## __snloffice (hidden)
允䅁䍁䅣䅁䍁䅁䅁䅁䅁䅁䅁䅉䅁䍁䅍䅒偂䙁䅣杔䵂䕁䄸兑䕂䍁䅁䅔䩂䕁䄰兓啂䅁䅁光䅁䍁䅧䅁橁䕁䅫杔坂䕁䅅䅔䩂䕁䅑䅉䑂䕁䄸兔兂䕁䅅杔婂䍁䅁兓䕂䅁䅁杁䅁䍁䅯䅁橁䕁䅫杔坂䕁䅅䅔䩂䕁䅑䅉乂䕁䅕䅖卂䕁䅫睑杁䕁䄴兑乂䕁䅕䅁楁䅁䅁䅄䅁䑁䅉䅍硁䑁䅫兗䅁䍁䅑䅁䕁䅁䅁兑䅁䉁䅍䅁䝁䅁䅁兑瑁䅁䅁兄䅁䅁䅧䅁䉂䕁䅅兌䅁䉁䄸䅁䥁䅁䅁兑䙂䙁䅁䅁十䅁䅁䅃䅁䕁䅉村瑁䅁䅁杈䅁䅁䅧䅁䍂䕁䅉村䅁䉁䅅䅁䭁䅁䅁村䍂䕁䅉睋䅁䅁䄸䅁䭁䅁䅁村䍂䕁䅉兌䅁䍁䅕䅁䥁䅁䅁村䱂䕁䅧䅁䕁䅁䅁䅄䅁䕁䅉杕䱂䍁䄴兑䅁䉁䅳䅁䕁䅁䅁䅒䅁䍁䅙䅁䥁䅁䅁兒乂䕁䅅䅁摁䅁䅁䅃䅁䕁䅙䅖呂䅁䅁杇䅁䅁䄴䅁䝂䙁䅫杍睁䑁䅉免䅁䅁䅣䅁佁䅁䅁杒婂䑁䅉䅍祁䑁䅉䅁䥁䅁䅁杄䅁䕁䅙兗祁䑁䅁杍穁䅁䅁元䅁䍁䅷䅁䝂䝁䄸杣求䝁䅫睚畂䍁䅁睑ㅂ䡁䅉杣求䝁䄴睙㕂䍁䅁䅔啂䡁䅷䅍䅁䅁䄴䅁䝁䅁䅁䅓䙂䅁䅁䅆䅁䅁䅧䅁䩂䕁䅑兑䅁䉁䅕䅁煁䅁䅁兓穂䡁䅍兤求䡁䅉䅉䑂䡁䅉党歂䝁䅫䅤杁䙁䅉兙あ䝁䅫杢湂䅁䅁睃䅁䍁䅧䅁䵂䝁䄸睙桂䝁䅷䅉䑂䡁䅕杣祂䝁䅕杢橂䡁䅫䅉䵂䙁䅑䅦睁䅁䅁䅄䅁䅁䅙䅁佂䙁䅉䅁婁䅁䅁䅃䅁䕁䄴睖䙂䅁䅁杆䅁䅁䅧䅁兂䕁䄴兔䅁䉁䅧䅁䥁䅁䅁䅕佂䙁䅣䅁䙁䅁䅁䅍䅁䙁䅉䅒時䕁䅍杕䙂䕁䅑兓啂䙁䄸杕䉂䙁䅑兓佂䕁䅣睘䡂䕁䅷睔䍂䕁䅅䅔䅁䅁䅯䅁䝁䅁䅁睕偂䅁䅁睁䅁䑁䅑䅁呂䙁䅁睘䝂䕁䅫䅖䑂䕁䅧睘䵂䙁䅑睘䑂䙁䅉兒䕂䕁䅫䅖時䙁䅉兑啂䕁䅫杔䡂䅁䅁䅉䅁䕁䅁䅁呂䙁䅁睘䩂䙁䅍睕噂䕁䅕杕時䕁䄰䅒婂䙁䅍睘䵂䙁䅑睘䩂䙁䅍睕噂䕁䅕杕時䙁䅉兑啂䕁䅫杔䡂䅁䅁䅅䅁䑁䅙䅁呂䙁䅁睘䵂䙁䅑睘䩂䙁䅍睕噂䕁䅕杕時䕁䅍杕䙂䕁䅑兓啂䙁䄸杕䉂䙁䅑兓佂䕁䅣䅁橁䅁䅁杇䅁䙁䅍䅕時䕁䄰兑卂䕁䅳兒啂䕁䅍兑兂䅁䅁允䅁䉁䅑䅁呂䙁䅁睘兂䕁䅕睘䙂䙁䅍䅖䅁䅁䅙䅁䥁䅁䅁睕卂䕁䅕䅁捁䅁䅁䅃䅁䙁䅧兒䵂䅁䅁睆䅁䅁䅁䅁㵁

## Cover
CPUC IRP Resource Potential & Transmission Workbook
Prepared by
44 Montgomery Street, Suite 1500
San Francisco, CA 94104
(415) 391-5100
2025-01-07
Notes
The data underlying this transmission analysis for the CPUC IRP comes from the "2023 Transmission Capability Estimates for use in the CPUC's Resource Planning Process" whitepaper ("CAISO transmission capability whitepaper") and supporting documents, available for download on the CAISO website:
http://www.caiso.com/Pages/documentsbygroup.aspx?GroupID=82442AF7-0A68-4BFC-86FD-AAE1B066AE5E
Table of Contents
| Sheet | Section | Description
| CAISO Assets | Outputs to RESOLVE | The CAISO transmission upgrade assets, with incremental capability (MW), cost ($/kW-yr), and first available year, are tabulated here. The data on this tab can be copy/pasted directly into the RESOLVE Scenario Tool's "CAISO Upgrades" tab.
| Generic Assets | Outputs to RESOLVE | The generic transmission upgrade assets, with incremental capability (MW), cost ($/kW-yr), and first available year, are tabulated here. The data on this tab can be copy/pasted directly into the RESOLVE Scenario Tool's "CAISO Upgrades" tab.
| CAISO Custom Constraints | Outputs to RESOLVE | The representation of the CAISO transmission constraints for input into the RESOLVE Scenario Tool's "Custom Constraints" tab. All three constraint types (HSN/SSN/Offpeak) are represented. A single upgrade asset ("CAISO Assets") will expand all three constraint types simultaneously, with the ratio of incremental EODS to FCDS capability determining the coefficient of expansion for the Offpeak constraint. Candidate resource build assets contribute to constraints proportional to the appropriate deliverability factors ("Resource Deliverability").
| Generic Custom Constraints | Outputs to RESOLVE | The representation of the generic transmission constraints for input into the RESOLVE Scenario Tool's "Custom Constraints" tab. All three constraint types (HSN/SSN/Offpeak) are represented. A single upgrade asset ("Generic Assets") will expand all three constraint types simultaneously, with the ratio of incremental EODS to FCDS capability determining the coefficient of expansion for the Offpeak constraint. Candidate resource build assets contribute to constraints proportional to the appropriate deliverability factors ("Resource Deliverability").
| Tx Memberships | Resource Memberships | Master table of candidate resource build asset assignments to transmission clusters and CAISO transmission constraints.
| Generic Tx Memberships | Resource Memberships | Table of generic resource build asset assignments to generic transmission constraints.
| CAISO Constraint Data | Constraint Data | Formalization of the transmission constraint data provided in the CAISO transmission capability whitepaper ("CAISO Tx Data"), including definitions of all variable names and assignments of transmission upgrades to transmission constraints.
| Generic Tx Assignments | Constraint Data | Assignments of CAISO transmission upgrades to CAISO Study Areas, CAISO Study Areas to Generic Transmission Upgrade Zones (GTUZ), and candidate resource build assets to GTUZs.
| Generic Constraint Data | Constraint Data | Formalization of the transmission constraint data for the generic transmission upgrades. Generic upgrade costs were extrapolated from CAISO transmission upgrade costs.
| Incremental Baseline Resources | Constraint Data | Existing and Planned resources from the CPUC Generator List with online dates after 1/1/2022. These resources were not accounted in the CAISO transmission capability whitepaper, and their contributions to FCDS and EODS deliverability constraints must be subtracted from the existing transmission capability amounts.
| Resource Deliverability | Reference | Formalization of the deliverability factors provided in the CAISO transmission capability whitepaper ("Deliverability Factors").
| Deliverability Factors | Reference | Data by technology, utility (PG&E, SCE, SDG&E), and deliverability window (HSN/SSN/Offpeak) representing each resource's contribution to the CAISO transmission deliverability constraints, as reported in the 2023 CAISO transmission capability whitepaper.
| Planned Upgrades | Reference | Helper tab to represent certain planned transmission upgrades in the RESOLVE UI.
| CAISO Tx Data | Reference | Copy of the workbook "Transmission Capability Estimates for use in the CPUCs Integrated Resource Planning Process", available at the link above. Some modifications have been made to the workbook for legibility and/or compatibility with RESOLVE input. CAISO provided additional context in August 2023, and this information is recorded here.
| Substation-Constraint Matrix | Reference | Tabulation of the deliverability constraint boundaries (Attachmenet B1), with deference to the PG&E Constraint Boundary Substation List (Attachment B2)
| EO LSE Plans | Reference | Energy-only resources from the LSE filings are assigned to transmission constraints on this tab.
Cell Style Legend
Cells in this Scenario Tool are color-coded to indicate intent:
Model Inputs
Dropdown User Inputs
Calculations or Fixed Values
Calculations (different formula than neighboring cells)
Table Headers
Table Sub-Headers
Table Index (Row Descriptions)

## Add'll LHS Terms (unused) (hidden)
Left-hand Side Variables
Multiplier
Custom Constraint Group | Custom Constraint | Model Formulation Variable | Index 1 | Index 2 | 2020 | 2021 | 2022 | 2023 | 2024 | 2025 | 2026 | 2027 | 2028 | 2029 | 2030 | 2031 | 2032 | 2033 | 2034 | 2035 | 2036 | 2037 | 2038 | 2039 | 2040 | 2041 | 2042 | 2043 | 2044 | 2045 | 2046 | 2047 | 2048 | 2049 | 2050
caiso-deliverability | #VALUE! | Operational_Capacity_In_Model_Year
caiso-deliverability |  | Operational_Capacity_In_Model_Year
caiso-deliverability |  | Operational_Capacity_In_Model_Year
caiso-deliverability |  | Operational_Capacity_In_Model_Year
caiso-deliverability |  | Operational_Capacity_In_Model_Year
caiso-deliverability |  | Operational_Capacity_In_Model_Year
caiso-deliverability |  | Operational_Capacity_In_Model_Year
caiso-deliverability |  | Operational_Capacity_In_Model_Year
caiso-deliverability |  | Operational_Capacity_In_Model_Year
caiso-deliverability |  | Operational_Capacity_In_Model_Year
caiso-deliverability |  | Operational_Capacity_In_Model_Year
caiso-deliverability |  | Operational_Capacity_In_Model_Year
caiso-deliverability |  | Operational_Capacity_In_Model_Year
caiso-deliverability |  | Operational_Capacity_In_Model_Year
caiso-deliverability |  | Operational_Capacity_In_Model_Year
caiso-deliverability |  | Operational_Capacity_In_Model_Year
caiso-deliverability |  | Operational_Capacity_In_Model_Year
caiso-deliverability |  | Operational_Capacity_In_Model_Year
caiso-deliverability |  | Operational_Capacity_In_Model_Year
caiso-deliverability |  | Operational_Capacity_In_Model_Year
caiso-deliverability |  | Operational_Capacity_In_Model_Year
caiso-deliverability |  | Operational_Capacity_In_Model_Year
caiso-deliverability |  | Operational_Capacity_In_Model_Year
caiso-deliverability |  | Operational_Capacity_In_Model_Year
caiso-deliverability |  | Operational_Capacity_In_Model_Year
caiso-deliverability |  | Operational_Capacity_In_Model_Year
caiso-deliverability |  | Operational_Capacity_In_Model_Year
caiso-deliverability |  | Operational_Capacity_In_Model_Year
caiso-deliverability |  | Operational_Capacity_In_Model_Year
caiso-deliverability |  | Operational_Capacity_In_Model_Year
caiso-deliverability |  | Operational_Capacity_In_Model_Year
caiso-deliverability |  | Operational_Capacity_In_Model_Year
caiso-deliverability |  | Operational_Capacity_In_Model_Year
caiso-deliverability |  | Operational_Capacity_In_Model_Year
caiso-deliverability |  | Operational_Capacity_In_Model_Year
caiso-deliverability |  | Operational_Capacity_In_Model_Year
caiso-deliverability |  | Operational_Capacity_In_Model_Year
caiso-deliverability |  | Operational_Capacity_In_Model_Year
caiso-deliverability |  | Operational_Capacity_In_Model_Year
caiso-deliverability |  | Operational_Capacity_In_Model_Year
caiso-deliverability |  | Operational_Capacity_In_Model_Year
caiso-deliverability |  | Operational_Capacity_In_Model_Year
caiso-deliverability |  | Operational_Capacity_In_Model_Year
caiso-deliverability |  | Operational_Capacity_In_Model_Year
caiso-deliverability |  | Operational_Capacity_In_Model_Year
caiso-deliverability |  | Operational_Capacity_In_Model_Year
caiso-deliverability |  | Operational_Capacity_In_Model_Year
caiso-deliverability |  | Operational_Capacity_In_Model_Year
caiso-deliverability |  | Operational_Capacity_In_Model_Year
caiso-deliverability |  | Operational_Capacity_In_Model_Year
caiso-deliverability |  | Operational_Capacity_In_Model_Year
caiso-deliverability |  | Operational_Capacity_In_Model_Year
caiso-deliverability |  | Operational_Capacity_In_Model_Year
caiso-deliverability |  | Operational_Capacity_In_Model_Year
caiso-deliverability |  | Operational_Capacity_In_Model_Year
caiso-deliverability |  | Operational_Capacity_In_Model_Year
caiso-deliverability |  | Operational_Capacity_In_Model_Year
caiso-deliverability |  | Operational_Capacity_In_Model_Year
caiso-deliverability |  | Operational_Capacity_In_Model_Year
caiso-deliverability |  | Operational_Capacity_In_Model_Year
caiso-deliverability |  | Operational_Capacity_In_Model_Year
caiso-deliverability |  | Operational_Capacity_In_Model_Year
caiso-deliverability |  | Operational_Capacity_In_Model_Year
caiso-deliverability |  | Operational_Capacity_In_Model_Year
caiso-deliverability |  | Operational_Capacity_In_Model_Year
caiso-deliverability |  | Operational_Capacity_In_Model_Year
caiso-deliverability |  | Operational_Capacity_In_Model_Year
caiso-deliverability |  | Operational_Capacity_In_Model_Year
caiso-deliverability |  | Operational_Capacity_In_Model_Year
caiso-deliverability |  | Operational_Capacity_In_Model_Year
caiso-deliverability |  | Operational_Capacity_In_Model_Year
caiso-deliverability |  | Operational_Capacity_In_Model_Year
caiso-deliverability |  | Operational_Capacity_In_Model_Year
caiso-deliverability |  | Operational_Capacity_In_Model_Year
caiso-deliverability |  | Operational_Capacity_In_Model_Year
caiso-deliverability |  | Operational_Capacity_In_Model_Year
caiso-deliverability |  | Operational_Capacity_In_Model_Year
caiso-deliverability |  | Operational_Capacity_In_Model_Year
caiso-deliverability |  | Operational_Capacity_In_Model_Year
caiso-deliverability |  | Operational_Capacity_In_Model_Year
caiso-deliverability |  | Operational_Capacity_In_Model_Year
caiso-deliverability |  | Operational_Capacity_In_Model_Year
caiso-deliverability |  | Operational_Capacity_In_Model_Year
caiso-deliverability |  | Operational_Capacity_In_Model_Year
caiso-deliverability |  | Operational_Capacity_In_Model_Year
caiso-deliverability |  | Operational_Capacity_In_Model_Year
caiso-deliverability |  | Operational_Capacity_In_Model_Year
caiso-deliverability |  | Operational_Capacity_In_Model_Year
caiso-deliverability |  | Operational_Capacity_In_Model_Year
caiso-deliverability |  | Operational_Capacity_In_Model_Year
caiso-deliverability |  | Operational_Capacity_In_Model_Year
caiso-deliverability |  | Operational_Capacity_In_Model_Year
caiso-deliverability |  | Operational_Capacity_In_Model_Year
caiso-deliverability |  | Operational_Capacity_In_Model_Year
caiso-deliverability |  | Operational_Capacity_In_Model_Year
caiso-deliverability |  | Operational_Capacity_In_Model_Year
caiso-deliverability |  | Operational_Capacity_In_Model_Year
caiso-deliverability |  | Operational_Capacity_In_Model_Year
caiso-deliverability |  | Operational_Capacity_In_Model_Year
caiso-deliverability |  | Operational_Capacity_In_Model_Year
caiso-deliverability |  | Operational_Capacity_In_Model_Year
caiso-deliverability |  | Operational_Capacity_In_Model_Year
caiso-deliverability |  | Operational_Capacity_In_Model_Year
caiso-deliverability |  | Operational_Capacity_In_Model_Year
caiso-deliverability |  | Operational_Capacity_In_Model_Year
caiso-deliverability |  | Operational_Capacity_In_Model_Year
caiso-deliverability |  | Operational_Capacity_In_Model_Year
caiso-deliverability |  | Operational_Capacity_In_Model_Year
caiso-deliverability |  | Operational_Capacity_In_Model_Year
caiso-deliverability |  | Operational_Capacity_In_Model_Year
caiso-deliverability |  | Operational_Capacity_In_Model_Year
caiso-deliverability |  | Operational_Capacity_In_Model_Year
caiso-deliverability |  | Operational_Capacity_In_Model_Year
caiso-deliverability |  | Operational_Capacity_In_Model_Year
caiso-deliverability |  | Operational_Capacity_In_Model_Year
caiso-deliverability |  | Operational_Capacity_In_Model_Year
caiso-deliverability |  | Operational_Capacity_In_Model_Year
caiso-deliverability |  | Operational_Capacity_In_Model_Year
caiso-deliverability |  | Operational_Capacity_In_Model_Year
caiso-deliverability |  | Operational_Capacity_In_Model_Year
caiso-deliverability |  | Operational_Capacity_In_Model_Year
caiso-deliverability |  | Operational_Capacity_In_Model_Year
caiso-deliverability |  | Operational_Capacity_In_Model_Year
caiso-deliverability |  | Operational_Capacity_In_Model_Year
caiso-deliverability |  | Operational_Capacity_In_Model_Year
caiso-deliverability |  | Operational_Capacity_In_Model_Year
caiso-deliverability |  | Operational_Capacity_In_Model_Year
caiso-deliverability |  | Operational_Capacity_In_Model_Year
caiso-deliverability |  | Operational_Capacity_In_Model_Year
Multiplier
Custom Constraint Group | Custom Constraint | Model Formulation Variable | Index 1 | Index 2 | 2020 | 2021 | 2022 | 2023 | 2024 | 2025 | 2026 | 2027 | 2028 | 2029 | 2030 | 2031 | 2032 | 2033 | 2034 | 2035 | 2036 | 2037 | 2038 | 2039 | 2040 | 2041 | 2042 | 2043 | 2044 | 2045 | 2046 | 2047 | 2048 | 2049 | 2050
caiso-deliverability | Antelope_Neenach_Off_Peak_offpeak | Operational_Capacity_In_Model_Year
caiso-deliverability | Antelope_Neenach_On_Peak_HSN | Operational_Capacity_In_Model_Year
caiso-deliverability | Antelope_Neenach_On_Peak_SSN | Operational_Capacity_In_Model_Year
caiso-deliverability | Antelope_Vincent_HSN | Operational_Capacity_In_Model_Year
caiso-deliverability | Antelope_Vincent_offpeak | Operational_Capacity_In_Model_Year
caiso-deliverability | Antelope_Vincent_SSN | Operational_Capacity_In_Model_Year
caiso-deliverability | Bell_Placer_HSN | Operational_Capacity_In_Model_Year
caiso-deliverability | Bell_Placer_offpeak | Operational_Capacity_In_Model_Year
caiso-deliverability | Bell_Placer_SSN | Operational_Capacity_In_Model_Year
caiso-deliverability | Bellota_Weber_HSN | Operational_Capacity_In_Model_Year
caiso-deliverability | Bellota_Weber_offpeak | Operational_Capacity_In_Model_Year
caiso-deliverability | Bellota_Weber_SSN | Operational_Capacity_In_Model_Year
caiso-deliverability | Birds_Landing_Contra_Costa_HSN | Operational_Capacity_In_Model_Year
caiso-deliverability | Birds_Landing_Contra_Costa_offpeak | Operational_Capacity_In_Model_Year
caiso-deliverability | Birds_Landing_Contra_Costa_SSN | Operational_Capacity_In_Model_Year
caiso-deliverability | Borden_Storey_HSN | Operational_Capacity_In_Model_Year
caiso-deliverability | Borden_Storey_offpeak | Operational_Capacity_In_Model_Year
caiso-deliverability | Borden_Storey_SSN | Operational_Capacity_In_Model_Year
caiso-deliverability | Calcite_Lugo_HSN | Operational_Capacity_In_Model_Year
caiso-deliverability | Calcite_Lugo_offpeak | Operational_Capacity_In_Model_Year
caiso-deliverability | Calcite_Lugo_SSN | Operational_Capacity_In_Model_Year
caiso-deliverability | Cape_Mendocino_Offshore_Line_HSN | Operational_Capacity_In_Model_Year
caiso-deliverability | Cape_Mendocino_Offshore_Line_offpeak | Operational_Capacity_In_Model_Year
caiso-deliverability | Cape_Mendocino_Offshore_Line_SSN | Operational_Capacity_In_Model_Year
caiso-deliverability | Capistrano_San_Onofre_HSN | Operational_Capacity_In_Model_Year
caiso-deliverability | Capistrano_San_Onofre_offpeak | Operational_Capacity_In_Model_Year
caiso-deliverability | Capistrano_San_Onofre_SSN | Operational_Capacity_In_Model_Year
caiso-deliverability | Carberry_Round_Mt_HSN | Operational_Capacity_In_Model_Year
caiso-deliverability | Carberry_Round_Mt_offpeak | Operational_Capacity_In_Model_Year
caiso-deliverability | Carberry_Round_Mt_SSN | Operational_Capacity_In_Model_Year
caiso-deliverability | Chicarita_138_HSN | Operational_Capacity_In_Model_Year
caiso-deliverability | Chicarita_138_offpeak | Operational_Capacity_In_Model_Year
caiso-deliverability | Chicarita_138_SSN | Operational_Capacity_In_Model_Year
caiso-deliverability | Chowchilla_Le_Grand_HSN | Operational_Capacity_In_Model_Year
caiso-deliverability | Chowchilla_Le_Grand_offpeak | Operational_Capacity_In_Model_Year
caiso-deliverability | Chowchilla_Le_Grand_SSN | Operational_Capacity_In_Model_Year
caiso-deliverability | Coalinga_1_Coalinga_2_HSN | Operational_Capacity_In_Model_Year
caiso-deliverability | Coalinga_1_Coalinga_2_offpeak | Operational_Capacity_In_Model_Year
caiso-deliverability | Coalinga_1_Coalinga_2_SSN | Operational_Capacity_In_Model_Year
caiso-deliverability | Colorado_River_230_HSN | Operational_Capacity_In_Model_Year
caiso-deliverability | Colorado_River_230_offpeak | Operational_Capacity_In_Model_Year
caiso-deliverability | Colorado_River_230_SSN | Operational_Capacity_In_Model_Year
caiso-deliverability | Colorado_River_Red_Bluff_HSN | Operational_Capacity_In_Model_Year
caiso-deliverability | Colorado_River_Red_Bluff_offpeak | Operational_Capacity_In_Model_Year
caiso-deliverability | Colorado_River_Red_Bluff_SSN | Operational_Capacity_In_Model_Year
caiso-deliverability | Contra_Costa_Windmaster_HSN | Operational_Capacity_In_Model_Year
caiso-deliverability | Contra_Costa_Windmaster_offpeak | Operational_Capacity_In_Model_Year
caiso-deliverability | Contra_Costa_Windmaster_SSN | Operational_Capacity_In_Model_Year
caiso-deliverability | Control_Inyokern_HSN | Operational_Capacity_In_Model_Year
caiso-deliverability | Control_Inyokern_offpeak | Operational_Capacity_In_Model_Year
caiso-deliverability | Control_Inyokern_SSN | Operational_Capacity_In_Model_Year
caiso-deliverability | Cortina_Eagle_Rock_HSN | Operational_Capacity_In_Model_Year
caiso-deliverability | Cortina_Eagle_Rock_offpeak | Operational_Capacity_In_Model_Year
caiso-deliverability | Cortina_Eagle_Rock_SSN | Operational_Capacity_In_Model_Year
caiso-deliverability | Dairyland_Chowchilla_HSN | Operational_Capacity_In_Model_Year
caiso-deliverability | Dairyland_Chowchilla_offpeak | Operational_Capacity_In_Model_Year
caiso-deliverability | Dairyland_Chowchilla_SSN | Operational_Capacity_In_Model_Year
caiso-deliverability | DCRT_HSN | Operational_Capacity_In_Model_Year
caiso-deliverability | DCRT_offpeak | Operational_Capacity_In_Model_Year
caiso-deliverability | DCRT_SSN | Operational_Capacity_In_Model_Year
caiso-deliverability | Del_Amo_Barre_HSN | Operational_Capacity_In_Model_Year
caiso-deliverability | Del_Amo_Barre_offpeak | Operational_Capacity_In_Model_Year
caiso-deliverability | Del_Amo_Barre_SSN | Operational_Capacity_In_Model_Year
caiso-deliverability | Del_Norte_Offshore_Line_HSN | Operational_Capacity_In_Model_Year
caiso-deliverability | Del_Norte_Offshore_Line_offpeak | Operational_Capacity_In_Model_Year
caiso-deliverability | Del_Norte_Offshore_Line_SSN | Operational_Capacity_In_Model_Year
caiso-deliverability | Devers_Red_Bluff_HSN | Operational_Capacity_In_Model_Year
caiso-deliverability | Devers_Red_Bluff_offpeak | Operational_Capacity_In_Model_Year
caiso-deliverability | Devers_Red_Bluff_SSN | Operational_Capacity_In_Model_Year
caiso-deliverability | Dos_Amigos_Panoche_HSN | Operational_Capacity_In_Model_Year
caiso-deliverability | Dos_Amigos_Panoche_offpeak | Operational_Capacity_In_Model_Year
caiso-deliverability | Dos_Amigos_Panoche_SSN | Operational_Capacity_In_Model_Year
caiso-deliverability | Dumbarton_Newark_HSN | Operational_Capacity_In_Model_Year
caiso-deliverability | Dumbarton_Newark_offpeak | Operational_Capacity_In_Model_Year
caiso-deliverability | Dumbarton_Newark_SSN | Operational_Capacity_In_Model_Year
caiso-deliverability | East_Miguel_HSN | Operational_Capacity_In_Model_Year
caiso-deliverability | East_Miguel_offpeak | Operational_Capacity_In_Model_Year
caiso-deliverability | East_Miguel_SSN | Operational_Capacity_In_Model_Year
caiso-deliverability | Eastshore_San_Mateo_HSN | Operational_Capacity_In_Model_Year
caiso-deliverability | Eastshore_San_Mateo_offpeak | Operational_Capacity_In_Model_Year
caiso-deliverability | Eastshore_San_Mateo_SSN | Operational_Capacity_In_Model_Year
caiso-deliverability | Eight_Mile_Tesla_HSN | Operational_Capacity_In_Model_Year
caiso-deliverability | Eight_Mile_Tesla_offpeak | Operational_Capacity_In_Model_Year
caiso-deliverability | Eight_Mile_Tesla_SSN | Operational_Capacity_In_Model_Year
caiso-deliverability | Encina_San_Luis_Rey_HSN | Operational_Capacity_In_Model_Year
caiso-deliverability | Encina_San_Luis_Rey_offpeak | Operational_Capacity_In_Model_Year
caiso-deliverability | Encina_San_Luis_Rey_SSN | Operational_Capacity_In_Model_Year
caiso-deliverability | Etiwanda_Rancho_Vista_HSN | Operational_Capacity_In_Model_Year
caiso-deliverability | Etiwanda_Rancho_Vista_offpeak | Operational_Capacity_In_Model_Year
caiso-deliverability | Etiwanda_Rancho_Vista_SSN | Operational_Capacity_In_Model_Year
caiso-deliverability | Gates_Panoche_HSN | Operational_Capacity_In_Model_Year
caiso-deliverability | Gates_Panoche_offpeak | Operational_Capacity_In_Model_Year
caiso-deliverability | Gates_Panoche_SSN | Operational_Capacity_In_Model_Year
caiso-deliverability | Gates_TB_11_HSN | Operational_Capacity_In_Model_Year
caiso-deliverability | Gates_TB_11_offpeak | Operational_Capacity_In_Model_Year
caiso-deliverability | Gates_TB_11_SSN | Operational_Capacity_In_Model_Year
caiso-deliverability | Gates_TB_12_HSN | Operational_Capacity_In_Model_Year
caiso-deliverability | Gates_TB_12_offpeak | Operational_Capacity_In_Model_Year
caiso-deliverability | Gates_TB_12_SSN | Operational_Capacity_In_Model_Year
caiso-deliverability | Gates_TB_5_HSN | Operational_Capacity_In_Model_Year
caiso-deliverability | Gates_TB_5_offpeak | Operational_Capacity_In_Model_Year
caiso-deliverability | Gates_TB_5_SSN | Operational_Capacity_In_Model_Year
caiso-deliverability | GLW_230_HSN | Operational_Capacity_In_Model_Year
caiso-deliverability | GLW_230_offpeak | Operational_Capacity_In_Model_Year
caiso-deliverability | GLW_230_SSN | Operational_Capacity_In_Model_Year
caiso-deliverability | Grant_Eastshore_2_HSN | Operational_Capacity_In_Model_Year
caiso-deliverability | Grant_Eastshore_2_offpeak | Operational_Capacity_In_Model_Year
caiso-deliverability | Grant_Eastshore_2_SSN | Operational_Capacity_In_Model_Year
caiso-deliverability | Hinson_Del_Amo_HSN | Operational_Capacity_In_Model_Year
caiso-deliverability | Hinson_Del_Amo_offpeak | Operational_Capacity_In_Model_Year
caiso-deliverability | Hinson_Del_Amo_SSN | Operational_Capacity_In_Model_Year
caiso-deliverability | Humboldt_Offshore_Line_HSN | Operational_Capacity_In_Model_Year
caiso-deliverability | Humboldt_Offshore_Line_offpeak | Operational_Capacity_In_Model_Year
caiso-deliverability | Humboldt_Offshore_Line_SSN | Operational_Capacity_In_Model_Year
caiso-deliverability | Internal_San_Diego_HSN | Operational_Capacity_In_Model_Year
caiso-deliverability | Internal_San_Diego_offpeak | Operational_Capacity_In_Model_Year
caiso-deliverability | Internal_San_Diego_SSN | Operational_Capacity_In_Model_Year
caiso-deliverability | Jackson_Waukena_Corcoran_HSN | Operational_Capacity_In_Model_Year
caiso-deliverability | Jackson_Waukena_Corcoran_offpeak | Operational_Capacity_In_Model_Year
caiso-deliverability | Jackson_Waukena_Corcoran_SSN | Operational_Capacity_In_Model_Year
caiso-deliverability | Kasson_Jct_Heinz_HSN | Operational_Capacity_In_Model_Year
caiso-deliverability | Kasson_Jct_Heinz_offpeak | Operational_Capacity_In_Model_Year
caiso-deliverability | Kasson_Jct_Heinz_SSN | Operational_Capacity_In_Model_Year
caiso-deliverability | Kern_TB_4_HSN | Operational_Capacity_In_Model_Year
caiso-deliverability | Kern_TB_4_offpeak | Operational_Capacity_In_Model_Year
caiso-deliverability | Kern_TB_4_SSN | Operational_Capacity_In_Model_Year
caiso-deliverability | Kern_Tevis_Stockdale_Lamont_HSN | Operational_Capacity_In_Model_Year
caiso-deliverability | Kern_Tevis_Stockdale_Lamont_offpeak | Operational_Capacity_In_Model_Year
caiso-deliverability | Kern_Tevis_Stockdale_Lamont_SSN | Operational_Capacity_In_Model_Year
Kramer_Victor_HSN
Kramer_Victor_offpeak
Kramer_Victor_SSN
Lakeville_Ignacio_HSN
Lakeville_Ignacio_offpeak
Lakeville_Ignacio_SSN
Los_Banos_500_230_HSN
Los_Banos_500_230_offpeak
Los_Banos_500_230_SSN
Lugo_500_230_Transformer_HSN
Lugo_500_230_Transformer_offpeak
Lugo_500_230_Transformer_SSN
Lugo_Victorville_HSN
Lugo_Victorville_offpeak
Lugo_Victorville_SSN
Merced_TB_2_HSN
Merced_TB_2_offpeak
Merced_TB_2_SSN
Midway_Q2005_HSN
Midway_Q2005_offpeak
Midway_Q2005_SSN
Midway_Q2011_HSN
Midway_Q2011_offpeak
Midway_Q2011_SSN
Midway_Taft_HSN
Midway_Taft_offpeak
Midway_Taft_SSN
Midway_TB_3_HSN
Midway_TB_3_offpeak
Midway_TB_3_SSN
Moorpark_Pardee_HSN
Moorpark_Pardee_offpeak
Moorpark_Pardee_SSN
Morganhill_Metcalf_HSN
Morganhill_Metcalf_offpeak
Morganhill_Metcalf_SSN
Morro_Bay_Offshore_500_HSN
Morro_Bay_Offshore_500_offpeak
Morro_Bay_Offshore_500_SSN
Moss_Landing_Las_Aguillas_HSN
Moss_Landing_Las_Aguillas_offpeak
Moss_Landing_Las_Aguillas_SSN
Mustang_Henrietta_HSN
Mustang_Henrietta_offpeak
Mustang_Henrietta_SSN
Newark_Los_Esteros_HSN
Newark_Los_Esteros_offpeak
Newark_Los_Esteros_SSN
Newark_Newark_Dist_HSN
Newark_Newark_Dist_offpeak
Newark_Newark_Dist_SSN
North_Magunden_HSN
North_Magunden_offpeak
North_Magunden_SSN
Oceano_Calendar_HSN
Oceano_Calendar_offpeak
Oceano_Calendar_SSN
Oro Loma_El_Nido_HSN
Oro Loma_El_Nido_offpeak
Oro Loma_El_Nido_SSN
Panoche_Los_Banos_HSN
Panoche_Los_Banos_offpeak
Panoche_Los_Banos_SSN
Panoche_Mendota_HSN
Panoche_Mendota_offpeak
Panoche_Mendota_SSN
Panoche_Oro_Loma_HSN
Panoche_Oro_Loma_offpeak
Panoche_Oro_Loma_SSN
Pardee_Sylmar_HSN
Pardee_Sylmar_offpeak
Pardee_Sylmar_SSN
Q2008_Gates_HSN
Q2008_Gates_offpeak
Q2008_Gates_SSN
Red_Bluff_230_HSN
Red_Bluff_230_offpeak
Red_Bluff_230_SSN
Rio_Oso_Brighton_HSN
Rio_Oso_Brighton_offpeak
Rio_Oso_Brighton_SSN
Rio_Oso_Lockeford_HSN
Rio_Oso_Lockeford_offpeak
Rio_Oso_Lockeford_SSN
Rocklin_Pleasant_Grove_HSN
Rocklin_Pleasant_Grove_offpeak
Rocklin_Pleasant_Grove_SSN
San_Luis_Rey_San_Onofre_HSN
San_Luis_Rey_San_Onofre_offpeak
San_Luis_Rey_San_Onofre_SSN
Santa_Rosa_Corona_HSN
Santa_Rosa_Corona_offpeak
Santa_Rosa_Corona_SSN
SCE_Metro_Default_HSN
SCE_Metro_Default_offpeak
SCE_Metro_Default_SSN
Schindler_TB_1_HSN
Schindler_TB_1_offpeak
Schindler_TB_1_SSN
Semitropic_Midway_HSN
Semitropic_Midway_offpeak
Semitropic_Midway_SSN
Serrano_Alberhill_Valley_HSN
Serrano_Alberhill_Valley_offpeak
Serrano_Alberhill_Valley_SSN
Silvergate_Bay_Blvd_HSN
Silvergate_Bay_Blvd_offpeak
Silvergate_Bay_Blvd_SSN
Silvergate_Old_Town_HSN
Silvergate_Old_Town_offpeak
Silvergate_Old_Town_SSN
Smyrna _Q1984_HSN
Smyrna _Q1984_offpeak
Smyrna _Q1984_SSN
Sobrante_Moraga_HSN
Sobrante_Moraga_offpeak
Sobrante_Moraga_SSN
South_Magunden_Off_Peak_offpeak
South_Magunden_On_Peak_HSN
South_Magunden_On_Peak_SSN
Talega_230_HSN
Talega_230_offpeak
Talega_230_SSN
Tesla_Bellota_HSN
Tesla_Bellota_offpeak
Tesla_Bellota_SSN
Tesla_Salado_HSN
Tesla_Salado_offpeak
Tesla_Salado_SSN
Tesla_Tracy_Pump_1_HSN
Tesla_Tracy_Pump_1_offpeak
Tesla_Tracy_Pump_1_SSN
Tesla_Tracy_Pumps_2_HSN
Tesla_Tracy_Pumps_2_offpeak
Tesla_Tracy_Pumps_2_SSN
Trabuco_Capistrano_HSN
Trabuco_Capistrano_offpeak
Trabuco_Capistrano_SSN
Tranquility_Helm_HSN
Tranquility_Helm_offpeak
Tranquility_Helm_SSN
Vaca_Dixon_Tesla_HSN
Vaca_Dixon_Tesla_offpeak
Vaca_Dixon_Tesla_SSN
VEA_138_HSN
VEA_138_offpeak
VEA_138_SSN
Victor_Lugo_HSN
Victor_Lugo_offpeak
Victor_Lugo_SSN
Vincent_Lugo_HSN
Vincent_Lugo_offpeak
Vincent_Lugo_SSN
Windhub_HSN
Windhub_offpeak
Windhub_SSN
Windmaster_Delta_Pumps_HSN
Windmaster_Delta_Pumps_offpeak
Windmaster_Delta_Pumps_SSN
Woodland_Davis_HSN
Woodland_Davis_offpeak
Woodland_Davis_SSN

## CAISO Assets
Transmission Upgrade Assets
Modeled as assets in "CAISO Upgrades" tab in the Scenario Tool
[6 empty] | Capacity Attributes | [92 empty] | Cost Attributes
None
[5 empty] | Can Build New? | Existing Capability (MW) | [30 empty] | Minimum Cumulative New Build (MW) | [30 empty] | Incremental Capability in Modeled Year (MW) | [30 empty] | Levelized Cost by Vintage ($/kW-year)
[5 empty] | can_build_new | planned_installed_capacity | planned_installed_capacity | planned_installed_capacity | planned_installed_capacity | planned_installed_capacity | planned_installed_capacity | planned_installed_capacity | planned_installed_capacity | planned_installed_capacity | planned_installed_capacity | planned_installed_capacity | planned_installed_capacity | planned_installed_capacity | planned_installed_capacity | planned_installed_capacity | planned_installed_capacity | planned_installed_capacity | planned_installed_capacity | planned_installed_capacity | planned_installed_capacity | planned_installed_capacity | planned_installed_capacity | planned_installed_capacity | planned_installed_capacity | planned_installed_capacity | planned_installed_capacity | planned_installed_capacity | planned_installed_capacity | planned_installed_capacity | planned_installed_capacity | planned_installed_capacity | min_cumulative_new_build | min_cumulative_new_build | min_cumulative_new_build | min_cumulative_new_build | min_cumulative_new_build | min_cumulative_new_build | min_cumulative_new_build | min_cumulative_new_build | min_cumulative_new_build | min_cumulative_new_build | min_cumulative_new_build | min_cumulative_new_build | min_cumulative_new_build | min_cumulative_new_build | min_cumulative_new_build | min_cumulative_new_build | min_cumulative_new_build | min_cumulative_new_build | min_cumulative_new_build | min_cumulative_new_build | min_cumulative_new_build | min_cumulative_new_build | min_cumulative_new_build | min_cumulative_new_build | min_cumulative_new_build | min_cumulative_new_build | min_cumulative_new_build | min_cumulative_new_build | min_cumulative_new_build | min_cumulative_new_build | min_cumulative_new_build | potential | potential | potential | potential | potential | potential | potential | potential | potential | potential | potential | potential | potential | potential | potential | potential | potential | potential | potential | potential | potential | potential | potential | potential | potential | potential | potential | potential | potential | potential | potential | new_capacity_annualized_all_in_fixed_cost_by_vintage | new_capacity_annualized_all_in_fixed_cost_by_vintage | new_capacity_annualized_all_in_fixed_cost_by_vintage | new_capacity_annualized_all_in_fixed_cost_by_vintage | new_capacity_annualized_all_in_fixed_cost_by_vintage | new_capacity_annualized_all_in_fixed_cost_by_vintage | new_capacity_annualized_all_in_fixed_cost_by_vintage | new_capacity_annualized_all_in_fixed_cost_by_vintage | new_capacity_annualized_all_in_fixed_cost_by_vintage | new_capacity_annualized_all_in_fixed_cost_by_vintage | new_capacity_annualized_all_in_fixed_cost_by_vintage | new_capacity_annualized_all_in_fixed_cost_by_vintage | new_capacity_annualized_all_in_fixed_cost_by_vintage | new_capacity_annualized_all_in_fixed_cost_by_vintage | new_capacity_annualized_all_in_fixed_cost_by_vintage | new_capacity_annualized_all_in_fixed_cost_by_vintage | new_capacity_annualized_all_in_fixed_cost_by_vintage | new_capacity_annualized_all_in_fixed_cost_by_vintage | new_capacity_annualized_all_in_fixed_cost_by_vintage | new_capacity_annualized_all_in_fixed_cost_by_vintage | new_capacity_annualized_all_in_fixed_cost_by_vintage | new_capacity_annualized_all_in_fixed_cost_by_vintage | new_capacity_annualized_all_in_fixed_cost_by_vintage | new_capacity_annualized_all_in_fixed_cost_by_vintage | new_capacity_annualized_all_in_fixed_cost_by_vintage | new_capacity_annualized_all_in_fixed_cost_by_vintage | new_capacity_annualized_all_in_fixed_cost_by_vintage | new_capacity_annualized_all_in_fixed_cost_by_vintage | new_capacity_annualized_all_in_fixed_cost_by_vintage | new_capacity_annualized_all_in_fixed_cost_by_vintage | new_capacity_annualized_all_in_fixed_cost_by_vintage
| Resource | Included in Current System (CPUC IRP System Topology) | Scenario | Scenario Priority | None | 2020-01-01 | 2021-01-01 | 2022-01-01 | 2023-01-01 | 2024-01-01 | 2025-01-01 | 2026-01-01 | 2027-01-01 | 2028-01-01 | 2029-01-01 | 2030-01-01 | 2031-01-01 | 2032-01-01 | 2033-01-01 | 2034-01-01 | 2035-01-01 | 2036-01-01 | 2037-01-01 | 2038-01-01 | 2039-01-01 | 2040-01-01 | 2041-01-01 | 2042-01-01 | 2043-01-01 | 2044-01-01 | 2045-01-01 | 2046-01-01 | 2047-01-01 | 2048-01-01 | 2049-01-01 | 2050-01-01 | 2020-01-01 | 2021-01-01 | 2022-01-01 | 2023-01-01 | 2024-01-01 | 2025-01-01 | 2026-01-01 | 2027-01-01 | 2028-01-01 | 2029-01-01 | 2030-01-01 | 2031-01-01 | 2032-01-01 | 2033-01-01 | 2034-01-01 | 2035-01-01 | 2036-01-01 | 2037-01-01 | 2038-01-01 | 2039-01-01 | 2040-01-01 | 2041-01-01 | 2042-01-01 | 2043-01-01 | 2044-01-01 | 2045-01-01 | 2046-01-01 | 2047-01-01 | 2048-01-01 | 2049-01-01 | 2050-01-01 | 2020-01-01 | 2021-01-01 | 2022-01-01 | 2023-01-01 | 2024-01-01 | 2025-01-01 | 2026-01-01 | 2027-01-01 | 2028-01-01 | 2029-01-01 | 2030-01-01 | 2031-01-01 | 2032-01-01 | 2033-01-01 | 2034-01-01 | 2035-01-01 | 2036-01-01 | 2037-01-01 | 2038-01-01 | 2039-01-01 | 2040-01-01 | 2041-01-01 | 2042-01-01 | 2043-01-01 | 2044-01-01 | 2045-01-01 | 2046-01-01 | 2047-01-01 | 2048-01-01 | 2049-01-01 | 2050-01-01 | 2020-01-01 | 2021-01-01 | 2022-01-01 | 2023-01-01 | 2024-01-01 | 2025-01-01 | 2026-01-01 | 2027-01-01 | 2028-01-01 | 2029-01-01 | 2030-01-01 | 2031-01-01 | 2032-01-01 | 2033-01-01 | 2034-01-01 | 2035-01-01 | 2036-01-01 | 2037-01-01 | 2038-01-01 | 2039-01-01 | 2040-01-01 | 2041-01-01 | 2042-01-01 | 2043-01-01 | 2044-01-01 | 2045-01-01 | 2046-01-01 | 2047-01-01 | 2048-01-01 | 2049-01-01 | 2050-01-01
| Antelope_Neenach_Off_Peak_group | -/- |  |  | TRUE | [62 empty] | 0 | 0 | 0 | 0 | 0 | 0 | 15 | 15 | 15 | 15 | 15 | 15 | 15 | 15 | 15 | 15 | 15 | 15 | 15 | 15 | 15 | 15 | 15 | 15 | 15 | 15 | 15 | 15 | 15 | 15 | 15 | 278.1 | 278.1 | 278.1 | 278.1 | 278.1 | 278.1 | 278.1 | 278.1 | 278.1 | 278.1 | 278.1 | 278.1 | 278.1 | 278.1 | 278.1 | 278.1 | 278.1 | 278.1 | 278.1 | 278.1 | 278.1 | 278.1 | 278.1 | 278.1 | 278.1 | 278.1 | 278.1 | 278.1 | 278.1 | 278.1 | 278.1
| Antelope_Neenach_On_Peak_group | -/- |  |  | TRUE | [62 empty] | 0 | 0 | 0 | 0 | 0 | 0 | 2000 | 2000 | 2000 | 2000 | 2000 | 2000 | 2000 | 2000 | 2000 | 2000 | 2000 | 2000 | 2000 | 2000 | 2000 | 2000 | 2000 | 2000 | 2000 | 2000 | 2000 | 2000 | 2000 | 2000 | 2000 | 4.635 | 4.635 | 4.635 | 4.635 | 4.635 | 4.635 | 4.635 | 4.635 | 4.635 | 4.635 | 4.635 | 4.635 | 4.635 | 4.635 | 4.635 | 4.635 | 4.635 | 4.635 | 4.635 | 4.635 | 4.635 | 4.635 | 4.635 | 4.635 | 4.635 | 4.635 | 4.635 | 4.635 | 4.635 | 4.635 | 4.635
| Antelope_Vincent_group | -/- |  |  | TRUE | [62 empty] | 0 | 0 | 0 | 0 | 0 | 0 | 1500 | 1500 | 1500 | 1500 | 1500 | 1500 | 1500 | 1500 | 1500 | 1500 | 1500 | 1500 | 1500 | 1500 | 1500 | 1500 | 1500 | 1500 | 1500 | 1500 | 1500 | 1500 | 1500 | 1500 | 1500 | 0.81576 | 0.81576 | 0.81576 | 0.81576 | 0.81576 | 0.81576 | 0.81576 | 0.81576 | 0.81576 | 0.81576 | 0.81576 | 0.81576 | 0.81576 | 0.81576 | 0.81576 | 0.81576 | 0.81576 | 0.81576 | 0.81576 | 0.81576 | 0.81576 | 0.81576 | 0.81576 | 0.81576 | 0.81576 | 0.81576 | 0.81576 | 0.81576 | 0.81576 | 0.81576 | 0.81576
| Bell_Placer_group | -/- |  |  | TRUE | [62 empty] | 0 | 0 | 0 | 0 | 0 | 0 | 0 | 0 | 0 | 0 | 0 | 0 | 0 | 0 | 480 | 480 | 480 | 480 | 480 | 480 | 480 | 480 | 480 | 480 | 480 | 480 | 480 | 480 | 480 | 480 | 480 | 35.7281 | 35.7281 | 35.7281 | 35.7281 | 35.7281 | 35.7281 | 35.7281 | 35.7281 | 35.7281 | 35.7281 | 35.7281 | 35.7281 | 35.7281 | 35.7281 | 35.7281 | 35.7281 | 35.7281 | 35.7281 | 35.7281 | 35.7281 | 35.7281 | 35.7281 | 35.7281 | 35.7281 | 35.7281 | 35.7281 | 35.7281 | 35.7281 | 35.7281 | 35.7281 | 35.7281
| Birds_Landing_Contra_Costa_group | -/- |  |  | TRUE | [62 empty] | 0 | 0 | 0 | 0 | 0 | 0 | 0 | 0 | 0 | 0 | 0 | 0 | 0 | 0 | 0 | 0 | 1766 | 1766 | 1766 | 1766 | 1766 | 1766 | 1766 | 1766 | 1766 | 1766 | 1766 | 1766 | 1766 | 1766 | 1766 | 36.7441 | 36.7441 | 36.7441 | 36.7441 | 36.7441 | 36.7441 | 36.7441 | 36.7441 | 36.7441 | 36.7441 | 36.7441 | 36.7441 | 36.7441 | 36.7441 | 36.7441 | 36.7441 | 36.7441 | 36.7441 | 36.7441 | 36.7441 | 36.7441 | 36.7441 | 36.7441 | 36.7441 | 36.7441 | 36.7441 | 36.7441 | 36.7441 | 36.7441 | 36.7441 | 36.7441
| Borden_Storey_group | -/- |  |  | TRUE | [62 empty] | 0 | 0 | 0 | 0 | 0 | 0 | 0 | 0 | 0 | 0 | 0 | 0 | 1247 | 1247 | 1247 | 1247 | 1247 | 1247 | 1247 | 1247 | 1247 | 1247 | 1247 | 1247 | 1247 | 1247 | 1247 | 1247 | 1247 | 1247 | 1247 | 3.7169 | 3.7169 | 3.7169 | 3.7169 | 3.7169 | 3.7169 | 3.7169 | 3.7169 | 3.7169 | 3.7169 | 3.7169 | 3.7169 | 3.7169 | 3.7169 | 3.7169 | 3.7169 | 3.7169 | 3.7169 | 3.7169 | 3.7169 | 3.7169 | 3.7169 | 3.7169 | 3.7169 | 3.7169 | 3.7169 | 3.7169 | 3.7169 | 3.7169 | 3.7169 | 3.7169
| Calcite_Lugo_group | -/- |  |  | TRUE | [62 empty] | 0 | 0 | 0 | 0 | 0 | 0 | 0 | 0 | 0 | 0 | 0 | 0 | 0 | 1046 | 1046 | 1046 | 1046 | 1046 | 1046 | 1046 | 1046 | 1046 | 1046 | 1046 | 1046 | 1046 | 1046 | 1046 | 1046 | 1046 | 1046 | 21.181 | 21.181 | 21.181 | 21.181 | 21.181 | 21.181 | 21.181 | 21.181 | 21.181 | 21.181 | 21.181 | 21.181 | 21.181 | 21.181 | 21.181 | 21.181 | 21.181 | 21.181 | 21.181 | 21.181 | 21.181 | 21.181 | 21.181 | 21.181 | 21.181 | 21.181 | 21.181 | 21.181 | 21.181 | 21.181 | 21.181
| Cape_Mendocino_Offshore_Line_group | -/- |  |  | TRUE | [62 empty] | 0 | 0 | 0 | 0 | 0 | 0 | 0 | 0 | 0 | 0 | 0 | 0 | 0 | 0 | 0 | 0 | 0 | 0 | 0 | 10360 | 10360 | 10360 | 10360 | 10360 | 10360 | 10360 | 10360 | 10360 | 10360 | 10360 | 10360 | 185.4 | 185.4 | 185.4 | 185.4 | 185.4 | 185.4 | 185.4 | 185.4 | 185.4 | 185.4 | 185.4 | 185.4 | 185.4 | 185.4 | 185.4 | 185.4 | 185.4 | 185.4 | 185.4 | 185.4 | 185.4 | 185.4 | 185.4 | 185.4 | 185.4 | 185.4 | 185.4 | 185.4 | 185.4 | 185.4 | 185.4
| Capistrano_San_Onofre_group | -/- |  |  | TRUE | [62 empty] | 0 | 0 | 0 | 0 | 0 | 0 | 0 | 0 | 0 | 920 | 920 | 920 | 920 | 920 | 920 | 920 | 920 | 920 | 920 | 920 | 920 | 920 | 920 | 920 | 920 | 920 | 920 | 920 | 920 | 920 | 920 | 5.8542 | 5.8542 | 5.8542 | 5.8542 | 5.8542 | 5.8542 | 5.8542 | 5.8542 | 5.8542 | 5.8542 | 5.8542 | 5.8542 | 5.8542 | 5.8542 | 5.8542 | 5.8542 | 5.8542 | 5.8542 | 5.8542 | 5.8542 | 5.8542 | 5.8542 | 5.8542 | 5.8542 | 5.8542 | 5.8542 | 5.8542 | 5.8542 | 5.8542 | 5.8542 | 5.8542
| Carberry_Round_Mt_group | -/- |  |  | TRUE | [62 empty] | 0 | 0 | 0 | 0 | 0 | 0 | 0 | 0 | 0 | 0 | 0 | 26 | 26 | 26 | 26 | 26 | 26 | 26 | 26 | 26 | 26 | 26 | 26 | 26 | 26 | 26 | 26 | 26 | 26 | 26 | 26 | 641.7692 | 641.7692 | 641.7692 | 641.7692 | 641.7692 | 641.7692 | 641.7692 | 641.7692 | 641.7692 | 641.7692 | 641.7692 | 641.7692 | 641.7692 | 641.7692 | 641.7692 | 641.7692 | 641.7692 | 641.7692 | 641.7692 | 641.7692 | 641.7692 | 641.7692 | 641.7692 | 641.7692 | 641.7692 | 641.7692 | 641.7692 | 641.7692 | 641.7692 | 641.7692 | 641.7692
| Chicarita_138_group | -/- |  |  | TRUE | [62 empty] | 0 | 0 | 0 | 0 | 0 | 0 | 0 | 0 | 700 | 700 | 700 | 700 | 700 | 700 | 700 | 700 | 700 | 700 | 700 | 700 | 700 | 700 | 700 | 700 | 700 | 700 | 700 | 700 | 700 | 700 | 700 | 13.2429 | 13.2429 | 13.2429 | 13.2429 | 13.2429 | 13.2429 | 13.2429 | 13.2429 | 13.2429 | 13.2429 | 13.2429 | 13.2429 | 13.2429 | 13.2429 | 13.2429 | 13.2429 | 13.2429 | 13.2429 | 13.2429 | 13.2429 | 13.2429 | 13.2429 | 13.2429 | 13.2429 | 13.2429 | 13.2429 | 13.2429 | 13.2429 | 13.2429 | 13.2429 | 13.2429
| Chowchilla_Le_Grand_group | -/- |  |  | TRUE | [62 empty] | 0 | 0 | 0 | 0 | 0 | 0 | 0 | 0 | 0 | 0 | 0 | 0 | 0 | 0 | 0 | 0 | 0 | 0 | 0 | 1211 | 1211 | 1211 | 1211 | 1211 | 1211 | 1211 | 1211 | 1211 | 1211 | 1211 | 1211 | 42.1016 | 42.1016 | 42.1016 | 42.1016 | 42.1016 | 42.1016 | 42.1016 | 42.1016 | 42.1016 | 42.1016 | 42.1016 | 42.1016 | 42.1016 | 42.1016 | 42.1016 | 42.1016 | 42.1016 | 42.1016 | 42.1016 | 42.1016 | 42.1016 | 42.1016 | 42.1016 | 42.1016 | 42.1016 | 42.1016 | 42.1016 | 42.1016 | 42.1016 | 42.1016 | 42.1016
| Collinsville_500_group | -/- |  |  | TRUE | [62 empty] | 0 | 0 | 0 | 0 | 0 | 0 | 0 | 0 | 978 | 978 | 978 | 978 | 978 | 978 | 978 | 978 | 978 | 978 | 978 | 978 | 978 | 978 | 978 | 978 | 978 | 978 | 978 | 978 | 978 | 978 | 978 | 0 | 0 | 0 | 0 | 0 | 0 | 0 | 0 | 0 | 0 | 0 | 0 | 0 | 0 | 0 | 0 | 0 | 0 | 0 | 0 | 0 | 0 | 0 | 0 | 0 | 0 | 0 | 0 | 0 | 0 | 0
| Colorado_River_230_group | -/- |  |  | TRUE | [62 empty] | 0 | 0 | 0 | 0 | 0 | 0 | 0 | 0 | 1370 | 1370 | 1370 | 1370 | 1370 | 1370 | 1370 | 1370 | 1370 | 1370 | 1370 | 1370 | 1370 | 1370 | 1370 | 1370 | 1370 | 1370 | 1370 | 1370 | 1370 | 1370 | 1370 | 4.5335 | 4.5335 | 4.5335 | 4.5335 | 4.5335 | 4.5335 | 4.5335 | 4.5335 | 4.5335 | 4.5335 | 4.5335 | 4.5335 | 4.5335 | 4.5335 | 4.5335 | 4.5335 | 4.5335 | 4.5335 | 4.5335 | 4.5335 | 4.5335 | 4.5335 | 4.5335 | 4.5335 | 4.5335 | 4.5335 | 4.5335 | 4.5335 | 4.5335 | 4.5335 | 4.5335
| Colorado_River_Red_Bluff_group | -/- |  |  | TRUE | [62 empty] | 0 | 0 | 0 | 0 | 0 | 0 | 0 | 0 | 0 | 0 | 0 | 0 | 0 | 0 | 588 | 588 | 588 | 588 | 588 | 588 | 588 | 588 | 588 | 588 | 588 | 588 | 588 | 588 | 588 | 588 | 588 | 0 | 0 | 0 | 0 | 0 | 0 | 0 | 0 | 0 | 0 | 0 | 0 | 0 | 0 | 0 | 0 | 0 | 0 | 0 | 0 | 0 | 0 | 0 | 0 | 0 | 0 | 0 | 0 | 0 | 0 | 0
| Contra_Costa_Tesla_Newark_group | -/- |  |  | TRUE | [62 empty] | 0 | 0 | 0 | 0 | 0 | 0 | 0 | 0 | 0 | 0 | 0 | 0 | 6034 | 6034 | 6034 | 6034 | 6034 | 6034 | 6034 | 6034 | 6034 | 6034 | 6034 | 6034 | 6034 | 6034 | 6034 | 6034 | 6034 | 6034 | 6034 | 6.4114 | 6.4114 | 6.4114 | 6.4114 | 6.4114 | 6.4114 | 6.4114 | 6.4114 | 6.4114 | 6.4114 | 6.4114 | 6.4114 | 6.4114 | 6.4114 | 6.4114 | 6.4114 | 6.4114 | 6.4114 | 6.4114 | 6.4114 | 6.4114 | 6.4114 | 6.4114 | 6.4114 | 6.4114 | 6.4114 | 6.4114 | 6.4114 | 6.4114 | 6.4114 | 6.4114
| Control_Inyokern_group | -/- |  |  | TRUE | [62 empty] | 0 | 0 | 0 | 0 | 0 | 0 | 0 | 0 | 0 | 0 | 0 | 0 | 0 | 186 | 186 | 186 | 186 | 186 | 186 | 186 | 186 | 186 | 186 | 186 | 186 | 186 | 186 | 186 | 186 | 186 | 186 | 163.9694 | 163.9694 | 163.9694 | 163.9694 | 163.9694 | 163.9694 | 163.9694 | 163.9694 | 163.9694 | 163.9694 | 163.9694 | 163.9694 | 163.9694 | 163.9694 | 163.9694 | 163.9694 | 163.9694 | 163.9694 | 163.9694 | 163.9694 | 163.9694 | 163.9694 | 163.9694 | 163.9694 | 163.9694 | 163.9694 | 163.9694 | 163.9694 | 163.9694 | 163.9694 | 163.9694
| Cortina_Eagle_Rock_group | -/- |  |  | TRUE | [62 empty] | 0 | 0 | 0 | 0 | 0 | 0 | 0 | 0 | 0 | 50 | 50 | 50 | 50 | 50 | 50 | 50 | 50 | 50 | 50 | 50 | 50 | 50 | 50 | 50 | 50 | 50 | 50 | 50 | 50 | 50 | 50 | 92.7 | 92.7 | 92.7 | 92.7 | 92.7 | 92.7 | 92.7 | 92.7 | 92.7 | 92.7 | 92.7 | 92.7 | 92.7 | 92.7 | 92.7 | 92.7 | 92.7 | 92.7 | 92.7 | 92.7 | 92.7 | 92.7 | 92.7 | 92.7 | 92.7 | 92.7 | 92.7 | 92.7 | 92.7 | 92.7 | 92.7
| Dairyland_Chowchilla_group | -/- |  |  | TRUE | [62 empty] | 0 | 0 | 0 | 0 | 0 | 0 | 0 | 0 | 0 | 0 | 0 | 0 | 0 | 0 | 1211 | 1211 | 1211 | 1211 | 1211 | 1211 | 1211 | 1211 | 1211 | 1211 | 1211 | 1211 | 1211 | 1211 | 1211 | 1211 | 1211 | 19.1371 | 19.1371 | 19.1371 | 19.1371 | 19.1371 | 19.1371 | 19.1371 | 19.1371 | 19.1371 | 19.1371 | 19.1371 | 19.1371 | 19.1371 | 19.1371 | 19.1371 | 19.1371 | 19.1371 | 19.1371 | 19.1371 | 19.1371 | 19.1371 | 19.1371 | 19.1371 | 19.1371 | 19.1371 | 19.1371 | 19.1371 | 19.1371 | 19.1371 | 19.1371 | 19.1371
| DCRT_group | -/- |  |  | TRUE | [62 empty] | 0 | 0 | 0 | 0 | 0 | 0 | 0 | 0 | 0 | 0 | 3000 | 3000 | 3000 | 3000 | 3000 | 3000 | 3000 | 3000 | 3000 | 3000 | 3000 | 3000 | 3000 | 3000 | 3000 | 3000 | 3000 | 3000 | 3000 | 3000 | 3000 | 14.3067 | 14.3067 | 14.3067 | 14.3067 | 14.3067 | 14.3067 | 14.3067 | 14.3067 | 14.3067 | 14.3067 | 14.3067 | 14.3067 | 14.3067 | 14.3067 | 14.3067 | 14.3067 | 14.3067 | 14.3067 | 14.3067 | 14.3067 | 14.3067 | 14.3067 | 14.3067 | 14.3067 | 14.3067 | 14.3067 | 14.3067 | 14.3067 | 14.3067 | 14.3067 | 14.3067
| Del_Amo_Barre_group | -/- |  |  | TRUE | [62 empty] | 0 | 0 | 0 | 0 | 0 | 0 | 0 | 1058 | 1058 | 1058 | 1058 | 1058 | 1058 | 1058 | 1058 | 1058 | 1058 | 1058 | 1058 | 1058 | 1058 | 1058 | 1058 | 1058 | 1058 | 1058 | 1058 | 1058 | 1058 | 1058 | 1058 | 0.9638 | 0.9638 | 0.9638 | 0.9638 | 0.9638 | 0.9638 | 0.9638 | 0.9638 | 0.9638 | 0.9638 | 0.9638 | 0.9638 | 0.9638 | 0.9638 | 0.9638 | 0.9638 | 0.9638 | 0.9638 | 0.9638 | 0.9638 | 0.9638 | 0.9638 | 0.9638 | 0.9638 | 0.9638 | 0.9638 | 0.9638 | 0.9638 | 0.9638 | 0.9638 | 0.9638
| Del_Norte_Offshore_Line_group | -/- |  |  | TRUE | [62 empty] | 0 | 0 | 0 | 0 | 0 | 0 | 0 | 0 | 0 | 0 | 0 | 0 | 0 | 0 | 0 | 0 | 0 | 0 | 0 | 11010 | 11010 | 11010 | 11010 | 11010 | 11010 | 11010 | 11010 | 11010 | 11010 | 11010 | 11010 | 185.4 | 185.4 | 185.4 | 185.4 | 185.4 | 185.4 | 185.4 | 185.4 | 185.4 | 185.4 | 185.4 | 185.4 | 185.4 | 185.4 | 185.4 | 185.4 | 185.4 | 185.4 | 185.4 | 185.4 | 185.4 | 185.4 | 185.4 | 185.4 | 185.4 | 185.4 | 185.4 | 185.4 | 185.4 | 185.4 | 185.4
| Devers_Red_Bluff_group | -/- |  |  | TRUE | [62 empty] | 0 | 0 | 0 | 0 | 0 | 0 | 0 | 0 | 0 | 0 | 0 | 0 | 0 | 0 | 5000 | 5000 | 5000 | 5000 | 5000 | 5000 | 5000 | 5000 | 5000 | 5000 | 5000 | 5000 | 5000 | 5000 | 5000 | 5000 | 5000 | 0 | 0 | 0 | 0 | 0 | 0 | 0 | 0 | 0 | 0 | 0 | 0 | 0 | 0 | 0 | 0 | 0 | 0 | 0 | 0 | 0 | 0 | 0 | 0 | 0 | 0 | 0 | 0 | 0 | 0 | 0
| Diablo_Midway_4_group | -/- |  |  | TRUE | [62 empty] | 0 | 0 | 0 | 0 | 0 | 0 | 0 | 0 | 0 | 0 | 0 | 0 | 0 | 4125 | 4125 | 4125 | 4125 | 4125 | 4125 | 4125 | 4125 | 4125 | 4125 | 4125 | 4125 | 4125 | 4125 | 4125 | 4125 | 4125 | 4125 | 18.6524 | 18.6524 | 18.6524 | 18.6524 | 18.6524 | 18.6524 | 18.6524 | 18.6524 | 18.6524 | 18.6524 | 18.6524 | 18.6524 | 18.6524 | 18.6524 | 18.6524 | 18.6524 | 18.6524 | 18.6524 | 18.6524 | 18.6524 | 18.6524 | 18.6524 | 18.6524 | 18.6524 | 18.6524 | 18.6524 | 18.6524 | 18.6524 | 18.6524 | 18.6524 | 18.6524
| East_Miguel_group | -/- |  |  | TRUE | [62 empty] | 0 | 0 | 0 | 0 | 0 | 0 | 0 | 0 | 0 | 0 | 0 | 0 | 0 | 0 | 2823 | 2823 | 2823 | 2823 | 2823 | 2823 | 2823 | 2823 | 2823 | 2823 | 2823 | 2823 | 2823 | 2823 | 2823 | 2823 | 2823 | 0 | 0 | 0 | 0 | 0 | 0 | 0 | 0 | 0 | 0 | 0 | 0 | 0 | 0 | 0 | 0 | 0 | 0 | 0 | 0 | 0 | 0 | 0 | 0 | 0 | 0 | 0 | 0 | 0 | 0 | 0
| Encina_San_Luis_Rey_group | -/- |  |  | TRUE | [62 empty] | 0 | 0 | 0 | 0 | 0 | 0 | 0 | 0 | 0 | 0 | 0 | 0 | 0 | 0 | 3914 | 3914 | 3914 | 3914 | 3914 | 3914 | 3914 | 3914 | 3914 | 3914 | 3914 | 3914 | 3914 | 3914 | 3914 | 3914 | 3914 | 1.9919 | 1.9919 | 1.9919 | 1.9919 | 1.9919 | 1.9919 | 1.9919 | 1.9919 | 1.9919 | 1.9919 | 1.9919 | 1.9919 | 1.9919 | 1.9919 | 1.9919 | 1.9919 | 1.9919 | 1.9919 | 1.9919 | 1.9919 | 1.9919 | 1.9919 | 1.9919 | 1.9919 | 1.9919 | 1.9919 | 1.9919 | 1.9919 | 1.9919 | 1.9919 | 1.9919
| Etiwanda_Rancho_Vista_group | -/- |  |  | TRUE | [62 empty] | 0 | 0 | 0 | 0 | 0 | 0 | 0 | 3350 | 3350 | 3350 | 3350 | 3350 | 3350 | 3350 | 3350 | 3350 | 3350 | 3350 | 3350 | 3350 | 3350 | 3350 | 3350 | 3350 | 3350 | 3350 | 3350 | 3350 | 3350 | 3350 | 3350 | 2.4628 | 2.4628 | 2.4628 | 2.4628 | 2.4628 | 2.4628 | 2.4628 | 2.4628 | 2.4628 | 2.4628 | 2.4628 | 2.4628 | 2.4628 | 2.4628 | 2.4628 | 2.4628 | 2.4628 | 2.4628 | 2.4628 | 2.4628 | 2.4628 | 2.4628 | 2.4628 | 2.4628 | 2.4628 | 2.4628 | 2.4628 | 2.4628 | 2.4628 | 2.4628 | 2.4628
| Gates_Panoche_group | -/- |  |  | TRUE | [62 empty] | 0 | 0 | 0 | 0 | 0 | 0 | 0 | 0 | 0 | 0 | 0 | 0 | 8379 | 8379 | 8379 | 8379 | 8379 | 8379 | 8379 | 8379 | 8379 | 8379 | 8379 | 8379 | 8379 | 8379 | 8379 | 8379 | 8379 | 8379 | 8379 | 2.3682 | 2.3682 | 2.3682 | 2.3682 | 2.3682 | 2.3682 | 2.3682 | 2.3682 | 2.3682 | 2.3682 | 2.3682 | 2.3682 | 2.3682 | 2.3682 | 2.3682 | 2.3682 | 2.3682 | 2.3682 | 2.3682 | 2.3682 | 2.3682 | 2.3682 | 2.3682 | 2.3682 | 2.3682 | 2.3682 | 2.3682 | 2.3682 | 2.3682 | 2.3682 | 2.3682
| Gates_TB_13_group | -/- |  |  | TRUE | [62 empty] | 0 | 0 | 0 | 0 | 0 | 0 | 0 | 0 | 10038 | 10038 | 10038 | 10038 | 10038 | 10038 | 10038 | 10038 | 10038 | 10038 | 10038 | 10038 | 10038 | 10038 | 10038 | 10038 | 10038 | 10038 | 10038 | 10038 | 10038 | 10038 | 10038 | 0.32322 | 0.32322 | 0.32322 | 0.32322 | 0.32322 | 0.32322 | 0.32322 | 0.32322 | 0.32322 | 0.32322 | 0.32322 | 0.32322 | 0.32322 | 0.32322 | 0.32322 | 0.32322 | 0.32322 | 0.32322 | 0.32322 | 0.32322 | 0.32322 | 0.32322 | 0.32322 | 0.32322 | 0.32322 | 0.32322 | 0.32322 | 0.32322 | 0.32322 | 0.32322 | 0.32322
| Gates_TB_5_group | -/- |  |  | TRUE | [62 empty] | 0 | 0 | 0 | 0 | 0 | 0 | 0 | 0 | 0 | 0 | 0 | 0 | 47 | 47 | 47 | 47 | 47 | 47 | 47 | 47 | 47 | 47 | 47 | 47 | 47 | 47 | 47 | 47 | 47 | 47 | 47 | 216.9574 | 216.9574 | 216.9574 | 216.9574 | 216.9574 | 216.9574 | 216.9574 | 216.9574 | 216.9574 | 216.9574 | 216.9574 | 216.9574 | 216.9574 | 216.9574 | 216.9574 | 216.9574 | 216.9574 | 216.9574 | 216.9574 | 216.9574 | 216.9574 | 216.9574 | 216.9574 | 216.9574 | 216.9574 | 216.9574 | 216.9574 | 216.9574 | 216.9574 | 216.9574 | 216.9574
| GLW_230_group | -/- |  |  | TRUE | [62 empty] | 0 | 0 | 0 | 0 | 0 | 0 | 0 | 1285 | 1285 | 1285 | 1285 | 1285 | 1285 | 1285 | 1285 | 1285 | 1285 | 1285 | 1285 | 1285 | 1285 | 1285 | 1285 | 1285 | 1285 | 1285 | 1285 | 1285 | 1285 | 1285 | 1285 | 0 | 0 | 0 | 0 | 0 | 0 | 0 | 0 | 0 | 0 | 0 | 0 | 0 | 0 | 0 | 0 | 0 | 0 | 0 | 0 | 0 | 0 | 0 | 0 | 0 | 0 | 0 | 0 | 0 | 0 | 0
| Grant_Eastshore_2_group | -/- |  |  | TRUE | [62 empty] | 0 | 0 | 0 | 0 | 0 | 0 | 0 | 0 | 0 | 0 | 0 | 290 | 290 | 290 | 290 | 290 | 290 | 290 | 290 | 290 | 290 | 290 | 290 | 290 | 290 | 290 | 290 | 290 | 290 | 290 | 290 | 39.9569 | 39.9569 | 39.9569 | 39.9569 | 39.9569 | 39.9569 | 39.9569 | 39.9569 | 39.9569 | 39.9569 | 39.9569 | 39.9569 | 39.9569 | 39.9569 | 39.9569 | 39.9569 | 39.9569 | 39.9569 | 39.9569 | 39.9569 | 39.9569 | 39.9569 | 39.9569 | 39.9569 | 39.9569 | 39.9569 | 39.9569 | 39.9569 | 39.9569 | 39.9569 | 39.9569
| Hinson_Del_Amo_group | -/- |  |  | TRUE | [62 empty] | 0 | 0 | 0 | 0 | 0 | 0 | 0 | 800 | 800 | 800 | 800 | 800 | 800 | 800 | 800 | 800 | 800 | 800 | 800 | 800 | 800 | 800 | 800 | 800 | 800 | 800 | 800 | 800 | 800 | 800 | 800 | 3.2445 | 3.2445 | 3.2445 | 3.2445 | 3.2445 | 3.2445 | 3.2445 | 3.2445 | 3.2445 | 3.2445 | 3.2445 | 3.2445 | 3.2445 | 3.2445 | 3.2445 | 3.2445 | 3.2445 | 3.2445 | 3.2445 | 3.2445 | 3.2445 | 3.2445 | 3.2445 | 3.2445 | 3.2445 | 3.2445 | 3.2445 | 3.2445 | 3.2445 | 3.2445 | 3.2445
| Humboldt_Offshore_Line_group | -/- |  |  | TRUE | [62 empty] | 0 | 0 | 0 | 0 | 0 | 0 | 0 | 0 | 0 | 0 | 0 | 0 | 0 | 0 | 2680 | 2680 | 2680 | 2680 | 2680 | 2680 | 2680 | 2680 | 2680 | 2680 | 2680 | 2680 | 2680 | 2680 | 2680 | 2680 | 2680 | 148.5045 | 148.5045 | 148.5045 | 148.5045 | 148.5045 | 148.5045 | 148.5045 | 148.5045 | 148.5045 | 148.5045 | 148.5045 | 148.5045 | 148.5045 | 148.5045 | 148.5045 | 148.5045 | 148.5045 | 148.5045 | 148.5045 | 148.5045 | 148.5045 | 148.5045 | 148.5045 | 148.5045 | 148.5045 | 148.5045 | 148.5045 | 148.5045 | 148.5045 | 148.5045 | 148.5045
| Internal_San_Diego_group | -/- |  |  | TRUE | [62 empty] | 0 | 0 | 0 | 0 | 0 | 0 | 0 | 0 | 1821 | 1821 | 1821 | 1821 | 1821 | 1821 | 1821 | 1821 | 1821 | 1821 | 1821 | 1821 | 1821 | 1821 | 1821 | 1821 | 1821 | 1821 | 1821 | 1821 | 1821 | 1821 | 1821 | 5.452 | 5.452 | 5.452 | 5.452 | 5.452 | 5.452 | 5.452 | 5.452 | 5.452 | 5.452 | 5.452 | 5.452 | 5.452 | 5.452 | 5.452 | 5.452 | 5.452 | 5.452 | 5.452 | 5.452 | 5.452 | 5.452 | 5.452 | 5.452 | 5.452 | 5.452 | 5.452 | 5.452 | 5.452 | 5.452 | 5.452
| Jackson_Waukena_Corcoran_group | -/- |  |  | TRUE | [62 empty] | 0 | 0 | 0 | 0 | 0 | 0 | 0 | 0 | 0 | 0 | 0 | 0 | 0 | 0 | 66 | 66 | 66 | 66 | 66 | 66 | 66 | 66 | 66 | 66 | 66 | 66 | 66 | 66 | 66 | 66 | 66 | 210.6818 | 210.6818 | 210.6818 | 210.6818 | 210.6818 | 210.6818 | 210.6818 | 210.6818 | 210.6818 | 210.6818 | 210.6818 | 210.6818 | 210.6818 | 210.6818 | 210.6818 | 210.6818 | 210.6818 | 210.6818 | 210.6818 | 210.6818 | 210.6818 | 210.6818 | 210.6818 | 210.6818 | 210.6818 | 210.6818 | 210.6818 | 210.6818 | 210.6818 | 210.6818 | 210.6818
| Kern_TB_4_group | -/- |  |  | TRUE | [62 empty] | 0 | 0 | 0 | 0 | 0 | 0 | 0 | 0 | 0 | 179 | 179 | 179 | 179 | 179 | 179 | 179 | 179 | 179 | 179 | 179 | 179 | 179 | 179 | 179 | 179 | 179 | 179 | 179 | 179 | 179 | 179 | 15.5363 | 15.5363 | 15.5363 | 15.5363 | 15.5363 | 15.5363 | 15.5363 | 15.5363 | 15.5363 | 15.5363 | 15.5363 | 15.5363 | 15.5363 | 15.5363 | 15.5363 | 15.5363 | 15.5363 | 15.5363 | 15.5363 | 15.5363 | 15.5363 | 15.5363 | 15.5363 | 15.5363 | 15.5363 | 15.5363 | 15.5363 | 15.5363 | 15.5363 | 15.5363 | 15.5363
| Kern_Tevis_Stockdale_Lamont_group | -/- |  |  | TRUE | [62 empty] | 0 | 0 | 0 | 0 | 0 | 0 | 0 | 0 | 0 | 367 | 367 | 367 | 367 | 367 | 367 | 367 | 367 | 367 | 367 | 367 | 367 | 367 | 367 | 367 | 367 | 367 | 367 | 367 | 367 | 367 | 367 | 30.3106 | 30.3106 | 30.3106 | 30.3106 | 30.3106 | 30.3106 | 30.3106 | 30.3106 | 30.3106 | 30.3106 | 30.3106 | 30.3106 | 30.3106 | 30.3106 | 30.3106 | 30.3106 | 30.3106 | 30.3106 | 30.3106 | 30.3106 | 30.3106 | 30.3106 | 30.3106 | 30.3106 | 30.3106 | 30.3106 | 30.3106 | 30.3106 | 30.3106 | 30.3106 | 30.3106
| Kramer_Victor_group | -/- |  |  | TRUE | [62 empty] | 0 | 0 | 0 | 0 | 0 | 0 | 0 | 0 | 0 | 0 | 0 | 0 | 0 | 0 | 1206 | 1206 | 1206 | 1206 | 1206 | 1206 | 1206 | 1206 | 1206 | 1206 | 1206 | 1206 | 1206 | 1206 | 1206 | 1206 | 1206 | 0 | 0 | 0 | 0 | 0 | 0 | 0 | 0 | 0 | 0 | 0 | 0 | 0 | 0 | 0 | 0 | 0 | 0 | 0 | 0 | 0 | 0 | 0 | 0 | 0 | 0 | 0 | 0 | 0 | 0 | 0
| Lugo_500_230_Transformer_group | -/- |  |  | TRUE | [62 empty] | 0 | 0 | 0 | 0 | 0 | 0 | 0 | 0 | 0 | 1178 | 1178 | 1178 | 1178 | 1178 | 1178 | 1178 | 1178 | 1178 | 1178 | 1178 | 1178 | 1178 | 1178 | 1178 | 1178 | 1178 | 1178 | 1178 | 1178 | 1178 | 1178 | 0 | 0 | 0 | 0 | 0 | 0 | 0 | 0 | 0 | 0 | 0 | 0 | 0 | 0 | 0 | 0 | 0 | 0 | 0 | 0 | 0 | 0 | 0 | 0 | 0 | 0 | 0 | 0 | 0 | 0 | 0
| Lugo_Victorville_group | -/- |  |  | TRUE | [62 empty] | 0 | 0 | 0 | 0 | 0 | 0 | 0 | 0 | 0 | 0 | 0 | 0 | 0 | 0 | 6800 | 6800 | 6800 | 6800 | 6800 | 6800 | 6800 | 6800 | 6800 | 6800 | 6800 | 6800 | 6800 | 6800 | 6800 | 6800 | 6800 | 29.514 | 29.514 | 29.514 | 29.514 | 29.514 | 29.514 | 29.514 | 29.514 | 29.514 | 29.514 | 29.514 | 29.514 | 29.514 | 29.514 | 29.514 | 29.514 | 29.514 | 29.514 | 29.514 | 29.514 | 29.514 | 29.514 | 29.514 | 29.514 | 29.514 | 29.514 | 29.514 | 29.514 | 29.514 | 29.514 | 29.514
| Manning_115_group | -/- |  |  | TRUE | [62 empty] | 0 | 0 | 0 | 0 | 0 | 0 | 0 | 0 | 0 | 0 | 0 | 0 | 0 | 0 | 3160 | 3160 | 3160 | 3160 | 3160 | 3160 | 3160 | 3160 | 3160 | 3160 | 3160 | 3160 | 3160 | 3160 | 3160 | 3160 | 3160 | 10.8541 | 10.8541 | 10.8541 | 10.8541 | 10.8541 | 10.8541 | 10.8541 | 10.8541 | 10.8541 | 10.8541 | 10.8541 | 10.8541 | 10.8541 | 10.8541 | 10.8541 | 10.8541 | 10.8541 | 10.8541 | 10.8541 | 10.8541 | 10.8541 | 10.8541 | 10.8541 | 10.8541 | 10.8541 | 10.8541 | 10.8541 | 10.8541 | 10.8541 | 10.8541 | 10.8541
| Manning_500_group | -/- |  |  | TRUE | [62 empty] | 0 | 0 | 0 | 0 | 0 | 0 | 0 | 0 | 4931 | 4931 | 4931 | 4931 | 4931 | 4931 | 4931 | 4931 | 4931 | 4931 | 4931 | 4931 | 4931 | 4931 | 4931 | 4931 | 4931 | 4931 | 4931 | 4931 | 4931 | 4931 | 4931 | 0 | 0 | 0 | 0 | 0 | 0 | 0 | 0 | 0 | 0 | 0 | 0 | 0 | 0 | 0 | 0 | 0 | 0 | 0 | 0 | 0 | 0 | 0 | 0 | 0 | 0 | 0 | 0 | 0 | 0 | 0
| Merced_TB_2_group | -/- |  |  | TRUE | [62 empty] | 0 | 0 | 0 | 0 | 0 | 0 | 0 | 0 | 0 | 0 | 0 | 0 | 0 | 0 | 0 | 0 | 358 | 358 | 358 | 358 | 358 | 358 | 358 | 358 | 358 | 358 | 358 | 358 | 358 | 358 | 358 | 32.3673 | 32.3673 | 32.3673 | 32.3673 | 32.3673 | 32.3673 | 32.3673 | 32.3673 | 32.3673 | 32.3673 | 32.3673 | 32.3673 | 32.3673 | 32.3673 | 32.3673 | 32.3673 | 32.3673 | 32.3673 | 32.3673 | 32.3673 | 32.3673 | 32.3673 | 32.3673 | 32.3673 | 32.3673 | 32.3673 | 32.3673 | 32.3673 | 32.3673 | 32.3673 | 32.3673
| Midway_Q2005_group | -/- |  |  | TRUE | [62 empty] | 0 | 0 | 0 | 0 | 0 | 0 | 0 | 0 | 0 | 0 | 0 | 0 | 0 | 0 | 0 | 0 | 16891 | 16891 | 16891 | 16891 | 16891 | 16891 | 16891 | 16891 | 16891 | 16891 | 16891 | 16891 | 16891 | 16891 | 16891 | 5.1588 | 5.1588 | 5.1588 | 5.1588 | 5.1588 | 5.1588 | 5.1588 | 5.1588 | 5.1588 | 5.1588 | 5.1588 | 5.1588 | 5.1588 | 5.1588 | 5.1588 | 5.1588 | 5.1588 | 5.1588 | 5.1588 | 5.1588 | 5.1588 | 5.1588 | 5.1588 | 5.1588 | 5.1588 | 5.1588 | 5.1588 | 5.1588 | 5.1588 | 5.1588 | 5.1588
| Midway_Q2011_group | -/- |  |  | TRUE | [62 empty] | 0 | 0 | 0 | 0 | 0 | 0 | 0 | 0 | 0 | 234 | 234 | 234 | 234 | 234 | 234 | 234 | 234 | 234 | 234 | 234 | 234 | 234 | 234 | 234 | 234 | 234 | 234 | 234 | 234 | 234 | 234 | 39.6154 | 39.6154 | 39.6154 | 39.6154 | 39.6154 | 39.6154 | 39.6154 | 39.6154 | 39.6154 | 39.6154 | 39.6154 | 39.6154 | 39.6154 | 39.6154 | 39.6154 | 39.6154 | 39.6154 | 39.6154 | 39.6154 | 39.6154 | 39.6154 | 39.6154 | 39.6154 | 39.6154 | 39.6154 | 39.6154 | 39.6154 | 39.6154 | 39.6154 | 39.6154 | 39.6154
| Midway_Taft_group | -/- |  |  | TRUE | [62 empty] | 0 | 0 | 0 | 0 | 0 | 0 | 0 | 0 | 206 | 206 | 206 | 206 | 206 | 206 | 206 | 206 | 206 | 206 | 206 | 206 | 206 | 206 | 206 | 206 | 206 | 206 | 206 | 206 | 206 | 206 | 206 | 279 | 279 | 279 | 279 | 279 | 279 | 279 | 279 | 279 | 279 | 279 | 279 | 279 | 279 | 279 | 279 | 279 | 279 | 279 | 279 | 279 | 279 | 279 | 279 | 279 | 279 | 279 | 279 | 279 | 279 | 279
| Midway_TB_3_group | -/- |  |  | TRUE | [62 empty] | 0 | 0 | 0 | 0 | 0 | 0 | 0 | 0 | 0 | 784 | 784 | 784 | 784 | 784 | 784 | 784 | 784 | 784 | 784 | 784 | 784 | 784 | 784 | 784 | 784 | 784 | 784 | 784 | 784 | 784 | 784 | 17.736 | 17.736 | 17.736 | 17.736 | 17.736 | 17.736 | 17.736 | 17.736 | 17.736 | 17.736 | 17.736 | 17.736 | 17.736 | 17.736 | 17.736 | 17.736 | 17.736 | 17.736 | 17.736 | 17.736 | 17.736 | 17.736 | 17.736 | 17.736 | 17.736 | 17.736 | 17.736 | 17.736 | 17.736 | 17.736 | 17.736
| Moorpark_Pardee_group | -/- |  |  | TRUE | [62 empty] | 0 | 0 | 0 | 0 | 0 | 0 | 0 | 0 | 0 | 0 | 0 | 0 | 0 | 900 | 900 | 900 | 900 | 900 | 900 | 900 | 900 | 900 | 900 | 900 | 900 | 900 | 900 | 900 | 900 | 900 | 900 | 61.8 | 61.8 | 61.8 | 61.8 | 61.8 | 61.8 | 61.8 | 61.8 | 61.8 | 61.8 | 61.8 | 61.8 | 61.8 | 61.8 | 61.8 | 61.8 | 61.8 | 61.8 | 61.8 | 61.8 | 61.8 | 61.8 | 61.8 | 61.8 | 61.8 | 61.8 | 61.8 | 61.8 | 61.8 | 61.8 | 61.8
| Morganhill_Metcalf_group | -/- |  |  | TRUE | [62 empty] | 0 | 0 | 0 | 0 | 0 | 0 | 0 | 0 | 0 | 0 | 0 | 0 | 0 | 0 | 0 | 0 | 712 | 712 | 712 | 712 | 712 | 712 | 712 | 712 | 712 | 712 | 712 | 712 | 712 | 712 | 712 | 49.4747 | 49.4747 | 49.4747 | 49.4747 | 49.4747 | 49.4747 | 49.4747 | 49.4747 | 49.4747 | 49.4747 | 49.4747 | 49.4747 | 49.4747 | 49.4747 | 49.4747 | 49.4747 | 49.4747 | 49.4747 | 49.4747 | 49.4747 | 49.4747 | 49.4747 | 49.4747 | 49.4747 | 49.4747 | 49.4747 | 49.4747 | 49.4747 | 49.4747 | 49.4747 | 49.4747
| Morro_Bay_Offshore_500_group | -/- |  |  | TRUE | [62 empty] | 0 | 0 | 0 | 0 | 0 | 0 | 0 | 0 | 0 | 0 | 4875 | 4875 | 4875 | 4875 | 4875 | 4875 | 4875 | 4875 | 4875 | 4875 | 4875 | 4875 | 4875 | 4875 | 4875 | 4875 | 4875 | 4875 | 4875 | 4875 | 4875 | 3.9045 | 3.9045 | 3.9045 | 3.9045 | 3.9045 | 3.9045 | 3.9045 | 3.9045 | 3.9045 | 3.9045 | 3.9045 | 3.9045 | 3.9045 | 3.9045 | 3.9045 | 3.9045 | 3.9045 | 3.9045 | 3.9045 | 3.9045 | 3.9045 | 3.9045 | 3.9045 | 3.9045 | 3.9045 | 3.9045 | 3.9045 | 3.9045 | 3.9045 | 3.9045 | 3.9045
| Moss_Landing_Las_Aguillas_group | -/- |  |  | TRUE | [62 empty] | 0 | 0 | 0 | 0 | 0 | 0 | 0 | 0 | 0 | 0 | 0 | 0 | 0 | 1760 | 1760 | 1760 | 1760 | 1760 | 1760 | 1760 | 1760 | 1760 | 1760 | 1760 | 1760 | 1760 | 1760 | 1760 | 1760 | 1760 | 1760 | 2.1174 | 2.1174 | 2.1174 | 2.1174 | 2.1174 | 2.1174 | 2.1174 | 2.1174 | 2.1174 | 2.1174 | 2.1174 | 2.1174 | 2.1174 | 2.1174 | 2.1174 | 2.1174 | 2.1174 | 2.1174 | 2.1174 | 2.1174 | 2.1174 | 2.1174 | 2.1174 | 2.1174 | 2.1174 | 2.1174 | 2.1174 | 2.1174 | 2.1174 | 2.1174 | 2.1174
| Newark_Los_Esteros_group | -/- |  |  | TRUE | [62 empty] | 0 | 0 | 0 | 0 | 0 | 0 | 0 | 0 | 348 | 348 | 348 | 348 | 348 | 348 | 348 | 348 | 348 | 348 | 348 | 348 | 348 | 348 | 348 | 348 | 348 | 348 | 348 | 348 | 348 | 348 | 348 | 0 | 0 | 0 | 0 | 0 | 0 | 0 | 0 | 0 | 0 | 0 | 0 | 0 | 0 | 0 | 0 | 0 | 0 | 0 | 0 | 0 | 0 | 0 | 0 | 0 | 0 | 0 | 0 | 0 | 0 | 0
| Nikola_group | -/- |  |  | TRUE | [62 empty] | 0 | 0 | 0 | 0 | 0 | 0 | 0 | 0 | 0 | 0 | 0 | 0 | 0 | 0 | 0 | 0 | 0 | 0 | 0 | 0 | 0 | 0 | 1255 | 1255 | 1255 | 1255 | 1255 | 1255 | 1255 | 1255 | 1255 | 125.5697 | 125.5697 | 125.5697 | 125.5697 | 125.5697 | 125.5697 | 125.5697 | 125.5697 | 125.5697 | 125.5697 | 125.5697 | 125.5697 | 125.5697 | 125.5697 | 125.5697 | 125.5697 | 125.5697 | 125.5697 | 125.5697 | 125.5697 | 125.5697 | 125.5697 | 125.5697 | 125.5697 | 125.5697 | 125.5697 | 125.5697 | 125.5697 | 125.5697 | 125.5697 | 125.5697
| North_Magunden_group | -/- |  |  | TRUE | [62 empty] | 0 | 0 | 0 | 0 | 0 | 0 | 0 | 0 | 0 | 0 | 0 | 0 | 0 | 500 | 500 | 500 | 500 | 500 | 500 | 500 | 500 | 500 | 500 | 500 | 500 | 500 | 500 | 500 | 500 | 500 | 500 | 232.3062 | 232.3062 | 232.3062 | 232.3062 | 232.3062 | 232.3062 | 232.3062 | 232.3062 | 232.3062 | 232.3062 | 232.3062 | 232.3062 | 232.3062 | 232.3062 | 232.3062 | 232.3062 | 232.3062 | 232.3062 | 232.3062 | 232.3062 | 232.3062 | 232.3062 | 232.3062 | 232.3062 | 232.3062 | 232.3062 | 232.3062 | 232.3062 | 232.3062 | 232.3062 | 232.3062
| Oceano_Calendar_group | -/- |  |  | TRUE | [62 empty] | 0 | 0 | 0 | 0 | 0 | 0 | 0 | 0 | 0 | 0 | 0 | 0 | 0 | 1418 | 1418 | 1418 | 1418 | 1418 | 1418 | 1418 | 1418 | 1418 | 1418 | 1418 | 1418 | 1418 | 1418 | 1418 | 1418 | 1418 | 1418 | 65.8988 | 65.8988 | 65.8988 | 65.8988 | 65.8988 | 65.8988 | 65.8988 | 65.8988 | 65.8988 | 65.8988 | 65.8988 | 65.8988 | 65.8988 | 65.8988 | 65.8988 | 65.8988 | 65.8988 | 65.8988 | 65.8988 | 65.8988 | 65.8988 | 65.8988 | 65.8988 | 65.8988 | 65.8988 | 65.8988 | 65.8988 | 65.8988 | 65.8988 | 65.8988 | 65.8988
| Oro Loma_El_Nido_group | -/- |  |  | TRUE | [62 empty] | 0 | 0 | 0 | 0 | 0 | 0 | 0 | 0 | 0 | 0 | 0 | 0 | 0 | 0 | 3192 | 3192 | 3192 | 3192 | 3192 | 3192 | 3192 | 3192 | 3192 | 3192 | 3192 | 3192 | 3192 | 3192 | 3192 | 3192 | 3192 | 9.5836 | 9.5836 | 9.5836 | 9.5836 | 9.5836 | 9.5836 | 9.5836 | 9.5836 | 9.5836 | 9.5836 | 9.5836 | 9.5836 | 9.5836 | 9.5836 | 9.5836 | 9.5836 | 9.5836 | 9.5836 | 9.5836 | 9.5836 | 9.5836 | 9.5836 | 9.5836 | 9.5836 | 9.5836 | 9.5836 | 9.5836 | 9.5836 | 9.5836 | 9.5836 | 9.5836
| Panoche_Oro_Loma_group | -/- |  |  | TRUE | [62 empty] | 0 | 0 | 0 | 0 | 0 | 0 | 0 | 0 | 0 | 588 | 588 | 588 | 588 | 588 | 588 | 588 | 588 | 588 | 588 | 588 | 588 | 588 | 588 | 588 | 588 | 588 | 588 | 588 | 588 | 588 | 588 | 0 | 0 | 0 | 0 | 0 | 0 | 0 | 0 | 0 | 0 | 0 | 0 | 0 | 0 | 0 | 0 | 0 | 0 | 0 | 0 | 0 | 0 | 0 | 0 | 0 | 0 | 0 | 0 | 0 | 0 | 0
| Pardee_Sylmar_group | -/- |  |  | TRUE | [62 empty] | 0 | 0 | 0 | 0 | 0 | 0 | 0 | 0 | 0 | 0 | 0 | 0 | 0 | 1800 | 1800 | 1800 | 1800 | 1800 | 1800 | 1800 | 1800 | 1800 | 1800 | 1800 | 1800 | 1800 | 1800 | 1800 | 1800 | 1800 | 1800 | 33.99 | 33.99 | 33.99 | 33.99 | 33.99 | 33.99 | 33.99 | 33.99 | 33.99 | 33.99 | 33.99 | 33.99 | 33.99 | 33.99 | 33.99 | 33.99 | 33.99 | 33.99 | 33.99 | 33.99 | 33.99 | 33.99 | 33.99 | 33.99 | 33.99 | 33.99 | 33.99 | 33.99 | 33.99 | 33.99 | 33.99
| Red_Bluff_230_group | -/- |  |  | TRUE | [62 empty] | 0 | 0 | 0 | 0 | 0 | 0 | 0 | 0 | 1200 | 1200 | 1200 | 1200 | 1200 | 1200 | 1200 | 1200 | 1200 | 1200 | 1200 | 1200 | 1200 | 1200 | 1200 | 1200 | 1200 | 1200 | 1200 | 1200 | 1200 | 1200 | 1200 | 5.3303 | 5.3303 | 5.3303 | 5.3303 | 5.3303 | 5.3303 | 5.3303 | 5.3303 | 5.3303 | 5.3303 | 5.3303 | 5.3303 | 5.3303 | 5.3303 | 5.3303 | 5.3303 | 5.3303 | 5.3303 | 5.3303 | 5.3303 | 5.3303 | 5.3303 | 5.3303 | 5.3303 | 5.3303 | 5.3303 | 5.3303 | 5.3303 | 5.3303 | 5.3303 | 5.3303
| Rocklin_Pleasant_Grove_group | -/- |  |  | TRUE | [62 empty] | 0 | 0 | 0 | 0 | 0 | 0 | 0 | 0 | 0 | 0 | 707 | 707 | 707 | 707 | 707 | 707 | 707 | 707 | 707 | 707 | 707 | 707 | 707 | 707 | 707 | 707 | 707 | 707 | 707 | 707 | 707 | 16.3897 | 16.3897 | 16.3897 | 16.3897 | 16.3897 | 16.3897 | 16.3897 | 16.3897 | 16.3897 | 16.3897 | 16.3897 | 16.3897 | 16.3897 | 16.3897 | 16.3897 | 16.3897 | 16.3897 | 16.3897 | 16.3897 | 16.3897 | 16.3897 | 16.3897 | 16.3897 | 16.3897 | 16.3897 | 16.3897 | 16.3897 | 16.3897 | 16.3897 | 16.3897 | 16.3897
| San_Luis_Rey_San_Onofre_group | -/- |  |  | TRUE | [62 empty] | 0 | 0 | 0 | 0 | 0 | 0 | 0 | 0 | 0 | 0 | 0 | 0 | 0 | 0 | 3435 | 3435 | 3435 | 3435 | 3435 | 3435 | 3435 | 3435 | 3435 | 3435 | 3435 | 3435 | 3435 | 3435 | 3435 | 3435 | 3435 | 2.8777 | 2.8777 | 2.8777 | 2.8777 | 2.8777 | 2.8777 | 2.8777 | 2.8777 | 2.8777 | 2.8777 | 2.8777 | 2.8777 | 2.8777 | 2.8777 | 2.8777 | 2.8777 | 2.8777 | 2.8777 | 2.8777 | 2.8777 | 2.8777 | 2.8777 | 2.8777 | 2.8777 | 2.8777 | 2.8777 | 2.8777 | 2.8777 | 2.8777 | 2.8777 | 2.8777
| Santa_Rosa_Corona_group | -/- |  |  | TRUE | [62 empty] | 0 | 0 | 0 | 0 | 0 | 0 | 0 | 0 | 0 | 0 | 0 | 0 | 0 | 0 | 0 | 0 | 0 | 0 | 0 | 703 | 703 | 703 | 703 | 703 | 703 | 703 | 703 | 703 | 703 | 703 | 703 | 95.601 | 95.601 | 95.601 | 95.601 | 95.601 | 95.601 | 95.601 | 95.601 | 95.601 | 95.601 | 95.601 | 95.601 | 95.601 | 95.601 | 95.601 | 95.601 | 95.601 | 95.601 | 95.601 | 95.601 | 95.601 | 95.601 | 95.601 | 95.601 | 95.601 | 95.601 | 95.601 | 95.601 | 95.601 | 95.601 | 95.601
| SCE_Metro_Default_group | -/- |  |  | TRUE | [62 empty] | 0 | 0 | 0 | 0 | 0 | 0 | 0 | 0 | 0 | 0 | 0 | 0 | 0 | 0 | 0 | 0 | 0 | 0 | 0 | 0 | 0 | 0 | 0 | 0 | 0 | 0 | 0 | 0 | 0 | 0 | 0 | 0 | 0 | 0 | 0 | 0 | 0 | 0 | 0 | 0 | 0 | 0 | 0 | 0 | 0 | 0 | 0 | 0 | 0 | 0 | 0 | 0 | 0 | 0 | 0 | 0 | 0 | 0 | 0 | 0 | 0 | 0
| Semitropic_Midway_group | -/- |  |  | TRUE | [62 empty] | 0 | 0 | 0 | 0 | 0 | 0 | 0 | 0 | 0 | 637 | 637 | 637 | 637 | 637 | 637 | 637 | 637 | 637 | 637 | 637 | 637 | 637 | 637 | 637 | 637 | 637 | 637 | 637 | 637 | 637 | 637 | 110.5997 | 110.5997 | 110.5997 | 110.5997 | 110.5997 | 110.5997 | 110.5997 | 110.5997 | 110.5997 | 110.5997 | 110.5997 | 110.5997 | 110.5997 | 110.5997 | 110.5997 | 110.5997 | 110.5997 | 110.5997 | 110.5997 | 110.5997 | 110.5997 | 110.5997 | 110.5997 | 110.5997 | 110.5997 | 110.5997 | 110.5997 | 110.5997 | 110.5997 | 110.5997 | 110.5997
| Serrano_Alberhill_Valley_group | -/- |  |  | TRUE | [62 empty] | 0 | 0 | 0 | 0 | 0 | 0 | 0 | 0 | 0 | 0 | 0 | 0 | 0 | 0 | 4327 | 4327 | 4327 | 4327 | 4327 | 4327 | 4327 | 4327 | 4327 | 4327 | 4327 | 4327 | 4327 | 4327 | 4327 | 4327 | 4327 | 0 | 0 | 0 | 0 | 0 | 0 | 0 | 0 | 0 | 0 | 0 | 0 | 0 | 0 | 0 | 0 | 0 | 0 | 0 | 0 | 0 | 0 | 0 | 0 | 0 | 0 | 0 | 0 | 0 | 0 | 0
| Silvergate_Bay_Blvd_group | -/- |  |  | TRUE | [62 empty] | 0 | 0 | 0 | 0 | 0 | 0 | 0 | 4754 | 4754 | 4754 | 4754 | 4754 | 4754 | 4754 | 4754 | 4754 | 4754 | 4754 | 4754 | 4754 | 4754 | 4754 | 4754 | 4754 | 4754 | 4754 | 4754 | 4754 | 4754 | 4754 | 4754 | 0.58442 | 0.58442 | 0.58442 | 0.58442 | 0.58442 | 0.58442 | 0.58442 | 0.58442 | 0.58442 | 0.58442 | 0.58442 | 0.58442 | 0.58442 | 0.58442 | 0.58442 | 0.58442 | 0.58442 | 0.58442 | 0.58442 | 0.58442 | 0.58442 | 0.58442 | 0.58442 | 0.58442 | 0.58442 | 0.58442 | 0.58442 | 0.58442 | 0.58442 | 0.58442 | 0.58442
| Silvergate_Old_Town_group | -/- |  |  | TRUE | [62 empty] | 0 | 0 | 0 | 0 | 0 | 0 | 0 | 0 | 0 | 2522 | 2522 | 2522 | 2522 | 2522 | 2522 | 2522 | 2522 | 2522 | 2522 | 2522 | 2522 | 2522 | 2522 | 2522 | 2522 | 2522 | 2522 | 2522 | 2522 | 2522 | 2522 | 10.4168 | 10.4168 | 10.4168 | 10.4168 | 10.4168 | 10.4168 | 10.4168 | 10.4168 | 10.4168 | 10.4168 | 10.4168 | 10.4168 | 10.4168 | 10.4168 | 10.4168 | 10.4168 | 10.4168 | 10.4168 | 10.4168 | 10.4168 | 10.4168 | 10.4168 | 10.4168 | 10.4168 | 10.4168 | 10.4168 | 10.4168 | 10.4168 | 10.4168 | 10.4168 | 10.4168
| Smyrna _Q1984_group | -/- |  |  | TRUE | [62 empty] | 0 | 0 | 0 | 0 | 0 | 0 | 0 | 0 | 0 | 0 | 0 | 0 | 687 | 687 | 687 | 687 | 687 | 687 | 687 | 687 | 687 | 687 | 687 | 687 | 687 | 687 | 687 | 687 | 687 | 687 | 687 | 29.6856 | 29.6856 | 29.6856 | 29.6856 | 29.6856 | 29.6856 | 29.6856 | 29.6856 | 29.6856 | 29.6856 | 29.6856 | 29.6856 | 29.6856 | 29.6856 | 29.6856 | 29.6856 | 29.6856 | 29.6856 | 29.6856 | 29.6856 | 29.6856 | 29.6856 | 29.6856 | 29.6856 | 29.6856 | 29.6856 | 29.6856 | 29.6856 | 29.6856 | 29.6856 | 29.6856
| South_Magunden_Off_Peak_group | -/- |  |  | TRUE | [62 empty] | 0 | 0 | 0 | 0 | 0 | 0 | 0 | 0 | 0 | 0 | 0 | 0 | 0 | 2000 | 2000 | 2000 | 2000 | 2000 | 2000 | 2000 | 2000 | 2000 | 2000 | 2000 | 2000 | 2000 | 2000 | 2000 | 2000 | 2000 | 2000 | 3.0591 | 3.0591 | 3.0591 | 3.0591 | 3.0591 | 3.0591 | 3.0591 | 3.0591 | 3.0591 | 3.0591 | 3.0591 | 3.0591 | 3.0591 | 3.0591 | 3.0591 | 3.0591 | 3.0591 | 3.0591 | 3.0591 | 3.0591 | 3.0591 | 3.0591 | 3.0591 | 3.0591 | 3.0591 | 3.0591 | 3.0591 | 3.0591 | 3.0591 | 3.0591 | 3.0591
| South_Magunden_On_Peak_group | -/- |  |  | TRUE | [62 empty] | 0 | 0 | 0 | 0 | 0 | 0 | 0 | 0 | 0 | 0 | 0 | 0 | 0 | 2000 | 2000 | 2000 | 2000 | 2000 | 2000 | 2000 | 2000 | 2000 | 2000 | 2000 | 2000 | 2000 | 2000 | 2000 | 2000 | 2000 | 2000 | 201.9933 | 201.9933 | 201.9933 | 201.9933 | 201.9933 | 201.9933 | 201.9933 | 201.9933 | 201.9933 | 201.9933 | 201.9933 | 201.9933 | 201.9933 | 201.9933 | 201.9933 | 201.9933 | 201.9933 | 201.9933 | 201.9933 | 201.9933 | 201.9933 | 201.9933 | 201.9933 | 201.9933 | 201.9933 | 201.9933 | 201.9933 | 201.9933 | 201.9933 | 201.9933 | 201.9933
| Subacco_group | -/- |  |  | TRUE | [62 empty] | 0 | 0 | 0 | 0 | 0 | 0 | 0 | 0 | 0 | 0 | 0 | 0 | 0 | 0 | 460 | 460 | 460 | 460 | 460 | 460 | 460 | 460 | 460 | 460 | 460 | 460 | 460 | 460 | 460 | 460 | 460 | 80.6087 | 80.6087 | 80.6087 | 80.6087 | 80.6087 | 80.6087 | 80.6087 | 80.6087 | 80.6087 | 80.6087 | 80.6087 | 80.6087 | 80.6087 | 80.6087 | 80.6087 | 80.6087 | 80.6087 | 80.6087 | 80.6087 | 80.6087 | 80.6087 | 80.6087 | 80.6087 | 80.6087 | 80.6087 | 80.6087 | 80.6087 | 80.6087 | 80.6087 | 80.6087 | 80.6087
| Talega_230_group | -/- |  |  | TRUE | [62 empty] | 0 | 0 | 0 | 0 | 0 | 0 | 0 | 0 | 0 | 2201 | 2201 | 2201 | 2201 | 2201 | 2201 | 2201 | 2201 | 2201 | 2201 | 2201 | 2201 | 2201 | 2201 | 2201 | 2201 | 2201 | 2201 | 2201 | 2201 | 2201 | 2201 | 8.8699 | 8.8699 | 8.8699 | 8.8699 | 8.8699 | 8.8699 | 8.8699 | 8.8699 | 8.8699 | 8.8699 | 8.8699 | 8.8699 | 8.8699 | 8.8699 | 8.8699 | 8.8699 | 8.8699 | 8.8699 | 8.8699 | 8.8699 | 8.8699 | 8.8699 | 8.8699 | 8.8699 | 8.8699 | 8.8699 | 8.8699 | 8.8699 | 8.8699 | 8.8699 | 8.8699
| Tesla_Salado_group | -/- |  |  | TRUE | [62 empty] | 0 | 0 | 0 | 0 | 0 | 0 | 0 | 0 | 0 | 0 | 0 | 0 | 0 | 0 | 0 | 0 | 74 | 74 | 74 | 74 | 74 | 74 | 74 | 74 | 74 | 74 | 74 | 74 | 74 | 74 | 74 | 501.0811 | 501.0811 | 501.0811 | 501.0811 | 501.0811 | 501.0811 | 501.0811 | 501.0811 | 501.0811 | 501.0811 | 501.0811 | 501.0811 | 501.0811 | 501.0811 | 501.0811 | 501.0811 | 501.0811 | 501.0811 | 501.0811 | 501.0811 | 501.0811 | 501.0811 | 501.0811 | 501.0811 | 501.0811 | 501.0811 | 501.0811 | 501.0811 | 501.0811 | 501.0811 | 501.0811
| Tesla_Tracy_Pump_1_group | -/- |  |  | TRUE | [62 empty] | 0 | 0 | 0 | 0 | 0 | 0 | 0 | 0 | 0 | 4344 | 4344 | 4344 | 4344 | 4344 | 4344 | 4344 | 4344 | 4344 | 4344 | 4344 | 4344 | 4344 | 4344 | 4344 | 4344 | 4344 | 4344 | 4344 | 4344 | 4344 | 4344 | 0.53349 | 0.53349 | 0.53349 | 0.53349 | 0.53349 | 0.53349 | 0.53349 | 0.53349 | 0.53349 | 0.53349 | 0.53349 | 0.53349 | 0.53349 | 0.53349 | 0.53349 | 0.53349 | 0.53349 | 0.53349 | 0.53349 | 0.53349 | 0.53349 | 0.53349 | 0.53349 | 0.53349 | 0.53349 | 0.53349 | 0.53349 | 0.53349 | 0.53349 | 0.53349 | 0.53349
| Trabuco_Capistrano_group | -/- |  |  | TRUE | [62 empty] | 0 | 0 | 0 | 0 | 0 | 0 | 0 | 0 | 556 | 556 | 556 | 556 | 556 | 556 | 556 | 556 | 556 | 556 | 556 | 556 | 556 | 556 | 556 | 556 | 556 | 556 | 556 | 556 | 556 | 556 | 556 | 17.2339 | 17.2339 | 17.2339 | 17.2339 | 17.2339 | 17.2339 | 17.2339 | 17.2339 | 17.2339 | 17.2339 | 17.2339 | 17.2339 | 17.2339 | 17.2339 | 17.2339 | 17.2339 | 17.2339 | 17.2339 | 17.2339 | 17.2339 | 17.2339 | 17.2339 | 17.2339 | 17.2339 | 17.2339 | 17.2339 | 17.2339 | 17.2339 | 17.2339 | 17.2339 | 17.2339
| Tranquility_Helm_group | -/- |  |  | TRUE | [62 empty] | 0 | 0 | 0 | 0 | 0 | 0 | 0 | 0 | 0 | 0 | 0 | 0 | 0 | 0 | 0 | 0 | 0 | 0 | 0 | 2274 | 2274 | 2274 | 2274 | 2274 | 2274 | 2274 | 2274 | 2274 | 2274 | 2274 | 2274 | 61.1478 | 61.1478 | 61.1478 | 61.1478 | 61.1478 | 61.1478 | 61.1478 | 61.1478 | 61.1478 | 61.1478 | 61.1478 | 61.1478 | 61.1478 | 61.1478 | 61.1478 | 61.1478 | 61.1478 | 61.1478 | 61.1478 | 61.1478 | 61.1478 | 61.1478 | 61.1478 | 61.1478 | 61.1478 | 61.1478 | 61.1478 | 61.1478 | 61.1478 | 61.1478 | 61.1478
| Vaca_Dixon_Tesla_group | -/- |  |  | TRUE | [62 empty] | 0 | 0 | 0 | 0 | 0 | 0 | 0 | 0 | 0 | 0 | 0 | 0 | 0 | 0 | 0 | 0 | 8645 | 8645 | 8645 | 8645 | 8645 | 8645 | 8645 | 8645 | 8645 | 8645 | 8645 | 8645 | 8645 | 8645 | 8645 | 30.5803 | 30.5803 | 30.5803 | 30.5803 | 30.5803 | 30.5803 | 30.5803 | 30.5803 | 30.5803 | 30.5803 | 30.5803 | 30.5803 | 30.5803 | 30.5803 | 30.5803 | 30.5803 | 30.5803 | 30.5803 | 30.5803 | 30.5803 | 30.5803 | 30.5803 | 30.5803 | 30.5803 | 30.5803 | 30.5803 | 30.5803 | 30.5803 | 30.5803 | 30.5803 | 30.5803
| VEA_138_group | -/- |  |  | TRUE | [62 empty] | 0 | 0 | 0 | 0 | 0 | 0 | 0 | 0 | 1367 | 1367 | 1367 | 1367 | 1367 | 1367 | 1367 | 1367 | 1367 | 1367 | 1367 | 1367 | 1367 | 1367 | 1367 | 1367 | 1367 | 1367 | 1367 | 1367 | 1367 | 1367 | 1367 | 0 | 0 | 0 | 0 | 0 | 0 | 0 | 0 | 0 | 0 | 0 | 0 | 0 | 0 | 0 | 0 | 0 | 0 | 0 | 0 | 0 | 0 | 0 | 0 | 0 | 0 | 0 | 0 | 0 | 0 | 0
| Victor_Lugo_group | -/- |  |  | TRUE | [62 empty] | 0 | 0 | 0 | 0 | 0 | 0 | 0 | 0 | 0 | 1221 | 1221 | 1221 | 1221 | 1221 | 1221 | 1221 | 1221 | 1221 | 1221 | 1221 | 1221 | 1221 | 1221 | 1221 | 1221 | 1221 | 1221 | 1221 | 1221 | 1221 | 1221 | 0 | 0 | 0 | 0 | 0 | 0 | 0 | 0 | 0 | 0 | 0 | 0 | 0 | 0 | 0 | 0 | 0 | 0 | 0 | 0 | 0 | 0 | 0 | 0 | 0 | 0 | 0 | 0 | 0 | 0 | 0
| Vincent_Lugo_group | -/- |  |  | TRUE | [62 empty] | 0 | 0 | 0 | 0 | 0 | 0 | 0 | 0 | 2000 | 2000 | 2000 | 2000 | 2000 | 2000 | 2000 | 2000 | 2000 | 2000 | 2000 | 2000 | 2000 | 2000 | 2000 | 2000 | 2000 | 2000 | 2000 | 2000 | 2000 | 2000 | 2000 | 3.9815 | 3.9815 | 3.9815 | 3.9815 | 3.9815 | 3.9815 | 3.9815 | 3.9815 | 3.9815 | 3.9815 | 3.9815 | 3.9815 | 3.9815 | 3.9815 | 3.9815 | 3.9815 | 3.9815 | 3.9815 | 3.9815 | 3.9815 | 3.9815 | 3.9815 | 3.9815 | 3.9815 | 3.9815 | 3.9815 | 3.9815 | 3.9815 | 3.9815 | 3.9815 | 3.9815
| Windhub_group | -/- |  |  | TRUE | [62 empty] | 0 | 0 | 0 | 0 | 0 | 0 | 0 | 0 | 0 | 0 | 0 | 0 | 0 | 2500 | 2500 | 2500 | 2500 | 2500 | 2500 | 2500 | 2500 | 2500 | 2500 | 2500 | 2500 | 2500 | 2500 | 2500 | 2500 | 2500 | 2500 | 22.693 | 22.693 | 22.693 | 22.693 | 22.693 | 22.693 | 22.693 | 22.693 | 22.693 | 22.693 | 22.693 | 22.693 | 22.693 | 22.693 | 22.693 | 22.693 | 22.693 | 22.693 | 22.693 | 22.693 | 22.693 | 22.693 | 22.693 | 22.693 | 22.693 | 22.693 | 22.693 | 22.693 | 22.693 | 22.693 | 22.693
| Woodland_Davis_group | -/- |  |  | TRUE | [62 empty] | 0 | 0 | 0 | 0 | 0 | 0 | 0 | 0 | 0 | 109 | 109 | 109 | 109 | 109 | 109 | 109 | 109 | 109 | 109 | 109 | 109 | 109 | 109 | 109 | 109 | 109 | 109 | 109 | 109 | 109 | 109 | 7.9339 | 7.9339 | 7.9339 | 7.9339 | 7.9339 | 7.9339 | 7.9339 | 7.9339 | 7.9339 | 7.9339 | 7.9339 | 7.9339 | 7.9339 | 7.9339 | 7.9339 | 7.9339 | 7.9339 | 7.9339 | 7.9339 | 7.9339 | 7.9339 | 7.9339 | 7.9339 | 7.9339 | 7.9339 | 7.9339 | 7.9339 | 7.9339 | 7.9339 | 7.9339 | 7.9339

## Generic Assets
Transmission Upgrade Assets
Modeled as assets in "CAISO Upgrades" tab in the Scenario Tool
[6 empty] | Capacity Attributes | [92 empty] | Cost Attributes
None
[5 empty] | Can Build New? | Existing Capability (MW) | [30 empty] | Minimum Cumulative New Build (MW) | [30 empty] | Incremental Capability in Modeled Year (MW) | [30 empty] | Levelized Cost by Vintage ($/kW-year)
[5 empty] | can_build_new | planned_installed_capacity | planned_installed_capacity | planned_installed_capacity | planned_installed_capacity | planned_installed_capacity | planned_installed_capacity | planned_installed_capacity | planned_installed_capacity | planned_installed_capacity | planned_installed_capacity | planned_installed_capacity | planned_installed_capacity | planned_installed_capacity | planned_installed_capacity | planned_installed_capacity | planned_installed_capacity | planned_installed_capacity | planned_installed_capacity | planned_installed_capacity | planned_installed_capacity | planned_installed_capacity | planned_installed_capacity | planned_installed_capacity | planned_installed_capacity | planned_installed_capacity | planned_installed_capacity | planned_installed_capacity | planned_installed_capacity | planned_installed_capacity | planned_installed_capacity | planned_installed_capacity | min_cumulative_new_build | min_cumulative_new_build | min_cumulative_new_build | min_cumulative_new_build | min_cumulative_new_build | min_cumulative_new_build | min_cumulative_new_build | min_cumulative_new_build | min_cumulative_new_build | min_cumulative_new_build | min_cumulative_new_build | min_cumulative_new_build | min_cumulative_new_build | min_cumulative_new_build | min_cumulative_new_build | min_cumulative_new_build | min_cumulative_new_build | min_cumulative_new_build | min_cumulative_new_build | min_cumulative_new_build | min_cumulative_new_build | min_cumulative_new_build | min_cumulative_new_build | min_cumulative_new_build | min_cumulative_new_build | min_cumulative_new_build | min_cumulative_new_build | min_cumulative_new_build | min_cumulative_new_build | min_cumulative_new_build | min_cumulative_new_build | potential | potential | potential | potential | potential | potential | potential | potential | potential | potential | potential | potential | potential | potential | potential | potential | potential | potential | potential | potential | potential | potential | potential | potential | potential | potential | potential | potential | potential | potential | potential | new_capacity_annualized_all_in_fixed_cost_by_vintage | new_capacity_annualized_all_in_fixed_cost_by_vintage | new_capacity_annualized_all_in_fixed_cost_by_vintage | new_capacity_annualized_all_in_fixed_cost_by_vintage | new_capacity_annualized_all_in_fixed_cost_by_vintage | new_capacity_annualized_all_in_fixed_cost_by_vintage | new_capacity_annualized_all_in_fixed_cost_by_vintage | new_capacity_annualized_all_in_fixed_cost_by_vintage | new_capacity_annualized_all_in_fixed_cost_by_vintage | new_capacity_annualized_all_in_fixed_cost_by_vintage | new_capacity_annualized_all_in_fixed_cost_by_vintage | new_capacity_annualized_all_in_fixed_cost_by_vintage | new_capacity_annualized_all_in_fixed_cost_by_vintage | new_capacity_annualized_all_in_fixed_cost_by_vintage | new_capacity_annualized_all_in_fixed_cost_by_vintage | new_capacity_annualized_all_in_fixed_cost_by_vintage | new_capacity_annualized_all_in_fixed_cost_by_vintage | new_capacity_annualized_all_in_fixed_cost_by_vintage | new_capacity_annualized_all_in_fixed_cost_by_vintage | new_capacity_annualized_all_in_fixed_cost_by_vintage | new_capacity_annualized_all_in_fixed_cost_by_vintage | new_capacity_annualized_all_in_fixed_cost_by_vintage | new_capacity_annualized_all_in_fixed_cost_by_vintage | new_capacity_annualized_all_in_fixed_cost_by_vintage | new_capacity_annualized_all_in_fixed_cost_by_vintage | new_capacity_annualized_all_in_fixed_cost_by_vintage | new_capacity_annualized_all_in_fixed_cost_by_vintage | new_capacity_annualized_all_in_fixed_cost_by_vintage | new_capacity_annualized_all_in_fixed_cost_by_vintage | new_capacity_annualized_all_in_fixed_cost_by_vintage | new_capacity_annualized_all_in_fixed_cost_by_vintage
| Resource | Included in Current System (CPUC IRP System Topology) | Scenario | Scenario Priority | None | 2020-01-01 | 2021-01-01 | 2022-01-01 | 2023-01-01 | 2024-01-01 | 2025-01-01 | 2026-01-01 | 2027-01-01 | 2028-01-01 | 2029-01-01 | 2030-01-01 | 2031-01-01 | 2032-01-01 | 2033-01-01 | 2034-01-01 | 2035-01-01 | 2036-01-01 | 2037-01-01 | 2038-01-01 | 2039-01-01 | 2040-01-01 | 2041-01-01 | 2042-01-01 | 2043-01-01 | 2044-01-01 | 2045-01-01 | 2046-01-01 | 2047-01-01 | 2048-01-01 | 2049-01-01 | 2050-01-01 | 2020-01-01 | 2021-01-01 | 2022-01-01 | 2023-01-01 | 2024-01-01 | 2025-01-01 | 2026-01-01 | 2027-01-01 | 2028-01-01 | 2029-01-01 | 2030-01-01 | 2031-01-01 | 2032-01-01 | 2033-01-01 | 2034-01-01 | 2035-01-01 | 2036-01-01 | 2037-01-01 | 2038-01-01 | 2039-01-01 | 2040-01-01 | 2041-01-01 | 2042-01-01 | 2043-01-01 | 2044-01-01 | 2045-01-01 | 2046-01-01 | 2047-01-01 | 2048-01-01 | 2049-01-01 | 2050-01-01 | 2020-01-01 | 2021-01-01 | 2022-01-01 | 2023-01-01 | 2024-01-01 | 2025-01-01 | 2026-01-01 | 2027-01-01 | 2028-01-01 | 2029-01-01 | 2030-01-01 | 2031-01-01 | 2032-01-01 | 2033-01-01 | 2034-01-01 | 2035-01-01 | 2036-01-01 | 2037-01-01 | 2038-01-01 | 2039-01-01 | 2040-01-01 | 2041-01-01 | 2042-01-01 | 2043-01-01 | 2044-01-01 | 2045-01-01 | 2046-01-01 | 2047-01-01 | 2048-01-01 | 2049-01-01 | 2050-01-01 | 2020-01-01 | 2021-01-01 | 2022-01-01 | 2023-01-01 | 2024-01-01 | 2025-01-01 | 2026-01-01 | 2027-01-01 | 2028-01-01 | 2029-01-01 | 2030-01-01 | 2031-01-01 | 2032-01-01 | 2033-01-01 | 2034-01-01 | 2035-01-01 | 2036-01-01 | 2037-01-01 | 2038-01-01 | 2039-01-01 | 2040-01-01 | 2041-01-01 | 2042-01-01 | 2043-01-01 | 2044-01-01 | 2045-01-01 | 2046-01-01 | 2047-01-01 | 2048-01-01 | 2049-01-01 | 2050-01-01
| Generic_PGE_North_500_group | -/- |  |  | TRUE | [62 empty] | 0 | 0 | 0 | 0 | 0 | 0 | 0 | 0 | 0 | 0 | 0 | 0 | 0 | 0 | 0 | 0 | 0 | 500 | 1000 | 1500 | 2000 | 2500 | 3000 | 3500 | 4000 | 4500 | 5000 | 5500 | 6000 | 6500 | 7000 | 78.075 | 78.075 | 78.075 | 78.075 | 78.075 | 78.075 | 78.075 | 78.075 | 78.075 | 78.075 | 78.075 | 78.075 | 78.075 | 78.075 | 78.075 | 78.075 | 78.075 | 78.075 | 78.075 | 78.075 | 78.075 | 78.075 | 78.075 | 78.075 | 78.075 | 78.075 | 78.075 | 78.075 | 78.075 | 78.075 | 78.075
| Generic_PGE_South_500_group | -/- |  |  | TRUE | [62 empty] | 0 | 0 | 0 | 0 | 0 | 0 | 0 | 0 | 0 | 0 | 0 | 0 | 0 | 0 | 0 | 0 | 0 | 500 | 1000 | 1500 | 2000 | 2500 | 3000 | 3500 | 4000 | 4500 | 5000 | 5500 | 6000 | 6500 | 7000 | 63.5233 | 63.5233 | 63.5233 | 63.5233 | 63.5233 | 63.5233 | 63.5233 | 63.5233 | 63.5233 | 63.5233 | 63.5233 | 63.5233 | 63.5233 | 63.5233 | 63.5233 | 63.5233 | 63.5233 | 63.5233 | 63.5233 | 63.5233 | 63.5233 | 63.5233 | 63.5233 | 63.5233 | 63.5233 | 63.5233 | 63.5233 | 63.5233 | 63.5233 | 63.5233 | 63.5233
| Generic_SCE_East_Pisgah_500_group | -/- |  |  | TRUE | [62 empty] | 0 | 0 | 0 | 0 | 0 | 0 | 0 | 0 | 0 | 0 | 0 | 0 | 0 | 0 | 0 | 0 | 0 | 500 | 1000 | 1500 | 2000 | 2500 | 3000 | 3500 | 4000 | 4500 | 5000 | 5500 | 6000 | 6500 | 7000 | 41.3197 | 41.3197 | 41.3197 | 41.3197 | 41.3197 | 41.3197 | 41.3197 | 41.3197 | 41.3197 | 41.3197 | 41.3197 | 41.3197 | 41.3197 | 41.3197 | 41.3197 | 41.3197 | 41.3197 | 41.3197 | 41.3197 | 41.3197 | 41.3197 | 41.3197 | 41.3197 | 41.3197 | 41.3197 | 41.3197 | 41.3197 | 41.3197 | 41.3197 | 41.3197 | 41.3197
| Generic_SCE_Eastern_500_group | -/- |  |  | TRUE | [62 empty] | 0 | 0 | 0 | 0 | 0 | 0 | 0 | 0 | 0 | 0 | 0 | 0 | 0 | 0 | 0 | 0 | 0 | 500 | 1000 | 1500 | 2000 | 2500 | 3000 | 3500 | 4000 | 4500 | 5000 | 5500 | 6000 | 6500 | 7000 | 107.3239 | 107.3239 | 107.3239 | 107.3239 | 107.3239 | 107.3239 | 107.3239 | 107.3239 | 107.3239 | 107.3239 | 107.3239 | 107.3239 | 107.3239 | 107.3239 | 107.3239 | 107.3239 | 107.3239 | 107.3239 | 107.3239 | 107.3239 | 107.3239 | 107.3239 | 107.3239 | 107.3239 | 107.3239 | 107.3239 | 107.3239 | 107.3239 | 107.3239 | 107.3239 | 107.3239
| Generic_SCE_Metro_500_group | -/- |  |  | TRUE | [62 empty] | 0 | 0 | 0 | 0 | 0 | 0 | 0 | 0 | 0 | 0 | 0 | 0 | 0 | 0 | 0 | 0 | 0 | 500 | 1000 | 1500 | 2000 | 2500 | 3000 | 3500 | 4000 | 4500 | 5000 | 5500 | 6000 | 6500 | 7000 | 112.3431 | 112.3431 | 112.3431 | 112.3431 | 112.3431 | 112.3431 | 112.3431 | 112.3431 | 112.3431 | 112.3431 | 112.3431 | 112.3431 | 112.3431 | 112.3431 | 112.3431 | 112.3431 | 112.3431 | 112.3431 | 112.3431 | 112.3431 | 112.3431 | 112.3431 | 112.3431 | 112.3431 | 112.3431 | 112.3431 | 112.3431 | 112.3431 | 112.3431 | 112.3431 | 112.3431
| Generic_SCE_North_Lugo_500_group | -/- |  |  | TRUE | [62 empty] | 0 | 0 | 0 | 0 | 0 | 0 | 0 | 0 | 0 | 0 | 0 | 0 | 0 | 0 | 0 | 0 | 0 | 500 | 1000 | 1500 | 2000 | 2500 | 3000 | 3500 | 4000 | 4500 | 5000 | 5500 | 6000 | 6500 | 7000 | 68.984 | 68.984 | 68.984 | 68.984 | 68.984 | 68.984 | 68.984 | 68.984 | 68.984 | 68.984 | 68.984 | 68.984 | 68.984 | 68.984 | 68.984 | 68.984 | 68.984 | 68.984 | 68.984 | 68.984 | 68.984 | 68.984 | 68.984 | 68.984 | 68.984 | 68.984 | 68.984 | 68.984 | 68.984 | 68.984 | 68.984
| Generic_SCE_Northern_500_group | -/- |  |  | TRUE | [62 empty] | 0 | 0 | 0 | 0 | 0 | 0 | 0 | 0 | 0 | 0 | 0 | 0 | 0 | 0 | 0 | 0 | 0 | 500 | 1000 | 1500 | 2000 | 2500 | 3000 | 3500 | 4000 | 4500 | 5000 | 5500 | 6000 | 6500 | 7000 | 112.3431 | 112.3431 | 112.3431 | 112.3431 | 112.3431 | 112.3431 | 112.3431 | 112.3431 | 112.3431 | 112.3431 | 112.3431 | 112.3431 | 112.3431 | 112.3431 | 112.3431 | 112.3431 | 112.3431 | 112.3431 | 112.3431 | 112.3431 | 112.3431 | 112.3431 | 112.3431 | 112.3431 | 112.3431 | 112.3431 | 112.3431 | 112.3431 | 112.3431 | 112.3431 | 112.3431
|  | -/- |  |  | TRUE
|  | -/- |  |  | TRUE
|  | -/- |  |  | TRUE
|  | -/- |  |  | TRUE
|  | -/- |  |  | TRUE
|  | -/- |  |  | TRUE
|  | -/- |  |  | TRUE
|  | -/- |  |  | TRUE
|  | -/- |  |  | TRUE
|  | -/- |  |  | TRUE
|  | -/- |  |  | TRUE
|  | -/- |  |  | TRUE
|  | -/- |  |  | TRUE
|  | -/- |  |  | TRUE
|  | -/- |  |  | TRUE
|  | -/- |  |  | TRUE
|  | -/- |  |  | TRUE
|  | -/- |  |  | TRUE
|  | -/- |  |  | TRUE
|  | -/- |  |  | TRUE
|  | -/- |  |  | TRUE
|  | -/- |  |  | TRUE
|  | -/- |  |  | TRUE
|  | -/- |  |  | TRUE
|  | -/- |  |  | TRUE
|  | -/- |  |  | TRUE
|  | -/- |  |  | TRUE
|  | -/- |  |  | TRUE
|  | -/- |  |  | TRUE
|  | -/- |  |  | TRUE
|  | -/- |  |  | TRUE
|  | -/- |  |  | TRUE
|  | -/- |  |  | TRUE
|  | -/- |  |  | TRUE
|  | -/- |  |  | TRUE
|  | -/- |  |  | TRUE
|  | -/- |  |  | TRUE
|  | -/- |  |  | TRUE
|  | -/- |  |  | TRUE
|  | -/- |  |  | TRUE
|  | -/- |  |  | TRUE
|  | -/- |  |  | TRUE
|  | -/- |  |  | TRUE
|  | -/- |  |  | TRUE
|  | -/- |  |  | TRUE
|  | -/- |  |  | TRUE
|  | -/- |  |  | TRUE
|  | -/- |  |  | TRUE
|  | -/- |  |  | TRUE
|  | -/- |  |  | TRUE
|  | -/- |  |  | TRUE
|  | -/- |  |  | TRUE
|  | -/- |  |  | TRUE
|  | -/- |  |  | TRUE
|  | -/- |  |  | TRUE
|  | -/- |  |  | TRUE
|  | -/- |  |  | TRUE
|  | -/- |  |  | TRUE
|  | -/- |  |  | TRUE
|  | -/- |  |  | TRUE
|  | -/- |  |  | TRUE
|  | -/- |  |  | TRUE
|  | -/- |  |  | TRUE
|  | -/- |  |  | TRUE
|  | -/- |  |  | TRUE
|  | -/- |  |  | TRUE
|  | -/- |  |  | TRUE
|  | -/- |  |  | TRUE
|  | -/- |  |  | TRUE
|  | -/- |  |  | TRUE
|  | -/- |  |  | TRUE
|  | -/- |  |  | TRUE
|  | -/- |  |  | TRUE
|  | -/- |  |  | TRUE
|  | -/- |  |  | TRUE
|  | -/- |  |  | TRUE
|  | -/- |  |  | TRUE
|  | -/- |  |  | TRUE
|  | -/- |  |  | TRUE
|  | -/- |  |  | TRUE
|  | -/- |  |  | TRUE
|  | -/- |  |  | TRUE
|  | -/- |  |  | TRUE
|  | -/- |  |  | TRUE
|  | -/- |  |  | TRUE
|  | -/- |  |  | TRUE
|  | -/- |  |  | TRUE
|  | -/- |  |  | TRUE
|  | -/- |  |  | TRUE
|  | -/- |  |  | TRUE
|  | -/- |  |  | TRUE
|  | -/- |  |  | TRUE
|  | -/- |  |  | TRUE
|  | -/- |  |  | TRUE
|  | -/- |  |  | TRUE
|  | -/- |  |  | TRUE
|  | -/- |  |  | TRUE
|  | -/- |  |  | TRUE
|  | -/- |  |  | TRUE
|  | -/- |  |  | TRUE
|  | -/- |  |  | TRUE
|  | -/- |  |  | TRUE
|  | -/- |  |  | TRUE
|  | -/- |  |  | TRUE
|  | -/- |  |  | TRUE
|  | -/- |  |  | TRUE
|  | -/- |  |  | TRUE
|  | -/- |  |  | TRUE
|  | -/- |  |  | TRUE
|  | -/- |  |  | TRUE
|  | -/- |  |  | TRUE
|  | -/- |  |  | TRUE
|  | -/- |  |  | TRUE
|  | -/- |  |  | TRUE
|  | -/- |  |  | TRUE
|  | -/- |  |  | TRUE
|  | -/- |  |  | TRUE
|  | -/- |  |  | TRUE
|  | -/- |  |  | TRUE
|  | -/- |  |  | TRUE
|  | -/- |  |  | TRUE
|  | -/- |  |  | TRUE
|  | -/- |  |  | TRUE
|  | -/- |  |  | TRUE
|  | -/- |  |  | TRUE
|  | -/- |  |  | TRUE
|  | -/- |  |  | TRUE
|  | -/- |  |  | TRUE
|  | -/- |  |  | TRUE
|  | -/- |  |  | TRUE
|  | -/- |  |  | TRUE
|  | -/- |  |  | TRUE
|  | -/- |  |  | TRUE
|  | -/- |  |  | TRUE
|  | -/- |  |  | TRUE
|  | -/- |  |  | TRUE
|  | -/- |  |  | TRUE
|  | -/- |  |  | TRUE
|  | -/- |  |  | TRUE
|  | -/- |  |  | TRUE
|  | -/- |  |  | TRUE
|  | -/- |  |  | TRUE
|  | -/- |  |  | TRUE
|  | -/- |  |  | TRUE
|  | -/- |  |  | TRUE
|  | -/- |  |  | TRUE
|  | -/- |  |  | TRUE
|  | -/- |  |  | TRUE
|  | -/- |  |  | TRUE
|  | -/- |  |  | TRUE
|  | -/- |  |  | TRUE
|  | -/- |  |  | TRUE
|  | -/- |  |  | TRUE
|  | -/- |  |  | TRUE
|  | -/- |  |  | TRUE
|  | -/- |  |  | TRUE
|  | -/- |  |  | TRUE
|  | -/- |  |  | TRUE
|  | -/- |  |  | TRUE
|  | -/- |  |  | TRUE
|  | -/- |  |  | TRUE
|  | -/- |  |  | TRUE
|  | -/- |  |  | TRUE
|  | -/- |  |  | TRUE
|  | -/- |  |  | TRUE
|  | -/- |  |  | TRUE
|  | -/- |  |  | TRUE
|  | -/- |  |  | TRUE
|  | -/- |  |  | TRUE
|  | -/- |  |  | TRUE
|  | -/- |  |  | TRUE
|  | -/- |  |  | TRUE
|  | -/- |  |  | TRUE
|  | -/- |  |  | TRUE
|  | -/- |  |  | TRUE
|  | -/- |  |  | TRUE
|  | -/- |  |  | TRUE

## CAISO Custom Constraints
Custom Constraints
Annual Custom Constraints
| Left-hand Side Variables | [35 empty] | Right-hand Side
[6 empty] | Multiplier | [33 empty] | Target (Right-hand Side)
| Custom Constraint Group | Custom Constraint | Model Formulation Variable | Index 1 | Index 2 | 2020 | 2021 | 2022 | 2023 | 2024 | 2025 | 2026 | 2027 | 2028 | 2029 | 2030 | 2031 | 2032 | 2033 | 2034 | 2035 | 2036 | 2037 | 2038 | 2039 | 2040 | 2041 | 2042 | 2043 | 2044 | 2045 | 2046 | 2047 | 2048 | 2049 | 2050 | Custom Constraint Group | Custom Constraint | Constraint Operator | 2020 | 2021 | 2022 | 2023 | 2024 | 2025 | 2026 | 2027 | 2028 | 2029 | 2030 | 2031 | 2032 | 2033 | 2034 | 2035 | 2036 | 2037 | 2038 | 2039 | 2040 | 2041 | 2042 | 2043 | 2044 | 2045 | 2046 | 2047 | 2048 | 2049 | 2050
Tehachapi_Flow_Battery_66 | caiso-deliverability | Antelope_Neenach_Off_Peak_offpeak | Operational_New_Capacity_MW | Tehachapi_Flow_Battery_66 |  | -1 | -1 | -1 | -1 | -1 | -1 | -1 | -1 | -1 | -1 | -1 | -1 | -1 | -1 | -1 | -1 | -1 | -1 | -1 | -1 | -1 | -1 | -1 | -1 | -1 | -1 | -1 | -1 | -1 | -1 | -1 | caiso-deliverability | Antelope_Neenach_Off_Peak_offpeak | <= | 86.495 | 86.495 | 86.495 | 86.495 | 86.495 | 86.495 | 86.495 | 86.495 | 86.495 | 86.495 | 86.495 | 86.495 | 86.495 | 86.495 | 86.495 | 86.495 | 86.495 | 86.495 | 86.495 | 86.495 | 86.495 | 86.495 | 86.495 | 86.495 | 86.495 | 86.495 | 86.495 | 86.495 | 86.495 | 86.495 | 86.495
Tehachapi_Li_Battery_4hr_66 | caiso-deliverability | Antelope_Neenach_Off_Peak_offpeak | Operational_New_Capacity_MW | Tehachapi_Li_Battery_4hr_66 |  | -1 | -1 | -1 | -1 | -1 | -1 | -1 | -1 | -1 | -1 | -1 | -1 | -1 | -1 | -1 | -1 | -1 | -1 | -1 | -1 | -1 | -1 | -1 | -1 | -1 | -1 | -1 | -1 | -1 | -1 | -1 | caiso-deliverability | Antelope_Neenach_On_Peak_HSN | <= | 0 | 0 | 0 | 0 | 0 | 0 | 0 | 0 | 0 | 0 | 0 | 0 | 0 | 0 | 0 | 0 | 0 | 0 | 0 | 0 | 0 | 0 | 0 | 0 | 0 | 0 | 0 | 0 | 0 | 0 | 0
Tehachapi_Li_Battery_8hr_66 | caiso-deliverability | Antelope_Neenach_Off_Peak_offpeak | Operational_New_Capacity_MW | Tehachapi_Li_Battery_8hr_66 |  | -1 | -1 | -1 | -1 | -1 | -1 | -1 | -1 | -1 | -1 | -1 | -1 | -1 | -1 | -1 | -1 | -1 | -1 | -1 | -1 | -1 | -1 | -1 | -1 | -1 | -1 | -1 | -1 | -1 | -1 | -1 | caiso-deliverability | Antelope_Neenach_On_Peak_SSN | <= | 0 | 0 | 0 | 0 | 0 | 0 | 0 | 0 | 0 | 0 | 0 | 0 | 0 | 0 | 0 | 0 | 0 | 0 | 0 | 0 | 0 | 0 | 0 | 0 | 0 | 0 | 0 | 0 | 0 | 0 | 0
Tehachapi_Solar_66 | caiso-deliverability | Antelope_Neenach_Off_Peak_offpeak | Operational_New_Capacity_MW | Tehachapi_Solar_66 |  | 0.77 | 0.77 | 0.77 | 0.77 | 0.77 | 0.77 | 0.77 | 0.77 | 0.77 | 0.77 | 0.77 | 0.77 | 0.77 | 0.77 | 0.77 | 0.77 | 0.77 | 0.77 | 0.77 | 0.77 | 0.77 | 0.77 | 0.77 | 0.77 | 0.77 | 0.77 | 0.77 | 0.77 | 0.77 | 0.77 | 0.77 | caiso-deliverability | Antelope_Vincent_HSN | <= | 5862.0382 | 5862.0382 | 5862.0382 | 5862.0382 | 5862.0382 | 5862.0382 | 5862.0382 | 5862.0382 | 5862.0382 | 5862.0382 | 5862.0382 | 5862.0382 | 5862.0382 | 5862.0382 | 5862.0382 | 5862.0382 | 5862.0382 | 5862.0382 | 5862.0382 | 5862.0382 | 5862.0382 | 5862.0382 | 5862.0382 | 5862.0382 | 5862.0382 | 5862.0382 | 5862.0382 | 5862.0382 | 5862.0382 | 5862.0382 | 5862.0382
Antelope_Neenach_Off_Peak_group | caiso-deliverability | Antelope_Neenach_Off_Peak_offpeak | Operational_New_Capacity_MW | Antelope_Neenach_Off_Peak_group |  | -1 | -1 | -1 | -1 | -1 | -1 | -1 | -1 | -1 | -1 | -1 | -1 | -1 | -1 | -1 | -1 | -1 | -1 | -1 | -1 | -1 | -1 | -1 | -1 | -1 | -1 | -1 | -1 | -1 | -1 | -1 | caiso-deliverability | Antelope_Vincent_offpeak | <= | 7905.919 | 7905.919 | 7905.919 | 7905.919 | 7905.919 | 7905.919 | 7905.919 | 7905.919 | 7905.919 | 7905.919 | 7905.919 | 7905.919 | 7905.919 | 7905.919 | 7905.919 | 7905.919 | 7905.919 | 7905.919 | 7905.919 | 7905.919 | 7905.919 | 7905.919 | 7905.919 | 7905.919 | 7905.919 | 7905.919 | 7905.919 | 7905.919 | 7905.919 | 7905.919 | 7905.919
Tehachapi_Flow_Battery_78 | caiso-deliverability | Antelope_Neenach_On_Peak_HSN | Reliability_Capacity_In_Model_Year | System RA | Tehachapi_Flow_Battery_78 | 1 | 1 | 1 | 1 | 1 | 1 | 1 | 1 | 1 | 1 | 1 | 1 | 1 | 1 | 1 | 1 | 1 | 1 | 1 | 1 | 1 | 1 | 1 | 1 | 1 | 1 | 1 | 1 | 1 | 1 | 1 | caiso-deliverability | Antelope_Vincent_SSN | <= | 6290.4369 | 6290.4369 | 6290.4369 | 6290.4369 | 6290.4369 | 6290.4369 | 6290.4369 | 6290.4369 | 6290.4369 | 6290.4369 | 6290.4369 | 6290.4369 | 6290.4369 | 6290.4369 | 6290.4369 | 6290.4369 | 6290.4369 | 6290.4369 | 6290.4369 | 6290.4369 | 6290.4369 | 6290.4369 | 6290.4369 | 6290.4369 | 6290.4369 | 6290.4369 | 6290.4369 | 6290.4369 | 6290.4369 | 6290.4369 | 6290.4369
Tehachapi_Li_Battery_4hr_78 | caiso-deliverability | Antelope_Neenach_On_Peak_HSN | Reliability_Capacity_In_Model_Year | System RA | Tehachapi_Li_Battery_4hr_78 | 1 | 1 | 1 | 1 | 1 | 1 | 1 | 1 | 1 | 1 | 1 | 1 | 1 | 1 | 1 | 1 | 1 | 1 | 1 | 1 | 1 | 1 | 1 | 1 | 1 | 1 | 1 | 1 | 1 | 1 | 1 | caiso-deliverability | Bell_Placer_HSN | <= | 570 | 570 | 570 | 570 | 570 | 570 | 570 | 570 | 570 | 570 | 570 | 570 | 570 | 570 | 570 | 570 | 570 | 570 | 570 | 570 | 570 | 570 | 570 | 570 | 570 | 570 | 570 | 570 | 570 | 570 | 570
Tehachapi_Li_Battery_8hr_78 | caiso-deliverability | Antelope_Neenach_On_Peak_HSN | Reliability_Capacity_In_Model_Year | System RA | Tehachapi_Li_Battery_8hr_78 | 1 | 1 | 1 | 1 | 1 | 1 | 1 | 1 | 1 | 1 | 1 | 1 | 1 | 1 | 1 | 1 | 1 | 1 | 1 | 1 | 1 | 1 | 1 | 1 | 1 | 1 | 1 | 1 | 1 | 1 | 1 | caiso-deliverability | Bell_Placer_offpeak | <= | 570 | 570 | 570 | 570 | 570 | 570 | 570 | 570 | 570 | 570 | 570 | 570 | 570 | 570 | 570 | 570 | 570 | 570 | 570 | 570 | 570 | 570 | 570 | 570 | 570 | 570 | 570 | 570 | 570 | 570 | 570
Tehachapi_Solar_78 | caiso-deliverability | Antelope_Neenach_On_Peak_HSN | Reliability_Capacity_In_Model_Year | System RA | Tehachapi_Solar_78 | 0.106 | 0.106 | 0.106 | 0.106 | 0.106 | 0.106 | 0.106 | 0.106 | 0.106 | 0.106 | 0.106 | 0.106 | 0.106 | 0.106 | 0.106 | 0.106 | 0.106 | 0.106 | 0.106 | 0.106 | 0.106 | 0.106 | 0.106 | 0.106 | 0.106 | 0.106 | 0.106 | 0.106 | 0.106 | 0.106 | 0.106 | caiso-deliverability | Bell_Placer_SSN | <= | 570 | 570 | 570 | 570 | 570 | 570 | 570 | 570 | 570 | 570 | 570 | 570 | 570 | 570 | 570 | 570 | 570 | 570 | 570 | 570 | 570 | 570 | 570 | 570 | 570 | 570 | 570 | 570 | 570 | 570 | 570
Antelope_Neenach_On_Peak_group | caiso-deliverability | Antelope_Neenach_On_Peak_HSN | Operational_New_Capacity_MW | Antelope_Neenach_On_Peak_group |  | -1 | -1 | -1 | -1 | -1 | -1 | -1 | -1 | -1 | -1 | -1 | -1 | -1 | -1 | -1 | -1 | -1 | -1 | -1 | -1 | -1 | -1 | -1 | -1 | -1 | -1 | -1 | -1 | -1 | -1 | -1 | caiso-deliverability | Bellota_Weber_HSN | <= | 1750 | 1750 | 1750 | 1750 | 1750 | 1750 | 1750 | 1750 | 1750 | 1750 | 1750 | 1750 | 1750 | 1750 | 1750 | 1750 | 1750 | 1750 | 1750 | 1750 | 1750 | 1750 | 1750 | 1750 | 1750 | 1750 | 1750 | 1750 | 1750 | 1750 | 1750
Tehachapi_Flow_Battery_78 | caiso-deliverability | Antelope_Neenach_On_Peak_SSN | Reliability_Capacity_In_Model_Year | System RA | Tehachapi_Flow_Battery_78 | 0.5 | 0.5 | 0.5 | 0.5 | 0.5 | 0.5 | 0.5 | 0.5 | 0.5 | 0.5 | 0.5 | 0.5 | 0.5 | 0.5 | 0.5 | 0.5 | 0.5 | 0.5 | 0.5 | 0.5 | 0.5 | 0.5 | 0.5 | 0.5 | 0.5 | 0.5 | 0.5 | 0.5 | 0.5 | 0.5 | 0.5 | caiso-deliverability | Bellota_Weber_offpeak | <= | 2858 | 2858 | 2858 | 2858 | 2858 | 2858 | 2858 | 2858 | 2858 | 2858 | 2858 | 2858 | 2858 | 2858 | 2858 | 2858 | 2858 | 2858 | 2858 | 2858 | 2858 | 2858 | 2858 | 2858 | 2858 | 2858 | 2858 | 2858 | 2858 | 2858 | 2858
Tehachapi_Li_Battery_4hr_78 | caiso-deliverability | Antelope_Neenach_On_Peak_SSN | Reliability_Capacity_In_Model_Year | System RA | Tehachapi_Li_Battery_4hr_78 | 0.5 | 0.5 | 0.5 | 0.5 | 0.5 | 0.5 | 0.5 | 0.5 | 0.5 | 0.5 | 0.5 | 0.5 | 0.5 | 0.5 | 0.5 | 0.5 | 0.5 | 0.5 | 0.5 | 0.5 | 0.5 | 0.5 | 0.5 | 0.5 | 0.5 | 0.5 | 0.5 | 0.5 | 0.5 | 0.5 | 0.5 | caiso-deliverability | Bellota_Weber_SSN | <= | 1964.8 | 1964.8 | 1964.8 | 1964.8 | 1964.8 | 1964.8 | 1964.8 | 1964.8 | 1964.8 | 1964.8 | 1964.8 | 1964.8 | 1964.8 | 1964.8 | 1964.8 | 1964.8 | 1964.8 | 1964.8 | 1964.8 | 1964.8 | 1964.8 | 1964.8 | 1964.8 | 1964.8 | 1964.8 | 1964.8 | 1964.8 | 1964.8 | 1964.8 | 1964.8 | 1964.8
Tehachapi_Li_Battery_8hr_78 | caiso-deliverability | Antelope_Neenach_On_Peak_SSN | Reliability_Capacity_In_Model_Year | System RA | Tehachapi_Li_Battery_8hr_78 | 0.5 | 0.5 | 0.5 | 0.5 | 0.5 | 0.5 | 0.5 | 0.5 | 0.5 | 0.5 | 0.5 | 0.5 | 0.5 | 0.5 | 0.5 | 0.5 | 0.5 | 0.5 | 0.5 | 0.5 | 0.5 | 0.5 | 0.5 | 0.5 | 0.5 | 0.5 | 0.5 | 0.5 | 0.5 | 0.5 | 0.5 | caiso-deliverability | Birds_Landing_Contra_Costa_HSN | <= | 512.3569 | 512.3569 | 512.3569 | 512.3569 | 512.3569 | 512.3569 | 512.3569 | 512.3569 | 512.3569 | 512.3569 | 512.3569 | 512.3569 | 512.3569 | 512.3569 | 512.3569 | 512.3569 | 512.3569 | 512.3569 | 512.3569 | 512.3569 | 512.3569 | 512.3569 | 512.3569 | 512.3569 | 512.3569 | 512.3569 | 512.3569 | 512.3569 | 512.3569 | 512.3569 | 512.3569
Tehachapi_Solar_78 | caiso-deliverability | Antelope_Neenach_On_Peak_SSN | Reliability_Capacity_In_Model_Year | System RA | Tehachapi_Solar_78 | 0.427 | 0.427 | 0.427 | 0.427 | 0.427 | 0.427 | 0.427 | 0.427 | 0.427 | 0.427 | 0.427 | 0.427 | 0.427 | 0.427 | 0.427 | 0.427 | 0.427 | 0.427 | 0.427 | 0.427 | 0.427 | 0.427 | 0.427 | 0.427 | 0.427 | 0.427 | 0.427 | 0.427 | 0.427 | 0.427 | 0.427 | caiso-deliverability | Birds_Landing_Contra_Costa_offpeak | <= | 1112.3569 | 1112.3569 | 1112.3569 | 1112.3569 | 1112.3569 | 1112.3569 | 1112.3569 | 1112.3569 | 1112.3569 | 1112.3569 | 1112.3569 | 1112.3569 | 1112.3569 | 1112.3569 | 1112.3569 | 1112.3569 | 1112.3569 | 1112.3569 | 1112.3569 | 1112.3569 | 1112.3569 | 1112.3569 | 1112.3569 | 1112.3569 | 1112.3569 | 1112.3569 | 1112.3569 | 1112.3569 | 1112.3569 | 1112.3569 | 1112.3569
Antelope_Neenach_On_Peak_group | caiso-deliverability | Antelope_Neenach_On_Peak_SSN | Operational_New_Capacity_MW | Antelope_Neenach_On_Peak_group |  | -1 | -1 | -1 | -1 | -1 | -1 | -1 | -1 | -1 | -1 | -1 | -1 | -1 | -1 | -1 | -1 | -1 | -1 | -1 | -1 | -1 | -1 | -1 | -1 | -1 | -1 | -1 | -1 | -1 | -1 | -1 | caiso-deliverability | Birds_Landing_Contra_Costa_SSN | <= | 662.3569 | 662.3569 | 662.3569 | 662.3569 | 662.3569 | 662.3569 | 662.3569 | 662.3569 | 662.3569 | 662.3569 | 662.3569 | 662.3569 | 662.3569 | 662.3569 | 662.3569 | 662.3569 | 662.3569 | 662.3569 | 662.3569 | 662.3569 | 662.3569 | 662.3569 | 662.3569 | 662.3569 | 662.3569 | 662.3569 | 662.3569 | 662.3569 | 662.3569 | 662.3569 | 662.3569
Tehachapi_Adiabatic_CAES_13 | caiso-deliverability | Antelope_Vincent_HSN | Reliability_Capacity_In_Model_Year | System RA | Tehachapi_Adiabatic_CAES_13 | 1 | 1 | 1 | 1 | 1 | 1 | 1 | 1 | 1 | 1 | 1 | 1 | 1 | 1 | 1 | 1 | 1 | 1 | 1 | 1 | 1 | 1 | 1 | 1 | 1 | 1 | 1 | 1 | 1 | 1 | 1 | caiso-deliverability | Borden_Storey_HSN | <= | 57.5 | 57.5 | 57.5 | 57.5 | 57.5 | 57.5 | 57.5 | 57.5 | 57.5 | 57.5 | 57.5 | 57.5 | 2705.5 | 2705.5 | 2705.5 | 2705.5 | 2705.5 | 2705.5 | 2705.5 | 2705.5 | 2705.5 | 2705.5 | 2705.5 | 2705.5 | 2705.5 | 2705.5 | 2705.5 | 2705.5 | 2705.5 | 2705.5 | 2705.5
Tehachapi_Flow_Battery_13 | caiso-deliverability | Antelope_Vincent_HSN | Reliability_Capacity_In_Model_Year | System RA | Tehachapi_Flow_Battery_13 | 1 | 1 | 1 | 1 | 1 | 1 | 1 | 1 | 1 | 1 | 1 | 1 | 1 | 1 | 1 | 1 | 1 | 1 | 1 | 1 | 1 | 1 | 1 | 1 | 1 | 1 | 1 | 1 | 1 | 1 | 1 | caiso-deliverability | Borden_Storey_offpeak | <= | 1732.9998 | 1732.9998 | 1732.9998 | 1732.9998 | 1732.9998 | 1732.9998 | 1732.9998 | 1732.9998 | 1732.9998 | 1732.9998 | 1732.9998 | 1732.9998 | 3779.9998 | 3779.9998 | 3779.9998 | 3779.9998 | 3779.9998 | 3779.9998 | 3779.9998 | 3779.9998 | 3779.9998 | 3779.9998 | 3779.9998 | 3779.9998 | 3779.9998 | 3779.9998 | 3779.9998 | 3779.9998 | 3779.9998 | 3779.9998 | 3779.9998
Tehachapi_Flow_Battery_32 | caiso-deliverability | Antelope_Vincent_HSN | Reliability_Capacity_In_Model_Year | System RA | Tehachapi_Flow_Battery_32 | 1 | 1 | 1 | 1 | 1 | 1 | 1 | 1 | 1 | 1 | 1 | 1 | 1 | 1 | 1 | 1 | 1 | 1 | 1 | 1 | 1 | 1 | 1 | 1 | 1 | 1 | 1 | 1 | 1 | 1 | 1 | caiso-deliverability | Borden_Storey_SSN | <= | 77.55 | 77.55 | 77.55 | 77.55 | 77.55 | 77.55 | 77.55 | 77.55 | 77.55 | 77.55 | 77.55 | 77.55 | 2725.55 | 2725.55 | 2725.55 | 2725.55 | 2725.55 | 2725.55 | 2725.55 | 2725.55 | 2725.55 | 2725.55 | 2725.55 | 2725.55 | 2725.55 | 2725.55 | 2725.55 | 2725.55 | 2725.55 | 2725.55 | 2725.55
Tehachapi_Flow_Battery_66 | caiso-deliverability | Antelope_Vincent_HSN | Reliability_Capacity_In_Model_Year | System RA | Tehachapi_Flow_Battery_66 | 1 | 1 | 1 | 1 | 1 | 1 | 1 | 1 | 1 | 1 | 1 | 1 | 1 | 1 | 1 | 1 | 1 | 1 | 1 | 1 | 1 | 1 | 1 | 1 | 1 | 1 | 1 | 1 | 1 | 1 | 1 | caiso-deliverability | Calcite_Lugo_HSN | <= | 548 | 548 | 548 | 548 | 548 | 548 | 548 | 548 | 548 | 548 | 548 | 548 | 548 | 548 | 548 | 548 | 548 | 548 | 548 | 548 | 548 | 548 | 548 | 548 | 548 | 548 | 548 | 548 | 548 | 548 | 548
Tehachapi_Flow_Battery_78 | caiso-deliverability | Antelope_Vincent_HSN | Reliability_Capacity_In_Model_Year | System RA | Tehachapi_Flow_Battery_78 | 1 | 1 | 1 | 1 | 1 | 1 | 1 | 1 | 1 | 1 | 1 | 1 | 1 | 1 | 1 | 1 | 1 | 1 | 1 | 1 | 1 | 1 | 1 | 1 | 1 | 1 | 1 | 1 | 1 | 1 | 1 | caiso-deliverability | Calcite_Lugo_offpeak | <= | 548 | 548 | 548 | 548 | 548 | 548 | 548 | 548 | 548 | 548 | 548 | 548 | 548 | 548 | 548 | 548 | 548 | 548 | 548 | 548 | 548 | 548 | 548 | 548 | 548 | 548 | 548 | 548 | 548 | 548 | 548
Tehachapi_Flow_Battery_101 | caiso-deliverability | Antelope_Vincent_HSN | Reliability_Capacity_In_Model_Year | System RA | Tehachapi_Flow_Battery_101 | 1 | 1 | 1 | 1 | 1 | 1 | 1 | 1 | 1 | 1 | 1 | 1 | 1 | 1 | 1 | 1 | 1 | 1 | 1 | 1 | 1 | 1 | 1 | 1 | 1 | 1 | 1 | 1 | 1 | 1 | 1 | caiso-deliverability | Calcite_Lugo_SSN | <= | 548 | 548 | 548 | 548 | 548 | 548 | 548 | 548 | 548 | 548 | 548 | 548 | 548 | 548 | 548 | 548 | 548 | 548 | 548 | 548 | 548 | 548 | 548 | 548 | 548 | 548 | 548 | 548 | 548 | 548 | 548
Tehachapi_Li_Battery_4hr_13 | caiso-deliverability | Antelope_Vincent_HSN | Reliability_Capacity_In_Model_Year | System RA | Tehachapi_Li_Battery_4hr_13 | 1 | 1 | 1 | 1 | 1 | 1 | 1 | 1 | 1 | 1 | 1 | 1 | 1 | 1 | 1 | 1 | 1 | 1 | 1 | 1 | 1 | 1 | 1 | 1 | 1 | 1 | 1 | 1 | 1 | 1 | 1 | caiso-deliverability | Cape_Mendocino_Offshore_Line_HSN | <= | 0 | 0 | 0 | 0 | 0 | 0 | 0 | 0 | 0 | 0 | 0 | 0 | 0 | 0 | 0 | 0 | 0 | 0 | 0 | 0 | 0 | 0 | 0 | 0 | 0 | 0 | 0 | 0 | 0 | 0 | 0
Tehachapi_Li_Battery_4hr_32 | caiso-deliverability | Antelope_Vincent_HSN | Reliability_Capacity_In_Model_Year | System RA | Tehachapi_Li_Battery_4hr_32 | 1 | 1 | 1 | 1 | 1 | 1 | 1 | 1 | 1 | 1 | 1 | 1 | 1 | 1 | 1 | 1 | 1 | 1 | 1 | 1 | 1 | 1 | 1 | 1 | 1 | 1 | 1 | 1 | 1 | 1 | 1 | caiso-deliverability | Cape_Mendocino_Offshore_Line_offpeak | <= | 0 | 0 | 0 | 0 | 0 | 0 | 0 | 0 | 0 | 0 | 0 | 0 | 0 | 0 | 0 | 0 | 0 | 0 | 0 | 0 | 0 | 0 | 0 | 0 | 0 | 0 | 0 | 0 | 0 | 0 | 0
Tehachapi_Li_Battery_4hr_66 | caiso-deliverability | Antelope_Vincent_HSN | Reliability_Capacity_In_Model_Year | System RA | Tehachapi_Li_Battery_4hr_66 | 1 | 1 | 1 | 1 | 1 | 1 | 1 | 1 | 1 | 1 | 1 | 1 | 1 | 1 | 1 | 1 | 1 | 1 | 1 | 1 | 1 | 1 | 1 | 1 | 1 | 1 | 1 | 1 | 1 | 1 | 1 | caiso-deliverability | Cape_Mendocino_Offshore_Line_SSN | <= | 0 | 0 | 0 | 0 | 0 | 0 | 0 | 0 | 0 | 0 | 0 | 0 | 0 | 0 | 0 | 0 | 0 | 0 | 0 | 0 | 0 | 0 | 0 | 0 | 0 | 0 | 0 | 0 | 0 | 0 | 0
Tehachapi_Li_Battery_4hr_78 | caiso-deliverability | Antelope_Vincent_HSN | Reliability_Capacity_In_Model_Year | System RA | Tehachapi_Li_Battery_4hr_78 | 1 | 1 | 1 | 1 | 1 | 1 | 1 | 1 | 1 | 1 | 1 | 1 | 1 | 1 | 1 | 1 | 1 | 1 | 1 | 1 | 1 | 1 | 1 | 1 | 1 | 1 | 1 | 1 | 1 | 1 | 1 | caiso-deliverability | Capistrano_San_Onofre_HSN | <= | 1450 | 1450 | 1450 | 1450 | 1450 | 1450 | 1450 | 1450 | 1450 | 1450 | 1450 | 1450 | 1450 | 1450 | 1450 | 1450 | 1450 | 1450 | 1450 | 1450 | 1450 | 1450 | 1450 | 1450 | 1450 | 1450 | 1450 | 1450 | 1450 | 1450 | 1450
Tehachapi_Li_Battery_4hr_101 | caiso-deliverability | Antelope_Vincent_HSN | Reliability_Capacity_In_Model_Year | System RA | Tehachapi_Li_Battery_4hr_101 | 1 | 1 | 1 | 1 | 1 | 1 | 1 | 1 | 1 | 1 | 1 | 1 | 1 | 1 | 1 | 1 | 1 | 1 | 1 | 1 | 1 | 1 | 1 | 1 | 1 | 1 | 1 | 1 | 1 | 1 | 1 | caiso-deliverability | Capistrano_San_Onofre_offpeak | <= | 1550 | 1550 | 1550 | 1550 | 1550 | 1550 | 1550 | 1550 | 1550 | 1550 | 1550 | 1550 | 1550 | 1550 | 1550 | 1550 | 1550 | 1550 | 1550 | 1550 | 1550 | 1550 | 1550 | 1550 | 1550 | 1550 | 1550 | 1550 | 1550 | 1550 | 1550
Tehachapi_Li_Battery_8hr_13 | caiso-deliverability | Antelope_Vincent_HSN | Reliability_Capacity_In_Model_Year | System RA | Tehachapi_Li_Battery_8hr_13 | 1 | 1 | 1 | 1 | 1 | 1 | 1 | 1 | 1 | 1 | 1 | 1 | 1 | 1 | 1 | 1 | 1 | 1 | 1 | 1 | 1 | 1 | 1 | 1 | 1 | 1 | 1 | 1 | 1 | 1 | 1 | caiso-deliverability | Capistrano_San_Onofre_SSN | <= | 1475 | 1475 | 1475 | 1475 | 1475 | 1475 | 1475 | 1475 | 1475 | 1475 | 1475 | 1475 | 1475 | 1475 | 1475 | 1475 | 1475 | 1475 | 1475 | 1475 | 1475 | 1475 | 1475 | 1475 | 1475 | 1475 | 1475 | 1475 | 1475 | 1475 | 1475
Tehachapi_Li_Battery_8hr_32 | caiso-deliverability | Antelope_Vincent_HSN | Reliability_Capacity_In_Model_Year | System RA | Tehachapi_Li_Battery_8hr_32 | 1 | 1 | 1 | 1 | 1 | 1 | 1 | 1 | 1 | 1 | 1 | 1 | 1 | 1 | 1 | 1 | 1 | 1 | 1 | 1 | 1 | 1 | 1 | 1 | 1 | 1 | 1 | 1 | 1 | 1 | 1 | caiso-deliverability | Carberry_Round_Mt_HSN | <= | 14 | 14 | 14 | 14 | 14 | 14 | 14 | 14 | 14 | 14 | 14 | 14 | 14 | 14 | 14 | 14 | 14 | 14 | 14 | 14 | 14 | 14 | 14 | 14 | 14 | 14 | 14 | 14 | 14 | 14 | 14
Tehachapi_Li_Battery_8hr_66 | caiso-deliverability | Antelope_Vincent_HSN | Reliability_Capacity_In_Model_Year | System RA | Tehachapi_Li_Battery_8hr_66 | 1 | 1 | 1 | 1 | 1 | 1 | 1 | 1 | 1 | 1 | 1 | 1 | 1 | 1 | 1 | 1 | 1 | 1 | 1 | 1 | 1 | 1 | 1 | 1 | 1 | 1 | 1 | 1 | 1 | 1 | 1 | caiso-deliverability | Carberry_Round_Mt_offpeak | <= | 183 | 183 | 183 | 183 | 183 | 183 | 183 | 183 | 183 | 183 | 183 | 183 | 183 | 183 | 183 | 183 | 183 | 183 | 183 | 183 | 183 | 183 | 183 | 183 | 183 | 183 | 183 | 183 | 183 | 183 | 183
Tehachapi_Li_Battery_8hr_78 | caiso-deliverability | Antelope_Vincent_HSN | Reliability_Capacity_In_Model_Year | System RA | Tehachapi_Li_Battery_8hr_78 | 1 | 1 | 1 | 1 | 1 | 1 | 1 | 1 | 1 | 1 | 1 | 1 | 1 | 1 | 1 | 1 | 1 | 1 | 1 | 1 | 1 | 1 | 1 | 1 | 1 | 1 | 1 | 1 | 1 | 1 | 1 | caiso-deliverability | Carberry_Round_Mt_SSN | <= | 14 | 14 | 14 | 14 | 14 | 14 | 14 | 14 | 14 | 14 | 14 | 14 | 14 | 14 | 14 | 14 | 14 | 14 | 14 | 14 | 14 | 14 | 14 | 14 | 14 | 14 | 14 | 14 | 14 | 14 | 14
Tehachapi_Li_Battery_8hr_101 | caiso-deliverability | Antelope_Vincent_HSN | Reliability_Capacity_In_Model_Year | System RA | Tehachapi_Li_Battery_8hr_101 | 1 | 1 | 1 | 1 | 1 | 1 | 1 | 1 | 1 | 1 | 1 | 1 | 1 | 1 | 1 | 1 | 1 | 1 | 1 | 1 | 1 | 1 | 1 | 1 | 1 | 1 | 1 | 1 | 1 | 1 | 1 | caiso-deliverability | Chicarita_138_HSN | <= | 0 | 0 | 0 | 0 | 0 | 0 | 0 | 0 | 0 | 0 | 0 | 0 | 0 | 0 | 0 | 0 | 0 | 0 | 0 | 0 | 0 | 0 | 0 | 0 | 0 | 0 | 0 | 0 | 0 | 0 | 0
Tehachapi_Pumped_Storage_32 | caiso-deliverability | Antelope_Vincent_HSN | Reliability_Capacity_In_Model_Year | System RA | Tehachapi_Pumped_Storage_32 | 1 | 1 | 1 | 1 | 1 | 1 | 1 | 1 | 1 | 1 | 1 | 1 | 1 | 1 | 1 | 1 | 1 | 1 | 1 | 1 | 1 | 1 | 1 | 1 | 1 | 1 | 1 | 1 | 1 | 1 | 1 | caiso-deliverability | Chicarita_138_offpeak | <= | 530 | 530 | 530 | 530 | 530 | 530 | 530 | 530 | 530 | 530 | 530 | 530 | 530 | 530 | 530 | 530 | 530 | 530 | 530 | 530 | 530 | 530 | 530 | 530 | 530 | 530 | 530 | 530 | 530 | 530 | 530
Tehachapi_Solar_13 | caiso-deliverability | Antelope_Vincent_HSN | Reliability_Capacity_In_Model_Year | System RA | Tehachapi_Solar_13 | 0.106 | 0.106 | 0.106 | 0.106 | 0.106 | 0.106 | 0.106 | 0.106 | 0.106 | 0.106 | 0.106 | 0.106 | 0.106 | 0.106 | 0.106 | 0.106 | 0.106 | 0.106 | 0.106 | 0.106 | 0.106 | 0.106 | 0.106 | 0.106 | 0.106 | 0.106 | 0.106 | 0.106 | 0.106 | 0.106 | 0.106 | caiso-deliverability | Chicarita_138_SSN | <= | 71 | 71 | 71 | 71 | 71 | 71 | 71 | 71 | 71 | 71 | 71 | 71 | 71 | 71 | 71 | 71 | 71 | 71 | 71 | 71 | 71 | 71 | 71 | 71 | 71 | 71 | 71 | 71 | 71 | 71 | 71
Tehachapi_Solar_32 | caiso-deliverability | Antelope_Vincent_HSN | Reliability_Capacity_In_Model_Year | System RA | Tehachapi_Solar_32 | 0.106 | 0.106 | 0.106 | 0.106 | 0.106 | 0.106 | 0.106 | 0.106 | 0.106 | 0.106 | 0.106 | 0.106 | 0.106 | 0.106 | 0.106 | 0.106 | 0.106 | 0.106 | 0.106 | 0.106 | 0.106 | 0.106 | 0.106 | 0.106 | 0.106 | 0.106 | 0.106 | 0.106 | 0.106 | 0.106 | 0.106 | caiso-deliverability | Chowchilla_Le_Grand_HSN | <= | 547 | 547 | 547 | 547 | 547 | 547 | 547 | 547 | 547 | 547 | 547 | 547 | 547 | 547 | 547 | 547 | 547 | 547 | 547 | 547 | 547 | 547 | 547 | 547 | 547 | 547 | 547 | 547 | 547 | 547 | 547
Tehachapi_Solar_66 | caiso-deliverability | Antelope_Vincent_HSN | Reliability_Capacity_In_Model_Year | System RA | Tehachapi_Solar_66 | 0.106 | 0.106 | 0.106 | 0.106 | 0.106 | 0.106 | 0.106 | 0.106 | 0.106 | 0.106 | 0.106 | 0.106 | 0.106 | 0.106 | 0.106 | 0.106 | 0.106 | 0.106 | 0.106 | 0.106 | 0.106 | 0.106 | 0.106 | 0.106 | 0.106 | 0.106 | 0.106 | 0.106 | 0.106 | 0.106 | 0.106 | caiso-deliverability | Chowchilla_Le_Grand_offpeak | <= | 882 | 882 | 882 | 882 | 882 | 882 | 882 | 882 | 882 | 882 | 882 | 882 | 882 | 882 | 882 | 882 | 882 | 882 | 882 | 882 | 882 | 882 | 882 | 882 | 882 | 882 | 882 | 882 | 882 | 882 | 882
Tehachapi_Solar_78 | caiso-deliverability | Antelope_Vincent_HSN | Reliability_Capacity_In_Model_Year | System RA | Tehachapi_Solar_78 | 0.106 | 0.106 | 0.106 | 0.106 | 0.106 | 0.106 | 0.106 | 0.106 | 0.106 | 0.106 | 0.106 | 0.106 | 0.106 | 0.106 | 0.106 | 0.106 | 0.106 | 0.106 | 0.106 | 0.106 | 0.106 | 0.106 | 0.106 | 0.106 | 0.106 | 0.106 | 0.106 | 0.106 | 0.106 | 0.106 | 0.106 | caiso-deliverability | Chowchilla_Le_Grand_SSN | <= | 521.8 | 521.8 | 521.8 | 521.8 | 521.8 | 521.8 | 521.8 | 521.8 | 521.8 | 521.8 | 521.8 | 521.8 | 521.8 | 521.8 | 521.8 | 521.8 | 521.8 | 521.8 | 521.8 | 521.8 | 521.8 | 521.8 | 521.8 | 521.8 | 521.8 | 521.8 | 521.8 | 521.8 | 521.8 | 521.8 | 521.8
Tehachapi_Solar_101 | caiso-deliverability | Antelope_Vincent_HSN | Reliability_Capacity_In_Model_Year | System RA | Tehachapi_Solar_101 | 0.106 | 0.106 | 0.106 | 0.106 | 0.106 | 0.106 | 0.106 | 0.106 | 0.106 | 0.106 | 0.106 | 0.106 | 0.106 | 0.106 | 0.106 | 0.106 | 0.106 | 0.106 | 0.106 | 0.106 | 0.106 | 0.106 | 0.106 | 0.106 | 0.106 | 0.106 | 0.106 | 0.106 | 0.106 | 0.106 | 0.106 | caiso-deliverability | Coalinga_1_Coalinga_2_HSN | <= | 1660 | 1660 | 1660 | 1660 | 1660 | 1660 | 1660 | 1660 | 1660 | 1660 | 1660 | 1660 | 1660 | 1660 | 1660 | 1660 | 1660 | 1660 | 1660 | 1660 | 1660 | 1660 | 1660 | 1660 | 1660 | 1660 | 1660 | 1660 | 1660 | 1660 | 1660
Tehachapi_Wind_13 | caiso-deliverability | Antelope_Vincent_HSN | Reliability_Capacity_In_Model_Year | System RA | Tehachapi_Wind_13 | 0.665 | 0.665 | 0.665 | 0.665 | 0.665 | 0.665 | 0.665 | 0.665 | 0.665 | 0.665 | 0.665 | 0.665 | 0.665 | 0.665 | 0.665 | 0.665 | 0.665 | 0.665 | 0.665 | 0.665 | 0.665 | 0.665 | 0.665 | 0.665 | 0.665 | 0.665 | 0.665 | 0.665 | 0.665 | 0.665 | 0.665 | caiso-deliverability | Coalinga_1_Coalinga_2_offpeak | <= | 175 | 175 | 175 | 175 | 175 | 175 | 175 | 175 | 175 | 175 | 175 | 175 | 175 | 175 | 175 | 175 | 175 | 175 | 175 | 175 | 175 | 175 | 175 | 175 | 175 | 175 | 175 | 175 | 175 | 175 | 175
Tehachapi_Wind_32 | caiso-deliverability | Antelope_Vincent_HSN | Reliability_Capacity_In_Model_Year | System RA | Tehachapi_Wind_32 | 0.665 | 0.665 | 0.665 | 0.665 | 0.665 | 0.665 | 0.665 | 0.665 | 0.665 | 0.665 | 0.665 | 0.665 | 0.665 | 0.665 | 0.665 | 0.665 | 0.665 | 0.665 | 0.665 | 0.665 | 0.665 | 0.665 | 0.665 | 0.665 | 0.665 | 0.665 | 0.665 | 0.665 | 0.665 | 0.665 | 0.665 | caiso-deliverability | Coalinga_1_Coalinga_2_SSN | <= | 1660 | 1660 | 1660 | 1660 | 1660 | 1660 | 1660 | 1660 | 1660 | 1660 | 1660 | 1660 | 1660 | 1660 | 1660 | 1660 | 1660 | 1660 | 1660 | 1660 | 1660 | 1660 | 1660 | 1660 | 1660 | 1660 | 1660 | 1660 | 1660 | 1660 | 1660
Antelope_Vincent_group | caiso-deliverability | Antelope_Vincent_HSN | Operational_New_Capacity_MW | Antelope_Vincent_group |  | -1 | -1 | -1 | -1 | -1 | -1 | -1 | -1 | -1 | -1 | -1 | -1 | -1 | -1 | -1 | -1 | -1 | -1 | -1 | -1 | -1 | -1 | -1 | -1 | -1 | -1 | -1 | -1 | -1 | -1 | -1 | caiso-deliverability | Colorado_River_230_HSN | <= | 0 | 0 | 0 | 0 | 0 | 0 | 0 | 0 | 0 | 0 | 0 | 0 | 0 | 0 | 0 | 0 | 0 | 0 | 0 | 0 | 0 | 0 | 0 | 0 | 0 | 0 | 0 | 0 | 0 | 0 | 0
Tehachapi_Adiabatic_CAES_13 | caiso-deliverability | Antelope_Vincent_offpeak | Operational_New_Capacity_MW | Tehachapi_Adiabatic_CAES_13 |  | -1 | -1 | -1 | -1 | -1 | -1 | -1 | -1 | -1 | -1 | -1 | -1 | -1 | -1 | -1 | -1 | -1 | -1 | -1 | -1 | -1 | -1 | -1 | -1 | -1 | -1 | -1 | -1 | -1 | -1 | -1 | caiso-deliverability | Colorado_River_230_offpeak | <= | 1635.548 | 1635.548 | 1635.548 | 1635.548 | 1635.548 | 1635.548 | 1635.548 | 1635.548 | 1635.548 | 1635.548 | 1635.548 | 1635.548 | 1635.548 | 1635.548 | 1635.548 | 1635.548 | 1635.548 | 1635.548 | 1635.548 | 1635.548 | 1635.548 | 1635.548 | 1635.548 | 1635.548 | 1635.548 | 1635.548 | 1635.548 | 1635.548 | 1635.548 | 1635.548 | 1635.548
Tehachapi_Flow_Battery_13 | caiso-deliverability | Antelope_Vincent_offpeak | Operational_New_Capacity_MW | Tehachapi_Flow_Battery_13 |  | -1 | -1 | -1 | -1 | -1 | -1 | -1 | -1 | -1 | -1 | -1 | -1 | -1 | -1 | -1 | -1 | -1 | -1 | -1 | -1 | -1 | -1 | -1 | -1 | -1 | -1 | -1 | -1 | -1 | -1 | -1 | caiso-deliverability | Colorado_River_230_SSN | <= | 0 | 0 | 0 | 0 | 0 | 0 | 0 | 0 | 0 | 0 | 0 | 0 | 0 | 0 | 0 | 0 | 0 | 0 | 0 | 0 | 0 | 0 | 0 | 0 | 0 | 0 | 0 | 0 | 0 | 0 | 0
Tehachapi_Flow_Battery_32 | caiso-deliverability | Antelope_Vincent_offpeak | Operational_New_Capacity_MW | Tehachapi_Flow_Battery_32 |  | -1 | -1 | -1 | -1 | -1 | -1 | -1 | -1 | -1 | -1 | -1 | -1 | -1 | -1 | -1 | -1 | -1 | -1 | -1 | -1 | -1 | -1 | -1 | -1 | -1 | -1 | -1 | -1 | -1 | -1 | -1 | caiso-deliverability | Colorado_River_Red_Bluff_HSN | <= | 10824.615 | 10824.615 | 10824.615 | 10824.615 | 10824.615 | 10824.615 | 10824.615 | 10824.615 | 10824.615 | 10824.615 | 10824.615 | 10824.615 | 10824.615 | 10824.615 | 10824.615 | 10824.615 | 10824.615 | 10824.615 | 10824.615 | 10824.615 | 10824.615 | 10824.615 | 10824.615 | 10824.615 | 10824.615 | 10824.615 | 10824.615 | 10824.615 | 10824.615 | 10824.615 | 10824.615
Tehachapi_Flow_Battery_66 | caiso-deliverability | Antelope_Vincent_offpeak | Operational_New_Capacity_MW | Tehachapi_Flow_Battery_66 |  | -1 | -1 | -1 | -1 | -1 | -1 | -1 | -1 | -1 | -1 | -1 | -1 | -1 | -1 | -1 | -1 | -1 | -1 | -1 | -1 | -1 | -1 | -1 | -1 | -1 | -1 | -1 | -1 | -1 | -1 | -1 | caiso-deliverability | Colorado_River_Red_Bluff_offpeak | <= | 10813.8 | 10813.8 | 10813.8 | 10813.8 | 10813.8 | 10813.8 | 10813.8 | 10813.8 | 10813.8 | 10813.8 | 10813.8 | 10813.8 | 10813.8 | 10813.8 | 10813.8 | 10813.8 | 10813.8 | 10813.8 | 10813.8 | 10813.8 | 10813.8 | 10813.8 | 10813.8 | 10813.8 | 10813.8 | 10813.8 | 10813.8 | 10813.8 | 10813.8 | 10813.8 | 10813.8
Tehachapi_Flow_Battery_78 | caiso-deliverability | Antelope_Vincent_offpeak | Operational_New_Capacity_MW | Tehachapi_Flow_Battery_78 |  | -1 | -1 | -1 | -1 | -1 | -1 | -1 | -1 | -1 | -1 | -1 | -1 | -1 | -1 | -1 | -1 | -1 | -1 | -1 | -1 | -1 | -1 | -1 | -1 | -1 | -1 | -1 | -1 | -1 | -1 | -1 | caiso-deliverability | Colorado_River_Red_Bluff_SSN | <= | 10848.24 | 10848.24 | 10848.24 | 10848.24 | 10848.24 | 10848.24 | 10848.24 | 10848.24 | 10848.24 | 10848.24 | 10848.24 | 10848.24 | 10848.24 | 10848.24 | 10848.24 | 10848.24 | 10848.24 | 10848.24 | 10848.24 | 10848.24 | 10848.24 | 10848.24 | 10848.24 | 10848.24 | 10848.24 | 10848.24 | 10848.24 | 10848.24 | 10848.24 | 10848.24 | 10848.24
Tehachapi_Flow_Battery_101 | caiso-deliverability | Antelope_Vincent_offpeak | Operational_New_Capacity_MW | Tehachapi_Flow_Battery_101 |  | -1 | -1 | -1 | -1 | -1 | -1 | -1 | -1 | -1 | -1 | -1 | -1 | -1 | -1 | -1 | -1 | -1 | -1 | -1 | -1 | -1 | -1 | -1 | -1 | -1 | -1 | -1 | -1 | -1 | -1 | -1 | caiso-deliverability | Contra_Costa_Windmaster_HSN | <= | 912.2 | 912.2 | 912.2 | 912.2 | 912.2 | 912.2 | 912.2 | 912.2 | 912.2 | 912.2 | 912.2 | 912.2 | 912.2 | 912.2 | 912.2 | 912.2 | 912.2 | 912.2 | 912.2 | 912.2 | 912.2 | 912.2 | 912.2 | 912.2 | 912.2 | 912.2 | 912.2 | 912.2 | 912.2 | 912.2 | 912.2
Tehachapi_Li_Battery_4hr_13 | caiso-deliverability | Antelope_Vincent_offpeak | Operational_New_Capacity_MW | Tehachapi_Li_Battery_4hr_13 |  | -1 | -1 | -1 | -1 | -1 | -1 | -1 | -1 | -1 | -1 | -1 | -1 | -1 | -1 | -1 | -1 | -1 | -1 | -1 | -1 | -1 | -1 | -1 | -1 | -1 | -1 | -1 | -1 | -1 | -1 | -1 | caiso-deliverability | Contra_Costa_Windmaster_offpeak | <= | 1512.2 | 1512.2 | 1512.2 | 1512.2 | 1512.2 | 1512.2 | 1512.2 | 1512.2 | 1512.2 | 1512.2 | 1512.2 | 1512.2 | 1512.2 | 1512.2 | 1512.2 | 1512.2 | 1512.2 | 1512.2 | 1512.2 | 1512.2 | 1512.2 | 1512.2 | 1512.2 | 1512.2 | 1512.2 | 1512.2 | 1512.2 | 1512.2 | 1512.2 | 1512.2 | 1512.2
Tehachapi_Li_Battery_4hr_32 | caiso-deliverability | Antelope_Vincent_offpeak | Operational_New_Capacity_MW | Tehachapi_Li_Battery_4hr_32 |  | -1 | -1 | -1 | -1 | -1 | -1 | -1 | -1 | -1 | -1 | -1 | -1 | -1 | -1 | -1 | -1 | -1 | -1 | -1 | -1 | -1 | -1 | -1 | -1 | -1 | -1 | -1 | -1 | -1 | -1 | -1 | caiso-deliverability | Contra_Costa_Windmaster_SSN | <= | 1062.2 | 1062.2 | 1062.2 | 1062.2 | 1062.2 | 1062.2 | 1062.2 | 1062.2 | 1062.2 | 1062.2 | 1062.2 | 1062.2 | 1062.2 | 1062.2 | 1062.2 | 1062.2 | 1062.2 | 1062.2 | 1062.2 | 1062.2 | 1062.2 | 1062.2 | 1062.2 | 1062.2 | 1062.2 | 1062.2 | 1062.2 | 1062.2 | 1062.2 | 1062.2 | 1062.2
Tehachapi_Li_Battery_4hr_66 | caiso-deliverability | Antelope_Vincent_offpeak | Operational_New_Capacity_MW | Tehachapi_Li_Battery_4hr_66 |  | -1 | -1 | -1 | -1 | -1 | -1 | -1 | -1 | -1 | -1 | -1 | -1 | -1 | -1 | -1 | -1 | -1 | -1 | -1 | -1 | -1 | -1 | -1 | -1 | -1 | -1 | -1 | -1 | -1 | -1 | -1 | caiso-deliverability | Control_Inyokern_HSN | <= | 0 | 0 | 0 | 0 | 0 | 0 | 0 | 0 | 0 | 0 | 0 | 0 | 0 | 0 | 0 | 0 | 0 | 0 | 0 | 0 | 0 | 0 | 0 | 0 | 0 | 0 | 0 | 0 | 0 | 0 | 0
Tehachapi_Li_Battery_4hr_78 | caiso-deliverability | Antelope_Vincent_offpeak | Operational_New_Capacity_MW | Tehachapi_Li_Battery_4hr_78 |  | -1 | -1 | -1 | -1 | -1 | -1 | -1 | -1 | -1 | -1 | -1 | -1 | -1 | -1 | -1 | -1 | -1 | -1 | -1 | -1 | -1 | -1 | -1 | -1 | -1 | -1 | -1 | -1 | -1 | -1 | -1 | caiso-deliverability | Control_Inyokern_offpeak | <= | 0 | 0 | 0 | 0 | 0 | 0 | 0 | 0 | 0 | 0 | 0 | 0 | 0 | 0 | 0 | 0 | 0 | 0 | 0 | 0 | 0 | 0 | 0 | 0 | 0 | 0 | 0 | 0 | 0 | 0 | 0
Tehachapi_Li_Battery_4hr_101 | caiso-deliverability | Antelope_Vincent_offpeak | Operational_New_Capacity_MW | Tehachapi_Li_Battery_4hr_101 |  | -1 | -1 | -1 | -1 | -1 | -1 | -1 | -1 | -1 | -1 | -1 | -1 | -1 | -1 | -1 | -1 | -1 | -1 | -1 | -1 | -1 | -1 | -1 | -1 | -1 | -1 | -1 | -1 | -1 | -1 | -1 | caiso-deliverability | Control_Inyokern_SSN | <= | 0 | 0 | 0 | 0 | 0 | 0 | 0 | 0 | 0 | 0 | 0 | 0 | 0 | 0 | 0 | 0 | 0 | 0 | 0 | 0 | 0 | 0 | 0 | 0 | 0 | 0 | 0 | 0 | 0 | 0 | 0
Tehachapi_Li_Battery_8hr_13 | caiso-deliverability | Antelope_Vincent_offpeak | Operational_New_Capacity_MW | Tehachapi_Li_Battery_8hr_13 |  | -1 | -1 | -1 | -1 | -1 | -1 | -1 | -1 | -1 | -1 | -1 | -1 | -1 | -1 | -1 | -1 | -1 | -1 | -1 | -1 | -1 | -1 | -1 | -1 | -1 | -1 | -1 | -1 | -1 | -1 | -1 | caiso-deliverability | Cortina_Eagle_Rock_HSN | <= | 1554.2 | 1554.2 | 1554.2 | 1554.2 | 1554.2 | 1554.2 | 1554.2 | 1554.2 | 1554.2 | 1554.2 | 1554.2 | 1554.2 | 1554.2 | 1554.2 | 1554.2 | 1554.2 | 1554.2 | 1554.2 | 1554.2 | 1554.2 | 1554.2 | 1554.2 | 1554.2 | 1554.2 | 1554.2 | 1554.2 | 1554.2 | 1554.2 | 1554.2 | 1554.2 | 1554.2
Tehachapi_Li_Battery_8hr_32 | caiso-deliverability | Antelope_Vincent_offpeak | Operational_New_Capacity_MW | Tehachapi_Li_Battery_8hr_32 |  | -1 | -1 | -1 | -1 | -1 | -1 | -1 | -1 | -1 | -1 | -1 | -1 | -1 | -1 | -1 | -1 | -1 | -1 | -1 | -1 | -1 | -1 | -1 | -1 | -1 | -1 | -1 | -1 | -1 | -1 | -1 | caiso-deliverability | Cortina_Eagle_Rock_offpeak | <= | 1554.2 | 1554.2 | 1554.2 | 1554.2 | 1554.2 | 1554.2 | 1554.2 | 1554.2 | 1554.2 | 1554.2 | 1554.2 | 1554.2 | 1554.2 | 1554.2 | 1554.2 | 1554.2 | 1554.2 | 1554.2 | 1554.2 | 1554.2 | 1554.2 | 1554.2 | 1554.2 | 1554.2 | 1554.2 | 1554.2 | 1554.2 | 1554.2 | 1554.2 | 1554.2 | 1554.2
Tehachapi_Li_Battery_8hr_66 | caiso-deliverability | Antelope_Vincent_offpeak | Operational_New_Capacity_MW | Tehachapi_Li_Battery_8hr_66 |  | -1 | -1 | -1 | -1 | -1 | -1 | -1 | -1 | -1 | -1 | -1 | -1 | -1 | -1 | -1 | -1 | -1 | -1 | -1 | -1 | -1 | -1 | -1 | -1 | -1 | -1 | -1 | -1 | -1 | -1 | -1 | caiso-deliverability | Cortina_Eagle_Rock_SSN | <= | 1554.2 | 1554.2 | 1554.2 | 1554.2 | 1554.2 | 1554.2 | 1554.2 | 1554.2 | 1554.2 | 1554.2 | 1554.2 | 1554.2 | 1554.2 | 1554.2 | 1554.2 | 1554.2 | 1554.2 | 1554.2 | 1554.2 | 1554.2 | 1554.2 | 1554.2 | 1554.2 | 1554.2 | 1554.2 | 1554.2 | 1554.2 | 1554.2 | 1554.2 | 1554.2 | 1554.2
Tehachapi_Li_Battery_8hr_78 | caiso-deliverability | Antelope_Vincent_offpeak | Operational_New_Capacity_MW | Tehachapi_Li_Battery_8hr_78 |  | -1 | -1 | -1 | -1 | -1 | -1 | -1 | -1 | -1 | -1 | -1 | -1 | -1 | -1 | -1 | -1 | -1 | -1 | -1 | -1 | -1 | -1 | -1 | -1 | -1 | -1 | -1 | -1 | -1 | -1 | -1 | caiso-deliverability | Dairyland_Chowchilla_HSN | <= | 2713 | 2713 | 2713 | 2713 | 2713 | 2713 | 2713 | 2713 | 2713 | 2713 | 2713 | 2713 | 2713 | 2713 | 2713 | 2713 | 2713 | 2713 | 2713 | 2713 | 2713 | 2713 | 2713 | 2713 | 2713 | 2713 | 2713 | 2713 | 2713 | 2713 | 2713
Tehachapi_Li_Battery_8hr_101 | caiso-deliverability | Antelope_Vincent_offpeak | Operational_New_Capacity_MW | Tehachapi_Li_Battery_8hr_101 |  | -1 | -1 | -1 | -1 | -1 | -1 | -1 | -1 | -1 | -1 | -1 | -1 | -1 | -1 | -1 | -1 | -1 | -1 | -1 | -1 | -1 | -1 | -1 | -1 | -1 | -1 | -1 | -1 | -1 | -1 | -1 | caiso-deliverability | Dairyland_Chowchilla_offpeak | <= | 102 | 102 | 102 | 102 | 102 | 102 | 102 | 102 | 102 | 102 | 102 | 102 | 102 | 102 | 102 | 102 | 102 | 102 | 102 | 102 | 102 | 102 | 102 | 102 | 102 | 102 | 102 | 102 | 102 | 102 | 102
Tehachapi_Pumped_Storage_32 | caiso-deliverability | Antelope_Vincent_offpeak | Operational_New_Capacity_MW | Tehachapi_Pumped_Storage_32 |  | -1 | -1 | -1 | -1 | -1 | -1 | -1 | -1 | -1 | -1 | -1 | -1 | -1 | -1 | -1 | -1 | -1 | -1 | -1 | -1 | -1 | -1 | -1 | -1 | -1 | -1 | -1 | -1 | -1 | -1 | -1 | caiso-deliverability | Dairyland_Chowchilla_SSN | <= | 2687.8 | 2687.8 | 2687.8 | 2687.8 | 2687.8 | 2687.8 | 2687.8 | 2687.8 | 2687.8 | 2687.8 | 2687.8 | 2687.8 | 2687.8 | 2687.8 | 2687.8 | 2687.8 | 2687.8 | 2687.8 | 2687.8 | 2687.8 | 2687.8 | 2687.8 | 2687.8 | 2687.8 | 2687.8 | 2687.8 | 2687.8 | 2687.8 | 2687.8 | 2687.8 | 2687.8
Tehachapi_Solar_13 | caiso-deliverability | Antelope_Vincent_offpeak | Operational_New_Capacity_MW | Tehachapi_Solar_13 |  | 0.77 | 0.77 | 0.77 | 0.77 | 0.77 | 0.77 | 0.77 | 0.77 | 0.77 | 0.77 | 0.77 | 0.77 | 0.77 | 0.77 | 0.77 | 0.77 | 0.77 | 0.77 | 0.77 | 0.77 | 0.77 | 0.77 | 0.77 | 0.77 | 0.77 | 0.77 | 0.77 | 0.77 | 0.77 | 0.77 | 0.77 | caiso-deliverability | DCRT_HSN | <= | 2300 | 2300 | 2300 | 2300 | 2300 | 2300 | 2300 | 2300 | 2300 | 2300 | 2300 | 2300 | 2300 | 2300 | 2300 | 2300 | 2300 | 2300 | 2300 | 2300 | 2300 | 2300 | 2300 | 2300 | 2300 | 2300 | 2300 | 2300 | 2300 | 2300 | 2300
Tehachapi_Solar_32 | caiso-deliverability | Antelope_Vincent_offpeak | Operational_New_Capacity_MW | Tehachapi_Solar_32 |  | 0.77 | 0.77 | 0.77 | 0.77 | 0.77 | 0.77 | 0.77 | 0.77 | 0.77 | 0.77 | 0.77 | 0.77 | 0.77 | 0.77 | 0.77 | 0.77 | 0.77 | 0.77 | 0.77 | 0.77 | 0.77 | 0.77 | 0.77 | 0.77 | 0.77 | 0.77 | 0.77 | 0.77 | 0.77 | 0.77 | 0.77 | caiso-deliverability | DCRT_offpeak | <= | 2300 | 2300 | 2300 | 2300 | 2300 | 2300 | 2300 | 2300 | 2300 | 2300 | 2300 | 2300 | 2300 | 2300 | 2300 | 2300 | 2300 | 2300 | 2300 | 2300 | 2300 | 2300 | 2300 | 2300 | 2300 | 2300 | 2300 | 2300 | 2300 | 2300 | 2300
Tehachapi_Solar_66 | caiso-deliverability | Antelope_Vincent_offpeak | Operational_New_Capacity_MW | Tehachapi_Solar_66 |  | 0.77 | 0.77 | 0.77 | 0.77 | 0.77 | 0.77 | 0.77 | 0.77 | 0.77 | 0.77 | 0.77 | 0.77 | 0.77 | 0.77 | 0.77 | 0.77 | 0.77 | 0.77 | 0.77 | 0.77 | 0.77 | 0.77 | 0.77 | 0.77 | 0.77 | 0.77 | 0.77 | 0.77 | 0.77 | 0.77 | 0.77 | caiso-deliverability | DCRT_SSN | <= | 2300 | 2300 | 2300 | 2300 | 2300 | 2300 | 2300 | 2300 | 2300 | 2300 | 2300 | 2300 | 2300 | 2300 | 2300 | 2300 | 2300 | 2300 | 2300 | 2300 | 2300 | 2300 | 2300 | 2300 | 2300 | 2300 | 2300 | 2300 | 2300 | 2300 | 2300
Tehachapi_Solar_78 | caiso-deliverability | Antelope_Vincent_offpeak | Operational_New_Capacity_MW | Tehachapi_Solar_78 |  | 0.77 | 0.77 | 0.77 | 0.77 | 0.77 | 0.77 | 0.77 | 0.77 | 0.77 | 0.77 | 0.77 | 0.77 | 0.77 | 0.77 | 0.77 | 0.77 | 0.77 | 0.77 | 0.77 | 0.77 | 0.77 | 0.77 | 0.77 | 0.77 | 0.77 | 0.77 | 0.77 | 0.77 | 0.77 | 0.77 | 0.77 | caiso-deliverability | Del_Amo_Barre_HSN | <= | 6690 | 6690 | 6690 | 6690 | 6690 | 6690 | 6690 | 6690 | 6690 | 6690 | 6690 | 6690 | 6690 | 6690 | 6690 | 6690 | 6690 | 6690 | 6690 | 6690 | 6690 | 6690 | 6690 | 6690 | 6690 | 6690 | 6690 | 6690 | 6690 | 6690 | 6690
Tehachapi_Solar_101 | caiso-deliverability | Antelope_Vincent_offpeak | Operational_New_Capacity_MW | Tehachapi_Solar_101 |  | 0.77 | 0.77 | 0.77 | 0.77 | 0.77 | 0.77 | 0.77 | 0.77 | 0.77 | 0.77 | 0.77 | 0.77 | 0.77 | 0.77 | 0.77 | 0.77 | 0.77 | 0.77 | 0.77 | 0.77 | 0.77 | 0.77 | 0.77 | 0.77 | 0.77 | 0.77 | 0.77 | 0.77 | 0.77 | 0.77 | 0.77 | caiso-deliverability | Del_Amo_Barre_offpeak | <= | 6710 | 6710 | 6710 | 6710 | 6710 | 6710 | 6710 | 6710 | 6710 | 6710 | 6710 | 6710 | 6710 | 6710 | 6710 | 6710 | 6710 | 6710 | 6710 | 6710 | 6710 | 6710 | 6710 | 6710 | 6710 | 6710 | 6710 | 6710 | 6710 | 6710 | 6710
Tehachapi_Wind_13 | caiso-deliverability | Antelope_Vincent_offpeak | Operational_New_Capacity_MW | Tehachapi_Wind_13 |  | 0.44 | 0.44 | 0.44 | 0.44 | 0.44 | 0.44 | 0.44 | 0.44 | 0.44 | 0.44 | 0.44 | 0.44 | 0.44 | 0.44 | 0.44 | 0.44 | 0.44 | 0.44 | 0.44 | 0.44 | 0.44 | 0.44 | 0.44 | 0.44 | 0.44 | 0.44 | 0.44 | 0.44 | 0.44 | 0.44 | 0.44 | caiso-deliverability | Del_Amo_Barre_SSN | <= | 6695 | 6695 | 6695 | 6695 | 6695 | 6695 | 6695 | 6695 | 6695 | 6695 | 6695 | 6695 | 6695 | 6695 | 6695 | 6695 | 6695 | 6695 | 6695 | 6695 | 6695 | 6695 | 6695 | 6695 | 6695 | 6695 | 6695 | 6695 | 6695 | 6695 | 6695
Tehachapi_Wind_32 | caiso-deliverability | Antelope_Vincent_offpeak | Operational_New_Capacity_MW | Tehachapi_Wind_32 |  | 0.44 | 0.44 | 0.44 | 0.44 | 0.44 | 0.44 | 0.44 | 0.44 | 0.44 | 0.44 | 0.44 | 0.44 | 0.44 | 0.44 | 0.44 | 0.44 | 0.44 | 0.44 | 0.44 | 0.44 | 0.44 | 0.44 | 0.44 | 0.44 | 0.44 | 0.44 | 0.44 | 0.44 | 0.44 | 0.44 | 0.44 | caiso-deliverability | Del_Norte_Offshore_Line_HSN | <= | 0 | 0 | 0 | 0 | 0 | 0 | 0 | 0 | 0 | 0 | 0 | 0 | 0 | 0 | 0 | 0 | 0 | 0 | 0 | 0 | 0 | 0 | 0 | 0 | 0 | 0 | 0 | 0 | 0 | 0 | 0
Antelope_Vincent_group | caiso-deliverability | Antelope_Vincent_offpeak | Operational_New_Capacity_MW | Antelope_Vincent_group |  | -1 | -1 | -1 | -1 | -1 | -1 | -1 | -1 | -1 | -1 | -1 | -1 | -1 | -1 | -1 | -1 | -1 | -1 | -1 | -1 | -1 | -1 | -1 | -1 | -1 | -1 | -1 | -1 | -1 | -1 | -1 | caiso-deliverability | Del_Norte_Offshore_Line_offpeak | <= | 0 | 0 | 0 | 0 | 0 | 0 | 0 | 0 | 0 | 0 | 0 | 0 | 0 | 0 | 0 | 0 | 0 | 0 | 0 | 0 | 0 | 0 | 0 | 0 | 0 | 0 | 0 | 0 | 0 | 0 | 0
Tehachapi_Adiabatic_CAES_13 | caiso-deliverability | Antelope_Vincent_SSN | Reliability_Capacity_In_Model_Year | System RA | Tehachapi_Adiabatic_CAES_13 | 0.5 | 0.5 | 0.5 | 0.5 | 0.5 | 0.5 | 0.5 | 0.5 | 0.5 | 0.5 | 0.5 | 0.5 | 0.5 | 0.5 | 0.5 | 0.5 | 0.5 | 0.5 | 0.5 | 0.5 | 0.5 | 0.5 | 0.5 | 0.5 | 0.5 | 0.5 | 0.5 | 0.5 | 0.5 | 0.5 | 0.5 | caiso-deliverability | Del_Norte_Offshore_Line_SSN | <= | 0 | 0 | 0 | 0 | 0 | 0 | 0 | 0 | 0 | 0 | 0 | 0 | 0 | 0 | 0 | 0 | 0 | 0 | 0 | 0 | 0 | 0 | 0 | 0 | 0 | 0 | 0 | 0 | 0 | 0 | 0
Tehachapi_Flow_Battery_13 | caiso-deliverability | Antelope_Vincent_SSN | Reliability_Capacity_In_Model_Year | System RA | Tehachapi_Flow_Battery_13 | 0.5 | 0.5 | 0.5 | 0.5 | 0.5 | 0.5 | 0.5 | 0.5 | 0.5 | 0.5 | 0.5 | 0.5 | 0.5 | 0.5 | 0.5 | 0.5 | 0.5 | 0.5 | 0.5 | 0.5 | 0.5 | 0.5 | 0.5 | 0.5 | 0.5 | 0.5 | 0.5 | 0.5 | 0.5 | 0.5 | 0.5 | caiso-deliverability | Devers_Red_Bluff_HSN | <= | 3941.615 | 3941.615 | 3941.615 | 3941.615 | 3941.615 | 3941.615 | 3941.615 | 3941.615 | 3941.615 | 3941.615 | 3941.615 | 3941.615 | 3941.615 | 3941.615 | 3941.615 | 3941.615 | 3941.615 | 3941.615 | 3941.615 | 3941.615 | 3941.615 | 3941.615 | 3941.615 | 3941.615 | 3941.615 | 3941.615 | 3941.615 | 3941.615 | 3941.615 | 3941.615 | 3941.615
Tehachapi_Flow_Battery_32 | caiso-deliverability | Antelope_Vincent_SSN | Reliability_Capacity_In_Model_Year | System RA | Tehachapi_Flow_Battery_32 | 0.5 | 0.5 | 0.5 | 0.5 | 0.5 | 0.5 | 0.5 | 0.5 | 0.5 | 0.5 | 0.5 | 0.5 | 0.5 | 0.5 | 0.5 | 0.5 | 0.5 | 0.5 | 0.5 | 0.5 | 0.5 | 0.5 | 0.5 | 0.5 | 0.5 | 0.5 | 0.5 | 0.5 | 0.5 | 0.5 | 0.5 | caiso-deliverability | Devers_Red_Bluff_offpeak | <= | 10047.8 | 10047.8 | 10047.8 | 10047.8 | 10047.8 | 10047.8 | 10047.8 | 10047.8 | 10047.8 | 10047.8 | 10047.8 | 10047.8 | 10047.8 | 10047.8 | 10047.8 | 10047.8 | 10047.8 | 10047.8 | 10047.8 | 10047.8 | 10047.8 | 10047.8 | 10047.8 | 10047.8 | 10047.8 | 10047.8 | 10047.8 | 10047.8 | 10047.8 | 10047.8 | 10047.8
Tehachapi_Flow_Battery_66 | caiso-deliverability | Antelope_Vincent_SSN | Reliability_Capacity_In_Model_Year | System RA | Tehachapi_Flow_Battery_66 | 0.5 | 0.5 | 0.5 | 0.5 | 0.5 | 0.5 | 0.5 | 0.5 | 0.5 | 0.5 | 0.5 | 0.5 | 0.5 | 0.5 | 0.5 | 0.5 | 0.5 | 0.5 | 0.5 | 0.5 | 0.5 | 0.5 | 0.5 | 0.5 | 0.5 | 0.5 | 0.5 | 0.5 | 0.5 | 0.5 | 0.5 | caiso-deliverability | Devers_Red_Bluff_SSN | <= | 3965.24 | 3965.24 | 3965.24 | 3965.24 | 3965.24 | 3965.24 | 3965.24 | 3965.24 | 3965.24 | 3965.24 | 3965.24 | 3965.24 | 3965.24 | 3965.24 | 3965.24 | 3965.24 | 3965.24 | 3965.24 | 3965.24 | 3965.24 | 3965.24 | 3965.24 | 3965.24 | 3965.24 | 3965.24 | 3965.24 | 3965.24 | 3965.24 | 3965.24 | 3965.24 | 3965.24
Tehachapi_Flow_Battery_78 | caiso-deliverability | Antelope_Vincent_SSN | Reliability_Capacity_In_Model_Year | System RA | Tehachapi_Flow_Battery_78 | 0.5 | 0.5 | 0.5 | 0.5 | 0.5 | 0.5 | 0.5 | 0.5 | 0.5 | 0.5 | 0.5 | 0.5 | 0.5 | 0.5 | 0.5 | 0.5 | 0.5 | 0.5 | 0.5 | 0.5 | 0.5 | 0.5 | 0.5 | 0.5 | 0.5 | 0.5 | 0.5 | 0.5 | 0.5 | 0.5 | 0.5 | caiso-deliverability | Dos_Amigos_Panoche_HSN | <= | 358 | 358 | 358 | 358 | 358 | 358 | 358 | 358 | 358 | 358 | 358 | 358 | 358 | 358 | 358 | 358 | 358 | 358 | 358 | 358 | 358 | 358 | 358 | 358 | 358 | 358 | 358 | 358 | 358 | 358 | 358
Tehachapi_Flow_Battery_101 | caiso-deliverability | Antelope_Vincent_SSN | Reliability_Capacity_In_Model_Year | System RA | Tehachapi_Flow_Battery_101 | 0.5 | 0.5 | 0.5 | 0.5 | 0.5 | 0.5 | 0.5 | 0.5 | 0.5 | 0.5 | 0.5 | 0.5 | 0.5 | 0.5 | 0.5 | 0.5 | 0.5 | 0.5 | 0.5 | 0.5 | 0.5 | 0.5 | 0.5 | 0.5 | 0.5 | 0.5 | 0.5 | 0.5 | 0.5 | 0.5 | 0.5 | caiso-deliverability | Dos_Amigos_Panoche_offpeak | <= | 496 | 496 | 496 | 496 | 496 | 496 | 496 | 496 | 496 | 496 | 496 | 496 | 496 | 496 | 496 | 496 | 496 | 496 | 496 | 496 | 496 | 496 | 496 | 496 | 496 | 496 | 496 | 496 | 496 | 496 | 496
Tehachapi_Li_Battery_4hr_13 | caiso-deliverability | Antelope_Vincent_SSN | Reliability_Capacity_In_Model_Year | System RA | Tehachapi_Li_Battery_4hr_13 | 0.5 | 0.5 | 0.5 | 0.5 | 0.5 | 0.5 | 0.5 | 0.5 | 0.5 | 0.5 | 0.5 | 0.5 | 0.5 | 0.5 | 0.5 | 0.5 | 0.5 | 0.5 | 0.5 | 0.5 | 0.5 | 0.5 | 0.5 | 0.5 | 0.5 | 0.5 | 0.5 | 0.5 | 0.5 | 0.5 | 0.5 | caiso-deliverability | Dos_Amigos_Panoche_SSN | <= | 335.8 | 335.8 | 335.8 | 335.8 | 335.8 | 335.8 | 335.8 | 335.8 | 335.8 | 335.8 | 335.8 | 335.8 | 335.8 | 335.8 | 335.8 | 335.8 | 335.8 | 335.8 | 335.8 | 335.8 | 335.8 | 335.8 | 335.8 | 335.8 | 335.8 | 335.8 | 335.8 | 335.8 | 335.8 | 335.8 | 335.8
Tehachapi_Li_Battery_4hr_32 | caiso-deliverability | Antelope_Vincent_SSN | Reliability_Capacity_In_Model_Year | System RA | Tehachapi_Li_Battery_4hr_32 | 0.5 | 0.5 | 0.5 | 0.5 | 0.5 | 0.5 | 0.5 | 0.5 | 0.5 | 0.5 | 0.5 | 0.5 | 0.5 | 0.5 | 0.5 | 0.5 | 0.5 | 0.5 | 0.5 | 0.5 | 0.5 | 0.5 | 0.5 | 0.5 | 0.5 | 0.5 | 0.5 | 0.5 | 0.5 | 0.5 | 0.5 | caiso-deliverability | Dumbarton_Newark_HSN | <= | 1070 | 1070 | 1070 | 1070 | 1070 | 1070 | 1070 | 1070 | 1070 | 1070 | 1070 | 1070 | 1070 | 1070 | 1070 | 1070 | 1070 | 1070 | 1070 | 1070 | 1070 | 1070 | 1070 | 1070 | 1070 | 1070 | 1070 | 1070 | 1070 | 1070 | 1070
Tehachapi_Li_Battery_4hr_66 | caiso-deliverability | Antelope_Vincent_SSN | Reliability_Capacity_In_Model_Year | System RA | Tehachapi_Li_Battery_4hr_66 | 0.5 | 0.5 | 0.5 | 0.5 | 0.5 | 0.5 | 0.5 | 0.5 | 0.5 | 0.5 | 0.5 | 0.5 | 0.5 | 0.5 | 0.5 | 0.5 | 0.5 | 0.5 | 0.5 | 0.5 | 0.5 | 0.5 | 0.5 | 0.5 | 0.5 | 0.5 | 0.5 | 0.5 | 0.5 | 0.5 | 0.5 | caiso-deliverability | Dumbarton_Newark_offpeak | <= | 1470 | 1470 | 1470 | 1470 | 1470 | 1470 | 1470 | 1470 | 1470 | 1470 | 1470 | 1470 | 1470 | 1470 | 1470 | 1470 | 1470 | 1470 | 1470 | 1470 | 1470 | 1470 | 1470 | 1470 | 1470 | 1470 | 1470 | 1470 | 1470 | 1470 | 1470
Tehachapi_Li_Battery_4hr_78 | caiso-deliverability | Antelope_Vincent_SSN | Reliability_Capacity_In_Model_Year | System RA | Tehachapi_Li_Battery_4hr_78 | 0.5 | 0.5 | 0.5 | 0.5 | 0.5 | 0.5 | 0.5 | 0.5 | 0.5 | 0.5 | 0.5 | 0.5 | 0.5 | 0.5 | 0.5 | 0.5 | 0.5 | 0.5 | 0.5 | 0.5 | 0.5 | 0.5 | 0.5 | 0.5 | 0.5 | 0.5 | 0.5 | 0.5 | 0.5 | 0.5 | 0.5 | caiso-deliverability | Dumbarton_Newark_SSN | <= | 1170 | 1170 | 1170 | 1170 | 1170 | 1170 | 1170 | 1170 | 1170 | 1170 | 1170 | 1170 | 1170 | 1170 | 1170 | 1170 | 1170 | 1170 | 1170 | 1170 | 1170 | 1170 | 1170 | 1170 | 1170 | 1170 | 1170 | 1170 | 1170 | 1170 | 1170
Tehachapi_Li_Battery_4hr_101 | caiso-deliverability | Antelope_Vincent_SSN | Reliability_Capacity_In_Model_Year | System RA | Tehachapi_Li_Battery_4hr_101 | 0.5 | 0.5 | 0.5 | 0.5 | 0.5 | 0.5 | 0.5 | 0.5 | 0.5 | 0.5 | 0.5 | 0.5 | 0.5 | 0.5 | 0.5 | 0.5 | 0.5 | 0.5 | 0.5 | 0.5 | 0.5 | 0.5 | 0.5 | 0.5 | 0.5 | 0.5 | 0.5 | 0.5 | 0.5 | 0.5 | 0.5 | caiso-deliverability | East_Miguel_HSN | <= | 999.615 | 999.615 | 999.615 | 999.615 | 999.615 | 999.615 | 999.615 | 999.615 | 999.615 | 999.615 | 999.615 | 999.615 | 999.615 | 999.615 | 999.615 | 999.615 | 999.615 | 999.615 | 999.615 | 999.615 | 999.615 | 999.615 | 999.615 | 999.615 | 999.615 | 999.615 | 999.615 | 999.615 | 999.615 | 999.615 | 999.615
Tehachapi_Li_Battery_8hr_13 | caiso-deliverability | Antelope_Vincent_SSN | Reliability_Capacity_In_Model_Year | System RA | Tehachapi_Li_Battery_8hr_13 | 0.5 | 0.5 | 0.5 | 0.5 | 0.5 | 0.5 | 0.5 | 0.5 | 0.5 | 0.5 | 0.5 | 0.5 | 0.5 | 0.5 | 0.5 | 0.5 | 0.5 | 0.5 | 0.5 | 0.5 | 0.5 | 0.5 | 0.5 | 0.5 | 0.5 | 0.5 | 0.5 | 0.5 | 0.5 | 0.5 | 0.5 | caiso-deliverability | East_Miguel_offpeak | <= | 1330.8 | 1330.8 | 1330.8 | 1330.8 | 1330.8 | 1330.8 | 1330.8 | 1330.8 | 1330.8 | 1330.8 | 1330.8 | 1330.8 | 1330.8 | 1330.8 | 1330.8 | 1330.8 | 1330.8 | 1330.8 | 1330.8 | 1330.8 | 1330.8 | 1330.8 | 1330.8 | 1330.8 | 1330.8 | 1330.8 | 1330.8 | 1330.8 | 1330.8 | 1330.8 | 1330.8
Tehachapi_Li_Battery_8hr_32 | caiso-deliverability | Antelope_Vincent_SSN | Reliability_Capacity_In_Model_Year | System RA | Tehachapi_Li_Battery_8hr_32 | 0.5 | 0.5 | 0.5 | 0.5 | 0.5 | 0.5 | 0.5 | 0.5 | 0.5 | 0.5 | 0.5 | 0.5 | 0.5 | 0.5 | 0.5 | 0.5 | 0.5 | 0.5 | 0.5 | 0.5 | 0.5 | 0.5 | 0.5 | 0.5 | 0.5 | 0.5 | 0.5 | 0.5 | 0.5 | 0.5 | 0.5 | caiso-deliverability | East_Miguel_SSN | <= | 1023.24 | 1023.24 | 1023.24 | 1023.24 | 1023.24 | 1023.24 | 1023.24 | 1023.24 | 1023.24 | 1023.24 | 1023.24 | 1023.24 | 1023.24 | 1023.24 | 1023.24 | 1023.24 | 1023.24 | 1023.24 | 1023.24 | 1023.24 | 1023.24 | 1023.24 | 1023.24 | 1023.24 | 1023.24 | 1023.24 | 1023.24 | 1023.24 | 1023.24 | 1023.24 | 1023.24
Tehachapi_Li_Battery_8hr_66 | caiso-deliverability | Antelope_Vincent_SSN | Reliability_Capacity_In_Model_Year | System RA | Tehachapi_Li_Battery_8hr_66 | 0.5 | 0.5 | 0.5 | 0.5 | 0.5 | 0.5 | 0.5 | 0.5 | 0.5 | 0.5 | 0.5 | 0.5 | 0.5 | 0.5 | 0.5 | 0.5 | 0.5 | 0.5 | 0.5 | 0.5 | 0.5 | 0.5 | 0.5 | 0.5 | 0.5 | 0.5 | 0.5 | 0.5 | 0.5 | 0.5 | 0.5 | caiso-deliverability | Eastshore_San_Mateo_HSN | <= | 2149 | 2149 | 2149 | 2149 | 2149 | 2149 | 2149 | 2149 | 2149 | 2149 | 2149 | 2149 | 2149 | 2149 | 2149 | 2149 | 2149 | 2149 | 2149 | 2149 | 2149 | 2149 | 2149 | 2149 | 2149 | 2149 | 2149 | 2149 | 2149 | 2149 | 2149
Tehachapi_Li_Battery_8hr_78 | caiso-deliverability | Antelope_Vincent_SSN | Reliability_Capacity_In_Model_Year | System RA | Tehachapi_Li_Battery_8hr_78 | 0.5 | 0.5 | 0.5 | 0.5 | 0.5 | 0.5 | 0.5 | 0.5 | 0.5 | 0.5 | 0.5 | 0.5 | 0.5 | 0.5 | 0.5 | 0.5 | 0.5 | 0.5 | 0.5 | 0.5 | 0.5 | 0.5 | 0.5 | 0.5 | 0.5 | 0.5 | 0.5 | 0.5 | 0.5 | 0.5 | 0.5 | caiso-deliverability | Eastshore_San_Mateo_offpeak | <= | 2549 | 2549 | 2549 | 2549 | 2549 | 2549 | 2549 | 2549 | 2549 | 2549 | 2549 | 2549 | 2549 | 2549 | 2549 | 2549 | 2549 | 2549 | 2549 | 2549 | 2549 | 2549 | 2549 | 2549 | 2549 | 2549 | 2549 | 2549 | 2549 | 2549 | 2549
Tehachapi_Li_Battery_8hr_101 | caiso-deliverability | Antelope_Vincent_SSN | Reliability_Capacity_In_Model_Year | System RA | Tehachapi_Li_Battery_8hr_101 | 0.5 | 0.5 | 0.5 | 0.5 | 0.5 | 0.5 | 0.5 | 0.5 | 0.5 | 0.5 | 0.5 | 0.5 | 0.5 | 0.5 | 0.5 | 0.5 | 0.5 | 0.5 | 0.5 | 0.5 | 0.5 | 0.5 | 0.5 | 0.5 | 0.5 | 0.5 | 0.5 | 0.5 | 0.5 | 0.5 | 0.5 | caiso-deliverability | Eastshore_San_Mateo_SSN | <= | 2249 | 2249 | 2249 | 2249 | 2249 | 2249 | 2249 | 2249 | 2249 | 2249 | 2249 | 2249 | 2249 | 2249 | 2249 | 2249 | 2249 | 2249 | 2249 | 2249 | 2249 | 2249 | 2249 | 2249 | 2249 | 2249 | 2249 | 2249 | 2249 | 2249 | 2249
Tehachapi_Pumped_Storage_32 | caiso-deliverability | Antelope_Vincent_SSN | Reliability_Capacity_In_Model_Year | System RA | Tehachapi_Pumped_Storage_32 | 0.5 | 0.5 | 0.5 | 0.5 | 0.5 | 0.5 | 0.5 | 0.5 | 0.5 | 0.5 | 0.5 | 0.5 | 0.5 | 0.5 | 0.5 | 0.5 | 0.5 | 0.5 | 0.5 | 0.5 | 0.5 | 0.5 | 0.5 | 0.5 | 0.5 | 0.5 | 0.5 | 0.5 | 0.5 | 0.5 | 0.5 | caiso-deliverability | Eight_Mile_Tesla_HSN | <= | 3558 | 3558 | 3558 | 3558 | 3558 | 3558 | 3558 | 3558 | 3558 | 3558 | 3558 | 3558 | 3558 | 3558 | 3558 | 3558 | 3558 | 3558 | 3558 | 3558 | 3558 | 3558 | 3558 | 3558 | 3558 | 3558 | 3558 | 3558 | 3558 | 3558 | 3558
Tehachapi_Solar_13 | caiso-deliverability | Antelope_Vincent_SSN | Reliability_Capacity_In_Model_Year | System RA | Tehachapi_Solar_13 | 0.427 | 0.427 | 0.427 | 0.427 | 0.427 | 0.427 | 0.427 | 0.427 | 0.427 | 0.427 | 0.427 | 0.427 | 0.427 | 0.427 | 0.427 | 0.427 | 0.427 | 0.427 | 0.427 | 0.427 | 0.427 | 0.427 | 0.427 | 0.427 | 0.427 | 0.427 | 0.427 | 0.427 | 0.427 | 0.427 | 0.427 | caiso-deliverability | Eight_Mile_Tesla_offpeak | <= | 3918 | 3918 | 3918 | 3918 | 3918 | 3918 | 3918 | 3918 | 3918 | 3918 | 3918 | 3918 | 3918 | 3918 | 3918 | 3918 | 3918 | 3918 | 3918 | 3918 | 3918 | 3918 | 3918 | 3918 | 3918 | 3918 | 3918 | 3918 | 3918 | 3918 | 3918
Tehachapi_Solar_32 | caiso-deliverability | Antelope_Vincent_SSN | Reliability_Capacity_In_Model_Year | System RA | Tehachapi_Solar_32 | 0.427 | 0.427 | 0.427 | 0.427 | 0.427 | 0.427 | 0.427 | 0.427 | 0.427 | 0.427 | 0.427 | 0.427 | 0.427 | 0.427 | 0.427 | 0.427 | 0.427 | 0.427 | 0.427 | 0.427 | 0.427 | 0.427 | 0.427 | 0.427 | 0.427 | 0.427 | 0.427 | 0.427 | 0.427 | 0.427 | 0.427 | caiso-deliverability | Eight_Mile_Tesla_SSN | <= | 3648 | 3648 | 3648 | 3648 | 3648 | 3648 | 3648 | 3648 | 3648 | 3648 | 3648 | 3648 | 3648 | 3648 | 3648 | 3648 | 3648 | 3648 | 3648 | 3648 | 3648 | 3648 | 3648 | 3648 | 3648 | 3648 | 3648 | 3648 | 3648 | 3648 | 3648
Tehachapi_Solar_66 | caiso-deliverability | Antelope_Vincent_SSN | Reliability_Capacity_In_Model_Year | System RA | Tehachapi_Solar_66 | 0.427 | 0.427 | 0.427 | 0.427 | 0.427 | 0.427 | 0.427 | 0.427 | 0.427 | 0.427 | 0.427 | 0.427 | 0.427 | 0.427 | 0.427 | 0.427 | 0.427 | 0.427 | 0.427 | 0.427 | 0.427 | 0.427 | 0.427 | 0.427 | 0.427 | 0.427 | 0.427 | 0.427 | 0.427 | 0.427 | 0.427 | caiso-deliverability | Encina_San_Luis_Rey_HSN | <= | 1790.615 | 1790.615 | 1790.615 | 1790.615 | 1790.615 | 1790.615 | 1790.615 | 1790.615 | 1790.615 | 1790.615 | 1790.615 | 1790.615 | 1790.615 | 1790.615 | 2536.615 | 2536.615 | 2536.615 | 2536.615 | 2536.615 | 2536.615 | 2536.615 | 2536.615 | 2536.615 | 2536.615 | 2536.615 | 2536.615 | 2536.615 | 2536.615 | 2536.615 | 2536.615 | 2536.615
Tehachapi_Solar_78 | caiso-deliverability | Antelope_Vincent_SSN | Reliability_Capacity_In_Model_Year | System RA | Tehachapi_Solar_78 | 0.427 | 0.427 | 0.427 | 0.427 | 0.427 | 0.427 | 0.427 | 0.427 | 0.427 | 0.427 | 0.427 | 0.427 | 0.427 | 0.427 | 0.427 | 0.427 | 0.427 | 0.427 | 0.427 | 0.427 | 0.427 | 0.427 | 0.427 | 0.427 | 0.427 | 0.427 | 0.427 | 0.427 | 0.427 | 0.427 | 0.427 | caiso-deliverability | Encina_San_Luis_Rey_offpeak | <= | 2635.8 | 2635.8 | 2635.8 | 2635.8 | 2635.8 | 2635.8 | 2635.8 | 2635.8 | 2635.8 | 2635.8 | 2635.8 | 2635.8 | 2635.8 | 2635.8 | 2717.8 | 2717.8 | 2717.8 | 2717.8 | 2717.8 | 2717.8 | 2717.8 | 2717.8 | 2717.8 | 2717.8 | 2717.8 | 2717.8 | 2717.8 | 2717.8 | 2717.8 | 2717.8 | 2717.8
Tehachapi_Solar_101 | caiso-deliverability | Antelope_Vincent_SSN | Reliability_Capacity_In_Model_Year | System RA | Tehachapi_Solar_101 | 0.427 | 0.427 | 0.427 | 0.427 | 0.427 | 0.427 | 0.427 | 0.427 | 0.427 | 0.427 | 0.427 | 0.427 | 0.427 | 0.427 | 0.427 | 0.427 | 0.427 | 0.427 | 0.427 | 0.427 | 0.427 | 0.427 | 0.427 | 0.427 | 0.427 | 0.427 | 0.427 | 0.427 | 0.427 | 0.427 | 0.427 | caiso-deliverability | Encina_San_Luis_Rey_SSN | <= | 1862.24 | 1862.24 | 1862.24 | 1862.24 | 1862.24 | 1862.24 | 1862.24 | 1862.24 | 1862.24 | 1862.24 | 1862.24 | 1862.24 | 1862.24 | 1862.24 | 2608.24 | 2608.24 | 2608.24 | 2608.24 | 2608.24 | 2608.24 | 2608.24 | 2608.24 | 2608.24 | 2608.24 | 2608.24 | 2608.24 | 2608.24 | 2608.24 | 2608.24 | 2608.24 | 2608.24
Tehachapi_Wind_13 | caiso-deliverability | Antelope_Vincent_SSN | Reliability_Capacity_In_Model_Year | System RA | Tehachapi_Wind_13 | 0.163 | 0.163 | 0.163 | 0.163 | 0.163 | 0.163 | 0.163 | 0.163 | 0.163 | 0.163 | 0.163 | 0.163 | 0.163 | 0.163 | 0.163 | 0.163 | 0.163 | 0.163 | 0.163 | 0.163 | 0.163 | 0.163 | 0.163 | 0.163 | 0.163 | 0.163 | 0.163 | 0.163 | 0.163 | 0.163 | 0.163 | caiso-deliverability | Etiwanda_Rancho_Vista_HSN | <= | 7534 | 7534 | 7534 | 7534 | 7534 | 7534 | 7534 | 7534 | 7534 | 7534 | 7534 | 7534 | 7534 | 7534 | 7534 | 7534 | 7534 | 7534 | 7534 | 7534 | 7534 | 7534 | 7534 | 7534 | 7534 | 7534 | 7534 | 7534 | 7534 | 7534 | 7534
Tehachapi_Wind_32 | caiso-deliverability | Antelope_Vincent_SSN | Reliability_Capacity_In_Model_Year | System RA | Tehachapi_Wind_32 | 0.163 | 0.163 | 0.163 | 0.163 | 0.163 | 0.163 | 0.163 | 0.163 | 0.163 | 0.163 | 0.163 | 0.163 | 0.163 | 0.163 | 0.163 | 0.163 | 0.163 | 0.163 | 0.163 | 0.163 | 0.163 | 0.163 | 0.163 | 0.163 | 0.163 | 0.163 | 0.163 | 0.163 | 0.163 | 0.163 | 0.163 | caiso-deliverability | Etiwanda_Rancho_Vista_offpeak | <= | 9889 | 9889 | 9889 | 9889 | 9889 | 9889 | 9889 | 9889 | 9889 | 9889 | 9889 | 9889 | 9889 | 9889 | 9889 | 9889 | 9889 | 9889 | 9889 | 9889 | 9889 | 9889 | 9889 | 9889 | 9889 | 9889 | 9889 | 9889 | 9889 | 9889 | 9889
Antelope_Vincent_group | caiso-deliverability | Antelope_Vincent_SSN | Operational_New_Capacity_MW | Antelope_Vincent_group |  | -1 | -1 | -1 | -1 | -1 | -1 | -1 | -1 | -1 | -1 | -1 | -1 | -1 | -1 | -1 | -1 | -1 | -1 | -1 | -1 | -1 | -1 | -1 | -1 | -1 | -1 | -1 | -1 | -1 | -1 | -1 | caiso-deliverability | Etiwanda_Rancho_Vista_SSN | <= | 7634 | 7634 | 7634 | 7634 | 7634 | 7634 | 7634 | 7634 | 7634 | 7634 | 7634 | 7634 | 7634 | 7634 | 7634 | 7634 | 7634 | 7634 | 7634 | 7634 | 7634 | 7634 | 7634 | 7634 | 7634 | 7634 | 7634 | 7634 | 7634 | 7634 | 7634
Northern_California_Flow_Battery_100 | caiso-deliverability | Bell_Placer_HSN | Reliability_Capacity_In_Model_Year | System RA | Northern_California_Flow_Battery_100 | 1 | 1 | 1 | 1 | 1 | 1 | 1 | 1 | 1 | 1 | 1 | 1 | 1 | 1 | 1 | 1 | 1 | 1 | 1 | 1 | 1 | 1 | 1 | 1 | 1 | 1 | 1 | 1 | 1 | 1 | 1 | caiso-deliverability | Gates_Panoche_HSN | <= | 7260.83 | 7260.83 | 7260.83 | 7260.83 | 7260.83 | 7260.83 | 7260.83 | 7260.83 | 7260.83 | 7260.83 | 7260.83 | 7260.83 | 7260.83 | 7260.83 | 7260.83 | 7260.83 | 7260.83 | 7260.83 | 7260.83 | 7260.83 | 7260.83 | 7260.83 | 7260.83 | 7260.83 | 7260.83 | 7260.83 | 7260.83 | 7260.83 | 7260.83 | 7260.83 | 7260.83
Tehachapi_Flow_Battery_125 | caiso-deliverability | Bell_Placer_HSN | Reliability_Capacity_In_Model_Year | System RA | Tehachapi_Flow_Battery_125 | 1 | 1 | 1 | 1 | 1 | 1 | 1 | 1 | 1 | 1 | 1 | 1 | 1 | 1 | 1 | 1 | 1 | 1 | 1 | 1 | 1 | 1 | 1 | 1 | 1 | 1 | 1 | 1 | 1 | 1 | 1 | caiso-deliverability | Gates_Panoche_offpeak | <= | 7384.034 | 7384.034 | 7384.034 | 7384.034 | 7384.034 | 7384.034 | 7384.034 | 7384.034 | 7384.034 | 7384.034 | 7384.034 | 7384.034 | 7384.034 | 7384.034 | 7384.034 | 7384.034 | 7384.034 | 7384.034 | 7384.034 | 7384.034 | 7384.034 | 7384.034 | 7384.034 | 7384.034 | 7384.034 | 7384.034 | 7384.034 | 7384.034 | 7384.034 | 7384.034 | 7384.034
Northern_California_Flow_Battery_157 | caiso-deliverability | Bell_Placer_HSN | Reliability_Capacity_In_Model_Year | System RA | Northern_California_Flow_Battery_157 | 1 | 1 | 1 | 1 | 1 | 1 | 1 | 1 | 1 | 1 | 1 | 1 | 1 | 1 | 1 | 1 | 1 | 1 | 1 | 1 | 1 | 1 | 1 | 1 | 1 | 1 | 1 | 1 | 1 | 1 | 1 | caiso-deliverability | Gates_Panoche_SSN | <= | 7301.4848 | 7301.4848 | 7301.4848 | 7301.4848 | 7301.4848 | 7301.4848 | 7301.4848 | 7301.4848 | 7301.4848 | 7301.4848 | 7301.4848 | 7301.4848 | 7301.4848 | 7301.4848 | 7301.4848 | 7301.4848 | 7301.4848 | 7301.4848 | 7301.4848 | 7301.4848 | 7301.4848 | 7301.4848 | 7301.4848 | 7301.4848 | 7301.4848 | 7301.4848 | 7301.4848 | 7301.4848 | 7301.4848 | 7301.4848 | 7301.4848
Northern_California_Flow_Battery_172 | caiso-deliverability | Bell_Placer_HSN | Reliability_Capacity_In_Model_Year | System RA | Northern_California_Flow_Battery_172 | 1 | 1 | 1 | 1 | 1 | 1 | 1 | 1 | 1 | 1 | 1 | 1 | 1 | 1 | 1 | 1 | 1 | 1 | 1 | 1 | 1 | 1 | 1 | 1 | 1 | 1 | 1 | 1 | 1 | 1 | 1 | caiso-deliverability | Gates_TB_11_HSN | <= | 3336.83 | 3336.83 | 3336.83 | 3336.83 | 3336.83 | 3336.83 | 3336.83 | 3336.83 | 3336.83 | 3336.83 | 3336.83 | 3336.83 | 3336.83 | 3336.83 | 3336.83 | 3336.83 | 3336.83 | 3336.83 | 3336.83 | 3336.83 | 3336.83 | 3336.83 | 3336.83 | 3336.83 | 3336.83 | 3336.83 | 3336.83 | 3336.83 | 3336.83 | 3336.83 | 3336.83
Northern_California_Flow_Battery_178 | caiso-deliverability | Bell_Placer_HSN | Reliability_Capacity_In_Model_Year | System RA | Northern_California_Flow_Battery_178 | 1 | 1 | 1 | 1 | 1 | 1 | 1 | 1 | 1 | 1 | 1 | 1 | 1 | 1 | 1 | 1 | 1 | 1 | 1 | 1 | 1 | 1 | 1 | 1 | 1 | 1 | 1 | 1 | 1 | 1 | 1 | caiso-deliverability | Gates_TB_11_offpeak | <= | 6172.3288 | 6172.3288 | 6172.3288 | 6172.3288 | 6172.3288 | 6172.3288 | 6172.3288 | 6172.3288 | 6172.3288 | 6172.3288 | 6172.3288 | 6172.3288 | 6172.3288 | 6172.3288 | 6172.3288 | 6172.3288 | 6172.3288 | 6172.3288 | 6172.3288 | 6172.3288 | 6172.3288 | 6172.3288 | 6172.3288 | 6172.3288 | 6172.3288 | 6172.3288 | 6172.3288 | 6172.3288 | 6172.3288 | 6172.3288 | 6172.3288
Northern_California_Flow_Battery_179 | caiso-deliverability | Bell_Placer_HSN | Reliability_Capacity_In_Model_Year | System RA | Northern_California_Flow_Battery_179 | 1 | 1 | 1 | 1 | 1 | 1 | 1 | 1 | 1 | 1 | 1 | 1 | 1 | 1 | 1 | 1 | 1 | 1 | 1 | 1 | 1 | 1 | 1 | 1 | 1 | 1 | 1 | 1 | 1 | 1 | 1 | caiso-deliverability | Gates_TB_11_SSN | <= | 3309.6848 | 3309.6848 | 3309.6848 | 3309.6848 | 3309.6848 | 3309.6848 | 3309.6848 | 3309.6848 | 3309.6848 | 3309.6848 | 3309.6848 | 3309.6848 | 3309.6848 | 3309.6848 | 3309.6848 | 3309.6848 | 3309.6848 | 3309.6848 | 3309.6848 | 3309.6848 | 3309.6848 | 3309.6848 | 3309.6848 | 3309.6848 | 3309.6848 | 3309.6848 | 3309.6848 | 3309.6848 | 3309.6848 | 3309.6848 | 3309.6848
Northern_California_Li_Battery_4hr_100 | caiso-deliverability | Bell_Placer_HSN | Reliability_Capacity_In_Model_Year | System RA | Northern_California_Li_Battery_4hr_100 | 1 | 1 | 1 | 1 | 1 | 1 | 1 | 1 | 1 | 1 | 1 | 1 | 1 | 1 | 1 | 1 | 1 | 1 | 1 | 1 | 1 | 1 | 1 | 1 | 1 | 1 | 1 | 1 | 1 | 1 | 1 | caiso-deliverability | Gates_TB_12_HSN | <= | 2835.23 | 2835.23 | 2835.23 | 2835.23 | 2835.23 | 2835.23 | 2835.23 | 2835.23 | 2835.23 | 2835.23 | 2835.23 | 2835.23 | 2835.23 | 2835.23 | 2835.23 | 2835.23 | 2835.23 | 2835.23 | 2835.23 | 2835.23 | 2835.23 | 2835.23 | 2835.23 | 2835.23 | 2835.23 | 2835.23 | 2835.23 | 2835.23 | 2835.23 | 2835.23 | 2835.23
Tehachapi_Li_Battery_4hr_125 | caiso-deliverability | Bell_Placer_HSN | Reliability_Capacity_In_Model_Year | System RA | Tehachapi_Li_Battery_4hr_125 | 1 | 1 | 1 | 1 | 1 | 1 | 1 | 1 | 1 | 1 | 1 | 1 | 1 | 1 | 1 | 1 | 1 | 1 | 1 | 1 | 1 | 1 | 1 | 1 | 1 | 1 | 1 | 1 | 1 | 1 | 1 | caiso-deliverability | Gates_TB_12_offpeak | <= | 2947.0288 | 2947.0288 | 2947.0288 | 2947.0288 | 2947.0288 | 2947.0288 | 2947.0288 | 2947.0288 | 2947.0288 | 2947.0288 | 2947.0288 | 2947.0288 | 2947.0288 | 2947.0288 | 2947.0288 | 2947.0288 | 2947.0288 | 2947.0288 | 2947.0288 | 2947.0288 | 2947.0288 | 2947.0288 | 2947.0288 | 2947.0288 | 2947.0288 | 2947.0288 | 2947.0288 | 2947.0288 | 2947.0288 | 2947.0288 | 2947.0288
Northern_California_Li_Battery_4hr_157 | caiso-deliverability | Bell_Placer_HSN | Reliability_Capacity_In_Model_Year | System RA | Northern_California_Li_Battery_4hr_157 | 1 | 1 | 1 | 1 | 1 | 1 | 1 | 1 | 1 | 1 | 1 | 1 | 1 | 1 | 1 | 1 | 1 | 1 | 1 | 1 | 1 | 1 | 1 | 1 | 1 | 1 | 1 | 1 | 1 | 1 | 1 | caiso-deliverability | Gates_TB_12_SSN | <= | 2795.0488 | 2795.0488 | 2795.0488 | 2795.0488 | 2795.0488 | 2795.0488 | 2795.0488 | 2795.0488 | 2795.0488 | 2795.0488 | 2795.0488 | 2795.0488 | 2795.0488 | 2795.0488 | 2795.0488 | 2795.0488 | 2795.0488 | 2795.0488 | 2795.0488 | 2795.0488 | 2795.0488 | 2795.0488 | 2795.0488 | 2795.0488 | 2795.0488 | 2795.0488 | 2795.0488 | 2795.0488 | 2795.0488 | 2795.0488 | 2795.0488
Northern_California_Li_Battery_4hr_172 | caiso-deliverability | Bell_Placer_HSN | Reliability_Capacity_In_Model_Year | System RA | Northern_California_Li_Battery_4hr_172 | 1 | 1 | 1 | 1 | 1 | 1 | 1 | 1 | 1 | 1 | 1 | 1 | 1 | 1 | 1 | 1 | 1 | 1 | 1 | 1 | 1 | 1 | 1 | 1 | 1 | 1 | 1 | 1 | 1 | 1 | 1 | caiso-deliverability | Gates_TB_5_HSN | <= | 272 | 272 | 272 | 272 | 272 | 272 | 272 | 272 | 272 | 272 | 272 | 272 | 272 | 272 | 272 | 272 | 272 | 272 | 272 | 272 | 272 | 272 | 272 | 272 | 272 | 272 | 272 | 272 | 272 | 272 | 272
Northern_California_Li_Battery_4hr_178 | caiso-deliverability | Bell_Placer_HSN | Reliability_Capacity_In_Model_Year | System RA | Northern_California_Li_Battery_4hr_178 | 1 | 1 | 1 | 1 | 1 | 1 | 1 | 1 | 1 | 1 | 1 | 1 | 1 | 1 | 1 | 1 | 1 | 1 | 1 | 1 | 1 | 1 | 1 | 1 | 1 | 1 | 1 | 1 | 1 | 1 | 1 | caiso-deliverability | Gates_TB_5_offpeak | <= | 340.2948 | 340.2948 | 340.2948 | 340.2948 | 340.2948 | 340.2948 | 340.2948 | 340.2948 | 340.2948 | 340.2948 | 340.2948 | 340.2948 | 340.2948 | 340.2948 | 340.2948 | 340.2948 | 340.2948 | 340.2948 | 340.2948 | 340.2948 | 340.2948 | 340.2948 | 340.2948 | 340.2948 | 340.2948 | 340.2948 | 340.2948 | 340.2948 | 340.2948 | 340.2948 | 340.2948
Northern_California_Li_Battery_4hr_179 | caiso-deliverability | Bell_Placer_HSN | Reliability_Capacity_In_Model_Year | System RA | Northern_California_Li_Battery_4hr_179 | 1 | 1 | 1 | 1 | 1 | 1 | 1 | 1 | 1 | 1 | 1 | 1 | 1 | 1 | 1 | 1 | 1 | 1 | 1 | 1 | 1 | 1 | 1 | 1 | 1 | 1 | 1 | 1 | 1 | 1 | 1 | caiso-deliverability | Gates_TB_5_SSN | <= | 272 | 272 | 272 | 272 | 272 | 272 | 272 | 272 | 272 | 272 | 272 | 272 | 272 | 272 | 272 | 272 | 272 | 272 | 272 | 272 | 272 | 272 | 272 | 272 | 272 | 272 | 272 | 272 | 272 | 272 | 272
Northern_California_Li_Battery_8hr_100 | caiso-deliverability | Bell_Placer_HSN | Reliability_Capacity_In_Model_Year | System RA | Northern_California_Li_Battery_8hr_100 | 1 | 1 | 1 | 1 | 1 | 1 | 1 | 1 | 1 | 1 | 1 | 1 | 1 | 1 | 1 | 1 | 1 | 1 | 1 | 1 | 1 | 1 | 1 | 1 | 1 | 1 | 1 | 1 | 1 | 1 | 1 | caiso-deliverability | GLW_230_HSN | <= | 900 | 900 | 900 | 900 | 900 | 900 | 900 | 900 | 900 | 900 | 900 | 900 | 900 | 900 | 900 | 900 | 900 | 900 | 900 | 900 | 900 | 900 | 900 | 900 | 900 | 900 | 900 | 900 | 900 | 900 | 900
Tehachapi_Li_Battery_8hr_125 | caiso-deliverability | Bell_Placer_HSN | Reliability_Capacity_In_Model_Year | System RA | Tehachapi_Li_Battery_8hr_125 | 1 | 1 | 1 | 1 | 1 | 1 | 1 | 1 | 1 | 1 | 1 | 1 | 1 | 1 | 1 | 1 | 1 | 1 | 1 | 1 | 1 | 1 | 1 | 1 | 1 | 1 | 1 | 1 | 1 | 1 | 1 | caiso-deliverability | GLW_230_offpeak | <= | 760 | 760 | 760 | 760 | 760 | 760 | 760 | 760 | 760 | 760 | 760 | 760 | 760 | 760 | 760 | 760 | 760 | 760 | 760 | 760 | 760 | 760 | 760 | 760 | 760 | 760 | 760 | 760 | 760 | 760 | 760
Northern_California_Li_Battery_8hr_157 | caiso-deliverability | Bell_Placer_HSN | Reliability_Capacity_In_Model_Year | System RA | Northern_California_Li_Battery_8hr_157 | 1 | 1 | 1 | 1 | 1 | 1 | 1 | 1 | 1 | 1 | 1 | 1 | 1 | 1 | 1 | 1 | 1 | 1 | 1 | 1 | 1 | 1 | 1 | 1 | 1 | 1 | 1 | 1 | 1 | 1 | 1 | caiso-deliverability | GLW_230_SSN | <= | 900 | 900 | 900 | 900 | 900 | 900 | 900 | 900 | 900 | 900 | 900 | 900 | 900 | 900 | 900 | 900 | 900 | 900 | 900 | 900 | 900 | 900 | 900 | 900 | 900 | 900 | 900 | 900 | 900 | 900 | 900
Northern_California_Li_Battery_8hr_172 | caiso-deliverability | Bell_Placer_HSN | Reliability_Capacity_In_Model_Year | System RA | Northern_California_Li_Battery_8hr_172 | 1 | 1 | 1 | 1 | 1 | 1 | 1 | 1 | 1 | 1 | 1 | 1 | 1 | 1 | 1 | 1 | 1 | 1 | 1 | 1 | 1 | 1 | 1 | 1 | 1 | 1 | 1 | 1 | 1 | 1 | 1 | caiso-deliverability | Grant_Eastshore_2_HSN | <= | 961 | 961 | 961 | 961 | 961 | 961 | 961 | 961 | 961 | 961 | 961 | 961 | 961 | 961 | 961 | 961 | 961 | 961 | 961 | 961 | 961 | 961 | 961 | 961 | 961 | 961 | 961 | 961 | 961 | 961 | 961
Northern_California_Li_Battery_8hr_178 | caiso-deliverability | Bell_Placer_HSN | Reliability_Capacity_In_Model_Year | System RA | Northern_California_Li_Battery_8hr_178 | 1 | 1 | 1 | 1 | 1 | 1 | 1 | 1 | 1 | 1 | 1 | 1 | 1 | 1 | 1 | 1 | 1 | 1 | 1 | 1 | 1 | 1 | 1 | 1 | 1 | 1 | 1 | 1 | 1 | 1 | 1 | caiso-deliverability | Grant_Eastshore_2_offpeak | <= | 961 | 961 | 961 | 961 | 961 | 961 | 961 | 961 | 961 | 961 | 961 | 961 | 961 | 961 | 961 | 961 | 961 | 961 | 961 | 961 | 961 | 961 | 961 | 961 | 961 | 961 | 961 | 961 | 961 | 961 | 961
Northern_California_Li_Battery_8hr_179 | caiso-deliverability | Bell_Placer_HSN | Reliability_Capacity_In_Model_Year | System RA | Northern_California_Li_Battery_8hr_179 | 1 | 1 | 1 | 1 | 1 | 1 | 1 | 1 | 1 | 1 | 1 | 1 | 1 | 1 | 1 | 1 | 1 | 1 | 1 | 1 | 1 | 1 | 1 | 1 | 1 | 1 | 1 | 1 | 1 | 1 | 1 | caiso-deliverability | Grant_Eastshore_2_SSN | <= | 961 | 961 | 961 | 961 | 961 | 961 | 961 | 961 | 961 | 961 | 961 | 961 | 961 | 961 | 961 | 961 | 961 | 961 | 961 | 961 | 961 | 961 | 961 | 961 | 961 | 961 | 961 | 961 | 961 | 961 | 961
Central_Valley_North_Los_Banos_Wind_125 | caiso-deliverability | Bell_Placer_HSN | Reliability_Capacity_In_Model_Year | System RA | Central_Valley_North_Los_Banos_Wind_125 | 0.665 | 0.665 | 0.665 | 0.665 | 0.665 | 0.665 | 0.665 | 0.665 | 0.665 | 0.665 | 0.665 | 0.665 | 0.665 | 0.665 | 0.665 | 0.665 | 0.665 | 0.665 | 0.665 | 0.665 | 0.665 | 0.665 | 0.665 | 0.665 | 0.665 | 0.665 | 0.665 | 0.665 | 0.665 | 0.665 | 0.665 | caiso-deliverability | Hinson_Del_Amo_HSN | <= | 3534 | 3534 | 3534 | 3534 | 3534 | 3534 | 3534 | 3534 | 3534 | 3534 | 3534 | 3534 | 3534 | 3534 | 3534 | 3534 | 3534 | 3534 | 3534 | 3534 | 3534 | 3534 | 3534 | 3534 | 3534 | 3534 | 3534 | 3534 | 3534 | 3534 | 3534
Northern_California_Geothermal_100 | caiso-deliverability | Bell_Placer_HSN | Reliability_Capacity_In_Model_Year | System RA | Northern_California_Geothermal_100 | 1 | 1 | 1 | 1 | 1 | 1 | 1 | 1 | 1 | 1 | 1 | 1 | 1 | 1 | 1 | 1 | 1 | 1 | 1 | 1 | 1 | 1 | 1 | 1 | 1 | 1 | 1 | 1 | 1 | 1 | 1 | caiso-deliverability | Hinson_Del_Amo_offpeak | <= | 3554 | 3554 | 3554 | 3554 | 3554 | 3554 | 3554 | 3554 | 3554 | 3554 | 3554 | 3554 | 3554 | 3554 | 3554 | 3554 | 3554 | 3554 | 3554 | 3554 | 3554 | 3554 | 3554 | 3554 | 3554 | 3554 | 3554 | 3554 | 3554 | 3554 | 3554
Northern_California_Solar_100 | caiso-deliverability | Bell_Placer_HSN | Reliability_Capacity_In_Model_Year | System RA | Northern_California_Solar_100 | 0.1 | 0.1 | 0.1 | 0.1 | 0.1 | 0.1 | 0.1 | 0.1 | 0.1 | 0.1 | 0.1 | 0.1 | 0.1 | 0.1 | 0.1 | 0.1 | 0.1 | 0.1 | 0.1 | 0.1 | 0.1 | 0.1 | 0.1 | 0.1 | 0.1 | 0.1 | 0.1 | 0.1 | 0.1 | 0.1 | 0.1 | caiso-deliverability | Hinson_Del_Amo_SSN | <= | 3539 | 3539 | 3539 | 3539 | 3539 | 3539 | 3539 | 3539 | 3539 | 3539 | 3539 | 3539 | 3539 | 3539 | 3539 | 3539 | 3539 | 3539 | 3539 | 3539 | 3539 | 3539 | 3539 | 3539 | 3539 | 3539 | 3539 | 3539 | 3539 | 3539 | 3539
Northern_California_Solar_157 | caiso-deliverability | Bell_Placer_HSN | Reliability_Capacity_In_Model_Year | System RA | Northern_California_Solar_157 | 0.1 | 0.1 | 0.1 | 0.1 | 0.1 | 0.1 | 0.1 | 0.1 | 0.1 | 0.1 | 0.1 | 0.1 | 0.1 | 0.1 | 0.1 | 0.1 | 0.1 | 0.1 | 0.1 | 0.1 | 0.1 | 0.1 | 0.1 | 0.1 | 0.1 | 0.1 | 0.1 | 0.1 | 0.1 | 0.1 | 0.1 | caiso-deliverability | Humboldt_Offshore_Line_HSN | <= | 0 | 0 | 0 | 0 | 0 | 0 | 0 | 0 | 0 | 0 | 0 | 0 | 0 | 0 | 0 | 0 | 0 | 0 | 0 | 0 | 0 | 0 | 0 | 0 | 0 | 0 | 0 | 0 | 0 | 0 | 0
Northern_California_Solar_172 | caiso-deliverability | Bell_Placer_HSN | Reliability_Capacity_In_Model_Year | System RA | Northern_California_Solar_172 | 0.1 | 0.1 | 0.1 | 0.1 | 0.1 | 0.1 | 0.1 | 0.1 | 0.1 | 0.1 | 0.1 | 0.1 | 0.1 | 0.1 | 0.1 | 0.1 | 0.1 | 0.1 | 0.1 | 0.1 | 0.1 | 0.1 | 0.1 | 0.1 | 0.1 | 0.1 | 0.1 | 0.1 | 0.1 | 0.1 | 0.1 | caiso-deliverability | Humboldt_Offshore_Line_offpeak | <= | 0 | 0 | 0 | 0 | 0 | 0 | 0 | 0 | 0 | 0 | 0 | 0 | 0 | 0 | 0 | 0 | 0 | 0 | 0 | 0 | 0 | 0 | 0 | 0 | 0 | 0 | 0 | 0 | 0 | 0 | 0
Northern_California_Solar_178 | caiso-deliverability | Bell_Placer_HSN | Reliability_Capacity_In_Model_Year | System RA | Northern_California_Solar_178 | 0.1 | 0.1 | 0.1 | 0.1 | 0.1 | 0.1 | 0.1 | 0.1 | 0.1 | 0.1 | 0.1 | 0.1 | 0.1 | 0.1 | 0.1 | 0.1 | 0.1 | 0.1 | 0.1 | 0.1 | 0.1 | 0.1 | 0.1 | 0.1 | 0.1 | 0.1 | 0.1 | 0.1 | 0.1 | 0.1 | 0.1 | caiso-deliverability | Humboldt_Offshore_Line_SSN | <= | 0 | 0 | 0 | 0 | 0 | 0 | 0 | 0 | 0 | 0 | 0 | 0 | 0 | 0 | 0 | 0 | 0 | 0 | 0 | 0 | 0 | 0 | 0 | 0 | 0 | 0 | 0 | 0 | 0 | 0 | 0
Northern_California_Solar_179 | caiso-deliverability | Bell_Placer_HSN | Reliability_Capacity_In_Model_Year | System RA | Northern_California_Solar_179 | 0.1 | 0.1 | 0.1 | 0.1 | 0.1 | 0.1 | 0.1 | 0.1 | 0.1 | 0.1 | 0.1 | 0.1 | 0.1 | 0.1 | 0.1 | 0.1 | 0.1 | 0.1 | 0.1 | 0.1 | 0.1 | 0.1 | 0.1 | 0.1 | 0.1 | 0.1 | 0.1 | 0.1 | 0.1 | 0.1 | 0.1 | caiso-deliverability | Internal_San_Diego_HSN | <= | 350.615 | 350.615 | 350.615 | 350.615 | 350.615 | 350.615 | 350.615 | 350.615 | 350.615 | 350.615 | 350.615 | 350.615 | 1286.615 | 1286.615 | 1286.615 | 1286.615 | 1286.615 | 1286.615 | 1286.615 | 1286.615 | 1286.615 | 1286.615 | 1286.615 | 1286.615 | 1286.615 | 1286.615 | 1286.615 | 1286.615 | 1286.615 | 1286.615 | 1286.615
Tehachapi_Solar_125 | caiso-deliverability | Bell_Placer_HSN | Reliability_Capacity_In_Model_Year | System RA | Tehachapi_Solar_125 | 0.106 | 0.106 | 0.106 | 0.106 | 0.106 | 0.106 | 0.106 | 0.106 | 0.106 | 0.106 | 0.106 | 0.106 | 0.106 | 0.106 | 0.106 | 0.106 | 0.106 | 0.106 | 0.106 | 0.106 | 0.106 | 0.106 | 0.106 | 0.106 | 0.106 | 0.106 | 0.106 | 0.106 | 0.106 | 0.106 | 0.106 | caiso-deliverability | Internal_San_Diego_offpeak | <= | 556.8 | 556.8 | 556.8 | 556.8 | 556.8 | 556.8 | 556.8 | 556.8 | 556.8 | 556.8 | 556.8 | 556.8 | 1492.8 | 1492.8 | 1492.8 | 1492.8 | 1492.8 | 1492.8 | 1492.8 | 1492.8 | 1492.8 | 1492.8 | 1492.8 | 1492.8 | 1492.8 | 1492.8 | 1492.8 | 1492.8 | 1492.8 | 1492.8 | 1492.8
Bell_Placer_group | caiso-deliverability | Bell_Placer_HSN | Operational_New_Capacity_MW | Bell_Placer_group |  | -1 | -1 | -1 | -1 | -1 | -1 | -1 | -1 | -1 | -1 | -1 | -1 | -1 | -1 | -1 | -1 | -1 | -1 | -1 | -1 | -1 | -1 | -1 | -1 | -1 | -1 | -1 | -1 | -1 | -1 | -1 | caiso-deliverability | Internal_San_Diego_SSN | <= | 643.04 | 643.04 | 643.04 | 643.04 | 643.04 | 643.04 | 643.04 | 643.04 | 643.04 | 643.04 | 643.04 | 643.04 | 1579.04 | 1579.04 | 1579.04 | 1579.04 | 1579.04 | 1579.04 | 1579.04 | 1579.04 | 1579.04 | 1579.04 | 1579.04 | 1579.04 | 1579.04 | 1579.04 | 1579.04 | 1579.04 | 1579.04 | 1579.04 | 1579.04
Northern_California_Flow_Battery_100 | caiso-deliverability | Bell_Placer_offpeak | Operational_New_Capacity_MW | Northern_California_Flow_Battery_100 |  | -1 | -1 | -1 | -1 | -1 | -1 | -1 | -1 | -1 | -1 | -1 | -1 | -1 | -1 | -1 | -1 | -1 | -1 | -1 | -1 | -1 | -1 | -1 | -1 | -1 | -1 | -1 | -1 | -1 | -1 | -1 | caiso-deliverability | Jackson_Waukena_Corcoran_HSN | <= | 85 | 85 | 85 | 85 | 85 | 85 | 85 | 85 | 85 | 85 | 85 | 85 | 85 | 85 | 85 | 85 | 85 | 85 | 85 | 85 | 85 | 85 | 85 | 85 | 85 | 85 | 85 | 85 | 85 | 85 | 85
Tehachapi_Flow_Battery_125 | caiso-deliverability | Bell_Placer_offpeak | Operational_New_Capacity_MW | Tehachapi_Flow_Battery_125 |  | -1 | -1 | -1 | -1 | -1 | -1 | -1 | -1 | -1 | -1 | -1 | -1 | -1 | -1 | -1 | -1 | -1 | -1 | -1 | -1 | -1 | -1 | -1 | -1 | -1 | -1 | -1 | -1 | -1 | -1 | -1 | caiso-deliverability | Jackson_Waukena_Corcoran_offpeak | <= | 28 | 28 | 28 | 28 | 28 | 28 | 28 | 28 | 28 | 28 | 28 | 28 | 28 | 28 | 28 | 28 | 28 | 28 | 28 | 28 | 28 | 28 | 28 | 28 | 28 | 28 | 28 | 28 | 28 | 28 | 28
Northern_California_Flow_Battery_157 | caiso-deliverability | Bell_Placer_offpeak | Operational_New_Capacity_MW | Northern_California_Flow_Battery_157 |  | -1 | -1 | -1 | -1 | -1 | -1 | -1 | -1 | -1 | -1 | -1 | -1 | -1 | -1 | -1 | -1 | -1 | -1 | -1 | -1 | -1 | -1 | -1 | -1 | -1 | -1 | -1 | -1 | -1 | -1 | -1 | caiso-deliverability | Jackson_Waukena_Corcoran_SSN | <= | 85 | 85 | 85 | 85 | 85 | 85 | 85 | 85 | 85 | 85 | 85 | 85 | 85 | 85 | 85 | 85 | 85 | 85 | 85 | 85 | 85 | 85 | 85 | 85 | 85 | 85 | 85 | 85 | 85 | 85 | 85
Northern_California_Flow_Battery_172 | caiso-deliverability | Bell_Placer_offpeak | Operational_New_Capacity_MW | Northern_California_Flow_Battery_172 |  | -1 | -1 | -1 | -1 | -1 | -1 | -1 | -1 | -1 | -1 | -1 | -1 | -1 | -1 | -1 | -1 | -1 | -1 | -1 | -1 | -1 | -1 | -1 | -1 | -1 | -1 | -1 | -1 | -1 | -1 | -1 | caiso-deliverability | Kasson_Jct_Heinz_HSN | <= | 0 | 0 | 0 | 0 | 0 | 0 | 0 | 0 | 0 | 0 | 0 | 0 | 0 | 0 | 0 | 0 | 0 | 0 | 0 | 0 | 0 | 0 | 0 | 0 | 0 | 0 | 0 | 0 | 0 | 0 | 0
Northern_California_Flow_Battery_178 | caiso-deliverability | Bell_Placer_offpeak | Operational_New_Capacity_MW | Northern_California_Flow_Battery_178 |  | -1 | -1 | -1 | -1 | -1 | -1 | -1 | -1 | -1 | -1 | -1 | -1 | -1 | -1 | -1 | -1 | -1 | -1 | -1 | -1 | -1 | -1 | -1 | -1 | -1 | -1 | -1 | -1 | -1 | -1 | -1 | caiso-deliverability | Kasson_Jct_Heinz_offpeak | <= | 286 | 286 | 286 | 286 | 286 | 286 | 286 | 286 | 286 | 286 | 286 | 286 | 286 | 286 | 286 | 286 | 286 | 286 | 286 | 286 | 286 | 286 | 286 | 286 | 286 | 286 | 286 | 286 | 286 | 286 | 286
Northern_California_Flow_Battery_179 | caiso-deliverability | Bell_Placer_offpeak | Operational_New_Capacity_MW | Northern_California_Flow_Battery_179 |  | -1 | -1 | -1 | -1 | -1 | -1 | -1 | -1 | -1 | -1 | -1 | -1 | -1 | -1 | -1 | -1 | -1 | -1 | -1 | -1 | -1 | -1 | -1 | -1 | -1 | -1 | -1 | -1 | -1 | -1 | -1 | caiso-deliverability | Kasson_Jct_Heinz_SSN | <= | 0 | 0 | 0 | 0 | 0 | 0 | 0 | 0 | 0 | 0 | 0 | 0 | 0 | 0 | 0 | 0 | 0 | 0 | 0 | 0 | 0 | 0 | 0 | 0 | 0 | 0 | 0 | 0 | 0 | 0 | 0
Northern_California_Li_Battery_4hr_100 | caiso-deliverability | Bell_Placer_offpeak | Operational_New_Capacity_MW | Northern_California_Li_Battery_4hr_100 |  | -1 | -1 | -1 | -1 | -1 | -1 | -1 | -1 | -1 | -1 | -1 | -1 | -1 | -1 | -1 | -1 | -1 | -1 | -1 | -1 | -1 | -1 | -1 | -1 | -1 | -1 | -1 | -1 | -1 | -1 | -1 | caiso-deliverability | Kern_TB_4_HSN | <= | 1869 | 1869 | 1869 | 1869 | 1869 | 1869 | 1869 | 1869 | 1869 | 1869 | 1869 | 1869 | 1869 | 1869 | 1869 | 1869 | 1869 | 1869 | 1869 | 1869 | 1869 | 1869 | 1869 | 1869 | 1869 | 1869 | 1869 | 1869 | 1869 | 1869 | 1869
Tehachapi_Li_Battery_4hr_125 | caiso-deliverability | Bell_Placer_offpeak | Operational_New_Capacity_MW | Tehachapi_Li_Battery_4hr_125 |  | -1 | -1 | -1 | -1 | -1 | -1 | -1 | -1 | -1 | -1 | -1 | -1 | -1 | -1 | -1 | -1 | -1 | -1 | -1 | -1 | -1 | -1 | -1 | -1 | -1 | -1 | -1 | -1 | -1 | -1 | -1 | caiso-deliverability | Kern_TB_4_offpeak | <= | 1869 | 1869 | 1869 | 1869 | 1869 | 1869 | 1869 | 1869 | 1869 | 1869 | 1869 | 1869 | 1869 | 1869 | 1869 | 1869 | 1869 | 1869 | 1869 | 1869 | 1869 | 1869 | 1869 | 1869 | 1869 | 1869 | 1869 | 1869 | 1869 | 1869 | 1869
Northern_California_Li_Battery_4hr_157 | caiso-deliverability | Bell_Placer_offpeak | Operational_New_Capacity_MW | Northern_California_Li_Battery_4hr_157 |  | -1 | -1 | -1 | -1 | -1 | -1 | -1 | -1 | -1 | -1 | -1 | -1 | -1 | -1 | -1 | -1 | -1 | -1 | -1 | -1 | -1 | -1 | -1 | -1 | -1 | -1 | -1 | -1 | -1 | -1 | -1 | caiso-deliverability | Kern_TB_4_SSN | <= | 1869 | 1869 | 1869 | 1869 | 1869 | 1869 | 1869 | 1869 | 1869 | 1869 | 1869 | 1869 | 1869 | 1869 | 1869 | 1869 | 1869 | 1869 | 1869 | 1869 | 1869 | 1869 | 1869 | 1869 | 1869 | 1869 | 1869 | 1869 | 1869 | 1869 | 1869
Northern_California_Li_Battery_4hr_172 | caiso-deliverability | Bell_Placer_offpeak | Operational_New_Capacity_MW | Northern_California_Li_Battery_4hr_172 |  | -1 | -1 | -1 | -1 | -1 | -1 | -1 | -1 | -1 | -1 | -1 | -1 | -1 | -1 | -1 | -1 | -1 | -1 | -1 | -1 | -1 | -1 | -1 | -1 | -1 | -1 | -1 | -1 | -1 | -1 | -1 | caiso-deliverability | Kern_Tevis_Stockdale_Lamont_HSN | <= | 109 | 109 | 109 | 109 | 109 | 109 | 109 | 109 | 109 | 109 | 109 | 109 | 109 | 109 | 109 | 109 | 109 | 109 | 109 | 109 | 109 | 109 | 109 | 109 | 109 | 109 | 109 | 109 | 109 | 109 | 109
Northern_California_Li_Battery_4hr_178 | caiso-deliverability | Bell_Placer_offpeak | Operational_New_Capacity_MW | Northern_California_Li_Battery_4hr_178 |  | -1 | -1 | -1 | -1 | -1 | -1 | -1 | -1 | -1 | -1 | -1 | -1 | -1 | -1 | -1 | -1 | -1 | -1 | -1 | -1 | -1 | -1 | -1 | -1 | -1 | -1 | -1 | -1 | -1 | -1 | -1 | caiso-deliverability | Kern_Tevis_Stockdale_Lamont_offpeak | <= | 176.8 | 176.8 | 176.8 | 176.8 | 176.8 | 176.8 | 176.8 | 176.8 | 176.8 | 176.8 | 176.8 | 176.8 | 176.8 | 176.8 | 176.8 | 176.8 | 176.8 | 176.8 | 176.8 | 176.8 | 176.8 | 176.8 | 176.8 | 176.8 | 176.8 | 176.8 | 176.8 | 176.8 | 176.8 | 176.8 | 176.8
Northern_California_Li_Battery_4hr_179 | caiso-deliverability | Bell_Placer_offpeak | Operational_New_Capacity_MW | Northern_California_Li_Battery_4hr_179 |  | -1 | -1 | -1 | -1 | -1 | -1 | -1 | -1 | -1 | -1 | -1 | -1 | -1 | -1 | -1 | -1 | -1 | -1 | -1 | -1 | -1 | -1 | -1 | -1 | -1 | -1 | -1 | -1 | -1 | -1 | -1 | caiso-deliverability | Kern_Tevis_Stockdale_Lamont_SSN | <= | 109 | 109 | 109 | 109 | 109 | 109 | 109 | 109 | 109 | 109 | 109 | 109 | 109 | 109 | 109 | 109 | 109 | 109 | 109 | 109 | 109 | 109 | 109 | 109 | 109 | 109 | 109 | 109 | 109 | 109 | 109
Northern_California_Li_Battery_8hr_100 | caiso-deliverability | Bell_Placer_offpeak | Operational_New_Capacity_MW | Northern_California_Li_Battery_8hr_100 |  | -1 | -1 | -1 | -1 | -1 | -1 | -1 | -1 | -1 | -1 | -1 | -1 | -1 | -1 | -1 | -1 | -1 | -1 | -1 | -1 | -1 | -1 | -1 | -1 | -1 | -1 | -1 | -1 | -1 | -1 | -1 | caiso-deliverability | Kramer_Victor_HSN | <= | 884.3818 | 884.3818 | 884.3818 | 884.3818 | 884.3818 | 884.3818 | 884.3818 | 884.3818 | 884.3818 | 884.3818 | 884.3818 | 884.3818 | 884.3818 | 884.3818 | 884.3818 | 884.3818 | 884.3818 | 884.3818 | 884.3818 | 884.3818 | 884.3818 | 884.3818 | 884.3818 | 884.3818 | 884.3818 | 884.3818 | 884.3818 | 884.3818 | 884.3818 | 884.3818 | 884.3818
Tehachapi_Li_Battery_8hr_125 | caiso-deliverability | Bell_Placer_offpeak | Operational_New_Capacity_MW | Tehachapi_Li_Battery_8hr_125 |  | -1 | -1 | -1 | -1 | -1 | -1 | -1 | -1 | -1 | -1 | -1 | -1 | -1 | -1 | -1 | -1 | -1 | -1 | -1 | -1 | -1 | -1 | -1 | -1 | -1 | -1 | -1 | -1 | -1 | -1 | -1 | caiso-deliverability | Kramer_Victor_offpeak | <= | 1057.46 | 1057.46 | 1057.46 | 1057.46 | 1057.46 | 1057.46 | 1057.46 | 1057.46 | 1057.46 | 1057.46 | 1057.46 | 1057.46 | 1057.46 | 1057.46 | 1057.46 | 1057.46 | 1057.46 | 1057.46 | 1057.46 | 1057.46 | 1057.46 | 1057.46 | 1057.46 | 1057.46 | 1057.46 | 1057.46 | 1057.46 | 1057.46 | 1057.46 | 1057.46 | 1057.46
Northern_California_Li_Battery_8hr_157 | caiso-deliverability | Bell_Placer_offpeak | Operational_New_Capacity_MW | Northern_California_Li_Battery_8hr_157 |  | -1 | -1 | -1 | -1 | -1 | -1 | -1 | -1 | -1 | -1 | -1 | -1 | -1 | -1 | -1 | -1 | -1 | -1 | -1 | -1 | -1 | -1 | -1 | -1 | -1 | -1 | -1 | -1 | -1 | -1 | -1 | caiso-deliverability | Kramer_Victor_SSN | <= | 880.4531 | 880.4531 | 880.4531 | 880.4531 | 880.4531 | 880.4531 | 880.4531 | 880.4531 | 880.4531 | 880.4531 | 880.4531 | 880.4531 | 880.4531 | 880.4531 | 880.4531 | 880.4531 | 880.4531 | 880.4531 | 880.4531 | 880.4531 | 880.4531 | 880.4531 | 880.4531 | 880.4531 | 880.4531 | 880.4531 | 880.4531 | 880.4531 | 880.4531 | 880.4531 | 880.4531
Northern_California_Li_Battery_8hr_172 | caiso-deliverability | Bell_Placer_offpeak | Operational_New_Capacity_MW | Northern_California_Li_Battery_8hr_172 |  | -1 | -1 | -1 | -1 | -1 | -1 | -1 | -1 | -1 | -1 | -1 | -1 | -1 | -1 | -1 | -1 | -1 | -1 | -1 | -1 | -1 | -1 | -1 | -1 | -1 | -1 | -1 | -1 | -1 | -1 | -1 | caiso-deliverability | Lakeville_Ignacio_HSN | <= | 517 | 517 | 517 | 517 | 517 | 517 | 517 | 517 | 517 | 517 | 517 | 517 | 517 | 517 | 517 | 517 | 517 | 517 | 517 | 517 | 517 | 517 | 517 | 517 | 517 | 517 | 517 | 517 | 517 | 517 | 517
Northern_California_Li_Battery_8hr_178 | caiso-deliverability | Bell_Placer_offpeak | Operational_New_Capacity_MW | Northern_California_Li_Battery_8hr_178 |  | -1 | -1 | -1 | -1 | -1 | -1 | -1 | -1 | -1 | -1 | -1 | -1 | -1 | -1 | -1 | -1 | -1 | -1 | -1 | -1 | -1 | -1 | -1 | -1 | -1 | -1 | -1 | -1 | -1 | -1 | -1 | caiso-deliverability | Lakeville_Ignacio_offpeak | <= | 517 | 517 | 517 | 517 | 517 | 517 | 517 | 517 | 517 | 517 | 517 | 517 | 517 | 517 | 517 | 517 | 517 | 517 | 517 | 517 | 517 | 517 | 517 | 517 | 517 | 517 | 517 | 517 | 517 | 517 | 517
Northern_California_Li_Battery_8hr_179 | caiso-deliverability | Bell_Placer_offpeak | Operational_New_Capacity_MW | Northern_California_Li_Battery_8hr_179 |  | -1 | -1 | -1 | -1 | -1 | -1 | -1 | -1 | -1 | -1 | -1 | -1 | -1 | -1 | -1 | -1 | -1 | -1 | -1 | -1 | -1 | -1 | -1 | -1 | -1 | -1 | -1 | -1 | -1 | -1 | -1 | caiso-deliverability | Lakeville_Ignacio_SSN | <= | 517 | 517 | 517 | 517 | 517 | 517 | 517 | 517 | 517 | 517 | 517 | 517 | 517 | 517 | 517 | 517 | 517 | 517 | 517 | 517 | 517 | 517 | 517 | 517 | 517 | 517 | 517 | 517 | 517 | 517 | 517
Central_Valley_North_Los_Banos_Wind_125 | caiso-deliverability | Bell_Placer_offpeak | Operational_New_Capacity_MW | Central_Valley_North_Los_Banos_Wind_125 |  | 0.63 | 0.63 | 0.63 | 0.63 | 0.63 | 0.63 | 0.63 | 0.63 | 0.63 | 0.63 | 0.63 | 0.63 | 0.63 | 0.63 | 0.63 | 0.63 | 0.63 | 0.63 | 0.63 | 0.63 | 0.63 | 0.63 | 0.63 | 0.63 | 0.63 | 0.63 | 0.63 | 0.63 | 0.63 | 0.63 | 0.63 | caiso-deliverability | Los_Banos_500_230_HSN | <= | 2943.4 | 2943.4 | 2943.4 | 2943.4 | 2943.4 | 2943.4 | 2943.4 | 2943.4 | 2943.4 | 2943.4 | 2943.4 | 2943.4 | 2943.4 | 2943.4 | 2943.4 | 2943.4 | 2943.4 | 2943.4 | 2943.4 | 2943.4 | 2943.4 | 2943.4 | 2943.4 | 2943.4 | 2943.4 | 2943.4 | 2943.4 | 2943.4 | 2943.4 | 2943.4 | 2943.4
Northern_California_Geothermal_100 | caiso-deliverability | Bell_Placer_offpeak | Operational_New_Capacity_MW | Northern_California_Geothermal_100 |  | 1 | 1 | 1 | 1 | 1 | 1 | 1 | 1 | 1 | 1 | 1 | 1 | 1 | 1 | 1 | 1 | 1 | 1 | 1 | 1 | 1 | 1 | 1 | 1 | 1 | 1 | 1 | 1 | 1 | 1 | 1 | caiso-deliverability | Los_Banos_500_230_offpeak | <= | 811.1998 | 811.1998 | 811.1998 | 811.1998 | 811.1998 | 811.1998 | 811.1998 | 811.1998 | 811.1998 | 811.1998 | 811.1998 | 811.1998 | 811.1998 | 811.1998 | 811.1998 | 811.1998 | 811.1998 | 811.1998 | 811.1998 | 811.1998 | 811.1998 | 811.1998 | 811.1998 | 811.1998 | 811.1998 | 811.1998 | 811.1998 | 811.1998 | 811.1998 | 811.1998 | 811.1998
Northern_California_Solar_100 | caiso-deliverability | Bell_Placer_offpeak | Operational_New_Capacity_MW | Northern_California_Solar_100 |  | 0.68 | 0.68 | 0.68 | 0.68 | 0.68 | 0.68 | 0.68 | 0.68 | 0.68 | 0.68 | 0.68 | 0.68 | 0.68 | 0.68 | 0.68 | 0.68 | 0.68 | 0.68 | 0.68 | 0.68 | 0.68 | 0.68 | 0.68 | 0.68 | 0.68 | 0.68 | 0.68 | 0.68 | 0.68 | 0.68 | 0.68 | caiso-deliverability | Los_Banos_500_230_SSN | <= | 3307.164 | 3307.164 | 3307.164 | 3307.164 | 3307.164 | 3307.164 | 3307.164 | 3307.164 | 3307.164 | 3307.164 | 3307.164 | 3307.164 | 3307.164 | 3307.164 | 3307.164 | 3307.164 | 3307.164 | 3307.164 | 3307.164 | 3307.164 | 3307.164 | 3307.164 | 3307.164 | 3307.164 | 3307.164 | 3307.164 | 3307.164 | 3307.164 | 3307.164 | 3307.164 | 3307.164
Northern_California_Solar_157 | caiso-deliverability | Bell_Placer_offpeak | Operational_New_Capacity_MW | Northern_California_Solar_157 |  | 0.68 | 0.68 | 0.68 | 0.68 | 0.68 | 0.68 | 0.68 | 0.68 | 0.68 | 0.68 | 0.68 | 0.68 | 0.68 | 0.68 | 0.68 | 0.68 | 0.68 | 0.68 | 0.68 | 0.68 | 0.68 | 0.68 | 0.68 | 0.68 | 0.68 | 0.68 | 0.68 | 0.68 | 0.68 | 0.68 | 0.68 | caiso-deliverability | Lugo_500_230_Transformer_HSN | <= | 1169.3818 | 1169.3818 | 1169.3818 | 1169.3818 | 1169.3818 | 1169.3818 | 1169.3818 | 1169.3818 | 1169.3818 | 1169.3818 | 1169.3818 | 1169.3818 | 1169.3818 | 1169.3818 | 1169.3818 | 1169.3818 | 1169.3818 | 1169.3818 | 1169.3818 | 1169.3818 | 1169.3818 | 1169.3818 | 1169.3818 | 1169.3818 | 1169.3818 | 1169.3818 | 1169.3818 | 1169.3818 | 1169.3818 | 1169.3818 | 1169.3818
Northern_California_Solar_172 | caiso-deliverability | Bell_Placer_offpeak | Operational_New_Capacity_MW | Northern_California_Solar_172 |  | 0.68 | 0.68 | 0.68 | 0.68 | 0.68 | 0.68 | 0.68 | 0.68 | 0.68 | 0.68 | 0.68 | 0.68 | 0.68 | 0.68 | 0.68 | 0.68 | 0.68 | 0.68 | 0.68 | 0.68 | 0.68 | 0.68 | 0.68 | 0.68 | 0.68 | 0.68 | 0.68 | 0.68 | 0.68 | 0.68 | 0.68 | caiso-deliverability | Lugo_500_230_Transformer_offpeak | <= | 1342.46 | 1342.46 | 1342.46 | 1342.46 | 1342.46 | 1342.46 | 1342.46 | 1342.46 | 1342.46 | 1342.46 | 1342.46 | 1342.46 | 1342.46 | 1342.46 | 1342.46 | 1342.46 | 1342.46 | 1342.46 | 1342.46 | 1342.46 | 1342.46 | 1342.46 | 1342.46 | 1342.46 | 1342.46 | 1342.46 | 1342.46 | 1342.46 | 1342.46 | 1342.46 | 1342.46
Northern_California_Solar_178 | caiso-deliverability | Bell_Placer_offpeak | Operational_New_Capacity_MW | Northern_California_Solar_178 |  | 0.68 | 0.68 | 0.68 | 0.68 | 0.68 | 0.68 | 0.68 | 0.68 | 0.68 | 0.68 | 0.68 | 0.68 | 0.68 | 0.68 | 0.68 | 0.68 | 0.68 | 0.68 | 0.68 | 0.68 | 0.68 | 0.68 | 0.68 | 0.68 | 0.68 | 0.68 | 0.68 | 0.68 | 0.68 | 0.68 | 0.68 | caiso-deliverability | Lugo_500_230_Transformer_SSN | <= | 1165.4531 | 1165.4531 | 1165.4531 | 1165.4531 | 1165.4531 | 1165.4531 | 1165.4531 | 1165.4531 | 1165.4531 | 1165.4531 | 1165.4531 | 1165.4531 | 1165.4531 | 1165.4531 | 1165.4531 | 1165.4531 | 1165.4531 | 1165.4531 | 1165.4531 | 1165.4531 | 1165.4531 | 1165.4531 | 1165.4531 | 1165.4531 | 1165.4531 | 1165.4531 | 1165.4531 | 1165.4531 | 1165.4531 | 1165.4531 | 1165.4531
Northern_California_Solar_179 | caiso-deliverability | Bell_Placer_offpeak | Operational_New_Capacity_MW | Northern_California_Solar_179 |  | 0.68 | 0.68 | 0.68 | 0.68 | 0.68 | 0.68 | 0.68 | 0.68 | 0.68 | 0.68 | 0.68 | 0.68 | 0.68 | 0.68 | 0.68 | 0.68 | 0.68 | 0.68 | 0.68 | 0.68 | 0.68 | 0.68 | 0.68 | 0.68 | 0.68 | 0.68 | 0.68 | 0.68 | 0.68 | 0.68 | 0.68 | caiso-deliverability | Lugo_Victorville_HSN | <= | 9693.8143 | 9693.8143 | 9693.8143 | 9693.8143 | 9693.8143 | 9693.8143 | 9693.8143 | 9693.8143 | 9693.8143 | 9693.8143 | 9693.8143 | 9693.8143 | 9693.8143 | 9693.8143 | 9693.8143 | 9693.8143 | 9693.8143 | 9693.8143 | 9693.8143 | 9693.8143 | 9693.8143 | 9693.8143 | 9693.8143 | 9693.8143 | 9693.8143 | 9693.8143 | 9693.8143 | 9693.8143 | 9693.8143 | 9693.8143 | 9693.8143
Tehachapi_Solar_125 | caiso-deliverability | Bell_Placer_offpeak | Operational_New_Capacity_MW | Tehachapi_Solar_125 |  | 0.68 | 0.68 | 0.68 | 0.68 | 0.68 | 0.68 | 0.68 | 0.68 | 0.68 | 0.68 | 0.68 | 0.68 | 0.68 | 0.68 | 0.68 | 0.68 | 0.68 | 0.68 | 0.68 | 0.68 | 0.68 | 0.68 | 0.68 | 0.68 | 0.68 | 0.68 | 0.68 | 0.68 | 0.68 | 0.68 | 0.68 | caiso-deliverability | Lugo_Victorville_offpeak | <= | 9241.2856 | 9241.2856 | 9241.2856 | 9241.2856 | 9241.2856 | 9241.2856 | 9241.2856 | 9241.2856 | 9241.2856 | 9241.2856 | 9241.2856 | 9241.2856 | 9241.2856 | 9241.2856 | 9241.2856 | 9241.2856 | 9241.2856 | 9241.2856 | 9241.2856 | 9241.2856 | 9241.2856 | 9241.2856 | 9241.2856 | 9241.2856 | 9241.2856 | 9241.2856 | 9241.2856 | 9241.2856 | 9241.2856 | 9241.2856 | 9241.2856
Bell_Placer_group | caiso-deliverability | Bell_Placer_offpeak | Operational_New_Capacity_MW | Bell_Placer_group |  | -1 | -1 | -1 | -1 | -1 | -1 | -1 | -1 | -1 | -1 | -1 | -1 | -1 | -1 | -1 | -1 | -1 | -1 | -1 | -1 | -1 | -1 | -1 | -1 | -1 | -1 | -1 | -1 | -1 | -1 | -1 | caiso-deliverability | Lugo_Victorville_SSN | <= | 9844.5275 | 9844.5275 | 9844.5275 | 9844.5275 | 9844.5275 | 9844.5275 | 9844.5275 | 9844.5275 | 9844.5275 | 9844.5275 | 9844.5275 | 9844.5275 | 9844.5275 | 9844.5275 | 9844.5275 | 9844.5275 | 9844.5275 | 9844.5275 | 9844.5275 | 9844.5275 | 9844.5275 | 9844.5275 | 9844.5275 | 9844.5275 | 9844.5275 | 9844.5275 | 9844.5275 | 9844.5275 | 9844.5275 | 9844.5275 | 9844.5275
Northern_California_Flow_Battery_100 | caiso-deliverability | Bell_Placer_SSN | Reliability_Capacity_In_Model_Year | System RA | Northern_California_Flow_Battery_100 | 0.5 | 0.5 | 0.5 | 0.5 | 0.5 | 0.5 | 0.5 | 0.5 | 0.5 | 0.5 | 0.5 | 0.5 | 0.5 | 0.5 | 0.5 | 0.5 | 0.5 | 0.5 | 0.5 | 0.5 | 0.5 | 0.5 | 0.5 | 0.5 | 0.5 | 0.5 | 0.5 | 0.5 | 0.5 | 0.5 | 0.5 | caiso-deliverability | Merced_TB_2_HSN | <= | 247 | 247 | 247 | 247 | 247 | 247 | 247 | 247 | 247 | 247 | 247 | 247 | 247 | 247 | 247 | 247 | 247 | 247 | 247 | 247 | 247 | 247 | 247 | 247 | 247 | 247 | 247 | 247 | 247 | 247 | 247
Tehachapi_Flow_Battery_125 | caiso-deliverability | Bell_Placer_SSN | Reliability_Capacity_In_Model_Year | System RA | Tehachapi_Flow_Battery_125 | 0.5 | 0.5 | 0.5 | 0.5 | 0.5 | 0.5 | 0.5 | 0.5 | 0.5 | 0.5 | 0.5 | 0.5 | 0.5 | 0.5 | 0.5 | 0.5 | 0.5 | 0.5 | 0.5 | 0.5 | 0.5 | 0.5 | 0.5 | 0.5 | 0.5 | 0.5 | 0.5 | 0.5 | 0.5 | 0.5 | 0.5 | caiso-deliverability | Merced_TB_2_offpeak | <= | 100 | 100 | 100 | 100 | 100 | 100 | 100 | 100 | 100 | 100 | 100 | 100 | 100 | 100 | 100 | 100 | 100 | 100 | 100 | 100 | 100 | 100 | 100 | 100 | 100 | 100 | 100 | 100 | 100 | 100 | 100
Northern_California_Flow_Battery_157 | caiso-deliverability | Bell_Placer_SSN | Reliability_Capacity_In_Model_Year | System RA | Northern_California_Flow_Battery_157 | 0.5 | 0.5 | 0.5 | 0.5 | 0.5 | 0.5 | 0.5 | 0.5 | 0.5 | 0.5 | 0.5 | 0.5 | 0.5 | 0.5 | 0.5 | 0.5 | 0.5 | 0.5 | 0.5 | 0.5 | 0.5 | 0.5 | 0.5 | 0.5 | 0.5 | 0.5 | 0.5 | 0.5 | 0.5 | 0.5 | 0.5 | caiso-deliverability | Merced_TB_2_SSN | <= | 247 | 247 | 247 | 247 | 247 | 247 | 247 | 247 | 247 | 247 | 247 | 247 | 247 | 247 | 247 | 247 | 247 | 247 | 247 | 247 | 247 | 247 | 247 | 247 | 247 | 247 | 247 | 247 | 247 | 247 | 247
Northern_California_Flow_Battery_172 | caiso-deliverability | Bell_Placer_SSN | Reliability_Capacity_In_Model_Year | System RA | Northern_California_Flow_Battery_172 | 0.5 | 0.5 | 0.5 | 0.5 | 0.5 | 0.5 | 0.5 | 0.5 | 0.5 | 0.5 | 0.5 | 0.5 | 0.5 | 0.5 | 0.5 | 0.5 | 0.5 | 0.5 | 0.5 | 0.5 | 0.5 | 0.5 | 0.5 | 0.5 | 0.5 | 0.5 | 0.5 | 0.5 | 0.5 | 0.5 | 0.5 | caiso-deliverability | Midway_Q2005_HSN | <= | 0 | 0 | 0 | 0 | 0 | 0 | 0 | 0 | 0 | 0 | 0 | 0 | 0 | 0 | 0 | 0 | 0 | 0 | 0 | 0 | 0 | 0 | 0 | 0 | 0 | 0 | 0 | 0 | 0 | 0 | 0
Northern_California_Flow_Battery_178 | caiso-deliverability | Bell_Placer_SSN | Reliability_Capacity_In_Model_Year | System RA | Northern_California_Flow_Battery_178 | 0.5 | 0.5 | 0.5 | 0.5 | 0.5 | 0.5 | 0.5 | 0.5 | 0.5 | 0.5 | 0.5 | 0.5 | 0.5 | 0.5 | 0.5 | 0.5 | 0.5 | 0.5 | 0.5 | 0.5 | 0.5 | 0.5 | 0.5 | 0.5 | 0.5 | 0.5 | 0.5 | 0.5 | 0.5 | 0.5 | 0.5 | caiso-deliverability | Midway_Q2005_offpeak | <= | 837.1348 | 837.1348 | 837.1348 | 837.1348 | 837.1348 | 837.1348 | 837.1348 | 837.1348 | 837.1348 | 837.1348 | 837.1348 | 837.1348 | 837.1348 | 837.1348 | 837.1348 | 837.1348 | 837.1348 | 837.1348 | 837.1348 | 837.1348 | 837.1348 | 837.1348 | 837.1348 | 837.1348 | 837.1348 | 837.1348 | 837.1348 | 837.1348 | 837.1348 | 837.1348 | 837.1348
Northern_California_Flow_Battery_179 | caiso-deliverability | Bell_Placer_SSN | Reliability_Capacity_In_Model_Year | System RA | Northern_California_Flow_Battery_179 | 0.5 | 0.5 | 0.5 | 0.5 | 0.5 | 0.5 | 0.5 | 0.5 | 0.5 | 0.5 | 0.5 | 0.5 | 0.5 | 0.5 | 0.5 | 0.5 | 0.5 | 0.5 | 0.5 | 0.5 | 0.5 | 0.5 | 0.5 | 0.5 | 0.5 | 0.5 | 0.5 | 0.5 | 0.5 | 0.5 | 0.5 | caiso-deliverability | Midway_Q2005_SSN | <= | 271.7537 | 271.7537 | 271.7537 | 271.7537 | 271.7537 | 271.7537 | 271.7537 | 271.7537 | 271.7537 | 271.7537 | 271.7537 | 271.7537 | 271.7537 | 271.7537 | 271.7537 | 271.7537 | 271.7537 | 271.7537 | 271.7537 | 271.7537 | 271.7537 | 271.7537 | 271.7537 | 271.7537 | 271.7537 | 271.7537 | 271.7537 | 271.7537 | 271.7537 | 271.7537 | 271.7537
Northern_California_Li_Battery_4hr_100 | caiso-deliverability | Bell_Placer_SSN | Reliability_Capacity_In_Model_Year | System RA | Northern_California_Li_Battery_4hr_100 | 0.5 | 0.5 | 0.5 | 0.5 | 0.5 | 0.5 | 0.5 | 0.5 | 0.5 | 0.5 | 0.5 | 0.5 | 0.5 | 0.5 | 0.5 | 0.5 | 0.5 | 0.5 | 0.5 | 0.5 | 0.5 | 0.5 | 0.5 | 0.5 | 0.5 | 0.5 | 0.5 | 0.5 | 0.5 | 0.5 | 0.5 | caiso-deliverability | Midway_Q2011_HSN | <= | 412 | 412 | 412 | 412 | 412 | 412 | 412 | 412 | 412 | 412 | 412 | 412 | 412 | 412 | 412 | 412 | 412 | 412 | 412 | 412 | 412 | 412 | 412 | 412 | 412 | 412 | 412 | 412 | 412 | 412 | 412
Tehachapi_Li_Battery_4hr_125 | caiso-deliverability | Bell_Placer_SSN | Reliability_Capacity_In_Model_Year | System RA | Tehachapi_Li_Battery_4hr_125 | 0.5 | 0.5 | 0.5 | 0.5 | 0.5 | 0.5 | 0.5 | 0.5 | 0.5 | 0.5 | 0.5 | 0.5 | 0.5 | 0.5 | 0.5 | 0.5 | 0.5 | 0.5 | 0.5 | 0.5 | 0.5 | 0.5 | 0.5 | 0.5 | 0.5 | 0.5 | 0.5 | 0.5 | 0.5 | 0.5 | 0.5 | caiso-deliverability | Midway_Q2011_offpeak | <= | 375 | 375 | 375 | 375 | 375 | 375 | 375 | 375 | 375 | 375 | 375 | 375 | 375 | 375 | 375 | 375 | 375 | 375 | 375 | 375 | 375 | 375 | 375 | 375 | 375 | 375 | 375 | 375 | 375 | 375 | 375
Northern_California_Li_Battery_4hr_157 | caiso-deliverability | Bell_Placer_SSN | Reliability_Capacity_In_Model_Year | System RA | Northern_California_Li_Battery_4hr_157 | 0.5 | 0.5 | 0.5 | 0.5 | 0.5 | 0.5 | 0.5 | 0.5 | 0.5 | 0.5 | 0.5 | 0.5 | 0.5 | 0.5 | 0.5 | 0.5 | 0.5 | 0.5 | 0.5 | 0.5 | 0.5 | 0.5 | 0.5 | 0.5 | 0.5 | 0.5 | 0.5 | 0.5 | 0.5 | 0.5 | 0.5 | caiso-deliverability | Midway_Q2011_SSN | <= | 374.4 | 374.4 | 374.4 | 374.4 | 374.4 | 374.4 | 374.4 | 374.4 | 374.4 | 374.4 | 374.4 | 374.4 | 374.4 | 374.4 | 374.4 | 374.4 | 374.4 | 374.4 | 374.4 | 374.4 | 374.4 | 374.4 | 374.4 | 374.4 | 374.4 | 374.4 | 374.4 | 374.4 | 374.4 | 374.4 | 374.4
Northern_California_Li_Battery_4hr_172 | caiso-deliverability | Bell_Placer_SSN | Reliability_Capacity_In_Model_Year | System RA | Northern_California_Li_Battery_4hr_172 | 0.5 | 0.5 | 0.5 | 0.5 | 0.5 | 0.5 | 0.5 | 0.5 | 0.5 | 0.5 | 0.5 | 0.5 | 0.5 | 0.5 | 0.5 | 0.5 | 0.5 | 0.5 | 0.5 | 0.5 | 0.5 | 0.5 | 0.5 | 0.5 | 0.5 | 0.5 | 0.5 | 0.5 | 0.5 | 0.5 | 0.5 | caiso-deliverability | Midway_Taft_HSN | <= | 263 | 263 | 263 | 263 | 263 | 263 | 263 | 263 | 263 | 263 | 263 | 263 | 263 | 263 | 263 | 263 | 263 | 263 | 263 | 263 | 263 | 263 | 263 | 263 | 263 | 263 | 263 | 263 | 263 | 263 | 263
Northern_California_Li_Battery_4hr_178 | caiso-deliverability | Bell_Placer_SSN | Reliability_Capacity_In_Model_Year | System RA | Northern_California_Li_Battery_4hr_178 | 0.5 | 0.5 | 0.5 | 0.5 | 0.5 | 0.5 | 0.5 | 0.5 | 0.5 | 0.5 | 0.5 | 0.5 | 0.5 | 0.5 | 0.5 | 0.5 | 0.5 | 0.5 | 0.5 | 0.5 | 0.5 | 0.5 | 0.5 | 0.5 | 0.5 | 0.5 | 0.5 | 0.5 | 0.5 | 0.5 | 0.5 | caiso-deliverability | Midway_Taft_offpeak | <= | 263 | 263 | 263 | 263 | 263 | 263 | 263 | 263 | 263 | 263 | 263 | 263 | 263 | 263 | 263 | 263 | 263 | 263 | 263 | 263 | 263 | 263 | 263 | 263 | 263 | 263 | 263 | 263 | 263 | 263 | 263
Northern_California_Li_Battery_4hr_179 | caiso-deliverability | Bell_Placer_SSN | Reliability_Capacity_In_Model_Year | System RA | Northern_California_Li_Battery_4hr_179 | 0.5 | 0.5 | 0.5 | 0.5 | 0.5 | 0.5 | 0.5 | 0.5 | 0.5 | 0.5 | 0.5 | 0.5 | 0.5 | 0.5 | 0.5 | 0.5 | 0.5 | 0.5 | 0.5 | 0.5 | 0.5 | 0.5 | 0.5 | 0.5 | 0.5 | 0.5 | 0.5 | 0.5 | 0.5 | 0.5 | 0.5 | caiso-deliverability | Midway_Taft_SSN | <= | 263 | 263 | 263 | 263 | 263 | 263 | 263 | 263 | 263 | 263 | 263 | 263 | 263 | 263 | 263 | 263 | 263 | 263 | 263 | 263 | 263 | 263 | 263 | 263 | 263 | 263 | 263 | 263 | 263 | 263 | 263
Northern_California_Li_Battery_8hr_100 | caiso-deliverability | Bell_Placer_SSN | Reliability_Capacity_In_Model_Year | System RA | Northern_California_Li_Battery_8hr_100 | 0.5 | 0.5 | 0.5 | 0.5 | 0.5 | 0.5 | 0.5 | 0.5 | 0.5 | 0.5 | 0.5 | 0.5 | 0.5 | 0.5 | 0.5 | 0.5 | 0.5 | 0.5 | 0.5 | 0.5 | 0.5 | 0.5 | 0.5 | 0.5 | 0.5 | 0.5 | 0.5 | 0.5 | 0.5 | 0.5 | 0.5 | caiso-deliverability | Midway_TB_3_HSN | <= | 1179.86 | 1179.86 | 1179.86 | 1179.86 | 1179.86 | 1179.86 | 1179.86 | 1179.86 | 1179.86 | 1179.86 | 1179.86 | 1179.86 | 1179.86 | 1179.86 | 1179.86 | 1179.86 | 1179.86 | 1179.86 | 1179.86 | 1179.86 | 1179.86 | 1179.86 | 1179.86 | 1179.86 | 1179.86 | 1179.86 | 1179.86 | 1179.86 | 1179.86 | 1179.86 | 1179.86
Tehachapi_Li_Battery_8hr_125 | caiso-deliverability | Bell_Placer_SSN | Reliability_Capacity_In_Model_Year | System RA | Tehachapi_Li_Battery_8hr_125 | 0.5 | 0.5 | 0.5 | 0.5 | 0.5 | 0.5 | 0.5 | 0.5 | 0.5 | 0.5 | 0.5 | 0.5 | 0.5 | 0.5 | 0.5 | 0.5 | 0.5 | 0.5 | 0.5 | 0.5 | 0.5 | 0.5 | 0.5 | 0.5 | 0.5 | 0.5 | 0.5 | 0.5 | 0.5 | 0.5 | 0.5 | caiso-deliverability | Midway_TB_3_offpeak | <= | 1090.86 | 1090.86 | 1090.86 | 1090.86 | 1090.86 | 1090.86 | 1090.86 | 1090.86 | 1090.86 | 1090.86 | 1090.86 | 1090.86 | 1090.86 | 1090.86 | 1090.86 | 1090.86 | 1090.86 | 1090.86 | 1090.86 | 1090.86 | 1090.86 | 1090.86 | 1090.86 | 1090.86 | 1090.86 | 1090.86 | 1090.86 | 1090.86 | 1090.86 | 1090.86 | 1090.86
Northern_California_Li_Battery_8hr_157 | caiso-deliverability | Bell_Placer_SSN | Reliability_Capacity_In_Model_Year | System RA | Northern_California_Li_Battery_8hr_157 | 0.5 | 0.5 | 0.5 | 0.5 | 0.5 | 0.5 | 0.5 | 0.5 | 0.5 | 0.5 | 0.5 | 0.5 | 0.5 | 0.5 | 0.5 | 0.5 | 0.5 | 0.5 | 0.5 | 0.5 | 0.5 | 0.5 | 0.5 | 0.5 | 0.5 | 0.5 | 0.5 | 0.5 | 0.5 | 0.5 | 0.5 | caiso-deliverability | Midway_TB_3_SSN | <= | 1297.982 | 1297.982 | 1297.982 | 1297.982 | 1297.982 | 1297.982 | 1297.982 | 1297.982 | 1297.982 | 1297.982 | 1297.982 | 1297.982 | 1297.982 | 1297.982 | 1297.982 | 1297.982 | 1297.982 | 1297.982 | 1297.982 | 1297.982 | 1297.982 | 1297.982 | 1297.982 | 1297.982 | 1297.982 | 1297.982 | 1297.982 | 1297.982 | 1297.982 | 1297.982 | 1297.982
Northern_California_Li_Battery_8hr_172 | caiso-deliverability | Bell_Placer_SSN | Reliability_Capacity_In_Model_Year | System RA | Northern_California_Li_Battery_8hr_172 | 0.5 | 0.5 | 0.5 | 0.5 | 0.5 | 0.5 | 0.5 | 0.5 | 0.5 | 0.5 | 0.5 | 0.5 | 0.5 | 0.5 | 0.5 | 0.5 | 0.5 | 0.5 | 0.5 | 0.5 | 0.5 | 0.5 | 0.5 | 0.5 | 0.5 | 0.5 | 0.5 | 0.5 | 0.5 | 0.5 | 0.5 | caiso-deliverability | Moorpark_Pardee_HSN | <= | 3680.1141 | 3680.1141 | 3680.1141 | 3680.1141 | 3680.1141 | 3680.1141 | 3680.1141 | 3680.1141 | 3680.1141 | 3680.1141 | 3680.1141 | 3680.1141 | 3680.1141 | 3680.1141 | 3680.1141 | 3680.1141 | 3680.1141 | 3680.1141 | 3680.1141 | 3680.1141 | 3680.1141 | 3680.1141 | 3680.1141 | 3680.1141 | 3680.1141 | 3680.1141 | 3680.1141 | 3680.1141 | 3680.1141 | 3680.1141 | 3680.1141
Northern_California_Li_Battery_8hr_178 | caiso-deliverability | Bell_Placer_SSN | Reliability_Capacity_In_Model_Year | System RA | Northern_California_Li_Battery_8hr_178 | 0.5 | 0.5 | 0.5 | 0.5 | 0.5 | 0.5 | 0.5 | 0.5 | 0.5 | 0.5 | 0.5 | 0.5 | 0.5 | 0.5 | 0.5 | 0.5 | 0.5 | 0.5 | 0.5 | 0.5 | 0.5 | 0.5 | 0.5 | 0.5 | 0.5 | 0.5 | 0.5 | 0.5 | 0.5 | 0.5 | 0.5 | caiso-deliverability | Moorpark_Pardee_offpeak | <= | 3900.1141 | 3900.1141 | 3900.1141 | 3900.1141 | 3900.1141 | 3900.1141 | 3900.1141 | 3900.1141 | 3900.1141 | 3900.1141 | 3900.1141 | 3900.1141 | 3900.1141 | 3900.1141 | 3900.1141 | 3900.1141 | 3900.1141 | 3900.1141 | 3900.1141 | 3900.1141 | 3900.1141 | 3900.1141 | 3900.1141 | 3900.1141 | 3900.1141 | 3900.1141 | 3900.1141 | 3900.1141 | 3900.1141 | 3900.1141 | 3900.1141
Northern_California_Li_Battery_8hr_179 | caiso-deliverability | Bell_Placer_SSN | Reliability_Capacity_In_Model_Year | System RA | Northern_California_Li_Battery_8hr_179 | 0.5 | 0.5 | 0.5 | 0.5 | 0.5 | 0.5 | 0.5 | 0.5 | 0.5 | 0.5 | 0.5 | 0.5 | 0.5 | 0.5 | 0.5 | 0.5 | 0.5 | 0.5 | 0.5 | 0.5 | 0.5 | 0.5 | 0.5 | 0.5 | 0.5 | 0.5 | 0.5 | 0.5 | 0.5 | 0.5 | 0.5 | caiso-deliverability | Moorpark_Pardee_SSN | <= | 3735.1141 | 3735.1141 | 3735.1141 | 3735.1141 | 3735.1141 | 3735.1141 | 3735.1141 | 3735.1141 | 3735.1141 | 3735.1141 | 3735.1141 | 3735.1141 | 3735.1141 | 3735.1141 | 3735.1141 | 3735.1141 | 3735.1141 | 3735.1141 | 3735.1141 | 3735.1141 | 3735.1141 | 3735.1141 | 3735.1141 | 3735.1141 | 3735.1141 | 3735.1141 | 3735.1141 | 3735.1141 | 3735.1141 | 3735.1141 | 3735.1141
Central_Valley_North_Los_Banos_Wind_125 | caiso-deliverability | Bell_Placer_SSN | Reliability_Capacity_In_Model_Year | System RA | Central_Valley_North_Los_Banos_Wind_125 | 0.163 | 0.163 | 0.163 | 0.163 | 0.163 | 0.163 | 0.163 | 0.163 | 0.163 | 0.163 | 0.163 | 0.163 | 0.163 | 0.163 | 0.163 | 0.163 | 0.163 | 0.163 | 0.163 | 0.163 | 0.163 | 0.163 | 0.163 | 0.163 | 0.163 | 0.163 | 0.163 | 0.163 | 0.163 | 0.163 | 0.163 | caiso-deliverability | Morganhill_Metcalf_HSN | <= | 0 | 0 | 0 | 0 | 0 | 0 | 0 | 0 | 0 | 0 | 0 | 0 | 0 | 0 | 0 | 0 | 0 | 0 | 0 | 0 | 0 | 0 | 0 | 0 | 0 | 0 | 0 | 0 | 0 | 0 | 0
Northern_California_Geothermal_100 | caiso-deliverability | Bell_Placer_SSN | Reliability_Capacity_In_Model_Year | System RA | Northern_California_Geothermal_100 | 1 | 1 | 1 | 1 | 1 | 1 | 1 | 1 | 1 | 1 | 1 | 1 | 1 | 1 | 1 | 1 | 1 | 1 | 1 | 1 | 1 | 1 | 1 | 1 | 1 | 1 | 1 | 1 | 1 | 1 | 1 | caiso-deliverability | Morganhill_Metcalf_offpeak | <= | 911.9 | 911.9 | 911.9 | 911.9 | 911.9 | 911.9 | 911.9 | 911.9 | 911.9 | 911.9 | 911.9 | 911.9 | 911.9 | 911.9 | 911.9 | 911.9 | 911.9 | 911.9 | 911.9 | 911.9 | 911.9 | 911.9 | 911.9 | 911.9 | 911.9 | 911.9 | 911.9 | 911.9 | 911.9 | 911.9 | 911.9
Northern_California_Solar_100 | caiso-deliverability | Bell_Placer_SSN | Reliability_Capacity_In_Model_Year | System RA | Northern_California_Solar_100 | 0.556 | 0.556 | 0.556 | 0.556 | 0.556 | 0.556 | 0.556 | 0.556 | 0.556 | 0.556 | 0.556 | 0.556 | 0.556 | 0.556 | 0.556 | 0.556 | 0.556 | 0.556 | 0.556 | 0.556 | 0.556 | 0.556 | 0.556 | 0.556 | 0.556 | 0.556 | 0.556 | 0.556 | 0.556 | 0.556 | 0.556 | caiso-deliverability | Morganhill_Metcalf_SSN | <= | 0.65 | 0.65 | 0.65 | 0.65 | 0.65 | 0.65 | 0.65 | 0.65 | 0.65 | 0.65 | 0.65 | 0.65 | 0.65 | 0.65 | 0.65 | 0.65 | 0.65 | 0.65 | 0.65 | 0.65 | 0.65 | 0.65 | 0.65 | 0.65 | 0.65 | 0.65 | 0.65 | 0.65 | 0.65 | 0.65 | 0.65
Northern_California_Solar_157 | caiso-deliverability | Bell_Placer_SSN | Reliability_Capacity_In_Model_Year | System RA | Northern_California_Solar_157 | 0.556 | 0.556 | 0.556 | 0.556 | 0.556 | 0.556 | 0.556 | 0.556 | 0.556 | 0.556 | 0.556 | 0.556 | 0.556 | 0.556 | 0.556 | 0.556 | 0.556 | 0.556 | 0.556 | 0.556 | 0.556 | 0.556 | 0.556 | 0.556 | 0.556 | 0.556 | 0.556 | 0.556 | 0.556 | 0.556 | 0.556 | caiso-deliverability | Morro_Bay_Offshore_500_HSN | <= | 0 | 0 | 0 | 0 | 0 | 0 | 0 | 0 | 0 | 0 | 0 | 0 | 0 | 0 | 0 | 0 | 0 | 0 | 0 | 0 | 0 | 0 | 0 | 0 | 0 | 0 | 0 | 0 | 0 | 0 | 0
Northern_California_Solar_172 | caiso-deliverability | Bell_Placer_SSN | Reliability_Capacity_In_Model_Year | System RA | Northern_California_Solar_172 | 0.556 | 0.556 | 0.556 | 0.556 | 0.556 | 0.556 | 0.556 | 0.556 | 0.556 | 0.556 | 0.556 | 0.556 | 0.556 | 0.556 | 0.556 | 0.556 | 0.556 | 0.556 | 0.556 | 0.556 | 0.556 | 0.556 | 0.556 | 0.556 | 0.556 | 0.556 | 0.556 | 0.556 | 0.556 | 0.556 | 0.556 | caiso-deliverability | Morro_Bay_Offshore_500_offpeak | <= | 0 | 0 | 0 | 0 | 0 | 0 | 0 | 0 | 0 | 0 | 0 | 0 | 0 | 0 | 0 | 0 | 0 | 0 | 0 | 0 | 0 | 0 | 0 | 0 | 0 | 0 | 0 | 0 | 0 | 0 | 0
Northern_California_Solar_178 | caiso-deliverability | Bell_Placer_SSN | Reliability_Capacity_In_Model_Year | System RA | Northern_California_Solar_178 | 0.556 | 0.556 | 0.556 | 0.556 | 0.556 | 0.556 | 0.556 | 0.556 | 0.556 | 0.556 | 0.556 | 0.556 | 0.556 | 0.556 | 0.556 | 0.556 | 0.556 | 0.556 | 0.556 | 0.556 | 0.556 | 0.556 | 0.556 | 0.556 | 0.556 | 0.556 | 0.556 | 0.556 | 0.556 | 0.556 | 0.556 | caiso-deliverability | Morro_Bay_Offshore_500_SSN | <= | 0 | 0 | 0 | 0 | 0 | 0 | 0 | 0 | 0 | 0 | 0 | 0 | 0 | 0 | 0 | 0 | 0 | 0 | 0 | 0 | 0 | 0 | 0 | 0 | 0 | 0 | 0 | 0 | 0 | 0 | 0
Northern_California_Solar_179 | caiso-deliverability | Bell_Placer_SSN | Reliability_Capacity_In_Model_Year | System RA | Northern_California_Solar_179 | 0.556 | 0.556 | 0.556 | 0.556 | 0.556 | 0.556 | 0.556 | 0.556 | 0.556 | 0.556 | 0.556 | 0.556 | 0.556 | 0.556 | 0.556 | 0.556 | 0.556 | 0.556 | 0.556 | 0.556 | 0.556 | 0.556 | 0.556 | 0.556 | 0.556 | 0.556 | 0.556 | 0.556 | 0.556 | 0.556 | 0.556 | caiso-deliverability | Moss_Landing_Las_Aguillas_HSN | <= | 2047.5 | 2047.5 | 2047.5 | 2047.5 | 2047.5 | 2047.5 | 2047.5 | 2047.5 | 2047.5 | 2047.5 | 2047.5 | 2047.5 | 2047.5 | 2047.5 | 2047.5 | 2047.5 | 2047.5 | 2047.5 | 2047.5 | 2047.5 | 2047.5 | 2047.5 | 2047.5 | 2047.5 | 2047.5 | 2047.5 | 2047.5 | 2047.5 | 2047.5 | 2047.5 | 2047.5
Tehachapi_Solar_125 | caiso-deliverability | Bell_Placer_SSN | Reliability_Capacity_In_Model_Year | System RA | Tehachapi_Solar_125 | 0.427 | 0.427 | 0.427 | 0.427 | 0.427 | 0.427 | 0.427 | 0.427 | 0.427 | 0.427 | 0.427 | 0.427 | 0.427 | 0.427 | 0.427 | 0.427 | 0.427 | 0.427 | 0.427 | 0.427 | 0.427 | 0.427 | 0.427 | 0.427 | 0.427 | 0.427 | 0.427 | 0.427 | 0.427 | 0.427 | 0.427 | caiso-deliverability | Moss_Landing_Las_Aguillas_offpeak | <= | 0 | 0 | 0 | 0 | 0 | 0 | 0 | 0 | 0 | 0 | 0 | 0 | 0 | 0 | 0 | 0 | 0 | 0 | 0 | 0 | 0 | 0 | 0 | 0 | 0 | 0 | 0 | 0 | 0 | 0 | 0
Bell_Placer_group | caiso-deliverability | Bell_Placer_SSN | Operational_New_Capacity_MW | Bell_Placer_group |  | -1 | -1 | -1 | -1 | -1 | -1 | -1 | -1 | -1 | -1 | -1 | -1 | -1 | -1 | -1 | -1 | -1 | -1 | -1 | -1 | -1 | -1 | -1 | -1 | -1 | -1 | -1 | -1 | -1 | -1 | -1 | caiso-deliverability | Moss_Landing_Las_Aguillas_SSN | <= | 2060.55 | 2060.55 | 2060.55 | 2060.55 | 2060.55 | 2060.55 | 2060.55 | 2060.55 | 2060.55 | 2060.55 | 2060.55 | 2060.55 | 2060.55 | 2060.55 | 2060.55 | 2060.55 | 2060.55 | 2060.55 | 2060.55 | 2060.55 | 2060.55 | 2060.55 | 2060.55 | 2060.55 | 2060.55 | 2060.55 | 2060.55 | 2060.55 | 2060.55 | 2060.55 | 2060.55
Northern_California_Flow_Battery_25 | caiso-deliverability | Bellota_Weber_HSN | Reliability_Capacity_In_Model_Year | System RA | Northern_California_Flow_Battery_25 | 1 | 1 | 1 | 1 | 1 | 1 | 1 | 1 | 1 | 1 | 1 | 1 | 1 | 1 | 1 | 1 | 1 | 1 | 1 | 1 | 1 | 1 | 1 | 1 | 1 | 1 | 1 | 1 | 1 | 1 | 1 | caiso-deliverability | Mustang_Henrietta_HSN | <= | 7269.5572 | 7269.5572 | 7269.5572 | 7269.5572 | 7269.5572 | 7269.5572 | 7269.5572 | 7269.5572 | 7269.5572 | 7269.5572 | 7269.5572 | 8409.5572 | 9549.5572 | 9549.5572 | 9549.5572 | 9549.5572 | 9549.5572 | 9549.5572 | 9549.5572 | 9549.5572 | 9549.5572 | 9549.5572 | 9549.5572 | 9549.5572 | 9549.5572 | 9549.5572 | 9549.5572 | 9549.5572 | 9549.5572 | 9549.5572 | 9549.5572
Northern_California_Flow_Battery_31 | caiso-deliverability | Bellota_Weber_HSN | Reliability_Capacity_In_Model_Year | System RA | Northern_California_Flow_Battery_31 | 1 | 1 | 1 | 1 | 1 | 1 | 1 | 1 | 1 | 1 | 1 | 1 | 1 | 1 | 1 | 1 | 1 | 1 | 1 | 1 | 1 | 1 | 1 | 1 | 1 | 1 | 1 | 1 | 1 | 1 | 1 | caiso-deliverability | Mustang_Henrietta_offpeak | <= | 8454.94 | 8454.94 | 8454.94 | 8454.94 | 8454.94 | 8454.94 | 8454.94 | 8454.94 | 8454.94 | 8454.94 | 8454.94 | 9594.94 | 10734.94 | 10734.94 | 10734.94 | 10734.94 | 10734.94 | 10734.94 | 10734.94 | 10734.94 | 10734.94 | 10734.94 | 10734.94 | 10734.94 | 10734.94 | 10734.94 | 10734.94 | 10734.94 | 10734.94 | 10734.94 | 10734.94
Northern_California_Flow_Battery_80 | caiso-deliverability | Bellota_Weber_HSN | Reliability_Capacity_In_Model_Year | System RA | Northern_California_Flow_Battery_80 | 1 | 1 | 1 | 1 | 1 | 1 | 1 | 1 | 1 | 1 | 1 | 1 | 1 | 1 | 1 | 1 | 1 | 1 | 1 | 1 | 1 | 1 | 1 | 1 | 1 | 1 | 1 | 1 | 1 | 1 | 1 | caiso-deliverability | Mustang_Henrietta_SSN | <= | 7609.7897 | 7609.7897 | 7609.7897 | 7609.7897 | 7609.7897 | 7609.7897 | 7609.7897 | 7609.7897 | 7609.7897 | 7609.7897 | 7609.7897 | 8749.7897 | 9889.7897 | 9889.7897 | 9889.7897 | 9889.7897 | 9889.7897 | 9889.7897 | 9889.7897 | 9889.7897 | 9889.7897 | 9889.7897 | 9889.7897 | 9889.7897 | 9889.7897 | 9889.7897 | 9889.7897 | 9889.7897 | 9889.7897 | 9889.7897 | 9889.7897
Northern_California_Flow_Battery_85 | caiso-deliverability | Bellota_Weber_HSN | Reliability_Capacity_In_Model_Year | System RA | Northern_California_Flow_Battery_85 | 1 | 1 | 1 | 1 | 1 | 1 | 1 | 1 | 1 | 1 | 1 | 1 | 1 | 1 | 1 | 1 | 1 | 1 | 1 | 1 | 1 | 1 | 1 | 1 | 1 | 1 | 1 | 1 | 1 | 1 | 1 | caiso-deliverability | Newark_Los_Esteros_HSN | <= | 4219.5 | 4219.5 | 4219.5 | 4219.5 | 4219.5 | 4219.5 | 4219.5 | 4219.5 | 4219.5 | 4219.5 | 4219.5 | 4219.5 | 4219.5 | 4219.5 | 4219.5 | 4219.5 | 4219.5 | 4219.5 | 4219.5 | 4219.5 | 4219.5 | 4219.5 | 4219.5 | 4219.5 | 4219.5 | 4219.5 | 4219.5 | 4219.5 | 4219.5 | 4219.5 | 4219.5
Northern_California_Flow_Battery_92 | caiso-deliverability | Bellota_Weber_HSN | Reliability_Capacity_In_Model_Year | System RA | Northern_California_Flow_Battery_92 | 1 | 1 | 1 | 1 | 1 | 1 | 1 | 1 | 1 | 1 | 1 | 1 | 1 | 1 | 1 | 1 | 1 | 1 | 1 | 1 | 1 | 1 | 1 | 1 | 1 | 1 | 1 | 1 | 1 | 1 | 1 | caiso-deliverability | Newark_Los_Esteros_offpeak | <= | 5296.5 | 5296.5 | 5296.5 | 5296.5 | 5296.5 | 5296.5 | 5296.5 | 5296.5 | 5296.5 | 5296.5 | 5296.5 | 5296.5 | 5296.5 | 5296.5 | 5296.5 | 5296.5 | 5296.5 | 5296.5 | 5296.5 | 5296.5 | 5296.5 | 5296.5 | 5296.5 | 5296.5 | 5296.5 | 5296.5 | 5296.5 | 5296.5 | 5296.5 | 5296.5 | 5296.5
Southern_PGAE_Flow_Battery_111 | caiso-deliverability | Bellota_Weber_HSN | Reliability_Capacity_In_Model_Year | System RA | Southern_PGAE_Flow_Battery_111 | 1 | 1 | 1 | 1 | 1 | 1 | 1 | 1 | 1 | 1 | 1 | 1 | 1 | 1 | 1 | 1 | 1 | 1 | 1 | 1 | 1 | 1 | 1 | 1 | 1 | 1 | 1 | 1 | 1 | 1 | 1 | caiso-deliverability | Newark_Los_Esteros_SSN | <= | 4488.75 | 4488.75 | 4488.75 | 4488.75 | 4488.75 | 4488.75 | 4488.75 | 4488.75 | 4488.75 | 4488.75 | 4488.75 | 4488.75 | 4488.75 | 4488.75 | 4488.75 | 4488.75 | 4488.75 | 4488.75 | 4488.75 | 4488.75 | 4488.75 | 4488.75 | 4488.75 | 4488.75 | 4488.75 | 4488.75 | 4488.75 | 4488.75 | 4488.75 | 4488.75 | 4488.75
Northern_California_Flow_Battery_114 | caiso-deliverability | Bellota_Weber_HSN | Reliability_Capacity_In_Model_Year | System RA | Northern_California_Flow_Battery_114 | 1 | 1 | 1 | 1 | 1 | 1 | 1 | 1 | 1 | 1 | 1 | 1 | 1 | 1 | 1 | 1 | 1 | 1 | 1 | 1 | 1 | 1 | 1 | 1 | 1 | 1 | 1 | 1 | 1 | 1 | 1 | caiso-deliverability | Newark_Newark_Dist_HSN | <= | 3800.7 | 3800.7 | 3800.7 | 3800.7 | 3800.7 | 3800.7 | 3800.7 | 3800.7 | 3800.7 | 3800.7 | 3800.7 | 3800.7 | 3800.7 | 3800.7 | 3800.7 | 3800.7 | 3800.7 | 3800.7 | 3800.7 | 3800.7 | 3800.7 | 3800.7 | 3800.7 | 3800.7 | 3800.7 | 3800.7 | 3800.7 | 3800.7 | 3800.7 | 3800.7 | 3800.7
Northern_California_Flow_Battery_122 | caiso-deliverability | Bellota_Weber_HSN | Reliability_Capacity_In_Model_Year | System RA | Northern_California_Flow_Battery_122 | 1 | 1 | 1 | 1 | 1 | 1 | 1 | 1 | 1 | 1 | 1 | 1 | 1 | 1 | 1 | 1 | 1 | 1 | 1 | 1 | 1 | 1 | 1 | 1 | 1 | 1 | 1 | 1 | 1 | 1 | 1 | caiso-deliverability | Newark_Newark_Dist_offpeak | <= | 3797.8 | 3797.8 | 3797.8 | 3797.8 | 3797.8 | 3797.8 | 3797.8 | 3797.8 | 3797.8 | 3797.8 | 3797.8 | 3797.8 | 3797.8 | 3797.8 | 3797.8 | 3797.8 | 3797.8 | 3797.8 | 3797.8 | 3797.8 | 3797.8 | 3797.8 | 3797.8 | 3797.8 | 3797.8 | 3797.8 | 3797.8 | 3797.8 | 3797.8 | 3797.8 | 3797.8
Northern_California_Flow_Battery_135 | caiso-deliverability | Bellota_Weber_HSN | Reliability_Capacity_In_Model_Year | System RA | Northern_California_Flow_Battery_135 | 1 | 1 | 1 | 1 | 1 | 1 | 1 | 1 | 1 | 1 | 1 | 1 | 1 | 1 | 1 | 1 | 1 | 1 | 1 | 1 | 1 | 1 | 1 | 1 | 1 | 1 | 1 | 1 | 1 | 1 | 1 | caiso-deliverability | Newark_Newark_Dist_SSN | <= | 3798.42 | 3798.42 | 3798.42 | 3798.42 | 3798.42 | 3798.42 | 3798.42 | 3798.42 | 3798.42 | 3798.42 | 3798.42 | 3798.42 | 3798.42 | 3798.42 | 3798.42 | 3798.42 | 3798.42 | 3798.42 | 3798.42 | 3798.42 | 3798.42 | 3798.42 | 3798.42 | 3798.42 | 3798.42 | 3798.42 | 3798.42 | 3798.42 | 3798.42 | 3798.42 | 3798.42
Northern_California_Flow_Battery_138 | caiso-deliverability | Bellota_Weber_HSN | Reliability_Capacity_In_Model_Year | System RA | Northern_California_Flow_Battery_138 | 1 | 1 | 1 | 1 | 1 | 1 | 1 | 1 | 1 | 1 | 1 | 1 | 1 | 1 | 1 | 1 | 1 | 1 | 1 | 1 | 1 | 1 | 1 | 1 | 1 | 1 | 1 | 1 | 1 | 1 | 1 | caiso-deliverability | North_Magunden_HSN | <= | 1201.0852 | 1201.0852 | 1201.0852 | 1201.0852 | 1201.0852 | 1201.0852 | 1201.0852 | 1201.0852 | 1201.0852 | 1201.0852 | 1201.0852 | 1201.0852 | 1201.0852 | 1201.0852 | 1201.0852 | 1201.0852 | 1201.0852 | 1201.0852 | 1201.0852 | 1201.0852 | 1201.0852 | 1201.0852 | 1201.0852 | 1201.0852 | 1201.0852 | 1201.0852 | 1201.0852 | 1201.0852 | 1201.0852 | 1201.0852 | 1201.0852
Southern_PGAE_Flow_Battery_139 | caiso-deliverability | Bellota_Weber_HSN | Reliability_Capacity_In_Model_Year | System RA | Southern_PGAE_Flow_Battery_139 | 1 | 1 | 1 | 1 | 1 | 1 | 1 | 1 | 1 | 1 | 1 | 1 | 1 | 1 | 1 | 1 | 1 | 1 | 1 | 1 | 1 | 1 | 1 | 1 | 1 | 1 | 1 | 1 | 1 | 1 | 1 | caiso-deliverability | North_Magunden_offpeak | <= | 1293.034 | 1293.034 | 1293.034 | 1293.034 | 1293.034 | 1293.034 | 1293.034 | 1293.034 | 1293.034 | 1293.034 | 1293.034 | 1293.034 | 1293.034 | 1293.034 | 1293.034 | 1293.034 | 1293.034 | 1293.034 | 1293.034 | 1293.034 | 1293.034 | 1293.034 | 1293.034 | 1293.034 | 1293.034 | 1293.034 | 1293.034 | 1293.034 | 1293.034 | 1293.034 | 1293.034
Southern_PGAE_Flow_Battery_140 | caiso-deliverability | Bellota_Weber_HSN | Reliability_Capacity_In_Model_Year | System RA | Southern_PGAE_Flow_Battery_140 | 1 | 1 | 1 | 1 | 1 | 1 | 1 | 1 | 1 | 1 | 1 | 1 | 1 | 1 | 1 | 1 | 1 | 1 | 1 | 1 | 1 | 1 | 1 | 1 | 1 | 1 | 1 | 1 | 1 | 1 | 1 | caiso-deliverability | North_Magunden_SSN | <= | 1273.1734 | 1273.1734 | 1273.1734 | 1273.1734 | 1273.1734 | 1273.1734 | 1273.1734 | 1273.1734 | 1273.1734 | 1273.1734 | 1273.1734 | 1273.1734 | 1273.1734 | 1273.1734 | 1273.1734 | 1273.1734 | 1273.1734 | 1273.1734 | 1273.1734 | 1273.1734 | 1273.1734 | 1273.1734 | 1273.1734 | 1273.1734 | 1273.1734 | 1273.1734 | 1273.1734 | 1273.1734 | 1273.1734 | 1273.1734 | 1273.1734
Northern_California_Flow_Battery_141 | caiso-deliverability | Bellota_Weber_HSN | Reliability_Capacity_In_Model_Year | System RA | Northern_California_Flow_Battery_141 | 1 | 1 | 1 | 1 | 1 | 1 | 1 | 1 | 1 | 1 | 1 | 1 | 1 | 1 | 1 | 1 | 1 | 1 | 1 | 1 | 1 | 1 | 1 | 1 | 1 | 1 | 1 | 1 | 1 | 1 | 1 | caiso-deliverability | Oceano_Calendar_HSN | <= | 821.3 | 821.3 | 821.3 | 821.3 | 821.3 | 821.3 | 821.3 | 821.3 | 821.3 | 821.3 | 821.3 | 821.3 | 821.3 | 821.3 | 821.3 | 821.3 | 821.3 | 821.3 | 821.3 | 821.3 | 821.3 | 821.3 | 821.3 | 821.3 | 821.3 | 821.3 | 821.3 | 821.3 | 821.3 | 821.3 | 821.3
Northern_California_Flow_Battery_144 | caiso-deliverability | Bellota_Weber_HSN | Reliability_Capacity_In_Model_Year | System RA | Northern_California_Flow_Battery_144 | 1 | 1 | 1 | 1 | 1 | 1 | 1 | 1 | 1 | 1 | 1 | 1 | 1 | 1 | 1 | 1 | 1 | 1 | 1 | 1 | 1 | 1 | 1 | 1 | 1 | 1 | 1 | 1 | 1 | 1 | 1 | caiso-deliverability | Oceano_Calendar_offpeak | <= | 289.7 | 289.7 | 289.7 | 289.7 | 289.7 | 289.7 | 289.7 | 289.7 | 289.7 | 289.7 | 289.7 | 289.7 | 289.7 | 289.7 | 289.7 | 289.7 | 289.7 | 289.7 | 289.7 | 289.7 | 289.7 | 289.7 | 289.7 | 289.7 | 289.7 | 289.7 | 289.7 | 289.7 | 289.7 | 289.7 | 289.7
Southern_PGAE_Flow_Battery_151 | caiso-deliverability | Bellota_Weber_HSN | Reliability_Capacity_In_Model_Year | System RA | Southern_PGAE_Flow_Battery_151 | 1 | 1 | 1 | 1 | 1 | 1 | 1 | 1 | 1 | 1 | 1 | 1 | 1 | 1 | 1 | 1 | 1 | 1 | 1 | 1 | 1 | 1 | 1 | 1 | 1 | 1 | 1 | 1 | 1 | 1 | 1 | caiso-deliverability | Oceano_Calendar_SSN | <= | 879.15 | 879.15 | 879.15 | 879.15 | 879.15 | 879.15 | 879.15 | 879.15 | 879.15 | 879.15 | 879.15 | 879.15 | 879.15 | 879.15 | 879.15 | 879.15 | 879.15 | 879.15 | 879.15 | 879.15 | 879.15 | 879.15 | 879.15 | 879.15 | 879.15 | 879.15 | 879.15 | 879.15 | 879.15 | 879.15 | 879.15
Southern_PGAE_Flow_Battery_154 | caiso-deliverability | Bellota_Weber_HSN | Reliability_Capacity_In_Model_Year | System RA | Southern_PGAE_Flow_Battery_154 | 1 | 1 | 1 | 1 | 1 | 1 | 1 | 1 | 1 | 1 | 1 | 1 | 1 | 1 | 1 | 1 | 1 | 1 | 1 | 1 | 1 | 1 | 1 | 1 | 1 | 1 | 1 | 1 | 1 | 1 | 1 | caiso-deliverability | Oro Loma_El_Nido_HSN | <= | 1083 | 1083 | 1083 | 1083 | 1083 | 1083 | 1083 | 1083 | 1083 | 1083 | 1083 | 1083 | 1083 | 1083 | 1083 | 1083 | 1083 | 1083 | 1083 | 1083 | 1083 | 1083 | 1083 | 1083 | 1083 | 1083 | 1083 | 1083 | 1083 | 1083 | 1083
Northern_California_Flow_Battery_157 | caiso-deliverability | Bellota_Weber_HSN | Reliability_Capacity_In_Model_Year | System RA | Northern_California_Flow_Battery_157 | 1 | 1 | 1 | 1 | 1 | 1 | 1 | 1 | 1 | 1 | 1 | 1 | 1 | 1 | 1 | 1 | 1 | 1 | 1 | 1 | 1 | 1 | 1 | 1 | 1 | 1 | 1 | 1 | 1 | 1 | 1 | caiso-deliverability | Oro Loma_El_Nido_offpeak | <= | 392 | 392 | 392 | 392 | 392 | 392 | 392 | 392 | 392 | 392 | 392 | 392 | 392 | 392 | 392 | 392 | 392 | 392 | 392 | 392 | 392 | 392 | 392 | 392 | 392 | 392 | 392 | 392 | 392 | 392 | 392
Northern_California_Flow_Battery_159 | caiso-deliverability | Bellota_Weber_HSN | Reliability_Capacity_In_Model_Year | System RA | Northern_California_Flow_Battery_159 | 1 | 1 | 1 | 1 | 1 | 1 | 1 | 1 | 1 | 1 | 1 | 1 | 1 | 1 | 1 | 1 | 1 | 1 | 1 | 1 | 1 | 1 | 1 | 1 | 1 | 1 | 1 | 1 | 1 | 1 | 1 | caiso-deliverability | Oro Loma_El_Nido_SSN | <= | 1145.3 | 1145.3 | 1145.3 | 1145.3 | 1145.3 | 1145.3 | 1145.3 | 1145.3 | 1145.3 | 1145.3 | 1145.3 | 1145.3 | 1145.3 | 1145.3 | 1145.3 | 1145.3 | 1145.3 | 1145.3 | 1145.3 | 1145.3 | 1145.3 | 1145.3 | 1145.3 | 1145.3 | 1145.3 | 1145.3 | 1145.3 | 1145.3 | 1145.3 | 1145.3 | 1145.3
Southern_PGAE_Flow_Battery_161 | caiso-deliverability | Bellota_Weber_HSN | Reliability_Capacity_In_Model_Year | System RA | Southern_PGAE_Flow_Battery_161 | 1 | 1 | 1 | 1 | 1 | 1 | 1 | 1 | 1 | 1 | 1 | 1 | 1 | 1 | 1 | 1 | 1 | 1 | 1 | 1 | 1 | 1 | 1 | 1 | 1 | 1 | 1 | 1 | 1 | 1 | 1 | caiso-deliverability | Panoche_Los_Banos_HSN | <= | 48 | 48 | 48 | 48 | 48 | 48 | 48 | 48 | 48 | 48 | 48 | 48 | 48 | 48 | 48 | 48 | 48 | 48 | 48 | 48 | 48 | 48 | 48 | 48 | 48 | 48 | 48 | 48 | 48 | 48 | 48
Southern_PGAE_Flow_Battery_162 | caiso-deliverability | Bellota_Weber_HSN | Reliability_Capacity_In_Model_Year | System RA | Southern_PGAE_Flow_Battery_162 | 1 | 1 | 1 | 1 | 1 | 1 | 1 | 1 | 1 | 1 | 1 | 1 | 1 | 1 | 1 | 1 | 1 | 1 | 1 | 1 | 1 | 1 | 1 | 1 | 1 | 1 | 1 | 1 | 1 | 1 | 1 | caiso-deliverability | Panoche_Los_Banos_offpeak | <= | 3458 | 3458 | 3458 | 3458 | 3458 | 3458 | 3458 | 3458 | 3458 | 3458 | 3458 | 3458 | 3458 | 3458 | 3458 | 3458 | 3458 | 3458 | 3458 | 3458 | 3458 | 3458 | 3458 | 3458 | 3458 | 3458 | 3458 | 3458 | 3458 | 3458 | 3458
Southern_PGAE_Flow_Battery_163 | caiso-deliverability | Bellota_Weber_HSN | Reliability_Capacity_In_Model_Year | System RA | Southern_PGAE_Flow_Battery_163 | 1 | 1 | 1 | 1 | 1 | 1 | 1 | 1 | 1 | 1 | 1 | 1 | 1 | 1 | 1 | 1 | 1 | 1 | 1 | 1 | 1 | 1 | 1 | 1 | 1 | 1 | 1 | 1 | 1 | 1 | 1 | caiso-deliverability | Panoche_Los_Banos_SSN | <= | 25.8 | 25.8 | 25.8 | 25.8 | 25.8 | 25.8 | 25.8 | 25.8 | 25.8 | 25.8 | 25.8 | 25.8 | 25.8 | 25.8 | 25.8 | 25.8 | 25.8 | 25.8 | 25.8 | 25.8 | 25.8 | 25.8 | 25.8 | 25.8 | 25.8 | 25.8 | 25.8 | 25.8 | 25.8 | 25.8 | 25.8
Southern_PGAE_Flow_Battery_164 | caiso-deliverability | Bellota_Weber_HSN | Reliability_Capacity_In_Model_Year | System RA | Southern_PGAE_Flow_Battery_164 | 1 | 1 | 1 | 1 | 1 | 1 | 1 | 1 | 1 | 1 | 1 | 1 | 1 | 1 | 1 | 1 | 1 | 1 | 1 | 1 | 1 | 1 | 1 | 1 | 1 | 1 | 1 | 1 | 1 | 1 | 1 | caiso-deliverability | Panoche_Mendota_HSN | <= | 1646 | 1646 | 1646 | 1646 | 1646 | 1646 | 1646 | 1646 | 1646 | 1646 | 1646 | 1646 | 1646 | 1646 | 1646 | 1646 | 1646 | 1646 | 1646 | 1646 | 1646 | 1646 | 1646 | 1646 | 1646 | 1646 | 1646 | 1646 | 1646 | 1646 | 1646
Southern_PGAE_Flow_Battery_165 | caiso-deliverability | Bellota_Weber_HSN | Reliability_Capacity_In_Model_Year | System RA | Southern_PGAE_Flow_Battery_165 | 1 | 1 | 1 | 1 | 1 | 1 | 1 | 1 | 1 | 1 | 1 | 1 | 1 | 1 | 1 | 1 | 1 | 1 | 1 | 1 | 1 | 1 | 1 | 1 | 1 | 1 | 1 | 1 | 1 | 1 | 1 | caiso-deliverability | Panoche_Mendota_offpeak | <= | 0 | 0 | 0 | 0 | 0 | 0 | 0 | 0 | 0 | 0 | 0 | 0 | 0 | 0 | 0 | 0 | 0 | 0 | 0 | 0 | 0 | 0 | 0 | 0 | 0 | 0 | 0 | 0 | 0 | 0 | 0
Northern_California_Flow_Battery_166 | caiso-deliverability | Bellota_Weber_HSN | Reliability_Capacity_In_Model_Year | System RA | Northern_California_Flow_Battery_166 | 1 | 1 | 1 | 1 | 1 | 1 | 1 | 1 | 1 | 1 | 1 | 1 | 1 | 1 | 1 | 1 | 1 | 1 | 1 | 1 | 1 | 1 | 1 | 1 | 1 | 1 | 1 | 1 | 1 | 1 | 1 | caiso-deliverability | Panoche_Mendota_SSN | <= | 1620.8 | 1620.8 | 1620.8 | 1620.8 | 1620.8 | 1620.8 | 1620.8 | 1620.8 | 1620.8 | 1620.8 | 1620.8 | 1620.8 | 1620.8 | 1620.8 | 1620.8 | 1620.8 | 1620.8 | 1620.8 | 1620.8 | 1620.8 | 1620.8 | 1620.8 | 1620.8 | 1620.8 | 1620.8 | 1620.8 | 1620.8 | 1620.8 | 1620.8 | 1620.8 | 1620.8
Southern_PGAE_Flow_Battery_168 | caiso-deliverability | Bellota_Weber_HSN | Reliability_Capacity_In_Model_Year | System RA | Southern_PGAE_Flow_Battery_168 | 1 | 1 | 1 | 1 | 1 | 1 | 1 | 1 | 1 | 1 | 1 | 1 | 1 | 1 | 1 | 1 | 1 | 1 | 1 | 1 | 1 | 1 | 1 | 1 | 1 | 1 | 1 | 1 | 1 | 1 | 1 | caiso-deliverability | Panoche_Oro_Loma_HSN | <= | 3509 | 3509 | 3509 | 3509 | 3509 | 3509 | 3509 | 3509 | 3509 | 3509 | 3509 | 3509 | 3509 | 3509 | 3509 | 3509 | 3509 | 3509 | 3509 | 3509 | 3509 | 3509 | 3509 | 3509 | 3509 | 3509 | 3509 | 3509 | 3509 | 3509 | 3509
Southern_PGAE_Flow_Battery_169 | caiso-deliverability | Bellota_Weber_HSN | Reliability_Capacity_In_Model_Year | System RA | Southern_PGAE_Flow_Battery_169 | 1 | 1 | 1 | 1 | 1 | 1 | 1 | 1 | 1 | 1 | 1 | 1 | 1 | 1 | 1 | 1 | 1 | 1 | 1 | 1 | 1 | 1 | 1 | 1 | 1 | 1 | 1 | 1 | 1 | 1 | 1 | caiso-deliverability | Panoche_Oro_Loma_offpeak | <= | 3635 | 3635 | 3635 | 3635 | 3635 | 3635 | 3635 | 3635 | 3635 | 3635 | 3635 | 3635 | 3635 | 3635 | 3635 | 3635 | 3635 | 3635 | 3635 | 3635 | 3635 | 3635 | 3635 | 3635 | 3635 | 3635 | 3635 | 3635 | 3635 | 3635 | 3635
Southern_PGAE_Flow_Battery_170 | caiso-deliverability | Bellota_Weber_HSN | Reliability_Capacity_In_Model_Year | System RA | Southern_PGAE_Flow_Battery_170 | 1 | 1 | 1 | 1 | 1 | 1 | 1 | 1 | 1 | 1 | 1 | 1 | 1 | 1 | 1 | 1 | 1 | 1 | 1 | 1 | 1 | 1 | 1 | 1 | 1 | 1 | 1 | 1 | 1 | 1 | 1 | caiso-deliverability | Panoche_Oro_Loma_SSN | <= | 3483.8 | 3483.8 | 3483.8 | 3483.8 | 3483.8 | 3483.8 | 3483.8 | 3483.8 | 3483.8 | 3483.8 | 3483.8 | 3483.8 | 3483.8 | 3483.8 | 3483.8 | 3483.8 | 3483.8 | 3483.8 | 3483.8 | 3483.8 | 3483.8 | 3483.8 | 3483.8 | 3483.8 | 3483.8 | 3483.8 | 3483.8 | 3483.8 | 3483.8 | 3483.8 | 3483.8
Northern_California_Flow_Battery_172 | caiso-deliverability | Bellota_Weber_HSN | Reliability_Capacity_In_Model_Year | System RA | Northern_California_Flow_Battery_172 | 1 | 1 | 1 | 1 | 1 | 1 | 1 | 1 | 1 | 1 | 1 | 1 | 1 | 1 | 1 | 1 | 1 | 1 | 1 | 1 | 1 | 1 | 1 | 1 | 1 | 1 | 1 | 1 | 1 | 1 | 1 | caiso-deliverability | Pardee_Sylmar_HSN | <= | 4362.6103 | 4362.6103 | 4362.6103 | 4362.6103 | 4362.6103 | 4362.6103 | 4362.6103 | 4362.6103 | 4362.6103 | 4362.6103 | 4362.6103 | 4362.6103 | 4362.6103 | 4362.6103 | 4362.6103 | 4362.6103 | 4362.6103 | 4362.6103 | 4362.6103 | 4362.6103 | 4362.6103 | 4362.6103 | 4362.6103 | 4362.6103 | 4362.6103 | 4362.6103 | 4362.6103 | 4362.6103 | 4362.6103 | 4362.6103 | 4362.6103
Southern_PGAE_Flow_Battery_174 | caiso-deliverability | Bellota_Weber_HSN | Reliability_Capacity_In_Model_Year | System RA | Southern_PGAE_Flow_Battery_174 | 1 | 1 | 1 | 1 | 1 | 1 | 1 | 1 | 1 | 1 | 1 | 1 | 1 | 1 | 1 | 1 | 1 | 1 | 1 | 1 | 1 | 1 | 1 | 1 | 1 | 1 | 1 | 1 | 1 | 1 | 1 | caiso-deliverability | Pardee_Sylmar_offpeak | <= | 4984.6431 | 4984.6431 | 4984.6431 | 4984.6431 | 4984.6431 | 4984.6431 | 4984.6431 | 4984.6431 | 4984.6431 | 4984.6431 | 4984.6431 | 4984.6431 | 4984.6431 | 4984.6431 | 4984.6431 | 4984.6431 | 4984.6431 | 4984.6431 | 4984.6431 | 4984.6431 | 4984.6431 | 4984.6431 | 4984.6431 | 4984.6431 | 4984.6431 | 4984.6431 | 4984.6431 | 4984.6431 | 4984.6431 | 4984.6431 | 4984.6431
Southern_PGAE_Flow_Battery_176 | caiso-deliverability | Bellota_Weber_HSN | Reliability_Capacity_In_Model_Year | System RA | Southern_PGAE_Flow_Battery_176 | 1 | 1 | 1 | 1 | 1 | 1 | 1 | 1 | 1 | 1 | 1 | 1 | 1 | 1 | 1 | 1 | 1 | 1 | 1 | 1 | 1 | 1 | 1 | 1 | 1 | 1 | 1 | 1 | 1 | 1 | 1 | caiso-deliverability | Pardee_Sylmar_SSN | <= | 4542.962 | 4542.962 | 4542.962 | 4542.962 | 4542.962 | 4542.962 | 4542.962 | 4542.962 | 4542.962 | 4542.962 | 4542.962 | 4542.962 | 4542.962 | 4542.962 | 4542.962 | 4542.962 | 4542.962 | 4542.962 | 4542.962 | 4542.962 | 4542.962 | 4542.962 | 4542.962 | 4542.962 | 4542.962 | 4542.962 | 4542.962 | 4542.962 | 4542.962 | 4542.962 | 4542.962
Northern_California_Flow_Battery_179 | caiso-deliverability | Bellota_Weber_HSN | Reliability_Capacity_In_Model_Year | System RA | Northern_California_Flow_Battery_179 | 1 | 1 | 1 | 1 | 1 | 1 | 1 | 1 | 1 | 1 | 1 | 1 | 1 | 1 | 1 | 1 | 1 | 1 | 1 | 1 | 1 | 1 | 1 | 1 | 1 | 1 | 1 | 1 | 1 | 1 | 1 | caiso-deliverability | Q2008_Gates_HSN | <= | 2923 | 2923 | 2923 | 2923 | 2923 | 2923 | 2923 | 2923 | 2923 | 2923 | 2923 | 4063 | 5203 | 5203 | 5203 | 5203 | 5203 | 5203 | 5203 | 5203 | 5203 | 5203 | 5203 | 5203 | 5203 | 5203 | 5203 | 5203 | 5203 | 5203 | 5203
Northern_California_Li_Battery_4hr_25 | caiso-deliverability | Bellota_Weber_HSN | Reliability_Capacity_In_Model_Year | System RA | Northern_California_Li_Battery_4hr_25 | 1 | 1 | 1 | 1 | 1 | 1 | 1 | 1 | 1 | 1 | 1 | 1 | 1 | 1 | 1 | 1 | 1 | 1 | 1 | 1 | 1 | 1 | 1 | 1 | 1 | 1 | 1 | 1 | 1 | 1 | 1 | caiso-deliverability | Q2008_Gates_offpeak | <= | 2923 | 2923 | 2923 | 2923 | 2923 | 2923 | 2923 | 2923 | 2923 | 2923 | 2923 | 4063 | 5203 | 5203 | 5203 | 5203 | 5203 | 5203 | 5203 | 5203 | 5203 | 5203 | 5203 | 5203 | 5203 | 5203 | 5203 | 5203 | 5203 | 5203 | 5203
Northern_California_Li_Battery_4hr_31 | caiso-deliverability | Bellota_Weber_HSN | Reliability_Capacity_In_Model_Year | System RA | Northern_California_Li_Battery_4hr_31 | 1 | 1 | 1 | 1 | 1 | 1 | 1 | 1 | 1 | 1 | 1 | 1 | 1 | 1 | 1 | 1 | 1 | 1 | 1 | 1 | 1 | 1 | 1 | 1 | 1 | 1 | 1 | 1 | 1 | 1 | 1 | caiso-deliverability | Q2008_Gates_SSN | <= | 2923 | 2923 | 2923 | 2923 | 2923 | 2923 | 2923 | 2923 | 2923 | 2923 | 2923 | 4063 | 5203 | 5203 | 5203 | 5203 | 5203 | 5203 | 5203 | 5203 | 5203 | 5203 | 5203 | 5203 | 5203 | 5203 | 5203 | 5203 | 5203 | 5203 | 5203
Northern_California_Li_Battery_4hr_80 | caiso-deliverability | Bellota_Weber_HSN | Reliability_Capacity_In_Model_Year | System RA | Northern_California_Li_Battery_4hr_80 | 1 | 1 | 1 | 1 | 1 | 1 | 1 | 1 | 1 | 1 | 1 | 1 | 1 | 1 | 1 | 1 | 1 | 1 | 1 | 1 | 1 | 1 | 1 | 1 | 1 | 1 | 1 | 1 | 1 | 1 | 1 | caiso-deliverability | Red_Bluff_230_HSN | <= | 317 | 317 | 317 | 317 | 317 | 317 | 317 | 317 | 317 | 317 | 317 | 317 | 317 | 317 | 317 | 317 | 317 | 317 | 317 | 317 | 317 | 317 | 317 | 317 | 317 | 317 | 317 | 317 | 317 | 317 | 317
Northern_California_Li_Battery_4hr_85 | caiso-deliverability | Bellota_Weber_HSN | Reliability_Capacity_In_Model_Year | System RA | Northern_California_Li_Battery_4hr_85 | 1 | 1 | 1 | 1 | 1 | 1 | 1 | 1 | 1 | 1 | 1 | 1 | 1 | 1 | 1 | 1 | 1 | 1 | 1 | 1 | 1 | 1 | 1 | 1 | 1 | 1 | 1 | 1 | 1 | 1 | 1 | caiso-deliverability | Red_Bluff_230_offpeak | <= | 1704 | 1704 | 1704 | 1704 | 1704 | 1704 | 1704 | 1704 | 1704 | 1704 | 1704 | 1704 | 1704 | 1704 | 1704 | 1704 | 1704 | 1704 | 1704 | 1704 | 1704 | 1704 | 1704 | 1704 | 1704 | 1704 | 1704 | 1704 | 1704 | 1704 | 1704
Northern_California_Li_Battery_4hr_92 | caiso-deliverability | Bellota_Weber_HSN | Reliability_Capacity_In_Model_Year | System RA | Northern_California_Li_Battery_4hr_92 | 1 | 1 | 1 | 1 | 1 | 1 | 1 | 1 | 1 | 1 | 1 | 1 | 1 | 1 | 1 | 1 | 1 | 1 | 1 | 1 | 1 | 1 | 1 | 1 | 1 | 1 | 1 | 1 | 1 | 1 | 1 | caiso-deliverability | Red_Bluff_230_SSN | <= | 519.5 | 519.5 | 519.5 | 519.5 | 519.5 | 519.5 | 519.5 | 519.5 | 519.5 | 519.5 | 519.5 | 519.5 | 519.5 | 519.5 | 519.5 | 519.5 | 519.5 | 519.5 | 519.5 | 519.5 | 519.5 | 519.5 | 519.5 | 519.5 | 519.5 | 519.5 | 519.5 | 519.5 | 519.5 | 519.5 | 519.5
Southern_PGAE_Li_Battery_4hr_111 | caiso-deliverability | Bellota_Weber_HSN | Reliability_Capacity_In_Model_Year | System RA | Southern_PGAE_Li_Battery_4hr_111 | 1 | 1 | 1 | 1 | 1 | 1 | 1 | 1 | 1 | 1 | 1 | 1 | 1 | 1 | 1 | 1 | 1 | 1 | 1 | 1 | 1 | 1 | 1 | 1 | 1 | 1 | 1 | 1 | 1 | 1 | 1 | caiso-deliverability | Rio_Oso_Brighton_HSN | <= | 418 | 418 | 418 | 418 | 418 | 418 | 418 | 418 | 418 | 418 | 418 | 418 | 418 | 418 | 418 | 418 | 418 | 418 | 418 | 418 | 418 | 418 | 418 | 418 | 418 | 418 | 418 | 418 | 418 | 418 | 418
Northern_California_Li_Battery_4hr_114 | caiso-deliverability | Bellota_Weber_HSN | Reliability_Capacity_In_Model_Year | System RA | Northern_California_Li_Battery_4hr_114 | 1 | 1 | 1 | 1 | 1 | 1 | 1 | 1 | 1 | 1 | 1 | 1 | 1 | 1 | 1 | 1 | 1 | 1 | 1 | 1 | 1 | 1 | 1 | 1 | 1 | 1 | 1 | 1 | 1 | 1 | 1 | caiso-deliverability | Rio_Oso_Brighton_offpeak | <= | 428 | 428 | 428 | 428 | 428 | 428 | 428 | 428 | 428 | 428 | 428 | 428 | 428 | 428 | 428 | 428 | 428 | 428 | 428 | 428 | 428 | 428 | 428 | 428 | 428 | 428 | 428 | 428 | 428 | 428 | 428
Northern_California_Li_Battery_4hr_122 | caiso-deliverability | Bellota_Weber_HSN | Reliability_Capacity_In_Model_Year | System RA | Northern_California_Li_Battery_4hr_122 | 1 | 1 | 1 | 1 | 1 | 1 | 1 | 1 | 1 | 1 | 1 | 1 | 1 | 1 | 1 | 1 | 1 | 1 | 1 | 1 | 1 | 1 | 1 | 1 | 1 | 1 | 1 | 1 | 1 | 1 | 1 | caiso-deliverability | Rio_Oso_Brighton_SSN | <= | 420.5 | 420.5 | 420.5 | 420.5 | 420.5 | 420.5 | 420.5 | 420.5 | 420.5 | 420.5 | 420.5 | 420.5 | 420.5 | 420.5 | 420.5 | 420.5 | 420.5 | 420.5 | 420.5 | 420.5 | 420.5 | 420.5 | 420.5 | 420.5 | 420.5 | 420.5 | 420.5 | 420.5 | 420.5 | 420.5 | 420.5
Northern_California_Li_Battery_4hr_135 | caiso-deliverability | Bellota_Weber_HSN | Reliability_Capacity_In_Model_Year | System RA | Northern_California_Li_Battery_4hr_135 | 1 | 1 | 1 | 1 | 1 | 1 | 1 | 1 | 1 | 1 | 1 | 1 | 1 | 1 | 1 | 1 | 1 | 1 | 1 | 1 | 1 | 1 | 1 | 1 | 1 | 1 | 1 | 1 | 1 | 1 | 1 | caiso-deliverability | Rio_Oso_Lockeford_HSN | <= | 930 | 930 | 930 | 930 | 930 | 930 | 930 | 930 | 930 | 930 | 930 | 930 | 930 | 930 | 930 | 930 | 930 | 930 | 930 | 930 | 930 | 930 | 930 | 930 | 930 | 930 | 930 | 930 | 930 | 930 | 930
Northern_California_Li_Battery_4hr_138 | caiso-deliverability | Bellota_Weber_HSN | Reliability_Capacity_In_Model_Year | System RA | Northern_California_Li_Battery_4hr_138 | 1 | 1 | 1 | 1 | 1 | 1 | 1 | 1 | 1 | 1 | 1 | 1 | 1 | 1 | 1 | 1 | 1 | 1 | 1 | 1 | 1 | 1 | 1 | 1 | 1 | 1 | 1 | 1 | 1 | 1 | 1 | caiso-deliverability | Rio_Oso_Lockeford_offpeak | <= | 940 | 940 | 940 | 940 | 940 | 940 | 940 | 940 | 940 | 940 | 940 | 940 | 940 | 940 | 940 | 940 | 940 | 940 | 940 | 940 | 940 | 940 | 940 | 940 | 940 | 940 | 940 | 940 | 940 | 940 | 940
Southern_PGAE_Li_Battery_4hr_139 | caiso-deliverability | Bellota_Weber_HSN | Reliability_Capacity_In_Model_Year | System RA | Southern_PGAE_Li_Battery_4hr_139 | 1 | 1 | 1 | 1 | 1 | 1 | 1 | 1 | 1 | 1 | 1 | 1 | 1 | 1 | 1 | 1 | 1 | 1 | 1 | 1 | 1 | 1 | 1 | 1 | 1 | 1 | 1 | 1 | 1 | 1 | 1 | caiso-deliverability | Rio_Oso_Lockeford_SSN | <= | 932.5 | 932.5 | 932.5 | 932.5 | 932.5 | 932.5 | 932.5 | 932.5 | 932.5 | 932.5 | 932.5 | 932.5 | 932.5 | 932.5 | 932.5 | 932.5 | 932.5 | 932.5 | 932.5 | 932.5 | 932.5 | 932.5 | 932.5 | 932.5 | 932.5 | 932.5 | 932.5 | 932.5 | 932.5 | 932.5 | 932.5
Southern_PGAE_Li_Battery_4hr_140 | caiso-deliverability | Bellota_Weber_HSN | Reliability_Capacity_In_Model_Year | System RA | Southern_PGAE_Li_Battery_4hr_140 | 1 | 1 | 1 | 1 | 1 | 1 | 1 | 1 | 1 | 1 | 1 | 1 | 1 | 1 | 1 | 1 | 1 | 1 | 1 | 1 | 1 | 1 | 1 | 1 | 1 | 1 | 1 | 1 | 1 | 1 | 1 | caiso-deliverability | Rocklin_Pleasant_Grove_HSN | <= | 87 | 87 | 87 | 87 | 87 | 87 | 87 | 87 | 87 | 87 | 87 | 87 | 87 | 87 | 87 | 87 | 87 | 87 | 87 | 87 | 87 | 87 | 87 | 87 | 87 | 87 | 87 | 87 | 87 | 87 | 87
Northern_California_Li_Battery_4hr_141 | caiso-deliverability | Bellota_Weber_HSN | Reliability_Capacity_In_Model_Year | System RA | Northern_California_Li_Battery_4hr_141 | 1 | 1 | 1 | 1 | 1 | 1 | 1 | 1 | 1 | 1 | 1 | 1 | 1 | 1 | 1 | 1 | 1 | 1 | 1 | 1 | 1 | 1 | 1 | 1 | 1 | 1 | 1 | 1 | 1 | 1 | 1 | caiso-deliverability | Rocklin_Pleasant_Grove_offpeak | <= | 231 | 231 | 231 | 231 | 231 | 231 | 231 | 231 | 231 | 231 | 231 | 231 | 231 | 231 | 231 | 231 | 231 | 231 | 231 | 231 | 231 | 231 | 231 | 231 | 231 | 231 | 231 | 231 | 231 | 231 | 231
Northern_California_Li_Battery_4hr_144 | caiso-deliverability | Bellota_Weber_HSN | Reliability_Capacity_In_Model_Year | System RA | Northern_California_Li_Battery_4hr_144 | 1 | 1 | 1 | 1 | 1 | 1 | 1 | 1 | 1 | 1 | 1 | 1 | 1 | 1 | 1 | 1 | 1 | 1 | 1 | 1 | 1 | 1 | 1 | 1 | 1 | 1 | 1 | 1 | 1 | 1 | 1 | caiso-deliverability | Rocklin_Pleasant_Grove_SSN | <= | 89.5 | 89.5 | 89.5 | 89.5 | 89.5 | 89.5 | 89.5 | 89.5 | 89.5 | 89.5 | 89.5 | 89.5 | 89.5 | 89.5 | 89.5 | 89.5 | 89.5 | 89.5 | 89.5 | 89.5 | 89.5 | 89.5 | 89.5 | 89.5 | 89.5 | 89.5 | 89.5 | 89.5 | 89.5 | 89.5 | 89.5
Southern_PGAE_Li_Battery_4hr_151 | caiso-deliverability | Bellota_Weber_HSN | Reliability_Capacity_In_Model_Year | System RA | Southern_PGAE_Li_Battery_4hr_151 | 1 | 1 | 1 | 1 | 1 | 1 | 1 | 1 | 1 | 1 | 1 | 1 | 1 | 1 | 1 | 1 | 1 | 1 | 1 | 1 | 1 | 1 | 1 | 1 | 1 | 1 | 1 | 1 | 1 | 1 | 1 | caiso-deliverability | San_Luis_Rey_San_Onofre_HSN | <= | 1886.615 | 1886.615 | 1886.615 | 1886.615 | 1886.615 | 1886.615 | 1886.615 | 1886.615 | 1886.615 | 1886.615 | 1886.615 | 1886.615 | 1886.615 | 1886.615 | 2705.615 | 2705.615 | 2705.615 | 2705.615 | 2705.615 | 2705.615 | 2705.615 | 2705.615 | 2705.615 | 2705.615 | 2705.615 | 2705.615 | 2705.615 | 2705.615 | 2705.615 | 2705.615 | 2705.615
Southern_PGAE_Li_Battery_4hr_154 | caiso-deliverability | Bellota_Weber_HSN | Reliability_Capacity_In_Model_Year | System RA | Southern_PGAE_Li_Battery_4hr_154 | 1 | 1 | 1 | 1 | 1 | 1 | 1 | 1 | 1 | 1 | 1 | 1 | 1 | 1 | 1 | 1 | 1 | 1 | 1 | 1 | 1 | 1 | 1 | 1 | 1 | 1 | 1 | 1 | 1 | 1 | 1 | caiso-deliverability | San_Luis_Rey_San_Onofre_offpeak | <= | 6813.8 | 6813.8 | 6813.8 | 6813.8 | 6813.8 | 6813.8 | 6813.8 | 6813.8 | 6813.8 | 6813.8 | 6813.8 | 6813.8 | 6813.8 | 6813.8 | 6813.8 | 6813.8 | 6813.8 | 6813.8 | 6813.8 | 6813.8 | 6813.8 | 6813.8 | 6813.8 | 6813.8 | 6813.8 | 6813.8 | 6813.8 | 6813.8 | 6813.8 | 6813.8 | 6813.8
Northern_California_Li_Battery_4hr_157 | caiso-deliverability | Bellota_Weber_HSN | Reliability_Capacity_In_Model_Year | System RA | Northern_California_Li_Battery_4hr_157 | 1 | 1 | 1 | 1 | 1 | 1 | 1 | 1 | 1 | 1 | 1 | 1 | 1 | 1 | 1 | 1 | 1 | 1 | 1 | 1 | 1 | 1 | 1 | 1 | 1 | 1 | 1 | 1 | 1 | 1 | 1 | caiso-deliverability | San_Luis_Rey_San_Onofre_SSN | <= | 1958.24 | 1958.24 | 1958.24 | 1958.24 | 1958.24 | 1958.24 | 1958.24 | 1958.24 | 1958.24 | 1958.24 | 1958.24 | 1958.24 | 1958.24 | 1958.24 | 2777.24 | 2777.24 | 2777.24 | 2777.24 | 2777.24 | 2777.24 | 2777.24 | 2777.24 | 2777.24 | 2777.24 | 2777.24 | 2777.24 | 2777.24 | 2777.24 | 2777.24 | 2777.24 | 2777.24
Northern_California_Li_Battery_4hr_159 | caiso-deliverability | Bellota_Weber_HSN | Reliability_Capacity_In_Model_Year | System RA | Northern_California_Li_Battery_4hr_159 | 1 | 1 | 1 | 1 | 1 | 1 | 1 | 1 | 1 | 1 | 1 | 1 | 1 | 1 | 1 | 1 | 1 | 1 | 1 | 1 | 1 | 1 | 1 | 1 | 1 | 1 | 1 | 1 | 1 | 1 | 1 | caiso-deliverability | Santa_Rosa_Corona_HSN | <= | 3774.2 | 3774.2 | 3774.2 | 3774.2 | 3774.2 | 3774.2 | 3774.2 | 3774.2 | 3774.2 | 3774.2 | 3774.2 | 3774.2 | 3774.2 | 3774.2 | 3774.2 | 3774.2 | 3774.2 | 3774.2 | 3774.2 | 3774.2 | 3774.2 | 3774.2 | 3774.2 | 3774.2 | 3774.2 | 3774.2 | 3774.2 | 3774.2 | 3774.2 | 3774.2 | 3774.2
Southern_PGAE_Li_Battery_4hr_161 | caiso-deliverability | Bellota_Weber_HSN | Reliability_Capacity_In_Model_Year | System RA | Southern_PGAE_Li_Battery_4hr_161 | 1 | 1 | 1 | 1 | 1 | 1 | 1 | 1 | 1 | 1 | 1 | 1 | 1 | 1 | 1 | 1 | 1 | 1 | 1 | 1 | 1 | 1 | 1 | 1 | 1 | 1 | 1 | 1 | 1 | 1 | 1 | caiso-deliverability | Santa_Rosa_Corona_offpeak | <= | 4174.2 | 4174.2 | 4174.2 | 4174.2 | 4174.2 | 4174.2 | 4174.2 | 4174.2 | 4174.2 | 4174.2 | 4174.2 | 4174.2 | 4174.2 | 4174.2 | 4174.2 | 4174.2 | 4174.2 | 4174.2 | 4174.2 | 4174.2 | 4174.2 | 4174.2 | 4174.2 | 4174.2 | 4174.2 | 4174.2 | 4174.2 | 4174.2 | 4174.2 | 4174.2 | 4174.2
Southern_PGAE_Li_Battery_4hr_162 | caiso-deliverability | Bellota_Weber_HSN | Reliability_Capacity_In_Model_Year | System RA | Southern_PGAE_Li_Battery_4hr_162 | 1 | 1 | 1 | 1 | 1 | 1 | 1 | 1 | 1 | 1 | 1 | 1 | 1 | 1 | 1 | 1 | 1 | 1 | 1 | 1 | 1 | 1 | 1 | 1 | 1 | 1 | 1 | 1 | 1 | 1 | 1 | caiso-deliverability | Santa_Rosa_Corona_SSN | <= | 3874.2 | 3874.2 | 3874.2 | 3874.2 | 3874.2 | 3874.2 | 3874.2 | 3874.2 | 3874.2 | 3874.2 | 3874.2 | 3874.2 | 3874.2 | 3874.2 | 3874.2 | 3874.2 | 3874.2 | 3874.2 | 3874.2 | 3874.2 | 3874.2 | 3874.2 | 3874.2 | 3874.2 | 3874.2 | 3874.2 | 3874.2 | 3874.2 | 3874.2 | 3874.2 | 3874.2
Southern_PGAE_Li_Battery_4hr_163 | caiso-deliverability | Bellota_Weber_HSN | Reliability_Capacity_In_Model_Year | System RA | Southern_PGAE_Li_Battery_4hr_163 | 1 | 1 | 1 | 1 | 1 | 1 | 1 | 1 | 1 | 1 | 1 | 1 | 1 | 1 | 1 | 1 | 1 | 1 | 1 | 1 | 1 | 1 | 1 | 1 | 1 | 1 | 1 | 1 | 1 | 1 | 1 | caiso-deliverability | SCE_Metro_Default_HSN | <= | 13609.6 | 13609.6 | 13609.6 | 13609.6 | 13609.6 | 13609.6 | 13609.6 | 13609.6 | 13609.6 | 13609.6 | 13609.6 | 13609.6 | 13609.6 | 13609.6 | 13609.6 | 13609.6 | 13609.6 | 13609.6 | 13609.6 | 13609.6 | 13609.6 | 13609.6 | 13609.6 | 13609.6 | 13609.6 | 13609.6 | 13609.6 | 13609.6 | 13609.6 | 13609.6 | 13609.6
Southern_PGAE_Li_Battery_4hr_164 | caiso-deliverability | Bellota_Weber_HSN | Reliability_Capacity_In_Model_Year | System RA | Southern_PGAE_Li_Battery_4hr_164 | 1 | 1 | 1 | 1 | 1 | 1 | 1 | 1 | 1 | 1 | 1 | 1 | 1 | 1 | 1 | 1 | 1 | 1 | 1 | 1 | 1 | 1 | 1 | 1 | 1 | 1 | 1 | 1 | 1 | 1 | 1 | caiso-deliverability | SCE_Metro_Default_offpeak | <= | 13852.4 | 13852.4 | 13852.4 | 13852.4 | 13852.4 | 13852.4 | 13852.4 | 13852.4 | 13852.4 | 13852.4 | 13852.4 | 13852.4 | 13852.4 | 13852.4 | 13852.4 | 13852.4 | 13852.4 | 13852.4 | 13852.4 | 13852.4 | 13852.4 | 13852.4 | 13852.4 | 13852.4 | 13852.4 | 13852.4 | 13852.4 | 13852.4 | 13852.4 | 13852.4 | 13852.4
Southern_PGAE_Li_Battery_4hr_165 | caiso-deliverability | Bellota_Weber_HSN | Reliability_Capacity_In_Model_Year | System RA | Southern_PGAE_Li_Battery_4hr_165 | 1 | 1 | 1 | 1 | 1 | 1 | 1 | 1 | 1 | 1 | 1 | 1 | 1 | 1 | 1 | 1 | 1 | 1 | 1 | 1 | 1 | 1 | 1 | 1 | 1 | 1 | 1 | 1 | 1 | 1 | 1 | caiso-deliverability | SCE_Metro_Default_SSN | <= | 13670.3 | 13670.3 | 13670.3 | 13670.3 | 13670.3 | 13670.3 | 13670.3 | 13670.3 | 13670.3 | 13670.3 | 13670.3 | 13670.3 | 13670.3 | 13670.3 | 13670.3 | 13670.3 | 13670.3 | 13670.3 | 13670.3 | 13670.3 | 13670.3 | 13670.3 | 13670.3 | 13670.3 | 13670.3 | 13670.3 | 13670.3 | 13670.3 | 13670.3 | 13670.3 | 13670.3
Northern_California_Li_Battery_4hr_166 | caiso-deliverability | Bellota_Weber_HSN | Reliability_Capacity_In_Model_Year | System RA | Northern_California_Li_Battery_4hr_166 | 1 | 1 | 1 | 1 | 1 | 1 | 1 | 1 | 1 | 1 | 1 | 1 | 1 | 1 | 1 | 1 | 1 | 1 | 1 | 1 | 1 | 1 | 1 | 1 | 1 | 1 | 1 | 1 | 1 | 1 | 1 | caiso-deliverability | Schindler_TB_1_HSN | <= | 0 | 0 | 0 | 0 | 0 | 0 | 0 | 0 | 0 | 0 | 0 | 0 | 0 | 0 | 0 | 0 | 0 | 0 | 0 | 0 | 0 | 0 | 0 | 0 | 0 | 0 | 0 | 0 | 0 | 0 | 0
Southern_PGAE_Li_Battery_4hr_168 | caiso-deliverability | Bellota_Weber_HSN | Reliability_Capacity_In_Model_Year | System RA | Southern_PGAE_Li_Battery_4hr_168 | 1 | 1 | 1 | 1 | 1 | 1 | 1 | 1 | 1 | 1 | 1 | 1 | 1 | 1 | 1 | 1 | 1 | 1 | 1 | 1 | 1 | 1 | 1 | 1 | 1 | 1 | 1 | 1 | 1 | 1 | 1 | caiso-deliverability | Schindler_TB_1_offpeak | <= | 46 | 46 | 46 | 46 | 46 | 46 | 46 | 46 | 46 | 46 | 46 | 46 | 46 | 46 | 46 | 46 | 46 | 46 | 46 | 46 | 46 | 46 | 46 | 46 | 46 | 46 | 46 | 46 | 46 | 46 | 46
Southern_PGAE_Li_Battery_4hr_169 | caiso-deliverability | Bellota_Weber_HSN | Reliability_Capacity_In_Model_Year | System RA | Southern_PGAE_Li_Battery_4hr_169 | 1 | 1 | 1 | 1 | 1 | 1 | 1 | 1 | 1 | 1 | 1 | 1 | 1 | 1 | 1 | 1 | 1 | 1 | 1 | 1 | 1 | 1 | 1 | 1 | 1 | 1 | 1 | 1 | 1 | 1 | 1 | caiso-deliverability | Schindler_TB_1_SSN | <= | 0 | 0 | 0 | 0 | 0 | 0 | 0 | 0 | 0 | 0 | 0 | 0 | 0 | 0 | 0 | 0 | 0 | 0 | 0 | 0 | 0 | 0 | 0 | 0 | 0 | 0 | 0 | 0 | 0 | 0 | 0
Southern_PGAE_Li_Battery_4hr_170 | caiso-deliverability | Bellota_Weber_HSN | Reliability_Capacity_In_Model_Year | System RA | Southern_PGAE_Li_Battery_4hr_170 | 1 | 1 | 1 | 1 | 1 | 1 | 1 | 1 | 1 | 1 | 1 | 1 | 1 | 1 | 1 | 1 | 1 | 1 | 1 | 1 | 1 | 1 | 1 | 1 | 1 | 1 | 1 | 1 | 1 | 1 | 1 | caiso-deliverability | Semitropic_Midway_HSN | <= | 255 | 255 | 255 | 255 | 255 | 255 | 255 | 255 | 255 | 255 | 255 | 255 | 255 | 255 | 255 | 255 | 255 | 255 | 255 | 255 | 255 | 255 | 255 | 255 | 255 | 255 | 255 | 255 | 255 | 255 | 255
Northern_California_Li_Battery_4hr_172 | caiso-deliverability | Bellota_Weber_HSN | Reliability_Capacity_In_Model_Year | System RA | Northern_California_Li_Battery_4hr_172 | 1 | 1 | 1 | 1 | 1 | 1 | 1 | 1 | 1 | 1 | 1 | 1 | 1 | 1 | 1 | 1 | 1 | 1 | 1 | 1 | 1 | 1 | 1 | 1 | 1 | 1 | 1 | 1 | 1 | 1 | 1 | caiso-deliverability | Semitropic_Midway_offpeak | <= | 240.9 | 240.9 | 240.9 | 240.9 | 240.9 | 240.9 | 240.9 | 240.9 | 240.9 | 240.9 | 240.9 | 240.9 | 240.9 | 240.9 | 240.9 | 240.9 | 240.9 | 240.9 | 240.9 | 240.9 | 240.9 | 240.9 | 240.9 | 240.9 | 240.9 | 240.9 | 240.9 | 240.9 | 240.9 | 240.9 | 240.9
Southern_PGAE_Li_Battery_4hr_174 | caiso-deliverability | Bellota_Weber_HSN | Reliability_Capacity_In_Model_Year | System RA | Southern_PGAE_Li_Battery_4hr_174 | 1 | 1 | 1 | 1 | 1 | 1 | 1 | 1 | 1 | 1 | 1 | 1 | 1 | 1 | 1 | 1 | 1 | 1 | 1 | 1 | 1 | 1 | 1 | 1 | 1 | 1 | 1 | 1 | 1 | 1 | 1 | caiso-deliverability | Semitropic_Midway_SSN | <= | 255 | 255 | 255 | 255 | 255 | 255 | 255 | 255 | 255 | 255 | 255 | 255 | 255 | 255 | 255 | 255 | 255 | 255 | 255 | 255 | 255 | 255 | 255 | 255 | 255 | 255 | 255 | 255 | 255 | 255 | 255
Southern_PGAE_Li_Battery_4hr_176 | caiso-deliverability | Bellota_Weber_HSN | Reliability_Capacity_In_Model_Year | System RA | Southern_PGAE_Li_Battery_4hr_176 | 1 | 1 | 1 | 1 | 1 | 1 | 1 | 1 | 1 | 1 | 1 | 1 | 1 | 1 | 1 | 1 | 1 | 1 | 1 | 1 | 1 | 1 | 1 | 1 | 1 | 1 | 1 | 1 | 1 | 1 | 1 | caiso-deliverability | Serrano_Alberhill_Valley_HSN | <= | 5092.615 | 5092.615 | 5092.615 | 5092.615 | 5092.615 | 5092.615 | 5092.615 | 5092.615 | 5092.615 | 5092.615 | 5092.615 | 5092.615 | 5092.615 | 5092.615 | 5092.615 | 5092.615 | 5092.615 | 5092.615 | 5092.615 | 5092.615 | 5092.615 | 5092.615 | 5092.615 | 5092.615 | 5092.615 | 5092.615 | 5092.615 | 5092.615 | 5092.615 | 5092.615 | 5092.615
Northern_California_Li_Battery_4hr_179 | caiso-deliverability | Bellota_Weber_HSN | Reliability_Capacity_In_Model_Year | System RA | Northern_California_Li_Battery_4hr_179 | 1 | 1 | 1 | 1 | 1 | 1 | 1 | 1 | 1 | 1 | 1 | 1 | 1 | 1 | 1 | 1 | 1 | 1 | 1 | 1 | 1 | 1 | 1 | 1 | 1 | 1 | 1 | 1 | 1 | 1 | 1 | caiso-deliverability | Serrano_Alberhill_Valley_offpeak | <= | 13682.8 | 13682.8 | 13682.8 | 13682.8 | 13682.8 | 13682.8 | 13682.8 | 13682.8 | 13682.8 | 13682.8 | 13682.8 | 13682.8 | 13682.8 | 13682.8 | 13682.8 | 13682.8 | 13682.8 | 13682.8 | 13682.8 | 13682.8 | 13682.8 | 13682.8 | 13682.8 | 13682.8 | 13682.8 | 13682.8 | 13682.8 | 13682.8 | 13682.8 | 13682.8 | 13682.8
Northern_California_Li_Battery_8hr_25 | caiso-deliverability | Bellota_Weber_HSN | Reliability_Capacity_In_Model_Year | System RA | Northern_California_Li_Battery_8hr_25 | 1 | 1 | 1 | 1 | 1 | 1 | 1 | 1 | 1 | 1 | 1 | 1 | 1 | 1 | 1 | 1 | 1 | 1 | 1 | 1 | 1 | 1 | 1 | 1 | 1 | 1 | 1 | 1 | 1 | 1 | 1 | caiso-deliverability | Serrano_Alberhill_Valley_SSN | <= | 5216.24 | 5216.24 | 5216.24 | 5216.24 | 5216.24 | 5216.24 | 5216.24 | 5216.24 | 5216.24 | 5216.24 | 5216.24 | 5216.24 | 5216.24 | 5216.24 | 5216.24 | 5216.24 | 5216.24 | 5216.24 | 5216.24 | 5216.24 | 5216.24 | 5216.24 | 5216.24 | 5216.24 | 5216.24 | 5216.24 | 5216.24 | 5216.24 | 5216.24 | 5216.24 | 5216.24
Northern_California_Li_Battery_8hr_31 | caiso-deliverability | Bellota_Weber_HSN | Reliability_Capacity_In_Model_Year | System RA | Northern_California_Li_Battery_8hr_31 | 1 | 1 | 1 | 1 | 1 | 1 | 1 | 1 | 1 | 1 | 1 | 1 | 1 | 1 | 1 | 1 | 1 | 1 | 1 | 1 | 1 | 1 | 1 | 1 | 1 | 1 | 1 | 1 | 1 | 1 | 1 | caiso-deliverability | Silvergate_Bay_Blvd_HSN | <= | 754.615 | 754.615 | 754.615 | 754.615 | 754.615 | 754.615 | 754.615 | 754.615 | 754.615 | 754.615 | 754.615 | 754.615 | 754.615 | 754.615 | 754.615 | 754.615 | 754.615 | 754.615 | 754.615 | 754.615 | 754.615 | 754.615 | 754.615 | 754.615 | 754.615 | 754.615 | 754.615 | 754.615 | 754.615 | 754.615 | 754.615
Northern_California_Li_Battery_8hr_80 | caiso-deliverability | Bellota_Weber_HSN | Reliability_Capacity_In_Model_Year | System RA | Northern_California_Li_Battery_8hr_80 | 1 | 1 | 1 | 1 | 1 | 1 | 1 | 1 | 1 | 1 | 1 | 1 | 1 | 1 | 1 | 1 | 1 | 1 | 1 | 1 | 1 | 1 | 1 | 1 | 1 | 1 | 1 | 1 | 1 | 1 | 1 | caiso-deliverability | Silvergate_Bay_Blvd_offpeak | <= | 888.8 | 888.8 | 888.8 | 888.8 | 888.8 | 888.8 | 888.8 | 888.8 | 888.8 | 888.8 | 888.8 | 888.8 | 888.8 | 888.8 | 888.8 | 888.8 | 888.8 | 888.8 | 888.8 | 888.8 | 888.8 | 888.8 | 888.8 | 888.8 | 888.8 | 888.8 | 888.8 | 888.8 | 888.8 | 888.8 | 888.8
Northern_California_Li_Battery_8hr_85 | caiso-deliverability | Bellota_Weber_HSN | Reliability_Capacity_In_Model_Year | System RA | Northern_California_Li_Battery_8hr_85 | 1 | 1 | 1 | 1 | 1 | 1 | 1 | 1 | 1 | 1 | 1 | 1 | 1 | 1 | 1 | 1 | 1 | 1 | 1 | 1 | 1 | 1 | 1 | 1 | 1 | 1 | 1 | 1 | 1 | 1 | 1 | caiso-deliverability | Silvergate_Bay_Blvd_SSN | <= | 781.24 | 781.24 | 781.24 | 781.24 | 781.24 | 781.24 | 781.24 | 781.24 | 781.24 | 781.24 | 781.24 | 781.24 | 781.24 | 781.24 | 781.24 | 781.24 | 781.24 | 781.24 | 781.24 | 781.24 | 781.24 | 781.24 | 781.24 | 781.24 | 781.24 | 781.24 | 781.24 | 781.24 | 781.24 | 781.24 | 781.24
Northern_California_Li_Battery_8hr_92 | caiso-deliverability | Bellota_Weber_HSN | Reliability_Capacity_In_Model_Year | System RA | Northern_California_Li_Battery_8hr_92 | 1 | 1 | 1 | 1 | 1 | 1 | 1 | 1 | 1 | 1 | 1 | 1 | 1 | 1 | 1 | 1 | 1 | 1 | 1 | 1 | 1 | 1 | 1 | 1 | 1 | 1 | 1 | 1 | 1 | 1 | 1 | caiso-deliverability | Silvergate_Old_Town_HSN | <= | 1179.615 | 1179.615 | 1179.615 | 1179.615 | 1179.615 | 1179.615 | 1179.615 | 1179.615 | 1179.615 | 1179.615 | 1179.615 | 1179.615 | 1179.615 | 1179.615 | 1179.615 | 1179.615 | 1179.615 | 1179.615 | 1179.615 | 1179.615 | 1179.615 | 1179.615 | 1179.615 | 1179.615 | 1179.615 | 1179.615 | 1179.615 | 1179.615 | 1179.615 | 1179.615 | 1179.615
Southern_PGAE_Li_Battery_8hr_111 | caiso-deliverability | Bellota_Weber_HSN | Reliability_Capacity_In_Model_Year | System RA | Southern_PGAE_Li_Battery_8hr_111 | 1 | 1 | 1 | 1 | 1 | 1 | 1 | 1 | 1 | 1 | 1 | 1 | 1 | 1 | 1 | 1 | 1 | 1 | 1 | 1 | 1 | 1 | 1 | 1 | 1 | 1 | 1 | 1 | 1 | 1 | 1 | caiso-deliverability | Silvergate_Old_Town_offpeak | <= | 1180.8 | 1180.8 | 1180.8 | 1180.8 | 1180.8 | 1180.8 | 1180.8 | 1180.8 | 1180.8 | 1180.8 | 1180.8 | 1180.8 | 1180.8 | 1180.8 | 1180.8 | 1180.8 | 1180.8 | 1180.8 | 1180.8 | 1180.8 | 1180.8 | 1180.8 | 1180.8 | 1180.8 | 1180.8 | 1180.8 | 1180.8 | 1180.8 | 1180.8 | 1180.8 | 1180.8
Northern_California_Li_Battery_8hr_114 | caiso-deliverability | Bellota_Weber_HSN | Reliability_Capacity_In_Model_Year | System RA | Northern_California_Li_Battery_8hr_114 | 1 | 1 | 1 | 1 | 1 | 1 | 1 | 1 | 1 | 1 | 1 | 1 | 1 | 1 | 1 | 1 | 1 | 1 | 1 | 1 | 1 | 1 | 1 | 1 | 1 | 1 | 1 | 1 | 1 | 1 | 1 | caiso-deliverability | Silvergate_Old_Town_SSN | <= | 1206.24 | 1206.24 | 1206.24 | 1206.24 | 1206.24 | 1206.24 | 1206.24 | 1206.24 | 1206.24 | 1206.24 | 1206.24 | 1206.24 | 1206.24 | 1206.24 | 1206.24 | 1206.24 | 1206.24 | 1206.24 | 1206.24 | 1206.24 | 1206.24 | 1206.24 | 1206.24 | 1206.24 | 1206.24 | 1206.24 | 1206.24 | 1206.24 | 1206.24 | 1206.24 | 1206.24
Northern_California_Li_Battery_8hr_122 | caiso-deliverability | Bellota_Weber_HSN | Reliability_Capacity_In_Model_Year | System RA | Northern_California_Li_Battery_8hr_122 | 1 | 1 | 1 | 1 | 1 | 1 | 1 | 1 | 1 | 1 | 1 | 1 | 1 | 1 | 1 | 1 | 1 | 1 | 1 | 1 | 1 | 1 | 1 | 1 | 1 | 1 | 1 | 1 | 1 | 1 | 1 | caiso-deliverability | Smyrna _Q1984_HSN | <= | 144 | 144 | 144 | 144 | 144 | 144 | 144 | 144 | 144 | 144 | 144 | 144 | 144 | 144 | 144 | 144 | 144 | 144 | 144 | 144 | 144 | 144 | 144 | 144 | 144 | 144 | 144 | 144 | 144 | 144 | 144
Northern_California_Li_Battery_8hr_135 | caiso-deliverability | Bellota_Weber_HSN | Reliability_Capacity_In_Model_Year | System RA | Northern_California_Li_Battery_8hr_135 | 1 | 1 | 1 | 1 | 1 | 1 | 1 | 1 | 1 | 1 | 1 | 1 | 1 | 1 | 1 | 1 | 1 | 1 | 1 | 1 | 1 | 1 | 1 | 1 | 1 | 1 | 1 | 1 | 1 | 1 | 1 | caiso-deliverability | Smyrna _Q1984_offpeak | <= | 132 | 132 | 132 | 132 | 132 | 132 | 132 | 132 | 132 | 132 | 132 | 132 | 132 | 132 | 132 | 132 | 132 | 132 | 132 | 132 | 132 | 132 | 132 | 132 | 132 | 132 | 132 | 132 | 132 | 132 | 132
Northern_California_Li_Battery_8hr_138 | caiso-deliverability | Bellota_Weber_HSN | Reliability_Capacity_In_Model_Year | System RA | Northern_California_Li_Battery_8hr_138 | 1 | 1 | 1 | 1 | 1 | 1 | 1 | 1 | 1 | 1 | 1 | 1 | 1 | 1 | 1 | 1 | 1 | 1 | 1 | 1 | 1 | 1 | 1 | 1 | 1 | 1 | 1 | 1 | 1 | 1 | 1 | caiso-deliverability | Smyrna _Q1984_SSN | <= | 144 | 144 | 144 | 144 | 144 | 144 | 144 | 144 | 144 | 144 | 144 | 144 | 144 | 144 | 144 | 144 | 144 | 144 | 144 | 144 | 144 | 144 | 144 | 144 | 144 | 144 | 144 | 144 | 144 | 144 | 144
Southern_PGAE_Li_Battery_8hr_139 | caiso-deliverability | Bellota_Weber_HSN | Reliability_Capacity_In_Model_Year | System RA | Southern_PGAE_Li_Battery_8hr_139 | 1 | 1 | 1 | 1 | 1 | 1 | 1 | 1 | 1 | 1 | 1 | 1 | 1 | 1 | 1 | 1 | 1 | 1 | 1 | 1 | 1 | 1 | 1 | 1 | 1 | 1 | 1 | 1 | 1 | 1 | 1 | caiso-deliverability | Sobrante_Moraga_HSN | <= | 3723.2 | 3723.2 | 3723.2 | 3723.2 | 3723.2 | 3723.2 | 3723.2 | 3723.2 | 3723.2 | 3723.2 | 3723.2 | 3723.2 | 3723.2 | 3723.2 | 3723.2 | 3723.2 | 3723.2 | 3723.2 | 3723.2 | 3723.2 | 3723.2 | 3723.2 | 3723.2 | 3723.2 | 3723.2 | 3723.2 | 3723.2 | 3723.2 | 3723.2 | 3723.2 | 3723.2
Southern_PGAE_Li_Battery_8hr_140 | caiso-deliverability | Bellota_Weber_HSN | Reliability_Capacity_In_Model_Year | System RA | Southern_PGAE_Li_Battery_8hr_140 | 1 | 1 | 1 | 1 | 1 | 1 | 1 | 1 | 1 | 1 | 1 | 1 | 1 | 1 | 1 | 1 | 1 | 1 | 1 | 1 | 1 | 1 | 1 | 1 | 1 | 1 | 1 | 1 | 1 | 1 | 1 | caiso-deliverability | Sobrante_Moraga_offpeak | <= | 4123.2 | 4123.2 | 4123.2 | 4123.2 | 4123.2 | 4123.2 | 4123.2 | 4123.2 | 4123.2 | 4123.2 | 4123.2 | 4123.2 | 4123.2 | 4123.2 | 4123.2 | 4123.2 | 4123.2 | 4123.2 | 4123.2 | 4123.2 | 4123.2 | 4123.2 | 4123.2 | 4123.2 | 4123.2 | 4123.2 | 4123.2 | 4123.2 | 4123.2 | 4123.2 | 4123.2
Northern_California_Li_Battery_8hr_141 | caiso-deliverability | Bellota_Weber_HSN | Reliability_Capacity_In_Model_Year | System RA | Northern_California_Li_Battery_8hr_141 | 1 | 1 | 1 | 1 | 1 | 1 | 1 | 1 | 1 | 1 | 1 | 1 | 1 | 1 | 1 | 1 | 1 | 1 | 1 | 1 | 1 | 1 | 1 | 1 | 1 | 1 | 1 | 1 | 1 | 1 | 1 | caiso-deliverability | Sobrante_Moraga_SSN | <= | 3823.2 | 3823.2 | 3823.2 | 3823.2 | 3823.2 | 3823.2 | 3823.2 | 3823.2 | 3823.2 | 3823.2 | 3823.2 | 3823.2 | 3823.2 | 3823.2 | 3823.2 | 3823.2 | 3823.2 | 3823.2 | 3823.2 | 3823.2 | 3823.2 | 3823.2 | 3823.2 | 3823.2 | 3823.2 | 3823.2 | 3823.2 | 3823.2 | 3823.2 | 3823.2 | 3823.2
Northern_California_Li_Battery_8hr_144 | caiso-deliverability | Bellota_Weber_HSN | Reliability_Capacity_In_Model_Year | System RA | Northern_California_Li_Battery_8hr_144 | 1 | 1 | 1 | 1 | 1 | 1 | 1 | 1 | 1 | 1 | 1 | 1 | 1 | 1 | 1 | 1 | 1 | 1 | 1 | 1 | 1 | 1 | 1 | 1 | 1 | 1 | 1 | 1 | 1 | 1 | 1 | caiso-deliverability | South_Magunden_Off_Peak_offpeak | <= | 406.034 | 406.034 | 406.034 | 406.034 | 406.034 | 406.034 | 406.034 | 406.034 | 406.034 | 406.034 | 406.034 | 406.034 | 406.034 | 406.034 | 406.034 | 406.034 | 406.034 | 406.034 | 406.034 | 406.034 | 406.034 | 406.034 | 406.034 | 406.034 | 406.034 | 406.034 | 406.034 | 406.034 | 406.034 | 406.034 | 406.034
Southern_PGAE_Li_Battery_8hr_151 | caiso-deliverability | Bellota_Weber_HSN | Reliability_Capacity_In_Model_Year | System RA | Southern_PGAE_Li_Battery_8hr_151 | 1 | 1 | 1 | 1 | 1 | 1 | 1 | 1 | 1 | 1 | 1 | 1 | 1 | 1 | 1 | 1 | 1 | 1 | 1 | 1 | 1 | 1 | 1 | 1 | 1 | 1 | 1 | 1 | 1 | 1 | 1 | caiso-deliverability | South_Magunden_On_Peak_HSN | <= | 442.1993 | 442.1993 | 442.1993 | 442.1993 | 442.1993 | 442.1993 | 442.1993 | 442.1993 | 442.1993 | 442.1993 | 442.1993 | 442.1993 | 442.1993 | 442.1993 | 442.1993 | 442.1993 | 442.1993 | 442.1993 | 442.1993 | 442.1993 | 442.1993 | 442.1993 | 442.1993 | 442.1993 | 442.1993 | 442.1993 | 442.1993 | 442.1993 | 442.1993 | 442.1993 | 442.1993
Southern_PGAE_Li_Battery_8hr_154 | caiso-deliverability | Bellota_Weber_HSN | Reliability_Capacity_In_Model_Year | System RA | Southern_PGAE_Li_Battery_8hr_154 | 1 | 1 | 1 | 1 | 1 | 1 | 1 | 1 | 1 | 1 | 1 | 1 | 1 | 1 | 1 | 1 | 1 | 1 | 1 | 1 | 1 | 1 | 1 | 1 | 1 | 1 | 1 | 1 | 1 | 1 | 1 | caiso-deliverability | South_Magunden_On_Peak_SSN | <= | 569.2875 | 569.2875 | 569.2875 | 569.2875 | 569.2875 | 569.2875 | 569.2875 | 569.2875 | 569.2875 | 569.2875 | 569.2875 | 569.2875 | 569.2875 | 569.2875 | 569.2875 | 569.2875 | 569.2875 | 569.2875 | 569.2875 | 569.2875 | 569.2875 | 569.2875 | 569.2875 | 569.2875 | 569.2875 | 569.2875 | 569.2875 | 569.2875 | 569.2875 | 569.2875 | 569.2875
Northern_California_Li_Battery_8hr_157 | caiso-deliverability | Bellota_Weber_HSN | Reliability_Capacity_In_Model_Year | System RA | Northern_California_Li_Battery_8hr_157 | 1 | 1 | 1 | 1 | 1 | 1 | 1 | 1 | 1 | 1 | 1 | 1 | 1 | 1 | 1 | 1 | 1 | 1 | 1 | 1 | 1 | 1 | 1 | 1 | 1 | 1 | 1 | 1 | 1 | 1 | 1 | caiso-deliverability | Talega_230_HSN | <= | 809 | 809 | 809 | 809 | 809 | 809 | 809 | 809 | 809 | 809 | 809 | 809 | 809 | 809 | 809 | 809 | 809 | 809 | 809 | 809 | 809 | 809 | 809 | 809 | 809 | 809 | 809 | 809 | 809 | 809 | 809
Northern_California_Li_Battery_8hr_159 | caiso-deliverability | Bellota_Weber_HSN | Reliability_Capacity_In_Model_Year | System RA | Northern_California_Li_Battery_8hr_159 | 1 | 1 | 1 | 1 | 1 | 1 | 1 | 1 | 1 | 1 | 1 | 1 | 1 | 1 | 1 | 1 | 1 | 1 | 1 | 1 | 1 | 1 | 1 | 1 | 1 | 1 | 1 | 1 | 1 | 1 | 1 | caiso-deliverability | Talega_230_offpeak | <= | 1601 | 1601 | 1601 | 1601 | 1601 | 1601 | 1601 | 1601 | 1601 | 1601 | 1601 | 1601 | 1601 | 1601 | 1601 | 1601 | 1601 | 1601 | 1601 | 1601 | 1601 | 1601 | 1601 | 1601 | 1601 | 1601 | 1601 | 1601 | 1601 | 1601 | 1601
Southern_PGAE_Li_Battery_8hr_161 | caiso-deliverability | Bellota_Weber_HSN | Reliability_Capacity_In_Model_Year | System RA | Southern_PGAE_Li_Battery_8hr_161 | 1 | 1 | 1 | 1 | 1 | 1 | 1 | 1 | 1 | 1 | 1 | 1 | 1 | 1 | 1 | 1 | 1 | 1 | 1 | 1 | 1 | 1 | 1 | 1 | 1 | 1 | 1 | 1 | 1 | 1 | 1 | caiso-deliverability | Talega_230_SSN | <= | 1007 | 1007 | 1007 | 1007 | 1007 | 1007 | 1007 | 1007 | 1007 | 1007 | 1007 | 1007 | 1007 | 1007 | 1007 | 1007 | 1007 | 1007 | 1007 | 1007 | 1007 | 1007 | 1007 | 1007 | 1007 | 1007 | 1007 | 1007 | 1007 | 1007 | 1007
Southern_PGAE_Li_Battery_8hr_162 | caiso-deliverability | Bellota_Weber_HSN | Reliability_Capacity_In_Model_Year | System RA | Southern_PGAE_Li_Battery_8hr_162 | 1 | 1 | 1 | 1 | 1 | 1 | 1 | 1 | 1 | 1 | 1 | 1 | 1 | 1 | 1 | 1 | 1 | 1 | 1 | 1 | 1 | 1 | 1 | 1 | 1 | 1 | 1 | 1 | 1 | 1 | 1 | caiso-deliverability | Tesla_Bellota_HSN | <= | 3125.2 | 3125.2 | 3125.2 | 3125.2 | 3125.2 | 3125.2 | 3125.2 | 3125.2 | 3125.2 | 3125.2 | 3125.2 | 3125.2 | 3125.2 | 3125.2 | 3125.2 | 3125.2 | 3125.2 | 3125.2 | 3125.2 | 3125.2 | 3125.2 | 3125.2 | 3125.2 | 3125.2 | 3125.2 | 3125.2 | 3125.2 | 3125.2 | 3125.2 | 3125.2 | 3125.2
Southern_PGAE_Li_Battery_8hr_163 | caiso-deliverability | Bellota_Weber_HSN | Reliability_Capacity_In_Model_Year | System RA | Southern_PGAE_Li_Battery_8hr_163 | 1 | 1 | 1 | 1 | 1 | 1 | 1 | 1 | 1 | 1 | 1 | 1 | 1 | 1 | 1 | 1 | 1 | 1 | 1 | 1 | 1 | 1 | 1 | 1 | 1 | 1 | 1 | 1 | 1 | 1 | 1 | caiso-deliverability | Tesla_Bellota_offpeak | <= | 4959.3 | 4959.3 | 4959.3 | 4959.3 | 4959.3 | 4959.3 | 4959.3 | 4959.3 | 4959.3 | 4959.3 | 4959.3 | 4959.3 | 4959.3 | 4959.3 | 4959.3 | 4959.3 | 4959.3 | 4959.3 | 4959.3 | 4959.3 | 4959.3 | 4959.3 | 4959.3 | 4959.3 | 4959.3 | 4959.3 | 4959.3 | 4959.3 | 4959.3 | 4959.3 | 4959.3
Southern_PGAE_Li_Battery_8hr_164 | caiso-deliverability | Bellota_Weber_HSN | Reliability_Capacity_In_Model_Year | System RA | Southern_PGAE_Li_Battery_8hr_164 | 1 | 1 | 1 | 1 | 1 | 1 | 1 | 1 | 1 | 1 | 1 | 1 | 1 | 1 | 1 | 1 | 1 | 1 | 1 | 1 | 1 | 1 | 1 | 1 | 1 | 1 | 1 | 1 | 1 | 1 | 1 | caiso-deliverability | Tesla_Bellota_SSN | <= | 3582.17 | 3582.17 | 3582.17 | 3582.17 | 3582.17 | 3582.17 | 3582.17 | 3582.17 | 3582.17 | 3582.17 | 3582.17 | 3582.17 | 3582.17 | 3582.17 | 3582.17 | 3582.17 | 3582.17 | 3582.17 | 3582.17 | 3582.17 | 3582.17 | 3582.17 | 3582.17 | 3582.17 | 3582.17 | 3582.17 | 3582.17 | 3582.17 | 3582.17 | 3582.17 | 3582.17
Southern_PGAE_Li_Battery_8hr_165 | caiso-deliverability | Bellota_Weber_HSN | Reliability_Capacity_In_Model_Year | System RA | Southern_PGAE_Li_Battery_8hr_165 | 1 | 1 | 1 | 1 | 1 | 1 | 1 | 1 | 1 | 1 | 1 | 1 | 1 | 1 | 1 | 1 | 1 | 1 | 1 | 1 | 1 | 1 | 1 | 1 | 1 | 1 | 1 | 1 | 1 | 1 | 1 | caiso-deliverability | Tesla_Salado_HSN | <= | 1087 | 1087 | 1087 | 1087 | 1087 | 1087 | 1087 | 1087 | 1087 | 1087 | 1087 | 1087 | 1087 | 1087 | 1087 | 1087 | 1087 | 1087 | 1087 | 1087 | 1087 | 1087 | 1087 | 1087 | 1087 | 1087 | 1087 | 1087 | 1087 | 1087 | 1087
Northern_California_Li_Battery_8hr_166 | caiso-deliverability | Bellota_Weber_HSN | Reliability_Capacity_In_Model_Year | System RA | Northern_California_Li_Battery_8hr_166 | 1 | 1 | 1 | 1 | 1 | 1 | 1 | 1 | 1 | 1 | 1 | 1 | 1 | 1 | 1 | 1 | 1 | 1 | 1 | 1 | 1 | 1 | 1 | 1 | 1 | 1 | 1 | 1 | 1 | 1 | 1 | caiso-deliverability | Tesla_Salado_offpeak | <= | 1087 | 1087 | 1087 | 1087 | 1087 | 1087 | 1087 | 1087 | 1087 | 1087 | 1087 | 1087 | 1087 | 1087 | 1087 | 1087 | 1087 | 1087 | 1087 | 1087 | 1087 | 1087 | 1087 | 1087 | 1087 | 1087 | 1087 | 1087 | 1087 | 1087 | 1087
Southern_PGAE_Li_Battery_8hr_168 | caiso-deliverability | Bellota_Weber_HSN | Reliability_Capacity_In_Model_Year | System RA | Southern_PGAE_Li_Battery_8hr_168 | 1 | 1 | 1 | 1 | 1 | 1 | 1 | 1 | 1 | 1 | 1 | 1 | 1 | 1 | 1 | 1 | 1 | 1 | 1 | 1 | 1 | 1 | 1 | 1 | 1 | 1 | 1 | 1 | 1 | 1 | 1 | caiso-deliverability | Tesla_Salado_SSN | <= | 1087 | 1087 | 1087 | 1087 | 1087 | 1087 | 1087 | 1087 | 1087 | 1087 | 1087 | 1087 | 1087 | 1087 | 1087 | 1087 | 1087 | 1087 | 1087 | 1087 | 1087 | 1087 | 1087 | 1087 | 1087 | 1087 | 1087 | 1087 | 1087 | 1087 | 1087
Southern_PGAE_Li_Battery_8hr_169 | caiso-deliverability | Bellota_Weber_HSN | Reliability_Capacity_In_Model_Year | System RA | Southern_PGAE_Li_Battery_8hr_169 | 1 | 1 | 1 | 1 | 1 | 1 | 1 | 1 | 1 | 1 | 1 | 1 | 1 | 1 | 1 | 1 | 1 | 1 | 1 | 1 | 1 | 1 | 1 | 1 | 1 | 1 | 1 | 1 | 1 | 1 | 1 | caiso-deliverability | Tesla_Tracy_Pump_1_HSN | <= | 3955.7 | 3955.7 | 3955.7 | 3955.7 | 3955.7 | 3955.7 | 3955.7 | 3955.7 | 3955.7 | 3955.7 | 3955.7 | 3955.7 | 3955.7 | 3955.7 | 3955.7 | 3955.7 | 3955.7 | 3955.7 | 3955.7 | 3955.7 | 3955.7 | 3955.7 | 3955.7 | 3955.7 | 3955.7 | 3955.7 | 3955.7 | 3955.7 | 3955.7 | 3955.7 | 3955.7
Southern_PGAE_Li_Battery_8hr_170 | caiso-deliverability | Bellota_Weber_HSN | Reliability_Capacity_In_Model_Year | System RA | Southern_PGAE_Li_Battery_8hr_170 | 1 | 1 | 1 | 1 | 1 | 1 | 1 | 1 | 1 | 1 | 1 | 1 | 1 | 1 | 1 | 1 | 1 | 1 | 1 | 1 | 1 | 1 | 1 | 1 | 1 | 1 | 1 | 1 | 1 | 1 | 1 | caiso-deliverability | Tesla_Tracy_Pump_1_offpeak | <= | 4352.8 | 4352.8 | 4352.8 | 4352.8 | 4352.8 | 4352.8 | 4352.8 | 4352.8 | 4352.8 | 4352.8 | 4352.8 | 4352.8 | 4352.8 | 4352.8 | 4352.8 | 4352.8 | 4352.8 | 4352.8 | 4352.8 | 4352.8 | 4352.8 | 4352.8 | 4352.8 | 4352.8 | 4352.8 | 4352.8 | 4352.8 | 4352.8 | 4352.8 | 4352.8 | 4352.8
Northern_California_Li_Battery_8hr_172 | caiso-deliverability | Bellota_Weber_HSN | Reliability_Capacity_In_Model_Year | System RA | Northern_California_Li_Battery_8hr_172 | 1 | 1 | 1 | 1 | 1 | 1 | 1 | 1 | 1 | 1 | 1 | 1 | 1 | 1 | 1 | 1 | 1 | 1 | 1 | 1 | 1 | 1 | 1 | 1 | 1 | 1 | 1 | 1 | 1 | 1 | 1 | caiso-deliverability | Tesla_Tracy_Pump_1_SSN | <= | 4053.42 | 4053.42 | 4053.42 | 4053.42 | 4053.42 | 4053.42 | 4053.42 | 4053.42 | 4053.42 | 4053.42 | 4053.42 | 4053.42 | 4053.42 | 4053.42 | 4053.42 | 4053.42 | 4053.42 | 4053.42 | 4053.42 | 4053.42 | 4053.42 | 4053.42 | 4053.42 | 4053.42 | 4053.42 | 4053.42 | 4053.42 | 4053.42 | 4053.42 | 4053.42 | 4053.42
Southern_PGAE_Li_Battery_8hr_174 | caiso-deliverability | Bellota_Weber_HSN | Reliability_Capacity_In_Model_Year | System RA | Southern_PGAE_Li_Battery_8hr_174 | 1 | 1 | 1 | 1 | 1 | 1 | 1 | 1 | 1 | 1 | 1 | 1 | 1 | 1 | 1 | 1 | 1 | 1 | 1 | 1 | 1 | 1 | 1 | 1 | 1 | 1 | 1 | 1 | 1 | 1 | 1 | caiso-deliverability | Tesla_Tracy_Pumps_2_HSN | <= | 3716.2 | 3716.2 | 3716.2 | 3716.2 | 3716.2 | 3716.2 | 3716.2 | 3716.2 | 3716.2 | 3716.2 | 3716.2 | 3716.2 | 3716.2 | 3716.2 | 3716.2 | 3716.2 | 3716.2 | 3716.2 | 3716.2 | 3716.2 | 3716.2 | 3716.2 | 3716.2 | 3716.2 | 3716.2 | 3716.2 | 3716.2 | 3716.2 | 3716.2 | 3716.2 | 3716.2
Southern_PGAE_Li_Battery_8hr_176 | caiso-deliverability | Bellota_Weber_HSN | Reliability_Capacity_In_Model_Year | System RA | Southern_PGAE_Li_Battery_8hr_176 | 1 | 1 | 1 | 1 | 1 | 1 | 1 | 1 | 1 | 1 | 1 | 1 | 1 | 1 | 1 | 1 | 1 | 1 | 1 | 1 | 1 | 1 | 1 | 1 | 1 | 1 | 1 | 1 | 1 | 1 | 1 | caiso-deliverability | Tesla_Tracy_Pumps_2_offpeak | <= | 5790.3 | 5790.3 | 5790.3 | 5790.3 | 5790.3 | 5790.3 | 5790.3 | 5790.3 | 5790.3 | 5790.3 | 5790.3 | 5790.3 | 5790.3 | 5790.3 | 5790.3 | 5790.3 | 5790.3 | 5790.3 | 5790.3 | 5790.3 | 5790.3 | 5790.3 | 5790.3 | 5790.3 | 5790.3 | 5790.3 | 5790.3 | 5790.3 | 5790.3 | 5790.3 | 5790.3
Northern_California_Li_Battery_8hr_179 | caiso-deliverability | Bellota_Weber_HSN | Reliability_Capacity_In_Model_Year | System RA | Northern_California_Li_Battery_8hr_179 | 1 | 1 | 1 | 1 | 1 | 1 | 1 | 1 | 1 | 1 | 1 | 1 | 1 | 1 | 1 | 1 | 1 | 1 | 1 | 1 | 1 | 1 | 1 | 1 | 1 | 1 | 1 | 1 | 1 | 1 | 1 | caiso-deliverability | Tesla_Tracy_Pumps_2_SSN | <= | 4233.17 | 4233.17 | 4233.17 | 4233.17 | 4233.17 | 4233.17 | 4233.17 | 4233.17 | 4233.17 | 4233.17 | 4233.17 | 4233.17 | 4233.17 | 4233.17 | 4233.17 | 4233.17 | 4233.17 | 4233.17 | 4233.17 | 4233.17 | 4233.17 | 4233.17 | 4233.17 | 4233.17 | 4233.17 | 4233.17 | 4233.17 | 4233.17 | 4233.17 | 4233.17 | 4233.17
Central_Valley_North_Los_Banos_Wind_154 | caiso-deliverability | Bellota_Weber_HSN | Reliability_Capacity_In_Model_Year | System RA | Central_Valley_North_Los_Banos_Wind_154 | 0.665 | 0.665 | 0.665 | 0.665 | 0.665 | 0.665 | 0.665 | 0.665 | 0.665 | 0.665 | 0.665 | 0.665 | 0.665 | 0.665 | 0.665 | 0.665 | 0.665 | 0.665 | 0.665 | 0.665 | 0.665 | 0.665 | 0.665 | 0.665 | 0.665 | 0.665 | 0.665 | 0.665 | 0.665 | 0.665 | 0.665 | caiso-deliverability | Trabuco_Capistrano_HSN | <= | 501 | 501 | 501 | 501 | 501 | 501 | 501 | 501 | 501 | 501 | 501 | 501 | 501 | 501 | 501 | 501 | 501 | 501 | 501 | 501 | 501 | 501 | 501 | 501 | 501 | 501 | 501 | 501 | 501 | 501 | 501
Central_Valley_North_Los_Banos_Wind_162 | caiso-deliverability | Bellota_Weber_HSN | Reliability_Capacity_In_Model_Year | System RA | Central_Valley_North_Los_Banos_Wind_162 | 0.665 | 0.665 | 0.665 | 0.665 | 0.665 | 0.665 | 0.665 | 0.665 | 0.665 | 0.665 | 0.665 | 0.665 | 0.665 | 0.665 | 0.665 | 0.665 | 0.665 | 0.665 | 0.665 | 0.665 | 0.665 | 0.665 | 0.665 | 0.665 | 0.665 | 0.665 | 0.665 | 0.665 | 0.665 | 0.665 | 0.665 | caiso-deliverability | Trabuco_Capistrano_offpeak | <= | 501 | 501 | 501 | 501 | 501 | 501 | 501 | 501 | 501 | 501 | 501 | 501 | 501 | 501 | 501 | 501 | 501 | 501 | 501 | 501 | 501 | 501 | 501 | 501 | 501 | 501 | 501 | 501 | 501 | 501 | 501
Northern_California_Solar_25 | caiso-deliverability | Bellota_Weber_HSN | Reliability_Capacity_In_Model_Year | System RA | Northern_California_Solar_25 | 0.1 | 0.1 | 0.1 | 0.1 | 0.1 | 0.1 | 0.1 | 0.1 | 0.1 | 0.1 | 0.1 | 0.1 | 0.1 | 0.1 | 0.1 | 0.1 | 0.1 | 0.1 | 0.1 | 0.1 | 0.1 | 0.1 | 0.1 | 0.1 | 0.1 | 0.1 | 0.1 | 0.1 | 0.1 | 0.1 | 0.1 | caiso-deliverability | Trabuco_Capistrano_SSN | <= | 501 | 501 | 501 | 501 | 501 | 501 | 501 | 501 | 501 | 501 | 501 | 501 | 501 | 501 | 501 | 501 | 501 | 501 | 501 | 501 | 501 | 501 | 501 | 501 | 501 | 501 | 501 | 501 | 501 | 501 | 501
Northern_California_Solar_31 | caiso-deliverability | Bellota_Weber_HSN | Reliability_Capacity_In_Model_Year | System RA | Northern_California_Solar_31 | 0.1 | 0.1 | 0.1 | 0.1 | 0.1 | 0.1 | 0.1 | 0.1 | 0.1 | 0.1 | 0.1 | 0.1 | 0.1 | 0.1 | 0.1 | 0.1 | 0.1 | 0.1 | 0.1 | 0.1 | 0.1 | 0.1 | 0.1 | 0.1 | 0.1 | 0.1 | 0.1 | 0.1 | 0.1 | 0.1 | 0.1 | caiso-deliverability | Tranquility_Helm_HSN | <= | 1986.5 | 1986.5 | 1986.5 | 1986.5 | 1986.5 | 1986.5 | 1986.5 | 1986.5 | 1986.5 | 1986.5 | 1986.5 | 1986.5 | 1986.5 | 1986.5 | 1986.5 | 1986.5 | 1986.5 | 1986.5 | 1986.5 | 1986.5 | 1986.5 | 1986.5 | 1986.5 | 1986.5 | 1986.5 | 1986.5 | 1986.5 | 1986.5 | 1986.5 | 1986.5 | 1986.5
Northern_California_Solar_80 | caiso-deliverability | Bellota_Weber_HSN | Reliability_Capacity_In_Model_Year | System RA | Northern_California_Solar_80 | 0.1 | 0.1 | 0.1 | 0.1 | 0.1 | 0.1 | 0.1 | 0.1 | 0.1 | 0.1 | 0.1 | 0.1 | 0.1 | 0.1 | 0.1 | 0.1 | 0.1 | 0.1 | 0.1 | 0.1 | 0.1 | 0.1 | 0.1 | 0.1 | 0.1 | 0.1 | 0.1 | 0.1 | 0.1 | 0.1 | 0.1 | caiso-deliverability | Tranquility_Helm_offpeak | <= | 1091.9998 | 1091.9998 | 1091.9998 | 1091.9998 | 1091.9998 | 1091.9998 | 1091.9998 | 1091.9998 | 1091.9998 | 1091.9998 | 1091.9998 | 1091.9998 | 1091.9998 | 1091.9998 | 1091.9998 | 1091.9998 | 1091.9998 | 1091.9998 | 1091.9998 | 1091.9998 | 1091.9998 | 1091.9998 | 1091.9998 | 1091.9998 | 1091.9998 | 1091.9998 | 1091.9998 | 1091.9998 | 1091.9998 | 1091.9998 | 1091.9998
Northern_California_Solar_85 | caiso-deliverability | Bellota_Weber_HSN | Reliability_Capacity_In_Model_Year | System RA | Northern_California_Solar_85 | 0.1 | 0.1 | 0.1 | 0.1 | 0.1 | 0.1 | 0.1 | 0.1 | 0.1 | 0.1 | 0.1 | 0.1 | 0.1 | 0.1 | 0.1 | 0.1 | 0.1 | 0.1 | 0.1 | 0.1 | 0.1 | 0.1 | 0.1 | 0.1 | 0.1 | 0.1 | 0.1 | 0.1 | 0.1 | 0.1 | 0.1 | caiso-deliverability | Tranquility_Helm_SSN | <= | 2006.55 | 2006.55 | 2006.55 | 2006.55 | 2006.55 | 2006.55 | 2006.55 | 2006.55 | 2006.55 | 2006.55 | 2006.55 | 2006.55 | 2006.55 | 2006.55 | 2006.55 | 2006.55 | 2006.55 | 2006.55 | 2006.55 | 2006.55 | 2006.55 | 2006.55 | 2006.55 | 2006.55 | 2006.55 | 2006.55 | 2006.55 | 2006.55 | 2006.55 | 2006.55 | 2006.55
Northern_California_Solar_92 | caiso-deliverability | Bellota_Weber_HSN | Reliability_Capacity_In_Model_Year | System RA | Northern_California_Solar_92 | 0.1 | 0.1 | 0.1 | 0.1 | 0.1 | 0.1 | 0.1 | 0.1 | 0.1 | 0.1 | 0.1 | 0.1 | 0.1 | 0.1 | 0.1 | 0.1 | 0.1 | 0.1 | 0.1 | 0.1 | 0.1 | 0.1 | 0.1 | 0.1 | 0.1 | 0.1 | 0.1 | 0.1 | 0.1 | 0.1 | 0.1 | caiso-deliverability | Vaca_Dixon_Tesla_HSN | <= | 464.0841 | 464.0841 | 464.0841 | 464.0841 | 464.0841 | 464.0841 | 464.0841 | 464.0841 | 464.0841 | 464.0841 | 464.0841 | 464.0841 | 464.0841 | 464.0841 | 464.0841 | 464.0841 | 464.0841 | 464.0841 | 464.0841 | 464.0841 | 464.0841 | 464.0841 | 464.0841 | 464.0841 | 464.0841 | 464.0841 | 464.0841 | 464.0841 | 464.0841 | 464.0841 | 464.0841
Northern_California_Solar_114 | caiso-deliverability | Bellota_Weber_HSN | Reliability_Capacity_In_Model_Year | System RA | Northern_California_Solar_114 | 0.1 | 0.1 | 0.1 | 0.1 | 0.1 | 0.1 | 0.1 | 0.1 | 0.1 | 0.1 | 0.1 | 0.1 | 0.1 | 0.1 | 0.1 | 0.1 | 0.1 | 0.1 | 0.1 | 0.1 | 0.1 | 0.1 | 0.1 | 0.1 | 0.1 | 0.1 | 0.1 | 0.1 | 0.1 | 0.1 | 0.1 | caiso-deliverability | Vaca_Dixon_Tesla_offpeak | <= | 1587.8535 | 1587.8535 | 1587.8535 | 1587.8535 | 1587.8535 | 1587.8535 | 1587.8535 | 1587.8535 | 1587.8535 | 1587.8535 | 1587.8535 | 1587.8535 | 1587.8535 | 1587.8535 | 1587.8535 | 1587.8535 | 1587.8535 | 1587.8535 | 1587.8535 | 1587.8535 | 1587.8535 | 1587.8535 | 1587.8535 | 1587.8535 | 1587.8535 | 1587.8535 | 1587.8535 | 1587.8535 | 1587.8535 | 1587.8535 | 1587.8535
Northern_California_Solar_122 | caiso-deliverability | Bellota_Weber_HSN | Reliability_Capacity_In_Model_Year | System RA | Northern_California_Solar_122 | 0.1 | 0.1 | 0.1 | 0.1 | 0.1 | 0.1 | 0.1 | 0.1 | 0.1 | 0.1 | 0.1 | 0.1 | 0.1 | 0.1 | 0.1 | 0.1 | 0.1 | 0.1 | 0.1 | 0.1 | 0.1 | 0.1 | 0.1 | 0.1 | 0.1 | 0.1 | 0.1 | 0.1 | 0.1 | 0.1 | 0.1 | caiso-deliverability | Vaca_Dixon_Tesla_SSN | <= | 752.6318 | 752.6318 | 752.6318 | 752.6318 | 752.6318 | 752.6318 | 752.6318 | 752.6318 | 752.6318 | 752.6318 | 752.6318 | 752.6318 | 752.6318 | 752.6318 | 752.6318 | 752.6318 | 752.6318 | 752.6318 | 752.6318 | 752.6318 | 752.6318 | 752.6318 | 752.6318 | 752.6318 | 752.6318 | 752.6318 | 752.6318 | 752.6318 | 752.6318 | 752.6318 | 752.6318
Northern_California_Solar_135 | caiso-deliverability | Bellota_Weber_HSN | Reliability_Capacity_In_Model_Year | System RA | Northern_California_Solar_135 | 0.1 | 0.1 | 0.1 | 0.1 | 0.1 | 0.1 | 0.1 | 0.1 | 0.1 | 0.1 | 0.1 | 0.1 | 0.1 | 0.1 | 0.1 | 0.1 | 0.1 | 0.1 | 0.1 | 0.1 | 0.1 | 0.1 | 0.1 | 0.1 | 0.1 | 0.1 | 0.1 | 0.1 | 0.1 | 0.1 | 0.1 | caiso-deliverability | VEA_138_HSN | <= | 260 | 260 | 260 | 260 | 260 | 260 | 260 | 260 | 260 | 260 | 260 | 260 | 260 | 260 | 260 | 260 | 260 | 260 | 260 | 260 | 260 | 260 | 260 | 260 | 260 | 260 | 260 | 260 | 260 | 260 | 260
Northern_California_Solar_138 | caiso-deliverability | Bellota_Weber_HSN | Reliability_Capacity_In_Model_Year | System RA | Northern_California_Solar_138 | 0.1 | 0.1 | 0.1 | 0.1 | 0.1 | 0.1 | 0.1 | 0.1 | 0.1 | 0.1 | 0.1 | 0.1 | 0.1 | 0.1 | 0.1 | 0.1 | 0.1 | 0.1 | 0.1 | 0.1 | 0.1 | 0.1 | 0.1 | 0.1 | 0.1 | 0.1 | 0.1 | 0.1 | 0.1 | 0.1 | 0.1 | caiso-deliverability | VEA_138_offpeak | <= | 105 | 105 | 105 | 105 | 105 | 105 | 105 | 105 | 105 | 105 | 105 | 105 | 105 | 105 | 105 | 105 | 105 | 105 | 105 | 105 | 105 | 105 | 105 | 105 | 105 | 105 | 105 | 105 | 105 | 105 | 105
Northern_California_Solar_141 | caiso-deliverability | Bellota_Weber_HSN | Reliability_Capacity_In_Model_Year | System RA | Northern_California_Solar_141 | 0.1 | 0.1 | 0.1 | 0.1 | 0.1 | 0.1 | 0.1 | 0.1 | 0.1 | 0.1 | 0.1 | 0.1 | 0.1 | 0.1 | 0.1 | 0.1 | 0.1 | 0.1 | 0.1 | 0.1 | 0.1 | 0.1 | 0.1 | 0.1 | 0.1 | 0.1 | 0.1 | 0.1 | 0.1 | 0.1 | 0.1 | caiso-deliverability | VEA_138_SSN | <= | 260 | 260 | 260 | 260 | 260 | 260 | 260 | 260 | 260 | 260 | 260 | 260 | 260 | 260 | 260 | 260 | 260 | 260 | 260 | 260 | 260 | 260 | 260 | 260 | 260 | 260 | 260 | 260 | 260 | 260 | 260
Northern_California_Solar_144 | caiso-deliverability | Bellota_Weber_HSN | Reliability_Capacity_In_Model_Year | System RA | Northern_California_Solar_144 | 0.1 | 0.1 | 0.1 | 0.1 | 0.1 | 0.1 | 0.1 | 0.1 | 0.1 | 0.1 | 0.1 | 0.1 | 0.1 | 0.1 | 0.1 | 0.1 | 0.1 | 0.1 | 0.1 | 0.1 | 0.1 | 0.1 | 0.1 | 0.1 | 0.1 | 0.1 | 0.1 | 0.1 | 0.1 | 0.1 | 0.1 | caiso-deliverability | Victor_Lugo_HSN | <= | 934.3818 | 934.3818 | 934.3818 | 934.3818 | 934.3818 | 934.3818 | 934.3818 | 934.3818 | 934.3818 | 934.3818 | 934.3818 | 934.3818 | 934.3818 | 934.3818 | 934.3818 | 934.3818 | 934.3818 | 934.3818 | 934.3818 | 934.3818 | 934.3818 | 934.3818 | 934.3818 | 934.3818 | 934.3818 | 934.3818 | 934.3818 | 934.3818 | 934.3818 | 934.3818 | 934.3818
Northern_California_Solar_157 | caiso-deliverability | Bellota_Weber_HSN | Reliability_Capacity_In_Model_Year | System RA | Northern_California_Solar_157 | 0.1 | 0.1 | 0.1 | 0.1 | 0.1 | 0.1 | 0.1 | 0.1 | 0.1 | 0.1 | 0.1 | 0.1 | 0.1 | 0.1 | 0.1 | 0.1 | 0.1 | 0.1 | 0.1 | 0.1 | 0.1 | 0.1 | 0.1 | 0.1 | 0.1 | 0.1 | 0.1 | 0.1 | 0.1 | 0.1 | 0.1 | caiso-deliverability | Victor_Lugo_offpeak | <= | 1107.46 | 1107.46 | 1107.46 | 1107.46 | 1107.46 | 1107.46 | 1107.46 | 1107.46 | 1107.46 | 1107.46 | 1107.46 | 1107.46 | 1107.46 | 1107.46 | 1107.46 | 1107.46 | 1107.46 | 1107.46 | 1107.46 | 1107.46 | 1107.46 | 1107.46 | 1107.46 | 1107.46 | 1107.46 | 1107.46 | 1107.46 | 1107.46 | 1107.46 | 1107.46 | 1107.46
Northern_California_Solar_159 | caiso-deliverability | Bellota_Weber_HSN | Reliability_Capacity_In_Model_Year | System RA | Northern_California_Solar_159 | 0.1 | 0.1 | 0.1 | 0.1 | 0.1 | 0.1 | 0.1 | 0.1 | 0.1 | 0.1 | 0.1 | 0.1 | 0.1 | 0.1 | 0.1 | 0.1 | 0.1 | 0.1 | 0.1 | 0.1 | 0.1 | 0.1 | 0.1 | 0.1 | 0.1 | 0.1 | 0.1 | 0.1 | 0.1 | 0.1 | 0.1 | caiso-deliverability | Victor_Lugo_SSN | <= | 930.4531 | 930.4531 | 930.4531 | 930.4531 | 930.4531 | 930.4531 | 930.4531 | 930.4531 | 930.4531 | 930.4531 | 930.4531 | 930.4531 | 930.4531 | 930.4531 | 930.4531 | 930.4531 | 930.4531 | 930.4531 | 930.4531 | 930.4531 | 930.4531 | 930.4531 | 930.4531 | 930.4531 | 930.4531 | 930.4531 | 930.4531 | 930.4531 | 930.4531 | 930.4531 | 930.4531
Northern_California_Solar_166 | caiso-deliverability | Bellota_Weber_HSN | Reliability_Capacity_In_Model_Year | System RA | Northern_California_Solar_166 | 0.1 | 0.1 | 0.1 | 0.1 | 0.1 | 0.1 | 0.1 | 0.1 | 0.1 | 0.1 | 0.1 | 0.1 | 0.1 | 0.1 | 0.1 | 0.1 | 0.1 | 0.1 | 0.1 | 0.1 | 0.1 | 0.1 | 0.1 | 0.1 | 0.1 | 0.1 | 0.1 | 0.1 | 0.1 | 0.1 | 0.1 | caiso-deliverability | Vincent_Lugo_HSN | <= | 7835.953 | 7835.953 | 7835.953 | 7835.953 | 7835.953 | 7835.953 | 7835.953 | 7835.953 | 7835.953 | 7835.953 | 7835.953 | 7835.953 | 7835.953 | 7835.953 | 7835.953 | 7835.953 | 7835.953 | 7835.953 | 7835.953 | 7835.953 | 7835.953 | 7835.953 | 7835.953 | 7835.953 | 7835.953 | 7835.953 | 7835.953 | 7835.953 | 7835.953 | 7835.953 | 7835.953
Northern_California_Solar_172 | caiso-deliverability | Bellota_Weber_HSN | Reliability_Capacity_In_Model_Year | System RA | Northern_California_Solar_172 | 0.1 | 0.1 | 0.1 | 0.1 | 0.1 | 0.1 | 0.1 | 0.1 | 0.1 | 0.1 | 0.1 | 0.1 | 0.1 | 0.1 | 0.1 | 0.1 | 0.1 | 0.1 | 0.1 | 0.1 | 0.1 | 0.1 | 0.1 | 0.1 | 0.1 | 0.1 | 0.1 | 0.1 | 0.1 | 0.1 | 0.1 | caiso-deliverability | Vincent_Lugo_offpeak | <= | 9787.885 | 9787.885 | 9787.885 | 9787.885 | 9787.885 | 9787.885 | 9787.885 | 9787.885 | 9787.885 | 9787.885 | 9787.885 | 9787.885 | 9787.885 | 9787.885 | 9787.885 | 9787.885 | 9787.885 | 9787.885 | 9787.885 | 9787.885 | 9787.885 | 9787.885 | 9787.885 | 9787.885 | 9787.885 | 9787.885 | 9787.885 | 9787.885 | 9787.885 | 9787.885 | 9787.885
Northern_California_Solar_179 | caiso-deliverability | Bellota_Weber_HSN | Reliability_Capacity_In_Model_Year | System RA | Northern_California_Solar_179 | 0.1 | 0.1 | 0.1 | 0.1 | 0.1 | 0.1 | 0.1 | 0.1 | 0.1 | 0.1 | 0.1 | 0.1 | 0.1 | 0.1 | 0.1 | 0.1 | 0.1 | 0.1 | 0.1 | 0.1 | 0.1 | 0.1 | 0.1 | 0.1 | 0.1 | 0.1 | 0.1 | 0.1 | 0.1 | 0.1 | 0.1 | caiso-deliverability | Vincent_Lugo_SSN | <= | 8192.2635 | 8192.2635 | 8192.2635 | 8192.2635 | 8192.2635 | 8192.2635 | 8192.2635 | 8192.2635 | 8192.2635 | 8192.2635 | 8192.2635 | 8192.2635 | 8192.2635 | 8192.2635 | 8192.2635 | 8192.2635 | 8192.2635 | 8192.2635 | 8192.2635 | 8192.2635 | 8192.2635 | 8192.2635 | 8192.2635 | 8192.2635 | 8192.2635 | 8192.2635 | 8192.2635 | 8192.2635 | 8192.2635 | 8192.2635 | 8192.2635
Northern_California_Wind_159 | caiso-deliverability | Bellota_Weber_HSN | Reliability_Capacity_In_Model_Year | System RA | Northern_California_Wind_159 | 0.665 | 0.665 | 0.665 | 0.665 | 0.665 | 0.665 | 0.665 | 0.665 | 0.665 | 0.665 | 0.665 | 0.665 | 0.665 | 0.665 | 0.665 | 0.665 | 0.665 | 0.665 | 0.665 | 0.665 | 0.665 | 0.665 | 0.665 | 0.665 | 0.665 | 0.665 | 0.665 | 0.665 | 0.665 | 0.665 | 0.665 | caiso-deliverability | Windhub_HSN | <= | 1501.48 | 1501.48 | 1501.48 | 1501.48 | 1501.48 | 1501.48 | 1501.48 | 1501.48 | 1501.48 | 1501.48 | 1501.48 | 1501.48 | 1501.48 | 1501.48 | 1501.48 | 1501.48 | 1501.48 | 1501.48 | 1501.48 | 1501.48 | 1501.48 | 1501.48 | 1501.48 | 1501.48 | 1501.48 | 1501.48 | 1501.48 | 1501.48 | 1501.48 | 1501.48 | 1501.48
Solano_Wind_85 | caiso-deliverability | Bellota_Weber_HSN | Reliability_Capacity_In_Model_Year | System RA | Solano_Wind_85 | 0.665 | 0.665 | 0.665 | 0.665 | 0.665 | 0.665 | 0.665 | 0.665 | 0.665 | 0.665 | 0.665 | 0.665 | 0.665 | 0.665 | 0.665 | 0.665 | 0.665 | 0.665 | 0.665 | 0.665 | 0.665 | 0.665 | 0.665 | 0.665 | 0.665 | 0.665 | 0.665 | 0.665 | 0.665 | 0.665 | 0.665 | caiso-deliverability | Windhub_offpeak | <= | 2930.6 | 2930.6 | 2930.6 | 2930.6 | 2930.6 | 2930.6 | 2930.6 | 2930.6 | 2930.6 | 2930.6 | 2930.6 | 2930.6 | 2930.6 | 2930.6 | 2930.6 | 2930.6 | 2930.6 | 2930.6 | 2930.6 | 2930.6 | 2930.6 | 2930.6 | 2930.6 | 2930.6 | 2930.6 | 2930.6 | 2930.6 | 2930.6 | 2930.6 | 2930.6 | 2930.6
Solano_Wind_122 | caiso-deliverability | Bellota_Weber_HSN | Reliability_Capacity_In_Model_Year | System RA | Solano_Wind_122 | 0.665 | 0.665 | 0.665 | 0.665 | 0.665 | 0.665 | 0.665 | 0.665 | 0.665 | 0.665 | 0.665 | 0.665 | 0.665 | 0.665 | 0.665 | 0.665 | 0.665 | 0.665 | 0.665 | 0.665 | 0.665 | 0.665 | 0.665 | 0.665 | 0.665 | 0.665 | 0.665 | 0.665 | 0.665 | 0.665 | 0.665 | caiso-deliverability | Windhub_SSN | <= | 1793.66 | 1793.66 | 1793.66 | 1793.66 | 1793.66 | 1793.66 | 1793.66 | 1793.66 | 1793.66 | 1793.66 | 1793.66 | 1793.66 | 1793.66 | 1793.66 | 1793.66 | 1793.66 | 1793.66 | 1793.66 | 1793.66 | 1793.66 | 1793.66 | 1793.66 | 1793.66 | 1793.66 | 1793.66 | 1793.66 | 1793.66 | 1793.66 | 1793.66 | 1793.66 | 1793.66
Southern_PGAE_Solar_111 | caiso-deliverability | Bellota_Weber_HSN | Reliability_Capacity_In_Model_Year | System RA | Southern_PGAE_Solar_111 | 0.1 | 0.1 | 0.1 | 0.1 | 0.1 | 0.1 | 0.1 | 0.1 | 0.1 | 0.1 | 0.1 | 0.1 | 0.1 | 0.1 | 0.1 | 0.1 | 0.1 | 0.1 | 0.1 | 0.1 | 0.1 | 0.1 | 0.1 | 0.1 | 0.1 | 0.1 | 0.1 | 0.1 | 0.1 | 0.1 | 0.1 | caiso-deliverability | Windmaster_Delta_Pumps_HSN | <= | 85.8569 | 85.8569 | 85.8569 | 85.8569 | 85.8569 | 85.8569 | 85.8569 | 85.8569 | 85.8569 | 85.8569 | 85.8569 | 85.8569 | 85.8569 | 85.8569 | 85.8569 | 85.8569 | 85.8569 | 85.8569 | 85.8569 | 85.8569 | 85.8569 | 85.8569 | 85.8569 | 85.8569 | 85.8569 | 85.8569 | 85.8569 | 85.8569 | 85.8569 | 85.8569 | 85.8569
Southern_PGAE_Solar_139 | caiso-deliverability | Bellota_Weber_HSN | Reliability_Capacity_In_Model_Year | System RA | Southern_PGAE_Solar_139 | 0.1 | 0.1 | 0.1 | 0.1 | 0.1 | 0.1 | 0.1 | 0.1 | 0.1 | 0.1 | 0.1 | 0.1 | 0.1 | 0.1 | 0.1 | 0.1 | 0.1 | 0.1 | 0.1 | 0.1 | 0.1 | 0.1 | 0.1 | 0.1 | 0.1 | 0.1 | 0.1 | 0.1 | 0.1 | 0.1 | 0.1 | caiso-deliverability | Windmaster_Delta_Pumps_offpeak | <= | 1282.9569 | 1282.9569 | 1282.9569 | 1282.9569 | 1282.9569 | 1282.9569 | 1282.9569 | 1282.9569 | 1282.9569 | 1282.9569 | 1282.9569 | 1282.9569 | 1282.9569 | 1282.9569 | 1282.9569 | 1282.9569 | 1282.9569 | 1282.9569 | 1282.9569 | 1282.9569 | 1282.9569 | 1282.9569 | 1282.9569 | 1282.9569 | 1282.9569 | 1282.9569 | 1282.9569 | 1282.9569 | 1282.9569 | 1282.9569 | 1282.9569
Southern_PGAE_Solar_140 | caiso-deliverability | Bellota_Weber_HSN | Reliability_Capacity_In_Model_Year | System RA | Southern_PGAE_Solar_140 | 0.1 | 0.1 | 0.1 | 0.1 | 0.1 | 0.1 | 0.1 | 0.1 | 0.1 | 0.1 | 0.1 | 0.1 | 0.1 | 0.1 | 0.1 | 0.1 | 0.1 | 0.1 | 0.1 | 0.1 | 0.1 | 0.1 | 0.1 | 0.1 | 0.1 | 0.1 | 0.1 | 0.1 | 0.1 | 0.1 | 0.1 | caiso-deliverability | Windmaster_Delta_Pumps_SSN | <= | 383.5769 | 383.5769 | 383.5769 | 383.5769 | 383.5769 | 383.5769 | 383.5769 | 383.5769 | 383.5769 | 383.5769 | 383.5769 | 383.5769 | 383.5769 | 383.5769 | 383.5769 | 383.5769 | 383.5769 | 383.5769 | 383.5769 | 383.5769 | 383.5769 | 383.5769 | 383.5769 | 383.5769 | 383.5769 | 383.5769 | 383.5769 | 383.5769 | 383.5769 | 383.5769 | 383.5769
Southern_PGAE_Solar_151 | caiso-deliverability | Bellota_Weber_HSN | Reliability_Capacity_In_Model_Year | System RA | Southern_PGAE_Solar_151 | 0.1 | 0.1 | 0.1 | 0.1 | 0.1 | 0.1 | 0.1 | 0.1 | 0.1 | 0.1 | 0.1 | 0.1 | 0.1 | 0.1 | 0.1 | 0.1 | 0.1 | 0.1 | 0.1 | 0.1 | 0.1 | 0.1 | 0.1 | 0.1 | 0.1 | 0.1 | 0.1 | 0.1 | 0.1 | 0.1 | 0.1 | caiso-deliverability | Woodland_Davis_HSN | <= | 16 | 16 | 16 | 16 | 16 | 16 | 16 | 16 | 16 | 16 | 16 | 16 | 16 | 16 | 16 | 16 | 16 | 16 | 16 | 16 | 16 | 16 | 16 | 16 | 16 | 16 | 16 | 16 | 16 | 16 | 16
Southern_PGAE_Solar_154 | caiso-deliverability | Bellota_Weber_HSN | Reliability_Capacity_In_Model_Year | System RA | Southern_PGAE_Solar_154 | 0.1 | 0.1 | 0.1 | 0.1 | 0.1 | 0.1 | 0.1 | 0.1 | 0.1 | 0.1 | 0.1 | 0.1 | 0.1 | 0.1 | 0.1 | 0.1 | 0.1 | 0.1 | 0.1 | 0.1 | 0.1 | 0.1 | 0.1 | 0.1 | 0.1 | 0.1 | 0.1 | 0.1 | 0.1 | 0.1 | 0.1 | caiso-deliverability | Woodland_Davis_offpeak | <= | 16 | 16 | 16 | 16 | 16 | 16 | 16 | 16 | 16 | 16 | 16 | 16 | 16 | 16 | 16 | 16 | 16 | 16 | 16 | 16 | 16 | 16 | 16 | 16 | 16 | 16 | 16 | 16 | 16 | 16 | 16
Southern_PGAE_Solar_161 | caiso-deliverability | Bellota_Weber_HSN | Reliability_Capacity_In_Model_Year | System RA | Southern_PGAE_Solar_161 | 0.1 | 0.1 | 0.1 | 0.1 | 0.1 | 0.1 | 0.1 | 0.1 | 0.1 | 0.1 | 0.1 | 0.1 | 0.1 | 0.1 | 0.1 | 0.1 | 0.1 | 0.1 | 0.1 | 0.1 | 0.1 | 0.1 | 0.1 | 0.1 | 0.1 | 0.1 | 0.1 | 0.1 | 0.1 | 0.1 | 0.1 | caiso-deliverability | Woodland_Davis_SSN | <= | 16 | 16 | 16 | 16 | 16 | 16 | 16 | 16 | 16 | 16 | 16 | 16 | 16 | 16 | 16 | 16 | 16 | 16 | 16 | 16 | 16 | 16 | 16 | 16 | 16 | 16 | 16 | 16 | 16 | 16 | 16
Southern_PGAE_Solar_162 | caiso-deliverability | Bellota_Weber_HSN | Reliability_Capacity_In_Model_Year | System RA | Southern_PGAE_Solar_162 | 0.1 | 0.1 | 0.1 | 0.1 | 0.1 | 0.1 | 0.1 | 0.1 | 0.1 | 0.1 | 0.1 | 0.1 | 0.1 | 0.1 | 0.1 | 0.1 | 0.1 | 0.1 | 0.1 | 0.1 | 0.1 | 0.1 | 0.1 | 0.1 | 0.1 | 0.1 | 0.1 | 0.1 | 0.1 | 0.1 | 0.1
Southern_PGAE_Solar_163 | caiso-deliverability | Bellota_Weber_HSN | Reliability_Capacity_In_Model_Year | System RA | Southern_PGAE_Solar_163 | 0.1 | 0.1 | 0.1 | 0.1 | 0.1 | 0.1 | 0.1 | 0.1 | 0.1 | 0.1 | 0.1 | 0.1 | 0.1 | 0.1 | 0.1 | 0.1 | 0.1 | 0.1 | 0.1 | 0.1 | 0.1 | 0.1 | 0.1 | 0.1 | 0.1 | 0.1 | 0.1 | 0.1 | 0.1 | 0.1 | 0.1
Southern_PGAE_Solar_164 | caiso-deliverability | Bellota_Weber_HSN | Reliability_Capacity_In_Model_Year | System RA | Southern_PGAE_Solar_164 | 0.1 | 0.1 | 0.1 | 0.1 | 0.1 | 0.1 | 0.1 | 0.1 | 0.1 | 0.1 | 0.1 | 0.1 | 0.1 | 0.1 | 0.1 | 0.1 | 0.1 | 0.1 | 0.1 | 0.1 | 0.1 | 0.1 | 0.1 | 0.1 | 0.1 | 0.1 | 0.1 | 0.1 | 0.1 | 0.1 | 0.1
Southern_PGAE_Solar_165 | caiso-deliverability | Bellota_Weber_HSN | Reliability_Capacity_In_Model_Year | System RA | Southern_PGAE_Solar_165 | 0.1 | 0.1 | 0.1 | 0.1 | 0.1 | 0.1 | 0.1 | 0.1 | 0.1 | 0.1 | 0.1 | 0.1 | 0.1 | 0.1 | 0.1 | 0.1 | 0.1 | 0.1 | 0.1 | 0.1 | 0.1 | 0.1 | 0.1 | 0.1 | 0.1 | 0.1 | 0.1 | 0.1 | 0.1 | 0.1 | 0.1
Southern_PGAE_Solar_168 | caiso-deliverability | Bellota_Weber_HSN | Reliability_Capacity_In_Model_Year | System RA | Southern_PGAE_Solar_168 | 0.1 | 0.1 | 0.1 | 0.1 | 0.1 | 0.1 | 0.1 | 0.1 | 0.1 | 0.1 | 0.1 | 0.1 | 0.1 | 0.1 | 0.1 | 0.1 | 0.1 | 0.1 | 0.1 | 0.1 | 0.1 | 0.1 | 0.1 | 0.1 | 0.1 | 0.1 | 0.1 | 0.1 | 0.1 | 0.1 | 0.1
Southern_PGAE_Solar_169 | caiso-deliverability | Bellota_Weber_HSN | Reliability_Capacity_In_Model_Year | System RA | Southern_PGAE_Solar_169 | 0.1 | 0.1 | 0.1 | 0.1 | 0.1 | 0.1 | 0.1 | 0.1 | 0.1 | 0.1 | 0.1 | 0.1 | 0.1 | 0.1 | 0.1 | 0.1 | 0.1 | 0.1 | 0.1 | 0.1 | 0.1 | 0.1 | 0.1 | 0.1 | 0.1 | 0.1 | 0.1 | 0.1 | 0.1 | 0.1 | 0.1
Southern_PGAE_Solar_170 | caiso-deliverability | Bellota_Weber_HSN | Reliability_Capacity_In_Model_Year | System RA | Southern_PGAE_Solar_170 | 0.1 | 0.1 | 0.1 | 0.1 | 0.1 | 0.1 | 0.1 | 0.1 | 0.1 | 0.1 | 0.1 | 0.1 | 0.1 | 0.1 | 0.1 | 0.1 | 0.1 | 0.1 | 0.1 | 0.1 | 0.1 | 0.1 | 0.1 | 0.1 | 0.1 | 0.1 | 0.1 | 0.1 | 0.1 | 0.1 | 0.1
Southern_PGAE_Solar_174 | caiso-deliverability | Bellota_Weber_HSN | Reliability_Capacity_In_Model_Year | System RA | Southern_PGAE_Solar_174 | 0.1 | 0.1 | 0.1 | 0.1 | 0.1 | 0.1 | 0.1 | 0.1 | 0.1 | 0.1 | 0.1 | 0.1 | 0.1 | 0.1 | 0.1 | 0.1 | 0.1 | 0.1 | 0.1 | 0.1 | 0.1 | 0.1 | 0.1 | 0.1 | 0.1 | 0.1 | 0.1 | 0.1 | 0.1 | 0.1 | 0.1
Southern_PGAE_Solar_176 | caiso-deliverability | Bellota_Weber_HSN | Reliability_Capacity_In_Model_Year | System RA | Southern_PGAE_Solar_176 | 0.1 | 0.1 | 0.1 | 0.1 | 0.1 | 0.1 | 0.1 | 0.1 | 0.1 | 0.1 | 0.1 | 0.1 | 0.1 | 0.1 | 0.1 | 0.1 | 0.1 | 0.1 | 0.1 | 0.1 | 0.1 | 0.1 | 0.1 | 0.1 | 0.1 | 0.1 | 0.1 | 0.1 | 0.1 | 0.1 | 0.1
Subacco_group | caiso-deliverability | Bellota_Weber_HSN | Operational_New_Capacity_MW | Subacco_group |  | -1 | -1 | -1 | -1 | -1 | -1 | -1 | -1 | -1 | -1 | -1 | -1 | -1 | -1 | -1 | -1 | -1 | -1 | -1 | -1 | -1 | -1 | -1 | -1 | -1 | -1 | -1 | -1 | -1 | -1 | -1
Northern_California_Flow_Battery_25 | caiso-deliverability | Bellota_Weber_offpeak | Operational_New_Capacity_MW | Northern_California_Flow_Battery_25 |  | -1 | -1 | -1 | -1 | -1 | -1 | -1 | -1 | -1 | -1 | -1 | -1 | -1 | -1 | -1 | -1 | -1 | -1 | -1 | -1 | -1 | -1 | -1 | -1 | -1 | -1 | -1 | -1 | -1 | -1 | -1
Northern_California_Flow_Battery_31 | caiso-deliverability | Bellota_Weber_offpeak | Operational_New_Capacity_MW | Northern_California_Flow_Battery_31 |  | -1 | -1 | -1 | -1 | -1 | -1 | -1 | -1 | -1 | -1 | -1 | -1 | -1 | -1 | -1 | -1 | -1 | -1 | -1 | -1 | -1 | -1 | -1 | -1 | -1 | -1 | -1 | -1 | -1 | -1 | -1
Northern_California_Flow_Battery_80 | caiso-deliverability | Bellota_Weber_offpeak | Operational_New_Capacity_MW | Northern_California_Flow_Battery_80 |  | -1 | -1 | -1 | -1 | -1 | -1 | -1 | -1 | -1 | -1 | -1 | -1 | -1 | -1 | -1 | -1 | -1 | -1 | -1 | -1 | -1 | -1 | -1 | -1 | -1 | -1 | -1 | -1 | -1 | -1 | -1
Northern_California_Flow_Battery_85 | caiso-deliverability | Bellota_Weber_offpeak | Operational_New_Capacity_MW | Northern_California_Flow_Battery_85 |  | -1 | -1 | -1 | -1 | -1 | -1 | -1 | -1 | -1 | -1 | -1 | -1 | -1 | -1 | -1 | -1 | -1 | -1 | -1 | -1 | -1 | -1 | -1 | -1 | -1 | -1 | -1 | -1 | -1 | -1 | -1
Northern_California_Flow_Battery_92 | caiso-deliverability | Bellota_Weber_offpeak | Operational_New_Capacity_MW | Northern_California_Flow_Battery_92 |  | -1 | -1 | -1 | -1 | -1 | -1 | -1 | -1 | -1 | -1 | -1 | -1 | -1 | -1 | -1 | -1 | -1 | -1 | -1 | -1 | -1 | -1 | -1 | -1 | -1 | -1 | -1 | -1 | -1 | -1 | -1
Southern_PGAE_Flow_Battery_111 | caiso-deliverability | Bellota_Weber_offpeak | Operational_New_Capacity_MW | Southern_PGAE_Flow_Battery_111 |  | -1 | -1 | -1 | -1 | -1 | -1 | -1 | -1 | -1 | -1 | -1 | -1 | -1 | -1 | -1 | -1 | -1 | -1 | -1 | -1 | -1 | -1 | -1 | -1 | -1 | -1 | -1 | -1 | -1 | -1 | -1
Northern_California_Flow_Battery_114 | caiso-deliverability | Bellota_Weber_offpeak | Operational_New_Capacity_MW | Northern_California_Flow_Battery_114 |  | -1 | -1 | -1 | -1 | -1 | -1 | -1 | -1 | -1 | -1 | -1 | -1 | -1 | -1 | -1 | -1 | -1 | -1 | -1 | -1 | -1 | -1 | -1 | -1 | -1 | -1 | -1 | -1 | -1 | -1 | -1
Northern_California_Flow_Battery_122 | caiso-deliverability | Bellota_Weber_offpeak | Operational_New_Capacity_MW | Northern_California_Flow_Battery_122 |  | -1 | -1 | -1 | -1 | -1 | -1 | -1 | -1 | -1 | -1 | -1 | -1 | -1 | -1 | -1 | -1 | -1 | -1 | -1 | -1 | -1 | -1 | -1 | -1 | -1 | -1 | -1 | -1 | -1 | -1 | -1
Northern_California_Flow_Battery_135 | caiso-deliverability | Bellota_Weber_offpeak | Operational_New_Capacity_MW | Northern_California_Flow_Battery_135 |  | -1 | -1 | -1 | -1 | -1 | -1 | -1 | -1 | -1 | -1 | -1 | -1 | -1 | -1 | -1 | -1 | -1 | -1 | -1 | -1 | -1 | -1 | -1 | -1 | -1 | -1 | -1 | -1 | -1 | -1 | -1
Northern_California_Flow_Battery_138 | caiso-deliverability | Bellota_Weber_offpeak | Operational_New_Capacity_MW | Northern_California_Flow_Battery_138 |  | -1 | -1 | -1 | -1 | -1 | -1 | -1 | -1 | -1 | -1 | -1 | -1 | -1 | -1 | -1 | -1 | -1 | -1 | -1 | -1 | -1 | -1 | -1 | -1 | -1 | -1 | -1 | -1 | -1 | -1 | -1
Southern_PGAE_Flow_Battery_139 | caiso-deliverability | Bellota_Weber_offpeak | Operational_New_Capacity_MW | Southern_PGAE_Flow_Battery_139 |  | -1 | -1 | -1 | -1 | -1 | -1 | -1 | -1 | -1 | -1 | -1 | -1 | -1 | -1 | -1 | -1 | -1 | -1 | -1 | -1 | -1 | -1 | -1 | -1 | -1 | -1 | -1 | -1 | -1 | -1 | -1
Southern_PGAE_Flow_Battery_140 | caiso-deliverability | Bellota_Weber_offpeak | Operational_New_Capacity_MW | Southern_PGAE_Flow_Battery_140 |  | -1 | -1 | -1 | -1 | -1 | -1 | -1 | -1 | -1 | -1 | -1 | -1 | -1 | -1 | -1 | -1 | -1 | -1 | -1 | -1 | -1 | -1 | -1 | -1 | -1 | -1 | -1 | -1 | -1 | -1 | -1
Northern_California_Flow_Battery_141 | caiso-deliverability | Bellota_Weber_offpeak | Operational_New_Capacity_MW | Northern_California_Flow_Battery_141 |  | -1 | -1 | -1 | -1 | -1 | -1 | -1 | -1 | -1 | -1 | -1 | -1 | -1 | -1 | -1 | -1 | -1 | -1 | -1 | -1 | -1 | -1 | -1 | -1 | -1 | -1 | -1 | -1 | -1 | -1 | -1
Northern_California_Flow_Battery_144 | caiso-deliverability | Bellota_Weber_offpeak | Operational_New_Capacity_MW | Northern_California_Flow_Battery_144 |  | -1 | -1 | -1 | -1 | -1 | -1 | -1 | -1 | -1 | -1 | -1 | -1 | -1 | -1 | -1 | -1 | -1 | -1 | -1 | -1 | -1 | -1 | -1 | -1 | -1 | -1 | -1 | -1 | -1 | -1 | -1
Southern_PGAE_Flow_Battery_151 | caiso-deliverability | Bellota_Weber_offpeak | Operational_New_Capacity_MW | Southern_PGAE_Flow_Battery_151 |  | -1 | -1 | -1 | -1 | -1 | -1 | -1 | -1 | -1 | -1 | -1 | -1 | -1 | -1 | -1 | -1 | -1 | -1 | -1 | -1 | -1 | -1 | -1 | -1 | -1 | -1 | -1 | -1 | -1 | -1 | -1
Southern_PGAE_Flow_Battery_154 | caiso-deliverability | Bellota_Weber_offpeak | Operational_New_Capacity_MW | Southern_PGAE_Flow_Battery_154 |  | -1 | -1 | -1 | -1 | -1 | -1 | -1 | -1 | -1 | -1 | -1 | -1 | -1 | -1 | -1 | -1 | -1 | -1 | -1 | -1 | -1 | -1 | -1 | -1 | -1 | -1 | -1 | -1 | -1 | -1 | -1
Northern_California_Flow_Battery_157 | caiso-deliverability | Bellota_Weber_offpeak | Operational_New_Capacity_MW | Northern_California_Flow_Battery_157 |  | -1 | -1 | -1 | -1 | -1 | -1 | -1 | -1 | -1 | -1 | -1 | -1 | -1 | -1 | -1 | -1 | -1 | -1 | -1 | -1 | -1 | -1 | -1 | -1 | -1 | -1 | -1 | -1 | -1 | -1 | -1
Northern_California_Flow_Battery_159 | caiso-deliverability | Bellota_Weber_offpeak | Operational_New_Capacity_MW | Northern_California_Flow_Battery_159 |  | -1 | -1 | -1 | -1 | -1 | -1 | -1 | -1 | -1 | -1 | -1 | -1 | -1 | -1 | -1 | -1 | -1 | -1 | -1 | -1 | -1 | -1 | -1 | -1 | -1 | -1 | -1 | -1 | -1 | -1 | -1
Southern_PGAE_Flow_Battery_161 | caiso-deliverability | Bellota_Weber_offpeak | Operational_New_Capacity_MW | Southern_PGAE_Flow_Battery_161 |  | -1 | -1 | -1 | -1 | -1 | -1 | -1 | -1 | -1 | -1 | -1 | -1 | -1 | -1 | -1 | -1 | -1 | -1 | -1 | -1 | -1 | -1 | -1 | -1 | -1 | -1 | -1 | -1 | -1 | -1 | -1
Southern_PGAE_Flow_Battery_162 | caiso-deliverability | Bellota_Weber_offpeak | Operational_New_Capacity_MW | Southern_PGAE_Flow_Battery_162 |  | -1 | -1 | -1 | -1 | -1 | -1 | -1 | -1 | -1 | -1 | -1 | -1 | -1 | -1 | -1 | -1 | -1 | -1 | -1 | -1 | -1 | -1 | -1 | -1 | -1 | -1 | -1 | -1 | -1 | -1 | -1
Southern_PGAE_Flow_Battery_163 | caiso-deliverability | Bellota_Weber_offpeak | Operational_New_Capacity_MW | Southern_PGAE_Flow_Battery_163 |  | -1 | -1 | -1 | -1 | -1 | -1 | -1 | -1 | -1 | -1 | -1 | -1 | -1 | -1 | -1 | -1 | -1 | -1 | -1 | -1 | -1 | -1 | -1 | -1 | -1 | -1 | -1 | -1 | -1 | -1 | -1
Southern_PGAE_Flow_Battery_164 | caiso-deliverability | Bellota_Weber_offpeak | Operational_New_Capacity_MW | Southern_PGAE_Flow_Battery_164 |  | -1 | -1 | -1 | -1 | -1 | -1 | -1 | -1 | -1 | -1 | -1 | -1 | -1 | -1 | -1 | -1 | -1 | -1 | -1 | -1 | -1 | -1 | -1 | -1 | -1 | -1 | -1 | -1 | -1 | -1 | -1
Southern_PGAE_Flow_Battery_165 | caiso-deliverability | Bellota_Weber_offpeak | Operational_New_Capacity_MW | Southern_PGAE_Flow_Battery_165 |  | -1 | -1 | -1 | -1 | -1 | -1 | -1 | -1 | -1 | -1 | -1 | -1 | -1 | -1 | -1 | -1 | -1 | -1 | -1 | -1 | -1 | -1 | -1 | -1 | -1 | -1 | -1 | -1 | -1 | -1 | -1
Northern_California_Flow_Battery_166 | caiso-deliverability | Bellota_Weber_offpeak | Operational_New_Capacity_MW | Northern_California_Flow_Battery_166 |  | -1 | -1 | -1 | -1 | -1 | -1 | -1 | -1 | -1 | -1 | -1 | -1 | -1 | -1 | -1 | -1 | -1 | -1 | -1 | -1 | -1 | -1 | -1 | -1 | -1 | -1 | -1 | -1 | -1 | -1 | -1
Southern_PGAE_Flow_Battery_168 | caiso-deliverability | Bellota_Weber_offpeak | Operational_New_Capacity_MW | Southern_PGAE_Flow_Battery_168 |  | -1 | -1 | -1 | -1 | -1 | -1 | -1 | -1 | -1 | -1 | -1 | -1 | -1 | -1 | -1 | -1 | -1 | -1 | -1 | -1 | -1 | -1 | -1 | -1 | -1 | -1 | -1 | -1 | -1 | -1 | -1
Southern_PGAE_Flow_Battery_169 | caiso-deliverability | Bellota_Weber_offpeak | Operational_New_Capacity_MW | Southern_PGAE_Flow_Battery_169 |  | -1 | -1 | -1 | -1 | -1 | -1 | -1 | -1 | -1 | -1 | -1 | -1 | -1 | -1 | -1 | -1 | -1 | -1 | -1 | -1 | -1 | -1 | -1 | -1 | -1 | -1 | -1 | -1 | -1 | -1 | -1
Southern_PGAE_Flow_Battery_170 | caiso-deliverability | Bellota_Weber_offpeak | Operational_New_Capacity_MW | Southern_PGAE_Flow_Battery_170 |  | -1 | -1 | -1 | -1 | -1 | -1 | -1 | -1 | -1 | -1 | -1 | -1 | -1 | -1 | -1 | -1 | -1 | -1 | -1 | -1 | -1 | -1 | -1 | -1 | -1 | -1 | -1 | -1 | -1 | -1 | -1
Northern_California_Flow_Battery_172 | caiso-deliverability | Bellota_Weber_offpeak | Operational_New_Capacity_MW | Northern_California_Flow_Battery_172 |  | -1 | -1 | -1 | -1 | -1 | -1 | -1 | -1 | -1 | -1 | -1 | -1 | -1 | -1 | -1 | -1 | -1 | -1 | -1 | -1 | -1 | -1 | -1 | -1 | -1 | -1 | -1 | -1 | -1 | -1 | -1
Southern_PGAE_Flow_Battery_174 | caiso-deliverability | Bellota_Weber_offpeak | Operational_New_Capacity_MW | Southern_PGAE_Flow_Battery_174 |  | -1 | -1 | -1 | -1 | -1 | -1 | -1 | -1 | -1 | -1 | -1 | -1 | -1 | -1 | -1 | -1 | -1 | -1 | -1 | -1 | -1 | -1 | -1 | -1 | -1 | -1 | -1 | -1 | -1 | -1 | -1
Southern_PGAE_Flow_Battery_176 | caiso-deliverability | Bellota_Weber_offpeak | Operational_New_Capacity_MW | Southern_PGAE_Flow_Battery_176 |  | -1 | -1 | -1 | -1 | -1 | -1 | -1 | -1 | -1 | -1 | -1 | -1 | -1 | -1 | -1 | -1 | -1 | -1 | -1 | -1 | -1 | -1 | -1 | -1 | -1 | -1 | -1 | -1 | -1 | -1 | -1
Northern_California_Flow_Battery_179 | caiso-deliverability | Bellota_Weber_offpeak | Operational_New_Capacity_MW | Northern_California_Flow_Battery_179 |  | -1 | -1 | -1 | -1 | -1 | -1 | -1 | -1 | -1 | -1 | -1 | -1 | -1 | -1 | -1 | -1 | -1 | -1 | -1 | -1 | -1 | -1 | -1 | -1 | -1 | -1 | -1 | -1 | -1 | -1 | -1
Northern_California_Li_Battery_4hr_25 | caiso-deliverability | Bellota_Weber_offpeak | Operational_New_Capacity_MW | Northern_California_Li_Battery_4hr_25 |  | -1 | -1 | -1 | -1 | -1 | -1 | -1 | -1 | -1 | -1 | -1 | -1 | -1 | -1 | -1 | -1 | -1 | -1 | -1 | -1 | -1 | -1 | -1 | -1 | -1 | -1 | -1 | -1 | -1 | -1 | -1
Northern_California_Li_Battery_4hr_31 | caiso-deliverability | Bellota_Weber_offpeak | Operational_New_Capacity_MW | Northern_California_Li_Battery_4hr_31 |  | -1 | -1 | -1 | -1 | -1 | -1 | -1 | -1 | -1 | -1 | -1 | -1 | -1 | -1 | -1 | -1 | -1 | -1 | -1 | -1 | -1 | -1 | -1 | -1 | -1 | -1 | -1 | -1 | -1 | -1 | -1
Northern_California_Li_Battery_4hr_80 | caiso-deliverability | Bellota_Weber_offpeak | Operational_New_Capacity_MW | Northern_California_Li_Battery_4hr_80 |  | -1 | -1 | -1 | -1 | -1 | -1 | -1 | -1 | -1 | -1 | -1 | -1 | -1 | -1 | -1 | -1 | -1 | -1 | -1 | -1 | -1 | -1 | -1 | -1 | -1 | -1 | -1 | -1 | -1 | -1 | -1
Northern_California_Li_Battery_4hr_85 | caiso-deliverability | Bellota_Weber_offpeak | Operational_New_Capacity_MW | Northern_California_Li_Battery_4hr_85 |  | -1 | -1 | -1 | -1 | -1 | -1 | -1 | -1 | -1 | -1 | -1 | -1 | -1 | -1 | -1 | -1 | -1 | -1 | -1 | -1 | -1 | -1 | -1 | -1 | -1 | -1 | -1 | -1 | -1 | -1 | -1
Northern_California_Li_Battery_4hr_92 | caiso-deliverability | Bellota_Weber_offpeak | Operational_New_Capacity_MW | Northern_California_Li_Battery_4hr_92 |  | -1 | -1 | -1 | -1 | -1 | -1 | -1 | -1 | -1 | -1 | -1 | -1 | -1 | -1 | -1 | -1 | -1 | -1 | -1 | -1 | -1 | -1 | -1 | -1 | -1 | -1 | -1 | -1 | -1 | -1 | -1
Southern_PGAE_Li_Battery_4hr_111 | caiso-deliverability | Bellota_Weber_offpeak | Operational_New_Capacity_MW | Southern_PGAE_Li_Battery_4hr_111 |  | -1 | -1 | -1 | -1 | -1 | -1 | -1 | -1 | -1 | -1 | -1 | -1 | -1 | -1 | -1 | -1 | -1 | -1 | -1 | -1 | -1 | -1 | -1 | -1 | -1 | -1 | -1 | -1 | -1 | -1 | -1
Northern_California_Li_Battery_4hr_114 | caiso-deliverability | Bellota_Weber_offpeak | Operational_New_Capacity_MW | Northern_California_Li_Battery_4hr_114 |  | -1 | -1 | -1 | -1 | -1 | -1 | -1 | -1 | -1 | -1 | -1 | -1 | -1 | -1 | -1 | -1 | -1 | -1 | -1 | -1 | -1 | -1 | -1 | -1 | -1 | -1 | -1 | -1 | -1 | -1 | -1
Northern_California_Li_Battery_4hr_122 | caiso-deliverability | Bellota_Weber_offpeak | Operational_New_Capacity_MW | Northern_California_Li_Battery_4hr_122 |  | -1 | -1 | -1 | -1 | -1 | -1 | -1 | -1 | -1 | -1 | -1 | -1 | -1 | -1 | -1 | -1 | -1 | -1 | -1 | -1 | -1 | -1 | -1 | -1 | -1 | -1 | -1 | -1 | -1 | -1 | -1
Northern_California_Li_Battery_4hr_135 | caiso-deliverability | Bellota_Weber_offpeak | Operational_New_Capacity_MW | Northern_California_Li_Battery_4hr_135 |  | -1 | -1 | -1 | -1 | -1 | -1 | -1 | -1 | -1 | -1 | -1 | -1 | -1 | -1 | -1 | -1 | -1 | -1 | -1 | -1 | -1 | -1 | -1 | -1 | -1 | -1 | -1 | -1 | -1 | -1 | -1
Northern_California_Li_Battery_4hr_138 | caiso-deliverability | Bellota_Weber_offpeak | Operational_New_Capacity_MW | Northern_California_Li_Battery_4hr_138 |  | -1 | -1 | -1 | -1 | -1 | -1 | -1 | -1 | -1 | -1 | -1 | -1 | -1 | -1 | -1 | -1 | -1 | -1 | -1 | -1 | -1 | -1 | -1 | -1 | -1 | -1 | -1 | -1 | -1 | -1 | -1
Southern_PGAE_Li_Battery_4hr_139 | caiso-deliverability | Bellota_Weber_offpeak | Operational_New_Capacity_MW | Southern_PGAE_Li_Battery_4hr_139 |  | -1 | -1 | -1 | -1 | -1 | -1 | -1 | -1 | -1 | -1 | -1 | -1 | -1 | -1 | -1 | -1 | -1 | -1 | -1 | -1 | -1 | -1 | -1 | -1 | -1 | -1 | -1 | -1 | -1 | -1 | -1
Southern_PGAE_Li_Battery_4hr_140 | caiso-deliverability | Bellota_Weber_offpeak | Operational_New_Capacity_MW | Southern_PGAE_Li_Battery_4hr_140 |  | -1 | -1 | -1 | -1 | -1 | -1 | -1 | -1 | -1 | -1 | -1 | -1 | -1 | -1 | -1 | -1 | -1 | -1 | -1 | -1 | -1 | -1 | -1 | -1 | -1 | -1 | -1 | -1 | -1 | -1 | -1
Northern_California_Li_Battery_4hr_141 | caiso-deliverability | Bellota_Weber_offpeak | Operational_New_Capacity_MW | Northern_California_Li_Battery_4hr_141 |  | -1 | -1 | -1 | -1 | -1 | -1 | -1 | -1 | -1 | -1 | -1 | -1 | -1 | -1 | -1 | -1 | -1 | -1 | -1 | -1 | -1 | -1 | -1 | -1 | -1 | -1 | -1 | -1 | -1 | -1 | -1
Northern_California_Li_Battery_4hr_144 | caiso-deliverability | Bellota_Weber_offpeak | Operational_New_Capacity_MW | Northern_California_Li_Battery_4hr_144 |  | -1 | -1 | -1 | -1 | -1 | -1 | -1 | -1 | -1 | -1 | -1 | -1 | -1 | -1 | -1 | -1 | -1 | -1 | -1 | -1 | -1 | -1 | -1 | -1 | -1 | -1 | -1 | -1 | -1 | -1 | -1
Southern_PGAE_Li_Battery_4hr_151 | caiso-deliverability | Bellota_Weber_offpeak | Operational_New_Capacity_MW | Southern_PGAE_Li_Battery_4hr_151 |  | -1 | -1 | -1 | -1 | -1 | -1 | -1 | -1 | -1 | -1 | -1 | -1 | -1 | -1 | -1 | -1 | -1 | -1 | -1 | -1 | -1 | -1 | -1 | -1 | -1 | -1 | -1 | -1 | -1 | -1 | -1
Southern_PGAE_Li_Battery_4hr_154 | caiso-deliverability | Bellota_Weber_offpeak | Operational_New_Capacity_MW | Southern_PGAE_Li_Battery_4hr_154 |  | -1 | -1 | -1 | -1 | -1 | -1 | -1 | -1 | -1 | -1 | -1 | -1 | -1 | -1 | -1 | -1 | -1 | -1 | -1 | -1 | -1 | -1 | -1 | -1 | -1 | -1 | -1 | -1 | -1 | -1 | -1
Northern_California_Li_Battery_4hr_157 | caiso-deliverability | Bellota_Weber_offpeak | Operational_New_Capacity_MW | Northern_California_Li_Battery_4hr_157 |  | -1 | -1 | -1 | -1 | -1 | -1 | -1 | -1 | -1 | -1 | -1 | -1 | -1 | -1 | -1 | -1 | -1 | -1 | -1 | -1 | -1 | -1 | -1 | -1 | -1 | -1 | -1 | -1 | -1 | -1 | -1
Northern_California_Li_Battery_4hr_159 | caiso-deliverability | Bellota_Weber_offpeak | Operational_New_Capacity_MW | Northern_California_Li_Battery_4hr_159 |  | -1 | -1 | -1 | -1 | -1 | -1 | -1 | -1 | -1 | -1 | -1 | -1 | -1 | -1 | -1 | -1 | -1 | -1 | -1 | -1 | -1 | -1 | -1 | -1 | -1 | -1 | -1 | -1 | -1 | -1 | -1
Southern_PGAE_Li_Battery_4hr_161 | caiso-deliverability | Bellota_Weber_offpeak | Operational_New_Capacity_MW | Southern_PGAE_Li_Battery_4hr_161 |  | -1 | -1 | -1 | -1 | -1 | -1 | -1 | -1 | -1 | -1 | -1 | -1 | -1 | -1 | -1 | -1 | -1 | -1 | -1 | -1 | -1 | -1 | -1 | -1 | -1 | -1 | -1 | -1 | -1 | -1 | -1
Southern_PGAE_Li_Battery_4hr_162 | caiso-deliverability | Bellota_Weber_offpeak | Operational_New_Capacity_MW | Southern_PGAE_Li_Battery_4hr_162 |  | -1 | -1 | -1 | -1 | -1 | -1 | -1 | -1 | -1 | -1 | -1 | -1 | -1 | -1 | -1 | -1 | -1 | -1 | -1 | -1 | -1 | -1 | -1 | -1 | -1 | -1 | -1 | -1 | -1 | -1 | -1
Southern_PGAE_Li_Battery_4hr_163 | caiso-deliverability | Bellota_Weber_offpeak | Operational_New_Capacity_MW | Southern_PGAE_Li_Battery_4hr_163 |  | -1 | -1 | -1 | -1 | -1 | -1 | -1 | -1 | -1 | -1 | -1 | -1 | -1 | -1 | -1 | -1 | -1 | -1 | -1 | -1 | -1 | -1 | -1 | -1 | -1 | -1 | -1 | -1 | -1 | -1 | -1
Southern_PGAE_Li_Battery_4hr_164 | caiso-deliverability | Bellota_Weber_offpeak | Operational_New_Capacity_MW | Southern_PGAE_Li_Battery_4hr_164 |  | -1 | -1 | -1 | -1 | -1 | -1 | -1 | -1 | -1 | -1 | -1 | -1 | -1 | -1 | -1 | -1 | -1 | -1 | -1 | -1 | -1 | -1 | -1 | -1 | -1 | -1 | -1 | -1 | -1 | -1 | -1
Southern_PGAE_Li_Battery_4hr_165 | caiso-deliverability | Bellota_Weber_offpeak | Operational_New_Capacity_MW | Southern_PGAE_Li_Battery_4hr_165 |  | -1 | -1 | -1 | -1 | -1 | -1 | -1 | -1 | -1 | -1 | -1 | -1 | -1 | -1 | -1 | -1 | -1 | -1 | -1 | -1 | -1 | -1 | -1 | -1 | -1 | -1 | -1 | -1 | -1 | -1 | -1
Northern_California_Li_Battery_4hr_166 | caiso-deliverability | Bellota_Weber_offpeak | Operational_New_Capacity_MW | Northern_California_Li_Battery_4hr_166 |  | -1 | -1 | -1 | -1 | -1 | -1 | -1 | -1 | -1 | -1 | -1 | -1 | -1 | -1 | -1 | -1 | -1 | -1 | -1 | -1 | -1 | -1 | -1 | -1 | -1 | -1 | -1 | -1 | -1 | -1 | -1
Southern_PGAE_Li_Battery_4hr_168 | caiso-deliverability | Bellota_Weber_offpeak | Operational_New_Capacity_MW | Southern_PGAE_Li_Battery_4hr_168 |  | -1 | -1 | -1 | -1 | -1 | -1 | -1 | -1 | -1 | -1 | -1 | -1 | -1 | -1 | -1 | -1 | -1 | -1 | -1 | -1 | -1 | -1 | -1 | -1 | -1 | -1 | -1 | -1 | -1 | -1 | -1
Southern_PGAE_Li_Battery_4hr_169 | caiso-deliverability | Bellota_Weber_offpeak | Operational_New_Capacity_MW | Southern_PGAE_Li_Battery_4hr_169 |  | -1 | -1 | -1 | -1 | -1 | -1 | -1 | -1 | -1 | -1 | -1 | -1 | -1 | -1 | -1 | -1 | -1 | -1 | -1 | -1 | -1 | -1 | -1 | -1 | -1 | -1 | -1 | -1 | -1 | -1 | -1
Southern_PGAE_Li_Battery_4hr_170 | caiso-deliverability | Bellota_Weber_offpeak | Operational_New_Capacity_MW | Southern_PGAE_Li_Battery_4hr_170 |  | -1 | -1 | -1 | -1 | -1 | -1 | -1 | -1 | -1 | -1 | -1 | -1 | -1 | -1 | -1 | -1 | -1 | -1 | -1 | -1 | -1 | -1 | -1 | -1 | -1 | -1 | -1 | -1 | -1 | -1 | -1
Northern_California_Li_Battery_4hr_172 | caiso-deliverability | Bellota_Weber_offpeak | Operational_New_Capacity_MW | Northern_California_Li_Battery_4hr_172 |  | -1 | -1 | -1 | -1 | -1 | -1 | -1 | -1 | -1 | -1 | -1 | -1 | -1 | -1 | -1 | -1 | -1 | -1 | -1 | -1 | -1 | -1 | -1 | -1 | -1 | -1 | -1 | -1 | -1 | -1 | -1
Southern_PGAE_Li_Battery_4hr_174 | caiso-deliverability | Bellota_Weber_offpeak | Operational_New_Capacity_MW | Southern_PGAE_Li_Battery_4hr_174 |  | -1 | -1 | -1 | -1 | -1 | -1 | -1 | -1 | -1 | -1 | -1 | -1 | -1 | -1 | -1 | -1 | -1 | -1 | -1 | -1 | -1 | -1 | -1 | -1 | -1 | -1 | -1 | -1 | -1 | -1 | -1
Southern_PGAE_Li_Battery_4hr_176 | caiso-deliverability | Bellota_Weber_offpeak | Operational_New_Capacity_MW | Southern_PGAE_Li_Battery_4hr_176 |  | -1 | -1 | -1 | -1 | -1 | -1 | -1 | -1 | -1 | -1 | -1 | -1 | -1 | -1 | -1 | -1 | -1 | -1 | -1 | -1 | -1 | -1 | -1 | -1 | -1 | -1 | -1 | -1 | -1 | -1 | -1
Northern_California_Li_Battery_4hr_179 | caiso-deliverability | Bellota_Weber_offpeak | Operational_New_Capacity_MW | Northern_California_Li_Battery_4hr_179 |  | -1 | -1 | -1 | -1 | -1 | -1 | -1 | -1 | -1 | -1 | -1 | -1 | -1 | -1 | -1 | -1 | -1 | -1 | -1 | -1 | -1 | -1 | -1 | -1 | -1 | -1 | -1 | -1 | -1 | -1 | -1
Northern_California_Li_Battery_8hr_25 | caiso-deliverability | Bellota_Weber_offpeak | Operational_New_Capacity_MW | Northern_California_Li_Battery_8hr_25 |  | -1 | -1 | -1 | -1 | -1 | -1 | -1 | -1 | -1 | -1 | -1 | -1 | -1 | -1 | -1 | -1 | -1 | -1 | -1 | -1 | -1 | -1 | -1 | -1 | -1 | -1 | -1 | -1 | -1 | -1 | -1
Northern_California_Li_Battery_8hr_31 | caiso-deliverability | Bellota_Weber_offpeak | Operational_New_Capacity_MW | Northern_California_Li_Battery_8hr_31 |  | -1 | -1 | -1 | -1 | -1 | -1 | -1 | -1 | -1 | -1 | -1 | -1 | -1 | -1 | -1 | -1 | -1 | -1 | -1 | -1 | -1 | -1 | -1 | -1 | -1 | -1 | -1 | -1 | -1 | -1 | -1
Northern_California_Li_Battery_8hr_80 | caiso-deliverability | Bellota_Weber_offpeak | Operational_New_Capacity_MW | Northern_California_Li_Battery_8hr_80 |  | -1 | -1 | -1 | -1 | -1 | -1 | -1 | -1 | -1 | -1 | -1 | -1 | -1 | -1 | -1 | -1 | -1 | -1 | -1 | -1 | -1 | -1 | -1 | -1 | -1 | -1 | -1 | -1 | -1 | -1 | -1
Northern_California_Li_Battery_8hr_85 | caiso-deliverability | Bellota_Weber_offpeak | Operational_New_Capacity_MW | Northern_California_Li_Battery_8hr_85 |  | -1 | -1 | -1 | -1 | -1 | -1 | -1 | -1 | -1 | -1 | -1 | -1 | -1 | -1 | -1 | -1 | -1 | -1 | -1 | -1 | -1 | -1 | -1 | -1 | -1 | -1 | -1 | -1 | -1 | -1 | -1
Northern_California_Li_Battery_8hr_92 | caiso-deliverability | Bellota_Weber_offpeak | Operational_New_Capacity_MW | Northern_California_Li_Battery_8hr_92 |  | -1 | -1 | -1 | -1 | -1 | -1 | -1 | -1 | -1 | -1 | -1 | -1 | -1 | -1 | -1 | -1 | -1 | -1 | -1 | -1 | -1 | -1 | -1 | -1 | -1 | -1 | -1 | -1 | -1 | -1 | -1
Southern_PGAE_Li_Battery_8hr_111 | caiso-deliverability | Bellota_Weber_offpeak | Operational_New_Capacity_MW | Southern_PGAE_Li_Battery_8hr_111 |  | -1 | -1 | -1 | -1 | -1 | -1 | -1 | -1 | -1 | -1 | -1 | -1 | -1 | -1 | -1 | -1 | -1 | -1 | -1 | -1 | -1 | -1 | -1 | -1 | -1 | -1 | -1 | -1 | -1 | -1 | -1
Northern_California_Li_Battery_8hr_114 | caiso-deliverability | Bellota_Weber_offpeak | Operational_New_Capacity_MW | Northern_California_Li_Battery_8hr_114 |  | -1 | -1 | -1 | -1 | -1 | -1 | -1 | -1 | -1 | -1 | -1 | -1 | -1 | -1 | -1 | -1 | -1 | -1 | -1 | -1 | -1 | -1 | -1 | -1 | -1 | -1 | -1 | -1 | -1 | -1 | -1
Northern_California_Li_Battery_8hr_122 | caiso-deliverability | Bellota_Weber_offpeak | Operational_New_Capacity_MW | Northern_California_Li_Battery_8hr_122 |  | -1 | -1 | -1 | -1 | -1 | -1 | -1 | -1 | -1 | -1 | -1 | -1 | -1 | -1 | -1 | -1 | -1 | -1 | -1 | -1 | -1 | -1 | -1 | -1 | -1 | -1 | -1 | -1 | -1 | -1 | -1
Northern_California_Li_Battery_8hr_135 | caiso-deliverability | Bellota_Weber_offpeak | Operational_New_Capacity_MW | Northern_California_Li_Battery_8hr_135 |  | -1 | -1 | -1 | -1 | -1 | -1 | -1 | -1 | -1 | -1 | -1 | -1 | -1 | -1 | -1 | -1 | -1 | -1 | -1 | -1 | -1 | -1 | -1 | -1 | -1 | -1 | -1 | -1 | -1 | -1 | -1
Northern_California_Li_Battery_8hr_138 | caiso-deliverability | Bellota_Weber_offpeak | Operational_New_Capacity_MW | Northern_California_Li_Battery_8hr_138 |  | -1 | -1 | -1 | -1 | -1 | -1 | -1 | -1 | -1 | -1 | -1 | -1 | -1 | -1 | -1 | -1 | -1 | -1 | -1 | -1 | -1 | -1 | -1 | -1 | -1 | -1 | -1 | -1 | -1 | -1 | -1
Southern_PGAE_Li_Battery_8hr_139 | caiso-deliverability | Bellota_Weber_offpeak | Operational_New_Capacity_MW | Southern_PGAE_Li_Battery_8hr_139 |  | -1 | -1 | -1 | -1 | -1 | -1 | -1 | -1 | -1 | -1 | -1 | -1 | -1 | -1 | -1 | -1 | -1 | -1 | -1 | -1 | -1 | -1 | -1 | -1 | -1 | -1 | -1 | -1 | -1 | -1 | -1
Southern_PGAE_Li_Battery_8hr_140 | caiso-deliverability | Bellota_Weber_offpeak | Operational_New_Capacity_MW | Southern_PGAE_Li_Battery_8hr_140 |  | -1 | -1 | -1 | -1 | -1 | -1 | -1 | -1 | -1 | -1 | -1 | -1 | -1 | -1 | -1 | -1 | -1 | -1 | -1 | -1 | -1 | -1 | -1 | -1 | -1 | -1 | -1 | -1 | -1 | -1 | -1
Northern_California_Li_Battery_8hr_141 | caiso-deliverability | Bellota_Weber_offpeak | Operational_New_Capacity_MW | Northern_California_Li_Battery_8hr_141 |  | -1 | -1 | -1 | -1 | -1 | -1 | -1 | -1 | -1 | -1 | -1 | -1 | -1 | -1 | -1 | -1 | -1 | -1 | -1 | -1 | -1 | -1 | -1 | -1 | -1 | -1 | -1 | -1 | -1 | -1 | -1
Northern_California_Li_Battery_8hr_144 | caiso-deliverability | Bellota_Weber_offpeak | Operational_New_Capacity_MW | Northern_California_Li_Battery_8hr_144 |  | -1 | -1 | -1 | -1 | -1 | -1 | -1 | -1 | -1 | -1 | -1 | -1 | -1 | -1 | -1 | -1 | -1 | -1 | -1 | -1 | -1 | -1 | -1 | -1 | -1 | -1 | -1 | -1 | -1 | -1 | -1
Southern_PGAE_Li_Battery_8hr_151 | caiso-deliverability | Bellota_Weber_offpeak | Operational_New_Capacity_MW | Southern_PGAE_Li_Battery_8hr_151 |  | -1 | -1 | -1 | -1 | -1 | -1 | -1 | -1 | -1 | -1 | -1 | -1 | -1 | -1 | -1 | -1 | -1 | -1 | -1 | -1 | -1 | -1 | -1 | -1 | -1 | -1 | -1 | -1 | -1 | -1 | -1
Southern_PGAE_Li_Battery_8hr_154 | caiso-deliverability | Bellota_Weber_offpeak | Operational_New_Capacity_MW | Southern_PGAE_Li_Battery_8hr_154 |  | -1 | -1 | -1 | -1 | -1 | -1 | -1 | -1 | -1 | -1 | -1 | -1 | -1 | -1 | -1 | -1 | -1 | -1 | -1 | -1 | -1 | -1 | -1 | -1 | -1 | -1 | -1 | -1 | -1 | -1 | -1
Northern_California_Li_Battery_8hr_157 | caiso-deliverability | Bellota_Weber_offpeak | Operational_New_Capacity_MW | Northern_California_Li_Battery_8hr_157 |  | -1 | -1 | -1 | -1 | -1 | -1 | -1 | -1 | -1 | -1 | -1 | -1 | -1 | -1 | -1 | -1 | -1 | -1 | -1 | -1 | -1 | -1 | -1 | -1 | -1 | -1 | -1 | -1 | -1 | -1 | -1
Northern_California_Li_Battery_8hr_159 | caiso-deliverability | Bellota_Weber_offpeak | Operational_New_Capacity_MW | Northern_California_Li_Battery_8hr_159 |  | -1 | -1 | -1 | -1 | -1 | -1 | -1 | -1 | -1 | -1 | -1 | -1 | -1 | -1 | -1 | -1 | -1 | -1 | -1 | -1 | -1 | -1 | -1 | -1 | -1 | -1 | -1 | -1 | -1 | -1 | -1
Southern_PGAE_Li_Battery_8hr_161 | caiso-deliverability | Bellota_Weber_offpeak | Operational_New_Capacity_MW | Southern_PGAE_Li_Battery_8hr_161 |  | -1 | -1 | -1 | -1 | -1 | -1 | -1 | -1 | -1 | -1 | -1 | -1 | -1 | -1 | -1 | -1 | -1 | -1 | -1 | -1 | -1 | -1 | -1 | -1 | -1 | -1 | -1 | -1 | -1 | -1 | -1
Southern_PGAE_Li_Battery_8hr_162 | caiso-deliverability | Bellota_Weber_offpeak | Operational_New_Capacity_MW | Southern_PGAE_Li_Battery_8hr_162 |  | -1 | -1 | -1 | -1 | -1 | -1 | -1 | -1 | -1 | -1 | -1 | -1 | -1 | -1 | -1 | -1 | -1 | -1 | -1 | -1 | -1 | -1 | -1 | -1 | -1 | -1 | -1 | -1 | -1 | -1 | -1
Southern_PGAE_Li_Battery_8hr_163 | caiso-deliverability | Bellota_Weber_offpeak | Operational_New_Capacity_MW | Southern_PGAE_Li_Battery_8hr_163 |  | -1 | -1 | -1 | -1 | -1 | -1 | -1 | -1 | -1 | -1 | -1 | -1 | -1 | -1 | -1 | -1 | -1 | -1 | -1 | -1 | -1 | -1 | -1 | -1 | -1 | -1 | -1 | -1 | -1 | -1 | -1
Southern_PGAE_Li_Battery_8hr_164 | caiso-deliverability | Bellota_Weber_offpeak | Operational_New_Capacity_MW | Southern_PGAE_Li_Battery_8hr_164 |  | -1 | -1 | -1 | -1 | -1 | -1 | -1 | -1 | -1 | -1 | -1 | -1 | -1 | -1 | -1 | -1 | -1 | -1 | -1 | -1 | -1 | -1 | -1 | -1 | -1 | -1 | -1 | -1 | -1 | -1 | -1
Southern_PGAE_Li_Battery_8hr_165 | caiso-deliverability | Bellota_Weber_offpeak | Operational_New_Capacity_MW | Southern_PGAE_Li_Battery_8hr_165 |  | -1 | -1 | -1 | -1 | -1 | -1 | -1 | -1 | -1 | -1 | -1 | -1 | -1 | -1 | -1 | -1 | -1 | -1 | -1 | -1 | -1 | -1 | -1 | -1 | -1 | -1 | -1 | -1 | -1 | -1 | -1
Northern_California_Li_Battery_8hr_166 | caiso-deliverability | Bellota_Weber_offpeak | Operational_New_Capacity_MW | Northern_California_Li_Battery_8hr_166 |  | -1 | -1 | -1 | -1 | -1 | -1 | -1 | -1 | -1 | -1 | -1 | -1 | -1 | -1 | -1 | -1 | -1 | -1 | -1 | -1 | -1 | -1 | -1 | -1 | -1 | -1 | -1 | -1 | -1 | -1 | -1
Southern_PGAE_Li_Battery_8hr_168 | caiso-deliverability | Bellota_Weber_offpeak | Operational_New_Capacity_MW | Southern_PGAE_Li_Battery_8hr_168 |  | -1 | -1 | -1 | -1 | -1 | -1 | -1 | -1 | -1 | -1 | -1 | -1 | -1 | -1 | -1 | -1 | -1 | -1 | -1 | -1 | -1 | -1 | -1 | -1 | -1 | -1 | -1 | -1 | -1 | -1 | -1
Southern_PGAE_Li_Battery_8hr_169 | caiso-deliverability | Bellota_Weber_offpeak | Operational_New_Capacity_MW | Southern_PGAE_Li_Battery_8hr_169 |  | -1 | -1 | -1 | -1 | -1 | -1 | -1 | -1 | -1 | -1 | -1 | -1 | -1 | -1 | -1 | -1 | -1 | -1 | -1 | -1 | -1 | -1 | -1 | -1 | -1 | -1 | -1 | -1 | -1 | -1 | -1
Southern_PGAE_Li_Battery_8hr_170 | caiso-deliverability | Bellota_Weber_offpeak | Operational_New_Capacity_MW | Southern_PGAE_Li_Battery_8hr_170 |  | -1 | -1 | -1 | -1 | -1 | -1 | -1 | -1 | -1 | -1 | -1 | -1 | -1 | -1 | -1 | -1 | -1 | -1 | -1 | -1 | -1 | -1 | -1 | -1 | -1 | -1 | -1 | -1 | -1 | -1 | -1
Northern_California_Li_Battery_8hr_172 | caiso-deliverability | Bellota_Weber_offpeak | Operational_New_Capacity_MW | Northern_California_Li_Battery_8hr_172 |  | -1 | -1 | -1 | -1 | -1 | -1 | -1 | -1 | -1 | -1 | -1 | -1 | -1 | -1 | -1 | -1 | -1 | -1 | -1 | -1 | -1 | -1 | -1 | -1 | -1 | -1 | -1 | -1 | -1 | -1 | -1
Southern_PGAE_Li_Battery_8hr_174 | caiso-deliverability | Bellota_Weber_offpeak | Operational_New_Capacity_MW | Southern_PGAE_Li_Battery_8hr_174 |  | -1 | -1 | -1 | -1 | -1 | -1 | -1 | -1 | -1 | -1 | -1 | -1 | -1 | -1 | -1 | -1 | -1 | -1 | -1 | -1 | -1 | -1 | -1 | -1 | -1 | -1 | -1 | -1 | -1 | -1 | -1
Southern_PGAE_Li_Battery_8hr_176 | caiso-deliverability | Bellota_Weber_offpeak | Operational_New_Capacity_MW | Southern_PGAE_Li_Battery_8hr_176 |  | -1 | -1 | -1 | -1 | -1 | -1 | -1 | -1 | -1 | -1 | -1 | -1 | -1 | -1 | -1 | -1 | -1 | -1 | -1 | -1 | -1 | -1 | -1 | -1 | -1 | -1 | -1 | -1 | -1 | -1 | -1
Northern_California_Li_Battery_8hr_179 | caiso-deliverability | Bellota_Weber_offpeak | Operational_New_Capacity_MW | Northern_California_Li_Battery_8hr_179 |  | -1 | -1 | -1 | -1 | -1 | -1 | -1 | -1 | -1 | -1 | -1 | -1 | -1 | -1 | -1 | -1 | -1 | -1 | -1 | -1 | -1 | -1 | -1 | -1 | -1 | -1 | -1 | -1 | -1 | -1 | -1
Central_Valley_North_Los_Banos_Wind_154 | caiso-deliverability | Bellota_Weber_offpeak | Operational_New_Capacity_MW | Central_Valley_North_Los_Banos_Wind_154 |  | 0.63 | 0.63 | 0.63 | 0.63 | 0.63 | 0.63 | 0.63 | 0.63 | 0.63 | 0.63 | 0.63 | 0.63 | 0.63 | 0.63 | 0.63 | 0.63 | 0.63 | 0.63 | 0.63 | 0.63 | 0.63 | 0.63 | 0.63 | 0.63 | 0.63 | 0.63 | 0.63 | 0.63 | 0.63 | 0.63 | 0.63
Central_Valley_North_Los_Banos_Wind_162 | caiso-deliverability | Bellota_Weber_offpeak | Operational_New_Capacity_MW | Central_Valley_North_Los_Banos_Wind_162 |  | 0.63 | 0.63 | 0.63 | 0.63 | 0.63 | 0.63 | 0.63 | 0.63 | 0.63 | 0.63 | 0.63 | 0.63 | 0.63 | 0.63 | 0.63 | 0.63 | 0.63 | 0.63 | 0.63 | 0.63 | 0.63 | 0.63 | 0.63 | 0.63 | 0.63 | 0.63 | 0.63 | 0.63 | 0.63 | 0.63 | 0.63
Northern_California_Solar_25 | caiso-deliverability | Bellota_Weber_offpeak | Operational_New_Capacity_MW | Northern_California_Solar_25 |  | 0.68 | 0.68 | 0.68 | 0.68 | 0.68 | 0.68 | 0.68 | 0.68 | 0.68 | 0.68 | 0.68 | 0.68 | 0.68 | 0.68 | 0.68 | 0.68 | 0.68 | 0.68 | 0.68 | 0.68 | 0.68 | 0.68 | 0.68 | 0.68 | 0.68 | 0.68 | 0.68 | 0.68 | 0.68 | 0.68 | 0.68
Northern_California_Solar_31 | caiso-deliverability | Bellota_Weber_offpeak | Operational_New_Capacity_MW | Northern_California_Solar_31 |  | 0.68 | 0.68 | 0.68 | 0.68 | 0.68 | 0.68 | 0.68 | 0.68 | 0.68 | 0.68 | 0.68 | 0.68 | 0.68 | 0.68 | 0.68 | 0.68 | 0.68 | 0.68 | 0.68 | 0.68 | 0.68 | 0.68 | 0.68 | 0.68 | 0.68 | 0.68 | 0.68 | 0.68 | 0.68 | 0.68 | 0.68
Northern_California_Solar_80 | caiso-deliverability | Bellota_Weber_offpeak | Operational_New_Capacity_MW | Northern_California_Solar_80 |  | 0.68 | 0.68 | 0.68 | 0.68 | 0.68 | 0.68 | 0.68 | 0.68 | 0.68 | 0.68 | 0.68 | 0.68 | 0.68 | 0.68 | 0.68 | 0.68 | 0.68 | 0.68 | 0.68 | 0.68 | 0.68 | 0.68 | 0.68 | 0.68 | 0.68 | 0.68 | 0.68 | 0.68 | 0.68 | 0.68 | 0.68
Northern_California_Solar_85 | caiso-deliverability | Bellota_Weber_offpeak | Operational_New_Capacity_MW | Northern_California_Solar_85 |  | 0.68 | 0.68 | 0.68 | 0.68 | 0.68 | 0.68 | 0.68 | 0.68 | 0.68 | 0.68 | 0.68 | 0.68 | 0.68 | 0.68 | 0.68 | 0.68 | 0.68 | 0.68 | 0.68 | 0.68 | 0.68 | 0.68 | 0.68 | 0.68 | 0.68 | 0.68 | 0.68 | 0.68 | 0.68 | 0.68 | 0.68
Northern_California_Solar_92 | caiso-deliverability | Bellota_Weber_offpeak | Operational_New_Capacity_MW | Northern_California_Solar_92 |  | 0.68 | 0.68 | 0.68 | 0.68 | 0.68 | 0.68 | 0.68 | 0.68 | 0.68 | 0.68 | 0.68 | 0.68 | 0.68 | 0.68 | 0.68 | 0.68 | 0.68 | 0.68 | 0.68 | 0.68 | 0.68 | 0.68 | 0.68 | 0.68 | 0.68 | 0.68 | 0.68 | 0.68 | 0.68 | 0.68 | 0.68
Northern_California_Solar_114 | caiso-deliverability | Bellota_Weber_offpeak | Operational_New_Capacity_MW | Northern_California_Solar_114 |  | 0.68 | 0.68 | 0.68 | 0.68 | 0.68 | 0.68 | 0.68 | 0.68 | 0.68 | 0.68 | 0.68 | 0.68 | 0.68 | 0.68 | 0.68 | 0.68 | 0.68 | 0.68 | 0.68 | 0.68 | 0.68 | 0.68 | 0.68 | 0.68 | 0.68 | 0.68 | 0.68 | 0.68 | 0.68 | 0.68 | 0.68
Northern_California_Solar_122 | caiso-deliverability | Bellota_Weber_offpeak | Operational_New_Capacity_MW | Northern_California_Solar_122 |  | 0.68 | 0.68 | 0.68 | 0.68 | 0.68 | 0.68 | 0.68 | 0.68 | 0.68 | 0.68 | 0.68 | 0.68 | 0.68 | 0.68 | 0.68 | 0.68 | 0.68 | 0.68 | 0.68 | 0.68 | 0.68 | 0.68 | 0.68 | 0.68 | 0.68 | 0.68 | 0.68 | 0.68 | 0.68 | 0.68 | 0.68
Northern_California_Solar_135 | caiso-deliverability | Bellota_Weber_offpeak | Operational_New_Capacity_MW | Northern_California_Solar_135 |  | 0.68 | 0.68 | 0.68 | 0.68 | 0.68 | 0.68 | 0.68 | 0.68 | 0.68 | 0.68 | 0.68 | 0.68 | 0.68 | 0.68 | 0.68 | 0.68 | 0.68 | 0.68 | 0.68 | 0.68 | 0.68 | 0.68 | 0.68 | 0.68 | 0.68 | 0.68 | 0.68 | 0.68 | 0.68 | 0.68 | 0.68
Northern_California_Solar_138 | caiso-deliverability | Bellota_Weber_offpeak | Operational_New_Capacity_MW | Northern_California_Solar_138 |  | 0.68 | 0.68 | 0.68 | 0.68 | 0.68 | 0.68 | 0.68 | 0.68 | 0.68 | 0.68 | 0.68 | 0.68 | 0.68 | 0.68 | 0.68 | 0.68 | 0.68 | 0.68 | 0.68 | 0.68 | 0.68 | 0.68 | 0.68 | 0.68 | 0.68 | 0.68 | 0.68 | 0.68 | 0.68 | 0.68 | 0.68
Northern_California_Solar_141 | caiso-deliverability | Bellota_Weber_offpeak | Operational_New_Capacity_MW | Northern_California_Solar_141 |  | 0.68 | 0.68 | 0.68 | 0.68 | 0.68 | 0.68 | 0.68 | 0.68 | 0.68 | 0.68 | 0.68 | 0.68 | 0.68 | 0.68 | 0.68 | 0.68 | 0.68 | 0.68 | 0.68 | 0.68 | 0.68 | 0.68 | 0.68 | 0.68 | 0.68 | 0.68 | 0.68 | 0.68 | 0.68 | 0.68 | 0.68
Northern_California_Solar_144 | caiso-deliverability | Bellota_Weber_offpeak | Operational_New_Capacity_MW | Northern_California_Solar_144 |  | 0.68 | 0.68 | 0.68 | 0.68 | 0.68 | 0.68 | 0.68 | 0.68 | 0.68 | 0.68 | 0.68 | 0.68 | 0.68 | 0.68 | 0.68 | 0.68 | 0.68 | 0.68 | 0.68 | 0.68 | 0.68 | 0.68 | 0.68 | 0.68 | 0.68 | 0.68 | 0.68 | 0.68 | 0.68 | 0.68 | 0.68
Northern_California_Solar_157 | caiso-deliverability | Bellota_Weber_offpeak | Operational_New_Capacity_MW | Northern_California_Solar_157 |  | 0.68 | 0.68 | 0.68 | 0.68 | 0.68 | 0.68 | 0.68 | 0.68 | 0.68 | 0.68 | 0.68 | 0.68 | 0.68 | 0.68 | 0.68 | 0.68 | 0.68 | 0.68 | 0.68 | 0.68 | 0.68 | 0.68 | 0.68 | 0.68 | 0.68 | 0.68 | 0.68 | 0.68 | 0.68 | 0.68 | 0.68
Northern_California_Solar_159 | caiso-deliverability | Bellota_Weber_offpeak | Operational_New_Capacity_MW | Northern_California_Solar_159 |  | 0.68 | 0.68 | 0.68 | 0.68 | 0.68 | 0.68 | 0.68 | 0.68 | 0.68 | 0.68 | 0.68 | 0.68 | 0.68 | 0.68 | 0.68 | 0.68 | 0.68 | 0.68 | 0.68 | 0.68 | 0.68 | 0.68 | 0.68 | 0.68 | 0.68 | 0.68 | 0.68 | 0.68 | 0.68 | 0.68 | 0.68
Northern_California_Solar_166 | caiso-deliverability | Bellota_Weber_offpeak | Operational_New_Capacity_MW | Northern_California_Solar_166 |  | 0.68 | 0.68 | 0.68 | 0.68 | 0.68 | 0.68 | 0.68 | 0.68 | 0.68 | 0.68 | 0.68 | 0.68 | 0.68 | 0.68 | 0.68 | 0.68 | 0.68 | 0.68 | 0.68 | 0.68 | 0.68 | 0.68 | 0.68 | 0.68 | 0.68 | 0.68 | 0.68 | 0.68 | 0.68 | 0.68 | 0.68
Northern_California_Solar_172 | caiso-deliverability | Bellota_Weber_offpeak | Operational_New_Capacity_MW | Northern_California_Solar_172 |  | 0.68 | 0.68 | 0.68 | 0.68 | 0.68 | 0.68 | 0.68 | 0.68 | 0.68 | 0.68 | 0.68 | 0.68 | 0.68 | 0.68 | 0.68 | 0.68 | 0.68 | 0.68 | 0.68 | 0.68 | 0.68 | 0.68 | 0.68 | 0.68 | 0.68 | 0.68 | 0.68 | 0.68 | 0.68 | 0.68 | 0.68
Northern_California_Solar_179 | caiso-deliverability | Bellota_Weber_offpeak | Operational_New_Capacity_MW | Northern_California_Solar_179 |  | 0.68 | 0.68 | 0.68 | 0.68 | 0.68 | 0.68 | 0.68 | 0.68 | 0.68 | 0.68 | 0.68 | 0.68 | 0.68 | 0.68 | 0.68 | 0.68 | 0.68 | 0.68 | 0.68 | 0.68 | 0.68 | 0.68 | 0.68 | 0.68 | 0.68 | 0.68 | 0.68 | 0.68 | 0.68 | 0.68 | 0.68
Northern_California_Wind_159 | caiso-deliverability | Bellota_Weber_offpeak | Operational_New_Capacity_MW | Northern_California_Wind_159 |  | 0.63 | 0.63 | 0.63 | 0.63 | 0.63 | 0.63 | 0.63 | 0.63 | 0.63 | 0.63 | 0.63 | 0.63 | 0.63 | 0.63 | 0.63 | 0.63 | 0.63 | 0.63 | 0.63 | 0.63 | 0.63 | 0.63 | 0.63 | 0.63 | 0.63 | 0.63 | 0.63 | 0.63 | 0.63 | 0.63 | 0.63
Solano_Wind_85 | caiso-deliverability | Bellota_Weber_offpeak | Operational_New_Capacity_MW | Solano_Wind_85 |  | 0.63 | 0.63 | 0.63 | 0.63 | 0.63 | 0.63 | 0.63 | 0.63 | 0.63 | 0.63 | 0.63 | 0.63 | 0.63 | 0.63 | 0.63 | 0.63 | 0.63 | 0.63 | 0.63 | 0.63 | 0.63 | 0.63 | 0.63 | 0.63 | 0.63 | 0.63 | 0.63 | 0.63 | 0.63 | 0.63 | 0.63
Solano_Wind_122 | caiso-deliverability | Bellota_Weber_offpeak | Operational_New_Capacity_MW | Solano_Wind_122 |  | 0.63 | 0.63 | 0.63 | 0.63 | 0.63 | 0.63 | 0.63 | 0.63 | 0.63 | 0.63 | 0.63 | 0.63 | 0.63 | 0.63 | 0.63 | 0.63 | 0.63 | 0.63 | 0.63 | 0.63 | 0.63 | 0.63 | 0.63 | 0.63 | 0.63 | 0.63 | 0.63 | 0.63 | 0.63 | 0.63 | 0.63
Southern_PGAE_Solar_111 | caiso-deliverability | Bellota_Weber_offpeak | Operational_New_Capacity_MW | Southern_PGAE_Solar_111 |  | 0.68 | 0.68 | 0.68 | 0.68 | 0.68 | 0.68 | 0.68 | 0.68 | 0.68 | 0.68 | 0.68 | 0.68 | 0.68 | 0.68 | 0.68 | 0.68 | 0.68 | 0.68 | 0.68 | 0.68 | 0.68 | 0.68 | 0.68 | 0.68 | 0.68 | 0.68 | 0.68 | 0.68 | 0.68 | 0.68 | 0.68
Southern_PGAE_Solar_139 | caiso-deliverability | Bellota_Weber_offpeak | Operational_New_Capacity_MW | Southern_PGAE_Solar_139 |  | 0.68 | 0.68 | 0.68 | 0.68 | 0.68 | 0.68 | 0.68 | 0.68 | 0.68 | 0.68 | 0.68 | 0.68 | 0.68 | 0.68 | 0.68 | 0.68 | 0.68 | 0.68 | 0.68 | 0.68 | 0.68 | 0.68 | 0.68 | 0.68 | 0.68 | 0.68 | 0.68 | 0.68 | 0.68 | 0.68 | 0.68
Southern_PGAE_Solar_140 | caiso-deliverability | Bellota_Weber_offpeak | Operational_New_Capacity_MW | Southern_PGAE_Solar_140 |  | 0.68 | 0.68 | 0.68 | 0.68 | 0.68 | 0.68 | 0.68 | 0.68 | 0.68 | 0.68 | 0.68 | 0.68 | 0.68 | 0.68 | 0.68 | 0.68 | 0.68 | 0.68 | 0.68 | 0.68 | 0.68 | 0.68 | 0.68 | 0.68 | 0.68 | 0.68 | 0.68 | 0.68 | 0.68 | 0.68 | 0.68
Southern_PGAE_Solar_151 | caiso-deliverability | Bellota_Weber_offpeak | Operational_New_Capacity_MW | Southern_PGAE_Solar_151 |  | 0.68 | 0.68 | 0.68 | 0.68 | 0.68 | 0.68 | 0.68 | 0.68 | 0.68 | 0.68 | 0.68 | 0.68 | 0.68 | 0.68 | 0.68 | 0.68 | 0.68 | 0.68 | 0.68 | 0.68 | 0.68 | 0.68 | 0.68 | 0.68 | 0.68 | 0.68 | 0.68 | 0.68 | 0.68 | 0.68 | 0.68
Southern_PGAE_Solar_154 | caiso-deliverability | Bellota_Weber_offpeak | Operational_New_Capacity_MW | Southern_PGAE_Solar_154 |  | 0.68 | 0.68 | 0.68 | 0.68 | 0.68 | 0.68 | 0.68 | 0.68 | 0.68 | 0.68 | 0.68 | 0.68 | 0.68 | 0.68 | 0.68 | 0.68 | 0.68 | 0.68 | 0.68 | 0.68 | 0.68 | 0.68 | 0.68 | 0.68 | 0.68 | 0.68 | 0.68 | 0.68 | 0.68 | 0.68 | 0.68
Southern_PGAE_Solar_161 | caiso-deliverability | Bellota_Weber_offpeak | Operational_New_Capacity_MW | Southern_PGAE_Solar_161 |  | 0.68 | 0.68 | 0.68 | 0.68 | 0.68 | 0.68 | 0.68 | 0.68 | 0.68 | 0.68 | 0.68 | 0.68 | 0.68 | 0.68 | 0.68 | 0.68 | 0.68 | 0.68 | 0.68 | 0.68 | 0.68 | 0.68 | 0.68 | 0.68 | 0.68 | 0.68 | 0.68 | 0.68 | 0.68 | 0.68 | 0.68
Southern_PGAE_Solar_162 | caiso-deliverability | Bellota_Weber_offpeak | Operational_New_Capacity_MW | Southern_PGAE_Solar_162 |  | 0.68 | 0.68 | 0.68 | 0.68 | 0.68 | 0.68 | 0.68 | 0.68 | 0.68 | 0.68 | 0.68 | 0.68 | 0.68 | 0.68 | 0.68 | 0.68 | 0.68 | 0.68 | 0.68 | 0.68 | 0.68 | 0.68 | 0.68 | 0.68 | 0.68 | 0.68 | 0.68 | 0.68 | 0.68 | 0.68 | 0.68
Southern_PGAE_Solar_163 | caiso-deliverability | Bellota_Weber_offpeak | Operational_New_Capacity_MW | Southern_PGAE_Solar_163 |  | 0.68 | 0.68 | 0.68 | 0.68 | 0.68 | 0.68 | 0.68 | 0.68 | 0.68 | 0.68 | 0.68 | 0.68 | 0.68 | 0.68 | 0.68 | 0.68 | 0.68 | 0.68 | 0.68 | 0.68 | 0.68 | 0.68 | 0.68 | 0.68 | 0.68 | 0.68 | 0.68 | 0.68 | 0.68 | 0.68 | 0.68
Southern_PGAE_Solar_164 | caiso-deliverability | Bellota_Weber_offpeak | Operational_New_Capacity_MW | Southern_PGAE_Solar_164 |  | 0.68 | 0.68 | 0.68 | 0.68 | 0.68 | 0.68 | 0.68 | 0.68 | 0.68 | 0.68 | 0.68 | 0.68 | 0.68 | 0.68 | 0.68 | 0.68 | 0.68 | 0.68 | 0.68 | 0.68 | 0.68 | 0.68 | 0.68 | 0.68 | 0.68 | 0.68 | 0.68 | 0.68 | 0.68 | 0.68 | 0.68
Southern_PGAE_Solar_165 | caiso-deliverability | Bellota_Weber_offpeak | Operational_New_Capacity_MW | Southern_PGAE_Solar_165 |  | 0.68 | 0.68 | 0.68 | 0.68 | 0.68 | 0.68 | 0.68 | 0.68 | 0.68 | 0.68 | 0.68 | 0.68 | 0.68 | 0.68 | 0.68 | 0.68 | 0.68 | 0.68 | 0.68 | 0.68 | 0.68 | 0.68 | 0.68 | 0.68 | 0.68 | 0.68 | 0.68 | 0.68 | 0.68 | 0.68 | 0.68
Southern_PGAE_Solar_168 | caiso-deliverability | Bellota_Weber_offpeak | Operational_New_Capacity_MW | Southern_PGAE_Solar_168 |  | 0.68 | 0.68 | 0.68 | 0.68 | 0.68 | 0.68 | 0.68 | 0.68 | 0.68 | 0.68 | 0.68 | 0.68 | 0.68 | 0.68 | 0.68 | 0.68 | 0.68 | 0.68 | 0.68 | 0.68 | 0.68 | 0.68 | 0.68 | 0.68 | 0.68 | 0.68 | 0.68 | 0.68 | 0.68 | 0.68 | 0.68
Southern_PGAE_Solar_169 | caiso-deliverability | Bellota_Weber_offpeak | Operational_New_Capacity_MW | Southern_PGAE_Solar_169 |  | 0.68 | 0.68 | 0.68 | 0.68 | 0.68 | 0.68 | 0.68 | 0.68 | 0.68 | 0.68 | 0.68 | 0.68 | 0.68 | 0.68 | 0.68 | 0.68 | 0.68 | 0.68 | 0.68 | 0.68 | 0.68 | 0.68 | 0.68 | 0.68 | 0.68 | 0.68 | 0.68 | 0.68 | 0.68 | 0.68 | 0.68
Southern_PGAE_Solar_170 | caiso-deliverability | Bellota_Weber_offpeak | Operational_New_Capacity_MW | Southern_PGAE_Solar_170 |  | 0.68 | 0.68 | 0.68 | 0.68 | 0.68 | 0.68 | 0.68 | 0.68 | 0.68 | 0.68 | 0.68 | 0.68 | 0.68 | 0.68 | 0.68 | 0.68 | 0.68 | 0.68 | 0.68 | 0.68 | 0.68 | 0.68 | 0.68 | 0.68 | 0.68 | 0.68 | 0.68 | 0.68 | 0.68 | 0.68 | 0.68
Southern_PGAE_Solar_174 | caiso-deliverability | Bellota_Weber_offpeak | Operational_New_Capacity_MW | Southern_PGAE_Solar_174 |  | 0.68 | 0.68 | 0.68 | 0.68 | 0.68 | 0.68 | 0.68 | 0.68 | 0.68 | 0.68 | 0.68 | 0.68 | 0.68 | 0.68 | 0.68 | 0.68 | 0.68 | 0.68 | 0.68 | 0.68 | 0.68 | 0.68 | 0.68 | 0.68 | 0.68 | 0.68 | 0.68 | 0.68 | 0.68 | 0.68 | 0.68
Southern_PGAE_Solar_176 | caiso-deliverability | Bellota_Weber_offpeak | Operational_New_Capacity_MW | Southern_PGAE_Solar_176 |  | 0.68 | 0.68 | 0.68 | 0.68 | 0.68 | 0.68 | 0.68 | 0.68 | 0.68 | 0.68 | 0.68 | 0.68 | 0.68 | 0.68 | 0.68 | 0.68 | 0.68 | 0.68 | 0.68 | 0.68 | 0.68 | 0.68 | 0.68 | 0.68 | 0.68 | 0.68 | 0.68 | 0.68 | 0.68 | 0.68 | 0.68
Subacco_group | caiso-deliverability | Bellota_Weber_offpeak | Operational_New_Capacity_MW | Subacco_group |  | -1 | -1 | -1 | -1 | -1 | -1 | -1 | -1 | -1 | -1 | -1 | -1 | -1 | -1 | -1 | -1 | -1 | -1 | -1 | -1 | -1 | -1 | -1 | -1 | -1 | -1 | -1 | -1 | -1 | -1 | -1
Northern_California_Flow_Battery_25 | caiso-deliverability | Bellota_Weber_SSN | Reliability_Capacity_In_Model_Year | System RA | Northern_California_Flow_Battery_25 | 0.5 | 0.5 | 0.5 | 0.5 | 0.5 | 0.5 | 0.5 | 0.5 | 0.5 | 0.5 | 0.5 | 0.5 | 0.5 | 0.5 | 0.5 | 0.5 | 0.5 | 0.5 | 0.5 | 0.5 | 0.5 | 0.5 | 0.5 | 0.5 | 0.5 | 0.5 | 0.5 | 0.5 | 0.5 | 0.5 | 0.5
Northern_California_Flow_Battery_31 | caiso-deliverability | Bellota_Weber_SSN | Reliability_Capacity_In_Model_Year | System RA | Northern_California_Flow_Battery_31 | 0.5 | 0.5 | 0.5 | 0.5 | 0.5 | 0.5 | 0.5 | 0.5 | 0.5 | 0.5 | 0.5 | 0.5 | 0.5 | 0.5 | 0.5 | 0.5 | 0.5 | 0.5 | 0.5 | 0.5 | 0.5 | 0.5 | 0.5 | 0.5 | 0.5 | 0.5 | 0.5 | 0.5 | 0.5 | 0.5 | 0.5
Northern_California_Flow_Battery_80 | caiso-deliverability | Bellota_Weber_SSN | Reliability_Capacity_In_Model_Year | System RA | Northern_California_Flow_Battery_80 | 0.5 | 0.5 | 0.5 | 0.5 | 0.5 | 0.5 | 0.5 | 0.5 | 0.5 | 0.5 | 0.5 | 0.5 | 0.5 | 0.5 | 0.5 | 0.5 | 0.5 | 0.5 | 0.5 | 0.5 | 0.5 | 0.5 | 0.5 | 0.5 | 0.5 | 0.5 | 0.5 | 0.5 | 0.5 | 0.5 | 0.5
Northern_California_Flow_Battery_85 | caiso-deliverability | Bellota_Weber_SSN | Reliability_Capacity_In_Model_Year | System RA | Northern_California_Flow_Battery_85 | 0.5 | 0.5 | 0.5 | 0.5 | 0.5 | 0.5 | 0.5 | 0.5 | 0.5 | 0.5 | 0.5 | 0.5 | 0.5 | 0.5 | 0.5 | 0.5 | 0.5 | 0.5 | 0.5 | 0.5 | 0.5 | 0.5 | 0.5 | 0.5 | 0.5 | 0.5 | 0.5 | 0.5 | 0.5 | 0.5 | 0.5
Northern_California_Flow_Battery_92 | caiso-deliverability | Bellota_Weber_SSN | Reliability_Capacity_In_Model_Year | System RA | Northern_California_Flow_Battery_92 | 0.5 | 0.5 | 0.5 | 0.5 | 0.5 | 0.5 | 0.5 | 0.5 | 0.5 | 0.5 | 0.5 | 0.5 | 0.5 | 0.5 | 0.5 | 0.5 | 0.5 | 0.5 | 0.5 | 0.5 | 0.5 | 0.5 | 0.5 | 0.5 | 0.5 | 0.5 | 0.5 | 0.5 | 0.5 | 0.5 | 0.5
Southern_PGAE_Flow_Battery_111 | caiso-deliverability | Bellota_Weber_SSN | Reliability_Capacity_In_Model_Year | System RA | Southern_PGAE_Flow_Battery_111 | 0.5 | 0.5 | 0.5 | 0.5 | 0.5 | 0.5 | 0.5 | 0.5 | 0.5 | 0.5 | 0.5 | 0.5 | 0.5 | 0.5 | 0.5 | 0.5 | 0.5 | 0.5 | 0.5 | 0.5 | 0.5 | 0.5 | 0.5 | 0.5 | 0.5 | 0.5 | 0.5 | 0.5 | 0.5 | 0.5 | 0.5
Northern_California_Flow_Battery_114 | caiso-deliverability | Bellota_Weber_SSN | Reliability_Capacity_In_Model_Year | System RA | Northern_California_Flow_Battery_114 | 0.5 | 0.5 | 0.5 | 0.5 | 0.5 | 0.5 | 0.5 | 0.5 | 0.5 | 0.5 | 0.5 | 0.5 | 0.5 | 0.5 | 0.5 | 0.5 | 0.5 | 0.5 | 0.5 | 0.5 | 0.5 | 0.5 | 0.5 | 0.5 | 0.5 | 0.5 | 0.5 | 0.5 | 0.5 | 0.5 | 0.5
Northern_California_Flow_Battery_122 | caiso-deliverability | Bellota_Weber_SSN | Reliability_Capacity_In_Model_Year | System RA | Northern_California_Flow_Battery_122 | 0.5 | 0.5 | 0.5 | 0.5 | 0.5 | 0.5 | 0.5 | 0.5 | 0.5 | 0.5 | 0.5 | 0.5 | 0.5 | 0.5 | 0.5 | 0.5 | 0.5 | 0.5 | 0.5 | 0.5 | 0.5 | 0.5 | 0.5 | 0.5 | 0.5 | 0.5 | 0.5 | 0.5 | 0.5 | 0.5 | 0.5
Northern_California_Flow_Battery_135 | caiso-deliverability | Bellota_Weber_SSN | Reliability_Capacity_In_Model_Year | System RA | Northern_California_Flow_Battery_135 | 0.5 | 0.5 | 0.5 | 0.5 | 0.5 | 0.5 | 0.5 | 0.5 | 0.5 | 0.5 | 0.5 | 0.5 | 0.5 | 0.5 | 0.5 | 0.5 | 0.5 | 0.5 | 0.5 | 0.5 | 0.5 | 0.5 | 0.5 | 0.5 | 0.5 | 0.5 | 0.5 | 0.5 | 0.5 | 0.5 | 0.5
Northern_California_Flow_Battery_138 | caiso-deliverability | Bellota_Weber_SSN | Reliability_Capacity_In_Model_Year | System RA | Northern_California_Flow_Battery_138 | 0.5 | 0.5 | 0.5 | 0.5 | 0.5 | 0.5 | 0.5 | 0.5 | 0.5 | 0.5 | 0.5 | 0.5 | 0.5 | 0.5 | 0.5 | 0.5 | 0.5 | 0.5 | 0.5 | 0.5 | 0.5 | 0.5 | 0.5 | 0.5 | 0.5 | 0.5 | 0.5 | 0.5 | 0.5 | 0.5 | 0.5
Southern_PGAE_Flow_Battery_139 | caiso-deliverability | Bellota_Weber_SSN | Reliability_Capacity_In_Model_Year | System RA | Southern_PGAE_Flow_Battery_139 | 0.5 | 0.5 | 0.5 | 0.5 | 0.5 | 0.5 | 0.5 | 0.5 | 0.5 | 0.5 | 0.5 | 0.5 | 0.5 | 0.5 | 0.5 | 0.5 | 0.5 | 0.5 | 0.5 | 0.5 | 0.5 | 0.5 | 0.5 | 0.5 | 0.5 | 0.5 | 0.5 | 0.5 | 0.5 | 0.5 | 0.5
Southern_PGAE_Flow_Battery_140 | caiso-deliverability | Bellota_Weber_SSN | Reliability_Capacity_In_Model_Year | System RA | Southern_PGAE_Flow_Battery_140 | 0.5 | 0.5 | 0.5 | 0.5 | 0.5 | 0.5 | 0.5 | 0.5 | 0.5 | 0.5 | 0.5 | 0.5 | 0.5 | 0.5 | 0.5 | 0.5 | 0.5 | 0.5 | 0.5 | 0.5 | 0.5 | 0.5 | 0.5 | 0.5 | 0.5 | 0.5 | 0.5 | 0.5 | 0.5 | 0.5 | 0.5
Northern_California_Flow_Battery_141 | caiso-deliverability | Bellota_Weber_SSN | Reliability_Capacity_In_Model_Year | System RA | Northern_California_Flow_Battery_141 | 0.5 | 0.5 | 0.5 | 0.5 | 0.5 | 0.5 | 0.5 | 0.5 | 0.5 | 0.5 | 0.5 | 0.5 | 0.5 | 0.5 | 0.5 | 0.5 | 0.5 | 0.5 | 0.5 | 0.5 | 0.5 | 0.5 | 0.5 | 0.5 | 0.5 | 0.5 | 0.5 | 0.5 | 0.5 | 0.5 | 0.5
Northern_California_Flow_Battery_144 | caiso-deliverability | Bellota_Weber_SSN | Reliability_Capacity_In_Model_Year | System RA | Northern_California_Flow_Battery_144 | 0.5 | 0.5 | 0.5 | 0.5 | 0.5 | 0.5 | 0.5 | 0.5 | 0.5 | 0.5 | 0.5 | 0.5 | 0.5 | 0.5 | 0.5 | 0.5 | 0.5 | 0.5 | 0.5 | 0.5 | 0.5 | 0.5 | 0.5 | 0.5 | 0.5 | 0.5 | 0.5 | 0.5 | 0.5 | 0.5 | 0.5
Southern_PGAE_Flow_Battery_151 | caiso-deliverability | Bellota_Weber_SSN | Reliability_Capacity_In_Model_Year | System RA | Southern_PGAE_Flow_Battery_151 | 0.5 | 0.5 | 0.5 | 0.5 | 0.5 | 0.5 | 0.5 | 0.5 | 0.5 | 0.5 | 0.5 | 0.5 | 0.5 | 0.5 | 0.5 | 0.5 | 0.5 | 0.5 | 0.5 | 0.5 | 0.5 | 0.5 | 0.5 | 0.5 | 0.5 | 0.5 | 0.5 | 0.5 | 0.5 | 0.5 | 0.5
Southern_PGAE_Flow_Battery_154 | caiso-deliverability | Bellota_Weber_SSN | Reliability_Capacity_In_Model_Year | System RA | Southern_PGAE_Flow_Battery_154 | 0.5 | 0.5 | 0.5 | 0.5 | 0.5 | 0.5 | 0.5 | 0.5 | 0.5 | 0.5 | 0.5 | 0.5 | 0.5 | 0.5 | 0.5 | 0.5 | 0.5 | 0.5 | 0.5 | 0.5 | 0.5 | 0.5 | 0.5 | 0.5 | 0.5 | 0.5 | 0.5 | 0.5 | 0.5 | 0.5 | 0.5
Northern_California_Flow_Battery_157 | caiso-deliverability | Bellota_Weber_SSN | Reliability_Capacity_In_Model_Year | System RA | Northern_California_Flow_Battery_157 | 0.5 | 0.5 | 0.5 | 0.5 | 0.5 | 0.5 | 0.5 | 0.5 | 0.5 | 0.5 | 0.5 | 0.5 | 0.5 | 0.5 | 0.5 | 0.5 | 0.5 | 0.5 | 0.5 | 0.5 | 0.5 | 0.5 | 0.5 | 0.5 | 0.5 | 0.5 | 0.5 | 0.5 | 0.5 | 0.5 | 0.5
Northern_California_Flow_Battery_159 | caiso-deliverability | Bellota_Weber_SSN | Reliability_Capacity_In_Model_Year | System RA | Northern_California_Flow_Battery_159 | 0.5 | 0.5 | 0.5 | 0.5 | 0.5 | 0.5 | 0.5 | 0.5 | 0.5 | 0.5 | 0.5 | 0.5 | 0.5 | 0.5 | 0.5 | 0.5 | 0.5 | 0.5 | 0.5 | 0.5 | 0.5 | 0.5 | 0.5 | 0.5 | 0.5 | 0.5 | 0.5 | 0.5 | 0.5 | 0.5 | 0.5
Southern_PGAE_Flow_Battery_161 | caiso-deliverability | Bellota_Weber_SSN | Reliability_Capacity_In_Model_Year | System RA | Southern_PGAE_Flow_Battery_161 | 0.5 | 0.5 | 0.5 | 0.5 | 0.5 | 0.5 | 0.5 | 0.5 | 0.5 | 0.5 | 0.5 | 0.5 | 0.5 | 0.5 | 0.5 | 0.5 | 0.5 | 0.5 | 0.5 | 0.5 | 0.5 | 0.5 | 0.5 | 0.5 | 0.5 | 0.5 | 0.5 | 0.5 | 0.5 | 0.5 | 0.5
Southern_PGAE_Flow_Battery_162 | caiso-deliverability | Bellota_Weber_SSN | Reliability_Capacity_In_Model_Year | System RA | Southern_PGAE_Flow_Battery_162 | 0.5 | 0.5 | 0.5 | 0.5 | 0.5 | 0.5 | 0.5 | 0.5 | 0.5 | 0.5 | 0.5 | 0.5 | 0.5 | 0.5 | 0.5 | 0.5 | 0.5 | 0.5 | 0.5 | 0.5 | 0.5 | 0.5 | 0.5 | 0.5 | 0.5 | 0.5 | 0.5 | 0.5 | 0.5 | 0.5 | 0.5
Southern_PGAE_Flow_Battery_163 | caiso-deliverability | Bellota_Weber_SSN | Reliability_Capacity_In_Model_Year | System RA | Southern_PGAE_Flow_Battery_163 | 0.5 | 0.5 | 0.5 | 0.5 | 0.5 | 0.5 | 0.5 | 0.5 | 0.5 | 0.5 | 0.5 | 0.5 | 0.5 | 0.5 | 0.5 | 0.5 | 0.5 | 0.5 | 0.5 | 0.5 | 0.5 | 0.5 | 0.5 | 0.5 | 0.5 | 0.5 | 0.5 | 0.5 | 0.5 | 0.5 | 0.5
Southern_PGAE_Flow_Battery_164 | caiso-deliverability | Bellota_Weber_SSN | Reliability_Capacity_In_Model_Year | System RA | Southern_PGAE_Flow_Battery_164 | 0.5 | 0.5 | 0.5 | 0.5 | 0.5 | 0.5 | 0.5 | 0.5 | 0.5 | 0.5 | 0.5 | 0.5 | 0.5 | 0.5 | 0.5 | 0.5 | 0.5 | 0.5 | 0.5 | 0.5 | 0.5 | 0.5 | 0.5 | 0.5 | 0.5 | 0.5 | 0.5 | 0.5 | 0.5 | 0.5 | 0.5
Southern_PGAE_Flow_Battery_165 | caiso-deliverability | Bellota_Weber_SSN | Reliability_Capacity_In_Model_Year | System RA | Southern_PGAE_Flow_Battery_165 | 0.5 | 0.5 | 0.5 | 0.5 | 0.5 | 0.5 | 0.5 | 0.5 | 0.5 | 0.5 | 0.5 | 0.5 | 0.5 | 0.5 | 0.5 | 0.5 | 0.5 | 0.5 | 0.5 | 0.5 | 0.5 | 0.5 | 0.5 | 0.5 | 0.5 | 0.5 | 0.5 | 0.5 | 0.5 | 0.5 | 0.5
Northern_California_Flow_Battery_166 | caiso-deliverability | Bellota_Weber_SSN | Reliability_Capacity_In_Model_Year | System RA | Northern_California_Flow_Battery_166 | 0.5 | 0.5 | 0.5 | 0.5 | 0.5 | 0.5 | 0.5 | 0.5 | 0.5 | 0.5 | 0.5 | 0.5 | 0.5 | 0.5 | 0.5 | 0.5 | 0.5 | 0.5 | 0.5 | 0.5 | 0.5 | 0.5 | 0.5 | 0.5 | 0.5 | 0.5 | 0.5 | 0.5 | 0.5 | 0.5 | 0.5
Southern_PGAE_Flow_Battery_168 | caiso-deliverability | Bellota_Weber_SSN | Reliability_Capacity_In_Model_Year | System RA | Southern_PGAE_Flow_Battery_168 | 0.5 | 0.5 | 0.5 | 0.5 | 0.5 | 0.5 | 0.5 | 0.5 | 0.5 | 0.5 | 0.5 | 0.5 | 0.5 | 0.5 | 0.5 | 0.5 | 0.5 | 0.5 | 0.5 | 0.5 | 0.5 | 0.5 | 0.5 | 0.5 | 0.5 | 0.5 | 0.5 | 0.5 | 0.5 | 0.5 | 0.5
Southern_PGAE_Flow_Battery_169 | caiso-deliverability | Bellota_Weber_SSN | Reliability_Capacity_In_Model_Year | System RA | Southern_PGAE_Flow_Battery_169 | 0.5 | 0.5 | 0.5 | 0.5 | 0.5 | 0.5 | 0.5 | 0.5 | 0.5 | 0.5 | 0.5 | 0.5 | 0.5 | 0.5 | 0.5 | 0.5 | 0.5 | 0.5 | 0.5 | 0.5 | 0.5 | 0.5 | 0.5 | 0.5 | 0.5 | 0.5 | 0.5 | 0.5 | 0.5 | 0.5 | 0.5
Southern_PGAE_Flow_Battery_170 | caiso-deliverability | Bellota_Weber_SSN | Reliability_Capacity_In_Model_Year | System RA | Southern_PGAE_Flow_Battery_170 | 0.5 | 0.5 | 0.5 | 0.5 | 0.5 | 0.5 | 0.5 | 0.5 | 0.5 | 0.5 | 0.5 | 0.5 | 0.5 | 0.5 | 0.5 | 0.5 | 0.5 | 0.5 | 0.5 | 0.5 | 0.5 | 0.5 | 0.5 | 0.5 | 0.5 | 0.5 | 0.5 | 0.5 | 0.5 | 0.5 | 0.5
Northern_California_Flow_Battery_172 | caiso-deliverability | Bellota_Weber_SSN | Reliability_Capacity_In_Model_Year | System RA | Northern_California_Flow_Battery_172 | 0.5 | 0.5 | 0.5 | 0.5 | 0.5 | 0.5 | 0.5 | 0.5 | 0.5 | 0.5 | 0.5 | 0.5 | 0.5 | 0.5 | 0.5 | 0.5 | 0.5 | 0.5 | 0.5 | 0.5 | 0.5 | 0.5 | 0.5 | 0.5 | 0.5 | 0.5 | 0.5 | 0.5 | 0.5 | 0.5 | 0.5
Southern_PGAE_Flow_Battery_174 | caiso-deliverability | Bellota_Weber_SSN | Reliability_Capacity_In_Model_Year | System RA | Southern_PGAE_Flow_Battery_174 | 0.5 | 0.5 | 0.5 | 0.5 | 0.5 | 0.5 | 0.5 | 0.5 | 0.5 | 0.5 | 0.5 | 0.5 | 0.5 | 0.5 | 0.5 | 0.5 | 0.5 | 0.5 | 0.5 | 0.5 | 0.5 | 0.5 | 0.5 | 0.5 | 0.5 | 0.5 | 0.5 | 0.5 | 0.5 | 0.5 | 0.5
Southern_PGAE_Flow_Battery_176 | caiso-deliverability | Bellota_Weber_SSN | Reliability_Capacity_In_Model_Year | System RA | Southern_PGAE_Flow_Battery_176 | 0.5 | 0.5 | 0.5 | 0.5 | 0.5 | 0.5 | 0.5 | 0.5 | 0.5 | 0.5 | 0.5 | 0.5 | 0.5 | 0.5 | 0.5 | 0.5 | 0.5 | 0.5 | 0.5 | 0.5 | 0.5 | 0.5 | 0.5 | 0.5 | 0.5 | 0.5 | 0.5 | 0.5 | 0.5 | 0.5 | 0.5
Northern_California_Flow_Battery_179 | caiso-deliverability | Bellota_Weber_SSN | Reliability_Capacity_In_Model_Year | System RA | Northern_California_Flow_Battery_179 | 0.5 | 0.5 | 0.5 | 0.5 | 0.5 | 0.5 | 0.5 | 0.5 | 0.5 | 0.5 | 0.5 | 0.5 | 0.5 | 0.5 | 0.5 | 0.5 | 0.5 | 0.5 | 0.5 | 0.5 | 0.5 | 0.5 | 0.5 | 0.5 | 0.5 | 0.5 | 0.5 | 0.5 | 0.5 | 0.5 | 0.5
Northern_California_Li_Battery_4hr_25 | caiso-deliverability | Bellota_Weber_SSN | Reliability_Capacity_In_Model_Year | System RA | Northern_California_Li_Battery_4hr_25 | 0.5 | 0.5 | 0.5 | 0.5 | 0.5 | 0.5 | 0.5 | 0.5 | 0.5 | 0.5 | 0.5 | 0.5 | 0.5 | 0.5 | 0.5 | 0.5 | 0.5 | 0.5 | 0.5 | 0.5 | 0.5 | 0.5 | 0.5 | 0.5 | 0.5 | 0.5 | 0.5 | 0.5 | 0.5 | 0.5 | 0.5
Northern_California_Li_Battery_4hr_31 | caiso-deliverability | Bellota_Weber_SSN | Reliability_Capacity_In_Model_Year | System RA | Northern_California_Li_Battery_4hr_31 | 0.5 | 0.5 | 0.5 | 0.5 | 0.5 | 0.5 | 0.5 | 0.5 | 0.5 | 0.5 | 0.5 | 0.5 | 0.5 | 0.5 | 0.5 | 0.5 | 0.5 | 0.5 | 0.5 | 0.5 | 0.5 | 0.5 | 0.5 | 0.5 | 0.5 | 0.5 | 0.5 | 0.5 | 0.5 | 0.5 | 0.5
Northern_California_Li_Battery_4hr_80 | caiso-deliverability | Bellota_Weber_SSN | Reliability_Capacity_In_Model_Year | System RA | Northern_California_Li_Battery_4hr_80 | 0.5 | 0.5 | 0.5 | 0.5 | 0.5 | 0.5 | 0.5 | 0.5 | 0.5 | 0.5 | 0.5 | 0.5 | 0.5 | 0.5 | 0.5 | 0.5 | 0.5 | 0.5 | 0.5 | 0.5 | 0.5 | 0.5 | 0.5 | 0.5 | 0.5 | 0.5 | 0.5 | 0.5 | 0.5 | 0.5 | 0.5
Northern_California_Li_Battery_4hr_85 | caiso-deliverability | Bellota_Weber_SSN | Reliability_Capacity_In_Model_Year | System RA | Northern_California_Li_Battery_4hr_85 | 0.5 | 0.5 | 0.5 | 0.5 | 0.5 | 0.5 | 0.5 | 0.5 | 0.5 | 0.5 | 0.5 | 0.5 | 0.5 | 0.5 | 0.5 | 0.5 | 0.5 | 0.5 | 0.5 | 0.5 | 0.5 | 0.5 | 0.5 | 0.5 | 0.5 | 0.5 | 0.5 | 0.5 | 0.5 | 0.5 | 0.5
Northern_California_Li_Battery_4hr_92 | caiso-deliverability | Bellota_Weber_SSN | Reliability_Capacity_In_Model_Year | System RA | Northern_California_Li_Battery_4hr_92 | 0.5 | 0.5 | 0.5 | 0.5 | 0.5 | 0.5 | 0.5 | 0.5 | 0.5 | 0.5 | 0.5 | 0.5 | 0.5 | 0.5 | 0.5 | 0.5 | 0.5 | 0.5 | 0.5 | 0.5 | 0.5 | 0.5 | 0.5 | 0.5 | 0.5 | 0.5 | 0.5 | 0.5 | 0.5 | 0.5 | 0.5
Southern_PGAE_Li_Battery_4hr_111 | caiso-deliverability | Bellota_Weber_SSN | Reliability_Capacity_In_Model_Year | System RA | Southern_PGAE_Li_Battery_4hr_111 | 0.5 | 0.5 | 0.5 | 0.5 | 0.5 | 0.5 | 0.5 | 0.5 | 0.5 | 0.5 | 0.5 | 0.5 | 0.5 | 0.5 | 0.5 | 0.5 | 0.5 | 0.5 | 0.5 | 0.5 | 0.5 | 0.5 | 0.5 | 0.5 | 0.5 | 0.5 | 0.5 | 0.5 | 0.5 | 0.5 | 0.5
Northern_California_Li_Battery_4hr_114 | caiso-deliverability | Bellota_Weber_SSN | Reliability_Capacity_In_Model_Year | System RA | Northern_California_Li_Battery_4hr_114 | 0.5 | 0.5 | 0.5 | 0.5 | 0.5 | 0.5 | 0.5 | 0.5 | 0.5 | 0.5 | 0.5 | 0.5 | 0.5 | 0.5 | 0.5 | 0.5 | 0.5 | 0.5 | 0.5 | 0.5 | 0.5 | 0.5 | 0.5 | 0.5 | 0.5 | 0.5 | 0.5 | 0.5 | 0.5 | 0.5 | 0.5
Northern_California_Li_Battery_4hr_122 | caiso-deliverability | Bellota_Weber_SSN | Reliability_Capacity_In_Model_Year | System RA | Northern_California_Li_Battery_4hr_122 | 0.5 | 0.5 | 0.5 | 0.5 | 0.5 | 0.5 | 0.5 | 0.5 | 0.5 | 0.5 | 0.5 | 0.5 | 0.5 | 0.5 | 0.5 | 0.5 | 0.5 | 0.5 | 0.5 | 0.5 | 0.5 | 0.5 | 0.5 | 0.5 | 0.5 | 0.5 | 0.5 | 0.5 | 0.5 | 0.5 | 0.5
Northern_California_Li_Battery_4hr_135 | caiso-deliverability | Bellota_Weber_SSN | Reliability_Capacity_In_Model_Year | System RA | Northern_California_Li_Battery_4hr_135 | 0.5 | 0.5 | 0.5 | 0.5 | 0.5 | 0.5 | 0.5 | 0.5 | 0.5 | 0.5 | 0.5 | 0.5 | 0.5 | 0.5 | 0.5 | 0.5 | 0.5 | 0.5 | 0.5 | 0.5 | 0.5 | 0.5 | 0.5 | 0.5 | 0.5 | 0.5 | 0.5 | 0.5 | 0.5 | 0.5 | 0.5
Northern_California_Li_Battery_4hr_138 | caiso-deliverability | Bellota_Weber_SSN | Reliability_Capacity_In_Model_Year | System RA | Northern_California_Li_Battery_4hr_138 | 0.5 | 0.5 | 0.5 | 0.5 | 0.5 | 0.5 | 0.5 | 0.5 | 0.5 | 0.5 | 0.5 | 0.5 | 0.5 | 0.5 | 0.5 | 0.5 | 0.5 | 0.5 | 0.5 | 0.5 | 0.5 | 0.5 | 0.5 | 0.5 | 0.5 | 0.5 | 0.5 | 0.5 | 0.5 | 0.5 | 0.5
Southern_PGAE_Li_Battery_4hr_139 | caiso-deliverability | Bellota_Weber_SSN | Reliability_Capacity_In_Model_Year | System RA | Southern_PGAE_Li_Battery_4hr_139 | 0.5 | 0.5 | 0.5 | 0.5 | 0.5 | 0.5 | 0.5 | 0.5 | 0.5 | 0.5 | 0.5 | 0.5 | 0.5 | 0.5 | 0.5 | 0.5 | 0.5 | 0.5 | 0.5 | 0.5 | 0.5 | 0.5 | 0.5 | 0.5 | 0.5 | 0.5 | 0.5 | 0.5 | 0.5 | 0.5 | 0.5
Southern_PGAE_Li_Battery_4hr_140 | caiso-deliverability | Bellota_Weber_SSN | Reliability_Capacity_In_Model_Year | System RA | Southern_PGAE_Li_Battery_4hr_140 | 0.5 | 0.5 | 0.5 | 0.5 | 0.5 | 0.5 | 0.5 | 0.5 | 0.5 | 0.5 | 0.5 | 0.5 | 0.5 | 0.5 | 0.5 | 0.5 | 0.5 | 0.5 | 0.5 | 0.5 | 0.5 | 0.5 | 0.5 | 0.5 | 0.5 | 0.5 | 0.5 | 0.5 | 0.5 | 0.5 | 0.5
Northern_California_Li_Battery_4hr_141 | caiso-deliverability | Bellota_Weber_SSN | Reliability_Capacity_In_Model_Year | System RA | Northern_California_Li_Battery_4hr_141 | 0.5 | 0.5 | 0.5 | 0.5 | 0.5 | 0.5 | 0.5 | 0.5 | 0.5 | 0.5 | 0.5 | 0.5 | 0.5 | 0.5 | 0.5 | 0.5 | 0.5 | 0.5 | 0.5 | 0.5 | 0.5 | 0.5 | 0.5 | 0.5 | 0.5 | 0.5 | 0.5 | 0.5 | 0.5 | 0.5 | 0.5
Northern_California_Li_Battery_4hr_144 | caiso-deliverability | Bellota_Weber_SSN | Reliability_Capacity_In_Model_Year | System RA | Northern_California_Li_Battery_4hr_144 | 0.5 | 0.5 | 0.5 | 0.5 | 0.5 | 0.5 | 0.5 | 0.5 | 0.5 | 0.5 | 0.5 | 0.5 | 0.5 | 0.5 | 0.5 | 0.5 | 0.5 | 0.5 | 0.5 | 0.5 | 0.5 | 0.5 | 0.5 | 0.5 | 0.5 | 0.5 | 0.5 | 0.5 | 0.5 | 0.5 | 0.5
Southern_PGAE_Li_Battery_4hr_151 | caiso-deliverability | Bellota_Weber_SSN | Reliability_Capacity_In_Model_Year | System RA | Southern_PGAE_Li_Battery_4hr_151 | 0.5 | 0.5 | 0.5 | 0.5 | 0.5 | 0.5 | 0.5 | 0.5 | 0.5 | 0.5 | 0.5 | 0.5 | 0.5 | 0.5 | 0.5 | 0.5 | 0.5 | 0.5 | 0.5 | 0.5 | 0.5 | 0.5 | 0.5 | 0.5 | 0.5 | 0.5 | 0.5 | 0.5 | 0.5 | 0.5 | 0.5
Southern_PGAE_Li_Battery_4hr_154 | caiso-deliverability | Bellota_Weber_SSN | Reliability_Capacity_In_Model_Year | System RA | Southern_PGAE_Li_Battery_4hr_154 | 0.5 | 0.5 | 0.5 | 0.5 | 0.5 | 0.5 | 0.5 | 0.5 | 0.5 | 0.5 | 0.5 | 0.5 | 0.5 | 0.5 | 0.5 | 0.5 | 0.5 | 0.5 | 0.5 | 0.5 | 0.5 | 0.5 | 0.5 | 0.5 | 0.5 | 0.5 | 0.5 | 0.5 | 0.5 | 0.5 | 0.5
Northern_California_Li_Battery_4hr_157 | caiso-deliverability | Bellota_Weber_SSN | Reliability_Capacity_In_Model_Year | System RA | Northern_California_Li_Battery_4hr_157 | 0.5 | 0.5 | 0.5 | 0.5 | 0.5 | 0.5 | 0.5 | 0.5 | 0.5 | 0.5 | 0.5 | 0.5 | 0.5 | 0.5 | 0.5 | 0.5 | 0.5 | 0.5 | 0.5 | 0.5 | 0.5 | 0.5 | 0.5 | 0.5 | 0.5 | 0.5 | 0.5 | 0.5 | 0.5 | 0.5 | 0.5
Northern_California_Li_Battery_4hr_159 | caiso-deliverability | Bellota_Weber_SSN | Reliability_Capacity_In_Model_Year | System RA | Northern_California_Li_Battery_4hr_159 | 0.5 | 0.5 | 0.5 | 0.5 | 0.5 | 0.5 | 0.5 | 0.5 | 0.5 | 0.5 | 0.5 | 0.5 | 0.5 | 0.5 | 0.5 | 0.5 | 0.5 | 0.5 | 0.5 | 0.5 | 0.5 | 0.5 | 0.5 | 0.5 | 0.5 | 0.5 | 0.5 | 0.5 | 0.5 | 0.5 | 0.5
Southern_PGAE_Li_Battery_4hr_161 | caiso-deliverability | Bellota_Weber_SSN | Reliability_Capacity_In_Model_Year | System RA | Southern_PGAE_Li_Battery_4hr_161 | 0.5 | 0.5 | 0.5 | 0.5 | 0.5 | 0.5 | 0.5 | 0.5 | 0.5 | 0.5 | 0.5 | 0.5 | 0.5 | 0.5 | 0.5 | 0.5 | 0.5 | 0.5 | 0.5 | 0.5 | 0.5 | 0.5 | 0.5 | 0.5 | 0.5 | 0.5 | 0.5 | 0.5 | 0.5 | 0.5 | 0.5
Southern_PGAE_Li_Battery_4hr_162 | caiso-deliverability | Bellota_Weber_SSN | Reliability_Capacity_In_Model_Year | System RA | Southern_PGAE_Li_Battery_4hr_162 | 0.5 | 0.5 | 0.5 | 0.5 | 0.5 | 0.5 | 0.5 | 0.5 | 0.5 | 0.5 | 0.5 | 0.5 | 0.5 | 0.5 | 0.5 | 0.5 | 0.5 | 0.5 | 0.5 | 0.5 | 0.5 | 0.5 | 0.5 | 0.5 | 0.5 | 0.5 | 0.5 | 0.5 | 0.5 | 0.5 | 0.5
Southern_PGAE_Li_Battery_4hr_163 | caiso-deliverability | Bellota_Weber_SSN | Reliability_Capacity_In_Model_Year | System RA | Southern_PGAE_Li_Battery_4hr_163 | 0.5 | 0.5 | 0.5 | 0.5 | 0.5 | 0.5 | 0.5 | 0.5 | 0.5 | 0.5 | 0.5 | 0.5 | 0.5 | 0.5 | 0.5 | 0.5 | 0.5 | 0.5 | 0.5 | 0.5 | 0.5 | 0.5 | 0.5 | 0.5 | 0.5 | 0.5 | 0.5 | 0.5 | 0.5 | 0.5 | 0.5
Southern_PGAE_Li_Battery_4hr_164 | caiso-deliverability | Bellota_Weber_SSN | Reliability_Capacity_In_Model_Year | System RA | Southern_PGAE_Li_Battery_4hr_164 | 0.5 | 0.5 | 0.5 | 0.5 | 0.5 | 0.5 | 0.5 | 0.5 | 0.5 | 0.5 | 0.5 | 0.5 | 0.5 | 0.5 | 0.5 | 0.5 | 0.5 | 0.5 | 0.5 | 0.5 | 0.5 | 0.5 | 0.5 | 0.5 | 0.5 | 0.5 | 0.5 | 0.5 | 0.5 | 0.5 | 0.5
Southern_PGAE_Li_Battery_4hr_165 | caiso-deliverability | Bellota_Weber_SSN | Reliability_Capacity_In_Model_Year | System RA | Southern_PGAE_Li_Battery_4hr_165 | 0.5 | 0.5 | 0.5 | 0.5 | 0.5 | 0.5 | 0.5 | 0.5 | 0.5 | 0.5 | 0.5 | 0.5 | 0.5 | 0.5 | 0.5 | 0.5 | 0.5 | 0.5 | 0.5 | 0.5 | 0.5 | 0.5 | 0.5 | 0.5 | 0.5 | 0.5 | 0.5 | 0.5 | 0.5 | 0.5 | 0.5
Northern_California_Li_Battery_4hr_166 | caiso-deliverability | Bellota_Weber_SSN | Reliability_Capacity_In_Model_Year | System RA | Northern_California_Li_Battery_4hr_166 | 0.5 | 0.5 | 0.5 | 0.5 | 0.5 | 0.5 | 0.5 | 0.5 | 0.5 | 0.5 | 0.5 | 0.5 | 0.5 | 0.5 | 0.5 | 0.5 | 0.5 | 0.5 | 0.5 | 0.5 | 0.5 | 0.5 | 0.5 | 0.5 | 0.5 | 0.5 | 0.5 | 0.5 | 0.5 | 0.5 | 0.5
Southern_PGAE_Li_Battery_4hr_168 | caiso-deliverability | Bellota_Weber_SSN | Reliability_Capacity_In_Model_Year | System RA | Southern_PGAE_Li_Battery_4hr_168 | 0.5 | 0.5 | 0.5 | 0.5 | 0.5 | 0.5 | 0.5 | 0.5 | 0.5 | 0.5 | 0.5 | 0.5 | 0.5 | 0.5 | 0.5 | 0.5 | 0.5 | 0.5 | 0.5 | 0.5 | 0.5 | 0.5 | 0.5 | 0.5 | 0.5 | 0.5 | 0.5 | 0.5 | 0.5 | 0.5 | 0.5
Southern_PGAE_Li_Battery_4hr_169 | caiso-deliverability | Bellota_Weber_SSN | Reliability_Capacity_In_Model_Year | System RA | Southern_PGAE_Li_Battery_4hr_169 | 0.5 | 0.5 | 0.5 | 0.5 | 0.5 | 0.5 | 0.5 | 0.5 | 0.5 | 0.5 | 0.5 | 0.5 | 0.5 | 0.5 | 0.5 | 0.5 | 0.5 | 0.5 | 0.5 | 0.5 | 0.5 | 0.5 | 0.5 | 0.5 | 0.5 | 0.5 | 0.5 | 0.5 | 0.5 | 0.5 | 0.5
Southern_PGAE_Li_Battery_4hr_170 | caiso-deliverability | Bellota_Weber_SSN | Reliability_Capacity_In_Model_Year | System RA | Southern_PGAE_Li_Battery_4hr_170 | 0.5 | 0.5 | 0.5 | 0.5 | 0.5 | 0.5 | 0.5 | 0.5 | 0.5 | 0.5 | 0.5 | 0.5 | 0.5 | 0.5 | 0.5 | 0.5 | 0.5 | 0.5 | 0.5 | 0.5 | 0.5 | 0.5 | 0.5 | 0.5 | 0.5 | 0.5 | 0.5 | 0.5 | 0.5 | 0.5 | 0.5
Northern_California_Li_Battery_4hr_172 | caiso-deliverability | Bellota_Weber_SSN | Reliability_Capacity_In_Model_Year | System RA | Northern_California_Li_Battery_4hr_172 | 0.5 | 0.5 | 0.5 | 0.5 | 0.5 | 0.5 | 0.5 | 0.5 | 0.5 | 0.5 | 0.5 | 0.5 | 0.5 | 0.5 | 0.5 | 0.5 | 0.5 | 0.5 | 0.5 | 0.5 | 0.5 | 0.5 | 0.5 | 0.5 | 0.5 | 0.5 | 0.5 | 0.5 | 0.5 | 0.5 | 0.5
Southern_PGAE_Li_Battery_4hr_174 | caiso-deliverability | Bellota_Weber_SSN | Reliability_Capacity_In_Model_Year | System RA | Southern_PGAE_Li_Battery_4hr_174 | 0.5 | 0.5 | 0.5 | 0.5 | 0.5 | 0.5 | 0.5 | 0.5 | 0.5 | 0.5 | 0.5 | 0.5 | 0.5 | 0.5 | 0.5 | 0.5 | 0.5 | 0.5 | 0.5 | 0.5 | 0.5 | 0.5 | 0.5 | 0.5 | 0.5 | 0.5 | 0.5 | 0.5 | 0.5 | 0.5 | 0.5
Southern_PGAE_Li_Battery_4hr_176 | caiso-deliverability | Bellota_Weber_SSN | Reliability_Capacity_In_Model_Year | System RA | Southern_PGAE_Li_Battery_4hr_176 | 0.5 | 0.5 | 0.5 | 0.5 | 0.5 | 0.5 | 0.5 | 0.5 | 0.5 | 0.5 | 0.5 | 0.5 | 0.5 | 0.5 | 0.5 | 0.5 | 0.5 | 0.5 | 0.5 | 0.5 | 0.5 | 0.5 | 0.5 | 0.5 | 0.5 | 0.5 | 0.5 | 0.5 | 0.5 | 0.5 | 0.5
Northern_California_Li_Battery_4hr_179 | caiso-deliverability | Bellota_Weber_SSN | Reliability_Capacity_In_Model_Year | System RA | Northern_California_Li_Battery_4hr_179 | 0.5 | 0.5 | 0.5 | 0.5 | 0.5 | 0.5 | 0.5 | 0.5 | 0.5 | 0.5 | 0.5 | 0.5 | 0.5 | 0.5 | 0.5 | 0.5 | 0.5 | 0.5 | 0.5 | 0.5 | 0.5 | 0.5 | 0.5 | 0.5 | 0.5 | 0.5 | 0.5 | 0.5 | 0.5 | 0.5 | 0.5
Northern_California_Li_Battery_8hr_25 | caiso-deliverability | Bellota_Weber_SSN | Reliability_Capacity_In_Model_Year | System RA | Northern_California_Li_Battery_8hr_25 | 0.5 | 0.5 | 0.5 | 0.5 | 0.5 | 0.5 | 0.5 | 0.5 | 0.5 | 0.5 | 0.5 | 0.5 | 0.5 | 0.5 | 0.5 | 0.5 | 0.5 | 0.5 | 0.5 | 0.5 | 0.5 | 0.5 | 0.5 | 0.5 | 0.5 | 0.5 | 0.5 | 0.5 | 0.5 | 0.5 | 0.5
Northern_California_Li_Battery_8hr_31 | caiso-deliverability | Bellota_Weber_SSN | Reliability_Capacity_In_Model_Year | System RA | Northern_California_Li_Battery_8hr_31 | 0.5 | 0.5 | 0.5 | 0.5 | 0.5 | 0.5 | 0.5 | 0.5 | 0.5 | 0.5 | 0.5 | 0.5 | 0.5 | 0.5 | 0.5 | 0.5 | 0.5 | 0.5 | 0.5 | 0.5 | 0.5 | 0.5 | 0.5 | 0.5 | 0.5 | 0.5 | 0.5 | 0.5 | 0.5 | 0.5 | 0.5
Northern_California_Li_Battery_8hr_80 | caiso-deliverability | Bellota_Weber_SSN | Reliability_Capacity_In_Model_Year | System RA | Northern_California_Li_Battery_8hr_80 | 0.5 | 0.5 | 0.5 | 0.5 | 0.5 | 0.5 | 0.5 | 0.5 | 0.5 | 0.5 | 0.5 | 0.5 | 0.5 | 0.5 | 0.5 | 0.5 | 0.5 | 0.5 | 0.5 | 0.5 | 0.5 | 0.5 | 0.5 | 0.5 | 0.5 | 0.5 | 0.5 | 0.5 | 0.5 | 0.5 | 0.5
Northern_California_Li_Battery_8hr_85 | caiso-deliverability | Bellota_Weber_SSN | Reliability_Capacity_In_Model_Year | System RA | Northern_California_Li_Battery_8hr_85 | 0.5 | 0.5 | 0.5 | 0.5 | 0.5 | 0.5 | 0.5 | 0.5 | 0.5 | 0.5 | 0.5 | 0.5 | 0.5 | 0.5 | 0.5 | 0.5 | 0.5 | 0.5 | 0.5 | 0.5 | 0.5 | 0.5 | 0.5 | 0.5 | 0.5 | 0.5 | 0.5 | 0.5 | 0.5 | 0.5 | 0.5
Northern_California_Li_Battery_8hr_92 | caiso-deliverability | Bellota_Weber_SSN | Reliability_Capacity_In_Model_Year | System RA | Northern_California_Li_Battery_8hr_92 | 0.5 | 0.5 | 0.5 | 0.5 | 0.5 | 0.5 | 0.5 | 0.5 | 0.5 | 0.5 | 0.5 | 0.5 | 0.5 | 0.5 | 0.5 | 0.5 | 0.5 | 0.5 | 0.5 | 0.5 | 0.5 | 0.5 | 0.5 | 0.5 | 0.5 | 0.5 | 0.5 | 0.5 | 0.5 | 0.5 | 0.5
Southern_PGAE_Li_Battery_8hr_111 | caiso-deliverability | Bellota_Weber_SSN | Reliability_Capacity_In_Model_Year | System RA | Southern_PGAE_Li_Battery_8hr_111 | 0.5 | 0.5 | 0.5 | 0.5 | 0.5 | 0.5 | 0.5 | 0.5 | 0.5 | 0.5 | 0.5 | 0.5 | 0.5 | 0.5 | 0.5 | 0.5 | 0.5 | 0.5 | 0.5 | 0.5 | 0.5 | 0.5 | 0.5 | 0.5 | 0.5 | 0.5 | 0.5 | 0.5 | 0.5 | 0.5 | 0.5
Northern_California_Li_Battery_8hr_114 | caiso-deliverability | Bellota_Weber_SSN | Reliability_Capacity_In_Model_Year | System RA | Northern_California_Li_Battery_8hr_114 | 0.5 | 0.5 | 0.5 | 0.5 | 0.5 | 0.5 | 0.5 | 0.5 | 0.5 | 0.5 | 0.5 | 0.5 | 0.5 | 0.5 | 0.5 | 0.5 | 0.5 | 0.5 | 0.5 | 0.5 | 0.5 | 0.5 | 0.5 | 0.5 | 0.5 | 0.5 | 0.5 | 0.5 | 0.5 | 0.5 | 0.5
Northern_California_Li_Battery_8hr_122 | caiso-deliverability | Bellota_Weber_SSN | Reliability_Capacity_In_Model_Year | System RA | Northern_California_Li_Battery_8hr_122 | 0.5 | 0.5 | 0.5 | 0.5 | 0.5 | 0.5 | 0.5 | 0.5 | 0.5 | 0.5 | 0.5 | 0.5 | 0.5 | 0.5 | 0.5 | 0.5 | 0.5 | 0.5 | 0.5 | 0.5 | 0.5 | 0.5 | 0.5 | 0.5 | 0.5 | 0.5 | 0.5 | 0.5 | 0.5 | 0.5 | 0.5
Northern_California_Li_Battery_8hr_135 | caiso-deliverability | Bellota_Weber_SSN | Reliability_Capacity_In_Model_Year | System RA | Northern_California_Li_Battery_8hr_135 | 0.5 | 0.5 | 0.5 | 0.5 | 0.5 | 0.5 | 0.5 | 0.5 | 0.5 | 0.5 | 0.5 | 0.5 | 0.5 | 0.5 | 0.5 | 0.5 | 0.5 | 0.5 | 0.5 | 0.5 | 0.5 | 0.5 | 0.5 | 0.5 | 0.5 | 0.5 | 0.5 | 0.5 | 0.5 | 0.5 | 0.5
Northern_California_Li_Battery_8hr_138 | caiso-deliverability | Bellota_Weber_SSN | Reliability_Capacity_In_Model_Year | System RA | Northern_California_Li_Battery_8hr_138 | 0.5 | 0.5 | 0.5 | 0.5 | 0.5 | 0.5 | 0.5 | 0.5 | 0.5 | 0.5 | 0.5 | 0.5 | 0.5 | 0.5 | 0.5 | 0.5 | 0.5 | 0.5 | 0.5 | 0.5 | 0.5 | 0.5 | 0.5 | 0.5 | 0.5 | 0.5 | 0.5 | 0.5 | 0.5 | 0.5 | 0.5
Southern_PGAE_Li_Battery_8hr_139 | caiso-deliverability | Bellota_Weber_SSN | Reliability_Capacity_In_Model_Year | System RA | Southern_PGAE_Li_Battery_8hr_139 | 0.5 | 0.5 | 0.5 | 0.5 | 0.5 | 0.5 | 0.5 | 0.5 | 0.5 | 0.5 | 0.5 | 0.5 | 0.5 | 0.5 | 0.5 | 0.5 | 0.5 | 0.5 | 0.5 | 0.5 | 0.5 | 0.5 | 0.5 | 0.5 | 0.5 | 0.5 | 0.5 | 0.5 | 0.5 | 0.5 | 0.5
Southern_PGAE_Li_Battery_8hr_140 | caiso-deliverability | Bellota_Weber_SSN | Reliability_Capacity_In_Model_Year | System RA | Southern_PGAE_Li_Battery_8hr_140 | 0.5 | 0.5 | 0.5 | 0.5 | 0.5 | 0.5 | 0.5 | 0.5 | 0.5 | 0.5 | 0.5 | 0.5 | 0.5 | 0.5 | 0.5 | 0.5 | 0.5 | 0.5 | 0.5 | 0.5 | 0.5 | 0.5 | 0.5 | 0.5 | 0.5 | 0.5 | 0.5 | 0.5 | 0.5 | 0.5 | 0.5
Northern_California_Li_Battery_8hr_141 | caiso-deliverability | Bellota_Weber_SSN | Reliability_Capacity_In_Model_Year | System RA | Northern_California_Li_Battery_8hr_141 | 0.5 | 0.5 | 0.5 | 0.5 | 0.5 | 0.5 | 0.5 | 0.5 | 0.5 | 0.5 | 0.5 | 0.5 | 0.5 | 0.5 | 0.5 | 0.5 | 0.5 | 0.5 | 0.5 | 0.5 | 0.5 | 0.5 | 0.5 | 0.5 | 0.5 | 0.5 | 0.5 | 0.5 | 0.5 | 0.5 | 0.5
Northern_California_Li_Battery_8hr_144 | caiso-deliverability | Bellota_Weber_SSN | Reliability_Capacity_In_Model_Year | System RA | Northern_California_Li_Battery_8hr_144 | 0.5 | 0.5 | 0.5 | 0.5 | 0.5 | 0.5 | 0.5 | 0.5 | 0.5 | 0.5 | 0.5 | 0.5 | 0.5 | 0.5 | 0.5 | 0.5 | 0.5 | 0.5 | 0.5 | 0.5 | 0.5 | 0.5 | 0.5 | 0.5 | 0.5 | 0.5 | 0.5 | 0.5 | 0.5 | 0.5 | 0.5
Southern_PGAE_Li_Battery_8hr_151 | caiso-deliverability | Bellota_Weber_SSN | Reliability_Capacity_In_Model_Year | System RA | Southern_PGAE_Li_Battery_8hr_151 | 0.5 | 0.5 | 0.5 | 0.5 | 0.5 | 0.5 | 0.5 | 0.5 | 0.5 | 0.5 | 0.5 | 0.5 | 0.5 | 0.5 | 0.5 | 0.5 | 0.5 | 0.5 | 0.5 | 0.5 | 0.5 | 0.5 | 0.5 | 0.5 | 0.5 | 0.5 | 0.5 | 0.5 | 0.5 | 0.5 | 0.5
Southern_PGAE_Li_Battery_8hr_154 | caiso-deliverability | Bellota_Weber_SSN | Reliability_Capacity_In_Model_Year | System RA | Southern_PGAE_Li_Battery_8hr_154 | 0.5 | 0.5 | 0.5 | 0.5 | 0.5 | 0.5 | 0.5 | 0.5 | 0.5 | 0.5 | 0.5 | 0.5 | 0.5 | 0.5 | 0.5 | 0.5 | 0.5 | 0.5 | 0.5 | 0.5 | 0.5 | 0.5 | 0.5 | 0.5 | 0.5 | 0.5 | 0.5 | 0.5 | 0.5 | 0.5 | 0.5
Northern_California_Li_Battery_8hr_157 | caiso-deliverability | Bellota_Weber_SSN | Reliability_Capacity_In_Model_Year | System RA | Northern_California_Li_Battery_8hr_157 | 0.5 | 0.5 | 0.5 | 0.5 | 0.5 | 0.5 | 0.5 | 0.5 | 0.5 | 0.5 | 0.5 | 0.5 | 0.5 | 0.5 | 0.5 | 0.5 | 0.5 | 0.5 | 0.5 | 0.5 | 0.5 | 0.5 | 0.5 | 0.5 | 0.5 | 0.5 | 0.5 | 0.5 | 0.5 | 0.5 | 0.5
Northern_California_Li_Battery_8hr_159 | caiso-deliverability | Bellota_Weber_SSN | Reliability_Capacity_In_Model_Year | System RA | Northern_California_Li_Battery_8hr_159 | 0.5 | 0.5 | 0.5 | 0.5 | 0.5 | 0.5 | 0.5 | 0.5 | 0.5 | 0.5 | 0.5 | 0.5 | 0.5 | 0.5 | 0.5 | 0.5 | 0.5 | 0.5 | 0.5 | 0.5 | 0.5 | 0.5 | 0.5 | 0.5 | 0.5 | 0.5 | 0.5 | 0.5 | 0.5 | 0.5 | 0.5
Southern_PGAE_Li_Battery_8hr_161 | caiso-deliverability | Bellota_Weber_SSN | Reliability_Capacity_In_Model_Year | System RA | Southern_PGAE_Li_Battery_8hr_161 | 0.5 | 0.5 | 0.5 | 0.5 | 0.5 | 0.5 | 0.5 | 0.5 | 0.5 | 0.5 | 0.5 | 0.5 | 0.5 | 0.5 | 0.5 | 0.5 | 0.5 | 0.5 | 0.5 | 0.5 | 0.5 | 0.5 | 0.5 | 0.5 | 0.5 | 0.5 | 0.5 | 0.5 | 0.5 | 0.5 | 0.5
Southern_PGAE_Li_Battery_8hr_162 | caiso-deliverability | Bellota_Weber_SSN | Reliability_Capacity_In_Model_Year | System RA | Southern_PGAE_Li_Battery_8hr_162 | 0.5 | 0.5 | 0.5 | 0.5 | 0.5 | 0.5 | 0.5 | 0.5 | 0.5 | 0.5 | 0.5 | 0.5 | 0.5 | 0.5 | 0.5 | 0.5 | 0.5 | 0.5 | 0.5 | 0.5 | 0.5 | 0.5 | 0.5 | 0.5 | 0.5 | 0.5 | 0.5 | 0.5 | 0.5 | 0.5 | 0.5
Southern_PGAE_Li_Battery_8hr_163 | caiso-deliverability | Bellota_Weber_SSN | Reliability_Capacity_In_Model_Year | System RA | Southern_PGAE_Li_Battery_8hr_163 | 0.5 | 0.5 | 0.5 | 0.5 | 0.5 | 0.5 | 0.5 | 0.5 | 0.5 | 0.5 | 0.5 | 0.5 | 0.5 | 0.5 | 0.5 | 0.5 | 0.5 | 0.5 | 0.5 | 0.5 | 0.5 | 0.5 | 0.5 | 0.5 | 0.5 | 0.5 | 0.5 | 0.5 | 0.5 | 0.5 | 0.5
Southern_PGAE_Li_Battery_8hr_164 | caiso-deliverability | Bellota_Weber_SSN | Reliability_Capacity_In_Model_Year | System RA | Southern_PGAE_Li_Battery_8hr_164 | 0.5 | 0.5 | 0.5 | 0.5 | 0.5 | 0.5 | 0.5 | 0.5 | 0.5 | 0.5 | 0.5 | 0.5 | 0.5 | 0.5 | 0.5 | 0.5 | 0.5 | 0.5 | 0.5 | 0.5 | 0.5 | 0.5 | 0.5 | 0.5 | 0.5 | 0.5 | 0.5 | 0.5 | 0.5 | 0.5 | 0.5
Southern_PGAE_Li_Battery_8hr_165 | caiso-deliverability | Bellota_Weber_SSN | Reliability_Capacity_In_Model_Year | System RA | Southern_PGAE_Li_Battery_8hr_165 | 0.5 | 0.5 | 0.5 | 0.5 | 0.5 | 0.5 | 0.5 | 0.5 | 0.5 | 0.5 | 0.5 | 0.5 | 0.5 | 0.5 | 0.5 | 0.5 | 0.5 | 0.5 | 0.5 | 0.5 | 0.5 | 0.5 | 0.5 | 0.5 | 0.5 | 0.5 | 0.5 | 0.5 | 0.5 | 0.5 | 0.5
Northern_California_Li_Battery_8hr_166 | caiso-deliverability | Bellota_Weber_SSN | Reliability_Capacity_In_Model_Year | System RA | Northern_California_Li_Battery_8hr_166 | 0.5 | 0.5 | 0.5 | 0.5 | 0.5 | 0.5 | 0.5 | 0.5 | 0.5 | 0.5 | 0.5 | 0.5 | 0.5 | 0.5 | 0.5 | 0.5 | 0.5 | 0.5 | 0.5 | 0.5 | 0.5 | 0.5 | 0.5 | 0.5 | 0.5 | 0.5 | 0.5 | 0.5 | 0.5 | 0.5 | 0.5
Southern_PGAE_Li_Battery_8hr_168 | caiso-deliverability | Bellota_Weber_SSN | Reliability_Capacity_In_Model_Year | System RA | Southern_PGAE_Li_Battery_8hr_168 | 0.5 | 0.5 | 0.5 | 0.5 | 0.5 | 0.5 | 0.5 | 0.5 | 0.5 | 0.5 | 0.5 | 0.5 | 0.5 | 0.5 | 0.5 | 0.5 | 0.5 | 0.5 | 0.5 | 0.5 | 0.5 | 0.5 | 0.5 | 0.5 | 0.5 | 0.5 | 0.5 | 0.5 | 0.5 | 0.5 | 0.5
Southern_PGAE_Li_Battery_8hr_169 | caiso-deliverability | Bellota_Weber_SSN | Reliability_Capacity_In_Model_Year | System RA | Southern_PGAE_Li_Battery_8hr_169 | 0.5 | 0.5 | 0.5 | 0.5 | 0.5 | 0.5 | 0.5 | 0.5 | 0.5 | 0.5 | 0.5 | 0.5 | 0.5 | 0.5 | 0.5 | 0.5 | 0.5 | 0.5 | 0.5 | 0.5 | 0.5 | 0.5 | 0.5 | 0.5 | 0.5 | 0.5 | 0.5 | 0.5 | 0.5 | 0.5 | 0.5
Southern_PGAE_Li_Battery_8hr_170 | caiso-deliverability | Bellota_Weber_SSN | Reliability_Capacity_In_Model_Year | System RA | Southern_PGAE_Li_Battery_8hr_170 | 0.5 | 0.5 | 0.5 | 0.5 | 0.5 | 0.5 | 0.5 | 0.5 | 0.5 | 0.5 | 0.5 | 0.5 | 0.5 | 0.5 | 0.5 | 0.5 | 0.5 | 0.5 | 0.5 | 0.5 | 0.5 | 0.5 | 0.5 | 0.5 | 0.5 | 0.5 | 0.5 | 0.5 | 0.5 | 0.5 | 0.5
Northern_California_Li_Battery_8hr_172 | caiso-deliverability | Bellota_Weber_SSN | Reliability_Capacity_In_Model_Year | System RA | Northern_California_Li_Battery_8hr_172 | 0.5 | 0.5 | 0.5 | 0.5 | 0.5 | 0.5 | 0.5 | 0.5 | 0.5 | 0.5 | 0.5 | 0.5 | 0.5 | 0.5 | 0.5 | 0.5 | 0.5 | 0.5 | 0.5 | 0.5 | 0.5 | 0.5 | 0.5 | 0.5 | 0.5 | 0.5 | 0.5 | 0.5 | 0.5 | 0.5 | 0.5
Southern_PGAE_Li_Battery_8hr_174 | caiso-deliverability | Bellota_Weber_SSN | Reliability_Capacity_In_Model_Year | System RA | Southern_PGAE_Li_Battery_8hr_174 | 0.5 | 0.5 | 0.5 | 0.5 | 0.5 | 0.5 | 0.5 | 0.5 | 0.5 | 0.5 | 0.5 | 0.5 | 0.5 | 0.5 | 0.5 | 0.5 | 0.5 | 0.5 | 0.5 | 0.5 | 0.5 | 0.5 | 0.5 | 0.5 | 0.5 | 0.5 | 0.5 | 0.5 | 0.5 | 0.5 | 0.5
Southern_PGAE_Li_Battery_8hr_176 | caiso-deliverability | Bellota_Weber_SSN | Reliability_Capacity_In_Model_Year | System RA | Southern_PGAE_Li_Battery_8hr_176 | 0.5 | 0.5 | 0.5 | 0.5 | 0.5 | 0.5 | 0.5 | 0.5 | 0.5 | 0.5 | 0.5 | 0.5 | 0.5 | 0.5 | 0.5 | 0.5 | 0.5 | 0.5 | 0.5 | 0.5 | 0.5 | 0.5 | 0.5 | 0.5 | 0.5 | 0.5 | 0.5 | 0.5 | 0.5 | 0.5 | 0.5
Northern_California_Li_Battery_8hr_179 | caiso-deliverability | Bellota_Weber_SSN | Reliability_Capacity_In_Model_Year | System RA | Northern_California_Li_Battery_8hr_179 | 0.5 | 0.5 | 0.5 | 0.5 | 0.5 | 0.5 | 0.5 | 0.5 | 0.5 | 0.5 | 0.5 | 0.5 | 0.5 | 0.5 | 0.5 | 0.5 | 0.5 | 0.5 | 0.5 | 0.5 | 0.5 | 0.5 | 0.5 | 0.5 | 0.5 | 0.5 | 0.5 | 0.5 | 0.5 | 0.5 | 0.5
Central_Valley_North_Los_Banos_Wind_154 | caiso-deliverability | Bellota_Weber_SSN | Reliability_Capacity_In_Model_Year | System RA | Central_Valley_North_Los_Banos_Wind_154 | 0.163 | 0.163 | 0.163 | 0.163 | 0.163 | 0.163 | 0.163 | 0.163 | 0.163 | 0.163 | 0.163 | 0.163 | 0.163 | 0.163 | 0.163 | 0.163 | 0.163 | 0.163 | 0.163 | 0.163 | 0.163 | 0.163 | 0.163 | 0.163 | 0.163 | 0.163 | 0.163 | 0.163 | 0.163 | 0.163 | 0.163
Central_Valley_North_Los_Banos_Wind_162 | caiso-deliverability | Bellota_Weber_SSN | Reliability_Capacity_In_Model_Year | System RA | Central_Valley_North_Los_Banos_Wind_162 | 0.163 | 0.163 | 0.163 | 0.163 | 0.163 | 0.163 | 0.163 | 0.163 | 0.163 | 0.163 | 0.163 | 0.163 | 0.163 | 0.163 | 0.163 | 0.163 | 0.163 | 0.163 | 0.163 | 0.163 | 0.163 | 0.163 | 0.163 | 0.163 | 0.163 | 0.163 | 0.163 | 0.163 | 0.163 | 0.163 | 0.163
Northern_California_Solar_25 | caiso-deliverability | Bellota_Weber_SSN | Reliability_Capacity_In_Model_Year | System RA | Northern_California_Solar_25 | 0.556 | 0.556 | 0.556 | 0.556 | 0.556 | 0.556 | 0.556 | 0.556 | 0.556 | 0.556 | 0.556 | 0.556 | 0.556 | 0.556 | 0.556 | 0.556 | 0.556 | 0.556 | 0.556 | 0.556 | 0.556 | 0.556 | 0.556 | 0.556 | 0.556 | 0.556 | 0.556 | 0.556 | 0.556 | 0.556 | 0.556
Northern_California_Solar_31 | caiso-deliverability | Bellota_Weber_SSN | Reliability_Capacity_In_Model_Year | System RA | Northern_California_Solar_31 | 0.556 | 0.556 | 0.556 | 0.556 | 0.556 | 0.556 | 0.556 | 0.556 | 0.556 | 0.556 | 0.556 | 0.556 | 0.556 | 0.556 | 0.556 | 0.556 | 0.556 | 0.556 | 0.556 | 0.556 | 0.556 | 0.556 | 0.556 | 0.556 | 0.556 | 0.556 | 0.556 | 0.556 | 0.556 | 0.556 | 0.556
Northern_California_Solar_80 | caiso-deliverability | Bellota_Weber_SSN | Reliability_Capacity_In_Model_Year | System RA | Northern_California_Solar_80 | 0.556 | 0.556 | 0.556 | 0.556 | 0.556 | 0.556 | 0.556 | 0.556 | 0.556 | 0.556 | 0.556 | 0.556 | 0.556 | 0.556 | 0.556 | 0.556 | 0.556 | 0.556 | 0.556 | 0.556 | 0.556 | 0.556 | 0.556 | 0.556 | 0.556 | 0.556 | 0.556 | 0.556 | 0.556 | 0.556 | 0.556
Northern_California_Solar_85 | caiso-deliverability | Bellota_Weber_SSN | Reliability_Capacity_In_Model_Year | System RA | Northern_California_Solar_85 | 0.556 | 0.556 | 0.556 | 0.556 | 0.556 | 0.556 | 0.556 | 0.556 | 0.556 | 0.556 | 0.556 | 0.556 | 0.556 | 0.556 | 0.556 | 0.556 | 0.556 | 0.556 | 0.556 | 0.556 | 0.556 | 0.556 | 0.556 | 0.556 | 0.556 | 0.556 | 0.556 | 0.556 | 0.556 | 0.556 | 0.556
Northern_California_Solar_92 | caiso-deliverability | Bellota_Weber_SSN | Reliability_Capacity_In_Model_Year | System RA | Northern_California_Solar_92 | 0.556 | 0.556 | 0.556 | 0.556 | 0.556 | 0.556 | 0.556 | 0.556 | 0.556 | 0.556 | 0.556 | 0.556 | 0.556 | 0.556 | 0.556 | 0.556 | 0.556 | 0.556 | 0.556 | 0.556 | 0.556 | 0.556 | 0.556 | 0.556 | 0.556 | 0.556 | 0.556 | 0.556 | 0.556 | 0.556 | 0.556
Northern_California_Solar_114 | caiso-deliverability | Bellota_Weber_SSN | Reliability_Capacity_In_Model_Year | System RA | Northern_California_Solar_114 | 0.556 | 0.556 | 0.556 | 0.556 | 0.556 | 0.556 | 0.556 | 0.556 | 0.556 | 0.556 | 0.556 | 0.556 | 0.556 | 0.556 | 0.556 | 0.556 | 0.556 | 0.556 | 0.556 | 0.556 | 0.556 | 0.556 | 0.556 | 0.556 | 0.556 | 0.556 | 0.556 | 0.556 | 0.556 | 0.556 | 0.556
Northern_California_Solar_122 | caiso-deliverability | Bellota_Weber_SSN | Reliability_Capacity_In_Model_Year | System RA | Northern_California_Solar_122 | 0.556 | 0.556 | 0.556 | 0.556 | 0.556 | 0.556 | 0.556 | 0.556 | 0.556 | 0.556 | 0.556 | 0.556 | 0.556 | 0.556 | 0.556 | 0.556 | 0.556 | 0.556 | 0.556 | 0.556 | 0.556 | 0.556 | 0.556 | 0.556 | 0.556 | 0.556 | 0.556 | 0.556 | 0.556 | 0.556 | 0.556
Northern_California_Solar_135 | caiso-deliverability | Bellota_Weber_SSN | Reliability_Capacity_In_Model_Year | System RA | Northern_California_Solar_135 | 0.556 | 0.556 | 0.556 | 0.556 | 0.556 | 0.556 | 0.556 | 0.556 | 0.556 | 0.556 | 0.556 | 0.556 | 0.556 | 0.556 | 0.556 | 0.556 | 0.556 | 0.556 | 0.556 | 0.556 | 0.556 | 0.556 | 0.556 | 0.556 | 0.556 | 0.556 | 0.556 | 0.556 | 0.556 | 0.556 | 0.556
Northern_California_Solar_138 | caiso-deliverability | Bellota_Weber_SSN | Reliability_Capacity_In_Model_Year | System RA | Northern_California_Solar_138 | 0.556 | 0.556 | 0.556 | 0.556 | 0.556 | 0.556 | 0.556 | 0.556 | 0.556 | 0.556 | 0.556 | 0.556 | 0.556 | 0.556 | 0.556 | 0.556 | 0.556 | 0.556 | 0.556 | 0.556 | 0.556 | 0.556 | 0.556 | 0.556 | 0.556 | 0.556 | 0.556 | 0.556 | 0.556 | 0.556 | 0.556
Northern_California_Solar_141 | caiso-deliverability | Bellota_Weber_SSN | Reliability_Capacity_In_Model_Year | System RA | Northern_California_Solar_141 | 0.556 | 0.556 | 0.556 | 0.556 | 0.556 | 0.556 | 0.556 | 0.556 | 0.556 | 0.556 | 0.556 | 0.556 | 0.556 | 0.556 | 0.556 | 0.556 | 0.556 | 0.556 | 0.556 | 0.556 | 0.556 | 0.556 | 0.556 | 0.556 | 0.556 | 0.556 | 0.556 | 0.556 | 0.556 | 0.556 | 0.556
Northern_California_Solar_144 | caiso-deliverability | Bellota_Weber_SSN | Reliability_Capacity_In_Model_Year | System RA | Northern_California_Solar_144 | 0.556 | 0.556 | 0.556 | 0.556 | 0.556 | 0.556 | 0.556 | 0.556 | 0.556 | 0.556 | 0.556 | 0.556 | 0.556 | 0.556 | 0.556 | 0.556 | 0.556 | 0.556 | 0.556 | 0.556 | 0.556 | 0.556 | 0.556 | 0.556 | 0.556 | 0.556 | 0.556 | 0.556 | 0.556 | 0.556 | 0.556
Northern_California_Solar_157 | caiso-deliverability | Bellota_Weber_SSN | Reliability_Capacity_In_Model_Year | System RA | Northern_California_Solar_157 | 0.556 | 0.556 | 0.556 | 0.556 | 0.556 | 0.556 | 0.556 | 0.556 | 0.556 | 0.556 | 0.556 | 0.556 | 0.556 | 0.556 | 0.556 | 0.556 | 0.556 | 0.556 | 0.556 | 0.556 | 0.556 | 0.556 | 0.556 | 0.556 | 0.556 | 0.556 | 0.556 | 0.556 | 0.556 | 0.556 | 0.556
Northern_California_Solar_159 | caiso-deliverability | Bellota_Weber_SSN | Reliability_Capacity_In_Model_Year | System RA | Northern_California_Solar_159 | 0.556 | 0.556 | 0.556 | 0.556 | 0.556 | 0.556 | 0.556 | 0.556 | 0.556 | 0.556 | 0.556 | 0.556 | 0.556 | 0.556 | 0.556 | 0.556 | 0.556 | 0.556 | 0.556 | 0.556 | 0.556 | 0.556 | 0.556 | 0.556 | 0.556 | 0.556 | 0.556 | 0.556 | 0.556 | 0.556 | 0.556
Northern_California_Solar_166 | caiso-deliverability | Bellota_Weber_SSN | Reliability_Capacity_In_Model_Year | System RA | Northern_California_Solar_166 | 0.556 | 0.556 | 0.556 | 0.556 | 0.556 | 0.556 | 0.556 | 0.556 | 0.556 | 0.556 | 0.556 | 0.556 | 0.556 | 0.556 | 0.556 | 0.556 | 0.556 | 0.556 | 0.556 | 0.556 | 0.556 | 0.556 | 0.556 | 0.556 | 0.556 | 0.556 | 0.556 | 0.556 | 0.556 | 0.556 | 0.556
Northern_California_Solar_172 | caiso-deliverability | Bellota_Weber_SSN | Reliability_Capacity_In_Model_Year | System RA | Northern_California_Solar_172 | 0.556 | 0.556 | 0.556 | 0.556 | 0.556 | 0.556 | 0.556 | 0.556 | 0.556 | 0.556 | 0.556 | 0.556 | 0.556 | 0.556 | 0.556 | 0.556 | 0.556 | 0.556 | 0.556 | 0.556 | 0.556 | 0.556 | 0.556 | 0.556 | 0.556 | 0.556 | 0.556 | 0.556 | 0.556 | 0.556 | 0.556
Northern_California_Solar_179 | caiso-deliverability | Bellota_Weber_SSN | Reliability_Capacity_In_Model_Year | System RA | Northern_California_Solar_179 | 0.556 | 0.556 | 0.556 | 0.556 | 0.556 | 0.556 | 0.556 | 0.556 | 0.556 | 0.556 | 0.556 | 0.556 | 0.556 | 0.556 | 0.556 | 0.556 | 0.556 | 0.556 | 0.556 | 0.556 | 0.556 | 0.556 | 0.556 | 0.556 | 0.556 | 0.556 | 0.556 | 0.556 | 0.556 | 0.556 | 0.556
Northern_California_Wind_159 | caiso-deliverability | Bellota_Weber_SSN | Reliability_Capacity_In_Model_Year | System RA | Northern_California_Wind_159 | 0.163 | 0.163 | 0.163 | 0.163 | 0.163 | 0.163 | 0.163 | 0.163 | 0.163 | 0.163 | 0.163 | 0.163 | 0.163 | 0.163 | 0.163 | 0.163 | 0.163 | 0.163 | 0.163 | 0.163 | 0.163 | 0.163 | 0.163 | 0.163 | 0.163 | 0.163 | 0.163 | 0.163 | 0.163 | 0.163 | 0.163
Solano_Wind_85 | caiso-deliverability | Bellota_Weber_SSN | Reliability_Capacity_In_Model_Year | System RA | Solano_Wind_85 | 0.163 | 0.163 | 0.163 | 0.163 | 0.163 | 0.163 | 0.163 | 0.163 | 0.163 | 0.163 | 0.163 | 0.163 | 0.163 | 0.163 | 0.163 | 0.163 | 0.163 | 0.163 | 0.163 | 0.163 | 0.163 | 0.163 | 0.163 | 0.163 | 0.163 | 0.163 | 0.163 | 0.163 | 0.163 | 0.163 | 0.163
Solano_Wind_122 | caiso-deliverability | Bellota_Weber_SSN | Reliability_Capacity_In_Model_Year | System RA | Solano_Wind_122 | 0.163 | 0.163 | 0.163 | 0.163 | 0.163 | 0.163 | 0.163 | 0.163 | 0.163 | 0.163 | 0.163 | 0.163 | 0.163 | 0.163 | 0.163 | 0.163 | 0.163 | 0.163 | 0.163 | 0.163 | 0.163 | 0.163 | 0.163 | 0.163 | 0.163 | 0.163 | 0.163 | 0.163 | 0.163 | 0.163 | 0.163
Southern_PGAE_Solar_111 | caiso-deliverability | Bellota_Weber_SSN | Reliability_Capacity_In_Model_Year | System RA | Southern_PGAE_Solar_111 | 0.556 | 0.556 | 0.556 | 0.556 | 0.556 | 0.556 | 0.556 | 0.556 | 0.556 | 0.556 | 0.556 | 0.556 | 0.556 | 0.556 | 0.556 | 0.556 | 0.556 | 0.556 | 0.556 | 0.556 | 0.556 | 0.556 | 0.556 | 0.556 | 0.556 | 0.556 | 0.556 | 0.556 | 0.556 | 0.556 | 0.556
Southern_PGAE_Solar_139 | caiso-deliverability | Bellota_Weber_SSN | Reliability_Capacity_In_Model_Year | System RA | Southern_PGAE_Solar_139 | 0.556 | 0.556 | 0.556 | 0.556 | 0.556 | 0.556 | 0.556 | 0.556 | 0.556 | 0.556 | 0.556 | 0.556 | 0.556 | 0.556 | 0.556 | 0.556 | 0.556 | 0.556 | 0.556 | 0.556 | 0.556 | 0.556 | 0.556 | 0.556 | 0.556 | 0.556 | 0.556 | 0.556 | 0.556 | 0.556 | 0.556
Southern_PGAE_Solar_140 | caiso-deliverability | Bellota_Weber_SSN | Reliability_Capacity_In_Model_Year | System RA | Southern_PGAE_Solar_140 | 0.556 | 0.556 | 0.556 | 0.556 | 0.556 | 0.556 | 0.556 | 0.556 | 0.556 | 0.556 | 0.556 | 0.556 | 0.556 | 0.556 | 0.556 | 0.556 | 0.556 | 0.556 | 0.556 | 0.556 | 0.556 | 0.556 | 0.556 | 0.556 | 0.556 | 0.556 | 0.556 | 0.556 | 0.556 | 0.556 | 0.556
Southern_PGAE_Solar_151 | caiso-deliverability | Bellota_Weber_SSN | Reliability_Capacity_In_Model_Year | System RA | Southern_PGAE_Solar_151 | 0.556 | 0.556 | 0.556 | 0.556 | 0.556 | 0.556 | 0.556 | 0.556 | 0.556 | 0.556 | 0.556 | 0.556 | 0.556 | 0.556 | 0.556 | 0.556 | 0.556 | 0.556 | 0.556 | 0.556 | 0.556 | 0.556 | 0.556 | 0.556 | 0.556 | 0.556 | 0.556 | 0.556 | 0.556 | 0.556 | 0.556
Southern_PGAE_Solar_154 | caiso-deliverability | Bellota_Weber_SSN | Reliability_Capacity_In_Model_Year | System RA | Southern_PGAE_Solar_154 | 0.556 | 0.556 | 0.556 | 0.556 | 0.556 | 0.556 | 0.556 | 0.556 | 0.556 | 0.556 | 0.556 | 0.556 | 0.556 | 0.556 | 0.556 | 0.556 | 0.556 | 0.556 | 0.556 | 0.556 | 0.556 | 0.556 | 0.556 | 0.556 | 0.556 | 0.556 | 0.556 | 0.556 | 0.556 | 0.556 | 0.556
Southern_PGAE_Solar_161 | caiso-deliverability | Bellota_Weber_SSN | Reliability_Capacity_In_Model_Year | System RA | Southern_PGAE_Solar_161 | 0.556 | 0.556 | 0.556 | 0.556 | 0.556 | 0.556 | 0.556 | 0.556 | 0.556 | 0.556 | 0.556 | 0.556 | 0.556 | 0.556 | 0.556 | 0.556 | 0.556 | 0.556 | 0.556 | 0.556 | 0.556 | 0.556 | 0.556 | 0.556 | 0.556 | 0.556 | 0.556 | 0.556 | 0.556 | 0.556 | 0.556
Southern_PGAE_Solar_162 | caiso-deliverability | Bellota_Weber_SSN | Reliability_Capacity_In_Model_Year | System RA | Southern_PGAE_Solar_162 | 0.556 | 0.556 | 0.556 | 0.556 | 0.556 | 0.556 | 0.556 | 0.556 | 0.556 | 0.556 | 0.556 | 0.556 | 0.556 | 0.556 | 0.556 | 0.556 | 0.556 | 0.556 | 0.556 | 0.556 | 0.556 | 0.556 | 0.556 | 0.556 | 0.556 | 0.556 | 0.556 | 0.556 | 0.556 | 0.556 | 0.556
Southern_PGAE_Solar_163 | caiso-deliverability | Bellota_Weber_SSN | Reliability_Capacity_In_Model_Year | System RA | Southern_PGAE_Solar_163 | 0.556 | 0.556 | 0.556 | 0.556 | 0.556 | 0.556 | 0.556 | 0.556 | 0.556 | 0.556 | 0.556 | 0.556 | 0.556 | 0.556 | 0.556 | 0.556 | 0.556 | 0.556 | 0.556 | 0.556 | 0.556 | 0.556 | 0.556 | 0.556 | 0.556 | 0.556 | 0.556 | 0.556 | 0.556 | 0.556 | 0.556
Southern_PGAE_Solar_164 | caiso-deliverability | Bellota_Weber_SSN | Reliability_Capacity_In_Model_Year | System RA | Southern_PGAE_Solar_164 | 0.556 | 0.556 | 0.556 | 0.556 | 0.556 | 0.556 | 0.556 | 0.556 | 0.556 | 0.556 | 0.556 | 0.556 | 0.556 | 0.556 | 0.556 | 0.556 | 0.556 | 0.556 | 0.556 | 0.556 | 0.556 | 0.556 | 0.556 | 0.556 | 0.556 | 0.556 | 0.556 | 0.556 | 0.556 | 0.556 | 0.556
Southern_PGAE_Solar_165 | caiso-deliverability | Bellota_Weber_SSN | Reliability_Capacity_In_Model_Year | System RA | Southern_PGAE_Solar_165 | 0.556 | 0.556 | 0.556 | 0.556 | 0.556 | 0.556 | 0.556 | 0.556 | 0.556 | 0.556 | 0.556 | 0.556 | 0.556 | 0.556 | 0.556 | 0.556 | 0.556 | 0.556 | 0.556 | 0.556 | 0.556 | 0.556 | 0.556 | 0.556 | 0.556 | 0.556 | 0.556 | 0.556 | 0.556 | 0.556 | 0.556
Southern_PGAE_Solar_168 | caiso-deliverability | Bellota_Weber_SSN | Reliability_Capacity_In_Model_Year | System RA | Southern_PGAE_Solar_168 | 0.556 | 0.556 | 0.556 | 0.556 | 0.556 | 0.556 | 0.556 | 0.556 | 0.556 | 0.556 | 0.556 | 0.556 | 0.556 | 0.556 | 0.556 | 0.556 | 0.556 | 0.556 | 0.556 | 0.556 | 0.556 | 0.556 | 0.556 | 0.556 | 0.556 | 0.556 | 0.556 | 0.556 | 0.556 | 0.556 | 0.556
Southern_PGAE_Solar_169 | caiso-deliverability | Bellota_Weber_SSN | Reliability_Capacity_In_Model_Year | System RA | Southern_PGAE_Solar_169 | 0.556 | 0.556 | 0.556 | 0.556 | 0.556 | 0.556 | 0.556 | 0.556 | 0.556 | 0.556 | 0.556 | 0.556 | 0.556 | 0.556 | 0.556 | 0.556 | 0.556 | 0.556 | 0.556 | 0.556 | 0.556 | 0.556 | 0.556 | 0.556 | 0.556 | 0.556 | 0.556 | 0.556 | 0.556 | 0.556 | 0.556
Southern_PGAE_Solar_170 | caiso-deliverability | Bellota_Weber_SSN | Reliability_Capacity_In_Model_Year | System RA | Southern_PGAE_Solar_170 | 0.556 | 0.556 | 0.556 | 0.556 | 0.556 | 0.556 | 0.556 | 0.556 | 0.556 | 0.556 | 0.556 | 0.556 | 0.556 | 0.556 | 0.556 | 0.556 | 0.556 | 0.556 | 0.556 | 0.556 | 0.556 | 0.556 | 0.556 | 0.556 | 0.556 | 0.556 | 0.556 | 0.556 | 0.556 | 0.556 | 0.556
Southern_PGAE_Solar_174 | caiso-deliverability | Bellota_Weber_SSN | Reliability_Capacity_In_Model_Year | System RA | Southern_PGAE_Solar_174 | 0.556 | 0.556 | 0.556 | 0.556 | 0.556 | 0.556 | 0.556 | 0.556 | 0.556 | 0.556 | 0.556 | 0.556 | 0.556 | 0.556 | 0.556 | 0.556 | 0.556 | 0.556 | 0.556 | 0.556 | 0.556 | 0.556 | 0.556 | 0.556 | 0.556 | 0.556 | 0.556 | 0.556 | 0.556 | 0.556 | 0.556
Southern_PGAE_Solar_176 | caiso-deliverability | Bellota_Weber_SSN | Reliability_Capacity_In_Model_Year | System RA | Southern_PGAE_Solar_176 | 0.556 | 0.556 | 0.556 | 0.556 | 0.556 | 0.556 | 0.556 | 0.556 | 0.556 | 0.556 | 0.556 | 0.556 | 0.556 | 0.556 | 0.556 | 0.556 | 0.556 | 0.556 | 0.556 | 0.556 | 0.556 | 0.556 | 0.556 | 0.556 | 0.556 | 0.556 | 0.556 | 0.556 | 0.556 | 0.556 | 0.556
Subacco_group | caiso-deliverability | Bellota_Weber_SSN | Operational_New_Capacity_MW | Subacco_group |  | -1 | -1 | -1 | -1 | -1 | -1 | -1 | -1 | -1 | -1 | -1 | -1 | -1 | -1 | -1 | -1 | -1 | -1 | -1 | -1 | -1 | -1 | -1 | -1 | -1 | -1 | -1 | -1 | -1 | -1 | -1
Northern_California_Flow_Battery_26 | caiso-deliverability | Birds_Landing_Contra_Costa_HSN | Reliability_Capacity_In_Model_Year | System RA | Northern_California_Flow_Battery_26 | 1 | 1 | 1 | 1 | 1 | 1 | 1 | 1 | 1 | 1 | 1 | 1 | 1 | 1 | 1 | 1 | 1 | 1 | 1 | 1 | 1 | 1 | 1 | 1 | 1 | 1 | 1 | 1 | 1 | 1 | 1
Northern_California_Flow_Battery_51 | caiso-deliverability | Birds_Landing_Contra_Costa_HSN | Reliability_Capacity_In_Model_Year | System RA | Northern_California_Flow_Battery_51 | 1 | 1 | 1 | 1 | 1 | 1 | 1 | 1 | 1 | 1 | 1 | 1 | 1 | 1 | 1 | 1 | 1 | 1 | 1 | 1 | 1 | 1 | 1 | 1 | 1 | 1 | 1 | 1 | 1 | 1 | 1
Northern_California_Flow_Battery_80 | caiso-deliverability | Birds_Landing_Contra_Costa_HSN | Reliability_Capacity_In_Model_Year | System RA | Northern_California_Flow_Battery_80 | 1 | 1 | 1 | 1 | 1 | 1 | 1 | 1 | 1 | 1 | 1 | 1 | 1 | 1 | 1 | 1 | 1 | 1 | 1 | 1 | 1 | 1 | 1 | 1 | 1 | 1 | 1 | 1 | 1 | 1 | 1
Northern_California_Flow_Battery_83 | caiso-deliverability | Birds_Landing_Contra_Costa_HSN | Reliability_Capacity_In_Model_Year | System RA | Northern_California_Flow_Battery_83 | 1 | 1 | 1 | 1 | 1 | 1 | 1 | 1 | 1 | 1 | 1 | 1 | 1 | 1 | 1 | 1 | 1 | 1 | 1 | 1 | 1 | 1 | 1 | 1 | 1 | 1 | 1 | 1 | 1 | 1 | 1
Northern_California_Flow_Battery_85 | caiso-deliverability | Birds_Landing_Contra_Costa_HSN | Reliability_Capacity_In_Model_Year | System RA | Northern_California_Flow_Battery_85 | 1 | 1 | 1 | 1 | 1 | 1 | 1 | 1 | 1 | 1 | 1 | 1 | 1 | 1 | 1 | 1 | 1 | 1 | 1 | 1 | 1 | 1 | 1 | 1 | 1 | 1 | 1 | 1 | 1 | 1 | 1
Northern_California_Flow_Battery_94 | caiso-deliverability | Birds_Landing_Contra_Costa_HSN | Reliability_Capacity_In_Model_Year | System RA | Northern_California_Flow_Battery_94 | 1 | 1 | 1 | 1 | 1 | 1 | 1 | 1 | 1 | 1 | 1 | 1 | 1 | 1 | 1 | 1 | 1 | 1 | 1 | 1 | 1 | 1 | 1 | 1 | 1 | 1 | 1 | 1 | 1 | 1 | 1
Northern_California_Flow_Battery_126 | caiso-deliverability | Birds_Landing_Contra_Costa_HSN | Reliability_Capacity_In_Model_Year | System RA | Northern_California_Flow_Battery_126 | 1 | 1 | 1 | 1 | 1 | 1 | 1 | 1 | 1 | 1 | 1 | 1 | 1 | 1 | 1 | 1 | 1 | 1 | 1 | 1 | 1 | 1 | 1 | 1 | 1 | 1 | 1 | 1 | 1 | 1 | 1
Northern_California_Flow_Battery_127 | caiso-deliverability | Birds_Landing_Contra_Costa_HSN | Reliability_Capacity_In_Model_Year | System RA | Northern_California_Flow_Battery_127 | 1 | 1 | 1 | 1 | 1 | 1 | 1 | 1 | 1 | 1 | 1 | 1 | 1 | 1 | 1 | 1 | 1 | 1 | 1 | 1 | 1 | 1 | 1 | 1 | 1 | 1 | 1 | 1 | 1 | 1 | 1
Northern_California_Flow_Battery_150 | caiso-deliverability | Birds_Landing_Contra_Costa_HSN | Reliability_Capacity_In_Model_Year | System RA | Northern_California_Flow_Battery_150 | 1 | 1 | 1 | 1 | 1 | 1 | 1 | 1 | 1 | 1 | 1 | 1 | 1 | 1 | 1 | 1 | 1 | 1 | 1 | 1 | 1 | 1 | 1 | 1 | 1 | 1 | 1 | 1 | 1 | 1 | 1
Northern_California_Flow_Battery_155 | caiso-deliverability | Birds_Landing_Contra_Costa_HSN | Reliability_Capacity_In_Model_Year | System RA | Northern_California_Flow_Battery_155 | 1 | 1 | 1 | 1 | 1 | 1 | 1 | 1 | 1 | 1 | 1 | 1 | 1 | 1 | 1 | 1 | 1 | 1 | 1 | 1 | 1 | 1 | 1 | 1 | 1 | 1 | 1 | 1 | 1 | 1 | 1
Northern_California_Flow_Battery_158 | caiso-deliverability | Birds_Landing_Contra_Costa_HSN | Reliability_Capacity_In_Model_Year | System RA | Northern_California_Flow_Battery_158 | 1 | 1 | 1 | 1 | 1 | 1 | 1 | 1 | 1 | 1 | 1 | 1 | 1 | 1 | 1 | 1 | 1 | 1 | 1 | 1 | 1 | 1 | 1 | 1 | 1 | 1 | 1 | 1 | 1 | 1 | 1
Northern_California_Li_Battery_4hr_26 | caiso-deliverability | Birds_Landing_Contra_Costa_HSN | Reliability_Capacity_In_Model_Year | System RA | Northern_California_Li_Battery_4hr_26 | 1 | 1 | 1 | 1 | 1 | 1 | 1 | 1 | 1 | 1 | 1 | 1 | 1 | 1 | 1 | 1 | 1 | 1 | 1 | 1 | 1 | 1 | 1 | 1 | 1 | 1 | 1 | 1 | 1 | 1 | 1
Northern_California_Li_Battery_4hr_51 | caiso-deliverability | Birds_Landing_Contra_Costa_HSN | Reliability_Capacity_In_Model_Year | System RA | Northern_California_Li_Battery_4hr_51 | 1 | 1 | 1 | 1 | 1 | 1 | 1 | 1 | 1 | 1 | 1 | 1 | 1 | 1 | 1 | 1 | 1 | 1 | 1 | 1 | 1 | 1 | 1 | 1 | 1 | 1 | 1 | 1 | 1 | 1 | 1
Northern_California_Li_Battery_4hr_80 | caiso-deliverability | Birds_Landing_Contra_Costa_HSN | Reliability_Capacity_In_Model_Year | System RA | Northern_California_Li_Battery_4hr_80 | 1 | 1 | 1 | 1 | 1 | 1 | 1 | 1 | 1 | 1 | 1 | 1 | 1 | 1 | 1 | 1 | 1 | 1 | 1 | 1 | 1 | 1 | 1 | 1 | 1 | 1 | 1 | 1 | 1 | 1 | 1
Northern_California_Li_Battery_4hr_83 | caiso-deliverability | Birds_Landing_Contra_Costa_HSN | Reliability_Capacity_In_Model_Year | System RA | Northern_California_Li_Battery_4hr_83 | 1 | 1 | 1 | 1 | 1 | 1 | 1 | 1 | 1 | 1 | 1 | 1 | 1 | 1 | 1 | 1 | 1 | 1 | 1 | 1 | 1 | 1 | 1 | 1 | 1 | 1 | 1 | 1 | 1 | 1 | 1
Northern_California_Li_Battery_4hr_85 | caiso-deliverability | Birds_Landing_Contra_Costa_HSN | Reliability_Capacity_In_Model_Year | System RA | Northern_California_Li_Battery_4hr_85 | 1 | 1 | 1 | 1 | 1 | 1 | 1 | 1 | 1 | 1 | 1 | 1 | 1 | 1 | 1 | 1 | 1 | 1 | 1 | 1 | 1 | 1 | 1 | 1 | 1 | 1 | 1 | 1 | 1 | 1 | 1
Northern_California_Li_Battery_4hr_94 | caiso-deliverability | Birds_Landing_Contra_Costa_HSN | Reliability_Capacity_In_Model_Year | System RA | Northern_California_Li_Battery_4hr_94 | 1 | 1 | 1 | 1 | 1 | 1 | 1 | 1 | 1 | 1 | 1 | 1 | 1 | 1 | 1 | 1 | 1 | 1 | 1 | 1 | 1 | 1 | 1 | 1 | 1 | 1 | 1 | 1 | 1 | 1 | 1
Northern_California_Li_Battery_4hr_126 | caiso-deliverability | Birds_Landing_Contra_Costa_HSN | Reliability_Capacity_In_Model_Year | System RA | Northern_California_Li_Battery_4hr_126 | 1 | 1 | 1 | 1 | 1 | 1 | 1 | 1 | 1 | 1 | 1 | 1 | 1 | 1 | 1 | 1 | 1 | 1 | 1 | 1 | 1 | 1 | 1 | 1 | 1 | 1 | 1 | 1 | 1 | 1 | 1
Northern_California_Li_Battery_4hr_127 | caiso-deliverability | Birds_Landing_Contra_Costa_HSN | Reliability_Capacity_In_Model_Year | System RA | Northern_California_Li_Battery_4hr_127 | 1 | 1 | 1 | 1 | 1 | 1 | 1 | 1 | 1 | 1 | 1 | 1 | 1 | 1 | 1 | 1 | 1 | 1 | 1 | 1 | 1 | 1 | 1 | 1 | 1 | 1 | 1 | 1 | 1 | 1 | 1
Northern_California_Li_Battery_4hr_150 | caiso-deliverability | Birds_Landing_Contra_Costa_HSN | Reliability_Capacity_In_Model_Year | System RA | Northern_California_Li_Battery_4hr_150 | 1 | 1 | 1 | 1 | 1 | 1 | 1 | 1 | 1 | 1 | 1 | 1 | 1 | 1 | 1 | 1 | 1 | 1 | 1 | 1 | 1 | 1 | 1 | 1 | 1 | 1 | 1 | 1 | 1 | 1 | 1
Northern_California_Li_Battery_4hr_155 | caiso-deliverability | Birds_Landing_Contra_Costa_HSN | Reliability_Capacity_In_Model_Year | System RA | Northern_California_Li_Battery_4hr_155 | 1 | 1 | 1 | 1 | 1 | 1 | 1 | 1 | 1 | 1 | 1 | 1 | 1 | 1 | 1 | 1 | 1 | 1 | 1 | 1 | 1 | 1 | 1 | 1 | 1 | 1 | 1 | 1 | 1 | 1 | 1
Northern_California_Li_Battery_4hr_158 | caiso-deliverability | Birds_Landing_Contra_Costa_HSN | Reliability_Capacity_In_Model_Year | System RA | Northern_California_Li_Battery_4hr_158 | 1 | 1 | 1 | 1 | 1 | 1 | 1 | 1 | 1 | 1 | 1 | 1 | 1 | 1 | 1 | 1 | 1 | 1 | 1 | 1 | 1 | 1 | 1 | 1 | 1 | 1 | 1 | 1 | 1 | 1 | 1
Northern_California_Li_Battery_8hr_26 | caiso-deliverability | Birds_Landing_Contra_Costa_HSN | Reliability_Capacity_In_Model_Year | System RA | Northern_California_Li_Battery_8hr_26 | 1 | 1 | 1 | 1 | 1 | 1 | 1 | 1 | 1 | 1 | 1 | 1 | 1 | 1 | 1 | 1 | 1 | 1 | 1 | 1 | 1 | 1 | 1 | 1 | 1 | 1 | 1 | 1 | 1 | 1 | 1
Northern_California_Li_Battery_8hr_51 | caiso-deliverability | Birds_Landing_Contra_Costa_HSN | Reliability_Capacity_In_Model_Year | System RA | Northern_California_Li_Battery_8hr_51 | 1 | 1 | 1 | 1 | 1 | 1 | 1 | 1 | 1 | 1 | 1 | 1 | 1 | 1 | 1 | 1 | 1 | 1 | 1 | 1 | 1 | 1 | 1 | 1 | 1 | 1 | 1 | 1 | 1 | 1 | 1
Northern_California_Li_Battery_8hr_80 | caiso-deliverability | Birds_Landing_Contra_Costa_HSN | Reliability_Capacity_In_Model_Year | System RA | Northern_California_Li_Battery_8hr_80 | 1 | 1 | 1 | 1 | 1 | 1 | 1 | 1 | 1 | 1 | 1 | 1 | 1 | 1 | 1 | 1 | 1 | 1 | 1 | 1 | 1 | 1 | 1 | 1 | 1 | 1 | 1 | 1 | 1 | 1 | 1
Northern_California_Li_Battery_8hr_83 | caiso-deliverability | Birds_Landing_Contra_Costa_HSN | Reliability_Capacity_In_Model_Year | System RA | Northern_California_Li_Battery_8hr_83 | 1 | 1 | 1 | 1 | 1 | 1 | 1 | 1 | 1 | 1 | 1 | 1 | 1 | 1 | 1 | 1 | 1 | 1 | 1 | 1 | 1 | 1 | 1 | 1 | 1 | 1 | 1 | 1 | 1 | 1 | 1
Northern_California_Li_Battery_8hr_85 | caiso-deliverability | Birds_Landing_Contra_Costa_HSN | Reliability_Capacity_In_Model_Year | System RA | Northern_California_Li_Battery_8hr_85 | 1 | 1 | 1 | 1 | 1 | 1 | 1 | 1 | 1 | 1 | 1 | 1 | 1 | 1 | 1 | 1 | 1 | 1 | 1 | 1 | 1 | 1 | 1 | 1 | 1 | 1 | 1 | 1 | 1 | 1 | 1
Northern_California_Li_Battery_8hr_94 | caiso-deliverability | Birds_Landing_Contra_Costa_HSN | Reliability_Capacity_In_Model_Year | System RA | Northern_California_Li_Battery_8hr_94 | 1 | 1 | 1 | 1 | 1 | 1 | 1 | 1 | 1 | 1 | 1 | 1 | 1 | 1 | 1 | 1 | 1 | 1 | 1 | 1 | 1 | 1 | 1 | 1 | 1 | 1 | 1 | 1 | 1 | 1 | 1
Northern_California_Li_Battery_8hr_126 | caiso-deliverability | Birds_Landing_Contra_Costa_HSN | Reliability_Capacity_In_Model_Year | System RA | Northern_California_Li_Battery_8hr_126 | 1 | 1 | 1 | 1 | 1 | 1 | 1 | 1 | 1 | 1 | 1 | 1 | 1 | 1 | 1 | 1 | 1 | 1 | 1 | 1 | 1 | 1 | 1 | 1 | 1 | 1 | 1 | 1 | 1 | 1 | 1
Northern_California_Li_Battery_8hr_127 | caiso-deliverability | Birds_Landing_Contra_Costa_HSN | Reliability_Capacity_In_Model_Year | System RA | Northern_California_Li_Battery_8hr_127 | 1 | 1 | 1 | 1 | 1 | 1 | 1 | 1 | 1 | 1 | 1 | 1 | 1 | 1 | 1 | 1 | 1 | 1 | 1 | 1 | 1 | 1 | 1 | 1 | 1 | 1 | 1 | 1 | 1 | 1 | 1
Northern_California_Li_Battery_8hr_150 | caiso-deliverability | Birds_Landing_Contra_Costa_HSN | Reliability_Capacity_In_Model_Year | System RA | Northern_California_Li_Battery_8hr_150 | 1 | 1 | 1 | 1 | 1 | 1 | 1 | 1 | 1 | 1 | 1 | 1 | 1 | 1 | 1 | 1 | 1 | 1 | 1 | 1 | 1 | 1 | 1 | 1 | 1 | 1 | 1 | 1 | 1 | 1 | 1
Northern_California_Li_Battery_8hr_155 | caiso-deliverability | Birds_Landing_Contra_Costa_HSN | Reliability_Capacity_In_Model_Year | System RA | Northern_California_Li_Battery_8hr_155 | 1 | 1 | 1 | 1 | 1 | 1 | 1 | 1 | 1 | 1 | 1 | 1 | 1 | 1 | 1 | 1 | 1 | 1 | 1 | 1 | 1 | 1 | 1 | 1 | 1 | 1 | 1 | 1 | 1 | 1 | 1
Northern_California_Li_Battery_8hr_158 | caiso-deliverability | Birds_Landing_Contra_Costa_HSN | Reliability_Capacity_In_Model_Year | System RA | Northern_California_Li_Battery_8hr_158 | 1 | 1 | 1 | 1 | 1 | 1 | 1 | 1 | 1 | 1 | 1 | 1 | 1 | 1 | 1 | 1 | 1 | 1 | 1 | 1 | 1 | 1 | 1 | 1 | 1 | 1 | 1 | 1 | 1 | 1 | 1
Northern_California_Solar_26 | caiso-deliverability | Birds_Landing_Contra_Costa_HSN | Reliability_Capacity_In_Model_Year | System RA | Northern_California_Solar_26 | 0.1 | 0.1 | 0.1 | 0.1 | 0.1 | 0.1 | 0.1 | 0.1 | 0.1 | 0.1 | 0.1 | 0.1 | 0.1 | 0.1 | 0.1 | 0.1 | 0.1 | 0.1 | 0.1 | 0.1 | 0.1 | 0.1 | 0.1 | 0.1 | 0.1 | 0.1 | 0.1 | 0.1 | 0.1 | 0.1 | 0.1
Northern_California_Solar_51 | caiso-deliverability | Birds_Landing_Contra_Costa_HSN | Reliability_Capacity_In_Model_Year | System RA | Northern_California_Solar_51 | 0.1 | 0.1 | 0.1 | 0.1 | 0.1 | 0.1 | 0.1 | 0.1 | 0.1 | 0.1 | 0.1 | 0.1 | 0.1 | 0.1 | 0.1 | 0.1 | 0.1 | 0.1 | 0.1 | 0.1 | 0.1 | 0.1 | 0.1 | 0.1 | 0.1 | 0.1 | 0.1 | 0.1 | 0.1 | 0.1 | 0.1
Northern_California_Solar_80 | caiso-deliverability | Birds_Landing_Contra_Costa_HSN | Reliability_Capacity_In_Model_Year | System RA | Northern_California_Solar_80 | 0.1 | 0.1 | 0.1 | 0.1 | 0.1 | 0.1 | 0.1 | 0.1 | 0.1 | 0.1 | 0.1 | 0.1 | 0.1 | 0.1 | 0.1 | 0.1 | 0.1 | 0.1 | 0.1 | 0.1 | 0.1 | 0.1 | 0.1 | 0.1 | 0.1 | 0.1 | 0.1 | 0.1 | 0.1 | 0.1 | 0.1
Northern_California_Solar_83 | caiso-deliverability | Birds_Landing_Contra_Costa_HSN | Reliability_Capacity_In_Model_Year | System RA | Northern_California_Solar_83 | 0.1 | 0.1 | 0.1 | 0.1 | 0.1 | 0.1 | 0.1 | 0.1 | 0.1 | 0.1 | 0.1 | 0.1 | 0.1 | 0.1 | 0.1 | 0.1 | 0.1 | 0.1 | 0.1 | 0.1 | 0.1 | 0.1 | 0.1 | 0.1 | 0.1 | 0.1 | 0.1 | 0.1 | 0.1 | 0.1 | 0.1
Northern_California_Solar_85 | caiso-deliverability | Birds_Landing_Contra_Costa_HSN | Reliability_Capacity_In_Model_Year | System RA | Northern_California_Solar_85 | 0.1 | 0.1 | 0.1 | 0.1 | 0.1 | 0.1 | 0.1 | 0.1 | 0.1 | 0.1 | 0.1 | 0.1 | 0.1 | 0.1 | 0.1 | 0.1 | 0.1 | 0.1 | 0.1 | 0.1 | 0.1 | 0.1 | 0.1 | 0.1 | 0.1 | 0.1 | 0.1 | 0.1 | 0.1 | 0.1 | 0.1
Northern_California_Solar_94 | caiso-deliverability | Birds_Landing_Contra_Costa_HSN | Reliability_Capacity_In_Model_Year | System RA | Northern_California_Solar_94 | 0.1 | 0.1 | 0.1 | 0.1 | 0.1 | 0.1 | 0.1 | 0.1 | 0.1 | 0.1 | 0.1 | 0.1 | 0.1 | 0.1 | 0.1 | 0.1 | 0.1 | 0.1 | 0.1 | 0.1 | 0.1 | 0.1 | 0.1 | 0.1 | 0.1 | 0.1 | 0.1 | 0.1 | 0.1 | 0.1 | 0.1
Northern_California_Solar_126 | caiso-deliverability | Birds_Landing_Contra_Costa_HSN | Reliability_Capacity_In_Model_Year | System RA | Northern_California_Solar_126 | 0.1 | 0.1 | 0.1 | 0.1 | 0.1 | 0.1 | 0.1 | 0.1 | 0.1 | 0.1 | 0.1 | 0.1 | 0.1 | 0.1 | 0.1 | 0.1 | 0.1 | 0.1 | 0.1 | 0.1 | 0.1 | 0.1 | 0.1 | 0.1 | 0.1 | 0.1 | 0.1 | 0.1 | 0.1 | 0.1 | 0.1
Northern_California_Solar_127 | caiso-deliverability | Birds_Landing_Contra_Costa_HSN | Reliability_Capacity_In_Model_Year | System RA | Northern_California_Solar_127 | 0.1 | 0.1 | 0.1 | 0.1 | 0.1 | 0.1 | 0.1 | 0.1 | 0.1 | 0.1 | 0.1 | 0.1 | 0.1 | 0.1 | 0.1 | 0.1 | 0.1 | 0.1 | 0.1 | 0.1 | 0.1 | 0.1 | 0.1 | 0.1 | 0.1 | 0.1 | 0.1 | 0.1 | 0.1 | 0.1 | 0.1
Northern_California_Solar_150 | caiso-deliverability | Birds_Landing_Contra_Costa_HSN | Reliability_Capacity_In_Model_Year | System RA | Northern_California_Solar_150 | 0.1 | 0.1 | 0.1 | 0.1 | 0.1 | 0.1 | 0.1 | 0.1 | 0.1 | 0.1 | 0.1 | 0.1 | 0.1 | 0.1 | 0.1 | 0.1 | 0.1 | 0.1 | 0.1 | 0.1 | 0.1 | 0.1 | 0.1 | 0.1 | 0.1 | 0.1 | 0.1 | 0.1 | 0.1 | 0.1 | 0.1
Northern_California_Solar_155 | caiso-deliverability | Birds_Landing_Contra_Costa_HSN | Reliability_Capacity_In_Model_Year | System RA | Northern_California_Solar_155 | 0.1 | 0.1 | 0.1 | 0.1 | 0.1 | 0.1 | 0.1 | 0.1 | 0.1 | 0.1 | 0.1 | 0.1 | 0.1 | 0.1 | 0.1 | 0.1 | 0.1 | 0.1 | 0.1 | 0.1 | 0.1 | 0.1 | 0.1 | 0.1 | 0.1 | 0.1 | 0.1 | 0.1 | 0.1 | 0.1 | 0.1
Northern_California_Solar_158 | caiso-deliverability | Birds_Landing_Contra_Costa_HSN | Reliability_Capacity_In_Model_Year | System RA | Northern_California_Solar_158 | 0.1 | 0.1 | 0.1 | 0.1 | 0.1 | 0.1 | 0.1 | 0.1 | 0.1 | 0.1 | 0.1 | 0.1 | 0.1 | 0.1 | 0.1 | 0.1 | 0.1 | 0.1 | 0.1 | 0.1 | 0.1 | 0.1 | 0.1 | 0.1 | 0.1 | 0.1 | 0.1 | 0.1 | 0.1 | 0.1 | 0.1
Northern_California_Wind_26 | caiso-deliverability | Birds_Landing_Contra_Costa_HSN | Reliability_Capacity_In_Model_Year | System RA | Northern_California_Wind_26 | 0.665 | 0.665 | 0.665 | 0.665 | 0.665 | 0.665 | 0.665 | 0.665 | 0.665 | 0.665 | 0.665 | 0.665 | 0.665 | 0.665 | 0.665 | 0.665 | 0.665 | 0.665 | 0.665 | 0.665 | 0.665 | 0.665 | 0.665 | 0.665 | 0.665 | 0.665 | 0.665 | 0.665 | 0.665 | 0.665 | 0.665
Northern_California_Wind_83 | caiso-deliverability | Birds_Landing_Contra_Costa_HSN | Reliability_Capacity_In_Model_Year | System RA | Northern_California_Wind_83 | 0.665 | 0.665 | 0.665 | 0.665 | 0.665 | 0.665 | 0.665 | 0.665 | 0.665 | 0.665 | 0.665 | 0.665 | 0.665 | 0.665 | 0.665 | 0.665 | 0.665 | 0.665 | 0.665 | 0.665 | 0.665 | 0.665 | 0.665 | 0.665 | 0.665 | 0.665 | 0.665 | 0.665 | 0.665 | 0.665 | 0.665
Solano_Wind_85 | caiso-deliverability | Birds_Landing_Contra_Costa_HSN | Reliability_Capacity_In_Model_Year | System RA | Solano_Wind_85 | 0.665 | 0.665 | 0.665 | 0.665 | 0.665 | 0.665 | 0.665 | 0.665 | 0.665 | 0.665 | 0.665 | 0.665 | 0.665 | 0.665 | 0.665 | 0.665 | 0.665 | 0.665 | 0.665 | 0.665 | 0.665 | 0.665 | 0.665 | 0.665 | 0.665 | 0.665 | 0.665 | 0.665 | 0.665 | 0.665 | 0.665
Solano_Wind_94 | caiso-deliverability | Birds_Landing_Contra_Costa_HSN | Reliability_Capacity_In_Model_Year | System RA | Solano_Wind_94 | 0.665 | 0.665 | 0.665 | 0.665 | 0.665 | 0.665 | 0.665 | 0.665 | 0.665 | 0.665 | 0.665 | 0.665 | 0.665 | 0.665 | 0.665 | 0.665 | 0.665 | 0.665 | 0.665 | 0.665 | 0.665 | 0.665 | 0.665 | 0.665 | 0.665 | 0.665 | 0.665 | 0.665 | 0.665 | 0.665 | 0.665
Solano_Wind_126 | caiso-deliverability | Birds_Landing_Contra_Costa_HSN | Reliability_Capacity_In_Model_Year | System RA | Solano_Wind_126 | 0.665 | 0.665 | 0.665 | 0.665 | 0.665 | 0.665 | 0.665 | 0.665 | 0.665 | 0.665 | 0.665 | 0.665 | 0.665 | 0.665 | 0.665 | 0.665 | 0.665 | 0.665 | 0.665 | 0.665 | 0.665 | 0.665 | 0.665 | 0.665 | 0.665 | 0.665 | 0.665 | 0.665 | 0.665 | 0.665 | 0.665
Birds_Landing_Contra_Costa_group | caiso-deliverability | Birds_Landing_Contra_Costa_HSN | Operational_New_Capacity_MW | Birds_Landing_Contra_Costa_group |  | -1 | -1 | -1 | -1 | -1 | -1 | -1 | -1 | -1 | -1 | -1 | -1 | -1 | -1 | -1 | -1 | -1 | -1 | -1 | -1 | -1 | -1 | -1 | -1 | -1 | -1 | -1 | -1 | -1 | -1 | -1
Northern_California_Flow_Battery_26 | caiso-deliverability | Birds_Landing_Contra_Costa_offpeak | Operational_New_Capacity_MW | Northern_California_Flow_Battery_26 |  | -1 | -1 | -1 | -1 | -1 | -1 | -1 | -1 | -1 | -1 | -1 | -1 | -1 | -1 | -1 | -1 | -1 | -1 | -1 | -1 | -1 | -1 | -1 | -1 | -1 | -1 | -1 | -1 | -1 | -1 | -1
Northern_California_Flow_Battery_51 | caiso-deliverability | Birds_Landing_Contra_Costa_offpeak | Operational_New_Capacity_MW | Northern_California_Flow_Battery_51 |  | -1 | -1 | -1 | -1 | -1 | -1 | -1 | -1 | -1 | -1 | -1 | -1 | -1 | -1 | -1 | -1 | -1 | -1 | -1 | -1 | -1 | -1 | -1 | -1 | -1 | -1 | -1 | -1 | -1 | -1 | -1
Northern_California_Flow_Battery_80 | caiso-deliverability | Birds_Landing_Contra_Costa_offpeak | Operational_New_Capacity_MW | Northern_California_Flow_Battery_80 |  | -1 | -1 | -1 | -1 | -1 | -1 | -1 | -1 | -1 | -1 | -1 | -1 | -1 | -1 | -1 | -1 | -1 | -1 | -1 | -1 | -1 | -1 | -1 | -1 | -1 | -1 | -1 | -1 | -1 | -1 | -1
Northern_California_Flow_Battery_83 | caiso-deliverability | Birds_Landing_Contra_Costa_offpeak | Operational_New_Capacity_MW | Northern_California_Flow_Battery_83 |  | -1 | -1 | -1 | -1 | -1 | -1 | -1 | -1 | -1 | -1 | -1 | -1 | -1 | -1 | -1 | -1 | -1 | -1 | -1 | -1 | -1 | -1 | -1 | -1 | -1 | -1 | -1 | -1 | -1 | -1 | -1
Northern_California_Flow_Battery_85 | caiso-deliverability | Birds_Landing_Contra_Costa_offpeak | Operational_New_Capacity_MW | Northern_California_Flow_Battery_85 |  | -1 | -1 | -1 | -1 | -1 | -1 | -1 | -1 | -1 | -1 | -1 | -1 | -1 | -1 | -1 | -1 | -1 | -1 | -1 | -1 | -1 | -1 | -1 | -1 | -1 | -1 | -1 | -1 | -1 | -1 | -1
Northern_California_Flow_Battery_94 | caiso-deliverability | Birds_Landing_Contra_Costa_offpeak | Operational_New_Capacity_MW | Northern_California_Flow_Battery_94 |  | -1 | -1 | -1 | -1 | -1 | -1 | -1 | -1 | -1 | -1 | -1 | -1 | -1 | -1 | -1 | -1 | -1 | -1 | -1 | -1 | -1 | -1 | -1 | -1 | -1 | -1 | -1 | -1 | -1 | -1 | -1
Northern_California_Flow_Battery_126 | caiso-deliverability | Birds_Landing_Contra_Costa_offpeak | Operational_New_Capacity_MW | Northern_California_Flow_Battery_126 |  | -1 | -1 | -1 | -1 | -1 | -1 | -1 | -1 | -1 | -1 | -1 | -1 | -1 | -1 | -1 | -1 | -1 | -1 | -1 | -1 | -1 | -1 | -1 | -1 | -1 | -1 | -1 | -1 | -1 | -1 | -1
Northern_California_Flow_Battery_127 | caiso-deliverability | Birds_Landing_Contra_Costa_offpeak | Operational_New_Capacity_MW | Northern_California_Flow_Battery_127 |  | -1 | -1 | -1 | -1 | -1 | -1 | -1 | -1 | -1 | -1 | -1 | -1 | -1 | -1 | -1 | -1 | -1 | -1 | -1 | -1 | -1 | -1 | -1 | -1 | -1 | -1 | -1 | -1 | -1 | -1 | -1
Northern_California_Flow_Battery_150 | caiso-deliverability | Birds_Landing_Contra_Costa_offpeak | Operational_New_Capacity_MW | Northern_California_Flow_Battery_150 |  | -1 | -1 | -1 | -1 | -1 | -1 | -1 | -1 | -1 | -1 | -1 | -1 | -1 | -1 | -1 | -1 | -1 | -1 | -1 | -1 | -1 | -1 | -1 | -1 | -1 | -1 | -1 | -1 | -1 | -1 | -1
Northern_California_Flow_Battery_155 | caiso-deliverability | Birds_Landing_Contra_Costa_offpeak | Operational_New_Capacity_MW | Northern_California_Flow_Battery_155 |  | -1 | -1 | -1 | -1 | -1 | -1 | -1 | -1 | -1 | -1 | -1 | -1 | -1 | -1 | -1 | -1 | -1 | -1 | -1 | -1 | -1 | -1 | -1 | -1 | -1 | -1 | -1 | -1 | -1 | -1 | -1
Northern_California_Flow_Battery_158 | caiso-deliverability | Birds_Landing_Contra_Costa_offpeak | Operational_New_Capacity_MW | Northern_California_Flow_Battery_158 |  | -1 | -1 | -1 | -1 | -1 | -1 | -1 | -1 | -1 | -1 | -1 | -1 | -1 | -1 | -1 | -1 | -1 | -1 | -1 | -1 | -1 | -1 | -1 | -1 | -1 | -1 | -1 | -1 | -1 | -1 | -1
Northern_California_Li_Battery_4hr_26 | caiso-deliverability | Birds_Landing_Contra_Costa_offpeak | Operational_New_Capacity_MW | Northern_California_Li_Battery_4hr_26 |  | -1 | -1 | -1 | -1 | -1 | -1 | -1 | -1 | -1 | -1 | -1 | -1 | -1 | -1 | -1 | -1 | -1 | -1 | -1 | -1 | -1 | -1 | -1 | -1 | -1 | -1 | -1 | -1 | -1 | -1 | -1
Northern_California_Li_Battery_4hr_51 | caiso-deliverability | Birds_Landing_Contra_Costa_offpeak | Operational_New_Capacity_MW | Northern_California_Li_Battery_4hr_51 |  | -1 | -1 | -1 | -1 | -1 | -1 | -1 | -1 | -1 | -1 | -1 | -1 | -1 | -1 | -1 | -1 | -1 | -1 | -1 | -1 | -1 | -1 | -1 | -1 | -1 | -1 | -1 | -1 | -1 | -1 | -1
Northern_California_Li_Battery_4hr_80 | caiso-deliverability | Birds_Landing_Contra_Costa_offpeak | Operational_New_Capacity_MW | Northern_California_Li_Battery_4hr_80 |  | -1 | -1 | -1 | -1 | -1 | -1 | -1 | -1 | -1 | -1 | -1 | -1 | -1 | -1 | -1 | -1 | -1 | -1 | -1 | -1 | -1 | -1 | -1 | -1 | -1 | -1 | -1 | -1 | -1 | -1 | -1
Northern_California_Li_Battery_4hr_83 | caiso-deliverability | Birds_Landing_Contra_Costa_offpeak | Operational_New_Capacity_MW | Northern_California_Li_Battery_4hr_83 |  | -1 | -1 | -1 | -1 | -1 | -1 | -1 | -1 | -1 | -1 | -1 | -1 | -1 | -1 | -1 | -1 | -1 | -1 | -1 | -1 | -1 | -1 | -1 | -1 | -1 | -1 | -1 | -1 | -1 | -1 | -1
Northern_California_Li_Battery_4hr_85 | caiso-deliverability | Birds_Landing_Contra_Costa_offpeak | Operational_New_Capacity_MW | Northern_California_Li_Battery_4hr_85 |  | -1 | -1 | -1 | -1 | -1 | -1 | -1 | -1 | -1 | -1 | -1 | -1 | -1 | -1 | -1 | -1 | -1 | -1 | -1 | -1 | -1 | -1 | -1 | -1 | -1 | -1 | -1 | -1 | -1 | -1 | -1
Northern_California_Li_Battery_4hr_94 | caiso-deliverability | Birds_Landing_Contra_Costa_offpeak | Operational_New_Capacity_MW | Northern_California_Li_Battery_4hr_94 |  | -1 | -1 | -1 | -1 | -1 | -1 | -1 | -1 | -1 | -1 | -1 | -1 | -1 | -1 | -1 | -1 | -1 | -1 | -1 | -1 | -1 | -1 | -1 | -1 | -1 | -1 | -1 | -1 | -1 | -1 | -1
Northern_California_Li_Battery_4hr_126 | caiso-deliverability | Birds_Landing_Contra_Costa_offpeak | Operational_New_Capacity_MW | Northern_California_Li_Battery_4hr_126 |  | -1 | -1 | -1 | -1 | -1 | -1 | -1 | -1 | -1 | -1 | -1 | -1 | -1 | -1 | -1 | -1 | -1 | -1 | -1 | -1 | -1 | -1 | -1 | -1 | -1 | -1 | -1 | -1 | -1 | -1 | -1
Northern_California_Li_Battery_4hr_127 | caiso-deliverability | Birds_Landing_Contra_Costa_offpeak | Operational_New_Capacity_MW | Northern_California_Li_Battery_4hr_127 |  | -1 | -1 | -1 | -1 | -1 | -1 | -1 | -1 | -1 | -1 | -1 | -1 | -1 | -1 | -1 | -1 | -1 | -1 | -1 | -1 | -1 | -1 | -1 | -1 | -1 | -1 | -1 | -1 | -1 | -1 | -1
Northern_California_Li_Battery_4hr_150 | caiso-deliverability | Birds_Landing_Contra_Costa_offpeak | Operational_New_Capacity_MW | Northern_California_Li_Battery_4hr_150 |  | -1 | -1 | -1 | -1 | -1 | -1 | -1 | -1 | -1 | -1 | -1 | -1 | -1 | -1 | -1 | -1 | -1 | -1 | -1 | -1 | -1 | -1 | -1 | -1 | -1 | -1 | -1 | -1 | -1 | -1 | -1
Northern_California_Li_Battery_4hr_155 | caiso-deliverability | Birds_Landing_Contra_Costa_offpeak | Operational_New_Capacity_MW | Northern_California_Li_Battery_4hr_155 |  | -1 | -1 | -1 | -1 | -1 | -1 | -1 | -1 | -1 | -1 | -1 | -1 | -1 | -1 | -1 | -1 | -1 | -1 | -1 | -1 | -1 | -1 | -1 | -1 | -1 | -1 | -1 | -1 | -1 | -1 | -1
Northern_California_Li_Battery_4hr_158 | caiso-deliverability | Birds_Landing_Contra_Costa_offpeak | Operational_New_Capacity_MW | Northern_California_Li_Battery_4hr_158 |  | -1 | -1 | -1 | -1 | -1 | -1 | -1 | -1 | -1 | -1 | -1 | -1 | -1 | -1 | -1 | -1 | -1 | -1 | -1 | -1 | -1 | -1 | -1 | -1 | -1 | -1 | -1 | -1 | -1 | -1 | -1
Northern_California_Li_Battery_8hr_26 | caiso-deliverability | Birds_Landing_Contra_Costa_offpeak | Operational_New_Capacity_MW | Northern_California_Li_Battery_8hr_26 |  | -1 | -1 | -1 | -1 | -1 | -1 | -1 | -1 | -1 | -1 | -1 | -1 | -1 | -1 | -1 | -1 | -1 | -1 | -1 | -1 | -1 | -1 | -1 | -1 | -1 | -1 | -1 | -1 | -1 | -1 | -1
Northern_California_Li_Battery_8hr_51 | caiso-deliverability | Birds_Landing_Contra_Costa_offpeak | Operational_New_Capacity_MW | Northern_California_Li_Battery_8hr_51 |  | -1 | -1 | -1 | -1 | -1 | -1 | -1 | -1 | -1 | -1 | -1 | -1 | -1 | -1 | -1 | -1 | -1 | -1 | -1 | -1 | -1 | -1 | -1 | -1 | -1 | -1 | -1 | -1 | -1 | -1 | -1
Northern_California_Li_Battery_8hr_80 | caiso-deliverability | Birds_Landing_Contra_Costa_offpeak | Operational_New_Capacity_MW | Northern_California_Li_Battery_8hr_80 |  | -1 | -1 | -1 | -1 | -1 | -1 | -1 | -1 | -1 | -1 | -1 | -1 | -1 | -1 | -1 | -1 | -1 | -1 | -1 | -1 | -1 | -1 | -1 | -1 | -1 | -1 | -1 | -1 | -1 | -1 | -1
Northern_California_Li_Battery_8hr_83 | caiso-deliverability | Birds_Landing_Contra_Costa_offpeak | Operational_New_Capacity_MW | Northern_California_Li_Battery_8hr_83 |  | -1 | -1 | -1 | -1 | -1 | -1 | -1 | -1 | -1 | -1 | -1 | -1 | -1 | -1 | -1 | -1 | -1 | -1 | -1 | -1 | -1 | -1 | -1 | -1 | -1 | -1 | -1 | -1 | -1 | -1 | -1
Northern_California_Li_Battery_8hr_85 | caiso-deliverability | Birds_Landing_Contra_Costa_offpeak | Operational_New_Capacity_MW | Northern_California_Li_Battery_8hr_85 |  | -1 | -1 | -1 | -1 | -1 | -1 | -1 | -1 | -1 | -1 | -1 | -1 | -1 | -1 | -1 | -1 | -1 | -1 | -1 | -1 | -1 | -1 | -1 | -1 | -1 | -1 | -1 | -1 | -1 | -1 | -1
Northern_California_Li_Battery_8hr_94 | caiso-deliverability | Birds_Landing_Contra_Costa_offpeak | Operational_New_Capacity_MW | Northern_California_Li_Battery_8hr_94 |  | -1 | -1 | -1 | -1 | -1 | -1 | -1 | -1 | -1 | -1 | -1 | -1 | -1 | -1 | -1 | -1 | -1 | -1 | -1 | -1 | -1 | -1 | -1 | -1 | -1 | -1 | -1 | -1 | -1 | -1 | -1
Northern_California_Li_Battery_8hr_126 | caiso-deliverability | Birds_Landing_Contra_Costa_offpeak | Operational_New_Capacity_MW | Northern_California_Li_Battery_8hr_126 |  | -1 | -1 | -1 | -1 | -1 | -1 | -1 | -1 | -1 | -1 | -1 | -1 | -1 | -1 | -1 | -1 | -1 | -1 | -1 | -1 | -1 | -1 | -1 | -1 | -1 | -1 | -1 | -1 | -1 | -1 | -1
Northern_California_Li_Battery_8hr_127 | caiso-deliverability | Birds_Landing_Contra_Costa_offpeak | Operational_New_Capacity_MW | Northern_California_Li_Battery_8hr_127 |  | -1 | -1 | -1 | -1 | -1 | -1 | -1 | -1 | -1 | -1 | -1 | -1 | -1 | -1 | -1 | -1 | -1 | -1 | -1 | -1 | -1 | -1 | -1 | -1 | -1 | -1 | -1 | -1 | -1 | -1 | -1
Northern_California_Li_Battery_8hr_150 | caiso-deliverability | Birds_Landing_Contra_Costa_offpeak | Operational_New_Capacity_MW | Northern_California_Li_Battery_8hr_150 |  | -1 | -1 | -1 | -1 | -1 | -1 | -1 | -1 | -1 | -1 | -1 | -1 | -1 | -1 | -1 | -1 | -1 | -1 | -1 | -1 | -1 | -1 | -1 | -1 | -1 | -1 | -1 | -1 | -1 | -1 | -1
Northern_California_Li_Battery_8hr_155 | caiso-deliverability | Birds_Landing_Contra_Costa_offpeak | Operational_New_Capacity_MW | Northern_California_Li_Battery_8hr_155 |  | -1 | -1 | -1 | -1 | -1 | -1 | -1 | -1 | -1 | -1 | -1 | -1 | -1 | -1 | -1 | -1 | -1 | -1 | -1 | -1 | -1 | -1 | -1 | -1 | -1 | -1 | -1 | -1 | -1 | -1 | -1
Northern_California_Li_Battery_8hr_158 | caiso-deliverability | Birds_Landing_Contra_Costa_offpeak | Operational_New_Capacity_MW | Northern_California_Li_Battery_8hr_158 |  | -1 | -1 | -1 | -1 | -1 | -1 | -1 | -1 | -1 | -1 | -1 | -1 | -1 | -1 | -1 | -1 | -1 | -1 | -1 | -1 | -1 | -1 | -1 | -1 | -1 | -1 | -1 | -1 | -1 | -1 | -1
Northern_California_Solar_26 | caiso-deliverability | Birds_Landing_Contra_Costa_offpeak | Operational_New_Capacity_MW | Northern_California_Solar_26 |  | 0.68 | 0.68 | 0.68 | 0.68 | 0.68 | 0.68 | 0.68 | 0.68 | 0.68 | 0.68 | 0.68 | 0.68 | 0.68 | 0.68 | 0.68 | 0.68 | 0.68 | 0.68 | 0.68 | 0.68 | 0.68 | 0.68 | 0.68 | 0.68 | 0.68 | 0.68 | 0.68 | 0.68 | 0.68 | 0.68 | 0.68
Northern_California_Solar_51 | caiso-deliverability | Birds_Landing_Contra_Costa_offpeak | Operational_New_Capacity_MW | Northern_California_Solar_51 |  | 0.68 | 0.68 | 0.68 | 0.68 | 0.68 | 0.68 | 0.68 | 0.68 | 0.68 | 0.68 | 0.68 | 0.68 | 0.68 | 0.68 | 0.68 | 0.68 | 0.68 | 0.68 | 0.68 | 0.68 | 0.68 | 0.68 | 0.68 | 0.68 | 0.68 | 0.68 | 0.68 | 0.68 | 0.68 | 0.68 | 0.68
Northern_California_Solar_80 | caiso-deliverability | Birds_Landing_Contra_Costa_offpeak | Operational_New_Capacity_MW | Northern_California_Solar_80 |  | 0.68 | 0.68 | 0.68 | 0.68 | 0.68 | 0.68 | 0.68 | 0.68 | 0.68 | 0.68 | 0.68 | 0.68 | 0.68 | 0.68 | 0.68 | 0.68 | 0.68 | 0.68 | 0.68 | 0.68 | 0.68 | 0.68 | 0.68 | 0.68 | 0.68 | 0.68 | 0.68 | 0.68 | 0.68 | 0.68 | 0.68
Northern_California_Solar_83 | caiso-deliverability | Birds_Landing_Contra_Costa_offpeak | Operational_New_Capacity_MW | Northern_California_Solar_83 |  | 0.68 | 0.68 | 0.68 | 0.68 | 0.68 | 0.68 | 0.68 | 0.68 | 0.68 | 0.68 | 0.68 | 0.68 | 0.68 | 0.68 | 0.68 | 0.68 | 0.68 | 0.68 | 0.68 | 0.68 | 0.68 | 0.68 | 0.68 | 0.68 | 0.68 | 0.68 | 0.68 | 0.68 | 0.68 | 0.68 | 0.68
Northern_California_Solar_85 | caiso-deliverability | Birds_Landing_Contra_Costa_offpeak | Operational_New_Capacity_MW | Northern_California_Solar_85 |  | 0.68 | 0.68 | 0.68 | 0.68 | 0.68 | 0.68 | 0.68 | 0.68 | 0.68 | 0.68 | 0.68 | 0.68 | 0.68 | 0.68 | 0.68 | 0.68 | 0.68 | 0.68 | 0.68 | 0.68 | 0.68 | 0.68 | 0.68 | 0.68 | 0.68 | 0.68 | 0.68 | 0.68 | 0.68 | 0.68 | 0.68
Northern_California_Solar_94 | caiso-deliverability | Birds_Landing_Contra_Costa_offpeak | Operational_New_Capacity_MW | Northern_California_Solar_94 |  | 0.68 | 0.68 | 0.68 | 0.68 | 0.68 | 0.68 | 0.68 | 0.68 | 0.68 | 0.68 | 0.68 | 0.68 | 0.68 | 0.68 | 0.68 | 0.68 | 0.68 | 0.68 | 0.68 | 0.68 | 0.68 | 0.68 | 0.68 | 0.68 | 0.68 | 0.68 | 0.68 | 0.68 | 0.68 | 0.68 | 0.68
Northern_California_Solar_126 | caiso-deliverability | Birds_Landing_Contra_Costa_offpeak | Operational_New_Capacity_MW | Northern_California_Solar_126 |  | 0.68 | 0.68 | 0.68 | 0.68 | 0.68 | 0.68 | 0.68 | 0.68 | 0.68 | 0.68 | 0.68 | 0.68 | 0.68 | 0.68 | 0.68 | 0.68 | 0.68 | 0.68 | 0.68 | 0.68 | 0.68 | 0.68 | 0.68 | 0.68 | 0.68 | 0.68 | 0.68 | 0.68 | 0.68 | 0.68 | 0.68
Northern_California_Solar_127 | caiso-deliverability | Birds_Landing_Contra_Costa_offpeak | Operational_New_Capacity_MW | Northern_California_Solar_127 |  | 0.68 | 0.68 | 0.68 | 0.68 | 0.68 | 0.68 | 0.68 | 0.68 | 0.68 | 0.68 | 0.68 | 0.68 | 0.68 | 0.68 | 0.68 | 0.68 | 0.68 | 0.68 | 0.68 | 0.68 | 0.68 | 0.68 | 0.68 | 0.68 | 0.68 | 0.68 | 0.68 | 0.68 | 0.68 | 0.68 | 0.68
Northern_California_Solar_150 | caiso-deliverability | Birds_Landing_Contra_Costa_offpeak | Operational_New_Capacity_MW | Northern_California_Solar_150 |  | 0.68 | 0.68 | 0.68 | 0.68 | 0.68 | 0.68 | 0.68 | 0.68 | 0.68 | 0.68 | 0.68 | 0.68 | 0.68 | 0.68 | 0.68 | 0.68 | 0.68 | 0.68 | 0.68 | 0.68 | 0.68 | 0.68 | 0.68 | 0.68 | 0.68 | 0.68 | 0.68 | 0.68 | 0.68 | 0.68 | 0.68
Northern_California_Solar_155 | caiso-deliverability | Birds_Landing_Contra_Costa_offpeak | Operational_New_Capacity_MW | Northern_California_Solar_155 |  | 0.68 | 0.68 | 0.68 | 0.68 | 0.68 | 0.68 | 0.68 | 0.68 | 0.68 | 0.68 | 0.68 | 0.68 | 0.68 | 0.68 | 0.68 | 0.68 | 0.68 | 0.68 | 0.68 | 0.68 | 0.68 | 0.68 | 0.68 | 0.68 | 0.68 | 0.68 | 0.68 | 0.68 | 0.68 | 0.68 | 0.68
Northern_California_Solar_158 | caiso-deliverability | Birds_Landing_Contra_Costa_offpeak | Operational_New_Capacity_MW | Northern_California_Solar_158 |  | 0.68 | 0.68 | 0.68 | 0.68 | 0.68 | 0.68 | 0.68 | 0.68 | 0.68 | 0.68 | 0.68 | 0.68 | 0.68 | 0.68 | 0.68 | 0.68 | 0.68 | 0.68 | 0.68 | 0.68 | 0.68 | 0.68 | 0.68 | 0.68 | 0.68 | 0.68 | 0.68 | 0.68 | 0.68 | 0.68 | 0.68
Northern_California_Wind_26 | caiso-deliverability | Birds_Landing_Contra_Costa_offpeak | Operational_New_Capacity_MW | Northern_California_Wind_26 |  | 0.63 | 0.63 | 0.63 | 0.63 | 0.63 | 0.63 | 0.63 | 0.63 | 0.63 | 0.63 | 0.63 | 0.63 | 0.63 | 0.63 | 0.63 | 0.63 | 0.63 | 0.63 | 0.63 | 0.63 | 0.63 | 0.63 | 0.63 | 0.63 | 0.63 | 0.63 | 0.63 | 0.63 | 0.63 | 0.63 | 0.63
Northern_California_Wind_83 | caiso-deliverability | Birds_Landing_Contra_Costa_offpeak | Operational_New_Capacity_MW | Northern_California_Wind_83 |  | 0.63 | 0.63 | 0.63 | 0.63 | 0.63 | 0.63 | 0.63 | 0.63 | 0.63 | 0.63 | 0.63 | 0.63 | 0.63 | 0.63 | 0.63 | 0.63 | 0.63 | 0.63 | 0.63 | 0.63 | 0.63 | 0.63 | 0.63 | 0.63 | 0.63 | 0.63 | 0.63 | 0.63 | 0.63 | 0.63 | 0.63
Solano_Wind_85 | caiso-deliverability | Birds_Landing_Contra_Costa_offpeak | Operational_New_Capacity_MW | Solano_Wind_85 |  | 0.63 | 0.63 | 0.63 | 0.63 | 0.63 | 0.63 | 0.63 | 0.63 | 0.63 | 0.63 | 0.63 | 0.63 | 0.63 | 0.63 | 0.63 | 0.63 | 0.63 | 0.63 | 0.63 | 0.63 | 0.63 | 0.63 | 0.63 | 0.63 | 0.63 | 0.63 | 0.63 | 0.63 | 0.63 | 0.63 | 0.63
Solano_Wind_94 | caiso-deliverability | Birds_Landing_Contra_Costa_offpeak | Operational_New_Capacity_MW | Solano_Wind_94 |  | 0.63 | 0.63 | 0.63 | 0.63 | 0.63 | 0.63 | 0.63 | 0.63 | 0.63 | 0.63 | 0.63 | 0.63 | 0.63 | 0.63 | 0.63 | 0.63 | 0.63 | 0.63 | 0.63 | 0.63 | 0.63 | 0.63 | 0.63 | 0.63 | 0.63 | 0.63 | 0.63 | 0.63 | 0.63 | 0.63 | 0.63
Solano_Wind_126 | caiso-deliverability | Birds_Landing_Contra_Costa_offpeak | Operational_New_Capacity_MW | Solano_Wind_126 |  | 0.63 | 0.63 | 0.63 | 0.63 | 0.63 | 0.63 | 0.63 | 0.63 | 0.63 | 0.63 | 0.63 | 0.63 | 0.63 | 0.63 | 0.63 | 0.63 | 0.63 | 0.63 | 0.63 | 0.63 | 0.63 | 0.63 | 0.63 | 0.63 | 0.63 | 0.63 | 0.63 | 0.63 | 0.63 | 0.63 | 0.63
Birds_Landing_Contra_Costa_group | caiso-deliverability | Birds_Landing_Contra_Costa_offpeak | Operational_New_Capacity_MW | Birds_Landing_Contra_Costa_group |  | -1 | -1 | -1 | -1 | -1 | -1 | -1 | -1 | -1 | -1 | -1 | -1 | -1 | -1 | -1 | -1 | -1 | -1 | -1 | -1 | -1 | -1 | -1 | -1 | -1 | -1 | -1 | -1 | -1 | -1 | -1
Northern_California_Flow_Battery_26 | caiso-deliverability | Birds_Landing_Contra_Costa_SSN | Reliability_Capacity_In_Model_Year | System RA | Northern_California_Flow_Battery_26 | 0.5 | 0.5 | 0.5 | 0.5 | 0.5 | 0.5 | 0.5 | 0.5 | 0.5 | 0.5 | 0.5 | 0.5 | 0.5 | 0.5 | 0.5 | 0.5 | 0.5 | 0.5 | 0.5 | 0.5 | 0.5 | 0.5 | 0.5 | 0.5 | 0.5 | 0.5 | 0.5 | 0.5 | 0.5 | 0.5 | 0.5
Northern_California_Flow_Battery_51 | caiso-deliverability | Birds_Landing_Contra_Costa_SSN | Reliability_Capacity_In_Model_Year | System RA | Northern_California_Flow_Battery_51 | 0.5 | 0.5 | 0.5 | 0.5 | 0.5 | 0.5 | 0.5 | 0.5 | 0.5 | 0.5 | 0.5 | 0.5 | 0.5 | 0.5 | 0.5 | 0.5 | 0.5 | 0.5 | 0.5 | 0.5 | 0.5 | 0.5 | 0.5 | 0.5 | 0.5 | 0.5 | 0.5 | 0.5 | 0.5 | 0.5 | 0.5
Northern_California_Flow_Battery_80 | caiso-deliverability | Birds_Landing_Contra_Costa_SSN | Reliability_Capacity_In_Model_Year | System RA | Northern_California_Flow_Battery_80 | 0.5 | 0.5 | 0.5 | 0.5 | 0.5 | 0.5 | 0.5 | 0.5 | 0.5 | 0.5 | 0.5 | 0.5 | 0.5 | 0.5 | 0.5 | 0.5 | 0.5 | 0.5 | 0.5 | 0.5 | 0.5 | 0.5 | 0.5 | 0.5 | 0.5 | 0.5 | 0.5 | 0.5 | 0.5 | 0.5 | 0.5
Northern_California_Flow_Battery_83 | caiso-deliverability | Birds_Landing_Contra_Costa_SSN | Reliability_Capacity_In_Model_Year | System RA | Northern_California_Flow_Battery_83 | 0.5 | 0.5 | 0.5 | 0.5 | 0.5 | 0.5 | 0.5 | 0.5 | 0.5 | 0.5 | 0.5 | 0.5 | 0.5 | 0.5 | 0.5 | 0.5 | 0.5 | 0.5 | 0.5 | 0.5 | 0.5 | 0.5 | 0.5 | 0.5 | 0.5 | 0.5 | 0.5 | 0.5 | 0.5 | 0.5 | 0.5
Northern_California_Flow_Battery_85 | caiso-deliverability | Birds_Landing_Contra_Costa_SSN | Reliability_Capacity_In_Model_Year | System RA | Northern_California_Flow_Battery_85 | 0.5 | 0.5 | 0.5 | 0.5 | 0.5 | 0.5 | 0.5 | 0.5 | 0.5 | 0.5 | 0.5 | 0.5 | 0.5 | 0.5 | 0.5 | 0.5 | 0.5 | 0.5 | 0.5 | 0.5 | 0.5 | 0.5 | 0.5 | 0.5 | 0.5 | 0.5 | 0.5 | 0.5 | 0.5 | 0.5 | 0.5
Northern_California_Flow_Battery_94 | caiso-deliverability | Birds_Landing_Contra_Costa_SSN | Reliability_Capacity_In_Model_Year | System RA | Northern_California_Flow_Battery_94 | 0.5 | 0.5 | 0.5 | 0.5 | 0.5 | 0.5 | 0.5 | 0.5 | 0.5 | 0.5 | 0.5 | 0.5 | 0.5 | 0.5 | 0.5 | 0.5 | 0.5 | 0.5 | 0.5 | 0.5 | 0.5 | 0.5 | 0.5 | 0.5 | 0.5 | 0.5 | 0.5 | 0.5 | 0.5 | 0.5 | 0.5
Northern_California_Flow_Battery_126 | caiso-deliverability | Birds_Landing_Contra_Costa_SSN | Reliability_Capacity_In_Model_Year | System RA | Northern_California_Flow_Battery_126 | 0.5 | 0.5 | 0.5 | 0.5 | 0.5 | 0.5 | 0.5 | 0.5 | 0.5 | 0.5 | 0.5 | 0.5 | 0.5 | 0.5 | 0.5 | 0.5 | 0.5 | 0.5 | 0.5 | 0.5 | 0.5 | 0.5 | 0.5 | 0.5 | 0.5 | 0.5 | 0.5 | 0.5 | 0.5 | 0.5 | 0.5
Northern_California_Flow_Battery_127 | caiso-deliverability | Birds_Landing_Contra_Costa_SSN | Reliability_Capacity_In_Model_Year | System RA | Northern_California_Flow_Battery_127 | 0.5 | 0.5 | 0.5 | 0.5 | 0.5 | 0.5 | 0.5 | 0.5 | 0.5 | 0.5 | 0.5 | 0.5 | 0.5 | 0.5 | 0.5 | 0.5 | 0.5 | 0.5 | 0.5 | 0.5 | 0.5 | 0.5 | 0.5 | 0.5 | 0.5 | 0.5 | 0.5 | 0.5 | 0.5 | 0.5 | 0.5
Northern_California_Flow_Battery_150 | caiso-deliverability | Birds_Landing_Contra_Costa_SSN | Reliability_Capacity_In_Model_Year | System RA | Northern_California_Flow_Battery_150 | 0.5 | 0.5 | 0.5 | 0.5 | 0.5 | 0.5 | 0.5 | 0.5 | 0.5 | 0.5 | 0.5 | 0.5 | 0.5 | 0.5 | 0.5 | 0.5 | 0.5 | 0.5 | 0.5 | 0.5 | 0.5 | 0.5 | 0.5 | 0.5 | 0.5 | 0.5 | 0.5 | 0.5 | 0.5 | 0.5 | 0.5
Northern_California_Flow_Battery_155 | caiso-deliverability | Birds_Landing_Contra_Costa_SSN | Reliability_Capacity_In_Model_Year | System RA | Northern_California_Flow_Battery_155 | 0.5 | 0.5 | 0.5 | 0.5 | 0.5 | 0.5 | 0.5 | 0.5 | 0.5 | 0.5 | 0.5 | 0.5 | 0.5 | 0.5 | 0.5 | 0.5 | 0.5 | 0.5 | 0.5 | 0.5 | 0.5 | 0.5 | 0.5 | 0.5 | 0.5 | 0.5 | 0.5 | 0.5 | 0.5 | 0.5 | 0.5
Northern_California_Flow_Battery_158 | caiso-deliverability | Birds_Landing_Contra_Costa_SSN | Reliability_Capacity_In_Model_Year | System RA | Northern_California_Flow_Battery_158 | 0.5 | 0.5 | 0.5 | 0.5 | 0.5 | 0.5 | 0.5 | 0.5 | 0.5 | 0.5 | 0.5 | 0.5 | 0.5 | 0.5 | 0.5 | 0.5 | 0.5 | 0.5 | 0.5 | 0.5 | 0.5 | 0.5 | 0.5 | 0.5 | 0.5 | 0.5 | 0.5 | 0.5 | 0.5 | 0.5 | 0.5
Northern_California_Li_Battery_4hr_26 | caiso-deliverability | Birds_Landing_Contra_Costa_SSN | Reliability_Capacity_In_Model_Year | System RA | Northern_California_Li_Battery_4hr_26 | 0.5 | 0.5 | 0.5 | 0.5 | 0.5 | 0.5 | 0.5 | 0.5 | 0.5 | 0.5 | 0.5 | 0.5 | 0.5 | 0.5 | 0.5 | 0.5 | 0.5 | 0.5 | 0.5 | 0.5 | 0.5 | 0.5 | 0.5 | 0.5 | 0.5 | 0.5 | 0.5 | 0.5 | 0.5 | 0.5 | 0.5
Northern_California_Li_Battery_4hr_51 | caiso-deliverability | Birds_Landing_Contra_Costa_SSN | Reliability_Capacity_In_Model_Year | System RA | Northern_California_Li_Battery_4hr_51 | 0.5 | 0.5 | 0.5 | 0.5 | 0.5 | 0.5 | 0.5 | 0.5 | 0.5 | 0.5 | 0.5 | 0.5 | 0.5 | 0.5 | 0.5 | 0.5 | 0.5 | 0.5 | 0.5 | 0.5 | 0.5 | 0.5 | 0.5 | 0.5 | 0.5 | 0.5 | 0.5 | 0.5 | 0.5 | 0.5 | 0.5
Northern_California_Li_Battery_4hr_80 | caiso-deliverability | Birds_Landing_Contra_Costa_SSN | Reliability_Capacity_In_Model_Year | System RA | Northern_California_Li_Battery_4hr_80 | 0.5 | 0.5 | 0.5 | 0.5 | 0.5 | 0.5 | 0.5 | 0.5 | 0.5 | 0.5 | 0.5 | 0.5 | 0.5 | 0.5 | 0.5 | 0.5 | 0.5 | 0.5 | 0.5 | 0.5 | 0.5 | 0.5 | 0.5 | 0.5 | 0.5 | 0.5 | 0.5 | 0.5 | 0.5 | 0.5 | 0.5
Northern_California_Li_Battery_4hr_83 | caiso-deliverability | Birds_Landing_Contra_Costa_SSN | Reliability_Capacity_In_Model_Year | System RA | Northern_California_Li_Battery_4hr_83 | 0.5 | 0.5 | 0.5 | 0.5 | 0.5 | 0.5 | 0.5 | 0.5 | 0.5 | 0.5 | 0.5 | 0.5 | 0.5 | 0.5 | 0.5 | 0.5 | 0.5 | 0.5 | 0.5 | 0.5 | 0.5 | 0.5 | 0.5 | 0.5 | 0.5 | 0.5 | 0.5 | 0.5 | 0.5 | 0.5 | 0.5
Northern_California_Li_Battery_4hr_85 | caiso-deliverability | Birds_Landing_Contra_Costa_SSN | Reliability_Capacity_In_Model_Year | System RA | Northern_California_Li_Battery_4hr_85 | 0.5 | 0.5 | 0.5 | 0.5 | 0.5 | 0.5 | 0.5 | 0.5 | 0.5 | 0.5 | 0.5 | 0.5 | 0.5 | 0.5 | 0.5 | 0.5 | 0.5 | 0.5 | 0.5 | 0.5 | 0.5 | 0.5 | 0.5 | 0.5 | 0.5 | 0.5 | 0.5 | 0.5 | 0.5 | 0.5 | 0.5
Northern_California_Li_Battery_4hr_94 | caiso-deliverability | Birds_Landing_Contra_Costa_SSN | Reliability_Capacity_In_Model_Year | System RA | Northern_California_Li_Battery_4hr_94 | 0.5 | 0.5 | 0.5 | 0.5 | 0.5 | 0.5 | 0.5 | 0.5 | 0.5 | 0.5 | 0.5 | 0.5 | 0.5 | 0.5 | 0.5 | 0.5 | 0.5 | 0.5 | 0.5 | 0.5 | 0.5 | 0.5 | 0.5 | 0.5 | 0.5 | 0.5 | 0.5 | 0.5 | 0.5 | 0.5 | 0.5
Northern_California_Li_Battery_4hr_126 | caiso-deliverability | Birds_Landing_Contra_Costa_SSN | Reliability_Capacity_In_Model_Year | System RA | Northern_California_Li_Battery_4hr_126 | 0.5 | 0.5 | 0.5 | 0.5 | 0.5 | 0.5 | 0.5 | 0.5 | 0.5 | 0.5 | 0.5 | 0.5 | 0.5 | 0.5 | 0.5 | 0.5 | 0.5 | 0.5 | 0.5 | 0.5 | 0.5 | 0.5 | 0.5 | 0.5 | 0.5 | 0.5 | 0.5 | 0.5 | 0.5 | 0.5 | 0.5
Northern_California_Li_Battery_4hr_127 | caiso-deliverability | Birds_Landing_Contra_Costa_SSN | Reliability_Capacity_In_Model_Year | System RA | Northern_California_Li_Battery_4hr_127 | 0.5 | 0.5 | 0.5 | 0.5 | 0.5 | 0.5 | 0.5 | 0.5 | 0.5 | 0.5 | 0.5 | 0.5 | 0.5 | 0.5 | 0.5 | 0.5 | 0.5 | 0.5 | 0.5 | 0.5 | 0.5 | 0.5 | 0.5 | 0.5 | 0.5 | 0.5 | 0.5 | 0.5 | 0.5 | 0.5 | 0.5
Northern_California_Li_Battery_4hr_150 | caiso-deliverability | Birds_Landing_Contra_Costa_SSN | Reliability_Capacity_In_Model_Year | System RA | Northern_California_Li_Battery_4hr_150 | 0.5 | 0.5 | 0.5 | 0.5 | 0.5 | 0.5 | 0.5 | 0.5 | 0.5 | 0.5 | 0.5 | 0.5 | 0.5 | 0.5 | 0.5 | 0.5 | 0.5 | 0.5 | 0.5 | 0.5 | 0.5 | 0.5 | 0.5 | 0.5 | 0.5 | 0.5 | 0.5 | 0.5 | 0.5 | 0.5 | 0.5
Northern_California_Li_Battery_4hr_155 | caiso-deliverability | Birds_Landing_Contra_Costa_SSN | Reliability_Capacity_In_Model_Year | System RA | Northern_California_Li_Battery_4hr_155 | 0.5 | 0.5 | 0.5 | 0.5 | 0.5 | 0.5 | 0.5 | 0.5 | 0.5 | 0.5 | 0.5 | 0.5 | 0.5 | 0.5 | 0.5 | 0.5 | 0.5 | 0.5 | 0.5 | 0.5 | 0.5 | 0.5 | 0.5 | 0.5 | 0.5 | 0.5 | 0.5 | 0.5 | 0.5 | 0.5 | 0.5
Northern_California_Li_Battery_4hr_158 | caiso-deliverability | Birds_Landing_Contra_Costa_SSN | Reliability_Capacity_In_Model_Year | System RA | Northern_California_Li_Battery_4hr_158 | 0.5 | 0.5 | 0.5 | 0.5 | 0.5 | 0.5 | 0.5 | 0.5 | 0.5 | 0.5 | 0.5 | 0.5 | 0.5 | 0.5 | 0.5 | 0.5 | 0.5 | 0.5 | 0.5 | 0.5 | 0.5 | 0.5 | 0.5 | 0.5 | 0.5 | 0.5 | 0.5 | 0.5 | 0.5 | 0.5 | 0.5
Northern_California_Li_Battery_8hr_26 | caiso-deliverability | Birds_Landing_Contra_Costa_SSN | Reliability_Capacity_In_Model_Year | System RA | Northern_California_Li_Battery_8hr_26 | 0.5 | 0.5 | 0.5 | 0.5 | 0.5 | 0.5 | 0.5 | 0.5 | 0.5 | 0.5 | 0.5 | 0.5 | 0.5 | 0.5 | 0.5 | 0.5 | 0.5 | 0.5 | 0.5 | 0.5 | 0.5 | 0.5 | 0.5 | 0.5 | 0.5 | 0.5 | 0.5 | 0.5 | 0.5 | 0.5 | 0.5
Northern_California_Li_Battery_8hr_51 | caiso-deliverability | Birds_Landing_Contra_Costa_SSN | Reliability_Capacity_In_Model_Year | System RA | Northern_California_Li_Battery_8hr_51 | 0.5 | 0.5 | 0.5 | 0.5 | 0.5 | 0.5 | 0.5 | 0.5 | 0.5 | 0.5 | 0.5 | 0.5 | 0.5 | 0.5 | 0.5 | 0.5 | 0.5 | 0.5 | 0.5 | 0.5 | 0.5 | 0.5 | 0.5 | 0.5 | 0.5 | 0.5 | 0.5 | 0.5 | 0.5 | 0.5 | 0.5
Northern_California_Li_Battery_8hr_80 | caiso-deliverability | Birds_Landing_Contra_Costa_SSN | Reliability_Capacity_In_Model_Year | System RA | Northern_California_Li_Battery_8hr_80 | 0.5 | 0.5 | 0.5 | 0.5 | 0.5 | 0.5 | 0.5 | 0.5 | 0.5 | 0.5 | 0.5 | 0.5 | 0.5 | 0.5 | 0.5 | 0.5 | 0.5 | 0.5 | 0.5 | 0.5 | 0.5 | 0.5 | 0.5 | 0.5 | 0.5 | 0.5 | 0.5 | 0.5 | 0.5 | 0.5 | 0.5
Northern_California_Li_Battery_8hr_83 | caiso-deliverability | Birds_Landing_Contra_Costa_SSN | Reliability_Capacity_In_Model_Year | System RA | Northern_California_Li_Battery_8hr_83 | 0.5 | 0.5 | 0.5 | 0.5 | 0.5 | 0.5 | 0.5 | 0.5 | 0.5 | 0.5 | 0.5 | 0.5 | 0.5 | 0.5 | 0.5 | 0.5 | 0.5 | 0.5 | 0.5 | 0.5 | 0.5 | 0.5 | 0.5 | 0.5 | 0.5 | 0.5 | 0.5 | 0.5 | 0.5 | 0.5 | 0.5
Northern_California_Li_Battery_8hr_85 | caiso-deliverability | Birds_Landing_Contra_Costa_SSN | Reliability_Capacity_In_Model_Year | System RA | Northern_California_Li_Battery_8hr_85 | 0.5 | 0.5 | 0.5 | 0.5 | 0.5 | 0.5 | 0.5 | 0.5 | 0.5 | 0.5 | 0.5 | 0.5 | 0.5 | 0.5 | 0.5 | 0.5 | 0.5 | 0.5 | 0.5 | 0.5 | 0.5 | 0.5 | 0.5 | 0.5 | 0.5 | 0.5 | 0.5 | 0.5 | 0.5 | 0.5 | 0.5
Northern_California_Li_Battery_8hr_94 | caiso-deliverability | Birds_Landing_Contra_Costa_SSN | Reliability_Capacity_In_Model_Year | System RA | Northern_California_Li_Battery_8hr_94 | 0.5 | 0.5 | 0.5 | 0.5 | 0.5 | 0.5 | 0.5 | 0.5 | 0.5 | 0.5 | 0.5 | 0.5 | 0.5 | 0.5 | 0.5 | 0.5 | 0.5 | 0.5 | 0.5 | 0.5 | 0.5 | 0.5 | 0.5 | 0.5 | 0.5 | 0.5 | 0.5 | 0.5 | 0.5 | 0.5 | 0.5
Northern_California_Li_Battery_8hr_126 | caiso-deliverability | Birds_Landing_Contra_Costa_SSN | Reliability_Capacity_In_Model_Year | System RA | Northern_California_Li_Battery_8hr_126 | 0.5 | 0.5 | 0.5 | 0.5 | 0.5 | 0.5 | 0.5 | 0.5 | 0.5 | 0.5 | 0.5 | 0.5 | 0.5 | 0.5 | 0.5 | 0.5 | 0.5 | 0.5 | 0.5 | 0.5 | 0.5 | 0.5 | 0.5 | 0.5 | 0.5 | 0.5 | 0.5 | 0.5 | 0.5 | 0.5 | 0.5
Northern_California_Li_Battery_8hr_127 | caiso-deliverability | Birds_Landing_Contra_Costa_SSN | Reliability_Capacity_In_Model_Year | System RA | Northern_California_Li_Battery_8hr_127 | 0.5 | 0.5 | 0.5 | 0.5 | 0.5 | 0.5 | 0.5 | 0.5 | 0.5 | 0.5 | 0.5 | 0.5 | 0.5 | 0.5 | 0.5 | 0.5 | 0.5 | 0.5 | 0.5 | 0.5 | 0.5 | 0.5 | 0.5 | 0.5 | 0.5 | 0.5 | 0.5 | 0.5 | 0.5 | 0.5 | 0.5
Northern_California_Li_Battery_8hr_150 | caiso-deliverability | Birds_Landing_Contra_Costa_SSN | Reliability_Capacity_In_Model_Year | System RA | Northern_California_Li_Battery_8hr_150 | 0.5 | 0.5 | 0.5 | 0.5 | 0.5 | 0.5 | 0.5 | 0.5 | 0.5 | 0.5 | 0.5 | 0.5 | 0.5 | 0.5 | 0.5 | 0.5 | 0.5 | 0.5 | 0.5 | 0.5 | 0.5 | 0.5 | 0.5 | 0.5 | 0.5 | 0.5 | 0.5 | 0.5 | 0.5 | 0.5 | 0.5
Northern_California_Li_Battery_8hr_155 | caiso-deliverability | Birds_Landing_Contra_Costa_SSN | Reliability_Capacity_In_Model_Year | System RA | Northern_California_Li_Battery_8hr_155 | 0.5 | 0.5 | 0.5 | 0.5 | 0.5 | 0.5 | 0.5 | 0.5 | 0.5 | 0.5 | 0.5 | 0.5 | 0.5 | 0.5 | 0.5 | 0.5 | 0.5 | 0.5 | 0.5 | 0.5 | 0.5 | 0.5 | 0.5 | 0.5 | 0.5 | 0.5 | 0.5 | 0.5 | 0.5 | 0.5 | 0.5
Northern_California_Li_Battery_8hr_158 | caiso-deliverability | Birds_Landing_Contra_Costa_SSN | Reliability_Capacity_In_Model_Year | System RA | Northern_California_Li_Battery_8hr_158 | 0.5 | 0.5 | 0.5 | 0.5 | 0.5 | 0.5 | 0.5 | 0.5 | 0.5 | 0.5 | 0.5 | 0.5 | 0.5 | 0.5 | 0.5 | 0.5 | 0.5 | 0.5 | 0.5 | 0.5 | 0.5 | 0.5 | 0.5 | 0.5 | 0.5 | 0.5 | 0.5 | 0.5 | 0.5 | 0.5 | 0.5
Northern_California_Solar_26 | caiso-deliverability | Birds_Landing_Contra_Costa_SSN | Reliability_Capacity_In_Model_Year | System RA | Northern_California_Solar_26 | 0.556 | 0.556 | 0.556 | 0.556 | 0.556 | 0.556 | 0.556 | 0.556 | 0.556 | 0.556 | 0.556 | 0.556 | 0.556 | 0.556 | 0.556 | 0.556 | 0.556 | 0.556 | 0.556 | 0.556 | 0.556 | 0.556 | 0.556 | 0.556 | 0.556 | 0.556 | 0.556 | 0.556 | 0.556 | 0.556 | 0.556
Northern_California_Solar_51 | caiso-deliverability | Birds_Landing_Contra_Costa_SSN | Reliability_Capacity_In_Model_Year | System RA | Northern_California_Solar_51 | 0.556 | 0.556 | 0.556 | 0.556 | 0.556 | 0.556 | 0.556 | 0.556 | 0.556 | 0.556 | 0.556 | 0.556 | 0.556 | 0.556 | 0.556 | 0.556 | 0.556 | 0.556 | 0.556 | 0.556 | 0.556 | 0.556 | 0.556 | 0.556 | 0.556 | 0.556 | 0.556 | 0.556 | 0.556 | 0.556 | 0.556
Northern_California_Solar_80 | caiso-deliverability | Birds_Landing_Contra_Costa_SSN | Reliability_Capacity_In_Model_Year | System RA | Northern_California_Solar_80 | 0.556 | 0.556 | 0.556 | 0.556 | 0.556 | 0.556 | 0.556 | 0.556 | 0.556 | 0.556 | 0.556 | 0.556 | 0.556 | 0.556 | 0.556 | 0.556 | 0.556 | 0.556 | 0.556 | 0.556 | 0.556 | 0.556 | 0.556 | 0.556 | 0.556 | 0.556 | 0.556 | 0.556 | 0.556 | 0.556 | 0.556
Northern_California_Solar_83 | caiso-deliverability | Birds_Landing_Contra_Costa_SSN | Reliability_Capacity_In_Model_Year | System RA | Northern_California_Solar_83 | 0.556 | 0.556 | 0.556 | 0.556 | 0.556 | 0.556 | 0.556 | 0.556 | 0.556 | 0.556 | 0.556 | 0.556 | 0.556 | 0.556 | 0.556 | 0.556 | 0.556 | 0.556 | 0.556 | 0.556 | 0.556 | 0.556 | 0.556 | 0.556 | 0.556 | 0.556 | 0.556 | 0.556 | 0.556 | 0.556 | 0.556
Northern_California_Solar_85 | caiso-deliverability | Birds_Landing_Contra_Costa_SSN | Reliability_Capacity_In_Model_Year | System RA | Northern_California_Solar_85 | 0.556 | 0.556 | 0.556 | 0.556 | 0.556 | 0.556 | 0.556 | 0.556 | 0.556 | 0.556 | 0.556 | 0.556 | 0.556 | 0.556 | 0.556 | 0.556 | 0.556 | 0.556 | 0.556 | 0.556 | 0.556 | 0.556 | 0.556 | 0.556 | 0.556 | 0.556 | 0.556 | 0.556 | 0.556 | 0.556 | 0.556
Northern_California_Solar_94 | caiso-deliverability | Birds_Landing_Contra_Costa_SSN | Reliability_Capacity_In_Model_Year | System RA | Northern_California_Solar_94 | 0.556 | 0.556 | 0.556 | 0.556 | 0.556 | 0.556 | 0.556 | 0.556 | 0.556 | 0.556 | 0.556 | 0.556 | 0.556 | 0.556 | 0.556 | 0.556 | 0.556 | 0.556 | 0.556 | 0.556 | 0.556 | 0.556 | 0.556 | 0.556 | 0.556 | 0.556 | 0.556 | 0.556 | 0.556 | 0.556 | 0.556
Northern_California_Solar_126 | caiso-deliverability | Birds_Landing_Contra_Costa_SSN | Reliability_Capacity_In_Model_Year | System RA | Northern_California_Solar_126 | 0.556 | 0.556 | 0.556 | 0.556 | 0.556 | 0.556 | 0.556 | 0.556 | 0.556 | 0.556 | 0.556 | 0.556 | 0.556 | 0.556 | 0.556 | 0.556 | 0.556 | 0.556 | 0.556 | 0.556 | 0.556 | 0.556 | 0.556 | 0.556 | 0.556 | 0.556 | 0.556 | 0.556 | 0.556 | 0.556 | 0.556
Northern_California_Solar_127 | caiso-deliverability | Birds_Landing_Contra_Costa_SSN | Reliability_Capacity_In_Model_Year | System RA | Northern_California_Solar_127 | 0.556 | 0.556 | 0.556 | 0.556 | 0.556 | 0.556 | 0.556 | 0.556 | 0.556 | 0.556 | 0.556 | 0.556 | 0.556 | 0.556 | 0.556 | 0.556 | 0.556 | 0.556 | 0.556 | 0.556 | 0.556 | 0.556 | 0.556 | 0.556 | 0.556 | 0.556 | 0.556 | 0.556 | 0.556 | 0.556 | 0.556
Northern_California_Solar_150 | caiso-deliverability | Birds_Landing_Contra_Costa_SSN | Reliability_Capacity_In_Model_Year | System RA | Northern_California_Solar_150 | 0.556 | 0.556 | 0.556 | 0.556 | 0.556 | 0.556 | 0.556 | 0.556 | 0.556 | 0.556 | 0.556 | 0.556 | 0.556 | 0.556 | 0.556 | 0.556 | 0.556 | 0.556 | 0.556 | 0.556 | 0.556 | 0.556 | 0.556 | 0.556 | 0.556 | 0.556 | 0.556 | 0.556 | 0.556 | 0.556 | 0.556
Northern_California_Solar_155 | caiso-deliverability | Birds_Landing_Contra_Costa_SSN | Reliability_Capacity_In_Model_Year | System RA | Northern_California_Solar_155 | 0.556 | 0.556 | 0.556 | 0.556 | 0.556 | 0.556 | 0.556 | 0.556 | 0.556 | 0.556 | 0.556 | 0.556 | 0.556 | 0.556 | 0.556 | 0.556 | 0.556 | 0.556 | 0.556 | 0.556 | 0.556 | 0.556 | 0.556 | 0.556 | 0.556 | 0.556 | 0.556 | 0.556 | 0.556 | 0.556 | 0.556
Northern_California_Solar_158 | caiso-deliverability | Birds_Landing_Contra_Costa_SSN | Reliability_Capacity_In_Model_Year | System RA | Northern_California_Solar_158 | 0.556 | 0.556 | 0.556 | 0.556 | 0.556 | 0.556 | 0.556 | 0.556 | 0.556 | 0.556 | 0.556 | 0.556 | 0.556 | 0.556 | 0.556 | 0.556 | 0.556 | 0.556 | 0.556 | 0.556 | 0.556 | 0.556 | 0.556 | 0.556 | 0.556 | 0.556 | 0.556 | 0.556 | 0.556 | 0.556 | 0.556
Northern_California_Wind_26 | caiso-deliverability | Birds_Landing_Contra_Costa_SSN | Reliability_Capacity_In_Model_Year | System RA | Northern_California_Wind_26 | 0.163 | 0.163 | 0.163 | 0.163 | 0.163 | 0.163 | 0.163 | 0.163 | 0.163 | 0.163 | 0.163 | 0.163 | 0.163 | 0.163 | 0.163 | 0.163 | 0.163 | 0.163 | 0.163 | 0.163 | 0.163 | 0.163 | 0.163 | 0.163 | 0.163 | 0.163 | 0.163 | 0.163 | 0.163 | 0.163 | 0.163
Northern_California_Wind_83 | caiso-deliverability | Birds_Landing_Contra_Costa_SSN | Reliability_Capacity_In_Model_Year | System RA | Northern_California_Wind_83 | 0.163 | 0.163 | 0.163 | 0.163 | 0.163 | 0.163 | 0.163 | 0.163 | 0.163 | 0.163 | 0.163 | 0.163 | 0.163 | 0.163 | 0.163 | 0.163 | 0.163 | 0.163 | 0.163 | 0.163 | 0.163 | 0.163 | 0.163 | 0.163 | 0.163 | 0.163 | 0.163 | 0.163 | 0.163 | 0.163 | 0.163
Solano_Wind_85 | caiso-deliverability | Birds_Landing_Contra_Costa_SSN | Reliability_Capacity_In_Model_Year | System RA | Solano_Wind_85 | 0.163 | 0.163 | 0.163 | 0.163 | 0.163 | 0.163 | 0.163 | 0.163 | 0.163 | 0.163 | 0.163 | 0.163 | 0.163 | 0.163 | 0.163 | 0.163 | 0.163 | 0.163 | 0.163 | 0.163 | 0.163 | 0.163 | 0.163 | 0.163 | 0.163 | 0.163 | 0.163 | 0.163 | 0.163 | 0.163 | 0.163
Solano_Wind_94 | caiso-deliverability | Birds_Landing_Contra_Costa_SSN | Reliability_Capacity_In_Model_Year | System RA | Solano_Wind_94 | 0.163 | 0.163 | 0.163 | 0.163 | 0.163 | 0.163 | 0.163 | 0.163 | 0.163 | 0.163 | 0.163 | 0.163 | 0.163 | 0.163 | 0.163 | 0.163 | 0.163 | 0.163 | 0.163 | 0.163 | 0.163 | 0.163 | 0.163 | 0.163 | 0.163 | 0.163 | 0.163 | 0.163 | 0.163 | 0.163 | 0.163
Solano_Wind_126 | caiso-deliverability | Birds_Landing_Contra_Costa_SSN | Reliability_Capacity_In_Model_Year | System RA | Solano_Wind_126 | 0.163 | 0.163 | 0.163 | 0.163 | 0.163 | 0.163 | 0.163 | 0.163 | 0.163 | 0.163 | 0.163 | 0.163 | 0.163 | 0.163 | 0.163 | 0.163 | 0.163 | 0.163 | 0.163 | 0.163 | 0.163 | 0.163 | 0.163 | 0.163 | 0.163 | 0.163 | 0.163 | 0.163 | 0.163 | 0.163 | 0.163
Birds_Landing_Contra_Costa_group | caiso-deliverability | Birds_Landing_Contra_Costa_SSN | Operational_New_Capacity_MW | Birds_Landing_Contra_Costa_group |  | -1 | -1 | -1 | -1 | -1 | -1 | -1 | -1 | -1 | -1 | -1 | -1 | -1 | -1 | -1 | -1 | -1 | -1 | -1 | -1 | -1 | -1 | -1 | -1 | -1 | -1 | -1 | -1 | -1 | -1 | -1
Southern_PGAE_Flow_Battery_93 | caiso-deliverability | Borden_Storey_HSN | Reliability_Capacity_In_Model_Year | System RA | Southern_PGAE_Flow_Battery_93 | 1 | 1 | 1 | 1 | 1 | 1 | 1 | 1 | 1 | 1 | 1 | 1 | 1 | 1 | 1 | 1 | 1 | 1 | 1 | 1 | 1 | 1 | 1 | 1 | 1 | 1 | 1 | 1 | 1 | 1 | 1
Southern_PGAE_Flow_Battery_117 | caiso-deliverability | Borden_Storey_HSN | Reliability_Capacity_In_Model_Year | System RA | Southern_PGAE_Flow_Battery_117 | 1 | 1 | 1 | 1 | 1 | 1 | 1 | 1 | 1 | 1 | 1 | 1 | 1 | 1 | 1 | 1 | 1 | 1 | 1 | 1 | 1 | 1 | 1 | 1 | 1 | 1 | 1 | 1 | 1 | 1 | 1
Southern_PGAE_Flow_Battery_140 | caiso-deliverability | Borden_Storey_HSN | Reliability_Capacity_In_Model_Year | System RA | Southern_PGAE_Flow_Battery_140 | 1 | 1 | 1 | 1 | 1 | 1 | 1 | 1 | 1 | 1 | 1 | 1 | 1 | 1 | 1 | 1 | 1 | 1 | 1 | 1 | 1 | 1 | 1 | 1 | 1 | 1 | 1 | 1 | 1 | 1 | 1
Southern_PGAE_Flow_Battery_151 | caiso-deliverability | Borden_Storey_HSN | Reliability_Capacity_In_Model_Year | System RA | Southern_PGAE_Flow_Battery_151 | 1 | 1 | 1 | 1 | 1 | 1 | 1 | 1 | 1 | 1 | 1 | 1 | 1 | 1 | 1 | 1 | 1 | 1 | 1 | 1 | 1 | 1 | 1 | 1 | 1 | 1 | 1 | 1 | 1 | 1 | 1
Southern_PGAE_Flow_Battery_154 | caiso-deliverability | Borden_Storey_HSN | Reliability_Capacity_In_Model_Year | System RA | Southern_PGAE_Flow_Battery_154 | 1 | 1 | 1 | 1 | 1 | 1 | 1 | 1 | 1 | 1 | 1 | 1 | 1 | 1 | 1 | 1 | 1 | 1 | 1 | 1 | 1 | 1 | 1 | 1 | 1 | 1 | 1 | 1 | 1 | 1 | 1
Southern_PGAE_Flow_Battery_161 | caiso-deliverability | Borden_Storey_HSN | Reliability_Capacity_In_Model_Year | System RA | Southern_PGAE_Flow_Battery_161 | 1 | 1 | 1 | 1 | 1 | 1 | 1 | 1 | 1 | 1 | 1 | 1 | 1 | 1 | 1 | 1 | 1 | 1 | 1 | 1 | 1 | 1 | 1 | 1 | 1 | 1 | 1 | 1 | 1 | 1 | 1
Southern_PGAE_Flow_Battery_162 | caiso-deliverability | Borden_Storey_HSN | Reliability_Capacity_In_Model_Year | System RA | Southern_PGAE_Flow_Battery_162 | 1 | 1 | 1 | 1 | 1 | 1 | 1 | 1 | 1 | 1 | 1 | 1 | 1 | 1 | 1 | 1 | 1 | 1 | 1 | 1 | 1 | 1 | 1 | 1 | 1 | 1 | 1 | 1 | 1 | 1 | 1
Southern_PGAE_Flow_Battery_163 | caiso-deliverability | Borden_Storey_HSN | Reliability_Capacity_In_Model_Year | System RA | Southern_PGAE_Flow_Battery_163 | 1 | 1 | 1 | 1 | 1 | 1 | 1 | 1 | 1 | 1 | 1 | 1 | 1 | 1 | 1 | 1 | 1 | 1 | 1 | 1 | 1 | 1 | 1 | 1 | 1 | 1 | 1 | 1 | 1 | 1 | 1
Southern_PGAE_Flow_Battery_164 | caiso-deliverability | Borden_Storey_HSN | Reliability_Capacity_In_Model_Year | System RA | Southern_PGAE_Flow_Battery_164 | 1 | 1 | 1 | 1 | 1 | 1 | 1 | 1 | 1 | 1 | 1 | 1 | 1 | 1 | 1 | 1 | 1 | 1 | 1 | 1 | 1 | 1 | 1 | 1 | 1 | 1 | 1 | 1 | 1 | 1 | 1
Southern_PGAE_Flow_Battery_165 | caiso-deliverability | Borden_Storey_HSN | Reliability_Capacity_In_Model_Year | System RA | Southern_PGAE_Flow_Battery_165 | 1 | 1 | 1 | 1 | 1 | 1 | 1 | 1 | 1 | 1 | 1 | 1 | 1 | 1 | 1 | 1 | 1 | 1 | 1 | 1 | 1 | 1 | 1 | 1 | 1 | 1 | 1 | 1 | 1 | 1 | 1
Northern_California_Flow_Battery_166 | caiso-deliverability | Borden_Storey_HSN | Reliability_Capacity_In_Model_Year | System RA | Northern_California_Flow_Battery_166 | 1 | 1 | 1 | 1 | 1 | 1 | 1 | 1 | 1 | 1 | 1 | 1 | 1 | 1 | 1 | 1 | 1 | 1 | 1 | 1 | 1 | 1 | 1 | 1 | 1 | 1 | 1 | 1 | 1 | 1 | 1
Southern_PGAE_Flow_Battery_168 | caiso-deliverability | Borden_Storey_HSN | Reliability_Capacity_In_Model_Year | System RA | Southern_PGAE_Flow_Battery_168 | 1 | 1 | 1 | 1 | 1 | 1 | 1 | 1 | 1 | 1 | 1 | 1 | 1 | 1 | 1 | 1 | 1 | 1 | 1 | 1 | 1 | 1 | 1 | 1 | 1 | 1 | 1 | 1 | 1 | 1 | 1
Southern_PGAE_Flow_Battery_169 | caiso-deliverability | Borden_Storey_HSN | Reliability_Capacity_In_Model_Year | System RA | Southern_PGAE_Flow_Battery_169 | 1 | 1 | 1 | 1 | 1 | 1 | 1 | 1 | 1 | 1 | 1 | 1 | 1 | 1 | 1 | 1 | 1 | 1 | 1 | 1 | 1 | 1 | 1 | 1 | 1 | 1 | 1 | 1 | 1 | 1 | 1
Southern_PGAE_Flow_Battery_170 | caiso-deliverability | Borden_Storey_HSN | Reliability_Capacity_In_Model_Year | System RA | Southern_PGAE_Flow_Battery_170 | 1 | 1 | 1 | 1 | 1 | 1 | 1 | 1 | 1 | 1 | 1 | 1 | 1 | 1 | 1 | 1 | 1 | 1 | 1 | 1 | 1 | 1 | 1 | 1 | 1 | 1 | 1 | 1 | 1 | 1 | 1
Southern_PGAE_Flow_Battery_174 | caiso-deliverability | Borden_Storey_HSN | Reliability_Capacity_In_Model_Year | System RA | Southern_PGAE_Flow_Battery_174 | 1 | 1 | 1 | 1 | 1 | 1 | 1 | 1 | 1 | 1 | 1 | 1 | 1 | 1 | 1 | 1 | 1 | 1 | 1 | 1 | 1 | 1 | 1 | 1 | 1 | 1 | 1 | 1 | 1 | 1 | 1
Southern_PGAE_Flow_Battery_176 | caiso-deliverability | Borden_Storey_HSN | Reliability_Capacity_In_Model_Year | System RA | Southern_PGAE_Flow_Battery_176 | 1 | 1 | 1 | 1 | 1 | 1 | 1 | 1 | 1 | 1 | 1 | 1 | 1 | 1 | 1 | 1 | 1 | 1 | 1 | 1 | 1 | 1 | 1 | 1 | 1 | 1 | 1 | 1 | 1 | 1 | 1
Southern_PGAE_Li_Battery_4hr_93 | caiso-deliverability | Borden_Storey_HSN | Reliability_Capacity_In_Model_Year | System RA | Southern_PGAE_Li_Battery_4hr_93 | 1 | 1 | 1 | 1 | 1 | 1 | 1 | 1 | 1 | 1 | 1 | 1 | 1 | 1 | 1 | 1 | 1 | 1 | 1 | 1 | 1 | 1 | 1 | 1 | 1 | 1 | 1 | 1 | 1 | 1 | 1
Southern_PGAE_Li_Battery_4hr_117 | caiso-deliverability | Borden_Storey_HSN | Reliability_Capacity_In_Model_Year | System RA | Southern_PGAE_Li_Battery_4hr_117 | 1 | 1 | 1 | 1 | 1 | 1 | 1 | 1 | 1 | 1 | 1 | 1 | 1 | 1 | 1 | 1 | 1 | 1 | 1 | 1 | 1 | 1 | 1 | 1 | 1 | 1 | 1 | 1 | 1 | 1 | 1
Southern_PGAE_Li_Battery_4hr_140 | caiso-deliverability | Borden_Storey_HSN | Reliability_Capacity_In_Model_Year | System RA | Southern_PGAE_Li_Battery_4hr_140 | 1 | 1 | 1 | 1 | 1 | 1 | 1 | 1 | 1 | 1 | 1 | 1 | 1 | 1 | 1 | 1 | 1 | 1 | 1 | 1 | 1 | 1 | 1 | 1 | 1 | 1 | 1 | 1 | 1 | 1 | 1
Southern_PGAE_Li_Battery_4hr_151 | caiso-deliverability | Borden_Storey_HSN | Reliability_Capacity_In_Model_Year | System RA | Southern_PGAE_Li_Battery_4hr_151 | 1 | 1 | 1 | 1 | 1 | 1 | 1 | 1 | 1 | 1 | 1 | 1 | 1 | 1 | 1 | 1 | 1 | 1 | 1 | 1 | 1 | 1 | 1 | 1 | 1 | 1 | 1 | 1 | 1 | 1 | 1
Southern_PGAE_Li_Battery_4hr_154 | caiso-deliverability | Borden_Storey_HSN | Reliability_Capacity_In_Model_Year | System RA | Southern_PGAE_Li_Battery_4hr_154 | 1 | 1 | 1 | 1 | 1 | 1 | 1 | 1 | 1 | 1 | 1 | 1 | 1 | 1 | 1 | 1 | 1 | 1 | 1 | 1 | 1 | 1 | 1 | 1 | 1 | 1 | 1 | 1 | 1 | 1 | 1
Southern_PGAE_Li_Battery_4hr_161 | caiso-deliverability | Borden_Storey_HSN | Reliability_Capacity_In_Model_Year | System RA | Southern_PGAE_Li_Battery_4hr_161 | 1 | 1 | 1 | 1 | 1 | 1 | 1 | 1 | 1 | 1 | 1 | 1 | 1 | 1 | 1 | 1 | 1 | 1 | 1 | 1 | 1 | 1 | 1 | 1 | 1 | 1 | 1 | 1 | 1 | 1 | 1
Southern_PGAE_Li_Battery_4hr_162 | caiso-deliverability | Borden_Storey_HSN | Reliability_Capacity_In_Model_Year | System RA | Southern_PGAE_Li_Battery_4hr_162 | 1 | 1 | 1 | 1 | 1 | 1 | 1 | 1 | 1 | 1 | 1 | 1 | 1 | 1 | 1 | 1 | 1 | 1 | 1 | 1 | 1 | 1 | 1 | 1 | 1 | 1 | 1 | 1 | 1 | 1 | 1
Southern_PGAE_Li_Battery_4hr_163 | caiso-deliverability | Borden_Storey_HSN | Reliability_Capacity_In_Model_Year | System RA | Southern_PGAE_Li_Battery_4hr_163 | 1 | 1 | 1 | 1 | 1 | 1 | 1 | 1 | 1 | 1 | 1 | 1 | 1 | 1 | 1 | 1 | 1 | 1 | 1 | 1 | 1 | 1 | 1 | 1 | 1 | 1 | 1 | 1 | 1 | 1 | 1
Southern_PGAE_Li_Battery_4hr_164 | caiso-deliverability | Borden_Storey_HSN | Reliability_Capacity_In_Model_Year | System RA | Southern_PGAE_Li_Battery_4hr_164 | 1 | 1 | 1 | 1 | 1 | 1 | 1 | 1 | 1 | 1 | 1 | 1 | 1 | 1 | 1 | 1 | 1 | 1 | 1 | 1 | 1 | 1 | 1 | 1 | 1 | 1 | 1 | 1 | 1 | 1 | 1
Southern_PGAE_Li_Battery_4hr_165 | caiso-deliverability | Borden_Storey_HSN | Reliability_Capacity_In_Model_Year | System RA | Southern_PGAE_Li_Battery_4hr_165 | 1 | 1 | 1 | 1 | 1 | 1 | 1 | 1 | 1 | 1 | 1 | 1 | 1 | 1 | 1 | 1 | 1 | 1 | 1 | 1 | 1 | 1 | 1 | 1 | 1 | 1 | 1 | 1 | 1 | 1 | 1
Northern_California_Li_Battery_4hr_166 | caiso-deliverability | Borden_Storey_HSN | Reliability_Capacity_In_Model_Year | System RA | Northern_California_Li_Battery_4hr_166 | 1 | 1 | 1 | 1 | 1 | 1 | 1 | 1 | 1 | 1 | 1 | 1 | 1 | 1 | 1 | 1 | 1 | 1 | 1 | 1 | 1 | 1 | 1 | 1 | 1 | 1 | 1 | 1 | 1 | 1 | 1
Southern_PGAE_Li_Battery_4hr_168 | caiso-deliverability | Borden_Storey_HSN | Reliability_Capacity_In_Model_Year | System RA | Southern_PGAE_Li_Battery_4hr_168 | 1 | 1 | 1 | 1 | 1 | 1 | 1 | 1 | 1 | 1 | 1 | 1 | 1 | 1 | 1 | 1 | 1 | 1 | 1 | 1 | 1 | 1 | 1 | 1 | 1 | 1 | 1 | 1 | 1 | 1 | 1
Southern_PGAE_Li_Battery_4hr_169 | caiso-deliverability | Borden_Storey_HSN | Reliability_Capacity_In_Model_Year | System RA | Southern_PGAE_Li_Battery_4hr_169 | 1 | 1 | 1 | 1 | 1 | 1 | 1 | 1 | 1 | 1 | 1 | 1 | 1 | 1 | 1 | 1 | 1 | 1 | 1 | 1 | 1 | 1 | 1 | 1 | 1 | 1 | 1 | 1 | 1 | 1 | 1
Southern_PGAE_Li_Battery_4hr_170 | caiso-deliverability | Borden_Storey_HSN | Reliability_Capacity_In_Model_Year | System RA | Southern_PGAE_Li_Battery_4hr_170 | 1 | 1 | 1 | 1 | 1 | 1 | 1 | 1 | 1 | 1 | 1 | 1 | 1 | 1 | 1 | 1 | 1 | 1 | 1 | 1 | 1 | 1 | 1 | 1 | 1 | 1 | 1 | 1 | 1 | 1 | 1
Southern_PGAE_Li_Battery_4hr_174 | caiso-deliverability | Borden_Storey_HSN | Reliability_Capacity_In_Model_Year | System RA | Southern_PGAE_Li_Battery_4hr_174 | 1 | 1 | 1 | 1 | 1 | 1 | 1 | 1 | 1 | 1 | 1 | 1 | 1 | 1 | 1 | 1 | 1 | 1 | 1 | 1 | 1 | 1 | 1 | 1 | 1 | 1 | 1 | 1 | 1 | 1 | 1
Southern_PGAE_Li_Battery_4hr_176 | caiso-deliverability | Borden_Storey_HSN | Reliability_Capacity_In_Model_Year | System RA | Southern_PGAE_Li_Battery_4hr_176 | 1 | 1 | 1 | 1 | 1 | 1 | 1 | 1 | 1 | 1 | 1 | 1 | 1 | 1 | 1 | 1 | 1 | 1 | 1 | 1 | 1 | 1 | 1 | 1 | 1 | 1 | 1 | 1 | 1 | 1 | 1
Southern_PGAE_Li_Battery_8hr_93 | caiso-deliverability | Borden_Storey_HSN | Reliability_Capacity_In_Model_Year | System RA | Southern_PGAE_Li_Battery_8hr_93 | 1 | 1 | 1 | 1 | 1 | 1 | 1 | 1 | 1 | 1 | 1 | 1 | 1 | 1 | 1 | 1 | 1 | 1 | 1 | 1 | 1 | 1 | 1 | 1 | 1 | 1 | 1 | 1 | 1 | 1 | 1
Southern_PGAE_Li_Battery_8hr_117 | caiso-deliverability | Borden_Storey_HSN | Reliability_Capacity_In_Model_Year | System RA | Southern_PGAE_Li_Battery_8hr_117 | 1 | 1 | 1 | 1 | 1 | 1 | 1 | 1 | 1 | 1 | 1 | 1 | 1 | 1 | 1 | 1 | 1 | 1 | 1 | 1 | 1 | 1 | 1 | 1 | 1 | 1 | 1 | 1 | 1 | 1 | 1
Southern_PGAE_Li_Battery_8hr_140 | caiso-deliverability | Borden_Storey_HSN | Reliability_Capacity_In_Model_Year | System RA | Southern_PGAE_Li_Battery_8hr_140 | 1 | 1 | 1 | 1 | 1 | 1 | 1 | 1 | 1 | 1 | 1 | 1 | 1 | 1 | 1 | 1 | 1 | 1 | 1 | 1 | 1 | 1 | 1 | 1 | 1 | 1 | 1 | 1 | 1 | 1 | 1
Southern_PGAE_Li_Battery_8hr_151 | caiso-deliverability | Borden_Storey_HSN | Reliability_Capacity_In_Model_Year | System RA | Southern_PGAE_Li_Battery_8hr_151 | 1 | 1 | 1 | 1 | 1 | 1 | 1 | 1 | 1 | 1 | 1 | 1 | 1 | 1 | 1 | 1 | 1 | 1 | 1 | 1 | 1 | 1 | 1 | 1 | 1 | 1 | 1 | 1 | 1 | 1 | 1
Southern_PGAE_Li_Battery_8hr_154 | caiso-deliverability | Borden_Storey_HSN | Reliability_Capacity_In_Model_Year | System RA | Southern_PGAE_Li_Battery_8hr_154 | 1 | 1 | 1 | 1 | 1 | 1 | 1 | 1 | 1 | 1 | 1 | 1 | 1 | 1 | 1 | 1 | 1 | 1 | 1 | 1 | 1 | 1 | 1 | 1 | 1 | 1 | 1 | 1 | 1 | 1 | 1
Southern_PGAE_Li_Battery_8hr_161 | caiso-deliverability | Borden_Storey_HSN | Reliability_Capacity_In_Model_Year | System RA | Southern_PGAE_Li_Battery_8hr_161 | 1 | 1 | 1 | 1 | 1 | 1 | 1 | 1 | 1 | 1 | 1 | 1 | 1 | 1 | 1 | 1 | 1 | 1 | 1 | 1 | 1 | 1 | 1 | 1 | 1 | 1 | 1 | 1 | 1 | 1 | 1
Southern_PGAE_Li_Battery_8hr_162 | caiso-deliverability | Borden_Storey_HSN | Reliability_Capacity_In_Model_Year | System RA | Southern_PGAE_Li_Battery_8hr_162 | 1 | 1 | 1 | 1 | 1 | 1 | 1 | 1 | 1 | 1 | 1 | 1 | 1 | 1 | 1 | 1 | 1 | 1 | 1 | 1 | 1 | 1 | 1 | 1 | 1 | 1 | 1 | 1 | 1 | 1 | 1
Southern_PGAE_Li_Battery_8hr_163 | caiso-deliverability | Borden_Storey_HSN | Reliability_Capacity_In_Model_Year | System RA | Southern_PGAE_Li_Battery_8hr_163 | 1 | 1 | 1 | 1 | 1 | 1 | 1 | 1 | 1 | 1 | 1 | 1 | 1 | 1 | 1 | 1 | 1 | 1 | 1 | 1 | 1 | 1 | 1 | 1 | 1 | 1 | 1 | 1 | 1 | 1 | 1
Southern_PGAE_Li_Battery_8hr_164 | caiso-deliverability | Borden_Storey_HSN | Reliability_Capacity_In_Model_Year | System RA | Southern_PGAE_Li_Battery_8hr_164 | 1 | 1 | 1 | 1 | 1 | 1 | 1 | 1 | 1 | 1 | 1 | 1 | 1 | 1 | 1 | 1 | 1 | 1 | 1 | 1 | 1 | 1 | 1 | 1 | 1 | 1 | 1 | 1 | 1 | 1 | 1
Southern_PGAE_Li_Battery_8hr_165 | caiso-deliverability | Borden_Storey_HSN | Reliability_Capacity_In_Model_Year | System RA | Southern_PGAE_Li_Battery_8hr_165 | 1 | 1 | 1 | 1 | 1 | 1 | 1 | 1 | 1 | 1 | 1 | 1 | 1 | 1 | 1 | 1 | 1 | 1 | 1 | 1 | 1 | 1 | 1 | 1 | 1 | 1 | 1 | 1 | 1 | 1 | 1
Northern_California_Li_Battery_8hr_166 | caiso-deliverability | Borden_Storey_HSN | Reliability_Capacity_In_Model_Year | System RA | Northern_California_Li_Battery_8hr_166 | 1 | 1 | 1 | 1 | 1 | 1 | 1 | 1 | 1 | 1 | 1 | 1 | 1 | 1 | 1 | 1 | 1 | 1 | 1 | 1 | 1 | 1 | 1 | 1 | 1 | 1 | 1 | 1 | 1 | 1 | 1
Southern_PGAE_Li_Battery_8hr_168 | caiso-deliverability | Borden_Storey_HSN | Reliability_Capacity_In_Model_Year | System RA | Southern_PGAE_Li_Battery_8hr_168 | 1 | 1 | 1 | 1 | 1 | 1 | 1 | 1 | 1 | 1 | 1 | 1 | 1 | 1 | 1 | 1 | 1 | 1 | 1 | 1 | 1 | 1 | 1 | 1 | 1 | 1 | 1 | 1 | 1 | 1 | 1
Southern_PGAE_Li_Battery_8hr_169 | caiso-deliverability | Borden_Storey_HSN | Reliability_Capacity_In_Model_Year | System RA | Southern_PGAE_Li_Battery_8hr_169 | 1 | 1 | 1 | 1 | 1 | 1 | 1 | 1 | 1 | 1 | 1 | 1 | 1 | 1 | 1 | 1 | 1 | 1 | 1 | 1 | 1 | 1 | 1 | 1 | 1 | 1 | 1 | 1 | 1 | 1 | 1
Southern_PGAE_Li_Battery_8hr_170 | caiso-deliverability | Borden_Storey_HSN | Reliability_Capacity_In_Model_Year | System RA | Southern_PGAE_Li_Battery_8hr_170 | 1 | 1 | 1 | 1 | 1 | 1 | 1 | 1 | 1 | 1 | 1 | 1 | 1 | 1 | 1 | 1 | 1 | 1 | 1 | 1 | 1 | 1 | 1 | 1 | 1 | 1 | 1 | 1 | 1 | 1 | 1
Southern_PGAE_Li_Battery_8hr_174 | caiso-deliverability | Borden_Storey_HSN | Reliability_Capacity_In_Model_Year | System RA | Southern_PGAE_Li_Battery_8hr_174 | 1 | 1 | 1 | 1 | 1 | 1 | 1 | 1 | 1 | 1 | 1 | 1 | 1 | 1 | 1 | 1 | 1 | 1 | 1 | 1 | 1 | 1 | 1 | 1 | 1 | 1 | 1 | 1 | 1 | 1 | 1
Southern_PGAE_Li_Battery_8hr_176 | caiso-deliverability | Borden_Storey_HSN | Reliability_Capacity_In_Model_Year | System RA | Southern_PGAE_Li_Battery_8hr_176 | 1 | 1 | 1 | 1 | 1 | 1 | 1 | 1 | 1 | 1 | 1 | 1 | 1 | 1 | 1 | 1 | 1 | 1 | 1 | 1 | 1 | 1 | 1 | 1 | 1 | 1 | 1 | 1 | 1 | 1 | 1
Central_Valley_North_Los_Banos_Wind_154 | caiso-deliverability | Borden_Storey_HSN | Reliability_Capacity_In_Model_Year | System RA | Central_Valley_North_Los_Banos_Wind_154 | 0.665 | 0.665 | 0.665 | 0.665 | 0.665 | 0.665 | 0.665 | 0.665 | 0.665 | 0.665 | 0.665 | 0.665 | 0.665 | 0.665 | 0.665 | 0.665 | 0.665 | 0.665 | 0.665 | 0.665 | 0.665 | 0.665 | 0.665 | 0.665 | 0.665 | 0.665 | 0.665 | 0.665 | 0.665 | 0.665 | 0.665
Central_Valley_North_Los_Banos_Wind_162 | caiso-deliverability | Borden_Storey_HSN | Reliability_Capacity_In_Model_Year | System RA | Central_Valley_North_Los_Banos_Wind_162 | 0.665 | 0.665 | 0.665 | 0.665 | 0.665 | 0.665 | 0.665 | 0.665 | 0.665 | 0.665 | 0.665 | 0.665 | 0.665 | 0.665 | 0.665 | 0.665 | 0.665 | 0.665 | 0.665 | 0.665 | 0.665 | 0.665 | 0.665 | 0.665 | 0.665 | 0.665 | 0.665 | 0.665 | 0.665 | 0.665 | 0.665
Northern_California_Solar_166 | caiso-deliverability | Borden_Storey_HSN | Reliability_Capacity_In_Model_Year | System RA | Northern_California_Solar_166 | 0.1 | 0.1 | 0.1 | 0.1 | 0.1 | 0.1 | 0.1 | 0.1 | 0.1 | 0.1 | 0.1 | 0.1 | 0.1 | 0.1 | 0.1 | 0.1 | 0.1 | 0.1 | 0.1 | 0.1 | 0.1 | 0.1 | 0.1 | 0.1 | 0.1 | 0.1 | 0.1 | 0.1 | 0.1 | 0.1 | 0.1
Southern_PGAE_Solar_93 | caiso-deliverability | Borden_Storey_HSN | Reliability_Capacity_In_Model_Year | System RA | Southern_PGAE_Solar_93 | 0.1 | 0.1 | 0.1 | 0.1 | 0.1 | 0.1 | 0.1 | 0.1 | 0.1 | 0.1 | 0.1 | 0.1 | 0.1 | 0.1 | 0.1 | 0.1 | 0.1 | 0.1 | 0.1 | 0.1 | 0.1 | 0.1 | 0.1 | 0.1 | 0.1 | 0.1 | 0.1 | 0.1 | 0.1 | 0.1 | 0.1
Southern_PGAE_Solar_117 | caiso-deliverability | Borden_Storey_HSN | Reliability_Capacity_In_Model_Year | System RA | Southern_PGAE_Solar_117 | 0.1 | 0.1 | 0.1 | 0.1 | 0.1 | 0.1 | 0.1 | 0.1 | 0.1 | 0.1 | 0.1 | 0.1 | 0.1 | 0.1 | 0.1 | 0.1 | 0.1 | 0.1 | 0.1 | 0.1 | 0.1 | 0.1 | 0.1 | 0.1 | 0.1 | 0.1 | 0.1 | 0.1 | 0.1 | 0.1 | 0.1
Southern_PGAE_Solar_140 | caiso-deliverability | Borden_Storey_HSN | Reliability_Capacity_In_Model_Year | System RA | Southern_PGAE_Solar_140 | 0.1 | 0.1 | 0.1 | 0.1 | 0.1 | 0.1 | 0.1 | 0.1 | 0.1 | 0.1 | 0.1 | 0.1 | 0.1 | 0.1 | 0.1 | 0.1 | 0.1 | 0.1 | 0.1 | 0.1 | 0.1 | 0.1 | 0.1 | 0.1 | 0.1 | 0.1 | 0.1 | 0.1 | 0.1 | 0.1 | 0.1
Southern_PGAE_Solar_151 | caiso-deliverability | Borden_Storey_HSN | Reliability_Capacity_In_Model_Year | System RA | Southern_PGAE_Solar_151 | 0.1 | 0.1 | 0.1 | 0.1 | 0.1 | 0.1 | 0.1 | 0.1 | 0.1 | 0.1 | 0.1 | 0.1 | 0.1 | 0.1 | 0.1 | 0.1 | 0.1 | 0.1 | 0.1 | 0.1 | 0.1 | 0.1 | 0.1 | 0.1 | 0.1 | 0.1 | 0.1 | 0.1 | 0.1 | 0.1 | 0.1
Southern_PGAE_Solar_154 | caiso-deliverability | Borden_Storey_HSN | Reliability_Capacity_In_Model_Year | System RA | Southern_PGAE_Solar_154 | 0.1 | 0.1 | 0.1 | 0.1 | 0.1 | 0.1 | 0.1 | 0.1 | 0.1 | 0.1 | 0.1 | 0.1 | 0.1 | 0.1 | 0.1 | 0.1 | 0.1 | 0.1 | 0.1 | 0.1 | 0.1 | 0.1 | 0.1 | 0.1 | 0.1 | 0.1 | 0.1 | 0.1 | 0.1 | 0.1 | 0.1
Southern_PGAE_Solar_161 | caiso-deliverability | Borden_Storey_HSN | Reliability_Capacity_In_Model_Year | System RA | Southern_PGAE_Solar_161 | 0.1 | 0.1 | 0.1 | 0.1 | 0.1 | 0.1 | 0.1 | 0.1 | 0.1 | 0.1 | 0.1 | 0.1 | 0.1 | 0.1 | 0.1 | 0.1 | 0.1 | 0.1 | 0.1 | 0.1 | 0.1 | 0.1 | 0.1 | 0.1 | 0.1 | 0.1 | 0.1 | 0.1 | 0.1 | 0.1 | 0.1
Southern_PGAE_Solar_162 | caiso-deliverability | Borden_Storey_HSN | Reliability_Capacity_In_Model_Year | System RA | Southern_PGAE_Solar_162 | 0.1 | 0.1 | 0.1 | 0.1 | 0.1 | 0.1 | 0.1 | 0.1 | 0.1 | 0.1 | 0.1 | 0.1 | 0.1 | 0.1 | 0.1 | 0.1 | 0.1 | 0.1 | 0.1 | 0.1 | 0.1 | 0.1 | 0.1 | 0.1 | 0.1 | 0.1 | 0.1 | 0.1 | 0.1 | 0.1 | 0.1
Southern_PGAE_Solar_163 | caiso-deliverability | Borden_Storey_HSN | Reliability_Capacity_In_Model_Year | System RA | Southern_PGAE_Solar_163 | 0.1 | 0.1 | 0.1 | 0.1 | 0.1 | 0.1 | 0.1 | 0.1 | 0.1 | 0.1 | 0.1 | 0.1 | 0.1 | 0.1 | 0.1 | 0.1 | 0.1 | 0.1 | 0.1 | 0.1 | 0.1 | 0.1 | 0.1 | 0.1 | 0.1 | 0.1 | 0.1 | 0.1 | 0.1 | 0.1 | 0.1
Southern_PGAE_Solar_164 | caiso-deliverability | Borden_Storey_HSN | Reliability_Capacity_In_Model_Year | System RA | Southern_PGAE_Solar_164 | 0.1 | 0.1 | 0.1 | 0.1 | 0.1 | 0.1 | 0.1 | 0.1 | 0.1 | 0.1 | 0.1 | 0.1 | 0.1 | 0.1 | 0.1 | 0.1 | 0.1 | 0.1 | 0.1 | 0.1 | 0.1 | 0.1 | 0.1 | 0.1 | 0.1 | 0.1 | 0.1 | 0.1 | 0.1 | 0.1 | 0.1
Southern_PGAE_Solar_165 | caiso-deliverability | Borden_Storey_HSN | Reliability_Capacity_In_Model_Year | System RA | Southern_PGAE_Solar_165 | 0.1 | 0.1 | 0.1 | 0.1 | 0.1 | 0.1 | 0.1 | 0.1 | 0.1 | 0.1 | 0.1 | 0.1 | 0.1 | 0.1 | 0.1 | 0.1 | 0.1 | 0.1 | 0.1 | 0.1 | 0.1 | 0.1 | 0.1 | 0.1 | 0.1 | 0.1 | 0.1 | 0.1 | 0.1 | 0.1 | 0.1
Southern_PGAE_Solar_168 | caiso-deliverability | Borden_Storey_HSN | Reliability_Capacity_In_Model_Year | System RA | Southern_PGAE_Solar_168 | 0.1 | 0.1 | 0.1 | 0.1 | 0.1 | 0.1 | 0.1 | 0.1 | 0.1 | 0.1 | 0.1 | 0.1 | 0.1 | 0.1 | 0.1 | 0.1 | 0.1 | 0.1 | 0.1 | 0.1 | 0.1 | 0.1 | 0.1 | 0.1 | 0.1 | 0.1 | 0.1 | 0.1 | 0.1 | 0.1 | 0.1
Southern_PGAE_Solar_169 | caiso-deliverability | Borden_Storey_HSN | Reliability_Capacity_In_Model_Year | System RA | Southern_PGAE_Solar_169 | 0.1 | 0.1 | 0.1 | 0.1 | 0.1 | 0.1 | 0.1 | 0.1 | 0.1 | 0.1 | 0.1 | 0.1 | 0.1 | 0.1 | 0.1 | 0.1 | 0.1 | 0.1 | 0.1 | 0.1 | 0.1 | 0.1 | 0.1 | 0.1 | 0.1 | 0.1 | 0.1 | 0.1 | 0.1 | 0.1 | 0.1
Southern_PGAE_Solar_170 | caiso-deliverability | Borden_Storey_HSN | Reliability_Capacity_In_Model_Year | System RA | Southern_PGAE_Solar_170 | 0.1 | 0.1 | 0.1 | 0.1 | 0.1 | 0.1 | 0.1 | 0.1 | 0.1 | 0.1 | 0.1 | 0.1 | 0.1 | 0.1 | 0.1 | 0.1 | 0.1 | 0.1 | 0.1 | 0.1 | 0.1 | 0.1 | 0.1 | 0.1 | 0.1 | 0.1 | 0.1 | 0.1 | 0.1 | 0.1 | 0.1
Southern_PGAE_Solar_174 | caiso-deliverability | Borden_Storey_HSN | Reliability_Capacity_In_Model_Year | System RA | Southern_PGAE_Solar_174 | 0.1 | 0.1 | 0.1 | 0.1 | 0.1 | 0.1 | 0.1 | 0.1 | 0.1 | 0.1 | 0.1 | 0.1 | 0.1 | 0.1 | 0.1 | 0.1 | 0.1 | 0.1 | 0.1 | 0.1 | 0.1 | 0.1 | 0.1 | 0.1 | 0.1 | 0.1 | 0.1 | 0.1 | 0.1 | 0.1 | 0.1
Southern_PGAE_Solar_176 | caiso-deliverability | Borden_Storey_HSN | Reliability_Capacity_In_Model_Year | System RA | Southern_PGAE_Solar_176 | 0.1 | 0.1 | 0.1 | 0.1 | 0.1 | 0.1 | 0.1 | 0.1 | 0.1 | 0.1 | 0.1 | 0.1 | 0.1 | 0.1 | 0.1 | 0.1 | 0.1 | 0.1 | 0.1 | 0.1 | 0.1 | 0.1 | 0.1 | 0.1 | 0.1 | 0.1 | 0.1 | 0.1 | 0.1 | 0.1 | 0.1
Borden_Storey_group | caiso-deliverability | Borden_Storey_HSN | Operational_New_Capacity_MW | Borden_Storey_group |  | -1 | -1 | -1 | -1 | -1 | -1 | -1 | -1 | -1 | -1 | -1 | -1 | -1 | -1 | -1 | -1 | -1 | -1 | -1 | -1 | -1 | -1 | -1 | -1 | -1 | -1 | -1 | -1 | -1 | -1 | -1
Southern_PGAE_Flow_Battery_93 | caiso-deliverability | Borden_Storey_offpeak | Operational_New_Capacity_MW | Southern_PGAE_Flow_Battery_93 |  | -1 | -1 | -1 | -1 | -1 | -1 | -1 | -1 | -1 | -1 | -1 | -1 | -1 | -1 | -1 | -1 | -1 | -1 | -1 | -1 | -1 | -1 | -1 | -1 | -1 | -1 | -1 | -1 | -1 | -1 | -1
Southern_PGAE_Flow_Battery_117 | caiso-deliverability | Borden_Storey_offpeak | Operational_New_Capacity_MW | Southern_PGAE_Flow_Battery_117 |  | -1 | -1 | -1 | -1 | -1 | -1 | -1 | -1 | -1 | -1 | -1 | -1 | -1 | -1 | -1 | -1 | -1 | -1 | -1 | -1 | -1 | -1 | -1 | -1 | -1 | -1 | -1 | -1 | -1 | -1 | -1
Southern_PGAE_Flow_Battery_140 | caiso-deliverability | Borden_Storey_offpeak | Operational_New_Capacity_MW | Southern_PGAE_Flow_Battery_140 |  | -1 | -1 | -1 | -1 | -1 | -1 | -1 | -1 | -1 | -1 | -1 | -1 | -1 | -1 | -1 | -1 | -1 | -1 | -1 | -1 | -1 | -1 | -1 | -1 | -1 | -1 | -1 | -1 | -1 | -1 | -1
Southern_PGAE_Flow_Battery_151 | caiso-deliverability | Borden_Storey_offpeak | Operational_New_Capacity_MW | Southern_PGAE_Flow_Battery_151 |  | -1 | -1 | -1 | -1 | -1 | -1 | -1 | -1 | -1 | -1 | -1 | -1 | -1 | -1 | -1 | -1 | -1 | -1 | -1 | -1 | -1 | -1 | -1 | -1 | -1 | -1 | -1 | -1 | -1 | -1 | -1
Southern_PGAE_Flow_Battery_154 | caiso-deliverability | Borden_Storey_offpeak | Operational_New_Capacity_MW | Southern_PGAE_Flow_Battery_154 |  | -1 | -1 | -1 | -1 | -1 | -1 | -1 | -1 | -1 | -1 | -1 | -1 | -1 | -1 | -1 | -1 | -1 | -1 | -1 | -1 | -1 | -1 | -1 | -1 | -1 | -1 | -1 | -1 | -1 | -1 | -1
Southern_PGAE_Flow_Battery_161 | caiso-deliverability | Borden_Storey_offpeak | Operational_New_Capacity_MW | Southern_PGAE_Flow_Battery_161 |  | -1 | -1 | -1 | -1 | -1 | -1 | -1 | -1 | -1 | -1 | -1 | -1 | -1 | -1 | -1 | -1 | -1 | -1 | -1 | -1 | -1 | -1 | -1 | -1 | -1 | -1 | -1 | -1 | -1 | -1 | -1
Southern_PGAE_Flow_Battery_162 | caiso-deliverability | Borden_Storey_offpeak | Operational_New_Capacity_MW | Southern_PGAE_Flow_Battery_162 |  | -1 | -1 | -1 | -1 | -1 | -1 | -1 | -1 | -1 | -1 | -1 | -1 | -1 | -1 | -1 | -1 | -1 | -1 | -1 | -1 | -1 | -1 | -1 | -1 | -1 | -1 | -1 | -1 | -1 | -1 | -1
Southern_PGAE_Flow_Battery_163 | caiso-deliverability | Borden_Storey_offpeak | Operational_New_Capacity_MW | Southern_PGAE_Flow_Battery_163 |  | -1 | -1 | -1 | -1 | -1 | -1 | -1 | -1 | -1 | -1 | -1 | -1 | -1 | -1 | -1 | -1 | -1 | -1 | -1 | -1 | -1 | -1 | -1 | -1 | -1 | -1 | -1 | -1 | -1 | -1 | -1
Southern_PGAE_Flow_Battery_164 | caiso-deliverability | Borden_Storey_offpeak | Operational_New_Capacity_MW | Southern_PGAE_Flow_Battery_164 |  | -1 | -1 | -1 | -1 | -1 | -1 | -1 | -1 | -1 | -1 | -1 | -1 | -1 | -1 | -1 | -1 | -1 | -1 | -1 | -1 | -1 | -1 | -1 | -1 | -1 | -1 | -1 | -1 | -1 | -1 | -1
Southern_PGAE_Flow_Battery_165 | caiso-deliverability | Borden_Storey_offpeak | Operational_New_Capacity_MW | Southern_PGAE_Flow_Battery_165 |  | -1 | -1 | -1 | -1 | -1 | -1 | -1 | -1 | -1 | -1 | -1 | -1 | -1 | -1 | -1 | -1 | -1 | -1 | -1 | -1 | -1 | -1 | -1 | -1 | -1 | -1 | -1 | -1 | -1 | -1 | -1
Northern_California_Flow_Battery_166 | caiso-deliverability | Borden_Storey_offpeak | Operational_New_Capacity_MW | Northern_California_Flow_Battery_166 |  | -1 | -1 | -1 | -1 | -1 | -1 | -1 | -1 | -1 | -1 | -1 | -1 | -1 | -1 | -1 | -1 | -1 | -1 | -1 | -1 | -1 | -1 | -1 | -1 | -1 | -1 | -1 | -1 | -1 | -1 | -1
Southern_PGAE_Flow_Battery_168 | caiso-deliverability | Borden_Storey_offpeak | Operational_New_Capacity_MW | Southern_PGAE_Flow_Battery_168 |  | -1 | -1 | -1 | -1 | -1 | -1 | -1 | -1 | -1 | -1 | -1 | -1 | -1 | -1 | -1 | -1 | -1 | -1 | -1 | -1 | -1 | -1 | -1 | -1 | -1 | -1 | -1 | -1 | -1 | -1 | -1
Southern_PGAE_Flow_Battery_169 | caiso-deliverability | Borden_Storey_offpeak | Operational_New_Capacity_MW | Southern_PGAE_Flow_Battery_169 |  | -1 | -1 | -1 | -1 | -1 | -1 | -1 | -1 | -1 | -1 | -1 | -1 | -1 | -1 | -1 | -1 | -1 | -1 | -1 | -1 | -1 | -1 | -1 | -1 | -1 | -1 | -1 | -1 | -1 | -1 | -1
Southern_PGAE_Flow_Battery_170 | caiso-deliverability | Borden_Storey_offpeak | Operational_New_Capacity_MW | Southern_PGAE_Flow_Battery_170 |  | -1 | -1 | -1 | -1 | -1 | -1 | -1 | -1 | -1 | -1 | -1 | -1 | -1 | -1 | -1 | -1 | -1 | -1 | -1 | -1 | -1 | -1 | -1 | -1 | -1 | -1 | -1 | -1 | -1 | -1 | -1
Southern_PGAE_Flow_Battery_174 | caiso-deliverability | Borden_Storey_offpeak | Operational_New_Capacity_MW | Southern_PGAE_Flow_Battery_174 |  | -1 | -1 | -1 | -1 | -1 | -1 | -1 | -1 | -1 | -1 | -1 | -1 | -1 | -1 | -1 | -1 | -1 | -1 | -1 | -1 | -1 | -1 | -1 | -1 | -1 | -1 | -1 | -1 | -1 | -1 | -1
Southern_PGAE_Flow_Battery_176 | caiso-deliverability | Borden_Storey_offpeak | Operational_New_Capacity_MW | Southern_PGAE_Flow_Battery_176 |  | -1 | -1 | -1 | -1 | -1 | -1 | -1 | -1 | -1 | -1 | -1 | -1 | -1 | -1 | -1 | -1 | -1 | -1 | -1 | -1 | -1 | -1 | -1 | -1 | -1 | -1 | -1 | -1 | -1 | -1 | -1
Southern_PGAE_Li_Battery_4hr_93 | caiso-deliverability | Borden_Storey_offpeak | Operational_New_Capacity_MW | Southern_PGAE_Li_Battery_4hr_93 |  | -1 | -1 | -1 | -1 | -1 | -1 | -1 | -1 | -1 | -1 | -1 | -1 | -1 | -1 | -1 | -1 | -1 | -1 | -1 | -1 | -1 | -1 | -1 | -1 | -1 | -1 | -1 | -1 | -1 | -1 | -1
Southern_PGAE_Li_Battery_4hr_117 | caiso-deliverability | Borden_Storey_offpeak | Operational_New_Capacity_MW | Southern_PGAE_Li_Battery_4hr_117 |  | -1 | -1 | -1 | -1 | -1 | -1 | -1 | -1 | -1 | -1 | -1 | -1 | -1 | -1 | -1 | -1 | -1 | -1 | -1 | -1 | -1 | -1 | -1 | -1 | -1 | -1 | -1 | -1 | -1 | -1 | -1
Southern_PGAE_Li_Battery_4hr_140 | caiso-deliverability | Borden_Storey_offpeak | Operational_New_Capacity_MW | Southern_PGAE_Li_Battery_4hr_140 |  | -1 | -1 | -1 | -1 | -1 | -1 | -1 | -1 | -1 | -1 | -1 | -1 | -1 | -1 | -1 | -1 | -1 | -1 | -1 | -1 | -1 | -1 | -1 | -1 | -1 | -1 | -1 | -1 | -1 | -1 | -1
Southern_PGAE_Li_Battery_4hr_151 | caiso-deliverability | Borden_Storey_offpeak | Operational_New_Capacity_MW | Southern_PGAE_Li_Battery_4hr_151 |  | -1 | -1 | -1 | -1 | -1 | -1 | -1 | -1 | -1 | -1 | -1 | -1 | -1 | -1 | -1 | -1 | -1 | -1 | -1 | -1 | -1 | -1 | -1 | -1 | -1 | -1 | -1 | -1 | -1 | -1 | -1
Southern_PGAE_Li_Battery_4hr_154 | caiso-deliverability | Borden_Storey_offpeak | Operational_New_Capacity_MW | Southern_PGAE_Li_Battery_4hr_154 |  | -1 | -1 | -1 | -1 | -1 | -1 | -1 | -1 | -1 | -1 | -1 | -1 | -1 | -1 | -1 | -1 | -1 | -1 | -1 | -1 | -1 | -1 | -1 | -1 | -1 | -1 | -1 | -1 | -1 | -1 | -1
Southern_PGAE_Li_Battery_4hr_161 | caiso-deliverability | Borden_Storey_offpeak | Operational_New_Capacity_MW | Southern_PGAE_Li_Battery_4hr_161 |  | -1 | -1 | -1 | -1 | -1 | -1 | -1 | -1 | -1 | -1 | -1 | -1 | -1 | -1 | -1 | -1 | -1 | -1 | -1 | -1 | -1 | -1 | -1 | -1 | -1 | -1 | -1 | -1 | -1 | -1 | -1
Southern_PGAE_Li_Battery_4hr_162 | caiso-deliverability | Borden_Storey_offpeak | Operational_New_Capacity_MW | Southern_PGAE_Li_Battery_4hr_162 |  | -1 | -1 | -1 | -1 | -1 | -1 | -1 | -1 | -1 | -1 | -1 | -1 | -1 | -1 | -1 | -1 | -1 | -1 | -1 | -1 | -1 | -1 | -1 | -1 | -1 | -1 | -1 | -1 | -1 | -1 | -1
Southern_PGAE_Li_Battery_4hr_163 | caiso-deliverability | Borden_Storey_offpeak | Operational_New_Capacity_MW | Southern_PGAE_Li_Battery_4hr_163 |  | -1 | -1 | -1 | -1 | -1 | -1 | -1 | -1 | -1 | -1 | -1 | -1 | -1 | -1 | -1 | -1 | -1 | -1 | -1 | -1 | -1 | -1 | -1 | -1 | -1 | -1 | -1 | -1 | -1 | -1 | -1
Southern_PGAE_Li_Battery_4hr_164 | caiso-deliverability | Borden_Storey_offpeak | Operational_New_Capacity_MW | Southern_PGAE_Li_Battery_4hr_164 |  | -1 | -1 | -1 | -1 | -1 | -1 | -1 | -1 | -1 | -1 | -1 | -1 | -1 | -1 | -1 | -1 | -1 | -1 | -1 | -1 | -1 | -1 | -1 | -1 | -1 | -1 | -1 | -1 | -1 | -1 | -1
Southern_PGAE_Li_Battery_4hr_165 | caiso-deliverability | Borden_Storey_offpeak | Operational_New_Capacity_MW | Southern_PGAE_Li_Battery_4hr_165 |  | -1 | -1 | -1 | -1 | -1 | -1 | -1 | -1 | -1 | -1 | -1 | -1 | -1 | -1 | -1 | -1 | -1 | -1 | -1 | -1 | -1 | -1 | -1 | -1 | -1 | -1 | -1 | -1 | -1 | -1 | -1
Northern_California_Li_Battery_4hr_166 | caiso-deliverability | Borden_Storey_offpeak | Operational_New_Capacity_MW | Northern_California_Li_Battery_4hr_166 |  | -1 | -1 | -1 | -1 | -1 | -1 | -1 | -1 | -1 | -1 | -1 | -1 | -1 | -1 | -1 | -1 | -1 | -1 | -1 | -1 | -1 | -1 | -1 | -1 | -1 | -1 | -1 | -1 | -1 | -1 | -1
Southern_PGAE_Li_Battery_4hr_168 | caiso-deliverability | Borden_Storey_offpeak | Operational_New_Capacity_MW | Southern_PGAE_Li_Battery_4hr_168 |  | -1 | -1 | -1 | -1 | -1 | -1 | -1 | -1 | -1 | -1 | -1 | -1 | -1 | -1 | -1 | -1 | -1 | -1 | -1 | -1 | -1 | -1 | -1 | -1 | -1 | -1 | -1 | -1 | -1 | -1 | -1
Southern_PGAE_Li_Battery_4hr_169 | caiso-deliverability | Borden_Storey_offpeak | Operational_New_Capacity_MW | Southern_PGAE_Li_Battery_4hr_169 |  | -1 | -1 | -1 | -1 | -1 | -1 | -1 | -1 | -1 | -1 | -1 | -1 | -1 | -1 | -1 | -1 | -1 | -1 | -1 | -1 | -1 | -1 | -1 | -1 | -1 | -1 | -1 | -1 | -1 | -1 | -1
Southern_PGAE_Li_Battery_4hr_170 | caiso-deliverability | Borden_Storey_offpeak | Operational_New_Capacity_MW | Southern_PGAE_Li_Battery_4hr_170 |  | -1 | -1 | -1 | -1 | -1 | -1 | -1 | -1 | -1 | -1 | -1 | -1 | -1 | -1 | -1 | -1 | -1 | -1 | -1 | -1 | -1 | -1 | -1 | -1 | -1 | -1 | -1 | -1 | -1 | -1 | -1
Southern_PGAE_Li_Battery_4hr_174 | caiso-deliverability | Borden_Storey_offpeak | Operational_New_Capacity_MW | Southern_PGAE_Li_Battery_4hr_174 |  | -1 | -1 | -1 | -1 | -1 | -1 | -1 | -1 | -1 | -1 | -1 | -1 | -1 | -1 | -1 | -1 | -1 | -1 | -1 | -1 | -1 | -1 | -1 | -1 | -1 | -1 | -1 | -1 | -1 | -1 | -1
Southern_PGAE_Li_Battery_4hr_176 | caiso-deliverability | Borden_Storey_offpeak | Operational_New_Capacity_MW | Southern_PGAE_Li_Battery_4hr_176 |  | -1 | -1 | -1 | -1 | -1 | -1 | -1 | -1 | -1 | -1 | -1 | -1 | -1 | -1 | -1 | -1 | -1 | -1 | -1 | -1 | -1 | -1 | -1 | -1 | -1 | -1 | -1 | -1 | -1 | -1 | -1
Southern_PGAE_Li_Battery_8hr_93 | caiso-deliverability | Borden_Storey_offpeak | Operational_New_Capacity_MW | Southern_PGAE_Li_Battery_8hr_93 |  | -1 | -1 | -1 | -1 | -1 | -1 | -1 | -1 | -1 | -1 | -1 | -1 | -1 | -1 | -1 | -1 | -1 | -1 | -1 | -1 | -1 | -1 | -1 | -1 | -1 | -1 | -1 | -1 | -1 | -1 | -1
Southern_PGAE_Li_Battery_8hr_117 | caiso-deliverability | Borden_Storey_offpeak | Operational_New_Capacity_MW | Southern_PGAE_Li_Battery_8hr_117 |  | -1 | -1 | -1 | -1 | -1 | -1 | -1 | -1 | -1 | -1 | -1 | -1 | -1 | -1 | -1 | -1 | -1 | -1 | -1 | -1 | -1 | -1 | -1 | -1 | -1 | -1 | -1 | -1 | -1 | -1 | -1
Southern_PGAE_Li_Battery_8hr_140 | caiso-deliverability | Borden_Storey_offpeak | Operational_New_Capacity_MW | Southern_PGAE_Li_Battery_8hr_140 |  | -1 | -1 | -1 | -1 | -1 | -1 | -1 | -1 | -1 | -1 | -1 | -1 | -1 | -1 | -1 | -1 | -1 | -1 | -1 | -1 | -1 | -1 | -1 | -1 | -1 | -1 | -1 | -1 | -1 | -1 | -1
Southern_PGAE_Li_Battery_8hr_151 | caiso-deliverability | Borden_Storey_offpeak | Operational_New_Capacity_MW | Southern_PGAE_Li_Battery_8hr_151 |  | -1 | -1 | -1 | -1 | -1 | -1 | -1 | -1 | -1 | -1 | -1 | -1 | -1 | -1 | -1 | -1 | -1 | -1 | -1 | -1 | -1 | -1 | -1 | -1 | -1 | -1 | -1 | -1 | -1 | -1 | -1
Southern_PGAE_Li_Battery_8hr_154 | caiso-deliverability | Borden_Storey_offpeak | Operational_New_Capacity_MW | Southern_PGAE_Li_Battery_8hr_154 |  | -1 | -1 | -1 | -1 | -1 | -1 | -1 | -1 | -1 | -1 | -1 | -1 | -1 | -1 | -1 | -1 | -1 | -1 | -1 | -1 | -1 | -1 | -1 | -1 | -1 | -1 | -1 | -1 | -1 | -1 | -1
Southern_PGAE_Li_Battery_8hr_161 | caiso-deliverability | Borden_Storey_offpeak | Operational_New_Capacity_MW | Southern_PGAE_Li_Battery_8hr_161 |  | -1 | -1 | -1 | -1 | -1 | -1 | -1 | -1 | -1 | -1 | -1 | -1 | -1 | -1 | -1 | -1 | -1 | -1 | -1 | -1 | -1 | -1 | -1 | -1 | -1 | -1 | -1 | -1 | -1 | -1 | -1
Southern_PGAE_Li_Battery_8hr_162 | caiso-deliverability | Borden_Storey_offpeak | Operational_New_Capacity_MW | Southern_PGAE_Li_Battery_8hr_162 |  | -1 | -1 | -1 | -1 | -1 | -1 | -1 | -1 | -1 | -1 | -1 | -1 | -1 | -1 | -1 | -1 | -1 | -1 | -1 | -1 | -1 | -1 | -1 | -1 | -1 | -1 | -1 | -1 | -1 | -1 | -1
Southern_PGAE_Li_Battery_8hr_163 | caiso-deliverability | Borden_Storey_offpeak | Operational_New_Capacity_MW | Southern_PGAE_Li_Battery_8hr_163 |  | -1 | -1 | -1 | -1 | -1 | -1 | -1 | -1 | -1 | -1 | -1 | -1 | -1 | -1 | -1 | -1 | -1 | -1 | -1 | -1 | -1 | -1 | -1 | -1 | -1 | -1 | -1 | -1 | -1 | -1 | -1
Southern_PGAE_Li_Battery_8hr_164 | caiso-deliverability | Borden_Storey_offpeak | Operational_New_Capacity_MW | Southern_PGAE_Li_Battery_8hr_164 |  | -1 | -1 | -1 | -1 | -1 | -1 | -1 | -1 | -1 | -1 | -1 | -1 | -1 | -1 | -1 | -1 | -1 | -1 | -1 | -1 | -1 | -1 | -1 | -1 | -1 | -1 | -1 | -1 | -1 | -1 | -1
Southern_PGAE_Li_Battery_8hr_165 | caiso-deliverability | Borden_Storey_offpeak | Operational_New_Capacity_MW | Southern_PGAE_Li_Battery_8hr_165 |  | -1 | -1 | -1 | -1 | -1 | -1 | -1 | -1 | -1 | -1 | -1 | -1 | -1 | -1 | -1 | -1 | -1 | -1 | -1 | -1 | -1 | -1 | -1 | -1 | -1 | -1 | -1 | -1 | -1 | -1 | -1
Northern_California_Li_Battery_8hr_166 | caiso-deliverability | Borden_Storey_offpeak | Operational_New_Capacity_MW | Northern_California_Li_Battery_8hr_166 |  | -1 | -1 | -1 | -1 | -1 | -1 | -1 | -1 | -1 | -1 | -1 | -1 | -1 | -1 | -1 | -1 | -1 | -1 | -1 | -1 | -1 | -1 | -1 | -1 | -1 | -1 | -1 | -1 | -1 | -1 | -1
Southern_PGAE_Li_Battery_8hr_168 | caiso-deliverability | Borden_Storey_offpeak | Operational_New_Capacity_MW | Southern_PGAE_Li_Battery_8hr_168 |  | -1 | -1 | -1 | -1 | -1 | -1 | -1 | -1 | -1 | -1 | -1 | -1 | -1 | -1 | -1 | -1 | -1 | -1 | -1 | -1 | -1 | -1 | -1 | -1 | -1 | -1 | -1 | -1 | -1 | -1 | -1
Southern_PGAE_Li_Battery_8hr_169 | caiso-deliverability | Borden_Storey_offpeak | Operational_New_Capacity_MW | Southern_PGAE_Li_Battery_8hr_169 |  | -1 | -1 | -1 | -1 | -1 | -1 | -1 | -1 | -1 | -1 | -1 | -1 | -1 | -1 | -1 | -1 | -1 | -1 | -1 | -1 | -1 | -1 | -1 | -1 | -1 | -1 | -1 | -1 | -1 | -1 | -1
Southern_PGAE_Li_Battery_8hr_170 | caiso-deliverability | Borden_Storey_offpeak | Operational_New_Capacity_MW | Southern_PGAE_Li_Battery_8hr_170 |  | -1 | -1 | -1 | -1 | -1 | -1 | -1 | -1 | -1 | -1 | -1 | -1 | -1 | -1 | -1 | -1 | -1 | -1 | -1 | -1 | -1 | -1 | -1 | -1 | -1 | -1 | -1 | -1 | -1 | -1 | -1
Southern_PGAE_Li_Battery_8hr_174 | caiso-deliverability | Borden_Storey_offpeak | Operational_New_Capacity_MW | Southern_PGAE_Li_Battery_8hr_174 |  | -1 | -1 | -1 | -1 | -1 | -1 | -1 | -1 | -1 | -1 | -1 | -1 | -1 | -1 | -1 | -1 | -1 | -1 | -1 | -1 | -1 | -1 | -1 | -1 | -1 | -1 | -1 | -1 | -1 | -1 | -1
Southern_PGAE_Li_Battery_8hr_176 | caiso-deliverability | Borden_Storey_offpeak | Operational_New_Capacity_MW | Southern_PGAE_Li_Battery_8hr_176 |  | -1 | -1 | -1 | -1 | -1 | -1 | -1 | -1 | -1 | -1 | -1 | -1 | -1 | -1 | -1 | -1 | -1 | -1 | -1 | -1 | -1 | -1 | -1 | -1 | -1 | -1 | -1 | -1 | -1 | -1 | -1
Central_Valley_North_Los_Banos_Wind_154 | caiso-deliverability | Borden_Storey_offpeak | Operational_New_Capacity_MW | Central_Valley_North_Los_Banos_Wind_154 |  | 0.44 | 0.44 | 0.44 | 0.44 | 0.44 | 0.44 | 0.44 | 0.44 | 0.44 | 0.44 | 0.44 | 0.44 | 0.44 | 0.44 | 0.44 | 0.44 | 0.44 | 0.44 | 0.44 | 0.44 | 0.44 | 0.44 | 0.44 | 0.44 | 0.44 | 0.44 | 0.44 | 0.44 | 0.44 | 0.44 | 0.44
Central_Valley_North_Los_Banos_Wind_162 | caiso-deliverability | Borden_Storey_offpeak | Operational_New_Capacity_MW | Central_Valley_North_Los_Banos_Wind_162 |  | 0.44 | 0.44 | 0.44 | 0.44 | 0.44 | 0.44 | 0.44 | 0.44 | 0.44 | 0.44 | 0.44 | 0.44 | 0.44 | 0.44 | 0.44 | 0.44 | 0.44 | 0.44 | 0.44 | 0.44 | 0.44 | 0.44 | 0.44 | 0.44 | 0.44 | 0.44 | 0.44 | 0.44 | 0.44 | 0.44 | 0.44
Northern_California_Solar_166 | caiso-deliverability | Borden_Storey_offpeak | Operational_New_Capacity_MW | Northern_California_Solar_166 |  | 0.79 | 0.79 | 0.79 | 0.79 | 0.79 | 0.79 | 0.79 | 0.79 | 0.79 | 0.79 | 0.79 | 0.79 | 0.79 | 0.79 | 0.79 | 0.79 | 0.79 | 0.79 | 0.79 | 0.79 | 0.79 | 0.79 | 0.79 | 0.79 | 0.79 | 0.79 | 0.79 | 0.79 | 0.79 | 0.79 | 0.79
Southern_PGAE_Solar_93 | caiso-deliverability | Borden_Storey_offpeak | Operational_New_Capacity_MW | Southern_PGAE_Solar_93 |  | 0.79 | 0.79 | 0.79 | 0.79 | 0.79 | 0.79 | 0.79 | 0.79 | 0.79 | 0.79 | 0.79 | 0.79 | 0.79 | 0.79 | 0.79 | 0.79 | 0.79 | 0.79 | 0.79 | 0.79 | 0.79 | 0.79 | 0.79 | 0.79 | 0.79 | 0.79 | 0.79 | 0.79 | 0.79 | 0.79 | 0.79
Southern_PGAE_Solar_117 | caiso-deliverability | Borden_Storey_offpeak | Operational_New_Capacity_MW | Southern_PGAE_Solar_117 |  | 0.79 | 0.79 | 0.79 | 0.79 | 0.79 | 0.79 | 0.79 | 0.79 | 0.79 | 0.79 | 0.79 | 0.79 | 0.79 | 0.79 | 0.79 | 0.79 | 0.79 | 0.79 | 0.79 | 0.79 | 0.79 | 0.79 | 0.79 | 0.79 | 0.79 | 0.79 | 0.79 | 0.79 | 0.79 | 0.79 | 0.79
Southern_PGAE_Solar_140 | caiso-deliverability | Borden_Storey_offpeak | Operational_New_Capacity_MW | Southern_PGAE_Solar_140 |  | 0.79 | 0.79 | 0.79 | 0.79 | 0.79 | 0.79 | 0.79 | 0.79 | 0.79 | 0.79 | 0.79 | 0.79 | 0.79 | 0.79 | 0.79 | 0.79 | 0.79 | 0.79 | 0.79 | 0.79 | 0.79 | 0.79 | 0.79 | 0.79 | 0.79 | 0.79 | 0.79 | 0.79 | 0.79 | 0.79 | 0.79
Southern_PGAE_Solar_151 | caiso-deliverability | Borden_Storey_offpeak | Operational_New_Capacity_MW | Southern_PGAE_Solar_151 |  | 0.79 | 0.79 | 0.79 | 0.79 | 0.79 | 0.79 | 0.79 | 0.79 | 0.79 | 0.79 | 0.79 | 0.79 | 0.79 | 0.79 | 0.79 | 0.79 | 0.79 | 0.79 | 0.79 | 0.79 | 0.79 | 0.79 | 0.79 | 0.79 | 0.79 | 0.79 | 0.79 | 0.79 | 0.79 | 0.79 | 0.79
Southern_PGAE_Solar_154 | caiso-deliverability | Borden_Storey_offpeak | Operational_New_Capacity_MW | Southern_PGAE_Solar_154 |  | 0.79 | 0.79 | 0.79 | 0.79 | 0.79 | 0.79 | 0.79 | 0.79 | 0.79 | 0.79 | 0.79 | 0.79 | 0.79 | 0.79 | 0.79 | 0.79 | 0.79 | 0.79 | 0.79 | 0.79 | 0.79 | 0.79 | 0.79 | 0.79 | 0.79 | 0.79 | 0.79 | 0.79 | 0.79 | 0.79 | 0.79
Southern_PGAE_Solar_161 | caiso-deliverability | Borden_Storey_offpeak | Operational_New_Capacity_MW | Southern_PGAE_Solar_161 |  | 0.79 | 0.79 | 0.79 | 0.79 | 0.79 | 0.79 | 0.79 | 0.79 | 0.79 | 0.79 | 0.79 | 0.79 | 0.79 | 0.79 | 0.79 | 0.79 | 0.79 | 0.79 | 0.79 | 0.79 | 0.79 | 0.79 | 0.79 | 0.79 | 0.79 | 0.79 | 0.79 | 0.79 | 0.79 | 0.79 | 0.79
Southern_PGAE_Solar_162 | caiso-deliverability | Borden_Storey_offpeak | Operational_New_Capacity_MW | Southern_PGAE_Solar_162 |  | 0.79 | 0.79 | 0.79 | 0.79 | 0.79 | 0.79 | 0.79 | 0.79 | 0.79 | 0.79 | 0.79 | 0.79 | 0.79 | 0.79 | 0.79 | 0.79 | 0.79 | 0.79 | 0.79 | 0.79 | 0.79 | 0.79 | 0.79 | 0.79 | 0.79 | 0.79 | 0.79 | 0.79 | 0.79 | 0.79 | 0.79
Southern_PGAE_Solar_163 | caiso-deliverability | Borden_Storey_offpeak | Operational_New_Capacity_MW | Southern_PGAE_Solar_163 |  | 0.79 | 0.79 | 0.79 | 0.79 | 0.79 | 0.79 | 0.79 | 0.79 | 0.79 | 0.79 | 0.79 | 0.79 | 0.79 | 0.79 | 0.79 | 0.79 | 0.79 | 0.79 | 0.79 | 0.79 | 0.79 | 0.79 | 0.79 | 0.79 | 0.79 | 0.79 | 0.79 | 0.79 | 0.79 | 0.79 | 0.79
Southern_PGAE_Solar_164 | caiso-deliverability | Borden_Storey_offpeak | Operational_New_Capacity_MW | Southern_PGAE_Solar_164 |  | 0.79 | 0.79 | 0.79 | 0.79 | 0.79 | 0.79 | 0.79 | 0.79 | 0.79 | 0.79 | 0.79 | 0.79 | 0.79 | 0.79 | 0.79 | 0.79 | 0.79 | 0.79 | 0.79 | 0.79 | 0.79 | 0.79 | 0.79 | 0.79 | 0.79 | 0.79 | 0.79 | 0.79 | 0.79 | 0.79 | 0.79
Southern_PGAE_Solar_165 | caiso-deliverability | Borden_Storey_offpeak | Operational_New_Capacity_MW | Southern_PGAE_Solar_165 |  | 0.79 | 0.79 | 0.79 | 0.79 | 0.79 | 0.79 | 0.79 | 0.79 | 0.79 | 0.79 | 0.79 | 0.79 | 0.79 | 0.79 | 0.79 | 0.79 | 0.79 | 0.79 | 0.79 | 0.79 | 0.79 | 0.79 | 0.79 | 0.79 | 0.79 | 0.79 | 0.79 | 0.79 | 0.79 | 0.79 | 0.79
Southern_PGAE_Solar_168 | caiso-deliverability | Borden_Storey_offpeak | Operational_New_Capacity_MW | Southern_PGAE_Solar_168 |  | 0.79 | 0.79 | 0.79 | 0.79 | 0.79 | 0.79 | 0.79 | 0.79 | 0.79 | 0.79 | 0.79 | 0.79 | 0.79 | 0.79 | 0.79 | 0.79 | 0.79 | 0.79 | 0.79 | 0.79 | 0.79 | 0.79 | 0.79 | 0.79 | 0.79 | 0.79 | 0.79 | 0.79 | 0.79 | 0.79 | 0.79
Southern_PGAE_Solar_169 | caiso-deliverability | Borden_Storey_offpeak | Operational_New_Capacity_MW | Southern_PGAE_Solar_169 |  | 0.79 | 0.79 | 0.79 | 0.79 | 0.79 | 0.79 | 0.79 | 0.79 | 0.79 | 0.79 | 0.79 | 0.79 | 0.79 | 0.79 | 0.79 | 0.79 | 0.79 | 0.79 | 0.79 | 0.79 | 0.79 | 0.79 | 0.79 | 0.79 | 0.79 | 0.79 | 0.79 | 0.79 | 0.79 | 0.79 | 0.79
Southern_PGAE_Solar_170 | caiso-deliverability | Borden_Storey_offpeak | Operational_New_Capacity_MW | Southern_PGAE_Solar_170 |  | 0.79 | 0.79 | 0.79 | 0.79 | 0.79 | 0.79 | 0.79 | 0.79 | 0.79 | 0.79 | 0.79 | 0.79 | 0.79 | 0.79 | 0.79 | 0.79 | 0.79 | 0.79 | 0.79 | 0.79 | 0.79 | 0.79 | 0.79 | 0.79 | 0.79 | 0.79 | 0.79 | 0.79 | 0.79 | 0.79 | 0.79
Southern_PGAE_Solar_174 | caiso-deliverability | Borden_Storey_offpeak | Operational_New_Capacity_MW | Southern_PGAE_Solar_174 |  | 0.79 | 0.79 | 0.79 | 0.79 | 0.79 | 0.79 | 0.79 | 0.79 | 0.79 | 0.79 | 0.79 | 0.79 | 0.79 | 0.79 | 0.79 | 0.79 | 0.79 | 0.79 | 0.79 | 0.79 | 0.79 | 0.79 | 0.79 | 0.79 | 0.79 | 0.79 | 0.79 | 0.79 | 0.79 | 0.79 | 0.79
Southern_PGAE_Solar_176 | caiso-deliverability | Borden_Storey_offpeak | Operational_New_Capacity_MW | Southern_PGAE_Solar_176 |  | 0.79 | 0.79 | 0.79 | 0.79 | 0.79 | 0.79 | 0.79 | 0.79 | 0.79 | 0.79 | 0.79 | 0.79 | 0.79 | 0.79 | 0.79 | 0.79 | 0.79 | 0.79 | 0.79 | 0.79 | 0.79 | 0.79 | 0.79 | 0.79 | 0.79 | 0.79 | 0.79 | 0.79 | 0.79 | 0.79 | 0.79
Borden_Storey_group | caiso-deliverability | Borden_Storey_offpeak | Operational_New_Capacity_MW | Borden_Storey_group |  | 0 | 0 | 0 | 0 | 0 | 0 | 0 | 0 | 0 | 0 | 0 | 0 | 0 | 0 | 0 | 0 | 0 | 0 | 0 | 0 | 0 | 0 | 0 | 0 | 0 | 0 | 0 | 0 | 0 | 0 | 0
Southern_PGAE_Flow_Battery_93 | caiso-deliverability | Borden_Storey_SSN | Reliability_Capacity_In_Model_Year | System RA | Southern_PGAE_Flow_Battery_93 | 0.5 | 0.5 | 0.5 | 0.5 | 0.5 | 0.5 | 0.5 | 0.5 | 0.5 | 0.5 | 0.5 | 0.5 | 0.5 | 0.5 | 0.5 | 0.5 | 0.5 | 0.5 | 0.5 | 0.5 | 0.5 | 0.5 | 0.5 | 0.5 | 0.5 | 0.5 | 0.5 | 0.5 | 0.5 | 0.5 | 0.5
Southern_PGAE_Flow_Battery_117 | caiso-deliverability | Borden_Storey_SSN | Reliability_Capacity_In_Model_Year | System RA | Southern_PGAE_Flow_Battery_117 | 0.5 | 0.5 | 0.5 | 0.5 | 0.5 | 0.5 | 0.5 | 0.5 | 0.5 | 0.5 | 0.5 | 0.5 | 0.5 | 0.5 | 0.5 | 0.5 | 0.5 | 0.5 | 0.5 | 0.5 | 0.5 | 0.5 | 0.5 | 0.5 | 0.5 | 0.5 | 0.5 | 0.5 | 0.5 | 0.5 | 0.5
Southern_PGAE_Flow_Battery_140 | caiso-deliverability | Borden_Storey_SSN | Reliability_Capacity_In_Model_Year | System RA | Southern_PGAE_Flow_Battery_140 | 0.5 | 0.5 | 0.5 | 0.5 | 0.5 | 0.5 | 0.5 | 0.5 | 0.5 | 0.5 | 0.5 | 0.5 | 0.5 | 0.5 | 0.5 | 0.5 | 0.5 | 0.5 | 0.5 | 0.5 | 0.5 | 0.5 | 0.5 | 0.5 | 0.5 | 0.5 | 0.5 | 0.5 | 0.5 | 0.5 | 0.5
Southern_PGAE_Flow_Battery_151 | caiso-deliverability | Borden_Storey_SSN | Reliability_Capacity_In_Model_Year | System RA | Southern_PGAE_Flow_Battery_151 | 0.5 | 0.5 | 0.5 | 0.5 | 0.5 | 0.5 | 0.5 | 0.5 | 0.5 | 0.5 | 0.5 | 0.5 | 0.5 | 0.5 | 0.5 | 0.5 | 0.5 | 0.5 | 0.5 | 0.5 | 0.5 | 0.5 | 0.5 | 0.5 | 0.5 | 0.5 | 0.5 | 0.5 | 0.5 | 0.5 | 0.5
Southern_PGAE_Flow_Battery_154 | caiso-deliverability | Borden_Storey_SSN | Reliability_Capacity_In_Model_Year | System RA | Southern_PGAE_Flow_Battery_154 | 0.5 | 0.5 | 0.5 | 0.5 | 0.5 | 0.5 | 0.5 | 0.5 | 0.5 | 0.5 | 0.5 | 0.5 | 0.5 | 0.5 | 0.5 | 0.5 | 0.5 | 0.5 | 0.5 | 0.5 | 0.5 | 0.5 | 0.5 | 0.5 | 0.5 | 0.5 | 0.5 | 0.5 | 0.5 | 0.5 | 0.5
Southern_PGAE_Flow_Battery_161 | caiso-deliverability | Borden_Storey_SSN | Reliability_Capacity_In_Model_Year | System RA | Southern_PGAE_Flow_Battery_161 | 0.5 | 0.5 | 0.5 | 0.5 | 0.5 | 0.5 | 0.5 | 0.5 | 0.5 | 0.5 | 0.5 | 0.5 | 0.5 | 0.5 | 0.5 | 0.5 | 0.5 | 0.5 | 0.5 | 0.5 | 0.5 | 0.5 | 0.5 | 0.5 | 0.5 | 0.5 | 0.5 | 0.5 | 0.5 | 0.5 | 0.5
Southern_PGAE_Flow_Battery_162 | caiso-deliverability | Borden_Storey_SSN | Reliability_Capacity_In_Model_Year | System RA | Southern_PGAE_Flow_Battery_162 | 0.5 | 0.5 | 0.5 | 0.5 | 0.5 | 0.5 | 0.5 | 0.5 | 0.5 | 0.5 | 0.5 | 0.5 | 0.5 | 0.5 | 0.5 | 0.5 | 0.5 | 0.5 | 0.5 | 0.5 | 0.5 | 0.5 | 0.5 | 0.5 | 0.5 | 0.5 | 0.5 | 0.5 | 0.5 | 0.5 | 0.5
Southern_PGAE_Flow_Battery_163 | caiso-deliverability | Borden_Storey_SSN | Reliability_Capacity_In_Model_Year | System RA | Southern_PGAE_Flow_Battery_163 | 0.5 | 0.5 | 0.5 | 0.5 | 0.5 | 0.5 | 0.5 | 0.5 | 0.5 | 0.5 | 0.5 | 0.5 | 0.5 | 0.5 | 0.5 | 0.5 | 0.5 | 0.5 | 0.5 | 0.5 | 0.5 | 0.5 | 0.5 | 0.5 | 0.5 | 0.5 | 0.5 | 0.5 | 0.5 | 0.5 | 0.5
Southern_PGAE_Flow_Battery_164 | caiso-deliverability | Borden_Storey_SSN | Reliability_Capacity_In_Model_Year | System RA | Southern_PGAE_Flow_Battery_164 | 0.5 | 0.5 | 0.5 | 0.5 | 0.5 | 0.5 | 0.5 | 0.5 | 0.5 | 0.5 | 0.5 | 0.5 | 0.5 | 0.5 | 0.5 | 0.5 | 0.5 | 0.5 | 0.5 | 0.5 | 0.5 | 0.5 | 0.5 | 0.5 | 0.5 | 0.5 | 0.5 | 0.5 | 0.5 | 0.5 | 0.5
Southern_PGAE_Flow_Battery_165 | caiso-deliverability | Borden_Storey_SSN | Reliability_Capacity_In_Model_Year | System RA | Southern_PGAE_Flow_Battery_165 | 0.5 | 0.5 | 0.5 | 0.5 | 0.5 | 0.5 | 0.5 | 0.5 | 0.5 | 0.5 | 0.5 | 0.5 | 0.5 | 0.5 | 0.5 | 0.5 | 0.5 | 0.5 | 0.5 | 0.5 | 0.5 | 0.5 | 0.5 | 0.5 | 0.5 | 0.5 | 0.5 | 0.5 | 0.5 | 0.5 | 0.5
Northern_California_Flow_Battery_166 | caiso-deliverability | Borden_Storey_SSN | Reliability_Capacity_In_Model_Year | System RA | Northern_California_Flow_Battery_166 | 0.5 | 0.5 | 0.5 | 0.5 | 0.5 | 0.5 | 0.5 | 0.5 | 0.5 | 0.5 | 0.5 | 0.5 | 0.5 | 0.5 | 0.5 | 0.5 | 0.5 | 0.5 | 0.5 | 0.5 | 0.5 | 0.5 | 0.5 | 0.5 | 0.5 | 0.5 | 0.5 | 0.5 | 0.5 | 0.5 | 0.5
Southern_PGAE_Flow_Battery_168 | caiso-deliverability | Borden_Storey_SSN | Reliability_Capacity_In_Model_Year | System RA | Southern_PGAE_Flow_Battery_168 | 0.5 | 0.5 | 0.5 | 0.5 | 0.5 | 0.5 | 0.5 | 0.5 | 0.5 | 0.5 | 0.5 | 0.5 | 0.5 | 0.5 | 0.5 | 0.5 | 0.5 | 0.5 | 0.5 | 0.5 | 0.5 | 0.5 | 0.5 | 0.5 | 0.5 | 0.5 | 0.5 | 0.5 | 0.5 | 0.5 | 0.5
Southern_PGAE_Flow_Battery_169 | caiso-deliverability | Borden_Storey_SSN | Reliability_Capacity_In_Model_Year | System RA | Southern_PGAE_Flow_Battery_169 | 0.5 | 0.5 | 0.5 | 0.5 | 0.5 | 0.5 | 0.5 | 0.5 | 0.5 | 0.5 | 0.5 | 0.5 | 0.5 | 0.5 | 0.5 | 0.5 | 0.5 | 0.5 | 0.5 | 0.5 | 0.5 | 0.5 | 0.5 | 0.5 | 0.5 | 0.5 | 0.5 | 0.5 | 0.5 | 0.5 | 0.5
Southern_PGAE_Flow_Battery_170 | caiso-deliverability | Borden_Storey_SSN | Reliability_Capacity_In_Model_Year | System RA | Southern_PGAE_Flow_Battery_170 | 0.5 | 0.5 | 0.5 | 0.5 | 0.5 | 0.5 | 0.5 | 0.5 | 0.5 | 0.5 | 0.5 | 0.5 | 0.5 | 0.5 | 0.5 | 0.5 | 0.5 | 0.5 | 0.5 | 0.5 | 0.5 | 0.5 | 0.5 | 0.5 | 0.5 | 0.5 | 0.5 | 0.5 | 0.5 | 0.5 | 0.5
Southern_PGAE_Flow_Battery_174 | caiso-deliverability | Borden_Storey_SSN | Reliability_Capacity_In_Model_Year | System RA | Southern_PGAE_Flow_Battery_174 | 0.5 | 0.5 | 0.5 | 0.5 | 0.5 | 0.5 | 0.5 | 0.5 | 0.5 | 0.5 | 0.5 | 0.5 | 0.5 | 0.5 | 0.5 | 0.5 | 0.5 | 0.5 | 0.5 | 0.5 | 0.5 | 0.5 | 0.5 | 0.5 | 0.5 | 0.5 | 0.5 | 0.5 | 0.5 | 0.5 | 0.5
Southern_PGAE_Flow_Battery_176 | caiso-deliverability | Borden_Storey_SSN | Reliability_Capacity_In_Model_Year | System RA | Southern_PGAE_Flow_Battery_176 | 0.5 | 0.5 | 0.5 | 0.5 | 0.5 | 0.5 | 0.5 | 0.5 | 0.5 | 0.5 | 0.5 | 0.5 | 0.5 | 0.5 | 0.5 | 0.5 | 0.5 | 0.5 | 0.5 | 0.5 | 0.5 | 0.5 | 0.5 | 0.5 | 0.5 | 0.5 | 0.5 | 0.5 | 0.5 | 0.5 | 0.5
Southern_PGAE_Li_Battery_4hr_93 | caiso-deliverability | Borden_Storey_SSN | Reliability_Capacity_In_Model_Year | System RA | Southern_PGAE_Li_Battery_4hr_93 | 0.5 | 0.5 | 0.5 | 0.5 | 0.5 | 0.5 | 0.5 | 0.5 | 0.5 | 0.5 | 0.5 | 0.5 | 0.5 | 0.5 | 0.5 | 0.5 | 0.5 | 0.5 | 0.5 | 0.5 | 0.5 | 0.5 | 0.5 | 0.5 | 0.5 | 0.5 | 0.5 | 0.5 | 0.5 | 0.5 | 0.5
Southern_PGAE_Li_Battery_4hr_117 | caiso-deliverability | Borden_Storey_SSN | Reliability_Capacity_In_Model_Year | System RA | Southern_PGAE_Li_Battery_4hr_117 | 0.5 | 0.5 | 0.5 | 0.5 | 0.5 | 0.5 | 0.5 | 0.5 | 0.5 | 0.5 | 0.5 | 0.5 | 0.5 | 0.5 | 0.5 | 0.5 | 0.5 | 0.5 | 0.5 | 0.5 | 0.5 | 0.5 | 0.5 | 0.5 | 0.5 | 0.5 | 0.5 | 0.5 | 0.5 | 0.5 | 0.5
Southern_PGAE_Li_Battery_4hr_140 | caiso-deliverability | Borden_Storey_SSN | Reliability_Capacity_In_Model_Year | System RA | Southern_PGAE_Li_Battery_4hr_140 | 0.5 | 0.5 | 0.5 | 0.5 | 0.5 | 0.5 | 0.5 | 0.5 | 0.5 | 0.5 | 0.5 | 0.5 | 0.5 | 0.5 | 0.5 | 0.5 | 0.5 | 0.5 | 0.5 | 0.5 | 0.5 | 0.5 | 0.5 | 0.5 | 0.5 | 0.5 | 0.5 | 0.5 | 0.5 | 0.5 | 0.5
Southern_PGAE_Li_Battery_4hr_151 | caiso-deliverability | Borden_Storey_SSN | Reliability_Capacity_In_Model_Year | System RA | Southern_PGAE_Li_Battery_4hr_151 | 0.5 | 0.5 | 0.5 | 0.5 | 0.5 | 0.5 | 0.5 | 0.5 | 0.5 | 0.5 | 0.5 | 0.5 | 0.5 | 0.5 | 0.5 | 0.5 | 0.5 | 0.5 | 0.5 | 0.5 | 0.5 | 0.5 | 0.5 | 0.5 | 0.5 | 0.5 | 0.5 | 0.5 | 0.5 | 0.5 | 0.5
Southern_PGAE_Li_Battery_4hr_154 | caiso-deliverability | Borden_Storey_SSN | Reliability_Capacity_In_Model_Year | System RA | Southern_PGAE_Li_Battery_4hr_154 | 0.5 | 0.5 | 0.5 | 0.5 | 0.5 | 0.5 | 0.5 | 0.5 | 0.5 | 0.5 | 0.5 | 0.5 | 0.5 | 0.5 | 0.5 | 0.5 | 0.5 | 0.5 | 0.5 | 0.5 | 0.5 | 0.5 | 0.5 | 0.5 | 0.5 | 0.5 | 0.5 | 0.5 | 0.5 | 0.5 | 0.5
Southern_PGAE_Li_Battery_4hr_161 | caiso-deliverability | Borden_Storey_SSN | Reliability_Capacity_In_Model_Year | System RA | Southern_PGAE_Li_Battery_4hr_161 | 0.5 | 0.5 | 0.5 | 0.5 | 0.5 | 0.5 | 0.5 | 0.5 | 0.5 | 0.5 | 0.5 | 0.5 | 0.5 | 0.5 | 0.5 | 0.5 | 0.5 | 0.5 | 0.5 | 0.5 | 0.5 | 0.5 | 0.5 | 0.5 | 0.5 | 0.5 | 0.5 | 0.5 | 0.5 | 0.5 | 0.5
Southern_PGAE_Li_Battery_4hr_162 | caiso-deliverability | Borden_Storey_SSN | Reliability_Capacity_In_Model_Year | System RA | Southern_PGAE_Li_Battery_4hr_162 | 0.5 | 0.5 | 0.5 | 0.5 | 0.5 | 0.5 | 0.5 | 0.5 | 0.5 | 0.5 | 0.5 | 0.5 | 0.5 | 0.5 | 0.5 | 0.5 | 0.5 | 0.5 | 0.5 | 0.5 | 0.5 | 0.5 | 0.5 | 0.5 | 0.5 | 0.5 | 0.5 | 0.5 | 0.5 | 0.5 | 0.5
Southern_PGAE_Li_Battery_4hr_163 | caiso-deliverability | Borden_Storey_SSN | Reliability_Capacity_In_Model_Year | System RA | Southern_PGAE_Li_Battery_4hr_163 | 0.5 | 0.5 | 0.5 | 0.5 | 0.5 | 0.5 | 0.5 | 0.5 | 0.5 | 0.5 | 0.5 | 0.5 | 0.5 | 0.5 | 0.5 | 0.5 | 0.5 | 0.5 | 0.5 | 0.5 | 0.5 | 0.5 | 0.5 | 0.5 | 0.5 | 0.5 | 0.5 | 0.5 | 0.5 | 0.5 | 0.5
Southern_PGAE_Li_Battery_4hr_164 | caiso-deliverability | Borden_Storey_SSN | Reliability_Capacity_In_Model_Year | System RA | Southern_PGAE_Li_Battery_4hr_164 | 0.5 | 0.5 | 0.5 | 0.5 | 0.5 | 0.5 | 0.5 | 0.5 | 0.5 | 0.5 | 0.5 | 0.5 | 0.5 | 0.5 | 0.5 | 0.5 | 0.5 | 0.5 | 0.5 | 0.5 | 0.5 | 0.5 | 0.5 | 0.5 | 0.5 | 0.5 | 0.5 | 0.5 | 0.5 | 0.5 | 0.5
Southern_PGAE_Li_Battery_4hr_165 | caiso-deliverability | Borden_Storey_SSN | Reliability_Capacity_In_Model_Year | System RA | Southern_PGAE_Li_Battery_4hr_165 | 0.5 | 0.5 | 0.5 | 0.5 | 0.5 | 0.5 | 0.5 | 0.5 | 0.5 | 0.5 | 0.5 | 0.5 | 0.5 | 0.5 | 0.5 | 0.5 | 0.5 | 0.5 | 0.5 | 0.5 | 0.5 | 0.5 | 0.5 | 0.5 | 0.5 | 0.5 | 0.5 | 0.5 | 0.5 | 0.5 | 0.5
Northern_California_Li_Battery_4hr_166 | caiso-deliverability | Borden_Storey_SSN | Reliability_Capacity_In_Model_Year | System RA | Northern_California_Li_Battery_4hr_166 | 0.5 | 0.5 | 0.5 | 0.5 | 0.5 | 0.5 | 0.5 | 0.5 | 0.5 | 0.5 | 0.5 | 0.5 | 0.5 | 0.5 | 0.5 | 0.5 | 0.5 | 0.5 | 0.5 | 0.5 | 0.5 | 0.5 | 0.5 | 0.5 | 0.5 | 0.5 | 0.5 | 0.5 | 0.5 | 0.5 | 0.5
Southern_PGAE_Li_Battery_4hr_168 | caiso-deliverability | Borden_Storey_SSN | Reliability_Capacity_In_Model_Year | System RA | Southern_PGAE_Li_Battery_4hr_168 | 0.5 | 0.5 | 0.5 | 0.5 | 0.5 | 0.5 | 0.5 | 0.5 | 0.5 | 0.5 | 0.5 | 0.5 | 0.5 | 0.5 | 0.5 | 0.5 | 0.5 | 0.5 | 0.5 | 0.5 | 0.5 | 0.5 | 0.5 | 0.5 | 0.5 | 0.5 | 0.5 | 0.5 | 0.5 | 0.5 | 0.5
Southern_PGAE_Li_Battery_4hr_169 | caiso-deliverability | Borden_Storey_SSN | Reliability_Capacity_In_Model_Year | System RA | Southern_PGAE_Li_Battery_4hr_169 | 0.5 | 0.5 | 0.5 | 0.5 | 0.5 | 0.5 | 0.5 | 0.5 | 0.5 | 0.5 | 0.5 | 0.5 | 0.5 | 0.5 | 0.5 | 0.5 | 0.5 | 0.5 | 0.5 | 0.5 | 0.5 | 0.5 | 0.5 | 0.5 | 0.5 | 0.5 | 0.5 | 0.5 | 0.5 | 0.5 | 0.5
Southern_PGAE_Li_Battery_4hr_170 | caiso-deliverability | Borden_Storey_SSN | Reliability_Capacity_In_Model_Year | System RA | Southern_PGAE_Li_Battery_4hr_170 | 0.5 | 0.5 | 0.5 | 0.5 | 0.5 | 0.5 | 0.5 | 0.5 | 0.5 | 0.5 | 0.5 | 0.5 | 0.5 | 0.5 | 0.5 | 0.5 | 0.5 | 0.5 | 0.5 | 0.5 | 0.5 | 0.5 | 0.5 | 0.5 | 0.5 | 0.5 | 0.5 | 0.5 | 0.5 | 0.5 | 0.5
Southern_PGAE_Li_Battery_4hr_174 | caiso-deliverability | Borden_Storey_SSN | Reliability_Capacity_In_Model_Year | System RA | Southern_PGAE_Li_Battery_4hr_174 | 0.5 | 0.5 | 0.5 | 0.5 | 0.5 | 0.5 | 0.5 | 0.5 | 0.5 | 0.5 | 0.5 | 0.5 | 0.5 | 0.5 | 0.5 | 0.5 | 0.5 | 0.5 | 0.5 | 0.5 | 0.5 | 0.5 | 0.5 | 0.5 | 0.5 | 0.5 | 0.5 | 0.5 | 0.5 | 0.5 | 0.5
Southern_PGAE_Li_Battery_4hr_176 | caiso-deliverability | Borden_Storey_SSN | Reliability_Capacity_In_Model_Year | System RA | Southern_PGAE_Li_Battery_4hr_176 | 0.5 | 0.5 | 0.5 | 0.5 | 0.5 | 0.5 | 0.5 | 0.5 | 0.5 | 0.5 | 0.5 | 0.5 | 0.5 | 0.5 | 0.5 | 0.5 | 0.5 | 0.5 | 0.5 | 0.5 | 0.5 | 0.5 | 0.5 | 0.5 | 0.5 | 0.5 | 0.5 | 0.5 | 0.5 | 0.5 | 0.5
Southern_PGAE_Li_Battery_8hr_93 | caiso-deliverability | Borden_Storey_SSN | Reliability_Capacity_In_Model_Year | System RA | Southern_PGAE_Li_Battery_8hr_93 | 0.5 | 0.5 | 0.5 | 0.5 | 0.5 | 0.5 | 0.5 | 0.5 | 0.5 | 0.5 | 0.5 | 0.5 | 0.5 | 0.5 | 0.5 | 0.5 | 0.5 | 0.5 | 0.5 | 0.5 | 0.5 | 0.5 | 0.5 | 0.5 | 0.5 | 0.5 | 0.5 | 0.5 | 0.5 | 0.5 | 0.5
Southern_PGAE_Li_Battery_8hr_117 | caiso-deliverability | Borden_Storey_SSN | Reliability_Capacity_In_Model_Year | System RA | Southern_PGAE_Li_Battery_8hr_117 | 0.5 | 0.5 | 0.5 | 0.5 | 0.5 | 0.5 | 0.5 | 0.5 | 0.5 | 0.5 | 0.5 | 0.5 | 0.5 | 0.5 | 0.5 | 0.5 | 0.5 | 0.5 | 0.5 | 0.5 | 0.5 | 0.5 | 0.5 | 0.5 | 0.5 | 0.5 | 0.5 | 0.5 | 0.5 | 0.5 | 0.5
Southern_PGAE_Li_Battery_8hr_140 | caiso-deliverability | Borden_Storey_SSN | Reliability_Capacity_In_Model_Year | System RA | Southern_PGAE_Li_Battery_8hr_140 | 0.5 | 0.5 | 0.5 | 0.5 | 0.5 | 0.5 | 0.5 | 0.5 | 0.5 | 0.5 | 0.5 | 0.5 | 0.5 | 0.5 | 0.5 | 0.5 | 0.5 | 0.5 | 0.5 | 0.5 | 0.5 | 0.5 | 0.5 | 0.5 | 0.5 | 0.5 | 0.5 | 0.5 | 0.5 | 0.5 | 0.5
Southern_PGAE_Li_Battery_8hr_151 | caiso-deliverability | Borden_Storey_SSN | Reliability_Capacity_In_Model_Year | System RA | Southern_PGAE_Li_Battery_8hr_151 | 0.5 | 0.5 | 0.5 | 0.5 | 0.5 | 0.5 | 0.5 | 0.5 | 0.5 | 0.5 | 0.5 | 0.5 | 0.5 | 0.5 | 0.5 | 0.5 | 0.5 | 0.5 | 0.5 | 0.5 | 0.5 | 0.5 | 0.5 | 0.5 | 0.5 | 0.5 | 0.5 | 0.5 | 0.5 | 0.5 | 0.5
Southern_PGAE_Li_Battery_8hr_154 | caiso-deliverability | Borden_Storey_SSN | Reliability_Capacity_In_Model_Year | System RA | Southern_PGAE_Li_Battery_8hr_154 | 0.5 | 0.5 | 0.5 | 0.5 | 0.5 | 0.5 | 0.5 | 0.5 | 0.5 | 0.5 | 0.5 | 0.5 | 0.5 | 0.5 | 0.5 | 0.5 | 0.5 | 0.5 | 0.5 | 0.5 | 0.5 | 0.5 | 0.5 | 0.5 | 0.5 | 0.5 | 0.5 | 0.5 | 0.5 | 0.5 | 0.5
Southern_PGAE_Li_Battery_8hr_161 | caiso-deliverability | Borden_Storey_SSN | Reliability_Capacity_In_Model_Year | System RA | Southern_PGAE_Li_Battery_8hr_161 | 0.5 | 0.5 | 0.5 | 0.5 | 0.5 | 0.5 | 0.5 | 0.5 | 0.5 | 0.5 | 0.5 | 0.5 | 0.5 | 0.5 | 0.5 | 0.5 | 0.5 | 0.5 | 0.5 | 0.5 | 0.5 | 0.5 | 0.5 | 0.5 | 0.5 | 0.5 | 0.5 | 0.5 | 0.5 | 0.5 | 0.5
Southern_PGAE_Li_Battery_8hr_162 | caiso-deliverability | Borden_Storey_SSN | Reliability_Capacity_In_Model_Year | System RA | Southern_PGAE_Li_Battery_8hr_162 | 0.5 | 0.5 | 0.5 | 0.5 | 0.5 | 0.5 | 0.5 | 0.5 | 0.5 | 0.5 | 0.5 | 0.5 | 0.5 | 0.5 | 0.5 | 0.5 | 0.5 | 0.5 | 0.5 | 0.5 | 0.5 | 0.5 | 0.5 | 0.5 | 0.5 | 0.5 | 0.5 | 0.5 | 0.5 | 0.5 | 0.5
Southern_PGAE_Li_Battery_8hr_163 | caiso-deliverability | Borden_Storey_SSN | Reliability_Capacity_In_Model_Year | System RA | Southern_PGAE_Li_Battery_8hr_163 | 0.5 | 0.5 | 0.5 | 0.5 | 0.5 | 0.5 | 0.5 | 0.5 | 0.5 | 0.5 | 0.5 | 0.5 | 0.5 | 0.5 | 0.5 | 0.5 | 0.5 | 0.5 | 0.5 | 0.5 | 0.5 | 0.5 | 0.5 | 0.5 | 0.5 | 0.5 | 0.5 | 0.5 | 0.5 | 0.5 | 0.5
Southern_PGAE_Li_Battery_8hr_164 | caiso-deliverability | Borden_Storey_SSN | Reliability_Capacity_In_Model_Year | System RA | Southern_PGAE_Li_Battery_8hr_164 | 0.5 | 0.5 | 0.5 | 0.5 | 0.5 | 0.5 | 0.5 | 0.5 | 0.5 | 0.5 | 0.5 | 0.5 | 0.5 | 0.5 | 0.5 | 0.5 | 0.5 | 0.5 | 0.5 | 0.5 | 0.5 | 0.5 | 0.5 | 0.5 | 0.5 | 0.5 | 0.5 | 0.5 | 0.5 | 0.5 | 0.5
Southern_PGAE_Li_Battery_8hr_165 | caiso-deliverability | Borden_Storey_SSN | Reliability_Capacity_In_Model_Year | System RA | Southern_PGAE_Li_Battery_8hr_165 | 0.5 | 0.5 | 0.5 | 0.5 | 0.5 | 0.5 | 0.5 | 0.5 | 0.5 | 0.5 | 0.5 | 0.5 | 0.5 | 0.5 | 0.5 | 0.5 | 0.5 | 0.5 | 0.5 | 0.5 | 0.5 | 0.5 | 0.5 | 0.5 | 0.5 | 0.5 | 0.5 | 0.5 | 0.5 | 0.5 | 0.5
Northern_California_Li_Battery_8hr_166 | caiso-deliverability | Borden_Storey_SSN | Reliability_Capacity_In_Model_Year | System RA | Northern_California_Li_Battery_8hr_166 | 0.5 | 0.5 | 0.5 | 0.5 | 0.5 | 0.5 | 0.5 | 0.5 | 0.5 | 0.5 | 0.5 | 0.5 | 0.5 | 0.5 | 0.5 | 0.5 | 0.5 | 0.5 | 0.5 | 0.5 | 0.5 | 0.5 | 0.5 | 0.5 | 0.5 | 0.5 | 0.5 | 0.5 | 0.5 | 0.5 | 0.5
Southern_PGAE_Li_Battery_8hr_168 | caiso-deliverability | Borden_Storey_SSN | Reliability_Capacity_In_Model_Year | System RA | Southern_PGAE_Li_Battery_8hr_168 | 0.5 | 0.5 | 0.5 | 0.5 | 0.5 | 0.5 | 0.5 | 0.5 | 0.5 | 0.5 | 0.5 | 0.5 | 0.5 | 0.5 | 0.5 | 0.5 | 0.5 | 0.5 | 0.5 | 0.5 | 0.5 | 0.5 | 0.5 | 0.5 | 0.5 | 0.5 | 0.5 | 0.5 | 0.5 | 0.5 | 0.5
Southern_PGAE_Li_Battery_8hr_169 | caiso-deliverability | Borden_Storey_SSN | Reliability_Capacity_In_Model_Year | System RA | Southern_PGAE_Li_Battery_8hr_169 | 0.5 | 0.5 | 0.5 | 0.5 | 0.5 | 0.5 | 0.5 | 0.5 | 0.5 | 0.5 | 0.5 | 0.5 | 0.5 | 0.5 | 0.5 | 0.5 | 0.5 | 0.5 | 0.5 | 0.5 | 0.5 | 0.5 | 0.5 | 0.5 | 0.5 | 0.5 | 0.5 | 0.5 | 0.5 | 0.5 | 0.5
Southern_PGAE_Li_Battery_8hr_170 | caiso-deliverability | Borden_Storey_SSN | Reliability_Capacity_In_Model_Year | System RA | Southern_PGAE_Li_Battery_8hr_170 | 0.5 | 0.5 | 0.5 | 0.5 | 0.5 | 0.5 | 0.5 | 0.5 | 0.5 | 0.5 | 0.5 | 0.5 | 0.5 | 0.5 | 0.5 | 0.5 | 0.5 | 0.5 | 0.5 | 0.5 | 0.5 | 0.5 | 0.5 | 0.5 | 0.5 | 0.5 | 0.5 | 0.5 | 0.5 | 0.5 | 0.5
Southern_PGAE_Li_Battery_8hr_174 | caiso-deliverability | Borden_Storey_SSN | Reliability_Capacity_In_Model_Year | System RA | Southern_PGAE_Li_Battery_8hr_174 | 0.5 | 0.5 | 0.5 | 0.5 | 0.5 | 0.5 | 0.5 | 0.5 | 0.5 | 0.5 | 0.5 | 0.5 | 0.5 | 0.5 | 0.5 | 0.5 | 0.5 | 0.5 | 0.5 | 0.5 | 0.5 | 0.5 | 0.5 | 0.5 | 0.5 | 0.5 | 0.5 | 0.5 | 0.5 | 0.5 | 0.5
Southern_PGAE_Li_Battery_8hr_176 | caiso-deliverability | Borden_Storey_SSN | Reliability_Capacity_In_Model_Year | System RA | Southern_PGAE_Li_Battery_8hr_176 | 0.5 | 0.5 | 0.5 | 0.5 | 0.5 | 0.5 | 0.5 | 0.5 | 0.5 | 0.5 | 0.5 | 0.5 | 0.5 | 0.5 | 0.5 | 0.5 | 0.5 | 0.5 | 0.5 | 0.5 | 0.5 | 0.5 | 0.5 | 0.5 | 0.5 | 0.5 | 0.5 | 0.5 | 0.5 | 0.5 | 0.5
Central_Valley_North_Los_Banos_Wind_154 | caiso-deliverability | Borden_Storey_SSN | Reliability_Capacity_In_Model_Year | System RA | Central_Valley_North_Los_Banos_Wind_154 | 0.163 | 0.163 | 0.163 | 0.163 | 0.163 | 0.163 | 0.163 | 0.163 | 0.163 | 0.163 | 0.163 | 0.163 | 0.163 | 0.163 | 0.163 | 0.163 | 0.163 | 0.163 | 0.163 | 0.163 | 0.163 | 0.163 | 0.163 | 0.163 | 0.163 | 0.163 | 0.163 | 0.163 | 0.163 | 0.163 | 0.163
Central_Valley_North_Los_Banos_Wind_162 | caiso-deliverability | Borden_Storey_SSN | Reliability_Capacity_In_Model_Year | System RA | Central_Valley_North_Los_Banos_Wind_162 | 0.163 | 0.163 | 0.163 | 0.163 | 0.163 | 0.163 | 0.163 | 0.163 | 0.163 | 0.163 | 0.163 | 0.163 | 0.163 | 0.163 | 0.163 | 0.163 | 0.163 | 0.163 | 0.163 | 0.163 | 0.163 | 0.163 | 0.163 | 0.163 | 0.163 | 0.163 | 0.163 | 0.163 | 0.163 | 0.163 | 0.163
Northern_California_Solar_166 | caiso-deliverability | Borden_Storey_SSN | Reliability_Capacity_In_Model_Year | System RA | Northern_California_Solar_166 | 0.556 | 0.556 | 0.556 | 0.556 | 0.556 | 0.556 | 0.556 | 0.556 | 0.556 | 0.556 | 0.556 | 0.556 | 0.556 | 0.556 | 0.556 | 0.556 | 0.556 | 0.556 | 0.556 | 0.556 | 0.556 | 0.556 | 0.556 | 0.556 | 0.556 | 0.556 | 0.556 | 0.556 | 0.556 | 0.556 | 0.556
Southern_PGAE_Solar_93 | caiso-deliverability | Borden_Storey_SSN | Reliability_Capacity_In_Model_Year | System RA | Southern_PGAE_Solar_93 | 0.556 | 0.556 | 0.556 | 0.556 | 0.556 | 0.556 | 0.556 | 0.556 | 0.556 | 0.556 | 0.556 | 0.556 | 0.556 | 0.556 | 0.556 | 0.556 | 0.556 | 0.556 | 0.556 | 0.556 | 0.556 | 0.556 | 0.556 | 0.556 | 0.556 | 0.556 | 0.556 | 0.556 | 0.556 | 0.556 | 0.556
Southern_PGAE_Solar_117 | caiso-deliverability | Borden_Storey_SSN | Reliability_Capacity_In_Model_Year | System RA | Southern_PGAE_Solar_117 | 0.556 | 0.556 | 0.556 | 0.556 | 0.556 | 0.556 | 0.556 | 0.556 | 0.556 | 0.556 | 0.556 | 0.556 | 0.556 | 0.556 | 0.556 | 0.556 | 0.556 | 0.556 | 0.556 | 0.556 | 0.556 | 0.556 | 0.556 | 0.556 | 0.556 | 0.556 | 0.556 | 0.556 | 0.556 | 0.556 | 0.556
Southern_PGAE_Solar_140 | caiso-deliverability | Borden_Storey_SSN | Reliability_Capacity_In_Model_Year | System RA | Southern_PGAE_Solar_140 | 0.556 | 0.556 | 0.556 | 0.556 | 0.556 | 0.556 | 0.556 | 0.556 | 0.556 | 0.556 | 0.556 | 0.556 | 0.556 | 0.556 | 0.556 | 0.556 | 0.556 | 0.556 | 0.556 | 0.556 | 0.556 | 0.556 | 0.556 | 0.556 | 0.556 | 0.556 | 0.556 | 0.556 | 0.556 | 0.556 | 0.556
Southern_PGAE_Solar_151 | caiso-deliverability | Borden_Storey_SSN | Reliability_Capacity_In_Model_Year | System RA | Southern_PGAE_Solar_151 | 0.556 | 0.556 | 0.556 | 0.556 | 0.556 | 0.556 | 0.556 | 0.556 | 0.556 | 0.556 | 0.556 | 0.556 | 0.556 | 0.556 | 0.556 | 0.556 | 0.556 | 0.556 | 0.556 | 0.556 | 0.556 | 0.556 | 0.556 | 0.556 | 0.556 | 0.556 | 0.556 | 0.556 | 0.556 | 0.556 | 0.556
Southern_PGAE_Solar_154 | caiso-deliverability | Borden_Storey_SSN | Reliability_Capacity_In_Model_Year | System RA | Southern_PGAE_Solar_154 | 0.556 | 0.556 | 0.556 | 0.556 | 0.556 | 0.556 | 0.556 | 0.556 | 0.556 | 0.556 | 0.556 | 0.556 | 0.556 | 0.556 | 0.556 | 0.556 | 0.556 | 0.556 | 0.556 | 0.556 | 0.556 | 0.556 | 0.556 | 0.556 | 0.556 | 0.556 | 0.556 | 0.556 | 0.556 | 0.556 | 0.556
Southern_PGAE_Solar_161 | caiso-deliverability | Borden_Storey_SSN | Reliability_Capacity_In_Model_Year | System RA | Southern_PGAE_Solar_161 | 0.556 | 0.556 | 0.556 | 0.556 | 0.556 | 0.556 | 0.556 | 0.556 | 0.556 | 0.556 | 0.556 | 0.556 | 0.556 | 0.556 | 0.556 | 0.556 | 0.556 | 0.556 | 0.556 | 0.556 | 0.556 | 0.556 | 0.556 | 0.556 | 0.556 | 0.556 | 0.556 | 0.556 | 0.556 | 0.556 | 0.556
Southern_PGAE_Solar_162 | caiso-deliverability | Borden_Storey_SSN | Reliability_Capacity_In_Model_Year | System RA | Southern_PGAE_Solar_162 | 0.556 | 0.556 | 0.556 | 0.556 | 0.556 | 0.556 | 0.556 | 0.556 | 0.556 | 0.556 | 0.556 | 0.556 | 0.556 | 0.556 | 0.556 | 0.556 | 0.556 | 0.556 | 0.556 | 0.556 | 0.556 | 0.556 | 0.556 | 0.556 | 0.556 | 0.556 | 0.556 | 0.556 | 0.556 | 0.556 | 0.556
Southern_PGAE_Solar_163 | caiso-deliverability | Borden_Storey_SSN | Reliability_Capacity_In_Model_Year | System RA | Southern_PGAE_Solar_163 | 0.556 | 0.556 | 0.556 | 0.556 | 0.556 | 0.556 | 0.556 | 0.556 | 0.556 | 0.556 | 0.556 | 0.556 | 0.556 | 0.556 | 0.556 | 0.556 | 0.556 | 0.556 | 0.556 | 0.556 | 0.556 | 0.556 | 0.556 | 0.556 | 0.556 | 0.556 | 0.556 | 0.556 | 0.556 | 0.556 | 0.556
Southern_PGAE_Solar_164 | caiso-deliverability | Borden_Storey_SSN | Reliability_Capacity_In_Model_Year | System RA | Southern_PGAE_Solar_164 | 0.556 | 0.556 | 0.556 | 0.556 | 0.556 | 0.556 | 0.556 | 0.556 | 0.556 | 0.556 | 0.556 | 0.556 | 0.556 | 0.556 | 0.556 | 0.556 | 0.556 | 0.556 | 0.556 | 0.556 | 0.556 | 0.556 | 0.556 | 0.556 | 0.556 | 0.556 | 0.556 | 0.556 | 0.556 | 0.556 | 0.556
Southern_PGAE_Solar_165 | caiso-deliverability | Borden_Storey_SSN | Reliability_Capacity_In_Model_Year | System RA | Southern_PGAE_Solar_165 | 0.556 | 0.556 | 0.556 | 0.556 | 0.556 | 0.556 | 0.556 | 0.556 | 0.556 | 0.556 | 0.556 | 0.556 | 0.556 | 0.556 | 0.556 | 0.556 | 0.556 | 0.556 | 0.556 | 0.556 | 0.556 | 0.556 | 0.556 | 0.556 | 0.556 | 0.556 | 0.556 | 0.556 | 0.556 | 0.556 | 0.556
Southern_PGAE_Solar_168 | caiso-deliverability | Borden_Storey_SSN | Reliability_Capacity_In_Model_Year | System RA | Southern_PGAE_Solar_168 | 0.556 | 0.556 | 0.556 | 0.556 | 0.556 | 0.556 | 0.556 | 0.556 | 0.556 | 0.556 | 0.556 | 0.556 | 0.556 | 0.556 | 0.556 | 0.556 | 0.556 | 0.556 | 0.556 | 0.556 | 0.556 | 0.556 | 0.556 | 0.556 | 0.556 | 0.556 | 0.556 | 0.556 | 0.556 | 0.556 | 0.556
Southern_PGAE_Solar_169 | caiso-deliverability | Borden_Storey_SSN | Reliability_Capacity_In_Model_Year | System RA | Southern_PGAE_Solar_169 | 0.556 | 0.556 | 0.556 | 0.556 | 0.556 | 0.556 | 0.556 | 0.556 | 0.556 | 0.556 | 0.556 | 0.556 | 0.556 | 0.556 | 0.556 | 0.556 | 0.556 | 0.556 | 0.556 | 0.556 | 0.556 | 0.556 | 0.556 | 0.556 | 0.556 | 0.556 | 0.556 | 0.556 | 0.556 | 0.556 | 0.556
Southern_PGAE_Solar_170 | caiso-deliverability | Borden_Storey_SSN | Reliability_Capacity_In_Model_Year | System RA | Southern_PGAE_Solar_170 | 0.556 | 0.556 | 0.556 | 0.556 | 0.556 | 0.556 | 0.556 | 0.556 | 0.556 | 0.556 | 0.556 | 0.556 | 0.556 | 0.556 | 0.556 | 0.556 | 0.556 | 0.556 | 0.556 | 0.556 | 0.556 | 0.556 | 0.556 | 0.556 | 0.556 | 0.556 | 0.556 | 0.556 | 0.556 | 0.556 | 0.556
Southern_PGAE_Solar_174 | caiso-deliverability | Borden_Storey_SSN | Reliability_Capacity_In_Model_Year | System RA | Southern_PGAE_Solar_174 | 0.556 | 0.556 | 0.556 | 0.556 | 0.556 | 0.556 | 0.556 | 0.556 | 0.556 | 0.556 | 0.556 | 0.556 | 0.556 | 0.556 | 0.556 | 0.556 | 0.556 | 0.556 | 0.556 | 0.556 | 0.556 | 0.556 | 0.556 | 0.556 | 0.556 | 0.556 | 0.556 | 0.556 | 0.556 | 0.556 | 0.556
Southern_PGAE_Solar_176 | caiso-deliverability | Borden_Storey_SSN | Reliability_Capacity_In_Model_Year | System RA | Southern_PGAE_Solar_176 | 0.556 | 0.556 | 0.556 | 0.556 | 0.556 | 0.556 | 0.556 | 0.556 | 0.556 | 0.556 | 0.556 | 0.556 | 0.556 | 0.556 | 0.556 | 0.556 | 0.556 | 0.556 | 0.556 | 0.556 | 0.556 | 0.556 | 0.556 | 0.556 | 0.556 | 0.556 | 0.556 | 0.556 | 0.556 | 0.556 | 0.556
Borden_Storey_group | caiso-deliverability | Borden_Storey_SSN | Operational_New_Capacity_MW | Borden_Storey_group |  | -1 | -1 | -1 | -1 | -1 | -1 | -1 | -1 | -1 | -1 | -1 | -1 | -1 | -1 | -1 | -1 | -1 | -1 | -1 | -1 | -1 | -1 | -1 | -1 | -1 | -1 | -1 | -1 | -1 | -1 | -1
Greater_Kramer_Flow_Battery_103 | caiso-deliverability | Calcite_Lugo_HSN | Reliability_Capacity_In_Model_Year | System RA | Greater_Kramer_Flow_Battery_103 | 1 | 1 | 1 | 1 | 1 | 1 | 1 | 1 | 1 | 1 | 1 | 1 | 1 | 1 | 1 | 1 | 1 | 1 | 1 | 1 | 1 | 1 | 1 | 1 | 1 | 1 | 1 | 1 | 1 | 1 | 1
Greater_Kramer_Li_Battery_4hr_103 | caiso-deliverability | Calcite_Lugo_HSN | Reliability_Capacity_In_Model_Year | System RA | Greater_Kramer_Li_Battery_4hr_103 | 1 | 1 | 1 | 1 | 1 | 1 | 1 | 1 | 1 | 1 | 1 | 1 | 1 | 1 | 1 | 1 | 1 | 1 | 1 | 1 | 1 | 1 | 1 | 1 | 1 | 1 | 1 | 1 | 1 | 1 | 1
Greater_Kramer_Li_Battery_8hr_103 | caiso-deliverability | Calcite_Lugo_HSN | Reliability_Capacity_In_Model_Year | System RA | Greater_Kramer_Li_Battery_8hr_103 | 1 | 1 | 1 | 1 | 1 | 1 | 1 | 1 | 1 | 1 | 1 | 1 | 1 | 1 | 1 | 1 | 1 | 1 | 1 | 1 | 1 | 1 | 1 | 1 | 1 | 1 | 1 | 1 | 1 | 1 | 1
Greater_Kramer_Solar_103 | caiso-deliverability | Calcite_Lugo_HSN | Reliability_Capacity_In_Model_Year | System RA | Greater_Kramer_Solar_103 | 0.106 | 0.106 | 0.106 | 0.106 | 0.106 | 0.106 | 0.106 | 0.106 | 0.106 | 0.106 | 0.106 | 0.106 | 0.106 | 0.106 | 0.106 | 0.106 | 0.106 | 0.106 | 0.106 | 0.106 | 0.106 | 0.106 | 0.106 | 0.106 | 0.106 | 0.106 | 0.106 | 0.106 | 0.106 | 0.106 | 0.106
Calcite_Lugo_group | caiso-deliverability | Calcite_Lugo_HSN | Operational_New_Capacity_MW | Calcite_Lugo_group |  | -1 | -1 | -1 | -1 | -1 | -1 | -1 | -1 | -1 | -1 | -1 | -1 | -1 | -1 | -1 | -1 | -1 | -1 | -1 | -1 | -1 | -1 | -1 | -1 | -1 | -1 | -1 | -1 | -1 | -1 | -1
Greater_Kramer_Flow_Battery_103 | caiso-deliverability | Calcite_Lugo_offpeak | Operational_New_Capacity_MW | Greater_Kramer_Flow_Battery_103 |  | -1 | -1 | -1 | -1 | -1 | -1 | -1 | -1 | -1 | -1 | -1 | -1 | -1 | -1 | -1 | -1 | -1 | -1 | -1 | -1 | -1 | -1 | -1 | -1 | -1 | -1 | -1 | -1 | -1 | -1 | -1
Greater_Kramer_Li_Battery_4hr_103 | caiso-deliverability | Calcite_Lugo_offpeak | Operational_New_Capacity_MW | Greater_Kramer_Li_Battery_4hr_103 |  | -1 | -1 | -1 | -1 | -1 | -1 | -1 | -1 | -1 | -1 | -1 | -1 | -1 | -1 | -1 | -1 | -1 | -1 | -1 | -1 | -1 | -1 | -1 | -1 | -1 | -1 | -1 | -1 | -1 | -1 | -1
Greater_Kramer_Li_Battery_8hr_103 | caiso-deliverability | Calcite_Lugo_offpeak | Operational_New_Capacity_MW | Greater_Kramer_Li_Battery_8hr_103 |  | -1 | -1 | -1 | -1 | -1 | -1 | -1 | -1 | -1 | -1 | -1 | -1 | -1 | -1 | -1 | -1 | -1 | -1 | -1 | -1 | -1 | -1 | -1 | -1 | -1 | -1 | -1 | -1 | -1 | -1 | -1
Greater_Kramer_Solar_103 | caiso-deliverability | Calcite_Lugo_offpeak | Operational_New_Capacity_MW | Greater_Kramer_Solar_103 |  | 0.77 | 0.77 | 0.77 | 0.77 | 0.77 | 0.77 | 0.77 | 0.77 | 0.77 | 0.77 | 0.77 | 0.77 | 0.77 | 0.77 | 0.77 | 0.77 | 0.77 | 0.77 | 0.77 | 0.77 | 0.77 | 0.77 | 0.77 | 0.77 | 0.77 | 0.77 | 0.77 | 0.77 | 0.77 | 0.77 | 0.77
Calcite_Lugo_group | caiso-deliverability | Calcite_Lugo_offpeak | Operational_New_Capacity_MW | Calcite_Lugo_group |  | -1 | -1 | -1 | -1 | -1 | -1 | -1 | -1 | -1 | -1 | -1 | -1 | -1 | -1 | -1 | -1 | -1 | -1 | -1 | -1 | -1 | -1 | -1 | -1 | -1 | -1 | -1 | -1 | -1 | -1 | -1
Greater_Kramer_Flow_Battery_103 | caiso-deliverability | Calcite_Lugo_SSN | Reliability_Capacity_In_Model_Year | System RA | Greater_Kramer_Flow_Battery_103 | 0.5 | 0.5 | 0.5 | 0.5 | 0.5 | 0.5 | 0.5 | 0.5 | 0.5 | 0.5 | 0.5 | 0.5 | 0.5 | 0.5 | 0.5 | 0.5 | 0.5 | 0.5 | 0.5 | 0.5 | 0.5 | 0.5 | 0.5 | 0.5 | 0.5 | 0.5 | 0.5 | 0.5 | 0.5 | 0.5 | 0.5
Greater_Kramer_Li_Battery_4hr_103 | caiso-deliverability | Calcite_Lugo_SSN | Reliability_Capacity_In_Model_Year | System RA | Greater_Kramer_Li_Battery_4hr_103 | 0.5 | 0.5 | 0.5 | 0.5 | 0.5 | 0.5 | 0.5 | 0.5 | 0.5 | 0.5 | 0.5 | 0.5 | 0.5 | 0.5 | 0.5 | 0.5 | 0.5 | 0.5 | 0.5 | 0.5 | 0.5 | 0.5 | 0.5 | 0.5 | 0.5 | 0.5 | 0.5 | 0.5 | 0.5 | 0.5 | 0.5
Greater_Kramer_Li_Battery_8hr_103 | caiso-deliverability | Calcite_Lugo_SSN | Reliability_Capacity_In_Model_Year | System RA | Greater_Kramer_Li_Battery_8hr_103 | 0.5 | 0.5 | 0.5 | 0.5 | 0.5 | 0.5 | 0.5 | 0.5 | 0.5 | 0.5 | 0.5 | 0.5 | 0.5 | 0.5 | 0.5 | 0.5 | 0.5 | 0.5 | 0.5 | 0.5 | 0.5 | 0.5 | 0.5 | 0.5 | 0.5 | 0.5 | 0.5 | 0.5 | 0.5 | 0.5 | 0.5
Greater_Kramer_Solar_103 | caiso-deliverability | Calcite_Lugo_SSN | Reliability_Capacity_In_Model_Year | System RA | Greater_Kramer_Solar_103 | 0.427 | 0.427 | 0.427 | 0.427 | 0.427 | 0.427 | 0.427 | 0.427 | 0.427 | 0.427 | 0.427 | 0.427 | 0.427 | 0.427 | 0.427 | 0.427 | 0.427 | 0.427 | 0.427 | 0.427 | 0.427 | 0.427 | 0.427 | 0.427 | 0.427 | 0.427 | 0.427 | 0.427 | 0.427 | 0.427 | 0.427
Calcite_Lugo_group | caiso-deliverability | Calcite_Lugo_SSN | Operational_New_Capacity_MW | Calcite_Lugo_group |  | -1 | -1 | -1 | -1 | -1 | -1 | -1 | -1 | -1 | -1 | -1 | -1 | -1 | -1 | -1 | -1 | -1 | -1 | -1 | -1 | -1 | -1 | -1 | -1 | -1 | -1 | -1 | -1 | -1 | -1 | -1
Cape_Mendocino_Offshore_Wind_Asset | caiso-deliverability | Cape_Mendocino_Offshore_Line_HSN | Reliability_Capacity_In_Model_Year | System RA | Cape_Mendocino_Offshore_Wind_Asset | 1 | 1 | 1 | 1 | 1 | 1 | 1 | 1 | 1 | 1 | 1 | 1 | 1 | 1 | 1 | 1 | 1 | 1 | 1 | 1 | 1 | 1 | 1 | 1 | 1 | 1 | 1 | 1 | 1 | 1 | 1
Cape_Mendocino_Offshore_Line_group | caiso-deliverability | Cape_Mendocino_Offshore_Line_HSN | Operational_New_Capacity_MW | Cape_Mendocino_Offshore_Line_group |  | -1 | -1 | -1 | -1 | -1 | -1 | -1 | -1 | -1 | -1 | -1 | -1 | -1 | -1 | -1 | -1 | -1 | -1 | -1 | -1 | -1 | -1 | -1 | -1 | -1 | -1 | -1 | -1 | -1 | -1 | -1
Cape_Mendocino_Offshore_Wind_Asset | caiso-deliverability | Cape_Mendocino_Offshore_Line_offpeak | Operational_New_Capacity_MW | Cape_Mendocino_Offshore_Wind_Asset |  | 1 | 1 | 1 | 1 | 1 | 1 | 1 | 1 | 1 | 1 | 1 | 1 | 1 | 1 | 1 | 1 | 1 | 1 | 1 | 1 | 1 | 1 | 1 | 1 | 1 | 1 | 1 | 1 | 1 | 1 | 1
Cape_Mendocino_Offshore_Line_group | caiso-deliverability | Cape_Mendocino_Offshore_Line_offpeak | Operational_New_Capacity_MW | Cape_Mendocino_Offshore_Line_group |  | -1 | -1 | -1 | -1 | -1 | -1 | -1 | -1 | -1 | -1 | -1 | -1 | -1 | -1 | -1 | -1 | -1 | -1 | -1 | -1 | -1 | -1 | -1 | -1 | -1 | -1 | -1 | -1 | -1 | -1 | -1
Cape_Mendocino_Offshore_Wind_Asset | caiso-deliverability | Cape_Mendocino_Offshore_Line_SSN | Reliability_Capacity_In_Model_Year | System RA | Cape_Mendocino_Offshore_Wind_Asset | 0.51 | 0.51 | 0.51 | 0.51 | 0.51 | 0.51 | 0.51 | 0.51 | 0.51 | 0.51 | 0.51 | 0.51 | 0.51 | 0.51 | 0.51 | 0.51 | 0.51 | 0.51 | 0.51 | 0.51 | 0.51 | 0.51 | 0.51 | 0.51 | 0.51 | 0.51 | 0.51 | 0.51 | 0.51 | 0.51 | 0.51
Cape_Mendocino_Offshore_Line_group | caiso-deliverability | Cape_Mendocino_Offshore_Line_SSN | Operational_New_Capacity_MW | Cape_Mendocino_Offshore_Line_group |  | -1 | -1 | -1 | -1 | -1 | -1 | -1 | -1 | -1 | -1 | -1 | -1 | -1 | -1 | -1 | -1 | -1 | -1 | -1 | -1 | -1 | -1 | -1 | -1 | -1 | -1 | -1 | -1 | -1 | -1 | -1
Riverside_Flow_Battery_129 | caiso-deliverability | Capistrano_San_Onofre_HSN | Reliability_Capacity_In_Model_Year | System RA | Riverside_Flow_Battery_129 | 1 | 1 | 1 | 1 | 1 | 1 | 1 | 1 | 1 | 1 | 1 | 1 | 1 | 1 | 1 | 1 | 1 | 1 | 1 | 1 | 1 | 1 | 1 | 1 | 1 | 1 | 1 | 1 | 1 | 1 | 1
Riverside_Li_Battery_4hr_129 | caiso-deliverability | Capistrano_San_Onofre_HSN | Reliability_Capacity_In_Model_Year | System RA | Riverside_Li_Battery_4hr_129 | 1 | 1 | 1 | 1 | 1 | 1 | 1 | 1 | 1 | 1 | 1 | 1 | 1 | 1 | 1 | 1 | 1 | 1 | 1 | 1 | 1 | 1 | 1 | 1 | 1 | 1 | 1 | 1 | 1 | 1 | 1
Riverside_Li_Battery_8hr_129 | caiso-deliverability | Capistrano_San_Onofre_HSN | Reliability_Capacity_In_Model_Year | System RA | Riverside_Li_Battery_8hr_129 | 1 | 1 | 1 | 1 | 1 | 1 | 1 | 1 | 1 | 1 | 1 | 1 | 1 | 1 | 1 | 1 | 1 | 1 | 1 | 1 | 1 | 1 | 1 | 1 | 1 | 1 | 1 | 1 | 1 | 1 | 1
Riverside_Solar_129 | caiso-deliverability | Capistrano_San_Onofre_HSN | Reliability_Capacity_In_Model_Year | System RA | Riverside_Solar_129 | 0.106 | 0.106 | 0.106 | 0.106 | 0.106 | 0.106 | 0.106 | 0.106 | 0.106 | 0.106 | 0.106 | 0.106 | 0.106 | 0.106 | 0.106 | 0.106 | 0.106 | 0.106 | 0.106 | 0.106 | 0.106 | 0.106 | 0.106 | 0.106 | 0.106 | 0.106 | 0.106 | 0.106 | 0.106 | 0.106 | 0.106
Capistrano_San_Onofre_group | caiso-deliverability | Capistrano_San_Onofre_HSN | Operational_New_Capacity_MW | Capistrano_San_Onofre_group |  | -1 | -1 | -1 | -1 | -1 | -1 | -1 | -1 | -1 | -1 | -1 | -1 | -1 | -1 | -1 | -1 | -1 | -1 | -1 | -1 | -1 | -1 | -1 | -1 | -1 | -1 | -1 | -1 | -1 | -1 | -1
Riverside_Flow_Battery_129 | caiso-deliverability | Capistrano_San_Onofre_offpeak | Operational_New_Capacity_MW | Riverside_Flow_Battery_129 |  | -1 | -1 | -1 | -1 | -1 | -1 | -1 | -1 | -1 | -1 | -1 | -1 | -1 | -1 | -1 | -1 | -1 | -1 | -1 | -1 | -1 | -1 | -1 | -1 | -1 | -1 | -1 | -1 | -1 | -1 | -1
Riverside_Li_Battery_4hr_129 | caiso-deliverability | Capistrano_San_Onofre_offpeak | Operational_New_Capacity_MW | Riverside_Li_Battery_4hr_129 |  | -1 | -1 | -1 | -1 | -1 | -1 | -1 | -1 | -1 | -1 | -1 | -1 | -1 | -1 | -1 | -1 | -1 | -1 | -1 | -1 | -1 | -1 | -1 | -1 | -1 | -1 | -1 | -1 | -1 | -1 | -1
Riverside_Li_Battery_8hr_129 | caiso-deliverability | Capistrano_San_Onofre_offpeak | Operational_New_Capacity_MW | Riverside_Li_Battery_8hr_129 |  | -1 | -1 | -1 | -1 | -1 | -1 | -1 | -1 | -1 | -1 | -1 | -1 | -1 | -1 | -1 | -1 | -1 | -1 | -1 | -1 | -1 | -1 | -1 | -1 | -1 | -1 | -1 | -1 | -1 | -1 | -1
Riverside_Solar_129 | caiso-deliverability | Capistrano_San_Onofre_offpeak | Operational_New_Capacity_MW | Riverside_Solar_129 |  | 0.77 | 0.77 | 0.77 | 0.77 | 0.77 | 0.77 | 0.77 | 0.77 | 0.77 | 0.77 | 0.77 | 0.77 | 0.77 | 0.77 | 0.77 | 0.77 | 0.77 | 0.77 | 0.77 | 0.77 | 0.77 | 0.77 | 0.77 | 0.77 | 0.77 | 0.77 | 0.77 | 0.77 | 0.77 | 0.77 | 0.77
Capistrano_San_Onofre_group | caiso-deliverability | Capistrano_San_Onofre_offpeak | Operational_New_Capacity_MW | Capistrano_San_Onofre_group |  | -1 | -1 | -1 | -1 | -1 | -1 | -1 | -1 | -1 | -1 | -1 | -1 | -1 | -1 | -1 | -1 | -1 | -1 | -1 | -1 | -1 | -1 | -1 | -1 | -1 | -1 | -1 | -1 | -1 | -1 | -1
Riverside_Flow_Battery_129 | caiso-deliverability | Capistrano_San_Onofre_SSN | Reliability_Capacity_In_Model_Year | System RA | Riverside_Flow_Battery_129 | 0.5 | 0.5 | 0.5 | 0.5 | 0.5 | 0.5 | 0.5 | 0.5 | 0.5 | 0.5 | 0.5 | 0.5 | 0.5 | 0.5 | 0.5 | 0.5 | 0.5 | 0.5 | 0.5 | 0.5 | 0.5 | 0.5 | 0.5 | 0.5 | 0.5 | 0.5 | 0.5 | 0.5 | 0.5 | 0.5 | 0.5
Riverside_Li_Battery_4hr_129 | caiso-deliverability | Capistrano_San_Onofre_SSN | Reliability_Capacity_In_Model_Year | System RA | Riverside_Li_Battery_4hr_129 | 0.5 | 0.5 | 0.5 | 0.5 | 0.5 | 0.5 | 0.5 | 0.5 | 0.5 | 0.5 | 0.5 | 0.5 | 0.5 | 0.5 | 0.5 | 0.5 | 0.5 | 0.5 | 0.5 | 0.5 | 0.5 | 0.5 | 0.5 | 0.5 | 0.5 | 0.5 | 0.5 | 0.5 | 0.5 | 0.5 | 0.5
Riverside_Li_Battery_8hr_129 | caiso-deliverability | Capistrano_San_Onofre_SSN | Reliability_Capacity_In_Model_Year | System RA | Riverside_Li_Battery_8hr_129 | 0.5 | 0.5 | 0.5 | 0.5 | 0.5 | 0.5 | 0.5 | 0.5 | 0.5 | 0.5 | 0.5 | 0.5 | 0.5 | 0.5 | 0.5 | 0.5 | 0.5 | 0.5 | 0.5 | 0.5 | 0.5 | 0.5 | 0.5 | 0.5 | 0.5 | 0.5 | 0.5 | 0.5 | 0.5 | 0.5 | 0.5
Riverside_Solar_129 | caiso-deliverability | Capistrano_San_Onofre_SSN | Reliability_Capacity_In_Model_Year | System RA | Riverside_Solar_129 | 0.427 | 0.427 | 0.427 | 0.427 | 0.427 | 0.427 | 0.427 | 0.427 | 0.427 | 0.427 | 0.427 | 0.427 | 0.427 | 0.427 | 0.427 | 0.427 | 0.427 | 0.427 | 0.427 | 0.427 | 0.427 | 0.427 | 0.427 | 0.427 | 0.427 | 0.427 | 0.427 | 0.427 | 0.427 | 0.427 | 0.427
Capistrano_San_Onofre_group | caiso-deliverability | Capistrano_San_Onofre_SSN | Operational_New_Capacity_MW | Capistrano_San_Onofre_group |  | -1 | -1 | -1 | -1 | -1 | -1 | -1 | -1 | -1 | -1 | -1 | -1 | -1 | -1 | -1 | -1 | -1 | -1 | -1 | -1 | -1 | -1 | -1 | -1 | -1 | -1 | -1 | -1 | -1 | -1 | -1
Northern_California_Flow_Battery_38 | caiso-deliverability | Carberry_Round_Mt_HSN | Reliability_Capacity_In_Model_Year | System RA | Northern_California_Flow_Battery_38 | 1 | 1 | 1 | 1 | 1 | 1 | 1 | 1 | 1 | 1 | 1 | 1 | 1 | 1 | 1 | 1 | 1 | 1 | 1 | 1 | 1 | 1 | 1 | 1 | 1 | 1 | 1 | 1 | 1 | 1 | 1
Northern_California_Li_Battery_4hr_38 | caiso-deliverability | Carberry_Round_Mt_HSN | Reliability_Capacity_In_Model_Year | System RA | Northern_California_Li_Battery_4hr_38 | 1 | 1 | 1 | 1 | 1 | 1 | 1 | 1 | 1 | 1 | 1 | 1 | 1 | 1 | 1 | 1 | 1 | 1 | 1 | 1 | 1 | 1 | 1 | 1 | 1 | 1 | 1 | 1 | 1 | 1 | 1
Northern_California_Li_Battery_8hr_38 | caiso-deliverability | Carberry_Round_Mt_HSN | Reliability_Capacity_In_Model_Year | System RA | Northern_California_Li_Battery_8hr_38 | 1 | 1 | 1 | 1 | 1 | 1 | 1 | 1 | 1 | 1 | 1 | 1 | 1 | 1 | 1 | 1 | 1 | 1 | 1 | 1 | 1 | 1 | 1 | 1 | 1 | 1 | 1 | 1 | 1 | 1 | 1
Northern_California_Solar_38 | caiso-deliverability | Carberry_Round_Mt_HSN | Reliability_Capacity_In_Model_Year | System RA | Northern_California_Solar_38 | 0.1 | 0.1 | 0.1 | 0.1 | 0.1 | 0.1 | 0.1 | 0.1 | 0.1 | 0.1 | 0.1 | 0.1 | 0.1 | 0.1 | 0.1 | 0.1 | 0.1 | 0.1 | 0.1 | 0.1 | 0.1 | 0.1 | 0.1 | 0.1 | 0.1 | 0.1 | 0.1 | 0.1 | 0.1 | 0.1 | 0.1
Carberry_Round_Mt_group | caiso-deliverability | Carberry_Round_Mt_HSN | Operational_New_Capacity_MW | Carberry_Round_Mt_group |  | -1 | -1 | -1 | -1 | -1 | -1 | -1 | -1 | -1 | -1 | -1 | -1 | -1 | -1 | -1 | -1 | -1 | -1 | -1 | -1 | -1 | -1 | -1 | -1 | -1 | -1 | -1 | -1 | -1 | -1 | -1
Northern_California_Flow_Battery_38 | caiso-deliverability | Carberry_Round_Mt_offpeak | Operational_New_Capacity_MW | Northern_California_Flow_Battery_38 |  | -1 | -1 | -1 | -1 | -1 | -1 | -1 | -1 | -1 | -1 | -1 | -1 | -1 | -1 | -1 | -1 | -1 | -1 | -1 | -1 | -1 | -1 | -1 | -1 | -1 | -1 | -1 | -1 | -1 | -1 | -1
Northern_California_Li_Battery_4hr_38 | caiso-deliverability | Carberry_Round_Mt_offpeak | Operational_New_Capacity_MW | Northern_California_Li_Battery_4hr_38 |  | -1 | -1 | -1 | -1 | -1 | -1 | -1 | -1 | -1 | -1 | -1 | -1 | -1 | -1 | -1 | -1 | -1 | -1 | -1 | -1 | -1 | -1 | -1 | -1 | -1 | -1 | -1 | -1 | -1 | -1 | -1
Northern_California_Li_Battery_8hr_38 | caiso-deliverability | Carberry_Round_Mt_offpeak | Operational_New_Capacity_MW | Northern_California_Li_Battery_8hr_38 |  | -1 | -1 | -1 | -1 | -1 | -1 | -1 | -1 | -1 | -1 | -1 | -1 | -1 | -1 | -1 | -1 | -1 | -1 | -1 | -1 | -1 | -1 | -1 | -1 | -1 | -1 | -1 | -1 | -1 | -1 | -1
Northern_California_Solar_38 | caiso-deliverability | Carberry_Round_Mt_offpeak | Operational_New_Capacity_MW | Northern_California_Solar_38 |  | 0.68 | 0.68 | 0.68 | 0.68 | 0.68 | 0.68 | 0.68 | 0.68 | 0.68 | 0.68 | 0.68 | 0.68 | 0.68 | 0.68 | 0.68 | 0.68 | 0.68 | 0.68 | 0.68 | 0.68 | 0.68 | 0.68 | 0.68 | 0.68 | 0.68 | 0.68 | 0.68 | 0.68 | 0.68 | 0.68 | 0.68
Carberry_Round_Mt_group | caiso-deliverability | Carberry_Round_Mt_offpeak | Operational_New_Capacity_MW | Carberry_Round_Mt_group |  | -0.96154 | -0.96154 | -0.96154 | -0.96154 | -0.96154 | -0.96154 | -0.96154 | -0.96154 | -0.96154 | -0.96154 | -0.96154 | -0.96154 | -0.96154 | -0.96154 | -0.96154 | -0.96154 | -0.96154 | -0.96154 | -0.96154 | -0.96154 | -0.96154 | -0.96154 | -0.96154 | -0.96154 | -0.96154 | -0.96154 | -0.96154 | -0.96154 | -0.96154 | -0.96154 | -0.96154
Northern_California_Flow_Battery_38 | caiso-deliverability | Carberry_Round_Mt_SSN | Reliability_Capacity_In_Model_Year | System RA | Northern_California_Flow_Battery_38 | 0.5 | 0.5 | 0.5 | 0.5 | 0.5 | 0.5 | 0.5 | 0.5 | 0.5 | 0.5 | 0.5 | 0.5 | 0.5 | 0.5 | 0.5 | 0.5 | 0.5 | 0.5 | 0.5 | 0.5 | 0.5 | 0.5 | 0.5 | 0.5 | 0.5 | 0.5 | 0.5 | 0.5 | 0.5 | 0.5 | 0.5
Northern_California_Li_Battery_4hr_38 | caiso-deliverability | Carberry_Round_Mt_SSN | Reliability_Capacity_In_Model_Year | System RA | Northern_California_Li_Battery_4hr_38 | 0.5 | 0.5 | 0.5 | 0.5 | 0.5 | 0.5 | 0.5 | 0.5 | 0.5 | 0.5 | 0.5 | 0.5 | 0.5 | 0.5 | 0.5 | 0.5 | 0.5 | 0.5 | 0.5 | 0.5 | 0.5 | 0.5 | 0.5 | 0.5 | 0.5 | 0.5 | 0.5 | 0.5 | 0.5 | 0.5 | 0.5
Northern_California_Li_Battery_8hr_38 | caiso-deliverability | Carberry_Round_Mt_SSN | Reliability_Capacity_In_Model_Year | System RA | Northern_California_Li_Battery_8hr_38 | 0.5 | 0.5 | 0.5 | 0.5 | 0.5 | 0.5 | 0.5 | 0.5 | 0.5 | 0.5 | 0.5 | 0.5 | 0.5 | 0.5 | 0.5 | 0.5 | 0.5 | 0.5 | 0.5 | 0.5 | 0.5 | 0.5 | 0.5 | 0.5 | 0.5 | 0.5 | 0.5 | 0.5 | 0.5 | 0.5 | 0.5
Northern_California_Solar_38 | caiso-deliverability | Carberry_Round_Mt_SSN | Reliability_Capacity_In_Model_Year | System RA | Northern_California_Solar_38 | 0.556 | 0.556 | 0.556 | 0.556 | 0.556 | 0.556 | 0.556 | 0.556 | 0.556 | 0.556 | 0.556 | 0.556 | 0.556 | 0.556 | 0.556 | 0.556 | 0.556 | 0.556 | 0.556 | 0.556 | 0.556 | 0.556 | 0.556 | 0.556 | 0.556 | 0.556 | 0.556 | 0.556 | 0.556 | 0.556 | 0.556
Carberry_Round_Mt_group | caiso-deliverability | Carberry_Round_Mt_SSN | Operational_New_Capacity_MW | Carberry_Round_Mt_group |  | -1 | -1 | -1 | -1 | -1 | -1 | -1 | -1 | -1 | -1 | -1 | -1 | -1 | -1 | -1 | -1 | -1 | -1 | -1 | -1 | -1 | -1 | -1 | -1 | -1 | -1 | -1 | -1 | -1 | -1 | -1
San_Diego_Pumped_Storage_119 | caiso-deliverability | Chicarita_138_HSN | Reliability_Capacity_In_Model_Year | System RA | San_Diego_Pumped_Storage_119 | 1 | 1 | 1 | 1 | 1 | 1 | 1 | 1 | 1 | 1 | 1 | 1 | 1 | 1 | 1 | 1 | 1 | 1 | 1 | 1 | 1 | 1 | 1 | 1 | 1 | 1 | 1 | 1 | 1 | 1 | 1
Chicarita_138_group | caiso-deliverability | Chicarita_138_HSN | Operational_New_Capacity_MW | Chicarita_138_group |  | -1 | -1 | -1 | -1 | -1 | -1 | -1 | -1 | -1 | -1 | -1 | -1 | -1 | -1 | -1 | -1 | -1 | -1 | -1 | -1 | -1 | -1 | -1 | -1 | -1 | -1 | -1 | -1 | -1 | -1 | -1
San_Diego_Pumped_Storage_119 | caiso-deliverability | Chicarita_138_offpeak | Operational_New_Capacity_MW | San_Diego_Pumped_Storage_119 |  | -1 | -1 | -1 | -1 | -1 | -1 | -1 | -1 | -1 | -1 | -1 | -1 | -1 | -1 | -1 | -1 | -1 | -1 | -1 | -1 | -1 | -1 | -1 | -1 | -1 | -1 | -1 | -1 | -1 | -1 | -1
Chicarita_138_group | caiso-deliverability | Chicarita_138_offpeak | Operational_New_Capacity_MW | Chicarita_138_group |  | -1 | -1 | -1 | -1 | -1 | -1 | -1 | -1 | -1 | -1 | -1 | -1 | -1 | -1 | -1 | -1 | -1 | -1 | -1 | -1 | -1 | -1 | -1 | -1 | -1 | -1 | -1 | -1 | -1 | -1 | -1
San_Diego_Pumped_Storage_119 | caiso-deliverability | Chicarita_138_SSN | Reliability_Capacity_In_Model_Year | System RA | San_Diego_Pumped_Storage_119 | 0.5 | 0.5 | 0.5 | 0.5 | 0.5 | 0.5 | 0.5 | 0.5 | 0.5 | 0.5 | 0.5 | 0.5 | 0.5 | 0.5 | 0.5 | 0.5 | 0.5 | 0.5 | 0.5 | 0.5 | 0.5 | 0.5 | 0.5 | 0.5 | 0.5 | 0.5 | 0.5 | 0.5 | 0.5 | 0.5 | 0.5
Chicarita_138_group | caiso-deliverability | Chicarita_138_SSN | Operational_New_Capacity_MW | Chicarita_138_group |  | -1 | -1 | -1 | -1 | -1 | -1 | -1 | -1 | -1 | -1 | -1 | -1 | -1 | -1 | -1 | -1 | -1 | -1 | -1 | -1 | -1 | -1 | -1 | -1 | -1 | -1 | -1 | -1 | -1 | -1 | -1
Southern_PGAE_Flow_Battery_140 | caiso-deliverability | Chowchilla_Le_Grand_HSN | Reliability_Capacity_In_Model_Year | System RA | Southern_PGAE_Flow_Battery_140 | 1 | 1 | 1 | 1 | 1 | 1 | 1 | 1 | 1 | 1 | 1 | 1 | 1 | 1 | 1 | 1 | 1 | 1 | 1 | 1 | 1 | 1 | 1 | 1 | 1 | 1 | 1 | 1 | 1 | 1 | 1
Southern_PGAE_Flow_Battery_151 | caiso-deliverability | Chowchilla_Le_Grand_HSN | Reliability_Capacity_In_Model_Year | System RA | Southern_PGAE_Flow_Battery_151 | 1 | 1 | 1 | 1 | 1 | 1 | 1 | 1 | 1 | 1 | 1 | 1 | 1 | 1 | 1 | 1 | 1 | 1 | 1 | 1 | 1 | 1 | 1 | 1 | 1 | 1 | 1 | 1 | 1 | 1 | 1
Southern_PGAE_Flow_Battery_154 | caiso-deliverability | Chowchilla_Le_Grand_HSN | Reliability_Capacity_In_Model_Year | System RA | Southern_PGAE_Flow_Battery_154 | 1 | 1 | 1 | 1 | 1 | 1 | 1 | 1 | 1 | 1 | 1 | 1 | 1 | 1 | 1 | 1 | 1 | 1 | 1 | 1 | 1 | 1 | 1 | 1 | 1 | 1 | 1 | 1 | 1 | 1 | 1
Southern_PGAE_Flow_Battery_161 | caiso-deliverability | Chowchilla_Le_Grand_HSN | Reliability_Capacity_In_Model_Year | System RA | Southern_PGAE_Flow_Battery_161 | 1 | 1 | 1 | 1 | 1 | 1 | 1 | 1 | 1 | 1 | 1 | 1 | 1 | 1 | 1 | 1 | 1 | 1 | 1 | 1 | 1 | 1 | 1 | 1 | 1 | 1 | 1 | 1 | 1 | 1 | 1
Southern_PGAE_Flow_Battery_162 | caiso-deliverability | Chowchilla_Le_Grand_HSN | Reliability_Capacity_In_Model_Year | System RA | Southern_PGAE_Flow_Battery_162 | 1 | 1 | 1 | 1 | 1 | 1 | 1 | 1 | 1 | 1 | 1 | 1 | 1 | 1 | 1 | 1 | 1 | 1 | 1 | 1 | 1 | 1 | 1 | 1 | 1 | 1 | 1 | 1 | 1 | 1 | 1
Southern_PGAE_Flow_Battery_163 | caiso-deliverability | Chowchilla_Le_Grand_HSN | Reliability_Capacity_In_Model_Year | System RA | Southern_PGAE_Flow_Battery_163 | 1 | 1 | 1 | 1 | 1 | 1 | 1 | 1 | 1 | 1 | 1 | 1 | 1 | 1 | 1 | 1 | 1 | 1 | 1 | 1 | 1 | 1 | 1 | 1 | 1 | 1 | 1 | 1 | 1 | 1 | 1
Southern_PGAE_Flow_Battery_164 | caiso-deliverability | Chowchilla_Le_Grand_HSN | Reliability_Capacity_In_Model_Year | System RA | Southern_PGAE_Flow_Battery_164 | 1 | 1 | 1 | 1 | 1 | 1 | 1 | 1 | 1 | 1 | 1 | 1 | 1 | 1 | 1 | 1 | 1 | 1 | 1 | 1 | 1 | 1 | 1 | 1 | 1 | 1 | 1 | 1 | 1 | 1 | 1
Southern_PGAE_Flow_Battery_165 | caiso-deliverability | Chowchilla_Le_Grand_HSN | Reliability_Capacity_In_Model_Year | System RA | Southern_PGAE_Flow_Battery_165 | 1 | 1 | 1 | 1 | 1 | 1 | 1 | 1 | 1 | 1 | 1 | 1 | 1 | 1 | 1 | 1 | 1 | 1 | 1 | 1 | 1 | 1 | 1 | 1 | 1 | 1 | 1 | 1 | 1 | 1 | 1
Northern_California_Flow_Battery_166 | caiso-deliverability | Chowchilla_Le_Grand_HSN | Reliability_Capacity_In_Model_Year | System RA | Northern_California_Flow_Battery_166 | 1 | 1 | 1 | 1 | 1 | 1 | 1 | 1 | 1 | 1 | 1 | 1 | 1 | 1 | 1 | 1 | 1 | 1 | 1 | 1 | 1 | 1 | 1 | 1 | 1 | 1 | 1 | 1 | 1 | 1 | 1
Southern_PGAE_Flow_Battery_168 | caiso-deliverability | Chowchilla_Le_Grand_HSN | Reliability_Capacity_In_Model_Year | System RA | Southern_PGAE_Flow_Battery_168 | 1 | 1 | 1 | 1 | 1 | 1 | 1 | 1 | 1 | 1 | 1 | 1 | 1 | 1 | 1 | 1 | 1 | 1 | 1 | 1 | 1 | 1 | 1 | 1 | 1 | 1 | 1 | 1 | 1 | 1 | 1
Southern_PGAE_Flow_Battery_169 | caiso-deliverability | Chowchilla_Le_Grand_HSN | Reliability_Capacity_In_Model_Year | System RA | Southern_PGAE_Flow_Battery_169 | 1 | 1 | 1 | 1 | 1 | 1 | 1 | 1 | 1 | 1 | 1 | 1 | 1 | 1 | 1 | 1 | 1 | 1 | 1 | 1 | 1 | 1 | 1 | 1 | 1 | 1 | 1 | 1 | 1 | 1 | 1
Southern_PGAE_Flow_Battery_170 | caiso-deliverability | Chowchilla_Le_Grand_HSN | Reliability_Capacity_In_Model_Year | System RA | Southern_PGAE_Flow_Battery_170 | 1 | 1 | 1 | 1 | 1 | 1 | 1 | 1 | 1 | 1 | 1 | 1 | 1 | 1 | 1 | 1 | 1 | 1 | 1 | 1 | 1 | 1 | 1 | 1 | 1 | 1 | 1 | 1 | 1 | 1 | 1
Southern_PGAE_Flow_Battery_174 | caiso-deliverability | Chowchilla_Le_Grand_HSN | Reliability_Capacity_In_Model_Year | System RA | Southern_PGAE_Flow_Battery_174 | 1 | 1 | 1 | 1 | 1 | 1 | 1 | 1 | 1 | 1 | 1 | 1 | 1 | 1 | 1 | 1 | 1 | 1 | 1 | 1 | 1 | 1 | 1 | 1 | 1 | 1 | 1 | 1 | 1 | 1 | 1
Southern_PGAE_Flow_Battery_176 | caiso-deliverability | Chowchilla_Le_Grand_HSN | Reliability_Capacity_In_Model_Year | System RA | Southern_PGAE_Flow_Battery_176 | 1 | 1 | 1 | 1 | 1 | 1 | 1 | 1 | 1 | 1 | 1 | 1 | 1 | 1 | 1 | 1 | 1 | 1 | 1 | 1 | 1 | 1 | 1 | 1 | 1 | 1 | 1 | 1 | 1 | 1 | 1
Southern_PGAE_Li_Battery_4hr_140 | caiso-deliverability | Chowchilla_Le_Grand_HSN | Reliability_Capacity_In_Model_Year | System RA | Southern_PGAE_Li_Battery_4hr_140 | 1 | 1 | 1 | 1 | 1 | 1 | 1 | 1 | 1 | 1 | 1 | 1 | 1 | 1 | 1 | 1 | 1 | 1 | 1 | 1 | 1 | 1 | 1 | 1 | 1 | 1 | 1 | 1 | 1 | 1 | 1
Southern_PGAE_Li_Battery_4hr_151 | caiso-deliverability | Chowchilla_Le_Grand_HSN | Reliability_Capacity_In_Model_Year | System RA | Southern_PGAE_Li_Battery_4hr_151 | 1 | 1 | 1 | 1 | 1 | 1 | 1 | 1 | 1 | 1 | 1 | 1 | 1 | 1 | 1 | 1 | 1 | 1 | 1 | 1 | 1 | 1 | 1 | 1 | 1 | 1 | 1 | 1 | 1 | 1 | 1
Southern_PGAE_Li_Battery_4hr_154 | caiso-deliverability | Chowchilla_Le_Grand_HSN | Reliability_Capacity_In_Model_Year | System RA | Southern_PGAE_Li_Battery_4hr_154 | 1 | 1 | 1 | 1 | 1 | 1 | 1 | 1 | 1 | 1 | 1 | 1 | 1 | 1 | 1 | 1 | 1 | 1 | 1 | 1 | 1 | 1 | 1 | 1 | 1 | 1 | 1 | 1 | 1 | 1 | 1
Southern_PGAE_Li_Battery_4hr_161 | caiso-deliverability | Chowchilla_Le_Grand_HSN | Reliability_Capacity_In_Model_Year | System RA | Southern_PGAE_Li_Battery_4hr_161 | 1 | 1 | 1 | 1 | 1 | 1 | 1 | 1 | 1 | 1 | 1 | 1 | 1 | 1 | 1 | 1 | 1 | 1 | 1 | 1 | 1 | 1 | 1 | 1 | 1 | 1 | 1 | 1 | 1 | 1 | 1
Southern_PGAE_Li_Battery_4hr_162 | caiso-deliverability | Chowchilla_Le_Grand_HSN | Reliability_Capacity_In_Model_Year | System RA | Southern_PGAE_Li_Battery_4hr_162 | 1 | 1 | 1 | 1 | 1 | 1 | 1 | 1 | 1 | 1 | 1 | 1 | 1 | 1 | 1 | 1 | 1 | 1 | 1 | 1 | 1 | 1 | 1 | 1 | 1 | 1 | 1 | 1 | 1 | 1 | 1
Southern_PGAE_Li_Battery_4hr_163 | caiso-deliverability | Chowchilla_Le_Grand_HSN | Reliability_Capacity_In_Model_Year | System RA | Southern_PGAE_Li_Battery_4hr_163 | 1 | 1 | 1 | 1 | 1 | 1 | 1 | 1 | 1 | 1 | 1 | 1 | 1 | 1 | 1 | 1 | 1 | 1 | 1 | 1 | 1 | 1 | 1 | 1 | 1 | 1 | 1 | 1 | 1 | 1 | 1
Southern_PGAE_Li_Battery_4hr_164 | caiso-deliverability | Chowchilla_Le_Grand_HSN | Reliability_Capacity_In_Model_Year | System RA | Southern_PGAE_Li_Battery_4hr_164 | 1 | 1 | 1 | 1 | 1 | 1 | 1 | 1 | 1 | 1 | 1 | 1 | 1 | 1 | 1 | 1 | 1 | 1 | 1 | 1 | 1 | 1 | 1 | 1 | 1 | 1 | 1 | 1 | 1 | 1 | 1
Southern_PGAE_Li_Battery_4hr_165 | caiso-deliverability | Chowchilla_Le_Grand_HSN | Reliability_Capacity_In_Model_Year | System RA | Southern_PGAE_Li_Battery_4hr_165 | 1 | 1 | 1 | 1 | 1 | 1 | 1 | 1 | 1 | 1 | 1 | 1 | 1 | 1 | 1 | 1 | 1 | 1 | 1 | 1 | 1 | 1 | 1 | 1 | 1 | 1 | 1 | 1 | 1 | 1 | 1
Northern_California_Li_Battery_4hr_166 | caiso-deliverability | Chowchilla_Le_Grand_HSN | Reliability_Capacity_In_Model_Year | System RA | Northern_California_Li_Battery_4hr_166 | 1 | 1 | 1 | 1 | 1 | 1 | 1 | 1 | 1 | 1 | 1 | 1 | 1 | 1 | 1 | 1 | 1 | 1 | 1 | 1 | 1 | 1 | 1 | 1 | 1 | 1 | 1 | 1 | 1 | 1 | 1
Southern_PGAE_Li_Battery_4hr_168 | caiso-deliverability | Chowchilla_Le_Grand_HSN | Reliability_Capacity_In_Model_Year | System RA | Southern_PGAE_Li_Battery_4hr_168 | 1 | 1 | 1 | 1 | 1 | 1 | 1 | 1 | 1 | 1 | 1 | 1 | 1 | 1 | 1 | 1 | 1 | 1 | 1 | 1 | 1 | 1 | 1 | 1 | 1 | 1 | 1 | 1 | 1 | 1 | 1
Southern_PGAE_Li_Battery_4hr_169 | caiso-deliverability | Chowchilla_Le_Grand_HSN | Reliability_Capacity_In_Model_Year | System RA | Southern_PGAE_Li_Battery_4hr_169 | 1 | 1 | 1 | 1 | 1 | 1 | 1 | 1 | 1 | 1 | 1 | 1 | 1 | 1 | 1 | 1 | 1 | 1 | 1 | 1 | 1 | 1 | 1 | 1 | 1 | 1 | 1 | 1 | 1 | 1 | 1
Southern_PGAE_Li_Battery_4hr_170 | caiso-deliverability | Chowchilla_Le_Grand_HSN | Reliability_Capacity_In_Model_Year | System RA | Southern_PGAE_Li_Battery_4hr_170 | 1 | 1 | 1 | 1 | 1 | 1 | 1 | 1 | 1 | 1 | 1 | 1 | 1 | 1 | 1 | 1 | 1 | 1 | 1 | 1 | 1 | 1 | 1 | 1 | 1 | 1 | 1 | 1 | 1 | 1 | 1
Southern_PGAE_Li_Battery_4hr_174 | caiso-deliverability | Chowchilla_Le_Grand_HSN | Reliability_Capacity_In_Model_Year | System RA | Southern_PGAE_Li_Battery_4hr_174 | 1 | 1 | 1 | 1 | 1 | 1 | 1 | 1 | 1 | 1 | 1 | 1 | 1 | 1 | 1 | 1 | 1 | 1 | 1 | 1 | 1 | 1 | 1 | 1 | 1 | 1 | 1 | 1 | 1 | 1 | 1
Southern_PGAE_Li_Battery_4hr_176 | caiso-deliverability | Chowchilla_Le_Grand_HSN | Reliability_Capacity_In_Model_Year | System RA | Southern_PGAE_Li_Battery_4hr_176 | 1 | 1 | 1 | 1 | 1 | 1 | 1 | 1 | 1 | 1 | 1 | 1 | 1 | 1 | 1 | 1 | 1 | 1 | 1 | 1 | 1 | 1 | 1 | 1 | 1 | 1 | 1 | 1 | 1 | 1 | 1
Southern_PGAE_Li_Battery_8hr_140 | caiso-deliverability | Chowchilla_Le_Grand_HSN | Reliability_Capacity_In_Model_Year | System RA | Southern_PGAE_Li_Battery_8hr_140 | 1 | 1 | 1 | 1 | 1 | 1 | 1 | 1 | 1 | 1 | 1 | 1 | 1 | 1 | 1 | 1 | 1 | 1 | 1 | 1 | 1 | 1 | 1 | 1 | 1 | 1 | 1 | 1 | 1 | 1 | 1
Southern_PGAE_Li_Battery_8hr_151 | caiso-deliverability | Chowchilla_Le_Grand_HSN | Reliability_Capacity_In_Model_Year | System RA | Southern_PGAE_Li_Battery_8hr_151 | 1 | 1 | 1 | 1 | 1 | 1 | 1 | 1 | 1 | 1 | 1 | 1 | 1 | 1 | 1 | 1 | 1 | 1 | 1 | 1 | 1 | 1 | 1 | 1 | 1 | 1 | 1 | 1 | 1 | 1 | 1
Southern_PGAE_Li_Battery_8hr_154 | caiso-deliverability | Chowchilla_Le_Grand_HSN | Reliability_Capacity_In_Model_Year | System RA | Southern_PGAE_Li_Battery_8hr_154 | 1 | 1 | 1 | 1 | 1 | 1 | 1 | 1 | 1 | 1 | 1 | 1 | 1 | 1 | 1 | 1 | 1 | 1 | 1 | 1 | 1 | 1 | 1 | 1 | 1 | 1 | 1 | 1 | 1 | 1 | 1
Southern_PGAE_Li_Battery_8hr_161 | caiso-deliverability | Chowchilla_Le_Grand_HSN | Reliability_Capacity_In_Model_Year | System RA | Southern_PGAE_Li_Battery_8hr_161 | 1 | 1 | 1 | 1 | 1 | 1 | 1 | 1 | 1 | 1 | 1 | 1 | 1 | 1 | 1 | 1 | 1 | 1 | 1 | 1 | 1 | 1 | 1 | 1 | 1 | 1 | 1 | 1 | 1 | 1 | 1
Southern_PGAE_Li_Battery_8hr_162 | caiso-deliverability | Chowchilla_Le_Grand_HSN | Reliability_Capacity_In_Model_Year | System RA | Southern_PGAE_Li_Battery_8hr_162 | 1 | 1 | 1 | 1 | 1 | 1 | 1 | 1 | 1 | 1 | 1 | 1 | 1 | 1 | 1 | 1 | 1 | 1 | 1 | 1 | 1 | 1 | 1 | 1 | 1 | 1 | 1 | 1 | 1 | 1 | 1
Southern_PGAE_Li_Battery_8hr_163 | caiso-deliverability | Chowchilla_Le_Grand_HSN | Reliability_Capacity_In_Model_Year | System RA | Southern_PGAE_Li_Battery_8hr_163 | 1 | 1 | 1 | 1 | 1 | 1 | 1 | 1 | 1 | 1 | 1 | 1 | 1 | 1 | 1 | 1 | 1 | 1 | 1 | 1 | 1 | 1 | 1 | 1 | 1 | 1 | 1 | 1 | 1 | 1 | 1
Southern_PGAE_Li_Battery_8hr_164 | caiso-deliverability | Chowchilla_Le_Grand_HSN | Reliability_Capacity_In_Model_Year | System RA | Southern_PGAE_Li_Battery_8hr_164 | 1 | 1 | 1 | 1 | 1 | 1 | 1 | 1 | 1 | 1 | 1 | 1 | 1 | 1 | 1 | 1 | 1 | 1 | 1 | 1 | 1 | 1 | 1 | 1 | 1 | 1 | 1 | 1 | 1 | 1 | 1
Southern_PGAE_Li_Battery_8hr_165 | caiso-deliverability | Chowchilla_Le_Grand_HSN | Reliability_Capacity_In_Model_Year | System RA | Southern_PGAE_Li_Battery_8hr_165 | 1 | 1 | 1 | 1 | 1 | 1 | 1 | 1 | 1 | 1 | 1 | 1 | 1 | 1 | 1 | 1 | 1 | 1 | 1 | 1 | 1 | 1 | 1 | 1 | 1 | 1 | 1 | 1 | 1 | 1 | 1
Northern_California_Li_Battery_8hr_166 | caiso-deliverability | Chowchilla_Le_Grand_HSN | Reliability_Capacity_In_Model_Year | System RA | Northern_California_Li_Battery_8hr_166 | 1 | 1 | 1 | 1 | 1 | 1 | 1 | 1 | 1 | 1 | 1 | 1 | 1 | 1 | 1 | 1 | 1 | 1 | 1 | 1 | 1 | 1 | 1 | 1 | 1 | 1 | 1 | 1 | 1 | 1 | 1
Southern_PGAE_Li_Battery_8hr_168 | caiso-deliverability | Chowchilla_Le_Grand_HSN | Reliability_Capacity_In_Model_Year | System RA | Southern_PGAE_Li_Battery_8hr_168 | 1 | 1 | 1 | 1 | 1 | 1 | 1 | 1 | 1 | 1 | 1 | 1 | 1 | 1 | 1 | 1 | 1 | 1 | 1 | 1 | 1 | 1 | 1 | 1 | 1 | 1 | 1 | 1 | 1 | 1 | 1
Southern_PGAE_Li_Battery_8hr_169 | caiso-deliverability | Chowchilla_Le_Grand_HSN | Reliability_Capacity_In_Model_Year | System RA | Southern_PGAE_Li_Battery_8hr_169 | 1 | 1 | 1 | 1 | 1 | 1 | 1 | 1 | 1 | 1 | 1 | 1 | 1 | 1 | 1 | 1 | 1 | 1 | 1 | 1 | 1 | 1 | 1 | 1 | 1 | 1 | 1 | 1 | 1 | 1 | 1
Southern_PGAE_Li_Battery_8hr_170 | caiso-deliverability | Chowchilla_Le_Grand_HSN | Reliability_Capacity_In_Model_Year | System RA | Southern_PGAE_Li_Battery_8hr_170 | 1 | 1 | 1 | 1 | 1 | 1 | 1 | 1 | 1 | 1 | 1 | 1 | 1 | 1 | 1 | 1 | 1 | 1 | 1 | 1 | 1 | 1 | 1 | 1 | 1 | 1 | 1 | 1 | 1 | 1 | 1
Southern_PGAE_Li_Battery_8hr_174 | caiso-deliverability | Chowchilla_Le_Grand_HSN | Reliability_Capacity_In_Model_Year | System RA | Southern_PGAE_Li_Battery_8hr_174 | 1 | 1 | 1 | 1 | 1 | 1 | 1 | 1 | 1 | 1 | 1 | 1 | 1 | 1 | 1 | 1 | 1 | 1 | 1 | 1 | 1 | 1 | 1 | 1 | 1 | 1 | 1 | 1 | 1 | 1 | 1
Southern_PGAE_Li_Battery_8hr_176 | caiso-deliverability | Chowchilla_Le_Grand_HSN | Reliability_Capacity_In_Model_Year | System RA | Southern_PGAE_Li_Battery_8hr_176 | 1 | 1 | 1 | 1 | 1 | 1 | 1 | 1 | 1 | 1 | 1 | 1 | 1 | 1 | 1 | 1 | 1 | 1 | 1 | 1 | 1 | 1 | 1 | 1 | 1 | 1 | 1 | 1 | 1 | 1 | 1
Central_Valley_North_Los_Banos_Wind_154 | caiso-deliverability | Chowchilla_Le_Grand_HSN | Reliability_Capacity_In_Model_Year | System RA | Central_Valley_North_Los_Banos_Wind_154 | 0.665 | 0.665 | 0.665 | 0.665 | 0.665 | 0.665 | 0.665 | 0.665 | 0.665 | 0.665 | 0.665 | 0.665 | 0.665 | 0.665 | 0.665 | 0.665 | 0.665 | 0.665 | 0.665 | 0.665 | 0.665 | 0.665 | 0.665 | 0.665 | 0.665 | 0.665 | 0.665 | 0.665 | 0.665 | 0.665 | 0.665
Central_Valley_North_Los_Banos_Wind_162 | caiso-deliverability | Chowchilla_Le_Grand_HSN | Reliability_Capacity_In_Model_Year | System RA | Central_Valley_North_Los_Banos_Wind_162 | 0.665 | 0.665 | 0.665 | 0.665 | 0.665 | 0.665 | 0.665 | 0.665 | 0.665 | 0.665 | 0.665 | 0.665 | 0.665 | 0.665 | 0.665 | 0.665 | 0.665 | 0.665 | 0.665 | 0.665 | 0.665 | 0.665 | 0.665 | 0.665 | 0.665 | 0.665 | 0.665 | 0.665 | 0.665 | 0.665 | 0.665
Northern_California_Solar_166 | caiso-deliverability | Chowchilla_Le_Grand_HSN | Reliability_Capacity_In_Model_Year | System RA | Northern_California_Solar_166 | 0.1 | 0.1 | 0.1 | 0.1 | 0.1 | 0.1 | 0.1 | 0.1 | 0.1 | 0.1 | 0.1 | 0.1 | 0.1 | 0.1 | 0.1 | 0.1 | 0.1 | 0.1 | 0.1 | 0.1 | 0.1 | 0.1 | 0.1 | 0.1 | 0.1 | 0.1 | 0.1 | 0.1 | 0.1 | 0.1 | 0.1
Southern_PGAE_Solar_140 | caiso-deliverability | Chowchilla_Le_Grand_HSN | Reliability_Capacity_In_Model_Year | System RA | Southern_PGAE_Solar_140 | 0.1 | 0.1 | 0.1 | 0.1 | 0.1 | 0.1 | 0.1 | 0.1 | 0.1 | 0.1 | 0.1 | 0.1 | 0.1 | 0.1 | 0.1 | 0.1 | 0.1 | 0.1 | 0.1 | 0.1 | 0.1 | 0.1 | 0.1 | 0.1 | 0.1 | 0.1 | 0.1 | 0.1 | 0.1 | 0.1 | 0.1
Southern_PGAE_Solar_151 | caiso-deliverability | Chowchilla_Le_Grand_HSN | Reliability_Capacity_In_Model_Year | System RA | Southern_PGAE_Solar_151 | 0.1 | 0.1 | 0.1 | 0.1 | 0.1 | 0.1 | 0.1 | 0.1 | 0.1 | 0.1 | 0.1 | 0.1 | 0.1 | 0.1 | 0.1 | 0.1 | 0.1 | 0.1 | 0.1 | 0.1 | 0.1 | 0.1 | 0.1 | 0.1 | 0.1 | 0.1 | 0.1 | 0.1 | 0.1 | 0.1 | 0.1
Southern_PGAE_Solar_154 | caiso-deliverability | Chowchilla_Le_Grand_HSN | Reliability_Capacity_In_Model_Year | System RA | Southern_PGAE_Solar_154 | 0.1 | 0.1 | 0.1 | 0.1 | 0.1 | 0.1 | 0.1 | 0.1 | 0.1 | 0.1 | 0.1 | 0.1 | 0.1 | 0.1 | 0.1 | 0.1 | 0.1 | 0.1 | 0.1 | 0.1 | 0.1 | 0.1 | 0.1 | 0.1 | 0.1 | 0.1 | 0.1 | 0.1 | 0.1 | 0.1 | 0.1
Southern_PGAE_Solar_161 | caiso-deliverability | Chowchilla_Le_Grand_HSN | Reliability_Capacity_In_Model_Year | System RA | Southern_PGAE_Solar_161 | 0.1 | 0.1 | 0.1 | 0.1 | 0.1 | 0.1 | 0.1 | 0.1 | 0.1 | 0.1 | 0.1 | 0.1 | 0.1 | 0.1 | 0.1 | 0.1 | 0.1 | 0.1 | 0.1 | 0.1 | 0.1 | 0.1 | 0.1 | 0.1 | 0.1 | 0.1 | 0.1 | 0.1 | 0.1 | 0.1 | 0.1
Southern_PGAE_Solar_162 | caiso-deliverability | Chowchilla_Le_Grand_HSN | Reliability_Capacity_In_Model_Year | System RA | Southern_PGAE_Solar_162 | 0.1 | 0.1 | 0.1 | 0.1 | 0.1 | 0.1 | 0.1 | 0.1 | 0.1 | 0.1 | 0.1 | 0.1 | 0.1 | 0.1 | 0.1 | 0.1 | 0.1 | 0.1 | 0.1 | 0.1 | 0.1 | 0.1 | 0.1 | 0.1 | 0.1 | 0.1 | 0.1 | 0.1 | 0.1 | 0.1 | 0.1
Southern_PGAE_Solar_163 | caiso-deliverability | Chowchilla_Le_Grand_HSN | Reliability_Capacity_In_Model_Year | System RA | Southern_PGAE_Solar_163 | 0.1 | 0.1 | 0.1 | 0.1 | 0.1 | 0.1 | 0.1 | 0.1 | 0.1 | 0.1 | 0.1 | 0.1 | 0.1 | 0.1 | 0.1 | 0.1 | 0.1 | 0.1 | 0.1 | 0.1 | 0.1 | 0.1 | 0.1 | 0.1 | 0.1 | 0.1 | 0.1 | 0.1 | 0.1 | 0.1 | 0.1
Southern_PGAE_Solar_164 | caiso-deliverability | Chowchilla_Le_Grand_HSN | Reliability_Capacity_In_Model_Year | System RA | Southern_PGAE_Solar_164 | 0.1 | 0.1 | 0.1 | 0.1 | 0.1 | 0.1 | 0.1 | 0.1 | 0.1 | 0.1 | 0.1 | 0.1 | 0.1 | 0.1 | 0.1 | 0.1 | 0.1 | 0.1 | 0.1 | 0.1 | 0.1 | 0.1 | 0.1 | 0.1 | 0.1 | 0.1 | 0.1 | 0.1 | 0.1 | 0.1 | 0.1
Southern_PGAE_Solar_165 | caiso-deliverability | Chowchilla_Le_Grand_HSN | Reliability_Capacity_In_Model_Year | System RA | Southern_PGAE_Solar_165 | 0.1 | 0.1 | 0.1 | 0.1 | 0.1 | 0.1 | 0.1 | 0.1 | 0.1 | 0.1 | 0.1 | 0.1 | 0.1 | 0.1 | 0.1 | 0.1 | 0.1 | 0.1 | 0.1 | 0.1 | 0.1 | 0.1 | 0.1 | 0.1 | 0.1 | 0.1 | 0.1 | 0.1 | 0.1 | 0.1 | 0.1
Southern_PGAE_Solar_168 | caiso-deliverability | Chowchilla_Le_Grand_HSN | Reliability_Capacity_In_Model_Year | System RA | Southern_PGAE_Solar_168 | 0.1 | 0.1 | 0.1 | 0.1 | 0.1 | 0.1 | 0.1 | 0.1 | 0.1 | 0.1 | 0.1 | 0.1 | 0.1 | 0.1 | 0.1 | 0.1 | 0.1 | 0.1 | 0.1 | 0.1 | 0.1 | 0.1 | 0.1 | 0.1 | 0.1 | 0.1 | 0.1 | 0.1 | 0.1 | 0.1 | 0.1
Southern_PGAE_Solar_169 | caiso-deliverability | Chowchilla_Le_Grand_HSN | Reliability_Capacity_In_Model_Year | System RA | Southern_PGAE_Solar_169 | 0.1 | 0.1 | 0.1 | 0.1 | 0.1 | 0.1 | 0.1 | 0.1 | 0.1 | 0.1 | 0.1 | 0.1 | 0.1 | 0.1 | 0.1 | 0.1 | 0.1 | 0.1 | 0.1 | 0.1 | 0.1 | 0.1 | 0.1 | 0.1 | 0.1 | 0.1 | 0.1 | 0.1 | 0.1 | 0.1 | 0.1
Southern_PGAE_Solar_170 | caiso-deliverability | Chowchilla_Le_Grand_HSN | Reliability_Capacity_In_Model_Year | System RA | Southern_PGAE_Solar_170 | 0.1 | 0.1 | 0.1 | 0.1 | 0.1 | 0.1 | 0.1 | 0.1 | 0.1 | 0.1 | 0.1 | 0.1 | 0.1 | 0.1 | 0.1 | 0.1 | 0.1 | 0.1 | 0.1 | 0.1 | 0.1 | 0.1 | 0.1 | 0.1 | 0.1 | 0.1 | 0.1 | 0.1 | 0.1 | 0.1 | 0.1
Southern_PGAE_Solar_174 | caiso-deliverability | Chowchilla_Le_Grand_HSN | Reliability_Capacity_In_Model_Year | System RA | Southern_PGAE_Solar_174 | 0.1 | 0.1 | 0.1 | 0.1 | 0.1 | 0.1 | 0.1 | 0.1 | 0.1 | 0.1 | 0.1 | 0.1 | 0.1 | 0.1 | 0.1 | 0.1 | 0.1 | 0.1 | 0.1 | 0.1 | 0.1 | 0.1 | 0.1 | 0.1 | 0.1 | 0.1 | 0.1 | 0.1 | 0.1 | 0.1 | 0.1
Southern_PGAE_Solar_176 | caiso-deliverability | Chowchilla_Le_Grand_HSN | Reliability_Capacity_In_Model_Year | System RA | Southern_PGAE_Solar_176 | 0.1 | 0.1 | 0.1 | 0.1 | 0.1 | 0.1 | 0.1 | 0.1 | 0.1 | 0.1 | 0.1 | 0.1 | 0.1 | 0.1 | 0.1 | 0.1 | 0.1 | 0.1 | 0.1 | 0.1 | 0.1 | 0.1 | 0.1 | 0.1 | 0.1 | 0.1 | 0.1 | 0.1 | 0.1 | 0.1 | 0.1
Chowchilla_Le_Grand_group | caiso-deliverability | Chowchilla_Le_Grand_HSN | Operational_New_Capacity_MW | Chowchilla_Le_Grand_group |  | -1 | -1 | -1 | -1 | -1 | -1 | -1 | -1 | -1 | -1 | -1 | -1 | -1 | -1 | -1 | -1 | -1 | -1 | -1 | -1 | -1 | -1 | -1 | -1 | -1 | -1 | -1 | -1 | -1 | -1 | -1
Southern_PGAE_Flow_Battery_140 | caiso-deliverability | Chowchilla_Le_Grand_offpeak | Operational_New_Capacity_MW | Southern_PGAE_Flow_Battery_140 |  | -1 | -1 | -1 | -1 | -1 | -1 | -1 | -1 | -1 | -1 | -1 | -1 | -1 | -1 | -1 | -1 | -1 | -1 | -1 | -1 | -1 | -1 | -1 | -1 | -1 | -1 | -1 | -1 | -1 | -1 | -1
Southern_PGAE_Flow_Battery_151 | caiso-deliverability | Chowchilla_Le_Grand_offpeak | Operational_New_Capacity_MW | Southern_PGAE_Flow_Battery_151 |  | -1 | -1 | -1 | -1 | -1 | -1 | -1 | -1 | -1 | -1 | -1 | -1 | -1 | -1 | -1 | -1 | -1 | -1 | -1 | -1 | -1 | -1 | -1 | -1 | -1 | -1 | -1 | -1 | -1 | -1 | -1
Southern_PGAE_Flow_Battery_154 | caiso-deliverability | Chowchilla_Le_Grand_offpeak | Operational_New_Capacity_MW | Southern_PGAE_Flow_Battery_154 |  | -1 | -1 | -1 | -1 | -1 | -1 | -1 | -1 | -1 | -1 | -1 | -1 | -1 | -1 | -1 | -1 | -1 | -1 | -1 | -1 | -1 | -1 | -1 | -1 | -1 | -1 | -1 | -1 | -1 | -1 | -1
Southern_PGAE_Flow_Battery_161 | caiso-deliverability | Chowchilla_Le_Grand_offpeak | Operational_New_Capacity_MW | Southern_PGAE_Flow_Battery_161 |  | -1 | -1 | -1 | -1 | -1 | -1 | -1 | -1 | -1 | -1 | -1 | -1 | -1 | -1 | -1 | -1 | -1 | -1 | -1 | -1 | -1 | -1 | -1 | -1 | -1 | -1 | -1 | -1 | -1 | -1 | -1
Southern_PGAE_Flow_Battery_162 | caiso-deliverability | Chowchilla_Le_Grand_offpeak | Operational_New_Capacity_MW | Southern_PGAE_Flow_Battery_162 |  | -1 | -1 | -1 | -1 | -1 | -1 | -1 | -1 | -1 | -1 | -1 | -1 | -1 | -1 | -1 | -1 | -1 | -1 | -1 | -1 | -1 | -1 | -1 | -1 | -1 | -1 | -1 | -1 | -1 | -1 | -1
Southern_PGAE_Flow_Battery_163 | caiso-deliverability | Chowchilla_Le_Grand_offpeak | Operational_New_Capacity_MW | Southern_PGAE_Flow_Battery_163 |  | -1 | -1 | -1 | -1 | -1 | -1 | -1 | -1 | -1 | -1 | -1 | -1 | -1 | -1 | -1 | -1 | -1 | -1 | -1 | -1 | -1 | -1 | -1 | -1 | -1 | -1 | -1 | -1 | -1 | -1 | -1
Southern_PGAE_Flow_Battery_164 | caiso-deliverability | Chowchilla_Le_Grand_offpeak | Operational_New_Capacity_MW | Southern_PGAE_Flow_Battery_164 |  | -1 | -1 | -1 | -1 | -1 | -1 | -1 | -1 | -1 | -1 | -1 | -1 | -1 | -1 | -1 | -1 | -1 | -1 | -1 | -1 | -1 | -1 | -1 | -1 | -1 | -1 | -1 | -1 | -1 | -1 | -1
Southern_PGAE_Flow_Battery_165 | caiso-deliverability | Chowchilla_Le_Grand_offpeak | Operational_New_Capacity_MW | Southern_PGAE_Flow_Battery_165 |  | -1 | -1 | -1 | -1 | -1 | -1 | -1 | -1 | -1 | -1 | -1 | -1 | -1 | -1 | -1 | -1 | -1 | -1 | -1 | -1 | -1 | -1 | -1 | -1 | -1 | -1 | -1 | -1 | -1 | -1 | -1
Northern_California_Flow_Battery_166 | caiso-deliverability | Chowchilla_Le_Grand_offpeak | Operational_New_Capacity_MW | Northern_California_Flow_Battery_166 |  | -1 | -1 | -1 | -1 | -1 | -1 | -1 | -1 | -1 | -1 | -1 | -1 | -1 | -1 | -1 | -1 | -1 | -1 | -1 | -1 | -1 | -1 | -1 | -1 | -1 | -1 | -1 | -1 | -1 | -1 | -1
Southern_PGAE_Flow_Battery_168 | caiso-deliverability | Chowchilla_Le_Grand_offpeak | Operational_New_Capacity_MW | Southern_PGAE_Flow_Battery_168 |  | -1 | -1 | -1 | -1 | -1 | -1 | -1 | -1 | -1 | -1 | -1 | -1 | -1 | -1 | -1 | -1 | -1 | -1 | -1 | -1 | -1 | -1 | -1 | -1 | -1 | -1 | -1 | -1 | -1 | -1 | -1
Southern_PGAE_Flow_Battery_169 | caiso-deliverability | Chowchilla_Le_Grand_offpeak | Operational_New_Capacity_MW | Southern_PGAE_Flow_Battery_169 |  | -1 | -1 | -1 | -1 | -1 | -1 | -1 | -1 | -1 | -1 | -1 | -1 | -1 | -1 | -1 | -1 | -1 | -1 | -1 | -1 | -1 | -1 | -1 | -1 | -1 | -1 | -1 | -1 | -1 | -1 | -1
Southern_PGAE_Flow_Battery_170 | caiso-deliverability | Chowchilla_Le_Grand_offpeak | Operational_New_Capacity_MW | Southern_PGAE_Flow_Battery_170 |  | -1 | -1 | -1 | -1 | -1 | -1 | -1 | -1 | -1 | -1 | -1 | -1 | -1 | -1 | -1 | -1 | -1 | -1 | -1 | -1 | -1 | -1 | -1 | -1 | -1 | -1 | -1 | -1 | -1 | -1 | -1
Southern_PGAE_Flow_Battery_174 | caiso-deliverability | Chowchilla_Le_Grand_offpeak | Operational_New_Capacity_MW | Southern_PGAE_Flow_Battery_174 |  | -1 | -1 | -1 | -1 | -1 | -1 | -1 | -1 | -1 | -1 | -1 | -1 | -1 | -1 | -1 | -1 | -1 | -1 | -1 | -1 | -1 | -1 | -1 | -1 | -1 | -1 | -1 | -1 | -1 | -1 | -1
Southern_PGAE_Flow_Battery_176 | caiso-deliverability | Chowchilla_Le_Grand_offpeak | Operational_New_Capacity_MW | Southern_PGAE_Flow_Battery_176 |  | -1 | -1 | -1 | -1 | -1 | -1 | -1 | -1 | -1 | -1 | -1 | -1 | -1 | -1 | -1 | -1 | -1 | -1 | -1 | -1 | -1 | -1 | -1 | -1 | -1 | -1 | -1 | -1 | -1 | -1 | -1
Southern_PGAE_Li_Battery_4hr_140 | caiso-deliverability | Chowchilla_Le_Grand_offpeak | Operational_New_Capacity_MW | Southern_PGAE_Li_Battery_4hr_140 |  | -1 | -1 | -1 | -1 | -1 | -1 | -1 | -1 | -1 | -1 | -1 | -1 | -1 | -1 | -1 | -1 | -1 | -1 | -1 | -1 | -1 | -1 | -1 | -1 | -1 | -1 | -1 | -1 | -1 | -1 | -1
Southern_PGAE_Li_Battery_4hr_151 | caiso-deliverability | Chowchilla_Le_Grand_offpeak | Operational_New_Capacity_MW | Southern_PGAE_Li_Battery_4hr_151 |  | -1 | -1 | -1 | -1 | -1 | -1 | -1 | -1 | -1 | -1 | -1 | -1 | -1 | -1 | -1 | -1 | -1 | -1 | -1 | -1 | -1 | -1 | -1 | -1 | -1 | -1 | -1 | -1 | -1 | -1 | -1
Southern_PGAE_Li_Battery_4hr_154 | caiso-deliverability | Chowchilla_Le_Grand_offpeak | Operational_New_Capacity_MW | Southern_PGAE_Li_Battery_4hr_154 |  | -1 | -1 | -1 | -1 | -1 | -1 | -1 | -1 | -1 | -1 | -1 | -1 | -1 | -1 | -1 | -1 | -1 | -1 | -1 | -1 | -1 | -1 | -1 | -1 | -1 | -1 | -1 | -1 | -1 | -1 | -1
Southern_PGAE_Li_Battery_4hr_161 | caiso-deliverability | Chowchilla_Le_Grand_offpeak | Operational_New_Capacity_MW | Southern_PGAE_Li_Battery_4hr_161 |  | -1 | -1 | -1 | -1 | -1 | -1 | -1 | -1 | -1 | -1 | -1 | -1 | -1 | -1 | -1 | -1 | -1 | -1 | -1 | -1 | -1 | -1 | -1 | -1 | -1 | -1 | -1 | -1 | -1 | -1 | -1
Southern_PGAE_Li_Battery_4hr_162 | caiso-deliverability | Chowchilla_Le_Grand_offpeak | Operational_New_Capacity_MW | Southern_PGAE_Li_Battery_4hr_162 |  | -1 | -1 | -1 | -1 | -1 | -1 | -1 | -1 | -1 | -1 | -1 | -1 | -1 | -1 | -1 | -1 | -1 | -1 | -1 | -1 | -1 | -1 | -1 | -1 | -1 | -1 | -1 | -1 | -1 | -1 | -1
Southern_PGAE_Li_Battery_4hr_163 | caiso-deliverability | Chowchilla_Le_Grand_offpeak | Operational_New_Capacity_MW | Southern_PGAE_Li_Battery_4hr_163 |  | -1 | -1 | -1 | -1 | -1 | -1 | -1 | -1 | -1 | -1 | -1 | -1 | -1 | -1 | -1 | -1 | -1 | -1 | -1 | -1 | -1 | -1 | -1 | -1 | -1 | -1 | -1 | -1 | -1 | -1 | -1
Southern_PGAE_Li_Battery_4hr_164 | caiso-deliverability | Chowchilla_Le_Grand_offpeak | Operational_New_Capacity_MW | Southern_PGAE_Li_Battery_4hr_164 |  | -1 | -1 | -1 | -1 | -1 | -1 | -1 | -1 | -1 | -1 | -1 | -1 | -1 | -1 | -1 | -1 | -1 | -1 | -1 | -1 | -1 | -1 | -1 | -1 | -1 | -1 | -1 | -1 | -1 | -1 | -1
Southern_PGAE_Li_Battery_4hr_165 | caiso-deliverability | Chowchilla_Le_Grand_offpeak | Operational_New_Capacity_MW | Southern_PGAE_Li_Battery_4hr_165 |  | -1 | -1 | -1 | -1 | -1 | -1 | -1 | -1 | -1 | -1 | -1 | -1 | -1 | -1 | -1 | -1 | -1 | -1 | -1 | -1 | -1 | -1 | -1 | -1 | -1 | -1 | -1 | -1 | -1 | -1 | -1
Northern_California_Li_Battery_4hr_166 | caiso-deliverability | Chowchilla_Le_Grand_offpeak | Operational_New_Capacity_MW | Northern_California_Li_Battery_4hr_166 |  | -1 | -1 | -1 | -1 | -1 | -1 | -1 | -1 | -1 | -1 | -1 | -1 | -1 | -1 | -1 | -1 | -1 | -1 | -1 | -1 | -1 | -1 | -1 | -1 | -1 | -1 | -1 | -1 | -1 | -1 | -1
Southern_PGAE_Li_Battery_4hr_168 | caiso-deliverability | Chowchilla_Le_Grand_offpeak | Operational_New_Capacity_MW | Southern_PGAE_Li_Battery_4hr_168 |  | -1 | -1 | -1 | -1 | -1 | -1 | -1 | -1 | -1 | -1 | -1 | -1 | -1 | -1 | -1 | -1 | -1 | -1 | -1 | -1 | -1 | -1 | -1 | -1 | -1 | -1 | -1 | -1 | -1 | -1 | -1
Southern_PGAE_Li_Battery_4hr_169 | caiso-deliverability | Chowchilla_Le_Grand_offpeak | Operational_New_Capacity_MW | Southern_PGAE_Li_Battery_4hr_169 |  | -1 | -1 | -1 | -1 | -1 | -1 | -1 | -1 | -1 | -1 | -1 | -1 | -1 | -1 | -1 | -1 | -1 | -1 | -1 | -1 | -1 | -1 | -1 | -1 | -1 | -1 | -1 | -1 | -1 | -1 | -1
Southern_PGAE_Li_Battery_4hr_170 | caiso-deliverability | Chowchilla_Le_Grand_offpeak | Operational_New_Capacity_MW | Southern_PGAE_Li_Battery_4hr_170 |  | -1 | -1 | -1 | -1 | -1 | -1 | -1 | -1 | -1 | -1 | -1 | -1 | -1 | -1 | -1 | -1 | -1 | -1 | -1 | -1 | -1 | -1 | -1 | -1 | -1 | -1 | -1 | -1 | -1 | -1 | -1
Southern_PGAE_Li_Battery_4hr_174 | caiso-deliverability | Chowchilla_Le_Grand_offpeak | Operational_New_Capacity_MW | Southern_PGAE_Li_Battery_4hr_174 |  | -1 | -1 | -1 | -1 | -1 | -1 | -1 | -1 | -1 | -1 | -1 | -1 | -1 | -1 | -1 | -1 | -1 | -1 | -1 | -1 | -1 | -1 | -1 | -1 | -1 | -1 | -1 | -1 | -1 | -1 | -1
Southern_PGAE_Li_Battery_4hr_176 | caiso-deliverability | Chowchilla_Le_Grand_offpeak | Operational_New_Capacity_MW | Southern_PGAE_Li_Battery_4hr_176 |  | -1 | -1 | -1 | -1 | -1 | -1 | -1 | -1 | -1 | -1 | -1 | -1 | -1 | -1 | -1 | -1 | -1 | -1 | -1 | -1 | -1 | -1 | -1 | -1 | -1 | -1 | -1 | -1 | -1 | -1 | -1
Southern_PGAE_Li_Battery_8hr_140 | caiso-deliverability | Chowchilla_Le_Grand_offpeak | Operational_New_Capacity_MW | Southern_PGAE_Li_Battery_8hr_140 |  | -1 | -1 | -1 | -1 | -1 | -1 | -1 | -1 | -1 | -1 | -1 | -1 | -1 | -1 | -1 | -1 | -1 | -1 | -1 | -1 | -1 | -1 | -1 | -1 | -1 | -1 | -1 | -1 | -1 | -1 | -1
Southern_PGAE_Li_Battery_8hr_151 | caiso-deliverability | Chowchilla_Le_Grand_offpeak | Operational_New_Capacity_MW | Southern_PGAE_Li_Battery_8hr_151 |  | -1 | -1 | -1 | -1 | -1 | -1 | -1 | -1 | -1 | -1 | -1 | -1 | -1 | -1 | -1 | -1 | -1 | -1 | -1 | -1 | -1 | -1 | -1 | -1 | -1 | -1 | -1 | -1 | -1 | -1 | -1
Southern_PGAE_Li_Battery_8hr_154 | caiso-deliverability | Chowchilla_Le_Grand_offpeak | Operational_New_Capacity_MW | Southern_PGAE_Li_Battery_8hr_154 |  | -1 | -1 | -1 | -1 | -1 | -1 | -1 | -1 | -1 | -1 | -1 | -1 | -1 | -1 | -1 | -1 | -1 | -1 | -1 | -1 | -1 | -1 | -1 | -1 | -1 | -1 | -1 | -1 | -1 | -1 | -1
Southern_PGAE_Li_Battery_8hr_161 | caiso-deliverability | Chowchilla_Le_Grand_offpeak | Operational_New_Capacity_MW | Southern_PGAE_Li_Battery_8hr_161 |  | -1 | -1 | -1 | -1 | -1 | -1 | -1 | -1 | -1 | -1 | -1 | -1 | -1 | -1 | -1 | -1 | -1 | -1 | -1 | -1 | -1 | -1 | -1 | -1 | -1 | -1 | -1 | -1 | -1 | -1 | -1
Southern_PGAE_Li_Battery_8hr_162 | caiso-deliverability | Chowchilla_Le_Grand_offpeak | Operational_New_Capacity_MW | Southern_PGAE_Li_Battery_8hr_162 |  | -1 | -1 | -1 | -1 | -1 | -1 | -1 | -1 | -1 | -1 | -1 | -1 | -1 | -1 | -1 | -1 | -1 | -1 | -1 | -1 | -1 | -1 | -1 | -1 | -1 | -1 | -1 | -1 | -1 | -1 | -1
Southern_PGAE_Li_Battery_8hr_163 | caiso-deliverability | Chowchilla_Le_Grand_offpeak | Operational_New_Capacity_MW | Southern_PGAE_Li_Battery_8hr_163 |  | -1 | -1 | -1 | -1 | -1 | -1 | -1 | -1 | -1 | -1 | -1 | -1 | -1 | -1 | -1 | -1 | -1 | -1 | -1 | -1 | -1 | -1 | -1 | -1 | -1 | -1 | -1 | -1 | -1 | -1 | -1
Southern_PGAE_Li_Battery_8hr_164 | caiso-deliverability | Chowchilla_Le_Grand_offpeak | Operational_New_Capacity_MW | Southern_PGAE_Li_Battery_8hr_164 |  | -1 | -1 | -1 | -1 | -1 | -1 | -1 | -1 | -1 | -1 | -1 | -1 | -1 | -1 | -1 | -1 | -1 | -1 | -1 | -1 | -1 | -1 | -1 | -1 | -1 | -1 | -1 | -1 | -1 | -1 | -1
Southern_PGAE_Li_Battery_8hr_165 | caiso-deliverability | Chowchilla_Le_Grand_offpeak | Operational_New_Capacity_MW | Southern_PGAE_Li_Battery_8hr_165 |  | -1 | -1 | -1 | -1 | -1 | -1 | -1 | -1 | -1 | -1 | -1 | -1 | -1 | -1 | -1 | -1 | -1 | -1 | -1 | -1 | -1 | -1 | -1 | -1 | -1 | -1 | -1 | -1 | -1 | -1 | -1
Northern_California_Li_Battery_8hr_166 | caiso-deliverability | Chowchilla_Le_Grand_offpeak | Operational_New_Capacity_MW | Northern_California_Li_Battery_8hr_166 |  | -1 | -1 | -1 | -1 | -1 | -1 | -1 | -1 | -1 | -1 | -1 | -1 | -1 | -1 | -1 | -1 | -1 | -1 | -1 | -1 | -1 | -1 | -1 | -1 | -1 | -1 | -1 | -1 | -1 | -1 | -1
Southern_PGAE_Li_Battery_8hr_168 | caiso-deliverability | Chowchilla_Le_Grand_offpeak | Operational_New_Capacity_MW | Southern_PGAE_Li_Battery_8hr_168 |  | -1 | -1 | -1 | -1 | -1 | -1 | -1 | -1 | -1 | -1 | -1 | -1 | -1 | -1 | -1 | -1 | -1 | -1 | -1 | -1 | -1 | -1 | -1 | -1 | -1 | -1 | -1 | -1 | -1 | -1 | -1
Southern_PGAE_Li_Battery_8hr_169 | caiso-deliverability | Chowchilla_Le_Grand_offpeak | Operational_New_Capacity_MW | Southern_PGAE_Li_Battery_8hr_169 |  | -1 | -1 | -1 | -1 | -1 | -1 | -1 | -1 | -1 | -1 | -1 | -1 | -1 | -1 | -1 | -1 | -1 | -1 | -1 | -1 | -1 | -1 | -1 | -1 | -1 | -1 | -1 | -1 | -1 | -1 | -1
Southern_PGAE_Li_Battery_8hr_170 | caiso-deliverability | Chowchilla_Le_Grand_offpeak | Operational_New_Capacity_MW | Southern_PGAE_Li_Battery_8hr_170 |  | -1 | -1 | -1 | -1 | -1 | -1 | -1 | -1 | -1 | -1 | -1 | -1 | -1 | -1 | -1 | -1 | -1 | -1 | -1 | -1 | -1 | -1 | -1 | -1 | -1 | -1 | -1 | -1 | -1 | -1 | -1
Southern_PGAE_Li_Battery_8hr_174 | caiso-deliverability | Chowchilla_Le_Grand_offpeak | Operational_New_Capacity_MW | Southern_PGAE_Li_Battery_8hr_174 |  | -1 | -1 | -1 | -1 | -1 | -1 | -1 | -1 | -1 | -1 | -1 | -1 | -1 | -1 | -1 | -1 | -1 | -1 | -1 | -1 | -1 | -1 | -1 | -1 | -1 | -1 | -1 | -1 | -1 | -1 | -1
Southern_PGAE_Li_Battery_8hr_176 | caiso-deliverability | Chowchilla_Le_Grand_offpeak | Operational_New_Capacity_MW | Southern_PGAE_Li_Battery_8hr_176 |  | -1 | -1 | -1 | -1 | -1 | -1 | -1 | -1 | -1 | -1 | -1 | -1 | -1 | -1 | -1 | -1 | -1 | -1 | -1 | -1 | -1 | -1 | -1 | -1 | -1 | -1 | -1 | -1 | -1 | -1 | -1
Central_Valley_North_Los_Banos_Wind_154 | caiso-deliverability | Chowchilla_Le_Grand_offpeak | Operational_New_Capacity_MW | Central_Valley_North_Los_Banos_Wind_154 |  | 0.44 | 0.44 | 0.44 | 0.44 | 0.44 | 0.44 | 0.44 | 0.44 | 0.44 | 0.44 | 0.44 | 0.44 | 0.44 | 0.44 | 0.44 | 0.44 | 0.44 | 0.44 | 0.44 | 0.44 | 0.44 | 0.44 | 0.44 | 0.44 | 0.44 | 0.44 | 0.44 | 0.44 | 0.44 | 0.44 | 0.44
Central_Valley_North_Los_Banos_Wind_162 | caiso-deliverability | Chowchilla_Le_Grand_offpeak | Operational_New_Capacity_MW | Central_Valley_North_Los_Banos_Wind_162 |  | 0.44 | 0.44 | 0.44 | 0.44 | 0.44 | 0.44 | 0.44 | 0.44 | 0.44 | 0.44 | 0.44 | 0.44 | 0.44 | 0.44 | 0.44 | 0.44 | 0.44 | 0.44 | 0.44 | 0.44 | 0.44 | 0.44 | 0.44 | 0.44 | 0.44 | 0.44 | 0.44 | 0.44 | 0.44 | 0.44 | 0.44
Northern_California_Solar_166 | caiso-deliverability | Chowchilla_Le_Grand_offpeak | Operational_New_Capacity_MW | Northern_California_Solar_166 |  | 0.79 | 0.79 | 0.79 | 0.79 | 0.79 | 0.79 | 0.79 | 0.79 | 0.79 | 0.79 | 0.79 | 0.79 | 0.79 | 0.79 | 0.79 | 0.79 | 0.79 | 0.79 | 0.79 | 0.79 | 0.79 | 0.79 | 0.79 | 0.79 | 0.79 | 0.79 | 0.79 | 0.79 | 0.79 | 0.79 | 0.79
Southern_PGAE_Solar_140 | caiso-deliverability | Chowchilla_Le_Grand_offpeak | Operational_New_Capacity_MW | Southern_PGAE_Solar_140 |  | 0.79 | 0.79 | 0.79 | 0.79 | 0.79 | 0.79 | 0.79 | 0.79 | 0.79 | 0.79 | 0.79 | 0.79 | 0.79 | 0.79 | 0.79 | 0.79 | 0.79 | 0.79 | 0.79 | 0.79 | 0.79 | 0.79 | 0.79 | 0.79 | 0.79 | 0.79 | 0.79 | 0.79 | 0.79 | 0.79 | 0.79
Southern_PGAE_Solar_151 | caiso-deliverability | Chowchilla_Le_Grand_offpeak | Operational_New_Capacity_MW | Southern_PGAE_Solar_151 |  | 0.79 | 0.79 | 0.79 | 0.79 | 0.79 | 0.79 | 0.79 | 0.79 | 0.79 | 0.79 | 0.79 | 0.79 | 0.79 | 0.79 | 0.79 | 0.79 | 0.79 | 0.79 | 0.79 | 0.79 | 0.79 | 0.79 | 0.79 | 0.79 | 0.79 | 0.79 | 0.79 | 0.79 | 0.79 | 0.79 | 0.79
Southern_PGAE_Solar_154 | caiso-deliverability | Chowchilla_Le_Grand_offpeak | Operational_New_Capacity_MW | Southern_PGAE_Solar_154 |  | 0.79 | 0.79 | 0.79 | 0.79 | 0.79 | 0.79 | 0.79 | 0.79 | 0.79 | 0.79 | 0.79 | 0.79 | 0.79 | 0.79 | 0.79 | 0.79 | 0.79 | 0.79 | 0.79 | 0.79 | 0.79 | 0.79 | 0.79 | 0.79 | 0.79 | 0.79 | 0.79 | 0.79 | 0.79 | 0.79 | 0.79
Southern_PGAE_Solar_161 | caiso-deliverability | Chowchilla_Le_Grand_offpeak | Operational_New_Capacity_MW | Southern_PGAE_Solar_161 |  | 0.79 | 0.79 | 0.79 | 0.79 | 0.79 | 0.79 | 0.79 | 0.79 | 0.79 | 0.79 | 0.79 | 0.79 | 0.79 | 0.79 | 0.79 | 0.79 | 0.79 | 0.79 | 0.79 | 0.79 | 0.79 | 0.79 | 0.79 | 0.79 | 0.79 | 0.79 | 0.79 | 0.79 | 0.79 | 0.79 | 0.79
Southern_PGAE_Solar_162 | caiso-deliverability | Chowchilla_Le_Grand_offpeak | Operational_New_Capacity_MW | Southern_PGAE_Solar_162 |  | 0.79 | 0.79 | 0.79 | 0.79 | 0.79 | 0.79 | 0.79 | 0.79 | 0.79 | 0.79 | 0.79 | 0.79 | 0.79 | 0.79 | 0.79 | 0.79 | 0.79 | 0.79 | 0.79 | 0.79 | 0.79 | 0.79 | 0.79 | 0.79 | 0.79 | 0.79 | 0.79 | 0.79 | 0.79 | 0.79 | 0.79
Southern_PGAE_Solar_163 | caiso-deliverability | Chowchilla_Le_Grand_offpeak | Operational_New_Capacity_MW | Southern_PGAE_Solar_163 |  | 0.79 | 0.79 | 0.79 | 0.79 | 0.79 | 0.79 | 0.79 | 0.79 | 0.79 | 0.79 | 0.79 | 0.79 | 0.79 | 0.79 | 0.79 | 0.79 | 0.79 | 0.79 | 0.79 | 0.79 | 0.79 | 0.79 | 0.79 | 0.79 | 0.79 | 0.79 | 0.79 | 0.79 | 0.79 | 0.79 | 0.79
Southern_PGAE_Solar_164 | caiso-deliverability | Chowchilla_Le_Grand_offpeak | Operational_New_Capacity_MW | Southern_PGAE_Solar_164 |  | 0.79 | 0.79 | 0.79 | 0.79 | 0.79 | 0.79 | 0.79 | 0.79 | 0.79 | 0.79 | 0.79 | 0.79 | 0.79 | 0.79 | 0.79 | 0.79 | 0.79 | 0.79 | 0.79 | 0.79 | 0.79 | 0.79 | 0.79 | 0.79 | 0.79 | 0.79 | 0.79 | 0.79 | 0.79 | 0.79 | 0.79
Southern_PGAE_Solar_165 | caiso-deliverability | Chowchilla_Le_Grand_offpeak | Operational_New_Capacity_MW | Southern_PGAE_Solar_165 |  | 0.79 | 0.79 | 0.79 | 0.79 | 0.79 | 0.79 | 0.79 | 0.79 | 0.79 | 0.79 | 0.79 | 0.79 | 0.79 | 0.79 | 0.79 | 0.79 | 0.79 | 0.79 | 0.79 | 0.79 | 0.79 | 0.79 | 0.79 | 0.79 | 0.79 | 0.79 | 0.79 | 0.79 | 0.79 | 0.79 | 0.79
Southern_PGAE_Solar_168 | caiso-deliverability | Chowchilla_Le_Grand_offpeak | Operational_New_Capacity_MW | Southern_PGAE_Solar_168 |  | 0.79 | 0.79 | 0.79 | 0.79 | 0.79 | 0.79 | 0.79 | 0.79 | 0.79 | 0.79 | 0.79 | 0.79 | 0.79 | 0.79 | 0.79 | 0.79 | 0.79 | 0.79 | 0.79 | 0.79 | 0.79 | 0.79 | 0.79 | 0.79 | 0.79 | 0.79 | 0.79 | 0.79 | 0.79 | 0.79 | 0.79
Southern_PGAE_Solar_169 | caiso-deliverability | Chowchilla_Le_Grand_offpeak | Operational_New_Capacity_MW | Southern_PGAE_Solar_169 |  | 0.79 | 0.79 | 0.79 | 0.79 | 0.79 | 0.79 | 0.79 | 0.79 | 0.79 | 0.79 | 0.79 | 0.79 | 0.79 | 0.79 | 0.79 | 0.79 | 0.79 | 0.79 | 0.79 | 0.79 | 0.79 | 0.79 | 0.79 | 0.79 | 0.79 | 0.79 | 0.79 | 0.79 | 0.79 | 0.79 | 0.79
Southern_PGAE_Solar_170 | caiso-deliverability | Chowchilla_Le_Grand_offpeak | Operational_New_Capacity_MW | Southern_PGAE_Solar_170 |  | 0.79 | 0.79 | 0.79 | 0.79 | 0.79 | 0.79 | 0.79 | 0.79 | 0.79 | 0.79 | 0.79 | 0.79 | 0.79 | 0.79 | 0.79 | 0.79 | 0.79 | 0.79 | 0.79 | 0.79 | 0.79 | 0.79 | 0.79 | 0.79 | 0.79 | 0.79 | 0.79 | 0.79 | 0.79 | 0.79 | 0.79
Southern_PGAE_Solar_174 | caiso-deliverability | Chowchilla_Le_Grand_offpeak | Operational_New_Capacity_MW | Southern_PGAE_Solar_174 |  | 0.79 | 0.79 | 0.79 | 0.79 | 0.79 | 0.79 | 0.79 | 0.79 | 0.79 | 0.79 | 0.79 | 0.79 | 0.79 | 0.79 | 0.79 | 0.79 | 0.79 | 0.79 | 0.79 | 0.79 | 0.79 | 0.79 | 0.79 | 0.79 | 0.79 | 0.79 | 0.79 | 0.79 | 0.79 | 0.79 | 0.79
Southern_PGAE_Solar_176 | caiso-deliverability | Chowchilla_Le_Grand_offpeak | Operational_New_Capacity_MW | Southern_PGAE_Solar_176 |  | 0.79 | 0.79 | 0.79 | 0.79 | 0.79 | 0.79 | 0.79 | 0.79 | 0.79 | 0.79 | 0.79 | 0.79 | 0.79 | 0.79 | 0.79 | 0.79 | 0.79 | 0.79 | 0.79 | 0.79 | 0.79 | 0.79 | 0.79 | 0.79 | 0.79 | 0.79 | 0.79 | 0.79 | 0.79 | 0.79 | 0.79
Chowchilla_Le_Grand_group | caiso-deliverability | Chowchilla_Le_Grand_offpeak | Operational_New_Capacity_MW | Chowchilla_Le_Grand_group |  | -0.45087 | -0.45087 | -0.45087 | -0.45087 | -0.45087 | -0.45087 | -0.45087 | -0.45087 | -0.45087 | -0.45087 | -0.45087 | -0.45087 | -0.45087 | -0.45087 | -0.45087 | -0.45087 | -0.45087 | -0.45087 | -0.45087 | -0.45087 | -0.45087 | -0.45087 | -0.45087 | -0.45087 | -0.45087 | -0.45087 | -0.45087 | -0.45087 | -0.45087 | -0.45087 | -0.45087
Southern_PGAE_Flow_Battery_140 | caiso-deliverability | Chowchilla_Le_Grand_SSN | Reliability_Capacity_In_Model_Year | System RA | Southern_PGAE_Flow_Battery_140 | 0.5 | 0.5 | 0.5 | 0.5 | 0.5 | 0.5 | 0.5 | 0.5 | 0.5 | 0.5 | 0.5 | 0.5 | 0.5 | 0.5 | 0.5 | 0.5 | 0.5 | 0.5 | 0.5 | 0.5 | 0.5 | 0.5 | 0.5 | 0.5 | 0.5 | 0.5 | 0.5 | 0.5 | 0.5 | 0.5 | 0.5
Southern_PGAE_Flow_Battery_151 | caiso-deliverability | Chowchilla_Le_Grand_SSN | Reliability_Capacity_In_Model_Year | System RA | Southern_PGAE_Flow_Battery_151 | 0.5 | 0.5 | 0.5 | 0.5 | 0.5 | 0.5 | 0.5 | 0.5 | 0.5 | 0.5 | 0.5 | 0.5 | 0.5 | 0.5 | 0.5 | 0.5 | 0.5 | 0.5 | 0.5 | 0.5 | 0.5 | 0.5 | 0.5 | 0.5 | 0.5 | 0.5 | 0.5 | 0.5 | 0.5 | 0.5 | 0.5
Southern_PGAE_Flow_Battery_154 | caiso-deliverability | Chowchilla_Le_Grand_SSN | Reliability_Capacity_In_Model_Year | System RA | Southern_PGAE_Flow_Battery_154 | 0.5 | 0.5 | 0.5 | 0.5 | 0.5 | 0.5 | 0.5 | 0.5 | 0.5 | 0.5 | 0.5 | 0.5 | 0.5 | 0.5 | 0.5 | 0.5 | 0.5 | 0.5 | 0.5 | 0.5 | 0.5 | 0.5 | 0.5 | 0.5 | 0.5 | 0.5 | 0.5 | 0.5 | 0.5 | 0.5 | 0.5
Southern_PGAE_Flow_Battery_161 | caiso-deliverability | Chowchilla_Le_Grand_SSN | Reliability_Capacity_In_Model_Year | System RA | Southern_PGAE_Flow_Battery_161 | 0.5 | 0.5 | 0.5 | 0.5 | 0.5 | 0.5 | 0.5 | 0.5 | 0.5 | 0.5 | 0.5 | 0.5 | 0.5 | 0.5 | 0.5 | 0.5 | 0.5 | 0.5 | 0.5 | 0.5 | 0.5 | 0.5 | 0.5 | 0.5 | 0.5 | 0.5 | 0.5 | 0.5 | 0.5 | 0.5 | 0.5
Southern_PGAE_Flow_Battery_162 | caiso-deliverability | Chowchilla_Le_Grand_SSN | Reliability_Capacity_In_Model_Year | System RA | Southern_PGAE_Flow_Battery_162 | 0.5 | 0.5 | 0.5 | 0.5 | 0.5 | 0.5 | 0.5 | 0.5 | 0.5 | 0.5 | 0.5 | 0.5 | 0.5 | 0.5 | 0.5 | 0.5 | 0.5 | 0.5 | 0.5 | 0.5 | 0.5 | 0.5 | 0.5 | 0.5 | 0.5 | 0.5 | 0.5 | 0.5 | 0.5 | 0.5 | 0.5
Southern_PGAE_Flow_Battery_163 | caiso-deliverability | Chowchilla_Le_Grand_SSN | Reliability_Capacity_In_Model_Year | System RA | Southern_PGAE_Flow_Battery_163 | 0.5 | 0.5 | 0.5 | 0.5 | 0.5 | 0.5 | 0.5 | 0.5 | 0.5 | 0.5 | 0.5 | 0.5 | 0.5 | 0.5 | 0.5 | 0.5 | 0.5 | 0.5 | 0.5 | 0.5 | 0.5 | 0.5 | 0.5 | 0.5 | 0.5 | 0.5 | 0.5 | 0.5 | 0.5 | 0.5 | 0.5
Southern_PGAE_Flow_Battery_164 | caiso-deliverability | Chowchilla_Le_Grand_SSN | Reliability_Capacity_In_Model_Year | System RA | Southern_PGAE_Flow_Battery_164 | 0.5 | 0.5 | 0.5 | 0.5 | 0.5 | 0.5 | 0.5 | 0.5 | 0.5 | 0.5 | 0.5 | 0.5 | 0.5 | 0.5 | 0.5 | 0.5 | 0.5 | 0.5 | 0.5 | 0.5 | 0.5 | 0.5 | 0.5 | 0.5 | 0.5 | 0.5 | 0.5 | 0.5 | 0.5 | 0.5 | 0.5
Southern_PGAE_Flow_Battery_165 | caiso-deliverability | Chowchilla_Le_Grand_SSN | Reliability_Capacity_In_Model_Year | System RA | Southern_PGAE_Flow_Battery_165 | 0.5 | 0.5 | 0.5 | 0.5 | 0.5 | 0.5 | 0.5 | 0.5 | 0.5 | 0.5 | 0.5 | 0.5 | 0.5 | 0.5 | 0.5 | 0.5 | 0.5 | 0.5 | 0.5 | 0.5 | 0.5 | 0.5 | 0.5 | 0.5 | 0.5 | 0.5 | 0.5 | 0.5 | 0.5 | 0.5 | 0.5
Northern_California_Flow_Battery_166 | caiso-deliverability | Chowchilla_Le_Grand_SSN | Reliability_Capacity_In_Model_Year | System RA | Northern_California_Flow_Battery_166 | 0.5 | 0.5 | 0.5 | 0.5 | 0.5 | 0.5 | 0.5 | 0.5 | 0.5 | 0.5 | 0.5 | 0.5 | 0.5 | 0.5 | 0.5 | 0.5 | 0.5 | 0.5 | 0.5 | 0.5 | 0.5 | 0.5 | 0.5 | 0.5 | 0.5 | 0.5 | 0.5 | 0.5 | 0.5 | 0.5 | 0.5
Southern_PGAE_Flow_Battery_168 | caiso-deliverability | Chowchilla_Le_Grand_SSN | Reliability_Capacity_In_Model_Year | System RA | Southern_PGAE_Flow_Battery_168 | 0.5 | 0.5 | 0.5 | 0.5 | 0.5 | 0.5 | 0.5 | 0.5 | 0.5 | 0.5 | 0.5 | 0.5 | 0.5 | 0.5 | 0.5 | 0.5 | 0.5 | 0.5 | 0.5 | 0.5 | 0.5 | 0.5 | 0.5 | 0.5 | 0.5 | 0.5 | 0.5 | 0.5 | 0.5 | 0.5 | 0.5
Southern_PGAE_Flow_Battery_169 | caiso-deliverability | Chowchilla_Le_Grand_SSN | Reliability_Capacity_In_Model_Year | System RA | Southern_PGAE_Flow_Battery_169 | 0.5 | 0.5 | 0.5 | 0.5 | 0.5 | 0.5 | 0.5 | 0.5 | 0.5 | 0.5 | 0.5 | 0.5 | 0.5 | 0.5 | 0.5 | 0.5 | 0.5 | 0.5 | 0.5 | 0.5 | 0.5 | 0.5 | 0.5 | 0.5 | 0.5 | 0.5 | 0.5 | 0.5 | 0.5 | 0.5 | 0.5
Southern_PGAE_Flow_Battery_170 | caiso-deliverability | Chowchilla_Le_Grand_SSN | Reliability_Capacity_In_Model_Year | System RA | Southern_PGAE_Flow_Battery_170 | 0.5 | 0.5 | 0.5 | 0.5 | 0.5 | 0.5 | 0.5 | 0.5 | 0.5 | 0.5 | 0.5 | 0.5 | 0.5 | 0.5 | 0.5 | 0.5 | 0.5 | 0.5 | 0.5 | 0.5 | 0.5 | 0.5 | 0.5 | 0.5 | 0.5 | 0.5 | 0.5 | 0.5 | 0.5 | 0.5 | 0.5
Southern_PGAE_Flow_Battery_174 | caiso-deliverability | Chowchilla_Le_Grand_SSN | Reliability_Capacity_In_Model_Year | System RA | Southern_PGAE_Flow_Battery_174 | 0.5 | 0.5 | 0.5 | 0.5 | 0.5 | 0.5 | 0.5 | 0.5 | 0.5 | 0.5 | 0.5 | 0.5 | 0.5 | 0.5 | 0.5 | 0.5 | 0.5 | 0.5 | 0.5 | 0.5 | 0.5 | 0.5 | 0.5 | 0.5 | 0.5 | 0.5 | 0.5 | 0.5 | 0.5 | 0.5 | 0.5
Southern_PGAE_Flow_Battery_176 | caiso-deliverability | Chowchilla_Le_Grand_SSN | Reliability_Capacity_In_Model_Year | System RA | Southern_PGAE_Flow_Battery_176 | 0.5 | 0.5 | 0.5 | 0.5 | 0.5 | 0.5 | 0.5 | 0.5 | 0.5 | 0.5 | 0.5 | 0.5 | 0.5 | 0.5 | 0.5 | 0.5 | 0.5 | 0.5 | 0.5 | 0.5 | 0.5 | 0.5 | 0.5 | 0.5 | 0.5 | 0.5 | 0.5 | 0.5 | 0.5 | 0.5 | 0.5
Southern_PGAE_Li_Battery_4hr_140 | caiso-deliverability | Chowchilla_Le_Grand_SSN | Reliability_Capacity_In_Model_Year | System RA | Southern_PGAE_Li_Battery_4hr_140 | 0.5 | 0.5 | 0.5 | 0.5 | 0.5 | 0.5 | 0.5 | 0.5 | 0.5 | 0.5 | 0.5 | 0.5 | 0.5 | 0.5 | 0.5 | 0.5 | 0.5 | 0.5 | 0.5 | 0.5 | 0.5 | 0.5 | 0.5 | 0.5 | 0.5 | 0.5 | 0.5 | 0.5 | 0.5 | 0.5 | 0.5
Southern_PGAE_Li_Battery_4hr_151 | caiso-deliverability | Chowchilla_Le_Grand_SSN | Reliability_Capacity_In_Model_Year | System RA | Southern_PGAE_Li_Battery_4hr_151 | 0.5 | 0.5 | 0.5 | 0.5 | 0.5 | 0.5 | 0.5 | 0.5 | 0.5 | 0.5 | 0.5 | 0.5 | 0.5 | 0.5 | 0.5 | 0.5 | 0.5 | 0.5 | 0.5 | 0.5 | 0.5 | 0.5 | 0.5 | 0.5 | 0.5 | 0.5 | 0.5 | 0.5 | 0.5 | 0.5 | 0.5
Southern_PGAE_Li_Battery_4hr_154 | caiso-deliverability | Chowchilla_Le_Grand_SSN | Reliability_Capacity_In_Model_Year | System RA | Southern_PGAE_Li_Battery_4hr_154 | 0.5 | 0.5 | 0.5 | 0.5 | 0.5 | 0.5 | 0.5 | 0.5 | 0.5 | 0.5 | 0.5 | 0.5 | 0.5 | 0.5 | 0.5 | 0.5 | 0.5 | 0.5 | 0.5 | 0.5 | 0.5 | 0.5 | 0.5 | 0.5 | 0.5 | 0.5 | 0.5 | 0.5 | 0.5 | 0.5 | 0.5
Southern_PGAE_Li_Battery_4hr_161 | caiso-deliverability | Chowchilla_Le_Grand_SSN | Reliability_Capacity_In_Model_Year | System RA | Southern_PGAE_Li_Battery_4hr_161 | 0.5 | 0.5 | 0.5 | 0.5 | 0.5 | 0.5 | 0.5 | 0.5 | 0.5 | 0.5 | 0.5 | 0.5 | 0.5 | 0.5 | 0.5 | 0.5 | 0.5 | 0.5 | 0.5 | 0.5 | 0.5 | 0.5 | 0.5 | 0.5 | 0.5 | 0.5 | 0.5 | 0.5 | 0.5 | 0.5 | 0.5
Southern_PGAE_Li_Battery_4hr_162 | caiso-deliverability | Chowchilla_Le_Grand_SSN | Reliability_Capacity_In_Model_Year | System RA | Southern_PGAE_Li_Battery_4hr_162 | 0.5 | 0.5 | 0.5 | 0.5 | 0.5 | 0.5 | 0.5 | 0.5 | 0.5 | 0.5 | 0.5 | 0.5 | 0.5 | 0.5 | 0.5 | 0.5 | 0.5 | 0.5 | 0.5 | 0.5 | 0.5 | 0.5 | 0.5 | 0.5 | 0.5 | 0.5 | 0.5 | 0.5 | 0.5 | 0.5 | 0.5
Southern_PGAE_Li_Battery_4hr_163 | caiso-deliverability | Chowchilla_Le_Grand_SSN | Reliability_Capacity_In_Model_Year | System RA | Southern_PGAE_Li_Battery_4hr_163 | 0.5 | 0.5 | 0.5 | 0.5 | 0.5 | 0.5 | 0.5 | 0.5 | 0.5 | 0.5 | 0.5 | 0.5 | 0.5 | 0.5 | 0.5 | 0.5 | 0.5 | 0.5 | 0.5 | 0.5 | 0.5 | 0.5 | 0.5 | 0.5 | 0.5 | 0.5 | 0.5 | 0.5 | 0.5 | 0.5 | 0.5
Southern_PGAE_Li_Battery_4hr_164 | caiso-deliverability | Chowchilla_Le_Grand_SSN | Reliability_Capacity_In_Model_Year | System RA | Southern_PGAE_Li_Battery_4hr_164 | 0.5 | 0.5 | 0.5 | 0.5 | 0.5 | 0.5 | 0.5 | 0.5 | 0.5 | 0.5 | 0.5 | 0.5 | 0.5 | 0.5 | 0.5 | 0.5 | 0.5 | 0.5 | 0.5 | 0.5 | 0.5 | 0.5 | 0.5 | 0.5 | 0.5 | 0.5 | 0.5 | 0.5 | 0.5 | 0.5 | 0.5
Southern_PGAE_Li_Battery_4hr_165 | caiso-deliverability | Chowchilla_Le_Grand_SSN | Reliability_Capacity_In_Model_Year | System RA | Southern_PGAE_Li_Battery_4hr_165 | 0.5 | 0.5 | 0.5 | 0.5 | 0.5 | 0.5 | 0.5 | 0.5 | 0.5 | 0.5 | 0.5 | 0.5 | 0.5 | 0.5 | 0.5 | 0.5 | 0.5 | 0.5 | 0.5 | 0.5 | 0.5 | 0.5 | 0.5 | 0.5 | 0.5 | 0.5 | 0.5 | 0.5 | 0.5 | 0.5 | 0.5
Northern_California_Li_Battery_4hr_166 | caiso-deliverability | Chowchilla_Le_Grand_SSN | Reliability_Capacity_In_Model_Year | System RA | Northern_California_Li_Battery_4hr_166 | 0.5 | 0.5 | 0.5 | 0.5 | 0.5 | 0.5 | 0.5 | 0.5 | 0.5 | 0.5 | 0.5 | 0.5 | 0.5 | 0.5 | 0.5 | 0.5 | 0.5 | 0.5 | 0.5 | 0.5 | 0.5 | 0.5 | 0.5 | 0.5 | 0.5 | 0.5 | 0.5 | 0.5 | 0.5 | 0.5 | 0.5
Southern_PGAE_Li_Battery_4hr_168 | caiso-deliverability | Chowchilla_Le_Grand_SSN | Reliability_Capacity_In_Model_Year | System RA | Southern_PGAE_Li_Battery_4hr_168 | 0.5 | 0.5 | 0.5 | 0.5 | 0.5 | 0.5 | 0.5 | 0.5 | 0.5 | 0.5 | 0.5 | 0.5 | 0.5 | 0.5 | 0.5 | 0.5 | 0.5 | 0.5 | 0.5 | 0.5 | 0.5 | 0.5 | 0.5 | 0.5 | 0.5 | 0.5 | 0.5 | 0.5 | 0.5 | 0.5 | 0.5
Southern_PGAE_Li_Battery_4hr_169 | caiso-deliverability | Chowchilla_Le_Grand_SSN | Reliability_Capacity_In_Model_Year | System RA | Southern_PGAE_Li_Battery_4hr_169 | 0.5 | 0.5 | 0.5 | 0.5 | 0.5 | 0.5 | 0.5 | 0.5 | 0.5 | 0.5 | 0.5 | 0.5 | 0.5 | 0.5 | 0.5 | 0.5 | 0.5 | 0.5 | 0.5 | 0.5 | 0.5 | 0.5 | 0.5 | 0.5 | 0.5 | 0.5 | 0.5 | 0.5 | 0.5 | 0.5 | 0.5
Southern_PGAE_Li_Battery_4hr_170 | caiso-deliverability | Chowchilla_Le_Grand_SSN | Reliability_Capacity_In_Model_Year | System RA | Southern_PGAE_Li_Battery_4hr_170 | 0.5 | 0.5 | 0.5 | 0.5 | 0.5 | 0.5 | 0.5 | 0.5 | 0.5 | 0.5 | 0.5 | 0.5 | 0.5 | 0.5 | 0.5 | 0.5 | 0.5 | 0.5 | 0.5 | 0.5 | 0.5 | 0.5 | 0.5 | 0.5 | 0.5 | 0.5 | 0.5 | 0.5 | 0.5 | 0.5 | 0.5
Southern_PGAE_Li_Battery_4hr_174 | caiso-deliverability | Chowchilla_Le_Grand_SSN | Reliability_Capacity_In_Model_Year | System RA | Southern_PGAE_Li_Battery_4hr_174 | 0.5 | 0.5 | 0.5 | 0.5 | 0.5 | 0.5 | 0.5 | 0.5 | 0.5 | 0.5 | 0.5 | 0.5 | 0.5 | 0.5 | 0.5 | 0.5 | 0.5 | 0.5 | 0.5 | 0.5 | 0.5 | 0.5 | 0.5 | 0.5 | 0.5 | 0.5 | 0.5 | 0.5 | 0.5 | 0.5 | 0.5
Southern_PGAE_Li_Battery_4hr_176 | caiso-deliverability | Chowchilla_Le_Grand_SSN | Reliability_Capacity_In_Model_Year | System RA | Southern_PGAE_Li_Battery_4hr_176 | 0.5 | 0.5 | 0.5 | 0.5 | 0.5 | 0.5 | 0.5 | 0.5 | 0.5 | 0.5 | 0.5 | 0.5 | 0.5 | 0.5 | 0.5 | 0.5 | 0.5 | 0.5 | 0.5 | 0.5 | 0.5 | 0.5 | 0.5 | 0.5 | 0.5 | 0.5 | 0.5 | 0.5 | 0.5 | 0.5 | 0.5
Southern_PGAE_Li_Battery_8hr_140 | caiso-deliverability | Chowchilla_Le_Grand_SSN | Reliability_Capacity_In_Model_Year | System RA | Southern_PGAE_Li_Battery_8hr_140 | 0.5 | 0.5 | 0.5 | 0.5 | 0.5 | 0.5 | 0.5 | 0.5 | 0.5 | 0.5 | 0.5 | 0.5 | 0.5 | 0.5 | 0.5 | 0.5 | 0.5 | 0.5 | 0.5 | 0.5 | 0.5 | 0.5 | 0.5 | 0.5 | 0.5 | 0.5 | 0.5 | 0.5 | 0.5 | 0.5 | 0.5
Southern_PGAE_Li_Battery_8hr_151 | caiso-deliverability | Chowchilla_Le_Grand_SSN | Reliability_Capacity_In_Model_Year | System RA | Southern_PGAE_Li_Battery_8hr_151 | 0.5 | 0.5 | 0.5 | 0.5 | 0.5 | 0.5 | 0.5 | 0.5 | 0.5 | 0.5 | 0.5 | 0.5 | 0.5 | 0.5 | 0.5 | 0.5 | 0.5 | 0.5 | 0.5 | 0.5 | 0.5 | 0.5 | 0.5 | 0.5 | 0.5 | 0.5 | 0.5 | 0.5 | 0.5 | 0.5 | 0.5
Southern_PGAE_Li_Battery_8hr_154 | caiso-deliverability | Chowchilla_Le_Grand_SSN | Reliability_Capacity_In_Model_Year | System RA | Southern_PGAE_Li_Battery_8hr_154 | 0.5 | 0.5 | 0.5 | 0.5 | 0.5 | 0.5 | 0.5 | 0.5 | 0.5 | 0.5 | 0.5 | 0.5 | 0.5 | 0.5 | 0.5 | 0.5 | 0.5 | 0.5 | 0.5 | 0.5 | 0.5 | 0.5 | 0.5 | 0.5 | 0.5 | 0.5 | 0.5 | 0.5 | 0.5 | 0.5 | 0.5
Southern_PGAE_Li_Battery_8hr_161 | caiso-deliverability | Chowchilla_Le_Grand_SSN | Reliability_Capacity_In_Model_Year | System RA | Southern_PGAE_Li_Battery_8hr_161 | 0.5 | 0.5 | 0.5 | 0.5 | 0.5 | 0.5 | 0.5 | 0.5 | 0.5 | 0.5 | 0.5 | 0.5 | 0.5 | 0.5 | 0.5 | 0.5 | 0.5 | 0.5 | 0.5 | 0.5 | 0.5 | 0.5 | 0.5 | 0.5 | 0.5 | 0.5 | 0.5 | 0.5 | 0.5 | 0.5 | 0.5
Southern_PGAE_Li_Battery_8hr_162 | caiso-deliverability | Chowchilla_Le_Grand_SSN | Reliability_Capacity_In_Model_Year | System RA | Southern_PGAE_Li_Battery_8hr_162 | 0.5 | 0.5 | 0.5 | 0.5 | 0.5 | 0.5 | 0.5 | 0.5 | 0.5 | 0.5 | 0.5 | 0.5 | 0.5 | 0.5 | 0.5 | 0.5 | 0.5 | 0.5 | 0.5 | 0.5 | 0.5 | 0.5 | 0.5 | 0.5 | 0.5 | 0.5 | 0.5 | 0.5 | 0.5 | 0.5 | 0.5
Southern_PGAE_Li_Battery_8hr_163 | caiso-deliverability | Chowchilla_Le_Grand_SSN | Reliability_Capacity_In_Model_Year | System RA | Southern_PGAE_Li_Battery_8hr_163 | 0.5 | 0.5 | 0.5 | 0.5 | 0.5 | 0.5 | 0.5 | 0.5 | 0.5 | 0.5 | 0.5 | 0.5 | 0.5 | 0.5 | 0.5 | 0.5 | 0.5 | 0.5 | 0.5 | 0.5 | 0.5 | 0.5 | 0.5 | 0.5 | 0.5 | 0.5 | 0.5 | 0.5 | 0.5 | 0.5 | 0.5
Southern_PGAE_Li_Battery_8hr_164 | caiso-deliverability | Chowchilla_Le_Grand_SSN | Reliability_Capacity_In_Model_Year | System RA | Southern_PGAE_Li_Battery_8hr_164 | 0.5 | 0.5 | 0.5 | 0.5 | 0.5 | 0.5 | 0.5 | 0.5 | 0.5 | 0.5 | 0.5 | 0.5 | 0.5 | 0.5 | 0.5 | 0.5 | 0.5 | 0.5 | 0.5 | 0.5 | 0.5 | 0.5 | 0.5 | 0.5 | 0.5 | 0.5 | 0.5 | 0.5 | 0.5 | 0.5 | 0.5
Southern_PGAE_Li_Battery_8hr_165 | caiso-deliverability | Chowchilla_Le_Grand_SSN | Reliability_Capacity_In_Model_Year | System RA | Southern_PGAE_Li_Battery_8hr_165 | 0.5 | 0.5 | 0.5 | 0.5 | 0.5 | 0.5 | 0.5 | 0.5 | 0.5 | 0.5 | 0.5 | 0.5 | 0.5 | 0.5 | 0.5 | 0.5 | 0.5 | 0.5 | 0.5 | 0.5 | 0.5 | 0.5 | 0.5 | 0.5 | 0.5 | 0.5 | 0.5 | 0.5 | 0.5 | 0.5 | 0.5
Northern_California_Li_Battery_8hr_166 | caiso-deliverability | Chowchilla_Le_Grand_SSN | Reliability_Capacity_In_Model_Year | System RA | Northern_California_Li_Battery_8hr_166 | 0.5 | 0.5 | 0.5 | 0.5 | 0.5 | 0.5 | 0.5 | 0.5 | 0.5 | 0.5 | 0.5 | 0.5 | 0.5 | 0.5 | 0.5 | 0.5 | 0.5 | 0.5 | 0.5 | 0.5 | 0.5 | 0.5 | 0.5 | 0.5 | 0.5 | 0.5 | 0.5 | 0.5 | 0.5 | 0.5 | 0.5
Southern_PGAE_Li_Battery_8hr_168 | caiso-deliverability | Chowchilla_Le_Grand_SSN | Reliability_Capacity_In_Model_Year | System RA | Southern_PGAE_Li_Battery_8hr_168 | 0.5 | 0.5 | 0.5 | 0.5 | 0.5 | 0.5 | 0.5 | 0.5 | 0.5 | 0.5 | 0.5 | 0.5 | 0.5 | 0.5 | 0.5 | 0.5 | 0.5 | 0.5 | 0.5 | 0.5 | 0.5 | 0.5 | 0.5 | 0.5 | 0.5 | 0.5 | 0.5 | 0.5 | 0.5 | 0.5 | 0.5
Southern_PGAE_Li_Battery_8hr_169 | caiso-deliverability | Chowchilla_Le_Grand_SSN | Reliability_Capacity_In_Model_Year | System RA | Southern_PGAE_Li_Battery_8hr_169 | 0.5 | 0.5 | 0.5 | 0.5 | 0.5 | 0.5 | 0.5 | 0.5 | 0.5 | 0.5 | 0.5 | 0.5 | 0.5 | 0.5 | 0.5 | 0.5 | 0.5 | 0.5 | 0.5 | 0.5 | 0.5 | 0.5 | 0.5 | 0.5 | 0.5 | 0.5 | 0.5 | 0.5 | 0.5 | 0.5 | 0.5
Southern_PGAE_Li_Battery_8hr_170 | caiso-deliverability | Chowchilla_Le_Grand_SSN | Reliability_Capacity_In_Model_Year | System RA | Southern_PGAE_Li_Battery_8hr_170 | 0.5 | 0.5 | 0.5 | 0.5 | 0.5 | 0.5 | 0.5 | 0.5 | 0.5 | 0.5 | 0.5 | 0.5 | 0.5 | 0.5 | 0.5 | 0.5 | 0.5 | 0.5 | 0.5 | 0.5 | 0.5 | 0.5 | 0.5 | 0.5 | 0.5 | 0.5 | 0.5 | 0.5 | 0.5 | 0.5 | 0.5
Southern_PGAE_Li_Battery_8hr_174 | caiso-deliverability | Chowchilla_Le_Grand_SSN | Reliability_Capacity_In_Model_Year | System RA | Southern_PGAE_Li_Battery_8hr_174 | 0.5 | 0.5 | 0.5 | 0.5 | 0.5 | 0.5 | 0.5 | 0.5 | 0.5 | 0.5 | 0.5 | 0.5 | 0.5 | 0.5 | 0.5 | 0.5 | 0.5 | 0.5 | 0.5 | 0.5 | 0.5 | 0.5 | 0.5 | 0.5 | 0.5 | 0.5 | 0.5 | 0.5 | 0.5 | 0.5 | 0.5
Southern_PGAE_Li_Battery_8hr_176 | caiso-deliverability | Chowchilla_Le_Grand_SSN | Reliability_Capacity_In_Model_Year | System RA | Southern_PGAE_Li_Battery_8hr_176 | 0.5 | 0.5 | 0.5 | 0.5 | 0.5 | 0.5 | 0.5 | 0.5 | 0.5 | 0.5 | 0.5 | 0.5 | 0.5 | 0.5 | 0.5 | 0.5 | 0.5 | 0.5 | 0.5 | 0.5 | 0.5 | 0.5 | 0.5 | 0.5 | 0.5 | 0.5 | 0.5 | 0.5 | 0.5 | 0.5 | 0.5
Central_Valley_North_Los_Banos_Wind_154 | caiso-deliverability | Chowchilla_Le_Grand_SSN | Reliability_Capacity_In_Model_Year | System RA | Central_Valley_North_Los_Banos_Wind_154 | 0.163 | 0.163 | 0.163 | 0.163 | 0.163 | 0.163 | 0.163 | 0.163 | 0.163 | 0.163 | 0.163 | 0.163 | 0.163 | 0.163 | 0.163 | 0.163 | 0.163 | 0.163 | 0.163 | 0.163 | 0.163 | 0.163 | 0.163 | 0.163 | 0.163 | 0.163 | 0.163 | 0.163 | 0.163 | 0.163 | 0.163
Central_Valley_North_Los_Banos_Wind_162 | caiso-deliverability | Chowchilla_Le_Grand_SSN | Reliability_Capacity_In_Model_Year | System RA | Central_Valley_North_Los_Banos_Wind_162 | 0.163 | 0.163 | 0.163 | 0.163 | 0.163 | 0.163 | 0.163 | 0.163 | 0.163 | 0.163 | 0.163 | 0.163 | 0.163 | 0.163 | 0.163 | 0.163 | 0.163 | 0.163 | 0.163 | 0.163 | 0.163 | 0.163 | 0.163 | 0.163 | 0.163 | 0.163 | 0.163 | 0.163 | 0.163 | 0.163 | 0.163
Northern_California_Solar_166 | caiso-deliverability | Chowchilla_Le_Grand_SSN | Reliability_Capacity_In_Model_Year | System RA | Northern_California_Solar_166 | 0.556 | 0.556 | 0.556 | 0.556 | 0.556 | 0.556 | 0.556 | 0.556 | 0.556 | 0.556 | 0.556 | 0.556 | 0.556 | 0.556 | 0.556 | 0.556 | 0.556 | 0.556 | 0.556 | 0.556 | 0.556 | 0.556 | 0.556 | 0.556 | 0.556 | 0.556 | 0.556 | 0.556 | 0.556 | 0.556 | 0.556
Southern_PGAE_Solar_140 | caiso-deliverability | Chowchilla_Le_Grand_SSN | Reliability_Capacity_In_Model_Year | System RA | Southern_PGAE_Solar_140 | 0.556 | 0.556 | 0.556 | 0.556 | 0.556 | 0.556 | 0.556 | 0.556 | 0.556 | 0.556 | 0.556 | 0.556 | 0.556 | 0.556 | 0.556 | 0.556 | 0.556 | 0.556 | 0.556 | 0.556 | 0.556 | 0.556 | 0.556 | 0.556 | 0.556 | 0.556 | 0.556 | 0.556 | 0.556 | 0.556 | 0.556
Southern_PGAE_Solar_151 | caiso-deliverability | Chowchilla_Le_Grand_SSN | Reliability_Capacity_In_Model_Year | System RA | Southern_PGAE_Solar_151 | 0.556 | 0.556 | 0.556 | 0.556 | 0.556 | 0.556 | 0.556 | 0.556 | 0.556 | 0.556 | 0.556 | 0.556 | 0.556 | 0.556 | 0.556 | 0.556 | 0.556 | 0.556 | 0.556 | 0.556 | 0.556 | 0.556 | 0.556 | 0.556 | 0.556 | 0.556 | 0.556 | 0.556 | 0.556 | 0.556 | 0.556
Southern_PGAE_Solar_154 | caiso-deliverability | Chowchilla_Le_Grand_SSN | Reliability_Capacity_In_Model_Year | System RA | Southern_PGAE_Solar_154 | 0.556 | 0.556 | 0.556 | 0.556 | 0.556 | 0.556 | 0.556 | 0.556 | 0.556 | 0.556 | 0.556 | 0.556 | 0.556 | 0.556 | 0.556 | 0.556 | 0.556 | 0.556 | 0.556 | 0.556 | 0.556 | 0.556 | 0.556 | 0.556 | 0.556 | 0.556 | 0.556 | 0.556 | 0.556 | 0.556 | 0.556
Southern_PGAE_Solar_161 | caiso-deliverability | Chowchilla_Le_Grand_SSN | Reliability_Capacity_In_Model_Year | System RA | Southern_PGAE_Solar_161 | 0.556 | 0.556 | 0.556 | 0.556 | 0.556 | 0.556 | 0.556 | 0.556 | 0.556 | 0.556 | 0.556 | 0.556 | 0.556 | 0.556 | 0.556 | 0.556 | 0.556 | 0.556 | 0.556 | 0.556 | 0.556 | 0.556 | 0.556 | 0.556 | 0.556 | 0.556 | 0.556 | 0.556 | 0.556 | 0.556 | 0.556
Southern_PGAE_Solar_162 | caiso-deliverability | Chowchilla_Le_Grand_SSN | Reliability_Capacity_In_Model_Year | System RA | Southern_PGAE_Solar_162 | 0.556 | 0.556 | 0.556 | 0.556 | 0.556 | 0.556 | 0.556 | 0.556 | 0.556 | 0.556 | 0.556 | 0.556 | 0.556 | 0.556 | 0.556 | 0.556 | 0.556 | 0.556 | 0.556 | 0.556 | 0.556 | 0.556 | 0.556 | 0.556 | 0.556 | 0.556 | 0.556 | 0.556 | 0.556 | 0.556 | 0.556
Southern_PGAE_Solar_163 | caiso-deliverability | Chowchilla_Le_Grand_SSN | Reliability_Capacity_In_Model_Year | System RA | Southern_PGAE_Solar_163 | 0.556 | 0.556 | 0.556 | 0.556 | 0.556 | 0.556 | 0.556 | 0.556 | 0.556 | 0.556 | 0.556 | 0.556 | 0.556 | 0.556 | 0.556 | 0.556 | 0.556 | 0.556 | 0.556 | 0.556 | 0.556 | 0.556 | 0.556 | 0.556 | 0.556 | 0.556 | 0.556 | 0.556 | 0.556 | 0.556 | 0.556
Southern_PGAE_Solar_164 | caiso-deliverability | Chowchilla_Le_Grand_SSN | Reliability_Capacity_In_Model_Year | System RA | Southern_PGAE_Solar_164 | 0.556 | 0.556 | 0.556 | 0.556 | 0.556 | 0.556 | 0.556 | 0.556 | 0.556 | 0.556 | 0.556 | 0.556 | 0.556 | 0.556 | 0.556 | 0.556 | 0.556 | 0.556 | 0.556 | 0.556 | 0.556 | 0.556 | 0.556 | 0.556 | 0.556 | 0.556 | 0.556 | 0.556 | 0.556 | 0.556 | 0.556
Southern_PGAE_Solar_165 | caiso-deliverability | Chowchilla_Le_Grand_SSN | Reliability_Capacity_In_Model_Year | System RA | Southern_PGAE_Solar_165 | 0.556 | 0.556 | 0.556 | 0.556 | 0.556 | 0.556 | 0.556 | 0.556 | 0.556 | 0.556 | 0.556 | 0.556 | 0.556 | 0.556 | 0.556 | 0.556 | 0.556 | 0.556 | 0.556 | 0.556 | 0.556 | 0.556 | 0.556 | 0.556 | 0.556 | 0.556 | 0.556 | 0.556 | 0.556 | 0.556 | 0.556
Southern_PGAE_Solar_168 | caiso-deliverability | Chowchilla_Le_Grand_SSN | Reliability_Capacity_In_Model_Year | System RA | Southern_PGAE_Solar_168 | 0.556 | 0.556 | 0.556 | 0.556 | 0.556 | 0.556 | 0.556 | 0.556 | 0.556 | 0.556 | 0.556 | 0.556 | 0.556 | 0.556 | 0.556 | 0.556 | 0.556 | 0.556 | 0.556 | 0.556 | 0.556 | 0.556 | 0.556 | 0.556 | 0.556 | 0.556 | 0.556 | 0.556 | 0.556 | 0.556 | 0.556
Southern_PGAE_Solar_169 | caiso-deliverability | Chowchilla_Le_Grand_SSN | Reliability_Capacity_In_Model_Year | System RA | Southern_PGAE_Solar_169 | 0.556 | 0.556 | 0.556 | 0.556 | 0.556 | 0.556 | 0.556 | 0.556 | 0.556 | 0.556 | 0.556 | 0.556 | 0.556 | 0.556 | 0.556 | 0.556 | 0.556 | 0.556 | 0.556 | 0.556 | 0.556 | 0.556 | 0.556 | 0.556 | 0.556 | 0.556 | 0.556 | 0.556 | 0.556 | 0.556 | 0.556
Southern_PGAE_Solar_170 | caiso-deliverability | Chowchilla_Le_Grand_SSN | Reliability_Capacity_In_Model_Year | System RA | Southern_PGAE_Solar_170 | 0.556 | 0.556 | 0.556 | 0.556 | 0.556 | 0.556 | 0.556 | 0.556 | 0.556 | 0.556 | 0.556 | 0.556 | 0.556 | 0.556 | 0.556 | 0.556 | 0.556 | 0.556 | 0.556 | 0.556 | 0.556 | 0.556 | 0.556 | 0.556 | 0.556 | 0.556 | 0.556 | 0.556 | 0.556 | 0.556 | 0.556
Southern_PGAE_Solar_174 | caiso-deliverability | Chowchilla_Le_Grand_SSN | Reliability_Capacity_In_Model_Year | System RA | Southern_PGAE_Solar_174 | 0.556 | 0.556 | 0.556 | 0.556 | 0.556 | 0.556 | 0.556 | 0.556 | 0.556 | 0.556 | 0.556 | 0.556 | 0.556 | 0.556 | 0.556 | 0.556 | 0.556 | 0.556 | 0.556 | 0.556 | 0.556 | 0.556 | 0.556 | 0.556 | 0.556 | 0.556 | 0.556 | 0.556 | 0.556 | 0.556 | 0.556
Southern_PGAE_Solar_176 | caiso-deliverability | Chowchilla_Le_Grand_SSN | Reliability_Capacity_In_Model_Year | System RA | Southern_PGAE_Solar_176 | 0.556 | 0.556 | 0.556 | 0.556 | 0.556 | 0.556 | 0.556 | 0.556 | 0.556 | 0.556 | 0.556 | 0.556 | 0.556 | 0.556 | 0.556 | 0.556 | 0.556 | 0.556 | 0.556 | 0.556 | 0.556 | 0.556 | 0.556 | 0.556 | 0.556 | 0.556 | 0.556 | 0.556 | 0.556 | 0.556 | 0.556
Chowchilla_Le_Grand_group | caiso-deliverability | Chowchilla_Le_Grand_SSN | Operational_New_Capacity_MW | Chowchilla_Le_Grand_group |  | -1 | -1 | -1 | -1 | -1 | -1 | -1 | -1 | -1 | -1 | -1 | -1 | -1 | -1 | -1 | -1 | -1 | -1 | -1 | -1 | -1 | -1 | -1 | -1 | -1 | -1 | -1 | -1 | -1 | -1 | -1
Southern_PGAE_Flow_Battery_39 | caiso-deliverability | Coalinga_1_Coalinga_2_HSN | Reliability_Capacity_In_Model_Year | System RA | Southern_PGAE_Flow_Battery_39 | 1 | 1 | 1 | 1 | 1 | 1 | 1 | 1 | 1 | 1 | 1 | 1 | 1 | 1 | 1 | 1 | 1 | 1 | 1 | 1 | 1 | 1 | 1 | 1 | 1 | 1 | 1 | 1 | 1 | 1 | 1
Southern_PGAE_Flow_Battery_109 | caiso-deliverability | Coalinga_1_Coalinga_2_HSN | Reliability_Capacity_In_Model_Year | System RA | Southern_PGAE_Flow_Battery_109 | 1 | 1 | 1 | 1 | 1 | 1 | 1 | 1 | 1 | 1 | 1 | 1 | 1 | 1 | 1 | 1 | 1 | 1 | 1 | 1 | 1 | 1 | 1 | 1 | 1 | 1 | 1 | 1 | 1 | 1 | 1
Southern_PGAE_Li_Battery_4hr_39 | caiso-deliverability | Coalinga_1_Coalinga_2_HSN | Reliability_Capacity_In_Model_Year | System RA | Southern_PGAE_Li_Battery_4hr_39 | 1 | 1 | 1 | 1 | 1 | 1 | 1 | 1 | 1 | 1 | 1 | 1 | 1 | 1 | 1 | 1 | 1 | 1 | 1 | 1 | 1 | 1 | 1 | 1 | 1 | 1 | 1 | 1 | 1 | 1 | 1
Southern_PGAE_Li_Battery_4hr_109 | caiso-deliverability | Coalinga_1_Coalinga_2_HSN | Reliability_Capacity_In_Model_Year | System RA | Southern_PGAE_Li_Battery_4hr_109 | 1 | 1 | 1 | 1 | 1 | 1 | 1 | 1 | 1 | 1 | 1 | 1 | 1 | 1 | 1 | 1 | 1 | 1 | 1 | 1 | 1 | 1 | 1 | 1 | 1 | 1 | 1 | 1 | 1 | 1 | 1
Southern_PGAE_Li_Battery_8hr_39 | caiso-deliverability | Coalinga_1_Coalinga_2_HSN | Reliability_Capacity_In_Model_Year | System RA | Southern_PGAE_Li_Battery_8hr_39 | 1 | 1 | 1 | 1 | 1 | 1 | 1 | 1 | 1 | 1 | 1 | 1 | 1 | 1 | 1 | 1 | 1 | 1 | 1 | 1 | 1 | 1 | 1 | 1 | 1 | 1 | 1 | 1 | 1 | 1 | 1
Southern_PGAE_Li_Battery_8hr_109 | caiso-deliverability | Coalinga_1_Coalinga_2_HSN | Reliability_Capacity_In_Model_Year | System RA | Southern_PGAE_Li_Battery_8hr_109 | 1 | 1 | 1 | 1 | 1 | 1 | 1 | 1 | 1 | 1 | 1 | 1 | 1 | 1 | 1 | 1 | 1 | 1 | 1 | 1 | 1 | 1 | 1 | 1 | 1 | 1 | 1 | 1 | 1 | 1 | 1
Southern_PGAE_Solar_39 | caiso-deliverability | Coalinga_1_Coalinga_2_HSN | Reliability_Capacity_In_Model_Year | System RA | Southern_PGAE_Solar_39 | 0.1 | 0.1 | 0.1 | 0.1 | 0.1 | 0.1 | 0.1 | 0.1 | 0.1 | 0.1 | 0.1 | 0.1 | 0.1 | 0.1 | 0.1 | 0.1 | 0.1 | 0.1 | 0.1 | 0.1 | 0.1 | 0.1 | 0.1 | 0.1 | 0.1 | 0.1 | 0.1 | 0.1 | 0.1 | 0.1 | 0.1
Southern_PGAE_Solar_109 | caiso-deliverability | Coalinga_1_Coalinga_2_HSN | Reliability_Capacity_In_Model_Year | System RA | Southern_PGAE_Solar_109 | 0.1 | 0.1 | 0.1 | 0.1 | 0.1 | 0.1 | 0.1 | 0.1 | 0.1 | 0.1 | 0.1 | 0.1 | 0.1 | 0.1 | 0.1 | 0.1 | 0.1 | 0.1 | 0.1 | 0.1 | 0.1 | 0.1 | 0.1 | 0.1 | 0.1 | 0.1 | 0.1 | 0.1 | 0.1 | 0.1 | 0.1
Manning_115_group | caiso-deliverability | Coalinga_1_Coalinga_2_HSN | Operational_New_Capacity_MW | Manning_115_group |  | -0.27785 | -0.27785 | -0.27785 | -0.27785 | -0.27785 | -0.27785 | -0.27785 | -0.27785 | -0.27785 | -0.27785 | -0.27785 | -0.27785 | -0.27785 | -0.27785 | -0.27785 | -0.27785 | -0.27785 | -0.27785 | -0.27785 | -0.27785 | -0.27785 | -0.27785 | -0.27785 | -0.27785 | -0.27785 | -0.27785 | -0.27785 | -0.27785 | -0.27785 | -0.27785 | -0.27785
Southern_PGAE_Flow_Battery_39 | caiso-deliverability | Coalinga_1_Coalinga_2_offpeak | Operational_New_Capacity_MW | Southern_PGAE_Flow_Battery_39 |  | -1 | -1 | -1 | -1 | -1 | -1 | -1 | -1 | -1 | -1 | -1 | -1 | -1 | -1 | -1 | -1 | -1 | -1 | -1 | -1 | -1 | -1 | -1 | -1 | -1 | -1 | -1 | -1 | -1 | -1 | -1
Southern_PGAE_Flow_Battery_109 | caiso-deliverability | Coalinga_1_Coalinga_2_offpeak | Operational_New_Capacity_MW | Southern_PGAE_Flow_Battery_109 |  | -1 | -1 | -1 | -1 | -1 | -1 | -1 | -1 | -1 | -1 | -1 | -1 | -1 | -1 | -1 | -1 | -1 | -1 | -1 | -1 | -1 | -1 | -1 | -1 | -1 | -1 | -1 | -1 | -1 | -1 | -1
Southern_PGAE_Li_Battery_4hr_39 | caiso-deliverability | Coalinga_1_Coalinga_2_offpeak | Operational_New_Capacity_MW | Southern_PGAE_Li_Battery_4hr_39 |  | -1 | -1 | -1 | -1 | -1 | -1 | -1 | -1 | -1 | -1 | -1 | -1 | -1 | -1 | -1 | -1 | -1 | -1 | -1 | -1 | -1 | -1 | -1 | -1 | -1 | -1 | -1 | -1 | -1 | -1 | -1
Southern_PGAE_Li_Battery_4hr_109 | caiso-deliverability | Coalinga_1_Coalinga_2_offpeak | Operational_New_Capacity_MW | Southern_PGAE_Li_Battery_4hr_109 |  | -1 | -1 | -1 | -1 | -1 | -1 | -1 | -1 | -1 | -1 | -1 | -1 | -1 | -1 | -1 | -1 | -1 | -1 | -1 | -1 | -1 | -1 | -1 | -1 | -1 | -1 | -1 | -1 | -1 | -1 | -1
Southern_PGAE_Li_Battery_8hr_39 | caiso-deliverability | Coalinga_1_Coalinga_2_offpeak | Operational_New_Capacity_MW | Southern_PGAE_Li_Battery_8hr_39 |  | -1 | -1 | -1 | -1 | -1 | -1 | -1 | -1 | -1 | -1 | -1 | -1 | -1 | -1 | -1 | -1 | -1 | -1 | -1 | -1 | -1 | -1 | -1 | -1 | -1 | -1 | -1 | -1 | -1 | -1 | -1
Southern_PGAE_Li_Battery_8hr_109 | caiso-deliverability | Coalinga_1_Coalinga_2_offpeak | Operational_New_Capacity_MW | Southern_PGAE_Li_Battery_8hr_109 |  | -1 | -1 | -1 | -1 | -1 | -1 | -1 | -1 | -1 | -1 | -1 | -1 | -1 | -1 | -1 | -1 | -1 | -1 | -1 | -1 | -1 | -1 | -1 | -1 | -1 | -1 | -1 | -1 | -1 | -1 | -1
Southern_PGAE_Solar_39 | caiso-deliverability | Coalinga_1_Coalinga_2_offpeak | Operational_New_Capacity_MW | Southern_PGAE_Solar_39 |  | 0.79 | 0.79 | 0.79 | 0.79 | 0.79 | 0.79 | 0.79 | 0.79 | 0.79 | 0.79 | 0.79 | 0.79 | 0.79 | 0.79 | 0.79 | 0.79 | 0.79 | 0.79 | 0.79 | 0.79 | 0.79 | 0.79 | 0.79 | 0.79 | 0.79 | 0.79 | 0.79 | 0.79 | 0.79 | 0.79 | 0.79
Southern_PGAE_Solar_109 | caiso-deliverability | Coalinga_1_Coalinga_2_offpeak | Operational_New_Capacity_MW | Southern_PGAE_Solar_109 |  | 0.79 | 0.79 | 0.79 | 0.79 | 0.79 | 0.79 | 0.79 | 0.79 | 0.79 | 0.79 | 0.79 | 0.79 | 0.79 | 0.79 | 0.79 | 0.79 | 0.79 | 0.79 | 0.79 | 0.79 | 0.79 | 0.79 | 0.79 | 0.79 | 0.79 | 0.79 | 0.79 | 0.79 | 0.79 | 0.79 | 0.79
Manning_115_group | caiso-deliverability | Coalinga_1_Coalinga_2_offpeak | Operational_New_Capacity_MW | Manning_115_group |  | -0.0015823 | -0.0015823 | -0.0015823 | -0.0015823 | -0.0015823 | -0.0015823 | -0.0015823 | -0.0015823 | -0.0015823 | -0.0015823 | -0.0015823 | -0.0015823 | -0.0015823 | -0.0015823 | -0.0015823 | -0.0015823 | -0.0015823 | -0.0015823 | -0.0015823 | -0.0015823 | -0.0015823 | -0.0015823 | -0.0015823 | -0.0015823 | -0.0015823 | -0.0015823 | -0.0015823 | -0.0015823 | -0.0015823 | -0.0015823 | -0.0015823
Southern_PGAE_Flow_Battery_39 | caiso-deliverability | Coalinga_1_Coalinga_2_SSN | Reliability_Capacity_In_Model_Year | System RA | Southern_PGAE_Flow_Battery_39 | 0.5 | 0.5 | 0.5 | 0.5 | 0.5 | 0.5 | 0.5 | 0.5 | 0.5 | 0.5 | 0.5 | 0.5 | 0.5 | 0.5 | 0.5 | 0.5 | 0.5 | 0.5 | 0.5 | 0.5 | 0.5 | 0.5 | 0.5 | 0.5 | 0.5 | 0.5 | 0.5 | 0.5 | 0.5 | 0.5 | 0.5
Southern_PGAE_Flow_Battery_109 | caiso-deliverability | Coalinga_1_Coalinga_2_SSN | Reliability_Capacity_In_Model_Year | System RA | Southern_PGAE_Flow_Battery_109 | 0.5 | 0.5 | 0.5 | 0.5 | 0.5 | 0.5 | 0.5 | 0.5 | 0.5 | 0.5 | 0.5 | 0.5 | 0.5 | 0.5 | 0.5 | 0.5 | 0.5 | 0.5 | 0.5 | 0.5 | 0.5 | 0.5 | 0.5 | 0.5 | 0.5 | 0.5 | 0.5 | 0.5 | 0.5 | 0.5 | 0.5
Southern_PGAE_Li_Battery_4hr_39 | caiso-deliverability | Coalinga_1_Coalinga_2_SSN | Reliability_Capacity_In_Model_Year | System RA | Southern_PGAE_Li_Battery_4hr_39 | 0.5 | 0.5 | 0.5 | 0.5 | 0.5 | 0.5 | 0.5 | 0.5 | 0.5 | 0.5 | 0.5 | 0.5 | 0.5 | 0.5 | 0.5 | 0.5 | 0.5 | 0.5 | 0.5 | 0.5 | 0.5 | 0.5 | 0.5 | 0.5 | 0.5 | 0.5 | 0.5 | 0.5 | 0.5 | 0.5 | 0.5
Southern_PGAE_Li_Battery_4hr_109 | caiso-deliverability | Coalinga_1_Coalinga_2_SSN | Reliability_Capacity_In_Model_Year | System RA | Southern_PGAE_Li_Battery_4hr_109 | 0.5 | 0.5 | 0.5 | 0.5 | 0.5 | 0.5 | 0.5 | 0.5 | 0.5 | 0.5 | 0.5 | 0.5 | 0.5 | 0.5 | 0.5 | 0.5 | 0.5 | 0.5 | 0.5 | 0.5 | 0.5 | 0.5 | 0.5 | 0.5 | 0.5 | 0.5 | 0.5 | 0.5 | 0.5 | 0.5 | 0.5
Southern_PGAE_Li_Battery_8hr_39 | caiso-deliverability | Coalinga_1_Coalinga_2_SSN | Reliability_Capacity_In_Model_Year | System RA | Southern_PGAE_Li_Battery_8hr_39 | 0.5 | 0.5 | 0.5 | 0.5 | 0.5 | 0.5 | 0.5 | 0.5 | 0.5 | 0.5 | 0.5 | 0.5 | 0.5 | 0.5 | 0.5 | 0.5 | 0.5 | 0.5 | 0.5 | 0.5 | 0.5 | 0.5 | 0.5 | 0.5 | 0.5 | 0.5 | 0.5 | 0.5 | 0.5 | 0.5 | 0.5
Southern_PGAE_Li_Battery_8hr_109 | caiso-deliverability | Coalinga_1_Coalinga_2_SSN | Reliability_Capacity_In_Model_Year | System RA | Southern_PGAE_Li_Battery_8hr_109 | 0.5 | 0.5 | 0.5 | 0.5 | 0.5 | 0.5 | 0.5 | 0.5 | 0.5 | 0.5 | 0.5 | 0.5 | 0.5 | 0.5 | 0.5 | 0.5 | 0.5 | 0.5 | 0.5 | 0.5 | 0.5 | 0.5 | 0.5 | 0.5 | 0.5 | 0.5 | 0.5 | 0.5 | 0.5 | 0.5 | 0.5
Southern_PGAE_Solar_39 | caiso-deliverability | Coalinga_1_Coalinga_2_SSN | Reliability_Capacity_In_Model_Year | System RA | Southern_PGAE_Solar_39 | 0.556 | 0.556 | 0.556 | 0.556 | 0.556 | 0.556 | 0.556 | 0.556 | 0.556 | 0.556 | 0.556 | 0.556 | 0.556 | 0.556 | 0.556 | 0.556 | 0.556 | 0.556 | 0.556 | 0.556 | 0.556 | 0.556 | 0.556 | 0.556 | 0.556 | 0.556 | 0.556 | 0.556 | 0.556 | 0.556 | 0.556
Southern_PGAE_Solar_109 | caiso-deliverability | Coalinga_1_Coalinga_2_SSN | Reliability_Capacity_In_Model_Year | System RA | Southern_PGAE_Solar_109 | 0.556 | 0.556 | 0.556 | 0.556 | 0.556 | 0.556 | 0.556 | 0.556 | 0.556 | 0.556 | 0.556 | 0.556 | 0.556 | 0.556 | 0.556 | 0.556 | 0.556 | 0.556 | 0.556 | 0.556 | 0.556 | 0.556 | 0.556 | 0.556 | 0.556 | 0.556 | 0.556 | 0.556 | 0.556 | 0.556 | 0.556
Manning_115_group | caiso-deliverability | Coalinga_1_Coalinga_2_SSN | Operational_New_Capacity_MW | Manning_115_group |  | -0.27785 | -0.27785 | -0.27785 | -0.27785 | -0.27785 | -0.27785 | -0.27785 | -0.27785 | -0.27785 | -0.27785 | -0.27785 | -0.27785 | -0.27785 | -0.27785 | -0.27785 | -0.27785 | -0.27785 | -0.27785 | -0.27785 | -0.27785 | -0.27785 | -0.27785 | -0.27785 | -0.27785 | -0.27785 | -0.27785 | -0.27785 | -0.27785 | -0.27785 | -0.27785 | -0.27785
Riverside_Flow_Battery_60 | caiso-deliverability | Colorado_River_230_HSN | Reliability_Capacity_In_Model_Year | System RA | Riverside_Flow_Battery_60 | 1 | 1 | 1 | 1 | 1 | 1 | 1 | 1 | 1 | 1 | 1 | 1 | 1 | 1 | 1 | 1 | 1 | 1 | 1 | 1 | 1 | 1 | 1 | 1 | 1 | 1 | 1 | 1 | 1 | 1 | 1
Riverside_Li_Battery_4hr_60 | caiso-deliverability | Colorado_River_230_HSN | Reliability_Capacity_In_Model_Year | System RA | Riverside_Li_Battery_4hr_60 | 1 | 1 | 1 | 1 | 1 | 1 | 1 | 1 | 1 | 1 | 1 | 1 | 1 | 1 | 1 | 1 | 1 | 1 | 1 | 1 | 1 | 1 | 1 | 1 | 1 | 1 | 1 | 1 | 1 | 1 | 1
Riverside_Li_Battery_8hr_60 | caiso-deliverability | Colorado_River_230_HSN | Reliability_Capacity_In_Model_Year | System RA | Riverside_Li_Battery_8hr_60 | 1 | 1 | 1 | 1 | 1 | 1 | 1 | 1 | 1 | 1 | 1 | 1 | 1 | 1 | 1 | 1 | 1 | 1 | 1 | 1 | 1 | 1 | 1 | 1 | 1 | 1 | 1 | 1 | 1 | 1 | 1
Riverside_Solar_60 | caiso-deliverability | Colorado_River_230_HSN | Reliability_Capacity_In_Model_Year | System RA | Riverside_Solar_60 | 0.106 | 0.106 | 0.106 | 0.106 | 0.106 | 0.106 | 0.106 | 0.106 | 0.106 | 0.106 | 0.106 | 0.106 | 0.106 | 0.106 | 0.106 | 0.106 | 0.106 | 0.106 | 0.106 | 0.106 | 0.106 | 0.106 | 0.106 | 0.106 | 0.106 | 0.106 | 0.106 | 0.106 | 0.106 | 0.106 | 0.106
Colorado_River_230_group | caiso-deliverability | Colorado_River_230_HSN | Operational_New_Capacity_MW | Colorado_River_230_group |  | -1 | -1 | -1 | -1 | -1 | -1 | -1 | -1 | -1 | -1 | -1 | -1 | -1 | -1 | -1 | -1 | -1 | -1 | -1 | -1 | -1 | -1 | -1 | -1 | -1 | -1 | -1 | -1 | -1 | -1 | -1
Riverside_Flow_Battery_60 | caiso-deliverability | Colorado_River_230_offpeak | Operational_New_Capacity_MW | Riverside_Flow_Battery_60 |  | -1 | -1 | -1 | -1 | -1 | -1 | -1 | -1 | -1 | -1 | -1 | -1 | -1 | -1 | -1 | -1 | -1 | -1 | -1 | -1 | -1 | -1 | -1 | -1 | -1 | -1 | -1 | -1 | -1 | -1 | -1
Riverside_Li_Battery_4hr_60 | caiso-deliverability | Colorado_River_230_offpeak | Operational_New_Capacity_MW | Riverside_Li_Battery_4hr_60 |  | -1 | -1 | -1 | -1 | -1 | -1 | -1 | -1 | -1 | -1 | -1 | -1 | -1 | -1 | -1 | -1 | -1 | -1 | -1 | -1 | -1 | -1 | -1 | -1 | -1 | -1 | -1 | -1 | -1 | -1 | -1
Riverside_Li_Battery_8hr_60 | caiso-deliverability | Colorado_River_230_offpeak | Operational_New_Capacity_MW | Riverside_Li_Battery_8hr_60 |  | -1 | -1 | -1 | -1 | -1 | -1 | -1 | -1 | -1 | -1 | -1 | -1 | -1 | -1 | -1 | -1 | -1 | -1 | -1 | -1 | -1 | -1 | -1 | -1 | -1 | -1 | -1 | -1 | -1 | -1 | -1
Riverside_Solar_60 | caiso-deliverability | Colorado_River_230_offpeak | Operational_New_Capacity_MW | Riverside_Solar_60 |  | 0.77 | 0.77 | 0.77 | 0.77 | 0.77 | 0.77 | 0.77 | 0.77 | 0.77 | 0.77 | 0.77 | 0.77 | 0.77 | 0.77 | 0.77 | 0.77 | 0.77 | 0.77 | 0.77 | 0.77 | 0.77 | 0.77 | 0.77 | 0.77 | 0.77 | 0.77 | 0.77 | 0.77 | 0.77 | 0.77 | 0.77
Colorado_River_230_group | caiso-deliverability | Colorado_River_230_offpeak | Operational_New_Capacity_MW | Colorado_River_230_group |  | -0.94818 | -0.94818 | -0.94818 | -0.94818 | -0.94818 | -0.94818 | -0.94818 | -0.94818 | -0.94818 | -0.94818 | -0.94818 | -0.94818 | -0.94818 | -0.94818 | -0.94818 | -0.94818 | -0.94818 | -0.94818 | -0.94818 | -0.94818 | -0.94818 | -0.94818 | -0.94818 | -0.94818 | -0.94818 | -0.94818 | -0.94818 | -0.94818 | -0.94818 | -0.94818 | -0.94818
Riverside_Flow_Battery_60 | caiso-deliverability | Colorado_River_230_SSN | Reliability_Capacity_In_Model_Year | System RA | Riverside_Flow_Battery_60 | 0.5 | 0.5 | 0.5 | 0.5 | 0.5 | 0.5 | 0.5 | 0.5 | 0.5 | 0.5 | 0.5 | 0.5 | 0.5 | 0.5 | 0.5 | 0.5 | 0.5 | 0.5 | 0.5 | 0.5 | 0.5 | 0.5 | 0.5 | 0.5 | 0.5 | 0.5 | 0.5 | 0.5 | 0.5 | 0.5 | 0.5
Riverside_Li_Battery_4hr_60 | caiso-deliverability | Colorado_River_230_SSN | Reliability_Capacity_In_Model_Year | System RA | Riverside_Li_Battery_4hr_60 | 0.5 | 0.5 | 0.5 | 0.5 | 0.5 | 0.5 | 0.5 | 0.5 | 0.5 | 0.5 | 0.5 | 0.5 | 0.5 | 0.5 | 0.5 | 0.5 | 0.5 | 0.5 | 0.5 | 0.5 | 0.5 | 0.5 | 0.5 | 0.5 | 0.5 | 0.5 | 0.5 | 0.5 | 0.5 | 0.5 | 0.5
Riverside_Li_Battery_8hr_60 | caiso-deliverability | Colorado_River_230_SSN | Reliability_Capacity_In_Model_Year | System RA | Riverside_Li_Battery_8hr_60 | 0.5 | 0.5 | 0.5 | 0.5 | 0.5 | 0.5 | 0.5 | 0.5 | 0.5 | 0.5 | 0.5 | 0.5 | 0.5 | 0.5 | 0.5 | 0.5 | 0.5 | 0.5 | 0.5 | 0.5 | 0.5 | 0.5 | 0.5 | 0.5 | 0.5 | 0.5 | 0.5 | 0.5 | 0.5 | 0.5 | 0.5
Riverside_Solar_60 | caiso-deliverability | Colorado_River_230_SSN | Reliability_Capacity_In_Model_Year | System RA | Riverside_Solar_60 | 0.427 | 0.427 | 0.427 | 0.427 | 0.427 | 0.427 | 0.427 | 0.427 | 0.427 | 0.427 | 0.427 | 0.427 | 0.427 | 0.427 | 0.427 | 0.427 | 0.427 | 0.427 | 0.427 | 0.427 | 0.427 | 0.427 | 0.427 | 0.427 | 0.427 | 0.427 | 0.427 | 0.427 | 0.427 | 0.427 | 0.427
Colorado_River_230_group | caiso-deliverability | Colorado_River_230_SSN | Operational_New_Capacity_MW | Colorado_River_230_group |  | -1 | -1 | -1 | -1 | -1 | -1 | -1 | -1 | -1 | -1 | -1 | -1 | -1 | -1 | -1 | -1 | -1 | -1 | -1 | -1 | -1 | -1 | -1 | -1 | -1 | -1 | -1 | -1 | -1 | -1 | -1
Arizona_Solar_55 | caiso-deliverability | Colorado_River_Red_Bluff_HSN | Reliability_Capacity_In_Model_Year | System RA | Arizona_Solar_55 | 0.106 | 0.106 | 0.106 | 0.106 | 0.106 | 0.106 | 0.106 | 0.106 | 0.106 | 0.106 | 0.106 | 0.106 | 0.106 | 0.106 | 0.106 | 0.106 | 0.106 | 0.106 | 0.106 | 0.106 | 0.106 | 0.106 | 0.106 | 0.106 | 0.106 | 0.106 | 0.106 | 0.106 | 0.106 | 0.106 | 0.106
Arizona_Solar_62 | caiso-deliverability | Colorado_River_Red_Bluff_HSN | Reliability_Capacity_In_Model_Year | System RA | Arizona_Solar_62 | 0.106 | 0.106 | 0.106 | 0.106 | 0.106 | 0.106 | 0.106 | 0.106 | 0.106 | 0.106 | 0.106 | 0.106 | 0.106 | 0.106 | 0.106 | 0.106 | 0.106 | 0.106 | 0.106 | 0.106 | 0.106 | 0.106 | 0.106 | 0.106 | 0.106 | 0.106 | 0.106 | 0.106 | 0.106 | 0.106 | 0.106
Arizona_Solar_77 | caiso-deliverability | Colorado_River_Red_Bluff_HSN | Reliability_Capacity_In_Model_Year | System RA | Arizona_Solar_77 | 0.106 | 0.106 | 0.106 | 0.106 | 0.106 | 0.106 | 0.106 | 0.106 | 0.106 | 0.106 | 0.106 | 0.106 | 0.106 | 0.106 | 0.106 | 0.106 | 0.106 | 0.106 | 0.106 | 0.106 | 0.106 | 0.106 | 0.106 | 0.106 | 0.106 | 0.106 | 0.106 | 0.106 | 0.106 | 0.106 | 0.106
Arizona_Solar_90 | caiso-deliverability | Colorado_River_Red_Bluff_HSN | Reliability_Capacity_In_Model_Year | System RA | Arizona_Solar_90 | 0.106 | 0.106 | 0.106 | 0.106 | 0.106 | 0.106 | 0.106 | 0.106 | 0.106 | 0.106 | 0.106 | 0.106 | 0.106 | 0.106 | 0.106 | 0.106 | 0.106 | 0.106 | 0.106 | 0.106 | 0.106 | 0.106 | 0.106 | 0.106 | 0.106 | 0.106 | 0.106 | 0.106 | 0.106 | 0.106 | 0.106
Baja_California_Wind_133 | caiso-deliverability | Colorado_River_Red_Bluff_HSN | Reliability_Capacity_In_Model_Year | System RA | Baja_California_Wind_133 | 0.337 | 0.337 | 0.337 | 0.337 | 0.337 | 0.337 | 0.337 | 0.337 | 0.337 | 0.337 | 0.337 | 0.337 | 0.337 | 0.337 | 0.337 | 0.337 | 0.337 | 0.337 | 0.337 | 0.337 | 0.337 | 0.337 | 0.337 | 0.337 | 0.337 | 0.337 | 0.337 | 0.337 | 0.337 | 0.337 | 0.337
Southern_NV_Eldorado_Flow_Battery_19 | caiso-deliverability | Colorado_River_Red_Bluff_HSN | Reliability_Capacity_In_Model_Year | System RA | Southern_NV_Eldorado_Flow_Battery_19 | 1 | 1 | 1 | 1 | 1 | 1 | 1 | 1 | 1 | 1 | 1 | 1 | 1 | 1 | 1 | 1 | 1 | 1 | 1 | 1 | 1 | 1 | 1 | 1 | 1 | 1 | 1 | 1 | 1 | 1 | 1
Southern_NV_Eldorado_Flow_Battery_40 | caiso-deliverability | Colorado_River_Red_Bluff_HSN | Reliability_Capacity_In_Model_Year | System RA | Southern_NV_Eldorado_Flow_Battery_40 | 1 | 1 | 1 | 1 | 1 | 1 | 1 | 1 | 1 | 1 | 1 | 1 | 1 | 1 | 1 | 1 | 1 | 1 | 1 | 1 | 1 | 1 | 1 | 1 | 1 | 1 | 1 | 1 | 1 | 1 | 1
Arizona_Flow_Battery_55 | caiso-deliverability | Colorado_River_Red_Bluff_HSN | Reliability_Capacity_In_Model_Year | System RA | Arizona_Flow_Battery_55 | 1 | 1 | 1 | 1 | 1 | 1 | 1 | 1 | 1 | 1 | 1 | 1 | 1 | 1 | 1 | 1 | 1 | 1 | 1 | 1 | 1 | 1 | 1 | 1 | 1 | 1 | 1 | 1 | 1 | 1 | 1
Arizona_Flow_Battery_62 | caiso-deliverability | Colorado_River_Red_Bluff_HSN | Reliability_Capacity_In_Model_Year | System RA | Arizona_Flow_Battery_62 | 1 | 1 | 1 | 1 | 1 | 1 | 1 | 1 | 1 | 1 | 1 | 1 | 1 | 1 | 1 | 1 | 1 | 1 | 1 | 1 | 1 | 1 | 1 | 1 | 1 | 1 | 1 | 1 | 1 | 1 | 1
Arizona_Flow_Battery_77 | caiso-deliverability | Colorado_River_Red_Bluff_HSN | Reliability_Capacity_In_Model_Year | System RA | Arizona_Flow_Battery_77 | 1 | 1 | 1 | 1 | 1 | 1 | 1 | 1 | 1 | 1 | 1 | 1 | 1 | 1 | 1 | 1 | 1 | 1 | 1 | 1 | 1 | 1 | 1 | 1 | 1 | 1 | 1 | 1 | 1 | 1 | 1
Arizona_Flow_Battery_90 | caiso-deliverability | Colorado_River_Red_Bluff_HSN | Reliability_Capacity_In_Model_Year | System RA | Arizona_Flow_Battery_90 | 1 | 1 | 1 | 1 | 1 | 1 | 1 | 1 | 1 | 1 | 1 | 1 | 1 | 1 | 1 | 1 | 1 | 1 | 1 | 1 | 1 | 1 | 1 | 1 | 1 | 1 | 1 | 1 | 1 | 1 | 1
Greater_Imperial_Flow_Battery_107 | caiso-deliverability | Colorado_River_Red_Bluff_HSN | Reliability_Capacity_In_Model_Year | System RA | Greater_Imperial_Flow_Battery_107 | 1 | 1 | 1 | 1 | 1 | 1 | 1 | 1 | 1 | 1 | 1 | 1 | 1 | 1 | 1 | 1 | 1 | 1 | 1 | 1 | 1 | 1 | 1 | 1 | 1 | 1 | 1 | 1 | 1 | 1 | 1
Greater_Imperial_Flow_Battery_133 | caiso-deliverability | Colorado_River_Red_Bluff_HSN | Reliability_Capacity_In_Model_Year | System RA | Greater_Imperial_Flow_Battery_133 | 1 | 1 | 1 | 1 | 1 | 1 | 1 | 1 | 1 | 1 | 1 | 1 | 1 | 1 | 1 | 1 | 1 | 1 | 1 | 1 | 1 | 1 | 1 | 1 | 1 | 1 | 1 | 1 | 1 | 1 | 1
Southern_NV_Eldorado_Li_Battery_4hr_19 | caiso-deliverability | Colorado_River_Red_Bluff_HSN | Reliability_Capacity_In_Model_Year | System RA | Southern_NV_Eldorado_Li_Battery_4hr_19 | 1 | 1 | 1 | 1 | 1 | 1 | 1 | 1 | 1 | 1 | 1 | 1 | 1 | 1 | 1 | 1 | 1 | 1 | 1 | 1 | 1 | 1 | 1 | 1 | 1 | 1 | 1 | 1 | 1 | 1 | 1
Southern_NV_Eldorado_Li_Battery_4hr_40 | caiso-deliverability | Colorado_River_Red_Bluff_HSN | Reliability_Capacity_In_Model_Year | System RA | Southern_NV_Eldorado_Li_Battery_4hr_40 | 1 | 1 | 1 | 1 | 1 | 1 | 1 | 1 | 1 | 1 | 1 | 1 | 1 | 1 | 1 | 1 | 1 | 1 | 1 | 1 | 1 | 1 | 1 | 1 | 1 | 1 | 1 | 1 | 1 | 1 | 1
Arizona_Li_Battery_4hr_55 | caiso-deliverability | Colorado_River_Red_Bluff_HSN | Reliability_Capacity_In_Model_Year | System RA | Arizona_Li_Battery_4hr_55 | 1 | 1 | 1 | 1 | 1 | 1 | 1 | 1 | 1 | 1 | 1 | 1 | 1 | 1 | 1 | 1 | 1 | 1 | 1 | 1 | 1 | 1 | 1 | 1 | 1 | 1 | 1 | 1 | 1 | 1 | 1
Arizona_Li_Battery_4hr_62 | caiso-deliverability | Colorado_River_Red_Bluff_HSN | Reliability_Capacity_In_Model_Year | System RA | Arizona_Li_Battery_4hr_62 | 1 | 1 | 1 | 1 | 1 | 1 | 1 | 1 | 1 | 1 | 1 | 1 | 1 | 1 | 1 | 1 | 1 | 1 | 1 | 1 | 1 | 1 | 1 | 1 | 1 | 1 | 1 | 1 | 1 | 1 | 1
Arizona_Li_Battery_4hr_77 | caiso-deliverability | Colorado_River_Red_Bluff_HSN | Reliability_Capacity_In_Model_Year | System RA | Arizona_Li_Battery_4hr_77 | 1 | 1 | 1 | 1 | 1 | 1 | 1 | 1 | 1 | 1 | 1 | 1 | 1 | 1 | 1 | 1 | 1 | 1 | 1 | 1 | 1 | 1 | 1 | 1 | 1 | 1 | 1 | 1 | 1 | 1 | 1
Arizona_Li_Battery_4hr_90 | caiso-deliverability | Colorado_River_Red_Bluff_HSN | Reliability_Capacity_In_Model_Year | System RA | Arizona_Li_Battery_4hr_90 | 1 | 1 | 1 | 1 | 1 | 1 | 1 | 1 | 1 | 1 | 1 | 1 | 1 | 1 | 1 | 1 | 1 | 1 | 1 | 1 | 1 | 1 | 1 | 1 | 1 | 1 | 1 | 1 | 1 | 1 | 1
Greater_Imperial_Li_Battery_4hr_107 | caiso-deliverability | Colorado_River_Red_Bluff_HSN | Reliability_Capacity_In_Model_Year | System RA | Greater_Imperial_Li_Battery_4hr_107 | 1 | 1 | 1 | 1 | 1 | 1 | 1 | 1 | 1 | 1 | 1 | 1 | 1 | 1 | 1 | 1 | 1 | 1 | 1 | 1 | 1 | 1 | 1 | 1 | 1 | 1 | 1 | 1 | 1 | 1 | 1
Greater_Imperial_Li_Battery_4hr_133 | caiso-deliverability | Colorado_River_Red_Bluff_HSN | Reliability_Capacity_In_Model_Year | System RA | Greater_Imperial_Li_Battery_4hr_133 | 1 | 1 | 1 | 1 | 1 | 1 | 1 | 1 | 1 | 1 | 1 | 1 | 1 | 1 | 1 | 1 | 1 | 1 | 1 | 1 | 1 | 1 | 1 | 1 | 1 | 1 | 1 | 1 | 1 | 1 | 1
Southern_NV_Eldorado_Li_Battery_8hr_19 | caiso-deliverability | Colorado_River_Red_Bluff_HSN | Reliability_Capacity_In_Model_Year | System RA | Southern_NV_Eldorado_Li_Battery_8hr_19 | 1 | 1 | 1 | 1 | 1 | 1 | 1 | 1 | 1 | 1 | 1 | 1 | 1 | 1 | 1 | 1 | 1 | 1 | 1 | 1 | 1 | 1 | 1 | 1 | 1 | 1 | 1 | 1 | 1 | 1 | 1
Southern_NV_Eldorado_Li_Battery_8hr_40 | caiso-deliverability | Colorado_River_Red_Bluff_HSN | Reliability_Capacity_In_Model_Year | System RA | Southern_NV_Eldorado_Li_Battery_8hr_40 | 1 | 1 | 1 | 1 | 1 | 1 | 1 | 1 | 1 | 1 | 1 | 1 | 1 | 1 | 1 | 1 | 1 | 1 | 1 | 1 | 1 | 1 | 1 | 1 | 1 | 1 | 1 | 1 | 1 | 1 | 1
Arizona_Li_Battery_8hr_55 | caiso-deliverability | Colorado_River_Red_Bluff_HSN | Reliability_Capacity_In_Model_Year | System RA | Arizona_Li_Battery_8hr_55 | 1 | 1 | 1 | 1 | 1 | 1 | 1 | 1 | 1 | 1 | 1 | 1 | 1 | 1 | 1 | 1 | 1 | 1 | 1 | 1 | 1 | 1 | 1 | 1 | 1 | 1 | 1 | 1 | 1 | 1 | 1
Arizona_Li_Battery_8hr_62 | caiso-deliverability | Colorado_River_Red_Bluff_HSN | Reliability_Capacity_In_Model_Year | System RA | Arizona_Li_Battery_8hr_62 | 1 | 1 | 1 | 1 | 1 | 1 | 1 | 1 | 1 | 1 | 1 | 1 | 1 | 1 | 1 | 1 | 1 | 1 | 1 | 1 | 1 | 1 | 1 | 1 | 1 | 1 | 1 | 1 | 1 | 1 | 1
Arizona_Li_Battery_8hr_77 | caiso-deliverability | Colorado_River_Red_Bluff_HSN | Reliability_Capacity_In_Model_Year | System RA | Arizona_Li_Battery_8hr_77 | 1 | 1 | 1 | 1 | 1 | 1 | 1 | 1 | 1 | 1 | 1 | 1 | 1 | 1 | 1 | 1 | 1 | 1 | 1 | 1 | 1 | 1 | 1 | 1 | 1 | 1 | 1 | 1 | 1 | 1 | 1
Arizona_Li_Battery_8hr_90 | caiso-deliverability | Colorado_River_Red_Bluff_HSN | Reliability_Capacity_In_Model_Year | System RA | Arizona_Li_Battery_8hr_90 | 1 | 1 | 1 | 1 | 1 | 1 | 1 | 1 | 1 | 1 | 1 | 1 | 1 | 1 | 1 | 1 | 1 | 1 | 1 | 1 | 1 | 1 | 1 | 1 | 1 | 1 | 1 | 1 | 1 | 1 | 1
Greater_Imperial_Li_Battery_8hr_107 | caiso-deliverability | Colorado_River_Red_Bluff_HSN | Reliability_Capacity_In_Model_Year | System RA | Greater_Imperial_Li_Battery_8hr_107 | 1 | 1 | 1 | 1 | 1 | 1 | 1 | 1 | 1 | 1 | 1 | 1 | 1 | 1 | 1 | 1 | 1 | 1 | 1 | 1 | 1 | 1 | 1 | 1 | 1 | 1 | 1 | 1 | 1 | 1 | 1
Greater_Imperial_Li_Battery_8hr_133 | caiso-deliverability | Colorado_River_Red_Bluff_HSN | Reliability_Capacity_In_Model_Year | System RA | Greater_Imperial_Li_Battery_8hr_133 | 1 | 1 | 1 | 1 | 1 | 1 | 1 | 1 | 1 | 1 | 1 | 1 | 1 | 1 | 1 | 1 | 1 | 1 | 1 | 1 | 1 | 1 | 1 | 1 | 1 | 1 | 1 | 1 | 1 | 1 | 1
Greater_Imperial_Solar_107 | caiso-deliverability | Colorado_River_Red_Bluff_HSN | Reliability_Capacity_In_Model_Year | System RA | Greater_Imperial_Solar_107 | 0.106 | 0.106 | 0.106 | 0.106 | 0.106 | 0.106 | 0.106 | 0.106 | 0.106 | 0.106 | 0.106 | 0.106 | 0.106 | 0.106 | 0.106 | 0.106 | 0.106 | 0.106 | 0.106 | 0.106 | 0.106 | 0.106 | 0.106 | 0.106 | 0.106 | 0.106 | 0.106 | 0.106 | 0.106 | 0.106 | 0.106
Greater_Imperial_Solar_133 | caiso-deliverability | Colorado_River_Red_Bluff_HSN | Reliability_Capacity_In_Model_Year | System RA | Greater_Imperial_Solar_133 | 0.106 | 0.106 | 0.106 | 0.106 | 0.106 | 0.106 | 0.106 | 0.106 | 0.106 | 0.106 | 0.106 | 0.106 | 0.106 | 0.106 | 0.106 | 0.106 | 0.106 | 0.106 | 0.106 | 0.106 | 0.106 | 0.106 | 0.106 | 0.106 | 0.106 | 0.106 | 0.106 | 0.106 | 0.106 | 0.106 | 0.106
Idaho_Wind_19 | caiso-deliverability | Colorado_River_Red_Bluff_HSN | Reliability_Capacity_In_Model_Year | System RA | Idaho_Wind_19 | 0.67 | 0.67 | 0.67 | 0.67 | 0.67 | 0.67 | 0.67 | 0.67 | 0.67 | 0.67 | 0.67 | 0.67 | 0.67 | 0.67 | 0.67 | 0.67 | 0.67 | 0.67 | 0.67 | 0.67 | 0.67 | 0.67 | 0.67 | 0.67 | 0.67 | 0.67 | 0.67 | 0.67 | 0.67 | 0.67 | 0.67
New_Mexico_Wind_55 | caiso-deliverability | Colorado_River_Red_Bluff_HSN | Reliability_Capacity_In_Model_Year | System RA | New_Mexico_Wind_55 | 0.67 | 0.67 | 0.67 | 0.67 | 0.67 | 0.67 | 0.67 | 0.67 | 0.67 | 0.67 | 0.67 | 0.67 | 0.67 | 0.67 | 0.67 | 0.67 | 0.67 | 0.67 | 0.67 | 0.67 | 0.67 | 0.67 | 0.67 | 0.67 | 0.67 | 0.67 | 0.67 | 0.67 | 0.67 | 0.67 | 0.67
Northern_Nevada_Geothermal_19 | caiso-deliverability | Colorado_River_Red_Bluff_HSN | Reliability_Capacity_In_Model_Year | System RA | Northern_Nevada_Geothermal_19 | 1 | 1 | 1 | 1 | 1 | 1 | 1 | 1 | 1 | 1 | 1 | 1 | 1 | 1 | 1 | 1 | 1 | 1 | 1 | 1 | 1 | 1 | 1 | 1 | 1 | 1 | 1 | 1 | 1 | 1 | 1
Southern_NV_Eldorado_Solar_19 | caiso-deliverability | Colorado_River_Red_Bluff_HSN | Reliability_Capacity_In_Model_Year | System RA | Southern_NV_Eldorado_Solar_19 | 0.106 | 0.106 | 0.106 | 0.106 | 0.106 | 0.106 | 0.106 | 0.106 | 0.106 | 0.106 | 0.106 | 0.106 | 0.106 | 0.106 | 0.106 | 0.106 | 0.106 | 0.106 | 0.106 | 0.106 | 0.106 | 0.106 | 0.106 | 0.106 | 0.106 | 0.106 | 0.106 | 0.106 | 0.106 | 0.106 | 0.106
Southern_NV_Eldorado_Solar_40 | caiso-deliverability | Colorado_River_Red_Bluff_HSN | Reliability_Capacity_In_Model_Year | System RA | Southern_NV_Eldorado_Solar_40 | 0.106 | 0.106 | 0.106 | 0.106 | 0.106 | 0.106 | 0.106 | 0.106 | 0.106 | 0.106 | 0.106 | 0.106 | 0.106 | 0.106 | 0.106 | 0.106 | 0.106 | 0.106 | 0.106 | 0.106 | 0.106 | 0.106 | 0.106 | 0.106 | 0.106 | 0.106 | 0.106 | 0.106 | 0.106 | 0.106 | 0.106
Utah_Geothermal_19 | caiso-deliverability | Colorado_River_Red_Bluff_HSN | Reliability_Capacity_In_Model_Year | System RA | Utah_Geothermal_19 | 1 | 1 | 1 | 1 | 1 | 1 | 1 | 1 | 1 | 1 | 1 | 1 | 1 | 1 | 1 | 1 | 1 | 1 | 1 | 1 | 1 | 1 | 1 | 1 | 1 | 1 | 1 | 1 | 1 | 1 | 1
Utah_Wind_19 | caiso-deliverability | Colorado_River_Red_Bluff_HSN | Reliability_Capacity_In_Model_Year | System RA | Utah_Wind_19 | 0.67 | 0.67 | 0.67 | 0.67 | 0.67 | 0.67 | 0.67 | 0.67 | 0.67 | 0.67 | 0.67 | 0.67 | 0.67 | 0.67 | 0.67 | 0.67 | 0.67 | 0.67 | 0.67 | 0.67 | 0.67 | 0.67 | 0.67 | 0.67 | 0.67 | 0.67 | 0.67 | 0.67 | 0.67 | 0.67 | 0.67
Wyoming_Wind_19 | caiso-deliverability | Colorado_River_Red_Bluff_HSN | Reliability_Capacity_In_Model_Year | System RA | Wyoming_Wind_19 | 0.67 | 0.67 | 0.67 | 0.67 | 0.67 | 0.67 | 0.67 | 0.67 | 0.67 | 0.67 | 0.67 | 0.67 | 0.67 | 0.67 | 0.67 | 0.67 | 0.67 | 0.67 | 0.67 | 0.67 | 0.67 | 0.67 | 0.67 | 0.67 | 0.67 | 0.67 | 0.67 | 0.67 | 0.67 | 0.67 | 0.67
Colorado_River_Red_Bluff_group | caiso-deliverability | Colorado_River_Red_Bluff_HSN | Operational_New_Capacity_MW | Colorado_River_Red_Bluff_group |  | -1 | -1 | -1 | -1 | -1 | -1 | -1 | -1 | -1 | -1 | -1 | -1 | -1 | -1 | -1 | -1 | -1 | -1 | -1 | -1 | -1 | -1 | -1 | -1 | -1 | -1 | -1 | -1 | -1 | -1 | -1
Arizona_Solar_55 | caiso-deliverability | Colorado_River_Red_Bluff_offpeak | Operational_New_Capacity_MW | Arizona_Solar_55 |  | 0.77 | 0.77 | 0.77 | 0.77 | 0.77 | 0.77 | 0.77 | 0.77 | 0.77 | 0.77 | 0.77 | 0.77 | 0.77 | 0.77 | 0.77 | 0.77 | 0.77 | 0.77 | 0.77 | 0.77 | 0.77 | 0.77 | 0.77 | 0.77 | 0.77 | 0.77 | 0.77 | 0.77 | 0.77 | 0.77 | 0.77
Arizona_Solar_62 | caiso-deliverability | Colorado_River_Red_Bluff_offpeak | Operational_New_Capacity_MW | Arizona_Solar_62 |  | 0.77 | 0.77 | 0.77 | 0.77 | 0.77 | 0.77 | 0.77 | 0.77 | 0.77 | 0.77 | 0.77 | 0.77 | 0.77 | 0.77 | 0.77 | 0.77 | 0.77 | 0.77 | 0.77 | 0.77 | 0.77 | 0.77 | 0.77 | 0.77 | 0.77 | 0.77 | 0.77 | 0.77 | 0.77 | 0.77 | 0.77
Arizona_Solar_77 | caiso-deliverability | Colorado_River_Red_Bluff_offpeak | Operational_New_Capacity_MW | Arizona_Solar_77 |  | 0.77 | 0.77 | 0.77 | 0.77 | 0.77 | 0.77 | 0.77 | 0.77 | 0.77 | 0.77 | 0.77 | 0.77 | 0.77 | 0.77 | 0.77 | 0.77 | 0.77 | 0.77 | 0.77 | 0.77 | 0.77 | 0.77 | 0.77 | 0.77 | 0.77 | 0.77 | 0.77 | 0.77 | 0.77 | 0.77 | 0.77
Arizona_Solar_90 | caiso-deliverability | Colorado_River_Red_Bluff_offpeak | Operational_New_Capacity_MW | Arizona_Solar_90 |  | 0.77 | 0.77 | 0.77 | 0.77 | 0.77 | 0.77 | 0.77 | 0.77 | 0.77 | 0.77 | 0.77 | 0.77 | 0.77 | 0.77 | 0.77 | 0.77 | 0.77 | 0.77 | 0.77 | 0.77 | 0.77 | 0.77 | 0.77 | 0.77 | 0.77 | 0.77 | 0.77 | 0.77 | 0.77 | 0.77 | 0.77
Baja_California_Wind_133 | caiso-deliverability | Colorado_River_Red_Bluff_offpeak | Operational_New_Capacity_MW | Baja_California_Wind_133 |  | 0.44 | 0.44 | 0.44 | 0.44 | 0.44 | 0.44 | 0.44 | 0.44 | 0.44 | 0.44 | 0.44 | 0.44 | 0.44 | 0.44 | 0.44 | 0.44 | 0.44 | 0.44 | 0.44 | 0.44 | 0.44 | 0.44 | 0.44 | 0.44 | 0.44 | 0.44 | 0.44 | 0.44 | 0.44 | 0.44 | 0.44
Southern_NV_Eldorado_Flow_Battery_19 | caiso-deliverability | Colorado_River_Red_Bluff_offpeak | Operational_New_Capacity_MW | Southern_NV_Eldorado_Flow_Battery_19 |  | -1 | -1 | -1 | -1 | -1 | -1 | -1 | -1 | -1 | -1 | -1 | -1 | -1 | -1 | -1 | -1 | -1 | -1 | -1 | -1 | -1 | -1 | -1 | -1 | -1 | -1 | -1 | -1 | -1 | -1 | -1
Southern_NV_Eldorado_Flow_Battery_40 | caiso-deliverability | Colorado_River_Red_Bluff_offpeak | Operational_New_Capacity_MW | Southern_NV_Eldorado_Flow_Battery_40 |  | -1 | -1 | -1 | -1 | -1 | -1 | -1 | -1 | -1 | -1 | -1 | -1 | -1 | -1 | -1 | -1 | -1 | -1 | -1 | -1 | -1 | -1 | -1 | -1 | -1 | -1 | -1 | -1 | -1 | -1 | -1
Arizona_Flow_Battery_55 | caiso-deliverability | Colorado_River_Red_Bluff_offpeak | Operational_New_Capacity_MW | Arizona_Flow_Battery_55 |  | -1 | -1 | -1 | -1 | -1 | -1 | -1 | -1 | -1 | -1 | -1 | -1 | -1 | -1 | -1 | -1 | -1 | -1 | -1 | -1 | -1 | -1 | -1 | -1 | -1 | -1 | -1 | -1 | -1 | -1 | -1
Arizona_Flow_Battery_62 | caiso-deliverability | Colorado_River_Red_Bluff_offpeak | Operational_New_Capacity_MW | Arizona_Flow_Battery_62 |  | -1 | -1 | -1 | -1 | -1 | -1 | -1 | -1 | -1 | -1 | -1 | -1 | -1 | -1 | -1 | -1 | -1 | -1 | -1 | -1 | -1 | -1 | -1 | -1 | -1 | -1 | -1 | -1 | -1 | -1 | -1
Arizona_Flow_Battery_77 | caiso-deliverability | Colorado_River_Red_Bluff_offpeak | Operational_New_Capacity_MW | Arizona_Flow_Battery_77 |  | -1 | -1 | -1 | -1 | -1 | -1 | -1 | -1 | -1 | -1 | -1 | -1 | -1 | -1 | -1 | -1 | -1 | -1 | -1 | -1 | -1 | -1 | -1 | -1 | -1 | -1 | -1 | -1 | -1 | -1 | -1
Arizona_Flow_Battery_90 | caiso-deliverability | Colorado_River_Red_Bluff_offpeak | Operational_New_Capacity_MW | Arizona_Flow_Battery_90 |  | -1 | -1 | -1 | -1 | -1 | -1 | -1 | -1 | -1 | -1 | -1 | -1 | -1 | -1 | -1 | -1 | -1 | -1 | -1 | -1 | -1 | -1 | -1 | -1 | -1 | -1 | -1 | -1 | -1 | -1 | -1
Greater_Imperial_Flow_Battery_107 | caiso-deliverability | Colorado_River_Red_Bluff_offpeak | Operational_New_Capacity_MW | Greater_Imperial_Flow_Battery_107 |  | -1 | -1 | -1 | -1 | -1 | -1 | -1 | -1 | -1 | -1 | -1 | -1 | -1 | -1 | -1 | -1 | -1 | -1 | -1 | -1 | -1 | -1 | -1 | -1 | -1 | -1 | -1 | -1 | -1 | -1 | -1
Greater_Imperial_Flow_Battery_133 | caiso-deliverability | Colorado_River_Red_Bluff_offpeak | Operational_New_Capacity_MW | Greater_Imperial_Flow_Battery_133 |  | -1 | -1 | -1 | -1 | -1 | -1 | -1 | -1 | -1 | -1 | -1 | -1 | -1 | -1 | -1 | -1 | -1 | -1 | -1 | -1 | -1 | -1 | -1 | -1 | -1 | -1 | -1 | -1 | -1 | -1 | -1
Southern_NV_Eldorado_Li_Battery_4hr_19 | caiso-deliverability | Colorado_River_Red_Bluff_offpeak | Operational_New_Capacity_MW | Southern_NV_Eldorado_Li_Battery_4hr_19 |  | -1 | -1 | -1 | -1 | -1 | -1 | -1 | -1 | -1 | -1 | -1 | -1 | -1 | -1 | -1 | -1 | -1 | -1 | -1 | -1 | -1 | -1 | -1 | -1 | -1 | -1 | -1 | -1 | -1 | -1 | -1
Southern_NV_Eldorado_Li_Battery_4hr_40 | caiso-deliverability | Colorado_River_Red_Bluff_offpeak | Operational_New_Capacity_MW | Southern_NV_Eldorado_Li_Battery_4hr_40 |  | -1 | -1 | -1 | -1 | -1 | -1 | -1 | -1 | -1 | -1 | -1 | -1 | -1 | -1 | -1 | -1 | -1 | -1 | -1 | -1 | -1 | -1 | -1 | -1 | -1 | -1 | -1 | -1 | -1 | -1 | -1
Arizona_Li_Battery_4hr_55 | caiso-deliverability | Colorado_River_Red_Bluff_offpeak | Operational_New_Capacity_MW | Arizona_Li_Battery_4hr_55 |  | -1 | -1 | -1 | -1 | -1 | -1 | -1 | -1 | -1 | -1 | -1 | -1 | -1 | -1 | -1 | -1 | -1 | -1 | -1 | -1 | -1 | -1 | -1 | -1 | -1 | -1 | -1 | -1 | -1 | -1 | -1
Arizona_Li_Battery_4hr_62 | caiso-deliverability | Colorado_River_Red_Bluff_offpeak | Operational_New_Capacity_MW | Arizona_Li_Battery_4hr_62 |  | -1 | -1 | -1 | -1 | -1 | -1 | -1 | -1 | -1 | -1 | -1 | -1 | -1 | -1 | -1 | -1 | -1 | -1 | -1 | -1 | -1 | -1 | -1 | -1 | -1 | -1 | -1 | -1 | -1 | -1 | -1
Arizona_Li_Battery_4hr_77 | caiso-deliverability | Colorado_River_Red_Bluff_offpeak | Operational_New_Capacity_MW | Arizona_Li_Battery_4hr_77 |  | -1 | -1 | -1 | -1 | -1 | -1 | -1 | -1 | -1 | -1 | -1 | -1 | -1 | -1 | -1 | -1 | -1 | -1 | -1 | -1 | -1 | -1 | -1 | -1 | -1 | -1 | -1 | -1 | -1 | -1 | -1
Arizona_Li_Battery_4hr_90 | caiso-deliverability | Colorado_River_Red_Bluff_offpeak | Operational_New_Capacity_MW | Arizona_Li_Battery_4hr_90 |  | -1 | -1 | -1 | -1 | -1 | -1 | -1 | -1 | -1 | -1 | -1 | -1 | -1 | -1 | -1 | -1 | -1 | -1 | -1 | -1 | -1 | -1 | -1 | -1 | -1 | -1 | -1 | -1 | -1 | -1 | -1
Greater_Imperial_Li_Battery_4hr_107 | caiso-deliverability | Colorado_River_Red_Bluff_offpeak | Operational_New_Capacity_MW | Greater_Imperial_Li_Battery_4hr_107 |  | -1 | -1 | -1 | -1 | -1 | -1 | -1 | -1 | -1 | -1 | -1 | -1 | -1 | -1 | -1 | -1 | -1 | -1 | -1 | -1 | -1 | -1 | -1 | -1 | -1 | -1 | -1 | -1 | -1 | -1 | -1
Greater_Imperial_Li_Battery_4hr_133 | caiso-deliverability | Colorado_River_Red_Bluff_offpeak | Operational_New_Capacity_MW | Greater_Imperial_Li_Battery_4hr_133 |  | -1 | -1 | -1 | -1 | -1 | -1 | -1 | -1 | -1 | -1 | -1 | -1 | -1 | -1 | -1 | -1 | -1 | -1 | -1 | -1 | -1 | -1 | -1 | -1 | -1 | -1 | -1 | -1 | -1 | -1 | -1
Southern_NV_Eldorado_Li_Battery_8hr_19 | caiso-deliverability | Colorado_River_Red_Bluff_offpeak | Operational_New_Capacity_MW | Southern_NV_Eldorado_Li_Battery_8hr_19 |  | -1 | -1 | -1 | -1 | -1 | -1 | -1 | -1 | -1 | -1 | -1 | -1 | -1 | -1 | -1 | -1 | -1 | -1 | -1 | -1 | -1 | -1 | -1 | -1 | -1 | -1 | -1 | -1 | -1 | -1 | -1
Southern_NV_Eldorado_Li_Battery_8hr_40 | caiso-deliverability | Colorado_River_Red_Bluff_offpeak | Operational_New_Capacity_MW | Southern_NV_Eldorado_Li_Battery_8hr_40 |  | -1 | -1 | -1 | -1 | -1 | -1 | -1 | -1 | -1 | -1 | -1 | -1 | -1 | -1 | -1 | -1 | -1 | -1 | -1 | -1 | -1 | -1 | -1 | -1 | -1 | -1 | -1 | -1 | -1 | -1 | -1
Arizona_Li_Battery_8hr_55 | caiso-deliverability | Colorado_River_Red_Bluff_offpeak | Operational_New_Capacity_MW | Arizona_Li_Battery_8hr_55 |  | -1 | -1 | -1 | -1 | -1 | -1 | -1 | -1 | -1 | -1 | -1 | -1 | -1 | -1 | -1 | -1 | -1 | -1 | -1 | -1 | -1 | -1 | -1 | -1 | -1 | -1 | -1 | -1 | -1 | -1 | -1
Arizona_Li_Battery_8hr_62 | caiso-deliverability | Colorado_River_Red_Bluff_offpeak | Operational_New_Capacity_MW | Arizona_Li_Battery_8hr_62 |  | -1 | -1 | -1 | -1 | -1 | -1 | -1 | -1 | -1 | -1 | -1 | -1 | -1 | -1 | -1 | -1 | -1 | -1 | -1 | -1 | -1 | -1 | -1 | -1 | -1 | -1 | -1 | -1 | -1 | -1 | -1
Arizona_Li_Battery_8hr_77 | caiso-deliverability | Colorado_River_Red_Bluff_offpeak | Operational_New_Capacity_MW | Arizona_Li_Battery_8hr_77 |  | -1 | -1 | -1 | -1 | -1 | -1 | -1 | -1 | -1 | -1 | -1 | -1 | -1 | -1 | -1 | -1 | -1 | -1 | -1 | -1 | -1 | -1 | -1 | -1 | -1 | -1 | -1 | -1 | -1 | -1 | -1
Arizona_Li_Battery_8hr_90 | caiso-deliverability | Colorado_River_Red_Bluff_offpeak | Operational_New_Capacity_MW | Arizona_Li_Battery_8hr_90 |  | -1 | -1 | -1 | -1 | -1 | -1 | -1 | -1 | -1 | -1 | -1 | -1 | -1 | -1 | -1 | -1 | -1 | -1 | -1 | -1 | -1 | -1 | -1 | -1 | -1 | -1 | -1 | -1 | -1 | -1 | -1
Greater_Imperial_Li_Battery_8hr_107 | caiso-deliverability | Colorado_River_Red_Bluff_offpeak | Operational_New_Capacity_MW | Greater_Imperial_Li_Battery_8hr_107 |  | -1 | -1 | -1 | -1 | -1 | -1 | -1 | -1 | -1 | -1 | -1 | -1 | -1 | -1 | -1 | -1 | -1 | -1 | -1 | -1 | -1 | -1 | -1 | -1 | -1 | -1 | -1 | -1 | -1 | -1 | -1
Greater_Imperial_Li_Battery_8hr_133 | caiso-deliverability | Colorado_River_Red_Bluff_offpeak | Operational_New_Capacity_MW | Greater_Imperial_Li_Battery_8hr_133 |  | -1 | -1 | -1 | -1 | -1 | -1 | -1 | -1 | -1 | -1 | -1 | -1 | -1 | -1 | -1 | -1 | -1 | -1 | -1 | -1 | -1 | -1 | -1 | -1 | -1 | -1 | -1 | -1 | -1 | -1 | -1
Greater_Imperial_Solar_107 | caiso-deliverability | Colorado_River_Red_Bluff_offpeak | Operational_New_Capacity_MW | Greater_Imperial_Solar_107 |  | 0.77 | 0.77 | 0.77 | 0.77 | 0.77 | 0.77 | 0.77 | 0.77 | 0.77 | 0.77 | 0.77 | 0.77 | 0.77 | 0.77 | 0.77 | 0.77 | 0.77 | 0.77 | 0.77 | 0.77 | 0.77 | 0.77 | 0.77 | 0.77 | 0.77 | 0.77 | 0.77 | 0.77 | 0.77 | 0.77 | 0.77
Greater_Imperial_Solar_133 | caiso-deliverability | Colorado_River_Red_Bluff_offpeak | Operational_New_Capacity_MW | Greater_Imperial_Solar_133 |  | 0.77 | 0.77 | 0.77 | 0.77 | 0.77 | 0.77 | 0.77 | 0.77 | 0.77 | 0.77 | 0.77 | 0.77 | 0.77 | 0.77 | 0.77 | 0.77 | 0.77 | 0.77 | 0.77 | 0.77 | 0.77 | 0.77 | 0.77 | 0.77 | 0.77 | 0.77 | 0.77 | 0.77 | 0.77 | 0.77 | 0.77
Idaho_Wind_19 | caiso-deliverability | Colorado_River_Red_Bluff_offpeak | Operational_New_Capacity_MW | Idaho_Wind_19 |  | 0.67 | 0.67 | 0.67 | 0.67 | 0.67 | 0.67 | 0.67 | 0.67 | 0.67 | 0.67 | 0.67 | 0.67 | 0.67 | 0.67 | 0.67 | 0.67 | 0.67 | 0.67 | 0.67 | 0.67 | 0.67 | 0.67 | 0.67 | 0.67 | 0.67 | 0.67 | 0.67 | 0.67 | 0.67 | 0.67 | 0.67
New_Mexico_Wind_55 | caiso-deliverability | Colorado_River_Red_Bluff_offpeak | Operational_New_Capacity_MW | New_Mexico_Wind_55 |  | 0.67 | 0.67 | 0.67 | 0.67 | 0.67 | 0.67 | 0.67 | 0.67 | 0.67 | 0.67 | 0.67 | 0.67 | 0.67 | 0.67 | 0.67 | 0.67 | 0.67 | 0.67 | 0.67 | 0.67 | 0.67 | 0.67 | 0.67 | 0.67 | 0.67 | 0.67 | 0.67 | 0.67 | 0.67 | 0.67 | 0.67
Northern_Nevada_Geothermal_19 | caiso-deliverability | Colorado_River_Red_Bluff_offpeak | Operational_New_Capacity_MW | Northern_Nevada_Geothermal_19 |  | 1 | 1 | 1 | 1 | 1 | 1 | 1 | 1 | 1 | 1 | 1 | 1 | 1 | 1 | 1 | 1 | 1 | 1 | 1 | 1 | 1 | 1 | 1 | 1 | 1 | 1 | 1 | 1 | 1 | 1 | 1
Southern_NV_Eldorado_Solar_19 | caiso-deliverability | Colorado_River_Red_Bluff_offpeak | Operational_New_Capacity_MW | Southern_NV_Eldorado_Solar_19 |  | 0.77 | 0.77 | 0.77 | 0.77 | 0.77 | 0.77 | 0.77 | 0.77 | 0.77 | 0.77 | 0.77 | 0.77 | 0.77 | 0.77 | 0.77 | 0.77 | 0.77 | 0.77 | 0.77 | 0.77 | 0.77 | 0.77 | 0.77 | 0.77 | 0.77 | 0.77 | 0.77 | 0.77 | 0.77 | 0.77 | 0.77
Southern_NV_Eldorado_Solar_40 | caiso-deliverability | Colorado_River_Red_Bluff_offpeak | Operational_New_Capacity_MW | Southern_NV_Eldorado_Solar_40 |  | 0.77 | 0.77 | 0.77 | 0.77 | 0.77 | 0.77 | 0.77 | 0.77 | 0.77 | 0.77 | 0.77 | 0.77 | 0.77 | 0.77 | 0.77 | 0.77 | 0.77 | 0.77 | 0.77 | 0.77 | 0.77 | 0.77 | 0.77 | 0.77 | 0.77 | 0.77 | 0.77 | 0.77 | 0.77 | 0.77 | 0.77
Utah_Geothermal_19 | caiso-deliverability | Colorado_River_Red_Bluff_offpeak | Operational_New_Capacity_MW | Utah_Geothermal_19 |  | 1 | 1 | 1 | 1 | 1 | 1 | 1 | 1 | 1 | 1 | 1 | 1 | 1 | 1 | 1 | 1 | 1 | 1 | 1 | 1 | 1 | 1 | 1 | 1 | 1 | 1 | 1 | 1 | 1 | 1 | 1
Utah_Wind_19 | caiso-deliverability | Colorado_River_Red_Bluff_offpeak | Operational_New_Capacity_MW | Utah_Wind_19 |  | 0.67 | 0.67 | 0.67 | 0.67 | 0.67 | 0.67 | 0.67 | 0.67 | 0.67 | 0.67 | 0.67 | 0.67 | 0.67 | 0.67 | 0.67 | 0.67 | 0.67 | 0.67 | 0.67 | 0.67 | 0.67 | 0.67 | 0.67 | 0.67 | 0.67 | 0.67 | 0.67 | 0.67 | 0.67 | 0.67 | 0.67
Wyoming_Wind_19 | caiso-deliverability | Colorado_River_Red_Bluff_offpeak | Operational_New_Capacity_MW | Wyoming_Wind_19 |  | 0.67 | 0.67 | 0.67 | 0.67 | 0.67 | 0.67 | 0.67 | 0.67 | 0.67 | 0.67 | 0.67 | 0.67 | 0.67 | 0.67 | 0.67 | 0.67 | 0.67 | 0.67 | 0.67 | 0.67 | 0.67 | 0.67 | 0.67 | 0.67 | 0.67 | 0.67 | 0.67 | 0.67 | 0.67 | 0.67 | 0.67
Colorado_River_Red_Bluff_group | caiso-deliverability | Colorado_River_Red_Bluff_offpeak | Operational_New_Capacity_MW | Colorado_River_Red_Bluff_group |  | -1 | -1 | -1 | -1 | -1 | -1 | -1 | -1 | -1 | -1 | -1 | -1 | -1 | -1 | -1 | -1 | -1 | -1 | -1 | -1 | -1 | -1 | -1 | -1 | -1 | -1 | -1 | -1 | -1 | -1 | -1
Arizona_Solar_55 | caiso-deliverability | Colorado_River_Red_Bluff_SSN | Reliability_Capacity_In_Model_Year | System RA | Arizona_Solar_55 | 0.427 | 0.427 | 0.427 | 0.427 | 0.427 | 0.427 | 0.427 | 0.427 | 0.427 | 0.427 | 0.427 | 0.427 | 0.427 | 0.427 | 0.427 | 0.427 | 0.427 | 0.427 | 0.427 | 0.427 | 0.427 | 0.427 | 0.427 | 0.427 | 0.427 | 0.427 | 0.427 | 0.427 | 0.427 | 0.427 | 0.427
Arizona_Solar_62 | caiso-deliverability | Colorado_River_Red_Bluff_SSN | Reliability_Capacity_In_Model_Year | System RA | Arizona_Solar_62 | 0.427 | 0.427 | 0.427 | 0.427 | 0.427 | 0.427 | 0.427 | 0.427 | 0.427 | 0.427 | 0.427 | 0.427 | 0.427 | 0.427 | 0.427 | 0.427 | 0.427 | 0.427 | 0.427 | 0.427 | 0.427 | 0.427 | 0.427 | 0.427 | 0.427 | 0.427 | 0.427 | 0.427 | 0.427 | 0.427 | 0.427
Arizona_Solar_77 | caiso-deliverability | Colorado_River_Red_Bluff_SSN | Reliability_Capacity_In_Model_Year | System RA | Arizona_Solar_77 | 0.427 | 0.427 | 0.427 | 0.427 | 0.427 | 0.427 | 0.427 | 0.427 | 0.427 | 0.427 | 0.427 | 0.427 | 0.427 | 0.427 | 0.427 | 0.427 | 0.427 | 0.427 | 0.427 | 0.427 | 0.427 | 0.427 | 0.427 | 0.427 | 0.427 | 0.427 | 0.427 | 0.427 | 0.427 | 0.427 | 0.427
Arizona_Solar_90 | caiso-deliverability | Colorado_River_Red_Bluff_SSN | Reliability_Capacity_In_Model_Year | System RA | Arizona_Solar_90 | 0.427 | 0.427 | 0.427 | 0.427 | 0.427 | 0.427 | 0.427 | 0.427 | 0.427 | 0.427 | 0.427 | 0.427 | 0.427 | 0.427 | 0.427 | 0.427 | 0.427 | 0.427 | 0.427 | 0.427 | 0.427 | 0.427 | 0.427 | 0.427 | 0.427 | 0.427 | 0.427 | 0.427 | 0.427 | 0.427 | 0.427
Baja_California_Wind_133 | caiso-deliverability | Colorado_River_Red_Bluff_SSN | Reliability_Capacity_In_Model_Year | System RA | Baja_California_Wind_133 | 0.112 | 0.112 | 0.112 | 0.112 | 0.112 | 0.112 | 0.112 | 0.112 | 0.112 | 0.112 | 0.112 | 0.112 | 0.112 | 0.112 | 0.112 | 0.112 | 0.112 | 0.112 | 0.112 | 0.112 | 0.112 | 0.112 | 0.112 | 0.112 | 0.112 | 0.112 | 0.112 | 0.112 | 0.112 | 0.112 | 0.112
Southern_NV_Eldorado_Flow_Battery_19 | caiso-deliverability | Colorado_River_Red_Bluff_SSN | Reliability_Capacity_In_Model_Year | System RA | Southern_NV_Eldorado_Flow_Battery_19 | 0.5 | 0.5 | 0.5 | 0.5 | 0.5 | 0.5 | 0.5 | 0.5 | 0.5 | 0.5 | 0.5 | 0.5 | 0.5 | 0.5 | 0.5 | 0.5 | 0.5 | 0.5 | 0.5 | 0.5 | 0.5 | 0.5 | 0.5 | 0.5 | 0.5 | 0.5 | 0.5 | 0.5 | 0.5 | 0.5 | 0.5
Southern_NV_Eldorado_Flow_Battery_40 | caiso-deliverability | Colorado_River_Red_Bluff_SSN | Reliability_Capacity_In_Model_Year | System RA | Southern_NV_Eldorado_Flow_Battery_40 | 0.5 | 0.5 | 0.5 | 0.5 | 0.5 | 0.5 | 0.5 | 0.5 | 0.5 | 0.5 | 0.5 | 0.5 | 0.5 | 0.5 | 0.5 | 0.5 | 0.5 | 0.5 | 0.5 | 0.5 | 0.5 | 0.5 | 0.5 | 0.5 | 0.5 | 0.5 | 0.5 | 0.5 | 0.5 | 0.5 | 0.5
Arizona_Flow_Battery_55 | caiso-deliverability | Colorado_River_Red_Bluff_SSN | Reliability_Capacity_In_Model_Year | System RA | Arizona_Flow_Battery_55 | 0.5 | 0.5 | 0.5 | 0.5 | 0.5 | 0.5 | 0.5 | 0.5 | 0.5 | 0.5 | 0.5 | 0.5 | 0.5 | 0.5 | 0.5 | 0.5 | 0.5 | 0.5 | 0.5 | 0.5 | 0.5 | 0.5 | 0.5 | 0.5 | 0.5 | 0.5 | 0.5 | 0.5 | 0.5 | 0.5 | 0.5
Arizona_Flow_Battery_62 | caiso-deliverability | Colorado_River_Red_Bluff_SSN | Reliability_Capacity_In_Model_Year | System RA | Arizona_Flow_Battery_62 | 0.5 | 0.5 | 0.5 | 0.5 | 0.5 | 0.5 | 0.5 | 0.5 | 0.5 | 0.5 | 0.5 | 0.5 | 0.5 | 0.5 | 0.5 | 0.5 | 0.5 | 0.5 | 0.5 | 0.5 | 0.5 | 0.5 | 0.5 | 0.5 | 0.5 | 0.5 | 0.5 | 0.5 | 0.5 | 0.5 | 0.5
Arizona_Flow_Battery_77 | caiso-deliverability | Colorado_River_Red_Bluff_SSN | Reliability_Capacity_In_Model_Year | System RA | Arizona_Flow_Battery_77 | 0.5 | 0.5 | 0.5 | 0.5 | 0.5 | 0.5 | 0.5 | 0.5 | 0.5 | 0.5 | 0.5 | 0.5 | 0.5 | 0.5 | 0.5 | 0.5 | 0.5 | 0.5 | 0.5 | 0.5 | 0.5 | 0.5 | 0.5 | 0.5 | 0.5 | 0.5 | 0.5 | 0.5 | 0.5 | 0.5 | 0.5
Arizona_Flow_Battery_90 | caiso-deliverability | Colorado_River_Red_Bluff_SSN | Reliability_Capacity_In_Model_Year | System RA | Arizona_Flow_Battery_90 | 0.5 | 0.5 | 0.5 | 0.5 | 0.5 | 0.5 | 0.5 | 0.5 | 0.5 | 0.5 | 0.5 | 0.5 | 0.5 | 0.5 | 0.5 | 0.5 | 0.5 | 0.5 | 0.5 | 0.5 | 0.5 | 0.5 | 0.5 | 0.5 | 0.5 | 0.5 | 0.5 | 0.5 | 0.5 | 0.5 | 0.5
Greater_Imperial_Flow_Battery_107 | caiso-deliverability | Colorado_River_Red_Bluff_SSN | Reliability_Capacity_In_Model_Year | System RA | Greater_Imperial_Flow_Battery_107 | 0.5 | 0.5 | 0.5 | 0.5 | 0.5 | 0.5 | 0.5 | 0.5 | 0.5 | 0.5 | 0.5 | 0.5 | 0.5 | 0.5 | 0.5 | 0.5 | 0.5 | 0.5 | 0.5 | 0.5 | 0.5 | 0.5 | 0.5 | 0.5 | 0.5 | 0.5 | 0.5 | 0.5 | 0.5 | 0.5 | 0.5
Greater_Imperial_Flow_Battery_133 | caiso-deliverability | Colorado_River_Red_Bluff_SSN | Reliability_Capacity_In_Model_Year | System RA | Greater_Imperial_Flow_Battery_133 | 0.5 | 0.5 | 0.5 | 0.5 | 0.5 | 0.5 | 0.5 | 0.5 | 0.5 | 0.5 | 0.5 | 0.5 | 0.5 | 0.5 | 0.5 | 0.5 | 0.5 | 0.5 | 0.5 | 0.5 | 0.5 | 0.5 | 0.5 | 0.5 | 0.5 | 0.5 | 0.5 | 0.5 | 0.5 | 0.5 | 0.5
Southern_NV_Eldorado_Li_Battery_4hr_19 | caiso-deliverability | Colorado_River_Red_Bluff_SSN | Reliability_Capacity_In_Model_Year | System RA | Southern_NV_Eldorado_Li_Battery_4hr_19 | 0.5 | 0.5 | 0.5 | 0.5 | 0.5 | 0.5 | 0.5 | 0.5 | 0.5 | 0.5 | 0.5 | 0.5 | 0.5 | 0.5 | 0.5 | 0.5 | 0.5 | 0.5 | 0.5 | 0.5 | 0.5 | 0.5 | 0.5 | 0.5 | 0.5 | 0.5 | 0.5 | 0.5 | 0.5 | 0.5 | 0.5
Southern_NV_Eldorado_Li_Battery_4hr_40 | caiso-deliverability | Colorado_River_Red_Bluff_SSN | Reliability_Capacity_In_Model_Year | System RA | Southern_NV_Eldorado_Li_Battery_4hr_40 | 0.5 | 0.5 | 0.5 | 0.5 | 0.5 | 0.5 | 0.5 | 0.5 | 0.5 | 0.5 | 0.5 | 0.5 | 0.5 | 0.5 | 0.5 | 0.5 | 0.5 | 0.5 | 0.5 | 0.5 | 0.5 | 0.5 | 0.5 | 0.5 | 0.5 | 0.5 | 0.5 | 0.5 | 0.5 | 0.5 | 0.5
Arizona_Li_Battery_4hr_55 | caiso-deliverability | Colorado_River_Red_Bluff_SSN | Reliability_Capacity_In_Model_Year | System RA | Arizona_Li_Battery_4hr_55 | 0.5 | 0.5 | 0.5 | 0.5 | 0.5 | 0.5 | 0.5 | 0.5 | 0.5 | 0.5 | 0.5 | 0.5 | 0.5 | 0.5 | 0.5 | 0.5 | 0.5 | 0.5 | 0.5 | 0.5 | 0.5 | 0.5 | 0.5 | 0.5 | 0.5 | 0.5 | 0.5 | 0.5 | 0.5 | 0.5 | 0.5
Arizona_Li_Battery_4hr_62 | caiso-deliverability | Colorado_River_Red_Bluff_SSN | Reliability_Capacity_In_Model_Year | System RA | Arizona_Li_Battery_4hr_62 | 0.5 | 0.5 | 0.5 | 0.5 | 0.5 | 0.5 | 0.5 | 0.5 | 0.5 | 0.5 | 0.5 | 0.5 | 0.5 | 0.5 | 0.5 | 0.5 | 0.5 | 0.5 | 0.5 | 0.5 | 0.5 | 0.5 | 0.5 | 0.5 | 0.5 | 0.5 | 0.5 | 0.5 | 0.5 | 0.5 | 0.5
Arizona_Li_Battery_4hr_77 | caiso-deliverability | Colorado_River_Red_Bluff_SSN | Reliability_Capacity_In_Model_Year | System RA | Arizona_Li_Battery_4hr_77 | 0.5 | 0.5 | 0.5 | 0.5 | 0.5 | 0.5 | 0.5 | 0.5 | 0.5 | 0.5 | 0.5 | 0.5 | 0.5 | 0.5 | 0.5 | 0.5 | 0.5 | 0.5 | 0.5 | 0.5 | 0.5 | 0.5 | 0.5 | 0.5 | 0.5 | 0.5 | 0.5 | 0.5 | 0.5 | 0.5 | 0.5
Arizona_Li_Battery_4hr_90 | caiso-deliverability | Colorado_River_Red_Bluff_SSN | Reliability_Capacity_In_Model_Year | System RA | Arizona_Li_Battery_4hr_90 | 0.5 | 0.5 | 0.5 | 0.5 | 0.5 | 0.5 | 0.5 | 0.5 | 0.5 | 0.5 | 0.5 | 0.5 | 0.5 | 0.5 | 0.5 | 0.5 | 0.5 | 0.5 | 0.5 | 0.5 | 0.5 | 0.5 | 0.5 | 0.5 | 0.5 | 0.5 | 0.5 | 0.5 | 0.5 | 0.5 | 0.5
Greater_Imperial_Li_Battery_4hr_107 | caiso-deliverability | Colorado_River_Red_Bluff_SSN | Reliability_Capacity_In_Model_Year | System RA | Greater_Imperial_Li_Battery_4hr_107 | 0.5 | 0.5 | 0.5 | 0.5 | 0.5 | 0.5 | 0.5 | 0.5 | 0.5 | 0.5 | 0.5 | 0.5 | 0.5 | 0.5 | 0.5 | 0.5 | 0.5 | 0.5 | 0.5 | 0.5 | 0.5 | 0.5 | 0.5 | 0.5 | 0.5 | 0.5 | 0.5 | 0.5 | 0.5 | 0.5 | 0.5
Greater_Imperial_Li_Battery_4hr_133 | caiso-deliverability | Colorado_River_Red_Bluff_SSN | Reliability_Capacity_In_Model_Year | System RA | Greater_Imperial_Li_Battery_4hr_133 | 0.5 | 0.5 | 0.5 | 0.5 | 0.5 | 0.5 | 0.5 | 0.5 | 0.5 | 0.5 | 0.5 | 0.5 | 0.5 | 0.5 | 0.5 | 0.5 | 0.5 | 0.5 | 0.5 | 0.5 | 0.5 | 0.5 | 0.5 | 0.5 | 0.5 | 0.5 | 0.5 | 0.5 | 0.5 | 0.5 | 0.5
Southern_NV_Eldorado_Li_Battery_8hr_19 | caiso-deliverability | Colorado_River_Red_Bluff_SSN | Reliability_Capacity_In_Model_Year | System RA | Southern_NV_Eldorado_Li_Battery_8hr_19 | 0.5 | 0.5 | 0.5 | 0.5 | 0.5 | 0.5 | 0.5 | 0.5 | 0.5 | 0.5 | 0.5 | 0.5 | 0.5 | 0.5 | 0.5 | 0.5 | 0.5 | 0.5 | 0.5 | 0.5 | 0.5 | 0.5 | 0.5 | 0.5 | 0.5 | 0.5 | 0.5 | 0.5 | 0.5 | 0.5 | 0.5
Southern_NV_Eldorado_Li_Battery_8hr_40 | caiso-deliverability | Colorado_River_Red_Bluff_SSN | Reliability_Capacity_In_Model_Year | System RA | Southern_NV_Eldorado_Li_Battery_8hr_40 | 0.5 | 0.5 | 0.5 | 0.5 | 0.5 | 0.5 | 0.5 | 0.5 | 0.5 | 0.5 | 0.5 | 0.5 | 0.5 | 0.5 | 0.5 | 0.5 | 0.5 | 0.5 | 0.5 | 0.5 | 0.5 | 0.5 | 0.5 | 0.5 | 0.5 | 0.5 | 0.5 | 0.5 | 0.5 | 0.5 | 0.5
Arizona_Li_Battery_8hr_55 | caiso-deliverability | Colorado_River_Red_Bluff_SSN | Reliability_Capacity_In_Model_Year | System RA | Arizona_Li_Battery_8hr_55 | 0.5 | 0.5 | 0.5 | 0.5 | 0.5 | 0.5 | 0.5 | 0.5 | 0.5 | 0.5 | 0.5 | 0.5 | 0.5 | 0.5 | 0.5 | 0.5 | 0.5 | 0.5 | 0.5 | 0.5 | 0.5 | 0.5 | 0.5 | 0.5 | 0.5 | 0.5 | 0.5 | 0.5 | 0.5 | 0.5 | 0.5
Arizona_Li_Battery_8hr_62 | caiso-deliverability | Colorado_River_Red_Bluff_SSN | Reliability_Capacity_In_Model_Year | System RA | Arizona_Li_Battery_8hr_62 | 0.5 | 0.5 | 0.5 | 0.5 | 0.5 | 0.5 | 0.5 | 0.5 | 0.5 | 0.5 | 0.5 | 0.5 | 0.5 | 0.5 | 0.5 | 0.5 | 0.5 | 0.5 | 0.5 | 0.5 | 0.5 | 0.5 | 0.5 | 0.5 | 0.5 | 0.5 | 0.5 | 0.5 | 0.5 | 0.5 | 0.5
Arizona_Li_Battery_8hr_77 | caiso-deliverability | Colorado_River_Red_Bluff_SSN | Reliability_Capacity_In_Model_Year | System RA | Arizona_Li_Battery_8hr_77 | 0.5 | 0.5 | 0.5 | 0.5 | 0.5 | 0.5 | 0.5 | 0.5 | 0.5 | 0.5 | 0.5 | 0.5 | 0.5 | 0.5 | 0.5 | 0.5 | 0.5 | 0.5 | 0.5 | 0.5 | 0.5 | 0.5 | 0.5 | 0.5 | 0.5 | 0.5 | 0.5 | 0.5 | 0.5 | 0.5 | 0.5
Arizona_Li_Battery_8hr_90 | caiso-deliverability | Colorado_River_Red_Bluff_SSN | Reliability_Capacity_In_Model_Year | System RA | Arizona_Li_Battery_8hr_90 | 0.5 | 0.5 | 0.5 | 0.5 | 0.5 | 0.5 | 0.5 | 0.5 | 0.5 | 0.5 | 0.5 | 0.5 | 0.5 | 0.5 | 0.5 | 0.5 | 0.5 | 0.5 | 0.5 | 0.5 | 0.5 | 0.5 | 0.5 | 0.5 | 0.5 | 0.5 | 0.5 | 0.5 | 0.5 | 0.5 | 0.5
Greater_Imperial_Li_Battery_8hr_107 | caiso-deliverability | Colorado_River_Red_Bluff_SSN | Reliability_Capacity_In_Model_Year | System RA | Greater_Imperial_Li_Battery_8hr_107 | 0.5 | 0.5 | 0.5 | 0.5 | 0.5 | 0.5 | 0.5 | 0.5 | 0.5 | 0.5 | 0.5 | 0.5 | 0.5 | 0.5 | 0.5 | 0.5 | 0.5 | 0.5 | 0.5 | 0.5 | 0.5 | 0.5 | 0.5 | 0.5 | 0.5 | 0.5 | 0.5 | 0.5 | 0.5 | 0.5 | 0.5
Greater_Imperial_Li_Battery_8hr_133 | caiso-deliverability | Colorado_River_Red_Bluff_SSN | Reliability_Capacity_In_Model_Year | System RA | Greater_Imperial_Li_Battery_8hr_133 | 0.5 | 0.5 | 0.5 | 0.5 | 0.5 | 0.5 | 0.5 | 0.5 | 0.5 | 0.5 | 0.5 | 0.5 | 0.5 | 0.5 | 0.5 | 0.5 | 0.5 | 0.5 | 0.5 | 0.5 | 0.5 | 0.5 | 0.5 | 0.5 | 0.5 | 0.5 | 0.5 | 0.5 | 0.5 | 0.5 | 0.5
Greater_Imperial_Solar_107 | caiso-deliverability | Colorado_River_Red_Bluff_SSN | Reliability_Capacity_In_Model_Year | System RA | Greater_Imperial_Solar_107 | 0.427 | 0.427 | 0.427 | 0.427 | 0.427 | 0.427 | 0.427 | 0.427 | 0.427 | 0.427 | 0.427 | 0.427 | 0.427 | 0.427 | 0.427 | 0.427 | 0.427 | 0.427 | 0.427 | 0.427 | 0.427 | 0.427 | 0.427 | 0.427 | 0.427 | 0.427 | 0.427 | 0.427 | 0.427 | 0.427 | 0.427
Greater_Imperial_Solar_133 | caiso-deliverability | Colorado_River_Red_Bluff_SSN | Reliability_Capacity_In_Model_Year | System RA | Greater_Imperial_Solar_133 | 0.427 | 0.427 | 0.427 | 0.427 | 0.427 | 0.427 | 0.427 | 0.427 | 0.427 | 0.427 | 0.427 | 0.427 | 0.427 | 0.427 | 0.427 | 0.427 | 0.427 | 0.427 | 0.427 | 0.427 | 0.427 | 0.427 | 0.427 | 0.427 | 0.427 | 0.427 | 0.427 | 0.427 | 0.427 | 0.427 | 0.427
Idaho_Wind_19 | caiso-deliverability | Colorado_River_Red_Bluff_SSN | Reliability_Capacity_In_Model_Year | System RA | Idaho_Wind_19 | 0.35 | 0.35 | 0.35 | 0.35 | 0.35 | 0.35 | 0.35 | 0.35 | 0.35 | 0.35 | 0.35 | 0.35 | 0.35 | 0.35 | 0.35 | 0.35 | 0.35 | 0.35 | 0.35 | 0.35 | 0.35 | 0.35 | 0.35 | 0.35 | 0.35 | 0.35 | 0.35 | 0.35 | 0.35 | 0.35 | 0.35
New_Mexico_Wind_55 | caiso-deliverability | Colorado_River_Red_Bluff_SSN | Reliability_Capacity_In_Model_Year | System RA | New_Mexico_Wind_55 | 0.35 | 0.35 | 0.35 | 0.35 | 0.35 | 0.35 | 0.35 | 0.35 | 0.35 | 0.35 | 0.35 | 0.35 | 0.35 | 0.35 | 0.35 | 0.35 | 0.35 | 0.35 | 0.35 | 0.35 | 0.35 | 0.35 | 0.35 | 0.35 | 0.35 | 0.35 | 0.35 | 0.35 | 0.35 | 0.35 | 0.35
Northern_Nevada_Geothermal_19 | caiso-deliverability | Colorado_River_Red_Bluff_SSN | Reliability_Capacity_In_Model_Year | System RA | Northern_Nevada_Geothermal_19 | 1 | 1 | 1 | 1 | 1 | 1 | 1 | 1 | 1 | 1 | 1 | 1 | 1 | 1 | 1 | 1 | 1 | 1 | 1 | 1 | 1 | 1 | 1 | 1 | 1 | 1 | 1 | 1 | 1 | 1 | 1
Southern_NV_Eldorado_Solar_19 | caiso-deliverability | Colorado_River_Red_Bluff_SSN | Reliability_Capacity_In_Model_Year | System RA | Southern_NV_Eldorado_Solar_19 | 0.427 | 0.427 | 0.427 | 0.427 | 0.427 | 0.427 | 0.427 | 0.427 | 0.427 | 0.427 | 0.427 | 0.427 | 0.427 | 0.427 | 0.427 | 0.427 | 0.427 | 0.427 | 0.427 | 0.427 | 0.427 | 0.427 | 0.427 | 0.427 | 0.427 | 0.427 | 0.427 | 0.427 | 0.427 | 0.427 | 0.427
Southern_NV_Eldorado_Solar_40 | caiso-deliverability | Colorado_River_Red_Bluff_SSN | Reliability_Capacity_In_Model_Year | System RA | Southern_NV_Eldorado_Solar_40 | 0.427 | 0.427 | 0.427 | 0.427 | 0.427 | 0.427 | 0.427 | 0.427 | 0.427 | 0.427 | 0.427 | 0.427 | 0.427 | 0.427 | 0.427 | 0.427 | 0.427 | 0.427 | 0.427 | 0.427 | 0.427 | 0.427 | 0.427 | 0.427 | 0.427 | 0.427 | 0.427 | 0.427 | 0.427 | 0.427 | 0.427
Utah_Geothermal_19 | caiso-deliverability | Colorado_River_Red_Bluff_SSN | Reliability_Capacity_In_Model_Year | System RA | Utah_Geothermal_19 | 1 | 1 | 1 | 1 | 1 | 1 | 1 | 1 | 1 | 1 | 1 | 1 | 1 | 1 | 1 | 1 | 1 | 1 | 1 | 1 | 1 | 1 | 1 | 1 | 1 | 1 | 1 | 1 | 1 | 1 | 1
Utah_Wind_19 | caiso-deliverability | Colorado_River_Red_Bluff_SSN | Reliability_Capacity_In_Model_Year | System RA | Utah_Wind_19 | 0.35 | 0.35 | 0.35 | 0.35 | 0.35 | 0.35 | 0.35 | 0.35 | 0.35 | 0.35 | 0.35 | 0.35 | 0.35 | 0.35 | 0.35 | 0.35 | 0.35 | 0.35 | 0.35 | 0.35 | 0.35 | 0.35 | 0.35 | 0.35 | 0.35 | 0.35 | 0.35 | 0.35 | 0.35 | 0.35 | 0.35
Wyoming_Wind_19 | caiso-deliverability | Colorado_River_Red_Bluff_SSN | Reliability_Capacity_In_Model_Year | System RA | Wyoming_Wind_19 | 0.35 | 0.35 | 0.35 | 0.35 | 0.35 | 0.35 | 0.35 | 0.35 | 0.35 | 0.35 | 0.35 | 0.35 | 0.35 | 0.35 | 0.35 | 0.35 | 0.35 | 0.35 | 0.35 | 0.35 | 0.35 | 0.35 | 0.35 | 0.35 | 0.35 | 0.35 | 0.35 | 0.35 | 0.35 | 0.35 | 0.35
Colorado_River_Red_Bluff_group | caiso-deliverability | Colorado_River_Red_Bluff_SSN | Operational_New_Capacity_MW | Colorado_River_Red_Bluff_group |  | -1 | -1 | -1 | -1 | -1 | -1 | -1 | -1 | -1 | -1 | -1 | -1 | -1 | -1 | -1 | -1 | -1 | -1 | -1 | -1 | -1 | -1 | -1 | -1 | -1 | -1 | -1 | -1 | -1 | -1 | -1
Northern_California_Flow_Battery_83 | caiso-deliverability | Contra_Costa_Windmaster_HSN | Reliability_Capacity_In_Model_Year | System RA | Northern_California_Flow_Battery_83 | 1 | 1 | 1 | 1 | 1 | 1 | 1 | 1 | 1 | 1 | 1 | 1 | 1 | 1 | 1 | 1 | 1 | 1 | 1 | 1 | 1 | 1 | 1 | 1 | 1 | 1 | 1 | 1 | 1 | 1 | 1
Northern_California_Flow_Battery_85 | caiso-deliverability | Contra_Costa_Windmaster_HSN | Reliability_Capacity_In_Model_Year | System RA | Northern_California_Flow_Battery_85 | 1 | 1 | 1 | 1 | 1 | 1 | 1 | 1 | 1 | 1 | 1 | 1 | 1 | 1 | 1 | 1 | 1 | 1 | 1 | 1 | 1 | 1 | 1 | 1 | 1 | 1 | 1 | 1 | 1 | 1 | 1
Northern_California_Flow_Battery_94 | caiso-deliverability | Contra_Costa_Windmaster_HSN | Reliability_Capacity_In_Model_Year | System RA | Northern_California_Flow_Battery_94 | 1 | 1 | 1 | 1 | 1 | 1 | 1 | 1 | 1 | 1 | 1 | 1 | 1 | 1 | 1 | 1 | 1 | 1 | 1 | 1 | 1 | 1 | 1 | 1 | 1 | 1 | 1 | 1 | 1 | 1 | 1
Northern_California_Flow_Battery_112 | caiso-deliverability | Contra_Costa_Windmaster_HSN | Reliability_Capacity_In_Model_Year | System RA | Northern_California_Flow_Battery_112 | 1 | 1 | 1 | 1 | 1 | 1 | 1 | 1 | 1 | 1 | 1 | 1 | 1 | 1 | 1 | 1 | 1 | 1 | 1 | 1 | 1 | 1 | 1 | 1 | 1 | 1 | 1 | 1 | 1 | 1 | 1
Northern_California_Flow_Battery_126 | caiso-deliverability | Contra_Costa_Windmaster_HSN | Reliability_Capacity_In_Model_Year | System RA | Northern_California_Flow_Battery_126 | 1 | 1 | 1 | 1 | 1 | 1 | 1 | 1 | 1 | 1 | 1 | 1 | 1 | 1 | 1 | 1 | 1 | 1 | 1 | 1 | 1 | 1 | 1 | 1 | 1 | 1 | 1 | 1 | 1 | 1 | 1
Northern_California_Flow_Battery_127 | caiso-deliverability | Contra_Costa_Windmaster_HSN | Reliability_Capacity_In_Model_Year | System RA | Northern_California_Flow_Battery_127 | 1 | 1 | 1 | 1 | 1 | 1 | 1 | 1 | 1 | 1 | 1 | 1 | 1 | 1 | 1 | 1 | 1 | 1 | 1 | 1 | 1 | 1 | 1 | 1 | 1 | 1 | 1 | 1 | 1 | 1 | 1
Northern_California_Flow_Battery_150 | caiso-deliverability | Contra_Costa_Windmaster_HSN | Reliability_Capacity_In_Model_Year | System RA | Northern_California_Flow_Battery_150 | 1 | 1 | 1 | 1 | 1 | 1 | 1 | 1 | 1 | 1 | 1 | 1 | 1 | 1 | 1 | 1 | 1 | 1 | 1 | 1 | 1 | 1 | 1 | 1 | 1 | 1 | 1 | 1 | 1 | 1 | 1
Northern_California_Flow_Battery_155 | caiso-deliverability | Contra_Costa_Windmaster_HSN | Reliability_Capacity_In_Model_Year | System RA | Northern_California_Flow_Battery_155 | 1 | 1 | 1 | 1 | 1 | 1 | 1 | 1 | 1 | 1 | 1 | 1 | 1 | 1 | 1 | 1 | 1 | 1 | 1 | 1 | 1 | 1 | 1 | 1 | 1 | 1 | 1 | 1 | 1 | 1 | 1
Northern_California_Flow_Battery_158 | caiso-deliverability | Contra_Costa_Windmaster_HSN | Reliability_Capacity_In_Model_Year | System RA | Northern_California_Flow_Battery_158 | 1 | 1 | 1 | 1 | 1 | 1 | 1 | 1 | 1 | 1 | 1 | 1 | 1 | 1 | 1 | 1 | 1 | 1 | 1 | 1 | 1 | 1 | 1 | 1 | 1 | 1 | 1 | 1 | 1 | 1 | 1
Northern_California_Li_Battery_4hr_83 | caiso-deliverability | Contra_Costa_Windmaster_HSN | Reliability_Capacity_In_Model_Year | System RA | Northern_California_Li_Battery_4hr_83 | 1 | 1 | 1 | 1 | 1 | 1 | 1 | 1 | 1 | 1 | 1 | 1 | 1 | 1 | 1 | 1 | 1 | 1 | 1 | 1 | 1 | 1 | 1 | 1 | 1 | 1 | 1 | 1 | 1 | 1 | 1
Northern_California_Li_Battery_4hr_85 | caiso-deliverability | Contra_Costa_Windmaster_HSN | Reliability_Capacity_In_Model_Year | System RA | Northern_California_Li_Battery_4hr_85 | 1 | 1 | 1 | 1 | 1 | 1 | 1 | 1 | 1 | 1 | 1 | 1 | 1 | 1 | 1 | 1 | 1 | 1 | 1 | 1 | 1 | 1 | 1 | 1 | 1 | 1 | 1 | 1 | 1 | 1 | 1
Northern_California_Li_Battery_4hr_94 | caiso-deliverability | Contra_Costa_Windmaster_HSN | Reliability_Capacity_In_Model_Year | System RA | Northern_California_Li_Battery_4hr_94 | 1 | 1 | 1 | 1 | 1 | 1 | 1 | 1 | 1 | 1 | 1 | 1 | 1 | 1 | 1 | 1 | 1 | 1 | 1 | 1 | 1 | 1 | 1 | 1 | 1 | 1 | 1 | 1 | 1 | 1 | 1
Northern_California_Li_Battery_4hr_112 | caiso-deliverability | Contra_Costa_Windmaster_HSN | Reliability_Capacity_In_Model_Year | System RA | Northern_California_Li_Battery_4hr_112 | 1 | 1 | 1 | 1 | 1 | 1 | 1 | 1 | 1 | 1 | 1 | 1 | 1 | 1 | 1 | 1 | 1 | 1 | 1 | 1 | 1 | 1 | 1 | 1 | 1 | 1 | 1 | 1 | 1 | 1 | 1
Northern_California_Li_Battery_4hr_126 | caiso-deliverability | Contra_Costa_Windmaster_HSN | Reliability_Capacity_In_Model_Year | System RA | Northern_California_Li_Battery_4hr_126 | 1 | 1 | 1 | 1 | 1 | 1 | 1 | 1 | 1 | 1 | 1 | 1 | 1 | 1 | 1 | 1 | 1 | 1 | 1 | 1 | 1 | 1 | 1 | 1 | 1 | 1 | 1 | 1 | 1 | 1 | 1
Northern_California_Li_Battery_4hr_127 | caiso-deliverability | Contra_Costa_Windmaster_HSN | Reliability_Capacity_In_Model_Year | System RA | Northern_California_Li_Battery_4hr_127 | 1 | 1 | 1 | 1 | 1 | 1 | 1 | 1 | 1 | 1 | 1 | 1 | 1 | 1 | 1 | 1 | 1 | 1 | 1 | 1 | 1 | 1 | 1 | 1 | 1 | 1 | 1 | 1 | 1 | 1 | 1
Northern_California_Li_Battery_4hr_150 | caiso-deliverability | Contra_Costa_Windmaster_HSN | Reliability_Capacity_In_Model_Year | System RA | Northern_California_Li_Battery_4hr_150 | 1 | 1 | 1 | 1 | 1 | 1 | 1 | 1 | 1 | 1 | 1 | 1 | 1 | 1 | 1 | 1 | 1 | 1 | 1 | 1 | 1 | 1 | 1 | 1 | 1 | 1 | 1 | 1 | 1 | 1 | 1
Northern_California_Li_Battery_4hr_155 | caiso-deliverability | Contra_Costa_Windmaster_HSN | Reliability_Capacity_In_Model_Year | System RA | Northern_California_Li_Battery_4hr_155 | 1 | 1 | 1 | 1 | 1 | 1 | 1 | 1 | 1 | 1 | 1 | 1 | 1 | 1 | 1 | 1 | 1 | 1 | 1 | 1 | 1 | 1 | 1 | 1 | 1 | 1 | 1 | 1 | 1 | 1 | 1
Northern_California_Li_Battery_4hr_158 | caiso-deliverability | Contra_Costa_Windmaster_HSN | Reliability_Capacity_In_Model_Year | System RA | Northern_California_Li_Battery_4hr_158 | 1 | 1 | 1 | 1 | 1 | 1 | 1 | 1 | 1 | 1 | 1 | 1 | 1 | 1 | 1 | 1 | 1 | 1 | 1 | 1 | 1 | 1 | 1 | 1 | 1 | 1 | 1 | 1 | 1 | 1 | 1
Northern_California_Li_Battery_8hr_83 | caiso-deliverability | Contra_Costa_Windmaster_HSN | Reliability_Capacity_In_Model_Year | System RA | Northern_California_Li_Battery_8hr_83 | 1 | 1 | 1 | 1 | 1 | 1 | 1 | 1 | 1 | 1 | 1 | 1 | 1 | 1 | 1 | 1 | 1 | 1 | 1 | 1 | 1 | 1 | 1 | 1 | 1 | 1 | 1 | 1 | 1 | 1 | 1
Northern_California_Li_Battery_8hr_85 | caiso-deliverability | Contra_Costa_Windmaster_HSN | Reliability_Capacity_In_Model_Year | System RA | Northern_California_Li_Battery_8hr_85 | 1 | 1 | 1 | 1 | 1 | 1 | 1 | 1 | 1 | 1 | 1 | 1 | 1 | 1 | 1 | 1 | 1 | 1 | 1 | 1 | 1 | 1 | 1 | 1 | 1 | 1 | 1 | 1 | 1 | 1 | 1
Northern_California_Li_Battery_8hr_94 | caiso-deliverability | Contra_Costa_Windmaster_HSN | Reliability_Capacity_In_Model_Year | System RA | Northern_California_Li_Battery_8hr_94 | 1 | 1 | 1 | 1 | 1 | 1 | 1 | 1 | 1 | 1 | 1 | 1 | 1 | 1 | 1 | 1 | 1 | 1 | 1 | 1 | 1 | 1 | 1 | 1 | 1 | 1 | 1 | 1 | 1 | 1 | 1
Northern_California_Li_Battery_8hr_112 | caiso-deliverability | Contra_Costa_Windmaster_HSN | Reliability_Capacity_In_Model_Year | System RA | Northern_California_Li_Battery_8hr_112 | 1 | 1 | 1 | 1 | 1 | 1 | 1 | 1 | 1 | 1 | 1 | 1 | 1 | 1 | 1 | 1 | 1 | 1 | 1 | 1 | 1 | 1 | 1 | 1 | 1 | 1 | 1 | 1 | 1 | 1 | 1
Northern_California_Li_Battery_8hr_126 | caiso-deliverability | Contra_Costa_Windmaster_HSN | Reliability_Capacity_In_Model_Year | System RA | Northern_California_Li_Battery_8hr_126 | 1 | 1 | 1 | 1 | 1 | 1 | 1 | 1 | 1 | 1 | 1 | 1 | 1 | 1 | 1 | 1 | 1 | 1 | 1 | 1 | 1 | 1 | 1 | 1 | 1 | 1 | 1 | 1 | 1 | 1 | 1
Northern_California_Li_Battery_8hr_127 | caiso-deliverability | Contra_Costa_Windmaster_HSN | Reliability_Capacity_In_Model_Year | System RA | Northern_California_Li_Battery_8hr_127 | 1 | 1 | 1 | 1 | 1 | 1 | 1 | 1 | 1 | 1 | 1 | 1 | 1 | 1 | 1 | 1 | 1 | 1 | 1 | 1 | 1 | 1 | 1 | 1 | 1 | 1 | 1 | 1 | 1 | 1 | 1
Northern_California_Li_Battery_8hr_150 | caiso-deliverability | Contra_Costa_Windmaster_HSN | Reliability_Capacity_In_Model_Year | System RA | Northern_California_Li_Battery_8hr_150 | 1 | 1 | 1 | 1 | 1 | 1 | 1 | 1 | 1 | 1 | 1 | 1 | 1 | 1 | 1 | 1 | 1 | 1 | 1 | 1 | 1 | 1 | 1 | 1 | 1 | 1 | 1 | 1 | 1 | 1 | 1
Northern_California_Li_Battery_8hr_155 | caiso-deliverability | Contra_Costa_Windmaster_HSN | Reliability_Capacity_In_Model_Year | System RA | Northern_California_Li_Battery_8hr_155 | 1 | 1 | 1 | 1 | 1 | 1 | 1 | 1 | 1 | 1 | 1 | 1 | 1 | 1 | 1 | 1 | 1 | 1 | 1 | 1 | 1 | 1 | 1 | 1 | 1 | 1 | 1 | 1 | 1 | 1 | 1
Northern_California_Li_Battery_8hr_158 | caiso-deliverability | Contra_Costa_Windmaster_HSN | Reliability_Capacity_In_Model_Year | System RA | Northern_California_Li_Battery_8hr_158 | 1 | 1 | 1 | 1 | 1 | 1 | 1 | 1 | 1 | 1 | 1 | 1 | 1 | 1 | 1 | 1 | 1 | 1 | 1 | 1 | 1 | 1 | 1 | 1 | 1 | 1 | 1 | 1 | 1 | 1 | 1
Northern_California_Solar_83 | caiso-deliverability | Contra_Costa_Windmaster_HSN | Reliability_Capacity_In_Model_Year | System RA | Northern_California_Solar_83 | 0.1 | 0.1 | 0.1 | 0.1 | 0.1 | 0.1 | 0.1 | 0.1 | 0.1 | 0.1 | 0.1 | 0.1 | 0.1 | 0.1 | 0.1 | 0.1 | 0.1 | 0.1 | 0.1 | 0.1 | 0.1 | 0.1 | 0.1 | 0.1 | 0.1 | 0.1 | 0.1 | 0.1 | 0.1 | 0.1 | 0.1
Northern_California_Solar_85 | caiso-deliverability | Contra_Costa_Windmaster_HSN | Reliability_Capacity_In_Model_Year | System RA | Northern_California_Solar_85 | 0.1 | 0.1 | 0.1 | 0.1 | 0.1 | 0.1 | 0.1 | 0.1 | 0.1 | 0.1 | 0.1 | 0.1 | 0.1 | 0.1 | 0.1 | 0.1 | 0.1 | 0.1 | 0.1 | 0.1 | 0.1 | 0.1 | 0.1 | 0.1 | 0.1 | 0.1 | 0.1 | 0.1 | 0.1 | 0.1 | 0.1
Northern_California_Solar_94 | caiso-deliverability | Contra_Costa_Windmaster_HSN | Reliability_Capacity_In_Model_Year | System RA | Northern_California_Solar_94 | 0.1 | 0.1 | 0.1 | 0.1 | 0.1 | 0.1 | 0.1 | 0.1 | 0.1 | 0.1 | 0.1 | 0.1 | 0.1 | 0.1 | 0.1 | 0.1 | 0.1 | 0.1 | 0.1 | 0.1 | 0.1 | 0.1 | 0.1 | 0.1 | 0.1 | 0.1 | 0.1 | 0.1 | 0.1 | 0.1 | 0.1
Northern_California_Solar_112 | caiso-deliverability | Contra_Costa_Windmaster_HSN | Reliability_Capacity_In_Model_Year | System RA | Northern_California_Solar_112 | 0.1 | 0.1 | 0.1 | 0.1 | 0.1 | 0.1 | 0.1 | 0.1 | 0.1 | 0.1 | 0.1 | 0.1 | 0.1 | 0.1 | 0.1 | 0.1 | 0.1 | 0.1 | 0.1 | 0.1 | 0.1 | 0.1 | 0.1 | 0.1 | 0.1 | 0.1 | 0.1 | 0.1 | 0.1 | 0.1 | 0.1
Northern_California_Solar_126 | caiso-deliverability | Contra_Costa_Windmaster_HSN | Reliability_Capacity_In_Model_Year | System RA | Northern_California_Solar_126 | 0.1 | 0.1 | 0.1 | 0.1 | 0.1 | 0.1 | 0.1 | 0.1 | 0.1 | 0.1 | 0.1 | 0.1 | 0.1 | 0.1 | 0.1 | 0.1 | 0.1 | 0.1 | 0.1 | 0.1 | 0.1 | 0.1 | 0.1 | 0.1 | 0.1 | 0.1 | 0.1 | 0.1 | 0.1 | 0.1 | 0.1
Northern_California_Solar_127 | caiso-deliverability | Contra_Costa_Windmaster_HSN | Reliability_Capacity_In_Model_Year | System RA | Northern_California_Solar_127 | 0.1 | 0.1 | 0.1 | 0.1 | 0.1 | 0.1 | 0.1 | 0.1 | 0.1 | 0.1 | 0.1 | 0.1 | 0.1 | 0.1 | 0.1 | 0.1 | 0.1 | 0.1 | 0.1 | 0.1 | 0.1 | 0.1 | 0.1 | 0.1 | 0.1 | 0.1 | 0.1 | 0.1 | 0.1 | 0.1 | 0.1
Northern_California_Solar_150 | caiso-deliverability | Contra_Costa_Windmaster_HSN | Reliability_Capacity_In_Model_Year | System RA | Northern_California_Solar_150 | 0.1 | 0.1 | 0.1 | 0.1 | 0.1 | 0.1 | 0.1 | 0.1 | 0.1 | 0.1 | 0.1 | 0.1 | 0.1 | 0.1 | 0.1 | 0.1 | 0.1 | 0.1 | 0.1 | 0.1 | 0.1 | 0.1 | 0.1 | 0.1 | 0.1 | 0.1 | 0.1 | 0.1 | 0.1 | 0.1 | 0.1
Northern_California_Solar_155 | caiso-deliverability | Contra_Costa_Windmaster_HSN | Reliability_Capacity_In_Model_Year | System RA | Northern_California_Solar_155 | 0.1 | 0.1 | 0.1 | 0.1 | 0.1 | 0.1 | 0.1 | 0.1 | 0.1 | 0.1 | 0.1 | 0.1 | 0.1 | 0.1 | 0.1 | 0.1 | 0.1 | 0.1 | 0.1 | 0.1 | 0.1 | 0.1 | 0.1 | 0.1 | 0.1 | 0.1 | 0.1 | 0.1 | 0.1 | 0.1 | 0.1
Northern_California_Solar_158 | caiso-deliverability | Contra_Costa_Windmaster_HSN | Reliability_Capacity_In_Model_Year | System RA | Northern_California_Solar_158 | 0.1 | 0.1 | 0.1 | 0.1 | 0.1 | 0.1 | 0.1 | 0.1 | 0.1 | 0.1 | 0.1 | 0.1 | 0.1 | 0.1 | 0.1 | 0.1 | 0.1 | 0.1 | 0.1 | 0.1 | 0.1 | 0.1 | 0.1 | 0.1 | 0.1 | 0.1 | 0.1 | 0.1 | 0.1 | 0.1 | 0.1
Northern_California_Wind_83 | caiso-deliverability | Contra_Costa_Windmaster_HSN | Reliability_Capacity_In_Model_Year | System RA | Northern_California_Wind_83 | 0.665 | 0.665 | 0.665 | 0.665 | 0.665 | 0.665 | 0.665 | 0.665 | 0.665 | 0.665 | 0.665 | 0.665 | 0.665 | 0.665 | 0.665 | 0.665 | 0.665 | 0.665 | 0.665 | 0.665 | 0.665 | 0.665 | 0.665 | 0.665 | 0.665 | 0.665 | 0.665 | 0.665 | 0.665 | 0.665 | 0.665
Solano_Wind_85 | caiso-deliverability | Contra_Costa_Windmaster_HSN | Reliability_Capacity_In_Model_Year | System RA | Solano_Wind_85 | 0.665 | 0.665 | 0.665 | 0.665 | 0.665 | 0.665 | 0.665 | 0.665 | 0.665 | 0.665 | 0.665 | 0.665 | 0.665 | 0.665 | 0.665 | 0.665 | 0.665 | 0.665 | 0.665 | 0.665 | 0.665 | 0.665 | 0.665 | 0.665 | 0.665 | 0.665 | 0.665 | 0.665 | 0.665 | 0.665 | 0.665
Solano_Wind_94 | caiso-deliverability | Contra_Costa_Windmaster_HSN | Reliability_Capacity_In_Model_Year | System RA | Solano_Wind_94 | 0.665 | 0.665 | 0.665 | 0.665 | 0.665 | 0.665 | 0.665 | 0.665 | 0.665 | 0.665 | 0.665 | 0.665 | 0.665 | 0.665 | 0.665 | 0.665 | 0.665 | 0.665 | 0.665 | 0.665 | 0.665 | 0.665 | 0.665 | 0.665 | 0.665 | 0.665 | 0.665 | 0.665 | 0.665 | 0.665 | 0.665
Solano_Wind_126 | caiso-deliverability | Contra_Costa_Windmaster_HSN | Reliability_Capacity_In_Model_Year | System RA | Solano_Wind_126 | 0.665 | 0.665 | 0.665 | 0.665 | 0.665 | 0.665 | 0.665 | 0.665 | 0.665 | 0.665 | 0.665 | 0.665 | 0.665 | 0.665 | 0.665 | 0.665 | 0.665 | 0.665 | 0.665 | 0.665 | 0.665 | 0.665 | 0.665 | 0.665 | 0.665 | 0.665 | 0.665 | 0.665 | 0.665 | 0.665 | 0.665
Contra_Costa_Tesla_Newark_group | caiso-deliverability | Contra_Costa_Windmaster_HSN | Operational_New_Capacity_MW | Contra_Costa_Tesla_Newark_group |  | -0.92824 | -0.92824 | -0.92824 | -0.92824 | -0.92824 | -0.92824 | -0.92824 | -0.92824 | -0.92824 | -0.92824 | -0.92824 | -0.92824 | -0.92824 | -0.92824 | -0.92824 | -0.92824 | -0.92824 | -0.92824 | -0.92824 | -0.92824 | -0.92824 | -0.92824 | -0.92824 | -0.92824 | -0.92824 | -0.92824 | -0.92824 | -0.92824 | -0.92824 | -0.92824 | -0.92824
Northern_California_Flow_Battery_83 | caiso-deliverability | Contra_Costa_Windmaster_offpeak | Operational_New_Capacity_MW | Northern_California_Flow_Battery_83 |  | -1 | -1 | -1 | -1 | -1 | -1 | -1 | -1 | -1 | -1 | -1 | -1 | -1 | -1 | -1 | -1 | -1 | -1 | -1 | -1 | -1 | -1 | -1 | -1 | -1 | -1 | -1 | -1 | -1 | -1 | -1
Northern_California_Flow_Battery_85 | caiso-deliverability | Contra_Costa_Windmaster_offpeak | Operational_New_Capacity_MW | Northern_California_Flow_Battery_85 |  | -1 | -1 | -1 | -1 | -1 | -1 | -1 | -1 | -1 | -1 | -1 | -1 | -1 | -1 | -1 | -1 | -1 | -1 | -1 | -1 | -1 | -1 | -1 | -1 | -1 | -1 | -1 | -1 | -1 | -1 | -1
Northern_California_Flow_Battery_94 | caiso-deliverability | Contra_Costa_Windmaster_offpeak | Operational_New_Capacity_MW | Northern_California_Flow_Battery_94 |  | -1 | -1 | -1 | -1 | -1 | -1 | -1 | -1 | -1 | -1 | -1 | -1 | -1 | -1 | -1 | -1 | -1 | -1 | -1 | -1 | -1 | -1 | -1 | -1 | -1 | -1 | -1 | -1 | -1 | -1 | -1
Northern_California_Flow_Battery_112 | caiso-deliverability | Contra_Costa_Windmaster_offpeak | Operational_New_Capacity_MW | Northern_California_Flow_Battery_112 |  | -1 | -1 | -1 | -1 | -1 | -1 | -1 | -1 | -1 | -1 | -1 | -1 | -1 | -1 | -1 | -1 | -1 | -1 | -1 | -1 | -1 | -1 | -1 | -1 | -1 | -1 | -1 | -1 | -1 | -1 | -1
Northern_California_Flow_Battery_126 | caiso-deliverability | Contra_Costa_Windmaster_offpeak | Operational_New_Capacity_MW | Northern_California_Flow_Battery_126 |  | -1 | -1 | -1 | -1 | -1 | -1 | -1 | -1 | -1 | -1 | -1 | -1 | -1 | -1 | -1 | -1 | -1 | -1 | -1 | -1 | -1 | -1 | -1 | -1 | -1 | -1 | -1 | -1 | -1 | -1 | -1
Northern_California_Flow_Battery_127 | caiso-deliverability | Contra_Costa_Windmaster_offpeak | Operational_New_Capacity_MW | Northern_California_Flow_Battery_127 |  | -1 | -1 | -1 | -1 | -1 | -1 | -1 | -1 | -1 | -1 | -1 | -1 | -1 | -1 | -1 | -1 | -1 | -1 | -1 | -1 | -1 | -1 | -1 | -1 | -1 | -1 | -1 | -1 | -1 | -1 | -1
Northern_California_Flow_Battery_150 | caiso-deliverability | Contra_Costa_Windmaster_offpeak | Operational_New_Capacity_MW | Northern_California_Flow_Battery_150 |  | -1 | -1 | -1 | -1 | -1 | -1 | -1 | -1 | -1 | -1 | -1 | -1 | -1 | -1 | -1 | -1 | -1 | -1 | -1 | -1 | -1 | -1 | -1 | -1 | -1 | -1 | -1 | -1 | -1 | -1 | -1
Northern_California_Flow_Battery_155 | caiso-deliverability | Contra_Costa_Windmaster_offpeak | Operational_New_Capacity_MW | Northern_California_Flow_Battery_155 |  | -1 | -1 | -1 | -1 | -1 | -1 | -1 | -1 | -1 | -1 | -1 | -1 | -1 | -1 | -1 | -1 | -1 | -1 | -1 | -1 | -1 | -1 | -1 | -1 | -1 | -1 | -1 | -1 | -1 | -1 | -1
Northern_California_Flow_Battery_158 | caiso-deliverability | Contra_Costa_Windmaster_offpeak | Operational_New_Capacity_MW | Northern_California_Flow_Battery_158 |  | -1 | -1 | -1 | -1 | -1 | -1 | -1 | -1 | -1 | -1 | -1 | -1 | -1 | -1 | -1 | -1 | -1 | -1 | -1 | -1 | -1 | -1 | -1 | -1 | -1 | -1 | -1 | -1 | -1 | -1 | -1
Northern_California_Li_Battery_4hr_83 | caiso-deliverability | Contra_Costa_Windmaster_offpeak | Operational_New_Capacity_MW | Northern_California_Li_Battery_4hr_83 |  | -1 | -1 | -1 | -1 | -1 | -1 | -1 | -1 | -1 | -1 | -1 | -1 | -1 | -1 | -1 | -1 | -1 | -1 | -1 | -1 | -1 | -1 | -1 | -1 | -1 | -1 | -1 | -1 | -1 | -1 | -1
Northern_California_Li_Battery_4hr_85 | caiso-deliverability | Contra_Costa_Windmaster_offpeak | Operational_New_Capacity_MW | Northern_California_Li_Battery_4hr_85 |  | -1 | -1 | -1 | -1 | -1 | -1 | -1 | -1 | -1 | -1 | -1 | -1 | -1 | -1 | -1 | -1 | -1 | -1 | -1 | -1 | -1 | -1 | -1 | -1 | -1 | -1 | -1 | -1 | -1 | -1 | -1
Northern_California_Li_Battery_4hr_94 | caiso-deliverability | Contra_Costa_Windmaster_offpeak | Operational_New_Capacity_MW | Northern_California_Li_Battery_4hr_94 |  | -1 | -1 | -1 | -1 | -1 | -1 | -1 | -1 | -1 | -1 | -1 | -1 | -1 | -1 | -1 | -1 | -1 | -1 | -1 | -1 | -1 | -1 | -1 | -1 | -1 | -1 | -1 | -1 | -1 | -1 | -1
Northern_California_Li_Battery_4hr_112 | caiso-deliverability | Contra_Costa_Windmaster_offpeak | Operational_New_Capacity_MW | Northern_California_Li_Battery_4hr_112 |  | -1 | -1 | -1 | -1 | -1 | -1 | -1 | -1 | -1 | -1 | -1 | -1 | -1 | -1 | -1 | -1 | -1 | -1 | -1 | -1 | -1 | -1 | -1 | -1 | -1 | -1 | -1 | -1 | -1 | -1 | -1
Northern_California_Li_Battery_4hr_126 | caiso-deliverability | Contra_Costa_Windmaster_offpeak | Operational_New_Capacity_MW | Northern_California_Li_Battery_4hr_126 |  | -1 | -1 | -1 | -1 | -1 | -1 | -1 | -1 | -1 | -1 | -1 | -1 | -1 | -1 | -1 | -1 | -1 | -1 | -1 | -1 | -1 | -1 | -1 | -1 | -1 | -1 | -1 | -1 | -1 | -1 | -1
Northern_California_Li_Battery_4hr_127 | caiso-deliverability | Contra_Costa_Windmaster_offpeak | Operational_New_Capacity_MW | Northern_California_Li_Battery_4hr_127 |  | -1 | -1 | -1 | -1 | -1 | -1 | -1 | -1 | -1 | -1 | -1 | -1 | -1 | -1 | -1 | -1 | -1 | -1 | -1 | -1 | -1 | -1 | -1 | -1 | -1 | -1 | -1 | -1 | -1 | -1 | -1
Northern_California_Li_Battery_4hr_150 | caiso-deliverability | Contra_Costa_Windmaster_offpeak | Operational_New_Capacity_MW | Northern_California_Li_Battery_4hr_150 |  | -1 | -1 | -1 | -1 | -1 | -1 | -1 | -1 | -1 | -1 | -1 | -1 | -1 | -1 | -1 | -1 | -1 | -1 | -1 | -1 | -1 | -1 | -1 | -1 | -1 | -1 | -1 | -1 | -1 | -1 | -1
Northern_California_Li_Battery_4hr_155 | caiso-deliverability | Contra_Costa_Windmaster_offpeak | Operational_New_Capacity_MW | Northern_California_Li_Battery_4hr_155 |  | -1 | -1 | -1 | -1 | -1 | -1 | -1 | -1 | -1 | -1 | -1 | -1 | -1 | -1 | -1 | -1 | -1 | -1 | -1 | -1 | -1 | -1 | -1 | -1 | -1 | -1 | -1 | -1 | -1 | -1 | -1
Northern_California_Li_Battery_4hr_158 | caiso-deliverability | Contra_Costa_Windmaster_offpeak | Operational_New_Capacity_MW | Northern_California_Li_Battery_4hr_158 |  | -1 | -1 | -1 | -1 | -1 | -1 | -1 | -1 | -1 | -1 | -1 | -1 | -1 | -1 | -1 | -1 | -1 | -1 | -1 | -1 | -1 | -1 | -1 | -1 | -1 | -1 | -1 | -1 | -1 | -1 | -1
Northern_California_Li_Battery_8hr_83 | caiso-deliverability | Contra_Costa_Windmaster_offpeak | Operational_New_Capacity_MW | Northern_California_Li_Battery_8hr_83 |  | -1 | -1 | -1 | -1 | -1 | -1 | -1 | -1 | -1 | -1 | -1 | -1 | -1 | -1 | -1 | -1 | -1 | -1 | -1 | -1 | -1 | -1 | -1 | -1 | -1 | -1 | -1 | -1 | -1 | -1 | -1
Northern_California_Li_Battery_8hr_85 | caiso-deliverability | Contra_Costa_Windmaster_offpeak | Operational_New_Capacity_MW | Northern_California_Li_Battery_8hr_85 |  | -1 | -1 | -1 | -1 | -1 | -1 | -1 | -1 | -1 | -1 | -1 | -1 | -1 | -1 | -1 | -1 | -1 | -1 | -1 | -1 | -1 | -1 | -1 | -1 | -1 | -1 | -1 | -1 | -1 | -1 | -1
Northern_California_Li_Battery_8hr_94 | caiso-deliverability | Contra_Costa_Windmaster_offpeak | Operational_New_Capacity_MW | Northern_California_Li_Battery_8hr_94 |  | -1 | -1 | -1 | -1 | -1 | -1 | -1 | -1 | -1 | -1 | -1 | -1 | -1 | -1 | -1 | -1 | -1 | -1 | -1 | -1 | -1 | -1 | -1 | -1 | -1 | -1 | -1 | -1 | -1 | -1 | -1
Northern_California_Li_Battery_8hr_112 | caiso-deliverability | Contra_Costa_Windmaster_offpeak | Operational_New_Capacity_MW | Northern_California_Li_Battery_8hr_112 |  | -1 | -1 | -1 | -1 | -1 | -1 | -1 | -1 | -1 | -1 | -1 | -1 | -1 | -1 | -1 | -1 | -1 | -1 | -1 | -1 | -1 | -1 | -1 | -1 | -1 | -1 | -1 | -1 | -1 | -1 | -1
Northern_California_Li_Battery_8hr_126 | caiso-deliverability | Contra_Costa_Windmaster_offpeak | Operational_New_Capacity_MW | Northern_California_Li_Battery_8hr_126 |  | -1 | -1 | -1 | -1 | -1 | -1 | -1 | -1 | -1 | -1 | -1 | -1 | -1 | -1 | -1 | -1 | -1 | -1 | -1 | -1 | -1 | -1 | -1 | -1 | -1 | -1 | -1 | -1 | -1 | -1 | -1
Northern_California_Li_Battery_8hr_127 | caiso-deliverability | Contra_Costa_Windmaster_offpeak | Operational_New_Capacity_MW | Northern_California_Li_Battery_8hr_127 |  | -1 | -1 | -1 | -1 | -1 | -1 | -1 | -1 | -1 | -1 | -1 | -1 | -1 | -1 | -1 | -1 | -1 | -1 | -1 | -1 | -1 | -1 | -1 | -1 | -1 | -1 | -1 | -1 | -1 | -1 | -1
Northern_California_Li_Battery_8hr_150 | caiso-deliverability | Contra_Costa_Windmaster_offpeak | Operational_New_Capacity_MW | Northern_California_Li_Battery_8hr_150 |  | -1 | -1 | -1 | -1 | -1 | -1 | -1 | -1 | -1 | -1 | -1 | -1 | -1 | -1 | -1 | -1 | -1 | -1 | -1 | -1 | -1 | -1 | -1 | -1 | -1 | -1 | -1 | -1 | -1 | -1 | -1
Northern_California_Li_Battery_8hr_155 | caiso-deliverability | Contra_Costa_Windmaster_offpeak | Operational_New_Capacity_MW | Northern_California_Li_Battery_8hr_155 |  | -1 | -1 | -1 | -1 | -1 | -1 | -1 | -1 | -1 | -1 | -1 | -1 | -1 | -1 | -1 | -1 | -1 | -1 | -1 | -1 | -1 | -1 | -1 | -1 | -1 | -1 | -1 | -1 | -1 | -1 | -1
Northern_California_Li_Battery_8hr_158 | caiso-deliverability | Contra_Costa_Windmaster_offpeak | Operational_New_Capacity_MW | Northern_California_Li_Battery_8hr_158 |  | -1 | -1 | -1 | -1 | -1 | -1 | -1 | -1 | -1 | -1 | -1 | -1 | -1 | -1 | -1 | -1 | -1 | -1 | -1 | -1 | -1 | -1 | -1 | -1 | -1 | -1 | -1 | -1 | -1 | -1 | -1
Northern_California_Solar_83 | caiso-deliverability | Contra_Costa_Windmaster_offpeak | Operational_New_Capacity_MW | Northern_California_Solar_83 |  | 0.68 | 0.68 | 0.68 | 0.68 | 0.68 | 0.68 | 0.68 | 0.68 | 0.68 | 0.68 | 0.68 | 0.68 | 0.68 | 0.68 | 0.68 | 0.68 | 0.68 | 0.68 | 0.68 | 0.68 | 0.68 | 0.68 | 0.68 | 0.68 | 0.68 | 0.68 | 0.68 | 0.68 | 0.68 | 0.68 | 0.68
Northern_California_Solar_85 | caiso-deliverability | Contra_Costa_Windmaster_offpeak | Operational_New_Capacity_MW | Northern_California_Solar_85 |  | 0.68 | 0.68 | 0.68 | 0.68 | 0.68 | 0.68 | 0.68 | 0.68 | 0.68 | 0.68 | 0.68 | 0.68 | 0.68 | 0.68 | 0.68 | 0.68 | 0.68 | 0.68 | 0.68 | 0.68 | 0.68 | 0.68 | 0.68 | 0.68 | 0.68 | 0.68 | 0.68 | 0.68 | 0.68 | 0.68 | 0.68
Northern_California_Solar_94 | caiso-deliverability | Contra_Costa_Windmaster_offpeak | Operational_New_Capacity_MW | Northern_California_Solar_94 |  | 0.68 | 0.68 | 0.68 | 0.68 | 0.68 | 0.68 | 0.68 | 0.68 | 0.68 | 0.68 | 0.68 | 0.68 | 0.68 | 0.68 | 0.68 | 0.68 | 0.68 | 0.68 | 0.68 | 0.68 | 0.68 | 0.68 | 0.68 | 0.68 | 0.68 | 0.68 | 0.68 | 0.68 | 0.68 | 0.68 | 0.68
Northern_California_Solar_112 | caiso-deliverability | Contra_Costa_Windmaster_offpeak | Operational_New_Capacity_MW | Northern_California_Solar_112 |  | 0.68 | 0.68 | 0.68 | 0.68 | 0.68 | 0.68 | 0.68 | 0.68 | 0.68 | 0.68 | 0.68 | 0.68 | 0.68 | 0.68 | 0.68 | 0.68 | 0.68 | 0.68 | 0.68 | 0.68 | 0.68 | 0.68 | 0.68 | 0.68 | 0.68 | 0.68 | 0.68 | 0.68 | 0.68 | 0.68 | 0.68
Northern_California_Solar_126 | caiso-deliverability | Contra_Costa_Windmaster_offpeak | Operational_New_Capacity_MW | Northern_California_Solar_126 |  | 0.68 | 0.68 | 0.68 | 0.68 | 0.68 | 0.68 | 0.68 | 0.68 | 0.68 | 0.68 | 0.68 | 0.68 | 0.68 | 0.68 | 0.68 | 0.68 | 0.68 | 0.68 | 0.68 | 0.68 | 0.68 | 0.68 | 0.68 | 0.68 | 0.68 | 0.68 | 0.68 | 0.68 | 0.68 | 0.68 | 0.68
Northern_California_Solar_127 | caiso-deliverability | Contra_Costa_Windmaster_offpeak | Operational_New_Capacity_MW | Northern_California_Solar_127 |  | 0.68 | 0.68 | 0.68 | 0.68 | 0.68 | 0.68 | 0.68 | 0.68 | 0.68 | 0.68 | 0.68 | 0.68 | 0.68 | 0.68 | 0.68 | 0.68 | 0.68 | 0.68 | 0.68 | 0.68 | 0.68 | 0.68 | 0.68 | 0.68 | 0.68 | 0.68 | 0.68 | 0.68 | 0.68 | 0.68 | 0.68
Northern_California_Solar_150 | caiso-deliverability | Contra_Costa_Windmaster_offpeak | Operational_New_Capacity_MW | Northern_California_Solar_150 |  | 0.68 | 0.68 | 0.68 | 0.68 | 0.68 | 0.68 | 0.68 | 0.68 | 0.68 | 0.68 | 0.68 | 0.68 | 0.68 | 0.68 | 0.68 | 0.68 | 0.68 | 0.68 | 0.68 | 0.68 | 0.68 | 0.68 | 0.68 | 0.68 | 0.68 | 0.68 | 0.68 | 0.68 | 0.68 | 0.68 | 0.68
Northern_California_Solar_155 | caiso-deliverability | Contra_Costa_Windmaster_offpeak | Operational_New_Capacity_MW | Northern_California_Solar_155 |  | 0.68 | 0.68 | 0.68 | 0.68 | 0.68 | 0.68 | 0.68 | 0.68 | 0.68 | 0.68 | 0.68 | 0.68 | 0.68 | 0.68 | 0.68 | 0.68 | 0.68 | 0.68 | 0.68 | 0.68 | 0.68 | 0.68 | 0.68 | 0.68 | 0.68 | 0.68 | 0.68 | 0.68 | 0.68 | 0.68 | 0.68
Northern_California_Solar_158 | caiso-deliverability | Contra_Costa_Windmaster_offpeak | Operational_New_Capacity_MW | Northern_California_Solar_158 |  | 0.68 | 0.68 | 0.68 | 0.68 | 0.68 | 0.68 | 0.68 | 0.68 | 0.68 | 0.68 | 0.68 | 0.68 | 0.68 | 0.68 | 0.68 | 0.68 | 0.68 | 0.68 | 0.68 | 0.68 | 0.68 | 0.68 | 0.68 | 0.68 | 0.68 | 0.68 | 0.68 | 0.68 | 0.68 | 0.68 | 0.68
Northern_California_Wind_83 | caiso-deliverability | Contra_Costa_Windmaster_offpeak | Operational_New_Capacity_MW | Northern_California_Wind_83 |  | 0.63 | 0.63 | 0.63 | 0.63 | 0.63 | 0.63 | 0.63 | 0.63 | 0.63 | 0.63 | 0.63 | 0.63 | 0.63 | 0.63 | 0.63 | 0.63 | 0.63 | 0.63 | 0.63 | 0.63 | 0.63 | 0.63 | 0.63 | 0.63 | 0.63 | 0.63 | 0.63 | 0.63 | 0.63 | 0.63 | 0.63
Solano_Wind_85 | caiso-deliverability | Contra_Costa_Windmaster_offpeak | Operational_New_Capacity_MW | Solano_Wind_85 |  | 0.63 | 0.63 | 0.63 | 0.63 | 0.63 | 0.63 | 0.63 | 0.63 | 0.63 | 0.63 | 0.63 | 0.63 | 0.63 | 0.63 | 0.63 | 0.63 | 0.63 | 0.63 | 0.63 | 0.63 | 0.63 | 0.63 | 0.63 | 0.63 | 0.63 | 0.63 | 0.63 | 0.63 | 0.63 | 0.63 | 0.63
Solano_Wind_94 | caiso-deliverability | Contra_Costa_Windmaster_offpeak | Operational_New_Capacity_MW | Solano_Wind_94 |  | 0.63 | 0.63 | 0.63 | 0.63 | 0.63 | 0.63 | 0.63 | 0.63 | 0.63 | 0.63 | 0.63 | 0.63 | 0.63 | 0.63 | 0.63 | 0.63 | 0.63 | 0.63 | 0.63 | 0.63 | 0.63 | 0.63 | 0.63 | 0.63 | 0.63 | 0.63 | 0.63 | 0.63 | 0.63 | 0.63 | 0.63
Solano_Wind_126 | caiso-deliverability | Contra_Costa_Windmaster_offpeak | Operational_New_Capacity_MW | Solano_Wind_126 |  | 0.63 | 0.63 | 0.63 | 0.63 | 0.63 | 0.63 | 0.63 | 0.63 | 0.63 | 0.63 | 0.63 | 0.63 | 0.63 | 0.63 | 0.63 | 0.63 | 0.63 | 0.63 | 0.63 | 0.63 | 0.63 | 0.63 | 0.63 | 0.63 | 0.63 | 0.63 | 0.63 | 0.63 | 0.63 | 0.63 | 0.63
Contra_Costa_Tesla_Newark_group | caiso-deliverability | Contra_Costa_Windmaster_offpeak | Operational_New_Capacity_MW | Contra_Costa_Tesla_Newark_group |  | -0.92824 | -0.92824 | -0.92824 | -0.92824 | -0.92824 | -0.92824 | -0.92824 | -0.92824 | -0.92824 | -0.92824 | -0.92824 | -0.92824 | -0.92824 | -0.92824 | -0.92824 | -0.92824 | -0.92824 | -0.92824 | -0.92824 | -0.92824 | -0.92824 | -0.92824 | -0.92824 | -0.92824 | -0.92824 | -0.92824 | -0.92824 | -0.92824 | -0.92824 | -0.92824 | -0.92824
Northern_California_Flow_Battery_83 | caiso-deliverability | Contra_Costa_Windmaster_SSN | Reliability_Capacity_In_Model_Year | System RA | Northern_California_Flow_Battery_83 | 0.5 | 0.5 | 0.5 | 0.5 | 0.5 | 0.5 | 0.5 | 0.5 | 0.5 | 0.5 | 0.5 | 0.5 | 0.5 | 0.5 | 0.5 | 0.5 | 0.5 | 0.5 | 0.5 | 0.5 | 0.5 | 0.5 | 0.5 | 0.5 | 0.5 | 0.5 | 0.5 | 0.5 | 0.5 | 0.5 | 0.5
Northern_California_Flow_Battery_85 | caiso-deliverability | Contra_Costa_Windmaster_SSN | Reliability_Capacity_In_Model_Year | System RA | Northern_California_Flow_Battery_85 | 0.5 | 0.5 | 0.5 | 0.5 | 0.5 | 0.5 | 0.5 | 0.5 | 0.5 | 0.5 | 0.5 | 0.5 | 0.5 | 0.5 | 0.5 | 0.5 | 0.5 | 0.5 | 0.5 | 0.5 | 0.5 | 0.5 | 0.5 | 0.5 | 0.5 | 0.5 | 0.5 | 0.5 | 0.5 | 0.5 | 0.5
Northern_California_Flow_Battery_94 | caiso-deliverability | Contra_Costa_Windmaster_SSN | Reliability_Capacity_In_Model_Year | System RA | Northern_California_Flow_Battery_94 | 0.5 | 0.5 | 0.5 | 0.5 | 0.5 | 0.5 | 0.5 | 0.5 | 0.5 | 0.5 | 0.5 | 0.5 | 0.5 | 0.5 | 0.5 | 0.5 | 0.5 | 0.5 | 0.5 | 0.5 | 0.5 | 0.5 | 0.5 | 0.5 | 0.5 | 0.5 | 0.5 | 0.5 | 0.5 | 0.5 | 0.5
Northern_California_Flow_Battery_112 | caiso-deliverability | Contra_Costa_Windmaster_SSN | Reliability_Capacity_In_Model_Year | System RA | Northern_California_Flow_Battery_112 | 0.5 | 0.5 | 0.5 | 0.5 | 0.5 | 0.5 | 0.5 | 0.5 | 0.5 | 0.5 | 0.5 | 0.5 | 0.5 | 0.5 | 0.5 | 0.5 | 0.5 | 0.5 | 0.5 | 0.5 | 0.5 | 0.5 | 0.5 | 0.5 | 0.5 | 0.5 | 0.5 | 0.5 | 0.5 | 0.5 | 0.5
Northern_California_Flow_Battery_126 | caiso-deliverability | Contra_Costa_Windmaster_SSN | Reliability_Capacity_In_Model_Year | System RA | Northern_California_Flow_Battery_126 | 0.5 | 0.5 | 0.5 | 0.5 | 0.5 | 0.5 | 0.5 | 0.5 | 0.5 | 0.5 | 0.5 | 0.5 | 0.5 | 0.5 | 0.5 | 0.5 | 0.5 | 0.5 | 0.5 | 0.5 | 0.5 | 0.5 | 0.5 | 0.5 | 0.5 | 0.5 | 0.5 | 0.5 | 0.5 | 0.5 | 0.5
Northern_California_Flow_Battery_127 | caiso-deliverability | Contra_Costa_Windmaster_SSN | Reliability_Capacity_In_Model_Year | System RA | Northern_California_Flow_Battery_127 | 0.5 | 0.5 | 0.5 | 0.5 | 0.5 | 0.5 | 0.5 | 0.5 | 0.5 | 0.5 | 0.5 | 0.5 | 0.5 | 0.5 | 0.5 | 0.5 | 0.5 | 0.5 | 0.5 | 0.5 | 0.5 | 0.5 | 0.5 | 0.5 | 0.5 | 0.5 | 0.5 | 0.5 | 0.5 | 0.5 | 0.5
Northern_California_Flow_Battery_150 | caiso-deliverability | Contra_Costa_Windmaster_SSN | Reliability_Capacity_In_Model_Year | System RA | Northern_California_Flow_Battery_150 | 0.5 | 0.5 | 0.5 | 0.5 | 0.5 | 0.5 | 0.5 | 0.5 | 0.5 | 0.5 | 0.5 | 0.5 | 0.5 | 0.5 | 0.5 | 0.5 | 0.5 | 0.5 | 0.5 | 0.5 | 0.5 | 0.5 | 0.5 | 0.5 | 0.5 | 0.5 | 0.5 | 0.5 | 0.5 | 0.5 | 0.5
Northern_California_Flow_Battery_155 | caiso-deliverability | Contra_Costa_Windmaster_SSN | Reliability_Capacity_In_Model_Year | System RA | Northern_California_Flow_Battery_155 | 0.5 | 0.5 | 0.5 | 0.5 | 0.5 | 0.5 | 0.5 | 0.5 | 0.5 | 0.5 | 0.5 | 0.5 | 0.5 | 0.5 | 0.5 | 0.5 | 0.5 | 0.5 | 0.5 | 0.5 | 0.5 | 0.5 | 0.5 | 0.5 | 0.5 | 0.5 | 0.5 | 0.5 | 0.5 | 0.5 | 0.5
Northern_California_Flow_Battery_158 | caiso-deliverability | Contra_Costa_Windmaster_SSN | Reliability_Capacity_In_Model_Year | System RA | Northern_California_Flow_Battery_158 | 0.5 | 0.5 | 0.5 | 0.5 | 0.5 | 0.5 | 0.5 | 0.5 | 0.5 | 0.5 | 0.5 | 0.5 | 0.5 | 0.5 | 0.5 | 0.5 | 0.5 | 0.5 | 0.5 | 0.5 | 0.5 | 0.5 | 0.5 | 0.5 | 0.5 | 0.5 | 0.5 | 0.5 | 0.5 | 0.5 | 0.5
Northern_California_Li_Battery_4hr_83 | caiso-deliverability | Contra_Costa_Windmaster_SSN | Reliability_Capacity_In_Model_Year | System RA | Northern_California_Li_Battery_4hr_83 | 0.5 | 0.5 | 0.5 | 0.5 | 0.5 | 0.5 | 0.5 | 0.5 | 0.5 | 0.5 | 0.5 | 0.5 | 0.5 | 0.5 | 0.5 | 0.5 | 0.5 | 0.5 | 0.5 | 0.5 | 0.5 | 0.5 | 0.5 | 0.5 | 0.5 | 0.5 | 0.5 | 0.5 | 0.5 | 0.5 | 0.5
Northern_California_Li_Battery_4hr_85 | caiso-deliverability | Contra_Costa_Windmaster_SSN | Reliability_Capacity_In_Model_Year | System RA | Northern_California_Li_Battery_4hr_85 | 0.5 | 0.5 | 0.5 | 0.5 | 0.5 | 0.5 | 0.5 | 0.5 | 0.5 | 0.5 | 0.5 | 0.5 | 0.5 | 0.5 | 0.5 | 0.5 | 0.5 | 0.5 | 0.5 | 0.5 | 0.5 | 0.5 | 0.5 | 0.5 | 0.5 | 0.5 | 0.5 | 0.5 | 0.5 | 0.5 | 0.5
Northern_California_Li_Battery_4hr_94 | caiso-deliverability | Contra_Costa_Windmaster_SSN | Reliability_Capacity_In_Model_Year | System RA | Northern_California_Li_Battery_4hr_94 | 0.5 | 0.5 | 0.5 | 0.5 | 0.5 | 0.5 | 0.5 | 0.5 | 0.5 | 0.5 | 0.5 | 0.5 | 0.5 | 0.5 | 0.5 | 0.5 | 0.5 | 0.5 | 0.5 | 0.5 | 0.5 | 0.5 | 0.5 | 0.5 | 0.5 | 0.5 | 0.5 | 0.5 | 0.5 | 0.5 | 0.5
Northern_California_Li_Battery_4hr_112 | caiso-deliverability | Contra_Costa_Windmaster_SSN | Reliability_Capacity_In_Model_Year | System RA | Northern_California_Li_Battery_4hr_112 | 0.5 | 0.5 | 0.5 | 0.5 | 0.5 | 0.5 | 0.5 | 0.5 | 0.5 | 0.5 | 0.5 | 0.5 | 0.5 | 0.5 | 0.5 | 0.5 | 0.5 | 0.5 | 0.5 | 0.5 | 0.5 | 0.5 | 0.5 | 0.5 | 0.5 | 0.5 | 0.5 | 0.5 | 0.5 | 0.5 | 0.5
Northern_California_Li_Battery_4hr_126 | caiso-deliverability | Contra_Costa_Windmaster_SSN | Reliability_Capacity_In_Model_Year | System RA | Northern_California_Li_Battery_4hr_126 | 0.5 | 0.5 | 0.5 | 0.5 | 0.5 | 0.5 | 0.5 | 0.5 | 0.5 | 0.5 | 0.5 | 0.5 | 0.5 | 0.5 | 0.5 | 0.5 | 0.5 | 0.5 | 0.5 | 0.5 | 0.5 | 0.5 | 0.5 | 0.5 | 0.5 | 0.5 | 0.5 | 0.5 | 0.5 | 0.5 | 0.5
Northern_California_Li_Battery_4hr_127 | caiso-deliverability | Contra_Costa_Windmaster_SSN | Reliability_Capacity_In_Model_Year | System RA | Northern_California_Li_Battery_4hr_127 | 0.5 | 0.5 | 0.5 | 0.5 | 0.5 | 0.5 | 0.5 | 0.5 | 0.5 | 0.5 | 0.5 | 0.5 | 0.5 | 0.5 | 0.5 | 0.5 | 0.5 | 0.5 | 0.5 | 0.5 | 0.5 | 0.5 | 0.5 | 0.5 | 0.5 | 0.5 | 0.5 | 0.5 | 0.5 | 0.5 | 0.5
Northern_California_Li_Battery_4hr_150 | caiso-deliverability | Contra_Costa_Windmaster_SSN | Reliability_Capacity_In_Model_Year | System RA | Northern_California_Li_Battery_4hr_150 | 0.5 | 0.5 | 0.5 | 0.5 | 0.5 | 0.5 | 0.5 | 0.5 | 0.5 | 0.5 | 0.5 | 0.5 | 0.5 | 0.5 | 0.5 | 0.5 | 0.5 | 0.5 | 0.5 | 0.5 | 0.5 | 0.5 | 0.5 | 0.5 | 0.5 | 0.5 | 0.5 | 0.5 | 0.5 | 0.5 | 0.5
Northern_California_Li_Battery_4hr_155 | caiso-deliverability | Contra_Costa_Windmaster_SSN | Reliability_Capacity_In_Model_Year | System RA | Northern_California_Li_Battery_4hr_155 | 0.5 | 0.5 | 0.5 | 0.5 | 0.5 | 0.5 | 0.5 | 0.5 | 0.5 | 0.5 | 0.5 | 0.5 | 0.5 | 0.5 | 0.5 | 0.5 | 0.5 | 0.5 | 0.5 | 0.5 | 0.5 | 0.5 | 0.5 | 0.5 | 0.5 | 0.5 | 0.5 | 0.5 | 0.5 | 0.5 | 0.5
Northern_California_Li_Battery_4hr_158 | caiso-deliverability | Contra_Costa_Windmaster_SSN | Reliability_Capacity_In_Model_Year | System RA | Northern_California_Li_Battery_4hr_158 | 0.5 | 0.5 | 0.5 | 0.5 | 0.5 | 0.5 | 0.5 | 0.5 | 0.5 | 0.5 | 0.5 | 0.5 | 0.5 | 0.5 | 0.5 | 0.5 | 0.5 | 0.5 | 0.5 | 0.5 | 0.5 | 0.5 | 0.5 | 0.5 | 0.5 | 0.5 | 0.5 | 0.5 | 0.5 | 0.5 | 0.5
Northern_California_Li_Battery_8hr_83 | caiso-deliverability | Contra_Costa_Windmaster_SSN | Reliability_Capacity_In_Model_Year | System RA | Northern_California_Li_Battery_8hr_83 | 0.5 | 0.5 | 0.5 | 0.5 | 0.5 | 0.5 | 0.5 | 0.5 | 0.5 | 0.5 | 0.5 | 0.5 | 0.5 | 0.5 | 0.5 | 0.5 | 0.5 | 0.5 | 0.5 | 0.5 | 0.5 | 0.5 | 0.5 | 0.5 | 0.5 | 0.5 | 0.5 | 0.5 | 0.5 | 0.5 | 0.5
Northern_California_Li_Battery_8hr_85 | caiso-deliverability | Contra_Costa_Windmaster_SSN | Reliability_Capacity_In_Model_Year | System RA | Northern_California_Li_Battery_8hr_85 | 0.5 | 0.5 | 0.5 | 0.5 | 0.5 | 0.5 | 0.5 | 0.5 | 0.5 | 0.5 | 0.5 | 0.5 | 0.5 | 0.5 | 0.5 | 0.5 | 0.5 | 0.5 | 0.5 | 0.5 | 0.5 | 0.5 | 0.5 | 0.5 | 0.5 | 0.5 | 0.5 | 0.5 | 0.5 | 0.5 | 0.5
Northern_California_Li_Battery_8hr_94 | caiso-deliverability | Contra_Costa_Windmaster_SSN | Reliability_Capacity_In_Model_Year | System RA | Northern_California_Li_Battery_8hr_94 | 0.5 | 0.5 | 0.5 | 0.5 | 0.5 | 0.5 | 0.5 | 0.5 | 0.5 | 0.5 | 0.5 | 0.5 | 0.5 | 0.5 | 0.5 | 0.5 | 0.5 | 0.5 | 0.5 | 0.5 | 0.5 | 0.5 | 0.5 | 0.5 | 0.5 | 0.5 | 0.5 | 0.5 | 0.5 | 0.5 | 0.5
Northern_California_Li_Battery_8hr_112 | caiso-deliverability | Contra_Costa_Windmaster_SSN | Reliability_Capacity_In_Model_Year | System RA | Northern_California_Li_Battery_8hr_112 | 0.5 | 0.5 | 0.5 | 0.5 | 0.5 | 0.5 | 0.5 | 0.5 | 0.5 | 0.5 | 0.5 | 0.5 | 0.5 | 0.5 | 0.5 | 0.5 | 0.5 | 0.5 | 0.5 | 0.5 | 0.5 | 0.5 | 0.5 | 0.5 | 0.5 | 0.5 | 0.5 | 0.5 | 0.5 | 0.5 | 0.5
Northern_California_Li_Battery_8hr_126 | caiso-deliverability | Contra_Costa_Windmaster_SSN | Reliability_Capacity_In_Model_Year | System RA | Northern_California_Li_Battery_8hr_126 | 0.5 | 0.5 | 0.5 | 0.5 | 0.5 | 0.5 | 0.5 | 0.5 | 0.5 | 0.5 | 0.5 | 0.5 | 0.5 | 0.5 | 0.5 | 0.5 | 0.5 | 0.5 | 0.5 | 0.5 | 0.5 | 0.5 | 0.5 | 0.5 | 0.5 | 0.5 | 0.5 | 0.5 | 0.5 | 0.5 | 0.5
Northern_California_Li_Battery_8hr_127 | caiso-deliverability | Contra_Costa_Windmaster_SSN | Reliability_Capacity_In_Model_Year | System RA | Northern_California_Li_Battery_8hr_127 | 0.5 | 0.5 | 0.5 | 0.5 | 0.5 | 0.5 | 0.5 | 0.5 | 0.5 | 0.5 | 0.5 | 0.5 | 0.5 | 0.5 | 0.5 | 0.5 | 0.5 | 0.5 | 0.5 | 0.5 | 0.5 | 0.5 | 0.5 | 0.5 | 0.5 | 0.5 | 0.5 | 0.5 | 0.5 | 0.5 | 0.5
Northern_California_Li_Battery_8hr_150 | caiso-deliverability | Contra_Costa_Windmaster_SSN | Reliability_Capacity_In_Model_Year | System RA | Northern_California_Li_Battery_8hr_150 | 0.5 | 0.5 | 0.5 | 0.5 | 0.5 | 0.5 | 0.5 | 0.5 | 0.5 | 0.5 | 0.5 | 0.5 | 0.5 | 0.5 | 0.5 | 0.5 | 0.5 | 0.5 | 0.5 | 0.5 | 0.5 | 0.5 | 0.5 | 0.5 | 0.5 | 0.5 | 0.5 | 0.5 | 0.5 | 0.5 | 0.5
Northern_California_Li_Battery_8hr_155 | caiso-deliverability | Contra_Costa_Windmaster_SSN | Reliability_Capacity_In_Model_Year | System RA | Northern_California_Li_Battery_8hr_155 | 0.5 | 0.5 | 0.5 | 0.5 | 0.5 | 0.5 | 0.5 | 0.5 | 0.5 | 0.5 | 0.5 | 0.5 | 0.5 | 0.5 | 0.5 | 0.5 | 0.5 | 0.5 | 0.5 | 0.5 | 0.5 | 0.5 | 0.5 | 0.5 | 0.5 | 0.5 | 0.5 | 0.5 | 0.5 | 0.5 | 0.5
Northern_California_Li_Battery_8hr_158 | caiso-deliverability | Contra_Costa_Windmaster_SSN | Reliability_Capacity_In_Model_Year | System RA | Northern_California_Li_Battery_8hr_158 | 0.5 | 0.5 | 0.5 | 0.5 | 0.5 | 0.5 | 0.5 | 0.5 | 0.5 | 0.5 | 0.5 | 0.5 | 0.5 | 0.5 | 0.5 | 0.5 | 0.5 | 0.5 | 0.5 | 0.5 | 0.5 | 0.5 | 0.5 | 0.5 | 0.5 | 0.5 | 0.5 | 0.5 | 0.5 | 0.5 | 0.5
Northern_California_Solar_83 | caiso-deliverability | Contra_Costa_Windmaster_SSN | Reliability_Capacity_In_Model_Year | System RA | Northern_California_Solar_83 | 0.556 | 0.556 | 0.556 | 0.556 | 0.556 | 0.556 | 0.556 | 0.556 | 0.556 | 0.556 | 0.556 | 0.556 | 0.556 | 0.556 | 0.556 | 0.556 | 0.556 | 0.556 | 0.556 | 0.556 | 0.556 | 0.556 | 0.556 | 0.556 | 0.556 | 0.556 | 0.556 | 0.556 | 0.556 | 0.556 | 0.556
Northern_California_Solar_85 | caiso-deliverability | Contra_Costa_Windmaster_SSN | Reliability_Capacity_In_Model_Year | System RA | Northern_California_Solar_85 | 0.556 | 0.556 | 0.556 | 0.556 | 0.556 | 0.556 | 0.556 | 0.556 | 0.556 | 0.556 | 0.556 | 0.556 | 0.556 | 0.556 | 0.556 | 0.556 | 0.556 | 0.556 | 0.556 | 0.556 | 0.556 | 0.556 | 0.556 | 0.556 | 0.556 | 0.556 | 0.556 | 0.556 | 0.556 | 0.556 | 0.556
Northern_California_Solar_94 | caiso-deliverability | Contra_Costa_Windmaster_SSN | Reliability_Capacity_In_Model_Year | System RA | Northern_California_Solar_94 | 0.556 | 0.556 | 0.556 | 0.556 | 0.556 | 0.556 | 0.556 | 0.556 | 0.556 | 0.556 | 0.556 | 0.556 | 0.556 | 0.556 | 0.556 | 0.556 | 0.556 | 0.556 | 0.556 | 0.556 | 0.556 | 0.556 | 0.556 | 0.556 | 0.556 | 0.556 | 0.556 | 0.556 | 0.556 | 0.556 | 0.556
Northern_California_Solar_112 | caiso-deliverability | Contra_Costa_Windmaster_SSN | Reliability_Capacity_In_Model_Year | System RA | Northern_California_Solar_112 | 0.556 | 0.556 | 0.556 | 0.556 | 0.556 | 0.556 | 0.556 | 0.556 | 0.556 | 0.556 | 0.556 | 0.556 | 0.556 | 0.556 | 0.556 | 0.556 | 0.556 | 0.556 | 0.556 | 0.556 | 0.556 | 0.556 | 0.556 | 0.556 | 0.556 | 0.556 | 0.556 | 0.556 | 0.556 | 0.556 | 0.556
Northern_California_Solar_126 | caiso-deliverability | Contra_Costa_Windmaster_SSN | Reliability_Capacity_In_Model_Year | System RA | Northern_California_Solar_126 | 0.556 | 0.556 | 0.556 | 0.556 | 0.556 | 0.556 | 0.556 | 0.556 | 0.556 | 0.556 | 0.556 | 0.556 | 0.556 | 0.556 | 0.556 | 0.556 | 0.556 | 0.556 | 0.556 | 0.556 | 0.556 | 0.556 | 0.556 | 0.556 | 0.556 | 0.556 | 0.556 | 0.556 | 0.556 | 0.556 | 0.556
Northern_California_Solar_127 | caiso-deliverability | Contra_Costa_Windmaster_SSN | Reliability_Capacity_In_Model_Year | System RA | Northern_California_Solar_127 | 0.556 | 0.556 | 0.556 | 0.556 | 0.556 | 0.556 | 0.556 | 0.556 | 0.556 | 0.556 | 0.556 | 0.556 | 0.556 | 0.556 | 0.556 | 0.556 | 0.556 | 0.556 | 0.556 | 0.556 | 0.556 | 0.556 | 0.556 | 0.556 | 0.556 | 0.556 | 0.556 | 0.556 | 0.556 | 0.556 | 0.556
Northern_California_Solar_150 | caiso-deliverability | Contra_Costa_Windmaster_SSN | Reliability_Capacity_In_Model_Year | System RA | Northern_California_Solar_150 | 0.556 | 0.556 | 0.556 | 0.556 | 0.556 | 0.556 | 0.556 | 0.556 | 0.556 | 0.556 | 0.556 | 0.556 | 0.556 | 0.556 | 0.556 | 0.556 | 0.556 | 0.556 | 0.556 | 0.556 | 0.556 | 0.556 | 0.556 | 0.556 | 0.556 | 0.556 | 0.556 | 0.556 | 0.556 | 0.556 | 0.556
Northern_California_Solar_155 | caiso-deliverability | Contra_Costa_Windmaster_SSN | Reliability_Capacity_In_Model_Year | System RA | Northern_California_Solar_155 | 0.556 | 0.556 | 0.556 | 0.556 | 0.556 | 0.556 | 0.556 | 0.556 | 0.556 | 0.556 | 0.556 | 0.556 | 0.556 | 0.556 | 0.556 | 0.556 | 0.556 | 0.556 | 0.556 | 0.556 | 0.556 | 0.556 | 0.556 | 0.556 | 0.556 | 0.556 | 0.556 | 0.556 | 0.556 | 0.556 | 0.556
Northern_California_Solar_158 | caiso-deliverability | Contra_Costa_Windmaster_SSN | Reliability_Capacity_In_Model_Year | System RA | Northern_California_Solar_158 | 0.556 | 0.556 | 0.556 | 0.556 | 0.556 | 0.556 | 0.556 | 0.556 | 0.556 | 0.556 | 0.556 | 0.556 | 0.556 | 0.556 | 0.556 | 0.556 | 0.556 | 0.556 | 0.556 | 0.556 | 0.556 | 0.556 | 0.556 | 0.556 | 0.556 | 0.556 | 0.556 | 0.556 | 0.556 | 0.556 | 0.556
Northern_California_Wind_83 | caiso-deliverability | Contra_Costa_Windmaster_SSN | Reliability_Capacity_In_Model_Year | System RA | Northern_California_Wind_83 | 0.163 | 0.163 | 0.163 | 0.163 | 0.163 | 0.163 | 0.163 | 0.163 | 0.163 | 0.163 | 0.163 | 0.163 | 0.163 | 0.163 | 0.163 | 0.163 | 0.163 | 0.163 | 0.163 | 0.163 | 0.163 | 0.163 | 0.163 | 0.163 | 0.163 | 0.163 | 0.163 | 0.163 | 0.163 | 0.163 | 0.163
Solano_Wind_85 | caiso-deliverability | Contra_Costa_Windmaster_SSN | Reliability_Capacity_In_Model_Year | System RA | Solano_Wind_85 | 0.163 | 0.163 | 0.163 | 0.163 | 0.163 | 0.163 | 0.163 | 0.163 | 0.163 | 0.163 | 0.163 | 0.163 | 0.163 | 0.163 | 0.163 | 0.163 | 0.163 | 0.163 | 0.163 | 0.163 | 0.163 | 0.163 | 0.163 | 0.163 | 0.163 | 0.163 | 0.163 | 0.163 | 0.163 | 0.163 | 0.163
Solano_Wind_94 | caiso-deliverability | Contra_Costa_Windmaster_SSN | Reliability_Capacity_In_Model_Year | System RA | Solano_Wind_94 | 0.163 | 0.163 | 0.163 | 0.163 | 0.163 | 0.163 | 0.163 | 0.163 | 0.163 | 0.163 | 0.163 | 0.163 | 0.163 | 0.163 | 0.163 | 0.163 | 0.163 | 0.163 | 0.163 | 0.163 | 0.163 | 0.163 | 0.163 | 0.163 | 0.163 | 0.163 | 0.163 | 0.163 | 0.163 | 0.163 | 0.163
Solano_Wind_126 | caiso-deliverability | Contra_Costa_Windmaster_SSN | Reliability_Capacity_In_Model_Year | System RA | Solano_Wind_126 | 0.163 | 0.163 | 0.163 | 0.163 | 0.163 | 0.163 | 0.163 | 0.163 | 0.163 | 0.163 | 0.163 | 0.163 | 0.163 | 0.163 | 0.163 | 0.163 | 0.163 | 0.163 | 0.163 | 0.163 | 0.163 | 0.163 | 0.163 | 0.163 | 0.163 | 0.163 | 0.163 | 0.163 | 0.163 | 0.163 | 0.163
Contra_Costa_Tesla_Newark_group | caiso-deliverability | Contra_Costa_Windmaster_SSN | Operational_New_Capacity_MW | Contra_Costa_Tesla_Newark_group |  | -0.92824 | -0.92824 | -0.92824 | -0.92824 | -0.92824 | -0.92824 | -0.92824 | -0.92824 | -0.92824 | -0.92824 | -0.92824 | -0.92824 | -0.92824 | -0.92824 | -0.92824 | -0.92824 | -0.92824 | -0.92824 | -0.92824 | -0.92824 | -0.92824 | -0.92824 | -0.92824 | -0.92824 | -0.92824 | -0.92824 | -0.92824 | -0.92824 | -0.92824 | -0.92824 | -0.92824
Greater_Kramer_Flow_Battery_156 | caiso-deliverability | Control_Inyokern_HSN | Reliability_Capacity_In_Model_Year | System RA | Greater_Kramer_Flow_Battery_156 | 1 | 1 | 1 | 1 | 1 | 1 | 1 | 1 | 1 | 1 | 1 | 1 | 1 | 1 | 1 | 1 | 1 | 1 | 1 | 1 | 1 | 1 | 1 | 1 | 1 | 1 | 1 | 1 | 1 | 1 | 1
Greater_Kramer_Li_Battery_4hr_156 | caiso-deliverability | Control_Inyokern_HSN | Reliability_Capacity_In_Model_Year | System RA | Greater_Kramer_Li_Battery_4hr_156 | 1 | 1 | 1 | 1 | 1 | 1 | 1 | 1 | 1 | 1 | 1 | 1 | 1 | 1 | 1 | 1 | 1 | 1 | 1 | 1 | 1 | 1 | 1 | 1 | 1 | 1 | 1 | 1 | 1 | 1 | 1
Greater_Kramer_Li_Battery_8hr_156 | caiso-deliverability | Control_Inyokern_HSN | Reliability_Capacity_In_Model_Year | System RA | Greater_Kramer_Li_Battery_8hr_156 | 1 | 1 | 1 | 1 | 1 | 1 | 1 | 1 | 1 | 1 | 1 | 1 | 1 | 1 | 1 | 1 | 1 | 1 | 1 | 1 | 1 | 1 | 1 | 1 | 1 | 1 | 1 | 1 | 1 | 1 | 1
Greater_Kramer_Solar_156 | caiso-deliverability | Control_Inyokern_HSN | Reliability_Capacity_In_Model_Year | System RA | Greater_Kramer_Solar_156 | 0.106 | 0.106 | 0.106 | 0.106 | 0.106 | 0.106 | 0.106 | 0.106 | 0.106 | 0.106 | 0.106 | 0.106 | 0.106 | 0.106 | 0.106 | 0.106 | 0.106 | 0.106 | 0.106 | 0.106 | 0.106 | 0.106 | 0.106 | 0.106 | 0.106 | 0.106 | 0.106 | 0.106 | 0.106 | 0.106 | 0.106
Inyokern_North_Kramer_Geothermal_156 | caiso-deliverability | Control_Inyokern_HSN | Reliability_Capacity_In_Model_Year | System RA | Inyokern_North_Kramer_Geothermal_156 | 1 | 1 | 1 | 1 | 1 | 1 | 1 | 1 | 1 | 1 | 1 | 1 | 1 | 1 | 1 | 1 | 1 | 1 | 1 | 1 | 1 | 1 | 1 | 1 | 1 | 1 | 1 | 1 | 1 | 1 | 1
Control_Inyokern_group | caiso-deliverability | Control_Inyokern_HSN | Operational_New_Capacity_MW | Control_Inyokern_group |  | -1 | -1 | -1 | -1 | -1 | -1 | -1 | -1 | -1 | -1 | -1 | -1 | -1 | -1 | -1 | -1 | -1 | -1 | -1 | -1 | -1 | -1 | -1 | -1 | -1 | -1 | -1 | -1 | -1 | -1 | -1
Greater_Kramer_Flow_Battery_156 | caiso-deliverability | Control_Inyokern_offpeak | Operational_New_Capacity_MW | Greater_Kramer_Flow_Battery_156 |  | -1 | -1 | -1 | -1 | -1 | -1 | -1 | -1 | -1 | -1 | -1 | -1 | -1 | -1 | -1 | -1 | -1 | -1 | -1 | -1 | -1 | -1 | -1 | -1 | -1 | -1 | -1 | -1 | -1 | -1 | -1
Greater_Kramer_Li_Battery_4hr_156 | caiso-deliverability | Control_Inyokern_offpeak | Operational_New_Capacity_MW | Greater_Kramer_Li_Battery_4hr_156 |  | -1 | -1 | -1 | -1 | -1 | -1 | -1 | -1 | -1 | -1 | -1 | -1 | -1 | -1 | -1 | -1 | -1 | -1 | -1 | -1 | -1 | -1 | -1 | -1 | -1 | -1 | -1 | -1 | -1 | -1 | -1
Greater_Kramer_Li_Battery_8hr_156 | caiso-deliverability | Control_Inyokern_offpeak | Operational_New_Capacity_MW | Greater_Kramer_Li_Battery_8hr_156 |  | -1 | -1 | -1 | -1 | -1 | -1 | -1 | -1 | -1 | -1 | -1 | -1 | -1 | -1 | -1 | -1 | -1 | -1 | -1 | -1 | -1 | -1 | -1 | -1 | -1 | -1 | -1 | -1 | -1 | -1 | -1
Greater_Kramer_Solar_156 | caiso-deliverability | Control_Inyokern_offpeak | Operational_New_Capacity_MW | Greater_Kramer_Solar_156 |  | 0.77 | 0.77 | 0.77 | 0.77 | 0.77 | 0.77 | 0.77 | 0.77 | 0.77 | 0.77 | 0.77 | 0.77 | 0.77 | 0.77 | 0.77 | 0.77 | 0.77 | 0.77 | 0.77 | 0.77 | 0.77 | 0.77 | 0.77 | 0.77 | 0.77 | 0.77 | 0.77 | 0.77 | 0.77 | 0.77 | 0.77
Inyokern_North_Kramer_Geothermal_156 | caiso-deliverability | Control_Inyokern_offpeak | Operational_New_Capacity_MW | Inyokern_North_Kramer_Geothermal_156 |  | 1 | 1 | 1 | 1 | 1 | 1 | 1 | 1 | 1 | 1 | 1 | 1 | 1 | 1 | 1 | 1 | 1 | 1 | 1 | 1 | 1 | 1 | 1 | 1 | 1 | 1 | 1 | 1 | 1 | 1 | 1
Control_Inyokern_group | caiso-deliverability | Control_Inyokern_offpeak | Operational_New_Capacity_MW | Control_Inyokern_group |  | -1 | -1 | -1 | -1 | -1 | -1 | -1 | -1 | -1 | -1 | -1 | -1 | -1 | -1 | -1 | -1 | -1 | -1 | -1 | -1 | -1 | -1 | -1 | -1 | -1 | -1 | -1 | -1 | -1 | -1 | -1
Greater_Kramer_Flow_Battery_156 | caiso-deliverability | Control_Inyokern_SSN | Reliability_Capacity_In_Model_Year | System RA | Greater_Kramer_Flow_Battery_156 | 0.5 | 0.5 | 0.5 | 0.5 | 0.5 | 0.5 | 0.5 | 0.5 | 0.5 | 0.5 | 0.5 | 0.5 | 0.5 | 0.5 | 0.5 | 0.5 | 0.5 | 0.5 | 0.5 | 0.5 | 0.5 | 0.5 | 0.5 | 0.5 | 0.5 | 0.5 | 0.5 | 0.5 | 0.5 | 0.5 | 0.5
Greater_Kramer_Li_Battery_4hr_156 | caiso-deliverability | Control_Inyokern_SSN | Reliability_Capacity_In_Model_Year | System RA | Greater_Kramer_Li_Battery_4hr_156 | 0.5 | 0.5 | 0.5 | 0.5 | 0.5 | 0.5 | 0.5 | 0.5 | 0.5 | 0.5 | 0.5 | 0.5 | 0.5 | 0.5 | 0.5 | 0.5 | 0.5 | 0.5 | 0.5 | 0.5 | 0.5 | 0.5 | 0.5 | 0.5 | 0.5 | 0.5 | 0.5 | 0.5 | 0.5 | 0.5 | 0.5
Greater_Kramer_Li_Battery_8hr_156 | caiso-deliverability | Control_Inyokern_SSN | Reliability_Capacity_In_Model_Year | System RA | Greater_Kramer_Li_Battery_8hr_156 | 0.5 | 0.5 | 0.5 | 0.5 | 0.5 | 0.5 | 0.5 | 0.5 | 0.5 | 0.5 | 0.5 | 0.5 | 0.5 | 0.5 | 0.5 | 0.5 | 0.5 | 0.5 | 0.5 | 0.5 | 0.5 | 0.5 | 0.5 | 0.5 | 0.5 | 0.5 | 0.5 | 0.5 | 0.5 | 0.5 | 0.5
Greater_Kramer_Solar_156 | caiso-deliverability | Control_Inyokern_SSN | Reliability_Capacity_In_Model_Year | System RA | Greater_Kramer_Solar_156 | 0.427 | 0.427 | 0.427 | 0.427 | 0.427 | 0.427 | 0.427 | 0.427 | 0.427 | 0.427 | 0.427 | 0.427 | 0.427 | 0.427 | 0.427 | 0.427 | 0.427 | 0.427 | 0.427 | 0.427 | 0.427 | 0.427 | 0.427 | 0.427 | 0.427 | 0.427 | 0.427 | 0.427 | 0.427 | 0.427 | 0.427
Inyokern_North_Kramer_Geothermal_156 | caiso-deliverability | Control_Inyokern_SSN | Reliability_Capacity_In_Model_Year | System RA | Inyokern_North_Kramer_Geothermal_156 | 1 | 1 | 1 | 1 | 1 | 1 | 1 | 1 | 1 | 1 | 1 | 1 | 1 | 1 | 1 | 1 | 1 | 1 | 1 | 1 | 1 | 1 | 1 | 1 | 1 | 1 | 1 | 1 | 1 | 1 | 1
Control_Inyokern_group | caiso-deliverability | Control_Inyokern_SSN | Operational_New_Capacity_MW | Control_Inyokern_group |  | -1 | -1 | -1 | -1 | -1 | -1 | -1 | -1 | -1 | -1 | -1 | -1 | -1 | -1 | -1 | -1 | -1 | -1 | -1 | -1 | -1 | -1 | -1 | -1 | -1 | -1 | -1 | -1 | -1 | -1 | -1
Northern_California_Flow_Battery_70 | caiso-deliverability | Cortina_Eagle_Rock_HSN | Reliability_Capacity_In_Model_Year | System RA | Northern_California_Flow_Battery_70 | 1 | 1 | 1 | 1 | 1 | 1 | 1 | 1 | 1 | 1 | 1 | 1 | 1 | 1 | 1 | 1 | 1 | 1 | 1 | 1 | 1 | 1 | 1 | 1 | 1 | 1 | 1 | 1 | 1 | 1 | 1
Northern_California_Flow_Battery_127 | caiso-deliverability | Cortina_Eagle_Rock_HSN | Reliability_Capacity_In_Model_Year | System RA | Northern_California_Flow_Battery_127 | 1 | 1 | 1 | 1 | 1 | 1 | 1 | 1 | 1 | 1 | 1 | 1 | 1 | 1 | 1 | 1 | 1 | 1 | 1 | 1 | 1 | 1 | 1 | 1 | 1 | 1 | 1 | 1 | 1 | 1 | 1
Northern_California_Flow_Battery_132 | caiso-deliverability | Cortina_Eagle_Rock_HSN | Reliability_Capacity_In_Model_Year | System RA | Northern_California_Flow_Battery_132 | 1 | 1 | 1 | 1 | 1 | 1 | 1 | 1 | 1 | 1 | 1 | 1 | 1 | 1 | 1 | 1 | 1 | 1 | 1 | 1 | 1 | 1 | 1 | 1 | 1 | 1 | 1 | 1 | 1 | 1 | 1
Northern_California_Flow_Battery_155 | caiso-deliverability | Cortina_Eagle_Rock_HSN | Reliability_Capacity_In_Model_Year | System RA | Northern_California_Flow_Battery_155 | 1 | 1 | 1 | 1 | 1 | 1 | 1 | 1 | 1 | 1 | 1 | 1 | 1 | 1 | 1 | 1 | 1 | 1 | 1 | 1 | 1 | 1 | 1 | 1 | 1 | 1 | 1 | 1 | 1 | 1 | 1
Northern_California_Flow_Battery_158 | caiso-deliverability | Cortina_Eagle_Rock_HSN | Reliability_Capacity_In_Model_Year | System RA | Northern_California_Flow_Battery_158 | 1 | 1 | 1 | 1 | 1 | 1 | 1 | 1 | 1 | 1 | 1 | 1 | 1 | 1 | 1 | 1 | 1 | 1 | 1 | 1 | 1 | 1 | 1 | 1 | 1 | 1 | 1 | 1 | 1 | 1 | 1
Northern_California_Li_Battery_4hr_70 | caiso-deliverability | Cortina_Eagle_Rock_HSN | Reliability_Capacity_In_Model_Year | System RA | Northern_California_Li_Battery_4hr_70 | 1 | 1 | 1 | 1 | 1 | 1 | 1 | 1 | 1 | 1 | 1 | 1 | 1 | 1 | 1 | 1 | 1 | 1 | 1 | 1 | 1 | 1 | 1 | 1 | 1 | 1 | 1 | 1 | 1 | 1 | 1
Northern_California_Li_Battery_4hr_127 | caiso-deliverability | Cortina_Eagle_Rock_HSN | Reliability_Capacity_In_Model_Year | System RA | Northern_California_Li_Battery_4hr_127 | 1 | 1 | 1 | 1 | 1 | 1 | 1 | 1 | 1 | 1 | 1 | 1 | 1 | 1 | 1 | 1 | 1 | 1 | 1 | 1 | 1 | 1 | 1 | 1 | 1 | 1 | 1 | 1 | 1 | 1 | 1
Northern_California_Li_Battery_4hr_132 | caiso-deliverability | Cortina_Eagle_Rock_HSN | Reliability_Capacity_In_Model_Year | System RA | Northern_California_Li_Battery_4hr_132 | 1 | 1 | 1 | 1 | 1 | 1 | 1 | 1 | 1 | 1 | 1 | 1 | 1 | 1 | 1 | 1 | 1 | 1 | 1 | 1 | 1 | 1 | 1 | 1 | 1 | 1 | 1 | 1 | 1 | 1 | 1
Northern_California_Li_Battery_4hr_155 | caiso-deliverability | Cortina_Eagle_Rock_HSN | Reliability_Capacity_In_Model_Year | System RA | Northern_California_Li_Battery_4hr_155 | 1 | 1 | 1 | 1 | 1 | 1 | 1 | 1 | 1 | 1 | 1 | 1 | 1 | 1 | 1 | 1 | 1 | 1 | 1 | 1 | 1 | 1 | 1 | 1 | 1 | 1 | 1 | 1 | 1 | 1 | 1
Northern_California_Li_Battery_4hr_158 | caiso-deliverability | Cortina_Eagle_Rock_HSN | Reliability_Capacity_In_Model_Year | System RA | Northern_California_Li_Battery_4hr_158 | 1 | 1 | 1 | 1 | 1 | 1 | 1 | 1 | 1 | 1 | 1 | 1 | 1 | 1 | 1 | 1 | 1 | 1 | 1 | 1 | 1 | 1 | 1 | 1 | 1 | 1 | 1 | 1 | 1 | 1 | 1
Northern_California_Li_Battery_8hr_70 | caiso-deliverability | Cortina_Eagle_Rock_HSN | Reliability_Capacity_In_Model_Year | System RA | Northern_California_Li_Battery_8hr_70 | 1 | 1 | 1 | 1 | 1 | 1 | 1 | 1 | 1 | 1 | 1 | 1 | 1 | 1 | 1 | 1 | 1 | 1 | 1 | 1 | 1 | 1 | 1 | 1 | 1 | 1 | 1 | 1 | 1 | 1 | 1
Northern_California_Li_Battery_8hr_127 | caiso-deliverability | Cortina_Eagle_Rock_HSN | Reliability_Capacity_In_Model_Year | System RA | Northern_California_Li_Battery_8hr_127 | 1 | 1 | 1 | 1 | 1 | 1 | 1 | 1 | 1 | 1 | 1 | 1 | 1 | 1 | 1 | 1 | 1 | 1 | 1 | 1 | 1 | 1 | 1 | 1 | 1 | 1 | 1 | 1 | 1 | 1 | 1
Northern_California_Li_Battery_8hr_132 | caiso-deliverability | Cortina_Eagle_Rock_HSN | Reliability_Capacity_In_Model_Year | System RA | Northern_California_Li_Battery_8hr_132 | 1 | 1 | 1 | 1 | 1 | 1 | 1 | 1 | 1 | 1 | 1 | 1 | 1 | 1 | 1 | 1 | 1 | 1 | 1 | 1 | 1 | 1 | 1 | 1 | 1 | 1 | 1 | 1 | 1 | 1 | 1
Northern_California_Li_Battery_8hr_155 | caiso-deliverability | Cortina_Eagle_Rock_HSN | Reliability_Capacity_In_Model_Year | System RA | Northern_California_Li_Battery_8hr_155 | 1 | 1 | 1 | 1 | 1 | 1 | 1 | 1 | 1 | 1 | 1 | 1 | 1 | 1 | 1 | 1 | 1 | 1 | 1 | 1 | 1 | 1 | 1 | 1 | 1 | 1 | 1 | 1 | 1 | 1 | 1
Northern_California_Li_Battery_8hr_158 | caiso-deliverability | Cortina_Eagle_Rock_HSN | Reliability_Capacity_In_Model_Year | System RA | Northern_California_Li_Battery_8hr_158 | 1 | 1 | 1 | 1 | 1 | 1 | 1 | 1 | 1 | 1 | 1 | 1 | 1 | 1 | 1 | 1 | 1 | 1 | 1 | 1 | 1 | 1 | 1 | 1 | 1 | 1 | 1 | 1 | 1 | 1 | 1
Northern_California_Geothermal_70 | caiso-deliverability | Cortina_Eagle_Rock_HSN | Reliability_Capacity_In_Model_Year | System RA | Northern_California_Geothermal_70 | 1 | 1 | 1 | 1 | 1 | 1 | 1 | 1 | 1 | 1 | 1 | 1 | 1 | 1 | 1 | 1 | 1 | 1 | 1 | 1 | 1 | 1 | 1 | 1 | 1 | 1 | 1 | 1 | 1 | 1 | 1
Northern_California_Solar_70 | caiso-deliverability | Cortina_Eagle_Rock_HSN | Reliability_Capacity_In_Model_Year | System RA | Northern_California_Solar_70 | 0.1 | 0.1 | 0.1 | 0.1 | 0.1 | 0.1 | 0.1 | 0.1 | 0.1 | 0.1 | 0.1 | 0.1 | 0.1 | 0.1 | 0.1 | 0.1 | 0.1 | 0.1 | 0.1 | 0.1 | 0.1 | 0.1 | 0.1 | 0.1 | 0.1 | 0.1 | 0.1 | 0.1 | 0.1 | 0.1 | 0.1
Northern_California_Solar_127 | caiso-deliverability | Cortina_Eagle_Rock_HSN | Reliability_Capacity_In_Model_Year | System RA | Northern_California_Solar_127 | 0.1 | 0.1 | 0.1 | 0.1 | 0.1 | 0.1 | 0.1 | 0.1 | 0.1 | 0.1 | 0.1 | 0.1 | 0.1 | 0.1 | 0.1 | 0.1 | 0.1 | 0.1 | 0.1 | 0.1 | 0.1 | 0.1 | 0.1 | 0.1 | 0.1 | 0.1 | 0.1 | 0.1 | 0.1 | 0.1 | 0.1
Northern_California_Solar_132 | caiso-deliverability | Cortina_Eagle_Rock_HSN | Reliability_Capacity_In_Model_Year | System RA | Northern_California_Solar_132 | 0.1 | 0.1 | 0.1 | 0.1 | 0.1 | 0.1 | 0.1 | 0.1 | 0.1 | 0.1 | 0.1 | 0.1 | 0.1 | 0.1 | 0.1 | 0.1 | 0.1 | 0.1 | 0.1 | 0.1 | 0.1 | 0.1 | 0.1 | 0.1 | 0.1 | 0.1 | 0.1 | 0.1 | 0.1 | 0.1 | 0.1
Northern_California_Solar_155 | caiso-deliverability | Cortina_Eagle_Rock_HSN | Reliability_Capacity_In_Model_Year | System RA | Northern_California_Solar_155 | 0.1 | 0.1 | 0.1 | 0.1 | 0.1 | 0.1 | 0.1 | 0.1 | 0.1 | 0.1 | 0.1 | 0.1 | 0.1 | 0.1 | 0.1 | 0.1 | 0.1 | 0.1 | 0.1 | 0.1 | 0.1 | 0.1 | 0.1 | 0.1 | 0.1 | 0.1 | 0.1 | 0.1 | 0.1 | 0.1 | 0.1
Northern_California_Solar_158 | caiso-deliverability | Cortina_Eagle_Rock_HSN | Reliability_Capacity_In_Model_Year | System RA | Northern_California_Solar_158 | 0.1 | 0.1 | 0.1 | 0.1 | 0.1 | 0.1 | 0.1 | 0.1 | 0.1 | 0.1 | 0.1 | 0.1 | 0.1 | 0.1 | 0.1 | 0.1 | 0.1 | 0.1 | 0.1 | 0.1 | 0.1 | 0.1 | 0.1 | 0.1 | 0.1 | 0.1 | 0.1 | 0.1 | 0.1 | 0.1 | 0.1
Cortina_Eagle_Rock_group | caiso-deliverability | Cortina_Eagle_Rock_HSN | Operational_New_Capacity_MW | Cortina_Eagle_Rock_group |  | -1 | -1 | -1 | -1 | -1 | -1 | -1 | -1 | -1 | -1 | -1 | -1 | -1 | -1 | -1 | -1 | -1 | -1 | -1 | -1 | -1 | -1 | -1 | -1 | -1 | -1 | -1 | -1 | -1 | -1 | -1
Northern_California_Flow_Battery_70 | caiso-deliverability | Cortina_Eagle_Rock_offpeak | Operational_New_Capacity_MW | Northern_California_Flow_Battery_70 |  | -1 | -1 | -1 | -1 | -1 | -1 | -1 | -1 | -1 | -1 | -1 | -1 | -1 | -1 | -1 | -1 | -1 | -1 | -1 | -1 | -1 | -1 | -1 | -1 | -1 | -1 | -1 | -1 | -1 | -1 | -1
Northern_California_Flow_Battery_127 | caiso-deliverability | Cortina_Eagle_Rock_offpeak | Operational_New_Capacity_MW | Northern_California_Flow_Battery_127 |  | -1 | -1 | -1 | -1 | -1 | -1 | -1 | -1 | -1 | -1 | -1 | -1 | -1 | -1 | -1 | -1 | -1 | -1 | -1 | -1 | -1 | -1 | -1 | -1 | -1 | -1 | -1 | -1 | -1 | -1 | -1
Northern_California_Flow_Battery_132 | caiso-deliverability | Cortina_Eagle_Rock_offpeak | Operational_New_Capacity_MW | Northern_California_Flow_Battery_132 |  | -1 | -1 | -1 | -1 | -1 | -1 | -1 | -1 | -1 | -1 | -1 | -1 | -1 | -1 | -1 | -1 | -1 | -1 | -1 | -1 | -1 | -1 | -1 | -1 | -1 | -1 | -1 | -1 | -1 | -1 | -1
Northern_California_Flow_Battery_155 | caiso-deliverability | Cortina_Eagle_Rock_offpeak | Operational_New_Capacity_MW | Northern_California_Flow_Battery_155 |  | -1 | -1 | -1 | -1 | -1 | -1 | -1 | -1 | -1 | -1 | -1 | -1 | -1 | -1 | -1 | -1 | -1 | -1 | -1 | -1 | -1 | -1 | -1 | -1 | -1 | -1 | -1 | -1 | -1 | -1 | -1
Northern_California_Flow_Battery_158 | caiso-deliverability | Cortina_Eagle_Rock_offpeak | Operational_New_Capacity_MW | Northern_California_Flow_Battery_158 |  | -1 | -1 | -1 | -1 | -1 | -1 | -1 | -1 | -1 | -1 | -1 | -1 | -1 | -1 | -1 | -1 | -1 | -1 | -1 | -1 | -1 | -1 | -1 | -1 | -1 | -1 | -1 | -1 | -1 | -1 | -1
Northern_California_Li_Battery_4hr_70 | caiso-deliverability | Cortina_Eagle_Rock_offpeak | Operational_New_Capacity_MW | Northern_California_Li_Battery_4hr_70 |  | -1 | -1 | -1 | -1 | -1 | -1 | -1 | -1 | -1 | -1 | -1 | -1 | -1 | -1 | -1 | -1 | -1 | -1 | -1 | -1 | -1 | -1 | -1 | -1 | -1 | -1 | -1 | -1 | -1 | -1 | -1
Northern_California_Li_Battery_4hr_127 | caiso-deliverability | Cortina_Eagle_Rock_offpeak | Operational_New_Capacity_MW | Northern_California_Li_Battery_4hr_127 |  | -1 | -1 | -1 | -1 | -1 | -1 | -1 | -1 | -1 | -1 | -1 | -1 | -1 | -1 | -1 | -1 | -1 | -1 | -1 | -1 | -1 | -1 | -1 | -1 | -1 | -1 | -1 | -1 | -1 | -1 | -1
Northern_California_Li_Battery_4hr_132 | caiso-deliverability | Cortina_Eagle_Rock_offpeak | Operational_New_Capacity_MW | Northern_California_Li_Battery_4hr_132 |  | -1 | -1 | -1 | -1 | -1 | -1 | -1 | -1 | -1 | -1 | -1 | -1 | -1 | -1 | -1 | -1 | -1 | -1 | -1 | -1 | -1 | -1 | -1 | -1 | -1 | -1 | -1 | -1 | -1 | -1 | -1
Northern_California_Li_Battery_4hr_155 | caiso-deliverability | Cortina_Eagle_Rock_offpeak | Operational_New_Capacity_MW | Northern_California_Li_Battery_4hr_155 |  | -1 | -1 | -1 | -1 | -1 | -1 | -1 | -1 | -1 | -1 | -1 | -1 | -1 | -1 | -1 | -1 | -1 | -1 | -1 | -1 | -1 | -1 | -1 | -1 | -1 | -1 | -1 | -1 | -1 | -1 | -1
Northern_California_Li_Battery_4hr_158 | caiso-deliverability | Cortina_Eagle_Rock_offpeak | Operational_New_Capacity_MW | Northern_California_Li_Battery_4hr_158 |  | -1 | -1 | -1 | -1 | -1 | -1 | -1 | -1 | -1 | -1 | -1 | -1 | -1 | -1 | -1 | -1 | -1 | -1 | -1 | -1 | -1 | -1 | -1 | -1 | -1 | -1 | -1 | -1 | -1 | -1 | -1
Northern_California_Li_Battery_8hr_70 | caiso-deliverability | Cortina_Eagle_Rock_offpeak | Operational_New_Capacity_MW | Northern_California_Li_Battery_8hr_70 |  | -1 | -1 | -1 | -1 | -1 | -1 | -1 | -1 | -1 | -1 | -1 | -1 | -1 | -1 | -1 | -1 | -1 | -1 | -1 | -1 | -1 | -1 | -1 | -1 | -1 | -1 | -1 | -1 | -1 | -1 | -1
Northern_California_Li_Battery_8hr_127 | caiso-deliverability | Cortina_Eagle_Rock_offpeak | Operational_New_Capacity_MW | Northern_California_Li_Battery_8hr_127 |  | -1 | -1 | -1 | -1 | -1 | -1 | -1 | -1 | -1 | -1 | -1 | -1 | -1 | -1 | -1 | -1 | -1 | -1 | -1 | -1 | -1 | -1 | -1 | -1 | -1 | -1 | -1 | -1 | -1 | -1 | -1
Northern_California_Li_Battery_8hr_132 | caiso-deliverability | Cortina_Eagle_Rock_offpeak | Operational_New_Capacity_MW | Northern_California_Li_Battery_8hr_132 |  | -1 | -1 | -1 | -1 | -1 | -1 | -1 | -1 | -1 | -1 | -1 | -1 | -1 | -1 | -1 | -1 | -1 | -1 | -1 | -1 | -1 | -1 | -1 | -1 | -1 | -1 | -1 | -1 | -1 | -1 | -1
Northern_California_Li_Battery_8hr_155 | caiso-deliverability | Cortina_Eagle_Rock_offpeak | Operational_New_Capacity_MW | Northern_California_Li_Battery_8hr_155 |  | -1 | -1 | -1 | -1 | -1 | -1 | -1 | -1 | -1 | -1 | -1 | -1 | -1 | -1 | -1 | -1 | -1 | -1 | -1 | -1 | -1 | -1 | -1 | -1 | -1 | -1 | -1 | -1 | -1 | -1 | -1
Northern_California_Li_Battery_8hr_158 | caiso-deliverability | Cortina_Eagle_Rock_offpeak | Operational_New_Capacity_MW | Northern_California_Li_Battery_8hr_158 |  | -1 | -1 | -1 | -1 | -1 | -1 | -1 | -1 | -1 | -1 | -1 | -1 | -1 | -1 | -1 | -1 | -1 | -1 | -1 | -1 | -1 | -1 | -1 | -1 | -1 | -1 | -1 | -1 | -1 | -1 | -1
Northern_California_Geothermal_70 | caiso-deliverability | Cortina_Eagle_Rock_offpeak | Operational_New_Capacity_MW | Northern_California_Geothermal_70 |  | 1 | 1 | 1 | 1 | 1 | 1 | 1 | 1 | 1 | 1 | 1 | 1 | 1 | 1 | 1 | 1 | 1 | 1 | 1 | 1 | 1 | 1 | 1 | 1 | 1 | 1 | 1 | 1 | 1 | 1 | 1
Northern_California_Solar_70 | caiso-deliverability | Cortina_Eagle_Rock_offpeak | Operational_New_Capacity_MW | Northern_California_Solar_70 |  | 0.68 | 0.68 | 0.68 | 0.68 | 0.68 | 0.68 | 0.68 | 0.68 | 0.68 | 0.68 | 0.68 | 0.68 | 0.68 | 0.68 | 0.68 | 0.68 | 0.68 | 0.68 | 0.68 | 0.68 | 0.68 | 0.68 | 0.68 | 0.68 | 0.68 | 0.68 | 0.68 | 0.68 | 0.68 | 0.68 | 0.68
Northern_California_Solar_127 | caiso-deliverability | Cortina_Eagle_Rock_offpeak | Operational_New_Capacity_MW | Northern_California_Solar_127 |  | 0.68 | 0.68 | 0.68 | 0.68 | 0.68 | 0.68 | 0.68 | 0.68 | 0.68 | 0.68 | 0.68 | 0.68 | 0.68 | 0.68 | 0.68 | 0.68 | 0.68 | 0.68 | 0.68 | 0.68 | 0.68 | 0.68 | 0.68 | 0.68 | 0.68 | 0.68 | 0.68 | 0.68 | 0.68 | 0.68 | 0.68
Northern_California_Solar_132 | caiso-deliverability | Cortina_Eagle_Rock_offpeak | Operational_New_Capacity_MW | Northern_California_Solar_132 |  | 0.68 | 0.68 | 0.68 | 0.68 | 0.68 | 0.68 | 0.68 | 0.68 | 0.68 | 0.68 | 0.68 | 0.68 | 0.68 | 0.68 | 0.68 | 0.68 | 0.68 | 0.68 | 0.68 | 0.68 | 0.68 | 0.68 | 0.68 | 0.68 | 0.68 | 0.68 | 0.68 | 0.68 | 0.68 | 0.68 | 0.68
Northern_California_Solar_155 | caiso-deliverability | Cortina_Eagle_Rock_offpeak | Operational_New_Capacity_MW | Northern_California_Solar_155 |  | 0.68 | 0.68 | 0.68 | 0.68 | 0.68 | 0.68 | 0.68 | 0.68 | 0.68 | 0.68 | 0.68 | 0.68 | 0.68 | 0.68 | 0.68 | 0.68 | 0.68 | 0.68 | 0.68 | 0.68 | 0.68 | 0.68 | 0.68 | 0.68 | 0.68 | 0.68 | 0.68 | 0.68 | 0.68 | 0.68 | 0.68
Northern_California_Solar_158 | caiso-deliverability | Cortina_Eagle_Rock_offpeak | Operational_New_Capacity_MW | Northern_California_Solar_158 |  | 0.68 | 0.68 | 0.68 | 0.68 | 0.68 | 0.68 | 0.68 | 0.68 | 0.68 | 0.68 | 0.68 | 0.68 | 0.68 | 0.68 | 0.68 | 0.68 | 0.68 | 0.68 | 0.68 | 0.68 | 0.68 | 0.68 | 0.68 | 0.68 | 0.68 | 0.68 | 0.68 | 0.68 | 0.68 | 0.68 | 0.68
Cortina_Eagle_Rock_group | caiso-deliverability | Cortina_Eagle_Rock_offpeak | Operational_New_Capacity_MW | Cortina_Eagle_Rock_group |  | -1 | -1 | -1 | -1 | -1 | -1 | -1 | -1 | -1 | -1 | -1 | -1 | -1 | -1 | -1 | -1 | -1 | -1 | -1 | -1 | -1 | -1 | -1 | -1 | -1 | -1 | -1 | -1 | -1 | -1 | -1
Northern_California_Flow_Battery_70 | caiso-deliverability | Cortina_Eagle_Rock_SSN | Reliability_Capacity_In_Model_Year | System RA | Northern_California_Flow_Battery_70 | 0.5 | 0.5 | 0.5 | 0.5 | 0.5 | 0.5 | 0.5 | 0.5 | 0.5 | 0.5 | 0.5 | 0.5 | 0.5 | 0.5 | 0.5 | 0.5 | 0.5 | 0.5 | 0.5 | 0.5 | 0.5 | 0.5 | 0.5 | 0.5 | 0.5 | 0.5 | 0.5 | 0.5 | 0.5 | 0.5 | 0.5
Northern_California_Flow_Battery_127 | caiso-deliverability | Cortina_Eagle_Rock_SSN | Reliability_Capacity_In_Model_Year | System RA | Northern_California_Flow_Battery_127 | 0.5 | 0.5 | 0.5 | 0.5 | 0.5 | 0.5 | 0.5 | 0.5 | 0.5 | 0.5 | 0.5 | 0.5 | 0.5 | 0.5 | 0.5 | 0.5 | 0.5 | 0.5 | 0.5 | 0.5 | 0.5 | 0.5 | 0.5 | 0.5 | 0.5 | 0.5 | 0.5 | 0.5 | 0.5 | 0.5 | 0.5
Northern_California_Flow_Battery_132 | caiso-deliverability | Cortina_Eagle_Rock_SSN | Reliability_Capacity_In_Model_Year | System RA | Northern_California_Flow_Battery_132 | 0.5 | 0.5 | 0.5 | 0.5 | 0.5 | 0.5 | 0.5 | 0.5 | 0.5 | 0.5 | 0.5 | 0.5 | 0.5 | 0.5 | 0.5 | 0.5 | 0.5 | 0.5 | 0.5 | 0.5 | 0.5 | 0.5 | 0.5 | 0.5 | 0.5 | 0.5 | 0.5 | 0.5 | 0.5 | 0.5 | 0.5
Northern_California_Flow_Battery_155 | caiso-deliverability | Cortina_Eagle_Rock_SSN | Reliability_Capacity_In_Model_Year | System RA | Northern_California_Flow_Battery_155 | 0.5 | 0.5 | 0.5 | 0.5 | 0.5 | 0.5 | 0.5 | 0.5 | 0.5 | 0.5 | 0.5 | 0.5 | 0.5 | 0.5 | 0.5 | 0.5 | 0.5 | 0.5 | 0.5 | 0.5 | 0.5 | 0.5 | 0.5 | 0.5 | 0.5 | 0.5 | 0.5 | 0.5 | 0.5 | 0.5 | 0.5
Northern_California_Flow_Battery_158 | caiso-deliverability | Cortina_Eagle_Rock_SSN | Reliability_Capacity_In_Model_Year | System RA | Northern_California_Flow_Battery_158 | 0.5 | 0.5 | 0.5 | 0.5 | 0.5 | 0.5 | 0.5 | 0.5 | 0.5 | 0.5 | 0.5 | 0.5 | 0.5 | 0.5 | 0.5 | 0.5 | 0.5 | 0.5 | 0.5 | 0.5 | 0.5 | 0.5 | 0.5 | 0.5 | 0.5 | 0.5 | 0.5 | 0.5 | 0.5 | 0.5 | 0.5
Northern_California_Li_Battery_4hr_70 | caiso-deliverability | Cortina_Eagle_Rock_SSN | Reliability_Capacity_In_Model_Year | System RA | Northern_California_Li_Battery_4hr_70 | 0.5 | 0.5 | 0.5 | 0.5 | 0.5 | 0.5 | 0.5 | 0.5 | 0.5 | 0.5 | 0.5 | 0.5 | 0.5 | 0.5 | 0.5 | 0.5 | 0.5 | 0.5 | 0.5 | 0.5 | 0.5 | 0.5 | 0.5 | 0.5 | 0.5 | 0.5 | 0.5 | 0.5 | 0.5 | 0.5 | 0.5
Northern_California_Li_Battery_4hr_127 | caiso-deliverability | Cortina_Eagle_Rock_SSN | Reliability_Capacity_In_Model_Year | System RA | Northern_California_Li_Battery_4hr_127 | 0.5 | 0.5 | 0.5 | 0.5 | 0.5 | 0.5 | 0.5 | 0.5 | 0.5 | 0.5 | 0.5 | 0.5 | 0.5 | 0.5 | 0.5 | 0.5 | 0.5 | 0.5 | 0.5 | 0.5 | 0.5 | 0.5 | 0.5 | 0.5 | 0.5 | 0.5 | 0.5 | 0.5 | 0.5 | 0.5 | 0.5
Northern_California_Li_Battery_4hr_132 | caiso-deliverability | Cortina_Eagle_Rock_SSN | Reliability_Capacity_In_Model_Year | System RA | Northern_California_Li_Battery_4hr_132 | 0.5 | 0.5 | 0.5 | 0.5 | 0.5 | 0.5 | 0.5 | 0.5 | 0.5 | 0.5 | 0.5 | 0.5 | 0.5 | 0.5 | 0.5 | 0.5 | 0.5 | 0.5 | 0.5 | 0.5 | 0.5 | 0.5 | 0.5 | 0.5 | 0.5 | 0.5 | 0.5 | 0.5 | 0.5 | 0.5 | 0.5
Northern_California_Li_Battery_4hr_155 | caiso-deliverability | Cortina_Eagle_Rock_SSN | Reliability_Capacity_In_Model_Year | System RA | Northern_California_Li_Battery_4hr_155 | 0.5 | 0.5 | 0.5 | 0.5 | 0.5 | 0.5 | 0.5 | 0.5 | 0.5 | 0.5 | 0.5 | 0.5 | 0.5 | 0.5 | 0.5 | 0.5 | 0.5 | 0.5 | 0.5 | 0.5 | 0.5 | 0.5 | 0.5 | 0.5 | 0.5 | 0.5 | 0.5 | 0.5 | 0.5 | 0.5 | 0.5
Northern_California_Li_Battery_4hr_158 | caiso-deliverability | Cortina_Eagle_Rock_SSN | Reliability_Capacity_In_Model_Year | System RA | Northern_California_Li_Battery_4hr_158 | 0.5 | 0.5 | 0.5 | 0.5 | 0.5 | 0.5 | 0.5 | 0.5 | 0.5 | 0.5 | 0.5 | 0.5 | 0.5 | 0.5 | 0.5 | 0.5 | 0.5 | 0.5 | 0.5 | 0.5 | 0.5 | 0.5 | 0.5 | 0.5 | 0.5 | 0.5 | 0.5 | 0.5 | 0.5 | 0.5 | 0.5
Northern_California_Li_Battery_8hr_70 | caiso-deliverability | Cortina_Eagle_Rock_SSN | Reliability_Capacity_In_Model_Year | System RA | Northern_California_Li_Battery_8hr_70 | 0.5 | 0.5 | 0.5 | 0.5 | 0.5 | 0.5 | 0.5 | 0.5 | 0.5 | 0.5 | 0.5 | 0.5 | 0.5 | 0.5 | 0.5 | 0.5 | 0.5 | 0.5 | 0.5 | 0.5 | 0.5 | 0.5 | 0.5 | 0.5 | 0.5 | 0.5 | 0.5 | 0.5 | 0.5 | 0.5 | 0.5
Northern_California_Li_Battery_8hr_127 | caiso-deliverability | Cortina_Eagle_Rock_SSN | Reliability_Capacity_In_Model_Year | System RA | Northern_California_Li_Battery_8hr_127 | 0.5 | 0.5 | 0.5 | 0.5 | 0.5 | 0.5 | 0.5 | 0.5 | 0.5 | 0.5 | 0.5 | 0.5 | 0.5 | 0.5 | 0.5 | 0.5 | 0.5 | 0.5 | 0.5 | 0.5 | 0.5 | 0.5 | 0.5 | 0.5 | 0.5 | 0.5 | 0.5 | 0.5 | 0.5 | 0.5 | 0.5
Northern_California_Li_Battery_8hr_132 | caiso-deliverability | Cortina_Eagle_Rock_SSN | Reliability_Capacity_In_Model_Year | System RA | Northern_California_Li_Battery_8hr_132 | 0.5 | 0.5 | 0.5 | 0.5 | 0.5 | 0.5 | 0.5 | 0.5 | 0.5 | 0.5 | 0.5 | 0.5 | 0.5 | 0.5 | 0.5 | 0.5 | 0.5 | 0.5 | 0.5 | 0.5 | 0.5 | 0.5 | 0.5 | 0.5 | 0.5 | 0.5 | 0.5 | 0.5 | 0.5 | 0.5 | 0.5
Northern_California_Li_Battery_8hr_155 | caiso-deliverability | Cortina_Eagle_Rock_SSN | Reliability_Capacity_In_Model_Year | System RA | Northern_California_Li_Battery_8hr_155 | 0.5 | 0.5 | 0.5 | 0.5 | 0.5 | 0.5 | 0.5 | 0.5 | 0.5 | 0.5 | 0.5 | 0.5 | 0.5 | 0.5 | 0.5 | 0.5 | 0.5 | 0.5 | 0.5 | 0.5 | 0.5 | 0.5 | 0.5 | 0.5 | 0.5 | 0.5 | 0.5 | 0.5 | 0.5 | 0.5 | 0.5
Northern_California_Li_Battery_8hr_158 | caiso-deliverability | Cortina_Eagle_Rock_SSN | Reliability_Capacity_In_Model_Year | System RA | Northern_California_Li_Battery_8hr_158 | 0.5 | 0.5 | 0.5 | 0.5 | 0.5 | 0.5 | 0.5 | 0.5 | 0.5 | 0.5 | 0.5 | 0.5 | 0.5 | 0.5 | 0.5 | 0.5 | 0.5 | 0.5 | 0.5 | 0.5 | 0.5 | 0.5 | 0.5 | 0.5 | 0.5 | 0.5 | 0.5 | 0.5 | 0.5 | 0.5 | 0.5
Northern_California_Geothermal_70 | caiso-deliverability | Cortina_Eagle_Rock_SSN | Reliability_Capacity_In_Model_Year | System RA | Northern_California_Geothermal_70 | 1 | 1 | 1 | 1 | 1 | 1 | 1 | 1 | 1 | 1 | 1 | 1 | 1 | 1 | 1 | 1 | 1 | 1 | 1 | 1 | 1 | 1 | 1 | 1 | 1 | 1 | 1 | 1 | 1 | 1 | 1
Northern_California_Solar_70 | caiso-deliverability | Cortina_Eagle_Rock_SSN | Reliability_Capacity_In_Model_Year | System RA | Northern_California_Solar_70 | 0.556 | 0.556 | 0.556 | 0.556 | 0.556 | 0.556 | 0.556 | 0.556 | 0.556 | 0.556 | 0.556 | 0.556 | 0.556 | 0.556 | 0.556 | 0.556 | 0.556 | 0.556 | 0.556 | 0.556 | 0.556 | 0.556 | 0.556 | 0.556 | 0.556 | 0.556 | 0.556 | 0.556 | 0.556 | 0.556 | 0.556
Northern_California_Solar_127 | caiso-deliverability | Cortina_Eagle_Rock_SSN | Reliability_Capacity_In_Model_Year | System RA | Northern_California_Solar_127 | 0.556 | 0.556 | 0.556 | 0.556 | 0.556 | 0.556 | 0.556 | 0.556 | 0.556 | 0.556 | 0.556 | 0.556 | 0.556 | 0.556 | 0.556 | 0.556 | 0.556 | 0.556 | 0.556 | 0.556 | 0.556 | 0.556 | 0.556 | 0.556 | 0.556 | 0.556 | 0.556 | 0.556 | 0.556 | 0.556 | 0.556
Northern_California_Solar_132 | caiso-deliverability | Cortina_Eagle_Rock_SSN | Reliability_Capacity_In_Model_Year | System RA | Northern_California_Solar_132 | 0.556 | 0.556 | 0.556 | 0.556 | 0.556 | 0.556 | 0.556 | 0.556 | 0.556 | 0.556 | 0.556 | 0.556 | 0.556 | 0.556 | 0.556 | 0.556 | 0.556 | 0.556 | 0.556 | 0.556 | 0.556 | 0.556 | 0.556 | 0.556 | 0.556 | 0.556 | 0.556 | 0.556 | 0.556 | 0.556 | 0.556
Northern_California_Solar_155 | caiso-deliverability | Cortina_Eagle_Rock_SSN | Reliability_Capacity_In_Model_Year | System RA | Northern_California_Solar_155 | 0.556 | 0.556 | 0.556 | 0.556 | 0.556 | 0.556 | 0.556 | 0.556 | 0.556 | 0.556 | 0.556 | 0.556 | 0.556 | 0.556 | 0.556 | 0.556 | 0.556 | 0.556 | 0.556 | 0.556 | 0.556 | 0.556 | 0.556 | 0.556 | 0.556 | 0.556 | 0.556 | 0.556 | 0.556 | 0.556 | 0.556
Northern_California_Solar_158 | caiso-deliverability | Cortina_Eagle_Rock_SSN | Reliability_Capacity_In_Model_Year | System RA | Northern_California_Solar_158 | 0.556 | 0.556 | 0.556 | 0.556 | 0.556 | 0.556 | 0.556 | 0.556 | 0.556 | 0.556 | 0.556 | 0.556 | 0.556 | 0.556 | 0.556 | 0.556 | 0.556 | 0.556 | 0.556 | 0.556 | 0.556 | 0.556 | 0.556 | 0.556 | 0.556 | 0.556 | 0.556 | 0.556 | 0.556 | 0.556 | 0.556
Cortina_Eagle_Rock_group | caiso-deliverability | Cortina_Eagle_Rock_SSN | Operational_New_Capacity_MW | Cortina_Eagle_Rock_group |  | -1 | -1 | -1 | -1 | -1 | -1 | -1 | -1 | -1 | -1 | -1 | -1 | -1 | -1 | -1 | -1 | -1 | -1 | -1 | -1 | -1 | -1 | -1 | -1 | -1 | -1 | -1 | -1 | -1 | -1 | -1
Southern_PGAE_Flow_Battery_140 | caiso-deliverability | Dairyland_Chowchilla_HSN | Reliability_Capacity_In_Model_Year | System RA | Southern_PGAE_Flow_Battery_140 | 1 | 1 | 1 | 1 | 1 | 1 | 1 | 1 | 1 | 1 | 1 | 1 | 1 | 1 | 1 | 1 | 1 | 1 | 1 | 1 | 1 | 1 | 1 | 1 | 1 | 1 | 1 | 1 | 1 | 1 | 1
Southern_PGAE_Flow_Battery_151 | caiso-deliverability | Dairyland_Chowchilla_HSN | Reliability_Capacity_In_Model_Year | System RA | Southern_PGAE_Flow_Battery_151 | 1 | 1 | 1 | 1 | 1 | 1 | 1 | 1 | 1 | 1 | 1 | 1 | 1 | 1 | 1 | 1 | 1 | 1 | 1 | 1 | 1 | 1 | 1 | 1 | 1 | 1 | 1 | 1 | 1 | 1 | 1
Southern_PGAE_Flow_Battery_154 | caiso-deliverability | Dairyland_Chowchilla_HSN | Reliability_Capacity_In_Model_Year | System RA | Southern_PGAE_Flow_Battery_154 | 1 | 1 | 1 | 1 | 1 | 1 | 1 | 1 | 1 | 1 | 1 | 1 | 1 | 1 | 1 | 1 | 1 | 1 | 1 | 1 | 1 | 1 | 1 | 1 | 1 | 1 | 1 | 1 | 1 | 1 | 1
Southern_PGAE_Flow_Battery_161 | caiso-deliverability | Dairyland_Chowchilla_HSN | Reliability_Capacity_In_Model_Year | System RA | Southern_PGAE_Flow_Battery_161 | 1 | 1 | 1 | 1 | 1 | 1 | 1 | 1 | 1 | 1 | 1 | 1 | 1 | 1 | 1 | 1 | 1 | 1 | 1 | 1 | 1 | 1 | 1 | 1 | 1 | 1 | 1 | 1 | 1 | 1 | 1
Southern_PGAE_Flow_Battery_162 | caiso-deliverability | Dairyland_Chowchilla_HSN | Reliability_Capacity_In_Model_Year | System RA | Southern_PGAE_Flow_Battery_162 | 1 | 1 | 1 | 1 | 1 | 1 | 1 | 1 | 1 | 1 | 1 | 1 | 1 | 1 | 1 | 1 | 1 | 1 | 1 | 1 | 1 | 1 | 1 | 1 | 1 | 1 | 1 | 1 | 1 | 1 | 1
Southern_PGAE_Flow_Battery_163 | caiso-deliverability | Dairyland_Chowchilla_HSN | Reliability_Capacity_In_Model_Year | System RA | Southern_PGAE_Flow_Battery_163 | 1 | 1 | 1 | 1 | 1 | 1 | 1 | 1 | 1 | 1 | 1 | 1 | 1 | 1 | 1 | 1 | 1 | 1 | 1 | 1 | 1 | 1 | 1 | 1 | 1 | 1 | 1 | 1 | 1 | 1 | 1
Southern_PGAE_Flow_Battery_164 | caiso-deliverability | Dairyland_Chowchilla_HSN | Reliability_Capacity_In_Model_Year | System RA | Southern_PGAE_Flow_Battery_164 | 1 | 1 | 1 | 1 | 1 | 1 | 1 | 1 | 1 | 1 | 1 | 1 | 1 | 1 | 1 | 1 | 1 | 1 | 1 | 1 | 1 | 1 | 1 | 1 | 1 | 1 | 1 | 1 | 1 | 1 | 1
Southern_PGAE_Flow_Battery_165 | caiso-deliverability | Dairyland_Chowchilla_HSN | Reliability_Capacity_In_Model_Year | System RA | Southern_PGAE_Flow_Battery_165 | 1 | 1 | 1 | 1 | 1 | 1 | 1 | 1 | 1 | 1 | 1 | 1 | 1 | 1 | 1 | 1 | 1 | 1 | 1 | 1 | 1 | 1 | 1 | 1 | 1 | 1 | 1 | 1 | 1 | 1 | 1
Northern_California_Flow_Battery_166 | caiso-deliverability | Dairyland_Chowchilla_HSN | Reliability_Capacity_In_Model_Year | System RA | Northern_California_Flow_Battery_166 | 1 | 1 | 1 | 1 | 1 | 1 | 1 | 1 | 1 | 1 | 1 | 1 | 1 | 1 | 1 | 1 | 1 | 1 | 1 | 1 | 1 | 1 | 1 | 1 | 1 | 1 | 1 | 1 | 1 | 1 | 1
Southern_PGAE_Flow_Battery_168 | caiso-deliverability | Dairyland_Chowchilla_HSN | Reliability_Capacity_In_Model_Year | System RA | Southern_PGAE_Flow_Battery_168 | 1 | 1 | 1 | 1 | 1 | 1 | 1 | 1 | 1 | 1 | 1 | 1 | 1 | 1 | 1 | 1 | 1 | 1 | 1 | 1 | 1 | 1 | 1 | 1 | 1 | 1 | 1 | 1 | 1 | 1 | 1
Southern_PGAE_Flow_Battery_169 | caiso-deliverability | Dairyland_Chowchilla_HSN | Reliability_Capacity_In_Model_Year | System RA | Southern_PGAE_Flow_Battery_169 | 1 | 1 | 1 | 1 | 1 | 1 | 1 | 1 | 1 | 1 | 1 | 1 | 1 | 1 | 1 | 1 | 1 | 1 | 1 | 1 | 1 | 1 | 1 | 1 | 1 | 1 | 1 | 1 | 1 | 1 | 1
Southern_PGAE_Flow_Battery_170 | caiso-deliverability | Dairyland_Chowchilla_HSN | Reliability_Capacity_In_Model_Year | System RA | Southern_PGAE_Flow_Battery_170 | 1 | 1 | 1 | 1 | 1 | 1 | 1 | 1 | 1 | 1 | 1 | 1 | 1 | 1 | 1 | 1 | 1 | 1 | 1 | 1 | 1 | 1 | 1 | 1 | 1 | 1 | 1 | 1 | 1 | 1 | 1
Southern_PGAE_Flow_Battery_174 | caiso-deliverability | Dairyland_Chowchilla_HSN | Reliability_Capacity_In_Model_Year | System RA | Southern_PGAE_Flow_Battery_174 | 1 | 1 | 1 | 1 | 1 | 1 | 1 | 1 | 1 | 1 | 1 | 1 | 1 | 1 | 1 | 1 | 1 | 1 | 1 | 1 | 1 | 1 | 1 | 1 | 1 | 1 | 1 | 1 | 1 | 1 | 1
Southern_PGAE_Flow_Battery_176 | caiso-deliverability | Dairyland_Chowchilla_HSN | Reliability_Capacity_In_Model_Year | System RA | Southern_PGAE_Flow_Battery_176 | 1 | 1 | 1 | 1 | 1 | 1 | 1 | 1 | 1 | 1 | 1 | 1 | 1 | 1 | 1 | 1 | 1 | 1 | 1 | 1 | 1 | 1 | 1 | 1 | 1 | 1 | 1 | 1 | 1 | 1 | 1
Southern_PGAE_Li_Battery_4hr_140 | caiso-deliverability | Dairyland_Chowchilla_HSN | Reliability_Capacity_In_Model_Year | System RA | Southern_PGAE_Li_Battery_4hr_140 | 1 | 1 | 1 | 1 | 1 | 1 | 1 | 1 | 1 | 1 | 1 | 1 | 1 | 1 | 1 | 1 | 1 | 1 | 1 | 1 | 1 | 1 | 1 | 1 | 1 | 1 | 1 | 1 | 1 | 1 | 1
Southern_PGAE_Li_Battery_4hr_151 | caiso-deliverability | Dairyland_Chowchilla_HSN | Reliability_Capacity_In_Model_Year | System RA | Southern_PGAE_Li_Battery_4hr_151 | 1 | 1 | 1 | 1 | 1 | 1 | 1 | 1 | 1 | 1 | 1 | 1 | 1 | 1 | 1 | 1 | 1 | 1 | 1 | 1 | 1 | 1 | 1 | 1 | 1 | 1 | 1 | 1 | 1 | 1 | 1
Southern_PGAE_Li_Battery_4hr_154 | caiso-deliverability | Dairyland_Chowchilla_HSN | Reliability_Capacity_In_Model_Year | System RA | Southern_PGAE_Li_Battery_4hr_154 | 1 | 1 | 1 | 1 | 1 | 1 | 1 | 1 | 1 | 1 | 1 | 1 | 1 | 1 | 1 | 1 | 1 | 1 | 1 | 1 | 1 | 1 | 1 | 1 | 1 | 1 | 1 | 1 | 1 | 1 | 1
Southern_PGAE_Li_Battery_4hr_161 | caiso-deliverability | Dairyland_Chowchilla_HSN | Reliability_Capacity_In_Model_Year | System RA | Southern_PGAE_Li_Battery_4hr_161 | 1 | 1 | 1 | 1 | 1 | 1 | 1 | 1 | 1 | 1 | 1 | 1 | 1 | 1 | 1 | 1 | 1 | 1 | 1 | 1 | 1 | 1 | 1 | 1 | 1 | 1 | 1 | 1 | 1 | 1 | 1
Southern_PGAE_Li_Battery_4hr_162 | caiso-deliverability | Dairyland_Chowchilla_HSN | Reliability_Capacity_In_Model_Year | System RA | Southern_PGAE_Li_Battery_4hr_162 | 1 | 1 | 1 | 1 | 1 | 1 | 1 | 1 | 1 | 1 | 1 | 1 | 1 | 1 | 1 | 1 | 1 | 1 | 1 | 1 | 1 | 1 | 1 | 1 | 1 | 1 | 1 | 1 | 1 | 1 | 1
Southern_PGAE_Li_Battery_4hr_163 | caiso-deliverability | Dairyland_Chowchilla_HSN | Reliability_Capacity_In_Model_Year | System RA | Southern_PGAE_Li_Battery_4hr_163 | 1 | 1 | 1 | 1 | 1 | 1 | 1 | 1 | 1 | 1 | 1 | 1 | 1 | 1 | 1 | 1 | 1 | 1 | 1 | 1 | 1 | 1 | 1 | 1 | 1 | 1 | 1 | 1 | 1 | 1 | 1
Southern_PGAE_Li_Battery_4hr_164 | caiso-deliverability | Dairyland_Chowchilla_HSN | Reliability_Capacity_In_Model_Year | System RA | Southern_PGAE_Li_Battery_4hr_164 | 1 | 1 | 1 | 1 | 1 | 1 | 1 | 1 | 1 | 1 | 1 | 1 | 1 | 1 | 1 | 1 | 1 | 1 | 1 | 1 | 1 | 1 | 1 | 1 | 1 | 1 | 1 | 1 | 1 | 1 | 1
Southern_PGAE_Li_Battery_4hr_165 | caiso-deliverability | Dairyland_Chowchilla_HSN | Reliability_Capacity_In_Model_Year | System RA | Southern_PGAE_Li_Battery_4hr_165 | 1 | 1 | 1 | 1 | 1 | 1 | 1 | 1 | 1 | 1 | 1 | 1 | 1 | 1 | 1 | 1 | 1 | 1 | 1 | 1 | 1 | 1 | 1 | 1 | 1 | 1 | 1 | 1 | 1 | 1 | 1
Northern_California_Li_Battery_4hr_166 | caiso-deliverability | Dairyland_Chowchilla_HSN | Reliability_Capacity_In_Model_Year | System RA | Northern_California_Li_Battery_4hr_166 | 1 | 1 | 1 | 1 | 1 | 1 | 1 | 1 | 1 | 1 | 1 | 1 | 1 | 1 | 1 | 1 | 1 | 1 | 1 | 1 | 1 | 1 | 1 | 1 | 1 | 1 | 1 | 1 | 1 | 1 | 1
Southern_PGAE_Li_Battery_4hr_168 | caiso-deliverability | Dairyland_Chowchilla_HSN | Reliability_Capacity_In_Model_Year | System RA | Southern_PGAE_Li_Battery_4hr_168 | 1 | 1 | 1 | 1 | 1 | 1 | 1 | 1 | 1 | 1 | 1 | 1 | 1 | 1 | 1 | 1 | 1 | 1 | 1 | 1 | 1 | 1 | 1 | 1 | 1 | 1 | 1 | 1 | 1 | 1 | 1
Southern_PGAE_Li_Battery_4hr_169 | caiso-deliverability | Dairyland_Chowchilla_HSN | Reliability_Capacity_In_Model_Year | System RA | Southern_PGAE_Li_Battery_4hr_169 | 1 | 1 | 1 | 1 | 1 | 1 | 1 | 1 | 1 | 1 | 1 | 1 | 1 | 1 | 1 | 1 | 1 | 1 | 1 | 1 | 1 | 1 | 1 | 1 | 1 | 1 | 1 | 1 | 1 | 1 | 1
Southern_PGAE_Li_Battery_4hr_170 | caiso-deliverability | Dairyland_Chowchilla_HSN | Reliability_Capacity_In_Model_Year | System RA | Southern_PGAE_Li_Battery_4hr_170 | 1 | 1 | 1 | 1 | 1 | 1 | 1 | 1 | 1 | 1 | 1 | 1 | 1 | 1 | 1 | 1 | 1 | 1 | 1 | 1 | 1 | 1 | 1 | 1 | 1 | 1 | 1 | 1 | 1 | 1 | 1
Southern_PGAE_Li_Battery_4hr_174 | caiso-deliverability | Dairyland_Chowchilla_HSN | Reliability_Capacity_In_Model_Year | System RA | Southern_PGAE_Li_Battery_4hr_174 | 1 | 1 | 1 | 1 | 1 | 1 | 1 | 1 | 1 | 1 | 1 | 1 | 1 | 1 | 1 | 1 | 1 | 1 | 1 | 1 | 1 | 1 | 1 | 1 | 1 | 1 | 1 | 1 | 1 | 1 | 1
Southern_PGAE_Li_Battery_4hr_176 | caiso-deliverability | Dairyland_Chowchilla_HSN | Reliability_Capacity_In_Model_Year | System RA | Southern_PGAE_Li_Battery_4hr_176 | 1 | 1 | 1 | 1 | 1 | 1 | 1 | 1 | 1 | 1 | 1 | 1 | 1 | 1 | 1 | 1 | 1 | 1 | 1 | 1 | 1 | 1 | 1 | 1 | 1 | 1 | 1 | 1 | 1 | 1 | 1
Southern_PGAE_Li_Battery_8hr_140 | caiso-deliverability | Dairyland_Chowchilla_HSN | Reliability_Capacity_In_Model_Year | System RA | Southern_PGAE_Li_Battery_8hr_140 | 1 | 1 | 1 | 1 | 1 | 1 | 1 | 1 | 1 | 1 | 1 | 1 | 1 | 1 | 1 | 1 | 1 | 1 | 1 | 1 | 1 | 1 | 1 | 1 | 1 | 1 | 1 | 1 | 1 | 1 | 1
Southern_PGAE_Li_Battery_8hr_151 | caiso-deliverability | Dairyland_Chowchilla_HSN | Reliability_Capacity_In_Model_Year | System RA | Southern_PGAE_Li_Battery_8hr_151 | 1 | 1 | 1 | 1 | 1 | 1 | 1 | 1 | 1 | 1 | 1 | 1 | 1 | 1 | 1 | 1 | 1 | 1 | 1 | 1 | 1 | 1 | 1 | 1 | 1 | 1 | 1 | 1 | 1 | 1 | 1
Southern_PGAE_Li_Battery_8hr_154 | caiso-deliverability | Dairyland_Chowchilla_HSN | Reliability_Capacity_In_Model_Year | System RA | Southern_PGAE_Li_Battery_8hr_154 | 1 | 1 | 1 | 1 | 1 | 1 | 1 | 1 | 1 | 1 | 1 | 1 | 1 | 1 | 1 | 1 | 1 | 1 | 1 | 1 | 1 | 1 | 1 | 1 | 1 | 1 | 1 | 1 | 1 | 1 | 1
Southern_PGAE_Li_Battery_8hr_161 | caiso-deliverability | Dairyland_Chowchilla_HSN | Reliability_Capacity_In_Model_Year | System RA | Southern_PGAE_Li_Battery_8hr_161 | 1 | 1 | 1 | 1 | 1 | 1 | 1 | 1 | 1 | 1 | 1 | 1 | 1 | 1 | 1 | 1 | 1 | 1 | 1 | 1 | 1 | 1 | 1 | 1 | 1 | 1 | 1 | 1 | 1 | 1 | 1
Southern_PGAE_Li_Battery_8hr_162 | caiso-deliverability | Dairyland_Chowchilla_HSN | Reliability_Capacity_In_Model_Year | System RA | Southern_PGAE_Li_Battery_8hr_162 | 1 | 1 | 1 | 1 | 1 | 1 | 1 | 1 | 1 | 1 | 1 | 1 | 1 | 1 | 1 | 1 | 1 | 1 | 1 | 1 | 1 | 1 | 1 | 1 | 1 | 1 | 1 | 1 | 1 | 1 | 1
Southern_PGAE_Li_Battery_8hr_163 | caiso-deliverability | Dairyland_Chowchilla_HSN | Reliability_Capacity_In_Model_Year | System RA | Southern_PGAE_Li_Battery_8hr_163 | 1 | 1 | 1 | 1 | 1 | 1 | 1 | 1 | 1 | 1 | 1 | 1 | 1 | 1 | 1 | 1 | 1 | 1 | 1 | 1 | 1 | 1 | 1 | 1 | 1 | 1 | 1 | 1 | 1 | 1 | 1
Southern_PGAE_Li_Battery_8hr_164 | caiso-deliverability | Dairyland_Chowchilla_HSN | Reliability_Capacity_In_Model_Year | System RA | Southern_PGAE_Li_Battery_8hr_164 | 1 | 1 | 1 | 1 | 1 | 1 | 1 | 1 | 1 | 1 | 1 | 1 | 1 | 1 | 1 | 1 | 1 | 1 | 1 | 1 | 1 | 1 | 1 | 1 | 1 | 1 | 1 | 1 | 1 | 1 | 1
Southern_PGAE_Li_Battery_8hr_165 | caiso-deliverability | Dairyland_Chowchilla_HSN | Reliability_Capacity_In_Model_Year | System RA | Southern_PGAE_Li_Battery_8hr_165 | 1 | 1 | 1 | 1 | 1 | 1 | 1 | 1 | 1 | 1 | 1 | 1 | 1 | 1 | 1 | 1 | 1 | 1 | 1 | 1 | 1 | 1 | 1 | 1 | 1 | 1 | 1 | 1 | 1 | 1 | 1
Northern_California_Li_Battery_8hr_166 | caiso-deliverability | Dairyland_Chowchilla_HSN | Reliability_Capacity_In_Model_Year | System RA | Northern_California_Li_Battery_8hr_166 | 1 | 1 | 1 | 1 | 1 | 1 | 1 | 1 | 1 | 1 | 1 | 1 | 1 | 1 | 1 | 1 | 1 | 1 | 1 | 1 | 1 | 1 | 1 | 1 | 1 | 1 | 1 | 1 | 1 | 1 | 1
Southern_PGAE_Li_Battery_8hr_168 | caiso-deliverability | Dairyland_Chowchilla_HSN | Reliability_Capacity_In_Model_Year | System RA | Southern_PGAE_Li_Battery_8hr_168 | 1 | 1 | 1 | 1 | 1 | 1 | 1 | 1 | 1 | 1 | 1 | 1 | 1 | 1 | 1 | 1 | 1 | 1 | 1 | 1 | 1 | 1 | 1 | 1 | 1 | 1 | 1 | 1 | 1 | 1 | 1
Southern_PGAE_Li_Battery_8hr_169 | caiso-deliverability | Dairyland_Chowchilla_HSN | Reliability_Capacity_In_Model_Year | System RA | Southern_PGAE_Li_Battery_8hr_169 | 1 | 1 | 1 | 1 | 1 | 1 | 1 | 1 | 1 | 1 | 1 | 1 | 1 | 1 | 1 | 1 | 1 | 1 | 1 | 1 | 1 | 1 | 1 | 1 | 1 | 1 | 1 | 1 | 1 | 1 | 1
Southern_PGAE_Li_Battery_8hr_170 | caiso-deliverability | Dairyland_Chowchilla_HSN | Reliability_Capacity_In_Model_Year | System RA | Southern_PGAE_Li_Battery_8hr_170 | 1 | 1 | 1 | 1 | 1 | 1 | 1 | 1 | 1 | 1 | 1 | 1 | 1 | 1 | 1 | 1 | 1 | 1 | 1 | 1 | 1 | 1 | 1 | 1 | 1 | 1 | 1 | 1 | 1 | 1 | 1
Southern_PGAE_Li_Battery_8hr_174 | caiso-deliverability | Dairyland_Chowchilla_HSN | Reliability_Capacity_In_Model_Year | System RA | Southern_PGAE_Li_Battery_8hr_174 | 1 | 1 | 1 | 1 | 1 | 1 | 1 | 1 | 1 | 1 | 1 | 1 | 1 | 1 | 1 | 1 | 1 | 1 | 1 | 1 | 1 | 1 | 1 | 1 | 1 | 1 | 1 | 1 | 1 | 1 | 1
Southern_PGAE_Li_Battery_8hr_176 | caiso-deliverability | Dairyland_Chowchilla_HSN | Reliability_Capacity_In_Model_Year | System RA | Southern_PGAE_Li_Battery_8hr_176 | 1 | 1 | 1 | 1 | 1 | 1 | 1 | 1 | 1 | 1 | 1 | 1 | 1 | 1 | 1 | 1 | 1 | 1 | 1 | 1 | 1 | 1 | 1 | 1 | 1 | 1 | 1 | 1 | 1 | 1 | 1
Central_Valley_North_Los_Banos_Wind_154 | caiso-deliverability | Dairyland_Chowchilla_HSN | Reliability_Capacity_In_Model_Year | System RA | Central_Valley_North_Los_Banos_Wind_154 | 0.665 | 0.665 | 0.665 | 0.665 | 0.665 | 0.665 | 0.665 | 0.665 | 0.665 | 0.665 | 0.665 | 0.665 | 0.665 | 0.665 | 0.665 | 0.665 | 0.665 | 0.665 | 0.665 | 0.665 | 0.665 | 0.665 | 0.665 | 0.665 | 0.665 | 0.665 | 0.665 | 0.665 | 0.665 | 0.665 | 0.665
Central_Valley_North_Los_Banos_Wind_162 | caiso-deliverability | Dairyland_Chowchilla_HSN | Reliability_Capacity_In_Model_Year | System RA | Central_Valley_North_Los_Banos_Wind_162 | 0.665 | 0.665 | 0.665 | 0.665 | 0.665 | 0.665 | 0.665 | 0.665 | 0.665 | 0.665 | 0.665 | 0.665 | 0.665 | 0.665 | 0.665 | 0.665 | 0.665 | 0.665 | 0.665 | 0.665 | 0.665 | 0.665 | 0.665 | 0.665 | 0.665 | 0.665 | 0.665 | 0.665 | 0.665 | 0.665 | 0.665
Northern_California_Solar_166 | caiso-deliverability | Dairyland_Chowchilla_HSN | Reliability_Capacity_In_Model_Year | System RA | Northern_California_Solar_166 | 0.1 | 0.1 | 0.1 | 0.1 | 0.1 | 0.1 | 0.1 | 0.1 | 0.1 | 0.1 | 0.1 | 0.1 | 0.1 | 0.1 | 0.1 | 0.1 | 0.1 | 0.1 | 0.1 | 0.1 | 0.1 | 0.1 | 0.1 | 0.1 | 0.1 | 0.1 | 0.1 | 0.1 | 0.1 | 0.1 | 0.1
Southern_PGAE_Solar_140 | caiso-deliverability | Dairyland_Chowchilla_HSN | Reliability_Capacity_In_Model_Year | System RA | Southern_PGAE_Solar_140 | 0.1 | 0.1 | 0.1 | 0.1 | 0.1 | 0.1 | 0.1 | 0.1 | 0.1 | 0.1 | 0.1 | 0.1 | 0.1 | 0.1 | 0.1 | 0.1 | 0.1 | 0.1 | 0.1 | 0.1 | 0.1 | 0.1 | 0.1 | 0.1 | 0.1 | 0.1 | 0.1 | 0.1 | 0.1 | 0.1 | 0.1
Southern_PGAE_Solar_151 | caiso-deliverability | Dairyland_Chowchilla_HSN | Reliability_Capacity_In_Model_Year | System RA | Southern_PGAE_Solar_151 | 0.1 | 0.1 | 0.1 | 0.1 | 0.1 | 0.1 | 0.1 | 0.1 | 0.1 | 0.1 | 0.1 | 0.1 | 0.1 | 0.1 | 0.1 | 0.1 | 0.1 | 0.1 | 0.1 | 0.1 | 0.1 | 0.1 | 0.1 | 0.1 | 0.1 | 0.1 | 0.1 | 0.1 | 0.1 | 0.1 | 0.1
Southern_PGAE_Solar_154 | caiso-deliverability | Dairyland_Chowchilla_HSN | Reliability_Capacity_In_Model_Year | System RA | Southern_PGAE_Solar_154 | 0.1 | 0.1 | 0.1 | 0.1 | 0.1 | 0.1 | 0.1 | 0.1 | 0.1 | 0.1 | 0.1 | 0.1 | 0.1 | 0.1 | 0.1 | 0.1 | 0.1 | 0.1 | 0.1 | 0.1 | 0.1 | 0.1 | 0.1 | 0.1 | 0.1 | 0.1 | 0.1 | 0.1 | 0.1 | 0.1 | 0.1
Southern_PGAE_Solar_161 | caiso-deliverability | Dairyland_Chowchilla_HSN | Reliability_Capacity_In_Model_Year | System RA | Southern_PGAE_Solar_161 | 0.1 | 0.1 | 0.1 | 0.1 | 0.1 | 0.1 | 0.1 | 0.1 | 0.1 | 0.1 | 0.1 | 0.1 | 0.1 | 0.1 | 0.1 | 0.1 | 0.1 | 0.1 | 0.1 | 0.1 | 0.1 | 0.1 | 0.1 | 0.1 | 0.1 | 0.1 | 0.1 | 0.1 | 0.1 | 0.1 | 0.1
Southern_PGAE_Solar_162 | caiso-deliverability | Dairyland_Chowchilla_HSN | Reliability_Capacity_In_Model_Year | System RA | Southern_PGAE_Solar_162 | 0.1 | 0.1 | 0.1 | 0.1 | 0.1 | 0.1 | 0.1 | 0.1 | 0.1 | 0.1 | 0.1 | 0.1 | 0.1 | 0.1 | 0.1 | 0.1 | 0.1 | 0.1 | 0.1 | 0.1 | 0.1 | 0.1 | 0.1 | 0.1 | 0.1 | 0.1 | 0.1 | 0.1 | 0.1 | 0.1 | 0.1
Southern_PGAE_Solar_163 | caiso-deliverability | Dairyland_Chowchilla_HSN | Reliability_Capacity_In_Model_Year | System RA | Southern_PGAE_Solar_163 | 0.1 | 0.1 | 0.1 | 0.1 | 0.1 | 0.1 | 0.1 | 0.1 | 0.1 | 0.1 | 0.1 | 0.1 | 0.1 | 0.1 | 0.1 | 0.1 | 0.1 | 0.1 | 0.1 | 0.1 | 0.1 | 0.1 | 0.1 | 0.1 | 0.1 | 0.1 | 0.1 | 0.1 | 0.1 | 0.1 | 0.1
Southern_PGAE_Solar_164 | caiso-deliverability | Dairyland_Chowchilla_HSN | Reliability_Capacity_In_Model_Year | System RA | Southern_PGAE_Solar_164 | 0.1 | 0.1 | 0.1 | 0.1 | 0.1 | 0.1 | 0.1 | 0.1 | 0.1 | 0.1 | 0.1 | 0.1 | 0.1 | 0.1 | 0.1 | 0.1 | 0.1 | 0.1 | 0.1 | 0.1 | 0.1 | 0.1 | 0.1 | 0.1 | 0.1 | 0.1 | 0.1 | 0.1 | 0.1 | 0.1 | 0.1
Southern_PGAE_Solar_165 | caiso-deliverability | Dairyland_Chowchilla_HSN | Reliability_Capacity_In_Model_Year | System RA | Southern_PGAE_Solar_165 | 0.1 | 0.1 | 0.1 | 0.1 | 0.1 | 0.1 | 0.1 | 0.1 | 0.1 | 0.1 | 0.1 | 0.1 | 0.1 | 0.1 | 0.1 | 0.1 | 0.1 | 0.1 | 0.1 | 0.1 | 0.1 | 0.1 | 0.1 | 0.1 | 0.1 | 0.1 | 0.1 | 0.1 | 0.1 | 0.1 | 0.1
Southern_PGAE_Solar_168 | caiso-deliverability | Dairyland_Chowchilla_HSN | Reliability_Capacity_In_Model_Year | System RA | Southern_PGAE_Solar_168 | 0.1 | 0.1 | 0.1 | 0.1 | 0.1 | 0.1 | 0.1 | 0.1 | 0.1 | 0.1 | 0.1 | 0.1 | 0.1 | 0.1 | 0.1 | 0.1 | 0.1 | 0.1 | 0.1 | 0.1 | 0.1 | 0.1 | 0.1 | 0.1 | 0.1 | 0.1 | 0.1 | 0.1 | 0.1 | 0.1 | 0.1
Southern_PGAE_Solar_169 | caiso-deliverability | Dairyland_Chowchilla_HSN | Reliability_Capacity_In_Model_Year | System RA | Southern_PGAE_Solar_169 | 0.1 | 0.1 | 0.1 | 0.1 | 0.1 | 0.1 | 0.1 | 0.1 | 0.1 | 0.1 | 0.1 | 0.1 | 0.1 | 0.1 | 0.1 | 0.1 | 0.1 | 0.1 | 0.1 | 0.1 | 0.1 | 0.1 | 0.1 | 0.1 | 0.1 | 0.1 | 0.1 | 0.1 | 0.1 | 0.1 | 0.1
Southern_PGAE_Solar_170 | caiso-deliverability | Dairyland_Chowchilla_HSN | Reliability_Capacity_In_Model_Year | System RA | Southern_PGAE_Solar_170 | 0.1 | 0.1 | 0.1 | 0.1 | 0.1 | 0.1 | 0.1 | 0.1 | 0.1 | 0.1 | 0.1 | 0.1 | 0.1 | 0.1 | 0.1 | 0.1 | 0.1 | 0.1 | 0.1 | 0.1 | 0.1 | 0.1 | 0.1 | 0.1 | 0.1 | 0.1 | 0.1 | 0.1 | 0.1 | 0.1 | 0.1
Southern_PGAE_Solar_174 | caiso-deliverability | Dairyland_Chowchilla_HSN | Reliability_Capacity_In_Model_Year | System RA | Southern_PGAE_Solar_174 | 0.1 | 0.1 | 0.1 | 0.1 | 0.1 | 0.1 | 0.1 | 0.1 | 0.1 | 0.1 | 0.1 | 0.1 | 0.1 | 0.1 | 0.1 | 0.1 | 0.1 | 0.1 | 0.1 | 0.1 | 0.1 | 0.1 | 0.1 | 0.1 | 0.1 | 0.1 | 0.1 | 0.1 | 0.1 | 0.1 | 0.1
Southern_PGAE_Solar_176 | caiso-deliverability | Dairyland_Chowchilla_HSN | Reliability_Capacity_In_Model_Year | System RA | Southern_PGAE_Solar_176 | 0.1 | 0.1 | 0.1 | 0.1 | 0.1 | 0.1 | 0.1 | 0.1 | 0.1 | 0.1 | 0.1 | 0.1 | 0.1 | 0.1 | 0.1 | 0.1 | 0.1 | 0.1 | 0.1 | 0.1 | 0.1 | 0.1 | 0.1 | 0.1 | 0.1 | 0.1 | 0.1 | 0.1 | 0.1 | 0.1 | 0.1
Dairyland_Chowchilla_group | caiso-deliverability | Dairyland_Chowchilla_HSN | Operational_New_Capacity_MW | Dairyland_Chowchilla_group |  | -1 | -1 | -1 | -1 | -1 | -1 | -1 | -1 | -1 | -1 | -1 | -1 | -1 | -1 | -1 | -1 | -1 | -1 | -1 | -1 | -1 | -1 | -1 | -1 | -1 | -1 | -1 | -1 | -1 | -1 | -1
Southern_PGAE_Flow_Battery_140 | caiso-deliverability | Dairyland_Chowchilla_offpeak | Operational_New_Capacity_MW | Southern_PGAE_Flow_Battery_140 |  | -1 | -1 | -1 | -1 | -1 | -1 | -1 | -1 | -1 | -1 | -1 | -1 | -1 | -1 | -1 | -1 | -1 | -1 | -1 | -1 | -1 | -1 | -1 | -1 | -1 | -1 | -1 | -1 | -1 | -1 | -1
Southern_PGAE_Flow_Battery_151 | caiso-deliverability | Dairyland_Chowchilla_offpeak | Operational_New_Capacity_MW | Southern_PGAE_Flow_Battery_151 |  | -1 | -1 | -1 | -1 | -1 | -1 | -1 | -1 | -1 | -1 | -1 | -1 | -1 | -1 | -1 | -1 | -1 | -1 | -1 | -1 | -1 | -1 | -1 | -1 | -1 | -1 | -1 | -1 | -1 | -1 | -1
Southern_PGAE_Flow_Battery_154 | caiso-deliverability | Dairyland_Chowchilla_offpeak | Operational_New_Capacity_MW | Southern_PGAE_Flow_Battery_154 |  | -1 | -1 | -1 | -1 | -1 | -1 | -1 | -1 | -1 | -1 | -1 | -1 | -1 | -1 | -1 | -1 | -1 | -1 | -1 | -1 | -1 | -1 | -1 | -1 | -1 | -1 | -1 | -1 | -1 | -1 | -1
Southern_PGAE_Flow_Battery_161 | caiso-deliverability | Dairyland_Chowchilla_offpeak | Operational_New_Capacity_MW | Southern_PGAE_Flow_Battery_161 |  | -1 | -1 | -1 | -1 | -1 | -1 | -1 | -1 | -1 | -1 | -1 | -1 | -1 | -1 | -1 | -1 | -1 | -1 | -1 | -1 | -1 | -1 | -1 | -1 | -1 | -1 | -1 | -1 | -1 | -1 | -1
Southern_PGAE_Flow_Battery_162 | caiso-deliverability | Dairyland_Chowchilla_offpeak | Operational_New_Capacity_MW | Southern_PGAE_Flow_Battery_162 |  | -1 | -1 | -1 | -1 | -1 | -1 | -1 | -1 | -1 | -1 | -1 | -1 | -1 | -1 | -1 | -1 | -1 | -1 | -1 | -1 | -1 | -1 | -1 | -1 | -1 | -1 | -1 | -1 | -1 | -1 | -1
Southern_PGAE_Flow_Battery_163 | caiso-deliverability | Dairyland_Chowchilla_offpeak | Operational_New_Capacity_MW | Southern_PGAE_Flow_Battery_163 |  | -1 | -1 | -1 | -1 | -1 | -1 | -1 | -1 | -1 | -1 | -1 | -1 | -1 | -1 | -1 | -1 | -1 | -1 | -1 | -1 | -1 | -1 | -1 | -1 | -1 | -1 | -1 | -1 | -1 | -1 | -1
Southern_PGAE_Flow_Battery_164 | caiso-deliverability | Dairyland_Chowchilla_offpeak | Operational_New_Capacity_MW | Southern_PGAE_Flow_Battery_164 |  | -1 | -1 | -1 | -1 | -1 | -1 | -1 | -1 | -1 | -1 | -1 | -1 | -1 | -1 | -1 | -1 | -1 | -1 | -1 | -1 | -1 | -1 | -1 | -1 | -1 | -1 | -1 | -1 | -1 | -1 | -1
Southern_PGAE_Flow_Battery_165 | caiso-deliverability | Dairyland_Chowchilla_offpeak | Operational_New_Capacity_MW | Southern_PGAE_Flow_Battery_165 |  | -1 | -1 | -1 | -1 | -1 | -1 | -1 | -1 | -1 | -1 | -1 | -1 | -1 | -1 | -1 | -1 | -1 | -1 | -1 | -1 | -1 | -1 | -1 | -1 | -1 | -1 | -1 | -1 | -1 | -1 | -1
Northern_California_Flow_Battery_166 | caiso-deliverability | Dairyland_Chowchilla_offpeak | Operational_New_Capacity_MW | Northern_California_Flow_Battery_166 |  | -1 | -1 | -1 | -1 | -1 | -1 | -1 | -1 | -1 | -1 | -1 | -1 | -1 | -1 | -1 | -1 | -1 | -1 | -1 | -1 | -1 | -1 | -1 | -1 | -1 | -1 | -1 | -1 | -1 | -1 | -1
Southern_PGAE_Flow_Battery_168 | caiso-deliverability | Dairyland_Chowchilla_offpeak | Operational_New_Capacity_MW | Southern_PGAE_Flow_Battery_168 |  | -1 | -1 | -1 | -1 | -1 | -1 | -1 | -1 | -1 | -1 | -1 | -1 | -1 | -1 | -1 | -1 | -1 | -1 | -1 | -1 | -1 | -1 | -1 | -1 | -1 | -1 | -1 | -1 | -1 | -1 | -1
Southern_PGAE_Flow_Battery_169 | caiso-deliverability | Dairyland_Chowchilla_offpeak | Operational_New_Capacity_MW | Southern_PGAE_Flow_Battery_169 |  | -1 | -1 | -1 | -1 | -1 | -1 | -1 | -1 | -1 | -1 | -1 | -1 | -1 | -1 | -1 | -1 | -1 | -1 | -1 | -1 | -1 | -1 | -1 | -1 | -1 | -1 | -1 | -1 | -1 | -1 | -1
Southern_PGAE_Flow_Battery_170 | caiso-deliverability | Dairyland_Chowchilla_offpeak | Operational_New_Capacity_MW | Southern_PGAE_Flow_Battery_170 |  | -1 | -1 | -1 | -1 | -1 | -1 | -1 | -1 | -1 | -1 | -1 | -1 | -1 | -1 | -1 | -1 | -1 | -1 | -1 | -1 | -1 | -1 | -1 | -1 | -1 | -1 | -1 | -1 | -1 | -1 | -1
Southern_PGAE_Flow_Battery_174 | caiso-deliverability | Dairyland_Chowchilla_offpeak | Operational_New_Capacity_MW | Southern_PGAE_Flow_Battery_174 |  | -1 | -1 | -1 | -1 | -1 | -1 | -1 | -1 | -1 | -1 | -1 | -1 | -1 | -1 | -1 | -1 | -1 | -1 | -1 | -1 | -1 | -1 | -1 | -1 | -1 | -1 | -1 | -1 | -1 | -1 | -1
Southern_PGAE_Flow_Battery_176 | caiso-deliverability | Dairyland_Chowchilla_offpeak | Operational_New_Capacity_MW | Southern_PGAE_Flow_Battery_176 |  | -1 | -1 | -1 | -1 | -1 | -1 | -1 | -1 | -1 | -1 | -1 | -1 | -1 | -1 | -1 | -1 | -1 | -1 | -1 | -1 | -1 | -1 | -1 | -1 | -1 | -1 | -1 | -1 | -1 | -1 | -1
Southern_PGAE_Li_Battery_4hr_140 | caiso-deliverability | Dairyland_Chowchilla_offpeak | Operational_New_Capacity_MW | Southern_PGAE_Li_Battery_4hr_140 |  | -1 | -1 | -1 | -1 | -1 | -1 | -1 | -1 | -1 | -1 | -1 | -1 | -1 | -1 | -1 | -1 | -1 | -1 | -1 | -1 | -1 | -1 | -1 | -1 | -1 | -1 | -1 | -1 | -1 | -1 | -1
Southern_PGAE_Li_Battery_4hr_151 | caiso-deliverability | Dairyland_Chowchilla_offpeak | Operational_New_Capacity_MW | Southern_PGAE_Li_Battery_4hr_151 |  | -1 | -1 | -1 | -1 | -1 | -1 | -1 | -1 | -1 | -1 | -1 | -1 | -1 | -1 | -1 | -1 | -1 | -1 | -1 | -1 | -1 | -1 | -1 | -1 | -1 | -1 | -1 | -1 | -1 | -1 | -1
Southern_PGAE_Li_Battery_4hr_154 | caiso-deliverability | Dairyland_Chowchilla_offpeak | Operational_New_Capacity_MW | Southern_PGAE_Li_Battery_4hr_154 |  | -1 | -1 | -1 | -1 | -1 | -1 | -1 | -1 | -1 | -1 | -1 | -1 | -1 | -1 | -1 | -1 | -1 | -1 | -1 | -1 | -1 | -1 | -1 | -1 | -1 | -1 | -1 | -1 | -1 | -1 | -1
Southern_PGAE_Li_Battery_4hr_161 | caiso-deliverability | Dairyland_Chowchilla_offpeak | Operational_New_Capacity_MW | Southern_PGAE_Li_Battery_4hr_161 |  | -1 | -1 | -1 | -1 | -1 | -1 | -1 | -1 | -1 | -1 | -1 | -1 | -1 | -1 | -1 | -1 | -1 | -1 | -1 | -1 | -1 | -1 | -1 | -1 | -1 | -1 | -1 | -1 | -1 | -1 | -1
Southern_PGAE_Li_Battery_4hr_162 | caiso-deliverability | Dairyland_Chowchilla_offpeak | Operational_New_Capacity_MW | Southern_PGAE_Li_Battery_4hr_162 |  | -1 | -1 | -1 | -1 | -1 | -1 | -1 | -1 | -1 | -1 | -1 | -1 | -1 | -1 | -1 | -1 | -1 | -1 | -1 | -1 | -1 | -1 | -1 | -1 | -1 | -1 | -1 | -1 | -1 | -1 | -1
Southern_PGAE_Li_Battery_4hr_163 | caiso-deliverability | Dairyland_Chowchilla_offpeak | Operational_New_Capacity_MW | Southern_PGAE_Li_Battery_4hr_163 |  | -1 | -1 | -1 | -1 | -1 | -1 | -1 | -1 | -1 | -1 | -1 | -1 | -1 | -1 | -1 | -1 | -1 | -1 | -1 | -1 | -1 | -1 | -1 | -1 | -1 | -1 | -1 | -1 | -1 | -1 | -1
Southern_PGAE_Li_Battery_4hr_164 | caiso-deliverability | Dairyland_Chowchilla_offpeak | Operational_New_Capacity_MW | Southern_PGAE_Li_Battery_4hr_164 |  | -1 | -1 | -1 | -1 | -1 | -1 | -1 | -1 | -1 | -1 | -1 | -1 | -1 | -1 | -1 | -1 | -1 | -1 | -1 | -1 | -1 | -1 | -1 | -1 | -1 | -1 | -1 | -1 | -1 | -1 | -1
Southern_PGAE_Li_Battery_4hr_165 | caiso-deliverability | Dairyland_Chowchilla_offpeak | Operational_New_Capacity_MW | Southern_PGAE_Li_Battery_4hr_165 |  | -1 | -1 | -1 | -1 | -1 | -1 | -1 | -1 | -1 | -1 | -1 | -1 | -1 | -1 | -1 | -1 | -1 | -1 | -1 | -1 | -1 | -1 | -1 | -1 | -1 | -1 | -1 | -1 | -1 | -1 | -1
Northern_California_Li_Battery_4hr_166 | caiso-deliverability | Dairyland_Chowchilla_offpeak | Operational_New_Capacity_MW | Northern_California_Li_Battery_4hr_166 |  | -1 | -1 | -1 | -1 | -1 | -1 | -1 | -1 | -1 | -1 | -1 | -1 | -1 | -1 | -1 | -1 | -1 | -1 | -1 | -1 | -1 | -1 | -1 | -1 | -1 | -1 | -1 | -1 | -1 | -1 | -1
Southern_PGAE_Li_Battery_4hr_168 | caiso-deliverability | Dairyland_Chowchilla_offpeak | Operational_New_Capacity_MW | Southern_PGAE_Li_Battery_4hr_168 |  | -1 | -1 | -1 | -1 | -1 | -1 | -1 | -1 | -1 | -1 | -1 | -1 | -1 | -1 | -1 | -1 | -1 | -1 | -1 | -1 | -1 | -1 | -1 | -1 | -1 | -1 | -1 | -1 | -1 | -1 | -1
Southern_PGAE_Li_Battery_4hr_169 | caiso-deliverability | Dairyland_Chowchilla_offpeak | Operational_New_Capacity_MW | Southern_PGAE_Li_Battery_4hr_169 |  | -1 | -1 | -1 | -1 | -1 | -1 | -1 | -1 | -1 | -1 | -1 | -1 | -1 | -1 | -1 | -1 | -1 | -1 | -1 | -1 | -1 | -1 | -1 | -1 | -1 | -1 | -1 | -1 | -1 | -1 | -1
Southern_PGAE_Li_Battery_4hr_170 | caiso-deliverability | Dairyland_Chowchilla_offpeak | Operational_New_Capacity_MW | Southern_PGAE_Li_Battery_4hr_170 |  | -1 | -1 | -1 | -1 | -1 | -1 | -1 | -1 | -1 | -1 | -1 | -1 | -1 | -1 | -1 | -1 | -1 | -1 | -1 | -1 | -1 | -1 | -1 | -1 | -1 | -1 | -1 | -1 | -1 | -1 | -1
Southern_PGAE_Li_Battery_4hr_174 | caiso-deliverability | Dairyland_Chowchilla_offpeak | Operational_New_Capacity_MW | Southern_PGAE_Li_Battery_4hr_174 |  | -1 | -1 | -1 | -1 | -1 | -1 | -1 | -1 | -1 | -1 | -1 | -1 | -1 | -1 | -1 | -1 | -1 | -1 | -1 | -1 | -1 | -1 | -1 | -1 | -1 | -1 | -1 | -1 | -1 | -1 | -1
Southern_PGAE_Li_Battery_4hr_176 | caiso-deliverability | Dairyland_Chowchilla_offpeak | Operational_New_Capacity_MW | Southern_PGAE_Li_Battery_4hr_176 |  | -1 | -1 | -1 | -1 | -1 | -1 | -1 | -1 | -1 | -1 | -1 | -1 | -1 | -1 | -1 | -1 | -1 | -1 | -1 | -1 | -1 | -1 | -1 | -1 | -1 | -1 | -1 | -1 | -1 | -1 | -1
Southern_PGAE_Li_Battery_8hr_140 | caiso-deliverability | Dairyland_Chowchilla_offpeak | Operational_New_Capacity_MW | Southern_PGAE_Li_Battery_8hr_140 |  | -1 | -1 | -1 | -1 | -1 | -1 | -1 | -1 | -1 | -1 | -1 | -1 | -1 | -1 | -1 | -1 | -1 | -1 | -1 | -1 | -1 | -1 | -1 | -1 | -1 | -1 | -1 | -1 | -1 | -1 | -1
Southern_PGAE_Li_Battery_8hr_151 | caiso-deliverability | Dairyland_Chowchilla_offpeak | Operational_New_Capacity_MW | Southern_PGAE_Li_Battery_8hr_151 |  | -1 | -1 | -1 | -1 | -1 | -1 | -1 | -1 | -1 | -1 | -1 | -1 | -1 | -1 | -1 | -1 | -1 | -1 | -1 | -1 | -1 | -1 | -1 | -1 | -1 | -1 | -1 | -1 | -1 | -1 | -1
Southern_PGAE_Li_Battery_8hr_154 | caiso-deliverability | Dairyland_Chowchilla_offpeak | Operational_New_Capacity_MW | Southern_PGAE_Li_Battery_8hr_154 |  | -1 | -1 | -1 | -1 | -1 | -1 | -1 | -1 | -1 | -1 | -1 | -1 | -1 | -1 | -1 | -1 | -1 | -1 | -1 | -1 | -1 | -1 | -1 | -1 | -1 | -1 | -1 | -1 | -1 | -1 | -1
Southern_PGAE_Li_Battery_8hr_161 | caiso-deliverability | Dairyland_Chowchilla_offpeak | Operational_New_Capacity_MW | Southern_PGAE_Li_Battery_8hr_161 |  | -1 | -1 | -1 | -1 | -1 | -1 | -1 | -1 | -1 | -1 | -1 | -1 | -1 | -1 | -1 | -1 | -1 | -1 | -1 | -1 | -1 | -1 | -1 | -1 | -1 | -1 | -1 | -1 | -1 | -1 | -1
Southern_PGAE_Li_Battery_8hr_162 | caiso-deliverability | Dairyland_Chowchilla_offpeak | Operational_New_Capacity_MW | Southern_PGAE_Li_Battery_8hr_162 |  | -1 | -1 | -1 | -1 | -1 | -1 | -1 | -1 | -1 | -1 | -1 | -1 | -1 | -1 | -1 | -1 | -1 | -1 | -1 | -1 | -1 | -1 | -1 | -1 | -1 | -1 | -1 | -1 | -1 | -1 | -1
Southern_PGAE_Li_Battery_8hr_163 | caiso-deliverability | Dairyland_Chowchilla_offpeak | Operational_New_Capacity_MW | Southern_PGAE_Li_Battery_8hr_163 |  | -1 | -1 | -1 | -1 | -1 | -1 | -1 | -1 | -1 | -1 | -1 | -1 | -1 | -1 | -1 | -1 | -1 | -1 | -1 | -1 | -1 | -1 | -1 | -1 | -1 | -1 | -1 | -1 | -1 | -1 | -1
Southern_PGAE_Li_Battery_8hr_164 | caiso-deliverability | Dairyland_Chowchilla_offpeak | Operational_New_Capacity_MW | Southern_PGAE_Li_Battery_8hr_164 |  | -1 | -1 | -1 | -1 | -1 | -1 | -1 | -1 | -1 | -1 | -1 | -1 | -1 | -1 | -1 | -1 | -1 | -1 | -1 | -1 | -1 | -1 | -1 | -1 | -1 | -1 | -1 | -1 | -1 | -1 | -1
Southern_PGAE_Li_Battery_8hr_165 | caiso-deliverability | Dairyland_Chowchilla_offpeak | Operational_New_Capacity_MW | Southern_PGAE_Li_Battery_8hr_165 |  | -1 | -1 | -1 | -1 | -1 | -1 | -1 | -1 | -1 | -1 | -1 | -1 | -1 | -1 | -1 | -1 | -1 | -1 | -1 | -1 | -1 | -1 | -1 | -1 | -1 | -1 | -1 | -1 | -1 | -1 | -1
Northern_California_Li_Battery_8hr_166 | caiso-deliverability | Dairyland_Chowchilla_offpeak | Operational_New_Capacity_MW | Northern_California_Li_Battery_8hr_166 |  | -1 | -1 | -1 | -1 | -1 | -1 | -1 | -1 | -1 | -1 | -1 | -1 | -1 | -1 | -1 | -1 | -1 | -1 | -1 | -1 | -1 | -1 | -1 | -1 | -1 | -1 | -1 | -1 | -1 | -1 | -1
Southern_PGAE_Li_Battery_8hr_168 | caiso-deliverability | Dairyland_Chowchilla_offpeak | Operational_New_Capacity_MW | Southern_PGAE_Li_Battery_8hr_168 |  | -1 | -1 | -1 | -1 | -1 | -1 | -1 | -1 | -1 | -1 | -1 | -1 | -1 | -1 | -1 | -1 | -1 | -1 | -1 | -1 | -1 | -1 | -1 | -1 | -1 | -1 | -1 | -1 | -1 | -1 | -1
Southern_PGAE_Li_Battery_8hr_169 | caiso-deliverability | Dairyland_Chowchilla_offpeak | Operational_New_Capacity_MW | Southern_PGAE_Li_Battery_8hr_169 |  | -1 | -1 | -1 | -1 | -1 | -1 | -1 | -1 | -1 | -1 | -1 | -1 | -1 | -1 | -1 | -1 | -1 | -1 | -1 | -1 | -1 | -1 | -1 | -1 | -1 | -1 | -1 | -1 | -1 | -1 | -1
Southern_PGAE_Li_Battery_8hr_170 | caiso-deliverability | Dairyland_Chowchilla_offpeak | Operational_New_Capacity_MW | Southern_PGAE_Li_Battery_8hr_170 |  | -1 | -1 | -1 | -1 | -1 | -1 | -1 | -1 | -1 | -1 | -1 | -1 | -1 | -1 | -1 | -1 | -1 | -1 | -1 | -1 | -1 | -1 | -1 | -1 | -1 | -1 | -1 | -1 | -1 | -1 | -1
Southern_PGAE_Li_Battery_8hr_174 | caiso-deliverability | Dairyland_Chowchilla_offpeak | Operational_New_Capacity_MW | Southern_PGAE_Li_Battery_8hr_174 |  | -1 | -1 | -1 | -1 | -1 | -1 | -1 | -1 | -1 | -1 | -1 | -1 | -1 | -1 | -1 | -1 | -1 | -1 | -1 | -1 | -1 | -1 | -1 | -1 | -1 | -1 | -1 | -1 | -1 | -1 | -1
Southern_PGAE_Li_Battery_8hr_176 | caiso-deliverability | Dairyland_Chowchilla_offpeak | Operational_New_Capacity_MW | Southern_PGAE_Li_Battery_8hr_176 |  | -1 | -1 | -1 | -1 | -1 | -1 | -1 | -1 | -1 | -1 | -1 | -1 | -1 | -1 | -1 | -1 | -1 | -1 | -1 | -1 | -1 | -1 | -1 | -1 | -1 | -1 | -1 | -1 | -1 | -1 | -1
Central_Valley_North_Los_Banos_Wind_154 | caiso-deliverability | Dairyland_Chowchilla_offpeak | Operational_New_Capacity_MW | Central_Valley_North_Los_Banos_Wind_154 |  | 0.44 | 0.44 | 0.44 | 0.44 | 0.44 | 0.44 | 0.44 | 0.44 | 0.44 | 0.44 | 0.44 | 0.44 | 0.44 | 0.44 | 0.44 | 0.44 | 0.44 | 0.44 | 0.44 | 0.44 | 0.44 | 0.44 | 0.44 | 0.44 | 0.44 | 0.44 | 0.44 | 0.44 | 0.44 | 0.44 | 0.44
Central_Valley_North_Los_Banos_Wind_162 | caiso-deliverability | Dairyland_Chowchilla_offpeak | Operational_New_Capacity_MW | Central_Valley_North_Los_Banos_Wind_162 |  | 0.44 | 0.44 | 0.44 | 0.44 | 0.44 | 0.44 | 0.44 | 0.44 | 0.44 | 0.44 | 0.44 | 0.44 | 0.44 | 0.44 | 0.44 | 0.44 | 0.44 | 0.44 | 0.44 | 0.44 | 0.44 | 0.44 | 0.44 | 0.44 | 0.44 | 0.44 | 0.44 | 0.44 | 0.44 | 0.44 | 0.44
Northern_California_Solar_166 | caiso-deliverability | Dairyland_Chowchilla_offpeak | Operational_New_Capacity_MW | Northern_California_Solar_166 |  | 0.79 | 0.79 | 0.79 | 0.79 | 0.79 | 0.79 | 0.79 | 0.79 | 0.79 | 0.79 | 0.79 | 0.79 | 0.79 | 0.79 | 0.79 | 0.79 | 0.79 | 0.79 | 0.79 | 0.79 | 0.79 | 0.79 | 0.79 | 0.79 | 0.79 | 0.79 | 0.79 | 0.79 | 0.79 | 0.79 | 0.79
Southern_PGAE_Solar_140 | caiso-deliverability | Dairyland_Chowchilla_offpeak | Operational_New_Capacity_MW | Southern_PGAE_Solar_140 |  | 0.79 | 0.79 | 0.79 | 0.79 | 0.79 | 0.79 | 0.79 | 0.79 | 0.79 | 0.79 | 0.79 | 0.79 | 0.79 | 0.79 | 0.79 | 0.79 | 0.79 | 0.79 | 0.79 | 0.79 | 0.79 | 0.79 | 0.79 | 0.79 | 0.79 | 0.79 | 0.79 | 0.79 | 0.79 | 0.79 | 0.79
Southern_PGAE_Solar_151 | caiso-deliverability | Dairyland_Chowchilla_offpeak | Operational_New_Capacity_MW | Southern_PGAE_Solar_151 |  | 0.79 | 0.79 | 0.79 | 0.79 | 0.79 | 0.79 | 0.79 | 0.79 | 0.79 | 0.79 | 0.79 | 0.79 | 0.79 | 0.79 | 0.79 | 0.79 | 0.79 | 0.79 | 0.79 | 0.79 | 0.79 | 0.79 | 0.79 | 0.79 | 0.79 | 0.79 | 0.79 | 0.79 | 0.79 | 0.79 | 0.79
Southern_PGAE_Solar_154 | caiso-deliverability | Dairyland_Chowchilla_offpeak | Operational_New_Capacity_MW | Southern_PGAE_Solar_154 |  | 0.79 | 0.79 | 0.79 | 0.79 | 0.79 | 0.79 | 0.79 | 0.79 | 0.79 | 0.79 | 0.79 | 0.79 | 0.79 | 0.79 | 0.79 | 0.79 | 0.79 | 0.79 | 0.79 | 0.79 | 0.79 | 0.79 | 0.79 | 0.79 | 0.79 | 0.79 | 0.79 | 0.79 | 0.79 | 0.79 | 0.79
Southern_PGAE_Solar_161 | caiso-deliverability | Dairyland_Chowchilla_offpeak | Operational_New_Capacity_MW | Southern_PGAE_Solar_161 |  | 0.79 | 0.79 | 0.79 | 0.79 | 0.79 | 0.79 | 0.79 | 0.79 | 0.79 | 0.79 | 0.79 | 0.79 | 0.79 | 0.79 | 0.79 | 0.79 | 0.79 | 0.79 | 0.79 | 0.79 | 0.79 | 0.79 | 0.79 | 0.79 | 0.79 | 0.79 | 0.79 | 0.79 | 0.79 | 0.79 | 0.79
Southern_PGAE_Solar_162 | caiso-deliverability | Dairyland_Chowchilla_offpeak | Operational_New_Capacity_MW | Southern_PGAE_Solar_162 |  | 0.79 | 0.79 | 0.79 | 0.79 | 0.79 | 0.79 | 0.79 | 0.79 | 0.79 | 0.79 | 0.79 | 0.79 | 0.79 | 0.79 | 0.79 | 0.79 | 0.79 | 0.79 | 0.79 | 0.79 | 0.79 | 0.79 | 0.79 | 0.79 | 0.79 | 0.79 | 0.79 | 0.79 | 0.79 | 0.79 | 0.79
Southern_PGAE_Solar_163 | caiso-deliverability | Dairyland_Chowchilla_offpeak | Operational_New_Capacity_MW | Southern_PGAE_Solar_163 |  | 0.79 | 0.79 | 0.79 | 0.79 | 0.79 | 0.79 | 0.79 | 0.79 | 0.79 | 0.79 | 0.79 | 0.79 | 0.79 | 0.79 | 0.79 | 0.79 | 0.79 | 0.79 | 0.79 | 0.79 | 0.79 | 0.79 | 0.79 | 0.79 | 0.79 | 0.79 | 0.79 | 0.79 | 0.79 | 0.79 | 0.79
Southern_PGAE_Solar_164 | caiso-deliverability | Dairyland_Chowchilla_offpeak | Operational_New_Capacity_MW | Southern_PGAE_Solar_164 |  | 0.79 | 0.79 | 0.79 | 0.79 | 0.79 | 0.79 | 0.79 | 0.79 | 0.79 | 0.79 | 0.79 | 0.79 | 0.79 | 0.79 | 0.79 | 0.79 | 0.79 | 0.79 | 0.79 | 0.79 | 0.79 | 0.79 | 0.79 | 0.79 | 0.79 | 0.79 | 0.79 | 0.79 | 0.79 | 0.79 | 0.79
Southern_PGAE_Solar_165 | caiso-deliverability | Dairyland_Chowchilla_offpeak | Operational_New_Capacity_MW | Southern_PGAE_Solar_165 |  | 0.79 | 0.79 | 0.79 | 0.79 | 0.79 | 0.79 | 0.79 | 0.79 | 0.79 | 0.79 | 0.79 | 0.79 | 0.79 | 0.79 | 0.79 | 0.79 | 0.79 | 0.79 | 0.79 | 0.79 | 0.79 | 0.79 | 0.79 | 0.79 | 0.79 | 0.79 | 0.79 | 0.79 | 0.79 | 0.79 | 0.79
Southern_PGAE_Solar_168 | caiso-deliverability | Dairyland_Chowchilla_offpeak | Operational_New_Capacity_MW | Southern_PGAE_Solar_168 |  | 0.79 | 0.79 | 0.79 | 0.79 | 0.79 | 0.79 | 0.79 | 0.79 | 0.79 | 0.79 | 0.79 | 0.79 | 0.79 | 0.79 | 0.79 | 0.79 | 0.79 | 0.79 | 0.79 | 0.79 | 0.79 | 0.79 | 0.79 | 0.79 | 0.79 | 0.79 | 0.79 | 0.79 | 0.79 | 0.79 | 0.79
Southern_PGAE_Solar_169 | caiso-deliverability | Dairyland_Chowchilla_offpeak | Operational_New_Capacity_MW | Southern_PGAE_Solar_169 |  | 0.79 | 0.79 | 0.79 | 0.79 | 0.79 | 0.79 | 0.79 | 0.79 | 0.79 | 0.79 | 0.79 | 0.79 | 0.79 | 0.79 | 0.79 | 0.79 | 0.79 | 0.79 | 0.79 | 0.79 | 0.79 | 0.79 | 0.79 | 0.79 | 0.79 | 0.79 | 0.79 | 0.79 | 0.79 | 0.79 | 0.79
Southern_PGAE_Solar_170 | caiso-deliverability | Dairyland_Chowchilla_offpeak | Operational_New_Capacity_MW | Southern_PGAE_Solar_170 |  | 0.79 | 0.79 | 0.79 | 0.79 | 0.79 | 0.79 | 0.79 | 0.79 | 0.79 | 0.79 | 0.79 | 0.79 | 0.79 | 0.79 | 0.79 | 0.79 | 0.79 | 0.79 | 0.79 | 0.79 | 0.79 | 0.79 | 0.79 | 0.79 | 0.79 | 0.79 | 0.79 | 0.79 | 0.79 | 0.79 | 0.79
Southern_PGAE_Solar_174 | caiso-deliverability | Dairyland_Chowchilla_offpeak | Operational_New_Capacity_MW | Southern_PGAE_Solar_174 |  | 0.79 | 0.79 | 0.79 | 0.79 | 0.79 | 0.79 | 0.79 | 0.79 | 0.79 | 0.79 | 0.79 | 0.79 | 0.79 | 0.79 | 0.79 | 0.79 | 0.79 | 0.79 | 0.79 | 0.79 | 0.79 | 0.79 | 0.79 | 0.79 | 0.79 | 0.79 | 0.79 | 0.79 | 0.79 | 0.79 | 0.79
Southern_PGAE_Solar_176 | caiso-deliverability | Dairyland_Chowchilla_offpeak | Operational_New_Capacity_MW | Southern_PGAE_Solar_176 |  | 0.79 | 0.79 | 0.79 | 0.79 | 0.79 | 0.79 | 0.79 | 0.79 | 0.79 | 0.79 | 0.79 | 0.79 | 0.79 | 0.79 | 0.79 | 0.79 | 0.79 | 0.79 | 0.79 | 0.79 | 0.79 | 0.79 | 0.79 | 0.79 | 0.79 | 0.79 | 0.79 | 0.79 | 0.79 | 0.79 | 0.79
Dairyland_Chowchilla_group | caiso-deliverability | Dairyland_Chowchilla_offpeak | Operational_New_Capacity_MW | Dairyland_Chowchilla_group |  | -0.10074 | -0.10074 | -0.10074 | -0.10074 | -0.10074 | -0.10074 | -0.10074 | -0.10074 | -0.10074 | -0.10074 | -0.10074 | -0.10074 | -0.10074 | -0.10074 | -0.10074 | -0.10074 | -0.10074 | -0.10074 | -0.10074 | -0.10074 | -0.10074 | -0.10074 | -0.10074 | -0.10074 | -0.10074 | -0.10074 | -0.10074 | -0.10074 | -0.10074 | -0.10074 | -0.10074
Southern_PGAE_Flow_Battery_140 | caiso-deliverability | Dairyland_Chowchilla_SSN | Reliability_Capacity_In_Model_Year | System RA | Southern_PGAE_Flow_Battery_140 | 0.5 | 0.5 | 0.5 | 0.5 | 0.5 | 0.5 | 0.5 | 0.5 | 0.5 | 0.5 | 0.5 | 0.5 | 0.5 | 0.5 | 0.5 | 0.5 | 0.5 | 0.5 | 0.5 | 0.5 | 0.5 | 0.5 | 0.5 | 0.5 | 0.5 | 0.5 | 0.5 | 0.5 | 0.5 | 0.5 | 0.5
Southern_PGAE_Flow_Battery_151 | caiso-deliverability | Dairyland_Chowchilla_SSN | Reliability_Capacity_In_Model_Year | System RA | Southern_PGAE_Flow_Battery_151 | 0.5 | 0.5 | 0.5 | 0.5 | 0.5 | 0.5 | 0.5 | 0.5 | 0.5 | 0.5 | 0.5 | 0.5 | 0.5 | 0.5 | 0.5 | 0.5 | 0.5 | 0.5 | 0.5 | 0.5 | 0.5 | 0.5 | 0.5 | 0.5 | 0.5 | 0.5 | 0.5 | 0.5 | 0.5 | 0.5 | 0.5
Southern_PGAE_Flow_Battery_154 | caiso-deliverability | Dairyland_Chowchilla_SSN | Reliability_Capacity_In_Model_Year | System RA | Southern_PGAE_Flow_Battery_154 | 0.5 | 0.5 | 0.5 | 0.5 | 0.5 | 0.5 | 0.5 | 0.5 | 0.5 | 0.5 | 0.5 | 0.5 | 0.5 | 0.5 | 0.5 | 0.5 | 0.5 | 0.5 | 0.5 | 0.5 | 0.5 | 0.5 | 0.5 | 0.5 | 0.5 | 0.5 | 0.5 | 0.5 | 0.5 | 0.5 | 0.5
Southern_PGAE_Flow_Battery_161 | caiso-deliverability | Dairyland_Chowchilla_SSN | Reliability_Capacity_In_Model_Year | System RA | Southern_PGAE_Flow_Battery_161 | 0.5 | 0.5 | 0.5 | 0.5 | 0.5 | 0.5 | 0.5 | 0.5 | 0.5 | 0.5 | 0.5 | 0.5 | 0.5 | 0.5 | 0.5 | 0.5 | 0.5 | 0.5 | 0.5 | 0.5 | 0.5 | 0.5 | 0.5 | 0.5 | 0.5 | 0.5 | 0.5 | 0.5 | 0.5 | 0.5 | 0.5
Southern_PGAE_Flow_Battery_162 | caiso-deliverability | Dairyland_Chowchilla_SSN | Reliability_Capacity_In_Model_Year | System RA | Southern_PGAE_Flow_Battery_162 | 0.5 | 0.5 | 0.5 | 0.5 | 0.5 | 0.5 | 0.5 | 0.5 | 0.5 | 0.5 | 0.5 | 0.5 | 0.5 | 0.5 | 0.5 | 0.5 | 0.5 | 0.5 | 0.5 | 0.5 | 0.5 | 0.5 | 0.5 | 0.5 | 0.5 | 0.5 | 0.5 | 0.5 | 0.5 | 0.5 | 0.5
Southern_PGAE_Flow_Battery_163 | caiso-deliverability | Dairyland_Chowchilla_SSN | Reliability_Capacity_In_Model_Year | System RA | Southern_PGAE_Flow_Battery_163 | 0.5 | 0.5 | 0.5 | 0.5 | 0.5 | 0.5 | 0.5 | 0.5 | 0.5 | 0.5 | 0.5 | 0.5 | 0.5 | 0.5 | 0.5 | 0.5 | 0.5 | 0.5 | 0.5 | 0.5 | 0.5 | 0.5 | 0.5 | 0.5 | 0.5 | 0.5 | 0.5 | 0.5 | 0.5 | 0.5 | 0.5
Southern_PGAE_Flow_Battery_164 | caiso-deliverability | Dairyland_Chowchilla_SSN | Reliability_Capacity_In_Model_Year | System RA | Southern_PGAE_Flow_Battery_164 | 0.5 | 0.5 | 0.5 | 0.5 | 0.5 | 0.5 | 0.5 | 0.5 | 0.5 | 0.5 | 0.5 | 0.5 | 0.5 | 0.5 | 0.5 | 0.5 | 0.5 | 0.5 | 0.5 | 0.5 | 0.5 | 0.5 | 0.5 | 0.5 | 0.5 | 0.5 | 0.5 | 0.5 | 0.5 | 0.5 | 0.5
Southern_PGAE_Flow_Battery_165 | caiso-deliverability | Dairyland_Chowchilla_SSN | Reliability_Capacity_In_Model_Year | System RA | Southern_PGAE_Flow_Battery_165 | 0.5 | 0.5 | 0.5 | 0.5 | 0.5 | 0.5 | 0.5 | 0.5 | 0.5 | 0.5 | 0.5 | 0.5 | 0.5 | 0.5 | 0.5 | 0.5 | 0.5 | 0.5 | 0.5 | 0.5 | 0.5 | 0.5 | 0.5 | 0.5 | 0.5 | 0.5 | 0.5 | 0.5 | 0.5 | 0.5 | 0.5
Northern_California_Flow_Battery_166 | caiso-deliverability | Dairyland_Chowchilla_SSN | Reliability_Capacity_In_Model_Year | System RA | Northern_California_Flow_Battery_166 | 0.5 | 0.5 | 0.5 | 0.5 | 0.5 | 0.5 | 0.5 | 0.5 | 0.5 | 0.5 | 0.5 | 0.5 | 0.5 | 0.5 | 0.5 | 0.5 | 0.5 | 0.5 | 0.5 | 0.5 | 0.5 | 0.5 | 0.5 | 0.5 | 0.5 | 0.5 | 0.5 | 0.5 | 0.5 | 0.5 | 0.5
Southern_PGAE_Flow_Battery_168 | caiso-deliverability | Dairyland_Chowchilla_SSN | Reliability_Capacity_In_Model_Year | System RA | Southern_PGAE_Flow_Battery_168 | 0.5 | 0.5 | 0.5 | 0.5 | 0.5 | 0.5 | 0.5 | 0.5 | 0.5 | 0.5 | 0.5 | 0.5 | 0.5 | 0.5 | 0.5 | 0.5 | 0.5 | 0.5 | 0.5 | 0.5 | 0.5 | 0.5 | 0.5 | 0.5 | 0.5 | 0.5 | 0.5 | 0.5 | 0.5 | 0.5 | 0.5
Southern_PGAE_Flow_Battery_169 | caiso-deliverability | Dairyland_Chowchilla_SSN | Reliability_Capacity_In_Model_Year | System RA | Southern_PGAE_Flow_Battery_169 | 0.5 | 0.5 | 0.5 | 0.5 | 0.5 | 0.5 | 0.5 | 0.5 | 0.5 | 0.5 | 0.5 | 0.5 | 0.5 | 0.5 | 0.5 | 0.5 | 0.5 | 0.5 | 0.5 | 0.5 | 0.5 | 0.5 | 0.5 | 0.5 | 0.5 | 0.5 | 0.5 | 0.5 | 0.5 | 0.5 | 0.5
Southern_PGAE_Flow_Battery_170 | caiso-deliverability | Dairyland_Chowchilla_SSN | Reliability_Capacity_In_Model_Year | System RA | Southern_PGAE_Flow_Battery_170 | 0.5 | 0.5 | 0.5 | 0.5 | 0.5 | 0.5 | 0.5 | 0.5 | 0.5 | 0.5 | 0.5 | 0.5 | 0.5 | 0.5 | 0.5 | 0.5 | 0.5 | 0.5 | 0.5 | 0.5 | 0.5 | 0.5 | 0.5 | 0.5 | 0.5 | 0.5 | 0.5 | 0.5 | 0.5 | 0.5 | 0.5
Southern_PGAE_Flow_Battery_174 | caiso-deliverability | Dairyland_Chowchilla_SSN | Reliability_Capacity_In_Model_Year | System RA | Southern_PGAE_Flow_Battery_174 | 0.5 | 0.5 | 0.5 | 0.5 | 0.5 | 0.5 | 0.5 | 0.5 | 0.5 | 0.5 | 0.5 | 0.5 | 0.5 | 0.5 | 0.5 | 0.5 | 0.5 | 0.5 | 0.5 | 0.5 | 0.5 | 0.5 | 0.5 | 0.5 | 0.5 | 0.5 | 0.5 | 0.5 | 0.5 | 0.5 | 0.5
Southern_PGAE_Flow_Battery_176 | caiso-deliverability | Dairyland_Chowchilla_SSN | Reliability_Capacity_In_Model_Year | System RA | Southern_PGAE_Flow_Battery_176 | 0.5 | 0.5 | 0.5 | 0.5 | 0.5 | 0.5 | 0.5 | 0.5 | 0.5 | 0.5 | 0.5 | 0.5 | 0.5 | 0.5 | 0.5 | 0.5 | 0.5 | 0.5 | 0.5 | 0.5 | 0.5 | 0.5 | 0.5 | 0.5 | 0.5 | 0.5 | 0.5 | 0.5 | 0.5 | 0.5 | 0.5
Southern_PGAE_Li_Battery_4hr_140 | caiso-deliverability | Dairyland_Chowchilla_SSN | Reliability_Capacity_In_Model_Year | System RA | Southern_PGAE_Li_Battery_4hr_140 | 0.5 | 0.5 | 0.5 | 0.5 | 0.5 | 0.5 | 0.5 | 0.5 | 0.5 | 0.5 | 0.5 | 0.5 | 0.5 | 0.5 | 0.5 | 0.5 | 0.5 | 0.5 | 0.5 | 0.5 | 0.5 | 0.5 | 0.5 | 0.5 | 0.5 | 0.5 | 0.5 | 0.5 | 0.5 | 0.5 | 0.5
Southern_PGAE_Li_Battery_4hr_151 | caiso-deliverability | Dairyland_Chowchilla_SSN | Reliability_Capacity_In_Model_Year | System RA | Southern_PGAE_Li_Battery_4hr_151 | 0.5 | 0.5 | 0.5 | 0.5 | 0.5 | 0.5 | 0.5 | 0.5 | 0.5 | 0.5 | 0.5 | 0.5 | 0.5 | 0.5 | 0.5 | 0.5 | 0.5 | 0.5 | 0.5 | 0.5 | 0.5 | 0.5 | 0.5 | 0.5 | 0.5 | 0.5 | 0.5 | 0.5 | 0.5 | 0.5 | 0.5
Southern_PGAE_Li_Battery_4hr_154 | caiso-deliverability | Dairyland_Chowchilla_SSN | Reliability_Capacity_In_Model_Year | System RA | Southern_PGAE_Li_Battery_4hr_154 | 0.5 | 0.5 | 0.5 | 0.5 | 0.5 | 0.5 | 0.5 | 0.5 | 0.5 | 0.5 | 0.5 | 0.5 | 0.5 | 0.5 | 0.5 | 0.5 | 0.5 | 0.5 | 0.5 | 0.5 | 0.5 | 0.5 | 0.5 | 0.5 | 0.5 | 0.5 | 0.5 | 0.5 | 0.5 | 0.5 | 0.5
Southern_PGAE_Li_Battery_4hr_161 | caiso-deliverability | Dairyland_Chowchilla_SSN | Reliability_Capacity_In_Model_Year | System RA | Southern_PGAE_Li_Battery_4hr_161 | 0.5 | 0.5 | 0.5 | 0.5 | 0.5 | 0.5 | 0.5 | 0.5 | 0.5 | 0.5 | 0.5 | 0.5 | 0.5 | 0.5 | 0.5 | 0.5 | 0.5 | 0.5 | 0.5 | 0.5 | 0.5 | 0.5 | 0.5 | 0.5 | 0.5 | 0.5 | 0.5 | 0.5 | 0.5 | 0.5 | 0.5
Southern_PGAE_Li_Battery_4hr_162 | caiso-deliverability | Dairyland_Chowchilla_SSN | Reliability_Capacity_In_Model_Year | System RA | Southern_PGAE_Li_Battery_4hr_162 | 0.5 | 0.5 | 0.5 | 0.5 | 0.5 | 0.5 | 0.5 | 0.5 | 0.5 | 0.5 | 0.5 | 0.5 | 0.5 | 0.5 | 0.5 | 0.5 | 0.5 | 0.5 | 0.5 | 0.5 | 0.5 | 0.5 | 0.5 | 0.5 | 0.5 | 0.5 | 0.5 | 0.5 | 0.5 | 0.5 | 0.5
Southern_PGAE_Li_Battery_4hr_163 | caiso-deliverability | Dairyland_Chowchilla_SSN | Reliability_Capacity_In_Model_Year | System RA | Southern_PGAE_Li_Battery_4hr_163 | 0.5 | 0.5 | 0.5 | 0.5 | 0.5 | 0.5 | 0.5 | 0.5 | 0.5 | 0.5 | 0.5 | 0.5 | 0.5 | 0.5 | 0.5 | 0.5 | 0.5 | 0.5 | 0.5 | 0.5 | 0.5 | 0.5 | 0.5 | 0.5 | 0.5 | 0.5 | 0.5 | 0.5 | 0.5 | 0.5 | 0.5
Southern_PGAE_Li_Battery_4hr_164 | caiso-deliverability | Dairyland_Chowchilla_SSN | Reliability_Capacity_In_Model_Year | System RA | Southern_PGAE_Li_Battery_4hr_164 | 0.5 | 0.5 | 0.5 | 0.5 | 0.5 | 0.5 | 0.5 | 0.5 | 0.5 | 0.5 | 0.5 | 0.5 | 0.5 | 0.5 | 0.5 | 0.5 | 0.5 | 0.5 | 0.5 | 0.5 | 0.5 | 0.5 | 0.5 | 0.5 | 0.5 | 0.5 | 0.5 | 0.5 | 0.5 | 0.5 | 0.5
Southern_PGAE_Li_Battery_4hr_165 | caiso-deliverability | Dairyland_Chowchilla_SSN | Reliability_Capacity_In_Model_Year | System RA | Southern_PGAE_Li_Battery_4hr_165 | 0.5 | 0.5 | 0.5 | 0.5 | 0.5 | 0.5 | 0.5 | 0.5 | 0.5 | 0.5 | 0.5 | 0.5 | 0.5 | 0.5 | 0.5 | 0.5 | 0.5 | 0.5 | 0.5 | 0.5 | 0.5 | 0.5 | 0.5 | 0.5 | 0.5 | 0.5 | 0.5 | 0.5 | 0.5 | 0.5 | 0.5
Northern_California_Li_Battery_4hr_166 | caiso-deliverability | Dairyland_Chowchilla_SSN | Reliability_Capacity_In_Model_Year | System RA | Northern_California_Li_Battery_4hr_166 | 0.5 | 0.5 | 0.5 | 0.5 | 0.5 | 0.5 | 0.5 | 0.5 | 0.5 | 0.5 | 0.5 | 0.5 | 0.5 | 0.5 | 0.5 | 0.5 | 0.5 | 0.5 | 0.5 | 0.5 | 0.5 | 0.5 | 0.5 | 0.5 | 0.5 | 0.5 | 0.5 | 0.5 | 0.5 | 0.5 | 0.5
Southern_PGAE_Li_Battery_4hr_168 | caiso-deliverability | Dairyland_Chowchilla_SSN | Reliability_Capacity_In_Model_Year | System RA | Southern_PGAE_Li_Battery_4hr_168 | 0.5 | 0.5 | 0.5 | 0.5 | 0.5 | 0.5 | 0.5 | 0.5 | 0.5 | 0.5 | 0.5 | 0.5 | 0.5 | 0.5 | 0.5 | 0.5 | 0.5 | 0.5 | 0.5 | 0.5 | 0.5 | 0.5 | 0.5 | 0.5 | 0.5 | 0.5 | 0.5 | 0.5 | 0.5 | 0.5 | 0.5
Southern_PGAE_Li_Battery_4hr_169 | caiso-deliverability | Dairyland_Chowchilla_SSN | Reliability_Capacity_In_Model_Year | System RA | Southern_PGAE_Li_Battery_4hr_169 | 0.5 | 0.5 | 0.5 | 0.5 | 0.5 | 0.5 | 0.5 | 0.5 | 0.5 | 0.5 | 0.5 | 0.5 | 0.5 | 0.5 | 0.5 | 0.5 | 0.5 | 0.5 | 0.5 | 0.5 | 0.5 | 0.5 | 0.5 | 0.5 | 0.5 | 0.5 | 0.5 | 0.5 | 0.5 | 0.5 | 0.5
Southern_PGAE_Li_Battery_4hr_170 | caiso-deliverability | Dairyland_Chowchilla_SSN | Reliability_Capacity_In_Model_Year | System RA | Southern_PGAE_Li_Battery_4hr_170 | 0.5 | 0.5 | 0.5 | 0.5 | 0.5 | 0.5 | 0.5 | 0.5 | 0.5 | 0.5 | 0.5 | 0.5 | 0.5 | 0.5 | 0.5 | 0.5 | 0.5 | 0.5 | 0.5 | 0.5 | 0.5 | 0.5 | 0.5 | 0.5 | 0.5 | 0.5 | 0.5 | 0.5 | 0.5 | 0.5 | 0.5
Southern_PGAE_Li_Battery_4hr_174 | caiso-deliverability | Dairyland_Chowchilla_SSN | Reliability_Capacity_In_Model_Year | System RA | Southern_PGAE_Li_Battery_4hr_174 | 0.5 | 0.5 | 0.5 | 0.5 | 0.5 | 0.5 | 0.5 | 0.5 | 0.5 | 0.5 | 0.5 | 0.5 | 0.5 | 0.5 | 0.5 | 0.5 | 0.5 | 0.5 | 0.5 | 0.5 | 0.5 | 0.5 | 0.5 | 0.5 | 0.5 | 0.5 | 0.5 | 0.5 | 0.5 | 0.5 | 0.5
Southern_PGAE_Li_Battery_4hr_176 | caiso-deliverability | Dairyland_Chowchilla_SSN | Reliability_Capacity_In_Model_Year | System RA | Southern_PGAE_Li_Battery_4hr_176 | 0.5 | 0.5 | 0.5 | 0.5 | 0.5 | 0.5 | 0.5 | 0.5 | 0.5 | 0.5 | 0.5 | 0.5 | 0.5 | 0.5 | 0.5 | 0.5 | 0.5 | 0.5 | 0.5 | 0.5 | 0.5 | 0.5 | 0.5 | 0.5 | 0.5 | 0.5 | 0.5 | 0.5 | 0.5 | 0.5 | 0.5
Southern_PGAE_Li_Battery_8hr_140 | caiso-deliverability | Dairyland_Chowchilla_SSN | Reliability_Capacity_In_Model_Year | System RA | Southern_PGAE_Li_Battery_8hr_140 | 0.5 | 0.5 | 0.5 | 0.5 | 0.5 | 0.5 | 0.5 | 0.5 | 0.5 | 0.5 | 0.5 | 0.5 | 0.5 | 0.5 | 0.5 | 0.5 | 0.5 | 0.5 | 0.5 | 0.5 | 0.5 | 0.5 | 0.5 | 0.5 | 0.5 | 0.5 | 0.5 | 0.5 | 0.5 | 0.5 | 0.5
Southern_PGAE_Li_Battery_8hr_151 | caiso-deliverability | Dairyland_Chowchilla_SSN | Reliability_Capacity_In_Model_Year | System RA | Southern_PGAE_Li_Battery_8hr_151 | 0.5 | 0.5 | 0.5 | 0.5 | 0.5 | 0.5 | 0.5 | 0.5 | 0.5 | 0.5 | 0.5 | 0.5 | 0.5 | 0.5 | 0.5 | 0.5 | 0.5 | 0.5 | 0.5 | 0.5 | 0.5 | 0.5 | 0.5 | 0.5 | 0.5 | 0.5 | 0.5 | 0.5 | 0.5 | 0.5 | 0.5
Southern_PGAE_Li_Battery_8hr_154 | caiso-deliverability | Dairyland_Chowchilla_SSN | Reliability_Capacity_In_Model_Year | System RA | Southern_PGAE_Li_Battery_8hr_154 | 0.5 | 0.5 | 0.5 | 0.5 | 0.5 | 0.5 | 0.5 | 0.5 | 0.5 | 0.5 | 0.5 | 0.5 | 0.5 | 0.5 | 0.5 | 0.5 | 0.5 | 0.5 | 0.5 | 0.5 | 0.5 | 0.5 | 0.5 | 0.5 | 0.5 | 0.5 | 0.5 | 0.5 | 0.5 | 0.5 | 0.5
Southern_PGAE_Li_Battery_8hr_161 | caiso-deliverability | Dairyland_Chowchilla_SSN | Reliability_Capacity_In_Model_Year | System RA | Southern_PGAE_Li_Battery_8hr_161 | 0.5 | 0.5 | 0.5 | 0.5 | 0.5 | 0.5 | 0.5 | 0.5 | 0.5 | 0.5 | 0.5 | 0.5 | 0.5 | 0.5 | 0.5 | 0.5 | 0.5 | 0.5 | 0.5 | 0.5 | 0.5 | 0.5 | 0.5 | 0.5 | 0.5 | 0.5 | 0.5 | 0.5 | 0.5 | 0.5 | 0.5
Southern_PGAE_Li_Battery_8hr_162 | caiso-deliverability | Dairyland_Chowchilla_SSN | Reliability_Capacity_In_Model_Year | System RA | Southern_PGAE_Li_Battery_8hr_162 | 0.5 | 0.5 | 0.5 | 0.5 | 0.5 | 0.5 | 0.5 | 0.5 | 0.5 | 0.5 | 0.5 | 0.5 | 0.5 | 0.5 | 0.5 | 0.5 | 0.5 | 0.5 | 0.5 | 0.5 | 0.5 | 0.5 | 0.5 | 0.5 | 0.5 | 0.5 | 0.5 | 0.5 | 0.5 | 0.5 | 0.5
Southern_PGAE_Li_Battery_8hr_163 | caiso-deliverability | Dairyland_Chowchilla_SSN | Reliability_Capacity_In_Model_Year | System RA | Southern_PGAE_Li_Battery_8hr_163 | 0.5 | 0.5 | 0.5 | 0.5 | 0.5 | 0.5 | 0.5 | 0.5 | 0.5 | 0.5 | 0.5 | 0.5 | 0.5 | 0.5 | 0.5 | 0.5 | 0.5 | 0.5 | 0.5 | 0.5 | 0.5 | 0.5 | 0.5 | 0.5 | 0.5 | 0.5 | 0.5 | 0.5 | 0.5 | 0.5 | 0.5
Southern_PGAE_Li_Battery_8hr_164 | caiso-deliverability | Dairyland_Chowchilla_SSN | Reliability_Capacity_In_Model_Year | System RA | Southern_PGAE_Li_Battery_8hr_164 | 0.5 | 0.5 | 0.5 | 0.5 | 0.5 | 0.5 | 0.5 | 0.5 | 0.5 | 0.5 | 0.5 | 0.5 | 0.5 | 0.5 | 0.5 | 0.5 | 0.5 | 0.5 | 0.5 | 0.5 | 0.5 | 0.5 | 0.5 | 0.5 | 0.5 | 0.5 | 0.5 | 0.5 | 0.5 | 0.5 | 0.5
Southern_PGAE_Li_Battery_8hr_165 | caiso-deliverability | Dairyland_Chowchilla_SSN | Reliability_Capacity_In_Model_Year | System RA | Southern_PGAE_Li_Battery_8hr_165 | 0.5 | 0.5 | 0.5 | 0.5 | 0.5 | 0.5 | 0.5 | 0.5 | 0.5 | 0.5 | 0.5 | 0.5 | 0.5 | 0.5 | 0.5 | 0.5 | 0.5 | 0.5 | 0.5 | 0.5 | 0.5 | 0.5 | 0.5 | 0.5 | 0.5 | 0.5 | 0.5 | 0.5 | 0.5 | 0.5 | 0.5
Northern_California_Li_Battery_8hr_166 | caiso-deliverability | Dairyland_Chowchilla_SSN | Reliability_Capacity_In_Model_Year | System RA | Northern_California_Li_Battery_8hr_166 | 0.5 | 0.5 | 0.5 | 0.5 | 0.5 | 0.5 | 0.5 | 0.5 | 0.5 | 0.5 | 0.5 | 0.5 | 0.5 | 0.5 | 0.5 | 0.5 | 0.5 | 0.5 | 0.5 | 0.5 | 0.5 | 0.5 | 0.5 | 0.5 | 0.5 | 0.5 | 0.5 | 0.5 | 0.5 | 0.5 | 0.5
Southern_PGAE_Li_Battery_8hr_168 | caiso-deliverability | Dairyland_Chowchilla_SSN | Reliability_Capacity_In_Model_Year | System RA | Southern_PGAE_Li_Battery_8hr_168 | 0.5 | 0.5 | 0.5 | 0.5 | 0.5 | 0.5 | 0.5 | 0.5 | 0.5 | 0.5 | 0.5 | 0.5 | 0.5 | 0.5 | 0.5 | 0.5 | 0.5 | 0.5 | 0.5 | 0.5 | 0.5 | 0.5 | 0.5 | 0.5 | 0.5 | 0.5 | 0.5 | 0.5 | 0.5 | 0.5 | 0.5
Southern_PGAE_Li_Battery_8hr_169 | caiso-deliverability | Dairyland_Chowchilla_SSN | Reliability_Capacity_In_Model_Year | System RA | Southern_PGAE_Li_Battery_8hr_169 | 0.5 | 0.5 | 0.5 | 0.5 | 0.5 | 0.5 | 0.5 | 0.5 | 0.5 | 0.5 | 0.5 | 0.5 | 0.5 | 0.5 | 0.5 | 0.5 | 0.5 | 0.5 | 0.5 | 0.5 | 0.5 | 0.5 | 0.5 | 0.5 | 0.5 | 0.5 | 0.5 | 0.5 | 0.5 | 0.5 | 0.5
Southern_PGAE_Li_Battery_8hr_170 | caiso-deliverability | Dairyland_Chowchilla_SSN | Reliability_Capacity_In_Model_Year | System RA | Southern_PGAE_Li_Battery_8hr_170 | 0.5 | 0.5 | 0.5 | 0.5 | 0.5 | 0.5 | 0.5 | 0.5 | 0.5 | 0.5 | 0.5 | 0.5 | 0.5 | 0.5 | 0.5 | 0.5 | 0.5 | 0.5 | 0.5 | 0.5 | 0.5 | 0.5 | 0.5 | 0.5 | 0.5 | 0.5 | 0.5 | 0.5 | 0.5 | 0.5 | 0.5
Southern_PGAE_Li_Battery_8hr_174 | caiso-deliverability | Dairyland_Chowchilla_SSN | Reliability_Capacity_In_Model_Year | System RA | Southern_PGAE_Li_Battery_8hr_174 | 0.5 | 0.5 | 0.5 | 0.5 | 0.5 | 0.5 | 0.5 | 0.5 | 0.5 | 0.5 | 0.5 | 0.5 | 0.5 | 0.5 | 0.5 | 0.5 | 0.5 | 0.5 | 0.5 | 0.5 | 0.5 | 0.5 | 0.5 | 0.5 | 0.5 | 0.5 | 0.5 | 0.5 | 0.5 | 0.5 | 0.5
Southern_PGAE_Li_Battery_8hr_176 | caiso-deliverability | Dairyland_Chowchilla_SSN | Reliability_Capacity_In_Model_Year | System RA | Southern_PGAE_Li_Battery_8hr_176 | 0.5 | 0.5 | 0.5 | 0.5 | 0.5 | 0.5 | 0.5 | 0.5 | 0.5 | 0.5 | 0.5 | 0.5 | 0.5 | 0.5 | 0.5 | 0.5 | 0.5 | 0.5 | 0.5 | 0.5 | 0.5 | 0.5 | 0.5 | 0.5 | 0.5 | 0.5 | 0.5 | 0.5 | 0.5 | 0.5 | 0.5
Central_Valley_North_Los_Banos_Wind_154 | caiso-deliverability | Dairyland_Chowchilla_SSN | Reliability_Capacity_In_Model_Year | System RA | Central_Valley_North_Los_Banos_Wind_154 | 0.163 | 0.163 | 0.163 | 0.163 | 0.163 | 0.163 | 0.163 | 0.163 | 0.163 | 0.163 | 0.163 | 0.163 | 0.163 | 0.163 | 0.163 | 0.163 | 0.163 | 0.163 | 0.163 | 0.163 | 0.163 | 0.163 | 0.163 | 0.163 | 0.163 | 0.163 | 0.163 | 0.163 | 0.163 | 0.163 | 0.163
Central_Valley_North_Los_Banos_Wind_162 | caiso-deliverability | Dairyland_Chowchilla_SSN | Reliability_Capacity_In_Model_Year | System RA | Central_Valley_North_Los_Banos_Wind_162 | 0.163 | 0.163 | 0.163 | 0.163 | 0.163 | 0.163 | 0.163 | 0.163 | 0.163 | 0.163 | 0.163 | 0.163 | 0.163 | 0.163 | 0.163 | 0.163 | 0.163 | 0.163 | 0.163 | 0.163 | 0.163 | 0.163 | 0.163 | 0.163 | 0.163 | 0.163 | 0.163 | 0.163 | 0.163 | 0.163 | 0.163
Northern_California_Solar_166 | caiso-deliverability | Dairyland_Chowchilla_SSN | Reliability_Capacity_In_Model_Year | System RA | Northern_California_Solar_166 | 0.556 | 0.556 | 0.556 | 0.556 | 0.556 | 0.556 | 0.556 | 0.556 | 0.556 | 0.556 | 0.556 | 0.556 | 0.556 | 0.556 | 0.556 | 0.556 | 0.556 | 0.556 | 0.556 | 0.556 | 0.556 | 0.556 | 0.556 | 0.556 | 0.556 | 0.556 | 0.556 | 0.556 | 0.556 | 0.556 | 0.556
Southern_PGAE_Solar_140 | caiso-deliverability | Dairyland_Chowchilla_SSN | Reliability_Capacity_In_Model_Year | System RA | Southern_PGAE_Solar_140 | 0.556 | 0.556 | 0.556 | 0.556 | 0.556 | 0.556 | 0.556 | 0.556 | 0.556 | 0.556 | 0.556 | 0.556 | 0.556 | 0.556 | 0.556 | 0.556 | 0.556 | 0.556 | 0.556 | 0.556 | 0.556 | 0.556 | 0.556 | 0.556 | 0.556 | 0.556 | 0.556 | 0.556 | 0.556 | 0.556 | 0.556
Southern_PGAE_Solar_151 | caiso-deliverability | Dairyland_Chowchilla_SSN | Reliability_Capacity_In_Model_Year | System RA | Southern_PGAE_Solar_151 | 0.556 | 0.556 | 0.556 | 0.556 | 0.556 | 0.556 | 0.556 | 0.556 | 0.556 | 0.556 | 0.556 | 0.556 | 0.556 | 0.556 | 0.556 | 0.556 | 0.556 | 0.556 | 0.556 | 0.556 | 0.556 | 0.556 | 0.556 | 0.556 | 0.556 | 0.556 | 0.556 | 0.556 | 0.556 | 0.556 | 0.556
Southern_PGAE_Solar_154 | caiso-deliverability | Dairyland_Chowchilla_SSN | Reliability_Capacity_In_Model_Year | System RA | Southern_PGAE_Solar_154 | 0.556 | 0.556 | 0.556 | 0.556 | 0.556 | 0.556 | 0.556 | 0.556 | 0.556 | 0.556 | 0.556 | 0.556 | 0.556 | 0.556 | 0.556 | 0.556 | 0.556 | 0.556 | 0.556 | 0.556 | 0.556 | 0.556 | 0.556 | 0.556 | 0.556 | 0.556 | 0.556 | 0.556 | 0.556 | 0.556 | 0.556
Southern_PGAE_Solar_161 | caiso-deliverability | Dairyland_Chowchilla_SSN | Reliability_Capacity_In_Model_Year | System RA | Southern_PGAE_Solar_161 | 0.556 | 0.556 | 0.556 | 0.556 | 0.556 | 0.556 | 0.556 | 0.556 | 0.556 | 0.556 | 0.556 | 0.556 | 0.556 | 0.556 | 0.556 | 0.556 | 0.556 | 0.556 | 0.556 | 0.556 | 0.556 | 0.556 | 0.556 | 0.556 | 0.556 | 0.556 | 0.556 | 0.556 | 0.556 | 0.556 | 0.556
Southern_PGAE_Solar_162 | caiso-deliverability | Dairyland_Chowchilla_SSN | Reliability_Capacity_In_Model_Year | System RA | Southern_PGAE_Solar_162 | 0.556 | 0.556 | 0.556 | 0.556 | 0.556 | 0.556 | 0.556 | 0.556 | 0.556 | 0.556 | 0.556 | 0.556 | 0.556 | 0.556 | 0.556 | 0.556 | 0.556 | 0.556 | 0.556 | 0.556 | 0.556 | 0.556 | 0.556 | 0.556 | 0.556 | 0.556 | 0.556 | 0.556 | 0.556 | 0.556 | 0.556
Southern_PGAE_Solar_163 | caiso-deliverability | Dairyland_Chowchilla_SSN | Reliability_Capacity_In_Model_Year | System RA | Southern_PGAE_Solar_163 | 0.556 | 0.556 | 0.556 | 0.556 | 0.556 | 0.556 | 0.556 | 0.556 | 0.556 | 0.556 | 0.556 | 0.556 | 0.556 | 0.556 | 0.556 | 0.556 | 0.556 | 0.556 | 0.556 | 0.556 | 0.556 | 0.556 | 0.556 | 0.556 | 0.556 | 0.556 | 0.556 | 0.556 | 0.556 | 0.556 | 0.556
Southern_PGAE_Solar_164 | caiso-deliverability | Dairyland_Chowchilla_SSN | Reliability_Capacity_In_Model_Year | System RA | Southern_PGAE_Solar_164 | 0.556 | 0.556 | 0.556 | 0.556 | 0.556 | 0.556 | 0.556 | 0.556 | 0.556 | 0.556 | 0.556 | 0.556 | 0.556 | 0.556 | 0.556 | 0.556 | 0.556 | 0.556 | 0.556 | 0.556 | 0.556 | 0.556 | 0.556 | 0.556 | 0.556 | 0.556 | 0.556 | 0.556 | 0.556 | 0.556 | 0.556
Southern_PGAE_Solar_165 | caiso-deliverability | Dairyland_Chowchilla_SSN | Reliability_Capacity_In_Model_Year | System RA | Southern_PGAE_Solar_165 | 0.556 | 0.556 | 0.556 | 0.556 | 0.556 | 0.556 | 0.556 | 0.556 | 0.556 | 0.556 | 0.556 | 0.556 | 0.556 | 0.556 | 0.556 | 0.556 | 0.556 | 0.556 | 0.556 | 0.556 | 0.556 | 0.556 | 0.556 | 0.556 | 0.556 | 0.556 | 0.556 | 0.556 | 0.556 | 0.556 | 0.556
Southern_PGAE_Solar_168 | caiso-deliverability | Dairyland_Chowchilla_SSN | Reliability_Capacity_In_Model_Year | System RA | Southern_PGAE_Solar_168 | 0.556 | 0.556 | 0.556 | 0.556 | 0.556 | 0.556 | 0.556 | 0.556 | 0.556 | 0.556 | 0.556 | 0.556 | 0.556 | 0.556 | 0.556 | 0.556 | 0.556 | 0.556 | 0.556 | 0.556 | 0.556 | 0.556 | 0.556 | 0.556 | 0.556 | 0.556 | 0.556 | 0.556 | 0.556 | 0.556 | 0.556
Southern_PGAE_Solar_169 | caiso-deliverability | Dairyland_Chowchilla_SSN | Reliability_Capacity_In_Model_Year | System RA | Southern_PGAE_Solar_169 | 0.556 | 0.556 | 0.556 | 0.556 | 0.556 | 0.556 | 0.556 | 0.556 | 0.556 | 0.556 | 0.556 | 0.556 | 0.556 | 0.556 | 0.556 | 0.556 | 0.556 | 0.556 | 0.556 | 0.556 | 0.556 | 0.556 | 0.556 | 0.556 | 0.556 | 0.556 | 0.556 | 0.556 | 0.556 | 0.556 | 0.556
Southern_PGAE_Solar_170 | caiso-deliverability | Dairyland_Chowchilla_SSN | Reliability_Capacity_In_Model_Year | System RA | Southern_PGAE_Solar_170 | 0.556 | 0.556 | 0.556 | 0.556 | 0.556 | 0.556 | 0.556 | 0.556 | 0.556 | 0.556 | 0.556 | 0.556 | 0.556 | 0.556 | 0.556 | 0.556 | 0.556 | 0.556 | 0.556 | 0.556 | 0.556 | 0.556 | 0.556 | 0.556 | 0.556 | 0.556 | 0.556 | 0.556 | 0.556 | 0.556 | 0.556
Southern_PGAE_Solar_174 | caiso-deliverability | Dairyland_Chowchilla_SSN | Reliability_Capacity_In_Model_Year | System RA | Southern_PGAE_Solar_174 | 0.556 | 0.556 | 0.556 | 0.556 | 0.556 | 0.556 | 0.556 | 0.556 | 0.556 | 0.556 | 0.556 | 0.556 | 0.556 | 0.556 | 0.556 | 0.556 | 0.556 | 0.556 | 0.556 | 0.556 | 0.556 | 0.556 | 0.556 | 0.556 | 0.556 | 0.556 | 0.556 | 0.556 | 0.556 | 0.556 | 0.556
Southern_PGAE_Solar_176 | caiso-deliverability | Dairyland_Chowchilla_SSN | Reliability_Capacity_In_Model_Year | System RA | Southern_PGAE_Solar_176 | 0.556 | 0.556 | 0.556 | 0.556 | 0.556 | 0.556 | 0.556 | 0.556 | 0.556 | 0.556 | 0.556 | 0.556 | 0.556 | 0.556 | 0.556 | 0.556 | 0.556 | 0.556 | 0.556 | 0.556 | 0.556 | 0.556 | 0.556 | 0.556 | 0.556 | 0.556 | 0.556 | 0.556 | 0.556 | 0.556 | 0.556
Dairyland_Chowchilla_group | caiso-deliverability | Dairyland_Chowchilla_SSN | Operational_New_Capacity_MW | Dairyland_Chowchilla_group |  | -1 | -1 | -1 | -1 | -1 | -1 | -1 | -1 | -1 | -1 | -1 | -1 | -1 | -1 | -1 | -1 | -1 | -1 | -1 | -1 | -1 | -1 | -1 | -1 | -1 | -1 | -1 | -1 | -1 | -1 | -1
Arizona_Solar_62 | caiso-deliverability | DCRT_HSN | Reliability_Capacity_In_Model_Year | System RA | Arizona_Solar_62 | 0.106 | 0.106 | 0.106 | 0.106 | 0.106 | 0.106 | 0.106 | 0.106 | 0.106 | 0.106 | 0.106 | 0.106 | 0.106 | 0.106 | 0.106 | 0.106 | 0.106 | 0.106 | 0.106 | 0.106 | 0.106 | 0.106 | 0.106 | 0.106 | 0.106 | 0.106 | 0.106 | 0.106 | 0.106 | 0.106 | 0.106
Arizona_Solar_77 | caiso-deliverability | DCRT_HSN | Reliability_Capacity_In_Model_Year | System RA | Arizona_Solar_77 | 0.106 | 0.106 | 0.106 | 0.106 | 0.106 | 0.106 | 0.106 | 0.106 | 0.106 | 0.106 | 0.106 | 0.106 | 0.106 | 0.106 | 0.106 | 0.106 | 0.106 | 0.106 | 0.106 | 0.106 | 0.106 | 0.106 | 0.106 | 0.106 | 0.106 | 0.106 | 0.106 | 0.106 | 0.106 | 0.106 | 0.106
Arizona_Flow_Battery_62 | caiso-deliverability | DCRT_HSN | Reliability_Capacity_In_Model_Year | System RA | Arizona_Flow_Battery_62 | 1 | 1 | 1 | 1 | 1 | 1 | 1 | 1 | 1 | 1 | 1 | 1 | 1 | 1 | 1 | 1 | 1 | 1 | 1 | 1 | 1 | 1 | 1 | 1 | 1 | 1 | 1 | 1 | 1 | 1 | 1
Arizona_Flow_Battery_77 | caiso-deliverability | DCRT_HSN | Reliability_Capacity_In_Model_Year | System RA | Arizona_Flow_Battery_77 | 1 | 1 | 1 | 1 | 1 | 1 | 1 | 1 | 1 | 1 | 1 | 1 | 1 | 1 | 1 | 1 | 1 | 1 | 1 | 1 | 1 | 1 | 1 | 1 | 1 | 1 | 1 | 1 | 1 | 1 | 1
Arizona_Li_Battery_4hr_62 | caiso-deliverability | DCRT_HSN | Reliability_Capacity_In_Model_Year | System RA | Arizona_Li_Battery_4hr_62 | 1 | 1 | 1 | 1 | 1 | 1 | 1 | 1 | 1 | 1 | 1 | 1 | 1 | 1 | 1 | 1 | 1 | 1 | 1 | 1 | 1 | 1 | 1 | 1 | 1 | 1 | 1 | 1 | 1 | 1 | 1
Arizona_Li_Battery_4hr_77 | caiso-deliverability | DCRT_HSN | Reliability_Capacity_In_Model_Year | System RA | Arizona_Li_Battery_4hr_77 | 1 | 1 | 1 | 1 | 1 | 1 | 1 | 1 | 1 | 1 | 1 | 1 | 1 | 1 | 1 | 1 | 1 | 1 | 1 | 1 | 1 | 1 | 1 | 1 | 1 | 1 | 1 | 1 | 1 | 1 | 1
Arizona_Li_Battery_8hr_62 | caiso-deliverability | DCRT_HSN | Reliability_Capacity_In_Model_Year | System RA | Arizona_Li_Battery_8hr_62 | 1 | 1 | 1 | 1 | 1 | 1 | 1 | 1 | 1 | 1 | 1 | 1 | 1 | 1 | 1 | 1 | 1 | 1 | 1 | 1 | 1 | 1 | 1 | 1 | 1 | 1 | 1 | 1 | 1 | 1 | 1
Arizona_Li_Battery_8hr_77 | caiso-deliverability | DCRT_HSN | Reliability_Capacity_In_Model_Year | System RA | Arizona_Li_Battery_8hr_77 | 1 | 1 | 1 | 1 | 1 | 1 | 1 | 1 | 1 | 1 | 1 | 1 | 1 | 1 | 1 | 1 | 1 | 1 | 1 | 1 | 1 | 1 | 1 | 1 | 1 | 1 | 1 | 1 | 1 | 1 | 1
DCRT_group | caiso-deliverability | DCRT_HSN | Operational_New_Capacity_MW | DCRT_group |  | -1 | -1 | -1 | -1 | -1 | -1 | -1 | -1 | -1 | -1 | -1 | -1 | -1 | -1 | -1 | -1 | -1 | -1 | -1 | -1 | -1 | -1 | -1 | -1 | -1 | -1 | -1 | -1 | -1 | -1 | -1
Arizona_Solar_62 | caiso-deliverability | DCRT_offpeak | Operational_New_Capacity_MW | Arizona_Solar_62 |  | 0.77 | 0.77 | 0.77 | 0.77 | 0.77 | 0.77 | 0.77 | 0.77 | 0.77 | 0.77 | 0.77 | 0.77 | 0.77 | 0.77 | 0.77 | 0.77 | 0.77 | 0.77 | 0.77 | 0.77 | 0.77 | 0.77 | 0.77 | 0.77 | 0.77 | 0.77 | 0.77 | 0.77 | 0.77 | 0.77 | 0.77
Arizona_Solar_77 | caiso-deliverability | DCRT_offpeak | Operational_New_Capacity_MW | Arizona_Solar_77 |  | 0.77 | 0.77 | 0.77 | 0.77 | 0.77 | 0.77 | 0.77 | 0.77 | 0.77 | 0.77 | 0.77 | 0.77 | 0.77 | 0.77 | 0.77 | 0.77 | 0.77 | 0.77 | 0.77 | 0.77 | 0.77 | 0.77 | 0.77 | 0.77 | 0.77 | 0.77 | 0.77 | 0.77 | 0.77 | 0.77 | 0.77
Arizona_Flow_Battery_62 | caiso-deliverability | DCRT_offpeak | Operational_New_Capacity_MW | Arizona_Flow_Battery_62 |  | -1 | -1 | -1 | -1 | -1 | -1 | -1 | -1 | -1 | -1 | -1 | -1 | -1 | -1 | -1 | -1 | -1 | -1 | -1 | -1 | -1 | -1 | -1 | -1 | -1 | -1 | -1 | -1 | -1 | -1 | -1
Arizona_Flow_Battery_77 | caiso-deliverability | DCRT_offpeak | Operational_New_Capacity_MW | Arizona_Flow_Battery_77 |  | -1 | -1 | -1 | -1 | -1 | -1 | -1 | -1 | -1 | -1 | -1 | -1 | -1 | -1 | -1 | -1 | -1 | -1 | -1 | -1 | -1 | -1 | -1 | -1 | -1 | -1 | -1 | -1 | -1 | -1 | -1
Arizona_Li_Battery_4hr_62 | caiso-deliverability | DCRT_offpeak | Operational_New_Capacity_MW | Arizona_Li_Battery_4hr_62 |  | -1 | -1 | -1 | -1 | -1 | -1 | -1 | -1 | -1 | -1 | -1 | -1 | -1 | -1 | -1 | -1 | -1 | -1 | -1 | -1 | -1 | -1 | -1 | -1 | -1 | -1 | -1 | -1 | -1 | -1 | -1
Arizona_Li_Battery_4hr_77 | caiso-deliverability | DCRT_offpeak | Operational_New_Capacity_MW | Arizona_Li_Battery_4hr_77 |  | -1 | -1 | -1 | -1 | -1 | -1 | -1 | -1 | -1 | -1 | -1 | -1 | -1 | -1 | -1 | -1 | -1 | -1 | -1 | -1 | -1 | -1 | -1 | -1 | -1 | -1 | -1 | -1 | -1 | -1 | -1
Arizona_Li_Battery_8hr_62 | caiso-deliverability | DCRT_offpeak | Operational_New_Capacity_MW | Arizona_Li_Battery_8hr_62 |  | -1 | -1 | -1 | -1 | -1 | -1 | -1 | -1 | -1 | -1 | -1 | -1 | -1 | -1 | -1 | -1 | -1 | -1 | -1 | -1 | -1 | -1 | -1 | -1 | -1 | -1 | -1 | -1 | -1 | -1 | -1
Arizona_Li_Battery_8hr_77 | caiso-deliverability | DCRT_offpeak | Operational_New_Capacity_MW | Arizona_Li_Battery_8hr_77 |  | -1 | -1 | -1 | -1 | -1 | -1 | -1 | -1 | -1 | -1 | -1 | -1 | -1 | -1 | -1 | -1 | -1 | -1 | -1 | -1 | -1 | -1 | -1 | -1 | -1 | -1 | -1 | -1 | -1 | -1 | -1
DCRT_group | caiso-deliverability | DCRT_offpeak | Operational_New_Capacity_MW | DCRT_group |  | -1 | -1 | -1 | -1 | -1 | -1 | -1 | -1 | -1 | -1 | -1 | -1 | -1 | -1 | -1 | -1 | -1 | -1 | -1 | -1 | -1 | -1 | -1 | -1 | -1 | -1 | -1 | -1 | -1 | -1 | -1
Arizona_Solar_62 | caiso-deliverability | DCRT_SSN | Reliability_Capacity_In_Model_Year | System RA | Arizona_Solar_62 | 0.427 | 0.427 | 0.427 | 0.427 | 0.427 | 0.427 | 0.427 | 0.427 | 0.427 | 0.427 | 0.427 | 0.427 | 0.427 | 0.427 | 0.427 | 0.427 | 0.427 | 0.427 | 0.427 | 0.427 | 0.427 | 0.427 | 0.427 | 0.427 | 0.427 | 0.427 | 0.427 | 0.427 | 0.427 | 0.427 | 0.427
Arizona_Solar_77 | caiso-deliverability | DCRT_SSN | Reliability_Capacity_In_Model_Year | System RA | Arizona_Solar_77 | 0.427 | 0.427 | 0.427 | 0.427 | 0.427 | 0.427 | 0.427 | 0.427 | 0.427 | 0.427 | 0.427 | 0.427 | 0.427 | 0.427 | 0.427 | 0.427 | 0.427 | 0.427 | 0.427 | 0.427 | 0.427 | 0.427 | 0.427 | 0.427 | 0.427 | 0.427 | 0.427 | 0.427 | 0.427 | 0.427 | 0.427
Arizona_Flow_Battery_62 | caiso-deliverability | DCRT_SSN | Reliability_Capacity_In_Model_Year | System RA | Arizona_Flow_Battery_62 | 0.5 | 0.5 | 0.5 | 0.5 | 0.5 | 0.5 | 0.5 | 0.5 | 0.5 | 0.5 | 0.5 | 0.5 | 0.5 | 0.5 | 0.5 | 0.5 | 0.5 | 0.5 | 0.5 | 0.5 | 0.5 | 0.5 | 0.5 | 0.5 | 0.5 | 0.5 | 0.5 | 0.5 | 0.5 | 0.5 | 0.5
Arizona_Flow_Battery_77 | caiso-deliverability | DCRT_SSN | Reliability_Capacity_In_Model_Year | System RA | Arizona_Flow_Battery_77 | 0.5 | 0.5 | 0.5 | 0.5 | 0.5 | 0.5 | 0.5 | 0.5 | 0.5 | 0.5 | 0.5 | 0.5 | 0.5 | 0.5 | 0.5 | 0.5 | 0.5 | 0.5 | 0.5 | 0.5 | 0.5 | 0.5 | 0.5 | 0.5 | 0.5 | 0.5 | 0.5 | 0.5 | 0.5 | 0.5 | 0.5
Arizona_Li_Battery_4hr_62 | caiso-deliverability | DCRT_SSN | Reliability_Capacity_In_Model_Year | System RA | Arizona_Li_Battery_4hr_62 | 0.5 | 0.5 | 0.5 | 0.5 | 0.5 | 0.5 | 0.5 | 0.5 | 0.5 | 0.5 | 0.5 | 0.5 | 0.5 | 0.5 | 0.5 | 0.5 | 0.5 | 0.5 | 0.5 | 0.5 | 0.5 | 0.5 | 0.5 | 0.5 | 0.5 | 0.5 | 0.5 | 0.5 | 0.5 | 0.5 | 0.5
Arizona_Li_Battery_4hr_77 | caiso-deliverability | DCRT_SSN | Reliability_Capacity_In_Model_Year | System RA | Arizona_Li_Battery_4hr_77 | 0.5 | 0.5 | 0.5 | 0.5 | 0.5 | 0.5 | 0.5 | 0.5 | 0.5 | 0.5 | 0.5 | 0.5 | 0.5 | 0.5 | 0.5 | 0.5 | 0.5 | 0.5 | 0.5 | 0.5 | 0.5 | 0.5 | 0.5 | 0.5 | 0.5 | 0.5 | 0.5 | 0.5 | 0.5 | 0.5 | 0.5
Arizona_Li_Battery_8hr_62 | caiso-deliverability | DCRT_SSN | Reliability_Capacity_In_Model_Year | System RA | Arizona_Li_Battery_8hr_62 | 0.5 | 0.5 | 0.5 | 0.5 | 0.5 | 0.5 | 0.5 | 0.5 | 0.5 | 0.5 | 0.5 | 0.5 | 0.5 | 0.5 | 0.5 | 0.5 | 0.5 | 0.5 | 0.5 | 0.5 | 0.5 | 0.5 | 0.5 | 0.5 | 0.5 | 0.5 | 0.5 | 0.5 | 0.5 | 0.5 | 0.5
Arizona_Li_Battery_8hr_77 | caiso-deliverability | DCRT_SSN | Reliability_Capacity_In_Model_Year | System RA | Arizona_Li_Battery_8hr_77 | 0.5 | 0.5 | 0.5 | 0.5 | 0.5 | 0.5 | 0.5 | 0.5 | 0.5 | 0.5 | 0.5 | 0.5 | 0.5 | 0.5 | 0.5 | 0.5 | 0.5 | 0.5 | 0.5 | 0.5 | 0.5 | 0.5 | 0.5 | 0.5 | 0.5 | 0.5 | 0.5 | 0.5 | 0.5 | 0.5 | 0.5
DCRT_group | caiso-deliverability | DCRT_SSN | Operational_New_Capacity_MW | DCRT_group |  | -1 | -1 | -1 | -1 | -1 | -1 | -1 | -1 | -1 | -1 | -1 | -1 | -1 | -1 | -1 | -1 | -1 | -1 | -1 | -1 | -1 | -1 | -1 | -1 | -1 | -1 | -1 | -1 | -1 | -1 | -1
Greater_LA_Flow_Battery_30 | caiso-deliverability | Del_Amo_Barre_HSN | Reliability_Capacity_In_Model_Year | System RA | Greater_LA_Flow_Battery_30 | 1 | 1 | 1 | 1 | 1 | 1 | 1 | 1 | 1 | 1 | 1 | 1 | 1 | 1 | 1 | 1 | 1 | 1 | 1 | 1 | 1 | 1 | 1 | 1 | 1 | 1 | 1 | 1 | 1 | 1 | 1
Greater_LA_Li_Battery_4hr_30 | caiso-deliverability | Del_Amo_Barre_HSN | Reliability_Capacity_In_Model_Year | System RA | Greater_LA_Li_Battery_4hr_30 | 1 | 1 | 1 | 1 | 1 | 1 | 1 | 1 | 1 | 1 | 1 | 1 | 1 | 1 | 1 | 1 | 1 | 1 | 1 | 1 | 1 | 1 | 1 | 1 | 1 | 1 | 1 | 1 | 1 | 1 | 1
Greater_LA_Li_Battery_8hr_30 | caiso-deliverability | Del_Amo_Barre_HSN | Reliability_Capacity_In_Model_Year | System RA | Greater_LA_Li_Battery_8hr_30 | 1 | 1 | 1 | 1 | 1 | 1 | 1 | 1 | 1 | 1 | 1 | 1 | 1 | 1 | 1 | 1 | 1 | 1 | 1 | 1 | 1 | 1 | 1 | 1 | 1 | 1 | 1 | 1 | 1 | 1 | 1
Greater_LA_Solar_30 | caiso-deliverability | Del_Amo_Barre_HSN | Reliability_Capacity_In_Model_Year | System RA | Greater_LA_Solar_30 | 0.106 | 0.106 | 0.106 | 0.106 | 0.106 | 0.106 | 0.106 | 0.106 | 0.106 | 0.106 | 0.106 | 0.106 | 0.106 | 0.106 | 0.106 | 0.106 | 0.106 | 0.106 | 0.106 | 0.106 | 0.106 | 0.106 | 0.106 | 0.106 | 0.106 | 0.106 | 0.106 | 0.106 | 0.106 | 0.106 | 0.106
Del_Amo_Barre_group | caiso-deliverability | Del_Amo_Barre_HSN | Operational_New_Capacity_MW | Del_Amo_Barre_group |  | -1 | -1 | -1 | -1 | -1 | -1 | -1 | -1 | -1 | -1 | -1 | -1 | -1 | -1 | -1 | -1 | -1 | -1 | -1 | -1 | -1 | -1 | -1 | -1 | -1 | -1 | -1 | -1 | -1 | -1 | -1
Greater_LA_Flow_Battery_30 | caiso-deliverability | Del_Amo_Barre_offpeak | Operational_New_Capacity_MW | Greater_LA_Flow_Battery_30 |  | -1 | -1 | -1 | -1 | -1 | -1 | -1 | -1 | -1 | -1 | -1 | -1 | -1 | -1 | -1 | -1 | -1 | -1 | -1 | -1 | -1 | -1 | -1 | -1 | -1 | -1 | -1 | -1 | -1 | -1 | -1
Greater_LA_Li_Battery_4hr_30 | caiso-deliverability | Del_Amo_Barre_offpeak | Operational_New_Capacity_MW | Greater_LA_Li_Battery_4hr_30 |  | -1 | -1 | -1 | -1 | -1 | -1 | -1 | -1 | -1 | -1 | -1 | -1 | -1 | -1 | -1 | -1 | -1 | -1 | -1 | -1 | -1 | -1 | -1 | -1 | -1 | -1 | -1 | -1 | -1 | -1 | -1
Greater_LA_Li_Battery_8hr_30 | caiso-deliverability | Del_Amo_Barre_offpeak | Operational_New_Capacity_MW | Greater_LA_Li_Battery_8hr_30 |  | -1 | -1 | -1 | -1 | -1 | -1 | -1 | -1 | -1 | -1 | -1 | -1 | -1 | -1 | -1 | -1 | -1 | -1 | -1 | -1 | -1 | -1 | -1 | -1 | -1 | -1 | -1 | -1 | -1 | -1 | -1
Greater_LA_Solar_30 | caiso-deliverability | Del_Amo_Barre_offpeak | Operational_New_Capacity_MW | Greater_LA_Solar_30 |  | 0.77 | 0.77 | 0.77 | 0.77 | 0.77 | 0.77 | 0.77 | 0.77 | 0.77 | 0.77 | 0.77 | 0.77 | 0.77 | 0.77 | 0.77 | 0.77 | 0.77 | 0.77 | 0.77 | 0.77 | 0.77 | 0.77 | 0.77 | 0.77 | 0.77 | 0.77 | 0.77 | 0.77 | 0.77 | 0.77 | 0.77
Del_Amo_Barre_group | caiso-deliverability | Del_Amo_Barre_offpeak | Operational_New_Capacity_MW | Del_Amo_Barre_group |  | -1 | -1 | -1 | -1 | -1 | -1 | -1 | -1 | -1 | -1 | -1 | -1 | -1 | -1 | -1 | -1 | -1 | -1 | -1 | -1 | -1 | -1 | -1 | -1 | -1 | -1 | -1 | -1 | -1 | -1 | -1
Greater_LA_Flow_Battery_30 | caiso-deliverability | Del_Amo_Barre_SSN | Reliability_Capacity_In_Model_Year | System RA | Greater_LA_Flow_Battery_30 | 0.5 | 0.5 | 0.5 | 0.5 | 0.5 | 0.5 | 0.5 | 0.5 | 0.5 | 0.5 | 0.5 | 0.5 | 0.5 | 0.5 | 0.5 | 0.5 | 0.5 | 0.5 | 0.5 | 0.5 | 0.5 | 0.5 | 0.5 | 0.5 | 0.5 | 0.5 | 0.5 | 0.5 | 0.5 | 0.5 | 0.5
Greater_LA_Li_Battery_4hr_30 | caiso-deliverability | Del_Amo_Barre_SSN | Reliability_Capacity_In_Model_Year | System RA | Greater_LA_Li_Battery_4hr_30 | 0.5 | 0.5 | 0.5 | 0.5 | 0.5 | 0.5 | 0.5 | 0.5 | 0.5 | 0.5 | 0.5 | 0.5 | 0.5 | 0.5 | 0.5 | 0.5 | 0.5 | 0.5 | 0.5 | 0.5 | 0.5 | 0.5 | 0.5 | 0.5 | 0.5 | 0.5 | 0.5 | 0.5 | 0.5 | 0.5 | 0.5
Greater_LA_Li_Battery_8hr_30 | caiso-deliverability | Del_Amo_Barre_SSN | Reliability_Capacity_In_Model_Year | System RA | Greater_LA_Li_Battery_8hr_30 | 0.5 | 0.5 | 0.5 | 0.5 | 0.5 | 0.5 | 0.5 | 0.5 | 0.5 | 0.5 | 0.5 | 0.5 | 0.5 | 0.5 | 0.5 | 0.5 | 0.5 | 0.5 | 0.5 | 0.5 | 0.5 | 0.5 | 0.5 | 0.5 | 0.5 | 0.5 | 0.5 | 0.5 | 0.5 | 0.5 | 0.5
Greater_LA_Solar_30 | caiso-deliverability | Del_Amo_Barre_SSN | Reliability_Capacity_In_Model_Year | System RA | Greater_LA_Solar_30 | 0.427 | 0.427 | 0.427 | 0.427 | 0.427 | 0.427 | 0.427 | 0.427 | 0.427 | 0.427 | 0.427 | 0.427 | 0.427 | 0.427 | 0.427 | 0.427 | 0.427 | 0.427 | 0.427 | 0.427 | 0.427 | 0.427 | 0.427 | 0.427 | 0.427 | 0.427 | 0.427 | 0.427 | 0.427 | 0.427 | 0.427
Del_Amo_Barre_group | caiso-deliverability | Del_Amo_Barre_SSN | Operational_New_Capacity_MW | Del_Amo_Barre_group |  | -1 | -1 | -1 | -1 | -1 | -1 | -1 | -1 | -1 | -1 | -1 | -1 | -1 | -1 | -1 | -1 | -1 | -1 | -1 | -1 | -1 | -1 | -1 | -1 | -1 | -1 | -1 | -1 | -1 | -1 | -1
Del_Norte_Offshore_Wind_Asset | caiso-deliverability | Del_Norte_Offshore_Line_HSN | Reliability_Capacity_In_Model_Year | System RA | Del_Norte_Offshore_Wind_Asset | 1 | 1 | 1 | 1 | 1 | 1 | 1 | 1 | 1 | 1 | 1 | 1 | 1 | 1 | 1 | 1 | 1 | 1 | 1 | 1 | 1 | 1 | 1 | 1 | 1 | 1 | 1 | 1 | 1 | 1 | 1
Del_Norte_Offshore_Line_group | caiso-deliverability | Del_Norte_Offshore_Line_HSN | Operational_New_Capacity_MW | Del_Norte_Offshore_Line_group |  | -1 | -1 | -1 | -1 | -1 | -1 | -1 | -1 | -1 | -1 | -1 | -1 | -1 | -1 | -1 | -1 | -1 | -1 | -1 | -1 | -1 | -1 | -1 | -1 | -1 | -1 | -1 | -1 | -1 | -1 | -1
Del_Norte_Offshore_Wind_Asset | caiso-deliverability | Del_Norte_Offshore_Line_offpeak | Operational_New_Capacity_MW | Del_Norte_Offshore_Wind_Asset |  | 1 | 1 | 1 | 1 | 1 | 1 | 1 | 1 | 1 | 1 | 1 | 1 | 1 | 1 | 1 | 1 | 1 | 1 | 1 | 1 | 1 | 1 | 1 | 1 | 1 | 1 | 1 | 1 | 1 | 1 | 1
Del_Norte_Offshore_Line_group | caiso-deliverability | Del_Norte_Offshore_Line_offpeak | Operational_New_Capacity_MW | Del_Norte_Offshore_Line_group |  | -1 | -1 | -1 | -1 | -1 | -1 | -1 | -1 | -1 | -1 | -1 | -1 | -1 | -1 | -1 | -1 | -1 | -1 | -1 | -1 | -1 | -1 | -1 | -1 | -1 | -1 | -1 | -1 | -1 | -1 | -1
Del_Norte_Offshore_Wind_Asset | caiso-deliverability | Del_Norte_Offshore_Line_SSN | Reliability_Capacity_In_Model_Year | System RA | Del_Norte_Offshore_Wind_Asset | 0.51 | 0.51 | 0.51 | 0.51 | 0.51 | 0.51 | 0.51 | 0.51 | 0.51 | 0.51 | 0.51 | 0.51 | 0.51 | 0.51 | 0.51 | 0.51 | 0.51 | 0.51 | 0.51 | 0.51 | 0.51 | 0.51 | 0.51 | 0.51 | 0.51 | 0.51 | 0.51 | 0.51 | 0.51 | 0.51 | 0.51
Del_Norte_Offshore_Line_group | caiso-deliverability | Del_Norte_Offshore_Line_SSN | Operational_New_Capacity_MW | Del_Norte_Offshore_Line_group |  | -1 | -1 | -1 | -1 | -1 | -1 | -1 | -1 | -1 | -1 | -1 | -1 | -1 | -1 | -1 | -1 | -1 | -1 | -1 | -1 | -1 | -1 | -1 | -1 | -1 | -1 | -1 | -1 | -1 | -1 | -1
Arizona_Solar_55 | caiso-deliverability | Devers_Red_Bluff_HSN | Reliability_Capacity_In_Model_Year | System RA | Arizona_Solar_55 | 0.106 | 0.106 | 0.106 | 0.106 | 0.106 | 0.106 | 0.106 | 0.106 | 0.106 | 0.106 | 0.106 | 0.106 | 0.106 | 0.106 | 0.106 | 0.106 | 0.106 | 0.106 | 0.106 | 0.106 | 0.106 | 0.106 | 0.106 | 0.106 | 0.106 | 0.106 | 0.106 | 0.106 | 0.106 | 0.106 | 0.106
Arizona_Solar_62 | caiso-deliverability | Devers_Red_Bluff_HSN | Reliability_Capacity_In_Model_Year | System RA | Arizona_Solar_62 | 0.106 | 0.106 | 0.106 | 0.106 | 0.106 | 0.106 | 0.106 | 0.106 | 0.106 | 0.106 | 0.106 | 0.106 | 0.106 | 0.106 | 0.106 | 0.106 | 0.106 | 0.106 | 0.106 | 0.106 | 0.106 | 0.106 | 0.106 | 0.106 | 0.106 | 0.106 | 0.106 | 0.106 | 0.106 | 0.106 | 0.106
Arizona_Solar_77 | caiso-deliverability | Devers_Red_Bluff_HSN | Reliability_Capacity_In_Model_Year | System RA | Arizona_Solar_77 | 0.106 | 0.106 | 0.106 | 0.106 | 0.106 | 0.106 | 0.106 | 0.106 | 0.106 | 0.106 | 0.106 | 0.106 | 0.106 | 0.106 | 0.106 | 0.106 | 0.106 | 0.106 | 0.106 | 0.106 | 0.106 | 0.106 | 0.106 | 0.106 | 0.106 | 0.106 | 0.106 | 0.106 | 0.106 | 0.106 | 0.106
Arizona_Solar_90 | caiso-deliverability | Devers_Red_Bluff_HSN | Reliability_Capacity_In_Model_Year | System RA | Arizona_Solar_90 | 0.106 | 0.106 | 0.106 | 0.106 | 0.106 | 0.106 | 0.106 | 0.106 | 0.106 | 0.106 | 0.106 | 0.106 | 0.106 | 0.106 | 0.106 | 0.106 | 0.106 | 0.106 | 0.106 | 0.106 | 0.106 | 0.106 | 0.106 | 0.106 | 0.106 | 0.106 | 0.106 | 0.106 | 0.106 | 0.106 | 0.106
Baja_California_Wind_133 | caiso-deliverability | Devers_Red_Bluff_HSN | Reliability_Capacity_In_Model_Year | System RA | Baja_California_Wind_133 | 0.337 | 0.337 | 0.337 | 0.337 | 0.337 | 0.337 | 0.337 | 0.337 | 0.337 | 0.337 | 0.337 | 0.337 | 0.337 | 0.337 | 0.337 | 0.337 | 0.337 | 0.337 | 0.337 | 0.337 | 0.337 | 0.337 | 0.337 | 0.337 | 0.337 | 0.337 | 0.337 | 0.337 | 0.337 | 0.337 | 0.337
Southern_NV_Eldorado_Flow_Battery_19 | caiso-deliverability | Devers_Red_Bluff_HSN | Reliability_Capacity_In_Model_Year | System RA | Southern_NV_Eldorado_Flow_Battery_19 | 1 | 1 | 1 | 1 | 1 | 1 | 1 | 1 | 1 | 1 | 1 | 1 | 1 | 1 | 1 | 1 | 1 | 1 | 1 | 1 | 1 | 1 | 1 | 1 | 1 | 1 | 1 | 1 | 1 | 1 | 1
Southern_NV_Eldorado_Flow_Battery_40 | caiso-deliverability | Devers_Red_Bluff_HSN | Reliability_Capacity_In_Model_Year | System RA | Southern_NV_Eldorado_Flow_Battery_40 | 1 | 1 | 1 | 1 | 1 | 1 | 1 | 1 | 1 | 1 | 1 | 1 | 1 | 1 | 1 | 1 | 1 | 1 | 1 | 1 | 1 | 1 | 1 | 1 | 1 | 1 | 1 | 1 | 1 | 1 | 1
Arizona_Flow_Battery_55 | caiso-deliverability | Devers_Red_Bluff_HSN | Reliability_Capacity_In_Model_Year | System RA | Arizona_Flow_Battery_55 | 1 | 1 | 1 | 1 | 1 | 1 | 1 | 1 | 1 | 1 | 1 | 1 | 1 | 1 | 1 | 1 | 1 | 1 | 1 | 1 | 1 | 1 | 1 | 1 | 1 | 1 | 1 | 1 | 1 | 1 | 1
Arizona_Flow_Battery_62 | caiso-deliverability | Devers_Red_Bluff_HSN | Reliability_Capacity_In_Model_Year | System RA | Arizona_Flow_Battery_62 | 1 | 1 | 1 | 1 | 1 | 1 | 1 | 1 | 1 | 1 | 1 | 1 | 1 | 1 | 1 | 1 | 1 | 1 | 1 | 1 | 1 | 1 | 1 | 1 | 1 | 1 | 1 | 1 | 1 | 1 | 1
Greater_Imperial_Flow_Battery_63 | caiso-deliverability | Devers_Red_Bluff_HSN | Reliability_Capacity_In_Model_Year | System RA | Greater_Imperial_Flow_Battery_63 | 1 | 1 | 1 | 1 | 1 | 1 | 1 | 1 | 1 | 1 | 1 | 1 | 1 | 1 | 1 | 1 | 1 | 1 | 1 | 1 | 1 | 1 | 1 | 1 | 1 | 1 | 1 | 1 | 1 | 1 | 1
Arizona_Flow_Battery_77 | caiso-deliverability | Devers_Red_Bluff_HSN | Reliability_Capacity_In_Model_Year | System RA | Arizona_Flow_Battery_77 | 1 | 1 | 1 | 1 | 1 | 1 | 1 | 1 | 1 | 1 | 1 | 1 | 1 | 1 | 1 | 1 | 1 | 1 | 1 | 1 | 1 | 1 | 1 | 1 | 1 | 1 | 1 | 1 | 1 | 1 | 1
Arizona_Flow_Battery_90 | caiso-deliverability | Devers_Red_Bluff_HSN | Reliability_Capacity_In_Model_Year | System RA | Arizona_Flow_Battery_90 | 1 | 1 | 1 | 1 | 1 | 1 | 1 | 1 | 1 | 1 | 1 | 1 | 1 | 1 | 1 | 1 | 1 | 1 | 1 | 1 | 1 | 1 | 1 | 1 | 1 | 1 | 1 | 1 | 1 | 1 | 1
Greater_Imperial_Flow_Battery_107 | caiso-deliverability | Devers_Red_Bluff_HSN | Reliability_Capacity_In_Model_Year | System RA | Greater_Imperial_Flow_Battery_107 | 1 | 1 | 1 | 1 | 1 | 1 | 1 | 1 | 1 | 1 | 1 | 1 | 1 | 1 | 1 | 1 | 1 | 1 | 1 | 1 | 1 | 1 | 1 | 1 | 1 | 1 | 1 | 1 | 1 | 1 | 1
Greater_Imperial_Flow_Battery_133 | caiso-deliverability | Devers_Red_Bluff_HSN | Reliability_Capacity_In_Model_Year | System RA | Greater_Imperial_Flow_Battery_133 | 1 | 1 | 1 | 1 | 1 | 1 | 1 | 1 | 1 | 1 | 1 | 1 | 1 | 1 | 1 | 1 | 1 | 1 | 1 | 1 | 1 | 1 | 1 | 1 | 1 | 1 | 1 | 1 | 1 | 1 | 1
Southern_NV_Eldorado_Li_Battery_4hr_19 | caiso-deliverability | Devers_Red_Bluff_HSN | Reliability_Capacity_In_Model_Year | System RA | Southern_NV_Eldorado_Li_Battery_4hr_19 | 1 | 1 | 1 | 1 | 1 | 1 | 1 | 1 | 1 | 1 | 1 | 1 | 1 | 1 | 1 | 1 | 1 | 1 | 1 | 1 | 1 | 1 | 1 | 1 | 1 | 1 | 1 | 1 | 1 | 1 | 1
Southern_NV_Eldorado_Li_Battery_4hr_40 | caiso-deliverability | Devers_Red_Bluff_HSN | Reliability_Capacity_In_Model_Year | System RA | Southern_NV_Eldorado_Li_Battery_4hr_40 | 1 | 1 | 1 | 1 | 1 | 1 | 1 | 1 | 1 | 1 | 1 | 1 | 1 | 1 | 1 | 1 | 1 | 1 | 1 | 1 | 1 | 1 | 1 | 1 | 1 | 1 | 1 | 1 | 1 | 1 | 1
Arizona_Li_Battery_4hr_55 | caiso-deliverability | Devers_Red_Bluff_HSN | Reliability_Capacity_In_Model_Year | System RA | Arizona_Li_Battery_4hr_55 | 1 | 1 | 1 | 1 | 1 | 1 | 1 | 1 | 1 | 1 | 1 | 1 | 1 | 1 | 1 | 1 | 1 | 1 | 1 | 1 | 1 | 1 | 1 | 1 | 1 | 1 | 1 | 1 | 1 | 1 | 1
Arizona_Li_Battery_4hr_62 | caiso-deliverability | Devers_Red_Bluff_HSN | Reliability_Capacity_In_Model_Year | System RA | Arizona_Li_Battery_4hr_62 | 1 | 1 | 1 | 1 | 1 | 1 | 1 | 1 | 1 | 1 | 1 | 1 | 1 | 1 | 1 | 1 | 1 | 1 | 1 | 1 | 1 | 1 | 1 | 1 | 1 | 1 | 1 | 1 | 1 | 1 | 1
Greater_Imperial_Li_Battery_4hr_63 | caiso-deliverability | Devers_Red_Bluff_HSN | Reliability_Capacity_In_Model_Year | System RA | Greater_Imperial_Li_Battery_4hr_63 | 1 | 1 | 1 | 1 | 1 | 1 | 1 | 1 | 1 | 1 | 1 | 1 | 1 | 1 | 1 | 1 | 1 | 1 | 1 | 1 | 1 | 1 | 1 | 1 | 1 | 1 | 1 | 1 | 1 | 1 | 1
Arizona_Li_Battery_4hr_77 | caiso-deliverability | Devers_Red_Bluff_HSN | Reliability_Capacity_In_Model_Year | System RA | Arizona_Li_Battery_4hr_77 | 1 | 1 | 1 | 1 | 1 | 1 | 1 | 1 | 1 | 1 | 1 | 1 | 1 | 1 | 1 | 1 | 1 | 1 | 1 | 1 | 1 | 1 | 1 | 1 | 1 | 1 | 1 | 1 | 1 | 1 | 1
Arizona_Li_Battery_4hr_90 | caiso-deliverability | Devers_Red_Bluff_HSN | Reliability_Capacity_In_Model_Year | System RA | Arizona_Li_Battery_4hr_90 | 1 | 1 | 1 | 1 | 1 | 1 | 1 | 1 | 1 | 1 | 1 | 1 | 1 | 1 | 1 | 1 | 1 | 1 | 1 | 1 | 1 | 1 | 1 | 1 | 1 | 1 | 1 | 1 | 1 | 1 | 1
Greater_Imperial_Li_Battery_4hr_107 | caiso-deliverability | Devers_Red_Bluff_HSN | Reliability_Capacity_In_Model_Year | System RA | Greater_Imperial_Li_Battery_4hr_107 | 1 | 1 | 1 | 1 | 1 | 1 | 1 | 1 | 1 | 1 | 1 | 1 | 1 | 1 | 1 | 1 | 1 | 1 | 1 | 1 | 1 | 1 | 1 | 1 | 1 | 1 | 1 | 1 | 1 | 1 | 1
Greater_Imperial_Li_Battery_4hr_133 | caiso-deliverability | Devers_Red_Bluff_HSN | Reliability_Capacity_In_Model_Year | System RA | Greater_Imperial_Li_Battery_4hr_133 | 1 | 1 | 1 | 1 | 1 | 1 | 1 | 1 | 1 | 1 | 1 | 1 | 1 | 1 | 1 | 1 | 1 | 1 | 1 | 1 | 1 | 1 | 1 | 1 | 1 | 1 | 1 | 1 | 1 | 1 | 1
Southern_NV_Eldorado_Li_Battery_8hr_19 | caiso-deliverability | Devers_Red_Bluff_HSN | Reliability_Capacity_In_Model_Year | System RA | Southern_NV_Eldorado_Li_Battery_8hr_19 | 1 | 1 | 1 | 1 | 1 | 1 | 1 | 1 | 1 | 1 | 1 | 1 | 1 | 1 | 1 | 1 | 1 | 1 | 1 | 1 | 1 | 1 | 1 | 1 | 1 | 1 | 1 | 1 | 1 | 1 | 1
Southern_NV_Eldorado_Li_Battery_8hr_40 | caiso-deliverability | Devers_Red_Bluff_HSN | Reliability_Capacity_In_Model_Year | System RA | Southern_NV_Eldorado_Li_Battery_8hr_40 | 1 | 1 | 1 | 1 | 1 | 1 | 1 | 1 | 1 | 1 | 1 | 1 | 1 | 1 | 1 | 1 | 1 | 1 | 1 | 1 | 1 | 1 | 1 | 1 | 1 | 1 | 1 | 1 | 1 | 1 | 1
Arizona_Li_Battery_8hr_55 | caiso-deliverability | Devers_Red_Bluff_HSN | Reliability_Capacity_In_Model_Year | System RA | Arizona_Li_Battery_8hr_55 | 1 | 1 | 1 | 1 | 1 | 1 | 1 | 1 | 1 | 1 | 1 | 1 | 1 | 1 | 1 | 1 | 1 | 1 | 1 | 1 | 1 | 1 | 1 | 1 | 1 | 1 | 1 | 1 | 1 | 1 | 1
Arizona_Li_Battery_8hr_62 | caiso-deliverability | Devers_Red_Bluff_HSN | Reliability_Capacity_In_Model_Year | System RA | Arizona_Li_Battery_8hr_62 | 1 | 1 | 1 | 1 | 1 | 1 | 1 | 1 | 1 | 1 | 1 | 1 | 1 | 1 | 1 | 1 | 1 | 1 | 1 | 1 | 1 | 1 | 1 | 1 | 1 | 1 | 1 | 1 | 1 | 1 | 1
Greater_Imperial_Li_Battery_8hr_63 | caiso-deliverability | Devers_Red_Bluff_HSN | Reliability_Capacity_In_Model_Year | System RA | Greater_Imperial_Li_Battery_8hr_63 | 1 | 1 | 1 | 1 | 1 | 1 | 1 | 1 | 1 | 1 | 1 | 1 | 1 | 1 | 1 | 1 | 1 | 1 | 1 | 1 | 1 | 1 | 1 | 1 | 1 | 1 | 1 | 1 | 1 | 1 | 1
Arizona_Li_Battery_8hr_77 | caiso-deliverability | Devers_Red_Bluff_HSN | Reliability_Capacity_In_Model_Year | System RA | Arizona_Li_Battery_8hr_77 | 1 | 1 | 1 | 1 | 1 | 1 | 1 | 1 | 1 | 1 | 1 | 1 | 1 | 1 | 1 | 1 | 1 | 1 | 1 | 1 | 1 | 1 | 1 | 1 | 1 | 1 | 1 | 1 | 1 | 1 | 1
Arizona_Li_Battery_8hr_90 | caiso-deliverability | Devers_Red_Bluff_HSN | Reliability_Capacity_In_Model_Year | System RA | Arizona_Li_Battery_8hr_90 | 1 | 1 | 1 | 1 | 1 | 1 | 1 | 1 | 1 | 1 | 1 | 1 | 1 | 1 | 1 | 1 | 1 | 1 | 1 | 1 | 1 | 1 | 1 | 1 | 1 | 1 | 1 | 1 | 1 | 1 | 1
Greater_Imperial_Li_Battery_8hr_107 | caiso-deliverability | Devers_Red_Bluff_HSN | Reliability_Capacity_In_Model_Year | System RA | Greater_Imperial_Li_Battery_8hr_107 | 1 | 1 | 1 | 1 | 1 | 1 | 1 | 1 | 1 | 1 | 1 | 1 | 1 | 1 | 1 | 1 | 1 | 1 | 1 | 1 | 1 | 1 | 1 | 1 | 1 | 1 | 1 | 1 | 1 | 1 | 1
Greater_Imperial_Li_Battery_8hr_133 | caiso-deliverability | Devers_Red_Bluff_HSN | Reliability_Capacity_In_Model_Year | System RA | Greater_Imperial_Li_Battery_8hr_133 | 1 | 1 | 1 | 1 | 1 | 1 | 1 | 1 | 1 | 1 | 1 | 1 | 1 | 1 | 1 | 1 | 1 | 1 | 1 | 1 | 1 | 1 | 1 | 1 | 1 | 1 | 1 | 1 | 1 | 1 | 1
Greater_Imperial_Geothermal_63 | caiso-deliverability | Devers_Red_Bluff_HSN | Reliability_Capacity_In_Model_Year | System RA | Greater_Imperial_Geothermal_63 | 1 | 1 | 1 | 1 | 1 | 1 | 1 | 1 | 1 | 1 | 1 | 1 | 1 | 1 | 1 | 1 | 1 | 1 | 1 | 1 | 1 | 1 | 1 | 1 | 1 | 1 | 1 | 1 | 1 | 1 | 1
Greater_Imperial_Solar_63 | caiso-deliverability | Devers_Red_Bluff_HSN | Reliability_Capacity_In_Model_Year | System RA | Greater_Imperial_Solar_63 | 0.106 | 0.106 | 0.106 | 0.106 | 0.106 | 0.106 | 0.106 | 0.106 | 0.106 | 0.106 | 0.106 | 0.106 | 0.106 | 0.106 | 0.106 | 0.106 | 0.106 | 0.106 | 0.106 | 0.106 | 0.106 | 0.106 | 0.106 | 0.106 | 0.106 | 0.106 | 0.106 | 0.106 | 0.106 | 0.106 | 0.106
Greater_Imperial_Solar_107 | caiso-deliverability | Devers_Red_Bluff_HSN | Reliability_Capacity_In_Model_Year | System RA | Greater_Imperial_Solar_107 | 0.106 | 0.106 | 0.106 | 0.106 | 0.106 | 0.106 | 0.106 | 0.106 | 0.106 | 0.106 | 0.106 | 0.106 | 0.106 | 0.106 | 0.106 | 0.106 | 0.106 | 0.106 | 0.106 | 0.106 | 0.106 | 0.106 | 0.106 | 0.106 | 0.106 | 0.106 | 0.106 | 0.106 | 0.106 | 0.106 | 0.106
Greater_Imperial_Solar_133 | caiso-deliverability | Devers_Red_Bluff_HSN | Reliability_Capacity_In_Model_Year | System RA | Greater_Imperial_Solar_133 | 0.106 | 0.106 | 0.106 | 0.106 | 0.106 | 0.106 | 0.106 | 0.106 | 0.106 | 0.106 | 0.106 | 0.106 | 0.106 | 0.106 | 0.106 | 0.106 | 0.106 | 0.106 | 0.106 | 0.106 | 0.106 | 0.106 | 0.106 | 0.106 | 0.106 | 0.106 | 0.106 | 0.106 | 0.106 | 0.106 | 0.106
Idaho_Wind_19 | caiso-deliverability | Devers_Red_Bluff_HSN | Reliability_Capacity_In_Model_Year | System RA | Idaho_Wind_19 | 0.67 | 0.67 | 0.67 | 0.67 | 0.67 | 0.67 | 0.67 | 0.67 | 0.67 | 0.67 | 0.67 | 0.67 | 0.67 | 0.67 | 0.67 | 0.67 | 0.67 | 0.67 | 0.67 | 0.67 | 0.67 | 0.67 | 0.67 | 0.67 | 0.67 | 0.67 | 0.67 | 0.67 | 0.67 | 0.67 | 0.67
New_Mexico_Wind_55 | caiso-deliverability | Devers_Red_Bluff_HSN | Reliability_Capacity_In_Model_Year | System RA | New_Mexico_Wind_55 | 0.67 | 0.67 | 0.67 | 0.67 | 0.67 | 0.67 | 0.67 | 0.67 | 0.67 | 0.67 | 0.67 | 0.67 | 0.67 | 0.67 | 0.67 | 0.67 | 0.67 | 0.67 | 0.67 | 0.67 | 0.67 | 0.67 | 0.67 | 0.67 | 0.67 | 0.67 | 0.67 | 0.67 | 0.67 | 0.67 | 0.67
Northern_Nevada_Geothermal_19 | caiso-deliverability | Devers_Red_Bluff_HSN | Reliability_Capacity_In_Model_Year | System RA | Northern_Nevada_Geothermal_19 | 1 | 1 | 1 | 1 | 1 | 1 | 1 | 1 | 1 | 1 | 1 | 1 | 1 | 1 | 1 | 1 | 1 | 1 | 1 | 1 | 1 | 1 | 1 | 1 | 1 | 1 | 1 | 1 | 1 | 1 | 1
Southern_NV_Eldorado_Solar_19 | caiso-deliverability | Devers_Red_Bluff_HSN | Reliability_Capacity_In_Model_Year | System RA | Southern_NV_Eldorado_Solar_19 | 0.106 | 0.106 | 0.106 | 0.106 | 0.106 | 0.106 | 0.106 | 0.106 | 0.106 | 0.106 | 0.106 | 0.106 | 0.106 | 0.106 | 0.106 | 0.106 | 0.106 | 0.106 | 0.106 | 0.106 | 0.106 | 0.106 | 0.106 | 0.106 | 0.106 | 0.106 | 0.106 | 0.106 | 0.106 | 0.106 | 0.106
Southern_NV_Eldorado_Solar_40 | caiso-deliverability | Devers_Red_Bluff_HSN | Reliability_Capacity_In_Model_Year | System RA | Southern_NV_Eldorado_Solar_40 | 0.106 | 0.106 | 0.106 | 0.106 | 0.106 | 0.106 | 0.106 | 0.106 | 0.106 | 0.106 | 0.106 | 0.106 | 0.106 | 0.106 | 0.106 | 0.106 | 0.106 | 0.106 | 0.106 | 0.106 | 0.106 | 0.106 | 0.106 | 0.106 | 0.106 | 0.106 | 0.106 | 0.106 | 0.106 | 0.106 | 0.106
Utah_Geothermal_19 | caiso-deliverability | Devers_Red_Bluff_HSN | Reliability_Capacity_In_Model_Year | System RA | Utah_Geothermal_19 | 1 | 1 | 1 | 1 | 1 | 1 | 1 | 1 | 1 | 1 | 1 | 1 | 1 | 1 | 1 | 1 | 1 | 1 | 1 | 1 | 1 | 1 | 1 | 1 | 1 | 1 | 1 | 1 | 1 | 1 | 1
Utah_Wind_19 | caiso-deliverability | Devers_Red_Bluff_HSN | Reliability_Capacity_In_Model_Year | System RA | Utah_Wind_19 | 0.67 | 0.67 | 0.67 | 0.67 | 0.67 | 0.67 | 0.67 | 0.67 | 0.67 | 0.67 | 0.67 | 0.67 | 0.67 | 0.67 | 0.67 | 0.67 | 0.67 | 0.67 | 0.67 | 0.67 | 0.67 | 0.67 | 0.67 | 0.67 | 0.67 | 0.67 | 0.67 | 0.67 | 0.67 | 0.67 | 0.67
Wyoming_Wind_19 | caiso-deliverability | Devers_Red_Bluff_HSN | Reliability_Capacity_In_Model_Year | System RA | Wyoming_Wind_19 | 0.67 | 0.67 | 0.67 | 0.67 | 0.67 | 0.67 | 0.67 | 0.67 | 0.67 | 0.67 | 0.67 | 0.67 | 0.67 | 0.67 | 0.67 | 0.67 | 0.67 | 0.67 | 0.67 | 0.67 | 0.67 | 0.67 | 0.67 | 0.67 | 0.67 | 0.67 | 0.67 | 0.67 | 0.67 | 0.67 | 0.67
Devers_Red_Bluff_group | caiso-deliverability | Devers_Red_Bluff_HSN | Operational_New_Capacity_MW | Devers_Red_Bluff_group |  | -1 | -1 | -1 | -1 | -1 | -1 | -1 | -1 | -1 | -1 | -1 | -1 | -1 | -1 | -1 | -1 | -1 | -1 | -1 | -1 | -1 | -1 | -1 | -1 | -1 | -1 | -1 | -1 | -1 | -1 | -1
Arizona_Solar_55 | caiso-deliverability | Devers_Red_Bluff_offpeak | Operational_New_Capacity_MW | Arizona_Solar_55 |  | 0.77 | 0.77 | 0.77 | 0.77 | 0.77 | 0.77 | 0.77 | 0.77 | 0.77 | 0.77 | 0.77 | 0.77 | 0.77 | 0.77 | 0.77 | 0.77 | 0.77 | 0.77 | 0.77 | 0.77 | 0.77 | 0.77 | 0.77 | 0.77 | 0.77 | 0.77 | 0.77 | 0.77 | 0.77 | 0.77 | 0.77
Arizona_Solar_62 | caiso-deliverability | Devers_Red_Bluff_offpeak | Operational_New_Capacity_MW | Arizona_Solar_62 |  | 0.77 | 0.77 | 0.77 | 0.77 | 0.77 | 0.77 | 0.77 | 0.77 | 0.77 | 0.77 | 0.77 | 0.77 | 0.77 | 0.77 | 0.77 | 0.77 | 0.77 | 0.77 | 0.77 | 0.77 | 0.77 | 0.77 | 0.77 | 0.77 | 0.77 | 0.77 | 0.77 | 0.77 | 0.77 | 0.77 | 0.77
Arizona_Solar_77 | caiso-deliverability | Devers_Red_Bluff_offpeak | Operational_New_Capacity_MW | Arizona_Solar_77 |  | 0.77 | 0.77 | 0.77 | 0.77 | 0.77 | 0.77 | 0.77 | 0.77 | 0.77 | 0.77 | 0.77 | 0.77 | 0.77 | 0.77 | 0.77 | 0.77 | 0.77 | 0.77 | 0.77 | 0.77 | 0.77 | 0.77 | 0.77 | 0.77 | 0.77 | 0.77 | 0.77 | 0.77 | 0.77 | 0.77 | 0.77
Arizona_Solar_90 | caiso-deliverability | Devers_Red_Bluff_offpeak | Operational_New_Capacity_MW | Arizona_Solar_90 |  | 0.77 | 0.77 | 0.77 | 0.77 | 0.77 | 0.77 | 0.77 | 0.77 | 0.77 | 0.77 | 0.77 | 0.77 | 0.77 | 0.77 | 0.77 | 0.77 | 0.77 | 0.77 | 0.77 | 0.77 | 0.77 | 0.77 | 0.77 | 0.77 | 0.77 | 0.77 | 0.77 | 0.77 | 0.77 | 0.77 | 0.77
Baja_California_Wind_133 | caiso-deliverability | Devers_Red_Bluff_offpeak | Operational_New_Capacity_MW | Baja_California_Wind_133 |  | 0.44 | 0.44 | 0.44 | 0.44 | 0.44 | 0.44 | 0.44 | 0.44 | 0.44 | 0.44 | 0.44 | 0.44 | 0.44 | 0.44 | 0.44 | 0.44 | 0.44 | 0.44 | 0.44 | 0.44 | 0.44 | 0.44 | 0.44 | 0.44 | 0.44 | 0.44 | 0.44 | 0.44 | 0.44 | 0.44 | 0.44
Southern_NV_Eldorado_Flow_Battery_19 | caiso-deliverability | Devers_Red_Bluff_offpeak | Operational_New_Capacity_MW | Southern_NV_Eldorado_Flow_Battery_19 |  | -1 | -1 | -1 | -1 | -1 | -1 | -1 | -1 | -1 | -1 | -1 | -1 | -1 | -1 | -1 | -1 | -1 | -1 | -1 | -1 | -1 | -1 | -1 | -1 | -1 | -1 | -1 | -1 | -1 | -1 | -1
Southern_NV_Eldorado_Flow_Battery_40 | caiso-deliverability | Devers_Red_Bluff_offpeak | Operational_New_Capacity_MW | Southern_NV_Eldorado_Flow_Battery_40 |  | -1 | -1 | -1 | -1 | -1 | -1 | -1 | -1 | -1 | -1 | -1 | -1 | -1 | -1 | -1 | -1 | -1 | -1 | -1 | -1 | -1 | -1 | -1 | -1 | -1 | -1 | -1 | -1 | -1 | -1 | -1
Arizona_Flow_Battery_55 | caiso-deliverability | Devers_Red_Bluff_offpeak | Operational_New_Capacity_MW | Arizona_Flow_Battery_55 |  | -1 | -1 | -1 | -1 | -1 | -1 | -1 | -1 | -1 | -1 | -1 | -1 | -1 | -1 | -1 | -1 | -1 | -1 | -1 | -1 | -1 | -1 | -1 | -1 | -1 | -1 | -1 | -1 | -1 | -1 | -1
Arizona_Flow_Battery_62 | caiso-deliverability | Devers_Red_Bluff_offpeak | Operational_New_Capacity_MW | Arizona_Flow_Battery_62 |  | -1 | -1 | -1 | -1 | -1 | -1 | -1 | -1 | -1 | -1 | -1 | -1 | -1 | -1 | -1 | -1 | -1 | -1 | -1 | -1 | -1 | -1 | -1 | -1 | -1 | -1 | -1 | -1 | -1 | -1 | -1
Greater_Imperial_Flow_Battery_63 | caiso-deliverability | Devers_Red_Bluff_offpeak | Operational_New_Capacity_MW | Greater_Imperial_Flow_Battery_63 |  | -1 | -1 | -1 | -1 | -1 | -1 | -1 | -1 | -1 | -1 | -1 | -1 | -1 | -1 | -1 | -1 | -1 | -1 | -1 | -1 | -1 | -1 | -1 | -1 | -1 | -1 | -1 | -1 | -1 | -1 | -1
Arizona_Flow_Battery_77 | caiso-deliverability | Devers_Red_Bluff_offpeak | Operational_New_Capacity_MW | Arizona_Flow_Battery_77 |  | -1 | -1 | -1 | -1 | -1 | -1 | -1 | -1 | -1 | -1 | -1 | -1 | -1 | -1 | -1 | -1 | -1 | -1 | -1 | -1 | -1 | -1 | -1 | -1 | -1 | -1 | -1 | -1 | -1 | -1 | -1
Arizona_Flow_Battery_90 | caiso-deliverability | Devers_Red_Bluff_offpeak | Operational_New_Capacity_MW | Arizona_Flow_Battery_90 |  | -1 | -1 | -1 | -1 | -1 | -1 | -1 | -1 | -1 | -1 | -1 | -1 | -1 | -1 | -1 | -1 | -1 | -1 | -1 | -1 | -1 | -1 | -1 | -1 | -1 | -1 | -1 | -1 | -1 | -1 | -1
Greater_Imperial_Flow_Battery_107 | caiso-deliverability | Devers_Red_Bluff_offpeak | Operational_New_Capacity_MW | Greater_Imperial_Flow_Battery_107 |  | -1 | -1 | -1 | -1 | -1 | -1 | -1 | -1 | -1 | -1 | -1 | -1 | -1 | -1 | -1 | -1 | -1 | -1 | -1 | -1 | -1 | -1 | -1 | -1 | -1 | -1 | -1 | -1 | -1 | -1 | -1
Greater_Imperial_Flow_Battery_133 | caiso-deliverability | Devers_Red_Bluff_offpeak | Operational_New_Capacity_MW | Greater_Imperial_Flow_Battery_133 |  | -1 | -1 | -1 | -1 | -1 | -1 | -1 | -1 | -1 | -1 | -1 | -1 | -1 | -1 | -1 | -1 | -1 | -1 | -1 | -1 | -1 | -1 | -1 | -1 | -1 | -1 | -1 | -1 | -1 | -1 | -1
Southern_NV_Eldorado_Li_Battery_4hr_19 | caiso-deliverability | Devers_Red_Bluff_offpeak | Operational_New_Capacity_MW | Southern_NV_Eldorado_Li_Battery_4hr_19 |  | -1 | -1 | -1 | -1 | -1 | -1 | -1 | -1 | -1 | -1 | -1 | -1 | -1 | -1 | -1 | -1 | -1 | -1 | -1 | -1 | -1 | -1 | -1 | -1 | -1 | -1 | -1 | -1 | -1 | -1 | -1
Southern_NV_Eldorado_Li_Battery_4hr_40 | caiso-deliverability | Devers_Red_Bluff_offpeak | Operational_New_Capacity_MW | Southern_NV_Eldorado_Li_Battery_4hr_40 |  | -1 | -1 | -1 | -1 | -1 | -1 | -1 | -1 | -1 | -1 | -1 | -1 | -1 | -1 | -1 | -1 | -1 | -1 | -1 | -1 | -1 | -1 | -1 | -1 | -1 | -1 | -1 | -1 | -1 | -1 | -1
Arizona_Li_Battery_4hr_55 | caiso-deliverability | Devers_Red_Bluff_offpeak | Operational_New_Capacity_MW | Arizona_Li_Battery_4hr_55 |  | -1 | -1 | -1 | -1 | -1 | -1 | -1 | -1 | -1 | -1 | -1 | -1 | -1 | -1 | -1 | -1 | -1 | -1 | -1 | -1 | -1 | -1 | -1 | -1 | -1 | -1 | -1 | -1 | -1 | -1 | -1
Arizona_Li_Battery_4hr_62 | caiso-deliverability | Devers_Red_Bluff_offpeak | Operational_New_Capacity_MW | Arizona_Li_Battery_4hr_62 |  | -1 | -1 | -1 | -1 | -1 | -1 | -1 | -1 | -1 | -1 | -1 | -1 | -1 | -1 | -1 | -1 | -1 | -1 | -1 | -1 | -1 | -1 | -1 | -1 | -1 | -1 | -1 | -1 | -1 | -1 | -1
Greater_Imperial_Li_Battery_4hr_63 | caiso-deliverability | Devers_Red_Bluff_offpeak | Operational_New_Capacity_MW | Greater_Imperial_Li_Battery_4hr_63 |  | -1 | -1 | -1 | -1 | -1 | -1 | -1 | -1 | -1 | -1 | -1 | -1 | -1 | -1 | -1 | -1 | -1 | -1 | -1 | -1 | -1 | -1 | -1 | -1 | -1 | -1 | -1 | -1 | -1 | -1 | -1
Arizona_Li_Battery_4hr_77 | caiso-deliverability | Devers_Red_Bluff_offpeak | Operational_New_Capacity_MW | Arizona_Li_Battery_4hr_77 |  | -1 | -1 | -1 | -1 | -1 | -1 | -1 | -1 | -1 | -1 | -1 | -1 | -1 | -1 | -1 | -1 | -1 | -1 | -1 | -1 | -1 | -1 | -1 | -1 | -1 | -1 | -1 | -1 | -1 | -1 | -1
Arizona_Li_Battery_4hr_90 | caiso-deliverability | Devers_Red_Bluff_offpeak | Operational_New_Capacity_MW | Arizona_Li_Battery_4hr_90 |  | -1 | -1 | -1 | -1 | -1 | -1 | -1 | -1 | -1 | -1 | -1 | -1 | -1 | -1 | -1 | -1 | -1 | -1 | -1 | -1 | -1 | -1 | -1 | -1 | -1 | -1 | -1 | -1 | -1 | -1 | -1
Greater_Imperial_Li_Battery_4hr_107 | caiso-deliverability | Devers_Red_Bluff_offpeak | Operational_New_Capacity_MW | Greater_Imperial_Li_Battery_4hr_107 |  | -1 | -1 | -1 | -1 | -1 | -1 | -1 | -1 | -1 | -1 | -1 | -1 | -1 | -1 | -1 | -1 | -1 | -1 | -1 | -1 | -1 | -1 | -1 | -1 | -1 | -1 | -1 | -1 | -1 | -1 | -1
Greater_Imperial_Li_Battery_4hr_133 | caiso-deliverability | Devers_Red_Bluff_offpeak | Operational_New_Capacity_MW | Greater_Imperial_Li_Battery_4hr_133 |  | -1 | -1 | -1 | -1 | -1 | -1 | -1 | -1 | -1 | -1 | -1 | -1 | -1 | -1 | -1 | -1 | -1 | -1 | -1 | -1 | -1 | -1 | -1 | -1 | -1 | -1 | -1 | -1 | -1 | -1 | -1
Southern_NV_Eldorado_Li_Battery_8hr_19 | caiso-deliverability | Devers_Red_Bluff_offpeak | Operational_New_Capacity_MW | Southern_NV_Eldorado_Li_Battery_8hr_19 |  | -1 | -1 | -1 | -1 | -1 | -1 | -1 | -1 | -1 | -1 | -1 | -1 | -1 | -1 | -1 | -1 | -1 | -1 | -1 | -1 | -1 | -1 | -1 | -1 | -1 | -1 | -1 | -1 | -1 | -1 | -1
Southern_NV_Eldorado_Li_Battery_8hr_40 | caiso-deliverability | Devers_Red_Bluff_offpeak | Operational_New_Capacity_MW | Southern_NV_Eldorado_Li_Battery_8hr_40 |  | -1 | -1 | -1 | -1 | -1 | -1 | -1 | -1 | -1 | -1 | -1 | -1 | -1 | -1 | -1 | -1 | -1 | -1 | -1 | -1 | -1 | -1 | -1 | -1 | -1 | -1 | -1 | -1 | -1 | -1 | -1
Arizona_Li_Battery_8hr_55 | caiso-deliverability | Devers_Red_Bluff_offpeak | Operational_New_Capacity_MW | Arizona_Li_Battery_8hr_55 |  | -1 | -1 | -1 | -1 | -1 | -1 | -1 | -1 | -1 | -1 | -1 | -1 | -1 | -1 | -1 | -1 | -1 | -1 | -1 | -1 | -1 | -1 | -1 | -1 | -1 | -1 | -1 | -1 | -1 | -1 | -1
Arizona_Li_Battery_8hr_62 | caiso-deliverability | Devers_Red_Bluff_offpeak | Operational_New_Capacity_MW | Arizona_Li_Battery_8hr_62 |  | -1 | -1 | -1 | -1 | -1 | -1 | -1 | -1 | -1 | -1 | -1 | -1 | -1 | -1 | -1 | -1 | -1 | -1 | -1 | -1 | -1 | -1 | -1 | -1 | -1 | -1 | -1 | -1 | -1 | -1 | -1
Greater_Imperial_Li_Battery_8hr_63 | caiso-deliverability | Devers_Red_Bluff_offpeak | Operational_New_Capacity_MW | Greater_Imperial_Li_Battery_8hr_63 |  | -1 | -1 | -1 | -1 | -1 | -1 | -1 | -1 | -1 | -1 | -1 | -1 | -1 | -1 | -1 | -1 | -1 | -1 | -1 | -1 | -1 | -1 | -1 | -1 | -1 | -1 | -1 | -1 | -1 | -1 | -1
Arizona_Li_Battery_8hr_77 | caiso-deliverability | Devers_Red_Bluff_offpeak | Operational_New_Capacity_MW | Arizona_Li_Battery_8hr_77 |  | -1 | -1 | -1 | -1 | -1 | -1 | -1 | -1 | -1 | -1 | -1 | -1 | -1 | -1 | -1 | -1 | -1 | -1 | -1 | -1 | -1 | -1 | -1 | -1 | -1 | -1 | -1 | -1 | -1 | -1 | -1
Arizona_Li_Battery_8hr_90 | caiso-deliverability | Devers_Red_Bluff_offpeak | Operational_New_Capacity_MW | Arizona_Li_Battery_8hr_90 |  | -1 | -1 | -1 | -1 | -1 | -1 | -1 | -1 | -1 | -1 | -1 | -1 | -1 | -1 | -1 | -1 | -1 | -1 | -1 | -1 | -1 | -1 | -1 | -1 | -1 | -1 | -1 | -1 | -1 | -1 | -1
Greater_Imperial_Li_Battery_8hr_107 | caiso-deliverability | Devers_Red_Bluff_offpeak | Operational_New_Capacity_MW | Greater_Imperial_Li_Battery_8hr_107 |  | -1 | -1 | -1 | -1 | -1 | -1 | -1 | -1 | -1 | -1 | -1 | -1 | -1 | -1 | -1 | -1 | -1 | -1 | -1 | -1 | -1 | -1 | -1 | -1 | -1 | -1 | -1 | -1 | -1 | -1 | -1
Greater_Imperial_Li_Battery_8hr_133 | caiso-deliverability | Devers_Red_Bluff_offpeak | Operational_New_Capacity_MW | Greater_Imperial_Li_Battery_8hr_133 |  | -1 | -1 | -1 | -1 | -1 | -1 | -1 | -1 | -1 | -1 | -1 | -1 | -1 | -1 | -1 | -1 | -1 | -1 | -1 | -1 | -1 | -1 | -1 | -1 | -1 | -1 | -1 | -1 | -1 | -1 | -1
Greater_Imperial_Geothermal_63 | caiso-deliverability | Devers_Red_Bluff_offpeak | Operational_New_Capacity_MW | Greater_Imperial_Geothermal_63 |  | 1 | 1 | 1 | 1 | 1 | 1 | 1 | 1 | 1 | 1 | 1 | 1 | 1 | 1 | 1 | 1 | 1 | 1 | 1 | 1 | 1 | 1 | 1 | 1 | 1 | 1 | 1 | 1 | 1 | 1 | 1
Greater_Imperial_Solar_63 | caiso-deliverability | Devers_Red_Bluff_offpeak | Operational_New_Capacity_MW | Greater_Imperial_Solar_63 |  | 0.77 | 0.77 | 0.77 | 0.77 | 0.77 | 0.77 | 0.77 | 0.77 | 0.77 | 0.77 | 0.77 | 0.77 | 0.77 | 0.77 | 0.77 | 0.77 | 0.77 | 0.77 | 0.77 | 0.77 | 0.77 | 0.77 | 0.77 | 0.77 | 0.77 | 0.77 | 0.77 | 0.77 | 0.77 | 0.77 | 0.77
Greater_Imperial_Solar_107 | caiso-deliverability | Devers_Red_Bluff_offpeak | Operational_New_Capacity_MW | Greater_Imperial_Solar_107 |  | 0.77 | 0.77 | 0.77 | 0.77 | 0.77 | 0.77 | 0.77 | 0.77 | 0.77 | 0.77 | 0.77 | 0.77 | 0.77 | 0.77 | 0.77 | 0.77 | 0.77 | 0.77 | 0.77 | 0.77 | 0.77 | 0.77 | 0.77 | 0.77 | 0.77 | 0.77 | 0.77 | 0.77 | 0.77 | 0.77 | 0.77
Greater_Imperial_Solar_133 | caiso-deliverability | Devers_Red_Bluff_offpeak | Operational_New_Capacity_MW | Greater_Imperial_Solar_133 |  | 0.77 | 0.77 | 0.77 | 0.77 | 0.77 | 0.77 | 0.77 | 0.77 | 0.77 | 0.77 | 0.77 | 0.77 | 0.77 | 0.77 | 0.77 | 0.77 | 0.77 | 0.77 | 0.77 | 0.77 | 0.77 | 0.77 | 0.77 | 0.77 | 0.77 | 0.77 | 0.77 | 0.77 | 0.77 | 0.77 | 0.77
Idaho_Wind_19 | caiso-deliverability | Devers_Red_Bluff_offpeak | Operational_New_Capacity_MW | Idaho_Wind_19 |  | 0.67 | 0.67 | 0.67 | 0.67 | 0.67 | 0.67 | 0.67 | 0.67 | 0.67 | 0.67 | 0.67 | 0.67 | 0.67 | 0.67 | 0.67 | 0.67 | 0.67 | 0.67 | 0.67 | 0.67 | 0.67 | 0.67 | 0.67 | 0.67 | 0.67 | 0.67 | 0.67 | 0.67 | 0.67 | 0.67 | 0.67
New_Mexico_Wind_55 | caiso-deliverability | Devers_Red_Bluff_offpeak | Operational_New_Capacity_MW | New_Mexico_Wind_55 |  | 0.67 | 0.67 | 0.67 | 0.67 | 0.67 | 0.67 | 0.67 | 0.67 | 0.67 | 0.67 | 0.67 | 0.67 | 0.67 | 0.67 | 0.67 | 0.67 | 0.67 | 0.67 | 0.67 | 0.67 | 0.67 | 0.67 | 0.67 | 0.67 | 0.67 | 0.67 | 0.67 | 0.67 | 0.67 | 0.67 | 0.67
Northern_Nevada_Geothermal_19 | caiso-deliverability | Devers_Red_Bluff_offpeak | Operational_New_Capacity_MW | Northern_Nevada_Geothermal_19 |  | 1 | 1 | 1 | 1 | 1 | 1 | 1 | 1 | 1 | 1 | 1 | 1 | 1 | 1 | 1 | 1 | 1 | 1 | 1 | 1 | 1 | 1 | 1 | 1 | 1 | 1 | 1 | 1 | 1 | 1 | 1
Southern_NV_Eldorado_Solar_19 | caiso-deliverability | Devers_Red_Bluff_offpeak | Operational_New_Capacity_MW | Southern_NV_Eldorado_Solar_19 |  | 0.77 | 0.77 | 0.77 | 0.77 | 0.77 | 0.77 | 0.77 | 0.77 | 0.77 | 0.77 | 0.77 | 0.77 | 0.77 | 0.77 | 0.77 | 0.77 | 0.77 | 0.77 | 0.77 | 0.77 | 0.77 | 0.77 | 0.77 | 0.77 | 0.77 | 0.77 | 0.77 | 0.77 | 0.77 | 0.77 | 0.77
Southern_NV_Eldorado_Solar_40 | caiso-deliverability | Devers_Red_Bluff_offpeak | Operational_New_Capacity_MW | Southern_NV_Eldorado_Solar_40 |  | 0.77 | 0.77 | 0.77 | 0.77 | 0.77 | 0.77 | 0.77 | 0.77 | 0.77 | 0.77 | 0.77 | 0.77 | 0.77 | 0.77 | 0.77 | 0.77 | 0.77 | 0.77 | 0.77 | 0.77 | 0.77 | 0.77 | 0.77 | 0.77 | 0.77 | 0.77 | 0.77 | 0.77 | 0.77 | 0.77 | 0.77
Utah_Geothermal_19 | caiso-deliverability | Devers_Red_Bluff_offpeak | Operational_New_Capacity_MW | Utah_Geothermal_19 |  | 1 | 1 | 1 | 1 | 1 | 1 | 1 | 1 | 1 | 1 | 1 | 1 | 1 | 1 | 1 | 1 | 1 | 1 | 1 | 1 | 1 | 1 | 1 | 1 | 1 | 1 | 1 | 1 | 1 | 1 | 1
Utah_Wind_19 | caiso-deliverability | Devers_Red_Bluff_offpeak | Operational_New_Capacity_MW | Utah_Wind_19 |  | 0.67 | 0.67 | 0.67 | 0.67 | 0.67 | 0.67 | 0.67 | 0.67 | 0.67 | 0.67 | 0.67 | 0.67 | 0.67 | 0.67 | 0.67 | 0.67 | 0.67 | 0.67 | 0.67 | 0.67 | 0.67 | 0.67 | 0.67 | 0.67 | 0.67 | 0.67 | 0.67 | 0.67 | 0.67 | 0.67 | 0.67
Wyoming_Wind_19 | caiso-deliverability | Devers_Red_Bluff_offpeak | Operational_New_Capacity_MW | Wyoming_Wind_19 |  | 0.67 | 0.67 | 0.67 | 0.67 | 0.67 | 0.67 | 0.67 | 0.67 | 0.67 | 0.67 | 0.67 | 0.67 | 0.67 | 0.67 | 0.67 | 0.67 | 0.67 | 0.67 | 0.67 | 0.67 | 0.67 | 0.67 | 0.67 | 0.67 | 0.67 | 0.67 | 0.67 | 0.67 | 0.67 | 0.67 | 0.67
Devers_Red_Bluff_group | caiso-deliverability | Devers_Red_Bluff_offpeak | Operational_New_Capacity_MW | Devers_Red_Bluff_group |  | -1.1982 | -1.1982 | -1.1982 | -1.1982 | -1.1982 | -1.1982 | -1.1982 | -1.1982 | -1.1982 | -1.1982 | -1.1982 | -1.1982 | -1.1982 | -1.1982 | -1.1982 | -1.1982 | -1.1982 | -1.1982 | -1.1982 | -1.1982 | -1.1982 | -1.1982 | -1.1982 | -1.1982 | -1.1982 | -1.1982 | -1.1982 | -1.1982 | -1.1982 | -1.1982 | -1.1982
Arizona_Solar_55 | caiso-deliverability | Devers_Red_Bluff_SSN | Reliability_Capacity_In_Model_Year | System RA | Arizona_Solar_55 | 0.427 | 0.427 | 0.427 | 0.427 | 0.427 | 0.427 | 0.427 | 0.427 | 0.427 | 0.427 | 0.427 | 0.427 | 0.427 | 0.427 | 0.427 | 0.427 | 0.427 | 0.427 | 0.427 | 0.427 | 0.427 | 0.427 | 0.427 | 0.427 | 0.427 | 0.427 | 0.427 | 0.427 | 0.427 | 0.427 | 0.427
Arizona_Solar_62 | caiso-deliverability | Devers_Red_Bluff_SSN | Reliability_Capacity_In_Model_Year | System RA | Arizona_Solar_62 | 0.427 | 0.427 | 0.427 | 0.427 | 0.427 | 0.427 | 0.427 | 0.427 | 0.427 | 0.427 | 0.427 | 0.427 | 0.427 | 0.427 | 0.427 | 0.427 | 0.427 | 0.427 | 0.427 | 0.427 | 0.427 | 0.427 | 0.427 | 0.427 | 0.427 | 0.427 | 0.427 | 0.427 | 0.427 | 0.427 | 0.427
Arizona_Solar_77 | caiso-deliverability | Devers_Red_Bluff_SSN | Reliability_Capacity_In_Model_Year | System RA | Arizona_Solar_77 | 0.427 | 0.427 | 0.427 | 0.427 | 0.427 | 0.427 | 0.427 | 0.427 | 0.427 | 0.427 | 0.427 | 0.427 | 0.427 | 0.427 | 0.427 | 0.427 | 0.427 | 0.427 | 0.427 | 0.427 | 0.427 | 0.427 | 0.427 | 0.427 | 0.427 | 0.427 | 0.427 | 0.427 | 0.427 | 0.427 | 0.427
Arizona_Solar_90 | caiso-deliverability | Devers_Red_Bluff_SSN | Reliability_Capacity_In_Model_Year | System RA | Arizona_Solar_90 | 0.427 | 0.427 | 0.427 | 0.427 | 0.427 | 0.427 | 0.427 | 0.427 | 0.427 | 0.427 | 0.427 | 0.427 | 0.427 | 0.427 | 0.427 | 0.427 | 0.427 | 0.427 | 0.427 | 0.427 | 0.427 | 0.427 | 0.427 | 0.427 | 0.427 | 0.427 | 0.427 | 0.427 | 0.427 | 0.427 | 0.427
Baja_California_Wind_133 | caiso-deliverability | Devers_Red_Bluff_SSN | Reliability_Capacity_In_Model_Year | System RA | Baja_California_Wind_133 | 0.112 | 0.112 | 0.112 | 0.112 | 0.112 | 0.112 | 0.112 | 0.112 | 0.112 | 0.112 | 0.112 | 0.112 | 0.112 | 0.112 | 0.112 | 0.112 | 0.112 | 0.112 | 0.112 | 0.112 | 0.112 | 0.112 | 0.112 | 0.112 | 0.112 | 0.112 | 0.112 | 0.112 | 0.112 | 0.112 | 0.112
Southern_NV_Eldorado_Flow_Battery_19 | caiso-deliverability | Devers_Red_Bluff_SSN | Reliability_Capacity_In_Model_Year | System RA | Southern_NV_Eldorado_Flow_Battery_19 | 0.5 | 0.5 | 0.5 | 0.5 | 0.5 | 0.5 | 0.5 | 0.5 | 0.5 | 0.5 | 0.5 | 0.5 | 0.5 | 0.5 | 0.5 | 0.5 | 0.5 | 0.5 | 0.5 | 0.5 | 0.5 | 0.5 | 0.5 | 0.5 | 0.5 | 0.5 | 0.5 | 0.5 | 0.5 | 0.5 | 0.5
Southern_NV_Eldorado_Flow_Battery_40 | caiso-deliverability | Devers_Red_Bluff_SSN | Reliability_Capacity_In_Model_Year | System RA | Southern_NV_Eldorado_Flow_Battery_40 | 0.5 | 0.5 | 0.5 | 0.5 | 0.5 | 0.5 | 0.5 | 0.5 | 0.5 | 0.5 | 0.5 | 0.5 | 0.5 | 0.5 | 0.5 | 0.5 | 0.5 | 0.5 | 0.5 | 0.5 | 0.5 | 0.5 | 0.5 | 0.5 | 0.5 | 0.5 | 0.5 | 0.5 | 0.5 | 0.5 | 0.5
Arizona_Flow_Battery_55 | caiso-deliverability | Devers_Red_Bluff_SSN | Reliability_Capacity_In_Model_Year | System RA | Arizona_Flow_Battery_55 | 0.5 | 0.5 | 0.5 | 0.5 | 0.5 | 0.5 | 0.5 | 0.5 | 0.5 | 0.5 | 0.5 | 0.5 | 0.5 | 0.5 | 0.5 | 0.5 | 0.5 | 0.5 | 0.5 | 0.5 | 0.5 | 0.5 | 0.5 | 0.5 | 0.5 | 0.5 | 0.5 | 0.5 | 0.5 | 0.5 | 0.5
Arizona_Flow_Battery_62 | caiso-deliverability | Devers_Red_Bluff_SSN | Reliability_Capacity_In_Model_Year | System RA | Arizona_Flow_Battery_62 | 0.5 | 0.5 | 0.5 | 0.5 | 0.5 | 0.5 | 0.5 | 0.5 | 0.5 | 0.5 | 0.5 | 0.5 | 0.5 | 0.5 | 0.5 | 0.5 | 0.5 | 0.5 | 0.5 | 0.5 | 0.5 | 0.5 | 0.5 | 0.5 | 0.5 | 0.5 | 0.5 | 0.5 | 0.5 | 0.5 | 0.5
Greater_Imperial_Flow_Battery_63 | caiso-deliverability | Devers_Red_Bluff_SSN | Reliability_Capacity_In_Model_Year | System RA | Greater_Imperial_Flow_Battery_63 | 0.5 | 0.5 | 0.5 | 0.5 | 0.5 | 0.5 | 0.5 | 0.5 | 0.5 | 0.5 | 0.5 | 0.5 | 0.5 | 0.5 | 0.5 | 0.5 | 0.5 | 0.5 | 0.5 | 0.5 | 0.5 | 0.5 | 0.5 | 0.5 | 0.5 | 0.5 | 0.5 | 0.5 | 0.5 | 0.5 | 0.5
Arizona_Flow_Battery_77 | caiso-deliverability | Devers_Red_Bluff_SSN | Reliability_Capacity_In_Model_Year | System RA | Arizona_Flow_Battery_77 | 0.5 | 0.5 | 0.5 | 0.5 | 0.5 | 0.5 | 0.5 | 0.5 | 0.5 | 0.5 | 0.5 | 0.5 | 0.5 | 0.5 | 0.5 | 0.5 | 0.5 | 0.5 | 0.5 | 0.5 | 0.5 | 0.5 | 0.5 | 0.5 | 0.5 | 0.5 | 0.5 | 0.5 | 0.5 | 0.5 | 0.5
Arizona_Flow_Battery_90 | caiso-deliverability | Devers_Red_Bluff_SSN | Reliability_Capacity_In_Model_Year | System RA | Arizona_Flow_Battery_90 | 0.5 | 0.5 | 0.5 | 0.5 | 0.5 | 0.5 | 0.5 | 0.5 | 0.5 | 0.5 | 0.5 | 0.5 | 0.5 | 0.5 | 0.5 | 0.5 | 0.5 | 0.5 | 0.5 | 0.5 | 0.5 | 0.5 | 0.5 | 0.5 | 0.5 | 0.5 | 0.5 | 0.5 | 0.5 | 0.5 | 0.5
Greater_Imperial_Flow_Battery_107 | caiso-deliverability | Devers_Red_Bluff_SSN | Reliability_Capacity_In_Model_Year | System RA | Greater_Imperial_Flow_Battery_107 | 0.5 | 0.5 | 0.5 | 0.5 | 0.5 | 0.5 | 0.5 | 0.5 | 0.5 | 0.5 | 0.5 | 0.5 | 0.5 | 0.5 | 0.5 | 0.5 | 0.5 | 0.5 | 0.5 | 0.5 | 0.5 | 0.5 | 0.5 | 0.5 | 0.5 | 0.5 | 0.5 | 0.5 | 0.5 | 0.5 | 0.5
Greater_Imperial_Flow_Battery_133 | caiso-deliverability | Devers_Red_Bluff_SSN | Reliability_Capacity_In_Model_Year | System RA | Greater_Imperial_Flow_Battery_133 | 0.5 | 0.5 | 0.5 | 0.5 | 0.5 | 0.5 | 0.5 | 0.5 | 0.5 | 0.5 | 0.5 | 0.5 | 0.5 | 0.5 | 0.5 | 0.5 | 0.5 | 0.5 | 0.5 | 0.5 | 0.5 | 0.5 | 0.5 | 0.5 | 0.5 | 0.5 | 0.5 | 0.5 | 0.5 | 0.5 | 0.5
Southern_NV_Eldorado_Li_Battery_4hr_19 | caiso-deliverability | Devers_Red_Bluff_SSN | Reliability_Capacity_In_Model_Year | System RA | Southern_NV_Eldorado_Li_Battery_4hr_19 | 0.5 | 0.5 | 0.5 | 0.5 | 0.5 | 0.5 | 0.5 | 0.5 | 0.5 | 0.5 | 0.5 | 0.5 | 0.5 | 0.5 | 0.5 | 0.5 | 0.5 | 0.5 | 0.5 | 0.5 | 0.5 | 0.5 | 0.5 | 0.5 | 0.5 | 0.5 | 0.5 | 0.5 | 0.5 | 0.5 | 0.5
Southern_NV_Eldorado_Li_Battery_4hr_40 | caiso-deliverability | Devers_Red_Bluff_SSN | Reliability_Capacity_In_Model_Year | System RA | Southern_NV_Eldorado_Li_Battery_4hr_40 | 0.5 | 0.5 | 0.5 | 0.5 | 0.5 | 0.5 | 0.5 | 0.5 | 0.5 | 0.5 | 0.5 | 0.5 | 0.5 | 0.5 | 0.5 | 0.5 | 0.5 | 0.5 | 0.5 | 0.5 | 0.5 | 0.5 | 0.5 | 0.5 | 0.5 | 0.5 | 0.5 | 0.5 | 0.5 | 0.5 | 0.5
Arizona_Li_Battery_4hr_55 | caiso-deliverability | Devers_Red_Bluff_SSN | Reliability_Capacity_In_Model_Year | System RA | Arizona_Li_Battery_4hr_55 | 0.5 | 0.5 | 0.5 | 0.5 | 0.5 | 0.5 | 0.5 | 0.5 | 0.5 | 0.5 | 0.5 | 0.5 | 0.5 | 0.5 | 0.5 | 0.5 | 0.5 | 0.5 | 0.5 | 0.5 | 0.5 | 0.5 | 0.5 | 0.5 | 0.5 | 0.5 | 0.5 | 0.5 | 0.5 | 0.5 | 0.5
Arizona_Li_Battery_4hr_62 | caiso-deliverability | Devers_Red_Bluff_SSN | Reliability_Capacity_In_Model_Year | System RA | Arizona_Li_Battery_4hr_62 | 0.5 | 0.5 | 0.5 | 0.5 | 0.5 | 0.5 | 0.5 | 0.5 | 0.5 | 0.5 | 0.5 | 0.5 | 0.5 | 0.5 | 0.5 | 0.5 | 0.5 | 0.5 | 0.5 | 0.5 | 0.5 | 0.5 | 0.5 | 0.5 | 0.5 | 0.5 | 0.5 | 0.5 | 0.5 | 0.5 | 0.5
Greater_Imperial_Li_Battery_4hr_63 | caiso-deliverability | Devers_Red_Bluff_SSN | Reliability_Capacity_In_Model_Year | System RA | Greater_Imperial_Li_Battery_4hr_63 | 0.5 | 0.5 | 0.5 | 0.5 | 0.5 | 0.5 | 0.5 | 0.5 | 0.5 | 0.5 | 0.5 | 0.5 | 0.5 | 0.5 | 0.5 | 0.5 | 0.5 | 0.5 | 0.5 | 0.5 | 0.5 | 0.5 | 0.5 | 0.5 | 0.5 | 0.5 | 0.5 | 0.5 | 0.5 | 0.5 | 0.5
Arizona_Li_Battery_4hr_77 | caiso-deliverability | Devers_Red_Bluff_SSN | Reliability_Capacity_In_Model_Year | System RA | Arizona_Li_Battery_4hr_77 | 0.5 | 0.5 | 0.5 | 0.5 | 0.5 | 0.5 | 0.5 | 0.5 | 0.5 | 0.5 | 0.5 | 0.5 | 0.5 | 0.5 | 0.5 | 0.5 | 0.5 | 0.5 | 0.5 | 0.5 | 0.5 | 0.5 | 0.5 | 0.5 | 0.5 | 0.5 | 0.5 | 0.5 | 0.5 | 0.5 | 0.5
Arizona_Li_Battery_4hr_90 | caiso-deliverability | Devers_Red_Bluff_SSN | Reliability_Capacity_In_Model_Year | System RA | Arizona_Li_Battery_4hr_90 | 0.5 | 0.5 | 0.5 | 0.5 | 0.5 | 0.5 | 0.5 | 0.5 | 0.5 | 0.5 | 0.5 | 0.5 | 0.5 | 0.5 | 0.5 | 0.5 | 0.5 | 0.5 | 0.5 | 0.5 | 0.5 | 0.5 | 0.5 | 0.5 | 0.5 | 0.5 | 0.5 | 0.5 | 0.5 | 0.5 | 0.5
Greater_Imperial_Li_Battery_4hr_107 | caiso-deliverability | Devers_Red_Bluff_SSN | Reliability_Capacity_In_Model_Year | System RA | Greater_Imperial_Li_Battery_4hr_107 | 0.5 | 0.5 | 0.5 | 0.5 | 0.5 | 0.5 | 0.5 | 0.5 | 0.5 | 0.5 | 0.5 | 0.5 | 0.5 | 0.5 | 0.5 | 0.5 | 0.5 | 0.5 | 0.5 | 0.5 | 0.5 | 0.5 | 0.5 | 0.5 | 0.5 | 0.5 | 0.5 | 0.5 | 0.5 | 0.5 | 0.5
Greater_Imperial_Li_Battery_4hr_133 | caiso-deliverability | Devers_Red_Bluff_SSN | Reliability_Capacity_In_Model_Year | System RA | Greater_Imperial_Li_Battery_4hr_133 | 0.5 | 0.5 | 0.5 | 0.5 | 0.5 | 0.5 | 0.5 | 0.5 | 0.5 | 0.5 | 0.5 | 0.5 | 0.5 | 0.5 | 0.5 | 0.5 | 0.5 | 0.5 | 0.5 | 0.5 | 0.5 | 0.5 | 0.5 | 0.5 | 0.5 | 0.5 | 0.5 | 0.5 | 0.5 | 0.5 | 0.5
Southern_NV_Eldorado_Li_Battery_8hr_19 | caiso-deliverability | Devers_Red_Bluff_SSN | Reliability_Capacity_In_Model_Year | System RA | Southern_NV_Eldorado_Li_Battery_8hr_19 | 0.5 | 0.5 | 0.5 | 0.5 | 0.5 | 0.5 | 0.5 | 0.5 | 0.5 | 0.5 | 0.5 | 0.5 | 0.5 | 0.5 | 0.5 | 0.5 | 0.5 | 0.5 | 0.5 | 0.5 | 0.5 | 0.5 | 0.5 | 0.5 | 0.5 | 0.5 | 0.5 | 0.5 | 0.5 | 0.5 | 0.5
Southern_NV_Eldorado_Li_Battery_8hr_40 | caiso-deliverability | Devers_Red_Bluff_SSN | Reliability_Capacity_In_Model_Year | System RA | Southern_NV_Eldorado_Li_Battery_8hr_40 | 0.5 | 0.5 | 0.5 | 0.5 | 0.5 | 0.5 | 0.5 | 0.5 | 0.5 | 0.5 | 0.5 | 0.5 | 0.5 | 0.5 | 0.5 | 0.5 | 0.5 | 0.5 | 0.5 | 0.5 | 0.5 | 0.5 | 0.5 | 0.5 | 0.5 | 0.5 | 0.5 | 0.5 | 0.5 | 0.5 | 0.5
Arizona_Li_Battery_8hr_55 | caiso-deliverability | Devers_Red_Bluff_SSN | Reliability_Capacity_In_Model_Year | System RA | Arizona_Li_Battery_8hr_55 | 0.5 | 0.5 | 0.5 | 0.5 | 0.5 | 0.5 | 0.5 | 0.5 | 0.5 | 0.5 | 0.5 | 0.5 | 0.5 | 0.5 | 0.5 | 0.5 | 0.5 | 0.5 | 0.5 | 0.5 | 0.5 | 0.5 | 0.5 | 0.5 | 0.5 | 0.5 | 0.5 | 0.5 | 0.5 | 0.5 | 0.5
Arizona_Li_Battery_8hr_62 | caiso-deliverability | Devers_Red_Bluff_SSN | Reliability_Capacity_In_Model_Year | System RA | Arizona_Li_Battery_8hr_62 | 0.5 | 0.5 | 0.5 | 0.5 | 0.5 | 0.5 | 0.5 | 0.5 | 0.5 | 0.5 | 0.5 | 0.5 | 0.5 | 0.5 | 0.5 | 0.5 | 0.5 | 0.5 | 0.5 | 0.5 | 0.5 | 0.5 | 0.5 | 0.5 | 0.5 | 0.5 | 0.5 | 0.5 | 0.5 | 0.5 | 0.5
Greater_Imperial_Li_Battery_8hr_63 | caiso-deliverability | Devers_Red_Bluff_SSN | Reliability_Capacity_In_Model_Year | System RA | Greater_Imperial_Li_Battery_8hr_63 | 0.5 | 0.5 | 0.5 | 0.5 | 0.5 | 0.5 | 0.5 | 0.5 | 0.5 | 0.5 | 0.5 | 0.5 | 0.5 | 0.5 | 0.5 | 0.5 | 0.5 | 0.5 | 0.5 | 0.5 | 0.5 | 0.5 | 0.5 | 0.5 | 0.5 | 0.5 | 0.5 | 0.5 | 0.5 | 0.5 | 0.5
Arizona_Li_Battery_8hr_77 | caiso-deliverability | Devers_Red_Bluff_SSN | Reliability_Capacity_In_Model_Year | System RA | Arizona_Li_Battery_8hr_77 | 0.5 | 0.5 | 0.5 | 0.5 | 0.5 | 0.5 | 0.5 | 0.5 | 0.5 | 0.5 | 0.5 | 0.5 | 0.5 | 0.5 | 0.5 | 0.5 | 0.5 | 0.5 | 0.5 | 0.5 | 0.5 | 0.5 | 0.5 | 0.5 | 0.5 | 0.5 | 0.5 | 0.5 | 0.5 | 0.5 | 0.5
Arizona_Li_Battery_8hr_90 | caiso-deliverability | Devers_Red_Bluff_SSN | Reliability_Capacity_In_Model_Year | System RA | Arizona_Li_Battery_8hr_90 | 0.5 | 0.5 | 0.5 | 0.5 | 0.5 | 0.5 | 0.5 | 0.5 | 0.5 | 0.5 | 0.5 | 0.5 | 0.5 | 0.5 | 0.5 | 0.5 | 0.5 | 0.5 | 0.5 | 0.5 | 0.5 | 0.5 | 0.5 | 0.5 | 0.5 | 0.5 | 0.5 | 0.5 | 0.5 | 0.5 | 0.5
Greater_Imperial_Li_Battery_8hr_107 | caiso-deliverability | Devers_Red_Bluff_SSN | Reliability_Capacity_In_Model_Year | System RA | Greater_Imperial_Li_Battery_8hr_107 | 0.5 | 0.5 | 0.5 | 0.5 | 0.5 | 0.5 | 0.5 | 0.5 | 0.5 | 0.5 | 0.5 | 0.5 | 0.5 | 0.5 | 0.5 | 0.5 | 0.5 | 0.5 | 0.5 | 0.5 | 0.5 | 0.5 | 0.5 | 0.5 | 0.5 | 0.5 | 0.5 | 0.5 | 0.5 | 0.5 | 0.5
Greater_Imperial_Li_Battery_8hr_133 | caiso-deliverability | Devers_Red_Bluff_SSN | Reliability_Capacity_In_Model_Year | System RA | Greater_Imperial_Li_Battery_8hr_133 | 0.5 | 0.5 | 0.5 | 0.5 | 0.5 | 0.5 | 0.5 | 0.5 | 0.5 | 0.5 | 0.5 | 0.5 | 0.5 | 0.5 | 0.5 | 0.5 | 0.5 | 0.5 | 0.5 | 0.5 | 0.5 | 0.5 | 0.5 | 0.5 | 0.5 | 0.5 | 0.5 | 0.5 | 0.5 | 0.5 | 0.5
Greater_Imperial_Geothermal_63 | caiso-deliverability | Devers_Red_Bluff_SSN | Reliability_Capacity_In_Model_Year | System RA | Greater_Imperial_Geothermal_63 | 1 | 1 | 1 | 1 | 1 | 1 | 1 | 1 | 1 | 1 | 1 | 1 | 1 | 1 | 1 | 1 | 1 | 1 | 1 | 1 | 1 | 1 | 1 | 1 | 1 | 1 | 1 | 1 | 1 | 1 | 1
Greater_Imperial_Solar_63 | caiso-deliverability | Devers_Red_Bluff_SSN | Reliability_Capacity_In_Model_Year | System RA | Greater_Imperial_Solar_63 | 0.427 | 0.427 | 0.427 | 0.427 | 0.427 | 0.427 | 0.427 | 0.427 | 0.427 | 0.427 | 0.427 | 0.427 | 0.427 | 0.427 | 0.427 | 0.427 | 0.427 | 0.427 | 0.427 | 0.427 | 0.427 | 0.427 | 0.427 | 0.427 | 0.427 | 0.427 | 0.427 | 0.427 | 0.427 | 0.427 | 0.427
Greater_Imperial_Solar_107 | caiso-deliverability | Devers_Red_Bluff_SSN | Reliability_Capacity_In_Model_Year | System RA | Greater_Imperial_Solar_107 | 0.427 | 0.427 | 0.427 | 0.427 | 0.427 | 0.427 | 0.427 | 0.427 | 0.427 | 0.427 | 0.427 | 0.427 | 0.427 | 0.427 | 0.427 | 0.427 | 0.427 | 0.427 | 0.427 | 0.427 | 0.427 | 0.427 | 0.427 | 0.427 | 0.427 | 0.427 | 0.427 | 0.427 | 0.427 | 0.427 | 0.427
Greater_Imperial_Solar_133 | caiso-deliverability | Devers_Red_Bluff_SSN | Reliability_Capacity_In_Model_Year | System RA | Greater_Imperial_Solar_133 | 0.427 | 0.427 | 0.427 | 0.427 | 0.427 | 0.427 | 0.427 | 0.427 | 0.427 | 0.427 | 0.427 | 0.427 | 0.427 | 0.427 | 0.427 | 0.427 | 0.427 | 0.427 | 0.427 | 0.427 | 0.427 | 0.427 | 0.427 | 0.427 | 0.427 | 0.427 | 0.427 | 0.427 | 0.427 | 0.427 | 0.427
Idaho_Wind_19 | caiso-deliverability | Devers_Red_Bluff_SSN | Reliability_Capacity_In_Model_Year | System RA | Idaho_Wind_19 | 0.35 | 0.35 | 0.35 | 0.35 | 0.35 | 0.35 | 0.35 | 0.35 | 0.35 | 0.35 | 0.35 | 0.35 | 0.35 | 0.35 | 0.35 | 0.35 | 0.35 | 0.35 | 0.35 | 0.35 | 0.35 | 0.35 | 0.35 | 0.35 | 0.35 | 0.35 | 0.35 | 0.35 | 0.35 | 0.35 | 0.35
New_Mexico_Wind_55 | caiso-deliverability | Devers_Red_Bluff_SSN | Reliability_Capacity_In_Model_Year | System RA | New_Mexico_Wind_55 | 0.35 | 0.35 | 0.35 | 0.35 | 0.35 | 0.35 | 0.35 | 0.35 | 0.35 | 0.35 | 0.35 | 0.35 | 0.35 | 0.35 | 0.35 | 0.35 | 0.35 | 0.35 | 0.35 | 0.35 | 0.35 | 0.35 | 0.35 | 0.35 | 0.35 | 0.35 | 0.35 | 0.35 | 0.35 | 0.35 | 0.35
Northern_Nevada_Geothermal_19 | caiso-deliverability | Devers_Red_Bluff_SSN | Reliability_Capacity_In_Model_Year | System RA | Northern_Nevada_Geothermal_19 | 1 | 1 | 1 | 1 | 1 | 1 | 1 | 1 | 1 | 1 | 1 | 1 | 1 | 1 | 1 | 1 | 1 | 1 | 1 | 1 | 1 | 1 | 1 | 1 | 1 | 1 | 1 | 1 | 1 | 1 | 1
Southern_NV_Eldorado_Solar_19 | caiso-deliverability | Devers_Red_Bluff_SSN | Reliability_Capacity_In_Model_Year | System RA | Southern_NV_Eldorado_Solar_19 | 0.427 | 0.427 | 0.427 | 0.427 | 0.427 | 0.427 | 0.427 | 0.427 | 0.427 | 0.427 | 0.427 | 0.427 | 0.427 | 0.427 | 0.427 | 0.427 | 0.427 | 0.427 | 0.427 | 0.427 | 0.427 | 0.427 | 0.427 | 0.427 | 0.427 | 0.427 | 0.427 | 0.427 | 0.427 | 0.427 | 0.427
Southern_NV_Eldorado_Solar_40 | caiso-deliverability | Devers_Red_Bluff_SSN | Reliability_Capacity_In_Model_Year | System RA | Southern_NV_Eldorado_Solar_40 | 0.427 | 0.427 | 0.427 | 0.427 | 0.427 | 0.427 | 0.427 | 0.427 | 0.427 | 0.427 | 0.427 | 0.427 | 0.427 | 0.427 | 0.427 | 0.427 | 0.427 | 0.427 | 0.427 | 0.427 | 0.427 | 0.427 | 0.427 | 0.427 | 0.427 | 0.427 | 0.427 | 0.427 | 0.427 | 0.427 | 0.427
Utah_Geothermal_19 | caiso-deliverability | Devers_Red_Bluff_SSN | Reliability_Capacity_In_Model_Year | System RA | Utah_Geothermal_19 | 1 | 1 | 1 | 1 | 1 | 1 | 1 | 1 | 1 | 1 | 1 | 1 | 1 | 1 | 1 | 1 | 1 | 1 | 1 | 1 | 1 | 1 | 1 | 1 | 1 | 1 | 1 | 1 | 1 | 1 | 1
Utah_Wind_19 | caiso-deliverability | Devers_Red_Bluff_SSN | Reliability_Capacity_In_Model_Year | System RA | Utah_Wind_19 | 0.35 | 0.35 | 0.35 | 0.35 | 0.35 | 0.35 | 0.35 | 0.35 | 0.35 | 0.35 | 0.35 | 0.35 | 0.35 | 0.35 | 0.35 | 0.35 | 0.35 | 0.35 | 0.35 | 0.35 | 0.35 | 0.35 | 0.35 | 0.35 | 0.35 | 0.35 | 0.35 | 0.35 | 0.35 | 0.35 | 0.35
Wyoming_Wind_19 | caiso-deliverability | Devers_Red_Bluff_SSN | Reliability_Capacity_In_Model_Year | System RA | Wyoming_Wind_19 | 0.35 | 0.35 | 0.35 | 0.35 | 0.35 | 0.35 | 0.35 | 0.35 | 0.35 | 0.35 | 0.35 | 0.35 | 0.35 | 0.35 | 0.35 | 0.35 | 0.35 | 0.35 | 0.35 | 0.35 | 0.35 | 0.35 | 0.35 | 0.35 | 0.35 | 0.35 | 0.35 | 0.35 | 0.35 | 0.35 | 0.35
Devers_Red_Bluff_group | caiso-deliverability | Devers_Red_Bluff_SSN | Operational_New_Capacity_MW | Devers_Red_Bluff_group |  | -1 | -1 | -1 | -1 | -1 | -1 | -1 | -1 | -1 | -1 | -1 | -1 | -1 | -1 | -1 | -1 | -1 | -1 | -1 | -1 | -1 | -1 | -1 | -1 | -1 | -1 | -1 | -1 | -1 | -1 | -1
Southern_PGAE_Flow_Battery_72 | caiso-deliverability | Dos_Amigos_Panoche_HSN | Reliability_Capacity_In_Model_Year | System RA | Southern_PGAE_Flow_Battery_72 | 1 | 1 | 1 | 1 | 1 | 1 | 1 | 1 | 1 | 1 | 1 | 1 | 1 | 1 | 1 | 1 | 1 | 1 | 1 | 1 | 1 | 1 | 1 | 1 | 1 | 1 | 1 | 1 | 1 | 1 | 1
Southern_PGAE_Flow_Battery_124 | caiso-deliverability | Dos_Amigos_Panoche_HSN | Reliability_Capacity_In_Model_Year | System RA | Southern_PGAE_Flow_Battery_124 | 1 | 1 | 1 | 1 | 1 | 1 | 1 | 1 | 1 | 1 | 1 | 1 | 1 | 1 | 1 | 1 | 1 | 1 | 1 | 1 | 1 | 1 | 1 | 1 | 1 | 1 | 1 | 1 | 1 | 1 | 1
Southern_PGAE_Flow_Battery_139 | caiso-deliverability | Dos_Amigos_Panoche_HSN | Reliability_Capacity_In_Model_Year | System RA | Southern_PGAE_Flow_Battery_139 | 1 | 1 | 1 | 1 | 1 | 1 | 1 | 1 | 1 | 1 | 1 | 1 | 1 | 1 | 1 | 1 | 1 | 1 | 1 | 1 | 1 | 1 | 1 | 1 | 1 | 1 | 1 | 1 | 1 | 1 | 1
Southern_PGAE_Flow_Battery_140 | caiso-deliverability | Dos_Amigos_Panoche_HSN | Reliability_Capacity_In_Model_Year | System RA | Southern_PGAE_Flow_Battery_140 | 1 | 1 | 1 | 1 | 1 | 1 | 1 | 1 | 1 | 1 | 1 | 1 | 1 | 1 | 1 | 1 | 1 | 1 | 1 | 1 | 1 | 1 | 1 | 1 | 1 | 1 | 1 | 1 | 1 | 1 | 1
Southern_PGAE_Flow_Battery_151 | caiso-deliverability | Dos_Amigos_Panoche_HSN | Reliability_Capacity_In_Model_Year | System RA | Southern_PGAE_Flow_Battery_151 | 1 | 1 | 1 | 1 | 1 | 1 | 1 | 1 | 1 | 1 | 1 | 1 | 1 | 1 | 1 | 1 | 1 | 1 | 1 | 1 | 1 | 1 | 1 | 1 | 1 | 1 | 1 | 1 | 1 | 1 | 1
Southern_PGAE_Flow_Battery_154 | caiso-deliverability | Dos_Amigos_Panoche_HSN | Reliability_Capacity_In_Model_Year | System RA | Southern_PGAE_Flow_Battery_154 | 1 | 1 | 1 | 1 | 1 | 1 | 1 | 1 | 1 | 1 | 1 | 1 | 1 | 1 | 1 | 1 | 1 | 1 | 1 | 1 | 1 | 1 | 1 | 1 | 1 | 1 | 1 | 1 | 1 | 1 | 1
Southern_PGAE_Flow_Battery_161 | caiso-deliverability | Dos_Amigos_Panoche_HSN | Reliability_Capacity_In_Model_Year | System RA | Southern_PGAE_Flow_Battery_161 | 1 | 1 | 1 | 1 | 1 | 1 | 1 | 1 | 1 | 1 | 1 | 1 | 1 | 1 | 1 | 1 | 1 | 1 | 1 | 1 | 1 | 1 | 1 | 1 | 1 | 1 | 1 | 1 | 1 | 1 | 1
Southern_PGAE_Flow_Battery_162 | caiso-deliverability | Dos_Amigos_Panoche_HSN | Reliability_Capacity_In_Model_Year | System RA | Southern_PGAE_Flow_Battery_162 | 1 | 1 | 1 | 1 | 1 | 1 | 1 | 1 | 1 | 1 | 1 | 1 | 1 | 1 | 1 | 1 | 1 | 1 | 1 | 1 | 1 | 1 | 1 | 1 | 1 | 1 | 1 | 1 | 1 | 1 | 1
Southern_PGAE_Flow_Battery_164 | caiso-deliverability | Dos_Amigos_Panoche_HSN | Reliability_Capacity_In_Model_Year | System RA | Southern_PGAE_Flow_Battery_164 | 1 | 1 | 1 | 1 | 1 | 1 | 1 | 1 | 1 | 1 | 1 | 1 | 1 | 1 | 1 | 1 | 1 | 1 | 1 | 1 | 1 | 1 | 1 | 1 | 1 | 1 | 1 | 1 | 1 | 1 | 1
Southern_PGAE_Flow_Battery_165 | caiso-deliverability | Dos_Amigos_Panoche_HSN | Reliability_Capacity_In_Model_Year | System RA | Southern_PGAE_Flow_Battery_165 | 1 | 1 | 1 | 1 | 1 | 1 | 1 | 1 | 1 | 1 | 1 | 1 | 1 | 1 | 1 | 1 | 1 | 1 | 1 | 1 | 1 | 1 | 1 | 1 | 1 | 1 | 1 | 1 | 1 | 1 | 1
Southern_PGAE_Flow_Battery_168 | caiso-deliverability | Dos_Amigos_Panoche_HSN | Reliability_Capacity_In_Model_Year | System RA | Southern_PGAE_Flow_Battery_168 | 1 | 1 | 1 | 1 | 1 | 1 | 1 | 1 | 1 | 1 | 1 | 1 | 1 | 1 | 1 | 1 | 1 | 1 | 1 | 1 | 1 | 1 | 1 | 1 | 1 | 1 | 1 | 1 | 1 | 1 | 1
Southern_PGAE_Flow_Battery_169 | caiso-deliverability | Dos_Amigos_Panoche_HSN | Reliability_Capacity_In_Model_Year | System RA | Southern_PGAE_Flow_Battery_169 | 1 | 1 | 1 | 1 | 1 | 1 | 1 | 1 | 1 | 1 | 1 | 1 | 1 | 1 | 1 | 1 | 1 | 1 | 1 | 1 | 1 | 1 | 1 | 1 | 1 | 1 | 1 | 1 | 1 | 1 | 1
Southern_PGAE_Flow_Battery_170 | caiso-deliverability | Dos_Amigos_Panoche_HSN | Reliability_Capacity_In_Model_Year | System RA | Southern_PGAE_Flow_Battery_170 | 1 | 1 | 1 | 1 | 1 | 1 | 1 | 1 | 1 | 1 | 1 | 1 | 1 | 1 | 1 | 1 | 1 | 1 | 1 | 1 | 1 | 1 | 1 | 1 | 1 | 1 | 1 | 1 | 1 | 1 | 1
Southern_PGAE_Flow_Battery_174 | caiso-deliverability | Dos_Amigos_Panoche_HSN | Reliability_Capacity_In_Model_Year | System RA | Southern_PGAE_Flow_Battery_174 | 1 | 1 | 1 | 1 | 1 | 1 | 1 | 1 | 1 | 1 | 1 | 1 | 1 | 1 | 1 | 1 | 1 | 1 | 1 | 1 | 1 | 1 | 1 | 1 | 1 | 1 | 1 | 1 | 1 | 1 | 1
Southern_PGAE_Flow_Battery_176 | caiso-deliverability | Dos_Amigos_Panoche_HSN | Reliability_Capacity_In_Model_Year | System RA | Southern_PGAE_Flow_Battery_176 | 1 | 1 | 1 | 1 | 1 | 1 | 1 | 1 | 1 | 1 | 1 | 1 | 1 | 1 | 1 | 1 | 1 | 1 | 1 | 1 | 1 | 1 | 1 | 1 | 1 | 1 | 1 | 1 | 1 | 1 | 1
Southern_PGAE_Li_Battery_4hr_72 | caiso-deliverability | Dos_Amigos_Panoche_HSN | Reliability_Capacity_In_Model_Year | System RA | Southern_PGAE_Li_Battery_4hr_72 | 1 | 1 | 1 | 1 | 1 | 1 | 1 | 1 | 1 | 1 | 1 | 1 | 1 | 1 | 1 | 1 | 1 | 1 | 1 | 1 | 1 | 1 | 1 | 1 | 1 | 1 | 1 | 1 | 1 | 1 | 1
Southern_PGAE_Li_Battery_4hr_124 | caiso-deliverability | Dos_Amigos_Panoche_HSN | Reliability_Capacity_In_Model_Year | System RA | Southern_PGAE_Li_Battery_4hr_124 | 1 | 1 | 1 | 1 | 1 | 1 | 1 | 1 | 1 | 1 | 1 | 1 | 1 | 1 | 1 | 1 | 1 | 1 | 1 | 1 | 1 | 1 | 1 | 1 | 1 | 1 | 1 | 1 | 1 | 1 | 1
Southern_PGAE_Li_Battery_4hr_139 | caiso-deliverability | Dos_Amigos_Panoche_HSN | Reliability_Capacity_In_Model_Year | System RA | Southern_PGAE_Li_Battery_4hr_139 | 1 | 1 | 1 | 1 | 1 | 1 | 1 | 1 | 1 | 1 | 1 | 1 | 1 | 1 | 1 | 1 | 1 | 1 | 1 | 1 | 1 | 1 | 1 | 1 | 1 | 1 | 1 | 1 | 1 | 1 | 1
Southern_PGAE_Li_Battery_4hr_140 | caiso-deliverability | Dos_Amigos_Panoche_HSN | Reliability_Capacity_In_Model_Year | System RA | Southern_PGAE_Li_Battery_4hr_140 | 1 | 1 | 1 | 1 | 1 | 1 | 1 | 1 | 1 | 1 | 1 | 1 | 1 | 1 | 1 | 1 | 1 | 1 | 1 | 1 | 1 | 1 | 1 | 1 | 1 | 1 | 1 | 1 | 1 | 1 | 1
Southern_PGAE_Li_Battery_4hr_151 | caiso-deliverability | Dos_Amigos_Panoche_HSN | Reliability_Capacity_In_Model_Year | System RA | Southern_PGAE_Li_Battery_4hr_151 | 1 | 1 | 1 | 1 | 1 | 1 | 1 | 1 | 1 | 1 | 1 | 1 | 1 | 1 | 1 | 1 | 1 | 1 | 1 | 1 | 1 | 1 | 1 | 1 | 1 | 1 | 1 | 1 | 1 | 1 | 1
Southern_PGAE_Li_Battery_4hr_154 | caiso-deliverability | Dos_Amigos_Panoche_HSN | Reliability_Capacity_In_Model_Year | System RA | Southern_PGAE_Li_Battery_4hr_154 | 1 | 1 | 1 | 1 | 1 | 1 | 1 | 1 | 1 | 1 | 1 | 1 | 1 | 1 | 1 | 1 | 1 | 1 | 1 | 1 | 1 | 1 | 1 | 1 | 1 | 1 | 1 | 1 | 1 | 1 | 1
Southern_PGAE_Li_Battery_4hr_161 | caiso-deliverability | Dos_Amigos_Panoche_HSN | Reliability_Capacity_In_Model_Year | System RA | Southern_PGAE_Li_Battery_4hr_161 | 1 | 1 | 1 | 1 | 1 | 1 | 1 | 1 | 1 | 1 | 1 | 1 | 1 | 1 | 1 | 1 | 1 | 1 | 1 | 1 | 1 | 1 | 1 | 1 | 1 | 1 | 1 | 1 | 1 | 1 | 1
Southern_PGAE_Li_Battery_4hr_162 | caiso-deliverability | Dos_Amigos_Panoche_HSN | Reliability_Capacity_In_Model_Year | System RA | Southern_PGAE_Li_Battery_4hr_162 | 1 | 1 | 1 | 1 | 1 | 1 | 1 | 1 | 1 | 1 | 1 | 1 | 1 | 1 | 1 | 1 | 1 | 1 | 1 | 1 | 1 | 1 | 1 | 1 | 1 | 1 | 1 | 1 | 1 | 1 | 1
Southern_PGAE_Li_Battery_4hr_164 | caiso-deliverability | Dos_Amigos_Panoche_HSN | Reliability_Capacity_In_Model_Year | System RA | Southern_PGAE_Li_Battery_4hr_164 | 1 | 1 | 1 | 1 | 1 | 1 | 1 | 1 | 1 | 1 | 1 | 1 | 1 | 1 | 1 | 1 | 1 | 1 | 1 | 1 | 1 | 1 | 1 | 1 | 1 | 1 | 1 | 1 | 1 | 1 | 1
Southern_PGAE_Li_Battery_4hr_165 | caiso-deliverability | Dos_Amigos_Panoche_HSN | Reliability_Capacity_In_Model_Year | System RA | Southern_PGAE_Li_Battery_4hr_165 | 1 | 1 | 1 | 1 | 1 | 1 | 1 | 1 | 1 | 1 | 1 | 1 | 1 | 1 | 1 | 1 | 1 | 1 | 1 | 1 | 1 | 1 | 1 | 1 | 1 | 1 | 1 | 1 | 1 | 1 | 1
Southern_PGAE_Li_Battery_4hr_168 | caiso-deliverability | Dos_Amigos_Panoche_HSN | Reliability_Capacity_In_Model_Year | System RA | Southern_PGAE_Li_Battery_4hr_168 | 1 | 1 | 1 | 1 | 1 | 1 | 1 | 1 | 1 | 1 | 1 | 1 | 1 | 1 | 1 | 1 | 1 | 1 | 1 | 1 | 1 | 1 | 1 | 1 | 1 | 1 | 1 | 1 | 1 | 1 | 1
Southern_PGAE_Li_Battery_4hr_169 | caiso-deliverability | Dos_Amigos_Panoche_HSN | Reliability_Capacity_In_Model_Year | System RA | Southern_PGAE_Li_Battery_4hr_169 | 1 | 1 | 1 | 1 | 1 | 1 | 1 | 1 | 1 | 1 | 1 | 1 | 1 | 1 | 1 | 1 | 1 | 1 | 1 | 1 | 1 | 1 | 1 | 1 | 1 | 1 | 1 | 1 | 1 | 1 | 1
Southern_PGAE_Li_Battery_4hr_170 | caiso-deliverability | Dos_Amigos_Panoche_HSN | Reliability_Capacity_In_Model_Year | System RA | Southern_PGAE_Li_Battery_4hr_170 | 1 | 1 | 1 | 1 | 1 | 1 | 1 | 1 | 1 | 1 | 1 | 1 | 1 | 1 | 1 | 1 | 1 | 1 | 1 | 1 | 1 | 1 | 1 | 1 | 1 | 1 | 1 | 1 | 1 | 1 | 1
Southern_PGAE_Li_Battery_4hr_174 | caiso-deliverability | Dos_Amigos_Panoche_HSN | Reliability_Capacity_In_Model_Year | System RA | Southern_PGAE_Li_Battery_4hr_174 | 1 | 1 | 1 | 1 | 1 | 1 | 1 | 1 | 1 | 1 | 1 | 1 | 1 | 1 | 1 | 1 | 1 | 1 | 1 | 1 | 1 | 1 | 1 | 1 | 1 | 1 | 1 | 1 | 1 | 1 | 1
Southern_PGAE_Li_Battery_4hr_176 | caiso-deliverability | Dos_Amigos_Panoche_HSN | Reliability_Capacity_In_Model_Year | System RA | Southern_PGAE_Li_Battery_4hr_176 | 1 | 1 | 1 | 1 | 1 | 1 | 1 | 1 | 1 | 1 | 1 | 1 | 1 | 1 | 1 | 1 | 1 | 1 | 1 | 1 | 1 | 1 | 1 | 1 | 1 | 1 | 1 | 1 | 1 | 1 | 1
Southern_PGAE_Li_Battery_8hr_72 | caiso-deliverability | Dos_Amigos_Panoche_HSN | Reliability_Capacity_In_Model_Year | System RA | Southern_PGAE_Li_Battery_8hr_72 | 1 | 1 | 1 | 1 | 1 | 1 | 1 | 1 | 1 | 1 | 1 | 1 | 1 | 1 | 1 | 1 | 1 | 1 | 1 | 1 | 1 | 1 | 1 | 1 | 1 | 1 | 1 | 1 | 1 | 1 | 1
Southern_PGAE_Li_Battery_8hr_124 | caiso-deliverability | Dos_Amigos_Panoche_HSN | Reliability_Capacity_In_Model_Year | System RA | Southern_PGAE_Li_Battery_8hr_124 | 1 | 1 | 1 | 1 | 1 | 1 | 1 | 1 | 1 | 1 | 1 | 1 | 1 | 1 | 1 | 1 | 1 | 1 | 1 | 1 | 1 | 1 | 1 | 1 | 1 | 1 | 1 | 1 | 1 | 1 | 1
Southern_PGAE_Li_Battery_8hr_139 | caiso-deliverability | Dos_Amigos_Panoche_HSN | Reliability_Capacity_In_Model_Year | System RA | Southern_PGAE_Li_Battery_8hr_139 | 1 | 1 | 1 | 1 | 1 | 1 | 1 | 1 | 1 | 1 | 1 | 1 | 1 | 1 | 1 | 1 | 1 | 1 | 1 | 1 | 1 | 1 | 1 | 1 | 1 | 1 | 1 | 1 | 1 | 1 | 1
Southern_PGAE_Li_Battery_8hr_140 | caiso-deliverability | Dos_Amigos_Panoche_HSN | Reliability_Capacity_In_Model_Year | System RA | Southern_PGAE_Li_Battery_8hr_140 | 1 | 1 | 1 | 1 | 1 | 1 | 1 | 1 | 1 | 1 | 1 | 1 | 1 | 1 | 1 | 1 | 1 | 1 | 1 | 1 | 1 | 1 | 1 | 1 | 1 | 1 | 1 | 1 | 1 | 1 | 1
Southern_PGAE_Li_Battery_8hr_151 | caiso-deliverability | Dos_Amigos_Panoche_HSN | Reliability_Capacity_In_Model_Year | System RA | Southern_PGAE_Li_Battery_8hr_151 | 1 | 1 | 1 | 1 | 1 | 1 | 1 | 1 | 1 | 1 | 1 | 1 | 1 | 1 | 1 | 1 | 1 | 1 | 1 | 1 | 1 | 1 | 1 | 1 | 1 | 1 | 1 | 1 | 1 | 1 | 1
Southern_PGAE_Li_Battery_8hr_154 | caiso-deliverability | Dos_Amigos_Panoche_HSN | Reliability_Capacity_In_Model_Year | System RA | Southern_PGAE_Li_Battery_8hr_154 | 1 | 1 | 1 | 1 | 1 | 1 | 1 | 1 | 1 | 1 | 1 | 1 | 1 | 1 | 1 | 1 | 1 | 1 | 1 | 1 | 1 | 1 | 1 | 1 | 1 | 1 | 1 | 1 | 1 | 1 | 1
Southern_PGAE_Li_Battery_8hr_161 | caiso-deliverability | Dos_Amigos_Panoche_HSN | Reliability_Capacity_In_Model_Year | System RA | Southern_PGAE_Li_Battery_8hr_161 | 1 | 1 | 1 | 1 | 1 | 1 | 1 | 1 | 1 | 1 | 1 | 1 | 1 | 1 | 1 | 1 | 1 | 1 | 1 | 1 | 1 | 1 | 1 | 1 | 1 | 1 | 1 | 1 | 1 | 1 | 1
Southern_PGAE_Li_Battery_8hr_162 | caiso-deliverability | Dos_Amigos_Panoche_HSN | Reliability_Capacity_In_Model_Year | System RA | Southern_PGAE_Li_Battery_8hr_162 | 1 | 1 | 1 | 1 | 1 | 1 | 1 | 1 | 1 | 1 | 1 | 1 | 1 | 1 | 1 | 1 | 1 | 1 | 1 | 1 | 1 | 1 | 1 | 1 | 1 | 1 | 1 | 1 | 1 | 1 | 1
Southern_PGAE_Li_Battery_8hr_164 | caiso-deliverability | Dos_Amigos_Panoche_HSN | Reliability_Capacity_In_Model_Year | System RA | Southern_PGAE_Li_Battery_8hr_164 | 1 | 1 | 1 | 1 | 1 | 1 | 1 | 1 | 1 | 1 | 1 | 1 | 1 | 1 | 1 | 1 | 1 | 1 | 1 | 1 | 1 | 1 | 1 | 1 | 1 | 1 | 1 | 1 | 1 | 1 | 1
Southern_PGAE_Li_Battery_8hr_165 | caiso-deliverability | Dos_Amigos_Panoche_HSN | Reliability_Capacity_In_Model_Year | System RA | Southern_PGAE_Li_Battery_8hr_165 | 1 | 1 | 1 | 1 | 1 | 1 | 1 | 1 | 1 | 1 | 1 | 1 | 1 | 1 | 1 | 1 | 1 | 1 | 1 | 1 | 1 | 1 | 1 | 1 | 1 | 1 | 1 | 1 | 1 | 1 | 1
Southern_PGAE_Li_Battery_8hr_168 | caiso-deliverability | Dos_Amigos_Panoche_HSN | Reliability_Capacity_In_Model_Year | System RA | Southern_PGAE_Li_Battery_8hr_168 | 1 | 1 | 1 | 1 | 1 | 1 | 1 | 1 | 1 | 1 | 1 | 1 | 1 | 1 | 1 | 1 | 1 | 1 | 1 | 1 | 1 | 1 | 1 | 1 | 1 | 1 | 1 | 1 | 1 | 1 | 1
Southern_PGAE_Li_Battery_8hr_169 | caiso-deliverability | Dos_Amigos_Panoche_HSN | Reliability_Capacity_In_Model_Year | System RA | Southern_PGAE_Li_Battery_8hr_169 | 1 | 1 | 1 | 1 | 1 | 1 | 1 | 1 | 1 | 1 | 1 | 1 | 1 | 1 | 1 | 1 | 1 | 1 | 1 | 1 | 1 | 1 | 1 | 1 | 1 | 1 | 1 | 1 | 1 | 1 | 1
Southern_PGAE_Li_Battery_8hr_170 | caiso-deliverability | Dos_Amigos_Panoche_HSN | Reliability_Capacity_In_Model_Year | System RA | Southern_PGAE_Li_Battery_8hr_170 | 1 | 1 | 1 | 1 | 1 | 1 | 1 | 1 | 1 | 1 | 1 | 1 | 1 | 1 | 1 | 1 | 1 | 1 | 1 | 1 | 1 | 1 | 1 | 1 | 1 | 1 | 1 | 1 | 1 | 1 | 1
Southern_PGAE_Li_Battery_8hr_174 | caiso-deliverability | Dos_Amigos_Panoche_HSN | Reliability_Capacity_In_Model_Year | System RA | Southern_PGAE_Li_Battery_8hr_174 | 1 | 1 | 1 | 1 | 1 | 1 | 1 | 1 | 1 | 1 | 1 | 1 | 1 | 1 | 1 | 1 | 1 | 1 | 1 | 1 | 1 | 1 | 1 | 1 | 1 | 1 | 1 | 1 | 1 | 1 | 1
Southern_PGAE_Li_Battery_8hr_176 | caiso-deliverability | Dos_Amigos_Panoche_HSN | Reliability_Capacity_In_Model_Year | System RA | Southern_PGAE_Li_Battery_8hr_176 | 1 | 1 | 1 | 1 | 1 | 1 | 1 | 1 | 1 | 1 | 1 | 1 | 1 | 1 | 1 | 1 | 1 | 1 | 1 | 1 | 1 | 1 | 1 | 1 | 1 | 1 | 1 | 1 | 1 | 1 | 1
Central_Valley_North_Los_Banos_Wind_154 | caiso-deliverability | Dos_Amigos_Panoche_HSN | Reliability_Capacity_In_Model_Year | System RA | Central_Valley_North_Los_Banos_Wind_154 | 0.665 | 0.665 | 0.665 | 0.665 | 0.665 | 0.665 | 0.665 | 0.665 | 0.665 | 0.665 | 0.665 | 0.665 | 0.665 | 0.665 | 0.665 | 0.665 | 0.665 | 0.665 | 0.665 | 0.665 | 0.665 | 0.665 | 0.665 | 0.665 | 0.665 | 0.665 | 0.665 | 0.665 | 0.665 | 0.665 | 0.665
Central_Valley_North_Los_Banos_Wind_162 | caiso-deliverability | Dos_Amigos_Panoche_HSN | Reliability_Capacity_In_Model_Year | System RA | Central_Valley_North_Los_Banos_Wind_162 | 0.665 | 0.665 | 0.665 | 0.665 | 0.665 | 0.665 | 0.665 | 0.665 | 0.665 | 0.665 | 0.665 | 0.665 | 0.665 | 0.665 | 0.665 | 0.665 | 0.665 | 0.665 | 0.665 | 0.665 | 0.665 | 0.665 | 0.665 | 0.665 | 0.665 | 0.665 | 0.665 | 0.665 | 0.665 | 0.665 | 0.665
Southern_PGAE_Solar_72 | caiso-deliverability | Dos_Amigos_Panoche_HSN | Reliability_Capacity_In_Model_Year | System RA | Southern_PGAE_Solar_72 | 0.1 | 0.1 | 0.1 | 0.1 | 0.1 | 0.1 | 0.1 | 0.1 | 0.1 | 0.1 | 0.1 | 0.1 | 0.1 | 0.1 | 0.1 | 0.1 | 0.1 | 0.1 | 0.1 | 0.1 | 0.1 | 0.1 | 0.1 | 0.1 | 0.1 | 0.1 | 0.1 | 0.1 | 0.1 | 0.1 | 0.1
Southern_PGAE_Solar_124 | caiso-deliverability | Dos_Amigos_Panoche_HSN | Reliability_Capacity_In_Model_Year | System RA | Southern_PGAE_Solar_124 | 0.1 | 0.1 | 0.1 | 0.1 | 0.1 | 0.1 | 0.1 | 0.1 | 0.1 | 0.1 | 0.1 | 0.1 | 0.1 | 0.1 | 0.1 | 0.1 | 0.1 | 0.1 | 0.1 | 0.1 | 0.1 | 0.1 | 0.1 | 0.1 | 0.1 | 0.1 | 0.1 | 0.1 | 0.1 | 0.1 | 0.1
Southern_PGAE_Solar_139 | caiso-deliverability | Dos_Amigos_Panoche_HSN | Reliability_Capacity_In_Model_Year | System RA | Southern_PGAE_Solar_139 | 0.1 | 0.1 | 0.1 | 0.1 | 0.1 | 0.1 | 0.1 | 0.1 | 0.1 | 0.1 | 0.1 | 0.1 | 0.1 | 0.1 | 0.1 | 0.1 | 0.1 | 0.1 | 0.1 | 0.1 | 0.1 | 0.1 | 0.1 | 0.1 | 0.1 | 0.1 | 0.1 | 0.1 | 0.1 | 0.1 | 0.1
Southern_PGAE_Solar_140 | caiso-deliverability | Dos_Amigos_Panoche_HSN | Reliability_Capacity_In_Model_Year | System RA | Southern_PGAE_Solar_140 | 0.1 | 0.1 | 0.1 | 0.1 | 0.1 | 0.1 | 0.1 | 0.1 | 0.1 | 0.1 | 0.1 | 0.1 | 0.1 | 0.1 | 0.1 | 0.1 | 0.1 | 0.1 | 0.1 | 0.1 | 0.1 | 0.1 | 0.1 | 0.1 | 0.1 | 0.1 | 0.1 | 0.1 | 0.1 | 0.1 | 0.1
Southern_PGAE_Solar_151 | caiso-deliverability | Dos_Amigos_Panoche_HSN | Reliability_Capacity_In_Model_Year | System RA | Southern_PGAE_Solar_151 | 0.1 | 0.1 | 0.1 | 0.1 | 0.1 | 0.1 | 0.1 | 0.1 | 0.1 | 0.1 | 0.1 | 0.1 | 0.1 | 0.1 | 0.1 | 0.1 | 0.1 | 0.1 | 0.1 | 0.1 | 0.1 | 0.1 | 0.1 | 0.1 | 0.1 | 0.1 | 0.1 | 0.1 | 0.1 | 0.1 | 0.1
Southern_PGAE_Solar_154 | caiso-deliverability | Dos_Amigos_Panoche_HSN | Reliability_Capacity_In_Model_Year | System RA | Southern_PGAE_Solar_154 | 0.1 | 0.1 | 0.1 | 0.1 | 0.1 | 0.1 | 0.1 | 0.1 | 0.1 | 0.1 | 0.1 | 0.1 | 0.1 | 0.1 | 0.1 | 0.1 | 0.1 | 0.1 | 0.1 | 0.1 | 0.1 | 0.1 | 0.1 | 0.1 | 0.1 | 0.1 | 0.1 | 0.1 | 0.1 | 0.1 | 0.1
Southern_PGAE_Solar_161 | caiso-deliverability | Dos_Amigos_Panoche_HSN | Reliability_Capacity_In_Model_Year | System RA | Southern_PGAE_Solar_161 | 0.1 | 0.1 | 0.1 | 0.1 | 0.1 | 0.1 | 0.1 | 0.1 | 0.1 | 0.1 | 0.1 | 0.1 | 0.1 | 0.1 | 0.1 | 0.1 | 0.1 | 0.1 | 0.1 | 0.1 | 0.1 | 0.1 | 0.1 | 0.1 | 0.1 | 0.1 | 0.1 | 0.1 | 0.1 | 0.1 | 0.1
Southern_PGAE_Solar_162 | caiso-deliverability | Dos_Amigos_Panoche_HSN | Reliability_Capacity_In_Model_Year | System RA | Southern_PGAE_Solar_162 | 0.1 | 0.1 | 0.1 | 0.1 | 0.1 | 0.1 | 0.1 | 0.1 | 0.1 | 0.1 | 0.1 | 0.1 | 0.1 | 0.1 | 0.1 | 0.1 | 0.1 | 0.1 | 0.1 | 0.1 | 0.1 | 0.1 | 0.1 | 0.1 | 0.1 | 0.1 | 0.1 | 0.1 | 0.1 | 0.1 | 0.1
Southern_PGAE_Solar_164 | caiso-deliverability | Dos_Amigos_Panoche_HSN | Reliability_Capacity_In_Model_Year | System RA | Southern_PGAE_Solar_164 | 0.1 | 0.1 | 0.1 | 0.1 | 0.1 | 0.1 | 0.1 | 0.1 | 0.1 | 0.1 | 0.1 | 0.1 | 0.1 | 0.1 | 0.1 | 0.1 | 0.1 | 0.1 | 0.1 | 0.1 | 0.1 | 0.1 | 0.1 | 0.1 | 0.1 | 0.1 | 0.1 | 0.1 | 0.1 | 0.1 | 0.1
Southern_PGAE_Solar_165 | caiso-deliverability | Dos_Amigos_Panoche_HSN | Reliability_Capacity_In_Model_Year | System RA | Southern_PGAE_Solar_165 | 0.1 | 0.1 | 0.1 | 0.1 | 0.1 | 0.1 | 0.1 | 0.1 | 0.1 | 0.1 | 0.1 | 0.1 | 0.1 | 0.1 | 0.1 | 0.1 | 0.1 | 0.1 | 0.1 | 0.1 | 0.1 | 0.1 | 0.1 | 0.1 | 0.1 | 0.1 | 0.1 | 0.1 | 0.1 | 0.1 | 0.1
Southern_PGAE_Solar_168 | caiso-deliverability | Dos_Amigos_Panoche_HSN | Reliability_Capacity_In_Model_Year | System RA | Southern_PGAE_Solar_168 | 0.1 | 0.1 | 0.1 | 0.1 | 0.1 | 0.1 | 0.1 | 0.1 | 0.1 | 0.1 | 0.1 | 0.1 | 0.1 | 0.1 | 0.1 | 0.1 | 0.1 | 0.1 | 0.1 | 0.1 | 0.1 | 0.1 | 0.1 | 0.1 | 0.1 | 0.1 | 0.1 | 0.1 | 0.1 | 0.1 | 0.1
Southern_PGAE_Solar_169 | caiso-deliverability | Dos_Amigos_Panoche_HSN | Reliability_Capacity_In_Model_Year | System RA | Southern_PGAE_Solar_169 | 0.1 | 0.1 | 0.1 | 0.1 | 0.1 | 0.1 | 0.1 | 0.1 | 0.1 | 0.1 | 0.1 | 0.1 | 0.1 | 0.1 | 0.1 | 0.1 | 0.1 | 0.1 | 0.1 | 0.1 | 0.1 | 0.1 | 0.1 | 0.1 | 0.1 | 0.1 | 0.1 | 0.1 | 0.1 | 0.1 | 0.1
Southern_PGAE_Solar_170 | caiso-deliverability | Dos_Amigos_Panoche_HSN | Reliability_Capacity_In_Model_Year | System RA | Southern_PGAE_Solar_170 | 0.1 | 0.1 | 0.1 | 0.1 | 0.1 | 0.1 | 0.1 | 0.1 | 0.1 | 0.1 | 0.1 | 0.1 | 0.1 | 0.1 | 0.1 | 0.1 | 0.1 | 0.1 | 0.1 | 0.1 | 0.1 | 0.1 | 0.1 | 0.1 | 0.1 | 0.1 | 0.1 | 0.1 | 0.1 | 0.1 | 0.1
Southern_PGAE_Solar_174 | caiso-deliverability | Dos_Amigos_Panoche_HSN | Reliability_Capacity_In_Model_Year | System RA | Southern_PGAE_Solar_174 | 0.1 | 0.1 | 0.1 | 0.1 | 0.1 | 0.1 | 0.1 | 0.1 | 0.1 | 0.1 | 0.1 | 0.1 | 0.1 | 0.1 | 0.1 | 0.1 | 0.1 | 0.1 | 0.1 | 0.1 | 0.1 | 0.1 | 0.1 | 0.1 | 0.1 | 0.1 | 0.1 | 0.1 | 0.1 | 0.1 | 0.1
Southern_PGAE_Solar_176 | caiso-deliverability | Dos_Amigos_Panoche_HSN | Reliability_Capacity_In_Model_Year | System RA | Southern_PGAE_Solar_176 | 0.1 | 0.1 | 0.1 | 0.1 | 0.1 | 0.1 | 0.1 | 0.1 | 0.1 | 0.1 | 0.1 | 0.1 | 0.1 | 0.1 | 0.1 | 0.1 | 0.1 | 0.1 | 0.1 | 0.1 | 0.1 | 0.1 | 0.1 | 0.1 | 0.1 | 0.1 | 0.1 | 0.1 | 0.1 | 0.1 | 0.1
Manning_500_group | caiso-deliverability | Dos_Amigos_Panoche_HSN | Operational_New_Capacity_MW | Manning_500_group |  | -1.2912 | -1.2912 | -1.2912 | -1.2912 | -1.2912 | -1.2912 | -1.2912 | -1.2912 | -1.2912 | -1.2912 | -1.2912 | -1.2912 | -1.2912 | -1.2912 | -1.2912 | -1.2912 | -1.2912 | -1.2912 | -1.2912 | -1.2912 | -1.2912 | -1.2912 | -1.2912 | -1.2912 | -1.2912 | -1.2912 | -1.2912 | -1.2912 | -1.2912 | -1.2912 | -1.2912
Southern_PGAE_Flow_Battery_72 | caiso-deliverability | Dos_Amigos_Panoche_offpeak | Operational_New_Capacity_MW | Southern_PGAE_Flow_Battery_72 |  | -1 | -1 | -1 | -1 | -1 | -1 | -1 | -1 | -1 | -1 | -1 | -1 | -1 | -1 | -1 | -1 | -1 | -1 | -1 | -1 | -1 | -1 | -1 | -1 | -1 | -1 | -1 | -1 | -1 | -1 | -1
Southern_PGAE_Flow_Battery_124 | caiso-deliverability | Dos_Amigos_Panoche_offpeak | Operational_New_Capacity_MW | Southern_PGAE_Flow_Battery_124 |  | -1 | -1 | -1 | -1 | -1 | -1 | -1 | -1 | -1 | -1 | -1 | -1 | -1 | -1 | -1 | -1 | -1 | -1 | -1 | -1 | -1 | -1 | -1 | -1 | -1 | -1 | -1 | -1 | -1 | -1 | -1
Southern_PGAE_Flow_Battery_139 | caiso-deliverability | Dos_Amigos_Panoche_offpeak | Operational_New_Capacity_MW | Southern_PGAE_Flow_Battery_139 |  | -1 | -1 | -1 | -1 | -1 | -1 | -1 | -1 | -1 | -1 | -1 | -1 | -1 | -1 | -1 | -1 | -1 | -1 | -1 | -1 | -1 | -1 | -1 | -1 | -1 | -1 | -1 | -1 | -1 | -1 | -1
Southern_PGAE_Flow_Battery_140 | caiso-deliverability | Dos_Amigos_Panoche_offpeak | Operational_New_Capacity_MW | Southern_PGAE_Flow_Battery_140 |  | -1 | -1 | -1 | -1 | -1 | -1 | -1 | -1 | -1 | -1 | -1 | -1 | -1 | -1 | -1 | -1 | -1 | -1 | -1 | -1 | -1 | -1 | -1 | -1 | -1 | -1 | -1 | -1 | -1 | -1 | -1
Southern_PGAE_Flow_Battery_151 | caiso-deliverability | Dos_Amigos_Panoche_offpeak | Operational_New_Capacity_MW | Southern_PGAE_Flow_Battery_151 |  | -1 | -1 | -1 | -1 | -1 | -1 | -1 | -1 | -1 | -1 | -1 | -1 | -1 | -1 | -1 | -1 | -1 | -1 | -1 | -1 | -1 | -1 | -1 | -1 | -1 | -1 | -1 | -1 | -1 | -1 | -1
Southern_PGAE_Flow_Battery_154 | caiso-deliverability | Dos_Amigos_Panoche_offpeak | Operational_New_Capacity_MW | Southern_PGAE_Flow_Battery_154 |  | -1 | -1 | -1 | -1 | -1 | -1 | -1 | -1 | -1 | -1 | -1 | -1 | -1 | -1 | -1 | -1 | -1 | -1 | -1 | -1 | -1 | -1 | -1 | -1 | -1 | -1 | -1 | -1 | -1 | -1 | -1
Southern_PGAE_Flow_Battery_161 | caiso-deliverability | Dos_Amigos_Panoche_offpeak | Operational_New_Capacity_MW | Southern_PGAE_Flow_Battery_161 |  | -1 | -1 | -1 | -1 | -1 | -1 | -1 | -1 | -1 | -1 | -1 | -1 | -1 | -1 | -1 | -1 | -1 | -1 | -1 | -1 | -1 | -1 | -1 | -1 | -1 | -1 | -1 | -1 | -1 | -1 | -1
Southern_PGAE_Flow_Battery_162 | caiso-deliverability | Dos_Amigos_Panoche_offpeak | Operational_New_Capacity_MW | Southern_PGAE_Flow_Battery_162 |  | -1 | -1 | -1 | -1 | -1 | -1 | -1 | -1 | -1 | -1 | -1 | -1 | -1 | -1 | -1 | -1 | -1 | -1 | -1 | -1 | -1 | -1 | -1 | -1 | -1 | -1 | -1 | -1 | -1 | -1 | -1
Southern_PGAE_Flow_Battery_164 | caiso-deliverability | Dos_Amigos_Panoche_offpeak | Operational_New_Capacity_MW | Southern_PGAE_Flow_Battery_164 |  | -1 | -1 | -1 | -1 | -1 | -1 | -1 | -1 | -1 | -1 | -1 | -1 | -1 | -1 | -1 | -1 | -1 | -1 | -1 | -1 | -1 | -1 | -1 | -1 | -1 | -1 | -1 | -1 | -1 | -1 | -1
Southern_PGAE_Flow_Battery_165 | caiso-deliverability | Dos_Amigos_Panoche_offpeak | Operational_New_Capacity_MW | Southern_PGAE_Flow_Battery_165 |  | -1 | -1 | -1 | -1 | -1 | -1 | -1 | -1 | -1 | -1 | -1 | -1 | -1 | -1 | -1 | -1 | -1 | -1 | -1 | -1 | -1 | -1 | -1 | -1 | -1 | -1 | -1 | -1 | -1 | -1 | -1
Southern_PGAE_Flow_Battery_168 | caiso-deliverability | Dos_Amigos_Panoche_offpeak | Operational_New_Capacity_MW | Southern_PGAE_Flow_Battery_168 |  | -1 | -1 | -1 | -1 | -1 | -1 | -1 | -1 | -1 | -1 | -1 | -1 | -1 | -1 | -1 | -1 | -1 | -1 | -1 | -1 | -1 | -1 | -1 | -1 | -1 | -1 | -1 | -1 | -1 | -1 | -1
Southern_PGAE_Flow_Battery_169 | caiso-deliverability | Dos_Amigos_Panoche_offpeak | Operational_New_Capacity_MW | Southern_PGAE_Flow_Battery_169 |  | -1 | -1 | -1 | -1 | -1 | -1 | -1 | -1 | -1 | -1 | -1 | -1 | -1 | -1 | -1 | -1 | -1 | -1 | -1 | -1 | -1 | -1 | -1 | -1 | -1 | -1 | -1 | -1 | -1 | -1 | -1
Southern_PGAE_Flow_Battery_170 | caiso-deliverability | Dos_Amigos_Panoche_offpeak | Operational_New_Capacity_MW | Southern_PGAE_Flow_Battery_170 |  | -1 | -1 | -1 | -1 | -1 | -1 | -1 | -1 | -1 | -1 | -1 | -1 | -1 | -1 | -1 | -1 | -1 | -1 | -1 | -1 | -1 | -1 | -1 | -1 | -1 | -1 | -1 | -1 | -1 | -1 | -1
Southern_PGAE_Flow_Battery_174 | caiso-deliverability | Dos_Amigos_Panoche_offpeak | Operational_New_Capacity_MW | Southern_PGAE_Flow_Battery_174 |  | -1 | -1 | -1 | -1 | -1 | -1 | -1 | -1 | -1 | -1 | -1 | -1 | -1 | -1 | -1 | -1 | -1 | -1 | -1 | -1 | -1 | -1 | -1 | -1 | -1 | -1 | -1 | -1 | -1 | -1 | -1
Southern_PGAE_Flow_Battery_176 | caiso-deliverability | Dos_Amigos_Panoche_offpeak | Operational_New_Capacity_MW | Southern_PGAE_Flow_Battery_176 |  | -1 | -1 | -1 | -1 | -1 | -1 | -1 | -1 | -1 | -1 | -1 | -1 | -1 | -1 | -1 | -1 | -1 | -1 | -1 | -1 | -1 | -1 | -1 | -1 | -1 | -1 | -1 | -1 | -1 | -1 | -1
Southern_PGAE_Li_Battery_4hr_72 | caiso-deliverability | Dos_Amigos_Panoche_offpeak | Operational_New_Capacity_MW | Southern_PGAE_Li_Battery_4hr_72 |  | -1 | -1 | -1 | -1 | -1 | -1 | -1 | -1 | -1 | -1 | -1 | -1 | -1 | -1 | -1 | -1 | -1 | -1 | -1 | -1 | -1 | -1 | -1 | -1 | -1 | -1 | -1 | -1 | -1 | -1 | -1
Southern_PGAE_Li_Battery_4hr_124 | caiso-deliverability | Dos_Amigos_Panoche_offpeak | Operational_New_Capacity_MW | Southern_PGAE_Li_Battery_4hr_124 |  | -1 | -1 | -1 | -1 | -1 | -1 | -1 | -1 | -1 | -1 | -1 | -1 | -1 | -1 | -1 | -1 | -1 | -1 | -1 | -1 | -1 | -1 | -1 | -1 | -1 | -1 | -1 | -1 | -1 | -1 | -1
Southern_PGAE_Li_Battery_4hr_139 | caiso-deliverability | Dos_Amigos_Panoche_offpeak | Operational_New_Capacity_MW | Southern_PGAE_Li_Battery_4hr_139 |  | -1 | -1 | -1 | -1 | -1 | -1 | -1 | -1 | -1 | -1 | -1 | -1 | -1 | -1 | -1 | -1 | -1 | -1 | -1 | -1 | -1 | -1 | -1 | -1 | -1 | -1 | -1 | -1 | -1 | -1 | -1
Southern_PGAE_Li_Battery_4hr_140 | caiso-deliverability | Dos_Amigos_Panoche_offpeak | Operational_New_Capacity_MW | Southern_PGAE_Li_Battery_4hr_140 |  | -1 | -1 | -1 | -1 | -1 | -1 | -1 | -1 | -1 | -1 | -1 | -1 | -1 | -1 | -1 | -1 | -1 | -1 | -1 | -1 | -1 | -1 | -1 | -1 | -1 | -1 | -1 | -1 | -1 | -1 | -1
Southern_PGAE_Li_Battery_4hr_151 | caiso-deliverability | Dos_Amigos_Panoche_offpeak | Operational_New_Capacity_MW | Southern_PGAE_Li_Battery_4hr_151 |  | -1 | -1 | -1 | -1 | -1 | -1 | -1 | -1 | -1 | -1 | -1 | -1 | -1 | -1 | -1 | -1 | -1 | -1 | -1 | -1 | -1 | -1 | -1 | -1 | -1 | -1 | -1 | -1 | -1 | -1 | -1
Southern_PGAE_Li_Battery_4hr_154 | caiso-deliverability | Dos_Amigos_Panoche_offpeak | Operational_New_Capacity_MW | Southern_PGAE_Li_Battery_4hr_154 |  | -1 | -1 | -1 | -1 | -1 | -1 | -1 | -1 | -1 | -1 | -1 | -1 | -1 | -1 | -1 | -1 | -1 | -1 | -1 | -1 | -1 | -1 | -1 | -1 | -1 | -1 | -1 | -1 | -1 | -1 | -1
Southern_PGAE_Li_Battery_4hr_161 | caiso-deliverability | Dos_Amigos_Panoche_offpeak | Operational_New_Capacity_MW | Southern_PGAE_Li_Battery_4hr_161 |  | -1 | -1 | -1 | -1 | -1 | -1 | -1 | -1 | -1 | -1 | -1 | -1 | -1 | -1 | -1 | -1 | -1 | -1 | -1 | -1 | -1 | -1 | -1 | -1 | -1 | -1 | -1 | -1 | -1 | -1 | -1
Southern_PGAE_Li_Battery_4hr_162 | caiso-deliverability | Dos_Amigos_Panoche_offpeak | Operational_New_Capacity_MW | Southern_PGAE_Li_Battery_4hr_162 |  | -1 | -1 | -1 | -1 | -1 | -1 | -1 | -1 | -1 | -1 | -1 | -1 | -1 | -1 | -1 | -1 | -1 | -1 | -1 | -1 | -1 | -1 | -1 | -1 | -1 | -1 | -1 | -1 | -1 | -1 | -1
Southern_PGAE_Li_Battery_4hr_164 | caiso-deliverability | Dos_Amigos_Panoche_offpeak | Operational_New_Capacity_MW | Southern_PGAE_Li_Battery_4hr_164 |  | -1 | -1 | -1 | -1 | -1 | -1 | -1 | -1 | -1 | -1 | -1 | -1 | -1 | -1 | -1 | -1 | -1 | -1 | -1 | -1 | -1 | -1 | -1 | -1 | -1 | -1 | -1 | -1 | -1 | -1 | -1
Southern_PGAE_Li_Battery_4hr_165 | caiso-deliverability | Dos_Amigos_Panoche_offpeak | Operational_New_Capacity_MW | Southern_PGAE_Li_Battery_4hr_165 |  | -1 | -1 | -1 | -1 | -1 | -1 | -1 | -1 | -1 | -1 | -1 | -1 | -1 | -1 | -1 | -1 | -1 | -1 | -1 | -1 | -1 | -1 | -1 | -1 | -1 | -1 | -1 | -1 | -1 | -1 | -1
Southern_PGAE_Li_Battery_4hr_168 | caiso-deliverability | Dos_Amigos_Panoche_offpeak | Operational_New_Capacity_MW | Southern_PGAE_Li_Battery_4hr_168 |  | -1 | -1 | -1 | -1 | -1 | -1 | -1 | -1 | -1 | -1 | -1 | -1 | -1 | -1 | -1 | -1 | -1 | -1 | -1 | -1 | -1 | -1 | -1 | -1 | -1 | -1 | -1 | -1 | -1 | -1 | -1
Southern_PGAE_Li_Battery_4hr_169 | caiso-deliverability | Dos_Amigos_Panoche_offpeak | Operational_New_Capacity_MW | Southern_PGAE_Li_Battery_4hr_169 |  | -1 | -1 | -1 | -1 | -1 | -1 | -1 | -1 | -1 | -1 | -1 | -1 | -1 | -1 | -1 | -1 | -1 | -1 | -1 | -1 | -1 | -1 | -1 | -1 | -1 | -1 | -1 | -1 | -1 | -1 | -1
Southern_PGAE_Li_Battery_4hr_170 | caiso-deliverability | Dos_Amigos_Panoche_offpeak | Operational_New_Capacity_MW | Southern_PGAE_Li_Battery_4hr_170 |  | -1 | -1 | -1 | -1 | -1 | -1 | -1 | -1 | -1 | -1 | -1 | -1 | -1 | -1 | -1 | -1 | -1 | -1 | -1 | -1 | -1 | -1 | -1 | -1 | -1 | -1 | -1 | -1 | -1 | -1 | -1
Southern_PGAE_Li_Battery_4hr_174 | caiso-deliverability | Dos_Amigos_Panoche_offpeak | Operational_New_Capacity_MW | Southern_PGAE_Li_Battery_4hr_174 |  | -1 | -1 | -1 | -1 | -1 | -1 | -1 | -1 | -1 | -1 | -1 | -1 | -1 | -1 | -1 | -1 | -1 | -1 | -1 | -1 | -1 | -1 | -1 | -1 | -1 | -1 | -1 | -1 | -1 | -1 | -1
Southern_PGAE_Li_Battery_4hr_176 | caiso-deliverability | Dos_Amigos_Panoche_offpeak | Operational_New_Capacity_MW | Southern_PGAE_Li_Battery_4hr_176 |  | -1 | -1 | -1 | -1 | -1 | -1 | -1 | -1 | -1 | -1 | -1 | -1 | -1 | -1 | -1 | -1 | -1 | -1 | -1 | -1 | -1 | -1 | -1 | -1 | -1 | -1 | -1 | -1 | -1 | -1 | -1
Southern_PGAE_Li_Battery_8hr_72 | caiso-deliverability | Dos_Amigos_Panoche_offpeak | Operational_New_Capacity_MW | Southern_PGAE_Li_Battery_8hr_72 |  | -1 | -1 | -1 | -1 | -1 | -1 | -1 | -1 | -1 | -1 | -1 | -1 | -1 | -1 | -1 | -1 | -1 | -1 | -1 | -1 | -1 | -1 | -1 | -1 | -1 | -1 | -1 | -1 | -1 | -1 | -1
Southern_PGAE_Li_Battery_8hr_124 | caiso-deliverability | Dos_Amigos_Panoche_offpeak | Operational_New_Capacity_MW | Southern_PGAE_Li_Battery_8hr_124 |  | -1 | -1 | -1 | -1 | -1 | -1 | -1 | -1 | -1 | -1 | -1 | -1 | -1 | -1 | -1 | -1 | -1 | -1 | -1 | -1 | -1 | -1 | -1 | -1 | -1 | -1 | -1 | -1 | -1 | -1 | -1
Southern_PGAE_Li_Battery_8hr_139 | caiso-deliverability | Dos_Amigos_Panoche_offpeak | Operational_New_Capacity_MW | Southern_PGAE_Li_Battery_8hr_139 |  | -1 | -1 | -1 | -1 | -1 | -1 | -1 | -1 | -1 | -1 | -1 | -1 | -1 | -1 | -1 | -1 | -1 | -1 | -1 | -1 | -1 | -1 | -1 | -1 | -1 | -1 | -1 | -1 | -1 | -1 | -1
Southern_PGAE_Li_Battery_8hr_140 | caiso-deliverability | Dos_Amigos_Panoche_offpeak | Operational_New_Capacity_MW | Southern_PGAE_Li_Battery_8hr_140 |  | -1 | -1 | -1 | -1 | -1 | -1 | -1 | -1 | -1 | -1 | -1 | -1 | -1 | -1 | -1 | -1 | -1 | -1 | -1 | -1 | -1 | -1 | -1 | -1 | -1 | -1 | -1 | -1 | -1 | -1 | -1
Southern_PGAE_Li_Battery_8hr_151 | caiso-deliverability | Dos_Amigos_Panoche_offpeak | Operational_New_Capacity_MW | Southern_PGAE_Li_Battery_8hr_151 |  | -1 | -1 | -1 | -1 | -1 | -1 | -1 | -1 | -1 | -1 | -1 | -1 | -1 | -1 | -1 | -1 | -1 | -1 | -1 | -1 | -1 | -1 | -1 | -1 | -1 | -1 | -1 | -1 | -1 | -1 | -1
Southern_PGAE_Li_Battery_8hr_154 | caiso-deliverability | Dos_Amigos_Panoche_offpeak | Operational_New_Capacity_MW | Southern_PGAE_Li_Battery_8hr_154 |  | -1 | -1 | -1 | -1 | -1 | -1 | -1 | -1 | -1 | -1 | -1 | -1 | -1 | -1 | -1 | -1 | -1 | -1 | -1 | -1 | -1 | -1 | -1 | -1 | -1 | -1 | -1 | -1 | -1 | -1 | -1
Southern_PGAE_Li_Battery_8hr_161 | caiso-deliverability | Dos_Amigos_Panoche_offpeak | Operational_New_Capacity_MW | Southern_PGAE_Li_Battery_8hr_161 |  | -1 | -1 | -1 | -1 | -1 | -1 | -1 | -1 | -1 | -1 | -1 | -1 | -1 | -1 | -1 | -1 | -1 | -1 | -1 | -1 | -1 | -1 | -1 | -1 | -1 | -1 | -1 | -1 | -1 | -1 | -1
Southern_PGAE_Li_Battery_8hr_162 | caiso-deliverability | Dos_Amigos_Panoche_offpeak | Operational_New_Capacity_MW | Southern_PGAE_Li_Battery_8hr_162 |  | -1 | -1 | -1 | -1 | -1 | -1 | -1 | -1 | -1 | -1 | -1 | -1 | -1 | -1 | -1 | -1 | -1 | -1 | -1 | -1 | -1 | -1 | -1 | -1 | -1 | -1 | -1 | -1 | -1 | -1 | -1
Southern_PGAE_Li_Battery_8hr_164 | caiso-deliverability | Dos_Amigos_Panoche_offpeak | Operational_New_Capacity_MW | Southern_PGAE_Li_Battery_8hr_164 |  | -1 | -1 | -1 | -1 | -1 | -1 | -1 | -1 | -1 | -1 | -1 | -1 | -1 | -1 | -1 | -1 | -1 | -1 | -1 | -1 | -1 | -1 | -1 | -1 | -1 | -1 | -1 | -1 | -1 | -1 | -1
Southern_PGAE_Li_Battery_8hr_165 | caiso-deliverability | Dos_Amigos_Panoche_offpeak | Operational_New_Capacity_MW | Southern_PGAE_Li_Battery_8hr_165 |  | -1 | -1 | -1 | -1 | -1 | -1 | -1 | -1 | -1 | -1 | -1 | -1 | -1 | -1 | -1 | -1 | -1 | -1 | -1 | -1 | -1 | -1 | -1 | -1 | -1 | -1 | -1 | -1 | -1 | -1 | -1
Southern_PGAE_Li_Battery_8hr_168 | caiso-deliverability | Dos_Amigos_Panoche_offpeak | Operational_New_Capacity_MW | Southern_PGAE_Li_Battery_8hr_168 |  | -1 | -1 | -1 | -1 | -1 | -1 | -1 | -1 | -1 | -1 | -1 | -1 | -1 | -1 | -1 | -1 | -1 | -1 | -1 | -1 | -1 | -1 | -1 | -1 | -1 | -1 | -1 | -1 | -1 | -1 | -1
Southern_PGAE_Li_Battery_8hr_169 | caiso-deliverability | Dos_Amigos_Panoche_offpeak | Operational_New_Capacity_MW | Southern_PGAE_Li_Battery_8hr_169 |  | -1 | -1 | -1 | -1 | -1 | -1 | -1 | -1 | -1 | -1 | -1 | -1 | -1 | -1 | -1 | -1 | -1 | -1 | -1 | -1 | -1 | -1 | -1 | -1 | -1 | -1 | -1 | -1 | -1 | -1 | -1
Southern_PGAE_Li_Battery_8hr_170 | caiso-deliverability | Dos_Amigos_Panoche_offpeak | Operational_New_Capacity_MW | Southern_PGAE_Li_Battery_8hr_170 |  | -1 | -1 | -1 | -1 | -1 | -1 | -1 | -1 | -1 | -1 | -1 | -1 | -1 | -1 | -1 | -1 | -1 | -1 | -1 | -1 | -1 | -1 | -1 | -1 | -1 | -1 | -1 | -1 | -1 | -1 | -1
Southern_PGAE_Li_Battery_8hr_174 | caiso-deliverability | Dos_Amigos_Panoche_offpeak | Operational_New_Capacity_MW | Southern_PGAE_Li_Battery_8hr_174 |  | -1 | -1 | -1 | -1 | -1 | -1 | -1 | -1 | -1 | -1 | -1 | -1 | -1 | -1 | -1 | -1 | -1 | -1 | -1 | -1 | -1 | -1 | -1 | -1 | -1 | -1 | -1 | -1 | -1 | -1 | -1
Southern_PGAE_Li_Battery_8hr_176 | caiso-deliverability | Dos_Amigos_Panoche_offpeak | Operational_New_Capacity_MW | Southern_PGAE_Li_Battery_8hr_176 |  | -1 | -1 | -1 | -1 | -1 | -1 | -1 | -1 | -1 | -1 | -1 | -1 | -1 | -1 | -1 | -1 | -1 | -1 | -1 | -1 | -1 | -1 | -1 | -1 | -1 | -1 | -1 | -1 | -1 | -1 | -1
Central_Valley_North_Los_Banos_Wind_154 | caiso-deliverability | Dos_Amigos_Panoche_offpeak | Operational_New_Capacity_MW | Central_Valley_North_Los_Banos_Wind_154 |  | 0.44 | 0.44 | 0.44 | 0.44 | 0.44 | 0.44 | 0.44 | 0.44 | 0.44 | 0.44 | 0.44 | 0.44 | 0.44 | 0.44 | 0.44 | 0.44 | 0.44 | 0.44 | 0.44 | 0.44 | 0.44 | 0.44 | 0.44 | 0.44 | 0.44 | 0.44 | 0.44 | 0.44 | 0.44 | 0.44 | 0.44
Central_Valley_North_Los_Banos_Wind_162 | caiso-deliverability | Dos_Amigos_Panoche_offpeak | Operational_New_Capacity_MW | Central_Valley_North_Los_Banos_Wind_162 |  | 0.44 | 0.44 | 0.44 | 0.44 | 0.44 | 0.44 | 0.44 | 0.44 | 0.44 | 0.44 | 0.44 | 0.44 | 0.44 | 0.44 | 0.44 | 0.44 | 0.44 | 0.44 | 0.44 | 0.44 | 0.44 | 0.44 | 0.44 | 0.44 | 0.44 | 0.44 | 0.44 | 0.44 | 0.44 | 0.44 | 0.44
Southern_PGAE_Solar_72 | caiso-deliverability | Dos_Amigos_Panoche_offpeak | Operational_New_Capacity_MW | Southern_PGAE_Solar_72 |  | 0.79 | 0.79 | 0.79 | 0.79 | 0.79 | 0.79 | 0.79 | 0.79 | 0.79 | 0.79 | 0.79 | 0.79 | 0.79 | 0.79 | 0.79 | 0.79 | 0.79 | 0.79 | 0.79 | 0.79 | 0.79 | 0.79 | 0.79 | 0.79 | 0.79 | 0.79 | 0.79 | 0.79 | 0.79 | 0.79 | 0.79
Southern_PGAE_Solar_124 | caiso-deliverability | Dos_Amigos_Panoche_offpeak | Operational_New_Capacity_MW | Southern_PGAE_Solar_124 |  | 0.79 | 0.79 | 0.79 | 0.79 | 0.79 | 0.79 | 0.79 | 0.79 | 0.79 | 0.79 | 0.79 | 0.79 | 0.79 | 0.79 | 0.79 | 0.79 | 0.79 | 0.79 | 0.79 | 0.79 | 0.79 | 0.79 | 0.79 | 0.79 | 0.79 | 0.79 | 0.79 | 0.79 | 0.79 | 0.79 | 0.79
Southern_PGAE_Solar_139 | caiso-deliverability | Dos_Amigos_Panoche_offpeak | Operational_New_Capacity_MW | Southern_PGAE_Solar_139 |  | 0.79 | 0.79 | 0.79 | 0.79 | 0.79 | 0.79 | 0.79 | 0.79 | 0.79 | 0.79 | 0.79 | 0.79 | 0.79 | 0.79 | 0.79 | 0.79 | 0.79 | 0.79 | 0.79 | 0.79 | 0.79 | 0.79 | 0.79 | 0.79 | 0.79 | 0.79 | 0.79 | 0.79 | 0.79 | 0.79 | 0.79
Southern_PGAE_Solar_140 | caiso-deliverability | Dos_Amigos_Panoche_offpeak | Operational_New_Capacity_MW | Southern_PGAE_Solar_140 |  | 0.79 | 0.79 | 0.79 | 0.79 | 0.79 | 0.79 | 0.79 | 0.79 | 0.79 | 0.79 | 0.79 | 0.79 | 0.79 | 0.79 | 0.79 | 0.79 | 0.79 | 0.79 | 0.79 | 0.79 | 0.79 | 0.79 | 0.79 | 0.79 | 0.79 | 0.79 | 0.79 | 0.79 | 0.79 | 0.79 | 0.79
Southern_PGAE_Solar_151 | caiso-deliverability | Dos_Amigos_Panoche_offpeak | Operational_New_Capacity_MW | Southern_PGAE_Solar_151 |  | 0.79 | 0.79 | 0.79 | 0.79 | 0.79 | 0.79 | 0.79 | 0.79 | 0.79 | 0.79 | 0.79 | 0.79 | 0.79 | 0.79 | 0.79 | 0.79 | 0.79 | 0.79 | 0.79 | 0.79 | 0.79 | 0.79 | 0.79 | 0.79 | 0.79 | 0.79 | 0.79 | 0.79 | 0.79 | 0.79 | 0.79
Southern_PGAE_Solar_154 | caiso-deliverability | Dos_Amigos_Panoche_offpeak | Operational_New_Capacity_MW | Southern_PGAE_Solar_154 |  | 0.79 | 0.79 | 0.79 | 0.79 | 0.79 | 0.79 | 0.79 | 0.79 | 0.79 | 0.79 | 0.79 | 0.79 | 0.79 | 0.79 | 0.79 | 0.79 | 0.79 | 0.79 | 0.79 | 0.79 | 0.79 | 0.79 | 0.79 | 0.79 | 0.79 | 0.79 | 0.79 | 0.79 | 0.79 | 0.79 | 0.79
Southern_PGAE_Solar_161 | caiso-deliverability | Dos_Amigos_Panoche_offpeak | Operational_New_Capacity_MW | Southern_PGAE_Solar_161 |  | 0.79 | 0.79 | 0.79 | 0.79 | 0.79 | 0.79 | 0.79 | 0.79 | 0.79 | 0.79 | 0.79 | 0.79 | 0.79 | 0.79 | 0.79 | 0.79 | 0.79 | 0.79 | 0.79 | 0.79 | 0.79 | 0.79 | 0.79 | 0.79 | 0.79 | 0.79 | 0.79 | 0.79 | 0.79 | 0.79 | 0.79
Southern_PGAE_Solar_162 | caiso-deliverability | Dos_Amigos_Panoche_offpeak | Operational_New_Capacity_MW | Southern_PGAE_Solar_162 |  | 0.79 | 0.79 | 0.79 | 0.79 | 0.79 | 0.79 | 0.79 | 0.79 | 0.79 | 0.79 | 0.79 | 0.79 | 0.79 | 0.79 | 0.79 | 0.79 | 0.79 | 0.79 | 0.79 | 0.79 | 0.79 | 0.79 | 0.79 | 0.79 | 0.79 | 0.79 | 0.79 | 0.79 | 0.79 | 0.79 | 0.79
Southern_PGAE_Solar_164 | caiso-deliverability | Dos_Amigos_Panoche_offpeak | Operational_New_Capacity_MW | Southern_PGAE_Solar_164 |  | 0.79 | 0.79 | 0.79 | 0.79 | 0.79 | 0.79 | 0.79 | 0.79 | 0.79 | 0.79 | 0.79 | 0.79 | 0.79 | 0.79 | 0.79 | 0.79 | 0.79 | 0.79 | 0.79 | 0.79 | 0.79 | 0.79 | 0.79 | 0.79 | 0.79 | 0.79 | 0.79 | 0.79 | 0.79 | 0.79 | 0.79
Southern_PGAE_Solar_165 | caiso-deliverability | Dos_Amigos_Panoche_offpeak | Operational_New_Capacity_MW | Southern_PGAE_Solar_165 |  | 0.79 | 0.79 | 0.79 | 0.79 | 0.79 | 0.79 | 0.79 | 0.79 | 0.79 | 0.79 | 0.79 | 0.79 | 0.79 | 0.79 | 0.79 | 0.79 | 0.79 | 0.79 | 0.79 | 0.79 | 0.79 | 0.79 | 0.79 | 0.79 | 0.79 | 0.79 | 0.79 | 0.79 | 0.79 | 0.79 | 0.79
Southern_PGAE_Solar_168 | caiso-deliverability | Dos_Amigos_Panoche_offpeak | Operational_New_Capacity_MW | Southern_PGAE_Solar_168 |  | 0.79 | 0.79 | 0.79 | 0.79 | 0.79 | 0.79 | 0.79 | 0.79 | 0.79 | 0.79 | 0.79 | 0.79 | 0.79 | 0.79 | 0.79 | 0.79 | 0.79 | 0.79 | 0.79 | 0.79 | 0.79 | 0.79 | 0.79 | 0.79 | 0.79 | 0.79 | 0.79 | 0.79 | 0.79 | 0.79 | 0.79
Southern_PGAE_Solar_169 | caiso-deliverability | Dos_Amigos_Panoche_offpeak | Operational_New_Capacity_MW | Southern_PGAE_Solar_169 |  | 0.79 | 0.79 | 0.79 | 0.79 | 0.79 | 0.79 | 0.79 | 0.79 | 0.79 | 0.79 | 0.79 | 0.79 | 0.79 | 0.79 | 0.79 | 0.79 | 0.79 | 0.79 | 0.79 | 0.79 | 0.79 | 0.79 | 0.79 | 0.79 | 0.79 | 0.79 | 0.79 | 0.79 | 0.79 | 0.79 | 0.79
Southern_PGAE_Solar_170 | caiso-deliverability | Dos_Amigos_Panoche_offpeak | Operational_New_Capacity_MW | Southern_PGAE_Solar_170 |  | 0.79 | 0.79 | 0.79 | 0.79 | 0.79 | 0.79 | 0.79 | 0.79 | 0.79 | 0.79 | 0.79 | 0.79 | 0.79 | 0.79 | 0.79 | 0.79 | 0.79 | 0.79 | 0.79 | 0.79 | 0.79 | 0.79 | 0.79 | 0.79 | 0.79 | 0.79 | 0.79 | 0.79 | 0.79 | 0.79 | 0.79
Southern_PGAE_Solar_174 | caiso-deliverability | Dos_Amigos_Panoche_offpeak | Operational_New_Capacity_MW | Southern_PGAE_Solar_174 |  | 0.79 | 0.79 | 0.79 | 0.79 | 0.79 | 0.79 | 0.79 | 0.79 | 0.79 | 0.79 | 0.79 | 0.79 | 0.79 | 0.79 | 0.79 | 0.79 | 0.79 | 0.79 | 0.79 | 0.79 | 0.79 | 0.79 | 0.79 | 0.79 | 0.79 | 0.79 | 0.79 | 0.79 | 0.79 | 0.79 | 0.79
Southern_PGAE_Solar_176 | caiso-deliverability | Dos_Amigos_Panoche_offpeak | Operational_New_Capacity_MW | Southern_PGAE_Solar_176 |  | 0.79 | 0.79 | 0.79 | 0.79 | 0.79 | 0.79 | 0.79 | 0.79 | 0.79 | 0.79 | 0.79 | 0.79 | 0.79 | 0.79 | 0.79 | 0.79 | 0.79 | 0.79 | 0.79 | 0.79 | 0.79 | 0.79 | 0.79 | 0.79 | 0.79 | 0.79 | 0.79 | 0.79 | 0.79 | 0.79 | 0.79
Manning_500_group | caiso-deliverability | Dos_Amigos_Panoche_offpeak | Operational_New_Capacity_MW | Manning_500_group |  | -1.2912 | -1.2912 | -1.2912 | -1.2912 | -1.2912 | -1.2912 | -1.2912 | -1.2912 | -1.2912 | -1.2912 | -1.2912 | -1.2912 | -1.2912 | -1.2912 | -1.2912 | -1.2912 | -1.2912 | -1.2912 | -1.2912 | -1.2912 | -1.2912 | -1.2912 | -1.2912 | -1.2912 | -1.2912 | -1.2912 | -1.2912 | -1.2912 | -1.2912 | -1.2912 | -1.2912
Southern_PGAE_Flow_Battery_72 | caiso-deliverability | Dos_Amigos_Panoche_SSN | Reliability_Capacity_In_Model_Year | System RA | Southern_PGAE_Flow_Battery_72 | 0.5 | 0.5 | 0.5 | 0.5 | 0.5 | 0.5 | 0.5 | 0.5 | 0.5 | 0.5 | 0.5 | 0.5 | 0.5 | 0.5 | 0.5 | 0.5 | 0.5 | 0.5 | 0.5 | 0.5 | 0.5 | 0.5 | 0.5 | 0.5 | 0.5 | 0.5 | 0.5 | 0.5 | 0.5 | 0.5 | 0.5
Southern_PGAE_Flow_Battery_124 | caiso-deliverability | Dos_Amigos_Panoche_SSN | Reliability_Capacity_In_Model_Year | System RA | Southern_PGAE_Flow_Battery_124 | 0.5 | 0.5 | 0.5 | 0.5 | 0.5 | 0.5 | 0.5 | 0.5 | 0.5 | 0.5 | 0.5 | 0.5 | 0.5 | 0.5 | 0.5 | 0.5 | 0.5 | 0.5 | 0.5 | 0.5 | 0.5 | 0.5 | 0.5 | 0.5 | 0.5 | 0.5 | 0.5 | 0.5 | 0.5 | 0.5 | 0.5
Southern_PGAE_Flow_Battery_139 | caiso-deliverability | Dos_Amigos_Panoche_SSN | Reliability_Capacity_In_Model_Year | System RA | Southern_PGAE_Flow_Battery_139 | 0.5 | 0.5 | 0.5 | 0.5 | 0.5 | 0.5 | 0.5 | 0.5 | 0.5 | 0.5 | 0.5 | 0.5 | 0.5 | 0.5 | 0.5 | 0.5 | 0.5 | 0.5 | 0.5 | 0.5 | 0.5 | 0.5 | 0.5 | 0.5 | 0.5 | 0.5 | 0.5 | 0.5 | 0.5 | 0.5 | 0.5
Southern_PGAE_Flow_Battery_140 | caiso-deliverability | Dos_Amigos_Panoche_SSN | Reliability_Capacity_In_Model_Year | System RA | Southern_PGAE_Flow_Battery_140 | 0.5 | 0.5 | 0.5 | 0.5 | 0.5 | 0.5 | 0.5 | 0.5 | 0.5 | 0.5 | 0.5 | 0.5 | 0.5 | 0.5 | 0.5 | 0.5 | 0.5 | 0.5 | 0.5 | 0.5 | 0.5 | 0.5 | 0.5 | 0.5 | 0.5 | 0.5 | 0.5 | 0.5 | 0.5 | 0.5 | 0.5
Southern_PGAE_Flow_Battery_151 | caiso-deliverability | Dos_Amigos_Panoche_SSN | Reliability_Capacity_In_Model_Year | System RA | Southern_PGAE_Flow_Battery_151 | 0.5 | 0.5 | 0.5 | 0.5 | 0.5 | 0.5 | 0.5 | 0.5 | 0.5 | 0.5 | 0.5 | 0.5 | 0.5 | 0.5 | 0.5 | 0.5 | 0.5 | 0.5 | 0.5 | 0.5 | 0.5 | 0.5 | 0.5 | 0.5 | 0.5 | 0.5 | 0.5 | 0.5 | 0.5 | 0.5 | 0.5
Southern_PGAE_Flow_Battery_154 | caiso-deliverability | Dos_Amigos_Panoche_SSN | Reliability_Capacity_In_Model_Year | System RA | Southern_PGAE_Flow_Battery_154 | 0.5 | 0.5 | 0.5 | 0.5 | 0.5 | 0.5 | 0.5 | 0.5 | 0.5 | 0.5 | 0.5 | 0.5 | 0.5 | 0.5 | 0.5 | 0.5 | 0.5 | 0.5 | 0.5 | 0.5 | 0.5 | 0.5 | 0.5 | 0.5 | 0.5 | 0.5 | 0.5 | 0.5 | 0.5 | 0.5 | 0.5
Southern_PGAE_Flow_Battery_161 | caiso-deliverability | Dos_Amigos_Panoche_SSN | Reliability_Capacity_In_Model_Year | System RA | Southern_PGAE_Flow_Battery_161 | 0.5 | 0.5 | 0.5 | 0.5 | 0.5 | 0.5 | 0.5 | 0.5 | 0.5 | 0.5 | 0.5 | 0.5 | 0.5 | 0.5 | 0.5 | 0.5 | 0.5 | 0.5 | 0.5 | 0.5 | 0.5 | 0.5 | 0.5 | 0.5 | 0.5 | 0.5 | 0.5 | 0.5 | 0.5 | 0.5 | 0.5
Southern_PGAE_Flow_Battery_162 | caiso-deliverability | Dos_Amigos_Panoche_SSN | Reliability_Capacity_In_Model_Year | System RA | Southern_PGAE_Flow_Battery_162 | 0.5 | 0.5 | 0.5 | 0.5 | 0.5 | 0.5 | 0.5 | 0.5 | 0.5 | 0.5 | 0.5 | 0.5 | 0.5 | 0.5 | 0.5 | 0.5 | 0.5 | 0.5 | 0.5 | 0.5 | 0.5 | 0.5 | 0.5 | 0.5 | 0.5 | 0.5 | 0.5 | 0.5 | 0.5 | 0.5 | 0.5
Southern_PGAE_Flow_Battery_164 | caiso-deliverability | Dos_Amigos_Panoche_SSN | Reliability_Capacity_In_Model_Year | System RA | Southern_PGAE_Flow_Battery_164 | 0.5 | 0.5 | 0.5 | 0.5 | 0.5 | 0.5 | 0.5 | 0.5 | 0.5 | 0.5 | 0.5 | 0.5 | 0.5 | 0.5 | 0.5 | 0.5 | 0.5 | 0.5 | 0.5 | 0.5 | 0.5 | 0.5 | 0.5 | 0.5 | 0.5 | 0.5 | 0.5 | 0.5 | 0.5 | 0.5 | 0.5
Southern_PGAE_Flow_Battery_165 | caiso-deliverability | Dos_Amigos_Panoche_SSN | Reliability_Capacity_In_Model_Year | System RA | Southern_PGAE_Flow_Battery_165 | 0.5 | 0.5 | 0.5 | 0.5 | 0.5 | 0.5 | 0.5 | 0.5 | 0.5 | 0.5 | 0.5 | 0.5 | 0.5 | 0.5 | 0.5 | 0.5 | 0.5 | 0.5 | 0.5 | 0.5 | 0.5 | 0.5 | 0.5 | 0.5 | 0.5 | 0.5 | 0.5 | 0.5 | 0.5 | 0.5 | 0.5
Southern_PGAE_Flow_Battery_168 | caiso-deliverability | Dos_Amigos_Panoche_SSN | Reliability_Capacity_In_Model_Year | System RA | Southern_PGAE_Flow_Battery_168 | 0.5 | 0.5 | 0.5 | 0.5 | 0.5 | 0.5 | 0.5 | 0.5 | 0.5 | 0.5 | 0.5 | 0.5 | 0.5 | 0.5 | 0.5 | 0.5 | 0.5 | 0.5 | 0.5 | 0.5 | 0.5 | 0.5 | 0.5 | 0.5 | 0.5 | 0.5 | 0.5 | 0.5 | 0.5 | 0.5 | 0.5
Southern_PGAE_Flow_Battery_169 | caiso-deliverability | Dos_Amigos_Panoche_SSN | Reliability_Capacity_In_Model_Year | System RA | Southern_PGAE_Flow_Battery_169 | 0.5 | 0.5 | 0.5 | 0.5 | 0.5 | 0.5 | 0.5 | 0.5 | 0.5 | 0.5 | 0.5 | 0.5 | 0.5 | 0.5 | 0.5 | 0.5 | 0.5 | 0.5 | 0.5 | 0.5 | 0.5 | 0.5 | 0.5 | 0.5 | 0.5 | 0.5 | 0.5 | 0.5 | 0.5 | 0.5 | 0.5
Southern_PGAE_Flow_Battery_170 | caiso-deliverability | Dos_Amigos_Panoche_SSN | Reliability_Capacity_In_Model_Year | System RA | Southern_PGAE_Flow_Battery_170 | 0.5 | 0.5 | 0.5 | 0.5 | 0.5 | 0.5 | 0.5 | 0.5 | 0.5 | 0.5 | 0.5 | 0.5 | 0.5 | 0.5 | 0.5 | 0.5 | 0.5 | 0.5 | 0.5 | 0.5 | 0.5 | 0.5 | 0.5 | 0.5 | 0.5 | 0.5 | 0.5 | 0.5 | 0.5 | 0.5 | 0.5
Southern_PGAE_Flow_Battery_174 | caiso-deliverability | Dos_Amigos_Panoche_SSN | Reliability_Capacity_In_Model_Year | System RA | Southern_PGAE_Flow_Battery_174 | 0.5 | 0.5 | 0.5 | 0.5 | 0.5 | 0.5 | 0.5 | 0.5 | 0.5 | 0.5 | 0.5 | 0.5 | 0.5 | 0.5 | 0.5 | 0.5 | 0.5 | 0.5 | 0.5 | 0.5 | 0.5 | 0.5 | 0.5 | 0.5 | 0.5 | 0.5 | 0.5 | 0.5 | 0.5 | 0.5 | 0.5
Southern_PGAE_Flow_Battery_176 | caiso-deliverability | Dos_Amigos_Panoche_SSN | Reliability_Capacity_In_Model_Year | System RA | Southern_PGAE_Flow_Battery_176 | 0.5 | 0.5 | 0.5 | 0.5 | 0.5 | 0.5 | 0.5 | 0.5 | 0.5 | 0.5 | 0.5 | 0.5 | 0.5 | 0.5 | 0.5 | 0.5 | 0.5 | 0.5 | 0.5 | 0.5 | 0.5 | 0.5 | 0.5 | 0.5 | 0.5 | 0.5 | 0.5 | 0.5 | 0.5 | 0.5 | 0.5
Southern_PGAE_Li_Battery_4hr_72 | caiso-deliverability | Dos_Amigos_Panoche_SSN | Reliability_Capacity_In_Model_Year | System RA | Southern_PGAE_Li_Battery_4hr_72 | 0.5 | 0.5 | 0.5 | 0.5 | 0.5 | 0.5 | 0.5 | 0.5 | 0.5 | 0.5 | 0.5 | 0.5 | 0.5 | 0.5 | 0.5 | 0.5 | 0.5 | 0.5 | 0.5 | 0.5 | 0.5 | 0.5 | 0.5 | 0.5 | 0.5 | 0.5 | 0.5 | 0.5 | 0.5 | 0.5 | 0.5
Southern_PGAE_Li_Battery_4hr_124 | caiso-deliverability | Dos_Amigos_Panoche_SSN | Reliability_Capacity_In_Model_Year | System RA | Southern_PGAE_Li_Battery_4hr_124 | 0.5 | 0.5 | 0.5 | 0.5 | 0.5 | 0.5 | 0.5 | 0.5 | 0.5 | 0.5 | 0.5 | 0.5 | 0.5 | 0.5 | 0.5 | 0.5 | 0.5 | 0.5 | 0.5 | 0.5 | 0.5 | 0.5 | 0.5 | 0.5 | 0.5 | 0.5 | 0.5 | 0.5 | 0.5 | 0.5 | 0.5
Southern_PGAE_Li_Battery_4hr_139 | caiso-deliverability | Dos_Amigos_Panoche_SSN | Reliability_Capacity_In_Model_Year | System RA | Southern_PGAE_Li_Battery_4hr_139 | 0.5 | 0.5 | 0.5 | 0.5 | 0.5 | 0.5 | 0.5 | 0.5 | 0.5 | 0.5 | 0.5 | 0.5 | 0.5 | 0.5 | 0.5 | 0.5 | 0.5 | 0.5 | 0.5 | 0.5 | 0.5 | 0.5 | 0.5 | 0.5 | 0.5 | 0.5 | 0.5 | 0.5 | 0.5 | 0.5 | 0.5
Southern_PGAE_Li_Battery_4hr_140 | caiso-deliverability | Dos_Amigos_Panoche_SSN | Reliability_Capacity_In_Model_Year | System RA | Southern_PGAE_Li_Battery_4hr_140 | 0.5 | 0.5 | 0.5 | 0.5 | 0.5 | 0.5 | 0.5 | 0.5 | 0.5 | 0.5 | 0.5 | 0.5 | 0.5 | 0.5 | 0.5 | 0.5 | 0.5 | 0.5 | 0.5 | 0.5 | 0.5 | 0.5 | 0.5 | 0.5 | 0.5 | 0.5 | 0.5 | 0.5 | 0.5 | 0.5 | 0.5
Southern_PGAE_Li_Battery_4hr_151 | caiso-deliverability | Dos_Amigos_Panoche_SSN | Reliability_Capacity_In_Model_Year | System RA | Southern_PGAE_Li_Battery_4hr_151 | 0.5 | 0.5 | 0.5 | 0.5 | 0.5 | 0.5 | 0.5 | 0.5 | 0.5 | 0.5 | 0.5 | 0.5 | 0.5 | 0.5 | 0.5 | 0.5 | 0.5 | 0.5 | 0.5 | 0.5 | 0.5 | 0.5 | 0.5 | 0.5 | 0.5 | 0.5 | 0.5 | 0.5 | 0.5 | 0.5 | 0.5
Southern_PGAE_Li_Battery_4hr_154 | caiso-deliverability | Dos_Amigos_Panoche_SSN | Reliability_Capacity_In_Model_Year | System RA | Southern_PGAE_Li_Battery_4hr_154 | 0.5 | 0.5 | 0.5 | 0.5 | 0.5 | 0.5 | 0.5 | 0.5 | 0.5 | 0.5 | 0.5 | 0.5 | 0.5 | 0.5 | 0.5 | 0.5 | 0.5 | 0.5 | 0.5 | 0.5 | 0.5 | 0.5 | 0.5 | 0.5 | 0.5 | 0.5 | 0.5 | 0.5 | 0.5 | 0.5 | 0.5
Southern_PGAE_Li_Battery_4hr_161 | caiso-deliverability | Dos_Amigos_Panoche_SSN | Reliability_Capacity_In_Model_Year | System RA | Southern_PGAE_Li_Battery_4hr_161 | 0.5 | 0.5 | 0.5 | 0.5 | 0.5 | 0.5 | 0.5 | 0.5 | 0.5 | 0.5 | 0.5 | 0.5 | 0.5 | 0.5 | 0.5 | 0.5 | 0.5 | 0.5 | 0.5 | 0.5 | 0.5 | 0.5 | 0.5 | 0.5 | 0.5 | 0.5 | 0.5 | 0.5 | 0.5 | 0.5 | 0.5
Southern_PGAE_Li_Battery_4hr_162 | caiso-deliverability | Dos_Amigos_Panoche_SSN | Reliability_Capacity_In_Model_Year | System RA | Southern_PGAE_Li_Battery_4hr_162 | 0.5 | 0.5 | 0.5 | 0.5 | 0.5 | 0.5 | 0.5 | 0.5 | 0.5 | 0.5 | 0.5 | 0.5 | 0.5 | 0.5 | 0.5 | 0.5 | 0.5 | 0.5 | 0.5 | 0.5 | 0.5 | 0.5 | 0.5 | 0.5 | 0.5 | 0.5 | 0.5 | 0.5 | 0.5 | 0.5 | 0.5
Southern_PGAE_Li_Battery_4hr_164 | caiso-deliverability | Dos_Amigos_Panoche_SSN | Reliability_Capacity_In_Model_Year | System RA | Southern_PGAE_Li_Battery_4hr_164 | 0.5 | 0.5 | 0.5 | 0.5 | 0.5 | 0.5 | 0.5 | 0.5 | 0.5 | 0.5 | 0.5 | 0.5 | 0.5 | 0.5 | 0.5 | 0.5 | 0.5 | 0.5 | 0.5 | 0.5 | 0.5 | 0.5 | 0.5 | 0.5 | 0.5 | 0.5 | 0.5 | 0.5 | 0.5 | 0.5 | 0.5
Southern_PGAE_Li_Battery_4hr_165 | caiso-deliverability | Dos_Amigos_Panoche_SSN | Reliability_Capacity_In_Model_Year | System RA | Southern_PGAE_Li_Battery_4hr_165 | 0.5 | 0.5 | 0.5 | 0.5 | 0.5 | 0.5 | 0.5 | 0.5 | 0.5 | 0.5 | 0.5 | 0.5 | 0.5 | 0.5 | 0.5 | 0.5 | 0.5 | 0.5 | 0.5 | 0.5 | 0.5 | 0.5 | 0.5 | 0.5 | 0.5 | 0.5 | 0.5 | 0.5 | 0.5 | 0.5 | 0.5
Southern_PGAE_Li_Battery_4hr_168 | caiso-deliverability | Dos_Amigos_Panoche_SSN | Reliability_Capacity_In_Model_Year | System RA | Southern_PGAE_Li_Battery_4hr_168 | 0.5 | 0.5 | 0.5 | 0.5 | 0.5 | 0.5 | 0.5 | 0.5 | 0.5 | 0.5 | 0.5 | 0.5 | 0.5 | 0.5 | 0.5 | 0.5 | 0.5 | 0.5 | 0.5 | 0.5 | 0.5 | 0.5 | 0.5 | 0.5 | 0.5 | 0.5 | 0.5 | 0.5 | 0.5 | 0.5 | 0.5
Southern_PGAE_Li_Battery_4hr_169 | caiso-deliverability | Dos_Amigos_Panoche_SSN | Reliability_Capacity_In_Model_Year | System RA | Southern_PGAE_Li_Battery_4hr_169 | 0.5 | 0.5 | 0.5 | 0.5 | 0.5 | 0.5 | 0.5 | 0.5 | 0.5 | 0.5 | 0.5 | 0.5 | 0.5 | 0.5 | 0.5 | 0.5 | 0.5 | 0.5 | 0.5 | 0.5 | 0.5 | 0.5 | 0.5 | 0.5 | 0.5 | 0.5 | 0.5 | 0.5 | 0.5 | 0.5 | 0.5
Southern_PGAE_Li_Battery_4hr_170 | caiso-deliverability | Dos_Amigos_Panoche_SSN | Reliability_Capacity_In_Model_Year | System RA | Southern_PGAE_Li_Battery_4hr_170 | 0.5 | 0.5 | 0.5 | 0.5 | 0.5 | 0.5 | 0.5 | 0.5 | 0.5 | 0.5 | 0.5 | 0.5 | 0.5 | 0.5 | 0.5 | 0.5 | 0.5 | 0.5 | 0.5 | 0.5 | 0.5 | 0.5 | 0.5 | 0.5 | 0.5 | 0.5 | 0.5 | 0.5 | 0.5 | 0.5 | 0.5
Southern_PGAE_Li_Battery_4hr_174 | caiso-deliverability | Dos_Amigos_Panoche_SSN | Reliability_Capacity_In_Model_Year | System RA | Southern_PGAE_Li_Battery_4hr_174 | 0.5 | 0.5 | 0.5 | 0.5 | 0.5 | 0.5 | 0.5 | 0.5 | 0.5 | 0.5 | 0.5 | 0.5 | 0.5 | 0.5 | 0.5 | 0.5 | 0.5 | 0.5 | 0.5 | 0.5 | 0.5 | 0.5 | 0.5 | 0.5 | 0.5 | 0.5 | 0.5 | 0.5 | 0.5 | 0.5 | 0.5
Southern_PGAE_Li_Battery_4hr_176 | caiso-deliverability | Dos_Amigos_Panoche_SSN | Reliability_Capacity_In_Model_Year | System RA | Southern_PGAE_Li_Battery_4hr_176 | 0.5 | 0.5 | 0.5 | 0.5 | 0.5 | 0.5 | 0.5 | 0.5 | 0.5 | 0.5 | 0.5 | 0.5 | 0.5 | 0.5 | 0.5 | 0.5 | 0.5 | 0.5 | 0.5 | 0.5 | 0.5 | 0.5 | 0.5 | 0.5 | 0.5 | 0.5 | 0.5 | 0.5 | 0.5 | 0.5 | 0.5
Southern_PGAE_Li_Battery_8hr_72 | caiso-deliverability | Dos_Amigos_Panoche_SSN | Reliability_Capacity_In_Model_Year | System RA | Southern_PGAE_Li_Battery_8hr_72 | 0.5 | 0.5 | 0.5 | 0.5 | 0.5 | 0.5 | 0.5 | 0.5 | 0.5 | 0.5 | 0.5 | 0.5 | 0.5 | 0.5 | 0.5 | 0.5 | 0.5 | 0.5 | 0.5 | 0.5 | 0.5 | 0.5 | 0.5 | 0.5 | 0.5 | 0.5 | 0.5 | 0.5 | 0.5 | 0.5 | 0.5
Southern_PGAE_Li_Battery_8hr_124 | caiso-deliverability | Dos_Amigos_Panoche_SSN | Reliability_Capacity_In_Model_Year | System RA | Southern_PGAE_Li_Battery_8hr_124 | 0.5 | 0.5 | 0.5 | 0.5 | 0.5 | 0.5 | 0.5 | 0.5 | 0.5 | 0.5 | 0.5 | 0.5 | 0.5 | 0.5 | 0.5 | 0.5 | 0.5 | 0.5 | 0.5 | 0.5 | 0.5 | 0.5 | 0.5 | 0.5 | 0.5 | 0.5 | 0.5 | 0.5 | 0.5 | 0.5 | 0.5
Southern_PGAE_Li_Battery_8hr_139 | caiso-deliverability | Dos_Amigos_Panoche_SSN | Reliability_Capacity_In_Model_Year | System RA | Southern_PGAE_Li_Battery_8hr_139 | 0.5 | 0.5 | 0.5 | 0.5 | 0.5 | 0.5 | 0.5 | 0.5 | 0.5 | 0.5 | 0.5 | 0.5 | 0.5 | 0.5 | 0.5 | 0.5 | 0.5 | 0.5 | 0.5 | 0.5 | 0.5 | 0.5 | 0.5 | 0.5 | 0.5 | 0.5 | 0.5 | 0.5 | 0.5 | 0.5 | 0.5
Southern_PGAE_Li_Battery_8hr_140 | caiso-deliverability | Dos_Amigos_Panoche_SSN | Reliability_Capacity_In_Model_Year | System RA | Southern_PGAE_Li_Battery_8hr_140 | 0.5 | 0.5 | 0.5 | 0.5 | 0.5 | 0.5 | 0.5 | 0.5 | 0.5 | 0.5 | 0.5 | 0.5 | 0.5 | 0.5 | 0.5 | 0.5 | 0.5 | 0.5 | 0.5 | 0.5 | 0.5 | 0.5 | 0.5 | 0.5 | 0.5 | 0.5 | 0.5 | 0.5 | 0.5 | 0.5 | 0.5
Southern_PGAE_Li_Battery_8hr_151 | caiso-deliverability | Dos_Amigos_Panoche_SSN | Reliability_Capacity_In_Model_Year | System RA | Southern_PGAE_Li_Battery_8hr_151 | 0.5 | 0.5 | 0.5 | 0.5 | 0.5 | 0.5 | 0.5 | 0.5 | 0.5 | 0.5 | 0.5 | 0.5 | 0.5 | 0.5 | 0.5 | 0.5 | 0.5 | 0.5 | 0.5 | 0.5 | 0.5 | 0.5 | 0.5 | 0.5 | 0.5 | 0.5 | 0.5 | 0.5 | 0.5 | 0.5 | 0.5
Southern_PGAE_Li_Battery_8hr_154 | caiso-deliverability | Dos_Amigos_Panoche_SSN | Reliability_Capacity_In_Model_Year | System RA | Southern_PGAE_Li_Battery_8hr_154 | 0.5 | 0.5 | 0.5 | 0.5 | 0.5 | 0.5 | 0.5 | 0.5 | 0.5 | 0.5 | 0.5 | 0.5 | 0.5 | 0.5 | 0.5 | 0.5 | 0.5 | 0.5 | 0.5 | 0.5 | 0.5 | 0.5 | 0.5 | 0.5 | 0.5 | 0.5 | 0.5 | 0.5 | 0.5 | 0.5 | 0.5
Southern_PGAE_Li_Battery_8hr_161 | caiso-deliverability | Dos_Amigos_Panoche_SSN | Reliability_Capacity_In_Model_Year | System RA | Southern_PGAE_Li_Battery_8hr_161 | 0.5 | 0.5 | 0.5 | 0.5 | 0.5 | 0.5 | 0.5 | 0.5 | 0.5 | 0.5 | 0.5 | 0.5 | 0.5 | 0.5 | 0.5 | 0.5 | 0.5 | 0.5 | 0.5 | 0.5 | 0.5 | 0.5 | 0.5 | 0.5 | 0.5 | 0.5 | 0.5 | 0.5 | 0.5 | 0.5 | 0.5
Southern_PGAE_Li_Battery_8hr_162 | caiso-deliverability | Dos_Amigos_Panoche_SSN | Reliability_Capacity_In_Model_Year | System RA | Southern_PGAE_Li_Battery_8hr_162 | 0.5 | 0.5 | 0.5 | 0.5 | 0.5 | 0.5 | 0.5 | 0.5 | 0.5 | 0.5 | 0.5 | 0.5 | 0.5 | 0.5 | 0.5 | 0.5 | 0.5 | 0.5 | 0.5 | 0.5 | 0.5 | 0.5 | 0.5 | 0.5 | 0.5 | 0.5 | 0.5 | 0.5 | 0.5 | 0.5 | 0.5
Southern_PGAE_Li_Battery_8hr_164 | caiso-deliverability | Dos_Amigos_Panoche_SSN | Reliability_Capacity_In_Model_Year | System RA | Southern_PGAE_Li_Battery_8hr_164 | 0.5 | 0.5 | 0.5 | 0.5 | 0.5 | 0.5 | 0.5 | 0.5 | 0.5 | 0.5 | 0.5 | 0.5 | 0.5 | 0.5 | 0.5 | 0.5 | 0.5 | 0.5 | 0.5 | 0.5 | 0.5 | 0.5 | 0.5 | 0.5 | 0.5 | 0.5 | 0.5 | 0.5 | 0.5 | 0.5 | 0.5
Southern_PGAE_Li_Battery_8hr_165 | caiso-deliverability | Dos_Amigos_Panoche_SSN | Reliability_Capacity_In_Model_Year | System RA | Southern_PGAE_Li_Battery_8hr_165 | 0.5 | 0.5 | 0.5 | 0.5 | 0.5 | 0.5 | 0.5 | 0.5 | 0.5 | 0.5 | 0.5 | 0.5 | 0.5 | 0.5 | 0.5 | 0.5 | 0.5 | 0.5 | 0.5 | 0.5 | 0.5 | 0.5 | 0.5 | 0.5 | 0.5 | 0.5 | 0.5 | 0.5 | 0.5 | 0.5 | 0.5
Southern_PGAE_Li_Battery_8hr_168 | caiso-deliverability | Dos_Amigos_Panoche_SSN | Reliability_Capacity_In_Model_Year | System RA | Southern_PGAE_Li_Battery_8hr_168 | 0.5 | 0.5 | 0.5 | 0.5 | 0.5 | 0.5 | 0.5 | 0.5 | 0.5 | 0.5 | 0.5 | 0.5 | 0.5 | 0.5 | 0.5 | 0.5 | 0.5 | 0.5 | 0.5 | 0.5 | 0.5 | 0.5 | 0.5 | 0.5 | 0.5 | 0.5 | 0.5 | 0.5 | 0.5 | 0.5 | 0.5
Southern_PGAE_Li_Battery_8hr_169 | caiso-deliverability | Dos_Amigos_Panoche_SSN | Reliability_Capacity_In_Model_Year | System RA | Southern_PGAE_Li_Battery_8hr_169 | 0.5 | 0.5 | 0.5 | 0.5 | 0.5 | 0.5 | 0.5 | 0.5 | 0.5 | 0.5 | 0.5 | 0.5 | 0.5 | 0.5 | 0.5 | 0.5 | 0.5 | 0.5 | 0.5 | 0.5 | 0.5 | 0.5 | 0.5 | 0.5 | 0.5 | 0.5 | 0.5 | 0.5 | 0.5 | 0.5 | 0.5
Southern_PGAE_Li_Battery_8hr_170 | caiso-deliverability | Dos_Amigos_Panoche_SSN | Reliability_Capacity_In_Model_Year | System RA | Southern_PGAE_Li_Battery_8hr_170 | 0.5 | 0.5 | 0.5 | 0.5 | 0.5 | 0.5 | 0.5 | 0.5 | 0.5 | 0.5 | 0.5 | 0.5 | 0.5 | 0.5 | 0.5 | 0.5 | 0.5 | 0.5 | 0.5 | 0.5 | 0.5 | 0.5 | 0.5 | 0.5 | 0.5 | 0.5 | 0.5 | 0.5 | 0.5 | 0.5 | 0.5
Southern_PGAE_Li_Battery_8hr_174 | caiso-deliverability | Dos_Amigos_Panoche_SSN | Reliability_Capacity_In_Model_Year | System RA | Southern_PGAE_Li_Battery_8hr_174 | 0.5 | 0.5 | 0.5 | 0.5 | 0.5 | 0.5 | 0.5 | 0.5 | 0.5 | 0.5 | 0.5 | 0.5 | 0.5 | 0.5 | 0.5 | 0.5 | 0.5 | 0.5 | 0.5 | 0.5 | 0.5 | 0.5 | 0.5 | 0.5 | 0.5 | 0.5 | 0.5 | 0.5 | 0.5 | 0.5 | 0.5
Southern_PGAE_Li_Battery_8hr_176 | caiso-deliverability | Dos_Amigos_Panoche_SSN | Reliability_Capacity_In_Model_Year | System RA | Southern_PGAE_Li_Battery_8hr_176 | 0.5 | 0.5 | 0.5 | 0.5 | 0.5 | 0.5 | 0.5 | 0.5 | 0.5 | 0.5 | 0.5 | 0.5 | 0.5 | 0.5 | 0.5 | 0.5 | 0.5 | 0.5 | 0.5 | 0.5 | 0.5 | 0.5 | 0.5 | 0.5 | 0.5 | 0.5 | 0.5 | 0.5 | 0.5 | 0.5 | 0.5
Central_Valley_North_Los_Banos_Wind_154 | caiso-deliverability | Dos_Amigos_Panoche_SSN | Reliability_Capacity_In_Model_Year | System RA | Central_Valley_North_Los_Banos_Wind_154 | 0.163 | 0.163 | 0.163 | 0.163 | 0.163 | 0.163 | 0.163 | 0.163 | 0.163 | 0.163 | 0.163 | 0.163 | 0.163 | 0.163 | 0.163 | 0.163 | 0.163 | 0.163 | 0.163 | 0.163 | 0.163 | 0.163 | 0.163 | 0.163 | 0.163 | 0.163 | 0.163 | 0.163 | 0.163 | 0.163 | 0.163
Central_Valley_North_Los_Banos_Wind_162 | caiso-deliverability | Dos_Amigos_Panoche_SSN | Reliability_Capacity_In_Model_Year | System RA | Central_Valley_North_Los_Banos_Wind_162 | 0.163 | 0.163 | 0.163 | 0.163 | 0.163 | 0.163 | 0.163 | 0.163 | 0.163 | 0.163 | 0.163 | 0.163 | 0.163 | 0.163 | 0.163 | 0.163 | 0.163 | 0.163 | 0.163 | 0.163 | 0.163 | 0.163 | 0.163 | 0.163 | 0.163 | 0.163 | 0.163 | 0.163 | 0.163 | 0.163 | 0.163
Southern_PGAE_Solar_72 | caiso-deliverability | Dos_Amigos_Panoche_SSN | Reliability_Capacity_In_Model_Year | System RA | Southern_PGAE_Solar_72 | 0.556 | 0.556 | 0.556 | 0.556 | 0.556 | 0.556 | 0.556 | 0.556 | 0.556 | 0.556 | 0.556 | 0.556 | 0.556 | 0.556 | 0.556 | 0.556 | 0.556 | 0.556 | 0.556 | 0.556 | 0.556 | 0.556 | 0.556 | 0.556 | 0.556 | 0.556 | 0.556 | 0.556 | 0.556 | 0.556 | 0.556
Southern_PGAE_Solar_124 | caiso-deliverability | Dos_Amigos_Panoche_SSN | Reliability_Capacity_In_Model_Year | System RA | Southern_PGAE_Solar_124 | 0.556 | 0.556 | 0.556 | 0.556 | 0.556 | 0.556 | 0.556 | 0.556 | 0.556 | 0.556 | 0.556 | 0.556 | 0.556 | 0.556 | 0.556 | 0.556 | 0.556 | 0.556 | 0.556 | 0.556 | 0.556 | 0.556 | 0.556 | 0.556 | 0.556 | 0.556 | 0.556 | 0.556 | 0.556 | 0.556 | 0.556
Southern_PGAE_Solar_139 | caiso-deliverability | Dos_Amigos_Panoche_SSN | Reliability_Capacity_In_Model_Year | System RA | Southern_PGAE_Solar_139 | 0.556 | 0.556 | 0.556 | 0.556 | 0.556 | 0.556 | 0.556 | 0.556 | 0.556 | 0.556 | 0.556 | 0.556 | 0.556 | 0.556 | 0.556 | 0.556 | 0.556 | 0.556 | 0.556 | 0.556 | 0.556 | 0.556 | 0.556 | 0.556 | 0.556 | 0.556 | 0.556 | 0.556 | 0.556 | 0.556 | 0.556
Southern_PGAE_Solar_140 | caiso-deliverability | Dos_Amigos_Panoche_SSN | Reliability_Capacity_In_Model_Year | System RA | Southern_PGAE_Solar_140 | 0.556 | 0.556 | 0.556 | 0.556 | 0.556 | 0.556 | 0.556 | 0.556 | 0.556 | 0.556 | 0.556 | 0.556 | 0.556 | 0.556 | 0.556 | 0.556 | 0.556 | 0.556 | 0.556 | 0.556 | 0.556 | 0.556 | 0.556 | 0.556 | 0.556 | 0.556 | 0.556 | 0.556 | 0.556 | 0.556 | 0.556
Southern_PGAE_Solar_151 | caiso-deliverability | Dos_Amigos_Panoche_SSN | Reliability_Capacity_In_Model_Year | System RA | Southern_PGAE_Solar_151 | 0.556 | 0.556 | 0.556 | 0.556 | 0.556 | 0.556 | 0.556 | 0.556 | 0.556 | 0.556 | 0.556 | 0.556 | 0.556 | 0.556 | 0.556 | 0.556 | 0.556 | 0.556 | 0.556 | 0.556 | 0.556 | 0.556 | 0.556 | 0.556 | 0.556 | 0.556 | 0.556 | 0.556 | 0.556 | 0.556 | 0.556
Southern_PGAE_Solar_154 | caiso-deliverability | Dos_Amigos_Panoche_SSN | Reliability_Capacity_In_Model_Year | System RA | Southern_PGAE_Solar_154 | 0.556 | 0.556 | 0.556 | 0.556 | 0.556 | 0.556 | 0.556 | 0.556 | 0.556 | 0.556 | 0.556 | 0.556 | 0.556 | 0.556 | 0.556 | 0.556 | 0.556 | 0.556 | 0.556 | 0.556 | 0.556 | 0.556 | 0.556 | 0.556 | 0.556 | 0.556 | 0.556 | 0.556 | 0.556 | 0.556 | 0.556
Southern_PGAE_Solar_161 | caiso-deliverability | Dos_Amigos_Panoche_SSN | Reliability_Capacity_In_Model_Year | System RA | Southern_PGAE_Solar_161 | 0.556 | 0.556 | 0.556 | 0.556 | 0.556 | 0.556 | 0.556 | 0.556 | 0.556 | 0.556 | 0.556 | 0.556 | 0.556 | 0.556 | 0.556 | 0.556 | 0.556 | 0.556 | 0.556 | 0.556 | 0.556 | 0.556 | 0.556 | 0.556 | 0.556 | 0.556 | 0.556 | 0.556 | 0.556 | 0.556 | 0.556
Southern_PGAE_Solar_162 | caiso-deliverability | Dos_Amigos_Panoche_SSN | Reliability_Capacity_In_Model_Year | System RA | Southern_PGAE_Solar_162 | 0.556 | 0.556 | 0.556 | 0.556 | 0.556 | 0.556 | 0.556 | 0.556 | 0.556 | 0.556 | 0.556 | 0.556 | 0.556 | 0.556 | 0.556 | 0.556 | 0.556 | 0.556 | 0.556 | 0.556 | 0.556 | 0.556 | 0.556 | 0.556 | 0.556 | 0.556 | 0.556 | 0.556 | 0.556 | 0.556 | 0.556
Southern_PGAE_Solar_164 | caiso-deliverability | Dos_Amigos_Panoche_SSN | Reliability_Capacity_In_Model_Year | System RA | Southern_PGAE_Solar_164 | 0.556 | 0.556 | 0.556 | 0.556 | 0.556 | 0.556 | 0.556 | 0.556 | 0.556 | 0.556 | 0.556 | 0.556 | 0.556 | 0.556 | 0.556 | 0.556 | 0.556 | 0.556 | 0.556 | 0.556 | 0.556 | 0.556 | 0.556 | 0.556 | 0.556 | 0.556 | 0.556 | 0.556 | 0.556 | 0.556 | 0.556
Southern_PGAE_Solar_165 | caiso-deliverability | Dos_Amigos_Panoche_SSN | Reliability_Capacity_In_Model_Year | System RA | Southern_PGAE_Solar_165 | 0.556 | 0.556 | 0.556 | 0.556 | 0.556 | 0.556 | 0.556 | 0.556 | 0.556 | 0.556 | 0.556 | 0.556 | 0.556 | 0.556 | 0.556 | 0.556 | 0.556 | 0.556 | 0.556 | 0.556 | 0.556 | 0.556 | 0.556 | 0.556 | 0.556 | 0.556 | 0.556 | 0.556 | 0.556 | 0.556 | 0.556
Southern_PGAE_Solar_168 | caiso-deliverability | Dos_Amigos_Panoche_SSN | Reliability_Capacity_In_Model_Year | System RA | Southern_PGAE_Solar_168 | 0.556 | 0.556 | 0.556 | 0.556 | 0.556 | 0.556 | 0.556 | 0.556 | 0.556 | 0.556 | 0.556 | 0.556 | 0.556 | 0.556 | 0.556 | 0.556 | 0.556 | 0.556 | 0.556 | 0.556 | 0.556 | 0.556 | 0.556 | 0.556 | 0.556 | 0.556 | 0.556 | 0.556 | 0.556 | 0.556 | 0.556
Southern_PGAE_Solar_169 | caiso-deliverability | Dos_Amigos_Panoche_SSN | Reliability_Capacity_In_Model_Year | System RA | Southern_PGAE_Solar_169 | 0.556 | 0.556 | 0.556 | 0.556 | 0.556 | 0.556 | 0.556 | 0.556 | 0.556 | 0.556 | 0.556 | 0.556 | 0.556 | 0.556 | 0.556 | 0.556 | 0.556 | 0.556 | 0.556 | 0.556 | 0.556 | 0.556 | 0.556 | 0.556 | 0.556 | 0.556 | 0.556 | 0.556 | 0.556 | 0.556 | 0.556
Southern_PGAE_Solar_170 | caiso-deliverability | Dos_Amigos_Panoche_SSN | Reliability_Capacity_In_Model_Year | System RA | Southern_PGAE_Solar_170 | 0.556 | 0.556 | 0.556 | 0.556 | 0.556 | 0.556 | 0.556 | 0.556 | 0.556 | 0.556 | 0.556 | 0.556 | 0.556 | 0.556 | 0.556 | 0.556 | 0.556 | 0.556 | 0.556 | 0.556 | 0.556 | 0.556 | 0.556 | 0.556 | 0.556 | 0.556 | 0.556 | 0.556 | 0.556 | 0.556 | 0.556
Southern_PGAE_Solar_174 | caiso-deliverability | Dos_Amigos_Panoche_SSN | Reliability_Capacity_In_Model_Year | System RA | Southern_PGAE_Solar_174 | 0.556 | 0.556 | 0.556 | 0.556 | 0.556 | 0.556 | 0.556 | 0.556 | 0.556 | 0.556 | 0.556 | 0.556 | 0.556 | 0.556 | 0.556 | 0.556 | 0.556 | 0.556 | 0.556 | 0.556 | 0.556 | 0.556 | 0.556 | 0.556 | 0.556 | 0.556 | 0.556 | 0.556 | 0.556 | 0.556 | 0.556
Southern_PGAE_Solar_176 | caiso-deliverability | Dos_Amigos_Panoche_SSN | Reliability_Capacity_In_Model_Year | System RA | Southern_PGAE_Solar_176 | 0.556 | 0.556 | 0.556 | 0.556 | 0.556 | 0.556 | 0.556 | 0.556 | 0.556 | 0.556 | 0.556 | 0.556 | 0.556 | 0.556 | 0.556 | 0.556 | 0.556 | 0.556 | 0.556 | 0.556 | 0.556 | 0.556 | 0.556 | 0.556 | 0.556 | 0.556 | 0.556 | 0.556 | 0.556 | 0.556 | 0.556
Manning_500_group | caiso-deliverability | Dos_Amigos_Panoche_SSN | Operational_New_Capacity_MW | Manning_500_group |  | -1.2912 | -1.2912 | -1.2912 | -1.2912 | -1.2912 | -1.2912 | -1.2912 | -1.2912 | -1.2912 | -1.2912 | -1.2912 | -1.2912 | -1.2912 | -1.2912 | -1.2912 | -1.2912 | -1.2912 | -1.2912 | -1.2912 | -1.2912 | -1.2912 | -1.2912 | -1.2912 | -1.2912 | -1.2912 | -1.2912 | -1.2912 | -1.2912 | -1.2912 | -1.2912 | -1.2912
Northern_California_Flow_Battery_44 | caiso-deliverability | Dumbarton_Newark_HSN | Reliability_Capacity_In_Model_Year | System RA | Northern_California_Flow_Battery_44 | 1 | 1 | 1 | 1 | 1 | 1 | 1 | 1 | 1 | 1 | 1 | 1 | 1 | 1 | 1 | 1 | 1 | 1 | 1 | 1 | 1 | 1 | 1 | 1 | 1 | 1 | 1 | 1 | 1 | 1 | 1
Northern_California_Flow_Battery_121 | caiso-deliverability | Dumbarton_Newark_HSN | Reliability_Capacity_In_Model_Year | System RA | Northern_California_Flow_Battery_121 | 1 | 1 | 1 | 1 | 1 | 1 | 1 | 1 | 1 | 1 | 1 | 1 | 1 | 1 | 1 | 1 | 1 | 1 | 1 | 1 | 1 | 1 | 1 | 1 | 1 | 1 | 1 | 1 | 1 | 1 | 1
Northern_California_Li_Battery_4hr_44 | caiso-deliverability | Dumbarton_Newark_HSN | Reliability_Capacity_In_Model_Year | System RA | Northern_California_Li_Battery_4hr_44 | 1 | 1 | 1 | 1 | 1 | 1 | 1 | 1 | 1 | 1 | 1 | 1 | 1 | 1 | 1 | 1 | 1 | 1 | 1 | 1 | 1 | 1 | 1 | 1 | 1 | 1 | 1 | 1 | 1 | 1 | 1
Northern_California_Li_Battery_4hr_121 | caiso-deliverability | Dumbarton_Newark_HSN | Reliability_Capacity_In_Model_Year | System RA | Northern_California_Li_Battery_4hr_121 | 1 | 1 | 1 | 1 | 1 | 1 | 1 | 1 | 1 | 1 | 1 | 1 | 1 | 1 | 1 | 1 | 1 | 1 | 1 | 1 | 1 | 1 | 1 | 1 | 1 | 1 | 1 | 1 | 1 | 1 | 1
Northern_California_Li_Battery_8hr_44 | caiso-deliverability | Dumbarton_Newark_HSN | Reliability_Capacity_In_Model_Year | System RA | Northern_California_Li_Battery_8hr_44 | 1 | 1 | 1 | 1 | 1 | 1 | 1 | 1 | 1 | 1 | 1 | 1 | 1 | 1 | 1 | 1 | 1 | 1 | 1 | 1 | 1 | 1 | 1 | 1 | 1 | 1 | 1 | 1 | 1 | 1 | 1
Northern_California_Li_Battery_8hr_121 | caiso-deliverability | Dumbarton_Newark_HSN | Reliability_Capacity_In_Model_Year | System RA | Northern_California_Li_Battery_8hr_121 | 1 | 1 | 1 | 1 | 1 | 1 | 1 | 1 | 1 | 1 | 1 | 1 | 1 | 1 | 1 | 1 | 1 | 1 | 1 | 1 | 1 | 1 | 1 | 1 | 1 | 1 | 1 | 1 | 1 | 1 | 1
Northern_California_Solar_44 | caiso-deliverability | Dumbarton_Newark_HSN | Reliability_Capacity_In_Model_Year | System RA | Northern_California_Solar_44 | 0.1 | 0.1 | 0.1 | 0.1 | 0.1 | 0.1 | 0.1 | 0.1 | 0.1 | 0.1 | 0.1 | 0.1 | 0.1 | 0.1 | 0.1 | 0.1 | 0.1 | 0.1 | 0.1 | 0.1 | 0.1 | 0.1 | 0.1 | 0.1 | 0.1 | 0.1 | 0.1 | 0.1 | 0.1 | 0.1 | 0.1
Northern_California_Solar_121 | caiso-deliverability | Dumbarton_Newark_HSN | Reliability_Capacity_In_Model_Year | System RA | Northern_California_Solar_121 | 0.1 | 0.1 | 0.1 | 0.1 | 0.1 | 0.1 | 0.1 | 0.1 | 0.1 | 0.1 | 0.1 | 0.1 | 0.1 | 0.1 | 0.1 | 0.1 | 0.1 | 0.1 | 0.1 | 0.1 | 0.1 | 0.1 | 0.1 | 0.1 | 0.1 | 0.1 | 0.1 | 0.1 | 0.1 | 0.1 | 0.1
Collinsville_500_group | caiso-deliverability | Dumbarton_Newark_HSN | Operational_New_Capacity_MW | Collinsville_500_group |  | -1 | -1 | -1 | -1 | -1 | -1 | -1 | -1 | -1 | -1 | -1 | -1 | -1 | -1 | -1 | -1 | -1 | -1 | -1 | -1 | -1 | -1 | -1 | -1 | -1 | -1 | -1 | -1 | -1 | -1 | -1
Northern_California_Flow_Battery_44 | caiso-deliverability | Dumbarton_Newark_offpeak | Operational_New_Capacity_MW | Northern_California_Flow_Battery_44 |  | -1 | -1 | -1 | -1 | -1 | -1 | -1 | -1 | -1 | -1 | -1 | -1 | -1 | -1 | -1 | -1 | -1 | -1 | -1 | -1 | -1 | -1 | -1 | -1 | -1 | -1 | -1 | -1 | -1 | -1 | -1
Northern_California_Flow_Battery_121 | caiso-deliverability | Dumbarton_Newark_offpeak | Operational_New_Capacity_MW | Northern_California_Flow_Battery_121 |  | -1 | -1 | -1 | -1 | -1 | -1 | -1 | -1 | -1 | -1 | -1 | -1 | -1 | -1 | -1 | -1 | -1 | -1 | -1 | -1 | -1 | -1 | -1 | -1 | -1 | -1 | -1 | -1 | -1 | -1 | -1
Northern_California_Li_Battery_4hr_44 | caiso-deliverability | Dumbarton_Newark_offpeak | Operational_New_Capacity_MW | Northern_California_Li_Battery_4hr_44 |  | -1 | -1 | -1 | -1 | -1 | -1 | -1 | -1 | -1 | -1 | -1 | -1 | -1 | -1 | -1 | -1 | -1 | -1 | -1 | -1 | -1 | -1 | -1 | -1 | -1 | -1 | -1 | -1 | -1 | -1 | -1
Northern_California_Li_Battery_4hr_121 | caiso-deliverability | Dumbarton_Newark_offpeak | Operational_New_Capacity_MW | Northern_California_Li_Battery_4hr_121 |  | -1 | -1 | -1 | -1 | -1 | -1 | -1 | -1 | -1 | -1 | -1 | -1 | -1 | -1 | -1 | -1 | -1 | -1 | -1 | -1 | -1 | -1 | -1 | -1 | -1 | -1 | -1 | -1 | -1 | -1 | -1
Northern_California_Li_Battery_8hr_44 | caiso-deliverability | Dumbarton_Newark_offpeak | Operational_New_Capacity_MW | Northern_California_Li_Battery_8hr_44 |  | -1 | -1 | -1 | -1 | -1 | -1 | -1 | -1 | -1 | -1 | -1 | -1 | -1 | -1 | -1 | -1 | -1 | -1 | -1 | -1 | -1 | -1 | -1 | -1 | -1 | -1 | -1 | -1 | -1 | -1 | -1
Northern_California_Li_Battery_8hr_121 | caiso-deliverability | Dumbarton_Newark_offpeak | Operational_New_Capacity_MW | Northern_California_Li_Battery_8hr_121 |  | -1 | -1 | -1 | -1 | -1 | -1 | -1 | -1 | -1 | -1 | -1 | -1 | -1 | -1 | -1 | -1 | -1 | -1 | -1 | -1 | -1 | -1 | -1 | -1 | -1 | -1 | -1 | -1 | -1 | -1 | -1
Northern_California_Solar_44 | caiso-deliverability | Dumbarton_Newark_offpeak | Operational_New_Capacity_MW | Northern_California_Solar_44 |  | 0.68 | 0.68 | 0.68 | 0.68 | 0.68 | 0.68 | 0.68 | 0.68 | 0.68 | 0.68 | 0.68 | 0.68 | 0.68 | 0.68 | 0.68 | 0.68 | 0.68 | 0.68 | 0.68 | 0.68 | 0.68 | 0.68 | 0.68 | 0.68 | 0.68 | 0.68 | 0.68 | 0.68 | 0.68 | 0.68 | 0.68
Northern_California_Solar_121 | caiso-deliverability | Dumbarton_Newark_offpeak | Operational_New_Capacity_MW | Northern_California_Solar_121 |  | 0.68 | 0.68 | 0.68 | 0.68 | 0.68 | 0.68 | 0.68 | 0.68 | 0.68 | 0.68 | 0.68 | 0.68 | 0.68 | 0.68 | 0.68 | 0.68 | 0.68 | 0.68 | 0.68 | 0.68 | 0.68 | 0.68 | 0.68 | 0.68 | 0.68 | 0.68 | 0.68 | 0.68 | 0.68 | 0.68 | 0.68
Collinsville_500_group | caiso-deliverability | Dumbarton_Newark_offpeak | Operational_New_Capacity_MW | Collinsville_500_group |  | -1 | -1 | -1 | -1 | -1 | -1 | -1 | -1 | -1 | -1 | -1 | -1 | -1 | -1 | -1 | -1 | -1 | -1 | -1 | -1 | -1 | -1 | -1 | -1 | -1 | -1 | -1 | -1 | -1 | -1 | -1
Northern_California_Flow_Battery_44 | caiso-deliverability | Dumbarton_Newark_SSN | Reliability_Capacity_In_Model_Year | System RA | Northern_California_Flow_Battery_44 | 0.5 | 0.5 | 0.5 | 0.5 | 0.5 | 0.5 | 0.5 | 0.5 | 0.5 | 0.5 | 0.5 | 0.5 | 0.5 | 0.5 | 0.5 | 0.5 | 0.5 | 0.5 | 0.5 | 0.5 | 0.5 | 0.5 | 0.5 | 0.5 | 0.5 | 0.5 | 0.5 | 0.5 | 0.5 | 0.5 | 0.5
Northern_California_Flow_Battery_121 | caiso-deliverability | Dumbarton_Newark_SSN | Reliability_Capacity_In_Model_Year | System RA | Northern_California_Flow_Battery_121 | 0.5 | 0.5 | 0.5 | 0.5 | 0.5 | 0.5 | 0.5 | 0.5 | 0.5 | 0.5 | 0.5 | 0.5 | 0.5 | 0.5 | 0.5 | 0.5 | 0.5 | 0.5 | 0.5 | 0.5 | 0.5 | 0.5 | 0.5 | 0.5 | 0.5 | 0.5 | 0.5 | 0.5 | 0.5 | 0.5 | 0.5
Northern_California_Li_Battery_4hr_44 | caiso-deliverability | Dumbarton_Newark_SSN | Reliability_Capacity_In_Model_Year | System RA | Northern_California_Li_Battery_4hr_44 | 0.5 | 0.5 | 0.5 | 0.5 | 0.5 | 0.5 | 0.5 | 0.5 | 0.5 | 0.5 | 0.5 | 0.5 | 0.5 | 0.5 | 0.5 | 0.5 | 0.5 | 0.5 | 0.5 | 0.5 | 0.5 | 0.5 | 0.5 | 0.5 | 0.5 | 0.5 | 0.5 | 0.5 | 0.5 | 0.5 | 0.5
Northern_California_Li_Battery_4hr_121 | caiso-deliverability | Dumbarton_Newark_SSN | Reliability_Capacity_In_Model_Year | System RA | Northern_California_Li_Battery_4hr_121 | 0.5 | 0.5 | 0.5 | 0.5 | 0.5 | 0.5 | 0.5 | 0.5 | 0.5 | 0.5 | 0.5 | 0.5 | 0.5 | 0.5 | 0.5 | 0.5 | 0.5 | 0.5 | 0.5 | 0.5 | 0.5 | 0.5 | 0.5 | 0.5 | 0.5 | 0.5 | 0.5 | 0.5 | 0.5 | 0.5 | 0.5
Northern_California_Li_Battery_8hr_44 | caiso-deliverability | Dumbarton_Newark_SSN | Reliability_Capacity_In_Model_Year | System RA | Northern_California_Li_Battery_8hr_44 | 0.5 | 0.5 | 0.5 | 0.5 | 0.5 | 0.5 | 0.5 | 0.5 | 0.5 | 0.5 | 0.5 | 0.5 | 0.5 | 0.5 | 0.5 | 0.5 | 0.5 | 0.5 | 0.5 | 0.5 | 0.5 | 0.5 | 0.5 | 0.5 | 0.5 | 0.5 | 0.5 | 0.5 | 0.5 | 0.5 | 0.5
Northern_California_Li_Battery_8hr_121 | caiso-deliverability | Dumbarton_Newark_SSN | Reliability_Capacity_In_Model_Year | System RA | Northern_California_Li_Battery_8hr_121 | 0.5 | 0.5 | 0.5 | 0.5 | 0.5 | 0.5 | 0.5 | 0.5 | 0.5 | 0.5 | 0.5 | 0.5 | 0.5 | 0.5 | 0.5 | 0.5 | 0.5 | 0.5 | 0.5 | 0.5 | 0.5 | 0.5 | 0.5 | 0.5 | 0.5 | 0.5 | 0.5 | 0.5 | 0.5 | 0.5 | 0.5
Northern_California_Solar_44 | caiso-deliverability | Dumbarton_Newark_SSN | Reliability_Capacity_In_Model_Year | System RA | Northern_California_Solar_44 | 0.556 | 0.556 | 0.556 | 0.556 | 0.556 | 0.556 | 0.556 | 0.556 | 0.556 | 0.556 | 0.556 | 0.556 | 0.556 | 0.556 | 0.556 | 0.556 | 0.556 | 0.556 | 0.556 | 0.556 | 0.556 | 0.556 | 0.556 | 0.556 | 0.556 | 0.556 | 0.556 | 0.556 | 0.556 | 0.556 | 0.556
Northern_California_Solar_121 | caiso-deliverability | Dumbarton_Newark_SSN | Reliability_Capacity_In_Model_Year | System RA | Northern_California_Solar_121 | 0.556 | 0.556 | 0.556 | 0.556 | 0.556 | 0.556 | 0.556 | 0.556 | 0.556 | 0.556 | 0.556 | 0.556 | 0.556 | 0.556 | 0.556 | 0.556 | 0.556 | 0.556 | 0.556 | 0.556 | 0.556 | 0.556 | 0.556 | 0.556 | 0.556 | 0.556 | 0.556 | 0.556 | 0.556 | 0.556 | 0.556
Collinsville_500_group | caiso-deliverability | Dumbarton_Newark_SSN | Operational_New_Capacity_MW | Collinsville_500_group |  | -1 | -1 | -1 | -1 | -1 | -1 | -1 | -1 | -1 | -1 | -1 | -1 | -1 | -1 | -1 | -1 | -1 | -1 | -1 | -1 | -1 | -1 | -1 | -1 | -1 | -1 | -1 | -1 | -1 | -1 | -1
Arizona_Solar_48 | caiso-deliverability | East_Miguel_HSN | Reliability_Capacity_In_Model_Year | System RA | Arizona_Solar_48 | 0.106 | 0.106 | 0.106 | 0.106 | 0.106 | 0.106 | 0.106 | 0.106 | 0.106 | 0.106 | 0.106 | 0.106 | 0.106 | 0.106 | 0.106 | 0.106 | 0.106 | 0.106 | 0.106 | 0.106 | 0.106 | 0.106 | 0.106 | 0.106 | 0.106 | 0.106 | 0.106 | 0.106 | 0.106 | 0.106 | 0.106
Arizona_Solar_55 | caiso-deliverability | East_Miguel_HSN | Reliability_Capacity_In_Model_Year | System RA | Arizona_Solar_55 | 0.106 | 0.106 | 0.106 | 0.106 | 0.106 | 0.106 | 0.106 | 0.106 | 0.106 | 0.106 | 0.106 | 0.106 | 0.106 | 0.106 | 0.106 | 0.106 | 0.106 | 0.106 | 0.106 | 0.106 | 0.106 | 0.106 | 0.106 | 0.106 | 0.106 | 0.106 | 0.106 | 0.106 | 0.106 | 0.106 | 0.106
Arizona_Solar_90 | caiso-deliverability | East_Miguel_HSN | Reliability_Capacity_In_Model_Year | System RA | Arizona_Solar_90 | 0.106 | 0.106 | 0.106 | 0.106 | 0.106 | 0.106 | 0.106 | 0.106 | 0.106 | 0.106 | 0.106 | 0.106 | 0.106 | 0.106 | 0.106 | 0.106 | 0.106 | 0.106 | 0.106 | 0.106 | 0.106 | 0.106 | 0.106 | 0.106 | 0.106 | 0.106 | 0.106 | 0.106 | 0.106 | 0.106 | 0.106
Baja_California_Wind_133 | caiso-deliverability | East_Miguel_HSN | Reliability_Capacity_In_Model_Year | System RA | Baja_California_Wind_133 | 0.337 | 0.337 | 0.337 | 0.337 | 0.337 | 0.337 | 0.337 | 0.337 | 0.337 | 0.337 | 0.337 | 0.337 | 0.337 | 0.337 | 0.337 | 0.337 | 0.337 | 0.337 | 0.337 | 0.337 | 0.337 | 0.337 | 0.337 | 0.337 | 0.337 | 0.337 | 0.337 | 0.337 | 0.337 | 0.337 | 0.337
Arizona_Flow_Battery_48 | caiso-deliverability | East_Miguel_HSN | Reliability_Capacity_In_Model_Year | System RA | Arizona_Flow_Battery_48 | 1 | 1 | 1 | 1 | 1 | 1 | 1 | 1 | 1 | 1 | 1 | 1 | 1 | 1 | 1 | 1 | 1 | 1 | 1 | 1 | 1 | 1 | 1 | 1 | 1 | 1 | 1 | 1 | 1 | 1 | 1
Arizona_Flow_Battery_55 | caiso-deliverability | East_Miguel_HSN | Reliability_Capacity_In_Model_Year | System RA | Arizona_Flow_Battery_55 | 1 | 1 | 1 | 1 | 1 | 1 | 1 | 1 | 1 | 1 | 1 | 1 | 1 | 1 | 1 | 1 | 1 | 1 | 1 | 1 | 1 | 1 | 1 | 1 | 1 | 1 | 1 | 1 | 1 | 1 | 1
Arizona_Flow_Battery_90 | caiso-deliverability | East_Miguel_HSN | Reliability_Capacity_In_Model_Year | System RA | Arizona_Flow_Battery_90 | 1 | 1 | 1 | 1 | 1 | 1 | 1 | 1 | 1 | 1 | 1 | 1 | 1 | 1 | 1 | 1 | 1 | 1 | 1 | 1 | 1 | 1 | 1 | 1 | 1 | 1 | 1 | 1 | 1 | 1 | 1
Greater_Imperial_Flow_Battery_107 | caiso-deliverability | East_Miguel_HSN | Reliability_Capacity_In_Model_Year | System RA | Greater_Imperial_Flow_Battery_107 | 1 | 1 | 1 | 1 | 1 | 1 | 1 | 1 | 1 | 1 | 1 | 1 | 1 | 1 | 1 | 1 | 1 | 1 | 1 | 1 | 1 | 1 | 1 | 1 | 1 | 1 | 1 | 1 | 1 | 1 | 1
Greater_Imperial_Flow_Battery_133 | caiso-deliverability | East_Miguel_HSN | Reliability_Capacity_In_Model_Year | System RA | Greater_Imperial_Flow_Battery_133 | 1 | 1 | 1 | 1 | 1 | 1 | 1 | 1 | 1 | 1 | 1 | 1 | 1 | 1 | 1 | 1 | 1 | 1 | 1 | 1 | 1 | 1 | 1 | 1 | 1 | 1 | 1 | 1 | 1 | 1 | 1
Arizona_Li_Battery_4hr_48 | caiso-deliverability | East_Miguel_HSN | Reliability_Capacity_In_Model_Year | System RA | Arizona_Li_Battery_4hr_48 | 1 | 1 | 1 | 1 | 1 | 1 | 1 | 1 | 1 | 1 | 1 | 1 | 1 | 1 | 1 | 1 | 1 | 1 | 1 | 1 | 1 | 1 | 1 | 1 | 1 | 1 | 1 | 1 | 1 | 1 | 1
Arizona_Li_Battery_4hr_55 | caiso-deliverability | East_Miguel_HSN | Reliability_Capacity_In_Model_Year | System RA | Arizona_Li_Battery_4hr_55 | 1 | 1 | 1 | 1 | 1 | 1 | 1 | 1 | 1 | 1 | 1 | 1 | 1 | 1 | 1 | 1 | 1 | 1 | 1 | 1 | 1 | 1 | 1 | 1 | 1 | 1 | 1 | 1 | 1 | 1 | 1
Arizona_Li_Battery_4hr_90 | caiso-deliverability | East_Miguel_HSN | Reliability_Capacity_In_Model_Year | System RA | Arizona_Li_Battery_4hr_90 | 1 | 1 | 1 | 1 | 1 | 1 | 1 | 1 | 1 | 1 | 1 | 1 | 1 | 1 | 1 | 1 | 1 | 1 | 1 | 1 | 1 | 1 | 1 | 1 | 1 | 1 | 1 | 1 | 1 | 1 | 1
Greater_Imperial_Li_Battery_4hr_107 | caiso-deliverability | East_Miguel_HSN | Reliability_Capacity_In_Model_Year | System RA | Greater_Imperial_Li_Battery_4hr_107 | 1 | 1 | 1 | 1 | 1 | 1 | 1 | 1 | 1 | 1 | 1 | 1 | 1 | 1 | 1 | 1 | 1 | 1 | 1 | 1 | 1 | 1 | 1 | 1 | 1 | 1 | 1 | 1 | 1 | 1 | 1
Greater_Imperial_Li_Battery_4hr_133 | caiso-deliverability | East_Miguel_HSN | Reliability_Capacity_In_Model_Year | System RA | Greater_Imperial_Li_Battery_4hr_133 | 1 | 1 | 1 | 1 | 1 | 1 | 1 | 1 | 1 | 1 | 1 | 1 | 1 | 1 | 1 | 1 | 1 | 1 | 1 | 1 | 1 | 1 | 1 | 1 | 1 | 1 | 1 | 1 | 1 | 1 | 1
Arizona_Li_Battery_8hr_48 | caiso-deliverability | East_Miguel_HSN | Reliability_Capacity_In_Model_Year | System RA | Arizona_Li_Battery_8hr_48 | 1 | 1 | 1 | 1 | 1 | 1 | 1 | 1 | 1 | 1 | 1 | 1 | 1 | 1 | 1 | 1 | 1 | 1 | 1 | 1 | 1 | 1 | 1 | 1 | 1 | 1 | 1 | 1 | 1 | 1 | 1
Arizona_Li_Battery_8hr_55 | caiso-deliverability | East_Miguel_HSN | Reliability_Capacity_In_Model_Year | System RA | Arizona_Li_Battery_8hr_55 | 1 | 1 | 1 | 1 | 1 | 1 | 1 | 1 | 1 | 1 | 1 | 1 | 1 | 1 | 1 | 1 | 1 | 1 | 1 | 1 | 1 | 1 | 1 | 1 | 1 | 1 | 1 | 1 | 1 | 1 | 1
Arizona_Li_Battery_8hr_90 | caiso-deliverability | East_Miguel_HSN | Reliability_Capacity_In_Model_Year | System RA | Arizona_Li_Battery_8hr_90 | 1 | 1 | 1 | 1 | 1 | 1 | 1 | 1 | 1 | 1 | 1 | 1 | 1 | 1 | 1 | 1 | 1 | 1 | 1 | 1 | 1 | 1 | 1 | 1 | 1 | 1 | 1 | 1 | 1 | 1 | 1
Greater_Imperial_Li_Battery_8hr_107 | caiso-deliverability | East_Miguel_HSN | Reliability_Capacity_In_Model_Year | System RA | Greater_Imperial_Li_Battery_8hr_107 | 1 | 1 | 1 | 1 | 1 | 1 | 1 | 1 | 1 | 1 | 1 | 1 | 1 | 1 | 1 | 1 | 1 | 1 | 1 | 1 | 1 | 1 | 1 | 1 | 1 | 1 | 1 | 1 | 1 | 1 | 1
Greater_Imperial_Li_Battery_8hr_133 | caiso-deliverability | East_Miguel_HSN | Reliability_Capacity_In_Model_Year | System RA | Greater_Imperial_Li_Battery_8hr_133 | 1 | 1 | 1 | 1 | 1 | 1 | 1 | 1 | 1 | 1 | 1 | 1 | 1 | 1 | 1 | 1 | 1 | 1 | 1 | 1 | 1 | 1 | 1 | 1 | 1 | 1 | 1 | 1 | 1 | 1 | 1
Greater_Imperial_Solar_107 | caiso-deliverability | East_Miguel_HSN | Reliability_Capacity_In_Model_Year | System RA | Greater_Imperial_Solar_107 | 0.106 | 0.106 | 0.106 | 0.106 | 0.106 | 0.106 | 0.106 | 0.106 | 0.106 | 0.106 | 0.106 | 0.106 | 0.106 | 0.106 | 0.106 | 0.106 | 0.106 | 0.106 | 0.106 | 0.106 | 0.106 | 0.106 | 0.106 | 0.106 | 0.106 | 0.106 | 0.106 | 0.106 | 0.106 | 0.106 | 0.106
Greater_Imperial_Solar_133 | caiso-deliverability | East_Miguel_HSN | Reliability_Capacity_In_Model_Year | System RA | Greater_Imperial_Solar_133 | 0.106 | 0.106 | 0.106 | 0.106 | 0.106 | 0.106 | 0.106 | 0.106 | 0.106 | 0.106 | 0.106 | 0.106 | 0.106 | 0.106 | 0.106 | 0.106 | 0.106 | 0.106 | 0.106 | 0.106 | 0.106 | 0.106 | 0.106 | 0.106 | 0.106 | 0.106 | 0.106 | 0.106 | 0.106 | 0.106 | 0.106
East_Miguel_group | caiso-deliverability | East_Miguel_HSN | Operational_New_Capacity_MW | East_Miguel_group |  | -1 | -1 | -1 | -1 | -1 | -1 | -1 | -1 | -1 | -1 | -1 | -1 | -1 | -1 | -1 | -1 | -1 | -1 | -1 | -1 | -1 | -1 | -1 | -1 | -1 | -1 | -1 | -1 | -1 | -1 | -1
Arizona_Solar_48 | caiso-deliverability | East_Miguel_offpeak | Operational_New_Capacity_MW | Arizona_Solar_48 |  | 0.77 | 0.77 | 0.77 | 0.77 | 0.77 | 0.77 | 0.77 | 0.77 | 0.77 | 0.77 | 0.77 | 0.77 | 0.77 | 0.77 | 0.77 | 0.77 | 0.77 | 0.77 | 0.77 | 0.77 | 0.77 | 0.77 | 0.77 | 0.77 | 0.77 | 0.77 | 0.77 | 0.77 | 0.77 | 0.77 | 0.77
Arizona_Solar_55 | caiso-deliverability | East_Miguel_offpeak | Operational_New_Capacity_MW | Arizona_Solar_55 |  | 0.77 | 0.77 | 0.77 | 0.77 | 0.77 | 0.77 | 0.77 | 0.77 | 0.77 | 0.77 | 0.77 | 0.77 | 0.77 | 0.77 | 0.77 | 0.77 | 0.77 | 0.77 | 0.77 | 0.77 | 0.77 | 0.77 | 0.77 | 0.77 | 0.77 | 0.77 | 0.77 | 0.77 | 0.77 | 0.77 | 0.77
Arizona_Solar_90 | caiso-deliverability | East_Miguel_offpeak | Operational_New_Capacity_MW | Arizona_Solar_90 |  | 0.77 | 0.77 | 0.77 | 0.77 | 0.77 | 0.77 | 0.77 | 0.77 | 0.77 | 0.77 | 0.77 | 0.77 | 0.77 | 0.77 | 0.77 | 0.77 | 0.77 | 0.77 | 0.77 | 0.77 | 0.77 | 0.77 | 0.77 | 0.77 | 0.77 | 0.77 | 0.77 | 0.77 | 0.77 | 0.77 | 0.77
Baja_California_Wind_133 | caiso-deliverability | East_Miguel_offpeak | Operational_New_Capacity_MW | Baja_California_Wind_133 |  | 0.44 | 0.44 | 0.44 | 0.44 | 0.44 | 0.44 | 0.44 | 0.44 | 0.44 | 0.44 | 0.44 | 0.44 | 0.44 | 0.44 | 0.44 | 0.44 | 0.44 | 0.44 | 0.44 | 0.44 | 0.44 | 0.44 | 0.44 | 0.44 | 0.44 | 0.44 | 0.44 | 0.44 | 0.44 | 0.44 | 0.44
Arizona_Flow_Battery_48 | caiso-deliverability | East_Miguel_offpeak | Operational_New_Capacity_MW | Arizona_Flow_Battery_48 |  | -1 | -1 | -1 | -1 | -1 | -1 | -1 | -1 | -1 | -1 | -1 | -1 | -1 | -1 | -1 | -1 | -1 | -1 | -1 | -1 | -1 | -1 | -1 | -1 | -1 | -1 | -1 | -1 | -1 | -1 | -1
Arizona_Flow_Battery_55 | caiso-deliverability | East_Miguel_offpeak | Operational_New_Capacity_MW | Arizona_Flow_Battery_55 |  | -1 | -1 | -1 | -1 | -1 | -1 | -1 | -1 | -1 | -1 | -1 | -1 | -1 | -1 | -1 | -1 | -1 | -1 | -1 | -1 | -1 | -1 | -1 | -1 | -1 | -1 | -1 | -1 | -1 | -1 | -1
Arizona_Flow_Battery_90 | caiso-deliverability | East_Miguel_offpeak | Operational_New_Capacity_MW | Arizona_Flow_Battery_90 |  | -1 | -1 | -1 | -1 | -1 | -1 | -1 | -1 | -1 | -1 | -1 | -1 | -1 | -1 | -1 | -1 | -1 | -1 | -1 | -1 | -1 | -1 | -1 | -1 | -1 | -1 | -1 | -1 | -1 | -1 | -1
Greater_Imperial_Flow_Battery_107 | caiso-deliverability | East_Miguel_offpeak | Operational_New_Capacity_MW | Greater_Imperial_Flow_Battery_107 |  | -1 | -1 | -1 | -1 | -1 | -1 | -1 | -1 | -1 | -1 | -1 | -1 | -1 | -1 | -1 | -1 | -1 | -1 | -1 | -1 | -1 | -1 | -1 | -1 | -1 | -1 | -1 | -1 | -1 | -1 | -1
Greater_Imperial_Flow_Battery_133 | caiso-deliverability | East_Miguel_offpeak | Operational_New_Capacity_MW | Greater_Imperial_Flow_Battery_133 |  | -1 | -1 | -1 | -1 | -1 | -1 | -1 | -1 | -1 | -1 | -1 | -1 | -1 | -1 | -1 | -1 | -1 | -1 | -1 | -1 | -1 | -1 | -1 | -1 | -1 | -1 | -1 | -1 | -1 | -1 | -1
Arizona_Li_Battery_4hr_48 | caiso-deliverability | East_Miguel_offpeak | Operational_New_Capacity_MW | Arizona_Li_Battery_4hr_48 |  | -1 | -1 | -1 | -1 | -1 | -1 | -1 | -1 | -1 | -1 | -1 | -1 | -1 | -1 | -1 | -1 | -1 | -1 | -1 | -1 | -1 | -1 | -1 | -1 | -1 | -1 | -1 | -1 | -1 | -1 | -1
Arizona_Li_Battery_4hr_55 | caiso-deliverability | East_Miguel_offpeak | Operational_New_Capacity_MW | Arizona_Li_Battery_4hr_55 |  | -1 | -1 | -1 | -1 | -1 | -1 | -1 | -1 | -1 | -1 | -1 | -1 | -1 | -1 | -1 | -1 | -1 | -1 | -1 | -1 | -1 | -1 | -1 | -1 | -1 | -1 | -1 | -1 | -1 | -1 | -1
Arizona_Li_Battery_4hr_90 | caiso-deliverability | East_Miguel_offpeak | Operational_New_Capacity_MW | Arizona_Li_Battery_4hr_90 |  | -1 | -1 | -1 | -1 | -1 | -1 | -1 | -1 | -1 | -1 | -1 | -1 | -1 | -1 | -1 | -1 | -1 | -1 | -1 | -1 | -1 | -1 | -1 | -1 | -1 | -1 | -1 | -1 | -1 | -1 | -1
Greater_Imperial_Li_Battery_4hr_107 | caiso-deliverability | East_Miguel_offpeak | Operational_New_Capacity_MW | Greater_Imperial_Li_Battery_4hr_107 |  | -1 | -1 | -1 | -1 | -1 | -1 | -1 | -1 | -1 | -1 | -1 | -1 | -1 | -1 | -1 | -1 | -1 | -1 | -1 | -1 | -1 | -1 | -1 | -1 | -1 | -1 | -1 | -1 | -1 | -1 | -1
Greater_Imperial_Li_Battery_4hr_133 | caiso-deliverability | East_Miguel_offpeak | Operational_New_Capacity_MW | Greater_Imperial_Li_Battery_4hr_133 |  | -1 | -1 | -1 | -1 | -1 | -1 | -1 | -1 | -1 | -1 | -1 | -1 | -1 | -1 | -1 | -1 | -1 | -1 | -1 | -1 | -1 | -1 | -1 | -1 | -1 | -1 | -1 | -1 | -1 | -1 | -1
Arizona_Li_Battery_8hr_48 | caiso-deliverability | East_Miguel_offpeak | Operational_New_Capacity_MW | Arizona_Li_Battery_8hr_48 |  | -1 | -1 | -1 | -1 | -1 | -1 | -1 | -1 | -1 | -1 | -1 | -1 | -1 | -1 | -1 | -1 | -1 | -1 | -1 | -1 | -1 | -1 | -1 | -1 | -1 | -1 | -1 | -1 | -1 | -1 | -1
Arizona_Li_Battery_8hr_55 | caiso-deliverability | East_Miguel_offpeak | Operational_New_Capacity_MW | Arizona_Li_Battery_8hr_55 |  | -1 | -1 | -1 | -1 | -1 | -1 | -1 | -1 | -1 | -1 | -1 | -1 | -1 | -1 | -1 | -1 | -1 | -1 | -1 | -1 | -1 | -1 | -1 | -1 | -1 | -1 | -1 | -1 | -1 | -1 | -1
Arizona_Li_Battery_8hr_90 | caiso-deliverability | East_Miguel_offpeak | Operational_New_Capacity_MW | Arizona_Li_Battery_8hr_90 |  | -1 | -1 | -1 | -1 | -1 | -1 | -1 | -1 | -1 | -1 | -1 | -1 | -1 | -1 | -1 | -1 | -1 | -1 | -1 | -1 | -1 | -1 | -1 | -1 | -1 | -1 | -1 | -1 | -1 | -1 | -1
Greater_Imperial_Li_Battery_8hr_107 | caiso-deliverability | East_Miguel_offpeak | Operational_New_Capacity_MW | Greater_Imperial_Li_Battery_8hr_107 |  | -1 | -1 | -1 | -1 | -1 | -1 | -1 | -1 | -1 | -1 | -1 | -1 | -1 | -1 | -1 | -1 | -1 | -1 | -1 | -1 | -1 | -1 | -1 | -1 | -1 | -1 | -1 | -1 | -1 | -1 | -1
Greater_Imperial_Li_Battery_8hr_133 | caiso-deliverability | East_Miguel_offpeak | Operational_New_Capacity_MW | Greater_Imperial_Li_Battery_8hr_133 |  | -1 | -1 | -1 | -1 | -1 | -1 | -1 | -1 | -1 | -1 | -1 | -1 | -1 | -1 | -1 | -1 | -1 | -1 | -1 | -1 | -1 | -1 | -1 | -1 | -1 | -1 | -1 | -1 | -1 | -1 | -1
Greater_Imperial_Solar_107 | caiso-deliverability | East_Miguel_offpeak | Operational_New_Capacity_MW | Greater_Imperial_Solar_107 |  | 0.77 | 0.77 | 0.77 | 0.77 | 0.77 | 0.77 | 0.77 | 0.77 | 0.77 | 0.77 | 0.77 | 0.77 | 0.77 | 0.77 | 0.77 | 0.77 | 0.77 | 0.77 | 0.77 | 0.77 | 0.77 | 0.77 | 0.77 | 0.77 | 0.77 | 0.77 | 0.77 | 0.77 | 0.77 | 0.77 | 0.77
Greater_Imperial_Solar_133 | caiso-deliverability | East_Miguel_offpeak | Operational_New_Capacity_MW | Greater_Imperial_Solar_133 |  | 0.77 | 0.77 | 0.77 | 0.77 | 0.77 | 0.77 | 0.77 | 0.77 | 0.77 | 0.77 | 0.77 | 0.77 | 0.77 | 0.77 | 0.77 | 0.77 | 0.77 | 0.77 | 0.77 | 0.77 | 0.77 | 0.77 | 0.77 | 0.77 | 0.77 | 0.77 | 0.77 | 0.77 | 0.77 | 0.77 | 0.77
East_Miguel_group | caiso-deliverability | East_Miguel_offpeak | Operational_New_Capacity_MW | East_Miguel_group |  | -1.6578 | -1.6578 | -1.6578 | -1.6578 | -1.6578 | -1.6578 | -1.6578 | -1.6578 | -1.6578 | -1.6578 | -1.6578 | -1.6578 | -1.6578 | -1.6578 | -1.6578 | -1.6578 | -1.6578 | -1.6578 | -1.6578 | -1.6578 | -1.6578 | -1.6578 | -1.6578 | -1.6578 | -1.6578 | -1.6578 | -1.6578 | -1.6578 | -1.6578 | -1.6578 | -1.6578
Arizona_Solar_48 | caiso-deliverability | East_Miguel_SSN | Reliability_Capacity_In_Model_Year | System RA | Arizona_Solar_48 | 0.427 | 0.427 | 0.427 | 0.427 | 0.427 | 0.427 | 0.427 | 0.427 | 0.427 | 0.427 | 0.427 | 0.427 | 0.427 | 0.427 | 0.427 | 0.427 | 0.427 | 0.427 | 0.427 | 0.427 | 0.427 | 0.427 | 0.427 | 0.427 | 0.427 | 0.427 | 0.427 | 0.427 | 0.427 | 0.427 | 0.427
Arizona_Solar_55 | caiso-deliverability | East_Miguel_SSN | Reliability_Capacity_In_Model_Year | System RA | Arizona_Solar_55 | 0.427 | 0.427 | 0.427 | 0.427 | 0.427 | 0.427 | 0.427 | 0.427 | 0.427 | 0.427 | 0.427 | 0.427 | 0.427 | 0.427 | 0.427 | 0.427 | 0.427 | 0.427 | 0.427 | 0.427 | 0.427 | 0.427 | 0.427 | 0.427 | 0.427 | 0.427 | 0.427 | 0.427 | 0.427 | 0.427 | 0.427
Arizona_Solar_90 | caiso-deliverability | East_Miguel_SSN | Reliability_Capacity_In_Model_Year | System RA | Arizona_Solar_90 | 0.427 | 0.427 | 0.427 | 0.427 | 0.427 | 0.427 | 0.427 | 0.427 | 0.427 | 0.427 | 0.427 | 0.427 | 0.427 | 0.427 | 0.427 | 0.427 | 0.427 | 0.427 | 0.427 | 0.427 | 0.427 | 0.427 | 0.427 | 0.427 | 0.427 | 0.427 | 0.427 | 0.427 | 0.427 | 0.427 | 0.427
Baja_California_Wind_133 | caiso-deliverability | East_Miguel_SSN | Reliability_Capacity_In_Model_Year | System RA | Baja_California_Wind_133 | 0.112 | 0.112 | 0.112 | 0.112 | 0.112 | 0.112 | 0.112 | 0.112 | 0.112 | 0.112 | 0.112 | 0.112 | 0.112 | 0.112 | 0.112 | 0.112 | 0.112 | 0.112 | 0.112 | 0.112 | 0.112 | 0.112 | 0.112 | 0.112 | 0.112 | 0.112 | 0.112 | 0.112 | 0.112 | 0.112 | 0.112
Arizona_Flow_Battery_48 | caiso-deliverability | East_Miguel_SSN | Reliability_Capacity_In_Model_Year | System RA | Arizona_Flow_Battery_48 | 0.5 | 0.5 | 0.5 | 0.5 | 0.5 | 0.5 | 0.5 | 0.5 | 0.5 | 0.5 | 0.5 | 0.5 | 0.5 | 0.5 | 0.5 | 0.5 | 0.5 | 0.5 | 0.5 | 0.5 | 0.5 | 0.5 | 0.5 | 0.5 | 0.5 | 0.5 | 0.5 | 0.5 | 0.5 | 0.5 | 0.5
Arizona_Flow_Battery_55 | caiso-deliverability | East_Miguel_SSN | Reliability_Capacity_In_Model_Year | System RA | Arizona_Flow_Battery_55 | 0.5 | 0.5 | 0.5 | 0.5 | 0.5 | 0.5 | 0.5 | 0.5 | 0.5 | 0.5 | 0.5 | 0.5 | 0.5 | 0.5 | 0.5 | 0.5 | 0.5 | 0.5 | 0.5 | 0.5 | 0.5 | 0.5 | 0.5 | 0.5 | 0.5 | 0.5 | 0.5 | 0.5 | 0.5 | 0.5 | 0.5
Arizona_Flow_Battery_90 | caiso-deliverability | East_Miguel_SSN | Reliability_Capacity_In_Model_Year | System RA | Arizona_Flow_Battery_90 | 0.5 | 0.5 | 0.5 | 0.5 | 0.5 | 0.5 | 0.5 | 0.5 | 0.5 | 0.5 | 0.5 | 0.5 | 0.5 | 0.5 | 0.5 | 0.5 | 0.5 | 0.5 | 0.5 | 0.5 | 0.5 | 0.5 | 0.5 | 0.5 | 0.5 | 0.5 | 0.5 | 0.5 | 0.5 | 0.5 | 0.5
Greater_Imperial_Flow_Battery_107 | caiso-deliverability | East_Miguel_SSN | Reliability_Capacity_In_Model_Year | System RA | Greater_Imperial_Flow_Battery_107 | 0.5 | 0.5 | 0.5 | 0.5 | 0.5 | 0.5 | 0.5 | 0.5 | 0.5 | 0.5 | 0.5 | 0.5 | 0.5 | 0.5 | 0.5 | 0.5 | 0.5 | 0.5 | 0.5 | 0.5 | 0.5 | 0.5 | 0.5 | 0.5 | 0.5 | 0.5 | 0.5 | 0.5 | 0.5 | 0.5 | 0.5
Greater_Imperial_Flow_Battery_133 | caiso-deliverability | East_Miguel_SSN | Reliability_Capacity_In_Model_Year | System RA | Greater_Imperial_Flow_Battery_133 | 0.5 | 0.5 | 0.5 | 0.5 | 0.5 | 0.5 | 0.5 | 0.5 | 0.5 | 0.5 | 0.5 | 0.5 | 0.5 | 0.5 | 0.5 | 0.5 | 0.5 | 0.5 | 0.5 | 0.5 | 0.5 | 0.5 | 0.5 | 0.5 | 0.5 | 0.5 | 0.5 | 0.5 | 0.5 | 0.5 | 0.5
Arizona_Li_Battery_4hr_48 | caiso-deliverability | East_Miguel_SSN | Reliability_Capacity_In_Model_Year | System RA | Arizona_Li_Battery_4hr_48 | 0.5 | 0.5 | 0.5 | 0.5 | 0.5 | 0.5 | 0.5 | 0.5 | 0.5 | 0.5 | 0.5 | 0.5 | 0.5 | 0.5 | 0.5 | 0.5 | 0.5 | 0.5 | 0.5 | 0.5 | 0.5 | 0.5 | 0.5 | 0.5 | 0.5 | 0.5 | 0.5 | 0.5 | 0.5 | 0.5 | 0.5
Arizona_Li_Battery_4hr_55 | caiso-deliverability | East_Miguel_SSN | Reliability_Capacity_In_Model_Year | System RA | Arizona_Li_Battery_4hr_55 | 0.5 | 0.5 | 0.5 | 0.5 | 0.5 | 0.5 | 0.5 | 0.5 | 0.5 | 0.5 | 0.5 | 0.5 | 0.5 | 0.5 | 0.5 | 0.5 | 0.5 | 0.5 | 0.5 | 0.5 | 0.5 | 0.5 | 0.5 | 0.5 | 0.5 | 0.5 | 0.5 | 0.5 | 0.5 | 0.5 | 0.5
Arizona_Li_Battery_4hr_90 | caiso-deliverability | East_Miguel_SSN | Reliability_Capacity_In_Model_Year | System RA | Arizona_Li_Battery_4hr_90 | 0.5 | 0.5 | 0.5 | 0.5 | 0.5 | 0.5 | 0.5 | 0.5 | 0.5 | 0.5 | 0.5 | 0.5 | 0.5 | 0.5 | 0.5 | 0.5 | 0.5 | 0.5 | 0.5 | 0.5 | 0.5 | 0.5 | 0.5 | 0.5 | 0.5 | 0.5 | 0.5 | 0.5 | 0.5 | 0.5 | 0.5
Greater_Imperial_Li_Battery_4hr_107 | caiso-deliverability | East_Miguel_SSN | Reliability_Capacity_In_Model_Year | System RA | Greater_Imperial_Li_Battery_4hr_107 | 0.5 | 0.5 | 0.5 | 0.5 | 0.5 | 0.5 | 0.5 | 0.5 | 0.5 | 0.5 | 0.5 | 0.5 | 0.5 | 0.5 | 0.5 | 0.5 | 0.5 | 0.5 | 0.5 | 0.5 | 0.5 | 0.5 | 0.5 | 0.5 | 0.5 | 0.5 | 0.5 | 0.5 | 0.5 | 0.5 | 0.5
Greater_Imperial_Li_Battery_4hr_133 | caiso-deliverability | East_Miguel_SSN | Reliability_Capacity_In_Model_Year | System RA | Greater_Imperial_Li_Battery_4hr_133 | 0.5 | 0.5 | 0.5 | 0.5 | 0.5 | 0.5 | 0.5 | 0.5 | 0.5 | 0.5 | 0.5 | 0.5 | 0.5 | 0.5 | 0.5 | 0.5 | 0.5 | 0.5 | 0.5 | 0.5 | 0.5 | 0.5 | 0.5 | 0.5 | 0.5 | 0.5 | 0.5 | 0.5 | 0.5 | 0.5 | 0.5
Arizona_Li_Battery_8hr_48 | caiso-deliverability | East_Miguel_SSN | Reliability_Capacity_In_Model_Year | System RA | Arizona_Li_Battery_8hr_48 | 0.5 | 0.5 | 0.5 | 0.5 | 0.5 | 0.5 | 0.5 | 0.5 | 0.5 | 0.5 | 0.5 | 0.5 | 0.5 | 0.5 | 0.5 | 0.5 | 0.5 | 0.5 | 0.5 | 0.5 | 0.5 | 0.5 | 0.5 | 0.5 | 0.5 | 0.5 | 0.5 | 0.5 | 0.5 | 0.5 | 0.5
Arizona_Li_Battery_8hr_55 | caiso-deliverability | East_Miguel_SSN | Reliability_Capacity_In_Model_Year | System RA | Arizona_Li_Battery_8hr_55 | 0.5 | 0.5 | 0.5 | 0.5 | 0.5 | 0.5 | 0.5 | 0.5 | 0.5 | 0.5 | 0.5 | 0.5 | 0.5 | 0.5 | 0.5 | 0.5 | 0.5 | 0.5 | 0.5 | 0.5 | 0.5 | 0.5 | 0.5 | 0.5 | 0.5 | 0.5 | 0.5 | 0.5 | 0.5 | 0.5 | 0.5
Arizona_Li_Battery_8hr_90 | caiso-deliverability | East_Miguel_SSN | Reliability_Capacity_In_Model_Year | System RA | Arizona_Li_Battery_8hr_90 | 0.5 | 0.5 | 0.5 | 0.5 | 0.5 | 0.5 | 0.5 | 0.5 | 0.5 | 0.5 | 0.5 | 0.5 | 0.5 | 0.5 | 0.5 | 0.5 | 0.5 | 0.5 | 0.5 | 0.5 | 0.5 | 0.5 | 0.5 | 0.5 | 0.5 | 0.5 | 0.5 | 0.5 | 0.5 | 0.5 | 0.5
Greater_Imperial_Li_Battery_8hr_107 | caiso-deliverability | East_Miguel_SSN | Reliability_Capacity_In_Model_Year | System RA | Greater_Imperial_Li_Battery_8hr_107 | 0.5 | 0.5 | 0.5 | 0.5 | 0.5 | 0.5 | 0.5 | 0.5 | 0.5 | 0.5 | 0.5 | 0.5 | 0.5 | 0.5 | 0.5 | 0.5 | 0.5 | 0.5 | 0.5 | 0.5 | 0.5 | 0.5 | 0.5 | 0.5 | 0.5 | 0.5 | 0.5 | 0.5 | 0.5 | 0.5 | 0.5
Greater_Imperial_Li_Battery_8hr_133 | caiso-deliverability | East_Miguel_SSN | Reliability_Capacity_In_Model_Year | System RA | Greater_Imperial_Li_Battery_8hr_133 | 0.5 | 0.5 | 0.5 | 0.5 | 0.5 | 0.5 | 0.5 | 0.5 | 0.5 | 0.5 | 0.5 | 0.5 | 0.5 | 0.5 | 0.5 | 0.5 | 0.5 | 0.5 | 0.5 | 0.5 | 0.5 | 0.5 | 0.5 | 0.5 | 0.5 | 0.5 | 0.5 | 0.5 | 0.5 | 0.5 | 0.5
Greater_Imperial_Solar_107 | caiso-deliverability | East_Miguel_SSN | Reliability_Capacity_In_Model_Year | System RA | Greater_Imperial_Solar_107 | 0.427 | 0.427 | 0.427 | 0.427 | 0.427 | 0.427 | 0.427 | 0.427 | 0.427 | 0.427 | 0.427 | 0.427 | 0.427 | 0.427 | 0.427 | 0.427 | 0.427 | 0.427 | 0.427 | 0.427 | 0.427 | 0.427 | 0.427 | 0.427 | 0.427 | 0.427 | 0.427 | 0.427 | 0.427 | 0.427 | 0.427
Greater_Imperial_Solar_133 | caiso-deliverability | East_Miguel_SSN | Reliability_Capacity_In_Model_Year | System RA | Greater_Imperial_Solar_133 | 0.427 | 0.427 | 0.427 | 0.427 | 0.427 | 0.427 | 0.427 | 0.427 | 0.427 | 0.427 | 0.427 | 0.427 | 0.427 | 0.427 | 0.427 | 0.427 | 0.427 | 0.427 | 0.427 | 0.427 | 0.427 | 0.427 | 0.427 | 0.427 | 0.427 | 0.427 | 0.427 | 0.427 | 0.427 | 0.427 | 0.427
East_Miguel_group | caiso-deliverability | East_Miguel_SSN | Operational_New_Capacity_MW | East_Miguel_group |  | -1 | -1 | -1 | -1 | -1 | -1 | -1 | -1 | -1 | -1 | -1 | -1 | -1 | -1 | -1 | -1 | -1 | -1 | -1 | -1 | -1 | -1 | -1 | -1 | -1 | -1 | -1 | -1 | -1 | -1 | -1
Northern_California_Flow_Battery_29 | caiso-deliverability | Eastshore_San_Mateo_HSN | Reliability_Capacity_In_Model_Year | System RA | Northern_California_Flow_Battery_29 | 1 | 1 | 1 | 1 | 1 | 1 | 1 | 1 | 1 | 1 | 1 | 1 | 1 | 1 | 1 | 1 | 1 | 1 | 1 | 1 | 1 | 1 | 1 | 1 | 1 | 1 | 1 | 1 | 1 | 1 | 1
Northern_California_Li_Battery_4hr_29 | caiso-deliverability | Eastshore_San_Mateo_HSN | Reliability_Capacity_In_Model_Year | System RA | Northern_California_Li_Battery_4hr_29 | 1 | 1 | 1 | 1 | 1 | 1 | 1 | 1 | 1 | 1 | 1 | 1 | 1 | 1 | 1 | 1 | 1 | 1 | 1 | 1 | 1 | 1 | 1 | 1 | 1 | 1 | 1 | 1 | 1 | 1 | 1
Northern_California_Li_Battery_8hr_29 | caiso-deliverability | Eastshore_San_Mateo_HSN | Reliability_Capacity_In_Model_Year | System RA | Northern_California_Li_Battery_8hr_29 | 1 | 1 | 1 | 1 | 1 | 1 | 1 | 1 | 1 | 1 | 1 | 1 | 1 | 1 | 1 | 1 | 1 | 1 | 1 | 1 | 1 | 1 | 1 | 1 | 1 | 1 | 1 | 1 | 1 | 1 | 1
Northern_California_Solar_29 | caiso-deliverability | Eastshore_San_Mateo_HSN | Reliability_Capacity_In_Model_Year | System RA | Northern_California_Solar_29 | 0.1 | 0.1 | 0.1 | 0.1 | 0.1 | 0.1 | 0.1 | 0.1 | 0.1 | 0.1 | 0.1 | 0.1 | 0.1 | 0.1 | 0.1 | 0.1 | 0.1 | 0.1 | 0.1 | 0.1 | 0.1 | 0.1 | 0.1 | 0.1 | 0.1 | 0.1 | 0.1 | 0.1 | 0.1 | 0.1 | 0.1
Collinsville_500_group | caiso-deliverability | Eastshore_San_Mateo_HSN | Operational_New_Capacity_MW | Collinsville_500_group |  | -0.56033 | -0.56033 | -0.56033 | -0.56033 | -0.56033 | -0.56033 | -0.56033 | -0.56033 | -0.56033 | -0.56033 | -0.56033 | -0.56033 | -0.56033 | -0.56033 | -0.56033 | -0.56033 | -0.56033 | -0.56033 | -0.56033 | -0.56033 | -0.56033 | -0.56033 | -0.56033 | -0.56033 | -0.56033 | -0.56033 | -0.56033 | -0.56033 | -0.56033 | -0.56033 | -0.56033
Northern_California_Flow_Battery_29 | caiso-deliverability | Eastshore_San_Mateo_offpeak | Operational_New_Capacity_MW | Northern_California_Flow_Battery_29 |  | -1 | -1 | -1 | -1 | -1 | -1 | -1 | -1 | -1 | -1 | -1 | -1 | -1 | -1 | -1 | -1 | -1 | -1 | -1 | -1 | -1 | -1 | -1 | -1 | -1 | -1 | -1 | -1 | -1 | -1 | -1
Northern_California_Li_Battery_4hr_29 | caiso-deliverability | Eastshore_San_Mateo_offpeak | Operational_New_Capacity_MW | Northern_California_Li_Battery_4hr_29 |  | -1 | -1 | -1 | -1 | -1 | -1 | -1 | -1 | -1 | -1 | -1 | -1 | -1 | -1 | -1 | -1 | -1 | -1 | -1 | -1 | -1 | -1 | -1 | -1 | -1 | -1 | -1 | -1 | -1 | -1 | -1
Northern_California_Li_Battery_8hr_29 | caiso-deliverability | Eastshore_San_Mateo_offpeak | Operational_New_Capacity_MW | Northern_California_Li_Battery_8hr_29 |  | -1 | -1 | -1 | -1 | -1 | -1 | -1 | -1 | -1 | -1 | -1 | -1 | -1 | -1 | -1 | -1 | -1 | -1 | -1 | -1 | -1 | -1 | -1 | -1 | -1 | -1 | -1 | -1 | -1 | -1 | -1
Northern_California_Solar_29 | caiso-deliverability | Eastshore_San_Mateo_offpeak | Operational_New_Capacity_MW | Northern_California_Solar_29 |  | 0.68 | 0.68 | 0.68 | 0.68 | 0.68 | 0.68 | 0.68 | 0.68 | 0.68 | 0.68 | 0.68 | 0.68 | 0.68 | 0.68 | 0.68 | 0.68 | 0.68 | 0.68 | 0.68 | 0.68 | 0.68 | 0.68 | 0.68 | 0.68 | 0.68 | 0.68 | 0.68 | 0.68 | 0.68 | 0.68 | 0.68
Collinsville_500_group | caiso-deliverability | Eastshore_San_Mateo_offpeak | Operational_New_Capacity_MW | Collinsville_500_group |  | -0.56033 | -0.56033 | -0.56033 | -0.56033 | -0.56033 | -0.56033 | -0.56033 | -0.56033 | -0.56033 | -0.56033 | -0.56033 | -0.56033 | -0.56033 | -0.56033 | -0.56033 | -0.56033 | -0.56033 | -0.56033 | -0.56033 | -0.56033 | -0.56033 | -0.56033 | -0.56033 | -0.56033 | -0.56033 | -0.56033 | -0.56033 | -0.56033 | -0.56033 | -0.56033 | -0.56033
Northern_California_Flow_Battery_29 | caiso-deliverability | Eastshore_San_Mateo_SSN | Reliability_Capacity_In_Model_Year | System RA | Northern_California_Flow_Battery_29 | 0.5 | 0.5 | 0.5 | 0.5 | 0.5 | 0.5 | 0.5 | 0.5 | 0.5 | 0.5 | 0.5 | 0.5 | 0.5 | 0.5 | 0.5 | 0.5 | 0.5 | 0.5 | 0.5 | 0.5 | 0.5 | 0.5 | 0.5 | 0.5 | 0.5 | 0.5 | 0.5 | 0.5 | 0.5 | 0.5 | 0.5
Northern_California_Li_Battery_4hr_29 | caiso-deliverability | Eastshore_San_Mateo_SSN | Reliability_Capacity_In_Model_Year | System RA | Northern_California_Li_Battery_4hr_29 | 0.5 | 0.5 | 0.5 | 0.5 | 0.5 | 0.5 | 0.5 | 0.5 | 0.5 | 0.5 | 0.5 | 0.5 | 0.5 | 0.5 | 0.5 | 0.5 | 0.5 | 0.5 | 0.5 | 0.5 | 0.5 | 0.5 | 0.5 | 0.5 | 0.5 | 0.5 | 0.5 | 0.5 | 0.5 | 0.5 | 0.5
Northern_California_Li_Battery_8hr_29 | caiso-deliverability | Eastshore_San_Mateo_SSN | Reliability_Capacity_In_Model_Year | System RA | Northern_California_Li_Battery_8hr_29 | 0.5 | 0.5 | 0.5 | 0.5 | 0.5 | 0.5 | 0.5 | 0.5 | 0.5 | 0.5 | 0.5 | 0.5 | 0.5 | 0.5 | 0.5 | 0.5 | 0.5 | 0.5 | 0.5 | 0.5 | 0.5 | 0.5 | 0.5 | 0.5 | 0.5 | 0.5 | 0.5 | 0.5 | 0.5 | 0.5 | 0.5
Northern_California_Solar_29 | caiso-deliverability | Eastshore_San_Mateo_SSN | Reliability_Capacity_In_Model_Year | System RA | Northern_California_Solar_29 | 0.556 | 0.556 | 0.556 | 0.556 | 0.556 | 0.556 | 0.556 | 0.556 | 0.556 | 0.556 | 0.556 | 0.556 | 0.556 | 0.556 | 0.556 | 0.556 | 0.556 | 0.556 | 0.556 | 0.556 | 0.556 | 0.556 | 0.556 | 0.556 | 0.556 | 0.556 | 0.556 | 0.556 | 0.556 | 0.556 | 0.556
Collinsville_500_group | caiso-deliverability | Eastshore_San_Mateo_SSN | Operational_New_Capacity_MW | Collinsville_500_group |  | -0.56033 | -0.56033 | -0.56033 | -0.56033 | -0.56033 | -0.56033 | -0.56033 | -0.56033 | -0.56033 | -0.56033 | -0.56033 | -0.56033 | -0.56033 | -0.56033 | -0.56033 | -0.56033 | -0.56033 | -0.56033 | -0.56033 | -0.56033 | -0.56033 | -0.56033 | -0.56033 | -0.56033 | -0.56033 | -0.56033 | -0.56033 | -0.56033 | -0.56033 | -0.56033 | -0.56033
Northern_California_Flow_Battery_92 | caiso-deliverability | Eight_Mile_Tesla_HSN | Reliability_Capacity_In_Model_Year | System RA | Northern_California_Flow_Battery_92 | 1 | 1 | 1 | 1 | 1 | 1 | 1 | 1 | 1 | 1 | 1 | 1 | 1 | 1 | 1 | 1 | 1 | 1 | 1 | 1 | 1 | 1 | 1 | 1 | 1 | 1 | 1 | 1 | 1 | 1 | 1
Northern_California_Flow_Battery_114 | caiso-deliverability | Eight_Mile_Tesla_HSN | Reliability_Capacity_In_Model_Year | System RA | Northern_California_Flow_Battery_114 | 1 | 1 | 1 | 1 | 1 | 1 | 1 | 1 | 1 | 1 | 1 | 1 | 1 | 1 | 1 | 1 | 1 | 1 | 1 | 1 | 1 | 1 | 1 | 1 | 1 | 1 | 1 | 1 | 1 | 1 | 1
Northern_California_Flow_Battery_122 | caiso-deliverability | Eight_Mile_Tesla_HSN | Reliability_Capacity_In_Model_Year | System RA | Northern_California_Flow_Battery_122 | 1 | 1 | 1 | 1 | 1 | 1 | 1 | 1 | 1 | 1 | 1 | 1 | 1 | 1 | 1 | 1 | 1 | 1 | 1 | 1 | 1 | 1 | 1 | 1 | 1 | 1 | 1 | 1 | 1 | 1 | 1
Northern_California_Flow_Battery_138 | caiso-deliverability | Eight_Mile_Tesla_HSN | Reliability_Capacity_In_Model_Year | System RA | Northern_California_Flow_Battery_138 | 1 | 1 | 1 | 1 | 1 | 1 | 1 | 1 | 1 | 1 | 1 | 1 | 1 | 1 | 1 | 1 | 1 | 1 | 1 | 1 | 1 | 1 | 1 | 1 | 1 | 1 | 1 | 1 | 1 | 1 | 1
Northern_California_Flow_Battery_141 | caiso-deliverability | Eight_Mile_Tesla_HSN | Reliability_Capacity_In_Model_Year | System RA | Northern_California_Flow_Battery_141 | 1 | 1 | 1 | 1 | 1 | 1 | 1 | 1 | 1 | 1 | 1 | 1 | 1 | 1 | 1 | 1 | 1 | 1 | 1 | 1 | 1 | 1 | 1 | 1 | 1 | 1 | 1 | 1 | 1 | 1 | 1
Northern_California_Flow_Battery_144 | caiso-deliverability | Eight_Mile_Tesla_HSN | Reliability_Capacity_In_Model_Year | System RA | Northern_California_Flow_Battery_144 | 1 | 1 | 1 | 1 | 1 | 1 | 1 | 1 | 1 | 1 | 1 | 1 | 1 | 1 | 1 | 1 | 1 | 1 | 1 | 1 | 1 | 1 | 1 | 1 | 1 | 1 | 1 | 1 | 1 | 1 | 1
Northern_California_Flow_Battery_149 | caiso-deliverability | Eight_Mile_Tesla_HSN | Reliability_Capacity_In_Model_Year | System RA | Northern_California_Flow_Battery_149 | 1 | 1 | 1 | 1 | 1 | 1 | 1 | 1 | 1 | 1 | 1 | 1 | 1 | 1 | 1 | 1 | 1 | 1 | 1 | 1 | 1 | 1 | 1 | 1 | 1 | 1 | 1 | 1 | 1 | 1 | 1
Northern_California_Flow_Battery_157 | caiso-deliverability | Eight_Mile_Tesla_HSN | Reliability_Capacity_In_Model_Year | System RA | Northern_California_Flow_Battery_157 | 1 | 1 | 1 | 1 | 1 | 1 | 1 | 1 | 1 | 1 | 1 | 1 | 1 | 1 | 1 | 1 | 1 | 1 | 1 | 1 | 1 | 1 | 1 | 1 | 1 | 1 | 1 | 1 | 1 | 1 | 1
Northern_California_Flow_Battery_159 | caiso-deliverability | Eight_Mile_Tesla_HSN | Reliability_Capacity_In_Model_Year | System RA | Northern_California_Flow_Battery_159 | 1 | 1 | 1 | 1 | 1 | 1 | 1 | 1 | 1 | 1 | 1 | 1 | 1 | 1 | 1 | 1 | 1 | 1 | 1 | 1 | 1 | 1 | 1 | 1 | 1 | 1 | 1 | 1 | 1 | 1 | 1
Southern_PGAE_Flow_Battery_163 | caiso-deliverability | Eight_Mile_Tesla_HSN | Reliability_Capacity_In_Model_Year | System RA | Southern_PGAE_Flow_Battery_163 | 1 | 1 | 1 | 1 | 1 | 1 | 1 | 1 | 1 | 1 | 1 | 1 | 1 | 1 | 1 | 1 | 1 | 1 | 1 | 1 | 1 | 1 | 1 | 1 | 1 | 1 | 1 | 1 | 1 | 1 | 1
Northern_California_Flow_Battery_166 | caiso-deliverability | Eight_Mile_Tesla_HSN | Reliability_Capacity_In_Model_Year | System RA | Northern_California_Flow_Battery_166 | 1 | 1 | 1 | 1 | 1 | 1 | 1 | 1 | 1 | 1 | 1 | 1 | 1 | 1 | 1 | 1 | 1 | 1 | 1 | 1 | 1 | 1 | 1 | 1 | 1 | 1 | 1 | 1 | 1 | 1 | 1
Northern_California_Flow_Battery_172 | caiso-deliverability | Eight_Mile_Tesla_HSN | Reliability_Capacity_In_Model_Year | System RA | Northern_California_Flow_Battery_172 | 1 | 1 | 1 | 1 | 1 | 1 | 1 | 1 | 1 | 1 | 1 | 1 | 1 | 1 | 1 | 1 | 1 | 1 | 1 | 1 | 1 | 1 | 1 | 1 | 1 | 1 | 1 | 1 | 1 | 1 | 1
Northern_California_Flow_Battery_179 | caiso-deliverability | Eight_Mile_Tesla_HSN | Reliability_Capacity_In_Model_Year | System RA | Northern_California_Flow_Battery_179 | 1 | 1 | 1 | 1 | 1 | 1 | 1 | 1 | 1 | 1 | 1 | 1 | 1 | 1 | 1 | 1 | 1 | 1 | 1 | 1 | 1 | 1 | 1 | 1 | 1 | 1 | 1 | 1 | 1 | 1 | 1
Northern_California_Li_Battery_4hr_92 | caiso-deliverability | Eight_Mile_Tesla_HSN | Reliability_Capacity_In_Model_Year | System RA | Northern_California_Li_Battery_4hr_92 | 1 | 1 | 1 | 1 | 1 | 1 | 1 | 1 | 1 | 1 | 1 | 1 | 1 | 1 | 1 | 1 | 1 | 1 | 1 | 1 | 1 | 1 | 1 | 1 | 1 | 1 | 1 | 1 | 1 | 1 | 1
Northern_California_Li_Battery_4hr_114 | caiso-deliverability | Eight_Mile_Tesla_HSN | Reliability_Capacity_In_Model_Year | System RA | Northern_California_Li_Battery_4hr_114 | 1 | 1 | 1 | 1 | 1 | 1 | 1 | 1 | 1 | 1 | 1 | 1 | 1 | 1 | 1 | 1 | 1 | 1 | 1 | 1 | 1 | 1 | 1 | 1 | 1 | 1 | 1 | 1 | 1 | 1 | 1
Northern_California_Li_Battery_4hr_122 | caiso-deliverability | Eight_Mile_Tesla_HSN | Reliability_Capacity_In_Model_Year | System RA | Northern_California_Li_Battery_4hr_122 | 1 | 1 | 1 | 1 | 1 | 1 | 1 | 1 | 1 | 1 | 1 | 1 | 1 | 1 | 1 | 1 | 1 | 1 | 1 | 1 | 1 | 1 | 1 | 1 | 1 | 1 | 1 | 1 | 1 | 1 | 1
Northern_California_Li_Battery_4hr_138 | caiso-deliverability | Eight_Mile_Tesla_HSN | Reliability_Capacity_In_Model_Year | System RA | Northern_California_Li_Battery_4hr_138 | 1 | 1 | 1 | 1 | 1 | 1 | 1 | 1 | 1 | 1 | 1 | 1 | 1 | 1 | 1 | 1 | 1 | 1 | 1 | 1 | 1 | 1 | 1 | 1 | 1 | 1 | 1 | 1 | 1 | 1 | 1
Northern_California_Li_Battery_4hr_141 | caiso-deliverability | Eight_Mile_Tesla_HSN | Reliability_Capacity_In_Model_Year | System RA | Northern_California_Li_Battery_4hr_141 | 1 | 1 | 1 | 1 | 1 | 1 | 1 | 1 | 1 | 1 | 1 | 1 | 1 | 1 | 1 | 1 | 1 | 1 | 1 | 1 | 1 | 1 | 1 | 1 | 1 | 1 | 1 | 1 | 1 | 1 | 1
Northern_California_Li_Battery_4hr_144 | caiso-deliverability | Eight_Mile_Tesla_HSN | Reliability_Capacity_In_Model_Year | System RA | Northern_California_Li_Battery_4hr_144 | 1 | 1 | 1 | 1 | 1 | 1 | 1 | 1 | 1 | 1 | 1 | 1 | 1 | 1 | 1 | 1 | 1 | 1 | 1 | 1 | 1 | 1 | 1 | 1 | 1 | 1 | 1 | 1 | 1 | 1 | 1
Northern_California_Li_Battery_4hr_149 | caiso-deliverability | Eight_Mile_Tesla_HSN | Reliability_Capacity_In_Model_Year | System RA | Northern_California_Li_Battery_4hr_149 | 1 | 1 | 1 | 1 | 1 | 1 | 1 | 1 | 1 | 1 | 1 | 1 | 1 | 1 | 1 | 1 | 1 | 1 | 1 | 1 | 1 | 1 | 1 | 1 | 1 | 1 | 1 | 1 | 1 | 1 | 1
Northern_California_Li_Battery_4hr_157 | caiso-deliverability | Eight_Mile_Tesla_HSN | Reliability_Capacity_In_Model_Year | System RA | Northern_California_Li_Battery_4hr_157 | 1 | 1 | 1 | 1 | 1 | 1 | 1 | 1 | 1 | 1 | 1 | 1 | 1 | 1 | 1 | 1 | 1 | 1 | 1 | 1 | 1 | 1 | 1 | 1 | 1 | 1 | 1 | 1 | 1 | 1 | 1
Northern_California_Li_Battery_4hr_159 | caiso-deliverability | Eight_Mile_Tesla_HSN | Reliability_Capacity_In_Model_Year | System RA | Northern_California_Li_Battery_4hr_159 | 1 | 1 | 1 | 1 | 1 | 1 | 1 | 1 | 1 | 1 | 1 | 1 | 1 | 1 | 1 | 1 | 1 | 1 | 1 | 1 | 1 | 1 | 1 | 1 | 1 | 1 | 1 | 1 | 1 | 1 | 1
Southern_PGAE_Li_Battery_4hr_163 | caiso-deliverability | Eight_Mile_Tesla_HSN | Reliability_Capacity_In_Model_Year | System RA | Southern_PGAE_Li_Battery_4hr_163 | 1 | 1 | 1 | 1 | 1 | 1 | 1 | 1 | 1 | 1 | 1 | 1 | 1 | 1 | 1 | 1 | 1 | 1 | 1 | 1 | 1 | 1 | 1 | 1 | 1 | 1 | 1 | 1 | 1 | 1 | 1
Northern_California_Li_Battery_4hr_166 | caiso-deliverability | Eight_Mile_Tesla_HSN | Reliability_Capacity_In_Model_Year | System RA | Northern_California_Li_Battery_4hr_166 | 1 | 1 | 1 | 1 | 1 | 1 | 1 | 1 | 1 | 1 | 1 | 1 | 1 | 1 | 1 | 1 | 1 | 1 | 1 | 1 | 1 | 1 | 1 | 1 | 1 | 1 | 1 | 1 | 1 | 1 | 1
Northern_California_Li_Battery_4hr_172 | caiso-deliverability | Eight_Mile_Tesla_HSN | Reliability_Capacity_In_Model_Year | System RA | Northern_California_Li_Battery_4hr_172 | 1 | 1 | 1 | 1 | 1 | 1 | 1 | 1 | 1 | 1 | 1 | 1 | 1 | 1 | 1 | 1 | 1 | 1 | 1 | 1 | 1 | 1 | 1 | 1 | 1 | 1 | 1 | 1 | 1 | 1 | 1
Northern_California_Li_Battery_4hr_179 | caiso-deliverability | Eight_Mile_Tesla_HSN | Reliability_Capacity_In_Model_Year | System RA | Northern_California_Li_Battery_4hr_179 | 1 | 1 | 1 | 1 | 1 | 1 | 1 | 1 | 1 | 1 | 1 | 1 | 1 | 1 | 1 | 1 | 1 | 1 | 1 | 1 | 1 | 1 | 1 | 1 | 1 | 1 | 1 | 1 | 1 | 1 | 1
Northern_California_Li_Battery_8hr_92 | caiso-deliverability | Eight_Mile_Tesla_HSN | Reliability_Capacity_In_Model_Year | System RA | Northern_California_Li_Battery_8hr_92 | 1 | 1 | 1 | 1 | 1 | 1 | 1 | 1 | 1 | 1 | 1 | 1 | 1 | 1 | 1 | 1 | 1 | 1 | 1 | 1 | 1 | 1 | 1 | 1 | 1 | 1 | 1 | 1 | 1 | 1 | 1
Northern_California_Li_Battery_8hr_114 | caiso-deliverability | Eight_Mile_Tesla_HSN | Reliability_Capacity_In_Model_Year | System RA | Northern_California_Li_Battery_8hr_114 | 1 | 1 | 1 | 1 | 1 | 1 | 1 | 1 | 1 | 1 | 1 | 1 | 1 | 1 | 1 | 1 | 1 | 1 | 1 | 1 | 1 | 1 | 1 | 1 | 1 | 1 | 1 | 1 | 1 | 1 | 1
Northern_California_Li_Battery_8hr_122 | caiso-deliverability | Eight_Mile_Tesla_HSN | Reliability_Capacity_In_Model_Year | System RA | Northern_California_Li_Battery_8hr_122 | 1 | 1 | 1 | 1 | 1 | 1 | 1 | 1 | 1 | 1 | 1 | 1 | 1 | 1 | 1 | 1 | 1 | 1 | 1 | 1 | 1 | 1 | 1 | 1 | 1 | 1 | 1 | 1 | 1 | 1 | 1
Northern_California_Li_Battery_8hr_138 | caiso-deliverability | Eight_Mile_Tesla_HSN | Reliability_Capacity_In_Model_Year | System RA | Northern_California_Li_Battery_8hr_138 | 1 | 1 | 1 | 1 | 1 | 1 | 1 | 1 | 1 | 1 | 1 | 1 | 1 | 1 | 1 | 1 | 1 | 1 | 1 | 1 | 1 | 1 | 1 | 1 | 1 | 1 | 1 | 1 | 1 | 1 | 1
Northern_California_Li_Battery_8hr_141 | caiso-deliverability | Eight_Mile_Tesla_HSN | Reliability_Capacity_In_Model_Year | System RA | Northern_California_Li_Battery_8hr_141 | 1 | 1 | 1 | 1 | 1 | 1 | 1 | 1 | 1 | 1 | 1 | 1 | 1 | 1 | 1 | 1 | 1 | 1 | 1 | 1 | 1 | 1 | 1 | 1 | 1 | 1 | 1 | 1 | 1 | 1 | 1
Northern_California_Li_Battery_8hr_144 | caiso-deliverability | Eight_Mile_Tesla_HSN | Reliability_Capacity_In_Model_Year | System RA | Northern_California_Li_Battery_8hr_144 | 1 | 1 | 1 | 1 | 1 | 1 | 1 | 1 | 1 | 1 | 1 | 1 | 1 | 1 | 1 | 1 | 1 | 1 | 1 | 1 | 1 | 1 | 1 | 1 | 1 | 1 | 1 | 1 | 1 | 1 | 1
Northern_California_Li_Battery_8hr_149 | caiso-deliverability | Eight_Mile_Tesla_HSN | Reliability_Capacity_In_Model_Year | System RA | Northern_California_Li_Battery_8hr_149 | 1 | 1 | 1 | 1 | 1 | 1 | 1 | 1 | 1 | 1 | 1 | 1 | 1 | 1 | 1 | 1 | 1 | 1 | 1 | 1 | 1 | 1 | 1 | 1 | 1 | 1 | 1 | 1 | 1 | 1 | 1
Northern_California_Li_Battery_8hr_157 | caiso-deliverability | Eight_Mile_Tesla_HSN | Reliability_Capacity_In_Model_Year | System RA | Northern_California_Li_Battery_8hr_157 | 1 | 1 | 1 | 1 | 1 | 1 | 1 | 1 | 1 | 1 | 1 | 1 | 1 | 1 | 1 | 1 | 1 | 1 | 1 | 1 | 1 | 1 | 1 | 1 | 1 | 1 | 1 | 1 | 1 | 1 | 1
Northern_California_Li_Battery_8hr_159 | caiso-deliverability | Eight_Mile_Tesla_HSN | Reliability_Capacity_In_Model_Year | System RA | Northern_California_Li_Battery_8hr_159 | 1 | 1 | 1 | 1 | 1 | 1 | 1 | 1 | 1 | 1 | 1 | 1 | 1 | 1 | 1 | 1 | 1 | 1 | 1 | 1 | 1 | 1 | 1 | 1 | 1 | 1 | 1 | 1 | 1 | 1 | 1
Southern_PGAE_Li_Battery_8hr_163 | caiso-deliverability | Eight_Mile_Tesla_HSN | Reliability_Capacity_In_Model_Year | System RA | Southern_PGAE_Li_Battery_8hr_163 | 1 | 1 | 1 | 1 | 1 | 1 | 1 | 1 | 1 | 1 | 1 | 1 | 1 | 1 | 1 | 1 | 1 | 1 | 1 | 1 | 1 | 1 | 1 | 1 | 1 | 1 | 1 | 1 | 1 | 1 | 1
Northern_California_Li_Battery_8hr_166 | caiso-deliverability | Eight_Mile_Tesla_HSN | Reliability_Capacity_In_Model_Year | System RA | Northern_California_Li_Battery_8hr_166 | 1 | 1 | 1 | 1 | 1 | 1 | 1 | 1 | 1 | 1 | 1 | 1 | 1 | 1 | 1 | 1 | 1 | 1 | 1 | 1 | 1 | 1 | 1 | 1 | 1 | 1 | 1 | 1 | 1 | 1 | 1
Northern_California_Li_Battery_8hr_172 | caiso-deliverability | Eight_Mile_Tesla_HSN | Reliability_Capacity_In_Model_Year | System RA | Northern_California_Li_Battery_8hr_172 | 1 | 1 | 1 | 1 | 1 | 1 | 1 | 1 | 1 | 1 | 1 | 1 | 1 | 1 | 1 | 1 | 1 | 1 | 1 | 1 | 1 | 1 | 1 | 1 | 1 | 1 | 1 | 1 | 1 | 1 | 1
Northern_California_Li_Battery_8hr_179 | caiso-deliverability | Eight_Mile_Tesla_HSN | Reliability_Capacity_In_Model_Year | System RA | Northern_California_Li_Battery_8hr_179 | 1 | 1 | 1 | 1 | 1 | 1 | 1 | 1 | 1 | 1 | 1 | 1 | 1 | 1 | 1 | 1 | 1 | 1 | 1 | 1 | 1 | 1 | 1 | 1 | 1 | 1 | 1 | 1 | 1 | 1 | 1
Northern_California_Solar_92 | caiso-deliverability | Eight_Mile_Tesla_HSN | Reliability_Capacity_In_Model_Year | System RA | Northern_California_Solar_92 | 0.1 | 0.1 | 0.1 | 0.1 | 0.1 | 0.1 | 0.1 | 0.1 | 0.1 | 0.1 | 0.1 | 0.1 | 0.1 | 0.1 | 0.1 | 0.1 | 0.1 | 0.1 | 0.1 | 0.1 | 0.1 | 0.1 | 0.1 | 0.1 | 0.1 | 0.1 | 0.1 | 0.1 | 0.1 | 0.1 | 0.1
Northern_California_Solar_114 | caiso-deliverability | Eight_Mile_Tesla_HSN | Reliability_Capacity_In_Model_Year | System RA | Northern_California_Solar_114 | 0.1 | 0.1 | 0.1 | 0.1 | 0.1 | 0.1 | 0.1 | 0.1 | 0.1 | 0.1 | 0.1 | 0.1 | 0.1 | 0.1 | 0.1 | 0.1 | 0.1 | 0.1 | 0.1 | 0.1 | 0.1 | 0.1 | 0.1 | 0.1 | 0.1 | 0.1 | 0.1 | 0.1 | 0.1 | 0.1 | 0.1
Northern_California_Solar_122 | caiso-deliverability | Eight_Mile_Tesla_HSN | Reliability_Capacity_In_Model_Year | System RA | Northern_California_Solar_122 | 0.1 | 0.1 | 0.1 | 0.1 | 0.1 | 0.1 | 0.1 | 0.1 | 0.1 | 0.1 | 0.1 | 0.1 | 0.1 | 0.1 | 0.1 | 0.1 | 0.1 | 0.1 | 0.1 | 0.1 | 0.1 | 0.1 | 0.1 | 0.1 | 0.1 | 0.1 | 0.1 | 0.1 | 0.1 | 0.1 | 0.1
Northern_California_Solar_138 | caiso-deliverability | Eight_Mile_Tesla_HSN | Reliability_Capacity_In_Model_Year | System RA | Northern_California_Solar_138 | 0.1 | 0.1 | 0.1 | 0.1 | 0.1 | 0.1 | 0.1 | 0.1 | 0.1 | 0.1 | 0.1 | 0.1 | 0.1 | 0.1 | 0.1 | 0.1 | 0.1 | 0.1 | 0.1 | 0.1 | 0.1 | 0.1 | 0.1 | 0.1 | 0.1 | 0.1 | 0.1 | 0.1 | 0.1 | 0.1 | 0.1
Northern_California_Solar_141 | caiso-deliverability | Eight_Mile_Tesla_HSN | Reliability_Capacity_In_Model_Year | System RA | Northern_California_Solar_141 | 0.1 | 0.1 | 0.1 | 0.1 | 0.1 | 0.1 | 0.1 | 0.1 | 0.1 | 0.1 | 0.1 | 0.1 | 0.1 | 0.1 | 0.1 | 0.1 | 0.1 | 0.1 | 0.1 | 0.1 | 0.1 | 0.1 | 0.1 | 0.1 | 0.1 | 0.1 | 0.1 | 0.1 | 0.1 | 0.1 | 0.1
Northern_California_Solar_144 | caiso-deliverability | Eight_Mile_Tesla_HSN | Reliability_Capacity_In_Model_Year | System RA | Northern_California_Solar_144 | 0.1 | 0.1 | 0.1 | 0.1 | 0.1 | 0.1 | 0.1 | 0.1 | 0.1 | 0.1 | 0.1 | 0.1 | 0.1 | 0.1 | 0.1 | 0.1 | 0.1 | 0.1 | 0.1 | 0.1 | 0.1 | 0.1 | 0.1 | 0.1 | 0.1 | 0.1 | 0.1 | 0.1 | 0.1 | 0.1 | 0.1
Northern_California_Solar_149 | caiso-deliverability | Eight_Mile_Tesla_HSN | Reliability_Capacity_In_Model_Year | System RA | Northern_California_Solar_149 | 0.1 | 0.1 | 0.1 | 0.1 | 0.1 | 0.1 | 0.1 | 0.1 | 0.1 | 0.1 | 0.1 | 0.1 | 0.1 | 0.1 | 0.1 | 0.1 | 0.1 | 0.1 | 0.1 | 0.1 | 0.1 | 0.1 | 0.1 | 0.1 | 0.1 | 0.1 | 0.1 | 0.1 | 0.1 | 0.1 | 0.1
Northern_California_Solar_157 | caiso-deliverability | Eight_Mile_Tesla_HSN | Reliability_Capacity_In_Model_Year | System RA | Northern_California_Solar_157 | 0.1 | 0.1 | 0.1 | 0.1 | 0.1 | 0.1 | 0.1 | 0.1 | 0.1 | 0.1 | 0.1 | 0.1 | 0.1 | 0.1 | 0.1 | 0.1 | 0.1 | 0.1 | 0.1 | 0.1 | 0.1 | 0.1 | 0.1 | 0.1 | 0.1 | 0.1 | 0.1 | 0.1 | 0.1 | 0.1 | 0.1
Northern_California_Solar_159 | caiso-deliverability | Eight_Mile_Tesla_HSN | Reliability_Capacity_In_Model_Year | System RA | Northern_California_Solar_159 | 0.1 | 0.1 | 0.1 | 0.1 | 0.1 | 0.1 | 0.1 | 0.1 | 0.1 | 0.1 | 0.1 | 0.1 | 0.1 | 0.1 | 0.1 | 0.1 | 0.1 | 0.1 | 0.1 | 0.1 | 0.1 | 0.1 | 0.1 | 0.1 | 0.1 | 0.1 | 0.1 | 0.1 | 0.1 | 0.1 | 0.1
Northern_California_Solar_166 | caiso-deliverability | Eight_Mile_Tesla_HSN | Reliability_Capacity_In_Model_Year | System RA | Northern_California_Solar_166 | 0.1 | 0.1 | 0.1 | 0.1 | 0.1 | 0.1 | 0.1 | 0.1 | 0.1 | 0.1 | 0.1 | 0.1 | 0.1 | 0.1 | 0.1 | 0.1 | 0.1 | 0.1 | 0.1 | 0.1 | 0.1 | 0.1 | 0.1 | 0.1 | 0.1 | 0.1 | 0.1 | 0.1 | 0.1 | 0.1 | 0.1
Northern_California_Solar_172 | caiso-deliverability | Eight_Mile_Tesla_HSN | Reliability_Capacity_In_Model_Year | System RA | Northern_California_Solar_172 | 0.1 | 0.1 | 0.1 | 0.1 | 0.1 | 0.1 | 0.1 | 0.1 | 0.1 | 0.1 | 0.1 | 0.1 | 0.1 | 0.1 | 0.1 | 0.1 | 0.1 | 0.1 | 0.1 | 0.1 | 0.1 | 0.1 | 0.1 | 0.1 | 0.1 | 0.1 | 0.1 | 0.1 | 0.1 | 0.1 | 0.1
Northern_California_Solar_179 | caiso-deliverability | Eight_Mile_Tesla_HSN | Reliability_Capacity_In_Model_Year | System RA | Northern_California_Solar_179 | 0.1 | 0.1 | 0.1 | 0.1 | 0.1 | 0.1 | 0.1 | 0.1 | 0.1 | 0.1 | 0.1 | 0.1 | 0.1 | 0.1 | 0.1 | 0.1 | 0.1 | 0.1 | 0.1 | 0.1 | 0.1 | 0.1 | 0.1 | 0.1 | 0.1 | 0.1 | 0.1 | 0.1 | 0.1 | 0.1 | 0.1
Northern_California_Wind_159 | caiso-deliverability | Eight_Mile_Tesla_HSN | Reliability_Capacity_In_Model_Year | System RA | Northern_California_Wind_159 | 0.665 | 0.665 | 0.665 | 0.665 | 0.665 | 0.665 | 0.665 | 0.665 | 0.665 | 0.665 | 0.665 | 0.665 | 0.665 | 0.665 | 0.665 | 0.665 | 0.665 | 0.665 | 0.665 | 0.665 | 0.665 | 0.665 | 0.665 | 0.665 | 0.665 | 0.665 | 0.665 | 0.665 | 0.665 | 0.665 | 0.665
Solano_Wind_122 | caiso-deliverability | Eight_Mile_Tesla_HSN | Reliability_Capacity_In_Model_Year | System RA | Solano_Wind_122 | 0.665 | 0.665 | 0.665 | 0.665 | 0.665 | 0.665 | 0.665 | 0.665 | 0.665 | 0.665 | 0.665 | 0.665 | 0.665 | 0.665 | 0.665 | 0.665 | 0.665 | 0.665 | 0.665 | 0.665 | 0.665 | 0.665 | 0.665 | 0.665 | 0.665 | 0.665 | 0.665 | 0.665 | 0.665 | 0.665 | 0.665
Southern_PGAE_Solar_163 | caiso-deliverability | Eight_Mile_Tesla_HSN | Reliability_Capacity_In_Model_Year | System RA | Southern_PGAE_Solar_163 | 0.1 | 0.1 | 0.1 | 0.1 | 0.1 | 0.1 | 0.1 | 0.1 | 0.1 | 0.1 | 0.1 | 0.1 | 0.1 | 0.1 | 0.1 | 0.1 | 0.1 | 0.1 | 0.1 | 0.1 | 0.1 | 0.1 | 0.1 | 0.1 | 0.1 | 0.1 | 0.1 | 0.1 | 0.1 | 0.1 | 0.1
Nikola_group | caiso-deliverability | Eight_Mile_Tesla_HSN | Operational_New_Capacity_MW | Nikola_group |  | -0.12988 | -0.12988 | -0.12988 | -0.12988 | -0.12988 | -0.12988 | -0.12988 | -0.12988 | -0.12988 | -0.12988 | -0.12988 | -0.12988 | -0.12988 | -0.12988 | -0.12988 | -0.12988 | -0.12988 | -0.12988 | -0.12988 | -0.12988 | -0.12988 | -0.12988 | -0.12988 | -0.12988 | -0.12988 | -0.12988 | -0.12988 | -0.12988 | -0.12988 | -0.12988 | -0.12988
Northern_California_Flow_Battery_92 | caiso-deliverability | Eight_Mile_Tesla_offpeak | Operational_New_Capacity_MW | Northern_California_Flow_Battery_92 |  | -1 | -1 | -1 | -1 | -1 | -1 | -1 | -1 | -1 | -1 | -1 | -1 | -1 | -1 | -1 | -1 | -1 | -1 | -1 | -1 | -1 | -1 | -1 | -1 | -1 | -1 | -1 | -1 | -1 | -1 | -1
Northern_California_Flow_Battery_114 | caiso-deliverability | Eight_Mile_Tesla_offpeak | Operational_New_Capacity_MW | Northern_California_Flow_Battery_114 |  | -1 | -1 | -1 | -1 | -1 | -1 | -1 | -1 | -1 | -1 | -1 | -1 | -1 | -1 | -1 | -1 | -1 | -1 | -1 | -1 | -1 | -1 | -1 | -1 | -1 | -1 | -1 | -1 | -1 | -1 | -1
Northern_California_Flow_Battery_122 | caiso-deliverability | Eight_Mile_Tesla_offpeak | Operational_New_Capacity_MW | Northern_California_Flow_Battery_122 |  | -1 | -1 | -1 | -1 | -1 | -1 | -1 | -1 | -1 | -1 | -1 | -1 | -1 | -1 | -1 | -1 | -1 | -1 | -1 | -1 | -1 | -1 | -1 | -1 | -1 | -1 | -1 | -1 | -1 | -1 | -1
Northern_California_Flow_Battery_138 | caiso-deliverability | Eight_Mile_Tesla_offpeak | Operational_New_Capacity_MW | Northern_California_Flow_Battery_138 |  | -1 | -1 | -1 | -1 | -1 | -1 | -1 | -1 | -1 | -1 | -1 | -1 | -1 | -1 | -1 | -1 | -1 | -1 | -1 | -1 | -1 | -1 | -1 | -1 | -1 | -1 | -1 | -1 | -1 | -1 | -1
Northern_California_Flow_Battery_141 | caiso-deliverability | Eight_Mile_Tesla_offpeak | Operational_New_Capacity_MW | Northern_California_Flow_Battery_141 |  | -1 | -1 | -1 | -1 | -1 | -1 | -1 | -1 | -1 | -1 | -1 | -1 | -1 | -1 | -1 | -1 | -1 | -1 | -1 | -1 | -1 | -1 | -1 | -1 | -1 | -1 | -1 | -1 | -1 | -1 | -1
Northern_California_Flow_Battery_144 | caiso-deliverability | Eight_Mile_Tesla_offpeak | Operational_New_Capacity_MW | Northern_California_Flow_Battery_144 |  | -1 | -1 | -1 | -1 | -1 | -1 | -1 | -1 | -1 | -1 | -1 | -1 | -1 | -1 | -1 | -1 | -1 | -1 | -1 | -1 | -1 | -1 | -1 | -1 | -1 | -1 | -1 | -1 | -1 | -1 | -1
Northern_California_Flow_Battery_149 | caiso-deliverability | Eight_Mile_Tesla_offpeak | Operational_New_Capacity_MW | Northern_California_Flow_Battery_149 |  | -1 | -1 | -1 | -1 | -1 | -1 | -1 | -1 | -1 | -1 | -1 | -1 | -1 | -1 | -1 | -1 | -1 | -1 | -1 | -1 | -1 | -1 | -1 | -1 | -1 | -1 | -1 | -1 | -1 | -1 | -1
Northern_California_Flow_Battery_157 | caiso-deliverability | Eight_Mile_Tesla_offpeak | Operational_New_Capacity_MW | Northern_California_Flow_Battery_157 |  | -1 | -1 | -1 | -1 | -1 | -1 | -1 | -1 | -1 | -1 | -1 | -1 | -1 | -1 | -1 | -1 | -1 | -1 | -1 | -1 | -1 | -1 | -1 | -1 | -1 | -1 | -1 | -1 | -1 | -1 | -1
Northern_California_Flow_Battery_159 | caiso-deliverability | Eight_Mile_Tesla_offpeak | Operational_New_Capacity_MW | Northern_California_Flow_Battery_159 |  | -1 | -1 | -1 | -1 | -1 | -1 | -1 | -1 | -1 | -1 | -1 | -1 | -1 | -1 | -1 | -1 | -1 | -1 | -1 | -1 | -1 | -1 | -1 | -1 | -1 | -1 | -1 | -1 | -1 | -1 | -1
Southern_PGAE_Flow_Battery_163 | caiso-deliverability | Eight_Mile_Tesla_offpeak | Operational_New_Capacity_MW | Southern_PGAE_Flow_Battery_163 |  | -1 | -1 | -1 | -1 | -1 | -1 | -1 | -1 | -1 | -1 | -1 | -1 | -1 | -1 | -1 | -1 | -1 | -1 | -1 | -1 | -1 | -1 | -1 | -1 | -1 | -1 | -1 | -1 | -1 | -1 | -1
Northern_California_Flow_Battery_166 | caiso-deliverability | Eight_Mile_Tesla_offpeak | Operational_New_Capacity_MW | Northern_California_Flow_Battery_166 |  | -1 | -1 | -1 | -1 | -1 | -1 | -1 | -1 | -1 | -1 | -1 | -1 | -1 | -1 | -1 | -1 | -1 | -1 | -1 | -1 | -1 | -1 | -1 | -1 | -1 | -1 | -1 | -1 | -1 | -1 | -1
Northern_California_Flow_Battery_172 | caiso-deliverability | Eight_Mile_Tesla_offpeak | Operational_New_Capacity_MW | Northern_California_Flow_Battery_172 |  | -1 | -1 | -1 | -1 | -1 | -1 | -1 | -1 | -1 | -1 | -1 | -1 | -1 | -1 | -1 | -1 | -1 | -1 | -1 | -1 | -1 | -1 | -1 | -1 | -1 | -1 | -1 | -1 | -1 | -1 | -1
Northern_California_Flow_Battery_179 | caiso-deliverability | Eight_Mile_Tesla_offpeak | Operational_New_Capacity_MW | Northern_California_Flow_Battery_179 |  | -1 | -1 | -1 | -1 | -1 | -1 | -1 | -1 | -1 | -1 | -1 | -1 | -1 | -1 | -1 | -1 | -1 | -1 | -1 | -1 | -1 | -1 | -1 | -1 | -1 | -1 | -1 | -1 | -1 | -1 | -1
Northern_California_Li_Battery_4hr_92 | caiso-deliverability | Eight_Mile_Tesla_offpeak | Operational_New_Capacity_MW | Northern_California_Li_Battery_4hr_92 |  | -1 | -1 | -1 | -1 | -1 | -1 | -1 | -1 | -1 | -1 | -1 | -1 | -1 | -1 | -1 | -1 | -1 | -1 | -1 | -1 | -1 | -1 | -1 | -1 | -1 | -1 | -1 | -1 | -1 | -1 | -1
Northern_California_Li_Battery_4hr_114 | caiso-deliverability | Eight_Mile_Tesla_offpeak | Operational_New_Capacity_MW | Northern_California_Li_Battery_4hr_114 |  | -1 | -1 | -1 | -1 | -1 | -1 | -1 | -1 | -1 | -1 | -1 | -1 | -1 | -1 | -1 | -1 | -1 | -1 | -1 | -1 | -1 | -1 | -1 | -1 | -1 | -1 | -1 | -1 | -1 | -1 | -1
Northern_California_Li_Battery_4hr_122 | caiso-deliverability | Eight_Mile_Tesla_offpeak | Operational_New_Capacity_MW | Northern_California_Li_Battery_4hr_122 |  | -1 | -1 | -1 | -1 | -1 | -1 | -1 | -1 | -1 | -1 | -1 | -1 | -1 | -1 | -1 | -1 | -1 | -1 | -1 | -1 | -1 | -1 | -1 | -1 | -1 | -1 | -1 | -1 | -1 | -1 | -1
Northern_California_Li_Battery_4hr_138 | caiso-deliverability | Eight_Mile_Tesla_offpeak | Operational_New_Capacity_MW | Northern_California_Li_Battery_4hr_138 |  | -1 | -1 | -1 | -1 | -1 | -1 | -1 | -1 | -1 | -1 | -1 | -1 | -1 | -1 | -1 | -1 | -1 | -1 | -1 | -1 | -1 | -1 | -1 | -1 | -1 | -1 | -1 | -1 | -1 | -1 | -1
Northern_California_Li_Battery_4hr_141 | caiso-deliverability | Eight_Mile_Tesla_offpeak | Operational_New_Capacity_MW | Northern_California_Li_Battery_4hr_141 |  | -1 | -1 | -1 | -1 | -1 | -1 | -1 | -1 | -1 | -1 | -1 | -1 | -1 | -1 | -1 | -1 | -1 | -1 | -1 | -1 | -1 | -1 | -1 | -1 | -1 | -1 | -1 | -1 | -1 | -1 | -1
Northern_California_Li_Battery_4hr_144 | caiso-deliverability | Eight_Mile_Tesla_offpeak | Operational_New_Capacity_MW | Northern_California_Li_Battery_4hr_144 |  | -1 | -1 | -1 | -1 | -1 | -1 | -1 | -1 | -1 | -1 | -1 | -1 | -1 | -1 | -1 | -1 | -1 | -1 | -1 | -1 | -1 | -1 | -1 | -1 | -1 | -1 | -1 | -1 | -1 | -1 | -1
Northern_California_Li_Battery_4hr_149 | caiso-deliverability | Eight_Mile_Tesla_offpeak | Operational_New_Capacity_MW | Northern_California_Li_Battery_4hr_149 |  | -1 | -1 | -1 | -1 | -1 | -1 | -1 | -1 | -1 | -1 | -1 | -1 | -1 | -1 | -1 | -1 | -1 | -1 | -1 | -1 | -1 | -1 | -1 | -1 | -1 | -1 | -1 | -1 | -1 | -1 | -1
Northern_California_Li_Battery_4hr_157 | caiso-deliverability | Eight_Mile_Tesla_offpeak | Operational_New_Capacity_MW | Northern_California_Li_Battery_4hr_157 |  | -1 | -1 | -1 | -1 | -1 | -1 | -1 | -1 | -1 | -1 | -1 | -1 | -1 | -1 | -1 | -1 | -1 | -1 | -1 | -1 | -1 | -1 | -1 | -1 | -1 | -1 | -1 | -1 | -1 | -1 | -1
Northern_California_Li_Battery_4hr_159 | caiso-deliverability | Eight_Mile_Tesla_offpeak | Operational_New_Capacity_MW | Northern_California_Li_Battery_4hr_159 |  | -1 | -1 | -1 | -1 | -1 | -1 | -1 | -1 | -1 | -1 | -1 | -1 | -1 | -1 | -1 | -1 | -1 | -1 | -1 | -1 | -1 | -1 | -1 | -1 | -1 | -1 | -1 | -1 | -1 | -1 | -1
Southern_PGAE_Li_Battery_4hr_163 | caiso-deliverability | Eight_Mile_Tesla_offpeak | Operational_New_Capacity_MW | Southern_PGAE_Li_Battery_4hr_163 |  | -1 | -1 | -1 | -1 | -1 | -1 | -1 | -1 | -1 | -1 | -1 | -1 | -1 | -1 | -1 | -1 | -1 | -1 | -1 | -1 | -1 | -1 | -1 | -1 | -1 | -1 | -1 | -1 | -1 | -1 | -1
Northern_California_Li_Battery_4hr_166 | caiso-deliverability | Eight_Mile_Tesla_offpeak | Operational_New_Capacity_MW | Northern_California_Li_Battery_4hr_166 |  | -1 | -1 | -1 | -1 | -1 | -1 | -1 | -1 | -1 | -1 | -1 | -1 | -1 | -1 | -1 | -1 | -1 | -1 | -1 | -1 | -1 | -1 | -1 | -1 | -1 | -1 | -1 | -1 | -1 | -1 | -1
Northern_California_Li_Battery_4hr_172 | caiso-deliverability | Eight_Mile_Tesla_offpeak | Operational_New_Capacity_MW | Northern_California_Li_Battery_4hr_172 |  | -1 | -1 | -1 | -1 | -1 | -1 | -1 | -1 | -1 | -1 | -1 | -1 | -1 | -1 | -1 | -1 | -1 | -1 | -1 | -1 | -1 | -1 | -1 | -1 | -1 | -1 | -1 | -1 | -1 | -1 | -1
Northern_California_Li_Battery_4hr_179 | caiso-deliverability | Eight_Mile_Tesla_offpeak | Operational_New_Capacity_MW | Northern_California_Li_Battery_4hr_179 |  | -1 | -1 | -1 | -1 | -1 | -1 | -1 | -1 | -1 | -1 | -1 | -1 | -1 | -1 | -1 | -1 | -1 | -1 | -1 | -1 | -1 | -1 | -1 | -1 | -1 | -1 | -1 | -1 | -1 | -1 | -1
Northern_California_Li_Battery_8hr_92 | caiso-deliverability | Eight_Mile_Tesla_offpeak | Operational_New_Capacity_MW | Northern_California_Li_Battery_8hr_92 |  | -1 | -1 | -1 | -1 | -1 | -1 | -1 | -1 | -1 | -1 | -1 | -1 | -1 | -1 | -1 | -1 | -1 | -1 | -1 | -1 | -1 | -1 | -1 | -1 | -1 | -1 | -1 | -1 | -1 | -1 | -1
Northern_California_Li_Battery_8hr_114 | caiso-deliverability | Eight_Mile_Tesla_offpeak | Operational_New_Capacity_MW | Northern_California_Li_Battery_8hr_114 |  | -1 | -1 | -1 | -1 | -1 | -1 | -1 | -1 | -1 | -1 | -1 | -1 | -1 | -1 | -1 | -1 | -1 | -1 | -1 | -1 | -1 | -1 | -1 | -1 | -1 | -1 | -1 | -1 | -1 | -1 | -1
Northern_California_Li_Battery_8hr_122 | caiso-deliverability | Eight_Mile_Tesla_offpeak | Operational_New_Capacity_MW | Northern_California_Li_Battery_8hr_122 |  | -1 | -1 | -1 | -1 | -1 | -1 | -1 | -1 | -1 | -1 | -1 | -1 | -1 | -1 | -1 | -1 | -1 | -1 | -1 | -1 | -1 | -1 | -1 | -1 | -1 | -1 | -1 | -1 | -1 | -1 | -1
Northern_California_Li_Battery_8hr_138 | caiso-deliverability | Eight_Mile_Tesla_offpeak | Operational_New_Capacity_MW | Northern_California_Li_Battery_8hr_138 |  | -1 | -1 | -1 | -1 | -1 | -1 | -1 | -1 | -1 | -1 | -1 | -1 | -1 | -1 | -1 | -1 | -1 | -1 | -1 | -1 | -1 | -1 | -1 | -1 | -1 | -1 | -1 | -1 | -1 | -1 | -1
Northern_California_Li_Battery_8hr_141 | caiso-deliverability | Eight_Mile_Tesla_offpeak | Operational_New_Capacity_MW | Northern_California_Li_Battery_8hr_141 |  | -1 | -1 | -1 | -1 | -1 | -1 | -1 | -1 | -1 | -1 | -1 | -1 | -1 | -1 | -1 | -1 | -1 | -1 | -1 | -1 | -1 | -1 | -1 | -1 | -1 | -1 | -1 | -1 | -1 | -1 | -1
Northern_California_Li_Battery_8hr_144 | caiso-deliverability | Eight_Mile_Tesla_offpeak | Operational_New_Capacity_MW | Northern_California_Li_Battery_8hr_144 |  | -1 | -1 | -1 | -1 | -1 | -1 | -1 | -1 | -1 | -1 | -1 | -1 | -1 | -1 | -1 | -1 | -1 | -1 | -1 | -1 | -1 | -1 | -1 | -1 | -1 | -1 | -1 | -1 | -1 | -1 | -1
Northern_California_Li_Battery_8hr_149 | caiso-deliverability | Eight_Mile_Tesla_offpeak | Operational_New_Capacity_MW | Northern_California_Li_Battery_8hr_149 |  | -1 | -1 | -1 | -1 | -1 | -1 | -1 | -1 | -1 | -1 | -1 | -1 | -1 | -1 | -1 | -1 | -1 | -1 | -1 | -1 | -1 | -1 | -1 | -1 | -1 | -1 | -1 | -1 | -1 | -1 | -1
Northern_California_Li_Battery_8hr_157 | caiso-deliverability | Eight_Mile_Tesla_offpeak | Operational_New_Capacity_MW | Northern_California_Li_Battery_8hr_157 |  | -1 | -1 | -1 | -1 | -1 | -1 | -1 | -1 | -1 | -1 | -1 | -1 | -1 | -1 | -1 | -1 | -1 | -1 | -1 | -1 | -1 | -1 | -1 | -1 | -1 | -1 | -1 | -1 | -1 | -1 | -1
Northern_California_Li_Battery_8hr_159 | caiso-deliverability | Eight_Mile_Tesla_offpeak | Operational_New_Capacity_MW | Northern_California_Li_Battery_8hr_159 |  | -1 | -1 | -1 | -1 | -1 | -1 | -1 | -1 | -1 | -1 | -1 | -1 | -1 | -1 | -1 | -1 | -1 | -1 | -1 | -1 | -1 | -1 | -1 | -1 | -1 | -1 | -1 | -1 | -1 | -1 | -1
Southern_PGAE_Li_Battery_8hr_163 | caiso-deliverability | Eight_Mile_Tesla_offpeak | Operational_New_Capacity_MW | Southern_PGAE_Li_Battery_8hr_163 |  | -1 | -1 | -1 | -1 | -1 | -1 | -1 | -1 | -1 | -1 | -1 | -1 | -1 | -1 | -1 | -1 | -1 | -1 | -1 | -1 | -1 | -1 | -1 | -1 | -1 | -1 | -1 | -1 | -1 | -1 | -1
Northern_California_Li_Battery_8hr_166 | caiso-deliverability | Eight_Mile_Tesla_offpeak | Operational_New_Capacity_MW | Northern_California_Li_Battery_8hr_166 |  | -1 | -1 | -1 | -1 | -1 | -1 | -1 | -1 | -1 | -1 | -1 | -1 | -1 | -1 | -1 | -1 | -1 | -1 | -1 | -1 | -1 | -1 | -1 | -1 | -1 | -1 | -1 | -1 | -1 | -1 | -1
Northern_California_Li_Battery_8hr_172 | caiso-deliverability | Eight_Mile_Tesla_offpeak | Operational_New_Capacity_MW | Northern_California_Li_Battery_8hr_172 |  | -1 | -1 | -1 | -1 | -1 | -1 | -1 | -1 | -1 | -1 | -1 | -1 | -1 | -1 | -1 | -1 | -1 | -1 | -1 | -1 | -1 | -1 | -1 | -1 | -1 | -1 | -1 | -1 | -1 | -1 | -1
Northern_California_Li_Battery_8hr_179 | caiso-deliverability | Eight_Mile_Tesla_offpeak | Operational_New_Capacity_MW | Northern_California_Li_Battery_8hr_179 |  | -1 | -1 | -1 | -1 | -1 | -1 | -1 | -1 | -1 | -1 | -1 | -1 | -1 | -1 | -1 | -1 | -1 | -1 | -1 | -1 | -1 | -1 | -1 | -1 | -1 | -1 | -1 | -1 | -1 | -1 | -1
Northern_California_Solar_92 | caiso-deliverability | Eight_Mile_Tesla_offpeak | Operational_New_Capacity_MW | Northern_California_Solar_92 |  | 0.68 | 0.68 | 0.68 | 0.68 | 0.68 | 0.68 | 0.68 | 0.68 | 0.68 | 0.68 | 0.68 | 0.68 | 0.68 | 0.68 | 0.68 | 0.68 | 0.68 | 0.68 | 0.68 | 0.68 | 0.68 | 0.68 | 0.68 | 0.68 | 0.68 | 0.68 | 0.68 | 0.68 | 0.68 | 0.68 | 0.68
Northern_California_Solar_114 | caiso-deliverability | Eight_Mile_Tesla_offpeak | Operational_New_Capacity_MW | Northern_California_Solar_114 |  | 0.68 | 0.68 | 0.68 | 0.68 | 0.68 | 0.68 | 0.68 | 0.68 | 0.68 | 0.68 | 0.68 | 0.68 | 0.68 | 0.68 | 0.68 | 0.68 | 0.68 | 0.68 | 0.68 | 0.68 | 0.68 | 0.68 | 0.68 | 0.68 | 0.68 | 0.68 | 0.68 | 0.68 | 0.68 | 0.68 | 0.68
Northern_California_Solar_122 | caiso-deliverability | Eight_Mile_Tesla_offpeak | Operational_New_Capacity_MW | Northern_California_Solar_122 |  | 0.68 | 0.68 | 0.68 | 0.68 | 0.68 | 0.68 | 0.68 | 0.68 | 0.68 | 0.68 | 0.68 | 0.68 | 0.68 | 0.68 | 0.68 | 0.68 | 0.68 | 0.68 | 0.68 | 0.68 | 0.68 | 0.68 | 0.68 | 0.68 | 0.68 | 0.68 | 0.68 | 0.68 | 0.68 | 0.68 | 0.68
Northern_California_Solar_138 | caiso-deliverability | Eight_Mile_Tesla_offpeak | Operational_New_Capacity_MW | Northern_California_Solar_138 |  | 0.68 | 0.68 | 0.68 | 0.68 | 0.68 | 0.68 | 0.68 | 0.68 | 0.68 | 0.68 | 0.68 | 0.68 | 0.68 | 0.68 | 0.68 | 0.68 | 0.68 | 0.68 | 0.68 | 0.68 | 0.68 | 0.68 | 0.68 | 0.68 | 0.68 | 0.68 | 0.68 | 0.68 | 0.68 | 0.68 | 0.68
Northern_California_Solar_141 | caiso-deliverability | Eight_Mile_Tesla_offpeak | Operational_New_Capacity_MW | Northern_California_Solar_141 |  | 0.68 | 0.68 | 0.68 | 0.68 | 0.68 | 0.68 | 0.68 | 0.68 | 0.68 | 0.68 | 0.68 | 0.68 | 0.68 | 0.68 | 0.68 | 0.68 | 0.68 | 0.68 | 0.68 | 0.68 | 0.68 | 0.68 | 0.68 | 0.68 | 0.68 | 0.68 | 0.68 | 0.68 | 0.68 | 0.68 | 0.68
Northern_California_Solar_144 | caiso-deliverability | Eight_Mile_Tesla_offpeak | Operational_New_Capacity_MW | Northern_California_Solar_144 |  | 0.68 | 0.68 | 0.68 | 0.68 | 0.68 | 0.68 | 0.68 | 0.68 | 0.68 | 0.68 | 0.68 | 0.68 | 0.68 | 0.68 | 0.68 | 0.68 | 0.68 | 0.68 | 0.68 | 0.68 | 0.68 | 0.68 | 0.68 | 0.68 | 0.68 | 0.68 | 0.68 | 0.68 | 0.68 | 0.68 | 0.68
Northern_California_Solar_149 | caiso-deliverability | Eight_Mile_Tesla_offpeak | Operational_New_Capacity_MW | Northern_California_Solar_149 |  | 0.68 | 0.68 | 0.68 | 0.68 | 0.68 | 0.68 | 0.68 | 0.68 | 0.68 | 0.68 | 0.68 | 0.68 | 0.68 | 0.68 | 0.68 | 0.68 | 0.68 | 0.68 | 0.68 | 0.68 | 0.68 | 0.68 | 0.68 | 0.68 | 0.68 | 0.68 | 0.68 | 0.68 | 0.68 | 0.68 | 0.68
Northern_California_Solar_157 | caiso-deliverability | Eight_Mile_Tesla_offpeak | Operational_New_Capacity_MW | Northern_California_Solar_157 |  | 0.68 | 0.68 | 0.68 | 0.68 | 0.68 | 0.68 | 0.68 | 0.68 | 0.68 | 0.68 | 0.68 | 0.68 | 0.68 | 0.68 | 0.68 | 0.68 | 0.68 | 0.68 | 0.68 | 0.68 | 0.68 | 0.68 | 0.68 | 0.68 | 0.68 | 0.68 | 0.68 | 0.68 | 0.68 | 0.68 | 0.68
Northern_California_Solar_159 | caiso-deliverability | Eight_Mile_Tesla_offpeak | Operational_New_Capacity_MW | Northern_California_Solar_159 |  | 0.68 | 0.68 | 0.68 | 0.68 | 0.68 | 0.68 | 0.68 | 0.68 | 0.68 | 0.68 | 0.68 | 0.68 | 0.68 | 0.68 | 0.68 | 0.68 | 0.68 | 0.68 | 0.68 | 0.68 | 0.68 | 0.68 | 0.68 | 0.68 | 0.68 | 0.68 | 0.68 | 0.68 | 0.68 | 0.68 | 0.68
Northern_California_Solar_166 | caiso-deliverability | Eight_Mile_Tesla_offpeak | Operational_New_Capacity_MW | Northern_California_Solar_166 |  | 0.68 | 0.68 | 0.68 | 0.68 | 0.68 | 0.68 | 0.68 | 0.68 | 0.68 | 0.68 | 0.68 | 0.68 | 0.68 | 0.68 | 0.68 | 0.68 | 0.68 | 0.68 | 0.68 | 0.68 | 0.68 | 0.68 | 0.68 | 0.68 | 0.68 | 0.68 | 0.68 | 0.68 | 0.68 | 0.68 | 0.68
Northern_California_Solar_172 | caiso-deliverability | Eight_Mile_Tesla_offpeak | Operational_New_Capacity_MW | Northern_California_Solar_172 |  | 0.68 | 0.68 | 0.68 | 0.68 | 0.68 | 0.68 | 0.68 | 0.68 | 0.68 | 0.68 | 0.68 | 0.68 | 0.68 | 0.68 | 0.68 | 0.68 | 0.68 | 0.68 | 0.68 | 0.68 | 0.68 | 0.68 | 0.68 | 0.68 | 0.68 | 0.68 | 0.68 | 0.68 | 0.68 | 0.68 | 0.68
Northern_California_Solar_179 | caiso-deliverability | Eight_Mile_Tesla_offpeak | Operational_New_Capacity_MW | Northern_California_Solar_179 |  | 0.68 | 0.68 | 0.68 | 0.68 | 0.68 | 0.68 | 0.68 | 0.68 | 0.68 | 0.68 | 0.68 | 0.68 | 0.68 | 0.68 | 0.68 | 0.68 | 0.68 | 0.68 | 0.68 | 0.68 | 0.68 | 0.68 | 0.68 | 0.68 | 0.68 | 0.68 | 0.68 | 0.68 | 0.68 | 0.68 | 0.68
Northern_California_Wind_159 | caiso-deliverability | Eight_Mile_Tesla_offpeak | Operational_New_Capacity_MW | Northern_California_Wind_159 |  | 0.63 | 0.63 | 0.63 | 0.63 | 0.63 | 0.63 | 0.63 | 0.63 | 0.63 | 0.63 | 0.63 | 0.63 | 0.63 | 0.63 | 0.63 | 0.63 | 0.63 | 0.63 | 0.63 | 0.63 | 0.63 | 0.63 | 0.63 | 0.63 | 0.63 | 0.63 | 0.63 | 0.63 | 0.63 | 0.63 | 0.63
Solano_Wind_122 | caiso-deliverability | Eight_Mile_Tesla_offpeak | Operational_New_Capacity_MW | Solano_Wind_122 |  | 0.63 | 0.63 | 0.63 | 0.63 | 0.63 | 0.63 | 0.63 | 0.63 | 0.63 | 0.63 | 0.63 | 0.63 | 0.63 | 0.63 | 0.63 | 0.63 | 0.63 | 0.63 | 0.63 | 0.63 | 0.63 | 0.63 | 0.63 | 0.63 | 0.63 | 0.63 | 0.63 | 0.63 | 0.63 | 0.63 | 0.63
Southern_PGAE_Solar_163 | caiso-deliverability | Eight_Mile_Tesla_offpeak | Operational_New_Capacity_MW | Southern_PGAE_Solar_163 |  | 0.68 | 0.68 | 0.68 | 0.68 | 0.68 | 0.68 | 0.68 | 0.68 | 0.68 | 0.68 | 0.68 | 0.68 | 0.68 | 0.68 | 0.68 | 0.68 | 0.68 | 0.68 | 0.68 | 0.68 | 0.68 | 0.68 | 0.68 | 0.68 | 0.68 | 0.68 | 0.68 | 0.68 | 0.68 | 0.68 | 0.68
Nikola_group | caiso-deliverability | Eight_Mile_Tesla_offpeak | Operational_New_Capacity_MW | Nikola_group |  | -0.12988 | -0.12988 | -0.12988 | -0.12988 | -0.12988 | -0.12988 | -0.12988 | -0.12988 | -0.12988 | -0.12988 | -0.12988 | -0.12988 | -0.12988 | -0.12988 | -0.12988 | -0.12988 | -0.12988 | -0.12988 | -0.12988 | -0.12988 | -0.12988 | -0.12988 | -0.12988 | -0.12988 | -0.12988 | -0.12988 | -0.12988 | -0.12988 | -0.12988 | -0.12988 | -0.12988
Northern_California_Flow_Battery_92 | caiso-deliverability | Eight_Mile_Tesla_SSN | Reliability_Capacity_In_Model_Year | System RA | Northern_California_Flow_Battery_92 | 0.5 | 0.5 | 0.5 | 0.5 | 0.5 | 0.5 | 0.5 | 0.5 | 0.5 | 0.5 | 0.5 | 0.5 | 0.5 | 0.5 | 0.5 | 0.5 | 0.5 | 0.5 | 0.5 | 0.5 | 0.5 | 0.5 | 0.5 | 0.5 | 0.5 | 0.5 | 0.5 | 0.5 | 0.5 | 0.5 | 0.5
Northern_California_Flow_Battery_114 | caiso-deliverability | Eight_Mile_Tesla_SSN | Reliability_Capacity_In_Model_Year | System RA | Northern_California_Flow_Battery_114 | 0.5 | 0.5 | 0.5 | 0.5 | 0.5 | 0.5 | 0.5 | 0.5 | 0.5 | 0.5 | 0.5 | 0.5 | 0.5 | 0.5 | 0.5 | 0.5 | 0.5 | 0.5 | 0.5 | 0.5 | 0.5 | 0.5 | 0.5 | 0.5 | 0.5 | 0.5 | 0.5 | 0.5 | 0.5 | 0.5 | 0.5
Northern_California_Flow_Battery_122 | caiso-deliverability | Eight_Mile_Tesla_SSN | Reliability_Capacity_In_Model_Year | System RA | Northern_California_Flow_Battery_122 | 0.5 | 0.5 | 0.5 | 0.5 | 0.5 | 0.5 | 0.5 | 0.5 | 0.5 | 0.5 | 0.5 | 0.5 | 0.5 | 0.5 | 0.5 | 0.5 | 0.5 | 0.5 | 0.5 | 0.5 | 0.5 | 0.5 | 0.5 | 0.5 | 0.5 | 0.5 | 0.5 | 0.5 | 0.5 | 0.5 | 0.5
Northern_California_Flow_Battery_138 | caiso-deliverability | Eight_Mile_Tesla_SSN | Reliability_Capacity_In_Model_Year | System RA | Northern_California_Flow_Battery_138 | 0.5 | 0.5 | 0.5 | 0.5 | 0.5 | 0.5 | 0.5 | 0.5 | 0.5 | 0.5 | 0.5 | 0.5 | 0.5 | 0.5 | 0.5 | 0.5 | 0.5 | 0.5 | 0.5 | 0.5 | 0.5 | 0.5 | 0.5 | 0.5 | 0.5 | 0.5 | 0.5 | 0.5 | 0.5 | 0.5 | 0.5
Northern_California_Flow_Battery_141 | caiso-deliverability | Eight_Mile_Tesla_SSN | Reliability_Capacity_In_Model_Year | System RA | Northern_California_Flow_Battery_141 | 0.5 | 0.5 | 0.5 | 0.5 | 0.5 | 0.5 | 0.5 | 0.5 | 0.5 | 0.5 | 0.5 | 0.5 | 0.5 | 0.5 | 0.5 | 0.5 | 0.5 | 0.5 | 0.5 | 0.5 | 0.5 | 0.5 | 0.5 | 0.5 | 0.5 | 0.5 | 0.5 | 0.5 | 0.5 | 0.5 | 0.5
Northern_California_Flow_Battery_144 | caiso-deliverability | Eight_Mile_Tesla_SSN | Reliability_Capacity_In_Model_Year | System RA | Northern_California_Flow_Battery_144 | 0.5 | 0.5 | 0.5 | 0.5 | 0.5 | 0.5 | 0.5 | 0.5 | 0.5 | 0.5 | 0.5 | 0.5 | 0.5 | 0.5 | 0.5 | 0.5 | 0.5 | 0.5 | 0.5 | 0.5 | 0.5 | 0.5 | 0.5 | 0.5 | 0.5 | 0.5 | 0.5 | 0.5 | 0.5 | 0.5 | 0.5
Northern_California_Flow_Battery_149 | caiso-deliverability | Eight_Mile_Tesla_SSN | Reliability_Capacity_In_Model_Year | System RA | Northern_California_Flow_Battery_149 | 0.5 | 0.5 | 0.5 | 0.5 | 0.5 | 0.5 | 0.5 | 0.5 | 0.5 | 0.5 | 0.5 | 0.5 | 0.5 | 0.5 | 0.5 | 0.5 | 0.5 | 0.5 | 0.5 | 0.5 | 0.5 | 0.5 | 0.5 | 0.5 | 0.5 | 0.5 | 0.5 | 0.5 | 0.5 | 0.5 | 0.5
Northern_California_Flow_Battery_157 | caiso-deliverability | Eight_Mile_Tesla_SSN | Reliability_Capacity_In_Model_Year | System RA | Northern_California_Flow_Battery_157 | 0.5 | 0.5 | 0.5 | 0.5 | 0.5 | 0.5 | 0.5 | 0.5 | 0.5 | 0.5 | 0.5 | 0.5 | 0.5 | 0.5 | 0.5 | 0.5 | 0.5 | 0.5 | 0.5 | 0.5 | 0.5 | 0.5 | 0.5 | 0.5 | 0.5 | 0.5 | 0.5 | 0.5 | 0.5 | 0.5 | 0.5
Northern_California_Flow_Battery_159 | caiso-deliverability | Eight_Mile_Tesla_SSN | Reliability_Capacity_In_Model_Year | System RA | Northern_California_Flow_Battery_159 | 0.5 | 0.5 | 0.5 | 0.5 | 0.5 | 0.5 | 0.5 | 0.5 | 0.5 | 0.5 | 0.5 | 0.5 | 0.5 | 0.5 | 0.5 | 0.5 | 0.5 | 0.5 | 0.5 | 0.5 | 0.5 | 0.5 | 0.5 | 0.5 | 0.5 | 0.5 | 0.5 | 0.5 | 0.5 | 0.5 | 0.5
Southern_PGAE_Flow_Battery_163 | caiso-deliverability | Eight_Mile_Tesla_SSN | Reliability_Capacity_In_Model_Year | System RA | Southern_PGAE_Flow_Battery_163 | 0.5 | 0.5 | 0.5 | 0.5 | 0.5 | 0.5 | 0.5 | 0.5 | 0.5 | 0.5 | 0.5 | 0.5 | 0.5 | 0.5 | 0.5 | 0.5 | 0.5 | 0.5 | 0.5 | 0.5 | 0.5 | 0.5 | 0.5 | 0.5 | 0.5 | 0.5 | 0.5 | 0.5 | 0.5 | 0.5 | 0.5
Northern_California_Flow_Battery_166 | caiso-deliverability | Eight_Mile_Tesla_SSN | Reliability_Capacity_In_Model_Year | System RA | Northern_California_Flow_Battery_166 | 0.5 | 0.5 | 0.5 | 0.5 | 0.5 | 0.5 | 0.5 | 0.5 | 0.5 | 0.5 | 0.5 | 0.5 | 0.5 | 0.5 | 0.5 | 0.5 | 0.5 | 0.5 | 0.5 | 0.5 | 0.5 | 0.5 | 0.5 | 0.5 | 0.5 | 0.5 | 0.5 | 0.5 | 0.5 | 0.5 | 0.5
Northern_California_Flow_Battery_172 | caiso-deliverability | Eight_Mile_Tesla_SSN | Reliability_Capacity_In_Model_Year | System RA | Northern_California_Flow_Battery_172 | 0.5 | 0.5 | 0.5 | 0.5 | 0.5 | 0.5 | 0.5 | 0.5 | 0.5 | 0.5 | 0.5 | 0.5 | 0.5 | 0.5 | 0.5 | 0.5 | 0.5 | 0.5 | 0.5 | 0.5 | 0.5 | 0.5 | 0.5 | 0.5 | 0.5 | 0.5 | 0.5 | 0.5 | 0.5 | 0.5 | 0.5
Northern_California_Flow_Battery_179 | caiso-deliverability | Eight_Mile_Tesla_SSN | Reliability_Capacity_In_Model_Year | System RA | Northern_California_Flow_Battery_179 | 0.5 | 0.5 | 0.5 | 0.5 | 0.5 | 0.5 | 0.5 | 0.5 | 0.5 | 0.5 | 0.5 | 0.5 | 0.5 | 0.5 | 0.5 | 0.5 | 0.5 | 0.5 | 0.5 | 0.5 | 0.5 | 0.5 | 0.5 | 0.5 | 0.5 | 0.5 | 0.5 | 0.5 | 0.5 | 0.5 | 0.5
Northern_California_Li_Battery_4hr_92 | caiso-deliverability | Eight_Mile_Tesla_SSN | Reliability_Capacity_In_Model_Year | System RA | Northern_California_Li_Battery_4hr_92 | 0.5 | 0.5 | 0.5 | 0.5 | 0.5 | 0.5 | 0.5 | 0.5 | 0.5 | 0.5 | 0.5 | 0.5 | 0.5 | 0.5 | 0.5 | 0.5 | 0.5 | 0.5 | 0.5 | 0.5 | 0.5 | 0.5 | 0.5 | 0.5 | 0.5 | 0.5 | 0.5 | 0.5 | 0.5 | 0.5 | 0.5
Northern_California_Li_Battery_4hr_114 | caiso-deliverability | Eight_Mile_Tesla_SSN | Reliability_Capacity_In_Model_Year | System RA | Northern_California_Li_Battery_4hr_114 | 0.5 | 0.5 | 0.5 | 0.5 | 0.5 | 0.5 | 0.5 | 0.5 | 0.5 | 0.5 | 0.5 | 0.5 | 0.5 | 0.5 | 0.5 | 0.5 | 0.5 | 0.5 | 0.5 | 0.5 | 0.5 | 0.5 | 0.5 | 0.5 | 0.5 | 0.5 | 0.5 | 0.5 | 0.5 | 0.5 | 0.5
Northern_California_Li_Battery_4hr_122 | caiso-deliverability | Eight_Mile_Tesla_SSN | Reliability_Capacity_In_Model_Year | System RA | Northern_California_Li_Battery_4hr_122 | 0.5 | 0.5 | 0.5 | 0.5 | 0.5 | 0.5 | 0.5 | 0.5 | 0.5 | 0.5 | 0.5 | 0.5 | 0.5 | 0.5 | 0.5 | 0.5 | 0.5 | 0.5 | 0.5 | 0.5 | 0.5 | 0.5 | 0.5 | 0.5 | 0.5 | 0.5 | 0.5 | 0.5 | 0.5 | 0.5 | 0.5
Northern_California_Li_Battery_4hr_138 | caiso-deliverability | Eight_Mile_Tesla_SSN | Reliability_Capacity_In_Model_Year | System RA | Northern_California_Li_Battery_4hr_138 | 0.5 | 0.5 | 0.5 | 0.5 | 0.5 | 0.5 | 0.5 | 0.5 | 0.5 | 0.5 | 0.5 | 0.5 | 0.5 | 0.5 | 0.5 | 0.5 | 0.5 | 0.5 | 0.5 | 0.5 | 0.5 | 0.5 | 0.5 | 0.5 | 0.5 | 0.5 | 0.5 | 0.5 | 0.5 | 0.5 | 0.5
Northern_California_Li_Battery_4hr_141 | caiso-deliverability | Eight_Mile_Tesla_SSN | Reliability_Capacity_In_Model_Year | System RA | Northern_California_Li_Battery_4hr_141 | 0.5 | 0.5 | 0.5 | 0.5 | 0.5 | 0.5 | 0.5 | 0.5 | 0.5 | 0.5 | 0.5 | 0.5 | 0.5 | 0.5 | 0.5 | 0.5 | 0.5 | 0.5 | 0.5 | 0.5 | 0.5 | 0.5 | 0.5 | 0.5 | 0.5 | 0.5 | 0.5 | 0.5 | 0.5 | 0.5 | 0.5
Northern_California_Li_Battery_4hr_144 | caiso-deliverability | Eight_Mile_Tesla_SSN | Reliability_Capacity_In_Model_Year | System RA | Northern_California_Li_Battery_4hr_144 | 0.5 | 0.5 | 0.5 | 0.5 | 0.5 | 0.5 | 0.5 | 0.5 | 0.5 | 0.5 | 0.5 | 0.5 | 0.5 | 0.5 | 0.5 | 0.5 | 0.5 | 0.5 | 0.5 | 0.5 | 0.5 | 0.5 | 0.5 | 0.5 | 0.5 | 0.5 | 0.5 | 0.5 | 0.5 | 0.5 | 0.5
Northern_California_Li_Battery_4hr_149 | caiso-deliverability | Eight_Mile_Tesla_SSN | Reliability_Capacity_In_Model_Year | System RA | Northern_California_Li_Battery_4hr_149 | 0.5 | 0.5 | 0.5 | 0.5 | 0.5 | 0.5 | 0.5 | 0.5 | 0.5 | 0.5 | 0.5 | 0.5 | 0.5 | 0.5 | 0.5 | 0.5 | 0.5 | 0.5 | 0.5 | 0.5 | 0.5 | 0.5 | 0.5 | 0.5 | 0.5 | 0.5 | 0.5 | 0.5 | 0.5 | 0.5 | 0.5
Northern_California_Li_Battery_4hr_157 | caiso-deliverability | Eight_Mile_Tesla_SSN | Reliability_Capacity_In_Model_Year | System RA | Northern_California_Li_Battery_4hr_157 | 0.5 | 0.5 | 0.5 | 0.5 | 0.5 | 0.5 | 0.5 | 0.5 | 0.5 | 0.5 | 0.5 | 0.5 | 0.5 | 0.5 | 0.5 | 0.5 | 0.5 | 0.5 | 0.5 | 0.5 | 0.5 | 0.5 | 0.5 | 0.5 | 0.5 | 0.5 | 0.5 | 0.5 | 0.5 | 0.5 | 0.5
Northern_California_Li_Battery_4hr_159 | caiso-deliverability | Eight_Mile_Tesla_SSN | Reliability_Capacity_In_Model_Year | System RA | Northern_California_Li_Battery_4hr_159 | 0.5 | 0.5 | 0.5 | 0.5 | 0.5 | 0.5 | 0.5 | 0.5 | 0.5 | 0.5 | 0.5 | 0.5 | 0.5 | 0.5 | 0.5 | 0.5 | 0.5 | 0.5 | 0.5 | 0.5 | 0.5 | 0.5 | 0.5 | 0.5 | 0.5 | 0.5 | 0.5 | 0.5 | 0.5 | 0.5 | 0.5
Southern_PGAE_Li_Battery_4hr_163 | caiso-deliverability | Eight_Mile_Tesla_SSN | Reliability_Capacity_In_Model_Year | System RA | Southern_PGAE_Li_Battery_4hr_163 | 0.5 | 0.5 | 0.5 | 0.5 | 0.5 | 0.5 | 0.5 | 0.5 | 0.5 | 0.5 | 0.5 | 0.5 | 0.5 | 0.5 | 0.5 | 0.5 | 0.5 | 0.5 | 0.5 | 0.5 | 0.5 | 0.5 | 0.5 | 0.5 | 0.5 | 0.5 | 0.5 | 0.5 | 0.5 | 0.5 | 0.5
Northern_California_Li_Battery_4hr_166 | caiso-deliverability | Eight_Mile_Tesla_SSN | Reliability_Capacity_In_Model_Year | System RA | Northern_California_Li_Battery_4hr_166 | 0.5 | 0.5 | 0.5 | 0.5 | 0.5 | 0.5 | 0.5 | 0.5 | 0.5 | 0.5 | 0.5 | 0.5 | 0.5 | 0.5 | 0.5 | 0.5 | 0.5 | 0.5 | 0.5 | 0.5 | 0.5 | 0.5 | 0.5 | 0.5 | 0.5 | 0.5 | 0.5 | 0.5 | 0.5 | 0.5 | 0.5
Northern_California_Li_Battery_4hr_172 | caiso-deliverability | Eight_Mile_Tesla_SSN | Reliability_Capacity_In_Model_Year | System RA | Northern_California_Li_Battery_4hr_172 | 0.5 | 0.5 | 0.5 | 0.5 | 0.5 | 0.5 | 0.5 | 0.5 | 0.5 | 0.5 | 0.5 | 0.5 | 0.5 | 0.5 | 0.5 | 0.5 | 0.5 | 0.5 | 0.5 | 0.5 | 0.5 | 0.5 | 0.5 | 0.5 | 0.5 | 0.5 | 0.5 | 0.5 | 0.5 | 0.5 | 0.5
Northern_California_Li_Battery_4hr_179 | caiso-deliverability | Eight_Mile_Tesla_SSN | Reliability_Capacity_In_Model_Year | System RA | Northern_California_Li_Battery_4hr_179 | 0.5 | 0.5 | 0.5 | 0.5 | 0.5 | 0.5 | 0.5 | 0.5 | 0.5 | 0.5 | 0.5 | 0.5 | 0.5 | 0.5 | 0.5 | 0.5 | 0.5 | 0.5 | 0.5 | 0.5 | 0.5 | 0.5 | 0.5 | 0.5 | 0.5 | 0.5 | 0.5 | 0.5 | 0.5 | 0.5 | 0.5
Northern_California_Li_Battery_8hr_92 | caiso-deliverability | Eight_Mile_Tesla_SSN | Reliability_Capacity_In_Model_Year | System RA | Northern_California_Li_Battery_8hr_92 | 0.5 | 0.5 | 0.5 | 0.5 | 0.5 | 0.5 | 0.5 | 0.5 | 0.5 | 0.5 | 0.5 | 0.5 | 0.5 | 0.5 | 0.5 | 0.5 | 0.5 | 0.5 | 0.5 | 0.5 | 0.5 | 0.5 | 0.5 | 0.5 | 0.5 | 0.5 | 0.5 | 0.5 | 0.5 | 0.5 | 0.5
Northern_California_Li_Battery_8hr_114 | caiso-deliverability | Eight_Mile_Tesla_SSN | Reliability_Capacity_In_Model_Year | System RA | Northern_California_Li_Battery_8hr_114 | 0.5 | 0.5 | 0.5 | 0.5 | 0.5 | 0.5 | 0.5 | 0.5 | 0.5 | 0.5 | 0.5 | 0.5 | 0.5 | 0.5 | 0.5 | 0.5 | 0.5 | 0.5 | 0.5 | 0.5 | 0.5 | 0.5 | 0.5 | 0.5 | 0.5 | 0.5 | 0.5 | 0.5 | 0.5 | 0.5 | 0.5
Northern_California_Li_Battery_8hr_122 | caiso-deliverability | Eight_Mile_Tesla_SSN | Reliability_Capacity_In_Model_Year | System RA | Northern_California_Li_Battery_8hr_122 | 0.5 | 0.5 | 0.5 | 0.5 | 0.5 | 0.5 | 0.5 | 0.5 | 0.5 | 0.5 | 0.5 | 0.5 | 0.5 | 0.5 | 0.5 | 0.5 | 0.5 | 0.5 | 0.5 | 0.5 | 0.5 | 0.5 | 0.5 | 0.5 | 0.5 | 0.5 | 0.5 | 0.5 | 0.5 | 0.5 | 0.5
Northern_California_Li_Battery_8hr_138 | caiso-deliverability | Eight_Mile_Tesla_SSN | Reliability_Capacity_In_Model_Year | System RA | Northern_California_Li_Battery_8hr_138 | 0.5 | 0.5 | 0.5 | 0.5 | 0.5 | 0.5 | 0.5 | 0.5 | 0.5 | 0.5 | 0.5 | 0.5 | 0.5 | 0.5 | 0.5 | 0.5 | 0.5 | 0.5 | 0.5 | 0.5 | 0.5 | 0.5 | 0.5 | 0.5 | 0.5 | 0.5 | 0.5 | 0.5 | 0.5 | 0.5 | 0.5
Northern_California_Li_Battery_8hr_141 | caiso-deliverability | Eight_Mile_Tesla_SSN | Reliability_Capacity_In_Model_Year | System RA | Northern_California_Li_Battery_8hr_141 | 0.5 | 0.5 | 0.5 | 0.5 | 0.5 | 0.5 | 0.5 | 0.5 | 0.5 | 0.5 | 0.5 | 0.5 | 0.5 | 0.5 | 0.5 | 0.5 | 0.5 | 0.5 | 0.5 | 0.5 | 0.5 | 0.5 | 0.5 | 0.5 | 0.5 | 0.5 | 0.5 | 0.5 | 0.5 | 0.5 | 0.5
Northern_California_Li_Battery_8hr_144 | caiso-deliverability | Eight_Mile_Tesla_SSN | Reliability_Capacity_In_Model_Year | System RA | Northern_California_Li_Battery_8hr_144 | 0.5 | 0.5 | 0.5 | 0.5 | 0.5 | 0.5 | 0.5 | 0.5 | 0.5 | 0.5 | 0.5 | 0.5 | 0.5 | 0.5 | 0.5 | 0.5 | 0.5 | 0.5 | 0.5 | 0.5 | 0.5 | 0.5 | 0.5 | 0.5 | 0.5 | 0.5 | 0.5 | 0.5 | 0.5 | 0.5 | 0.5
Northern_California_Li_Battery_8hr_149 | caiso-deliverability | Eight_Mile_Tesla_SSN | Reliability_Capacity_In_Model_Year | System RA | Northern_California_Li_Battery_8hr_149 | 0.5 | 0.5 | 0.5 | 0.5 | 0.5 | 0.5 | 0.5 | 0.5 | 0.5 | 0.5 | 0.5 | 0.5 | 0.5 | 0.5 | 0.5 | 0.5 | 0.5 | 0.5 | 0.5 | 0.5 | 0.5 | 0.5 | 0.5 | 0.5 | 0.5 | 0.5 | 0.5 | 0.5 | 0.5 | 0.5 | 0.5
Northern_California_Li_Battery_8hr_157 | caiso-deliverability | Eight_Mile_Tesla_SSN | Reliability_Capacity_In_Model_Year | System RA | Northern_California_Li_Battery_8hr_157 | 0.5 | 0.5 | 0.5 | 0.5 | 0.5 | 0.5 | 0.5 | 0.5 | 0.5 | 0.5 | 0.5 | 0.5 | 0.5 | 0.5 | 0.5 | 0.5 | 0.5 | 0.5 | 0.5 | 0.5 | 0.5 | 0.5 | 0.5 | 0.5 | 0.5 | 0.5 | 0.5 | 0.5 | 0.5 | 0.5 | 0.5
Northern_California_Li_Battery_8hr_159 | caiso-deliverability | Eight_Mile_Tesla_SSN | Reliability_Capacity_In_Model_Year | System RA | Northern_California_Li_Battery_8hr_159 | 0.5 | 0.5 | 0.5 | 0.5 | 0.5 | 0.5 | 0.5 | 0.5 | 0.5 | 0.5 | 0.5 | 0.5 | 0.5 | 0.5 | 0.5 | 0.5 | 0.5 | 0.5 | 0.5 | 0.5 | 0.5 | 0.5 | 0.5 | 0.5 | 0.5 | 0.5 | 0.5 | 0.5 | 0.5 | 0.5 | 0.5
Southern_PGAE_Li_Battery_8hr_163 | caiso-deliverability | Eight_Mile_Tesla_SSN | Reliability_Capacity_In_Model_Year | System RA | Southern_PGAE_Li_Battery_8hr_163 | 0.5 | 0.5 | 0.5 | 0.5 | 0.5 | 0.5 | 0.5 | 0.5 | 0.5 | 0.5 | 0.5 | 0.5 | 0.5 | 0.5 | 0.5 | 0.5 | 0.5 | 0.5 | 0.5 | 0.5 | 0.5 | 0.5 | 0.5 | 0.5 | 0.5 | 0.5 | 0.5 | 0.5 | 0.5 | 0.5 | 0.5
Northern_California_Li_Battery_8hr_166 | caiso-deliverability | Eight_Mile_Tesla_SSN | Reliability_Capacity_In_Model_Year | System RA | Northern_California_Li_Battery_8hr_166 | 0.5 | 0.5 | 0.5 | 0.5 | 0.5 | 0.5 | 0.5 | 0.5 | 0.5 | 0.5 | 0.5 | 0.5 | 0.5 | 0.5 | 0.5 | 0.5 | 0.5 | 0.5 | 0.5 | 0.5 | 0.5 | 0.5 | 0.5 | 0.5 | 0.5 | 0.5 | 0.5 | 0.5 | 0.5 | 0.5 | 0.5
Northern_California_Li_Battery_8hr_172 | caiso-deliverability | Eight_Mile_Tesla_SSN | Reliability_Capacity_In_Model_Year | System RA | Northern_California_Li_Battery_8hr_172 | 0.5 | 0.5 | 0.5 | 0.5 | 0.5 | 0.5 | 0.5 | 0.5 | 0.5 | 0.5 | 0.5 | 0.5 | 0.5 | 0.5 | 0.5 | 0.5 | 0.5 | 0.5 | 0.5 | 0.5 | 0.5 | 0.5 | 0.5 | 0.5 | 0.5 | 0.5 | 0.5 | 0.5 | 0.5 | 0.5 | 0.5
Northern_California_Li_Battery_8hr_179 | caiso-deliverability | Eight_Mile_Tesla_SSN | Reliability_Capacity_In_Model_Year | System RA | Northern_California_Li_Battery_8hr_179 | 0.5 | 0.5 | 0.5 | 0.5 | 0.5 | 0.5 | 0.5 | 0.5 | 0.5 | 0.5 | 0.5 | 0.5 | 0.5 | 0.5 | 0.5 | 0.5 | 0.5 | 0.5 | 0.5 | 0.5 | 0.5 | 0.5 | 0.5 | 0.5 | 0.5 | 0.5 | 0.5 | 0.5 | 0.5 | 0.5 | 0.5
Northern_California_Solar_92 | caiso-deliverability | Eight_Mile_Tesla_SSN | Reliability_Capacity_In_Model_Year | System RA | Northern_California_Solar_92 | 0.556 | 0.556 | 0.556 | 0.556 | 0.556 | 0.556 | 0.556 | 0.556 | 0.556 | 0.556 | 0.556 | 0.556 | 0.556 | 0.556 | 0.556 | 0.556 | 0.556 | 0.556 | 0.556 | 0.556 | 0.556 | 0.556 | 0.556 | 0.556 | 0.556 | 0.556 | 0.556 | 0.556 | 0.556 | 0.556 | 0.556
Northern_California_Solar_114 | caiso-deliverability | Eight_Mile_Tesla_SSN | Reliability_Capacity_In_Model_Year | System RA | Northern_California_Solar_114 | 0.556 | 0.556 | 0.556 | 0.556 | 0.556 | 0.556 | 0.556 | 0.556 | 0.556 | 0.556 | 0.556 | 0.556 | 0.556 | 0.556 | 0.556 | 0.556 | 0.556 | 0.556 | 0.556 | 0.556 | 0.556 | 0.556 | 0.556 | 0.556 | 0.556 | 0.556 | 0.556 | 0.556 | 0.556 | 0.556 | 0.556
Northern_California_Solar_122 | caiso-deliverability | Eight_Mile_Tesla_SSN | Reliability_Capacity_In_Model_Year | System RA | Northern_California_Solar_122 | 0.556 | 0.556 | 0.556 | 0.556 | 0.556 | 0.556 | 0.556 | 0.556 | 0.556 | 0.556 | 0.556 | 0.556 | 0.556 | 0.556 | 0.556 | 0.556 | 0.556 | 0.556 | 0.556 | 0.556 | 0.556 | 0.556 | 0.556 | 0.556 | 0.556 | 0.556 | 0.556 | 0.556 | 0.556 | 0.556 | 0.556
Northern_California_Solar_138 | caiso-deliverability | Eight_Mile_Tesla_SSN | Reliability_Capacity_In_Model_Year | System RA | Northern_California_Solar_138 | 0.556 | 0.556 | 0.556 | 0.556 | 0.556 | 0.556 | 0.556 | 0.556 | 0.556 | 0.556 | 0.556 | 0.556 | 0.556 | 0.556 | 0.556 | 0.556 | 0.556 | 0.556 | 0.556 | 0.556 | 0.556 | 0.556 | 0.556 | 0.556 | 0.556 | 0.556 | 0.556 | 0.556 | 0.556 | 0.556 | 0.556
Northern_California_Solar_141 | caiso-deliverability | Eight_Mile_Tesla_SSN | Reliability_Capacity_In_Model_Year | System RA | Northern_California_Solar_141 | 0.556 | 0.556 | 0.556 | 0.556 | 0.556 | 0.556 | 0.556 | 0.556 | 0.556 | 0.556 | 0.556 | 0.556 | 0.556 | 0.556 | 0.556 | 0.556 | 0.556 | 0.556 | 0.556 | 0.556 | 0.556 | 0.556 | 0.556 | 0.556 | 0.556 | 0.556 | 0.556 | 0.556 | 0.556 | 0.556 | 0.556
Northern_California_Solar_144 | caiso-deliverability | Eight_Mile_Tesla_SSN | Reliability_Capacity_In_Model_Year | System RA | Northern_California_Solar_144 | 0.556 | 0.556 | 0.556 | 0.556 | 0.556 | 0.556 | 0.556 | 0.556 | 0.556 | 0.556 | 0.556 | 0.556 | 0.556 | 0.556 | 0.556 | 0.556 | 0.556 | 0.556 | 0.556 | 0.556 | 0.556 | 0.556 | 0.556 | 0.556 | 0.556 | 0.556 | 0.556 | 0.556 | 0.556 | 0.556 | 0.556
Northern_California_Solar_149 | caiso-deliverability | Eight_Mile_Tesla_SSN | Reliability_Capacity_In_Model_Year | System RA | Northern_California_Solar_149 | 0.556 | 0.556 | 0.556 | 0.556 | 0.556 | 0.556 | 0.556 | 0.556 | 0.556 | 0.556 | 0.556 | 0.556 | 0.556 | 0.556 | 0.556 | 0.556 | 0.556 | 0.556 | 0.556 | 0.556 | 0.556 | 0.556 | 0.556 | 0.556 | 0.556 | 0.556 | 0.556 | 0.556 | 0.556 | 0.556 | 0.556
Northern_California_Solar_157 | caiso-deliverability | Eight_Mile_Tesla_SSN | Reliability_Capacity_In_Model_Year | System RA | Northern_California_Solar_157 | 0.556 | 0.556 | 0.556 | 0.556 | 0.556 | 0.556 | 0.556 | 0.556 | 0.556 | 0.556 | 0.556 | 0.556 | 0.556 | 0.556 | 0.556 | 0.556 | 0.556 | 0.556 | 0.556 | 0.556 | 0.556 | 0.556 | 0.556 | 0.556 | 0.556 | 0.556 | 0.556 | 0.556 | 0.556 | 0.556 | 0.556
Northern_California_Solar_159 | caiso-deliverability | Eight_Mile_Tesla_SSN | Reliability_Capacity_In_Model_Year | System RA | Northern_California_Solar_159 | 0.556 | 0.556 | 0.556 | 0.556 | 0.556 | 0.556 | 0.556 | 0.556 | 0.556 | 0.556 | 0.556 | 0.556 | 0.556 | 0.556 | 0.556 | 0.556 | 0.556 | 0.556 | 0.556 | 0.556 | 0.556 | 0.556 | 0.556 | 0.556 | 0.556 | 0.556 | 0.556 | 0.556 | 0.556 | 0.556 | 0.556
Northern_California_Solar_166 | caiso-deliverability | Eight_Mile_Tesla_SSN | Reliability_Capacity_In_Model_Year | System RA | Northern_California_Solar_166 | 0.556 | 0.556 | 0.556 | 0.556 | 0.556 | 0.556 | 0.556 | 0.556 | 0.556 | 0.556 | 0.556 | 0.556 | 0.556 | 0.556 | 0.556 | 0.556 | 0.556 | 0.556 | 0.556 | 0.556 | 0.556 | 0.556 | 0.556 | 0.556 | 0.556 | 0.556 | 0.556 | 0.556 | 0.556 | 0.556 | 0.556
Northern_California_Solar_172 | caiso-deliverability | Eight_Mile_Tesla_SSN | Reliability_Capacity_In_Model_Year | System RA | Northern_California_Solar_172 | 0.556 | 0.556 | 0.556 | 0.556 | 0.556 | 0.556 | 0.556 | 0.556 | 0.556 | 0.556 | 0.556 | 0.556 | 0.556 | 0.556 | 0.556 | 0.556 | 0.556 | 0.556 | 0.556 | 0.556 | 0.556 | 0.556 | 0.556 | 0.556 | 0.556 | 0.556 | 0.556 | 0.556 | 0.556 | 0.556 | 0.556
Northern_California_Solar_179 | caiso-deliverability | Eight_Mile_Tesla_SSN | Reliability_Capacity_In_Model_Year | System RA | Northern_California_Solar_179 | 0.556 | 0.556 | 0.556 | 0.556 | 0.556 | 0.556 | 0.556 | 0.556 | 0.556 | 0.556 | 0.556 | 0.556 | 0.556 | 0.556 | 0.556 | 0.556 | 0.556 | 0.556 | 0.556 | 0.556 | 0.556 | 0.556 | 0.556 | 0.556 | 0.556 | 0.556 | 0.556 | 0.556 | 0.556 | 0.556 | 0.556
Northern_California_Wind_159 | caiso-deliverability | Eight_Mile_Tesla_SSN | Reliability_Capacity_In_Model_Year | System RA | Northern_California_Wind_159 | 0.163 | 0.163 | 0.163 | 0.163 | 0.163 | 0.163 | 0.163 | 0.163 | 0.163 | 0.163 | 0.163 | 0.163 | 0.163 | 0.163 | 0.163 | 0.163 | 0.163 | 0.163 | 0.163 | 0.163 | 0.163 | 0.163 | 0.163 | 0.163 | 0.163 | 0.163 | 0.163 | 0.163 | 0.163 | 0.163 | 0.163
Solano_Wind_122 | caiso-deliverability | Eight_Mile_Tesla_SSN | Reliability_Capacity_In_Model_Year | System RA | Solano_Wind_122 | 0.163 | 0.163 | 0.163 | 0.163 | 0.163 | 0.163 | 0.163 | 0.163 | 0.163 | 0.163 | 0.163 | 0.163 | 0.163 | 0.163 | 0.163 | 0.163 | 0.163 | 0.163 | 0.163 | 0.163 | 0.163 | 0.163 | 0.163 | 0.163 | 0.163 | 0.163 | 0.163 | 0.163 | 0.163 | 0.163 | 0.163
Southern_PGAE_Solar_163 | caiso-deliverability | Eight_Mile_Tesla_SSN | Reliability_Capacity_In_Model_Year | System RA | Southern_PGAE_Solar_163 | 0.556 | 0.556 | 0.556 | 0.556 | 0.556 | 0.556 | 0.556 | 0.556 | 0.556 | 0.556 | 0.556 | 0.556 | 0.556 | 0.556 | 0.556 | 0.556 | 0.556 | 0.556 | 0.556 | 0.556 | 0.556 | 0.556 | 0.556 | 0.556 | 0.556 | 0.556 | 0.556 | 0.556 | 0.556 | 0.556 | 0.556
Nikola_group | caiso-deliverability | Eight_Mile_Tesla_SSN | Operational_New_Capacity_MW | Nikola_group |  | -0.12988 | -0.12988 | -0.12988 | -0.12988 | -0.12988 | -0.12988 | -0.12988 | -0.12988 | -0.12988 | -0.12988 | -0.12988 | -0.12988 | -0.12988 | -0.12988 | -0.12988 | -0.12988 | -0.12988 | -0.12988 | -0.12988 | -0.12988 | -0.12988 | -0.12988 | -0.12988 | -0.12988 | -0.12988 | -0.12988 | -0.12988 | -0.12988 | -0.12988 | -0.12988 | -0.12988
Arizona_Solar_90 | caiso-deliverability | Encina_San_Luis_Rey_HSN | Reliability_Capacity_In_Model_Year | System RA | Arizona_Solar_90 | 0.106 | 0.106 | 0.106 | 0.106 | 0.106 | 0.106 | 0.106 | 0.106 | 0.106 | 0.106 | 0.106 | 0.106 | 0.106 | 0.106 | 0.106 | 0.106 | 0.106 | 0.106 | 0.106 | 0.106 | 0.106 | 0.106 | 0.106 | 0.106 | 0.106 | 0.106 | 0.106 | 0.106 | 0.106 | 0.106 | 0.106
Baja_California_Wind_133 | caiso-deliverability | Encina_San_Luis_Rey_HSN | Reliability_Capacity_In_Model_Year | System RA | Baja_California_Wind_133 | 0.337 | 0.337 | 0.337 | 0.337 | 0.337 | 0.337 | 0.337 | 0.337 | 0.337 | 0.337 | 0.337 | 0.337 | 0.337 | 0.337 | 0.337 | 0.337 | 0.337 | 0.337 | 0.337 | 0.337 | 0.337 | 0.337 | 0.337 | 0.337 | 0.337 | 0.337 | 0.337 | 0.337 | 0.337 | 0.337 | 0.337
Arizona_Flow_Battery_90 | caiso-deliverability | Encina_San_Luis_Rey_HSN | Reliability_Capacity_In_Model_Year | System RA | Arizona_Flow_Battery_90 | 1 | 1 | 1 | 1 | 1 | 1 | 1 | 1 | 1 | 1 | 1 | 1 | 1 | 1 | 1 | 1 | 1 | 1 | 1 | 1 | 1 | 1 | 1 | 1 | 1 | 1 | 1 | 1 | 1 | 1 | 1
Greater_Imperial_Flow_Battery_107 | caiso-deliverability | Encina_San_Luis_Rey_HSN | Reliability_Capacity_In_Model_Year | System RA | Greater_Imperial_Flow_Battery_107 | 1 | 1 | 1 | 1 | 1 | 1 | 1 | 1 | 1 | 1 | 1 | 1 | 1 | 1 | 1 | 1 | 1 | 1 | 1 | 1 | 1 | 1 | 1 | 1 | 1 | 1 | 1 | 1 | 1 | 1 | 1
Greater_Imperial_Flow_Battery_108 | caiso-deliverability | Encina_San_Luis_Rey_HSN | Reliability_Capacity_In_Model_Year | System RA | Greater_Imperial_Flow_Battery_108 | 1 | 1 | 1 | 1 | 1 | 1 | 1 | 1 | 1 | 1 | 1 | 1 | 1 | 1 | 1 | 1 | 1 | 1 | 1 | 1 | 1 | 1 | 1 | 1 | 1 | 1 | 1 | 1 | 1 | 1 | 1
Greater_Imperial_Flow_Battery_133 | caiso-deliverability | Encina_San_Luis_Rey_HSN | Reliability_Capacity_In_Model_Year | System RA | Greater_Imperial_Flow_Battery_133 | 1 | 1 | 1 | 1 | 1 | 1 | 1 | 1 | 1 | 1 | 1 | 1 | 1 | 1 | 1 | 1 | 1 | 1 | 1 | 1 | 1 | 1 | 1 | 1 | 1 | 1 | 1 | 1 | 1 | 1 | 1
Arizona_Li_Battery_4hr_90 | caiso-deliverability | Encina_San_Luis_Rey_HSN | Reliability_Capacity_In_Model_Year | System RA | Arizona_Li_Battery_4hr_90 | 1 | 1 | 1 | 1 | 1 | 1 | 1 | 1 | 1 | 1 | 1 | 1 | 1 | 1 | 1 | 1 | 1 | 1 | 1 | 1 | 1 | 1 | 1 | 1 | 1 | 1 | 1 | 1 | 1 | 1 | 1
Greater_Imperial_Li_Battery_4hr_107 | caiso-deliverability | Encina_San_Luis_Rey_HSN | Reliability_Capacity_In_Model_Year | System RA | Greater_Imperial_Li_Battery_4hr_107 | 1 | 1 | 1 | 1 | 1 | 1 | 1 | 1 | 1 | 1 | 1 | 1 | 1 | 1 | 1 | 1 | 1 | 1 | 1 | 1 | 1 | 1 | 1 | 1 | 1 | 1 | 1 | 1 | 1 | 1 | 1
Greater_Imperial_Li_Battery_4hr_108 | caiso-deliverability | Encina_San_Luis_Rey_HSN | Reliability_Capacity_In_Model_Year | System RA | Greater_Imperial_Li_Battery_4hr_108 | 1 | 1 | 1 | 1 | 1 | 1 | 1 | 1 | 1 | 1 | 1 | 1 | 1 | 1 | 1 | 1 | 1 | 1 | 1 | 1 | 1 | 1 | 1 | 1 | 1 | 1 | 1 | 1 | 1 | 1 | 1
Greater_Imperial_Li_Battery_4hr_133 | caiso-deliverability | Encina_San_Luis_Rey_HSN | Reliability_Capacity_In_Model_Year | System RA | Greater_Imperial_Li_Battery_4hr_133 | 1 | 1 | 1 | 1 | 1 | 1 | 1 | 1 | 1 | 1 | 1 | 1 | 1 | 1 | 1 | 1 | 1 | 1 | 1 | 1 | 1 | 1 | 1 | 1 | 1 | 1 | 1 | 1 | 1 | 1 | 1
Arizona_Li_Battery_8hr_90 | caiso-deliverability | Encina_San_Luis_Rey_HSN | Reliability_Capacity_In_Model_Year | System RA | Arizona_Li_Battery_8hr_90 | 1 | 1 | 1 | 1 | 1 | 1 | 1 | 1 | 1 | 1 | 1 | 1 | 1 | 1 | 1 | 1 | 1 | 1 | 1 | 1 | 1 | 1 | 1 | 1 | 1 | 1 | 1 | 1 | 1 | 1 | 1
Greater_Imperial_Li_Battery_8hr_107 | caiso-deliverability | Encina_San_Luis_Rey_HSN | Reliability_Capacity_In_Model_Year | System RA | Greater_Imperial_Li_Battery_8hr_107 | 1 | 1 | 1 | 1 | 1 | 1 | 1 | 1 | 1 | 1 | 1 | 1 | 1 | 1 | 1 | 1 | 1 | 1 | 1 | 1 | 1 | 1 | 1 | 1 | 1 | 1 | 1 | 1 | 1 | 1 | 1
Greater_Imperial_Li_Battery_8hr_108 | caiso-deliverability | Encina_San_Luis_Rey_HSN | Reliability_Capacity_In_Model_Year | System RA | Greater_Imperial_Li_Battery_8hr_108 | 1 | 1 | 1 | 1 | 1 | 1 | 1 | 1 | 1 | 1 | 1 | 1 | 1 | 1 | 1 | 1 | 1 | 1 | 1 | 1 | 1 | 1 | 1 | 1 | 1 | 1 | 1 | 1 | 1 | 1 | 1
Greater_Imperial_Li_Battery_8hr_133 | caiso-deliverability | Encina_San_Luis_Rey_HSN | Reliability_Capacity_In_Model_Year | System RA | Greater_Imperial_Li_Battery_8hr_133 | 1 | 1 | 1 | 1 | 1 | 1 | 1 | 1 | 1 | 1 | 1 | 1 | 1 | 1 | 1 | 1 | 1 | 1 | 1 | 1 | 1 | 1 | 1 | 1 | 1 | 1 | 1 | 1 | 1 | 1 | 1
Greater_Imperial_Solar_107 | caiso-deliverability | Encina_San_Luis_Rey_HSN | Reliability_Capacity_In_Model_Year | System RA | Greater_Imperial_Solar_107 | 0.106 | 0.106 | 0.106 | 0.106 | 0.106 | 0.106 | 0.106 | 0.106 | 0.106 | 0.106 | 0.106 | 0.106 | 0.106 | 0.106 | 0.106 | 0.106 | 0.106 | 0.106 | 0.106 | 0.106 | 0.106 | 0.106 | 0.106 | 0.106 | 0.106 | 0.106 | 0.106 | 0.106 | 0.106 | 0.106 | 0.106
Greater_Imperial_Solar_108 | caiso-deliverability | Encina_San_Luis_Rey_HSN | Reliability_Capacity_In_Model_Year | System RA | Greater_Imperial_Solar_108 | 0.106 | 0.106 | 0.106 | 0.106 | 0.106 | 0.106 | 0.106 | 0.106 | 0.106 | 0.106 | 0.106 | 0.106 | 0.106 | 0.106 | 0.106 | 0.106 | 0.106 | 0.106 | 0.106 | 0.106 | 0.106 | 0.106 | 0.106 | 0.106 | 0.106 | 0.106 | 0.106 | 0.106 | 0.106 | 0.106 | 0.106
Greater_Imperial_Solar_133 | caiso-deliverability | Encina_San_Luis_Rey_HSN | Reliability_Capacity_In_Model_Year | System RA | Greater_Imperial_Solar_133 | 0.106 | 0.106 | 0.106 | 0.106 | 0.106 | 0.106 | 0.106 | 0.106 | 0.106 | 0.106 | 0.106 | 0.106 | 0.106 | 0.106 | 0.106 | 0.106 | 0.106 | 0.106 | 0.106 | 0.106 | 0.106 | 0.106 | 0.106 | 0.106 | 0.106 | 0.106 | 0.106 | 0.106 | 0.106 | 0.106 | 0.106
Greater_Imperial_Wind_108 | caiso-deliverability | Encina_San_Luis_Rey_HSN | Reliability_Capacity_In_Model_Year | System RA | Greater_Imperial_Wind_108 | 0.557 | 0.557 | 0.557 | 0.557 | 0.557 | 0.557 | 0.557 | 0.557 | 0.557 | 0.557 | 0.557 | 0.557 | 0.557 | 0.557 | 0.557 | 0.557 | 0.557 | 0.557 | 0.557 | 0.557 | 0.557 | 0.557 | 0.557 | 0.557 | 0.557 | 0.557 | 0.557 | 0.557 | 0.557 | 0.557 | 0.557
Encina_San_Luis_Rey_group | caiso-deliverability | Encina_San_Luis_Rey_HSN | Operational_New_Capacity_MW | Encina_San_Luis_Rey_group |  | -1 | -1 | -1 | -1 | -1 | -1 | -1 | -1 | -1 | -1 | -1 | -1 | -1 | -1 | -1 | -1 | -1 | -1 | -1 | -1 | -1 | -1 | -1 | -1 | -1 | -1 | -1 | -1 | -1 | -1 | -1
Arizona_Solar_90 | caiso-deliverability | Encina_San_Luis_Rey_offpeak | Operational_New_Capacity_MW | Arizona_Solar_90 |  | 0.77 | 0.77 | 0.77 | 0.77 | 0.77 | 0.77 | 0.77 | 0.77 | 0.77 | 0.77 | 0.77 | 0.77 | 0.77 | 0.77 | 0.77 | 0.77 | 0.77 | 0.77 | 0.77 | 0.77 | 0.77 | 0.77 | 0.77 | 0.77 | 0.77 | 0.77 | 0.77 | 0.77 | 0.77 | 0.77 | 0.77
Baja_California_Wind_133 | caiso-deliverability | Encina_San_Luis_Rey_offpeak | Operational_New_Capacity_MW | Baja_California_Wind_133 |  | 0.44 | 0.44 | 0.44 | 0.44 | 0.44 | 0.44 | 0.44 | 0.44 | 0.44 | 0.44 | 0.44 | 0.44 | 0.44 | 0.44 | 0.44 | 0.44 | 0.44 | 0.44 | 0.44 | 0.44 | 0.44 | 0.44 | 0.44 | 0.44 | 0.44 | 0.44 | 0.44 | 0.44 | 0.44 | 0.44 | 0.44
Arizona_Flow_Battery_90 | caiso-deliverability | Encina_San_Luis_Rey_offpeak | Operational_New_Capacity_MW | Arizona_Flow_Battery_90 |  | -1 | -1 | -1 | -1 | -1 | -1 | -1 | -1 | -1 | -1 | -1 | -1 | -1 | -1 | -1 | -1 | -1 | -1 | -1 | -1 | -1 | -1 | -1 | -1 | -1 | -1 | -1 | -1 | -1 | -1 | -1
Greater_Imperial_Flow_Battery_107 | caiso-deliverability | Encina_San_Luis_Rey_offpeak | Operational_New_Capacity_MW | Greater_Imperial_Flow_Battery_107 |  | -1 | -1 | -1 | -1 | -1 | -1 | -1 | -1 | -1 | -1 | -1 | -1 | -1 | -1 | -1 | -1 | -1 | -1 | -1 | -1 | -1 | -1 | -1 | -1 | -1 | -1 | -1 | -1 | -1 | -1 | -1
Greater_Imperial_Flow_Battery_108 | caiso-deliverability | Encina_San_Luis_Rey_offpeak | Operational_New_Capacity_MW | Greater_Imperial_Flow_Battery_108 |  | -1 | -1 | -1 | -1 | -1 | -1 | -1 | -1 | -1 | -1 | -1 | -1 | -1 | -1 | -1 | -1 | -1 | -1 | -1 | -1 | -1 | -1 | -1 | -1 | -1 | -1 | -1 | -1 | -1 | -1 | -1
Greater_Imperial_Flow_Battery_133 | caiso-deliverability | Encina_San_Luis_Rey_offpeak | Operational_New_Capacity_MW | Greater_Imperial_Flow_Battery_133 |  | -1 | -1 | -1 | -1 | -1 | -1 | -1 | -1 | -1 | -1 | -1 | -1 | -1 | -1 | -1 | -1 | -1 | -1 | -1 | -1 | -1 | -1 | -1 | -1 | -1 | -1 | -1 | -1 | -1 | -1 | -1
Arizona_Li_Battery_4hr_90 | caiso-deliverability | Encina_San_Luis_Rey_offpeak | Operational_New_Capacity_MW | Arizona_Li_Battery_4hr_90 |  | -1 | -1 | -1 | -1 | -1 | -1 | -1 | -1 | -1 | -1 | -1 | -1 | -1 | -1 | -1 | -1 | -1 | -1 | -1 | -1 | -1 | -1 | -1 | -1 | -1 | -1 | -1 | -1 | -1 | -1 | -1
Greater_Imperial_Li_Battery_4hr_107 | caiso-deliverability | Encina_San_Luis_Rey_offpeak | Operational_New_Capacity_MW | Greater_Imperial_Li_Battery_4hr_107 |  | -1 | -1 | -1 | -1 | -1 | -1 | -1 | -1 | -1 | -1 | -1 | -1 | -1 | -1 | -1 | -1 | -1 | -1 | -1 | -1 | -1 | -1 | -1 | -1 | -1 | -1 | -1 | -1 | -1 | -1 | -1
Greater_Imperial_Li_Battery_4hr_108 | caiso-deliverability | Encina_San_Luis_Rey_offpeak | Operational_New_Capacity_MW | Greater_Imperial_Li_Battery_4hr_108 |  | -1 | -1 | -1 | -1 | -1 | -1 | -1 | -1 | -1 | -1 | -1 | -1 | -1 | -1 | -1 | -1 | -1 | -1 | -1 | -1 | -1 | -1 | -1 | -1 | -1 | -1 | -1 | -1 | -1 | -1 | -1
Greater_Imperial_Li_Battery_4hr_133 | caiso-deliverability | Encina_San_Luis_Rey_offpeak | Operational_New_Capacity_MW | Greater_Imperial_Li_Battery_4hr_133 |  | -1 | -1 | -1 | -1 | -1 | -1 | -1 | -1 | -1 | -1 | -1 | -1 | -1 | -1 | -1 | -1 | -1 | -1 | -1 | -1 | -1 | -1 | -1 | -1 | -1 | -1 | -1 | -1 | -1 | -1 | -1
Arizona_Li_Battery_8hr_90 | caiso-deliverability | Encina_San_Luis_Rey_offpeak | Operational_New_Capacity_MW | Arizona_Li_Battery_8hr_90 |  | -1 | -1 | -1 | -1 | -1 | -1 | -1 | -1 | -1 | -1 | -1 | -1 | -1 | -1 | -1 | -1 | -1 | -1 | -1 | -1 | -1 | -1 | -1 | -1 | -1 | -1 | -1 | -1 | -1 | -1 | -1
Greater_Imperial_Li_Battery_8hr_107 | caiso-deliverability | Encina_San_Luis_Rey_offpeak | Operational_New_Capacity_MW | Greater_Imperial_Li_Battery_8hr_107 |  | -1 | -1 | -1 | -1 | -1 | -1 | -1 | -1 | -1 | -1 | -1 | -1 | -1 | -1 | -1 | -1 | -1 | -1 | -1 | -1 | -1 | -1 | -1 | -1 | -1 | -1 | -1 | -1 | -1 | -1 | -1
Greater_Imperial_Li_Battery_8hr_108 | caiso-deliverability | Encina_San_Luis_Rey_offpeak | Operational_New_Capacity_MW | Greater_Imperial_Li_Battery_8hr_108 |  | -1 | -1 | -1 | -1 | -1 | -1 | -1 | -1 | -1 | -1 | -1 | -1 | -1 | -1 | -1 | -1 | -1 | -1 | -1 | -1 | -1 | -1 | -1 | -1 | -1 | -1 | -1 | -1 | -1 | -1 | -1
Greater_Imperial_Li_Battery_8hr_133 | caiso-deliverability | Encina_San_Luis_Rey_offpeak | Operational_New_Capacity_MW | Greater_Imperial_Li_Battery_8hr_133 |  | -1 | -1 | -1 | -1 | -1 | -1 | -1 | -1 | -1 | -1 | -1 | -1 | -1 | -1 | -1 | -1 | -1 | -1 | -1 | -1 | -1 | -1 | -1 | -1 | -1 | -1 | -1 | -1 | -1 | -1 | -1
Greater_Imperial_Solar_107 | caiso-deliverability | Encina_San_Luis_Rey_offpeak | Operational_New_Capacity_MW | Greater_Imperial_Solar_107 |  | 0.77 | 0.77 | 0.77 | 0.77 | 0.77 | 0.77 | 0.77 | 0.77 | 0.77 | 0.77 | 0.77 | 0.77 | 0.77 | 0.77 | 0.77 | 0.77 | 0.77 | 0.77 | 0.77 | 0.77 | 0.77 | 0.77 | 0.77 | 0.77 | 0.77 | 0.77 | 0.77 | 0.77 | 0.77 | 0.77 | 0.77
Greater_Imperial_Solar_108 | caiso-deliverability | Encina_San_Luis_Rey_offpeak | Operational_New_Capacity_MW | Greater_Imperial_Solar_108 |  | 0.77 | 0.77 | 0.77 | 0.77 | 0.77 | 0.77 | 0.77 | 0.77 | 0.77 | 0.77 | 0.77 | 0.77 | 0.77 | 0.77 | 0.77 | 0.77 | 0.77 | 0.77 | 0.77 | 0.77 | 0.77 | 0.77 | 0.77 | 0.77 | 0.77 | 0.77 | 0.77 | 0.77 | 0.77 | 0.77 | 0.77
Greater_Imperial_Solar_133 | caiso-deliverability | Encina_San_Luis_Rey_offpeak | Operational_New_Capacity_MW | Greater_Imperial_Solar_133 |  | 0.77 | 0.77 | 0.77 | 0.77 | 0.77 | 0.77 | 0.77 | 0.77 | 0.77 | 0.77 | 0.77 | 0.77 | 0.77 | 0.77 | 0.77 | 0.77 | 0.77 | 0.77 | 0.77 | 0.77 | 0.77 | 0.77 | 0.77 | 0.77 | 0.77 | 0.77 | 0.77 | 0.77 | 0.77 | 0.77 | 0.77
Greater_Imperial_Wind_108 | caiso-deliverability | Encina_San_Luis_Rey_offpeak | Operational_New_Capacity_MW | Greater_Imperial_Wind_108 |  | 0.44 | 0.44 | 0.44 | 0.44 | 0.44 | 0.44 | 0.44 | 0.44 | 0.44 | 0.44 | 0.44 | 0.44 | 0.44 | 0.44 | 0.44 | 0.44 | 0.44 | 0.44 | 0.44 | 0.44 | 0.44 | 0.44 | 0.44 | 0.44 | 0.44 | 0.44 | 0.44 | 0.44 | 0.44 | 0.44 | 0.44
Encina_San_Luis_Rey_group | caiso-deliverability | Encina_San_Luis_Rey_offpeak | Operational_New_Capacity_MW | Encina_San_Luis_Rey_group |  | -1.1696 | -1.1696 | -1.1696 | -1.1696 | -1.1696 | -1.1696 | -1.1696 | -1.1696 | -1.1696 | -1.1696 | -1.1696 | -1.1696 | -1.1696 | -1.1696 | -1.1696 | -1.1696 | -1.1696 | -1.1696 | -1.1696 | -1.1696 | -1.1696 | -1.1696 | -1.1696 | -1.1696 | -1.1696 | -1.1696 | -1.1696 | -1.1696 | -1.1696 | -1.1696 | -1.1696
Arizona_Solar_90 | caiso-deliverability | Encina_San_Luis_Rey_SSN | Reliability_Capacity_In_Model_Year | System RA | Arizona_Solar_90 | 0.427 | 0.427 | 0.427 | 0.427 | 0.427 | 0.427 | 0.427 | 0.427 | 0.427 | 0.427 | 0.427 | 0.427 | 0.427 | 0.427 | 0.427 | 0.427 | 0.427 | 0.427 | 0.427 | 0.427 | 0.427 | 0.427 | 0.427 | 0.427 | 0.427 | 0.427 | 0.427 | 0.427 | 0.427 | 0.427 | 0.427
Baja_California_Wind_133 | caiso-deliverability | Encina_San_Luis_Rey_SSN | Reliability_Capacity_In_Model_Year | System RA | Baja_California_Wind_133 | 0.112 | 0.112 | 0.112 | 0.112 | 0.112 | 0.112 | 0.112 | 0.112 | 0.112 | 0.112 | 0.112 | 0.112 | 0.112 | 0.112 | 0.112 | 0.112 | 0.112 | 0.112 | 0.112 | 0.112 | 0.112 | 0.112 | 0.112 | 0.112 | 0.112 | 0.112 | 0.112 | 0.112 | 0.112 | 0.112 | 0.112
Arizona_Flow_Battery_90 | caiso-deliverability | Encina_San_Luis_Rey_SSN | Reliability_Capacity_In_Model_Year | System RA | Arizona_Flow_Battery_90 | 0.5 | 0.5 | 0.5 | 0.5 | 0.5 | 0.5 | 0.5 | 0.5 | 0.5 | 0.5 | 0.5 | 0.5 | 0.5 | 0.5 | 0.5 | 0.5 | 0.5 | 0.5 | 0.5 | 0.5 | 0.5 | 0.5 | 0.5 | 0.5 | 0.5 | 0.5 | 0.5 | 0.5 | 0.5 | 0.5 | 0.5
Greater_Imperial_Flow_Battery_107 | caiso-deliverability | Encina_San_Luis_Rey_SSN | Reliability_Capacity_In_Model_Year | System RA | Greater_Imperial_Flow_Battery_107 | 0.5 | 0.5 | 0.5 | 0.5 | 0.5 | 0.5 | 0.5 | 0.5 | 0.5 | 0.5 | 0.5 | 0.5 | 0.5 | 0.5 | 0.5 | 0.5 | 0.5 | 0.5 | 0.5 | 0.5 | 0.5 | 0.5 | 0.5 | 0.5 | 0.5 | 0.5 | 0.5 | 0.5 | 0.5 | 0.5 | 0.5
Greater_Imperial_Flow_Battery_108 | caiso-deliverability | Encina_San_Luis_Rey_SSN | Reliability_Capacity_In_Model_Year | System RA | Greater_Imperial_Flow_Battery_108 | 0.5 | 0.5 | 0.5 | 0.5 | 0.5 | 0.5 | 0.5 | 0.5 | 0.5 | 0.5 | 0.5 | 0.5 | 0.5 | 0.5 | 0.5 | 0.5 | 0.5 | 0.5 | 0.5 | 0.5 | 0.5 | 0.5 | 0.5 | 0.5 | 0.5 | 0.5 | 0.5 | 0.5 | 0.5 | 0.5 | 0.5
Greater_Imperial_Flow_Battery_133 | caiso-deliverability | Encina_San_Luis_Rey_SSN | Reliability_Capacity_In_Model_Year | System RA | Greater_Imperial_Flow_Battery_133 | 0.5 | 0.5 | 0.5 | 0.5 | 0.5 | 0.5 | 0.5 | 0.5 | 0.5 | 0.5 | 0.5 | 0.5 | 0.5 | 0.5 | 0.5 | 0.5 | 0.5 | 0.5 | 0.5 | 0.5 | 0.5 | 0.5 | 0.5 | 0.5 | 0.5 | 0.5 | 0.5 | 0.5 | 0.5 | 0.5 | 0.5
Arizona_Li_Battery_4hr_90 | caiso-deliverability | Encina_San_Luis_Rey_SSN | Reliability_Capacity_In_Model_Year | System RA | Arizona_Li_Battery_4hr_90 | 0.5 | 0.5 | 0.5 | 0.5 | 0.5 | 0.5 | 0.5 | 0.5 | 0.5 | 0.5 | 0.5 | 0.5 | 0.5 | 0.5 | 0.5 | 0.5 | 0.5 | 0.5 | 0.5 | 0.5 | 0.5 | 0.5 | 0.5 | 0.5 | 0.5 | 0.5 | 0.5 | 0.5 | 0.5 | 0.5 | 0.5
Greater_Imperial_Li_Battery_4hr_107 | caiso-deliverability | Encina_San_Luis_Rey_SSN | Reliability_Capacity_In_Model_Year | System RA | Greater_Imperial_Li_Battery_4hr_107 | 0.5 | 0.5 | 0.5 | 0.5 | 0.5 | 0.5 | 0.5 | 0.5 | 0.5 | 0.5 | 0.5 | 0.5 | 0.5 | 0.5 | 0.5 | 0.5 | 0.5 | 0.5 | 0.5 | 0.5 | 0.5 | 0.5 | 0.5 | 0.5 | 0.5 | 0.5 | 0.5 | 0.5 | 0.5 | 0.5 | 0.5
Greater_Imperial_Li_Battery_4hr_108 | caiso-deliverability | Encina_San_Luis_Rey_SSN | Reliability_Capacity_In_Model_Year | System RA | Greater_Imperial_Li_Battery_4hr_108 | 0.5 | 0.5 | 0.5 | 0.5 | 0.5 | 0.5 | 0.5 | 0.5 | 0.5 | 0.5 | 0.5 | 0.5 | 0.5 | 0.5 | 0.5 | 0.5 | 0.5 | 0.5 | 0.5 | 0.5 | 0.5 | 0.5 | 0.5 | 0.5 | 0.5 | 0.5 | 0.5 | 0.5 | 0.5 | 0.5 | 0.5
Greater_Imperial_Li_Battery_4hr_133 | caiso-deliverability | Encina_San_Luis_Rey_SSN | Reliability_Capacity_In_Model_Year | System RA | Greater_Imperial_Li_Battery_4hr_133 | 0.5 | 0.5 | 0.5 | 0.5 | 0.5 | 0.5 | 0.5 | 0.5 | 0.5 | 0.5 | 0.5 | 0.5 | 0.5 | 0.5 | 0.5 | 0.5 | 0.5 | 0.5 | 0.5 | 0.5 | 0.5 | 0.5 | 0.5 | 0.5 | 0.5 | 0.5 | 0.5 | 0.5 | 0.5 | 0.5 | 0.5
Arizona_Li_Battery_8hr_90 | caiso-deliverability | Encina_San_Luis_Rey_SSN | Reliability_Capacity_In_Model_Year | System RA | Arizona_Li_Battery_8hr_90 | 0.5 | 0.5 | 0.5 | 0.5 | 0.5 | 0.5 | 0.5 | 0.5 | 0.5 | 0.5 | 0.5 | 0.5 | 0.5 | 0.5 | 0.5 | 0.5 | 0.5 | 0.5 | 0.5 | 0.5 | 0.5 | 0.5 | 0.5 | 0.5 | 0.5 | 0.5 | 0.5 | 0.5 | 0.5 | 0.5 | 0.5
Greater_Imperial_Li_Battery_8hr_107 | caiso-deliverability | Encina_San_Luis_Rey_SSN | Reliability_Capacity_In_Model_Year | System RA | Greater_Imperial_Li_Battery_8hr_107 | 0.5 | 0.5 | 0.5 | 0.5 | 0.5 | 0.5 | 0.5 | 0.5 | 0.5 | 0.5 | 0.5 | 0.5 | 0.5 | 0.5 | 0.5 | 0.5 | 0.5 | 0.5 | 0.5 | 0.5 | 0.5 | 0.5 | 0.5 | 0.5 | 0.5 | 0.5 | 0.5 | 0.5 | 0.5 | 0.5 | 0.5
Greater_Imperial_Li_Battery_8hr_108 | caiso-deliverability | Encina_San_Luis_Rey_SSN | Reliability_Capacity_In_Model_Year | System RA | Greater_Imperial_Li_Battery_8hr_108 | 0.5 | 0.5 | 0.5 | 0.5 | 0.5 | 0.5 | 0.5 | 0.5 | 0.5 | 0.5 | 0.5 | 0.5 | 0.5 | 0.5 | 0.5 | 0.5 | 0.5 | 0.5 | 0.5 | 0.5 | 0.5 | 0.5 | 0.5 | 0.5 | 0.5 | 0.5 | 0.5 | 0.5 | 0.5 | 0.5 | 0.5
Greater_Imperial_Li_Battery_8hr_133 | caiso-deliverability | Encina_San_Luis_Rey_SSN | Reliability_Capacity_In_Model_Year | System RA | Greater_Imperial_Li_Battery_8hr_133 | 0.5 | 0.5 | 0.5 | 0.5 | 0.5 | 0.5 | 0.5 | 0.5 | 0.5 | 0.5 | 0.5 | 0.5 | 0.5 | 0.5 | 0.5 | 0.5 | 0.5 | 0.5 | 0.5 | 0.5 | 0.5 | 0.5 | 0.5 | 0.5 | 0.5 | 0.5 | 0.5 | 0.5 | 0.5 | 0.5 | 0.5
Greater_Imperial_Solar_107 | caiso-deliverability | Encina_San_Luis_Rey_SSN | Reliability_Capacity_In_Model_Year | System RA | Greater_Imperial_Solar_107 | 0.427 | 0.427 | 0.427 | 0.427 | 0.427 | 0.427 | 0.427 | 0.427 | 0.427 | 0.427 | 0.427 | 0.427 | 0.427 | 0.427 | 0.427 | 0.427 | 0.427 | 0.427 | 0.427 | 0.427 | 0.427 | 0.427 | 0.427 | 0.427 | 0.427 | 0.427 | 0.427 | 0.427 | 0.427 | 0.427 | 0.427
Greater_Imperial_Solar_108 | caiso-deliverability | Encina_San_Luis_Rey_SSN | Reliability_Capacity_In_Model_Year | System RA | Greater_Imperial_Solar_108 | 0.427 | 0.427 | 0.427 | 0.427 | 0.427 | 0.427 | 0.427 | 0.427 | 0.427 | 0.427 | 0.427 | 0.427 | 0.427 | 0.427 | 0.427 | 0.427 | 0.427 | 0.427 | 0.427 | 0.427 | 0.427 | 0.427 | 0.427 | 0.427 | 0.427 | 0.427 | 0.427 | 0.427 | 0.427 | 0.427 | 0.427
Greater_Imperial_Solar_133 | caiso-deliverability | Encina_San_Luis_Rey_SSN | Reliability_Capacity_In_Model_Year | System RA | Greater_Imperial_Solar_133 | 0.427 | 0.427 | 0.427 | 0.427 | 0.427 | 0.427 | 0.427 | 0.427 | 0.427 | 0.427 | 0.427 | 0.427 | 0.427 | 0.427 | 0.427 | 0.427 | 0.427 | 0.427 | 0.427 | 0.427 | 0.427 | 0.427 | 0.427 | 0.427 | 0.427 | 0.427 | 0.427 | 0.427 | 0.427 | 0.427 | 0.427
Greater_Imperial_Wind_108 | caiso-deliverability | Encina_San_Luis_Rey_SSN | Reliability_Capacity_In_Model_Year | System RA | Greater_Imperial_Wind_108 | 0.208 | 0.208 | 0.208 | 0.208 | 0.208 | 0.208 | 0.208 | 0.208 | 0.208 | 0.208 | 0.208 | 0.208 | 0.208 | 0.208 | 0.208 | 0.208 | 0.208 | 0.208 | 0.208 | 0.208 | 0.208 | 0.208 | 0.208 | 0.208 | 0.208 | 0.208 | 0.208 | 0.208 | 0.208 | 0.208 | 0.208
Encina_San_Luis_Rey_group | caiso-deliverability | Encina_San_Luis_Rey_SSN | Operational_New_Capacity_MW | Encina_San_Luis_Rey_group |  | -1 | -1 | -1 | -1 | -1 | -1 | -1 | -1 | -1 | -1 | -1 | -1 | -1 | -1 | -1 | -1 | -1 | -1 | -1 | -1 | -1 | -1 | -1 | -1 | -1 | -1 | -1 | -1 | -1 | -1 | -1
Arizona_Solar_62 | caiso-deliverability | Etiwanda_Rancho_Vista_HSN | Reliability_Capacity_In_Model_Year | System RA | Arizona_Solar_62 | 0.106 | 0.106 | 0.106 | 0.106 | 0.106 | 0.106 | 0.106 | 0.106 | 0.106 | 0.106 | 0.106 | 0.106 | 0.106 | 0.106 | 0.106 | 0.106 | 0.106 | 0.106 | 0.106 | 0.106 | 0.106 | 0.106 | 0.106 | 0.106 | 0.106 | 0.106 | 0.106 | 0.106 | 0.106 | 0.106 | 0.106
Riverside_Flow_Battery_9 | caiso-deliverability | Etiwanda_Rancho_Vista_HSN | Reliability_Capacity_In_Model_Year | System RA | Riverside_Flow_Battery_9 | 1 | 1 | 1 | 1 | 1 | 1 | 1 | 1 | 1 | 1 | 1 | 1 | 1 | 1 | 1 | 1 | 1 | 1 | 1 | 1 | 1 | 1 | 1 | 1 | 1 | 1 | 1 | 1 | 1 | 1 | 1
Arizona_Flow_Battery_62 | caiso-deliverability | Etiwanda_Rancho_Vista_HSN | Reliability_Capacity_In_Model_Year | System RA | Arizona_Flow_Battery_62 | 1 | 1 | 1 | 1 | 1 | 1 | 1 | 1 | 1 | 1 | 1 | 1 | 1 | 1 | 1 | 1 | 1 | 1 | 1 | 1 | 1 | 1 | 1 | 1 | 1 | 1 | 1 | 1 | 1 | 1 | 1
Greater_Imperial_Flow_Battery_63 | caiso-deliverability | Etiwanda_Rancho_Vista_HSN | Reliability_Capacity_In_Model_Year | System RA | Greater_Imperial_Flow_Battery_63 | 1 | 1 | 1 | 1 | 1 | 1 | 1 | 1 | 1 | 1 | 1 | 1 | 1 | 1 | 1 | 1 | 1 | 1 | 1 | 1 | 1 | 1 | 1 | 1 | 1 | 1 | 1 | 1 | 1 | 1 | 1
Riverside_Li_Battery_4hr_9 | caiso-deliverability | Etiwanda_Rancho_Vista_HSN | Reliability_Capacity_In_Model_Year | System RA | Riverside_Li_Battery_4hr_9 | 1 | 1 | 1 | 1 | 1 | 1 | 1 | 1 | 1 | 1 | 1 | 1 | 1 | 1 | 1 | 1 | 1 | 1 | 1 | 1 | 1 | 1 | 1 | 1 | 1 | 1 | 1 | 1 | 1 | 1 | 1
Arizona_Li_Battery_4hr_62 | caiso-deliverability | Etiwanda_Rancho_Vista_HSN | Reliability_Capacity_In_Model_Year | System RA | Arizona_Li_Battery_4hr_62 | 1 | 1 | 1 | 1 | 1 | 1 | 1 | 1 | 1 | 1 | 1 | 1 | 1 | 1 | 1 | 1 | 1 | 1 | 1 | 1 | 1 | 1 | 1 | 1 | 1 | 1 | 1 | 1 | 1 | 1 | 1
Greater_Imperial_Li_Battery_4hr_63 | caiso-deliverability | Etiwanda_Rancho_Vista_HSN | Reliability_Capacity_In_Model_Year | System RA | Greater_Imperial_Li_Battery_4hr_63 | 1 | 1 | 1 | 1 | 1 | 1 | 1 | 1 | 1 | 1 | 1 | 1 | 1 | 1 | 1 | 1 | 1 | 1 | 1 | 1 | 1 | 1 | 1 | 1 | 1 | 1 | 1 | 1 | 1 | 1 | 1
Riverside_Li_Battery_8hr_9 | caiso-deliverability | Etiwanda_Rancho_Vista_HSN | Reliability_Capacity_In_Model_Year | System RA | Riverside_Li_Battery_8hr_9 | 1 | 1 | 1 | 1 | 1 | 1 | 1 | 1 | 1 | 1 | 1 | 1 | 1 | 1 | 1 | 1 | 1 | 1 | 1 | 1 | 1 | 1 | 1 | 1 | 1 | 1 | 1 | 1 | 1 | 1 | 1
Arizona_Li_Battery_8hr_62 | caiso-deliverability | Etiwanda_Rancho_Vista_HSN | Reliability_Capacity_In_Model_Year | System RA | Arizona_Li_Battery_8hr_62 | 1 | 1 | 1 | 1 | 1 | 1 | 1 | 1 | 1 | 1 | 1 | 1 | 1 | 1 | 1 | 1 | 1 | 1 | 1 | 1 | 1 | 1 | 1 | 1 | 1 | 1 | 1 | 1 | 1 | 1 | 1
Greater_Imperial_Li_Battery_8hr_63 | caiso-deliverability | Etiwanda_Rancho_Vista_HSN | Reliability_Capacity_In_Model_Year | System RA | Greater_Imperial_Li_Battery_8hr_63 | 1 | 1 | 1 | 1 | 1 | 1 | 1 | 1 | 1 | 1 | 1 | 1 | 1 | 1 | 1 | 1 | 1 | 1 | 1 | 1 | 1 | 1 | 1 | 1 | 1 | 1 | 1 | 1 | 1 | 1 | 1
Riverside_West_Pumped_Storage_9 | caiso-deliverability | Etiwanda_Rancho_Vista_HSN | Reliability_Capacity_In_Model_Year | System RA | Riverside_West_Pumped_Storage_9 | 1 | 1 | 1 | 1 | 1 | 1 | 1 | 1 | 1 | 1 | 1 | 1 | 1 | 1 | 1 | 1 | 1 | 1 | 1 | 1 | 1 | 1 | 1 | 1 | 1 | 1 | 1 | 1 | 1 | 1 | 1
Greater_Imperial_Geothermal_63 | caiso-deliverability | Etiwanda_Rancho_Vista_HSN | Reliability_Capacity_In_Model_Year | System RA | Greater_Imperial_Geothermal_63 | 1 | 1 | 1 | 1 | 1 | 1 | 1 | 1 | 1 | 1 | 1 | 1 | 1 | 1 | 1 | 1 | 1 | 1 | 1 | 1 | 1 | 1 | 1 | 1 | 1 | 1 | 1 | 1 | 1 | 1 | 1
Greater_Imperial_Solar_63 | caiso-deliverability | Etiwanda_Rancho_Vista_HSN | Reliability_Capacity_In_Model_Year | System RA | Greater_Imperial_Solar_63 | 0.106 | 0.106 | 0.106 | 0.106 | 0.106 | 0.106 | 0.106 | 0.106 | 0.106 | 0.106 | 0.106 | 0.106 | 0.106 | 0.106 | 0.106 | 0.106 | 0.106 | 0.106 | 0.106 | 0.106 | 0.106 | 0.106 | 0.106 | 0.106 | 0.106 | 0.106 | 0.106 | 0.106 | 0.106 | 0.106 | 0.106
Inyokern_North_Kramer_Geothermal_9 | caiso-deliverability | Etiwanda_Rancho_Vista_HSN | Reliability_Capacity_In_Model_Year | System RA | Inyokern_North_Kramer_Geothermal_9 | 1 | 1 | 1 | 1 | 1 | 1 | 1 | 1 | 1 | 1 | 1 | 1 | 1 | 1 | 1 | 1 | 1 | 1 | 1 | 1 | 1 | 1 | 1 | 1 | 1 | 1 | 1 | 1 | 1 | 1 | 1
Riverside_Solar_9 | caiso-deliverability | Etiwanda_Rancho_Vista_HSN | Reliability_Capacity_In_Model_Year | System RA | Riverside_Solar_9 | 0.106 | 0.106 | 0.106 | 0.106 | 0.106 | 0.106 | 0.106 | 0.106 | 0.106 | 0.106 | 0.106 | 0.106 | 0.106 | 0.106 | 0.106 | 0.106 | 0.106 | 0.106 | 0.106 | 0.106 | 0.106 | 0.106 | 0.106 | 0.106 | 0.106 | 0.106 | 0.106 | 0.106 | 0.106 | 0.106 | 0.106
Etiwanda_Rancho_Vista_group | caiso-deliverability | Etiwanda_Rancho_Vista_HSN | Operational_New_Capacity_MW | Etiwanda_Rancho_Vista_group |  | -1 | -1 | -1 | -1 | -1 | -1 | -1 | -1 | -1 | -1 | -1 | -1 | -1 | -1 | -1 | -1 | -1 | -1 | -1 | -1 | -1 | -1 | -1 | -1 | -1 | -1 | -1 | -1 | -1 | -1 | -1
Arizona_Solar_62 | caiso-deliverability | Etiwanda_Rancho_Vista_offpeak | Operational_New_Capacity_MW | Arizona_Solar_62 |  | 0.77 | 0.77 | 0.77 | 0.77 | 0.77 | 0.77 | 0.77 | 0.77 | 0.77 | 0.77 | 0.77 | 0.77 | 0.77 | 0.77 | 0.77 | 0.77 | 0.77 | 0.77 | 0.77 | 0.77 | 0.77 | 0.77 | 0.77 | 0.77 | 0.77 | 0.77 | 0.77 | 0.77 | 0.77 | 0.77 | 0.77
Riverside_Flow_Battery_9 | caiso-deliverability | Etiwanda_Rancho_Vista_offpeak | Operational_New_Capacity_MW | Riverside_Flow_Battery_9 |  | -1 | -1 | -1 | -1 | -1 | -1 | -1 | -1 | -1 | -1 | -1 | -1 | -1 | -1 | -1 | -1 | -1 | -1 | -1 | -1 | -1 | -1 | -1 | -1 | -1 | -1 | -1 | -1 | -1 | -1 | -1
Arizona_Flow_Battery_62 | caiso-deliverability | Etiwanda_Rancho_Vista_offpeak | Operational_New_Capacity_MW | Arizona_Flow_Battery_62 |  | -1 | -1 | -1 | -1 | -1 | -1 | -1 | -1 | -1 | -1 | -1 | -1 | -1 | -1 | -1 | -1 | -1 | -1 | -1 | -1 | -1 | -1 | -1 | -1 | -1 | -1 | -1 | -1 | -1 | -1 | -1
Greater_Imperial_Flow_Battery_63 | caiso-deliverability | Etiwanda_Rancho_Vista_offpeak | Operational_New_Capacity_MW | Greater_Imperial_Flow_Battery_63 |  | -1 | -1 | -1 | -1 | -1 | -1 | -1 | -1 | -1 | -1 | -1 | -1 | -1 | -1 | -1 | -1 | -1 | -1 | -1 | -1 | -1 | -1 | -1 | -1 | -1 | -1 | -1 | -1 | -1 | -1 | -1
Riverside_Li_Battery_4hr_9 | caiso-deliverability | Etiwanda_Rancho_Vista_offpeak | Operational_New_Capacity_MW | Riverside_Li_Battery_4hr_9 |  | -1 | -1 | -1 | -1 | -1 | -1 | -1 | -1 | -1 | -1 | -1 | -1 | -1 | -1 | -1 | -1 | -1 | -1 | -1 | -1 | -1 | -1 | -1 | -1 | -1 | -1 | -1 | -1 | -1 | -1 | -1
Arizona_Li_Battery_4hr_62 | caiso-deliverability | Etiwanda_Rancho_Vista_offpeak | Operational_New_Capacity_MW | Arizona_Li_Battery_4hr_62 |  | -1 | -1 | -1 | -1 | -1 | -1 | -1 | -1 | -1 | -1 | -1 | -1 | -1 | -1 | -1 | -1 | -1 | -1 | -1 | -1 | -1 | -1 | -1 | -1 | -1 | -1 | -1 | -1 | -1 | -1 | -1
Greater_Imperial_Li_Battery_4hr_63 | caiso-deliverability | Etiwanda_Rancho_Vista_offpeak | Operational_New_Capacity_MW | Greater_Imperial_Li_Battery_4hr_63 |  | -1 | -1 | -1 | -1 | -1 | -1 | -1 | -1 | -1 | -1 | -1 | -1 | -1 | -1 | -1 | -1 | -1 | -1 | -1 | -1 | -1 | -1 | -1 | -1 | -1 | -1 | -1 | -1 | -1 | -1 | -1
Riverside_Li_Battery_8hr_9 | caiso-deliverability | Etiwanda_Rancho_Vista_offpeak | Operational_New_Capacity_MW | Riverside_Li_Battery_8hr_9 |  | -1 | -1 | -1 | -1 | -1 | -1 | -1 | -1 | -1 | -1 | -1 | -1 | -1 | -1 | -1 | -1 | -1 | -1 | -1 | -1 | -1 | -1 | -1 | -1 | -1 | -1 | -1 | -1 | -1 | -1 | -1
Arizona_Li_Battery_8hr_62 | caiso-deliverability | Etiwanda_Rancho_Vista_offpeak | Operational_New_Capacity_MW | Arizona_Li_Battery_8hr_62 |  | -1 | -1 | -1 | -1 | -1 | -1 | -1 | -1 | -1 | -1 | -1 | -1 | -1 | -1 | -1 | -1 | -1 | -1 | -1 | -1 | -1 | -1 | -1 | -1 | -1 | -1 | -1 | -1 | -1 | -1 | -1
Greater_Imperial_Li_Battery_8hr_63 | caiso-deliverability | Etiwanda_Rancho_Vista_offpeak | Operational_New_Capacity_MW | Greater_Imperial_Li_Battery_8hr_63 |  | -1 | -1 | -1 | -1 | -1 | -1 | -1 | -1 | -1 | -1 | -1 | -1 | -1 | -1 | -1 | -1 | -1 | -1 | -1 | -1 | -1 | -1 | -1 | -1 | -1 | -1 | -1 | -1 | -1 | -1 | -1
Riverside_West_Pumped_Storage_9 | caiso-deliverability | Etiwanda_Rancho_Vista_offpeak | Operational_New_Capacity_MW | Riverside_West_Pumped_Storage_9 |  | -1 | -1 | -1 | -1 | -1 | -1 | -1 | -1 | -1 | -1 | -1 | -1 | -1 | -1 | -1 | -1 | -1 | -1 | -1 | -1 | -1 | -1 | -1 | -1 | -1 | -1 | -1 | -1 | -1 | -1 | -1
Greater_Imperial_Geothermal_63 | caiso-deliverability | Etiwanda_Rancho_Vista_offpeak | Operational_New_Capacity_MW | Greater_Imperial_Geothermal_63 |  | 1 | 1 | 1 | 1 | 1 | 1 | 1 | 1 | 1 | 1 | 1 | 1 | 1 | 1 | 1 | 1 | 1 | 1 | 1 | 1 | 1 | 1 | 1 | 1 | 1 | 1 | 1 | 1 | 1 | 1 | 1
Greater_Imperial_Solar_63 | caiso-deliverability | Etiwanda_Rancho_Vista_offpeak | Operational_New_Capacity_MW | Greater_Imperial_Solar_63 |  | 0.77 | 0.77 | 0.77 | 0.77 | 0.77 | 0.77 | 0.77 | 0.77 | 0.77 | 0.77 | 0.77 | 0.77 | 0.77 | 0.77 | 0.77 | 0.77 | 0.77 | 0.77 | 0.77 | 0.77 | 0.77 | 0.77 | 0.77 | 0.77 | 0.77 | 0.77 | 0.77 | 0.77 | 0.77 | 0.77 | 0.77
Inyokern_North_Kramer_Geothermal_9 | caiso-deliverability | Etiwanda_Rancho_Vista_offpeak | Operational_New_Capacity_MW | Inyokern_North_Kramer_Geothermal_9 |  | 1 | 1 | 1 | 1 | 1 | 1 | 1 | 1 | 1 | 1 | 1 | 1 | 1 | 1 | 1 | 1 | 1 | 1 | 1 | 1 | 1 | 1 | 1 | 1 | 1 | 1 | 1 | 1 | 1 | 1 | 1
Riverside_Solar_9 | caiso-deliverability | Etiwanda_Rancho_Vista_offpeak | Operational_New_Capacity_MW | Riverside_Solar_9 |  | 0.77 | 0.77 | 0.77 | 0.77 | 0.77 | 0.77 | 0.77 | 0.77 | 0.77 | 0.77 | 0.77 | 0.77 | 0.77 | 0.77 | 0.77 | 0.77 | 0.77 | 0.77 | 0.77 | 0.77 | 0.77 | 0.77 | 0.77 | 0.77 | 0.77 | 0.77 | 0.77 | 0.77 | 0.77 | 0.77 | 0.77
Etiwanda_Rancho_Vista_group | caiso-deliverability | Etiwanda_Rancho_Vista_offpeak | Operational_New_Capacity_MW | Etiwanda_Rancho_Vista_group |  | -1 | -1 | -1 | -1 | -1 | -1 | -1 | -1 | -1 | -1 | -1 | -1 | -1 | -1 | -1 | -1 | -1 | -1 | -1 | -1 | -1 | -1 | -1 | -1 | -1 | -1 | -1 | -1 | -1 | -1 | -1
Arizona_Solar_62 | caiso-deliverability | Etiwanda_Rancho_Vista_SSN | Reliability_Capacity_In_Model_Year | System RA | Arizona_Solar_62 | 0.427 | 0.427 | 0.427 | 0.427 | 0.427 | 0.427 | 0.427 | 0.427 | 0.427 | 0.427 | 0.427 | 0.427 | 0.427 | 0.427 | 0.427 | 0.427 | 0.427 | 0.427 | 0.427 | 0.427 | 0.427 | 0.427 | 0.427 | 0.427 | 0.427 | 0.427 | 0.427 | 0.427 | 0.427 | 0.427 | 0.427
Riverside_Flow_Battery_9 | caiso-deliverability | Etiwanda_Rancho_Vista_SSN | Reliability_Capacity_In_Model_Year | System RA | Riverside_Flow_Battery_9 | 0.5 | 0.5 | 0.5 | 0.5 | 0.5 | 0.5 | 0.5 | 0.5 | 0.5 | 0.5 | 0.5 | 0.5 | 0.5 | 0.5 | 0.5 | 0.5 | 0.5 | 0.5 | 0.5 | 0.5 | 0.5 | 0.5 | 0.5 | 0.5 | 0.5 | 0.5 | 0.5 | 0.5 | 0.5 | 0.5 | 0.5
Arizona_Flow_Battery_62 | caiso-deliverability | Etiwanda_Rancho_Vista_SSN | Reliability_Capacity_In_Model_Year | System RA | Arizona_Flow_Battery_62 | 0.5 | 0.5 | 0.5 | 0.5 | 0.5 | 0.5 | 0.5 | 0.5 | 0.5 | 0.5 | 0.5 | 0.5 | 0.5 | 0.5 | 0.5 | 0.5 | 0.5 | 0.5 | 0.5 | 0.5 | 0.5 | 0.5 | 0.5 | 0.5 | 0.5 | 0.5 | 0.5 | 0.5 | 0.5 | 0.5 | 0.5
Greater_Imperial_Flow_Battery_63 | caiso-deliverability | Etiwanda_Rancho_Vista_SSN | Reliability_Capacity_In_Model_Year | System RA | Greater_Imperial_Flow_Battery_63 | 0.5 | 0.5 | 0.5 | 0.5 | 0.5 | 0.5 | 0.5 | 0.5 | 0.5 | 0.5 | 0.5 | 0.5 | 0.5 | 0.5 | 0.5 | 0.5 | 0.5 | 0.5 | 0.5 | 0.5 | 0.5 | 0.5 | 0.5 | 0.5 | 0.5 | 0.5 | 0.5 | 0.5 | 0.5 | 0.5 | 0.5
Riverside_Li_Battery_4hr_9 | caiso-deliverability | Etiwanda_Rancho_Vista_SSN | Reliability_Capacity_In_Model_Year | System RA | Riverside_Li_Battery_4hr_9 | 0.5 | 0.5 | 0.5 | 0.5 | 0.5 | 0.5 | 0.5 | 0.5 | 0.5 | 0.5 | 0.5 | 0.5 | 0.5 | 0.5 | 0.5 | 0.5 | 0.5 | 0.5 | 0.5 | 0.5 | 0.5 | 0.5 | 0.5 | 0.5 | 0.5 | 0.5 | 0.5 | 0.5 | 0.5 | 0.5 | 0.5
Arizona_Li_Battery_4hr_62 | caiso-deliverability | Etiwanda_Rancho_Vista_SSN | Reliability_Capacity_In_Model_Year | System RA | Arizona_Li_Battery_4hr_62 | 0.5 | 0.5 | 0.5 | 0.5 | 0.5 | 0.5 | 0.5 | 0.5 | 0.5 | 0.5 | 0.5 | 0.5 | 0.5 | 0.5 | 0.5 | 0.5 | 0.5 | 0.5 | 0.5 | 0.5 | 0.5 | 0.5 | 0.5 | 0.5 | 0.5 | 0.5 | 0.5 | 0.5 | 0.5 | 0.5 | 0.5
Greater_Imperial_Li_Battery_4hr_63 | caiso-deliverability | Etiwanda_Rancho_Vista_SSN | Reliability_Capacity_In_Model_Year | System RA | Greater_Imperial_Li_Battery_4hr_63 | 0.5 | 0.5 | 0.5 | 0.5 | 0.5 | 0.5 | 0.5 | 0.5 | 0.5 | 0.5 | 0.5 | 0.5 | 0.5 | 0.5 | 0.5 | 0.5 | 0.5 | 0.5 | 0.5 | 0.5 | 0.5 | 0.5 | 0.5 | 0.5 | 0.5 | 0.5 | 0.5 | 0.5 | 0.5 | 0.5 | 0.5
Riverside_Li_Battery_8hr_9 | caiso-deliverability | Etiwanda_Rancho_Vista_SSN | Reliability_Capacity_In_Model_Year | System RA | Riverside_Li_Battery_8hr_9 | 0.5 | 0.5 | 0.5 | 0.5 | 0.5 | 0.5 | 0.5 | 0.5 | 0.5 | 0.5 | 0.5 | 0.5 | 0.5 | 0.5 | 0.5 | 0.5 | 0.5 | 0.5 | 0.5 | 0.5 | 0.5 | 0.5 | 0.5 | 0.5 | 0.5 | 0.5 | 0.5 | 0.5 | 0.5 | 0.5 | 0.5
Arizona_Li_Battery_8hr_62 | caiso-deliverability | Etiwanda_Rancho_Vista_SSN | Reliability_Capacity_In_Model_Year | System RA | Arizona_Li_Battery_8hr_62 | 0.5 | 0.5 | 0.5 | 0.5 | 0.5 | 0.5 | 0.5 | 0.5 | 0.5 | 0.5 | 0.5 | 0.5 | 0.5 | 0.5 | 0.5 | 0.5 | 0.5 | 0.5 | 0.5 | 0.5 | 0.5 | 0.5 | 0.5 | 0.5 | 0.5 | 0.5 | 0.5 | 0.5 | 0.5 | 0.5 | 0.5
Greater_Imperial_Li_Battery_8hr_63 | caiso-deliverability | Etiwanda_Rancho_Vista_SSN | Reliability_Capacity_In_Model_Year | System RA | Greater_Imperial_Li_Battery_8hr_63 | 0.5 | 0.5 | 0.5 | 0.5 | 0.5 | 0.5 | 0.5 | 0.5 | 0.5 | 0.5 | 0.5 | 0.5 | 0.5 | 0.5 | 0.5 | 0.5 | 0.5 | 0.5 | 0.5 | 0.5 | 0.5 | 0.5 | 0.5 | 0.5 | 0.5 | 0.5 | 0.5 | 0.5 | 0.5 | 0.5 | 0.5
Riverside_West_Pumped_Storage_9 | caiso-deliverability | Etiwanda_Rancho_Vista_SSN | Reliability_Capacity_In_Model_Year | System RA | Riverside_West_Pumped_Storage_9 | 0.5 | 0.5 | 0.5 | 0.5 | 0.5 | 0.5 | 0.5 | 0.5 | 0.5 | 0.5 | 0.5 | 0.5 | 0.5 | 0.5 | 0.5 | 0.5 | 0.5 | 0.5 | 0.5 | 0.5 | 0.5 | 0.5 | 0.5 | 0.5 | 0.5 | 0.5 | 0.5 | 0.5 | 0.5 | 0.5 | 0.5
Greater_Imperial_Geothermal_63 | caiso-deliverability | Etiwanda_Rancho_Vista_SSN | Reliability_Capacity_In_Model_Year | System RA | Greater_Imperial_Geothermal_63 | 1 | 1 | 1 | 1 | 1 | 1 | 1 | 1 | 1 | 1 | 1 | 1 | 1 | 1 | 1 | 1 | 1 | 1 | 1 | 1 | 1 | 1 | 1 | 1 | 1 | 1 | 1 | 1 | 1 | 1 | 1
Greater_Imperial_Solar_63 | caiso-deliverability | Etiwanda_Rancho_Vista_SSN | Reliability_Capacity_In_Model_Year | System RA | Greater_Imperial_Solar_63 | 0.427 | 0.427 | 0.427 | 0.427 | 0.427 | 0.427 | 0.427 | 0.427 | 0.427 | 0.427 | 0.427 | 0.427 | 0.427 | 0.427 | 0.427 | 0.427 | 0.427 | 0.427 | 0.427 | 0.427 | 0.427 | 0.427 | 0.427 | 0.427 | 0.427 | 0.427 | 0.427 | 0.427 | 0.427 | 0.427 | 0.427
Inyokern_North_Kramer_Geothermal_9 | caiso-deliverability | Etiwanda_Rancho_Vista_SSN | Reliability_Capacity_In_Model_Year | System RA | Inyokern_North_Kramer_Geothermal_9 | 1 | 1 | 1 | 1 | 1 | 1 | 1 | 1 | 1 | 1 | 1 | 1 | 1 | 1 | 1 | 1 | 1 | 1 | 1 | 1 | 1 | 1 | 1 | 1 | 1 | 1 | 1 | 1 | 1 | 1 | 1
Riverside_Solar_9 | caiso-deliverability | Etiwanda_Rancho_Vista_SSN | Reliability_Capacity_In_Model_Year | System RA | Riverside_Solar_9 | 0.427 | 0.427 | 0.427 | 0.427 | 0.427 | 0.427 | 0.427 | 0.427 | 0.427 | 0.427 | 0.427 | 0.427 | 0.427 | 0.427 | 0.427 | 0.427 | 0.427 | 0.427 | 0.427 | 0.427 | 0.427 | 0.427 | 0.427 | 0.427 | 0.427 | 0.427 | 0.427 | 0.427 | 0.427 | 0.427 | 0.427
Etiwanda_Rancho_Vista_group | caiso-deliverability | Etiwanda_Rancho_Vista_SSN | Operational_New_Capacity_MW | Etiwanda_Rancho_Vista_group |  | -1 | -1 | -1 | -1 | -1 | -1 | -1 | -1 | -1 | -1 | -1 | -1 | -1 | -1 | -1 | -1 | -1 | -1 | -1 | -1 | -1 | -1 | -1 | -1 | -1 | -1 | -1 | -1 | -1 | -1 | -1
Southern_PGAE_Flow_Battery_3 | caiso-deliverability | Gates_Panoche_HSN | Reliability_Capacity_In_Model_Year | System RA | Southern_PGAE_Flow_Battery_3 | 1 | 1 | 1 | 1 | 1 | 1 | 1 | 1 | 1 | 1 | 1 | 1 | 1 | 1 | 1 | 1 | 1 | 1 | 1 | 1 | 1 | 1 | 1 | 1 | 1 | 1 | 1 | 1 | 1 | 1 | 1
Southern_PGAE_Flow_Battery_22 | caiso-deliverability | Gates_Panoche_HSN | Reliability_Capacity_In_Model_Year | System RA | Southern_PGAE_Flow_Battery_22 | 1 | 1 | 1 | 1 | 1 | 1 | 1 | 1 | 1 | 1 | 1 | 1 | 1 | 1 | 1 | 1 | 1 | 1 | 1 | 1 | 1 | 1 | 1 | 1 | 1 | 1 | 1 | 1 | 1 | 1 | 1
Southern_PGAE_Flow_Battery_24 | caiso-deliverability | Gates_Panoche_HSN | Reliability_Capacity_In_Model_Year | System RA | Southern_PGAE_Flow_Battery_24 | 1 | 1 | 1 | 1 | 1 | 1 | 1 | 1 | 1 | 1 | 1 | 1 | 1 | 1 | 1 | 1 | 1 | 1 | 1 | 1 | 1 | 1 | 1 | 1 | 1 | 1 | 1 | 1 | 1 | 1 | 1
Southern_PGAE_Flow_Battery_27 | caiso-deliverability | Gates_Panoche_HSN | Reliability_Capacity_In_Model_Year | System RA | Southern_PGAE_Flow_Battery_27 | 1 | 1 | 1 | 1 | 1 | 1 | 1 | 1 | 1 | 1 | 1 | 1 | 1 | 1 | 1 | 1 | 1 | 1 | 1 | 1 | 1 | 1 | 1 | 1 | 1 | 1 | 1 | 1 | 1 | 1 | 1
Southern_PGAE_Flow_Battery_33 | caiso-deliverability | Gates_Panoche_HSN | Reliability_Capacity_In_Model_Year | System RA | Southern_PGAE_Flow_Battery_33 | 1 | 1 | 1 | 1 | 1 | 1 | 1 | 1 | 1 | 1 | 1 | 1 | 1 | 1 | 1 | 1 | 1 | 1 | 1 | 1 | 1 | 1 | 1 | 1 | 1 | 1 | 1 | 1 | 1 | 1 | 1
Southern_PGAE_Flow_Battery_34 | caiso-deliverability | Gates_Panoche_HSN | Reliability_Capacity_In_Model_Year | System RA | Southern_PGAE_Flow_Battery_34 | 1 | 1 | 1 | 1 | 1 | 1 | 1 | 1 | 1 | 1 | 1 | 1 | 1 | 1 | 1 | 1 | 1 | 1 | 1 | 1 | 1 | 1 | 1 | 1 | 1 | 1 | 1 | 1 | 1 | 1 | 1
Southern_PGAE_Flow_Battery_39 | caiso-deliverability | Gates_Panoche_HSN | Reliability_Capacity_In_Model_Year | System RA | Southern_PGAE_Flow_Battery_39 | 1 | 1 | 1 | 1 | 1 | 1 | 1 | 1 | 1 | 1 | 1 | 1 | 1 | 1 | 1 | 1 | 1 | 1 | 1 | 1 | 1 | 1 | 1 | 1 | 1 | 1 | 1 | 1 | 1 | 1 | 1
Southern_PGAE_Flow_Battery_45 | caiso-deliverability | Gates_Panoche_HSN | Reliability_Capacity_In_Model_Year | System RA | Southern_PGAE_Flow_Battery_45 | 1 | 1 | 1 | 1 | 1 | 1 | 1 | 1 | 1 | 1 | 1 | 1 | 1 | 1 | 1 | 1 | 1 | 1 | 1 | 1 | 1 | 1 | 1 | 1 | 1 | 1 | 1 | 1 | 1 | 1 | 1
Southern_PGAE_Flow_Battery_49 | caiso-deliverability | Gates_Panoche_HSN | Reliability_Capacity_In_Model_Year | System RA | Southern_PGAE_Flow_Battery_49 | 1 | 1 | 1 | 1 | 1 | 1 | 1 | 1 | 1 | 1 | 1 | 1 | 1 | 1 | 1 | 1 | 1 | 1 | 1 | 1 | 1 | 1 | 1 | 1 | 1 | 1 | 1 | 1 | 1 | 1 | 1
Southern_PGAE_Flow_Battery_61 | caiso-deliverability | Gates_Panoche_HSN | Reliability_Capacity_In_Model_Year | System RA | Southern_PGAE_Flow_Battery_61 | 1 | 1 | 1 | 1 | 1 | 1 | 1 | 1 | 1 | 1 | 1 | 1 | 1 | 1 | 1 | 1 | 1 | 1 | 1 | 1 | 1 | 1 | 1 | 1 | 1 | 1 | 1 | 1 | 1 | 1 | 1
Southern_PGAE_Flow_Battery_93 | caiso-deliverability | Gates_Panoche_HSN | Reliability_Capacity_In_Model_Year | System RA | Southern_PGAE_Flow_Battery_93 | 1 | 1 | 1 | 1 | 1 | 1 | 1 | 1 | 1 | 1 | 1 | 1 | 1 | 1 | 1 | 1 | 1 | 1 | 1 | 1 | 1 | 1 | 1 | 1 | 1 | 1 | 1 | 1 | 1 | 1 | 1
Southern_PGAE_Flow_Battery_109 | caiso-deliverability | Gates_Panoche_HSN | Reliability_Capacity_In_Model_Year | System RA | Southern_PGAE_Flow_Battery_109 | 1 | 1 | 1 | 1 | 1 | 1 | 1 | 1 | 1 | 1 | 1 | 1 | 1 | 1 | 1 | 1 | 1 | 1 | 1 | 1 | 1 | 1 | 1 | 1 | 1 | 1 | 1 | 1 | 1 | 1 | 1
Southern_PGAE_Li_Battery_4hr_3 | caiso-deliverability | Gates_Panoche_HSN | Reliability_Capacity_In_Model_Year | System RA | Southern_PGAE_Li_Battery_4hr_3 | 1 | 1 | 1 | 1 | 1 | 1 | 1 | 1 | 1 | 1 | 1 | 1 | 1 | 1 | 1 | 1 | 1 | 1 | 1 | 1 | 1 | 1 | 1 | 1 | 1 | 1 | 1 | 1 | 1 | 1 | 1
Southern_PGAE_Li_Battery_4hr_22 | caiso-deliverability | Gates_Panoche_HSN | Reliability_Capacity_In_Model_Year | System RA | Southern_PGAE_Li_Battery_4hr_22 | 1 | 1 | 1 | 1 | 1 | 1 | 1 | 1 | 1 | 1 | 1 | 1 | 1 | 1 | 1 | 1 | 1 | 1 | 1 | 1 | 1 | 1 | 1 | 1 | 1 | 1 | 1 | 1 | 1 | 1 | 1
Southern_PGAE_Li_Battery_4hr_24 | caiso-deliverability | Gates_Panoche_HSN | Reliability_Capacity_In_Model_Year | System RA | Southern_PGAE_Li_Battery_4hr_24 | 1 | 1 | 1 | 1 | 1 | 1 | 1 | 1 | 1 | 1 | 1 | 1 | 1 | 1 | 1 | 1 | 1 | 1 | 1 | 1 | 1 | 1 | 1 | 1 | 1 | 1 | 1 | 1 | 1 | 1 | 1
Southern_PGAE_Li_Battery_4hr_27 | caiso-deliverability | Gates_Panoche_HSN | Reliability_Capacity_In_Model_Year | System RA | Southern_PGAE_Li_Battery_4hr_27 | 1 | 1 | 1 | 1 | 1 | 1 | 1 | 1 | 1 | 1 | 1 | 1 | 1 | 1 | 1 | 1 | 1 | 1 | 1 | 1 | 1 | 1 | 1 | 1 | 1 | 1 | 1 | 1 | 1 | 1 | 1
Southern_PGAE_Li_Battery_4hr_33 | caiso-deliverability | Gates_Panoche_HSN | Reliability_Capacity_In_Model_Year | System RA | Southern_PGAE_Li_Battery_4hr_33 | 1 | 1 | 1 | 1 | 1 | 1 | 1 | 1 | 1 | 1 | 1 | 1 | 1 | 1 | 1 | 1 | 1 | 1 | 1 | 1 | 1 | 1 | 1 | 1 | 1 | 1 | 1 | 1 | 1 | 1 | 1
Southern_PGAE_Li_Battery_4hr_34 | caiso-deliverability | Gates_Panoche_HSN | Reliability_Capacity_In_Model_Year | System RA | Southern_PGAE_Li_Battery_4hr_34 | 1 | 1 | 1 | 1 | 1 | 1 | 1 | 1 | 1 | 1 | 1 | 1 | 1 | 1 | 1 | 1 | 1 | 1 | 1 | 1 | 1 | 1 | 1 | 1 | 1 | 1 | 1 | 1 | 1 | 1 | 1
Southern_PGAE_Li_Battery_4hr_39 | caiso-deliverability | Gates_Panoche_HSN | Reliability_Capacity_In_Model_Year | System RA | Southern_PGAE_Li_Battery_4hr_39 | 1 | 1 | 1 | 1 | 1 | 1 | 1 | 1 | 1 | 1 | 1 | 1 | 1 | 1 | 1 | 1 | 1 | 1 | 1 | 1 | 1 | 1 | 1 | 1 | 1 | 1 | 1 | 1 | 1 | 1 | 1
Southern_PGAE_Li_Battery_4hr_45 | caiso-deliverability | Gates_Panoche_HSN | Reliability_Capacity_In_Model_Year | System RA | Southern_PGAE_Li_Battery_4hr_45 | 1 | 1 | 1 | 1 | 1 | 1 | 1 | 1 | 1 | 1 | 1 | 1 | 1 | 1 | 1 | 1 | 1 | 1 | 1 | 1 | 1 | 1 | 1 | 1 | 1 | 1 | 1 | 1 | 1 | 1 | 1
Southern_PGAE_Li_Battery_4hr_49 | caiso-deliverability | Gates_Panoche_HSN | Reliability_Capacity_In_Model_Year | System RA | Southern_PGAE_Li_Battery_4hr_49 | 1 | 1 | 1 | 1 | 1 | 1 | 1 | 1 | 1 | 1 | 1 | 1 | 1 | 1 | 1 | 1 | 1 | 1 | 1 | 1 | 1 | 1 | 1 | 1 | 1 | 1 | 1 | 1 | 1 | 1 | 1
Southern_PGAE_Li_Battery_4hr_61 | caiso-deliverability | Gates_Panoche_HSN | Reliability_Capacity_In_Model_Year | System RA | Southern_PGAE_Li_Battery_4hr_61 | 1 | 1 | 1 | 1 | 1 | 1 | 1 | 1 | 1 | 1 | 1 | 1 | 1 | 1 | 1 | 1 | 1 | 1 | 1 | 1 | 1 | 1 | 1 | 1 | 1 | 1 | 1 | 1 | 1 | 1 | 1
Southern_PGAE_Li_Battery_4hr_93 | caiso-deliverability | Gates_Panoche_HSN | Reliability_Capacity_In_Model_Year | System RA | Southern_PGAE_Li_Battery_4hr_93 | 1 | 1 | 1 | 1 | 1 | 1 | 1 | 1 | 1 | 1 | 1 | 1 | 1 | 1 | 1 | 1 | 1 | 1 | 1 | 1 | 1 | 1 | 1 | 1 | 1 | 1 | 1 | 1 | 1 | 1 | 1
Southern_PGAE_Li_Battery_4hr_109 | caiso-deliverability | Gates_Panoche_HSN | Reliability_Capacity_In_Model_Year | System RA | Southern_PGAE_Li_Battery_4hr_109 | 1 | 1 | 1 | 1 | 1 | 1 | 1 | 1 | 1 | 1 | 1 | 1 | 1 | 1 | 1 | 1 | 1 | 1 | 1 | 1 | 1 | 1 | 1 | 1 | 1 | 1 | 1 | 1 | 1 | 1 | 1
Southern_PGAE_Li_Battery_8hr_3 | caiso-deliverability | Gates_Panoche_HSN | Reliability_Capacity_In_Model_Year | System RA | Southern_PGAE_Li_Battery_8hr_3 | 1 | 1 | 1 | 1 | 1 | 1 | 1 | 1 | 1 | 1 | 1 | 1 | 1 | 1 | 1 | 1 | 1 | 1 | 1 | 1 | 1 | 1 | 1 | 1 | 1 | 1 | 1 | 1 | 1 | 1 | 1
Southern_PGAE_Li_Battery_8hr_22 | caiso-deliverability | Gates_Panoche_HSN | Reliability_Capacity_In_Model_Year | System RA | Southern_PGAE_Li_Battery_8hr_22 | 1 | 1 | 1 | 1 | 1 | 1 | 1 | 1 | 1 | 1 | 1 | 1 | 1 | 1 | 1 | 1 | 1 | 1 | 1 | 1 | 1 | 1 | 1 | 1 | 1 | 1 | 1 | 1 | 1 | 1 | 1
Southern_PGAE_Li_Battery_8hr_24 | caiso-deliverability | Gates_Panoche_HSN | Reliability_Capacity_In_Model_Year | System RA | Southern_PGAE_Li_Battery_8hr_24 | 1 | 1 | 1 | 1 | 1 | 1 | 1 | 1 | 1 | 1 | 1 | 1 | 1 | 1 | 1 | 1 | 1 | 1 | 1 | 1 | 1 | 1 | 1 | 1 | 1 | 1 | 1 | 1 | 1 | 1 | 1
Southern_PGAE_Li_Battery_8hr_27 | caiso-deliverability | Gates_Panoche_HSN | Reliability_Capacity_In_Model_Year | System RA | Southern_PGAE_Li_Battery_8hr_27 | 1 | 1 | 1 | 1 | 1 | 1 | 1 | 1 | 1 | 1 | 1 | 1 | 1 | 1 | 1 | 1 | 1 | 1 | 1 | 1 | 1 | 1 | 1 | 1 | 1 | 1 | 1 | 1 | 1 | 1 | 1
Southern_PGAE_Li_Battery_8hr_33 | caiso-deliverability | Gates_Panoche_HSN | Reliability_Capacity_In_Model_Year | System RA | Southern_PGAE_Li_Battery_8hr_33 | 1 | 1 | 1 | 1 | 1 | 1 | 1 | 1 | 1 | 1 | 1 | 1 | 1 | 1 | 1 | 1 | 1 | 1 | 1 | 1 | 1 | 1 | 1 | 1 | 1 | 1 | 1 | 1 | 1 | 1 | 1
Southern_PGAE_Li_Battery_8hr_34 | caiso-deliverability | Gates_Panoche_HSN | Reliability_Capacity_In_Model_Year | System RA | Southern_PGAE_Li_Battery_8hr_34 | 1 | 1 | 1 | 1 | 1 | 1 | 1 | 1 | 1 | 1 | 1 | 1 | 1 | 1 | 1 | 1 | 1 | 1 | 1 | 1 | 1 | 1 | 1 | 1 | 1 | 1 | 1 | 1 | 1 | 1 | 1
Southern_PGAE_Li_Battery_8hr_39 | caiso-deliverability | Gates_Panoche_HSN | Reliability_Capacity_In_Model_Year | System RA | Southern_PGAE_Li_Battery_8hr_39 | 1 | 1 | 1 | 1 | 1 | 1 | 1 | 1 | 1 | 1 | 1 | 1 | 1 | 1 | 1 | 1 | 1 | 1 | 1 | 1 | 1 | 1 | 1 | 1 | 1 | 1 | 1 | 1 | 1 | 1 | 1
Southern_PGAE_Li_Battery_8hr_45 | caiso-deliverability | Gates_Panoche_HSN | Reliability_Capacity_In_Model_Year | System RA | Southern_PGAE_Li_Battery_8hr_45 | 1 | 1 | 1 | 1 | 1 | 1 | 1 | 1 | 1 | 1 | 1 | 1 | 1 | 1 | 1 | 1 | 1 | 1 | 1 | 1 | 1 | 1 | 1 | 1 | 1 | 1 | 1 | 1 | 1 | 1 | 1
Southern_PGAE_Li_Battery_8hr_49 | caiso-deliverability | Gates_Panoche_HSN | Reliability_Capacity_In_Model_Year | System RA | Southern_PGAE_Li_Battery_8hr_49 | 1 | 1 | 1 | 1 | 1 | 1 | 1 | 1 | 1 | 1 | 1 | 1 | 1 | 1 | 1 | 1 | 1 | 1 | 1 | 1 | 1 | 1 | 1 | 1 | 1 | 1 | 1 | 1 | 1 | 1 | 1
Southern_PGAE_Li_Battery_8hr_61 | caiso-deliverability | Gates_Panoche_HSN | Reliability_Capacity_In_Model_Year | System RA | Southern_PGAE_Li_Battery_8hr_61 | 1 | 1 | 1 | 1 | 1 | 1 | 1 | 1 | 1 | 1 | 1 | 1 | 1 | 1 | 1 | 1 | 1 | 1 | 1 | 1 | 1 | 1 | 1 | 1 | 1 | 1 | 1 | 1 | 1 | 1 | 1
Southern_PGAE_Li_Battery_8hr_93 | caiso-deliverability | Gates_Panoche_HSN | Reliability_Capacity_In_Model_Year | System RA | Southern_PGAE_Li_Battery_8hr_93 | 1 | 1 | 1 | 1 | 1 | 1 | 1 | 1 | 1 | 1 | 1 | 1 | 1 | 1 | 1 | 1 | 1 | 1 | 1 | 1 | 1 | 1 | 1 | 1 | 1 | 1 | 1 | 1 | 1 | 1 | 1
Southern_PGAE_Li_Battery_8hr_109 | caiso-deliverability | Gates_Panoche_HSN | Reliability_Capacity_In_Model_Year | System RA | Southern_PGAE_Li_Battery_8hr_109 | 1 | 1 | 1 | 1 | 1 | 1 | 1 | 1 | 1 | 1 | 1 | 1 | 1 | 1 | 1 | 1 | 1 | 1 | 1 | 1 | 1 | 1 | 1 | 1 | 1 | 1 | 1 | 1 | 1 | 1 | 1
Morro_Bay_Offshore_Wind_Asset | caiso-deliverability | Gates_Panoche_HSN | Reliability_Capacity_In_Model_Year | System RA | Morro_Bay_Offshore_Wind_Asset | 1 | 1 | 1 | 1 | 1 | 1 | 1 | 1 | 1 | 1 | 1 | 1 | 1 | 1 | 1 | 1 | 1 | 1 | 1 | 1 | 1 | 1 | 1 | 1 | 1 | 1 | 1 | 1 | 1 | 1 | 1
Southern_PGAE_Solar_3 | caiso-deliverability | Gates_Panoche_HSN | Reliability_Capacity_In_Model_Year | System RA | Southern_PGAE_Solar_3 | 0.1 | 0.1 | 0.1 | 0.1 | 0.1 | 0.1 | 0.1 | 0.1 | 0.1 | 0.1 | 0.1 | 0.1 | 0.1 | 0.1 | 0.1 | 0.1 | 0.1 | 0.1 | 0.1 | 0.1 | 0.1 | 0.1 | 0.1 | 0.1 | 0.1 | 0.1 | 0.1 | 0.1 | 0.1 | 0.1 | 0.1
Southern_PGAE_Solar_22 | caiso-deliverability | Gates_Panoche_HSN | Reliability_Capacity_In_Model_Year | System RA | Southern_PGAE_Solar_22 | 0.1 | 0.1 | 0.1 | 0.1 | 0.1 | 0.1 | 0.1 | 0.1 | 0.1 | 0.1 | 0.1 | 0.1 | 0.1 | 0.1 | 0.1 | 0.1 | 0.1 | 0.1 | 0.1 | 0.1 | 0.1 | 0.1 | 0.1 | 0.1 | 0.1 | 0.1 | 0.1 | 0.1 | 0.1 | 0.1 | 0.1
Southern_PGAE_Solar_24 | caiso-deliverability | Gates_Panoche_HSN | Reliability_Capacity_In_Model_Year | System RA | Southern_PGAE_Solar_24 | 0.1 | 0.1 | 0.1 | 0.1 | 0.1 | 0.1 | 0.1 | 0.1 | 0.1 | 0.1 | 0.1 | 0.1 | 0.1 | 0.1 | 0.1 | 0.1 | 0.1 | 0.1 | 0.1 | 0.1 | 0.1 | 0.1 | 0.1 | 0.1 | 0.1 | 0.1 | 0.1 | 0.1 | 0.1 | 0.1 | 0.1
Southern_PGAE_Solar_27 | caiso-deliverability | Gates_Panoche_HSN | Reliability_Capacity_In_Model_Year | System RA | Southern_PGAE_Solar_27 | 0.1 | 0.1 | 0.1 | 0.1 | 0.1 | 0.1 | 0.1 | 0.1 | 0.1 | 0.1 | 0.1 | 0.1 | 0.1 | 0.1 | 0.1 | 0.1 | 0.1 | 0.1 | 0.1 | 0.1 | 0.1 | 0.1 | 0.1 | 0.1 | 0.1 | 0.1 | 0.1 | 0.1 | 0.1 | 0.1 | 0.1
Southern_PGAE_Solar_33 | caiso-deliverability | Gates_Panoche_HSN | Reliability_Capacity_In_Model_Year | System RA | Southern_PGAE_Solar_33 | 0.1 | 0.1 | 0.1 | 0.1 | 0.1 | 0.1 | 0.1 | 0.1 | 0.1 | 0.1 | 0.1 | 0.1 | 0.1 | 0.1 | 0.1 | 0.1 | 0.1 | 0.1 | 0.1 | 0.1 | 0.1 | 0.1 | 0.1 | 0.1 | 0.1 | 0.1 | 0.1 | 0.1 | 0.1 | 0.1 | 0.1
Southern_PGAE_Solar_34 | caiso-deliverability | Gates_Panoche_HSN | Reliability_Capacity_In_Model_Year | System RA | Southern_PGAE_Solar_34 | 0.1 | 0.1 | 0.1 | 0.1 | 0.1 | 0.1 | 0.1 | 0.1 | 0.1 | 0.1 | 0.1 | 0.1 | 0.1 | 0.1 | 0.1 | 0.1 | 0.1 | 0.1 | 0.1 | 0.1 | 0.1 | 0.1 | 0.1 | 0.1 | 0.1 | 0.1 | 0.1 | 0.1 | 0.1 | 0.1 | 0.1
Southern_PGAE_Solar_39 | caiso-deliverability | Gates_Panoche_HSN | Reliability_Capacity_In_Model_Year | System RA | Southern_PGAE_Solar_39 | 0.1 | 0.1 | 0.1 | 0.1 | 0.1 | 0.1 | 0.1 | 0.1 | 0.1 | 0.1 | 0.1 | 0.1 | 0.1 | 0.1 | 0.1 | 0.1 | 0.1 | 0.1 | 0.1 | 0.1 | 0.1 | 0.1 | 0.1 | 0.1 | 0.1 | 0.1 | 0.1 | 0.1 | 0.1 | 0.1 | 0.1
Southern_PGAE_Solar_45 | caiso-deliverability | Gates_Panoche_HSN | Reliability_Capacity_In_Model_Year | System RA | Southern_PGAE_Solar_45 | 0.1 | 0.1 | 0.1 | 0.1 | 0.1 | 0.1 | 0.1 | 0.1 | 0.1 | 0.1 | 0.1 | 0.1 | 0.1 | 0.1 | 0.1 | 0.1 | 0.1 | 0.1 | 0.1 | 0.1 | 0.1 | 0.1 | 0.1 | 0.1 | 0.1 | 0.1 | 0.1 | 0.1 | 0.1 | 0.1 | 0.1
Southern_PGAE_Solar_49 | caiso-deliverability | Gates_Panoche_HSN | Reliability_Capacity_In_Model_Year | System RA | Southern_PGAE_Solar_49 | 0.1 | 0.1 | 0.1 | 0.1 | 0.1 | 0.1 | 0.1 | 0.1 | 0.1 | 0.1 | 0.1 | 0.1 | 0.1 | 0.1 | 0.1 | 0.1 | 0.1 | 0.1 | 0.1 | 0.1 | 0.1 | 0.1 | 0.1 | 0.1 | 0.1 | 0.1 | 0.1 | 0.1 | 0.1 | 0.1 | 0.1
Southern_PGAE_Solar_61 | caiso-deliverability | Gates_Panoche_HSN | Reliability_Capacity_In_Model_Year | System RA | Southern_PGAE_Solar_61 | 0.1 | 0.1 | 0.1 | 0.1 | 0.1 | 0.1 | 0.1 | 0.1 | 0.1 | 0.1 | 0.1 | 0.1 | 0.1 | 0.1 | 0.1 | 0.1 | 0.1 | 0.1 | 0.1 | 0.1 | 0.1 | 0.1 | 0.1 | 0.1 | 0.1 | 0.1 | 0.1 | 0.1 | 0.1 | 0.1 | 0.1
Southern_PGAE_Solar_93 | caiso-deliverability | Gates_Panoche_HSN | Reliability_Capacity_In_Model_Year | System RA | Southern_PGAE_Solar_93 | 0.1 | 0.1 | 0.1 | 0.1 | 0.1 | 0.1 | 0.1 | 0.1 | 0.1 | 0.1 | 0.1 | 0.1 | 0.1 | 0.1 | 0.1 | 0.1 | 0.1 | 0.1 | 0.1 | 0.1 | 0.1 | 0.1 | 0.1 | 0.1 | 0.1 | 0.1 | 0.1 | 0.1 | 0.1 | 0.1 | 0.1
Southern_PGAE_Solar_109 | caiso-deliverability | Gates_Panoche_HSN | Reliability_Capacity_In_Model_Year | System RA | Southern_PGAE_Solar_109 | 0.1 | 0.1 | 0.1 | 0.1 | 0.1 | 0.1 | 0.1 | 0.1 | 0.1 | 0.1 | 0.1 | 0.1 | 0.1 | 0.1 | 0.1 | 0.1 | 0.1 | 0.1 | 0.1 | 0.1 | 0.1 | 0.1 | 0.1 | 0.1 | 0.1 | 0.1 | 0.1 | 0.1 | 0.1 | 0.1 | 0.1
Gates_Panoche_group | caiso-deliverability | Gates_Panoche_HSN | Operational_New_Capacity_MW | Gates_Panoche_group |  | -1 | -1 | -1 | -1 | -1 | -1 | -1 | -1 | -1 | -1 | -1 | -1 | -1 | -1 | -1 | -1 | -1 | -1 | -1 | -1 | -1 | -1 | -1 | -1 | -1 | -1 | -1 | -1 | -1 | -1 | -1
Southern_PGAE_Flow_Battery_3 | caiso-deliverability | Gates_Panoche_offpeak | Operational_New_Capacity_MW | Southern_PGAE_Flow_Battery_3 |  | -1 | -1 | -1 | -1 | -1 | -1 | -1 | -1 | -1 | -1 | -1 | -1 | -1 | -1 | -1 | -1 | -1 | -1 | -1 | -1 | -1 | -1 | -1 | -1 | -1 | -1 | -1 | -1 | -1 | -1 | -1
Southern_PGAE_Flow_Battery_22 | caiso-deliverability | Gates_Panoche_offpeak | Operational_New_Capacity_MW | Southern_PGAE_Flow_Battery_22 |  | -1 | -1 | -1 | -1 | -1 | -1 | -1 | -1 | -1 | -1 | -1 | -1 | -1 | -1 | -1 | -1 | -1 | -1 | -1 | -1 | -1 | -1 | -1 | -1 | -1 | -1 | -1 | -1 | -1 | -1 | -1
Southern_PGAE_Flow_Battery_24 | caiso-deliverability | Gates_Panoche_offpeak | Operational_New_Capacity_MW | Southern_PGAE_Flow_Battery_24 |  | -1 | -1 | -1 | -1 | -1 | -1 | -1 | -1 | -1 | -1 | -1 | -1 | -1 | -1 | -1 | -1 | -1 | -1 | -1 | -1 | -1 | -1 | -1 | -1 | -1 | -1 | -1 | -1 | -1 | -1 | -1
Southern_PGAE_Flow_Battery_27 | caiso-deliverability | Gates_Panoche_offpeak | Operational_New_Capacity_MW | Southern_PGAE_Flow_Battery_27 |  | -1 | -1 | -1 | -1 | -1 | -1 | -1 | -1 | -1 | -1 | -1 | -1 | -1 | -1 | -1 | -1 | -1 | -1 | -1 | -1 | -1 | -1 | -1 | -1 | -1 | -1 | -1 | -1 | -1 | -1 | -1
Southern_PGAE_Flow_Battery_33 | caiso-deliverability | Gates_Panoche_offpeak | Operational_New_Capacity_MW | Southern_PGAE_Flow_Battery_33 |  | -1 | -1 | -1 | -1 | -1 | -1 | -1 | -1 | -1 | -1 | -1 | -1 | -1 | -1 | -1 | -1 | -1 | -1 | -1 | -1 | -1 | -1 | -1 | -1 | -1 | -1 | -1 | -1 | -1 | -1 | -1
Southern_PGAE_Flow_Battery_34 | caiso-deliverability | Gates_Panoche_offpeak | Operational_New_Capacity_MW | Southern_PGAE_Flow_Battery_34 |  | -1 | -1 | -1 | -1 | -1 | -1 | -1 | -1 | -1 | -1 | -1 | -1 | -1 | -1 | -1 | -1 | -1 | -1 | -1 | -1 | -1 | -1 | -1 | -1 | -1 | -1 | -1 | -1 | -1 | -1 | -1
Southern_PGAE_Flow_Battery_39 | caiso-deliverability | Gates_Panoche_offpeak | Operational_New_Capacity_MW | Southern_PGAE_Flow_Battery_39 |  | -1 | -1 | -1 | -1 | -1 | -1 | -1 | -1 | -1 | -1 | -1 | -1 | -1 | -1 | -1 | -1 | -1 | -1 | -1 | -1 | -1 | -1 | -1 | -1 | -1 | -1 | -1 | -1 | -1 | -1 | -1
Southern_PGAE_Flow_Battery_45 | caiso-deliverability | Gates_Panoche_offpeak | Operational_New_Capacity_MW | Southern_PGAE_Flow_Battery_45 |  | -1 | -1 | -1 | -1 | -1 | -1 | -1 | -1 | -1 | -1 | -1 | -1 | -1 | -1 | -1 | -1 | -1 | -1 | -1 | -1 | -1 | -1 | -1 | -1 | -1 | -1 | -1 | -1 | -1 | -1 | -1
Southern_PGAE_Flow_Battery_49 | caiso-deliverability | Gates_Panoche_offpeak | Operational_New_Capacity_MW | Southern_PGAE_Flow_Battery_49 |  | -1 | -1 | -1 | -1 | -1 | -1 | -1 | -1 | -1 | -1 | -1 | -1 | -1 | -1 | -1 | -1 | -1 | -1 | -1 | -1 | -1 | -1 | -1 | -1 | -1 | -1 | -1 | -1 | -1 | -1 | -1
Southern_PGAE_Flow_Battery_61 | caiso-deliverability | Gates_Panoche_offpeak | Operational_New_Capacity_MW | Southern_PGAE_Flow_Battery_61 |  | -1 | -1 | -1 | -1 | -1 | -1 | -1 | -1 | -1 | -1 | -1 | -1 | -1 | -1 | -1 | -1 | -1 | -1 | -1 | -1 | -1 | -1 | -1 | -1 | -1 | -1 | -1 | -1 | -1 | -1 | -1
Southern_PGAE_Flow_Battery_93 | caiso-deliverability | Gates_Panoche_offpeak | Operational_New_Capacity_MW | Southern_PGAE_Flow_Battery_93 |  | -1 | -1 | -1 | -1 | -1 | -1 | -1 | -1 | -1 | -1 | -1 | -1 | -1 | -1 | -1 | -1 | -1 | -1 | -1 | -1 | -1 | -1 | -1 | -1 | -1 | -1 | -1 | -1 | -1 | -1 | -1
Southern_PGAE_Flow_Battery_109 | caiso-deliverability | Gates_Panoche_offpeak | Operational_New_Capacity_MW | Southern_PGAE_Flow_Battery_109 |  | -1 | -1 | -1 | -1 | -1 | -1 | -1 | -1 | -1 | -1 | -1 | -1 | -1 | -1 | -1 | -1 | -1 | -1 | -1 | -1 | -1 | -1 | -1 | -1 | -1 | -1 | -1 | -1 | -1 | -1 | -1
Southern_PGAE_Li_Battery_4hr_3 | caiso-deliverability | Gates_Panoche_offpeak | Operational_New_Capacity_MW | Southern_PGAE_Li_Battery_4hr_3 |  | -1 | -1 | -1 | -1 | -1 | -1 | -1 | -1 | -1 | -1 | -1 | -1 | -1 | -1 | -1 | -1 | -1 | -1 | -1 | -1 | -1 | -1 | -1 | -1 | -1 | -1 | -1 | -1 | -1 | -1 | -1
Southern_PGAE_Li_Battery_4hr_22 | caiso-deliverability | Gates_Panoche_offpeak | Operational_New_Capacity_MW | Southern_PGAE_Li_Battery_4hr_22 |  | -1 | -1 | -1 | -1 | -1 | -1 | -1 | -1 | -1 | -1 | -1 | -1 | -1 | -1 | -1 | -1 | -1 | -1 | -1 | -1 | -1 | -1 | -1 | -1 | -1 | -1 | -1 | -1 | -1 | -1 | -1
Southern_PGAE_Li_Battery_4hr_24 | caiso-deliverability | Gates_Panoche_offpeak | Operational_New_Capacity_MW | Southern_PGAE_Li_Battery_4hr_24 |  | -1 | -1 | -1 | -1 | -1 | -1 | -1 | -1 | -1 | -1 | -1 | -1 | -1 | -1 | -1 | -1 | -1 | -1 | -1 | -1 | -1 | -1 | -1 | -1 | -1 | -1 | -1 | -1 | -1 | -1 | -1
Southern_PGAE_Li_Battery_4hr_27 | caiso-deliverability | Gates_Panoche_offpeak | Operational_New_Capacity_MW | Southern_PGAE_Li_Battery_4hr_27 |  | -1 | -1 | -1 | -1 | -1 | -1 | -1 | -1 | -1 | -1 | -1 | -1 | -1 | -1 | -1 | -1 | -1 | -1 | -1 | -1 | -1 | -1 | -1 | -1 | -1 | -1 | -1 | -1 | -1 | -1 | -1
Southern_PGAE_Li_Battery_4hr_33 | caiso-deliverability | Gates_Panoche_offpeak | Operational_New_Capacity_MW | Southern_PGAE_Li_Battery_4hr_33 |  | -1 | -1 | -1 | -1 | -1 | -1 | -1 | -1 | -1 | -1 | -1 | -1 | -1 | -1 | -1 | -1 | -1 | -1 | -1 | -1 | -1 | -1 | -1 | -1 | -1 | -1 | -1 | -1 | -1 | -1 | -1
Southern_PGAE_Li_Battery_4hr_34 | caiso-deliverability | Gates_Panoche_offpeak | Operational_New_Capacity_MW | Southern_PGAE_Li_Battery_4hr_34 |  | -1 | -1 | -1 | -1 | -1 | -1 | -1 | -1 | -1 | -1 | -1 | -1 | -1 | -1 | -1 | -1 | -1 | -1 | -1 | -1 | -1 | -1 | -1 | -1 | -1 | -1 | -1 | -1 | -1 | -1 | -1
Southern_PGAE_Li_Battery_4hr_39 | caiso-deliverability | Gates_Panoche_offpeak | Operational_New_Capacity_MW | Southern_PGAE_Li_Battery_4hr_39 |  | -1 | -1 | -1 | -1 | -1 | -1 | -1 | -1 | -1 | -1 | -1 | -1 | -1 | -1 | -1 | -1 | -1 | -1 | -1 | -1 | -1 | -1 | -1 | -1 | -1 | -1 | -1 | -1 | -1 | -1 | -1
Southern_PGAE_Li_Battery_4hr_45 | caiso-deliverability | Gates_Panoche_offpeak | Operational_New_Capacity_MW | Southern_PGAE_Li_Battery_4hr_45 |  | -1 | -1 | -1 | -1 | -1 | -1 | -1 | -1 | -1 | -1 | -1 | -1 | -1 | -1 | -1 | -1 | -1 | -1 | -1 | -1 | -1 | -1 | -1 | -1 | -1 | -1 | -1 | -1 | -1 | -1 | -1
Southern_PGAE_Li_Battery_4hr_49 | caiso-deliverability | Gates_Panoche_offpeak | Operational_New_Capacity_MW | Southern_PGAE_Li_Battery_4hr_49 |  | -1 | -1 | -1 | -1 | -1 | -1 | -1 | -1 | -1 | -1 | -1 | -1 | -1 | -1 | -1 | -1 | -1 | -1 | -1 | -1 | -1 | -1 | -1 | -1 | -1 | -1 | -1 | -1 | -1 | -1 | -1
Southern_PGAE_Li_Battery_4hr_61 | caiso-deliverability | Gates_Panoche_offpeak | Operational_New_Capacity_MW | Southern_PGAE_Li_Battery_4hr_61 |  | -1 | -1 | -1 | -1 | -1 | -1 | -1 | -1 | -1 | -1 | -1 | -1 | -1 | -1 | -1 | -1 | -1 | -1 | -1 | -1 | -1 | -1 | -1 | -1 | -1 | -1 | -1 | -1 | -1 | -1 | -1
Southern_PGAE_Li_Battery_4hr_93 | caiso-deliverability | Gates_Panoche_offpeak | Operational_New_Capacity_MW | Southern_PGAE_Li_Battery_4hr_93 |  | -1 | -1 | -1 | -1 | -1 | -1 | -1 | -1 | -1 | -1 | -1 | -1 | -1 | -1 | -1 | -1 | -1 | -1 | -1 | -1 | -1 | -1 | -1 | -1 | -1 | -1 | -1 | -1 | -1 | -1 | -1
Southern_PGAE_Li_Battery_4hr_109 | caiso-deliverability | Gates_Panoche_offpeak | Operational_New_Capacity_MW | Southern_PGAE_Li_Battery_4hr_109 |  | -1 | -1 | -1 | -1 | -1 | -1 | -1 | -1 | -1 | -1 | -1 | -1 | -1 | -1 | -1 | -1 | -1 | -1 | -1 | -1 | -1 | -1 | -1 | -1 | -1 | -1 | -1 | -1 | -1 | -1 | -1
Southern_PGAE_Li_Battery_8hr_3 | caiso-deliverability | Gates_Panoche_offpeak | Operational_New_Capacity_MW | Southern_PGAE_Li_Battery_8hr_3 |  | -1 | -1 | -1 | -1 | -1 | -1 | -1 | -1 | -1 | -1 | -1 | -1 | -1 | -1 | -1 | -1 | -1 | -1 | -1 | -1 | -1 | -1 | -1 | -1 | -1 | -1 | -1 | -1 | -1 | -1 | -1
Southern_PGAE_Li_Battery_8hr_22 | caiso-deliverability | Gates_Panoche_offpeak | Operational_New_Capacity_MW | Southern_PGAE_Li_Battery_8hr_22 |  | -1 | -1 | -1 | -1 | -1 | -1 | -1 | -1 | -1 | -1 | -1 | -1 | -1 | -1 | -1 | -1 | -1 | -1 | -1 | -1 | -1 | -1 | -1 | -1 | -1 | -1 | -1 | -1 | -1 | -1 | -1
Southern_PGAE_Li_Battery_8hr_24 | caiso-deliverability | Gates_Panoche_offpeak | Operational_New_Capacity_MW | Southern_PGAE_Li_Battery_8hr_24 |  | -1 | -1 | -1 | -1 | -1 | -1 | -1 | -1 | -1 | -1 | -1 | -1 | -1 | -1 | -1 | -1 | -1 | -1 | -1 | -1 | -1 | -1 | -1 | -1 | -1 | -1 | -1 | -1 | -1 | -1 | -1
Southern_PGAE_Li_Battery_8hr_27 | caiso-deliverability | Gates_Panoche_offpeak | Operational_New_Capacity_MW | Southern_PGAE_Li_Battery_8hr_27 |  | -1 | -1 | -1 | -1 | -1 | -1 | -1 | -1 | -1 | -1 | -1 | -1 | -1 | -1 | -1 | -1 | -1 | -1 | -1 | -1 | -1 | -1 | -1 | -1 | -1 | -1 | -1 | -1 | -1 | -1 | -1
Southern_PGAE_Li_Battery_8hr_33 | caiso-deliverability | Gates_Panoche_offpeak | Operational_New_Capacity_MW | Southern_PGAE_Li_Battery_8hr_33 |  | -1 | -1 | -1 | -1 | -1 | -1 | -1 | -1 | -1 | -1 | -1 | -1 | -1 | -1 | -1 | -1 | -1 | -1 | -1 | -1 | -1 | -1 | -1 | -1 | -1 | -1 | -1 | -1 | -1 | -1 | -1
Southern_PGAE_Li_Battery_8hr_34 | caiso-deliverability | Gates_Panoche_offpeak | Operational_New_Capacity_MW | Southern_PGAE_Li_Battery_8hr_34 |  | -1 | -1 | -1 | -1 | -1 | -1 | -1 | -1 | -1 | -1 | -1 | -1 | -1 | -1 | -1 | -1 | -1 | -1 | -1 | -1 | -1 | -1 | -1 | -1 | -1 | -1 | -1 | -1 | -1 | -1 | -1
Southern_PGAE_Li_Battery_8hr_39 | caiso-deliverability | Gates_Panoche_offpeak | Operational_New_Capacity_MW | Southern_PGAE_Li_Battery_8hr_39 |  | -1 | -1 | -1 | -1 | -1 | -1 | -1 | -1 | -1 | -1 | -1 | -1 | -1 | -1 | -1 | -1 | -1 | -1 | -1 | -1 | -1 | -1 | -1 | -1 | -1 | -1 | -1 | -1 | -1 | -1 | -1
Southern_PGAE_Li_Battery_8hr_45 | caiso-deliverability | Gates_Panoche_offpeak | Operational_New_Capacity_MW | Southern_PGAE_Li_Battery_8hr_45 |  | -1 | -1 | -1 | -1 | -1 | -1 | -1 | -1 | -1 | -1 | -1 | -1 | -1 | -1 | -1 | -1 | -1 | -1 | -1 | -1 | -1 | -1 | -1 | -1 | -1 | -1 | -1 | -1 | -1 | -1 | -1
Southern_PGAE_Li_Battery_8hr_49 | caiso-deliverability | Gates_Panoche_offpeak | Operational_New_Capacity_MW | Southern_PGAE_Li_Battery_8hr_49 |  | -1 | -1 | -1 | -1 | -1 | -1 | -1 | -1 | -1 | -1 | -1 | -1 | -1 | -1 | -1 | -1 | -1 | -1 | -1 | -1 | -1 | -1 | -1 | -1 | -1 | -1 | -1 | -1 | -1 | -1 | -1
Southern_PGAE_Li_Battery_8hr_61 | caiso-deliverability | Gates_Panoche_offpeak | Operational_New_Capacity_MW | Southern_PGAE_Li_Battery_8hr_61 |  | -1 | -1 | -1 | -1 | -1 | -1 | -1 | -1 | -1 | -1 | -1 | -1 | -1 | -1 | -1 | -1 | -1 | -1 | -1 | -1 | -1 | -1 | -1 | -1 | -1 | -1 | -1 | -1 | -1 | -1 | -1
Southern_PGAE_Li_Battery_8hr_93 | caiso-deliverability | Gates_Panoche_offpeak | Operational_New_Capacity_MW | Southern_PGAE_Li_Battery_8hr_93 |  | -1 | -1 | -1 | -1 | -1 | -1 | -1 | -1 | -1 | -1 | -1 | -1 | -1 | -1 | -1 | -1 | -1 | -1 | -1 | -1 | -1 | -1 | -1 | -1 | -1 | -1 | -1 | -1 | -1 | -1 | -1
Southern_PGAE_Li_Battery_8hr_109 | caiso-deliverability | Gates_Panoche_offpeak | Operational_New_Capacity_MW | Southern_PGAE_Li_Battery_8hr_109 |  | -1 | -1 | -1 | -1 | -1 | -1 | -1 | -1 | -1 | -1 | -1 | -1 | -1 | -1 | -1 | -1 | -1 | -1 | -1 | -1 | -1 | -1 | -1 | -1 | -1 | -1 | -1 | -1 | -1 | -1 | -1
Morro_Bay_Offshore_Wind_Asset | caiso-deliverability | Gates_Panoche_offpeak | Operational_New_Capacity_MW | Morro_Bay_Offshore_Wind_Asset |  | 1 | 1 | 1 | 1 | 1 | 1 | 1 | 1 | 1 | 1 | 1 | 1 | 1 | 1 | 1 | 1 | 1 | 1 | 1 | 1 | 1 | 1 | 1 | 1 | 1 | 1 | 1 | 1 | 1 | 1 | 1
Southern_PGAE_Solar_3 | caiso-deliverability | Gates_Panoche_offpeak | Operational_New_Capacity_MW | Southern_PGAE_Solar_3 |  | 0.79 | 0.79 | 0.79 | 0.79 | 0.79 | 0.79 | 0.79 | 0.79 | 0.79 | 0.79 | 0.79 | 0.79 | 0.79 | 0.79 | 0.79 | 0.79 | 0.79 | 0.79 | 0.79 | 0.79 | 0.79 | 0.79 | 0.79 | 0.79 | 0.79 | 0.79 | 0.79 | 0.79 | 0.79 | 0.79 | 0.79
Southern_PGAE_Solar_22 | caiso-deliverability | Gates_Panoche_offpeak | Operational_New_Capacity_MW | Southern_PGAE_Solar_22 |  | 0.79 | 0.79 | 0.79 | 0.79 | 0.79 | 0.79 | 0.79 | 0.79 | 0.79 | 0.79 | 0.79 | 0.79 | 0.79 | 0.79 | 0.79 | 0.79 | 0.79 | 0.79 | 0.79 | 0.79 | 0.79 | 0.79 | 0.79 | 0.79 | 0.79 | 0.79 | 0.79 | 0.79 | 0.79 | 0.79 | 0.79
Southern_PGAE_Solar_24 | caiso-deliverability | Gates_Panoche_offpeak | Operational_New_Capacity_MW | Southern_PGAE_Solar_24 |  | 0.79 | 0.79 | 0.79 | 0.79 | 0.79 | 0.79 | 0.79 | 0.79 | 0.79 | 0.79 | 0.79 | 0.79 | 0.79 | 0.79 | 0.79 | 0.79 | 0.79 | 0.79 | 0.79 | 0.79 | 0.79 | 0.79 | 0.79 | 0.79 | 0.79 | 0.79 | 0.79 | 0.79 | 0.79 | 0.79 | 0.79
Southern_PGAE_Solar_27 | caiso-deliverability | Gates_Panoche_offpeak | Operational_New_Capacity_MW | Southern_PGAE_Solar_27 |  | 0.79 | 0.79 | 0.79 | 0.79 | 0.79 | 0.79 | 0.79 | 0.79 | 0.79 | 0.79 | 0.79 | 0.79 | 0.79 | 0.79 | 0.79 | 0.79 | 0.79 | 0.79 | 0.79 | 0.79 | 0.79 | 0.79 | 0.79 | 0.79 | 0.79 | 0.79 | 0.79 | 0.79 | 0.79 | 0.79 | 0.79
Southern_PGAE_Solar_33 | caiso-deliverability | Gates_Panoche_offpeak | Operational_New_Capacity_MW | Southern_PGAE_Solar_33 |  | 0.79 | 0.79 | 0.79 | 0.79 | 0.79 | 0.79 | 0.79 | 0.79 | 0.79 | 0.79 | 0.79 | 0.79 | 0.79 | 0.79 | 0.79 | 0.79 | 0.79 | 0.79 | 0.79 | 0.79 | 0.79 | 0.79 | 0.79 | 0.79 | 0.79 | 0.79 | 0.79 | 0.79 | 0.79 | 0.79 | 0.79
Southern_PGAE_Solar_34 | caiso-deliverability | Gates_Panoche_offpeak | Operational_New_Capacity_MW | Southern_PGAE_Solar_34 |  | 0.79 | 0.79 | 0.79 | 0.79 | 0.79 | 0.79 | 0.79 | 0.79 | 0.79 | 0.79 | 0.79 | 0.79 | 0.79 | 0.79 | 0.79 | 0.79 | 0.79 | 0.79 | 0.79 | 0.79 | 0.79 | 0.79 | 0.79 | 0.79 | 0.79 | 0.79 | 0.79 | 0.79 | 0.79 | 0.79 | 0.79
Southern_PGAE_Solar_39 | caiso-deliverability | Gates_Panoche_offpeak | Operational_New_Capacity_MW | Southern_PGAE_Solar_39 |  | 0.79 | 0.79 | 0.79 | 0.79 | 0.79 | 0.79 | 0.79 | 0.79 | 0.79 | 0.79 | 0.79 | 0.79 | 0.79 | 0.79 | 0.79 | 0.79 | 0.79 | 0.79 | 0.79 | 0.79 | 0.79 | 0.79 | 0.79 | 0.79 | 0.79 | 0.79 | 0.79 | 0.79 | 0.79 | 0.79 | 0.79
Southern_PGAE_Solar_45 | caiso-deliverability | Gates_Panoche_offpeak | Operational_New_Capacity_MW | Southern_PGAE_Solar_45 |  | 0.79 | 0.79 | 0.79 | 0.79 | 0.79 | 0.79 | 0.79 | 0.79 | 0.79 | 0.79 | 0.79 | 0.79 | 0.79 | 0.79 | 0.79 | 0.79 | 0.79 | 0.79 | 0.79 | 0.79 | 0.79 | 0.79 | 0.79 | 0.79 | 0.79 | 0.79 | 0.79 | 0.79 | 0.79 | 0.79 | 0.79
Southern_PGAE_Solar_49 | caiso-deliverability | Gates_Panoche_offpeak | Operational_New_Capacity_MW | Southern_PGAE_Solar_49 |  | 0.79 | 0.79 | 0.79 | 0.79 | 0.79 | 0.79 | 0.79 | 0.79 | 0.79 | 0.79 | 0.79 | 0.79 | 0.79 | 0.79 | 0.79 | 0.79 | 0.79 | 0.79 | 0.79 | 0.79 | 0.79 | 0.79 | 0.79 | 0.79 | 0.79 | 0.79 | 0.79 | 0.79 | 0.79 | 0.79 | 0.79
Southern_PGAE_Solar_61 | caiso-deliverability | Gates_Panoche_offpeak | Operational_New_Capacity_MW | Southern_PGAE_Solar_61 |  | 0.79 | 0.79 | 0.79 | 0.79 | 0.79 | 0.79 | 0.79 | 0.79 | 0.79 | 0.79 | 0.79 | 0.79 | 0.79 | 0.79 | 0.79 | 0.79 | 0.79 | 0.79 | 0.79 | 0.79 | 0.79 | 0.79 | 0.79 | 0.79 | 0.79 | 0.79 | 0.79 | 0.79 | 0.79 | 0.79 | 0.79
Southern_PGAE_Solar_93 | caiso-deliverability | Gates_Panoche_offpeak | Operational_New_Capacity_MW | Southern_PGAE_Solar_93 |  | 0.79 | 0.79 | 0.79 | 0.79 | 0.79 | 0.79 | 0.79 | 0.79 | 0.79 | 0.79 | 0.79 | 0.79 | 0.79 | 0.79 | 0.79 | 0.79 | 0.79 | 0.79 | 0.79 | 0.79 | 0.79 | 0.79 | 0.79 | 0.79 | 0.79 | 0.79 | 0.79 | 0.79 | 0.79 | 0.79 | 0.79
Southern_PGAE_Solar_109 | caiso-deliverability | Gates_Panoche_offpeak | Operational_New_Capacity_MW | Southern_PGAE_Solar_109 |  | 0.79 | 0.79 | 0.79 | 0.79 | 0.79 | 0.79 | 0.79 | 0.79 | 0.79 | 0.79 | 0.79 | 0.79 | 0.79 | 0.79 | 0.79 | 0.79 | 0.79 | 0.79 | 0.79 | 0.79 | 0.79 | 0.79 | 0.79 | 0.79 | 0.79 | 0.79 | 0.79 | 0.79 | 0.79 | 0.79 | 0.79
Gates_Panoche_group | caiso-deliverability | Gates_Panoche_offpeak | Operational_New_Capacity_MW | Gates_Panoche_group |  | -1 | -1 | -1 | -1 | -1 | -1 | -1 | -1 | -1 | -1 | -1 | -1 | -1 | -1 | -1 | -1 | -1 | -1 | -1 | -1 | -1 | -1 | -1 | -1 | -1 | -1 | -1 | -1 | -1 | -1 | -1
Southern_PGAE_Flow_Battery_3 | caiso-deliverability | Gates_Panoche_SSN | Reliability_Capacity_In_Model_Year | System RA | Southern_PGAE_Flow_Battery_3 | 0.5 | 0.5 | 0.5 | 0.5 | 0.5 | 0.5 | 0.5 | 0.5 | 0.5 | 0.5 | 0.5 | 0.5 | 0.5 | 0.5 | 0.5 | 0.5 | 0.5 | 0.5 | 0.5 | 0.5 | 0.5 | 0.5 | 0.5 | 0.5 | 0.5 | 0.5 | 0.5 | 0.5 | 0.5 | 0.5 | 0.5
Southern_PGAE_Flow_Battery_22 | caiso-deliverability | Gates_Panoche_SSN | Reliability_Capacity_In_Model_Year | System RA | Southern_PGAE_Flow_Battery_22 | 0.5 | 0.5 | 0.5 | 0.5 | 0.5 | 0.5 | 0.5 | 0.5 | 0.5 | 0.5 | 0.5 | 0.5 | 0.5 | 0.5 | 0.5 | 0.5 | 0.5 | 0.5 | 0.5 | 0.5 | 0.5 | 0.5 | 0.5 | 0.5 | 0.5 | 0.5 | 0.5 | 0.5 | 0.5 | 0.5 | 0.5
Southern_PGAE_Flow_Battery_24 | caiso-deliverability | Gates_Panoche_SSN | Reliability_Capacity_In_Model_Year | System RA | Southern_PGAE_Flow_Battery_24 | 0.5 | 0.5 | 0.5 | 0.5 | 0.5 | 0.5 | 0.5 | 0.5 | 0.5 | 0.5 | 0.5 | 0.5 | 0.5 | 0.5 | 0.5 | 0.5 | 0.5 | 0.5 | 0.5 | 0.5 | 0.5 | 0.5 | 0.5 | 0.5 | 0.5 | 0.5 | 0.5 | 0.5 | 0.5 | 0.5 | 0.5
Southern_PGAE_Flow_Battery_27 | caiso-deliverability | Gates_Panoche_SSN | Reliability_Capacity_In_Model_Year | System RA | Southern_PGAE_Flow_Battery_27 | 0.5 | 0.5 | 0.5 | 0.5 | 0.5 | 0.5 | 0.5 | 0.5 | 0.5 | 0.5 | 0.5 | 0.5 | 0.5 | 0.5 | 0.5 | 0.5 | 0.5 | 0.5 | 0.5 | 0.5 | 0.5 | 0.5 | 0.5 | 0.5 | 0.5 | 0.5 | 0.5 | 0.5 | 0.5 | 0.5 | 0.5
Southern_PGAE_Flow_Battery_33 | caiso-deliverability | Gates_Panoche_SSN | Reliability_Capacity_In_Model_Year | System RA | Southern_PGAE_Flow_Battery_33 | 0.5 | 0.5 | 0.5 | 0.5 | 0.5 | 0.5 | 0.5 | 0.5 | 0.5 | 0.5 | 0.5 | 0.5 | 0.5 | 0.5 | 0.5 | 0.5 | 0.5 | 0.5 | 0.5 | 0.5 | 0.5 | 0.5 | 0.5 | 0.5 | 0.5 | 0.5 | 0.5 | 0.5 | 0.5 | 0.5 | 0.5
Southern_PGAE_Flow_Battery_34 | caiso-deliverability | Gates_Panoche_SSN | Reliability_Capacity_In_Model_Year | System RA | Southern_PGAE_Flow_Battery_34 | 0.5 | 0.5 | 0.5 | 0.5 | 0.5 | 0.5 | 0.5 | 0.5 | 0.5 | 0.5 | 0.5 | 0.5 | 0.5 | 0.5 | 0.5 | 0.5 | 0.5 | 0.5 | 0.5 | 0.5 | 0.5 | 0.5 | 0.5 | 0.5 | 0.5 | 0.5 | 0.5 | 0.5 | 0.5 | 0.5 | 0.5
Southern_PGAE_Flow_Battery_39 | caiso-deliverability | Gates_Panoche_SSN | Reliability_Capacity_In_Model_Year | System RA | Southern_PGAE_Flow_Battery_39 | 0.5 | 0.5 | 0.5 | 0.5 | 0.5 | 0.5 | 0.5 | 0.5 | 0.5 | 0.5 | 0.5 | 0.5 | 0.5 | 0.5 | 0.5 | 0.5 | 0.5 | 0.5 | 0.5 | 0.5 | 0.5 | 0.5 | 0.5 | 0.5 | 0.5 | 0.5 | 0.5 | 0.5 | 0.5 | 0.5 | 0.5
Southern_PGAE_Flow_Battery_45 | caiso-deliverability | Gates_Panoche_SSN | Reliability_Capacity_In_Model_Year | System RA | Southern_PGAE_Flow_Battery_45 | 0.5 | 0.5 | 0.5 | 0.5 | 0.5 | 0.5 | 0.5 | 0.5 | 0.5 | 0.5 | 0.5 | 0.5 | 0.5 | 0.5 | 0.5 | 0.5 | 0.5 | 0.5 | 0.5 | 0.5 | 0.5 | 0.5 | 0.5 | 0.5 | 0.5 | 0.5 | 0.5 | 0.5 | 0.5 | 0.5 | 0.5
Southern_PGAE_Flow_Battery_49 | caiso-deliverability | Gates_Panoche_SSN | Reliability_Capacity_In_Model_Year | System RA | Southern_PGAE_Flow_Battery_49 | 0.5 | 0.5 | 0.5 | 0.5 | 0.5 | 0.5 | 0.5 | 0.5 | 0.5 | 0.5 | 0.5 | 0.5 | 0.5 | 0.5 | 0.5 | 0.5 | 0.5 | 0.5 | 0.5 | 0.5 | 0.5 | 0.5 | 0.5 | 0.5 | 0.5 | 0.5 | 0.5 | 0.5 | 0.5 | 0.5 | 0.5
Southern_PGAE_Flow_Battery_61 | caiso-deliverability | Gates_Panoche_SSN | Reliability_Capacity_In_Model_Year | System RA | Southern_PGAE_Flow_Battery_61 | 0.5 | 0.5 | 0.5 | 0.5 | 0.5 | 0.5 | 0.5 | 0.5 | 0.5 | 0.5 | 0.5 | 0.5 | 0.5 | 0.5 | 0.5 | 0.5 | 0.5 | 0.5 | 0.5 | 0.5 | 0.5 | 0.5 | 0.5 | 0.5 | 0.5 | 0.5 | 0.5 | 0.5 | 0.5 | 0.5 | 0.5
Southern_PGAE_Flow_Battery_93 | caiso-deliverability | Gates_Panoche_SSN | Reliability_Capacity_In_Model_Year | System RA | Southern_PGAE_Flow_Battery_93 | 0.5 | 0.5 | 0.5 | 0.5 | 0.5 | 0.5 | 0.5 | 0.5 | 0.5 | 0.5 | 0.5 | 0.5 | 0.5 | 0.5 | 0.5 | 0.5 | 0.5 | 0.5 | 0.5 | 0.5 | 0.5 | 0.5 | 0.5 | 0.5 | 0.5 | 0.5 | 0.5 | 0.5 | 0.5 | 0.5 | 0.5
Southern_PGAE_Flow_Battery_109 | caiso-deliverability | Gates_Panoche_SSN | Reliability_Capacity_In_Model_Year | System RA | Southern_PGAE_Flow_Battery_109 | 0.5 | 0.5 | 0.5 | 0.5 | 0.5 | 0.5 | 0.5 | 0.5 | 0.5 | 0.5 | 0.5 | 0.5 | 0.5 | 0.5 | 0.5 | 0.5 | 0.5 | 0.5 | 0.5 | 0.5 | 0.5 | 0.5 | 0.5 | 0.5 | 0.5 | 0.5 | 0.5 | 0.5 | 0.5 | 0.5 | 0.5
Southern_PGAE_Li_Battery_4hr_3 | caiso-deliverability | Gates_Panoche_SSN | Reliability_Capacity_In_Model_Year | System RA | Southern_PGAE_Li_Battery_4hr_3 | 0.5 | 0.5 | 0.5 | 0.5 | 0.5 | 0.5 | 0.5 | 0.5 | 0.5 | 0.5 | 0.5 | 0.5 | 0.5 | 0.5 | 0.5 | 0.5 | 0.5 | 0.5 | 0.5 | 0.5 | 0.5 | 0.5 | 0.5 | 0.5 | 0.5 | 0.5 | 0.5 | 0.5 | 0.5 | 0.5 | 0.5
Southern_PGAE_Li_Battery_4hr_22 | caiso-deliverability | Gates_Panoche_SSN | Reliability_Capacity_In_Model_Year | System RA | Southern_PGAE_Li_Battery_4hr_22 | 0.5 | 0.5 | 0.5 | 0.5 | 0.5 | 0.5 | 0.5 | 0.5 | 0.5 | 0.5 | 0.5 | 0.5 | 0.5 | 0.5 | 0.5 | 0.5 | 0.5 | 0.5 | 0.5 | 0.5 | 0.5 | 0.5 | 0.5 | 0.5 | 0.5 | 0.5 | 0.5 | 0.5 | 0.5 | 0.5 | 0.5
Southern_PGAE_Li_Battery_4hr_24 | caiso-deliverability | Gates_Panoche_SSN | Reliability_Capacity_In_Model_Year | System RA | Southern_PGAE_Li_Battery_4hr_24 | 0.5 | 0.5 | 0.5 | 0.5 | 0.5 | 0.5 | 0.5 | 0.5 | 0.5 | 0.5 | 0.5 | 0.5 | 0.5 | 0.5 | 0.5 | 0.5 | 0.5 | 0.5 | 0.5 | 0.5 | 0.5 | 0.5 | 0.5 | 0.5 | 0.5 | 0.5 | 0.5 | 0.5 | 0.5 | 0.5 | 0.5
Southern_PGAE_Li_Battery_4hr_27 | caiso-deliverability | Gates_Panoche_SSN | Reliability_Capacity_In_Model_Year | System RA | Southern_PGAE_Li_Battery_4hr_27 | 0.5 | 0.5 | 0.5 | 0.5 | 0.5 | 0.5 | 0.5 | 0.5 | 0.5 | 0.5 | 0.5 | 0.5 | 0.5 | 0.5 | 0.5 | 0.5 | 0.5 | 0.5 | 0.5 | 0.5 | 0.5 | 0.5 | 0.5 | 0.5 | 0.5 | 0.5 | 0.5 | 0.5 | 0.5 | 0.5 | 0.5
Southern_PGAE_Li_Battery_4hr_33 | caiso-deliverability | Gates_Panoche_SSN | Reliability_Capacity_In_Model_Year | System RA | Southern_PGAE_Li_Battery_4hr_33 | 0.5 | 0.5 | 0.5 | 0.5 | 0.5 | 0.5 | 0.5 | 0.5 | 0.5 | 0.5 | 0.5 | 0.5 | 0.5 | 0.5 | 0.5 | 0.5 | 0.5 | 0.5 | 0.5 | 0.5 | 0.5 | 0.5 | 0.5 | 0.5 | 0.5 | 0.5 | 0.5 | 0.5 | 0.5 | 0.5 | 0.5
Southern_PGAE_Li_Battery_4hr_34 | caiso-deliverability | Gates_Panoche_SSN | Reliability_Capacity_In_Model_Year | System RA | Southern_PGAE_Li_Battery_4hr_34 | 0.5 | 0.5 | 0.5 | 0.5 | 0.5 | 0.5 | 0.5 | 0.5 | 0.5 | 0.5 | 0.5 | 0.5 | 0.5 | 0.5 | 0.5 | 0.5 | 0.5 | 0.5 | 0.5 | 0.5 | 0.5 | 0.5 | 0.5 | 0.5 | 0.5 | 0.5 | 0.5 | 0.5 | 0.5 | 0.5 | 0.5
Southern_PGAE_Li_Battery_4hr_39 | caiso-deliverability | Gates_Panoche_SSN | Reliability_Capacity_In_Model_Year | System RA | Southern_PGAE_Li_Battery_4hr_39 | 0.5 | 0.5 | 0.5 | 0.5 | 0.5 | 0.5 | 0.5 | 0.5 | 0.5 | 0.5 | 0.5 | 0.5 | 0.5 | 0.5 | 0.5 | 0.5 | 0.5 | 0.5 | 0.5 | 0.5 | 0.5 | 0.5 | 0.5 | 0.5 | 0.5 | 0.5 | 0.5 | 0.5 | 0.5 | 0.5 | 0.5
Southern_PGAE_Li_Battery_4hr_45 | caiso-deliverability | Gates_Panoche_SSN | Reliability_Capacity_In_Model_Year | System RA | Southern_PGAE_Li_Battery_4hr_45 | 0.5 | 0.5 | 0.5 | 0.5 | 0.5 | 0.5 | 0.5 | 0.5 | 0.5 | 0.5 | 0.5 | 0.5 | 0.5 | 0.5 | 0.5 | 0.5 | 0.5 | 0.5 | 0.5 | 0.5 | 0.5 | 0.5 | 0.5 | 0.5 | 0.5 | 0.5 | 0.5 | 0.5 | 0.5 | 0.5 | 0.5
Southern_PGAE_Li_Battery_4hr_49 | caiso-deliverability | Gates_Panoche_SSN | Reliability_Capacity_In_Model_Year | System RA | Southern_PGAE_Li_Battery_4hr_49 | 0.5 | 0.5 | 0.5 | 0.5 | 0.5 | 0.5 | 0.5 | 0.5 | 0.5 | 0.5 | 0.5 | 0.5 | 0.5 | 0.5 | 0.5 | 0.5 | 0.5 | 0.5 | 0.5 | 0.5 | 0.5 | 0.5 | 0.5 | 0.5 | 0.5 | 0.5 | 0.5 | 0.5 | 0.5 | 0.5 | 0.5
Southern_PGAE_Li_Battery_4hr_61 | caiso-deliverability | Gates_Panoche_SSN | Reliability_Capacity_In_Model_Year | System RA | Southern_PGAE_Li_Battery_4hr_61 | 0.5 | 0.5 | 0.5 | 0.5 | 0.5 | 0.5 | 0.5 | 0.5 | 0.5 | 0.5 | 0.5 | 0.5 | 0.5 | 0.5 | 0.5 | 0.5 | 0.5 | 0.5 | 0.5 | 0.5 | 0.5 | 0.5 | 0.5 | 0.5 | 0.5 | 0.5 | 0.5 | 0.5 | 0.5 | 0.5 | 0.5
Southern_PGAE_Li_Battery_4hr_93 | caiso-deliverability | Gates_Panoche_SSN | Reliability_Capacity_In_Model_Year | System RA | Southern_PGAE_Li_Battery_4hr_93 | 0.5 | 0.5 | 0.5 | 0.5 | 0.5 | 0.5 | 0.5 | 0.5 | 0.5 | 0.5 | 0.5 | 0.5 | 0.5 | 0.5 | 0.5 | 0.5 | 0.5 | 0.5 | 0.5 | 0.5 | 0.5 | 0.5 | 0.5 | 0.5 | 0.5 | 0.5 | 0.5 | 0.5 | 0.5 | 0.5 | 0.5
Southern_PGAE_Li_Battery_4hr_109 | caiso-deliverability | Gates_Panoche_SSN | Reliability_Capacity_In_Model_Year | System RA | Southern_PGAE_Li_Battery_4hr_109 | 0.5 | 0.5 | 0.5 | 0.5 | 0.5 | 0.5 | 0.5 | 0.5 | 0.5 | 0.5 | 0.5 | 0.5 | 0.5 | 0.5 | 0.5 | 0.5 | 0.5 | 0.5 | 0.5 | 0.5 | 0.5 | 0.5 | 0.5 | 0.5 | 0.5 | 0.5 | 0.5 | 0.5 | 0.5 | 0.5 | 0.5
Southern_PGAE_Li_Battery_8hr_3 | caiso-deliverability | Gates_Panoche_SSN | Reliability_Capacity_In_Model_Year | System RA | Southern_PGAE_Li_Battery_8hr_3 | 0.5 | 0.5 | 0.5 | 0.5 | 0.5 | 0.5 | 0.5 | 0.5 | 0.5 | 0.5 | 0.5 | 0.5 | 0.5 | 0.5 | 0.5 | 0.5 | 0.5 | 0.5 | 0.5 | 0.5 | 0.5 | 0.5 | 0.5 | 0.5 | 0.5 | 0.5 | 0.5 | 0.5 | 0.5 | 0.5 | 0.5
Southern_PGAE_Li_Battery_8hr_22 | caiso-deliverability | Gates_Panoche_SSN | Reliability_Capacity_In_Model_Year | System RA | Southern_PGAE_Li_Battery_8hr_22 | 0.5 | 0.5 | 0.5 | 0.5 | 0.5 | 0.5 | 0.5 | 0.5 | 0.5 | 0.5 | 0.5 | 0.5 | 0.5 | 0.5 | 0.5 | 0.5 | 0.5 | 0.5 | 0.5 | 0.5 | 0.5 | 0.5 | 0.5 | 0.5 | 0.5 | 0.5 | 0.5 | 0.5 | 0.5 | 0.5 | 0.5
Southern_PGAE_Li_Battery_8hr_24 | caiso-deliverability | Gates_Panoche_SSN | Reliability_Capacity_In_Model_Year | System RA | Southern_PGAE_Li_Battery_8hr_24 | 0.5 | 0.5 | 0.5 | 0.5 | 0.5 | 0.5 | 0.5 | 0.5 | 0.5 | 0.5 | 0.5 | 0.5 | 0.5 | 0.5 | 0.5 | 0.5 | 0.5 | 0.5 | 0.5 | 0.5 | 0.5 | 0.5 | 0.5 | 0.5 | 0.5 | 0.5 | 0.5 | 0.5 | 0.5 | 0.5 | 0.5
Southern_PGAE_Li_Battery_8hr_27 | caiso-deliverability | Gates_Panoche_SSN | Reliability_Capacity_In_Model_Year | System RA | Southern_PGAE_Li_Battery_8hr_27 | 0.5 | 0.5 | 0.5 | 0.5 | 0.5 | 0.5 | 0.5 | 0.5 | 0.5 | 0.5 | 0.5 | 0.5 | 0.5 | 0.5 | 0.5 | 0.5 | 0.5 | 0.5 | 0.5 | 0.5 | 0.5 | 0.5 | 0.5 | 0.5 | 0.5 | 0.5 | 0.5 | 0.5 | 0.5 | 0.5 | 0.5
Southern_PGAE_Li_Battery_8hr_33 | caiso-deliverability | Gates_Panoche_SSN | Reliability_Capacity_In_Model_Year | System RA | Southern_PGAE_Li_Battery_8hr_33 | 0.5 | 0.5 | 0.5 | 0.5 | 0.5 | 0.5 | 0.5 | 0.5 | 0.5 | 0.5 | 0.5 | 0.5 | 0.5 | 0.5 | 0.5 | 0.5 | 0.5 | 0.5 | 0.5 | 0.5 | 0.5 | 0.5 | 0.5 | 0.5 | 0.5 | 0.5 | 0.5 | 0.5 | 0.5 | 0.5 | 0.5
Southern_PGAE_Li_Battery_8hr_34 | caiso-deliverability | Gates_Panoche_SSN | Reliability_Capacity_In_Model_Year | System RA | Southern_PGAE_Li_Battery_8hr_34 | 0.5 | 0.5 | 0.5 | 0.5 | 0.5 | 0.5 | 0.5 | 0.5 | 0.5 | 0.5 | 0.5 | 0.5 | 0.5 | 0.5 | 0.5 | 0.5 | 0.5 | 0.5 | 0.5 | 0.5 | 0.5 | 0.5 | 0.5 | 0.5 | 0.5 | 0.5 | 0.5 | 0.5 | 0.5 | 0.5 | 0.5
Southern_PGAE_Li_Battery_8hr_39 | caiso-deliverability | Gates_Panoche_SSN | Reliability_Capacity_In_Model_Year | System RA | Southern_PGAE_Li_Battery_8hr_39 | 0.5 | 0.5 | 0.5 | 0.5 | 0.5 | 0.5 | 0.5 | 0.5 | 0.5 | 0.5 | 0.5 | 0.5 | 0.5 | 0.5 | 0.5 | 0.5 | 0.5 | 0.5 | 0.5 | 0.5 | 0.5 | 0.5 | 0.5 | 0.5 | 0.5 | 0.5 | 0.5 | 0.5 | 0.5 | 0.5 | 0.5
Southern_PGAE_Li_Battery_8hr_45 | caiso-deliverability | Gates_Panoche_SSN | Reliability_Capacity_In_Model_Year | System RA | Southern_PGAE_Li_Battery_8hr_45 | 0.5 | 0.5 | 0.5 | 0.5 | 0.5 | 0.5 | 0.5 | 0.5 | 0.5 | 0.5 | 0.5 | 0.5 | 0.5 | 0.5 | 0.5 | 0.5 | 0.5 | 0.5 | 0.5 | 0.5 | 0.5 | 0.5 | 0.5 | 0.5 | 0.5 | 0.5 | 0.5 | 0.5 | 0.5 | 0.5 | 0.5
Southern_PGAE_Li_Battery_8hr_49 | caiso-deliverability | Gates_Panoche_SSN | Reliability_Capacity_In_Model_Year | System RA | Southern_PGAE_Li_Battery_8hr_49 | 0.5 | 0.5 | 0.5 | 0.5 | 0.5 | 0.5 | 0.5 | 0.5 | 0.5 | 0.5 | 0.5 | 0.5 | 0.5 | 0.5 | 0.5 | 0.5 | 0.5 | 0.5 | 0.5 | 0.5 | 0.5 | 0.5 | 0.5 | 0.5 | 0.5 | 0.5 | 0.5 | 0.5 | 0.5 | 0.5 | 0.5
Southern_PGAE_Li_Battery_8hr_61 | caiso-deliverability | Gates_Panoche_SSN | Reliability_Capacity_In_Model_Year | System RA | Southern_PGAE_Li_Battery_8hr_61 | 0.5 | 0.5 | 0.5 | 0.5 | 0.5 | 0.5 | 0.5 | 0.5 | 0.5 | 0.5 | 0.5 | 0.5 | 0.5 | 0.5 | 0.5 | 0.5 | 0.5 | 0.5 | 0.5 | 0.5 | 0.5 | 0.5 | 0.5 | 0.5 | 0.5 | 0.5 | 0.5 | 0.5 | 0.5 | 0.5 | 0.5
Southern_PGAE_Li_Battery_8hr_93 | caiso-deliverability | Gates_Panoche_SSN | Reliability_Capacity_In_Model_Year | System RA | Southern_PGAE_Li_Battery_8hr_93 | 0.5 | 0.5 | 0.5 | 0.5 | 0.5 | 0.5 | 0.5 | 0.5 | 0.5 | 0.5 | 0.5 | 0.5 | 0.5 | 0.5 | 0.5 | 0.5 | 0.5 | 0.5 | 0.5 | 0.5 | 0.5 | 0.5 | 0.5 | 0.5 | 0.5 | 0.5 | 0.5 | 0.5 | 0.5 | 0.5 | 0.5
Southern_PGAE_Li_Battery_8hr_109 | caiso-deliverability | Gates_Panoche_SSN | Reliability_Capacity_In_Model_Year | System RA | Southern_PGAE_Li_Battery_8hr_109 | 0.5 | 0.5 | 0.5 | 0.5 | 0.5 | 0.5 | 0.5 | 0.5 | 0.5 | 0.5 | 0.5 | 0.5 | 0.5 | 0.5 | 0.5 | 0.5 | 0.5 | 0.5 | 0.5 | 0.5 | 0.5 | 0.5 | 0.5 | 0.5 | 0.5 | 0.5 | 0.5 | 0.5 | 0.5 | 0.5 | 0.5
Morro_Bay_Offshore_Wind_Asset | caiso-deliverability | Gates_Panoche_SSN | Reliability_Capacity_In_Model_Year | System RA | Morro_Bay_Offshore_Wind_Asset | 0.49 | 0.49 | 0.49 | 0.49 | 0.49 | 0.49 | 0.49 | 0.49 | 0.49 | 0.49 | 0.49 | 0.49 | 0.49 | 0.49 | 0.49 | 0.49 | 0.49 | 0.49 | 0.49 | 0.49 | 0.49 | 0.49 | 0.49 | 0.49 | 0.49 | 0.49 | 0.49 | 0.49 | 0.49 | 0.49 | 0.49
Southern_PGAE_Solar_3 | caiso-deliverability | Gates_Panoche_SSN | Reliability_Capacity_In_Model_Year | System RA | Southern_PGAE_Solar_3 | 0.556 | 0.556 | 0.556 | 0.556 | 0.556 | 0.556 | 0.556 | 0.556 | 0.556 | 0.556 | 0.556 | 0.556 | 0.556 | 0.556 | 0.556 | 0.556 | 0.556 | 0.556 | 0.556 | 0.556 | 0.556 | 0.556 | 0.556 | 0.556 | 0.556 | 0.556 | 0.556 | 0.556 | 0.556 | 0.556 | 0.556
Southern_PGAE_Solar_22 | caiso-deliverability | Gates_Panoche_SSN | Reliability_Capacity_In_Model_Year | System RA | Southern_PGAE_Solar_22 | 0.556 | 0.556 | 0.556 | 0.556 | 0.556 | 0.556 | 0.556 | 0.556 | 0.556 | 0.556 | 0.556 | 0.556 | 0.556 | 0.556 | 0.556 | 0.556 | 0.556 | 0.556 | 0.556 | 0.556 | 0.556 | 0.556 | 0.556 | 0.556 | 0.556 | 0.556 | 0.556 | 0.556 | 0.556 | 0.556 | 0.556
Southern_PGAE_Solar_24 | caiso-deliverability | Gates_Panoche_SSN | Reliability_Capacity_In_Model_Year | System RA | Southern_PGAE_Solar_24 | 0.556 | 0.556 | 0.556 | 0.556 | 0.556 | 0.556 | 0.556 | 0.556 | 0.556 | 0.556 | 0.556 | 0.556 | 0.556 | 0.556 | 0.556 | 0.556 | 0.556 | 0.556 | 0.556 | 0.556 | 0.556 | 0.556 | 0.556 | 0.556 | 0.556 | 0.556 | 0.556 | 0.556 | 0.556 | 0.556 | 0.556
Southern_PGAE_Solar_27 | caiso-deliverability | Gates_Panoche_SSN | Reliability_Capacity_In_Model_Year | System RA | Southern_PGAE_Solar_27 | 0.556 | 0.556 | 0.556 | 0.556 | 0.556 | 0.556 | 0.556 | 0.556 | 0.556 | 0.556 | 0.556 | 0.556 | 0.556 | 0.556 | 0.556 | 0.556 | 0.556 | 0.556 | 0.556 | 0.556 | 0.556 | 0.556 | 0.556 | 0.556 | 0.556 | 0.556 | 0.556 | 0.556 | 0.556 | 0.556 | 0.556
Southern_PGAE_Solar_33 | caiso-deliverability | Gates_Panoche_SSN | Reliability_Capacity_In_Model_Year | System RA | Southern_PGAE_Solar_33 | 0.556 | 0.556 | 0.556 | 0.556 | 0.556 | 0.556 | 0.556 | 0.556 | 0.556 | 0.556 | 0.556 | 0.556 | 0.556 | 0.556 | 0.556 | 0.556 | 0.556 | 0.556 | 0.556 | 0.556 | 0.556 | 0.556 | 0.556 | 0.556 | 0.556 | 0.556 | 0.556 | 0.556 | 0.556 | 0.556 | 0.556
Southern_PGAE_Solar_34 | caiso-deliverability | Gates_Panoche_SSN | Reliability_Capacity_In_Model_Year | System RA | Southern_PGAE_Solar_34 | 0.556 | 0.556 | 0.556 | 0.556 | 0.556 | 0.556 | 0.556 | 0.556 | 0.556 | 0.556 | 0.556 | 0.556 | 0.556 | 0.556 | 0.556 | 0.556 | 0.556 | 0.556 | 0.556 | 0.556 | 0.556 | 0.556 | 0.556 | 0.556 | 0.556 | 0.556 | 0.556 | 0.556 | 0.556 | 0.556 | 0.556
Southern_PGAE_Solar_39 | caiso-deliverability | Gates_Panoche_SSN | Reliability_Capacity_In_Model_Year | System RA | Southern_PGAE_Solar_39 | 0.556 | 0.556 | 0.556 | 0.556 | 0.556 | 0.556 | 0.556 | 0.556 | 0.556 | 0.556 | 0.556 | 0.556 | 0.556 | 0.556 | 0.556 | 0.556 | 0.556 | 0.556 | 0.556 | 0.556 | 0.556 | 0.556 | 0.556 | 0.556 | 0.556 | 0.556 | 0.556 | 0.556 | 0.556 | 0.556 | 0.556
Southern_PGAE_Solar_45 | caiso-deliverability | Gates_Panoche_SSN | Reliability_Capacity_In_Model_Year | System RA | Southern_PGAE_Solar_45 | 0.556 | 0.556 | 0.556 | 0.556 | 0.556 | 0.556 | 0.556 | 0.556 | 0.556 | 0.556 | 0.556 | 0.556 | 0.556 | 0.556 | 0.556 | 0.556 | 0.556 | 0.556 | 0.556 | 0.556 | 0.556 | 0.556 | 0.556 | 0.556 | 0.556 | 0.556 | 0.556 | 0.556 | 0.556 | 0.556 | 0.556
Southern_PGAE_Solar_49 | caiso-deliverability | Gates_Panoche_SSN | Reliability_Capacity_In_Model_Year | System RA | Southern_PGAE_Solar_49 | 0.556 | 0.556 | 0.556 | 0.556 | 0.556 | 0.556 | 0.556 | 0.556 | 0.556 | 0.556 | 0.556 | 0.556 | 0.556 | 0.556 | 0.556 | 0.556 | 0.556 | 0.556 | 0.556 | 0.556 | 0.556 | 0.556 | 0.556 | 0.556 | 0.556 | 0.556 | 0.556 | 0.556 | 0.556 | 0.556 | 0.556
Southern_PGAE_Solar_61 | caiso-deliverability | Gates_Panoche_SSN | Reliability_Capacity_In_Model_Year | System RA | Southern_PGAE_Solar_61 | 0.556 | 0.556 | 0.556 | 0.556 | 0.556 | 0.556 | 0.556 | 0.556 | 0.556 | 0.556 | 0.556 | 0.556 | 0.556 | 0.556 | 0.556 | 0.556 | 0.556 | 0.556 | 0.556 | 0.556 | 0.556 | 0.556 | 0.556 | 0.556 | 0.556 | 0.556 | 0.556 | 0.556 | 0.556 | 0.556 | 0.556
Southern_PGAE_Solar_93 | caiso-deliverability | Gates_Panoche_SSN | Reliability_Capacity_In_Model_Year | System RA | Southern_PGAE_Solar_93 | 0.556 | 0.556 | 0.556 | 0.556 | 0.556 | 0.556 | 0.556 | 0.556 | 0.556 | 0.556 | 0.556 | 0.556 | 0.556 | 0.556 | 0.556 | 0.556 | 0.556 | 0.556 | 0.556 | 0.556 | 0.556 | 0.556 | 0.556 | 0.556 | 0.556 | 0.556 | 0.556 | 0.556 | 0.556 | 0.556 | 0.556
Southern_PGAE_Solar_109 | caiso-deliverability | Gates_Panoche_SSN | Reliability_Capacity_In_Model_Year | System RA | Southern_PGAE_Solar_109 | 0.556 | 0.556 | 0.556 | 0.556 | 0.556 | 0.556 | 0.556 | 0.556 | 0.556 | 0.556 | 0.556 | 0.556 | 0.556 | 0.556 | 0.556 | 0.556 | 0.556 | 0.556 | 0.556 | 0.556 | 0.556 | 0.556 | 0.556 | 0.556 | 0.556 | 0.556 | 0.556 | 0.556 | 0.556 | 0.556 | 0.556
Gates_Panoche_group | caiso-deliverability | Gates_Panoche_SSN | Operational_New_Capacity_MW | Gates_Panoche_group |  | -1 | -1 | -1 | -1 | -1 | -1 | -1 | -1 | -1 | -1 | -1 | -1 | -1 | -1 | -1 | -1 | -1 | -1 | -1 | -1 | -1 | -1 | -1 | -1 | -1 | -1 | -1 | -1 | -1 | -1 | -1
Southern_PGAE_Flow_Battery_8 | caiso-deliverability | Gates_TB_11_HSN | Reliability_Capacity_In_Model_Year | System RA | Southern_PGAE_Flow_Battery_8 | 1 | 1 | 1 | 1 | 1 | 1 | 1 | 1 | 1 | 1 | 1 | 1 | 1 | 1 | 1 | 1 | 1 | 1 | 1 | 1 | 1 | 1 | 1 | 1 | 1 | 1 | 1 | 1 | 1 | 1 | 1
Southern_PGAE_Flow_Battery_22 | caiso-deliverability | Gates_TB_11_HSN | Reliability_Capacity_In_Model_Year | System RA | Southern_PGAE_Flow_Battery_22 | 1 | 1 | 1 | 1 | 1 | 1 | 1 | 1 | 1 | 1 | 1 | 1 | 1 | 1 | 1 | 1 | 1 | 1 | 1 | 1 | 1 | 1 | 1 | 1 | 1 | 1 | 1 | 1 | 1 | 1 | 1
Southern_PGAE_Flow_Battery_23 | caiso-deliverability | Gates_TB_11_HSN | Reliability_Capacity_In_Model_Year | System RA | Southern_PGAE_Flow_Battery_23 | 1 | 1 | 1 | 1 | 1 | 1 | 1 | 1 | 1 | 1 | 1 | 1 | 1 | 1 | 1 | 1 | 1 | 1 | 1 | 1 | 1 | 1 | 1 | 1 | 1 | 1 | 1 | 1 | 1 | 1 | 1
Southern_PGAE_Flow_Battery_24 | caiso-deliverability | Gates_TB_11_HSN | Reliability_Capacity_In_Model_Year | System RA | Southern_PGAE_Flow_Battery_24 | 1 | 1 | 1 | 1 | 1 | 1 | 1 | 1 | 1 | 1 | 1 | 1 | 1 | 1 | 1 | 1 | 1 | 1 | 1 | 1 | 1 | 1 | 1 | 1 | 1 | 1 | 1 | 1 | 1 | 1 | 1
Southern_PGAE_Flow_Battery_33 | caiso-deliverability | Gates_TB_11_HSN | Reliability_Capacity_In_Model_Year | System RA | Southern_PGAE_Flow_Battery_33 | 1 | 1 | 1 | 1 | 1 | 1 | 1 | 1 | 1 | 1 | 1 | 1 | 1 | 1 | 1 | 1 | 1 | 1 | 1 | 1 | 1 | 1 | 1 | 1 | 1 | 1 | 1 | 1 | 1 | 1 | 1
Southern_PGAE_Flow_Battery_45 | caiso-deliverability | Gates_TB_11_HSN | Reliability_Capacity_In_Model_Year | System RA | Southern_PGAE_Flow_Battery_45 | 1 | 1 | 1 | 1 | 1 | 1 | 1 | 1 | 1 | 1 | 1 | 1 | 1 | 1 | 1 | 1 | 1 | 1 | 1 | 1 | 1 | 1 | 1 | 1 | 1 | 1 | 1 | 1 | 1 | 1 | 1
Southern_PGAE_Flow_Battery_46 | caiso-deliverability | Gates_TB_11_HSN | Reliability_Capacity_In_Model_Year | System RA | Southern_PGAE_Flow_Battery_46 | 1 | 1 | 1 | 1 | 1 | 1 | 1 | 1 | 1 | 1 | 1 | 1 | 1 | 1 | 1 | 1 | 1 | 1 | 1 | 1 | 1 | 1 | 1 | 1 | 1 | 1 | 1 | 1 | 1 | 1 | 1
Southern_PGAE_Flow_Battery_49 | caiso-deliverability | Gates_TB_11_HSN | Reliability_Capacity_In_Model_Year | System RA | Southern_PGAE_Flow_Battery_49 | 1 | 1 | 1 | 1 | 1 | 1 | 1 | 1 | 1 | 1 | 1 | 1 | 1 | 1 | 1 | 1 | 1 | 1 | 1 | 1 | 1 | 1 | 1 | 1 | 1 | 1 | 1 | 1 | 1 | 1 | 1
Southern_PGAE_Flow_Battery_52 | caiso-deliverability | Gates_TB_11_HSN | Reliability_Capacity_In_Model_Year | System RA | Southern_PGAE_Flow_Battery_52 | 1 | 1 | 1 | 1 | 1 | 1 | 1 | 1 | 1 | 1 | 1 | 1 | 1 | 1 | 1 | 1 | 1 | 1 | 1 | 1 | 1 | 1 | 1 | 1 | 1 | 1 | 1 | 1 | 1 | 1 | 1
Southern_PGAE_Flow_Battery_61 | caiso-deliverability | Gates_TB_11_HSN | Reliability_Capacity_In_Model_Year | System RA | Southern_PGAE_Flow_Battery_61 | 1 | 1 | 1 | 1 | 1 | 1 | 1 | 1 | 1 | 1 | 1 | 1 | 1 | 1 | 1 | 1 | 1 | 1 | 1 | 1 | 1 | 1 | 1 | 1 | 1 | 1 | 1 | 1 | 1 | 1 | 1
Southern_PGAE_Flow_Battery_69 | caiso-deliverability | Gates_TB_11_HSN | Reliability_Capacity_In_Model_Year | System RA | Southern_PGAE_Flow_Battery_69 | 1 | 1 | 1 | 1 | 1 | 1 | 1 | 1 | 1 | 1 | 1 | 1 | 1 | 1 | 1 | 1 | 1 | 1 | 1 | 1 | 1 | 1 | 1 | 1 | 1 | 1 | 1 | 1 | 1 | 1 | 1
Southern_PGAE_Flow_Battery_72 | caiso-deliverability | Gates_TB_11_HSN | Reliability_Capacity_In_Model_Year | System RA | Southern_PGAE_Flow_Battery_72 | 1 | 1 | 1 | 1 | 1 | 1 | 1 | 1 | 1 | 1 | 1 | 1 | 1 | 1 | 1 | 1 | 1 | 1 | 1 | 1 | 1 | 1 | 1 | 1 | 1 | 1 | 1 | 1 | 1 | 1 | 1
Southern_PGAE_Flow_Battery_74 | caiso-deliverability | Gates_TB_11_HSN | Reliability_Capacity_In_Model_Year | System RA | Southern_PGAE_Flow_Battery_74 | 1 | 1 | 1 | 1 | 1 | 1 | 1 | 1 | 1 | 1 | 1 | 1 | 1 | 1 | 1 | 1 | 1 | 1 | 1 | 1 | 1 | 1 | 1 | 1 | 1 | 1 | 1 | 1 | 1 | 1 | 1
Southern_PGAE_Flow_Battery_75 | caiso-deliverability | Gates_TB_11_HSN | Reliability_Capacity_In_Model_Year | System RA | Southern_PGAE_Flow_Battery_75 | 1 | 1 | 1 | 1 | 1 | 1 | 1 | 1 | 1 | 1 | 1 | 1 | 1 | 1 | 1 | 1 | 1 | 1 | 1 | 1 | 1 | 1 | 1 | 1 | 1 | 1 | 1 | 1 | 1 | 1 | 1
Southern_PGAE_Flow_Battery_79 | caiso-deliverability | Gates_TB_11_HSN | Reliability_Capacity_In_Model_Year | System RA | Southern_PGAE_Flow_Battery_79 | 1 | 1 | 1 | 1 | 1 | 1 | 1 | 1 | 1 | 1 | 1 | 1 | 1 | 1 | 1 | 1 | 1 | 1 | 1 | 1 | 1 | 1 | 1 | 1 | 1 | 1 | 1 | 1 | 1 | 1 | 1
Southern_PGAE_Flow_Battery_93 | caiso-deliverability | Gates_TB_11_HSN | Reliability_Capacity_In_Model_Year | System RA | Southern_PGAE_Flow_Battery_93 | 1 | 1 | 1 | 1 | 1 | 1 | 1 | 1 | 1 | 1 | 1 | 1 | 1 | 1 | 1 | 1 | 1 | 1 | 1 | 1 | 1 | 1 | 1 | 1 | 1 | 1 | 1 | 1 | 1 | 1 | 1
Southern_PGAE_Flow_Battery_98 | caiso-deliverability | Gates_TB_11_HSN | Reliability_Capacity_In_Model_Year | System RA | Southern_PGAE_Flow_Battery_98 | 1 | 1 | 1 | 1 | 1 | 1 | 1 | 1 | 1 | 1 | 1 | 1 | 1 | 1 | 1 | 1 | 1 | 1 | 1 | 1 | 1 | 1 | 1 | 1 | 1 | 1 | 1 | 1 | 1 | 1 | 1
Southern_PGAE_Flow_Battery_102 | caiso-deliverability | Gates_TB_11_HSN | Reliability_Capacity_In_Model_Year | System RA | Southern_PGAE_Flow_Battery_102 | 1 | 1 | 1 | 1 | 1 | 1 | 1 | 1 | 1 | 1 | 1 | 1 | 1 | 1 | 1 | 1 | 1 | 1 | 1 | 1 | 1 | 1 | 1 | 1 | 1 | 1 | 1 | 1 | 1 | 1 | 1
Southern_PGAE_Flow_Battery_109 | caiso-deliverability | Gates_TB_11_HSN | Reliability_Capacity_In_Model_Year | System RA | Southern_PGAE_Flow_Battery_109 | 1 | 1 | 1 | 1 | 1 | 1 | 1 | 1 | 1 | 1 | 1 | 1 | 1 | 1 | 1 | 1 | 1 | 1 | 1 | 1 | 1 | 1 | 1 | 1 | 1 | 1 | 1 | 1 | 1 | 1 | 1
Southern_PGAE_Flow_Battery_117 | caiso-deliverability | Gates_TB_11_HSN | Reliability_Capacity_In_Model_Year | System RA | Southern_PGAE_Flow_Battery_117 | 1 | 1 | 1 | 1 | 1 | 1 | 1 | 1 | 1 | 1 | 1 | 1 | 1 | 1 | 1 | 1 | 1 | 1 | 1 | 1 | 1 | 1 | 1 | 1 | 1 | 1 | 1 | 1 | 1 | 1 | 1
Southern_PGAE_Flow_Battery_118 | caiso-deliverability | Gates_TB_11_HSN | Reliability_Capacity_In_Model_Year | System RA | Southern_PGAE_Flow_Battery_118 | 1 | 1 | 1 | 1 | 1 | 1 | 1 | 1 | 1 | 1 | 1 | 1 | 1 | 1 | 1 | 1 | 1 | 1 | 1 | 1 | 1 | 1 | 1 | 1 | 1 | 1 | 1 | 1 | 1 | 1 | 1
Southern_PGAE_Flow_Battery_124 | caiso-deliverability | Gates_TB_11_HSN | Reliability_Capacity_In_Model_Year | System RA | Southern_PGAE_Flow_Battery_124 | 1 | 1 | 1 | 1 | 1 | 1 | 1 | 1 | 1 | 1 | 1 | 1 | 1 | 1 | 1 | 1 | 1 | 1 | 1 | 1 | 1 | 1 | 1 | 1 | 1 | 1 | 1 | 1 | 1 | 1 | 1
Southern_PGAE_Flow_Battery_139 | caiso-deliverability | Gates_TB_11_HSN | Reliability_Capacity_In_Model_Year | System RA | Southern_PGAE_Flow_Battery_139 | 1 | 1 | 1 | 1 | 1 | 1 | 1 | 1 | 1 | 1 | 1 | 1 | 1 | 1 | 1 | 1 | 1 | 1 | 1 | 1 | 1 | 1 | 1 | 1 | 1 | 1 | 1 | 1 | 1 | 1 | 1
Southern_PGAE_Flow_Battery_140 | caiso-deliverability | Gates_TB_11_HSN | Reliability_Capacity_In_Model_Year | System RA | Southern_PGAE_Flow_Battery_140 | 1 | 1 | 1 | 1 | 1 | 1 | 1 | 1 | 1 | 1 | 1 | 1 | 1 | 1 | 1 | 1 | 1 | 1 | 1 | 1 | 1 | 1 | 1 | 1 | 1 | 1 | 1 | 1 | 1 | 1 | 1
Southern_PGAE_Flow_Battery_151 | caiso-deliverability | Gates_TB_11_HSN | Reliability_Capacity_In_Model_Year | System RA | Southern_PGAE_Flow_Battery_151 | 1 | 1 | 1 | 1 | 1 | 1 | 1 | 1 | 1 | 1 | 1 | 1 | 1 | 1 | 1 | 1 | 1 | 1 | 1 | 1 | 1 | 1 | 1 | 1 | 1 | 1 | 1 | 1 | 1 | 1 | 1
Southern_PGAE_Flow_Battery_154 | caiso-deliverability | Gates_TB_11_HSN | Reliability_Capacity_In_Model_Year | System RA | Southern_PGAE_Flow_Battery_154 | 1 | 1 | 1 | 1 | 1 | 1 | 1 | 1 | 1 | 1 | 1 | 1 | 1 | 1 | 1 | 1 | 1 | 1 | 1 | 1 | 1 | 1 | 1 | 1 | 1 | 1 | 1 | 1 | 1 | 1 | 1
Southern_PGAE_Flow_Battery_161 | caiso-deliverability | Gates_TB_11_HSN | Reliability_Capacity_In_Model_Year | System RA | Southern_PGAE_Flow_Battery_161 | 1 | 1 | 1 | 1 | 1 | 1 | 1 | 1 | 1 | 1 | 1 | 1 | 1 | 1 | 1 | 1 | 1 | 1 | 1 | 1 | 1 | 1 | 1 | 1 | 1 | 1 | 1 | 1 | 1 | 1 | 1
Southern_PGAE_Flow_Battery_162 | caiso-deliverability | Gates_TB_11_HSN | Reliability_Capacity_In_Model_Year | System RA | Southern_PGAE_Flow_Battery_162 | 1 | 1 | 1 | 1 | 1 | 1 | 1 | 1 | 1 | 1 | 1 | 1 | 1 | 1 | 1 | 1 | 1 | 1 | 1 | 1 | 1 | 1 | 1 | 1 | 1 | 1 | 1 | 1 | 1 | 1 | 1
Southern_PGAE_Flow_Battery_163 | caiso-deliverability | Gates_TB_11_HSN | Reliability_Capacity_In_Model_Year | System RA | Southern_PGAE_Flow_Battery_163 | 1 | 1 | 1 | 1 | 1 | 1 | 1 | 1 | 1 | 1 | 1 | 1 | 1 | 1 | 1 | 1 | 1 | 1 | 1 | 1 | 1 | 1 | 1 | 1 | 1 | 1 | 1 | 1 | 1 | 1 | 1
Southern_PGAE_Flow_Battery_164 | caiso-deliverability | Gates_TB_11_HSN | Reliability_Capacity_In_Model_Year | System RA | Southern_PGAE_Flow_Battery_164 | 1 | 1 | 1 | 1 | 1 | 1 | 1 | 1 | 1 | 1 | 1 | 1 | 1 | 1 | 1 | 1 | 1 | 1 | 1 | 1 | 1 | 1 | 1 | 1 | 1 | 1 | 1 | 1 | 1 | 1 | 1
Southern_PGAE_Flow_Battery_165 | caiso-deliverability | Gates_TB_11_HSN | Reliability_Capacity_In_Model_Year | System RA | Southern_PGAE_Flow_Battery_165 | 1 | 1 | 1 | 1 | 1 | 1 | 1 | 1 | 1 | 1 | 1 | 1 | 1 | 1 | 1 | 1 | 1 | 1 | 1 | 1 | 1 | 1 | 1 | 1 | 1 | 1 | 1 | 1 | 1 | 1 | 1
Southern_PGAE_Flow_Battery_168 | caiso-deliverability | Gates_TB_11_HSN | Reliability_Capacity_In_Model_Year | System RA | Southern_PGAE_Flow_Battery_168 | 1 | 1 | 1 | 1 | 1 | 1 | 1 | 1 | 1 | 1 | 1 | 1 | 1 | 1 | 1 | 1 | 1 | 1 | 1 | 1 | 1 | 1 | 1 | 1 | 1 | 1 | 1 | 1 | 1 | 1 | 1
Southern_PGAE_Flow_Battery_169 | caiso-deliverability | Gates_TB_11_HSN | Reliability_Capacity_In_Model_Year | System RA | Southern_PGAE_Flow_Battery_169 | 1 | 1 | 1 | 1 | 1 | 1 | 1 | 1 | 1 | 1 | 1 | 1 | 1 | 1 | 1 | 1 | 1 | 1 | 1 | 1 | 1 | 1 | 1 | 1 | 1 | 1 | 1 | 1 | 1 | 1 | 1
Southern_PGAE_Flow_Battery_170 | caiso-deliverability | Gates_TB_11_HSN | Reliability_Capacity_In_Model_Year | System RA | Southern_PGAE_Flow_Battery_170 | 1 | 1 | 1 | 1 | 1 | 1 | 1 | 1 | 1 | 1 | 1 | 1 | 1 | 1 | 1 | 1 | 1 | 1 | 1 | 1 | 1 | 1 | 1 | 1 | 1 | 1 | 1 | 1 | 1 | 1 | 1
Southern_PGAE_Flow_Battery_174 | caiso-deliverability | Gates_TB_11_HSN | Reliability_Capacity_In_Model_Year | System RA | Southern_PGAE_Flow_Battery_174 | 1 | 1 | 1 | 1 | 1 | 1 | 1 | 1 | 1 | 1 | 1 | 1 | 1 | 1 | 1 | 1 | 1 | 1 | 1 | 1 | 1 | 1 | 1 | 1 | 1 | 1 | 1 | 1 | 1 | 1 | 1
Southern_PGAE_Flow_Battery_176 | caiso-deliverability | Gates_TB_11_HSN | Reliability_Capacity_In_Model_Year | System RA | Southern_PGAE_Flow_Battery_176 | 1 | 1 | 1 | 1 | 1 | 1 | 1 | 1 | 1 | 1 | 1 | 1 | 1 | 1 | 1 | 1 | 1 | 1 | 1 | 1 | 1 | 1 | 1 | 1 | 1 | 1 | 1 | 1 | 1 | 1 | 1
Southern_PGAE_Li_Battery_4hr_8 | caiso-deliverability | Gates_TB_11_HSN | Reliability_Capacity_In_Model_Year | System RA | Southern_PGAE_Li_Battery_4hr_8 | 1 | 1 | 1 | 1 | 1 | 1 | 1 | 1 | 1 | 1 | 1 | 1 | 1 | 1 | 1 | 1 | 1 | 1 | 1 | 1 | 1 | 1 | 1 | 1 | 1 | 1 | 1 | 1 | 1 | 1 | 1
Southern_PGAE_Li_Battery_4hr_22 | caiso-deliverability | Gates_TB_11_HSN | Reliability_Capacity_In_Model_Year | System RA | Southern_PGAE_Li_Battery_4hr_22 | 1 | 1 | 1 | 1 | 1 | 1 | 1 | 1 | 1 | 1 | 1 | 1 | 1 | 1 | 1 | 1 | 1 | 1 | 1 | 1 | 1 | 1 | 1 | 1 | 1 | 1 | 1 | 1 | 1 | 1 | 1
Southern_PGAE_Li_Battery_4hr_23 | caiso-deliverability | Gates_TB_11_HSN | Reliability_Capacity_In_Model_Year | System RA | Southern_PGAE_Li_Battery_4hr_23 | 1 | 1 | 1 | 1 | 1 | 1 | 1 | 1 | 1 | 1 | 1 | 1 | 1 | 1 | 1 | 1 | 1 | 1 | 1 | 1 | 1 | 1 | 1 | 1 | 1 | 1 | 1 | 1 | 1 | 1 | 1
Southern_PGAE_Li_Battery_4hr_24 | caiso-deliverability | Gates_TB_11_HSN | Reliability_Capacity_In_Model_Year | System RA | Southern_PGAE_Li_Battery_4hr_24 | 1 | 1 | 1 | 1 | 1 | 1 | 1 | 1 | 1 | 1 | 1 | 1 | 1 | 1 | 1 | 1 | 1 | 1 | 1 | 1 | 1 | 1 | 1 | 1 | 1 | 1 | 1 | 1 | 1 | 1 | 1
Southern_PGAE_Li_Battery_4hr_33 | caiso-deliverability | Gates_TB_11_HSN | Reliability_Capacity_In_Model_Year | System RA | Southern_PGAE_Li_Battery_4hr_33 | 1 | 1 | 1 | 1 | 1 | 1 | 1 | 1 | 1 | 1 | 1 | 1 | 1 | 1 | 1 | 1 | 1 | 1 | 1 | 1 | 1 | 1 | 1 | 1 | 1 | 1 | 1 | 1 | 1 | 1 | 1
Southern_PGAE_Li_Battery_4hr_45 | caiso-deliverability | Gates_TB_11_HSN | Reliability_Capacity_In_Model_Year | System RA | Southern_PGAE_Li_Battery_4hr_45 | 1 | 1 | 1 | 1 | 1 | 1 | 1 | 1 | 1 | 1 | 1 | 1 | 1 | 1 | 1 | 1 | 1 | 1 | 1 | 1 | 1 | 1 | 1 | 1 | 1 | 1 | 1 | 1 | 1 | 1 | 1
Southern_PGAE_Li_Battery_4hr_46 | caiso-deliverability | Gates_TB_11_HSN | Reliability_Capacity_In_Model_Year | System RA | Southern_PGAE_Li_Battery_4hr_46 | 1 | 1 | 1 | 1 | 1 | 1 | 1 | 1 | 1 | 1 | 1 | 1 | 1 | 1 | 1 | 1 | 1 | 1 | 1 | 1 | 1 | 1 | 1 | 1 | 1 | 1 | 1 | 1 | 1 | 1 | 1
Southern_PGAE_Li_Battery_4hr_49 | caiso-deliverability | Gates_TB_11_HSN | Reliability_Capacity_In_Model_Year | System RA | Southern_PGAE_Li_Battery_4hr_49 | 1 | 1 | 1 | 1 | 1 | 1 | 1 | 1 | 1 | 1 | 1 | 1 | 1 | 1 | 1 | 1 | 1 | 1 | 1 | 1 | 1 | 1 | 1 | 1 | 1 | 1 | 1 | 1 | 1 | 1 | 1
Southern_PGAE_Li_Battery_4hr_52 | caiso-deliverability | Gates_TB_11_HSN | Reliability_Capacity_In_Model_Year | System RA | Southern_PGAE_Li_Battery_4hr_52 | 1 | 1 | 1 | 1 | 1 | 1 | 1 | 1 | 1 | 1 | 1 | 1 | 1 | 1 | 1 | 1 | 1 | 1 | 1 | 1 | 1 | 1 | 1 | 1 | 1 | 1 | 1 | 1 | 1 | 1 | 1
Southern_PGAE_Li_Battery_4hr_61 | caiso-deliverability | Gates_TB_11_HSN | Reliability_Capacity_In_Model_Year | System RA | Southern_PGAE_Li_Battery_4hr_61 | 1 | 1 | 1 | 1 | 1 | 1 | 1 | 1 | 1 | 1 | 1 | 1 | 1 | 1 | 1 | 1 | 1 | 1 | 1 | 1 | 1 | 1 | 1 | 1 | 1 | 1 | 1 | 1 | 1 | 1 | 1
Southern_PGAE_Li_Battery_4hr_69 | caiso-deliverability | Gates_TB_11_HSN | Reliability_Capacity_In_Model_Year | System RA | Southern_PGAE_Li_Battery_4hr_69 | 1 | 1 | 1 | 1 | 1 | 1 | 1 | 1 | 1 | 1 | 1 | 1 | 1 | 1 | 1 | 1 | 1 | 1 | 1 | 1 | 1 | 1 | 1 | 1 | 1 | 1 | 1 | 1 | 1 | 1 | 1
Southern_PGAE_Li_Battery_4hr_72 | caiso-deliverability | Gates_TB_11_HSN | Reliability_Capacity_In_Model_Year | System RA | Southern_PGAE_Li_Battery_4hr_72 | 1 | 1 | 1 | 1 | 1 | 1 | 1 | 1 | 1 | 1 | 1 | 1 | 1 | 1 | 1 | 1 | 1 | 1 | 1 | 1 | 1 | 1 | 1 | 1 | 1 | 1 | 1 | 1 | 1 | 1 | 1
Southern_PGAE_Li_Battery_4hr_74 | caiso-deliverability | Gates_TB_11_HSN | Reliability_Capacity_In_Model_Year | System RA | Southern_PGAE_Li_Battery_4hr_74 | 1 | 1 | 1 | 1 | 1 | 1 | 1 | 1 | 1 | 1 | 1 | 1 | 1 | 1 | 1 | 1 | 1 | 1 | 1 | 1 | 1 | 1 | 1 | 1 | 1 | 1 | 1 | 1 | 1 | 1 | 1
Southern_PGAE_Li_Battery_4hr_75 | caiso-deliverability | Gates_TB_11_HSN | Reliability_Capacity_In_Model_Year | System RA | Southern_PGAE_Li_Battery_4hr_75 | 1 | 1 | 1 | 1 | 1 | 1 | 1 | 1 | 1 | 1 | 1 | 1 | 1 | 1 | 1 | 1 | 1 | 1 | 1 | 1 | 1 | 1 | 1 | 1 | 1 | 1 | 1 | 1 | 1 | 1 | 1
Southern_PGAE_Li_Battery_4hr_79 | caiso-deliverability | Gates_TB_11_HSN | Reliability_Capacity_In_Model_Year | System RA | Southern_PGAE_Li_Battery_4hr_79 | 1 | 1 | 1 | 1 | 1 | 1 | 1 | 1 | 1 | 1 | 1 | 1 | 1 | 1 | 1 | 1 | 1 | 1 | 1 | 1 | 1 | 1 | 1 | 1 | 1 | 1 | 1 | 1 | 1 | 1 | 1
Southern_PGAE_Li_Battery_4hr_93 | caiso-deliverability | Gates_TB_11_HSN | Reliability_Capacity_In_Model_Year | System RA | Southern_PGAE_Li_Battery_4hr_93 | 1 | 1 | 1 | 1 | 1 | 1 | 1 | 1 | 1 | 1 | 1 | 1 | 1 | 1 | 1 | 1 | 1 | 1 | 1 | 1 | 1 | 1 | 1 | 1 | 1 | 1 | 1 | 1 | 1 | 1 | 1
Southern_PGAE_Li_Battery_4hr_98 | caiso-deliverability | Gates_TB_11_HSN | Reliability_Capacity_In_Model_Year | System RA | Southern_PGAE_Li_Battery_4hr_98 | 1 | 1 | 1 | 1 | 1 | 1 | 1 | 1 | 1 | 1 | 1 | 1 | 1 | 1 | 1 | 1 | 1 | 1 | 1 | 1 | 1 | 1 | 1 | 1 | 1 | 1 | 1 | 1 | 1 | 1 | 1
Southern_PGAE_Li_Battery_4hr_102 | caiso-deliverability | Gates_TB_11_HSN | Reliability_Capacity_In_Model_Year | System RA | Southern_PGAE_Li_Battery_4hr_102 | 1 | 1 | 1 | 1 | 1 | 1 | 1 | 1 | 1 | 1 | 1 | 1 | 1 | 1 | 1 | 1 | 1 | 1 | 1 | 1 | 1 | 1 | 1 | 1 | 1 | 1 | 1 | 1 | 1 | 1 | 1
Southern_PGAE_Li_Battery_4hr_109 | caiso-deliverability | Gates_TB_11_HSN | Reliability_Capacity_In_Model_Year | System RA | Southern_PGAE_Li_Battery_4hr_109 | 1 | 1 | 1 | 1 | 1 | 1 | 1 | 1 | 1 | 1 | 1 | 1 | 1 | 1 | 1 | 1 | 1 | 1 | 1 | 1 | 1 | 1 | 1 | 1 | 1 | 1 | 1 | 1 | 1 | 1 | 1
Southern_PGAE_Li_Battery_4hr_117 | caiso-deliverability | Gates_TB_11_HSN | Reliability_Capacity_In_Model_Year | System RA | Southern_PGAE_Li_Battery_4hr_117 | 1 | 1 | 1 | 1 | 1 | 1 | 1 | 1 | 1 | 1 | 1 | 1 | 1 | 1 | 1 | 1 | 1 | 1 | 1 | 1 | 1 | 1 | 1 | 1 | 1 | 1 | 1 | 1 | 1 | 1 | 1
Southern_PGAE_Li_Battery_4hr_118 | caiso-deliverability | Gates_TB_11_HSN | Reliability_Capacity_In_Model_Year | System RA | Southern_PGAE_Li_Battery_4hr_118 | 1 | 1 | 1 | 1 | 1 | 1 | 1 | 1 | 1 | 1 | 1 | 1 | 1 | 1 | 1 | 1 | 1 | 1 | 1 | 1 | 1 | 1 | 1 | 1 | 1 | 1 | 1 | 1 | 1 | 1 | 1
Southern_PGAE_Li_Battery_4hr_124 | caiso-deliverability | Gates_TB_11_HSN | Reliability_Capacity_In_Model_Year | System RA | Southern_PGAE_Li_Battery_4hr_124 | 1 | 1 | 1 | 1 | 1 | 1 | 1 | 1 | 1 | 1 | 1 | 1 | 1 | 1 | 1 | 1 | 1 | 1 | 1 | 1 | 1 | 1 | 1 | 1 | 1 | 1 | 1 | 1 | 1 | 1 | 1
Southern_PGAE_Li_Battery_4hr_139 | caiso-deliverability | Gates_TB_11_HSN | Reliability_Capacity_In_Model_Year | System RA | Southern_PGAE_Li_Battery_4hr_139 | 1 | 1 | 1 | 1 | 1 | 1 | 1 | 1 | 1 | 1 | 1 | 1 | 1 | 1 | 1 | 1 | 1 | 1 | 1 | 1 | 1 | 1 | 1 | 1 | 1 | 1 | 1 | 1 | 1 | 1 | 1
Southern_PGAE_Li_Battery_4hr_140 | caiso-deliverability | Gates_TB_11_HSN | Reliability_Capacity_In_Model_Year | System RA | Southern_PGAE_Li_Battery_4hr_140 | 1 | 1 | 1 | 1 | 1 | 1 | 1 | 1 | 1 | 1 | 1 | 1 | 1 | 1 | 1 | 1 | 1 | 1 | 1 | 1 | 1 | 1 | 1 | 1 | 1 | 1 | 1 | 1 | 1 | 1 | 1
Southern_PGAE_Li_Battery_4hr_151 | caiso-deliverability | Gates_TB_11_HSN | Reliability_Capacity_In_Model_Year | System RA | Southern_PGAE_Li_Battery_4hr_151 | 1 | 1 | 1 | 1 | 1 | 1 | 1 | 1 | 1 | 1 | 1 | 1 | 1 | 1 | 1 | 1 | 1 | 1 | 1 | 1 | 1 | 1 | 1 | 1 | 1 | 1 | 1 | 1 | 1 | 1 | 1
Southern_PGAE_Li_Battery_4hr_154 | caiso-deliverability | Gates_TB_11_HSN | Reliability_Capacity_In_Model_Year | System RA | Southern_PGAE_Li_Battery_4hr_154 | 1 | 1 | 1 | 1 | 1 | 1 | 1 | 1 | 1 | 1 | 1 | 1 | 1 | 1 | 1 | 1 | 1 | 1 | 1 | 1 | 1 | 1 | 1 | 1 | 1 | 1 | 1 | 1 | 1 | 1 | 1
Southern_PGAE_Li_Battery_4hr_161 | caiso-deliverability | Gates_TB_11_HSN | Reliability_Capacity_In_Model_Year | System RA | Southern_PGAE_Li_Battery_4hr_161 | 1 | 1 | 1 | 1 | 1 | 1 | 1 | 1 | 1 | 1 | 1 | 1 | 1 | 1 | 1 | 1 | 1 | 1 | 1 | 1 | 1 | 1 | 1 | 1 | 1 | 1 | 1 | 1 | 1 | 1 | 1
Southern_PGAE_Li_Battery_4hr_162 | caiso-deliverability | Gates_TB_11_HSN | Reliability_Capacity_In_Model_Year | System RA | Southern_PGAE_Li_Battery_4hr_162 | 1 | 1 | 1 | 1 | 1 | 1 | 1 | 1 | 1 | 1 | 1 | 1 | 1 | 1 | 1 | 1 | 1 | 1 | 1 | 1 | 1 | 1 | 1 | 1 | 1 | 1 | 1 | 1 | 1 | 1 | 1
Southern_PGAE_Li_Battery_4hr_163 | caiso-deliverability | Gates_TB_11_HSN | Reliability_Capacity_In_Model_Year | System RA | Southern_PGAE_Li_Battery_4hr_163 | 1 | 1 | 1 | 1 | 1 | 1 | 1 | 1 | 1 | 1 | 1 | 1 | 1 | 1 | 1 | 1 | 1 | 1 | 1 | 1 | 1 | 1 | 1 | 1 | 1 | 1 | 1 | 1 | 1 | 1 | 1
Southern_PGAE_Li_Battery_4hr_164 | caiso-deliverability | Gates_TB_11_HSN | Reliability_Capacity_In_Model_Year | System RA | Southern_PGAE_Li_Battery_4hr_164 | 1 | 1 | 1 | 1 | 1 | 1 | 1 | 1 | 1 | 1 | 1 | 1 | 1 | 1 | 1 | 1 | 1 | 1 | 1 | 1 | 1 | 1 | 1 | 1 | 1 | 1 | 1 | 1 | 1 | 1 | 1
Southern_PGAE_Li_Battery_4hr_165 | caiso-deliverability | Gates_TB_11_HSN | Reliability_Capacity_In_Model_Year | System RA | Southern_PGAE_Li_Battery_4hr_165 | 1 | 1 | 1 | 1 | 1 | 1 | 1 | 1 | 1 | 1 | 1 | 1 | 1 | 1 | 1 | 1 | 1 | 1 | 1 | 1 | 1 | 1 | 1 | 1 | 1 | 1 | 1 | 1 | 1 | 1 | 1
Southern_PGAE_Li_Battery_4hr_168 | caiso-deliverability | Gates_TB_11_HSN | Reliability_Capacity_In_Model_Year | System RA | Southern_PGAE_Li_Battery_4hr_168 | 1 | 1 | 1 | 1 | 1 | 1 | 1 | 1 | 1 | 1 | 1 | 1 | 1 | 1 | 1 | 1 | 1 | 1 | 1 | 1 | 1 | 1 | 1 | 1 | 1 | 1 | 1 | 1 | 1 | 1 | 1
Southern_PGAE_Li_Battery_4hr_169 | caiso-deliverability | Gates_TB_11_HSN | Reliability_Capacity_In_Model_Year | System RA | Southern_PGAE_Li_Battery_4hr_169 | 1 | 1 | 1 | 1 | 1 | 1 | 1 | 1 | 1 | 1 | 1 | 1 | 1 | 1 | 1 | 1 | 1 | 1 | 1 | 1 | 1 | 1 | 1 | 1 | 1 | 1 | 1 | 1 | 1 | 1 | 1
Southern_PGAE_Li_Battery_4hr_170 | caiso-deliverability | Gates_TB_11_HSN | Reliability_Capacity_In_Model_Year | System RA | Southern_PGAE_Li_Battery_4hr_170 | 1 | 1 | 1 | 1 | 1 | 1 | 1 | 1 | 1 | 1 | 1 | 1 | 1 | 1 | 1 | 1 | 1 | 1 | 1 | 1 | 1 | 1 | 1 | 1 | 1 | 1 | 1 | 1 | 1 | 1 | 1
Southern_PGAE_Li_Battery_4hr_174 | caiso-deliverability | Gates_TB_11_HSN | Reliability_Capacity_In_Model_Year | System RA | Southern_PGAE_Li_Battery_4hr_174 | 1 | 1 | 1 | 1 | 1 | 1 | 1 | 1 | 1 | 1 | 1 | 1 | 1 | 1 | 1 | 1 | 1 | 1 | 1 | 1 | 1 | 1 | 1 | 1 | 1 | 1 | 1 | 1 | 1 | 1 | 1
Southern_PGAE_Li_Battery_4hr_176 | caiso-deliverability | Gates_TB_11_HSN | Reliability_Capacity_In_Model_Year | System RA | Southern_PGAE_Li_Battery_4hr_176 | 1 | 1 | 1 | 1 | 1 | 1 | 1 | 1 | 1 | 1 | 1 | 1 | 1 | 1 | 1 | 1 | 1 | 1 | 1 | 1 | 1 | 1 | 1 | 1 | 1 | 1 | 1 | 1 | 1 | 1 | 1
Southern_PGAE_Li_Battery_8hr_8 | caiso-deliverability | Gates_TB_11_HSN | Reliability_Capacity_In_Model_Year | System RA | Southern_PGAE_Li_Battery_8hr_8 | 1 | 1 | 1 | 1 | 1 | 1 | 1 | 1 | 1 | 1 | 1 | 1 | 1 | 1 | 1 | 1 | 1 | 1 | 1 | 1 | 1 | 1 | 1 | 1 | 1 | 1 | 1 | 1 | 1 | 1 | 1
Southern_PGAE_Li_Battery_8hr_22 | caiso-deliverability | Gates_TB_11_HSN | Reliability_Capacity_In_Model_Year | System RA | Southern_PGAE_Li_Battery_8hr_22 | 1 | 1 | 1 | 1 | 1 | 1 | 1 | 1 | 1 | 1 | 1 | 1 | 1 | 1 | 1 | 1 | 1 | 1 | 1 | 1 | 1 | 1 | 1 | 1 | 1 | 1 | 1 | 1 | 1 | 1 | 1
Southern_PGAE_Li_Battery_8hr_23 | caiso-deliverability | Gates_TB_11_HSN | Reliability_Capacity_In_Model_Year | System RA | Southern_PGAE_Li_Battery_8hr_23 | 1 | 1 | 1 | 1 | 1 | 1 | 1 | 1 | 1 | 1 | 1 | 1 | 1 | 1 | 1 | 1 | 1 | 1 | 1 | 1 | 1 | 1 | 1 | 1 | 1 | 1 | 1 | 1 | 1 | 1 | 1
Southern_PGAE_Li_Battery_8hr_24 | caiso-deliverability | Gates_TB_11_HSN | Reliability_Capacity_In_Model_Year | System RA | Southern_PGAE_Li_Battery_8hr_24 | 1 | 1 | 1 | 1 | 1 | 1 | 1 | 1 | 1 | 1 | 1 | 1 | 1 | 1 | 1 | 1 | 1 | 1 | 1 | 1 | 1 | 1 | 1 | 1 | 1 | 1 | 1 | 1 | 1 | 1 | 1
Southern_PGAE_Li_Battery_8hr_33 | caiso-deliverability | Gates_TB_11_HSN | Reliability_Capacity_In_Model_Year | System RA | Southern_PGAE_Li_Battery_8hr_33 | 1 | 1 | 1 | 1 | 1 | 1 | 1 | 1 | 1 | 1 | 1 | 1 | 1 | 1 | 1 | 1 | 1 | 1 | 1 | 1 | 1 | 1 | 1 | 1 | 1 | 1 | 1 | 1 | 1 | 1 | 1
Southern_PGAE_Li_Battery_8hr_45 | caiso-deliverability | Gates_TB_11_HSN | Reliability_Capacity_In_Model_Year | System RA | Southern_PGAE_Li_Battery_8hr_45 | 1 | 1 | 1 | 1 | 1 | 1 | 1 | 1 | 1 | 1 | 1 | 1 | 1 | 1 | 1 | 1 | 1 | 1 | 1 | 1 | 1 | 1 | 1 | 1 | 1 | 1 | 1 | 1 | 1 | 1 | 1
Southern_PGAE_Li_Battery_8hr_46 | caiso-deliverability | Gates_TB_11_HSN | Reliability_Capacity_In_Model_Year | System RA | Southern_PGAE_Li_Battery_8hr_46 | 1 | 1 | 1 | 1 | 1 | 1 | 1 | 1 | 1 | 1 | 1 | 1 | 1 | 1 | 1 | 1 | 1 | 1 | 1 | 1 | 1 | 1 | 1 | 1 | 1 | 1 | 1 | 1 | 1 | 1 | 1
Southern_PGAE_Li_Battery_8hr_49 | caiso-deliverability | Gates_TB_11_HSN | Reliability_Capacity_In_Model_Year | System RA | Southern_PGAE_Li_Battery_8hr_49 | 1 | 1 | 1 | 1 | 1 | 1 | 1 | 1 | 1 | 1 | 1 | 1 | 1 | 1 | 1 | 1 | 1 | 1 | 1 | 1 | 1 | 1 | 1 | 1 | 1 | 1 | 1 | 1 | 1 | 1 | 1
Southern_PGAE_Li_Battery_8hr_52 | caiso-deliverability | Gates_TB_11_HSN | Reliability_Capacity_In_Model_Year | System RA | Southern_PGAE_Li_Battery_8hr_52 | 1 | 1 | 1 | 1 | 1 | 1 | 1 | 1 | 1 | 1 | 1 | 1 | 1 | 1 | 1 | 1 | 1 | 1 | 1 | 1 | 1 | 1 | 1 | 1 | 1 | 1 | 1 | 1 | 1 | 1 | 1
Southern_PGAE_Li_Battery_8hr_61 | caiso-deliverability | Gates_TB_11_HSN | Reliability_Capacity_In_Model_Year | System RA | Southern_PGAE_Li_Battery_8hr_61 | 1 | 1 | 1 | 1 | 1 | 1 | 1 | 1 | 1 | 1 | 1 | 1 | 1 | 1 | 1 | 1 | 1 | 1 | 1 | 1 | 1 | 1 | 1 | 1 | 1 | 1 | 1 | 1 | 1 | 1 | 1
Southern_PGAE_Li_Battery_8hr_69 | caiso-deliverability | Gates_TB_11_HSN | Reliability_Capacity_In_Model_Year | System RA | Southern_PGAE_Li_Battery_8hr_69 | 1 | 1 | 1 | 1 | 1 | 1 | 1 | 1 | 1 | 1 | 1 | 1 | 1 | 1 | 1 | 1 | 1 | 1 | 1 | 1 | 1 | 1 | 1 | 1 | 1 | 1 | 1 | 1 | 1 | 1 | 1
Southern_PGAE_Li_Battery_8hr_72 | caiso-deliverability | Gates_TB_11_HSN | Reliability_Capacity_In_Model_Year | System RA | Southern_PGAE_Li_Battery_8hr_72 | 1 | 1 | 1 | 1 | 1 | 1 | 1 | 1 | 1 | 1 | 1 | 1 | 1 | 1 | 1 | 1 | 1 | 1 | 1 | 1 | 1 | 1 | 1 | 1 | 1 | 1 | 1 | 1 | 1 | 1 | 1
Southern_PGAE_Li_Battery_8hr_74 | caiso-deliverability | Gates_TB_11_HSN | Reliability_Capacity_In_Model_Year | System RA | Southern_PGAE_Li_Battery_8hr_74 | 1 | 1 | 1 | 1 | 1 | 1 | 1 | 1 | 1 | 1 | 1 | 1 | 1 | 1 | 1 | 1 | 1 | 1 | 1 | 1 | 1 | 1 | 1 | 1 | 1 | 1 | 1 | 1 | 1 | 1 | 1
Southern_PGAE_Li_Battery_8hr_75 | caiso-deliverability | Gates_TB_11_HSN | Reliability_Capacity_In_Model_Year | System RA | Southern_PGAE_Li_Battery_8hr_75 | 1 | 1 | 1 | 1 | 1 | 1 | 1 | 1 | 1 | 1 | 1 | 1 | 1 | 1 | 1 | 1 | 1 | 1 | 1 | 1 | 1 | 1 | 1 | 1 | 1 | 1 | 1 | 1 | 1 | 1 | 1
Southern_PGAE_Li_Battery_8hr_79 | caiso-deliverability | Gates_TB_11_HSN | Reliability_Capacity_In_Model_Year | System RA | Southern_PGAE_Li_Battery_8hr_79 | 1 | 1 | 1 | 1 | 1 | 1 | 1 | 1 | 1 | 1 | 1 | 1 | 1 | 1 | 1 | 1 | 1 | 1 | 1 | 1 | 1 | 1 | 1 | 1 | 1 | 1 | 1 | 1 | 1 | 1 | 1
Southern_PGAE_Li_Battery_8hr_93 | caiso-deliverability | Gates_TB_11_HSN | Reliability_Capacity_In_Model_Year | System RA | Southern_PGAE_Li_Battery_8hr_93 | 1 | 1 | 1 | 1 | 1 | 1 | 1 | 1 | 1 | 1 | 1 | 1 | 1 | 1 | 1 | 1 | 1 | 1 | 1 | 1 | 1 | 1 | 1 | 1 | 1 | 1 | 1 | 1 | 1 | 1 | 1
Southern_PGAE_Li_Battery_8hr_98 | caiso-deliverability | Gates_TB_11_HSN | Reliability_Capacity_In_Model_Year | System RA | Southern_PGAE_Li_Battery_8hr_98 | 1 | 1 | 1 | 1 | 1 | 1 | 1 | 1 | 1 | 1 | 1 | 1 | 1 | 1 | 1 | 1 | 1 | 1 | 1 | 1 | 1 | 1 | 1 | 1 | 1 | 1 | 1 | 1 | 1 | 1 | 1
Southern_PGAE_Li_Battery_8hr_102 | caiso-deliverability | Gates_TB_11_HSN | Reliability_Capacity_In_Model_Year | System RA | Southern_PGAE_Li_Battery_8hr_102 | 1 | 1 | 1 | 1 | 1 | 1 | 1 | 1 | 1 | 1 | 1 | 1 | 1 | 1 | 1 | 1 | 1 | 1 | 1 | 1 | 1 | 1 | 1 | 1 | 1 | 1 | 1 | 1 | 1 | 1 | 1
Southern_PGAE_Li_Battery_8hr_109 | caiso-deliverability | Gates_TB_11_HSN | Reliability_Capacity_In_Model_Year | System RA | Southern_PGAE_Li_Battery_8hr_109 | 1 | 1 | 1 | 1 | 1 | 1 | 1 | 1 | 1 | 1 | 1 | 1 | 1 | 1 | 1 | 1 | 1 | 1 | 1 | 1 | 1 | 1 | 1 | 1 | 1 | 1 | 1 | 1 | 1 | 1 | 1
Southern_PGAE_Li_Battery_8hr_117 | caiso-deliverability | Gates_TB_11_HSN | Reliability_Capacity_In_Model_Year | System RA | Southern_PGAE_Li_Battery_8hr_117 | 1 | 1 | 1 | 1 | 1 | 1 | 1 | 1 | 1 | 1 | 1 | 1 | 1 | 1 | 1 | 1 | 1 | 1 | 1 | 1 | 1 | 1 | 1 | 1 | 1 | 1 | 1 | 1 | 1 | 1 | 1
Southern_PGAE_Li_Battery_8hr_118 | caiso-deliverability | Gates_TB_11_HSN | Reliability_Capacity_In_Model_Year | System RA | Southern_PGAE_Li_Battery_8hr_118 | 1 | 1 | 1 | 1 | 1 | 1 | 1 | 1 | 1 | 1 | 1 | 1 | 1 | 1 | 1 | 1 | 1 | 1 | 1 | 1 | 1 | 1 | 1 | 1 | 1 | 1 | 1 | 1 | 1 | 1 | 1
Southern_PGAE_Li_Battery_8hr_124 | caiso-deliverability | Gates_TB_11_HSN | Reliability_Capacity_In_Model_Year | System RA | Southern_PGAE_Li_Battery_8hr_124 | 1 | 1 | 1 | 1 | 1 | 1 | 1 | 1 | 1 | 1 | 1 | 1 | 1 | 1 | 1 | 1 | 1 | 1 | 1 | 1 | 1 | 1 | 1 | 1 | 1 | 1 | 1 | 1 | 1 | 1 | 1
Southern_PGAE_Li_Battery_8hr_139 | caiso-deliverability | Gates_TB_11_HSN | Reliability_Capacity_In_Model_Year | System RA | Southern_PGAE_Li_Battery_8hr_139 | 1 | 1 | 1 | 1 | 1 | 1 | 1 | 1 | 1 | 1 | 1 | 1 | 1 | 1 | 1 | 1 | 1 | 1 | 1 | 1 | 1 | 1 | 1 | 1 | 1 | 1 | 1 | 1 | 1 | 1 | 1
Southern_PGAE_Li_Battery_8hr_140 | caiso-deliverability | Gates_TB_11_HSN | Reliability_Capacity_In_Model_Year | System RA | Southern_PGAE_Li_Battery_8hr_140 | 1 | 1 | 1 | 1 | 1 | 1 | 1 | 1 | 1 | 1 | 1 | 1 | 1 | 1 | 1 | 1 | 1 | 1 | 1 | 1 | 1 | 1 | 1 | 1 | 1 | 1 | 1 | 1 | 1 | 1 | 1
Southern_PGAE_Li_Battery_8hr_151 | caiso-deliverability | Gates_TB_11_HSN | Reliability_Capacity_In_Model_Year | System RA | Southern_PGAE_Li_Battery_8hr_151 | 1 | 1 | 1 | 1 | 1 | 1 | 1 | 1 | 1 | 1 | 1 | 1 | 1 | 1 | 1 | 1 | 1 | 1 | 1 | 1 | 1 | 1 | 1 | 1 | 1 | 1 | 1 | 1 | 1 | 1 | 1
Southern_PGAE_Li_Battery_8hr_154 | caiso-deliverability | Gates_TB_11_HSN | Reliability_Capacity_In_Model_Year | System RA | Southern_PGAE_Li_Battery_8hr_154 | 1 | 1 | 1 | 1 | 1 | 1 | 1 | 1 | 1 | 1 | 1 | 1 | 1 | 1 | 1 | 1 | 1 | 1 | 1 | 1 | 1 | 1 | 1 | 1 | 1 | 1 | 1 | 1 | 1 | 1 | 1
Southern_PGAE_Li_Battery_8hr_161 | caiso-deliverability | Gates_TB_11_HSN | Reliability_Capacity_In_Model_Year | System RA | Southern_PGAE_Li_Battery_8hr_161 | 1 | 1 | 1 | 1 | 1 | 1 | 1 | 1 | 1 | 1 | 1 | 1 | 1 | 1 | 1 | 1 | 1 | 1 | 1 | 1 | 1 | 1 | 1 | 1 | 1 | 1 | 1 | 1 | 1 | 1 | 1
Southern_PGAE_Li_Battery_8hr_162 | caiso-deliverability | Gates_TB_11_HSN | Reliability_Capacity_In_Model_Year | System RA | Southern_PGAE_Li_Battery_8hr_162 | 1 | 1 | 1 | 1 | 1 | 1 | 1 | 1 | 1 | 1 | 1 | 1 | 1 | 1 | 1 | 1 | 1 | 1 | 1 | 1 | 1 | 1 | 1 | 1 | 1 | 1 | 1 | 1 | 1 | 1 | 1
Southern_PGAE_Li_Battery_8hr_163 | caiso-deliverability | Gates_TB_11_HSN | Reliability_Capacity_In_Model_Year | System RA | Southern_PGAE_Li_Battery_8hr_163 | 1 | 1 | 1 | 1 | 1 | 1 | 1 | 1 | 1 | 1 | 1 | 1 | 1 | 1 | 1 | 1 | 1 | 1 | 1 | 1 | 1 | 1 | 1 | 1 | 1 | 1 | 1 | 1 | 1 | 1 | 1
Southern_PGAE_Li_Battery_8hr_164 | caiso-deliverability | Gates_TB_11_HSN | Reliability_Capacity_In_Model_Year | System RA | Southern_PGAE_Li_Battery_8hr_164 | 1 | 1 | 1 | 1 | 1 | 1 | 1 | 1 | 1 | 1 | 1 | 1 | 1 | 1 | 1 | 1 | 1 | 1 | 1 | 1 | 1 | 1 | 1 | 1 | 1 | 1 | 1 | 1 | 1 | 1 | 1
Southern_PGAE_Li_Battery_8hr_165 | caiso-deliverability | Gates_TB_11_HSN | Reliability_Capacity_In_Model_Year | System RA | Southern_PGAE_Li_Battery_8hr_165 | 1 | 1 | 1 | 1 | 1 | 1 | 1 | 1 | 1 | 1 | 1 | 1 | 1 | 1 | 1 | 1 | 1 | 1 | 1 | 1 | 1 | 1 | 1 | 1 | 1 | 1 | 1 | 1 | 1 | 1 | 1
Southern_PGAE_Li_Battery_8hr_168 | caiso-deliverability | Gates_TB_11_HSN | Reliability_Capacity_In_Model_Year | System RA | Southern_PGAE_Li_Battery_8hr_168 | 1 | 1 | 1 | 1 | 1 | 1 | 1 | 1 | 1 | 1 | 1 | 1 | 1 | 1 | 1 | 1 | 1 | 1 | 1 | 1 | 1 | 1 | 1 | 1 | 1 | 1 | 1 | 1 | 1 | 1 | 1
Southern_PGAE_Li_Battery_8hr_169 | caiso-deliverability | Gates_TB_11_HSN | Reliability_Capacity_In_Model_Year | System RA | Southern_PGAE_Li_Battery_8hr_169 | 1 | 1 | 1 | 1 | 1 | 1 | 1 | 1 | 1 | 1 | 1 | 1 | 1 | 1 | 1 | 1 | 1 | 1 | 1 | 1 | 1 | 1 | 1 | 1 | 1 | 1 | 1 | 1 | 1 | 1 | 1
Southern_PGAE_Li_Battery_8hr_170 | caiso-deliverability | Gates_TB_11_HSN | Reliability_Capacity_In_Model_Year | System RA | Southern_PGAE_Li_Battery_8hr_170 | 1 | 1 | 1 | 1 | 1 | 1 | 1 | 1 | 1 | 1 | 1 | 1 | 1 | 1 | 1 | 1 | 1 | 1 | 1 | 1 | 1 | 1 | 1 | 1 | 1 | 1 | 1 | 1 | 1 | 1 | 1
Southern_PGAE_Li_Battery_8hr_174 | caiso-deliverability | Gates_TB_11_HSN | Reliability_Capacity_In_Model_Year | System RA | Southern_PGAE_Li_Battery_8hr_174 | 1 | 1 | 1 | 1 | 1 | 1 | 1 | 1 | 1 | 1 | 1 | 1 | 1 | 1 | 1 | 1 | 1 | 1 | 1 | 1 | 1 | 1 | 1 | 1 | 1 | 1 | 1 | 1 | 1 | 1 | 1
Southern_PGAE_Li_Battery_8hr_176 | caiso-deliverability | Gates_TB_11_HSN | Reliability_Capacity_In_Model_Year | System RA | Southern_PGAE_Li_Battery_8hr_176 | 1 | 1 | 1 | 1 | 1 | 1 | 1 | 1 | 1 | 1 | 1 | 1 | 1 | 1 | 1 | 1 | 1 | 1 | 1 | 1 | 1 | 1 | 1 | 1 | 1 | 1 | 1 | 1 | 1 | 1 | 1
Central_Valley_North_Los_Banos_Wind_154 | caiso-deliverability | Gates_TB_11_HSN | Reliability_Capacity_In_Model_Year | System RA | Central_Valley_North_Los_Banos_Wind_154 | 0.665 | 0.665 | 0.665 | 0.665 | 0.665 | 0.665 | 0.665 | 0.665 | 0.665 | 0.665 | 0.665 | 0.665 | 0.665 | 0.665 | 0.665 | 0.665 | 0.665 | 0.665 | 0.665 | 0.665 | 0.665 | 0.665 | 0.665 | 0.665 | 0.665 | 0.665 | 0.665 | 0.665 | 0.665 | 0.665 | 0.665
Central_Valley_North_Los_Banos_Wind_162 | caiso-deliverability | Gates_TB_11_HSN | Reliability_Capacity_In_Model_Year | System RA | Central_Valley_North_Los_Banos_Wind_162 | 0.665 | 0.665 | 0.665 | 0.665 | 0.665 | 0.665 | 0.665 | 0.665 | 0.665 | 0.665 | 0.665 | 0.665 | 0.665 | 0.665 | 0.665 | 0.665 | 0.665 | 0.665 | 0.665 | 0.665 | 0.665 | 0.665 | 0.665 | 0.665 | 0.665 | 0.665 | 0.665 | 0.665 | 0.665 | 0.665 | 0.665
Southern_PGAE_Solar_8 | caiso-deliverability | Gates_TB_11_HSN | Reliability_Capacity_In_Model_Year | System RA | Southern_PGAE_Solar_8 | 0.1 | 0.1 | 0.1 | 0.1 | 0.1 | 0.1 | 0.1 | 0.1 | 0.1 | 0.1 | 0.1 | 0.1 | 0.1 | 0.1 | 0.1 | 0.1 | 0.1 | 0.1 | 0.1 | 0.1 | 0.1 | 0.1 | 0.1 | 0.1 | 0.1 | 0.1 | 0.1 | 0.1 | 0.1 | 0.1 | 0.1
Southern_PGAE_Solar_22 | caiso-deliverability | Gates_TB_11_HSN | Reliability_Capacity_In_Model_Year | System RA | Southern_PGAE_Solar_22 | 0.1 | 0.1 | 0.1 | 0.1 | 0.1 | 0.1 | 0.1 | 0.1 | 0.1 | 0.1 | 0.1 | 0.1 | 0.1 | 0.1 | 0.1 | 0.1 | 0.1 | 0.1 | 0.1 | 0.1 | 0.1 | 0.1 | 0.1 | 0.1 | 0.1 | 0.1 | 0.1 | 0.1 | 0.1 | 0.1 | 0.1
Southern_PGAE_Solar_23 | caiso-deliverability | Gates_TB_11_HSN | Reliability_Capacity_In_Model_Year | System RA | Southern_PGAE_Solar_23 | 0.1 | 0.1 | 0.1 | 0.1 | 0.1 | 0.1 | 0.1 | 0.1 | 0.1 | 0.1 | 0.1 | 0.1 | 0.1 | 0.1 | 0.1 | 0.1 | 0.1 | 0.1 | 0.1 | 0.1 | 0.1 | 0.1 | 0.1 | 0.1 | 0.1 | 0.1 | 0.1 | 0.1 | 0.1 | 0.1 | 0.1
Southern_PGAE_Solar_24 | caiso-deliverability | Gates_TB_11_HSN | Reliability_Capacity_In_Model_Year | System RA | Southern_PGAE_Solar_24 | 0.1 | 0.1 | 0.1 | 0.1 | 0.1 | 0.1 | 0.1 | 0.1 | 0.1 | 0.1 | 0.1 | 0.1 | 0.1 | 0.1 | 0.1 | 0.1 | 0.1 | 0.1 | 0.1 | 0.1 | 0.1 | 0.1 | 0.1 | 0.1 | 0.1 | 0.1 | 0.1 | 0.1 | 0.1 | 0.1 | 0.1
Southern_PGAE_Solar_33 | caiso-deliverability | Gates_TB_11_HSN | Reliability_Capacity_In_Model_Year | System RA | Southern_PGAE_Solar_33 | 0.1 | 0.1 | 0.1 | 0.1 | 0.1 | 0.1 | 0.1 | 0.1 | 0.1 | 0.1 | 0.1 | 0.1 | 0.1 | 0.1 | 0.1 | 0.1 | 0.1 | 0.1 | 0.1 | 0.1 | 0.1 | 0.1 | 0.1 | 0.1 | 0.1 | 0.1 | 0.1 | 0.1 | 0.1 | 0.1 | 0.1
Southern_PGAE_Solar_45 | caiso-deliverability | Gates_TB_11_HSN | Reliability_Capacity_In_Model_Year | System RA | Southern_PGAE_Solar_45 | 0.1 | 0.1 | 0.1 | 0.1 | 0.1 | 0.1 | 0.1 | 0.1 | 0.1 | 0.1 | 0.1 | 0.1 | 0.1 | 0.1 | 0.1 | 0.1 | 0.1 | 0.1 | 0.1 | 0.1 | 0.1 | 0.1 | 0.1 | 0.1 | 0.1 | 0.1 | 0.1 | 0.1 | 0.1 | 0.1 | 0.1
Southern_PGAE_Solar_46 | caiso-deliverability | Gates_TB_11_HSN | Reliability_Capacity_In_Model_Year | System RA | Southern_PGAE_Solar_46 | 0.1 | 0.1 | 0.1 | 0.1 | 0.1 | 0.1 | 0.1 | 0.1 | 0.1 | 0.1 | 0.1 | 0.1 | 0.1 | 0.1 | 0.1 | 0.1 | 0.1 | 0.1 | 0.1 | 0.1 | 0.1 | 0.1 | 0.1 | 0.1 | 0.1 | 0.1 | 0.1 | 0.1 | 0.1 | 0.1 | 0.1
Southern_PGAE_Solar_49 | caiso-deliverability | Gates_TB_11_HSN | Reliability_Capacity_In_Model_Year | System RA | Southern_PGAE_Solar_49 | 0.1 | 0.1 | 0.1 | 0.1 | 0.1 | 0.1 | 0.1 | 0.1 | 0.1 | 0.1 | 0.1 | 0.1 | 0.1 | 0.1 | 0.1 | 0.1 | 0.1 | 0.1 | 0.1 | 0.1 | 0.1 | 0.1 | 0.1 | 0.1 | 0.1 | 0.1 | 0.1 | 0.1 | 0.1 | 0.1 | 0.1
Southern_PGAE_Solar_52 | caiso-deliverability | Gates_TB_11_HSN | Reliability_Capacity_In_Model_Year | System RA | Southern_PGAE_Solar_52 | 0.1 | 0.1 | 0.1 | 0.1 | 0.1 | 0.1 | 0.1 | 0.1 | 0.1 | 0.1 | 0.1 | 0.1 | 0.1 | 0.1 | 0.1 | 0.1 | 0.1 | 0.1 | 0.1 | 0.1 | 0.1 | 0.1 | 0.1 | 0.1 | 0.1 | 0.1 | 0.1 | 0.1 | 0.1 | 0.1 | 0.1
Southern_PGAE_Solar_61 | caiso-deliverability | Gates_TB_11_HSN | Reliability_Capacity_In_Model_Year | System RA | Southern_PGAE_Solar_61 | 0.1 | 0.1 | 0.1 | 0.1 | 0.1 | 0.1 | 0.1 | 0.1 | 0.1 | 0.1 | 0.1 | 0.1 | 0.1 | 0.1 | 0.1 | 0.1 | 0.1 | 0.1 | 0.1 | 0.1 | 0.1 | 0.1 | 0.1 | 0.1 | 0.1 | 0.1 | 0.1 | 0.1 | 0.1 | 0.1 | 0.1
Southern_PGAE_Solar_69 | caiso-deliverability | Gates_TB_11_HSN | Reliability_Capacity_In_Model_Year | System RA | Southern_PGAE_Solar_69 | 0.1 | 0.1 | 0.1 | 0.1 | 0.1 | 0.1 | 0.1 | 0.1 | 0.1 | 0.1 | 0.1 | 0.1 | 0.1 | 0.1 | 0.1 | 0.1 | 0.1 | 0.1 | 0.1 | 0.1 | 0.1 | 0.1 | 0.1 | 0.1 | 0.1 | 0.1 | 0.1 | 0.1 | 0.1 | 0.1 | 0.1
Southern_PGAE_Solar_72 | caiso-deliverability | Gates_TB_11_HSN | Reliability_Capacity_In_Model_Year | System RA | Southern_PGAE_Solar_72 | 0.1 | 0.1 | 0.1 | 0.1 | 0.1 | 0.1 | 0.1 | 0.1 | 0.1 | 0.1 | 0.1 | 0.1 | 0.1 | 0.1 | 0.1 | 0.1 | 0.1 | 0.1 | 0.1 | 0.1 | 0.1 | 0.1 | 0.1 | 0.1 | 0.1 | 0.1 | 0.1 | 0.1 | 0.1 | 0.1 | 0.1
Southern_PGAE_Solar_74 | caiso-deliverability | Gates_TB_11_HSN | Reliability_Capacity_In_Model_Year | System RA | Southern_PGAE_Solar_74 | 0.1 | 0.1 | 0.1 | 0.1 | 0.1 | 0.1 | 0.1 | 0.1 | 0.1 | 0.1 | 0.1 | 0.1 | 0.1 | 0.1 | 0.1 | 0.1 | 0.1 | 0.1 | 0.1 | 0.1 | 0.1 | 0.1 | 0.1 | 0.1 | 0.1 | 0.1 | 0.1 | 0.1 | 0.1 | 0.1 | 0.1
Southern_PGAE_Solar_75 | caiso-deliverability | Gates_TB_11_HSN | Reliability_Capacity_In_Model_Year | System RA | Southern_PGAE_Solar_75 | 0.1 | 0.1 | 0.1 | 0.1 | 0.1 | 0.1 | 0.1 | 0.1 | 0.1 | 0.1 | 0.1 | 0.1 | 0.1 | 0.1 | 0.1 | 0.1 | 0.1 | 0.1 | 0.1 | 0.1 | 0.1 | 0.1 | 0.1 | 0.1 | 0.1 | 0.1 | 0.1 | 0.1 | 0.1 | 0.1 | 0.1
Southern_PGAE_Solar_79 | caiso-deliverability | Gates_TB_11_HSN | Reliability_Capacity_In_Model_Year | System RA | Southern_PGAE_Solar_79 | 0.1 | 0.1 | 0.1 | 0.1 | 0.1 | 0.1 | 0.1 | 0.1 | 0.1 | 0.1 | 0.1 | 0.1 | 0.1 | 0.1 | 0.1 | 0.1 | 0.1 | 0.1 | 0.1 | 0.1 | 0.1 | 0.1 | 0.1 | 0.1 | 0.1 | 0.1 | 0.1 | 0.1 | 0.1 | 0.1 | 0.1
Southern_PGAE_Solar_93 | caiso-deliverability | Gates_TB_11_HSN | Reliability_Capacity_In_Model_Year | System RA | Southern_PGAE_Solar_93 | 0.1 | 0.1 | 0.1 | 0.1 | 0.1 | 0.1 | 0.1 | 0.1 | 0.1 | 0.1 | 0.1 | 0.1 | 0.1 | 0.1 | 0.1 | 0.1 | 0.1 | 0.1 | 0.1 | 0.1 | 0.1 | 0.1 | 0.1 | 0.1 | 0.1 | 0.1 | 0.1 | 0.1 | 0.1 | 0.1 | 0.1
Southern_PGAE_Solar_98 | caiso-deliverability | Gates_TB_11_HSN | Reliability_Capacity_In_Model_Year | System RA | Southern_PGAE_Solar_98 | 0.1 | 0.1 | 0.1 | 0.1 | 0.1 | 0.1 | 0.1 | 0.1 | 0.1 | 0.1 | 0.1 | 0.1 | 0.1 | 0.1 | 0.1 | 0.1 | 0.1 | 0.1 | 0.1 | 0.1 | 0.1 | 0.1 | 0.1 | 0.1 | 0.1 | 0.1 | 0.1 | 0.1 | 0.1 | 0.1 | 0.1
Southern_PGAE_Solar_102 | caiso-deliverability | Gates_TB_11_HSN | Reliability_Capacity_In_Model_Year | System RA | Southern_PGAE_Solar_102 | 0.1 | 0.1 | 0.1 | 0.1 | 0.1 | 0.1 | 0.1 | 0.1 | 0.1 | 0.1 | 0.1 | 0.1 | 0.1 | 0.1 | 0.1 | 0.1 | 0.1 | 0.1 | 0.1 | 0.1 | 0.1 | 0.1 | 0.1 | 0.1 | 0.1 | 0.1 | 0.1 | 0.1 | 0.1 | 0.1 | 0.1
Southern_PGAE_Solar_109 | caiso-deliverability | Gates_TB_11_HSN | Reliability_Capacity_In_Model_Year | System RA | Southern_PGAE_Solar_109 | 0.1 | 0.1 | 0.1 | 0.1 | 0.1 | 0.1 | 0.1 | 0.1 | 0.1 | 0.1 | 0.1 | 0.1 | 0.1 | 0.1 | 0.1 | 0.1 | 0.1 | 0.1 | 0.1 | 0.1 | 0.1 | 0.1 | 0.1 | 0.1 | 0.1 | 0.1 | 0.1 | 0.1 | 0.1 | 0.1 | 0.1
Southern_PGAE_Solar_117 | caiso-deliverability | Gates_TB_11_HSN | Reliability_Capacity_In_Model_Year | System RA | Southern_PGAE_Solar_117 | 0.1 | 0.1 | 0.1 | 0.1 | 0.1 | 0.1 | 0.1 | 0.1 | 0.1 | 0.1 | 0.1 | 0.1 | 0.1 | 0.1 | 0.1 | 0.1 | 0.1 | 0.1 | 0.1 | 0.1 | 0.1 | 0.1 | 0.1 | 0.1 | 0.1 | 0.1 | 0.1 | 0.1 | 0.1 | 0.1 | 0.1
Southern_PGAE_Solar_118 | caiso-deliverability | Gates_TB_11_HSN | Reliability_Capacity_In_Model_Year | System RA | Southern_PGAE_Solar_118 | 0.1 | 0.1 | 0.1 | 0.1 | 0.1 | 0.1 | 0.1 | 0.1 | 0.1 | 0.1 | 0.1 | 0.1 | 0.1 | 0.1 | 0.1 | 0.1 | 0.1 | 0.1 | 0.1 | 0.1 | 0.1 | 0.1 | 0.1 | 0.1 | 0.1 | 0.1 | 0.1 | 0.1 | 0.1 | 0.1 | 0.1
Southern_PGAE_Solar_124 | caiso-deliverability | Gates_TB_11_HSN | Reliability_Capacity_In_Model_Year | System RA | Southern_PGAE_Solar_124 | 0.1 | 0.1 | 0.1 | 0.1 | 0.1 | 0.1 | 0.1 | 0.1 | 0.1 | 0.1 | 0.1 | 0.1 | 0.1 | 0.1 | 0.1 | 0.1 | 0.1 | 0.1 | 0.1 | 0.1 | 0.1 | 0.1 | 0.1 | 0.1 | 0.1 | 0.1 | 0.1 | 0.1 | 0.1 | 0.1 | 0.1
Southern_PGAE_Solar_139 | caiso-deliverability | Gates_TB_11_HSN | Reliability_Capacity_In_Model_Year | System RA | Southern_PGAE_Solar_139 | 0.1 | 0.1 | 0.1 | 0.1 | 0.1 | 0.1 | 0.1 | 0.1 | 0.1 | 0.1 | 0.1 | 0.1 | 0.1 | 0.1 | 0.1 | 0.1 | 0.1 | 0.1 | 0.1 | 0.1 | 0.1 | 0.1 | 0.1 | 0.1 | 0.1 | 0.1 | 0.1 | 0.1 | 0.1 | 0.1 | 0.1
Southern_PGAE_Solar_140 | caiso-deliverability | Gates_TB_11_HSN | Reliability_Capacity_In_Model_Year | System RA | Southern_PGAE_Solar_140 | 0.1 | 0.1 | 0.1 | 0.1 | 0.1 | 0.1 | 0.1 | 0.1 | 0.1 | 0.1 | 0.1 | 0.1 | 0.1 | 0.1 | 0.1 | 0.1 | 0.1 | 0.1 | 0.1 | 0.1 | 0.1 | 0.1 | 0.1 | 0.1 | 0.1 | 0.1 | 0.1 | 0.1 | 0.1 | 0.1 | 0.1
Southern_PGAE_Solar_151 | caiso-deliverability | Gates_TB_11_HSN | Reliability_Capacity_In_Model_Year | System RA | Southern_PGAE_Solar_151 | 0.1 | 0.1 | 0.1 | 0.1 | 0.1 | 0.1 | 0.1 | 0.1 | 0.1 | 0.1 | 0.1 | 0.1 | 0.1 | 0.1 | 0.1 | 0.1 | 0.1 | 0.1 | 0.1 | 0.1 | 0.1 | 0.1 | 0.1 | 0.1 | 0.1 | 0.1 | 0.1 | 0.1 | 0.1 | 0.1 | 0.1
Southern_PGAE_Solar_154 | caiso-deliverability | Gates_TB_11_HSN | Reliability_Capacity_In_Model_Year | System RA | Southern_PGAE_Solar_154 | 0.1 | 0.1 | 0.1 | 0.1 | 0.1 | 0.1 | 0.1 | 0.1 | 0.1 | 0.1 | 0.1 | 0.1 | 0.1 | 0.1 | 0.1 | 0.1 | 0.1 | 0.1 | 0.1 | 0.1 | 0.1 | 0.1 | 0.1 | 0.1 | 0.1 | 0.1 | 0.1 | 0.1 | 0.1 | 0.1 | 0.1
Southern_PGAE_Solar_161 | caiso-deliverability | Gates_TB_11_HSN | Reliability_Capacity_In_Model_Year | System RA | Southern_PGAE_Solar_161 | 0.1 | 0.1 | 0.1 | 0.1 | 0.1 | 0.1 | 0.1 | 0.1 | 0.1 | 0.1 | 0.1 | 0.1 | 0.1 | 0.1 | 0.1 | 0.1 | 0.1 | 0.1 | 0.1 | 0.1 | 0.1 | 0.1 | 0.1 | 0.1 | 0.1 | 0.1 | 0.1 | 0.1 | 0.1 | 0.1 | 0.1
Southern_PGAE_Solar_162 | caiso-deliverability | Gates_TB_11_HSN | Reliability_Capacity_In_Model_Year | System RA | Southern_PGAE_Solar_162 | 0.1 | 0.1 | 0.1 | 0.1 | 0.1 | 0.1 | 0.1 | 0.1 | 0.1 | 0.1 | 0.1 | 0.1 | 0.1 | 0.1 | 0.1 | 0.1 | 0.1 | 0.1 | 0.1 | 0.1 | 0.1 | 0.1 | 0.1 | 0.1 | 0.1 | 0.1 | 0.1 | 0.1 | 0.1 | 0.1 | 0.1
Southern_PGAE_Solar_163 | caiso-deliverability | Gates_TB_11_HSN | Reliability_Capacity_In_Model_Year | System RA | Southern_PGAE_Solar_163 | 0.1 | 0.1 | 0.1 | 0.1 | 0.1 | 0.1 | 0.1 | 0.1 | 0.1 | 0.1 | 0.1 | 0.1 | 0.1 | 0.1 | 0.1 | 0.1 | 0.1 | 0.1 | 0.1 | 0.1 | 0.1 | 0.1 | 0.1 | 0.1 | 0.1 | 0.1 | 0.1 | 0.1 | 0.1 | 0.1 | 0.1
Southern_PGAE_Solar_164 | caiso-deliverability | Gates_TB_11_HSN | Reliability_Capacity_In_Model_Year | System RA | Southern_PGAE_Solar_164 | 0.1 | 0.1 | 0.1 | 0.1 | 0.1 | 0.1 | 0.1 | 0.1 | 0.1 | 0.1 | 0.1 | 0.1 | 0.1 | 0.1 | 0.1 | 0.1 | 0.1 | 0.1 | 0.1 | 0.1 | 0.1 | 0.1 | 0.1 | 0.1 | 0.1 | 0.1 | 0.1 | 0.1 | 0.1 | 0.1 | 0.1
Southern_PGAE_Solar_165 | caiso-deliverability | Gates_TB_11_HSN | Reliability_Capacity_In_Model_Year | System RA | Southern_PGAE_Solar_165 | 0.1 | 0.1 | 0.1 | 0.1 | 0.1 | 0.1 | 0.1 | 0.1 | 0.1 | 0.1 | 0.1 | 0.1 | 0.1 | 0.1 | 0.1 | 0.1 | 0.1 | 0.1 | 0.1 | 0.1 | 0.1 | 0.1 | 0.1 | 0.1 | 0.1 | 0.1 | 0.1 | 0.1 | 0.1 | 0.1 | 0.1
Southern_PGAE_Solar_168 | caiso-deliverability | Gates_TB_11_HSN | Reliability_Capacity_In_Model_Year | System RA | Southern_PGAE_Solar_168 | 0.1 | 0.1 | 0.1 | 0.1 | 0.1 | 0.1 | 0.1 | 0.1 | 0.1 | 0.1 | 0.1 | 0.1 | 0.1 | 0.1 | 0.1 | 0.1 | 0.1 | 0.1 | 0.1 | 0.1 | 0.1 | 0.1 | 0.1 | 0.1 | 0.1 | 0.1 | 0.1 | 0.1 | 0.1 | 0.1 | 0.1
Southern_PGAE_Solar_169 | caiso-deliverability | Gates_TB_11_HSN | Reliability_Capacity_In_Model_Year | System RA | Southern_PGAE_Solar_169 | 0.1 | 0.1 | 0.1 | 0.1 | 0.1 | 0.1 | 0.1 | 0.1 | 0.1 | 0.1 | 0.1 | 0.1 | 0.1 | 0.1 | 0.1 | 0.1 | 0.1 | 0.1 | 0.1 | 0.1 | 0.1 | 0.1 | 0.1 | 0.1 | 0.1 | 0.1 | 0.1 | 0.1 | 0.1 | 0.1 | 0.1
Southern_PGAE_Solar_170 | caiso-deliverability | Gates_TB_11_HSN | Reliability_Capacity_In_Model_Year | System RA | Southern_PGAE_Solar_170 | 0.1 | 0.1 | 0.1 | 0.1 | 0.1 | 0.1 | 0.1 | 0.1 | 0.1 | 0.1 | 0.1 | 0.1 | 0.1 | 0.1 | 0.1 | 0.1 | 0.1 | 0.1 | 0.1 | 0.1 | 0.1 | 0.1 | 0.1 | 0.1 | 0.1 | 0.1 | 0.1 | 0.1 | 0.1 | 0.1 | 0.1
Southern_PGAE_Solar_174 | caiso-deliverability | Gates_TB_11_HSN | Reliability_Capacity_In_Model_Year | System RA | Southern_PGAE_Solar_174 | 0.1 | 0.1 | 0.1 | 0.1 | 0.1 | 0.1 | 0.1 | 0.1 | 0.1 | 0.1 | 0.1 | 0.1 | 0.1 | 0.1 | 0.1 | 0.1 | 0.1 | 0.1 | 0.1 | 0.1 | 0.1 | 0.1 | 0.1 | 0.1 | 0.1 | 0.1 | 0.1 | 0.1 | 0.1 | 0.1 | 0.1
Southern_PGAE_Solar_176 | caiso-deliverability | Gates_TB_11_HSN | Reliability_Capacity_In_Model_Year | System RA | Southern_PGAE_Solar_176 | 0.1 | 0.1 | 0.1 | 0.1 | 0.1 | 0.1 | 0.1 | 0.1 | 0.1 | 0.1 | 0.1 | 0.1 | 0.1 | 0.1 | 0.1 | 0.1 | 0.1 | 0.1 | 0.1 | 0.1 | 0.1 | 0.1 | 0.1 | 0.1 | 0.1 | 0.1 | 0.1 | 0.1 | 0.1 | 0.1 | 0.1
Gates_TB_13_group | caiso-deliverability | Gates_TB_11_HSN | Operational_New_Capacity_MW | Gates_TB_13_group |  | -1 | -1 | -1 | -1 | -1 | -1 | -1 | -1 | -1 | -1 | -1 | -1 | -1 | -1 | -1 | -1 | -1 | -1 | -1 | -1 | -1 | -1 | -1 | -1 | -1 | -1 | -1 | -1 | -1 | -1 | -1
Southern_PGAE_Flow_Battery_8 | caiso-deliverability | Gates_TB_11_offpeak | Operational_New_Capacity_MW | Southern_PGAE_Flow_Battery_8 |  | -1 | -1 | -1 | -1 | -1 | -1 | -1 | -1 | -1 | -1 | -1 | -1 | -1 | -1 | -1 | -1 | -1 | -1 | -1 | -1 | -1 | -1 | -1 | -1 | -1 | -1 | -1 | -1 | -1 | -1 | -1
Southern_PGAE_Flow_Battery_22 | caiso-deliverability | Gates_TB_11_offpeak | Operational_New_Capacity_MW | Southern_PGAE_Flow_Battery_22 |  | -1 | -1 | -1 | -1 | -1 | -1 | -1 | -1 | -1 | -1 | -1 | -1 | -1 | -1 | -1 | -1 | -1 | -1 | -1 | -1 | -1 | -1 | -1 | -1 | -1 | -1 | -1 | -1 | -1 | -1 | -1
Southern_PGAE_Flow_Battery_23 | caiso-deliverability | Gates_TB_11_offpeak | Operational_New_Capacity_MW | Southern_PGAE_Flow_Battery_23 |  | -1 | -1 | -1 | -1 | -1 | -1 | -1 | -1 | -1 | -1 | -1 | -1 | -1 | -1 | -1 | -1 | -1 | -1 | -1 | -1 | -1 | -1 | -1 | -1 | -1 | -1 | -1 | -1 | -1 | -1 | -1
Southern_PGAE_Flow_Battery_24 | caiso-deliverability | Gates_TB_11_offpeak | Operational_New_Capacity_MW | Southern_PGAE_Flow_Battery_24 |  | -1 | -1 | -1 | -1 | -1 | -1 | -1 | -1 | -1 | -1 | -1 | -1 | -1 | -1 | -1 | -1 | -1 | -1 | -1 | -1 | -1 | -1 | -1 | -1 | -1 | -1 | -1 | -1 | -1 | -1 | -1
Southern_PGAE_Flow_Battery_33 | caiso-deliverability | Gates_TB_11_offpeak | Operational_New_Capacity_MW | Southern_PGAE_Flow_Battery_33 |  | -1 | -1 | -1 | -1 | -1 | -1 | -1 | -1 | -1 | -1 | -1 | -1 | -1 | -1 | -1 | -1 | -1 | -1 | -1 | -1 | -1 | -1 | -1 | -1 | -1 | -1 | -1 | -1 | -1 | -1 | -1
Southern_PGAE_Flow_Battery_45 | caiso-deliverability | Gates_TB_11_offpeak | Operational_New_Capacity_MW | Southern_PGAE_Flow_Battery_45 |  | -1 | -1 | -1 | -1 | -1 | -1 | -1 | -1 | -1 | -1 | -1 | -1 | -1 | -1 | -1 | -1 | -1 | -1 | -1 | -1 | -1 | -1 | -1 | -1 | -1 | -1 | -1 | -1 | -1 | -1 | -1
Southern_PGAE_Flow_Battery_46 | caiso-deliverability | Gates_TB_11_offpeak | Operational_New_Capacity_MW | Southern_PGAE_Flow_Battery_46 |  | -1 | -1 | -1 | -1 | -1 | -1 | -1 | -1 | -1 | -1 | -1 | -1 | -1 | -1 | -1 | -1 | -1 | -1 | -1 | -1 | -1 | -1 | -1 | -1 | -1 | -1 | -1 | -1 | -1 | -1 | -1
Southern_PGAE_Flow_Battery_49 | caiso-deliverability | Gates_TB_11_offpeak | Operational_New_Capacity_MW | Southern_PGAE_Flow_Battery_49 |  | -1 | -1 | -1 | -1 | -1 | -1 | -1 | -1 | -1 | -1 | -1 | -1 | -1 | -1 | -1 | -1 | -1 | -1 | -1 | -1 | -1 | -1 | -1 | -1 | -1 | -1 | -1 | -1 | -1 | -1 | -1
Southern_PGAE_Flow_Battery_52 | caiso-deliverability | Gates_TB_11_offpeak | Operational_New_Capacity_MW | Southern_PGAE_Flow_Battery_52 |  | -1 | -1 | -1 | -1 | -1 | -1 | -1 | -1 | -1 | -1 | -1 | -1 | -1 | -1 | -1 | -1 | -1 | -1 | -1 | -1 | -1 | -1 | -1 | -1 | -1 | -1 | -1 | -1 | -1 | -1 | -1
Southern_PGAE_Flow_Battery_61 | caiso-deliverability | Gates_TB_11_offpeak | Operational_New_Capacity_MW | Southern_PGAE_Flow_Battery_61 |  | -1 | -1 | -1 | -1 | -1 | -1 | -1 | -1 | -1 | -1 | -1 | -1 | -1 | -1 | -1 | -1 | -1 | -1 | -1 | -1 | -1 | -1 | -1 | -1 | -1 | -1 | -1 | -1 | -1 | -1 | -1
Southern_PGAE_Flow_Battery_69 | caiso-deliverability | Gates_TB_11_offpeak | Operational_New_Capacity_MW | Southern_PGAE_Flow_Battery_69 |  | -1 | -1 | -1 | -1 | -1 | -1 | -1 | -1 | -1 | -1 | -1 | -1 | -1 | -1 | -1 | -1 | -1 | -1 | -1 | -1 | -1 | -1 | -1 | -1 | -1 | -1 | -1 | -1 | -1 | -1 | -1
Southern_PGAE_Flow_Battery_72 | caiso-deliverability | Gates_TB_11_offpeak | Operational_New_Capacity_MW | Southern_PGAE_Flow_Battery_72 |  | -1 | -1 | -1 | -1 | -1 | -1 | -1 | -1 | -1 | -1 | -1 | -1 | -1 | -1 | -1 | -1 | -1 | -1 | -1 | -1 | -1 | -1 | -1 | -1 | -1 | -1 | -1 | -1 | -1 | -1 | -1
Southern_PGAE_Flow_Battery_74 | caiso-deliverability | Gates_TB_11_offpeak | Operational_New_Capacity_MW | Southern_PGAE_Flow_Battery_74 |  | -1 | -1 | -1 | -1 | -1 | -1 | -1 | -1 | -1 | -1 | -1 | -1 | -1 | -1 | -1 | -1 | -1 | -1 | -1 | -1 | -1 | -1 | -1 | -1 | -1 | -1 | -1 | -1 | -1 | -1 | -1
Southern_PGAE_Flow_Battery_75 | caiso-deliverability | Gates_TB_11_offpeak | Operational_New_Capacity_MW | Southern_PGAE_Flow_Battery_75 |  | -1 | -1 | -1 | -1 | -1 | -1 | -1 | -1 | -1 | -1 | -1 | -1 | -1 | -1 | -1 | -1 | -1 | -1 | -1 | -1 | -1 | -1 | -1 | -1 | -1 | -1 | -1 | -1 | -1 | -1 | -1
Southern_PGAE_Flow_Battery_79 | caiso-deliverability | Gates_TB_11_offpeak | Operational_New_Capacity_MW | Southern_PGAE_Flow_Battery_79 |  | -1 | -1 | -1 | -1 | -1 | -1 | -1 | -1 | -1 | -1 | -1 | -1 | -1 | -1 | -1 | -1 | -1 | -1 | -1 | -1 | -1 | -1 | -1 | -1 | -1 | -1 | -1 | -1 | -1 | -1 | -1
Southern_PGAE_Flow_Battery_93 | caiso-deliverability | Gates_TB_11_offpeak | Operational_New_Capacity_MW | Southern_PGAE_Flow_Battery_93 |  | -1 | -1 | -1 | -1 | -1 | -1 | -1 | -1 | -1 | -1 | -1 | -1 | -1 | -1 | -1 | -1 | -1 | -1 | -1 | -1 | -1 | -1 | -1 | -1 | -1 | -1 | -1 | -1 | -1 | -1 | -1
Southern_PGAE_Flow_Battery_98 | caiso-deliverability | Gates_TB_11_offpeak | Operational_New_Capacity_MW | Southern_PGAE_Flow_Battery_98 |  | -1 | -1 | -1 | -1 | -1 | -1 | -1 | -1 | -1 | -1 | -1 | -1 | -1 | -1 | -1 | -1 | -1 | -1 | -1 | -1 | -1 | -1 | -1 | -1 | -1 | -1 | -1 | -1 | -1 | -1 | -1
Southern_PGAE_Flow_Battery_102 | caiso-deliverability | Gates_TB_11_offpeak | Operational_New_Capacity_MW | Southern_PGAE_Flow_Battery_102 |  | -1 | -1 | -1 | -1 | -1 | -1 | -1 | -1 | -1 | -1 | -1 | -1 | -1 | -1 | -1 | -1 | -1 | -1 | -1 | -1 | -1 | -1 | -1 | -1 | -1 | -1 | -1 | -1 | -1 | -1 | -1
Southern_PGAE_Flow_Battery_109 | caiso-deliverability | Gates_TB_11_offpeak | Operational_New_Capacity_MW | Southern_PGAE_Flow_Battery_109 |  | -1 | -1 | -1 | -1 | -1 | -1 | -1 | -1 | -1 | -1 | -1 | -1 | -1 | -1 | -1 | -1 | -1 | -1 | -1 | -1 | -1 | -1 | -1 | -1 | -1 | -1 | -1 | -1 | -1 | -1 | -1
Southern_PGAE_Flow_Battery_117 | caiso-deliverability | Gates_TB_11_offpeak | Operational_New_Capacity_MW | Southern_PGAE_Flow_Battery_117 |  | -1 | -1 | -1 | -1 | -1 | -1 | -1 | -1 | -1 | -1 | -1 | -1 | -1 | -1 | -1 | -1 | -1 | -1 | -1 | -1 | -1 | -1 | -1 | -1 | -1 | -1 | -1 | -1 | -1 | -1 | -1
Southern_PGAE_Flow_Battery_118 | caiso-deliverability | Gates_TB_11_offpeak | Operational_New_Capacity_MW | Southern_PGAE_Flow_Battery_118 |  | -1 | -1 | -1 | -1 | -1 | -1 | -1 | -1 | -1 | -1 | -1 | -1 | -1 | -1 | -1 | -1 | -1 | -1 | -1 | -1 | -1 | -1 | -1 | -1 | -1 | -1 | -1 | -1 | -1 | -1 | -1
Southern_PGAE_Flow_Battery_124 | caiso-deliverability | Gates_TB_11_offpeak | Operational_New_Capacity_MW | Southern_PGAE_Flow_Battery_124 |  | -1 | -1 | -1 | -1 | -1 | -1 | -1 | -1 | -1 | -1 | -1 | -1 | -1 | -1 | -1 | -1 | -1 | -1 | -1 | -1 | -1 | -1 | -1 | -1 | -1 | -1 | -1 | -1 | -1 | -1 | -1
Southern_PGAE_Flow_Battery_139 | caiso-deliverability | Gates_TB_11_offpeak | Operational_New_Capacity_MW | Southern_PGAE_Flow_Battery_139 |  | -1 | -1 | -1 | -1 | -1 | -1 | -1 | -1 | -1 | -1 | -1 | -1 | -1 | -1 | -1 | -1 | -1 | -1 | -1 | -1 | -1 | -1 | -1 | -1 | -1 | -1 | -1 | -1 | -1 | -1 | -1
Southern_PGAE_Flow_Battery_140 | caiso-deliverability | Gates_TB_11_offpeak | Operational_New_Capacity_MW | Southern_PGAE_Flow_Battery_140 |  | -1 | -1 | -1 | -1 | -1 | -1 | -1 | -1 | -1 | -1 | -1 | -1 | -1 | -1 | -1 | -1 | -1 | -1 | -1 | -1 | -1 | -1 | -1 | -1 | -1 | -1 | -1 | -1 | -1 | -1 | -1
Southern_PGAE_Flow_Battery_151 | caiso-deliverability | Gates_TB_11_offpeak | Operational_New_Capacity_MW | Southern_PGAE_Flow_Battery_151 |  | -1 | -1 | -1 | -1 | -1 | -1 | -1 | -1 | -1 | -1 | -1 | -1 | -1 | -1 | -1 | -1 | -1 | -1 | -1 | -1 | -1 | -1 | -1 | -1 | -1 | -1 | -1 | -1 | -1 | -1 | -1
Southern_PGAE_Flow_Battery_154 | caiso-deliverability | Gates_TB_11_offpeak | Operational_New_Capacity_MW | Southern_PGAE_Flow_Battery_154 |  | -1 | -1 | -1 | -1 | -1 | -1 | -1 | -1 | -1 | -1 | -1 | -1 | -1 | -1 | -1 | -1 | -1 | -1 | -1 | -1 | -1 | -1 | -1 | -1 | -1 | -1 | -1 | -1 | -1 | -1 | -1
Southern_PGAE_Flow_Battery_161 | caiso-deliverability | Gates_TB_11_offpeak | Operational_New_Capacity_MW | Southern_PGAE_Flow_Battery_161 |  | -1 | -1 | -1 | -1 | -1 | -1 | -1 | -1 | -1 | -1 | -1 | -1 | -1 | -1 | -1 | -1 | -1 | -1 | -1 | -1 | -1 | -1 | -1 | -1 | -1 | -1 | -1 | -1 | -1 | -1 | -1
Southern_PGAE_Flow_Battery_162 | caiso-deliverability | Gates_TB_11_offpeak | Operational_New_Capacity_MW | Southern_PGAE_Flow_Battery_162 |  | -1 | -1 | -1 | -1 | -1 | -1 | -1 | -1 | -1 | -1 | -1 | -1 | -1 | -1 | -1 | -1 | -1 | -1 | -1 | -1 | -1 | -1 | -1 | -1 | -1 | -1 | -1 | -1 | -1 | -1 | -1
Southern_PGAE_Flow_Battery_163 | caiso-deliverability | Gates_TB_11_offpeak | Operational_New_Capacity_MW | Southern_PGAE_Flow_Battery_163 |  | -1 | -1 | -1 | -1 | -1 | -1 | -1 | -1 | -1 | -1 | -1 | -1 | -1 | -1 | -1 | -1 | -1 | -1 | -1 | -1 | -1 | -1 | -1 | -1 | -1 | -1 | -1 | -1 | -1 | -1 | -1
Southern_PGAE_Flow_Battery_164 | caiso-deliverability | Gates_TB_11_offpeak | Operational_New_Capacity_MW | Southern_PGAE_Flow_Battery_164 |  | -1 | -1 | -1 | -1 | -1 | -1 | -1 | -1 | -1 | -1 | -1 | -1 | -1 | -1 | -1 | -1 | -1 | -1 | -1 | -1 | -1 | -1 | -1 | -1 | -1 | -1 | -1 | -1 | -1 | -1 | -1
Southern_PGAE_Flow_Battery_165 | caiso-deliverability | Gates_TB_11_offpeak | Operational_New_Capacity_MW | Southern_PGAE_Flow_Battery_165 |  | -1 | -1 | -1 | -1 | -1 | -1 | -1 | -1 | -1 | -1 | -1 | -1 | -1 | -1 | -1 | -1 | -1 | -1 | -1 | -1 | -1 | -1 | -1 | -1 | -1 | -1 | -1 | -1 | -1 | -1 | -1
Southern_PGAE_Flow_Battery_168 | caiso-deliverability | Gates_TB_11_offpeak | Operational_New_Capacity_MW | Southern_PGAE_Flow_Battery_168 |  | -1 | -1 | -1 | -1 | -1 | -1 | -1 | -1 | -1 | -1 | -1 | -1 | -1 | -1 | -1 | -1 | -1 | -1 | -1 | -1 | -1 | -1 | -1 | -1 | -1 | -1 | -1 | -1 | -1 | -1 | -1
Southern_PGAE_Flow_Battery_169 | caiso-deliverability | Gates_TB_11_offpeak | Operational_New_Capacity_MW | Southern_PGAE_Flow_Battery_169 |  | -1 | -1 | -1 | -1 | -1 | -1 | -1 | -1 | -1 | -1 | -1 | -1 | -1 | -1 | -1 | -1 | -1 | -1 | -1 | -1 | -1 | -1 | -1 | -1 | -1 | -1 | -1 | -1 | -1 | -1 | -1
Southern_PGAE_Flow_Battery_170 | caiso-deliverability | Gates_TB_11_offpeak | Operational_New_Capacity_MW | Southern_PGAE_Flow_Battery_170 |  | -1 | -1 | -1 | -1 | -1 | -1 | -1 | -1 | -1 | -1 | -1 | -1 | -1 | -1 | -1 | -1 | -1 | -1 | -1 | -1 | -1 | -1 | -1 | -1 | -1 | -1 | -1 | -1 | -1 | -1 | -1
Southern_PGAE_Flow_Battery_174 | caiso-deliverability | Gates_TB_11_offpeak | Operational_New_Capacity_MW | Southern_PGAE_Flow_Battery_174 |  | -1 | -1 | -1 | -1 | -1 | -1 | -1 | -1 | -1 | -1 | -1 | -1 | -1 | -1 | -1 | -1 | -1 | -1 | -1 | -1 | -1 | -1 | -1 | -1 | -1 | -1 | -1 | -1 | -1 | -1 | -1
Southern_PGAE_Flow_Battery_176 | caiso-deliverability | Gates_TB_11_offpeak | Operational_New_Capacity_MW | Southern_PGAE_Flow_Battery_176 |  | -1 | -1 | -1 | -1 | -1 | -1 | -1 | -1 | -1 | -1 | -1 | -1 | -1 | -1 | -1 | -1 | -1 | -1 | -1 | -1 | -1 | -1 | -1 | -1 | -1 | -1 | -1 | -1 | -1 | -1 | -1
Southern_PGAE_Li_Battery_4hr_8 | caiso-deliverability | Gates_TB_11_offpeak | Operational_New_Capacity_MW | Southern_PGAE_Li_Battery_4hr_8 |  | -1 | -1 | -1 | -1 | -1 | -1 | -1 | -1 | -1 | -1 | -1 | -1 | -1 | -1 | -1 | -1 | -1 | -1 | -1 | -1 | -1 | -1 | -1 | -1 | -1 | -1 | -1 | -1 | -1 | -1 | -1
Southern_PGAE_Li_Battery_4hr_22 | caiso-deliverability | Gates_TB_11_offpeak | Operational_New_Capacity_MW | Southern_PGAE_Li_Battery_4hr_22 |  | -1 | -1 | -1 | -1 | -1 | -1 | -1 | -1 | -1 | -1 | -1 | -1 | -1 | -1 | -1 | -1 | -1 | -1 | -1 | -1 | -1 | -1 | -1 | -1 | -1 | -1 | -1 | -1 | -1 | -1 | -1
Southern_PGAE_Li_Battery_4hr_23 | caiso-deliverability | Gates_TB_11_offpeak | Operational_New_Capacity_MW | Southern_PGAE_Li_Battery_4hr_23 |  | -1 | -1 | -1 | -1 | -1 | -1 | -1 | -1 | -1 | -1 | -1 | -1 | -1 | -1 | -1 | -1 | -1 | -1 | -1 | -1 | -1 | -1 | -1 | -1 | -1 | -1 | -1 | -1 | -1 | -1 | -1
Southern_PGAE_Li_Battery_4hr_24 | caiso-deliverability | Gates_TB_11_offpeak | Operational_New_Capacity_MW | Southern_PGAE_Li_Battery_4hr_24 |  | -1 | -1 | -1 | -1 | -1 | -1 | -1 | -1 | -1 | -1 | -1 | -1 | -1 | -1 | -1 | -1 | -1 | -1 | -1 | -1 | -1 | -1 | -1 | -1 | -1 | -1 | -1 | -1 | -1 | -1 | -1
Southern_PGAE_Li_Battery_4hr_33 | caiso-deliverability | Gates_TB_11_offpeak | Operational_New_Capacity_MW | Southern_PGAE_Li_Battery_4hr_33 |  | -1 | -1 | -1 | -1 | -1 | -1 | -1 | -1 | -1 | -1 | -1 | -1 | -1 | -1 | -1 | -1 | -1 | -1 | -1 | -1 | -1 | -1 | -1 | -1 | -1 | -1 | -1 | -1 | -1 | -1 | -1
Southern_PGAE_Li_Battery_4hr_45 | caiso-deliverability | Gates_TB_11_offpeak | Operational_New_Capacity_MW | Southern_PGAE_Li_Battery_4hr_45 |  | -1 | -1 | -1 | -1 | -1 | -1 | -1 | -1 | -1 | -1 | -1 | -1 | -1 | -1 | -1 | -1 | -1 | -1 | -1 | -1 | -1 | -1 | -1 | -1 | -1 | -1 | -1 | -1 | -1 | -1 | -1
Southern_PGAE_Li_Battery_4hr_46 | caiso-deliverability | Gates_TB_11_offpeak | Operational_New_Capacity_MW | Southern_PGAE_Li_Battery_4hr_46 |  | -1 | -1 | -1 | -1 | -1 | -1 | -1 | -1 | -1 | -1 | -1 | -1 | -1 | -1 | -1 | -1 | -1 | -1 | -1 | -1 | -1 | -1 | -1 | -1 | -1 | -1 | -1 | -1 | -1 | -1 | -1
Southern_PGAE_Li_Battery_4hr_49 | caiso-deliverability | Gates_TB_11_offpeak | Operational_New_Capacity_MW | Southern_PGAE_Li_Battery_4hr_49 |  | -1 | -1 | -1 | -1 | -1 | -1 | -1 | -1 | -1 | -1 | -1 | -1 | -1 | -1 | -1 | -1 | -1 | -1 | -1 | -1 | -1 | -1 | -1 | -1 | -1 | -1 | -1 | -1 | -1 | -1 | -1
Southern_PGAE_Li_Battery_4hr_52 | caiso-deliverability | Gates_TB_11_offpeak | Operational_New_Capacity_MW | Southern_PGAE_Li_Battery_4hr_52 |  | -1 | -1 | -1 | -1 | -1 | -1 | -1 | -1 | -1 | -1 | -1 | -1 | -1 | -1 | -1 | -1 | -1 | -1 | -1 | -1 | -1 | -1 | -1 | -1 | -1 | -1 | -1 | -1 | -1 | -1 | -1
Southern_PGAE_Li_Battery_4hr_61 | caiso-deliverability | Gates_TB_11_offpeak | Operational_New_Capacity_MW | Southern_PGAE_Li_Battery_4hr_61 |  | -1 | -1 | -1 | -1 | -1 | -1 | -1 | -1 | -1 | -1 | -1 | -1 | -1 | -1 | -1 | -1 | -1 | -1 | -1 | -1 | -1 | -1 | -1 | -1 | -1 | -1 | -1 | -1 | -1 | -1 | -1
Southern_PGAE_Li_Battery_4hr_69 | caiso-deliverability | Gates_TB_11_offpeak | Operational_New_Capacity_MW | Southern_PGAE_Li_Battery_4hr_69 |  | -1 | -1 | -1 | -1 | -1 | -1 | -1 | -1 | -1 | -1 | -1 | -1 | -1 | -1 | -1 | -1 | -1 | -1 | -1 | -1 | -1 | -1 | -1 | -1 | -1 | -1 | -1 | -1 | -1 | -1 | -1
Southern_PGAE_Li_Battery_4hr_72 | caiso-deliverability | Gates_TB_11_offpeak | Operational_New_Capacity_MW | Southern_PGAE_Li_Battery_4hr_72 |  | -1 | -1 | -1 | -1 | -1 | -1 | -1 | -1 | -1 | -1 | -1 | -1 | -1 | -1 | -1 | -1 | -1 | -1 | -1 | -1 | -1 | -1 | -1 | -1 | -1 | -1 | -1 | -1 | -1 | -1 | -1
Southern_PGAE_Li_Battery_4hr_74 | caiso-deliverability | Gates_TB_11_offpeak | Operational_New_Capacity_MW | Southern_PGAE_Li_Battery_4hr_74 |  | -1 | -1 | -1 | -1 | -1 | -1 | -1 | -1 | -1 | -1 | -1 | -1 | -1 | -1 | -1 | -1 | -1 | -1 | -1 | -1 | -1 | -1 | -1 | -1 | -1 | -1 | -1 | -1 | -1 | -1 | -1
Southern_PGAE_Li_Battery_4hr_75 | caiso-deliverability | Gates_TB_11_offpeak | Operational_New_Capacity_MW | Southern_PGAE_Li_Battery_4hr_75 |  | -1 | -1 | -1 | -1 | -1 | -1 | -1 | -1 | -1 | -1 | -1 | -1 | -1 | -1 | -1 | -1 | -1 | -1 | -1 | -1 | -1 | -1 | -1 | -1 | -1 | -1 | -1 | -1 | -1 | -1 | -1
Southern_PGAE_Li_Battery_4hr_79 | caiso-deliverability | Gates_TB_11_offpeak | Operational_New_Capacity_MW | Southern_PGAE_Li_Battery_4hr_79 |  | -1 | -1 | -1 | -1 | -1 | -1 | -1 | -1 | -1 | -1 | -1 | -1 | -1 | -1 | -1 | -1 | -1 | -1 | -1 | -1 | -1 | -1 | -1 | -1 | -1 | -1 | -1 | -1 | -1 | -1 | -1
Southern_PGAE_Li_Battery_4hr_93 | caiso-deliverability | Gates_TB_11_offpeak | Operational_New_Capacity_MW | Southern_PGAE_Li_Battery_4hr_93 |  | -1 | -1 | -1 | -1 | -1 | -1 | -1 | -1 | -1 | -1 | -1 | -1 | -1 | -1 | -1 | -1 | -1 | -1 | -1 | -1 | -1 | -1 | -1 | -1 | -1 | -1 | -1 | -1 | -1 | -1 | -1
Southern_PGAE_Li_Battery_4hr_98 | caiso-deliverability | Gates_TB_11_offpeak | Operational_New_Capacity_MW | Southern_PGAE_Li_Battery_4hr_98 |  | -1 | -1 | -1 | -1 | -1 | -1 | -1 | -1 | -1 | -1 | -1 | -1 | -1 | -1 | -1 | -1 | -1 | -1 | -1 | -1 | -1 | -1 | -1 | -1 | -1 | -1 | -1 | -1 | -1 | -1 | -1
Southern_PGAE_Li_Battery_4hr_102 | caiso-deliverability | Gates_TB_11_offpeak | Operational_New_Capacity_MW | Southern_PGAE_Li_Battery_4hr_102 |  | -1 | -1 | -1 | -1 | -1 | -1 | -1 | -1 | -1 | -1 | -1 | -1 | -1 | -1 | -1 | -1 | -1 | -1 | -1 | -1 | -1 | -1 | -1 | -1 | -1 | -1 | -1 | -1 | -1 | -1 | -1
Southern_PGAE_Li_Battery_4hr_109 | caiso-deliverability | Gates_TB_11_offpeak | Operational_New_Capacity_MW | Southern_PGAE_Li_Battery_4hr_109 |  | -1 | -1 | -1 | -1 | -1 | -1 | -1 | -1 | -1 | -1 | -1 | -1 | -1 | -1 | -1 | -1 | -1 | -1 | -1 | -1 | -1 | -1 | -1 | -1 | -1 | -1 | -1 | -1 | -1 | -1 | -1
Southern_PGAE_Li_Battery_4hr_117 | caiso-deliverability | Gates_TB_11_offpeak | Operational_New_Capacity_MW | Southern_PGAE_Li_Battery_4hr_117 |  | -1 | -1 | -1 | -1 | -1 | -1 | -1 | -1 | -1 | -1 | -1 | -1 | -1 | -1 | -1 | -1 | -1 | -1 | -1 | -1 | -1 | -1 | -1 | -1 | -1 | -1 | -1 | -1 | -1 | -1 | -1
Southern_PGAE_Li_Battery_4hr_118 | caiso-deliverability | Gates_TB_11_offpeak | Operational_New_Capacity_MW | Southern_PGAE_Li_Battery_4hr_118 |  | -1 | -1 | -1 | -1 | -1 | -1 | -1 | -1 | -1 | -1 | -1 | -1 | -1 | -1 | -1 | -1 | -1 | -1 | -1 | -1 | -1 | -1 | -1 | -1 | -1 | -1 | -1 | -1 | -1 | -1 | -1
Southern_PGAE_Li_Battery_4hr_124 | caiso-deliverability | Gates_TB_11_offpeak | Operational_New_Capacity_MW | Southern_PGAE_Li_Battery_4hr_124 |  | -1 | -1 | -1 | -1 | -1 | -1 | -1 | -1 | -1 | -1 | -1 | -1 | -1 | -1 | -1 | -1 | -1 | -1 | -1 | -1 | -1 | -1 | -1 | -1 | -1 | -1 | -1 | -1 | -1 | -1 | -1
Southern_PGAE_Li_Battery_4hr_139 | caiso-deliverability | Gates_TB_11_offpeak | Operational_New_Capacity_MW | Southern_PGAE_Li_Battery_4hr_139 |  | -1 | -1 | -1 | -1 | -1 | -1 | -1 | -1 | -1 | -1 | -1 | -1 | -1 | -1 | -1 | -1 | -1 | -1 | -1 | -1 | -1 | -1 | -1 | -1 | -1 | -1 | -1 | -1 | -1 | -1 | -1
Southern_PGAE_Li_Battery_4hr_140 | caiso-deliverability | Gates_TB_11_offpeak | Operational_New_Capacity_MW | Southern_PGAE_Li_Battery_4hr_140 |  | -1 | -1 | -1 | -1 | -1 | -1 | -1 | -1 | -1 | -1 | -1 | -1 | -1 | -1 | -1 | -1 | -1 | -1 | -1 | -1 | -1 | -1 | -1 | -1 | -1 | -1 | -1 | -1 | -1 | -1 | -1
Southern_PGAE_Li_Battery_4hr_151 | caiso-deliverability | Gates_TB_11_offpeak | Operational_New_Capacity_MW | Southern_PGAE_Li_Battery_4hr_151 |  | -1 | -1 | -1 | -1 | -1 | -1 | -1 | -1 | -1 | -1 | -1 | -1 | -1 | -1 | -1 | -1 | -1 | -1 | -1 | -1 | -1 | -1 | -1 | -1 | -1 | -1 | -1 | -1 | -1 | -1 | -1
Southern_PGAE_Li_Battery_4hr_154 | caiso-deliverability | Gates_TB_11_offpeak | Operational_New_Capacity_MW | Southern_PGAE_Li_Battery_4hr_154 |  | -1 | -1 | -1 | -1 | -1 | -1 | -1 | -1 | -1 | -1 | -1 | -1 | -1 | -1 | -1 | -1 | -1 | -1 | -1 | -1 | -1 | -1 | -1 | -1 | -1 | -1 | -1 | -1 | -1 | -1 | -1
Southern_PGAE_Li_Battery_4hr_161 | caiso-deliverability | Gates_TB_11_offpeak | Operational_New_Capacity_MW | Southern_PGAE_Li_Battery_4hr_161 |  | -1 | -1 | -1 | -1 | -1 | -1 | -1 | -1 | -1 | -1 | -1 | -1 | -1 | -1 | -1 | -1 | -1 | -1 | -1 | -1 | -1 | -1 | -1 | -1 | -1 | -1 | -1 | -1 | -1 | -1 | -1
Southern_PGAE_Li_Battery_4hr_162 | caiso-deliverability | Gates_TB_11_offpeak | Operational_New_Capacity_MW | Southern_PGAE_Li_Battery_4hr_162 |  | -1 | -1 | -1 | -1 | -1 | -1 | -1 | -1 | -1 | -1 | -1 | -1 | -1 | -1 | -1 | -1 | -1 | -1 | -1 | -1 | -1 | -1 | -1 | -1 | -1 | -1 | -1 | -1 | -1 | -1 | -1
Southern_PGAE_Li_Battery_4hr_163 | caiso-deliverability | Gates_TB_11_offpeak | Operational_New_Capacity_MW | Southern_PGAE_Li_Battery_4hr_163 |  | -1 | -1 | -1 | -1 | -1 | -1 | -1 | -1 | -1 | -1 | -1 | -1 | -1 | -1 | -1 | -1 | -1 | -1 | -1 | -1 | -1 | -1 | -1 | -1 | -1 | -1 | -1 | -1 | -1 | -1 | -1
Southern_PGAE_Li_Battery_4hr_164 | caiso-deliverability | Gates_TB_11_offpeak | Operational_New_Capacity_MW | Southern_PGAE_Li_Battery_4hr_164 |  | -1 | -1 | -1 | -1 | -1 | -1 | -1 | -1 | -1 | -1 | -1 | -1 | -1 | -1 | -1 | -1 | -1 | -1 | -1 | -1 | -1 | -1 | -1 | -1 | -1 | -1 | -1 | -1 | -1 | -1 | -1
Southern_PGAE_Li_Battery_4hr_165 | caiso-deliverability | Gates_TB_11_offpeak | Operational_New_Capacity_MW | Southern_PGAE_Li_Battery_4hr_165 |  | -1 | -1 | -1 | -1 | -1 | -1 | -1 | -1 | -1 | -1 | -1 | -1 | -1 | -1 | -1 | -1 | -1 | -1 | -1 | -1 | -1 | -1 | -1 | -1 | -1 | -1 | -1 | -1 | -1 | -1 | -1
Southern_PGAE_Li_Battery_4hr_168 | caiso-deliverability | Gates_TB_11_offpeak | Operational_New_Capacity_MW | Southern_PGAE_Li_Battery_4hr_168 |  | -1 | -1 | -1 | -1 | -1 | -1 | -1 | -1 | -1 | -1 | -1 | -1 | -1 | -1 | -1 | -1 | -1 | -1 | -1 | -1 | -1 | -1 | -1 | -1 | -1 | -1 | -1 | -1 | -1 | -1 | -1
Southern_PGAE_Li_Battery_4hr_169 | caiso-deliverability | Gates_TB_11_offpeak | Operational_New_Capacity_MW | Southern_PGAE_Li_Battery_4hr_169 |  | -1 | -1 | -1 | -1 | -1 | -1 | -1 | -1 | -1 | -1 | -1 | -1 | -1 | -1 | -1 | -1 | -1 | -1 | -1 | -1 | -1 | -1 | -1 | -1 | -1 | -1 | -1 | -1 | -1 | -1 | -1
Southern_PGAE_Li_Battery_4hr_170 | caiso-deliverability | Gates_TB_11_offpeak | Operational_New_Capacity_MW | Southern_PGAE_Li_Battery_4hr_170 |  | -1 | -1 | -1 | -1 | -1 | -1 | -1 | -1 | -1 | -1 | -1 | -1 | -1 | -1 | -1 | -1 | -1 | -1 | -1 | -1 | -1 | -1 | -1 | -1 | -1 | -1 | -1 | -1 | -1 | -1 | -1
Southern_PGAE_Li_Battery_4hr_174 | caiso-deliverability | Gates_TB_11_offpeak | Operational_New_Capacity_MW | Southern_PGAE_Li_Battery_4hr_174 |  | -1 | -1 | -1 | -1 | -1 | -1 | -1 | -1 | -1 | -1 | -1 | -1 | -1 | -1 | -1 | -1 | -1 | -1 | -1 | -1 | -1 | -1 | -1 | -1 | -1 | -1 | -1 | -1 | -1 | -1 | -1
Southern_PGAE_Li_Battery_4hr_176 | caiso-deliverability | Gates_TB_11_offpeak | Operational_New_Capacity_MW | Southern_PGAE_Li_Battery_4hr_176 |  | -1 | -1 | -1 | -1 | -1 | -1 | -1 | -1 | -1 | -1 | -1 | -1 | -1 | -1 | -1 | -1 | -1 | -1 | -1 | -1 | -1 | -1 | -1 | -1 | -1 | -1 | -1 | -1 | -1 | -1 | -1
Southern_PGAE_Li_Battery_8hr_8 | caiso-deliverability | Gates_TB_11_offpeak | Operational_New_Capacity_MW | Southern_PGAE_Li_Battery_8hr_8 |  | -1 | -1 | -1 | -1 | -1 | -1 | -1 | -1 | -1 | -1 | -1 | -1 | -1 | -1 | -1 | -1 | -1 | -1 | -1 | -1 | -1 | -1 | -1 | -1 | -1 | -1 | -1 | -1 | -1 | -1 | -1
Southern_PGAE_Li_Battery_8hr_22 | caiso-deliverability | Gates_TB_11_offpeak | Operational_New_Capacity_MW | Southern_PGAE_Li_Battery_8hr_22 |  | -1 | -1 | -1 | -1 | -1 | -1 | -1 | -1 | -1 | -1 | -1 | -1 | -1 | -1 | -1 | -1 | -1 | -1 | -1 | -1 | -1 | -1 | -1 | -1 | -1 | -1 | -1 | -1 | -1 | -1 | -1
Southern_PGAE_Li_Battery_8hr_23 | caiso-deliverability | Gates_TB_11_offpeak | Operational_New_Capacity_MW | Southern_PGAE_Li_Battery_8hr_23 |  | -1 | -1 | -1 | -1 | -1 | -1 | -1 | -1 | -1 | -1 | -1 | -1 | -1 | -1 | -1 | -1 | -1 | -1 | -1 | -1 | -1 | -1 | -1 | -1 | -1 | -1 | -1 | -1 | -1 | -1 | -1
Southern_PGAE_Li_Battery_8hr_24 | caiso-deliverability | Gates_TB_11_offpeak | Operational_New_Capacity_MW | Southern_PGAE_Li_Battery_8hr_24 |  | -1 | -1 | -1 | -1 | -1 | -1 | -1 | -1 | -1 | -1 | -1 | -1 | -1 | -1 | -1 | -1 | -1 | -1 | -1 | -1 | -1 | -1 | -1 | -1 | -1 | -1 | -1 | -1 | -1 | -1 | -1
Southern_PGAE_Li_Battery_8hr_33 | caiso-deliverability | Gates_TB_11_offpeak | Operational_New_Capacity_MW | Southern_PGAE_Li_Battery_8hr_33 |  | -1 | -1 | -1 | -1 | -1 | -1 | -1 | -1 | -1 | -1 | -1 | -1 | -1 | -1 | -1 | -1 | -1 | -1 | -1 | -1 | -1 | -1 | -1 | -1 | -1 | -1 | -1 | -1 | -1 | -1 | -1
Southern_PGAE_Li_Battery_8hr_45 | caiso-deliverability | Gates_TB_11_offpeak | Operational_New_Capacity_MW | Southern_PGAE_Li_Battery_8hr_45 |  | -1 | -1 | -1 | -1 | -1 | -1 | -1 | -1 | -1 | -1 | -1 | -1 | -1 | -1 | -1 | -1 | -1 | -1 | -1 | -1 | -1 | -1 | -1 | -1 | -1 | -1 | -1 | -1 | -1 | -1 | -1
Southern_PGAE_Li_Battery_8hr_46 | caiso-deliverability | Gates_TB_11_offpeak | Operational_New_Capacity_MW | Southern_PGAE_Li_Battery_8hr_46 |  | -1 | -1 | -1 | -1 | -1 | -1 | -1 | -1 | -1 | -1 | -1 | -1 | -1 | -1 | -1 | -1 | -1 | -1 | -1 | -1 | -1 | -1 | -1 | -1 | -1 | -1 | -1 | -1 | -1 | -1 | -1
Southern_PGAE_Li_Battery_8hr_49 | caiso-deliverability | Gates_TB_11_offpeak | Operational_New_Capacity_MW | Southern_PGAE_Li_Battery_8hr_49 |  | -1 | -1 | -1 | -1 | -1 | -1 | -1 | -1 | -1 | -1 | -1 | -1 | -1 | -1 | -1 | -1 | -1 | -1 | -1 | -1 | -1 | -1 | -1 | -1 | -1 | -1 | -1 | -1 | -1 | -1 | -1
Southern_PGAE_Li_Battery_8hr_52 | caiso-deliverability | Gates_TB_11_offpeak | Operational_New_Capacity_MW | Southern_PGAE_Li_Battery_8hr_52 |  | -1 | -1 | -1 | -1 | -1 | -1 | -1 | -1 | -1 | -1 | -1 | -1 | -1 | -1 | -1 | -1 | -1 | -1 | -1 | -1 | -1 | -1 | -1 | -1 | -1 | -1 | -1 | -1 | -1 | -1 | -1
Southern_PGAE_Li_Battery_8hr_61 | caiso-deliverability | Gates_TB_11_offpeak | Operational_New_Capacity_MW | Southern_PGAE_Li_Battery_8hr_61 |  | -1 | -1 | -1 | -1 | -1 | -1 | -1 | -1 | -1 | -1 | -1 | -1 | -1 | -1 | -1 | -1 | -1 | -1 | -1 | -1 | -1 | -1 | -1 | -1 | -1 | -1 | -1 | -1 | -1 | -1 | -1
Southern_PGAE_Li_Battery_8hr_69 | caiso-deliverability | Gates_TB_11_offpeak | Operational_New_Capacity_MW | Southern_PGAE_Li_Battery_8hr_69 |  | -1 | -1 | -1 | -1 | -1 | -1 | -1 | -1 | -1 | -1 | -1 | -1 | -1 | -1 | -1 | -1 | -1 | -1 | -1 | -1 | -1 | -1 | -1 | -1 | -1 | -1 | -1 | -1 | -1 | -1 | -1
Southern_PGAE_Li_Battery_8hr_72 | caiso-deliverability | Gates_TB_11_offpeak | Operational_New_Capacity_MW | Southern_PGAE_Li_Battery_8hr_72 |  | -1 | -1 | -1 | -1 | -1 | -1 | -1 | -1 | -1 | -1 | -1 | -1 | -1 | -1 | -1 | -1 | -1 | -1 | -1 | -1 | -1 | -1 | -1 | -1 | -1 | -1 | -1 | -1 | -1 | -1 | -1
Southern_PGAE_Li_Battery_8hr_74 | caiso-deliverability | Gates_TB_11_offpeak | Operational_New_Capacity_MW | Southern_PGAE_Li_Battery_8hr_74 |  | -1 | -1 | -1 | -1 | -1 | -1 | -1 | -1 | -1 | -1 | -1 | -1 | -1 | -1 | -1 | -1 | -1 | -1 | -1 | -1 | -1 | -1 | -1 | -1 | -1 | -1 | -1 | -1 | -1 | -1 | -1
Southern_PGAE_Li_Battery_8hr_75 | caiso-deliverability | Gates_TB_11_offpeak | Operational_New_Capacity_MW | Southern_PGAE_Li_Battery_8hr_75 |  | -1 | -1 | -1 | -1 | -1 | -1 | -1 | -1 | -1 | -1 | -1 | -1 | -1 | -1 | -1 | -1 | -1 | -1 | -1 | -1 | -1 | -1 | -1 | -1 | -1 | -1 | -1 | -1 | -1 | -1 | -1
Southern_PGAE_Li_Battery_8hr_79 | caiso-deliverability | Gates_TB_11_offpeak | Operational_New_Capacity_MW | Southern_PGAE_Li_Battery_8hr_79 |  | -1 | -1 | -1 | -1 | -1 | -1 | -1 | -1 | -1 | -1 | -1 | -1 | -1 | -1 | -1 | -1 | -1 | -1 | -1 | -1 | -1 | -1 | -1 | -1 | -1 | -1 | -1 | -1 | -1 | -1 | -1
Southern_PGAE_Li_Battery_8hr_93 | caiso-deliverability | Gates_TB_11_offpeak | Operational_New_Capacity_MW | Southern_PGAE_Li_Battery_8hr_93 |  | -1 | -1 | -1 | -1 | -1 | -1 | -1 | -1 | -1 | -1 | -1 | -1 | -1 | -1 | -1 | -1 | -1 | -1 | -1 | -1 | -1 | -1 | -1 | -1 | -1 | -1 | -1 | -1 | -1 | -1 | -1
Southern_PGAE_Li_Battery_8hr_98 | caiso-deliverability | Gates_TB_11_offpeak | Operational_New_Capacity_MW | Southern_PGAE_Li_Battery_8hr_98 |  | -1 | -1 | -1 | -1 | -1 | -1 | -1 | -1 | -1 | -1 | -1 | -1 | -1 | -1 | -1 | -1 | -1 | -1 | -1 | -1 | -1 | -1 | -1 | -1 | -1 | -1 | -1 | -1 | -1 | -1 | -1
Southern_PGAE_Li_Battery_8hr_102 | caiso-deliverability | Gates_TB_11_offpeak | Operational_New_Capacity_MW | Southern_PGAE_Li_Battery_8hr_102 |  | -1 | -1 | -1 | -1 | -1 | -1 | -1 | -1 | -1 | -1 | -1 | -1 | -1 | -1 | -1 | -1 | -1 | -1 | -1 | -1 | -1 | -1 | -1 | -1 | -1 | -1 | -1 | -1 | -1 | -1 | -1
Southern_PGAE_Li_Battery_8hr_109 | caiso-deliverability | Gates_TB_11_offpeak | Operational_New_Capacity_MW | Southern_PGAE_Li_Battery_8hr_109 |  | -1 | -1 | -1 | -1 | -1 | -1 | -1 | -1 | -1 | -1 | -1 | -1 | -1 | -1 | -1 | -1 | -1 | -1 | -1 | -1 | -1 | -1 | -1 | -1 | -1 | -1 | -1 | -1 | -1 | -1 | -1
Southern_PGAE_Li_Battery_8hr_117 | caiso-deliverability | Gates_TB_11_offpeak | Operational_New_Capacity_MW | Southern_PGAE_Li_Battery_8hr_117 |  | -1 | -1 | -1 | -1 | -1 | -1 | -1 | -1 | -1 | -1 | -1 | -1 | -1 | -1 | -1 | -1 | -1 | -1 | -1 | -1 | -1 | -1 | -1 | -1 | -1 | -1 | -1 | -1 | -1 | -1 | -1
Southern_PGAE_Li_Battery_8hr_118 | caiso-deliverability | Gates_TB_11_offpeak | Operational_New_Capacity_MW | Southern_PGAE_Li_Battery_8hr_118 |  | -1 | -1 | -1 | -1 | -1 | -1 | -1 | -1 | -1 | -1 | -1 | -1 | -1 | -1 | -1 | -1 | -1 | -1 | -1 | -1 | -1 | -1 | -1 | -1 | -1 | -1 | -1 | -1 | -1 | -1 | -1
Southern_PGAE_Li_Battery_8hr_124 | caiso-deliverability | Gates_TB_11_offpeak | Operational_New_Capacity_MW | Southern_PGAE_Li_Battery_8hr_124 |  | -1 | -1 | -1 | -1 | -1 | -1 | -1 | -1 | -1 | -1 | -1 | -1 | -1 | -1 | -1 | -1 | -1 | -1 | -1 | -1 | -1 | -1 | -1 | -1 | -1 | -1 | -1 | -1 | -1 | -1 | -1
Southern_PGAE_Li_Battery_8hr_139 | caiso-deliverability | Gates_TB_11_offpeak | Operational_New_Capacity_MW | Southern_PGAE_Li_Battery_8hr_139 |  | -1 | -1 | -1 | -1 | -1 | -1 | -1 | -1 | -1 | -1 | -1 | -1 | -1 | -1 | -1 | -1 | -1 | -1 | -1 | -1 | -1 | -1 | -1 | -1 | -1 | -1 | -1 | -1 | -1 | -1 | -1
Southern_PGAE_Li_Battery_8hr_140 | caiso-deliverability | Gates_TB_11_offpeak | Operational_New_Capacity_MW | Southern_PGAE_Li_Battery_8hr_140 |  | -1 | -1 | -1 | -1 | -1 | -1 | -1 | -1 | -1 | -1 | -1 | -1 | -1 | -1 | -1 | -1 | -1 | -1 | -1 | -1 | -1 | -1 | -1 | -1 | -1 | -1 | -1 | -1 | -1 | -1 | -1
Southern_PGAE_Li_Battery_8hr_151 | caiso-deliverability | Gates_TB_11_offpeak | Operational_New_Capacity_MW | Southern_PGAE_Li_Battery_8hr_151 |  | -1 | -1 | -1 | -1 | -1 | -1 | -1 | -1 | -1 | -1 | -1 | -1 | -1 | -1 | -1 | -1 | -1 | -1 | -1 | -1 | -1 | -1 | -1 | -1 | -1 | -1 | -1 | -1 | -1 | -1 | -1
Southern_PGAE_Li_Battery_8hr_154 | caiso-deliverability | Gates_TB_11_offpeak | Operational_New_Capacity_MW | Southern_PGAE_Li_Battery_8hr_154 |  | -1 | -1 | -1 | -1 | -1 | -1 | -1 | -1 | -1 | -1 | -1 | -1 | -1 | -1 | -1 | -1 | -1 | -1 | -1 | -1 | -1 | -1 | -1 | -1 | -1 | -1 | -1 | -1 | -1 | -1 | -1
Southern_PGAE_Li_Battery_8hr_161 | caiso-deliverability | Gates_TB_11_offpeak | Operational_New_Capacity_MW | Southern_PGAE_Li_Battery_8hr_161 |  | -1 | -1 | -1 | -1 | -1 | -1 | -1 | -1 | -1 | -1 | -1 | -1 | -1 | -1 | -1 | -1 | -1 | -1 | -1 | -1 | -1 | -1 | -1 | -1 | -1 | -1 | -1 | -1 | -1 | -1 | -1
Southern_PGAE_Li_Battery_8hr_162 | caiso-deliverability | Gates_TB_11_offpeak | Operational_New_Capacity_MW | Southern_PGAE_Li_Battery_8hr_162 |  | -1 | -1 | -1 | -1 | -1 | -1 | -1 | -1 | -1 | -1 | -1 | -1 | -1 | -1 | -1 | -1 | -1 | -1 | -1 | -1 | -1 | -1 | -1 | -1 | -1 | -1 | -1 | -1 | -1 | -1 | -1
Southern_PGAE_Li_Battery_8hr_163 | caiso-deliverability | Gates_TB_11_offpeak | Operational_New_Capacity_MW | Southern_PGAE_Li_Battery_8hr_163 |  | -1 | -1 | -1 | -1 | -1 | -1 | -1 | -1 | -1 | -1 | -1 | -1 | -1 | -1 | -1 | -1 | -1 | -1 | -1 | -1 | -1 | -1 | -1 | -1 | -1 | -1 | -1 | -1 | -1 | -1 | -1
Southern_PGAE_Li_Battery_8hr_164 | caiso-deliverability | Gates_TB_11_offpeak | Operational_New_Capacity_MW | Southern_PGAE_Li_Battery_8hr_164 |  | -1 | -1 | -1 | -1 | -1 | -1 | -1 | -1 | -1 | -1 | -1 | -1 | -1 | -1 | -1 | -1 | -1 | -1 | -1 | -1 | -1 | -1 | -1 | -1 | -1 | -1 | -1 | -1 | -1 | -1 | -1
Southern_PGAE_Li_Battery_8hr_165 | caiso-deliverability | Gates_TB_11_offpeak | Operational_New_Capacity_MW | Southern_PGAE_Li_Battery_8hr_165 |  | -1 | -1 | -1 | -1 | -1 | -1 | -1 | -1 | -1 | -1 | -1 | -1 | -1 | -1 | -1 | -1 | -1 | -1 | -1 | -1 | -1 | -1 | -1 | -1 | -1 | -1 | -1 | -1 | -1 | -1 | -1
Southern_PGAE_Li_Battery_8hr_168 | caiso-deliverability | Gates_TB_11_offpeak | Operational_New_Capacity_MW | Southern_PGAE_Li_Battery_8hr_168 |  | -1 | -1 | -1 | -1 | -1 | -1 | -1 | -1 | -1 | -1 | -1 | -1 | -1 | -1 | -1 | -1 | -1 | -1 | -1 | -1 | -1 | -1 | -1 | -1 | -1 | -1 | -1 | -1 | -1 | -1 | -1
Southern_PGAE_Li_Battery_8hr_169 | caiso-deliverability | Gates_TB_11_offpeak | Operational_New_Capacity_MW | Southern_PGAE_Li_Battery_8hr_169 |  | -1 | -1 | -1 | -1 | -1 | -1 | -1 | -1 | -1 | -1 | -1 | -1 | -1 | -1 | -1 | -1 | -1 | -1 | -1 | -1 | -1 | -1 | -1 | -1 | -1 | -1 | -1 | -1 | -1 | -1 | -1
Southern_PGAE_Li_Battery_8hr_170 | caiso-deliverability | Gates_TB_11_offpeak | Operational_New_Capacity_MW | Southern_PGAE_Li_Battery_8hr_170 |  | -1 | -1 | -1 | -1 | -1 | -1 | -1 | -1 | -1 | -1 | -1 | -1 | -1 | -1 | -1 | -1 | -1 | -1 | -1 | -1 | -1 | -1 | -1 | -1 | -1 | -1 | -1 | -1 | -1 | -1 | -1
Southern_PGAE_Li_Battery_8hr_174 | caiso-deliverability | Gates_TB_11_offpeak | Operational_New_Capacity_MW | Southern_PGAE_Li_Battery_8hr_174 |  | -1 | -1 | -1 | -1 | -1 | -1 | -1 | -1 | -1 | -1 | -1 | -1 | -1 | -1 | -1 | -1 | -1 | -1 | -1 | -1 | -1 | -1 | -1 | -1 | -1 | -1 | -1 | -1 | -1 | -1 | -1
Southern_PGAE_Li_Battery_8hr_176 | caiso-deliverability | Gates_TB_11_offpeak | Operational_New_Capacity_MW | Southern_PGAE_Li_Battery_8hr_176 |  | -1 | -1 | -1 | -1 | -1 | -1 | -1 | -1 | -1 | -1 | -1 | -1 | -1 | -1 | -1 | -1 | -1 | -1 | -1 | -1 | -1 | -1 | -1 | -1 | -1 | -1 | -1 | -1 | -1 | -1 | -1
Central_Valley_North_Los_Banos_Wind_154 | caiso-deliverability | Gates_TB_11_offpeak | Operational_New_Capacity_MW | Central_Valley_North_Los_Banos_Wind_154 |  | 0.44 | 0.44 | 0.44 | 0.44 | 0.44 | 0.44 | 0.44 | 0.44 | 0.44 | 0.44 | 0.44 | 0.44 | 0.44 | 0.44 | 0.44 | 0.44 | 0.44 | 0.44 | 0.44 | 0.44 | 0.44 | 0.44 | 0.44 | 0.44 | 0.44 | 0.44 | 0.44 | 0.44 | 0.44 | 0.44 | 0.44
Central_Valley_North_Los_Banos_Wind_162 | caiso-deliverability | Gates_TB_11_offpeak | Operational_New_Capacity_MW | Central_Valley_North_Los_Banos_Wind_162 |  | 0.44 | 0.44 | 0.44 | 0.44 | 0.44 | 0.44 | 0.44 | 0.44 | 0.44 | 0.44 | 0.44 | 0.44 | 0.44 | 0.44 | 0.44 | 0.44 | 0.44 | 0.44 | 0.44 | 0.44 | 0.44 | 0.44 | 0.44 | 0.44 | 0.44 | 0.44 | 0.44 | 0.44 | 0.44 | 0.44 | 0.44
Southern_PGAE_Solar_8 | caiso-deliverability | Gates_TB_11_offpeak | Operational_New_Capacity_MW | Southern_PGAE_Solar_8 |  | 0.79 | 0.79 | 0.79 | 0.79 | 0.79 | 0.79 | 0.79 | 0.79 | 0.79 | 0.79 | 0.79 | 0.79 | 0.79 | 0.79 | 0.79 | 0.79 | 0.79 | 0.79 | 0.79 | 0.79 | 0.79 | 0.79 | 0.79 | 0.79 | 0.79 | 0.79 | 0.79 | 0.79 | 0.79 | 0.79 | 0.79
Southern_PGAE_Solar_22 | caiso-deliverability | Gates_TB_11_offpeak | Operational_New_Capacity_MW | Southern_PGAE_Solar_22 |  | 0.79 | 0.79 | 0.79 | 0.79 | 0.79 | 0.79 | 0.79 | 0.79 | 0.79 | 0.79 | 0.79 | 0.79 | 0.79 | 0.79 | 0.79 | 0.79 | 0.79 | 0.79 | 0.79 | 0.79 | 0.79 | 0.79 | 0.79 | 0.79 | 0.79 | 0.79 | 0.79 | 0.79 | 0.79 | 0.79 | 0.79
Southern_PGAE_Solar_23 | caiso-deliverability | Gates_TB_11_offpeak | Operational_New_Capacity_MW | Southern_PGAE_Solar_23 |  | 0.79 | 0.79 | 0.79 | 0.79 | 0.79 | 0.79 | 0.79 | 0.79 | 0.79 | 0.79 | 0.79 | 0.79 | 0.79 | 0.79 | 0.79 | 0.79 | 0.79 | 0.79 | 0.79 | 0.79 | 0.79 | 0.79 | 0.79 | 0.79 | 0.79 | 0.79 | 0.79 | 0.79 | 0.79 | 0.79 | 0.79
Southern_PGAE_Solar_24 | caiso-deliverability | Gates_TB_11_offpeak | Operational_New_Capacity_MW | Southern_PGAE_Solar_24 |  | 0.79 | 0.79 | 0.79 | 0.79 | 0.79 | 0.79 | 0.79 | 0.79 | 0.79 | 0.79 | 0.79 | 0.79 | 0.79 | 0.79 | 0.79 | 0.79 | 0.79 | 0.79 | 0.79 | 0.79 | 0.79 | 0.79 | 0.79 | 0.79 | 0.79 | 0.79 | 0.79 | 0.79 | 0.79 | 0.79 | 0.79
Southern_PGAE_Solar_33 | caiso-deliverability | Gates_TB_11_offpeak | Operational_New_Capacity_MW | Southern_PGAE_Solar_33 |  | 0.79 | 0.79 | 0.79 | 0.79 | 0.79 | 0.79 | 0.79 | 0.79 | 0.79 | 0.79 | 0.79 | 0.79 | 0.79 | 0.79 | 0.79 | 0.79 | 0.79 | 0.79 | 0.79 | 0.79 | 0.79 | 0.79 | 0.79 | 0.79 | 0.79 | 0.79 | 0.79 | 0.79 | 0.79 | 0.79 | 0.79
Southern_PGAE_Solar_45 | caiso-deliverability | Gates_TB_11_offpeak | Operational_New_Capacity_MW | Southern_PGAE_Solar_45 |  | 0.79 | 0.79 | 0.79 | 0.79 | 0.79 | 0.79 | 0.79 | 0.79 | 0.79 | 0.79 | 0.79 | 0.79 | 0.79 | 0.79 | 0.79 | 0.79 | 0.79 | 0.79 | 0.79 | 0.79 | 0.79 | 0.79 | 0.79 | 0.79 | 0.79 | 0.79 | 0.79 | 0.79 | 0.79 | 0.79 | 0.79
Southern_PGAE_Solar_46 | caiso-deliverability | Gates_TB_11_offpeak | Operational_New_Capacity_MW | Southern_PGAE_Solar_46 |  | 0.79 | 0.79 | 0.79 | 0.79 | 0.79 | 0.79 | 0.79 | 0.79 | 0.79 | 0.79 | 0.79 | 0.79 | 0.79 | 0.79 | 0.79 | 0.79 | 0.79 | 0.79 | 0.79 | 0.79 | 0.79 | 0.79 | 0.79 | 0.79 | 0.79 | 0.79 | 0.79 | 0.79 | 0.79 | 0.79 | 0.79
Southern_PGAE_Solar_49 | caiso-deliverability | Gates_TB_11_offpeak | Operational_New_Capacity_MW | Southern_PGAE_Solar_49 |  | 0.79 | 0.79 | 0.79 | 0.79 | 0.79 | 0.79 | 0.79 | 0.79 | 0.79 | 0.79 | 0.79 | 0.79 | 0.79 | 0.79 | 0.79 | 0.79 | 0.79 | 0.79 | 0.79 | 0.79 | 0.79 | 0.79 | 0.79 | 0.79 | 0.79 | 0.79 | 0.79 | 0.79 | 0.79 | 0.79 | 0.79
Southern_PGAE_Solar_52 | caiso-deliverability | Gates_TB_11_offpeak | Operational_New_Capacity_MW | Southern_PGAE_Solar_52 |  | 0.79 | 0.79 | 0.79 | 0.79 | 0.79 | 0.79 | 0.79 | 0.79 | 0.79 | 0.79 | 0.79 | 0.79 | 0.79 | 0.79 | 0.79 | 0.79 | 0.79 | 0.79 | 0.79 | 0.79 | 0.79 | 0.79 | 0.79 | 0.79 | 0.79 | 0.79 | 0.79 | 0.79 | 0.79 | 0.79 | 0.79
Southern_PGAE_Solar_61 | caiso-deliverability | Gates_TB_11_offpeak | Operational_New_Capacity_MW | Southern_PGAE_Solar_61 |  | 0.79 | 0.79 | 0.79 | 0.79 | 0.79 | 0.79 | 0.79 | 0.79 | 0.79 | 0.79 | 0.79 | 0.79 | 0.79 | 0.79 | 0.79 | 0.79 | 0.79 | 0.79 | 0.79 | 0.79 | 0.79 | 0.79 | 0.79 | 0.79 | 0.79 | 0.79 | 0.79 | 0.79 | 0.79 | 0.79 | 0.79
Southern_PGAE_Solar_69 | caiso-deliverability | Gates_TB_11_offpeak | Operational_New_Capacity_MW | Southern_PGAE_Solar_69 |  | 0.79 | 0.79 | 0.79 | 0.79 | 0.79 | 0.79 | 0.79 | 0.79 | 0.79 | 0.79 | 0.79 | 0.79 | 0.79 | 0.79 | 0.79 | 0.79 | 0.79 | 0.79 | 0.79 | 0.79 | 0.79 | 0.79 | 0.79 | 0.79 | 0.79 | 0.79 | 0.79 | 0.79 | 0.79 | 0.79 | 0.79
Southern_PGAE_Solar_72 | caiso-deliverability | Gates_TB_11_offpeak | Operational_New_Capacity_MW | Southern_PGAE_Solar_72 |  | 0.79 | 0.79 | 0.79 | 0.79 | 0.79 | 0.79 | 0.79 | 0.79 | 0.79 | 0.79 | 0.79 | 0.79 | 0.79 | 0.79 | 0.79 | 0.79 | 0.79 | 0.79 | 0.79 | 0.79 | 0.79 | 0.79 | 0.79 | 0.79 | 0.79 | 0.79 | 0.79 | 0.79 | 0.79 | 0.79 | 0.79
Southern_PGAE_Solar_74 | caiso-deliverability | Gates_TB_11_offpeak | Operational_New_Capacity_MW | Southern_PGAE_Solar_74 |  | 0.79 | 0.79 | 0.79 | 0.79 | 0.79 | 0.79 | 0.79 | 0.79 | 0.79 | 0.79 | 0.79 | 0.79 | 0.79 | 0.79 | 0.79 | 0.79 | 0.79 | 0.79 | 0.79 | 0.79 | 0.79 | 0.79 | 0.79 | 0.79 | 0.79 | 0.79 | 0.79 | 0.79 | 0.79 | 0.79 | 0.79
Southern_PGAE_Solar_75 | caiso-deliverability | Gates_TB_11_offpeak | Operational_New_Capacity_MW | Southern_PGAE_Solar_75 |  | 0.79 | 0.79 | 0.79 | 0.79 | 0.79 | 0.79 | 0.79 | 0.79 | 0.79 | 0.79 | 0.79 | 0.79 | 0.79 | 0.79 | 0.79 | 0.79 | 0.79 | 0.79 | 0.79 | 0.79 | 0.79 | 0.79 | 0.79 | 0.79 | 0.79 | 0.79 | 0.79 | 0.79 | 0.79 | 0.79 | 0.79
Southern_PGAE_Solar_79 | caiso-deliverability | Gates_TB_11_offpeak | Operational_New_Capacity_MW | Southern_PGAE_Solar_79 |  | 0.79 | 0.79 | 0.79 | 0.79 | 0.79 | 0.79 | 0.79 | 0.79 | 0.79 | 0.79 | 0.79 | 0.79 | 0.79 | 0.79 | 0.79 | 0.79 | 0.79 | 0.79 | 0.79 | 0.79 | 0.79 | 0.79 | 0.79 | 0.79 | 0.79 | 0.79 | 0.79 | 0.79 | 0.79 | 0.79 | 0.79
Southern_PGAE_Solar_93 | caiso-deliverability | Gates_TB_11_offpeak | Operational_New_Capacity_MW | Southern_PGAE_Solar_93 |  | 0.79 | 0.79 | 0.79 | 0.79 | 0.79 | 0.79 | 0.79 | 0.79 | 0.79 | 0.79 | 0.79 | 0.79 | 0.79 | 0.79 | 0.79 | 0.79 | 0.79 | 0.79 | 0.79 | 0.79 | 0.79 | 0.79 | 0.79 | 0.79 | 0.79 | 0.79 | 0.79 | 0.79 | 0.79 | 0.79 | 0.79
Southern_PGAE_Solar_98 | caiso-deliverability | Gates_TB_11_offpeak | Operational_New_Capacity_MW | Southern_PGAE_Solar_98 |  | 0.79 | 0.79 | 0.79 | 0.79 | 0.79 | 0.79 | 0.79 | 0.79 | 0.79 | 0.79 | 0.79 | 0.79 | 0.79 | 0.79 | 0.79 | 0.79 | 0.79 | 0.79 | 0.79 | 0.79 | 0.79 | 0.79 | 0.79 | 0.79 | 0.79 | 0.79 | 0.79 | 0.79 | 0.79 | 0.79 | 0.79
Southern_PGAE_Solar_102 | caiso-deliverability | Gates_TB_11_offpeak | Operational_New_Capacity_MW | Southern_PGAE_Solar_102 |  | 0.79 | 0.79 | 0.79 | 0.79 | 0.79 | 0.79 | 0.79 | 0.79 | 0.79 | 0.79 | 0.79 | 0.79 | 0.79 | 0.79 | 0.79 | 0.79 | 0.79 | 0.79 | 0.79 | 0.79 | 0.79 | 0.79 | 0.79 | 0.79 | 0.79 | 0.79 | 0.79 | 0.79 | 0.79 | 0.79 | 0.79
Southern_PGAE_Solar_109 | caiso-deliverability | Gates_TB_11_offpeak | Operational_New_Capacity_MW | Southern_PGAE_Solar_109 |  | 0.79 | 0.79 | 0.79 | 0.79 | 0.79 | 0.79 | 0.79 | 0.79 | 0.79 | 0.79 | 0.79 | 0.79 | 0.79 | 0.79 | 0.79 | 0.79 | 0.79 | 0.79 | 0.79 | 0.79 | 0.79 | 0.79 | 0.79 | 0.79 | 0.79 | 0.79 | 0.79 | 0.79 | 0.79 | 0.79 | 0.79
Southern_PGAE_Solar_117 | caiso-deliverability | Gates_TB_11_offpeak | Operational_New_Capacity_MW | Southern_PGAE_Solar_117 |  | 0.79 | 0.79 | 0.79 | 0.79 | 0.79 | 0.79 | 0.79 | 0.79 | 0.79 | 0.79 | 0.79 | 0.79 | 0.79 | 0.79 | 0.79 | 0.79 | 0.79 | 0.79 | 0.79 | 0.79 | 0.79 | 0.79 | 0.79 | 0.79 | 0.79 | 0.79 | 0.79 | 0.79 | 0.79 | 0.79 | 0.79
Southern_PGAE_Solar_118 | caiso-deliverability | Gates_TB_11_offpeak | Operational_New_Capacity_MW | Southern_PGAE_Solar_118 |  | 0.79 | 0.79 | 0.79 | 0.79 | 0.79 | 0.79 | 0.79 | 0.79 | 0.79 | 0.79 | 0.79 | 0.79 | 0.79 | 0.79 | 0.79 | 0.79 | 0.79 | 0.79 | 0.79 | 0.79 | 0.79 | 0.79 | 0.79 | 0.79 | 0.79 | 0.79 | 0.79 | 0.79 | 0.79 | 0.79 | 0.79
Southern_PGAE_Solar_124 | caiso-deliverability | Gates_TB_11_offpeak | Operational_New_Capacity_MW | Southern_PGAE_Solar_124 |  | 0.79 | 0.79 | 0.79 | 0.79 | 0.79 | 0.79 | 0.79 | 0.79 | 0.79 | 0.79 | 0.79 | 0.79 | 0.79 | 0.79 | 0.79 | 0.79 | 0.79 | 0.79 | 0.79 | 0.79 | 0.79 | 0.79 | 0.79 | 0.79 | 0.79 | 0.79 | 0.79 | 0.79 | 0.79 | 0.79 | 0.79
Southern_PGAE_Solar_139 | caiso-deliverability | Gates_TB_11_offpeak | Operational_New_Capacity_MW | Southern_PGAE_Solar_139 |  | 0.79 | 0.79 | 0.79 | 0.79 | 0.79 | 0.79 | 0.79 | 0.79 | 0.79 | 0.79 | 0.79 | 0.79 | 0.79 | 0.79 | 0.79 | 0.79 | 0.79 | 0.79 | 0.79 | 0.79 | 0.79 | 0.79 | 0.79 | 0.79 | 0.79 | 0.79 | 0.79 | 0.79 | 0.79 | 0.79 | 0.79
Southern_PGAE_Solar_140 | caiso-deliverability | Gates_TB_11_offpeak | Operational_New_Capacity_MW | Southern_PGAE_Solar_140 |  | 0.79 | 0.79 | 0.79 | 0.79 | 0.79 | 0.79 | 0.79 | 0.79 | 0.79 | 0.79 | 0.79 | 0.79 | 0.79 | 0.79 | 0.79 | 0.79 | 0.79 | 0.79 | 0.79 | 0.79 | 0.79 | 0.79 | 0.79 | 0.79 | 0.79 | 0.79 | 0.79 | 0.79 | 0.79 | 0.79 | 0.79
Southern_PGAE_Solar_151 | caiso-deliverability | Gates_TB_11_offpeak | Operational_New_Capacity_MW | Southern_PGAE_Solar_151 |  | 0.79 | 0.79 | 0.79 | 0.79 | 0.79 | 0.79 | 0.79 | 0.79 | 0.79 | 0.79 | 0.79 | 0.79 | 0.79 | 0.79 | 0.79 | 0.79 | 0.79 | 0.79 | 0.79 | 0.79 | 0.79 | 0.79 | 0.79 | 0.79 | 0.79 | 0.79 | 0.79 | 0.79 | 0.79 | 0.79 | 0.79
Southern_PGAE_Solar_154 | caiso-deliverability | Gates_TB_11_offpeak | Operational_New_Capacity_MW | Southern_PGAE_Solar_154 |  | 0.79 | 0.79 | 0.79 | 0.79 | 0.79 | 0.79 | 0.79 | 0.79 | 0.79 | 0.79 | 0.79 | 0.79 | 0.79 | 0.79 | 0.79 | 0.79 | 0.79 | 0.79 | 0.79 | 0.79 | 0.79 | 0.79 | 0.79 | 0.79 | 0.79 | 0.79 | 0.79 | 0.79 | 0.79 | 0.79 | 0.79
Southern_PGAE_Solar_161 | caiso-deliverability | Gates_TB_11_offpeak | Operational_New_Capacity_MW | Southern_PGAE_Solar_161 |  | 0.79 | 0.79 | 0.79 | 0.79 | 0.79 | 0.79 | 0.79 | 0.79 | 0.79 | 0.79 | 0.79 | 0.79 | 0.79 | 0.79 | 0.79 | 0.79 | 0.79 | 0.79 | 0.79 | 0.79 | 0.79 | 0.79 | 0.79 | 0.79 | 0.79 | 0.79 | 0.79 | 0.79 | 0.79 | 0.79 | 0.79
Southern_PGAE_Solar_162 | caiso-deliverability | Gates_TB_11_offpeak | Operational_New_Capacity_MW | Southern_PGAE_Solar_162 |  | 0.79 | 0.79 | 0.79 | 0.79 | 0.79 | 0.79 | 0.79 | 0.79 | 0.79 | 0.79 | 0.79 | 0.79 | 0.79 | 0.79 | 0.79 | 0.79 | 0.79 | 0.79 | 0.79 | 0.79 | 0.79 | 0.79 | 0.79 | 0.79 | 0.79 | 0.79 | 0.79 | 0.79 | 0.79 | 0.79 | 0.79
Southern_PGAE_Solar_163 | caiso-deliverability | Gates_TB_11_offpeak | Operational_New_Capacity_MW | Southern_PGAE_Solar_163 |  | 0.79 | 0.79 | 0.79 | 0.79 | 0.79 | 0.79 | 0.79 | 0.79 | 0.79 | 0.79 | 0.79 | 0.79 | 0.79 | 0.79 | 0.79 | 0.79 | 0.79 | 0.79 | 0.79 | 0.79 | 0.79 | 0.79 | 0.79 | 0.79 | 0.79 | 0.79 | 0.79 | 0.79 | 0.79 | 0.79 | 0.79
Southern_PGAE_Solar_164 | caiso-deliverability | Gates_TB_11_offpeak | Operational_New_Capacity_MW | Southern_PGAE_Solar_164 |  | 0.79 | 0.79 | 0.79 | 0.79 | 0.79 | 0.79 | 0.79 | 0.79 | 0.79 | 0.79 | 0.79 | 0.79 | 0.79 | 0.79 | 0.79 | 0.79 | 0.79 | 0.79 | 0.79 | 0.79 | 0.79 | 0.79 | 0.79 | 0.79 | 0.79 | 0.79 | 0.79 | 0.79 | 0.79 | 0.79 | 0.79
Southern_PGAE_Solar_165 | caiso-deliverability | Gates_TB_11_offpeak | Operational_New_Capacity_MW | Southern_PGAE_Solar_165 |  | 0.79 | 0.79 | 0.79 | 0.79 | 0.79 | 0.79 | 0.79 | 0.79 | 0.79 | 0.79 | 0.79 | 0.79 | 0.79 | 0.79 | 0.79 | 0.79 | 0.79 | 0.79 | 0.79 | 0.79 | 0.79 | 0.79 | 0.79 | 0.79 | 0.79 | 0.79 | 0.79 | 0.79 | 0.79 | 0.79 | 0.79
Southern_PGAE_Solar_168 | caiso-deliverability | Gates_TB_11_offpeak | Operational_New_Capacity_MW | Southern_PGAE_Solar_168 |  | 0.79 | 0.79 | 0.79 | 0.79 | 0.79 | 0.79 | 0.79 | 0.79 | 0.79 | 0.79 | 0.79 | 0.79 | 0.79 | 0.79 | 0.79 | 0.79 | 0.79 | 0.79 | 0.79 | 0.79 | 0.79 | 0.79 | 0.79 | 0.79 | 0.79 | 0.79 | 0.79 | 0.79 | 0.79 | 0.79 | 0.79
Southern_PGAE_Solar_169 | caiso-deliverability | Gates_TB_11_offpeak | Operational_New_Capacity_MW | Southern_PGAE_Solar_169 |  | 0.79 | 0.79 | 0.79 | 0.79 | 0.79 | 0.79 | 0.79 | 0.79 | 0.79 | 0.79 | 0.79 | 0.79 | 0.79 | 0.79 | 0.79 | 0.79 | 0.79 | 0.79 | 0.79 | 0.79 | 0.79 | 0.79 | 0.79 | 0.79 | 0.79 | 0.79 | 0.79 | 0.79 | 0.79 | 0.79 | 0.79
Southern_PGAE_Solar_170 | caiso-deliverability | Gates_TB_11_offpeak | Operational_New_Capacity_MW | Southern_PGAE_Solar_170 |  | 0.79 | 0.79 | 0.79 | 0.79 | 0.79 | 0.79 | 0.79 | 0.79 | 0.79 | 0.79 | 0.79 | 0.79 | 0.79 | 0.79 | 0.79 | 0.79 | 0.79 | 0.79 | 0.79 | 0.79 | 0.79 | 0.79 | 0.79 | 0.79 | 0.79 | 0.79 | 0.79 | 0.79 | 0.79 | 0.79 | 0.79
Southern_PGAE_Solar_174 | caiso-deliverability | Gates_TB_11_offpeak | Operational_New_Capacity_MW | Southern_PGAE_Solar_174 |  | 0.79 | 0.79 | 0.79 | 0.79 | 0.79 | 0.79 | 0.79 | 0.79 | 0.79 | 0.79 | 0.79 | 0.79 | 0.79 | 0.79 | 0.79 | 0.79 | 0.79 | 0.79 | 0.79 | 0.79 | 0.79 | 0.79 | 0.79 | 0.79 | 0.79 | 0.79 | 0.79 | 0.79 | 0.79 | 0.79 | 0.79
Southern_PGAE_Solar_176 | caiso-deliverability | Gates_TB_11_offpeak | Operational_New_Capacity_MW | Southern_PGAE_Solar_176 |  | 0.79 | 0.79 | 0.79 | 0.79 | 0.79 | 0.79 | 0.79 | 0.79 | 0.79 | 0.79 | 0.79 | 0.79 | 0.79 | 0.79 | 0.79 | 0.79 | 0.79 | 0.79 | 0.79 | 0.79 | 0.79 | 0.79 | 0.79 | 0.79 | 0.79 | 0.79 | 0.79 | 0.79 | 0.79 | 0.79 | 0.79
Gates_TB_13_group | caiso-deliverability | Gates_TB_11_offpeak | Operational_New_Capacity_MW | Gates_TB_13_group |  | -0.38414 | -0.38414 | -0.38414 | -0.38414 | -0.38414 | -0.38414 | -0.38414 | -0.38414 | -0.38414 | -0.38414 | -0.38414 | -0.38414 | -0.38414 | -0.38414 | -0.38414 | -0.38414 | -0.38414 | -0.38414 | -0.38414 | -0.38414 | -0.38414 | -0.38414 | -0.38414 | -0.38414 | -0.38414 | -0.38414 | -0.38414 | -0.38414 | -0.38414 | -0.38414 | -0.38414
Southern_PGAE_Flow_Battery_8 | caiso-deliverability | Gates_TB_11_SSN | Reliability_Capacity_In_Model_Year | System RA | Southern_PGAE_Flow_Battery_8 | 0.5 | 0.5 | 0.5 | 0.5 | 0.5 | 0.5 | 0.5 | 0.5 | 0.5 | 0.5 | 0.5 | 0.5 | 0.5 | 0.5 | 0.5 | 0.5 | 0.5 | 0.5 | 0.5 | 0.5 | 0.5 | 0.5 | 0.5 | 0.5 | 0.5 | 0.5 | 0.5 | 0.5 | 0.5 | 0.5 | 0.5
Southern_PGAE_Flow_Battery_22 | caiso-deliverability | Gates_TB_11_SSN | Reliability_Capacity_In_Model_Year | System RA | Southern_PGAE_Flow_Battery_22 | 0.5 | 0.5 | 0.5 | 0.5 | 0.5 | 0.5 | 0.5 | 0.5 | 0.5 | 0.5 | 0.5 | 0.5 | 0.5 | 0.5 | 0.5 | 0.5 | 0.5 | 0.5 | 0.5 | 0.5 | 0.5 | 0.5 | 0.5 | 0.5 | 0.5 | 0.5 | 0.5 | 0.5 | 0.5 | 0.5 | 0.5
Southern_PGAE_Flow_Battery_23 | caiso-deliverability | Gates_TB_11_SSN | Reliability_Capacity_In_Model_Year | System RA | Southern_PGAE_Flow_Battery_23 | 0.5 | 0.5 | 0.5 | 0.5 | 0.5 | 0.5 | 0.5 | 0.5 | 0.5 | 0.5 | 0.5 | 0.5 | 0.5 | 0.5 | 0.5 | 0.5 | 0.5 | 0.5 | 0.5 | 0.5 | 0.5 | 0.5 | 0.5 | 0.5 | 0.5 | 0.5 | 0.5 | 0.5 | 0.5 | 0.5 | 0.5
Southern_PGAE_Flow_Battery_24 | caiso-deliverability | Gates_TB_11_SSN | Reliability_Capacity_In_Model_Year | System RA | Southern_PGAE_Flow_Battery_24 | 0.5 | 0.5 | 0.5 | 0.5 | 0.5 | 0.5 | 0.5 | 0.5 | 0.5 | 0.5 | 0.5 | 0.5 | 0.5 | 0.5 | 0.5 | 0.5 | 0.5 | 0.5 | 0.5 | 0.5 | 0.5 | 0.5 | 0.5 | 0.5 | 0.5 | 0.5 | 0.5 | 0.5 | 0.5 | 0.5 | 0.5
Southern_PGAE_Flow_Battery_33 | caiso-deliverability | Gates_TB_11_SSN | Reliability_Capacity_In_Model_Year | System RA | Southern_PGAE_Flow_Battery_33 | 0.5 | 0.5 | 0.5 | 0.5 | 0.5 | 0.5 | 0.5 | 0.5 | 0.5 | 0.5 | 0.5 | 0.5 | 0.5 | 0.5 | 0.5 | 0.5 | 0.5 | 0.5 | 0.5 | 0.5 | 0.5 | 0.5 | 0.5 | 0.5 | 0.5 | 0.5 | 0.5 | 0.5 | 0.5 | 0.5 | 0.5
Southern_PGAE_Flow_Battery_45 | caiso-deliverability | Gates_TB_11_SSN | Reliability_Capacity_In_Model_Year | System RA | Southern_PGAE_Flow_Battery_45 | 0.5 | 0.5 | 0.5 | 0.5 | 0.5 | 0.5 | 0.5 | 0.5 | 0.5 | 0.5 | 0.5 | 0.5 | 0.5 | 0.5 | 0.5 | 0.5 | 0.5 | 0.5 | 0.5 | 0.5 | 0.5 | 0.5 | 0.5 | 0.5 | 0.5 | 0.5 | 0.5 | 0.5 | 0.5 | 0.5 | 0.5
Southern_PGAE_Flow_Battery_46 | caiso-deliverability | Gates_TB_11_SSN | Reliability_Capacity_In_Model_Year | System RA | Southern_PGAE_Flow_Battery_46 | 0.5 | 0.5 | 0.5 | 0.5 | 0.5 | 0.5 | 0.5 | 0.5 | 0.5 | 0.5 | 0.5 | 0.5 | 0.5 | 0.5 | 0.5 | 0.5 | 0.5 | 0.5 | 0.5 | 0.5 | 0.5 | 0.5 | 0.5 | 0.5 | 0.5 | 0.5 | 0.5 | 0.5 | 0.5 | 0.5 | 0.5
Southern_PGAE_Flow_Battery_49 | caiso-deliverability | Gates_TB_11_SSN | Reliability_Capacity_In_Model_Year | System RA | Southern_PGAE_Flow_Battery_49 | 0.5 | 0.5 | 0.5 | 0.5 | 0.5 | 0.5 | 0.5 | 0.5 | 0.5 | 0.5 | 0.5 | 0.5 | 0.5 | 0.5 | 0.5 | 0.5 | 0.5 | 0.5 | 0.5 | 0.5 | 0.5 | 0.5 | 0.5 | 0.5 | 0.5 | 0.5 | 0.5 | 0.5 | 0.5 | 0.5 | 0.5
Southern_PGAE_Flow_Battery_52 | caiso-deliverability | Gates_TB_11_SSN | Reliability_Capacity_In_Model_Year | System RA | Southern_PGAE_Flow_Battery_52 | 0.5 | 0.5 | 0.5 | 0.5 | 0.5 | 0.5 | 0.5 | 0.5 | 0.5 | 0.5 | 0.5 | 0.5 | 0.5 | 0.5 | 0.5 | 0.5 | 0.5 | 0.5 | 0.5 | 0.5 | 0.5 | 0.5 | 0.5 | 0.5 | 0.5 | 0.5 | 0.5 | 0.5 | 0.5 | 0.5 | 0.5
Southern_PGAE_Flow_Battery_61 | caiso-deliverability | Gates_TB_11_SSN | Reliability_Capacity_In_Model_Year | System RA | Southern_PGAE_Flow_Battery_61 | 0.5 | 0.5 | 0.5 | 0.5 | 0.5 | 0.5 | 0.5 | 0.5 | 0.5 | 0.5 | 0.5 | 0.5 | 0.5 | 0.5 | 0.5 | 0.5 | 0.5 | 0.5 | 0.5 | 0.5 | 0.5 | 0.5 | 0.5 | 0.5 | 0.5 | 0.5 | 0.5 | 0.5 | 0.5 | 0.5 | 0.5
Southern_PGAE_Flow_Battery_69 | caiso-deliverability | Gates_TB_11_SSN | Reliability_Capacity_In_Model_Year | System RA | Southern_PGAE_Flow_Battery_69 | 0.5 | 0.5 | 0.5 | 0.5 | 0.5 | 0.5 | 0.5 | 0.5 | 0.5 | 0.5 | 0.5 | 0.5 | 0.5 | 0.5 | 0.5 | 0.5 | 0.5 | 0.5 | 0.5 | 0.5 | 0.5 | 0.5 | 0.5 | 0.5 | 0.5 | 0.5 | 0.5 | 0.5 | 0.5 | 0.5 | 0.5
Southern_PGAE_Flow_Battery_72 | caiso-deliverability | Gates_TB_11_SSN | Reliability_Capacity_In_Model_Year | System RA | Southern_PGAE_Flow_Battery_72 | 0.5 | 0.5 | 0.5 | 0.5 | 0.5 | 0.5 | 0.5 | 0.5 | 0.5 | 0.5 | 0.5 | 0.5 | 0.5 | 0.5 | 0.5 | 0.5 | 0.5 | 0.5 | 0.5 | 0.5 | 0.5 | 0.5 | 0.5 | 0.5 | 0.5 | 0.5 | 0.5 | 0.5 | 0.5 | 0.5 | 0.5
Southern_PGAE_Flow_Battery_74 | caiso-deliverability | Gates_TB_11_SSN | Reliability_Capacity_In_Model_Year | System RA | Southern_PGAE_Flow_Battery_74 | 0.5 | 0.5 | 0.5 | 0.5 | 0.5 | 0.5 | 0.5 | 0.5 | 0.5 | 0.5 | 0.5 | 0.5 | 0.5 | 0.5 | 0.5 | 0.5 | 0.5 | 0.5 | 0.5 | 0.5 | 0.5 | 0.5 | 0.5 | 0.5 | 0.5 | 0.5 | 0.5 | 0.5 | 0.5 | 0.5 | 0.5
Southern_PGAE_Flow_Battery_75 | caiso-deliverability | Gates_TB_11_SSN | Reliability_Capacity_In_Model_Year | System RA | Southern_PGAE_Flow_Battery_75 | 0.5 | 0.5 | 0.5 | 0.5 | 0.5 | 0.5 | 0.5 | 0.5 | 0.5 | 0.5 | 0.5 | 0.5 | 0.5 | 0.5 | 0.5 | 0.5 | 0.5 | 0.5 | 0.5 | 0.5 | 0.5 | 0.5 | 0.5 | 0.5 | 0.5 | 0.5 | 0.5 | 0.5 | 0.5 | 0.5 | 0.5
Southern_PGAE_Flow_Battery_79 | caiso-deliverability | Gates_TB_11_SSN | Reliability_Capacity_In_Model_Year | System RA | Southern_PGAE_Flow_Battery_79 | 0.5 | 0.5 | 0.5 | 0.5 | 0.5 | 0.5 | 0.5 | 0.5 | 0.5 | 0.5 | 0.5 | 0.5 | 0.5 | 0.5 | 0.5 | 0.5 | 0.5 | 0.5 | 0.5 | 0.5 | 0.5 | 0.5 | 0.5 | 0.5 | 0.5 | 0.5 | 0.5 | 0.5 | 0.5 | 0.5 | 0.5
Southern_PGAE_Flow_Battery_93 | caiso-deliverability | Gates_TB_11_SSN | Reliability_Capacity_In_Model_Year | System RA | Southern_PGAE_Flow_Battery_93 | 0.5 | 0.5 | 0.5 | 0.5 | 0.5 | 0.5 | 0.5 | 0.5 | 0.5 | 0.5 | 0.5 | 0.5 | 0.5 | 0.5 | 0.5 | 0.5 | 0.5 | 0.5 | 0.5 | 0.5 | 0.5 | 0.5 | 0.5 | 0.5 | 0.5 | 0.5 | 0.5 | 0.5 | 0.5 | 0.5 | 0.5
Southern_PGAE_Flow_Battery_98 | caiso-deliverability | Gates_TB_11_SSN | Reliability_Capacity_In_Model_Year | System RA | Southern_PGAE_Flow_Battery_98 | 0.5 | 0.5 | 0.5 | 0.5 | 0.5 | 0.5 | 0.5 | 0.5 | 0.5 | 0.5 | 0.5 | 0.5 | 0.5 | 0.5 | 0.5 | 0.5 | 0.5 | 0.5 | 0.5 | 0.5 | 0.5 | 0.5 | 0.5 | 0.5 | 0.5 | 0.5 | 0.5 | 0.5 | 0.5 | 0.5 | 0.5
Southern_PGAE_Flow_Battery_102 | caiso-deliverability | Gates_TB_11_SSN | Reliability_Capacity_In_Model_Year | System RA | Southern_PGAE_Flow_Battery_102 | 0.5 | 0.5 | 0.5 | 0.5 | 0.5 | 0.5 | 0.5 | 0.5 | 0.5 | 0.5 | 0.5 | 0.5 | 0.5 | 0.5 | 0.5 | 0.5 | 0.5 | 0.5 | 0.5 | 0.5 | 0.5 | 0.5 | 0.5 | 0.5 | 0.5 | 0.5 | 0.5 | 0.5 | 0.5 | 0.5 | 0.5
Southern_PGAE_Flow_Battery_109 | caiso-deliverability | Gates_TB_11_SSN | Reliability_Capacity_In_Model_Year | System RA | Southern_PGAE_Flow_Battery_109 | 0.5 | 0.5 | 0.5 | 0.5 | 0.5 | 0.5 | 0.5 | 0.5 | 0.5 | 0.5 | 0.5 | 0.5 | 0.5 | 0.5 | 0.5 | 0.5 | 0.5 | 0.5 | 0.5 | 0.5 | 0.5 | 0.5 | 0.5 | 0.5 | 0.5 | 0.5 | 0.5 | 0.5 | 0.5 | 0.5 | 0.5
Southern_PGAE_Flow_Battery_117 | caiso-deliverability | Gates_TB_11_SSN | Reliability_Capacity_In_Model_Year | System RA | Southern_PGAE_Flow_Battery_117 | 0.5 | 0.5 | 0.5 | 0.5 | 0.5 | 0.5 | 0.5 | 0.5 | 0.5 | 0.5 | 0.5 | 0.5 | 0.5 | 0.5 | 0.5 | 0.5 | 0.5 | 0.5 | 0.5 | 0.5 | 0.5 | 0.5 | 0.5 | 0.5 | 0.5 | 0.5 | 0.5 | 0.5 | 0.5 | 0.5 | 0.5
Southern_PGAE_Flow_Battery_118 | caiso-deliverability | Gates_TB_11_SSN | Reliability_Capacity_In_Model_Year | System RA | Southern_PGAE_Flow_Battery_118 | 0.5 | 0.5 | 0.5 | 0.5 | 0.5 | 0.5 | 0.5 | 0.5 | 0.5 | 0.5 | 0.5 | 0.5 | 0.5 | 0.5 | 0.5 | 0.5 | 0.5 | 0.5 | 0.5 | 0.5 | 0.5 | 0.5 | 0.5 | 0.5 | 0.5 | 0.5 | 0.5 | 0.5 | 0.5 | 0.5 | 0.5
Southern_PGAE_Flow_Battery_124 | caiso-deliverability | Gates_TB_11_SSN | Reliability_Capacity_In_Model_Year | System RA | Southern_PGAE_Flow_Battery_124 | 0.5 | 0.5 | 0.5 | 0.5 | 0.5 | 0.5 | 0.5 | 0.5 | 0.5 | 0.5 | 0.5 | 0.5 | 0.5 | 0.5 | 0.5 | 0.5 | 0.5 | 0.5 | 0.5 | 0.5 | 0.5 | 0.5 | 0.5 | 0.5 | 0.5 | 0.5 | 0.5 | 0.5 | 0.5 | 0.5 | 0.5
Southern_PGAE_Flow_Battery_139 | caiso-deliverability | Gates_TB_11_SSN | Reliability_Capacity_In_Model_Year | System RA | Southern_PGAE_Flow_Battery_139 | 0.5 | 0.5 | 0.5 | 0.5 | 0.5 | 0.5 | 0.5 | 0.5 | 0.5 | 0.5 | 0.5 | 0.5 | 0.5 | 0.5 | 0.5 | 0.5 | 0.5 | 0.5 | 0.5 | 0.5 | 0.5 | 0.5 | 0.5 | 0.5 | 0.5 | 0.5 | 0.5 | 0.5 | 0.5 | 0.5 | 0.5
Southern_PGAE_Flow_Battery_140 | caiso-deliverability | Gates_TB_11_SSN | Reliability_Capacity_In_Model_Year | System RA | Southern_PGAE_Flow_Battery_140 | 0.5 | 0.5 | 0.5 | 0.5 | 0.5 | 0.5 | 0.5 | 0.5 | 0.5 | 0.5 | 0.5 | 0.5 | 0.5 | 0.5 | 0.5 | 0.5 | 0.5 | 0.5 | 0.5 | 0.5 | 0.5 | 0.5 | 0.5 | 0.5 | 0.5 | 0.5 | 0.5 | 0.5 | 0.5 | 0.5 | 0.5
Southern_PGAE_Flow_Battery_151 | caiso-deliverability | Gates_TB_11_SSN | Reliability_Capacity_In_Model_Year | System RA | Southern_PGAE_Flow_Battery_151 | 0.5 | 0.5 | 0.5 | 0.5 | 0.5 | 0.5 | 0.5 | 0.5 | 0.5 | 0.5 | 0.5 | 0.5 | 0.5 | 0.5 | 0.5 | 0.5 | 0.5 | 0.5 | 0.5 | 0.5 | 0.5 | 0.5 | 0.5 | 0.5 | 0.5 | 0.5 | 0.5 | 0.5 | 0.5 | 0.5 | 0.5
Southern_PGAE_Flow_Battery_154 | caiso-deliverability | Gates_TB_11_SSN | Reliability_Capacity_In_Model_Year | System RA | Southern_PGAE_Flow_Battery_154 | 0.5 | 0.5 | 0.5 | 0.5 | 0.5 | 0.5 | 0.5 | 0.5 | 0.5 | 0.5 | 0.5 | 0.5 | 0.5 | 0.5 | 0.5 | 0.5 | 0.5 | 0.5 | 0.5 | 0.5 | 0.5 | 0.5 | 0.5 | 0.5 | 0.5 | 0.5 | 0.5 | 0.5 | 0.5 | 0.5 | 0.5
Southern_PGAE_Flow_Battery_161 | caiso-deliverability | Gates_TB_11_SSN | Reliability_Capacity_In_Model_Year | System RA | Southern_PGAE_Flow_Battery_161 | 0.5 | 0.5 | 0.5 | 0.5 | 0.5 | 0.5 | 0.5 | 0.5 | 0.5 | 0.5 | 0.5 | 0.5 | 0.5 | 0.5 | 0.5 | 0.5 | 0.5 | 0.5 | 0.5 | 0.5 | 0.5 | 0.5 | 0.5 | 0.5 | 0.5 | 0.5 | 0.5 | 0.5 | 0.5 | 0.5 | 0.5
Southern_PGAE_Flow_Battery_162 | caiso-deliverability | Gates_TB_11_SSN | Reliability_Capacity_In_Model_Year | System RA | Southern_PGAE_Flow_Battery_162 | 0.5 | 0.5 | 0.5 | 0.5 | 0.5 | 0.5 | 0.5 | 0.5 | 0.5 | 0.5 | 0.5 | 0.5 | 0.5 | 0.5 | 0.5 | 0.5 | 0.5 | 0.5 | 0.5 | 0.5 | 0.5 | 0.5 | 0.5 | 0.5 | 0.5 | 0.5 | 0.5 | 0.5 | 0.5 | 0.5 | 0.5
Southern_PGAE_Flow_Battery_163 | caiso-deliverability | Gates_TB_11_SSN | Reliability_Capacity_In_Model_Year | System RA | Southern_PGAE_Flow_Battery_163 | 0.5 | 0.5 | 0.5 | 0.5 | 0.5 | 0.5 | 0.5 | 0.5 | 0.5 | 0.5 | 0.5 | 0.5 | 0.5 | 0.5 | 0.5 | 0.5 | 0.5 | 0.5 | 0.5 | 0.5 | 0.5 | 0.5 | 0.5 | 0.5 | 0.5 | 0.5 | 0.5 | 0.5 | 0.5 | 0.5 | 0.5
Southern_PGAE_Flow_Battery_164 | caiso-deliverability | Gates_TB_11_SSN | Reliability_Capacity_In_Model_Year | System RA | Southern_PGAE_Flow_Battery_164 | 0.5 | 0.5 | 0.5 | 0.5 | 0.5 | 0.5 | 0.5 | 0.5 | 0.5 | 0.5 | 0.5 | 0.5 | 0.5 | 0.5 | 0.5 | 0.5 | 0.5 | 0.5 | 0.5 | 0.5 | 0.5 | 0.5 | 0.5 | 0.5 | 0.5 | 0.5 | 0.5 | 0.5 | 0.5 | 0.5 | 0.5
Southern_PGAE_Flow_Battery_165 | caiso-deliverability | Gates_TB_11_SSN | Reliability_Capacity_In_Model_Year | System RA | Southern_PGAE_Flow_Battery_165 | 0.5 | 0.5 | 0.5 | 0.5 | 0.5 | 0.5 | 0.5 | 0.5 | 0.5 | 0.5 | 0.5 | 0.5 | 0.5 | 0.5 | 0.5 | 0.5 | 0.5 | 0.5 | 0.5 | 0.5 | 0.5 | 0.5 | 0.5 | 0.5 | 0.5 | 0.5 | 0.5 | 0.5 | 0.5 | 0.5 | 0.5
Southern_PGAE_Flow_Battery_168 | caiso-deliverability | Gates_TB_11_SSN | Reliability_Capacity_In_Model_Year | System RA | Southern_PGAE_Flow_Battery_168 | 0.5 | 0.5 | 0.5 | 0.5 | 0.5 | 0.5 | 0.5 | 0.5 | 0.5 | 0.5 | 0.5 | 0.5 | 0.5 | 0.5 | 0.5 | 0.5 | 0.5 | 0.5 | 0.5 | 0.5 | 0.5 | 0.5 | 0.5 | 0.5 | 0.5 | 0.5 | 0.5 | 0.5 | 0.5 | 0.5 | 0.5
Southern_PGAE_Flow_Battery_169 | caiso-deliverability | Gates_TB_11_SSN | Reliability_Capacity_In_Model_Year | System RA | Southern_PGAE_Flow_Battery_169 | 0.5 | 0.5 | 0.5 | 0.5 | 0.5 | 0.5 | 0.5 | 0.5 | 0.5 | 0.5 | 0.5 | 0.5 | 0.5 | 0.5 | 0.5 | 0.5 | 0.5 | 0.5 | 0.5 | 0.5 | 0.5 | 0.5 | 0.5 | 0.5 | 0.5 | 0.5 | 0.5 | 0.5 | 0.5 | 0.5 | 0.5
Southern_PGAE_Flow_Battery_170 | caiso-deliverability | Gates_TB_11_SSN | Reliability_Capacity_In_Model_Year | System RA | Southern_PGAE_Flow_Battery_170 | 0.5 | 0.5 | 0.5 | 0.5 | 0.5 | 0.5 | 0.5 | 0.5 | 0.5 | 0.5 | 0.5 | 0.5 | 0.5 | 0.5 | 0.5 | 0.5 | 0.5 | 0.5 | 0.5 | 0.5 | 0.5 | 0.5 | 0.5 | 0.5 | 0.5 | 0.5 | 0.5 | 0.5 | 0.5 | 0.5 | 0.5
Southern_PGAE_Flow_Battery_174 | caiso-deliverability | Gates_TB_11_SSN | Reliability_Capacity_In_Model_Year | System RA | Southern_PGAE_Flow_Battery_174 | 0.5 | 0.5 | 0.5 | 0.5 | 0.5 | 0.5 | 0.5 | 0.5 | 0.5 | 0.5 | 0.5 | 0.5 | 0.5 | 0.5 | 0.5 | 0.5 | 0.5 | 0.5 | 0.5 | 0.5 | 0.5 | 0.5 | 0.5 | 0.5 | 0.5 | 0.5 | 0.5 | 0.5 | 0.5 | 0.5 | 0.5
Southern_PGAE_Flow_Battery_176 | caiso-deliverability | Gates_TB_11_SSN | Reliability_Capacity_In_Model_Year | System RA | Southern_PGAE_Flow_Battery_176 | 0.5 | 0.5 | 0.5 | 0.5 | 0.5 | 0.5 | 0.5 | 0.5 | 0.5 | 0.5 | 0.5 | 0.5 | 0.5 | 0.5 | 0.5 | 0.5 | 0.5 | 0.5 | 0.5 | 0.5 | 0.5 | 0.5 | 0.5 | 0.5 | 0.5 | 0.5 | 0.5 | 0.5 | 0.5 | 0.5 | 0.5
Southern_PGAE_Li_Battery_4hr_8 | caiso-deliverability | Gates_TB_11_SSN | Reliability_Capacity_In_Model_Year | System RA | Southern_PGAE_Li_Battery_4hr_8 | 0.5 | 0.5 | 0.5 | 0.5 | 0.5 | 0.5 | 0.5 | 0.5 | 0.5 | 0.5 | 0.5 | 0.5 | 0.5 | 0.5 | 0.5 | 0.5 | 0.5 | 0.5 | 0.5 | 0.5 | 0.5 | 0.5 | 0.5 | 0.5 | 0.5 | 0.5 | 0.5 | 0.5 | 0.5 | 0.5 | 0.5
Southern_PGAE_Li_Battery_4hr_22 | caiso-deliverability | Gates_TB_11_SSN | Reliability_Capacity_In_Model_Year | System RA | Southern_PGAE_Li_Battery_4hr_22 | 0.5 | 0.5 | 0.5 | 0.5 | 0.5 | 0.5 | 0.5 | 0.5 | 0.5 | 0.5 | 0.5 | 0.5 | 0.5 | 0.5 | 0.5 | 0.5 | 0.5 | 0.5 | 0.5 | 0.5 | 0.5 | 0.5 | 0.5 | 0.5 | 0.5 | 0.5 | 0.5 | 0.5 | 0.5 | 0.5 | 0.5
Southern_PGAE_Li_Battery_4hr_23 | caiso-deliverability | Gates_TB_11_SSN | Reliability_Capacity_In_Model_Year | System RA | Southern_PGAE_Li_Battery_4hr_23 | 0.5 | 0.5 | 0.5 | 0.5 | 0.5 | 0.5 | 0.5 | 0.5 | 0.5 | 0.5 | 0.5 | 0.5 | 0.5 | 0.5 | 0.5 | 0.5 | 0.5 | 0.5 | 0.5 | 0.5 | 0.5 | 0.5 | 0.5 | 0.5 | 0.5 | 0.5 | 0.5 | 0.5 | 0.5 | 0.5 | 0.5
Southern_PGAE_Li_Battery_4hr_24 | caiso-deliverability | Gates_TB_11_SSN | Reliability_Capacity_In_Model_Year | System RA | Southern_PGAE_Li_Battery_4hr_24 | 0.5 | 0.5 | 0.5 | 0.5 | 0.5 | 0.5 | 0.5 | 0.5 | 0.5 | 0.5 | 0.5 | 0.5 | 0.5 | 0.5 | 0.5 | 0.5 | 0.5 | 0.5 | 0.5 | 0.5 | 0.5 | 0.5 | 0.5 | 0.5 | 0.5 | 0.5 | 0.5 | 0.5 | 0.5 | 0.5 | 0.5
Southern_PGAE_Li_Battery_4hr_33 | caiso-deliverability | Gates_TB_11_SSN | Reliability_Capacity_In_Model_Year | System RA | Southern_PGAE_Li_Battery_4hr_33 | 0.5 | 0.5 | 0.5 | 0.5 | 0.5 | 0.5 | 0.5 | 0.5 | 0.5 | 0.5 | 0.5 | 0.5 | 0.5 | 0.5 | 0.5 | 0.5 | 0.5 | 0.5 | 0.5 | 0.5 | 0.5 | 0.5 | 0.5 | 0.5 | 0.5 | 0.5 | 0.5 | 0.5 | 0.5 | 0.5 | 0.5
Southern_PGAE_Li_Battery_4hr_45 | caiso-deliverability | Gates_TB_11_SSN | Reliability_Capacity_In_Model_Year | System RA | Southern_PGAE_Li_Battery_4hr_45 | 0.5 | 0.5 | 0.5 | 0.5 | 0.5 | 0.5 | 0.5 | 0.5 | 0.5 | 0.5 | 0.5 | 0.5 | 0.5 | 0.5 | 0.5 | 0.5 | 0.5 | 0.5 | 0.5 | 0.5 | 0.5 | 0.5 | 0.5 | 0.5 | 0.5 | 0.5 | 0.5 | 0.5 | 0.5 | 0.5 | 0.5
Southern_PGAE_Li_Battery_4hr_46 | caiso-deliverability | Gates_TB_11_SSN | Reliability_Capacity_In_Model_Year | System RA | Southern_PGAE_Li_Battery_4hr_46 | 0.5 | 0.5 | 0.5 | 0.5 | 0.5 | 0.5 | 0.5 | 0.5 | 0.5 | 0.5 | 0.5 | 0.5 | 0.5 | 0.5 | 0.5 | 0.5 | 0.5 | 0.5 | 0.5 | 0.5 | 0.5 | 0.5 | 0.5 | 0.5 | 0.5 | 0.5 | 0.5 | 0.5 | 0.5 | 0.5 | 0.5
Southern_PGAE_Li_Battery_4hr_49 | caiso-deliverability | Gates_TB_11_SSN | Reliability_Capacity_In_Model_Year | System RA | Southern_PGAE_Li_Battery_4hr_49 | 0.5 | 0.5 | 0.5 | 0.5 | 0.5 | 0.5 | 0.5 | 0.5 | 0.5 | 0.5 | 0.5 | 0.5 | 0.5 | 0.5 | 0.5 | 0.5 | 0.5 | 0.5 | 0.5 | 0.5 | 0.5 | 0.5 | 0.5 | 0.5 | 0.5 | 0.5 | 0.5 | 0.5 | 0.5 | 0.5 | 0.5
Southern_PGAE_Li_Battery_4hr_52 | caiso-deliverability | Gates_TB_11_SSN | Reliability_Capacity_In_Model_Year | System RA | Southern_PGAE_Li_Battery_4hr_52 | 0.5 | 0.5 | 0.5 | 0.5 | 0.5 | 0.5 | 0.5 | 0.5 | 0.5 | 0.5 | 0.5 | 0.5 | 0.5 | 0.5 | 0.5 | 0.5 | 0.5 | 0.5 | 0.5 | 0.5 | 0.5 | 0.5 | 0.5 | 0.5 | 0.5 | 0.5 | 0.5 | 0.5 | 0.5 | 0.5 | 0.5
Southern_PGAE_Li_Battery_4hr_61 | caiso-deliverability | Gates_TB_11_SSN | Reliability_Capacity_In_Model_Year | System RA | Southern_PGAE_Li_Battery_4hr_61 | 0.5 | 0.5 | 0.5 | 0.5 | 0.5 | 0.5 | 0.5 | 0.5 | 0.5 | 0.5 | 0.5 | 0.5 | 0.5 | 0.5 | 0.5 | 0.5 | 0.5 | 0.5 | 0.5 | 0.5 | 0.5 | 0.5 | 0.5 | 0.5 | 0.5 | 0.5 | 0.5 | 0.5 | 0.5 | 0.5 | 0.5
Southern_PGAE_Li_Battery_4hr_69 | caiso-deliverability | Gates_TB_11_SSN | Reliability_Capacity_In_Model_Year | System RA | Southern_PGAE_Li_Battery_4hr_69 | 0.5 | 0.5 | 0.5 | 0.5 | 0.5 | 0.5 | 0.5 | 0.5 | 0.5 | 0.5 | 0.5 | 0.5 | 0.5 | 0.5 | 0.5 | 0.5 | 0.5 | 0.5 | 0.5 | 0.5 | 0.5 | 0.5 | 0.5 | 0.5 | 0.5 | 0.5 | 0.5 | 0.5 | 0.5 | 0.5 | 0.5
Southern_PGAE_Li_Battery_4hr_72 | caiso-deliverability | Gates_TB_11_SSN | Reliability_Capacity_In_Model_Year | System RA | Southern_PGAE_Li_Battery_4hr_72 | 0.5 | 0.5 | 0.5 | 0.5 | 0.5 | 0.5 | 0.5 | 0.5 | 0.5 | 0.5 | 0.5 | 0.5 | 0.5 | 0.5 | 0.5 | 0.5 | 0.5 | 0.5 | 0.5 | 0.5 | 0.5 | 0.5 | 0.5 | 0.5 | 0.5 | 0.5 | 0.5 | 0.5 | 0.5 | 0.5 | 0.5
Southern_PGAE_Li_Battery_4hr_74 | caiso-deliverability | Gates_TB_11_SSN | Reliability_Capacity_In_Model_Year | System RA | Southern_PGAE_Li_Battery_4hr_74 | 0.5 | 0.5 | 0.5 | 0.5 | 0.5 | 0.5 | 0.5 | 0.5 | 0.5 | 0.5 | 0.5 | 0.5 | 0.5 | 0.5 | 0.5 | 0.5 | 0.5 | 0.5 | 0.5 | 0.5 | 0.5 | 0.5 | 0.5 | 0.5 | 0.5 | 0.5 | 0.5 | 0.5 | 0.5 | 0.5 | 0.5
Southern_PGAE_Li_Battery_4hr_75 | caiso-deliverability | Gates_TB_11_SSN | Reliability_Capacity_In_Model_Year | System RA | Southern_PGAE_Li_Battery_4hr_75 | 0.5 | 0.5 | 0.5 | 0.5 | 0.5 | 0.5 | 0.5 | 0.5 | 0.5 | 0.5 | 0.5 | 0.5 | 0.5 | 0.5 | 0.5 | 0.5 | 0.5 | 0.5 | 0.5 | 0.5 | 0.5 | 0.5 | 0.5 | 0.5 | 0.5 | 0.5 | 0.5 | 0.5 | 0.5 | 0.5 | 0.5
Southern_PGAE_Li_Battery_4hr_79 | caiso-deliverability | Gates_TB_11_SSN | Reliability_Capacity_In_Model_Year | System RA | Southern_PGAE_Li_Battery_4hr_79 | 0.5 | 0.5 | 0.5 | 0.5 | 0.5 | 0.5 | 0.5 | 0.5 | 0.5 | 0.5 | 0.5 | 0.5 | 0.5 | 0.5 | 0.5 | 0.5 | 0.5 | 0.5 | 0.5 | 0.5 | 0.5 | 0.5 | 0.5 | 0.5 | 0.5 | 0.5 | 0.5 | 0.5 | 0.5 | 0.5 | 0.5
Southern_PGAE_Li_Battery_4hr_93 | caiso-deliverability | Gates_TB_11_SSN | Reliability_Capacity_In_Model_Year | System RA | Southern_PGAE_Li_Battery_4hr_93 | 0.5 | 0.5 | 0.5 | 0.5 | 0.5 | 0.5 | 0.5 | 0.5 | 0.5 | 0.5 | 0.5 | 0.5 | 0.5 | 0.5 | 0.5 | 0.5 | 0.5 | 0.5 | 0.5 | 0.5 | 0.5 | 0.5 | 0.5 | 0.5 | 0.5 | 0.5 | 0.5 | 0.5 | 0.5 | 0.5 | 0.5
Southern_PGAE_Li_Battery_4hr_98 | caiso-deliverability | Gates_TB_11_SSN | Reliability_Capacity_In_Model_Year | System RA | Southern_PGAE_Li_Battery_4hr_98 | 0.5 | 0.5 | 0.5 | 0.5 | 0.5 | 0.5 | 0.5 | 0.5 | 0.5 | 0.5 | 0.5 | 0.5 | 0.5 | 0.5 | 0.5 | 0.5 | 0.5 | 0.5 | 0.5 | 0.5 | 0.5 | 0.5 | 0.5 | 0.5 | 0.5 | 0.5 | 0.5 | 0.5 | 0.5 | 0.5 | 0.5
Southern_PGAE_Li_Battery_4hr_102 | caiso-deliverability | Gates_TB_11_SSN | Reliability_Capacity_In_Model_Year | System RA | Southern_PGAE_Li_Battery_4hr_102 | 0.5 | 0.5 | 0.5 | 0.5 | 0.5 | 0.5 | 0.5 | 0.5 | 0.5 | 0.5 | 0.5 | 0.5 | 0.5 | 0.5 | 0.5 | 0.5 | 0.5 | 0.5 | 0.5 | 0.5 | 0.5 | 0.5 | 0.5 | 0.5 | 0.5 | 0.5 | 0.5 | 0.5 | 0.5 | 0.5 | 0.5
Southern_PGAE_Li_Battery_4hr_109 | caiso-deliverability | Gates_TB_11_SSN | Reliability_Capacity_In_Model_Year | System RA | Southern_PGAE_Li_Battery_4hr_109 | 0.5 | 0.5 | 0.5 | 0.5 | 0.5 | 0.5 | 0.5 | 0.5 | 0.5 | 0.5 | 0.5 | 0.5 | 0.5 | 0.5 | 0.5 | 0.5 | 0.5 | 0.5 | 0.5 | 0.5 | 0.5 | 0.5 | 0.5 | 0.5 | 0.5 | 0.5 | 0.5 | 0.5 | 0.5 | 0.5 | 0.5
Southern_PGAE_Li_Battery_4hr_117 | caiso-deliverability | Gates_TB_11_SSN | Reliability_Capacity_In_Model_Year | System RA | Southern_PGAE_Li_Battery_4hr_117 | 0.5 | 0.5 | 0.5 | 0.5 | 0.5 | 0.5 | 0.5 | 0.5 | 0.5 | 0.5 | 0.5 | 0.5 | 0.5 | 0.5 | 0.5 | 0.5 | 0.5 | 0.5 | 0.5 | 0.5 | 0.5 | 0.5 | 0.5 | 0.5 | 0.5 | 0.5 | 0.5 | 0.5 | 0.5 | 0.5 | 0.5
Southern_PGAE_Li_Battery_4hr_118 | caiso-deliverability | Gates_TB_11_SSN | Reliability_Capacity_In_Model_Year | System RA | Southern_PGAE_Li_Battery_4hr_118 | 0.5 | 0.5 | 0.5 | 0.5 | 0.5 | 0.5 | 0.5 | 0.5 | 0.5 | 0.5 | 0.5 | 0.5 | 0.5 | 0.5 | 0.5 | 0.5 | 0.5 | 0.5 | 0.5 | 0.5 | 0.5 | 0.5 | 0.5 | 0.5 | 0.5 | 0.5 | 0.5 | 0.5 | 0.5 | 0.5 | 0.5
Southern_PGAE_Li_Battery_4hr_124 | caiso-deliverability | Gates_TB_11_SSN | Reliability_Capacity_In_Model_Year | System RA | Southern_PGAE_Li_Battery_4hr_124 | 0.5 | 0.5 | 0.5 | 0.5 | 0.5 | 0.5 | 0.5 | 0.5 | 0.5 | 0.5 | 0.5 | 0.5 | 0.5 | 0.5 | 0.5 | 0.5 | 0.5 | 0.5 | 0.5 | 0.5 | 0.5 | 0.5 | 0.5 | 0.5 | 0.5 | 0.5 | 0.5 | 0.5 | 0.5 | 0.5 | 0.5
Southern_PGAE_Li_Battery_4hr_139 | caiso-deliverability | Gates_TB_11_SSN | Reliability_Capacity_In_Model_Year | System RA | Southern_PGAE_Li_Battery_4hr_139 | 0.5 | 0.5 | 0.5 | 0.5 | 0.5 | 0.5 | 0.5 | 0.5 | 0.5 | 0.5 | 0.5 | 0.5 | 0.5 | 0.5 | 0.5 | 0.5 | 0.5 | 0.5 | 0.5 | 0.5 | 0.5 | 0.5 | 0.5 | 0.5 | 0.5 | 0.5 | 0.5 | 0.5 | 0.5 | 0.5 | 0.5
Southern_PGAE_Li_Battery_4hr_140 | caiso-deliverability | Gates_TB_11_SSN | Reliability_Capacity_In_Model_Year | System RA | Southern_PGAE_Li_Battery_4hr_140 | 0.5 | 0.5 | 0.5 | 0.5 | 0.5 | 0.5 | 0.5 | 0.5 | 0.5 | 0.5 | 0.5 | 0.5 | 0.5 | 0.5 | 0.5 | 0.5 | 0.5 | 0.5 | 0.5 | 0.5 | 0.5 | 0.5 | 0.5 | 0.5 | 0.5 | 0.5 | 0.5 | 0.5 | 0.5 | 0.5 | 0.5
Southern_PGAE_Li_Battery_4hr_151 | caiso-deliverability | Gates_TB_11_SSN | Reliability_Capacity_In_Model_Year | System RA | Southern_PGAE_Li_Battery_4hr_151 | 0.5 | 0.5 | 0.5 | 0.5 | 0.5 | 0.5 | 0.5 | 0.5 | 0.5 | 0.5 | 0.5 | 0.5 | 0.5 | 0.5 | 0.5 | 0.5 | 0.5 | 0.5 | 0.5 | 0.5 | 0.5 | 0.5 | 0.5 | 0.5 | 0.5 | 0.5 | 0.5 | 0.5 | 0.5 | 0.5 | 0.5
Southern_PGAE_Li_Battery_4hr_154 | caiso-deliverability | Gates_TB_11_SSN | Reliability_Capacity_In_Model_Year | System RA | Southern_PGAE_Li_Battery_4hr_154 | 0.5 | 0.5 | 0.5 | 0.5 | 0.5 | 0.5 | 0.5 | 0.5 | 0.5 | 0.5 | 0.5 | 0.5 | 0.5 | 0.5 | 0.5 | 0.5 | 0.5 | 0.5 | 0.5 | 0.5 | 0.5 | 0.5 | 0.5 | 0.5 | 0.5 | 0.5 | 0.5 | 0.5 | 0.5 | 0.5 | 0.5
Southern_PGAE_Li_Battery_4hr_161 | caiso-deliverability | Gates_TB_11_SSN | Reliability_Capacity_In_Model_Year | System RA | Southern_PGAE_Li_Battery_4hr_161 | 0.5 | 0.5 | 0.5 | 0.5 | 0.5 | 0.5 | 0.5 | 0.5 | 0.5 | 0.5 | 0.5 | 0.5 | 0.5 | 0.5 | 0.5 | 0.5 | 0.5 | 0.5 | 0.5 | 0.5 | 0.5 | 0.5 | 0.5 | 0.5 | 0.5 | 0.5 | 0.5 | 0.5 | 0.5 | 0.5 | 0.5
Southern_PGAE_Li_Battery_4hr_162 | caiso-deliverability | Gates_TB_11_SSN | Reliability_Capacity_In_Model_Year | System RA | Southern_PGAE_Li_Battery_4hr_162 | 0.5 | 0.5 | 0.5 | 0.5 | 0.5 | 0.5 | 0.5 | 0.5 | 0.5 | 0.5 | 0.5 | 0.5 | 0.5 | 0.5 | 0.5 | 0.5 | 0.5 | 0.5 | 0.5 | 0.5 | 0.5 | 0.5 | 0.5 | 0.5 | 0.5 | 0.5 | 0.5 | 0.5 | 0.5 | 0.5 | 0.5
Southern_PGAE_Li_Battery_4hr_163 | caiso-deliverability | Gates_TB_11_SSN | Reliability_Capacity_In_Model_Year | System RA | Southern_PGAE_Li_Battery_4hr_163 | 0.5 | 0.5 | 0.5 | 0.5 | 0.5 | 0.5 | 0.5 | 0.5 | 0.5 | 0.5 | 0.5 | 0.5 | 0.5 | 0.5 | 0.5 | 0.5 | 0.5 | 0.5 | 0.5 | 0.5 | 0.5 | 0.5 | 0.5 | 0.5 | 0.5 | 0.5 | 0.5 | 0.5 | 0.5 | 0.5 | 0.5
Southern_PGAE_Li_Battery_4hr_164 | caiso-deliverability | Gates_TB_11_SSN | Reliability_Capacity_In_Model_Year | System RA | Southern_PGAE_Li_Battery_4hr_164 | 0.5 | 0.5 | 0.5 | 0.5 | 0.5 | 0.5 | 0.5 | 0.5 | 0.5 | 0.5 | 0.5 | 0.5 | 0.5 | 0.5 | 0.5 | 0.5 | 0.5 | 0.5 | 0.5 | 0.5 | 0.5 | 0.5 | 0.5 | 0.5 | 0.5 | 0.5 | 0.5 | 0.5 | 0.5 | 0.5 | 0.5
Southern_PGAE_Li_Battery_4hr_165 | caiso-deliverability | Gates_TB_11_SSN | Reliability_Capacity_In_Model_Year | System RA | Southern_PGAE_Li_Battery_4hr_165 | 0.5 | 0.5 | 0.5 | 0.5 | 0.5 | 0.5 | 0.5 | 0.5 | 0.5 | 0.5 | 0.5 | 0.5 | 0.5 | 0.5 | 0.5 | 0.5 | 0.5 | 0.5 | 0.5 | 0.5 | 0.5 | 0.5 | 0.5 | 0.5 | 0.5 | 0.5 | 0.5 | 0.5 | 0.5 | 0.5 | 0.5
Southern_PGAE_Li_Battery_4hr_168 | caiso-deliverability | Gates_TB_11_SSN | Reliability_Capacity_In_Model_Year | System RA | Southern_PGAE_Li_Battery_4hr_168 | 0.5 | 0.5 | 0.5 | 0.5 | 0.5 | 0.5 | 0.5 | 0.5 | 0.5 | 0.5 | 0.5 | 0.5 | 0.5 | 0.5 | 0.5 | 0.5 | 0.5 | 0.5 | 0.5 | 0.5 | 0.5 | 0.5 | 0.5 | 0.5 | 0.5 | 0.5 | 0.5 | 0.5 | 0.5 | 0.5 | 0.5
Southern_PGAE_Li_Battery_4hr_169 | caiso-deliverability | Gates_TB_11_SSN | Reliability_Capacity_In_Model_Year | System RA | Southern_PGAE_Li_Battery_4hr_169 | 0.5 | 0.5 | 0.5 | 0.5 | 0.5 | 0.5 | 0.5 | 0.5 | 0.5 | 0.5 | 0.5 | 0.5 | 0.5 | 0.5 | 0.5 | 0.5 | 0.5 | 0.5 | 0.5 | 0.5 | 0.5 | 0.5 | 0.5 | 0.5 | 0.5 | 0.5 | 0.5 | 0.5 | 0.5 | 0.5 | 0.5
Southern_PGAE_Li_Battery_4hr_170 | caiso-deliverability | Gates_TB_11_SSN | Reliability_Capacity_In_Model_Year | System RA | Southern_PGAE_Li_Battery_4hr_170 | 0.5 | 0.5 | 0.5 | 0.5 | 0.5 | 0.5 | 0.5 | 0.5 | 0.5 | 0.5 | 0.5 | 0.5 | 0.5 | 0.5 | 0.5 | 0.5 | 0.5 | 0.5 | 0.5 | 0.5 | 0.5 | 0.5 | 0.5 | 0.5 | 0.5 | 0.5 | 0.5 | 0.5 | 0.5 | 0.5 | 0.5
Southern_PGAE_Li_Battery_4hr_174 | caiso-deliverability | Gates_TB_11_SSN | Reliability_Capacity_In_Model_Year | System RA | Southern_PGAE_Li_Battery_4hr_174 | 0.5 | 0.5 | 0.5 | 0.5 | 0.5 | 0.5 | 0.5 | 0.5 | 0.5 | 0.5 | 0.5 | 0.5 | 0.5 | 0.5 | 0.5 | 0.5 | 0.5 | 0.5 | 0.5 | 0.5 | 0.5 | 0.5 | 0.5 | 0.5 | 0.5 | 0.5 | 0.5 | 0.5 | 0.5 | 0.5 | 0.5
Southern_PGAE_Li_Battery_4hr_176 | caiso-deliverability | Gates_TB_11_SSN | Reliability_Capacity_In_Model_Year | System RA | Southern_PGAE_Li_Battery_4hr_176 | 0.5 | 0.5 | 0.5 | 0.5 | 0.5 | 0.5 | 0.5 | 0.5 | 0.5 | 0.5 | 0.5 | 0.5 | 0.5 | 0.5 | 0.5 | 0.5 | 0.5 | 0.5 | 0.5 | 0.5 | 0.5 | 0.5 | 0.5 | 0.5 | 0.5 | 0.5 | 0.5 | 0.5 | 0.5 | 0.5 | 0.5
Southern_PGAE_Li_Battery_8hr_8 | caiso-deliverability | Gates_TB_11_SSN | Reliability_Capacity_In_Model_Year | System RA | Southern_PGAE_Li_Battery_8hr_8 | 0.5 | 0.5 | 0.5 | 0.5 | 0.5 | 0.5 | 0.5 | 0.5 | 0.5 | 0.5 | 0.5 | 0.5 | 0.5 | 0.5 | 0.5 | 0.5 | 0.5 | 0.5 | 0.5 | 0.5 | 0.5 | 0.5 | 0.5 | 0.5 | 0.5 | 0.5 | 0.5 | 0.5 | 0.5 | 0.5 | 0.5
Southern_PGAE_Li_Battery_8hr_22 | caiso-deliverability | Gates_TB_11_SSN | Reliability_Capacity_In_Model_Year | System RA | Southern_PGAE_Li_Battery_8hr_22 | 0.5 | 0.5 | 0.5 | 0.5 | 0.5 | 0.5 | 0.5 | 0.5 | 0.5 | 0.5 | 0.5 | 0.5 | 0.5 | 0.5 | 0.5 | 0.5 | 0.5 | 0.5 | 0.5 | 0.5 | 0.5 | 0.5 | 0.5 | 0.5 | 0.5 | 0.5 | 0.5 | 0.5 | 0.5 | 0.5 | 0.5
Southern_PGAE_Li_Battery_8hr_23 | caiso-deliverability | Gates_TB_11_SSN | Reliability_Capacity_In_Model_Year | System RA | Southern_PGAE_Li_Battery_8hr_23 | 0.5 | 0.5 | 0.5 | 0.5 | 0.5 | 0.5 | 0.5 | 0.5 | 0.5 | 0.5 | 0.5 | 0.5 | 0.5 | 0.5 | 0.5 | 0.5 | 0.5 | 0.5 | 0.5 | 0.5 | 0.5 | 0.5 | 0.5 | 0.5 | 0.5 | 0.5 | 0.5 | 0.5 | 0.5 | 0.5 | 0.5
Southern_PGAE_Li_Battery_8hr_24 | caiso-deliverability | Gates_TB_11_SSN | Reliability_Capacity_In_Model_Year | System RA | Southern_PGAE_Li_Battery_8hr_24 | 0.5 | 0.5 | 0.5 | 0.5 | 0.5 | 0.5 | 0.5 | 0.5 | 0.5 | 0.5 | 0.5 | 0.5 | 0.5 | 0.5 | 0.5 | 0.5 | 0.5 | 0.5 | 0.5 | 0.5 | 0.5 | 0.5 | 0.5 | 0.5 | 0.5 | 0.5 | 0.5 | 0.5 | 0.5 | 0.5 | 0.5
Southern_PGAE_Li_Battery_8hr_33 | caiso-deliverability | Gates_TB_11_SSN | Reliability_Capacity_In_Model_Year | System RA | Southern_PGAE_Li_Battery_8hr_33 | 0.5 | 0.5 | 0.5 | 0.5 | 0.5 | 0.5 | 0.5 | 0.5 | 0.5 | 0.5 | 0.5 | 0.5 | 0.5 | 0.5 | 0.5 | 0.5 | 0.5 | 0.5 | 0.5 | 0.5 | 0.5 | 0.5 | 0.5 | 0.5 | 0.5 | 0.5 | 0.5 | 0.5 | 0.5 | 0.5 | 0.5
Southern_PGAE_Li_Battery_8hr_45 | caiso-deliverability | Gates_TB_11_SSN | Reliability_Capacity_In_Model_Year | System RA | Southern_PGAE_Li_Battery_8hr_45 | 0.5 | 0.5 | 0.5 | 0.5 | 0.5 | 0.5 | 0.5 | 0.5 | 0.5 | 0.5 | 0.5 | 0.5 | 0.5 | 0.5 | 0.5 | 0.5 | 0.5 | 0.5 | 0.5 | 0.5 | 0.5 | 0.5 | 0.5 | 0.5 | 0.5 | 0.5 | 0.5 | 0.5 | 0.5 | 0.5 | 0.5
Southern_PGAE_Li_Battery_8hr_46 | caiso-deliverability | Gates_TB_11_SSN | Reliability_Capacity_In_Model_Year | System RA | Southern_PGAE_Li_Battery_8hr_46 | 0.5 | 0.5 | 0.5 | 0.5 | 0.5 | 0.5 | 0.5 | 0.5 | 0.5 | 0.5 | 0.5 | 0.5 | 0.5 | 0.5 | 0.5 | 0.5 | 0.5 | 0.5 | 0.5 | 0.5 | 0.5 | 0.5 | 0.5 | 0.5 | 0.5 | 0.5 | 0.5 | 0.5 | 0.5 | 0.5 | 0.5
Southern_PGAE_Li_Battery_8hr_49 | caiso-deliverability | Gates_TB_11_SSN | Reliability_Capacity_In_Model_Year | System RA | Southern_PGAE_Li_Battery_8hr_49 | 0.5 | 0.5 | 0.5 | 0.5 | 0.5 | 0.5 | 0.5 | 0.5 | 0.5 | 0.5 | 0.5 | 0.5 | 0.5 | 0.5 | 0.5 | 0.5 | 0.5 | 0.5 | 0.5 | 0.5 | 0.5 | 0.5 | 0.5 | 0.5 | 0.5 | 0.5 | 0.5 | 0.5 | 0.5 | 0.5 | 0.5
Southern_PGAE_Li_Battery_8hr_52 | caiso-deliverability | Gates_TB_11_SSN | Reliability_Capacity_In_Model_Year | System RA | Southern_PGAE_Li_Battery_8hr_52 | 0.5 | 0.5 | 0.5 | 0.5 | 0.5 | 0.5 | 0.5 | 0.5 | 0.5 | 0.5 | 0.5 | 0.5 | 0.5 | 0.5 | 0.5 | 0.5 | 0.5 | 0.5 | 0.5 | 0.5 | 0.5 | 0.5 | 0.5 | 0.5 | 0.5 | 0.5 | 0.5 | 0.5 | 0.5 | 0.5 | 0.5
Southern_PGAE_Li_Battery_8hr_61 | caiso-deliverability | Gates_TB_11_SSN | Reliability_Capacity_In_Model_Year | System RA | Southern_PGAE_Li_Battery_8hr_61 | 0.5 | 0.5 | 0.5 | 0.5 | 0.5 | 0.5 | 0.5 | 0.5 | 0.5 | 0.5 | 0.5 | 0.5 | 0.5 | 0.5 | 0.5 | 0.5 | 0.5 | 0.5 | 0.5 | 0.5 | 0.5 | 0.5 | 0.5 | 0.5 | 0.5 | 0.5 | 0.5 | 0.5 | 0.5 | 0.5 | 0.5
Southern_PGAE_Li_Battery_8hr_69 | caiso-deliverability | Gates_TB_11_SSN | Reliability_Capacity_In_Model_Year | System RA | Southern_PGAE_Li_Battery_8hr_69 | 0.5 | 0.5 | 0.5 | 0.5 | 0.5 | 0.5 | 0.5 | 0.5 | 0.5 | 0.5 | 0.5 | 0.5 | 0.5 | 0.5 | 0.5 | 0.5 | 0.5 | 0.5 | 0.5 | 0.5 | 0.5 | 0.5 | 0.5 | 0.5 | 0.5 | 0.5 | 0.5 | 0.5 | 0.5 | 0.5 | 0.5
Southern_PGAE_Li_Battery_8hr_72 | caiso-deliverability | Gates_TB_11_SSN | Reliability_Capacity_In_Model_Year | System RA | Southern_PGAE_Li_Battery_8hr_72 | 0.5 | 0.5 | 0.5 | 0.5 | 0.5 | 0.5 | 0.5 | 0.5 | 0.5 | 0.5 | 0.5 | 0.5 | 0.5 | 0.5 | 0.5 | 0.5 | 0.5 | 0.5 | 0.5 | 0.5 | 0.5 | 0.5 | 0.5 | 0.5 | 0.5 | 0.5 | 0.5 | 0.5 | 0.5 | 0.5 | 0.5
Southern_PGAE_Li_Battery_8hr_74 | caiso-deliverability | Gates_TB_11_SSN | Reliability_Capacity_In_Model_Year | System RA | Southern_PGAE_Li_Battery_8hr_74 | 0.5 | 0.5 | 0.5 | 0.5 | 0.5 | 0.5 | 0.5 | 0.5 | 0.5 | 0.5 | 0.5 | 0.5 | 0.5 | 0.5 | 0.5 | 0.5 | 0.5 | 0.5 | 0.5 | 0.5 | 0.5 | 0.5 | 0.5 | 0.5 | 0.5 | 0.5 | 0.5 | 0.5 | 0.5 | 0.5 | 0.5
Southern_PGAE_Li_Battery_8hr_75 | caiso-deliverability | Gates_TB_11_SSN | Reliability_Capacity_In_Model_Year | System RA | Southern_PGAE_Li_Battery_8hr_75 | 0.5 | 0.5 | 0.5 | 0.5 | 0.5 | 0.5 | 0.5 | 0.5 | 0.5 | 0.5 | 0.5 | 0.5 | 0.5 | 0.5 | 0.5 | 0.5 | 0.5 | 0.5 | 0.5 | 0.5 | 0.5 | 0.5 | 0.5 | 0.5 | 0.5 | 0.5 | 0.5 | 0.5 | 0.5 | 0.5 | 0.5
Southern_PGAE_Li_Battery_8hr_79 | caiso-deliverability | Gates_TB_11_SSN | Reliability_Capacity_In_Model_Year | System RA | Southern_PGAE_Li_Battery_8hr_79 | 0.5 | 0.5 | 0.5 | 0.5 | 0.5 | 0.5 | 0.5 | 0.5 | 0.5 | 0.5 | 0.5 | 0.5 | 0.5 | 0.5 | 0.5 | 0.5 | 0.5 | 0.5 | 0.5 | 0.5 | 0.5 | 0.5 | 0.5 | 0.5 | 0.5 | 0.5 | 0.5 | 0.5 | 0.5 | 0.5 | 0.5
Southern_PGAE_Li_Battery_8hr_93 | caiso-deliverability | Gates_TB_11_SSN | Reliability_Capacity_In_Model_Year | System RA | Southern_PGAE_Li_Battery_8hr_93 | 0.5 | 0.5 | 0.5 | 0.5 | 0.5 | 0.5 | 0.5 | 0.5 | 0.5 | 0.5 | 0.5 | 0.5 | 0.5 | 0.5 | 0.5 | 0.5 | 0.5 | 0.5 | 0.5 | 0.5 | 0.5 | 0.5 | 0.5 | 0.5 | 0.5 | 0.5 | 0.5 | 0.5 | 0.5 | 0.5 | 0.5
Southern_PGAE_Li_Battery_8hr_98 | caiso-deliverability | Gates_TB_11_SSN | Reliability_Capacity_In_Model_Year | System RA | Southern_PGAE_Li_Battery_8hr_98 | 0.5 | 0.5 | 0.5 | 0.5 | 0.5 | 0.5 | 0.5 | 0.5 | 0.5 | 0.5 | 0.5 | 0.5 | 0.5 | 0.5 | 0.5 | 0.5 | 0.5 | 0.5 | 0.5 | 0.5 | 0.5 | 0.5 | 0.5 | 0.5 | 0.5 | 0.5 | 0.5 | 0.5 | 0.5 | 0.5 | 0.5
Southern_PGAE_Li_Battery_8hr_102 | caiso-deliverability | Gates_TB_11_SSN | Reliability_Capacity_In_Model_Year | System RA | Southern_PGAE_Li_Battery_8hr_102 | 0.5 | 0.5 | 0.5 | 0.5 | 0.5 | 0.5 | 0.5 | 0.5 | 0.5 | 0.5 | 0.5 | 0.5 | 0.5 | 0.5 | 0.5 | 0.5 | 0.5 | 0.5 | 0.5 | 0.5 | 0.5 | 0.5 | 0.5 | 0.5 | 0.5 | 0.5 | 0.5 | 0.5 | 0.5 | 0.5 | 0.5
Southern_PGAE_Li_Battery_8hr_109 | caiso-deliverability | Gates_TB_11_SSN | Reliability_Capacity_In_Model_Year | System RA | Southern_PGAE_Li_Battery_8hr_109 | 0.5 | 0.5 | 0.5 | 0.5 | 0.5 | 0.5 | 0.5 | 0.5 | 0.5 | 0.5 | 0.5 | 0.5 | 0.5 | 0.5 | 0.5 | 0.5 | 0.5 | 0.5 | 0.5 | 0.5 | 0.5 | 0.5 | 0.5 | 0.5 | 0.5 | 0.5 | 0.5 | 0.5 | 0.5 | 0.5 | 0.5
Southern_PGAE_Li_Battery_8hr_117 | caiso-deliverability | Gates_TB_11_SSN | Reliability_Capacity_In_Model_Year | System RA | Southern_PGAE_Li_Battery_8hr_117 | 0.5 | 0.5 | 0.5 | 0.5 | 0.5 | 0.5 | 0.5 | 0.5 | 0.5 | 0.5 | 0.5 | 0.5 | 0.5 | 0.5 | 0.5 | 0.5 | 0.5 | 0.5 | 0.5 | 0.5 | 0.5 | 0.5 | 0.5 | 0.5 | 0.5 | 0.5 | 0.5 | 0.5 | 0.5 | 0.5 | 0.5
Southern_PGAE_Li_Battery_8hr_118 | caiso-deliverability | Gates_TB_11_SSN | Reliability_Capacity_In_Model_Year | System RA | Southern_PGAE_Li_Battery_8hr_118 | 0.5 | 0.5 | 0.5 | 0.5 | 0.5 | 0.5 | 0.5 | 0.5 | 0.5 | 0.5 | 0.5 | 0.5 | 0.5 | 0.5 | 0.5 | 0.5 | 0.5 | 0.5 | 0.5 | 0.5 | 0.5 | 0.5 | 0.5 | 0.5 | 0.5 | 0.5 | 0.5 | 0.5 | 0.5 | 0.5 | 0.5
Southern_PGAE_Li_Battery_8hr_124 | caiso-deliverability | Gates_TB_11_SSN | Reliability_Capacity_In_Model_Year | System RA | Southern_PGAE_Li_Battery_8hr_124 | 0.5 | 0.5 | 0.5 | 0.5 | 0.5 | 0.5 | 0.5 | 0.5 | 0.5 | 0.5 | 0.5 | 0.5 | 0.5 | 0.5 | 0.5 | 0.5 | 0.5 | 0.5 | 0.5 | 0.5 | 0.5 | 0.5 | 0.5 | 0.5 | 0.5 | 0.5 | 0.5 | 0.5 | 0.5 | 0.5 | 0.5
Southern_PGAE_Li_Battery_8hr_139 | caiso-deliverability | Gates_TB_11_SSN | Reliability_Capacity_In_Model_Year | System RA | Southern_PGAE_Li_Battery_8hr_139 | 0.5 | 0.5 | 0.5 | 0.5 | 0.5 | 0.5 | 0.5 | 0.5 | 0.5 | 0.5 | 0.5 | 0.5 | 0.5 | 0.5 | 0.5 | 0.5 | 0.5 | 0.5 | 0.5 | 0.5 | 0.5 | 0.5 | 0.5 | 0.5 | 0.5 | 0.5 | 0.5 | 0.5 | 0.5 | 0.5 | 0.5
Southern_PGAE_Li_Battery_8hr_140 | caiso-deliverability | Gates_TB_11_SSN | Reliability_Capacity_In_Model_Year | System RA | Southern_PGAE_Li_Battery_8hr_140 | 0.5 | 0.5 | 0.5 | 0.5 | 0.5 | 0.5 | 0.5 | 0.5 | 0.5 | 0.5 | 0.5 | 0.5 | 0.5 | 0.5 | 0.5 | 0.5 | 0.5 | 0.5 | 0.5 | 0.5 | 0.5 | 0.5 | 0.5 | 0.5 | 0.5 | 0.5 | 0.5 | 0.5 | 0.5 | 0.5 | 0.5
Southern_PGAE_Li_Battery_8hr_151 | caiso-deliverability | Gates_TB_11_SSN | Reliability_Capacity_In_Model_Year | System RA | Southern_PGAE_Li_Battery_8hr_151 | 0.5 | 0.5 | 0.5 | 0.5 | 0.5 | 0.5 | 0.5 | 0.5 | 0.5 | 0.5 | 0.5 | 0.5 | 0.5 | 0.5 | 0.5 | 0.5 | 0.5 | 0.5 | 0.5 | 0.5 | 0.5 | 0.5 | 0.5 | 0.5 | 0.5 | 0.5 | 0.5 | 0.5 | 0.5 | 0.5 | 0.5
Southern_PGAE_Li_Battery_8hr_154 | caiso-deliverability | Gates_TB_11_SSN | Reliability_Capacity_In_Model_Year | System RA | Southern_PGAE_Li_Battery_8hr_154 | 0.5 | 0.5 | 0.5 | 0.5 | 0.5 | 0.5 | 0.5 | 0.5 | 0.5 | 0.5 | 0.5 | 0.5 | 0.5 | 0.5 | 0.5 | 0.5 | 0.5 | 0.5 | 0.5 | 0.5 | 0.5 | 0.5 | 0.5 | 0.5 | 0.5 | 0.5 | 0.5 | 0.5 | 0.5 | 0.5 | 0.5
Southern_PGAE_Li_Battery_8hr_161 | caiso-deliverability | Gates_TB_11_SSN | Reliability_Capacity_In_Model_Year | System RA | Southern_PGAE_Li_Battery_8hr_161 | 0.5 | 0.5 | 0.5 | 0.5 | 0.5 | 0.5 | 0.5 | 0.5 | 0.5 | 0.5 | 0.5 | 0.5 | 0.5 | 0.5 | 0.5 | 0.5 | 0.5 | 0.5 | 0.5 | 0.5 | 0.5 | 0.5 | 0.5 | 0.5 | 0.5 | 0.5 | 0.5 | 0.5 | 0.5 | 0.5 | 0.5
Southern_PGAE_Li_Battery_8hr_162 | caiso-deliverability | Gates_TB_11_SSN | Reliability_Capacity_In_Model_Year | System RA | Southern_PGAE_Li_Battery_8hr_162 | 0.5 | 0.5 | 0.5 | 0.5 | 0.5 | 0.5 | 0.5 | 0.5 | 0.5 | 0.5 | 0.5 | 0.5 | 0.5 | 0.5 | 0.5 | 0.5 | 0.5 | 0.5 | 0.5 | 0.5 | 0.5 | 0.5 | 0.5 | 0.5 | 0.5 | 0.5 | 0.5 | 0.5 | 0.5 | 0.5 | 0.5
Southern_PGAE_Li_Battery_8hr_163 | caiso-deliverability | Gates_TB_11_SSN | Reliability_Capacity_In_Model_Year | System RA | Southern_PGAE_Li_Battery_8hr_163 | 0.5 | 0.5 | 0.5 | 0.5 | 0.5 | 0.5 | 0.5 | 0.5 | 0.5 | 0.5 | 0.5 | 0.5 | 0.5 | 0.5 | 0.5 | 0.5 | 0.5 | 0.5 | 0.5 | 0.5 | 0.5 | 0.5 | 0.5 | 0.5 | 0.5 | 0.5 | 0.5 | 0.5 | 0.5 | 0.5 | 0.5
Southern_PGAE_Li_Battery_8hr_164 | caiso-deliverability | Gates_TB_11_SSN | Reliability_Capacity_In_Model_Year | System RA | Southern_PGAE_Li_Battery_8hr_164 | 0.5 | 0.5 | 0.5 | 0.5 | 0.5 | 0.5 | 0.5 | 0.5 | 0.5 | 0.5 | 0.5 | 0.5 | 0.5 | 0.5 | 0.5 | 0.5 | 0.5 | 0.5 | 0.5 | 0.5 | 0.5 | 0.5 | 0.5 | 0.5 | 0.5 | 0.5 | 0.5 | 0.5 | 0.5 | 0.5 | 0.5
Southern_PGAE_Li_Battery_8hr_165 | caiso-deliverability | Gates_TB_11_SSN | Reliability_Capacity_In_Model_Year | System RA | Southern_PGAE_Li_Battery_8hr_165 | 0.5 | 0.5 | 0.5 | 0.5 | 0.5 | 0.5 | 0.5 | 0.5 | 0.5 | 0.5 | 0.5 | 0.5 | 0.5 | 0.5 | 0.5 | 0.5 | 0.5 | 0.5 | 0.5 | 0.5 | 0.5 | 0.5 | 0.5 | 0.5 | 0.5 | 0.5 | 0.5 | 0.5 | 0.5 | 0.5 | 0.5
Southern_PGAE_Li_Battery_8hr_168 | caiso-deliverability | Gates_TB_11_SSN | Reliability_Capacity_In_Model_Year | System RA | Southern_PGAE_Li_Battery_8hr_168 | 0.5 | 0.5 | 0.5 | 0.5 | 0.5 | 0.5 | 0.5 | 0.5 | 0.5 | 0.5 | 0.5 | 0.5 | 0.5 | 0.5 | 0.5 | 0.5 | 0.5 | 0.5 | 0.5 | 0.5 | 0.5 | 0.5 | 0.5 | 0.5 | 0.5 | 0.5 | 0.5 | 0.5 | 0.5 | 0.5 | 0.5
Southern_PGAE_Li_Battery_8hr_169 | caiso-deliverability | Gates_TB_11_SSN | Reliability_Capacity_In_Model_Year | System RA | Southern_PGAE_Li_Battery_8hr_169 | 0.5 | 0.5 | 0.5 | 0.5 | 0.5 | 0.5 | 0.5 | 0.5 | 0.5 | 0.5 | 0.5 | 0.5 | 0.5 | 0.5 | 0.5 | 0.5 | 0.5 | 0.5 | 0.5 | 0.5 | 0.5 | 0.5 | 0.5 | 0.5 | 0.5 | 0.5 | 0.5 | 0.5 | 0.5 | 0.5 | 0.5
Southern_PGAE_Li_Battery_8hr_170 | caiso-deliverability | Gates_TB_11_SSN | Reliability_Capacity_In_Model_Year | System RA | Southern_PGAE_Li_Battery_8hr_170 | 0.5 | 0.5 | 0.5 | 0.5 | 0.5 | 0.5 | 0.5 | 0.5 | 0.5 | 0.5 | 0.5 | 0.5 | 0.5 | 0.5 | 0.5 | 0.5 | 0.5 | 0.5 | 0.5 | 0.5 | 0.5 | 0.5 | 0.5 | 0.5 | 0.5 | 0.5 | 0.5 | 0.5 | 0.5 | 0.5 | 0.5
Southern_PGAE_Li_Battery_8hr_174 | caiso-deliverability | Gates_TB_11_SSN | Reliability_Capacity_In_Model_Year | System RA | Southern_PGAE_Li_Battery_8hr_174 | 0.5 | 0.5 | 0.5 | 0.5 | 0.5 | 0.5 | 0.5 | 0.5 | 0.5 | 0.5 | 0.5 | 0.5 | 0.5 | 0.5 | 0.5 | 0.5 | 0.5 | 0.5 | 0.5 | 0.5 | 0.5 | 0.5 | 0.5 | 0.5 | 0.5 | 0.5 | 0.5 | 0.5 | 0.5 | 0.5 | 0.5
Southern_PGAE_Li_Battery_8hr_176 | caiso-deliverability | Gates_TB_11_SSN | Reliability_Capacity_In_Model_Year | System RA | Southern_PGAE_Li_Battery_8hr_176 | 0.5 | 0.5 | 0.5 | 0.5 | 0.5 | 0.5 | 0.5 | 0.5 | 0.5 | 0.5 | 0.5 | 0.5 | 0.5 | 0.5 | 0.5 | 0.5 | 0.5 | 0.5 | 0.5 | 0.5 | 0.5 | 0.5 | 0.5 | 0.5 | 0.5 | 0.5 | 0.5 | 0.5 | 0.5 | 0.5 | 0.5
Central_Valley_North_Los_Banos_Wind_154 | caiso-deliverability | Gates_TB_11_SSN | Reliability_Capacity_In_Model_Year | System RA | Central_Valley_North_Los_Banos_Wind_154 | 0.163 | 0.163 | 0.163 | 0.163 | 0.163 | 0.163 | 0.163 | 0.163 | 0.163 | 0.163 | 0.163 | 0.163 | 0.163 | 0.163 | 0.163 | 0.163 | 0.163 | 0.163 | 0.163 | 0.163 | 0.163 | 0.163 | 0.163 | 0.163 | 0.163 | 0.163 | 0.163 | 0.163 | 0.163 | 0.163 | 0.163
Central_Valley_North_Los_Banos_Wind_162 | caiso-deliverability | Gates_TB_11_SSN | Reliability_Capacity_In_Model_Year | System RA | Central_Valley_North_Los_Banos_Wind_162 | 0.163 | 0.163 | 0.163 | 0.163 | 0.163 | 0.163 | 0.163 | 0.163 | 0.163 | 0.163 | 0.163 | 0.163 | 0.163 | 0.163 | 0.163 | 0.163 | 0.163 | 0.163 | 0.163 | 0.163 | 0.163 | 0.163 | 0.163 | 0.163 | 0.163 | 0.163 | 0.163 | 0.163 | 0.163 | 0.163 | 0.163
Southern_PGAE_Solar_8 | caiso-deliverability | Gates_TB_11_SSN | Reliability_Capacity_In_Model_Year | System RA | Southern_PGAE_Solar_8 | 0.556 | 0.556 | 0.556 | 0.556 | 0.556 | 0.556 | 0.556 | 0.556 | 0.556 | 0.556 | 0.556 | 0.556 | 0.556 | 0.556 | 0.556 | 0.556 | 0.556 | 0.556 | 0.556 | 0.556 | 0.556 | 0.556 | 0.556 | 0.556 | 0.556 | 0.556 | 0.556 | 0.556 | 0.556 | 0.556 | 0.556
Southern_PGAE_Solar_22 | caiso-deliverability | Gates_TB_11_SSN | Reliability_Capacity_In_Model_Year | System RA | Southern_PGAE_Solar_22 | 0.556 | 0.556 | 0.556 | 0.556 | 0.556 | 0.556 | 0.556 | 0.556 | 0.556 | 0.556 | 0.556 | 0.556 | 0.556 | 0.556 | 0.556 | 0.556 | 0.556 | 0.556 | 0.556 | 0.556 | 0.556 | 0.556 | 0.556 | 0.556 | 0.556 | 0.556 | 0.556 | 0.556 | 0.556 | 0.556 | 0.556
Southern_PGAE_Solar_23 | caiso-deliverability | Gates_TB_11_SSN | Reliability_Capacity_In_Model_Year | System RA | Southern_PGAE_Solar_23 | 0.556 | 0.556 | 0.556 | 0.556 | 0.556 | 0.556 | 0.556 | 0.556 | 0.556 | 0.556 | 0.556 | 0.556 | 0.556 | 0.556 | 0.556 | 0.556 | 0.556 | 0.556 | 0.556 | 0.556 | 0.556 | 0.556 | 0.556 | 0.556 | 0.556 | 0.556 | 0.556 | 0.556 | 0.556 | 0.556 | 0.556
Southern_PGAE_Solar_24 | caiso-deliverability | Gates_TB_11_SSN | Reliability_Capacity_In_Model_Year | System RA | Southern_PGAE_Solar_24 | 0.556 | 0.556 | 0.556 | 0.556 | 0.556 | 0.556 | 0.556 | 0.556 | 0.556 | 0.556 | 0.556 | 0.556 | 0.556 | 0.556 | 0.556 | 0.556 | 0.556 | 0.556 | 0.556 | 0.556 | 0.556 | 0.556 | 0.556 | 0.556 | 0.556 | 0.556 | 0.556 | 0.556 | 0.556 | 0.556 | 0.556
Southern_PGAE_Solar_33 | caiso-deliverability | Gates_TB_11_SSN | Reliability_Capacity_In_Model_Year | System RA | Southern_PGAE_Solar_33 | 0.556 | 0.556 | 0.556 | 0.556 | 0.556 | 0.556 | 0.556 | 0.556 | 0.556 | 0.556 | 0.556 | 0.556 | 0.556 | 0.556 | 0.556 | 0.556 | 0.556 | 0.556 | 0.556 | 0.556 | 0.556 | 0.556 | 0.556 | 0.556 | 0.556 | 0.556 | 0.556 | 0.556 | 0.556 | 0.556 | 0.556
Southern_PGAE_Solar_45 | caiso-deliverability | Gates_TB_11_SSN | Reliability_Capacity_In_Model_Year | System RA | Southern_PGAE_Solar_45 | 0.556 | 0.556 | 0.556 | 0.556 | 0.556 | 0.556 | 0.556 | 0.556 | 0.556 | 0.556 | 0.556 | 0.556 | 0.556 | 0.556 | 0.556 | 0.556 | 0.556 | 0.556 | 0.556 | 0.556 | 0.556 | 0.556 | 0.556 | 0.556 | 0.556 | 0.556 | 0.556 | 0.556 | 0.556 | 0.556 | 0.556
Southern_PGAE_Solar_46 | caiso-deliverability | Gates_TB_11_SSN | Reliability_Capacity_In_Model_Year | System RA | Southern_PGAE_Solar_46 | 0.556 | 0.556 | 0.556 | 0.556 | 0.556 | 0.556 | 0.556 | 0.556 | 0.556 | 0.556 | 0.556 | 0.556 | 0.556 | 0.556 | 0.556 | 0.556 | 0.556 | 0.556 | 0.556 | 0.556 | 0.556 | 0.556 | 0.556 | 0.556 | 0.556 | 0.556 | 0.556 | 0.556 | 0.556 | 0.556 | 0.556
Southern_PGAE_Solar_49 | caiso-deliverability | Gates_TB_11_SSN | Reliability_Capacity_In_Model_Year | System RA | Southern_PGAE_Solar_49 | 0.556 | 0.556 | 0.556 | 0.556 | 0.556 | 0.556 | 0.556 | 0.556 | 0.556 | 0.556 | 0.556 | 0.556 | 0.556 | 0.556 | 0.556 | 0.556 | 0.556 | 0.556 | 0.556 | 0.556 | 0.556 | 0.556 | 0.556 | 0.556 | 0.556 | 0.556 | 0.556 | 0.556 | 0.556 | 0.556 | 0.556
Southern_PGAE_Solar_52 | caiso-deliverability | Gates_TB_11_SSN | Reliability_Capacity_In_Model_Year | System RA | Southern_PGAE_Solar_52 | 0.556 | 0.556 | 0.556 | 0.556 | 0.556 | 0.556 | 0.556 | 0.556 | 0.556 | 0.556 | 0.556 | 0.556 | 0.556 | 0.556 | 0.556 | 0.556 | 0.556 | 0.556 | 0.556 | 0.556 | 0.556 | 0.556 | 0.556 | 0.556 | 0.556 | 0.556 | 0.556 | 0.556 | 0.556 | 0.556 | 0.556
Southern_PGAE_Solar_61 | caiso-deliverability | Gates_TB_11_SSN | Reliability_Capacity_In_Model_Year | System RA | Southern_PGAE_Solar_61 | 0.556 | 0.556 | 0.556 | 0.556 | 0.556 | 0.556 | 0.556 | 0.556 | 0.556 | 0.556 | 0.556 | 0.556 | 0.556 | 0.556 | 0.556 | 0.556 | 0.556 | 0.556 | 0.556 | 0.556 | 0.556 | 0.556 | 0.556 | 0.556 | 0.556 | 0.556 | 0.556 | 0.556 | 0.556 | 0.556 | 0.556
Southern_PGAE_Solar_69 | caiso-deliverability | Gates_TB_11_SSN | Reliability_Capacity_In_Model_Year | System RA | Southern_PGAE_Solar_69 | 0.556 | 0.556 | 0.556 | 0.556 | 0.556 | 0.556 | 0.556 | 0.556 | 0.556 | 0.556 | 0.556 | 0.556 | 0.556 | 0.556 | 0.556 | 0.556 | 0.556 | 0.556 | 0.556 | 0.556 | 0.556 | 0.556 | 0.556 | 0.556 | 0.556 | 0.556 | 0.556 | 0.556 | 0.556 | 0.556 | 0.556
Southern_PGAE_Solar_72 | caiso-deliverability | Gates_TB_11_SSN | Reliability_Capacity_In_Model_Year | System RA | Southern_PGAE_Solar_72 | 0.556 | 0.556 | 0.556 | 0.556 | 0.556 | 0.556 | 0.556 | 0.556 | 0.556 | 0.556 | 0.556 | 0.556 | 0.556 | 0.556 | 0.556 | 0.556 | 0.556 | 0.556 | 0.556 | 0.556 | 0.556 | 0.556 | 0.556 | 0.556 | 0.556 | 0.556 | 0.556 | 0.556 | 0.556 | 0.556 | 0.556
Southern_PGAE_Solar_74 | caiso-deliverability | Gates_TB_11_SSN | Reliability_Capacity_In_Model_Year | System RA | Southern_PGAE_Solar_74 | 0.556 | 0.556 | 0.556 | 0.556 | 0.556 | 0.556 | 0.556 | 0.556 | 0.556 | 0.556 | 0.556 | 0.556 | 0.556 | 0.556 | 0.556 | 0.556 | 0.556 | 0.556 | 0.556 | 0.556 | 0.556 | 0.556 | 0.556 | 0.556 | 0.556 | 0.556 | 0.556 | 0.556 | 0.556 | 0.556 | 0.556
Southern_PGAE_Solar_75 | caiso-deliverability | Gates_TB_11_SSN | Reliability_Capacity_In_Model_Year | System RA | Southern_PGAE_Solar_75 | 0.556 | 0.556 | 0.556 | 0.556 | 0.556 | 0.556 | 0.556 | 0.556 | 0.556 | 0.556 | 0.556 | 0.556 | 0.556 | 0.556 | 0.556 | 0.556 | 0.556 | 0.556 | 0.556 | 0.556 | 0.556 | 0.556 | 0.556 | 0.556 | 0.556 | 0.556 | 0.556 | 0.556 | 0.556 | 0.556 | 0.556
Southern_PGAE_Solar_79 | caiso-deliverability | Gates_TB_11_SSN | Reliability_Capacity_In_Model_Year | System RA | Southern_PGAE_Solar_79 | 0.556 | 0.556 | 0.556 | 0.556 | 0.556 | 0.556 | 0.556 | 0.556 | 0.556 | 0.556 | 0.556 | 0.556 | 0.556 | 0.556 | 0.556 | 0.556 | 0.556 | 0.556 | 0.556 | 0.556 | 0.556 | 0.556 | 0.556 | 0.556 | 0.556 | 0.556 | 0.556 | 0.556 | 0.556 | 0.556 | 0.556
Southern_PGAE_Solar_93 | caiso-deliverability | Gates_TB_11_SSN | Reliability_Capacity_In_Model_Year | System RA | Southern_PGAE_Solar_93 | 0.556 | 0.556 | 0.556 | 0.556 | 0.556 | 0.556 | 0.556 | 0.556 | 0.556 | 0.556 | 0.556 | 0.556 | 0.556 | 0.556 | 0.556 | 0.556 | 0.556 | 0.556 | 0.556 | 0.556 | 0.556 | 0.556 | 0.556 | 0.556 | 0.556 | 0.556 | 0.556 | 0.556 | 0.556 | 0.556 | 0.556
Southern_PGAE_Solar_98 | caiso-deliverability | Gates_TB_11_SSN | Reliability_Capacity_In_Model_Year | System RA | Southern_PGAE_Solar_98 | 0.556 | 0.556 | 0.556 | 0.556 | 0.556 | 0.556 | 0.556 | 0.556 | 0.556 | 0.556 | 0.556 | 0.556 | 0.556 | 0.556 | 0.556 | 0.556 | 0.556 | 0.556 | 0.556 | 0.556 | 0.556 | 0.556 | 0.556 | 0.556 | 0.556 | 0.556 | 0.556 | 0.556 | 0.556 | 0.556 | 0.556
Southern_PGAE_Solar_102 | caiso-deliverability | Gates_TB_11_SSN | Reliability_Capacity_In_Model_Year | System RA | Southern_PGAE_Solar_102 | 0.556 | 0.556 | 0.556 | 0.556 | 0.556 | 0.556 | 0.556 | 0.556 | 0.556 | 0.556 | 0.556 | 0.556 | 0.556 | 0.556 | 0.556 | 0.556 | 0.556 | 0.556 | 0.556 | 0.556 | 0.556 | 0.556 | 0.556 | 0.556 | 0.556 | 0.556 | 0.556 | 0.556 | 0.556 | 0.556 | 0.556
Southern_PGAE_Solar_109 | caiso-deliverability | Gates_TB_11_SSN | Reliability_Capacity_In_Model_Year | System RA | Southern_PGAE_Solar_109 | 0.556 | 0.556 | 0.556 | 0.556 | 0.556 | 0.556 | 0.556 | 0.556 | 0.556 | 0.556 | 0.556 | 0.556 | 0.556 | 0.556 | 0.556 | 0.556 | 0.556 | 0.556 | 0.556 | 0.556 | 0.556 | 0.556 | 0.556 | 0.556 | 0.556 | 0.556 | 0.556 | 0.556 | 0.556 | 0.556 | 0.556
Southern_PGAE_Solar_117 | caiso-deliverability | Gates_TB_11_SSN | Reliability_Capacity_In_Model_Year | System RA | Southern_PGAE_Solar_117 | 0.556 | 0.556 | 0.556 | 0.556 | 0.556 | 0.556 | 0.556 | 0.556 | 0.556 | 0.556 | 0.556 | 0.556 | 0.556 | 0.556 | 0.556 | 0.556 | 0.556 | 0.556 | 0.556 | 0.556 | 0.556 | 0.556 | 0.556 | 0.556 | 0.556 | 0.556 | 0.556 | 0.556 | 0.556 | 0.556 | 0.556
Southern_PGAE_Solar_118 | caiso-deliverability | Gates_TB_11_SSN | Reliability_Capacity_In_Model_Year | System RA | Southern_PGAE_Solar_118 | 0.556 | 0.556 | 0.556 | 0.556 | 0.556 | 0.556 | 0.556 | 0.556 | 0.556 | 0.556 | 0.556 | 0.556 | 0.556 | 0.556 | 0.556 | 0.556 | 0.556 | 0.556 | 0.556 | 0.556 | 0.556 | 0.556 | 0.556 | 0.556 | 0.556 | 0.556 | 0.556 | 0.556 | 0.556 | 0.556 | 0.556
Southern_PGAE_Solar_124 | caiso-deliverability | Gates_TB_11_SSN | Reliability_Capacity_In_Model_Year | System RA | Southern_PGAE_Solar_124 | 0.556 | 0.556 | 0.556 | 0.556 | 0.556 | 0.556 | 0.556 | 0.556 | 0.556 | 0.556 | 0.556 | 0.556 | 0.556 | 0.556 | 0.556 | 0.556 | 0.556 | 0.556 | 0.556 | 0.556 | 0.556 | 0.556 | 0.556 | 0.556 | 0.556 | 0.556 | 0.556 | 0.556 | 0.556 | 0.556 | 0.556
Southern_PGAE_Solar_139 | caiso-deliverability | Gates_TB_11_SSN | Reliability_Capacity_In_Model_Year | System RA | Southern_PGAE_Solar_139 | 0.556 | 0.556 | 0.556 | 0.556 | 0.556 | 0.556 | 0.556 | 0.556 | 0.556 | 0.556 | 0.556 | 0.556 | 0.556 | 0.556 | 0.556 | 0.556 | 0.556 | 0.556 | 0.556 | 0.556 | 0.556 | 0.556 | 0.556 | 0.556 | 0.556 | 0.556 | 0.556 | 0.556 | 0.556 | 0.556 | 0.556
Southern_PGAE_Solar_140 | caiso-deliverability | Gates_TB_11_SSN | Reliability_Capacity_In_Model_Year | System RA | Southern_PGAE_Solar_140 | 0.556 | 0.556 | 0.556 | 0.556 | 0.556 | 0.556 | 0.556 | 0.556 | 0.556 | 0.556 | 0.556 | 0.556 | 0.556 | 0.556 | 0.556 | 0.556 | 0.556 | 0.556 | 0.556 | 0.556 | 0.556 | 0.556 | 0.556 | 0.556 | 0.556 | 0.556 | 0.556 | 0.556 | 0.556 | 0.556 | 0.556
Southern_PGAE_Solar_151 | caiso-deliverability | Gates_TB_11_SSN | Reliability_Capacity_In_Model_Year | System RA | Southern_PGAE_Solar_151 | 0.556 | 0.556 | 0.556 | 0.556 | 0.556 | 0.556 | 0.556 | 0.556 | 0.556 | 0.556 | 0.556 | 0.556 | 0.556 | 0.556 | 0.556 | 0.556 | 0.556 | 0.556 | 0.556 | 0.556 | 0.556 | 0.556 | 0.556 | 0.556 | 0.556 | 0.556 | 0.556 | 0.556 | 0.556 | 0.556 | 0.556
Southern_PGAE_Solar_154 | caiso-deliverability | Gates_TB_11_SSN | Reliability_Capacity_In_Model_Year | System RA | Southern_PGAE_Solar_154 | 0.556 | 0.556 | 0.556 | 0.556 | 0.556 | 0.556 | 0.556 | 0.556 | 0.556 | 0.556 | 0.556 | 0.556 | 0.556 | 0.556 | 0.556 | 0.556 | 0.556 | 0.556 | 0.556 | 0.556 | 0.556 | 0.556 | 0.556 | 0.556 | 0.556 | 0.556 | 0.556 | 0.556 | 0.556 | 0.556 | 0.556
Southern_PGAE_Solar_161 | caiso-deliverability | Gates_TB_11_SSN | Reliability_Capacity_In_Model_Year | System RA | Southern_PGAE_Solar_161 | 0.556 | 0.556 | 0.556 | 0.556 | 0.556 | 0.556 | 0.556 | 0.556 | 0.556 | 0.556 | 0.556 | 0.556 | 0.556 | 0.556 | 0.556 | 0.556 | 0.556 | 0.556 | 0.556 | 0.556 | 0.556 | 0.556 | 0.556 | 0.556 | 0.556 | 0.556 | 0.556 | 0.556 | 0.556 | 0.556 | 0.556
Southern_PGAE_Solar_162 | caiso-deliverability | Gates_TB_11_SSN | Reliability_Capacity_In_Model_Year | System RA | Southern_PGAE_Solar_162 | 0.556 | 0.556 | 0.556 | 0.556 | 0.556 | 0.556 | 0.556 | 0.556 | 0.556 | 0.556 | 0.556 | 0.556 | 0.556 | 0.556 | 0.556 | 0.556 | 0.556 | 0.556 | 0.556 | 0.556 | 0.556 | 0.556 | 0.556 | 0.556 | 0.556 | 0.556 | 0.556 | 0.556 | 0.556 | 0.556 | 0.556
Southern_PGAE_Solar_163 | caiso-deliverability | Gates_TB_11_SSN | Reliability_Capacity_In_Model_Year | System RA | Southern_PGAE_Solar_163 | 0.556 | 0.556 | 0.556 | 0.556 | 0.556 | 0.556 | 0.556 | 0.556 | 0.556 | 0.556 | 0.556 | 0.556 | 0.556 | 0.556 | 0.556 | 0.556 | 0.556 | 0.556 | 0.556 | 0.556 | 0.556 | 0.556 | 0.556 | 0.556 | 0.556 | 0.556 | 0.556 | 0.556 | 0.556 | 0.556 | 0.556
Southern_PGAE_Solar_164 | caiso-deliverability | Gates_TB_11_SSN | Reliability_Capacity_In_Model_Year | System RA | Southern_PGAE_Solar_164 | 0.556 | 0.556 | 0.556 | 0.556 | 0.556 | 0.556 | 0.556 | 0.556 | 0.556 | 0.556 | 0.556 | 0.556 | 0.556 | 0.556 | 0.556 | 0.556 | 0.556 | 0.556 | 0.556 | 0.556 | 0.556 | 0.556 | 0.556 | 0.556 | 0.556 | 0.556 | 0.556 | 0.556 | 0.556 | 0.556 | 0.556
Southern_PGAE_Solar_165 | caiso-deliverability | Gates_TB_11_SSN | Reliability_Capacity_In_Model_Year | System RA | Southern_PGAE_Solar_165 | 0.556 | 0.556 | 0.556 | 0.556 | 0.556 | 0.556 | 0.556 | 0.556 | 0.556 | 0.556 | 0.556 | 0.556 | 0.556 | 0.556 | 0.556 | 0.556 | 0.556 | 0.556 | 0.556 | 0.556 | 0.556 | 0.556 | 0.556 | 0.556 | 0.556 | 0.556 | 0.556 | 0.556 | 0.556 | 0.556 | 0.556
Southern_PGAE_Solar_168 | caiso-deliverability | Gates_TB_11_SSN | Reliability_Capacity_In_Model_Year | System RA | Southern_PGAE_Solar_168 | 0.556 | 0.556 | 0.556 | 0.556 | 0.556 | 0.556 | 0.556 | 0.556 | 0.556 | 0.556 | 0.556 | 0.556 | 0.556 | 0.556 | 0.556 | 0.556 | 0.556 | 0.556 | 0.556 | 0.556 | 0.556 | 0.556 | 0.556 | 0.556 | 0.556 | 0.556 | 0.556 | 0.556 | 0.556 | 0.556 | 0.556
Southern_PGAE_Solar_169 | caiso-deliverability | Gates_TB_11_SSN | Reliability_Capacity_In_Model_Year | System RA | Southern_PGAE_Solar_169 | 0.556 | 0.556 | 0.556 | 0.556 | 0.556 | 0.556 | 0.556 | 0.556 | 0.556 | 0.556 | 0.556 | 0.556 | 0.556 | 0.556 | 0.556 | 0.556 | 0.556 | 0.556 | 0.556 | 0.556 | 0.556 | 0.556 | 0.556 | 0.556 | 0.556 | 0.556 | 0.556 | 0.556 | 0.556 | 0.556 | 0.556
Southern_PGAE_Solar_170 | caiso-deliverability | Gates_TB_11_SSN | Reliability_Capacity_In_Model_Year | System RA | Southern_PGAE_Solar_170 | 0.556 | 0.556 | 0.556 | 0.556 | 0.556 | 0.556 | 0.556 | 0.556 | 0.556 | 0.556 | 0.556 | 0.556 | 0.556 | 0.556 | 0.556 | 0.556 | 0.556 | 0.556 | 0.556 | 0.556 | 0.556 | 0.556 | 0.556 | 0.556 | 0.556 | 0.556 | 0.556 | 0.556 | 0.556 | 0.556 | 0.556
Southern_PGAE_Solar_174 | caiso-deliverability | Gates_TB_11_SSN | Reliability_Capacity_In_Model_Year | System RA | Southern_PGAE_Solar_174 | 0.556 | 0.556 | 0.556 | 0.556 | 0.556 | 0.556 | 0.556 | 0.556 | 0.556 | 0.556 | 0.556 | 0.556 | 0.556 | 0.556 | 0.556 | 0.556 | 0.556 | 0.556 | 0.556 | 0.556 | 0.556 | 0.556 | 0.556 | 0.556 | 0.556 | 0.556 | 0.556 | 0.556 | 0.556 | 0.556 | 0.556
Southern_PGAE_Solar_176 | caiso-deliverability | Gates_TB_11_SSN | Reliability_Capacity_In_Model_Year | System RA | Southern_PGAE_Solar_176 | 0.556 | 0.556 | 0.556 | 0.556 | 0.556 | 0.556 | 0.556 | 0.556 | 0.556 | 0.556 | 0.556 | 0.556 | 0.556 | 0.556 | 0.556 | 0.556 | 0.556 | 0.556 | 0.556 | 0.556 | 0.556 | 0.556 | 0.556 | 0.556 | 0.556 | 0.556 | 0.556 | 0.556 | 0.556 | 0.556 | 0.556
Gates_TB_13_group | caiso-deliverability | Gates_TB_11_SSN | Operational_New_Capacity_MW | Gates_TB_13_group |  | -1 | -1 | -1 | -1 | -1 | -1 | -1 | -1 | -1 | -1 | -1 | -1 | -1 | -1 | -1 | -1 | -1 | -1 | -1 | -1 | -1 | -1 | -1 | -1 | -1 | -1 | -1 | -1 | -1 | -1 | -1
Southern_PGAE_Flow_Battery_23 | caiso-deliverability | Gates_TB_12_HSN | Reliability_Capacity_In_Model_Year | System RA | Southern_PGAE_Flow_Battery_23 | 1 | 1 | 1 | 1 | 1 | 1 | 1 | 1 | 1 | 1 | 1 | 1 | 1 | 1 | 1 | 1 | 1 | 1 | 1 | 1 | 1 | 1 | 1 | 1 | 1 | 1 | 1 | 1 | 1 | 1 | 1
Southern_PGAE_Flow_Battery_24 | caiso-deliverability | Gates_TB_12_HSN | Reliability_Capacity_In_Model_Year | System RA | Southern_PGAE_Flow_Battery_24 | 1 | 1 | 1 | 1 | 1 | 1 | 1 | 1 | 1 | 1 | 1 | 1 | 1 | 1 | 1 | 1 | 1 | 1 | 1 | 1 | 1 | 1 | 1 | 1 | 1 | 1 | 1 | 1 | 1 | 1 | 1
Southern_PGAE_Flow_Battery_33 | caiso-deliverability | Gates_TB_12_HSN | Reliability_Capacity_In_Model_Year | System RA | Southern_PGAE_Flow_Battery_33 | 1 | 1 | 1 | 1 | 1 | 1 | 1 | 1 | 1 | 1 | 1 | 1 | 1 | 1 | 1 | 1 | 1 | 1 | 1 | 1 | 1 | 1 | 1 | 1 | 1 | 1 | 1 | 1 | 1 | 1 | 1
Southern_PGAE_Flow_Battery_34 | caiso-deliverability | Gates_TB_12_HSN | Reliability_Capacity_In_Model_Year | System RA | Southern_PGAE_Flow_Battery_34 | 1 | 1 | 1 | 1 | 1 | 1 | 1 | 1 | 1 | 1 | 1 | 1 | 1 | 1 | 1 | 1 | 1 | 1 | 1 | 1 | 1 | 1 | 1 | 1 | 1 | 1 | 1 | 1 | 1 | 1 | 1
Southern_PGAE_Flow_Battery_45 | caiso-deliverability | Gates_TB_12_HSN | Reliability_Capacity_In_Model_Year | System RA | Southern_PGAE_Flow_Battery_45 | 1 | 1 | 1 | 1 | 1 | 1 | 1 | 1 | 1 | 1 | 1 | 1 | 1 | 1 | 1 | 1 | 1 | 1 | 1 | 1 | 1 | 1 | 1 | 1 | 1 | 1 | 1 | 1 | 1 | 1 | 1
Southern_PGAE_Flow_Battery_46 | caiso-deliverability | Gates_TB_12_HSN | Reliability_Capacity_In_Model_Year | System RA | Southern_PGAE_Flow_Battery_46 | 1 | 1 | 1 | 1 | 1 | 1 | 1 | 1 | 1 | 1 | 1 | 1 | 1 | 1 | 1 | 1 | 1 | 1 | 1 | 1 | 1 | 1 | 1 | 1 | 1 | 1 | 1 | 1 | 1 | 1 | 1
Southern_PGAE_Flow_Battery_49 | caiso-deliverability | Gates_TB_12_HSN | Reliability_Capacity_In_Model_Year | System RA | Southern_PGAE_Flow_Battery_49 | 1 | 1 | 1 | 1 | 1 | 1 | 1 | 1 | 1 | 1 | 1 | 1 | 1 | 1 | 1 | 1 | 1 | 1 | 1 | 1 | 1 | 1 | 1 | 1 | 1 | 1 | 1 | 1 | 1 | 1 | 1
Southern_PGAE_Flow_Battery_52 | caiso-deliverability | Gates_TB_12_HSN | Reliability_Capacity_In_Model_Year | System RA | Southern_PGAE_Flow_Battery_52 | 1 | 1 | 1 | 1 | 1 | 1 | 1 | 1 | 1 | 1 | 1 | 1 | 1 | 1 | 1 | 1 | 1 | 1 | 1 | 1 | 1 | 1 | 1 | 1 | 1 | 1 | 1 | 1 | 1 | 1 | 1
Southern_PGAE_Flow_Battery_61 | caiso-deliverability | Gates_TB_12_HSN | Reliability_Capacity_In_Model_Year | System RA | Southern_PGAE_Flow_Battery_61 | 1 | 1 | 1 | 1 | 1 | 1 | 1 | 1 | 1 | 1 | 1 | 1 | 1 | 1 | 1 | 1 | 1 | 1 | 1 | 1 | 1 | 1 | 1 | 1 | 1 | 1 | 1 | 1 | 1 | 1 | 1
Southern_PGAE_Flow_Battery_69 | caiso-deliverability | Gates_TB_12_HSN | Reliability_Capacity_In_Model_Year | System RA | Southern_PGAE_Flow_Battery_69 | 1 | 1 | 1 | 1 | 1 | 1 | 1 | 1 | 1 | 1 | 1 | 1 | 1 | 1 | 1 | 1 | 1 | 1 | 1 | 1 | 1 | 1 | 1 | 1 | 1 | 1 | 1 | 1 | 1 | 1 | 1
Southern_PGAE_Flow_Battery_72 | caiso-deliverability | Gates_TB_12_HSN | Reliability_Capacity_In_Model_Year | System RA | Southern_PGAE_Flow_Battery_72 | 1 | 1 | 1 | 1 | 1 | 1 | 1 | 1 | 1 | 1 | 1 | 1 | 1 | 1 | 1 | 1 | 1 | 1 | 1 | 1 | 1 | 1 | 1 | 1 | 1 | 1 | 1 | 1 | 1 | 1 | 1
Southern_PGAE_Flow_Battery_74 | caiso-deliverability | Gates_TB_12_HSN | Reliability_Capacity_In_Model_Year | System RA | Southern_PGAE_Flow_Battery_74 | 1 | 1 | 1 | 1 | 1 | 1 | 1 | 1 | 1 | 1 | 1 | 1 | 1 | 1 | 1 | 1 | 1 | 1 | 1 | 1 | 1 | 1 | 1 | 1 | 1 | 1 | 1 | 1 | 1 | 1 | 1
Southern_PGAE_Flow_Battery_75 | caiso-deliverability | Gates_TB_12_HSN | Reliability_Capacity_In_Model_Year | System RA | Southern_PGAE_Flow_Battery_75 | 1 | 1 | 1 | 1 | 1 | 1 | 1 | 1 | 1 | 1 | 1 | 1 | 1 | 1 | 1 | 1 | 1 | 1 | 1 | 1 | 1 | 1 | 1 | 1 | 1 | 1 | 1 | 1 | 1 | 1 | 1
Southern_PGAE_Flow_Battery_79 | caiso-deliverability | Gates_TB_12_HSN | Reliability_Capacity_In_Model_Year | System RA | Southern_PGAE_Flow_Battery_79 | 1 | 1 | 1 | 1 | 1 | 1 | 1 | 1 | 1 | 1 | 1 | 1 | 1 | 1 | 1 | 1 | 1 | 1 | 1 | 1 | 1 | 1 | 1 | 1 | 1 | 1 | 1 | 1 | 1 | 1 | 1
Southern_PGAE_Flow_Battery_93 | caiso-deliverability | Gates_TB_12_HSN | Reliability_Capacity_In_Model_Year | System RA | Southern_PGAE_Flow_Battery_93 | 1 | 1 | 1 | 1 | 1 | 1 | 1 | 1 | 1 | 1 | 1 | 1 | 1 | 1 | 1 | 1 | 1 | 1 | 1 | 1 | 1 | 1 | 1 | 1 | 1 | 1 | 1 | 1 | 1 | 1 | 1
Southern_PGAE_Flow_Battery_98 | caiso-deliverability | Gates_TB_12_HSN | Reliability_Capacity_In_Model_Year | System RA | Southern_PGAE_Flow_Battery_98 | 1 | 1 | 1 | 1 | 1 | 1 | 1 | 1 | 1 | 1 | 1 | 1 | 1 | 1 | 1 | 1 | 1 | 1 | 1 | 1 | 1 | 1 | 1 | 1 | 1 | 1 | 1 | 1 | 1 | 1 | 1
Southern_PGAE_Flow_Battery_102 | caiso-deliverability | Gates_TB_12_HSN | Reliability_Capacity_In_Model_Year | System RA | Southern_PGAE_Flow_Battery_102 | 1 | 1 | 1 | 1 | 1 | 1 | 1 | 1 | 1 | 1 | 1 | 1 | 1 | 1 | 1 | 1 | 1 | 1 | 1 | 1 | 1 | 1 | 1 | 1 | 1 | 1 | 1 | 1 | 1 | 1 | 1
Southern_PGAE_Flow_Battery_109 | caiso-deliverability | Gates_TB_12_HSN | Reliability_Capacity_In_Model_Year | System RA | Southern_PGAE_Flow_Battery_109 | 1 | 1 | 1 | 1 | 1 | 1 | 1 | 1 | 1 | 1 | 1 | 1 | 1 | 1 | 1 | 1 | 1 | 1 | 1 | 1 | 1 | 1 | 1 | 1 | 1 | 1 | 1 | 1 | 1 | 1 | 1
Southern_PGAE_Flow_Battery_117 | caiso-deliverability | Gates_TB_12_HSN | Reliability_Capacity_In_Model_Year | System RA | Southern_PGAE_Flow_Battery_117 | 1 | 1 | 1 | 1 | 1 | 1 | 1 | 1 | 1 | 1 | 1 | 1 | 1 | 1 | 1 | 1 | 1 | 1 | 1 | 1 | 1 | 1 | 1 | 1 | 1 | 1 | 1 | 1 | 1 | 1 | 1
Southern_PGAE_Flow_Battery_118 | caiso-deliverability | Gates_TB_12_HSN | Reliability_Capacity_In_Model_Year | System RA | Southern_PGAE_Flow_Battery_118 | 1 | 1 | 1 | 1 | 1 | 1 | 1 | 1 | 1 | 1 | 1 | 1 | 1 | 1 | 1 | 1 | 1 | 1 | 1 | 1 | 1 | 1 | 1 | 1 | 1 | 1 | 1 | 1 | 1 | 1 | 1
Southern_PGAE_Flow_Battery_124 | caiso-deliverability | Gates_TB_12_HSN | Reliability_Capacity_In_Model_Year | System RA | Southern_PGAE_Flow_Battery_124 | 1 | 1 | 1 | 1 | 1 | 1 | 1 | 1 | 1 | 1 | 1 | 1 | 1 | 1 | 1 | 1 | 1 | 1 | 1 | 1 | 1 | 1 | 1 | 1 | 1 | 1 | 1 | 1 | 1 | 1 | 1
Southern_PGAE_Flow_Battery_139 | caiso-deliverability | Gates_TB_12_HSN | Reliability_Capacity_In_Model_Year | System RA | Southern_PGAE_Flow_Battery_139 | 1 | 1 | 1 | 1 | 1 | 1 | 1 | 1 | 1 | 1 | 1 | 1 | 1 | 1 | 1 | 1 | 1 | 1 | 1 | 1 | 1 | 1 | 1 | 1 | 1 | 1 | 1 | 1 | 1 | 1 | 1
Southern_PGAE_Flow_Battery_140 | caiso-deliverability | Gates_TB_12_HSN | Reliability_Capacity_In_Model_Year | System RA | Southern_PGAE_Flow_Battery_140 | 1 | 1 | 1 | 1 | 1 | 1 | 1 | 1 | 1 | 1 | 1 | 1 | 1 | 1 | 1 | 1 | 1 | 1 | 1 | 1 | 1 | 1 | 1 | 1 | 1 | 1 | 1 | 1 | 1 | 1 | 1
Southern_PGAE_Flow_Battery_151 | caiso-deliverability | Gates_TB_12_HSN | Reliability_Capacity_In_Model_Year | System RA | Southern_PGAE_Flow_Battery_151 | 1 | 1 | 1 | 1 | 1 | 1 | 1 | 1 | 1 | 1 | 1 | 1 | 1 | 1 | 1 | 1 | 1 | 1 | 1 | 1 | 1 | 1 | 1 | 1 | 1 | 1 | 1 | 1 | 1 | 1 | 1
Southern_PGAE_Flow_Battery_154 | caiso-deliverability | Gates_TB_12_HSN | Reliability_Capacity_In_Model_Year | System RA | Southern_PGAE_Flow_Battery_154 | 1 | 1 | 1 | 1 | 1 | 1 | 1 | 1 | 1 | 1 | 1 | 1 | 1 | 1 | 1 | 1 | 1 | 1 | 1 | 1 | 1 | 1 | 1 | 1 | 1 | 1 | 1 | 1 | 1 | 1 | 1
Southern_PGAE_Flow_Battery_161 | caiso-deliverability | Gates_TB_12_HSN | Reliability_Capacity_In_Model_Year | System RA | Southern_PGAE_Flow_Battery_161 | 1 | 1 | 1 | 1 | 1 | 1 | 1 | 1 | 1 | 1 | 1 | 1 | 1 | 1 | 1 | 1 | 1 | 1 | 1 | 1 | 1 | 1 | 1 | 1 | 1 | 1 | 1 | 1 | 1 | 1 | 1
Southern_PGAE_Flow_Battery_162 | caiso-deliverability | Gates_TB_12_HSN | Reliability_Capacity_In_Model_Year | System RA | Southern_PGAE_Flow_Battery_162 | 1 | 1 | 1 | 1 | 1 | 1 | 1 | 1 | 1 | 1 | 1 | 1 | 1 | 1 | 1 | 1 | 1 | 1 | 1 | 1 | 1 | 1 | 1 | 1 | 1 | 1 | 1 | 1 | 1 | 1 | 1
Southern_PGAE_Flow_Battery_163 | caiso-deliverability | Gates_TB_12_HSN | Reliability_Capacity_In_Model_Year | System RA | Southern_PGAE_Flow_Battery_163 | 1 | 1 | 1 | 1 | 1 | 1 | 1 | 1 | 1 | 1 | 1 | 1 | 1 | 1 | 1 | 1 | 1 | 1 | 1 | 1 | 1 | 1 | 1 | 1 | 1 | 1 | 1 | 1 | 1 | 1 | 1
Southern_PGAE_Flow_Battery_164 | caiso-deliverability | Gates_TB_12_HSN | Reliability_Capacity_In_Model_Year | System RA | Southern_PGAE_Flow_Battery_164 | 1 | 1 | 1 | 1 | 1 | 1 | 1 | 1 | 1 | 1 | 1 | 1 | 1 | 1 | 1 | 1 | 1 | 1 | 1 | 1 | 1 | 1 | 1 | 1 | 1 | 1 | 1 | 1 | 1 | 1 | 1
Southern_PGAE_Flow_Battery_165 | caiso-deliverability | Gates_TB_12_HSN | Reliability_Capacity_In_Model_Year | System RA | Southern_PGAE_Flow_Battery_165 | 1 | 1 | 1 | 1 | 1 | 1 | 1 | 1 | 1 | 1 | 1 | 1 | 1 | 1 | 1 | 1 | 1 | 1 | 1 | 1 | 1 | 1 | 1 | 1 | 1 | 1 | 1 | 1 | 1 | 1 | 1
Northern_California_Flow_Battery_166 | caiso-deliverability | Gates_TB_12_HSN | Reliability_Capacity_In_Model_Year | System RA | Northern_California_Flow_Battery_166 | 1 | 1 | 1 | 1 | 1 | 1 | 1 | 1 | 1 | 1 | 1 | 1 | 1 | 1 | 1 | 1 | 1 | 1 | 1 | 1 | 1 | 1 | 1 | 1 | 1 | 1 | 1 | 1 | 1 | 1 | 1
Southern_PGAE_Flow_Battery_168 | caiso-deliverability | Gates_TB_12_HSN | Reliability_Capacity_In_Model_Year | System RA | Southern_PGAE_Flow_Battery_168 | 1 | 1 | 1 | 1 | 1 | 1 | 1 | 1 | 1 | 1 | 1 | 1 | 1 | 1 | 1 | 1 | 1 | 1 | 1 | 1 | 1 | 1 | 1 | 1 | 1 | 1 | 1 | 1 | 1 | 1 | 1
Southern_PGAE_Flow_Battery_169 | caiso-deliverability | Gates_TB_12_HSN | Reliability_Capacity_In_Model_Year | System RA | Southern_PGAE_Flow_Battery_169 | 1 | 1 | 1 | 1 | 1 | 1 | 1 | 1 | 1 | 1 | 1 | 1 | 1 | 1 | 1 | 1 | 1 | 1 | 1 | 1 | 1 | 1 | 1 | 1 | 1 | 1 | 1 | 1 | 1 | 1 | 1
Southern_PGAE_Flow_Battery_170 | caiso-deliverability | Gates_TB_12_HSN | Reliability_Capacity_In_Model_Year | System RA | Southern_PGAE_Flow_Battery_170 | 1 | 1 | 1 | 1 | 1 | 1 | 1 | 1 | 1 | 1 | 1 | 1 | 1 | 1 | 1 | 1 | 1 | 1 | 1 | 1 | 1 | 1 | 1 | 1 | 1 | 1 | 1 | 1 | 1 | 1 | 1
Southern_PGAE_Flow_Battery_174 | caiso-deliverability | Gates_TB_12_HSN | Reliability_Capacity_In_Model_Year | System RA | Southern_PGAE_Flow_Battery_174 | 1 | 1 | 1 | 1 | 1 | 1 | 1 | 1 | 1 | 1 | 1 | 1 | 1 | 1 | 1 | 1 | 1 | 1 | 1 | 1 | 1 | 1 | 1 | 1 | 1 | 1 | 1 | 1 | 1 | 1 | 1
Southern_PGAE_Flow_Battery_176 | caiso-deliverability | Gates_TB_12_HSN | Reliability_Capacity_In_Model_Year | System RA | Southern_PGAE_Flow_Battery_176 | 1 | 1 | 1 | 1 | 1 | 1 | 1 | 1 | 1 | 1 | 1 | 1 | 1 | 1 | 1 | 1 | 1 | 1 | 1 | 1 | 1 | 1 | 1 | 1 | 1 | 1 | 1 | 1 | 1 | 1 | 1
Southern_PGAE_Li_Battery_4hr_23 | caiso-deliverability | Gates_TB_12_HSN | Reliability_Capacity_In_Model_Year | System RA | Southern_PGAE_Li_Battery_4hr_23 | 1 | 1 | 1 | 1 | 1 | 1 | 1 | 1 | 1 | 1 | 1 | 1 | 1 | 1 | 1 | 1 | 1 | 1 | 1 | 1 | 1 | 1 | 1 | 1 | 1 | 1 | 1 | 1 | 1 | 1 | 1
Southern_PGAE_Li_Battery_4hr_24 | caiso-deliverability | Gates_TB_12_HSN | Reliability_Capacity_In_Model_Year | System RA | Southern_PGAE_Li_Battery_4hr_24 | 1 | 1 | 1 | 1 | 1 | 1 | 1 | 1 | 1 | 1 | 1 | 1 | 1 | 1 | 1 | 1 | 1 | 1 | 1 | 1 | 1 | 1 | 1 | 1 | 1 | 1 | 1 | 1 | 1 | 1 | 1
Southern_PGAE_Li_Battery_4hr_33 | caiso-deliverability | Gates_TB_12_HSN | Reliability_Capacity_In_Model_Year | System RA | Southern_PGAE_Li_Battery_4hr_33 | 1 | 1 | 1 | 1 | 1 | 1 | 1 | 1 | 1 | 1 | 1 | 1 | 1 | 1 | 1 | 1 | 1 | 1 | 1 | 1 | 1 | 1 | 1 | 1 | 1 | 1 | 1 | 1 | 1 | 1 | 1
Southern_PGAE_Li_Battery_4hr_34 | caiso-deliverability | Gates_TB_12_HSN | Reliability_Capacity_In_Model_Year | System RA | Southern_PGAE_Li_Battery_4hr_34 | 1 | 1 | 1 | 1 | 1 | 1 | 1 | 1 | 1 | 1 | 1 | 1 | 1 | 1 | 1 | 1 | 1 | 1 | 1 | 1 | 1 | 1 | 1 | 1 | 1 | 1 | 1 | 1 | 1 | 1 | 1
Southern_PGAE_Li_Battery_4hr_45 | caiso-deliverability | Gates_TB_12_HSN | Reliability_Capacity_In_Model_Year | System RA | Southern_PGAE_Li_Battery_4hr_45 | 1 | 1 | 1 | 1 | 1 | 1 | 1 | 1 | 1 | 1 | 1 | 1 | 1 | 1 | 1 | 1 | 1 | 1 | 1 | 1 | 1 | 1 | 1 | 1 | 1 | 1 | 1 | 1 | 1 | 1 | 1
Southern_PGAE_Li_Battery_4hr_46 | caiso-deliverability | Gates_TB_12_HSN | Reliability_Capacity_In_Model_Year | System RA | Southern_PGAE_Li_Battery_4hr_46 | 1 | 1 | 1 | 1 | 1 | 1 | 1 | 1 | 1 | 1 | 1 | 1 | 1 | 1 | 1 | 1 | 1 | 1 | 1 | 1 | 1 | 1 | 1 | 1 | 1 | 1 | 1 | 1 | 1 | 1 | 1
Southern_PGAE_Li_Battery_4hr_49 | caiso-deliverability | Gates_TB_12_HSN | Reliability_Capacity_In_Model_Year | System RA | Southern_PGAE_Li_Battery_4hr_49 | 1 | 1 | 1 | 1 | 1 | 1 | 1 | 1 | 1 | 1 | 1 | 1 | 1 | 1 | 1 | 1 | 1 | 1 | 1 | 1 | 1 | 1 | 1 | 1 | 1 | 1 | 1 | 1 | 1 | 1 | 1
Southern_PGAE_Li_Battery_4hr_52 | caiso-deliverability | Gates_TB_12_HSN | Reliability_Capacity_In_Model_Year | System RA | Southern_PGAE_Li_Battery_4hr_52 | 1 | 1 | 1 | 1 | 1 | 1 | 1 | 1 | 1 | 1 | 1 | 1 | 1 | 1 | 1 | 1 | 1 | 1 | 1 | 1 | 1 | 1 | 1 | 1 | 1 | 1 | 1 | 1 | 1 | 1 | 1
Southern_PGAE_Li_Battery_4hr_61 | caiso-deliverability | Gates_TB_12_HSN | Reliability_Capacity_In_Model_Year | System RA | Southern_PGAE_Li_Battery_4hr_61 | 1 | 1 | 1 | 1 | 1 | 1 | 1 | 1 | 1 | 1 | 1 | 1 | 1 | 1 | 1 | 1 | 1 | 1 | 1 | 1 | 1 | 1 | 1 | 1 | 1 | 1 | 1 | 1 | 1 | 1 | 1
Southern_PGAE_Li_Battery_4hr_69 | caiso-deliverability | Gates_TB_12_HSN | Reliability_Capacity_In_Model_Year | System RA | Southern_PGAE_Li_Battery_4hr_69 | 1 | 1 | 1 | 1 | 1 | 1 | 1 | 1 | 1 | 1 | 1 | 1 | 1 | 1 | 1 | 1 | 1 | 1 | 1 | 1 | 1 | 1 | 1 | 1 | 1 | 1 | 1 | 1 | 1 | 1 | 1
Southern_PGAE_Li_Battery_4hr_72 | caiso-deliverability | Gates_TB_12_HSN | Reliability_Capacity_In_Model_Year | System RA | Southern_PGAE_Li_Battery_4hr_72 | 1 | 1 | 1 | 1 | 1 | 1 | 1 | 1 | 1 | 1 | 1 | 1 | 1 | 1 | 1 | 1 | 1 | 1 | 1 | 1 | 1 | 1 | 1 | 1 | 1 | 1 | 1 | 1 | 1 | 1 | 1
Southern_PGAE_Li_Battery_4hr_74 | caiso-deliverability | Gates_TB_12_HSN | Reliability_Capacity_In_Model_Year | System RA | Southern_PGAE_Li_Battery_4hr_74 | 1 | 1 | 1 | 1 | 1 | 1 | 1 | 1 | 1 | 1 | 1 | 1 | 1 | 1 | 1 | 1 | 1 | 1 | 1 | 1 | 1 | 1 | 1 | 1 | 1 | 1 | 1 | 1 | 1 | 1 | 1
Southern_PGAE_Li_Battery_4hr_75 | caiso-deliverability | Gates_TB_12_HSN | Reliability_Capacity_In_Model_Year | System RA | Southern_PGAE_Li_Battery_4hr_75 | 1 | 1 | 1 | 1 | 1 | 1 | 1 | 1 | 1 | 1 | 1 | 1 | 1 | 1 | 1 | 1 | 1 | 1 | 1 | 1 | 1 | 1 | 1 | 1 | 1 | 1 | 1 | 1 | 1 | 1 | 1
Southern_PGAE_Li_Battery_4hr_79 | caiso-deliverability | Gates_TB_12_HSN | Reliability_Capacity_In_Model_Year | System RA | Southern_PGAE_Li_Battery_4hr_79 | 1 | 1 | 1 | 1 | 1 | 1 | 1 | 1 | 1 | 1 | 1 | 1 | 1 | 1 | 1 | 1 | 1 | 1 | 1 | 1 | 1 | 1 | 1 | 1 | 1 | 1 | 1 | 1 | 1 | 1 | 1
Southern_PGAE_Li_Battery_4hr_93 | caiso-deliverability | Gates_TB_12_HSN | Reliability_Capacity_In_Model_Year | System RA | Southern_PGAE_Li_Battery_4hr_93 | 1 | 1 | 1 | 1 | 1 | 1 | 1 | 1 | 1 | 1 | 1 | 1 | 1 | 1 | 1 | 1 | 1 | 1 | 1 | 1 | 1 | 1 | 1 | 1 | 1 | 1 | 1 | 1 | 1 | 1 | 1
Southern_PGAE_Li_Battery_4hr_98 | caiso-deliverability | Gates_TB_12_HSN | Reliability_Capacity_In_Model_Year | System RA | Southern_PGAE_Li_Battery_4hr_98 | 1 | 1 | 1 | 1 | 1 | 1 | 1 | 1 | 1 | 1 | 1 | 1 | 1 | 1 | 1 | 1 | 1 | 1 | 1 | 1 | 1 | 1 | 1 | 1 | 1 | 1 | 1 | 1 | 1 | 1 | 1
Southern_PGAE_Li_Battery_4hr_102 | caiso-deliverability | Gates_TB_12_HSN | Reliability_Capacity_In_Model_Year | System RA | Southern_PGAE_Li_Battery_4hr_102 | 1 | 1 | 1 | 1 | 1 | 1 | 1 | 1 | 1 | 1 | 1 | 1 | 1 | 1 | 1 | 1 | 1 | 1 | 1 | 1 | 1 | 1 | 1 | 1 | 1 | 1 | 1 | 1 | 1 | 1 | 1
Southern_PGAE_Li_Battery_4hr_109 | caiso-deliverability | Gates_TB_12_HSN | Reliability_Capacity_In_Model_Year | System RA | Southern_PGAE_Li_Battery_4hr_109 | 1 | 1 | 1 | 1 | 1 | 1 | 1 | 1 | 1 | 1 | 1 | 1 | 1 | 1 | 1 | 1 | 1 | 1 | 1 | 1 | 1 | 1 | 1 | 1 | 1 | 1 | 1 | 1 | 1 | 1 | 1
Southern_PGAE_Li_Battery_4hr_117 | caiso-deliverability | Gates_TB_12_HSN | Reliability_Capacity_In_Model_Year | System RA | Southern_PGAE_Li_Battery_4hr_117 | 1 | 1 | 1 | 1 | 1 | 1 | 1 | 1 | 1 | 1 | 1 | 1 | 1 | 1 | 1 | 1 | 1 | 1 | 1 | 1 | 1 | 1 | 1 | 1 | 1 | 1 | 1 | 1 | 1 | 1 | 1
Southern_PGAE_Li_Battery_4hr_118 | caiso-deliverability | Gates_TB_12_HSN | Reliability_Capacity_In_Model_Year | System RA | Southern_PGAE_Li_Battery_4hr_118 | 1 | 1 | 1 | 1 | 1 | 1 | 1 | 1 | 1 | 1 | 1 | 1 | 1 | 1 | 1 | 1 | 1 | 1 | 1 | 1 | 1 | 1 | 1 | 1 | 1 | 1 | 1 | 1 | 1 | 1 | 1
Southern_PGAE_Li_Battery_4hr_124 | caiso-deliverability | Gates_TB_12_HSN | Reliability_Capacity_In_Model_Year | System RA | Southern_PGAE_Li_Battery_4hr_124 | 1 | 1 | 1 | 1 | 1 | 1 | 1 | 1 | 1 | 1 | 1 | 1 | 1 | 1 | 1 | 1 | 1 | 1 | 1 | 1 | 1 | 1 | 1 | 1 | 1 | 1 | 1 | 1 | 1 | 1 | 1
Southern_PGAE_Li_Battery_4hr_139 | caiso-deliverability | Gates_TB_12_HSN | Reliability_Capacity_In_Model_Year | System RA | Southern_PGAE_Li_Battery_4hr_139 | 1 | 1 | 1 | 1 | 1 | 1 | 1 | 1 | 1 | 1 | 1 | 1 | 1 | 1 | 1 | 1 | 1 | 1 | 1 | 1 | 1 | 1 | 1 | 1 | 1 | 1 | 1 | 1 | 1 | 1 | 1
Southern_PGAE_Li_Battery_4hr_140 | caiso-deliverability | Gates_TB_12_HSN | Reliability_Capacity_In_Model_Year | System RA | Southern_PGAE_Li_Battery_4hr_140 | 1 | 1 | 1 | 1 | 1 | 1 | 1 | 1 | 1 | 1 | 1 | 1 | 1 | 1 | 1 | 1 | 1 | 1 | 1 | 1 | 1 | 1 | 1 | 1 | 1 | 1 | 1 | 1 | 1 | 1 | 1
Southern_PGAE_Li_Battery_4hr_151 | caiso-deliverability | Gates_TB_12_HSN | Reliability_Capacity_In_Model_Year | System RA | Southern_PGAE_Li_Battery_4hr_151 | 1 | 1 | 1 | 1 | 1 | 1 | 1 | 1 | 1 | 1 | 1 | 1 | 1 | 1 | 1 | 1 | 1 | 1 | 1 | 1 | 1 | 1 | 1 | 1 | 1 | 1 | 1 | 1 | 1 | 1 | 1
Southern_PGAE_Li_Battery_4hr_154 | caiso-deliverability | Gates_TB_12_HSN | Reliability_Capacity_In_Model_Year | System RA | Southern_PGAE_Li_Battery_4hr_154 | 1 | 1 | 1 | 1 | 1 | 1 | 1 | 1 | 1 | 1 | 1 | 1 | 1 | 1 | 1 | 1 | 1 | 1 | 1 | 1 | 1 | 1 | 1 | 1 | 1 | 1 | 1 | 1 | 1 | 1 | 1
Southern_PGAE_Li_Battery_4hr_161 | caiso-deliverability | Gates_TB_12_HSN | Reliability_Capacity_In_Model_Year | System RA | Southern_PGAE_Li_Battery_4hr_161 | 1 | 1 | 1 | 1 | 1 | 1 | 1 | 1 | 1 | 1 | 1 | 1 | 1 | 1 | 1 | 1 | 1 | 1 | 1 | 1 | 1 | 1 | 1 | 1 | 1 | 1 | 1 | 1 | 1 | 1 | 1
Southern_PGAE_Li_Battery_4hr_162 | caiso-deliverability | Gates_TB_12_HSN | Reliability_Capacity_In_Model_Year | System RA | Southern_PGAE_Li_Battery_4hr_162 | 1 | 1 | 1 | 1 | 1 | 1 | 1 | 1 | 1 | 1 | 1 | 1 | 1 | 1 | 1 | 1 | 1 | 1 | 1 | 1 | 1 | 1 | 1 | 1 | 1 | 1 | 1 | 1 | 1 | 1 | 1
Southern_PGAE_Li_Battery_4hr_163 | caiso-deliverability | Gates_TB_12_HSN | Reliability_Capacity_In_Model_Year | System RA | Southern_PGAE_Li_Battery_4hr_163 | 1 | 1 | 1 | 1 | 1 | 1 | 1 | 1 | 1 | 1 | 1 | 1 | 1 | 1 | 1 | 1 | 1 | 1 | 1 | 1 | 1 | 1 | 1 | 1 | 1 | 1 | 1 | 1 | 1 | 1 | 1
Southern_PGAE_Li_Battery_4hr_164 | caiso-deliverability | Gates_TB_12_HSN | Reliability_Capacity_In_Model_Year | System RA | Southern_PGAE_Li_Battery_4hr_164 | 1 | 1 | 1 | 1 | 1 | 1 | 1 | 1 | 1 | 1 | 1 | 1 | 1 | 1 | 1 | 1 | 1 | 1 | 1 | 1 | 1 | 1 | 1 | 1 | 1 | 1 | 1 | 1 | 1 | 1 | 1
Southern_PGAE_Li_Battery_4hr_165 | caiso-deliverability | Gates_TB_12_HSN | Reliability_Capacity_In_Model_Year | System RA | Southern_PGAE_Li_Battery_4hr_165 | 1 | 1 | 1 | 1 | 1 | 1 | 1 | 1 | 1 | 1 | 1 | 1 | 1 | 1 | 1 | 1 | 1 | 1 | 1 | 1 | 1 | 1 | 1 | 1 | 1 | 1 | 1 | 1 | 1 | 1 | 1
Northern_California_Li_Battery_4hr_166 | caiso-deliverability | Gates_TB_12_HSN | Reliability_Capacity_In_Model_Year | System RA | Northern_California_Li_Battery_4hr_166 | 1 | 1 | 1 | 1 | 1 | 1 | 1 | 1 | 1 | 1 | 1 | 1 | 1 | 1 | 1 | 1 | 1 | 1 | 1 | 1 | 1 | 1 | 1 | 1 | 1 | 1 | 1 | 1 | 1 | 1 | 1
Southern_PGAE_Li_Battery_4hr_168 | caiso-deliverability | Gates_TB_12_HSN | Reliability_Capacity_In_Model_Year | System RA | Southern_PGAE_Li_Battery_4hr_168 | 1 | 1 | 1 | 1 | 1 | 1 | 1 | 1 | 1 | 1 | 1 | 1 | 1 | 1 | 1 | 1 | 1 | 1 | 1 | 1 | 1 | 1 | 1 | 1 | 1 | 1 | 1 | 1 | 1 | 1 | 1
Southern_PGAE_Li_Battery_4hr_169 | caiso-deliverability | Gates_TB_12_HSN | Reliability_Capacity_In_Model_Year | System RA | Southern_PGAE_Li_Battery_4hr_169 | 1 | 1 | 1 | 1 | 1 | 1 | 1 | 1 | 1 | 1 | 1 | 1 | 1 | 1 | 1 | 1 | 1 | 1 | 1 | 1 | 1 | 1 | 1 | 1 | 1 | 1 | 1 | 1 | 1 | 1 | 1
Southern_PGAE_Li_Battery_4hr_170 | caiso-deliverability | Gates_TB_12_HSN | Reliability_Capacity_In_Model_Year | System RA | Southern_PGAE_Li_Battery_4hr_170 | 1 | 1 | 1 | 1 | 1 | 1 | 1 | 1 | 1 | 1 | 1 | 1 | 1 | 1 | 1 | 1 | 1 | 1 | 1 | 1 | 1 | 1 | 1 | 1 | 1 | 1 | 1 | 1 | 1 | 1 | 1
Southern_PGAE_Li_Battery_4hr_174 | caiso-deliverability | Gates_TB_12_HSN | Reliability_Capacity_In_Model_Year | System RA | Southern_PGAE_Li_Battery_4hr_174 | 1 | 1 | 1 | 1 | 1 | 1 | 1 | 1 | 1 | 1 | 1 | 1 | 1 | 1 | 1 | 1 | 1 | 1 | 1 | 1 | 1 | 1 | 1 | 1 | 1 | 1 | 1 | 1 | 1 | 1 | 1
Southern_PGAE_Li_Battery_4hr_176 | caiso-deliverability | Gates_TB_12_HSN | Reliability_Capacity_In_Model_Year | System RA | Southern_PGAE_Li_Battery_4hr_176 | 1 | 1 | 1 | 1 | 1 | 1 | 1 | 1 | 1 | 1 | 1 | 1 | 1 | 1 | 1 | 1 | 1 | 1 | 1 | 1 | 1 | 1 | 1 | 1 | 1 | 1 | 1 | 1 | 1 | 1 | 1
Southern_PGAE_Li_Battery_8hr_23 | caiso-deliverability | Gates_TB_12_HSN | Reliability_Capacity_In_Model_Year | System RA | Southern_PGAE_Li_Battery_8hr_23 | 1 | 1 | 1 | 1 | 1 | 1 | 1 | 1 | 1 | 1 | 1 | 1 | 1 | 1 | 1 | 1 | 1 | 1 | 1 | 1 | 1 | 1 | 1 | 1 | 1 | 1 | 1 | 1 | 1 | 1 | 1
Southern_PGAE_Li_Battery_8hr_24 | caiso-deliverability | Gates_TB_12_HSN | Reliability_Capacity_In_Model_Year | System RA | Southern_PGAE_Li_Battery_8hr_24 | 1 | 1 | 1 | 1 | 1 | 1 | 1 | 1 | 1 | 1 | 1 | 1 | 1 | 1 | 1 | 1 | 1 | 1 | 1 | 1 | 1 | 1 | 1 | 1 | 1 | 1 | 1 | 1 | 1 | 1 | 1
Southern_PGAE_Li_Battery_8hr_33 | caiso-deliverability | Gates_TB_12_HSN | Reliability_Capacity_In_Model_Year | System RA | Southern_PGAE_Li_Battery_8hr_33 | 1 | 1 | 1 | 1 | 1 | 1 | 1 | 1 | 1 | 1 | 1 | 1 | 1 | 1 | 1 | 1 | 1 | 1 | 1 | 1 | 1 | 1 | 1 | 1 | 1 | 1 | 1 | 1 | 1 | 1 | 1
Southern_PGAE_Li_Battery_8hr_34 | caiso-deliverability | Gates_TB_12_HSN | Reliability_Capacity_In_Model_Year | System RA | Southern_PGAE_Li_Battery_8hr_34 | 1 | 1 | 1 | 1 | 1 | 1 | 1 | 1 | 1 | 1 | 1 | 1 | 1 | 1 | 1 | 1 | 1 | 1 | 1 | 1 | 1 | 1 | 1 | 1 | 1 | 1 | 1 | 1 | 1 | 1 | 1
Southern_PGAE_Li_Battery_8hr_45 | caiso-deliverability | Gates_TB_12_HSN | Reliability_Capacity_In_Model_Year | System RA | Southern_PGAE_Li_Battery_8hr_45 | 1 | 1 | 1 | 1 | 1 | 1 | 1 | 1 | 1 | 1 | 1 | 1 | 1 | 1 | 1 | 1 | 1 | 1 | 1 | 1 | 1 | 1 | 1 | 1 | 1 | 1 | 1 | 1 | 1 | 1 | 1
Southern_PGAE_Li_Battery_8hr_46 | caiso-deliverability | Gates_TB_12_HSN | Reliability_Capacity_In_Model_Year | System RA | Southern_PGAE_Li_Battery_8hr_46 | 1 | 1 | 1 | 1 | 1 | 1 | 1 | 1 | 1 | 1 | 1 | 1 | 1 | 1 | 1 | 1 | 1 | 1 | 1 | 1 | 1 | 1 | 1 | 1 | 1 | 1 | 1 | 1 | 1 | 1 | 1
Southern_PGAE_Li_Battery_8hr_49 | caiso-deliverability | Gates_TB_12_HSN | Reliability_Capacity_In_Model_Year | System RA | Southern_PGAE_Li_Battery_8hr_49 | 1 | 1 | 1 | 1 | 1 | 1 | 1 | 1 | 1 | 1 | 1 | 1 | 1 | 1 | 1 | 1 | 1 | 1 | 1 | 1 | 1 | 1 | 1 | 1 | 1 | 1 | 1 | 1 | 1 | 1 | 1
Southern_PGAE_Li_Battery_8hr_52 | caiso-deliverability | Gates_TB_12_HSN | Reliability_Capacity_In_Model_Year | System RA | Southern_PGAE_Li_Battery_8hr_52 | 1 | 1 | 1 | 1 | 1 | 1 | 1 | 1 | 1 | 1 | 1 | 1 | 1 | 1 | 1 | 1 | 1 | 1 | 1 | 1 | 1 | 1 | 1 | 1 | 1 | 1 | 1 | 1 | 1 | 1 | 1
Southern_PGAE_Li_Battery_8hr_61 | caiso-deliverability | Gates_TB_12_HSN | Reliability_Capacity_In_Model_Year | System RA | Southern_PGAE_Li_Battery_8hr_61 | 1 | 1 | 1 | 1 | 1 | 1 | 1 | 1 | 1 | 1 | 1 | 1 | 1 | 1 | 1 | 1 | 1 | 1 | 1 | 1 | 1 | 1 | 1 | 1 | 1 | 1 | 1 | 1 | 1 | 1 | 1
Southern_PGAE_Li_Battery_8hr_69 | caiso-deliverability | Gates_TB_12_HSN | Reliability_Capacity_In_Model_Year | System RA | Southern_PGAE_Li_Battery_8hr_69 | 1 | 1 | 1 | 1 | 1 | 1 | 1 | 1 | 1 | 1 | 1 | 1 | 1 | 1 | 1 | 1 | 1 | 1 | 1 | 1 | 1 | 1 | 1 | 1 | 1 | 1 | 1 | 1 | 1 | 1 | 1
Southern_PGAE_Li_Battery_8hr_72 | caiso-deliverability | Gates_TB_12_HSN | Reliability_Capacity_In_Model_Year | System RA | Southern_PGAE_Li_Battery_8hr_72 | 1 | 1 | 1 | 1 | 1 | 1 | 1 | 1 | 1 | 1 | 1 | 1 | 1 | 1 | 1 | 1 | 1 | 1 | 1 | 1 | 1 | 1 | 1 | 1 | 1 | 1 | 1 | 1 | 1 | 1 | 1
Southern_PGAE_Li_Battery_8hr_74 | caiso-deliverability | Gates_TB_12_HSN | Reliability_Capacity_In_Model_Year | System RA | Southern_PGAE_Li_Battery_8hr_74 | 1 | 1 | 1 | 1 | 1 | 1 | 1 | 1 | 1 | 1 | 1 | 1 | 1 | 1 | 1 | 1 | 1 | 1 | 1 | 1 | 1 | 1 | 1 | 1 | 1 | 1 | 1 | 1 | 1 | 1 | 1
Southern_PGAE_Li_Battery_8hr_75 | caiso-deliverability | Gates_TB_12_HSN | Reliability_Capacity_In_Model_Year | System RA | Southern_PGAE_Li_Battery_8hr_75 | 1 | 1 | 1 | 1 | 1 | 1 | 1 | 1 | 1 | 1 | 1 | 1 | 1 | 1 | 1 | 1 | 1 | 1 | 1 | 1 | 1 | 1 | 1 | 1 | 1 | 1 | 1 | 1 | 1 | 1 | 1
Southern_PGAE_Li_Battery_8hr_79 | caiso-deliverability | Gates_TB_12_HSN | Reliability_Capacity_In_Model_Year | System RA | Southern_PGAE_Li_Battery_8hr_79 | 1 | 1 | 1 | 1 | 1 | 1 | 1 | 1 | 1 | 1 | 1 | 1 | 1 | 1 | 1 | 1 | 1 | 1 | 1 | 1 | 1 | 1 | 1 | 1 | 1 | 1 | 1 | 1 | 1 | 1 | 1
Southern_PGAE_Li_Battery_8hr_93 | caiso-deliverability | Gates_TB_12_HSN | Reliability_Capacity_In_Model_Year | System RA | Southern_PGAE_Li_Battery_8hr_93 | 1 | 1 | 1 | 1 | 1 | 1 | 1 | 1 | 1 | 1 | 1 | 1 | 1 | 1 | 1 | 1 | 1 | 1 | 1 | 1 | 1 | 1 | 1 | 1 | 1 | 1 | 1 | 1 | 1 | 1 | 1
Southern_PGAE_Li_Battery_8hr_98 | caiso-deliverability | Gates_TB_12_HSN | Reliability_Capacity_In_Model_Year | System RA | Southern_PGAE_Li_Battery_8hr_98 | 1 | 1 | 1 | 1 | 1 | 1 | 1 | 1 | 1 | 1 | 1 | 1 | 1 | 1 | 1 | 1 | 1 | 1 | 1 | 1 | 1 | 1 | 1 | 1 | 1 | 1 | 1 | 1 | 1 | 1 | 1
Southern_PGAE_Li_Battery_8hr_102 | caiso-deliverability | Gates_TB_12_HSN | Reliability_Capacity_In_Model_Year | System RA | Southern_PGAE_Li_Battery_8hr_102 | 1 | 1 | 1 | 1 | 1 | 1 | 1 | 1 | 1 | 1 | 1 | 1 | 1 | 1 | 1 | 1 | 1 | 1 | 1 | 1 | 1 | 1 | 1 | 1 | 1 | 1 | 1 | 1 | 1 | 1 | 1
Southern_PGAE_Li_Battery_8hr_109 | caiso-deliverability | Gates_TB_12_HSN | Reliability_Capacity_In_Model_Year | System RA | Southern_PGAE_Li_Battery_8hr_109 | 1 | 1 | 1 | 1 | 1 | 1 | 1 | 1 | 1 | 1 | 1 | 1 | 1 | 1 | 1 | 1 | 1 | 1 | 1 | 1 | 1 | 1 | 1 | 1 | 1 | 1 | 1 | 1 | 1 | 1 | 1
Southern_PGAE_Li_Battery_8hr_117 | caiso-deliverability | Gates_TB_12_HSN | Reliability_Capacity_In_Model_Year | System RA | Southern_PGAE_Li_Battery_8hr_117 | 1 | 1 | 1 | 1 | 1 | 1 | 1 | 1 | 1 | 1 | 1 | 1 | 1 | 1 | 1 | 1 | 1 | 1 | 1 | 1 | 1 | 1 | 1 | 1 | 1 | 1 | 1 | 1 | 1 | 1 | 1
Southern_PGAE_Li_Battery_8hr_118 | caiso-deliverability | Gates_TB_12_HSN | Reliability_Capacity_In_Model_Year | System RA | Southern_PGAE_Li_Battery_8hr_118 | 1 | 1 | 1 | 1 | 1 | 1 | 1 | 1 | 1 | 1 | 1 | 1 | 1 | 1 | 1 | 1 | 1 | 1 | 1 | 1 | 1 | 1 | 1 | 1 | 1 | 1 | 1 | 1 | 1 | 1 | 1
Southern_PGAE_Li_Battery_8hr_124 | caiso-deliverability | Gates_TB_12_HSN | Reliability_Capacity_In_Model_Year | System RA | Southern_PGAE_Li_Battery_8hr_124 | 1 | 1 | 1 | 1 | 1 | 1 | 1 | 1 | 1 | 1 | 1 | 1 | 1 | 1 | 1 | 1 | 1 | 1 | 1 | 1 | 1 | 1 | 1 | 1 | 1 | 1 | 1 | 1 | 1 | 1 | 1
Southern_PGAE_Li_Battery_8hr_139 | caiso-deliverability | Gates_TB_12_HSN | Reliability_Capacity_In_Model_Year | System RA | Southern_PGAE_Li_Battery_8hr_139 | 1 | 1 | 1 | 1 | 1 | 1 | 1 | 1 | 1 | 1 | 1 | 1 | 1 | 1 | 1 | 1 | 1 | 1 | 1 | 1 | 1 | 1 | 1 | 1 | 1 | 1 | 1 | 1 | 1 | 1 | 1
Southern_PGAE_Li_Battery_8hr_140 | caiso-deliverability | Gates_TB_12_HSN | Reliability_Capacity_In_Model_Year | System RA | Southern_PGAE_Li_Battery_8hr_140 | 1 | 1 | 1 | 1 | 1 | 1 | 1 | 1 | 1 | 1 | 1 | 1 | 1 | 1 | 1 | 1 | 1 | 1 | 1 | 1 | 1 | 1 | 1 | 1 | 1 | 1 | 1 | 1 | 1 | 1 | 1
Southern_PGAE_Li_Battery_8hr_151 | caiso-deliverability | Gates_TB_12_HSN | Reliability_Capacity_In_Model_Year | System RA | Southern_PGAE_Li_Battery_8hr_151 | 1 | 1 | 1 | 1 | 1 | 1 | 1 | 1 | 1 | 1 | 1 | 1 | 1 | 1 | 1 | 1 | 1 | 1 | 1 | 1 | 1 | 1 | 1 | 1 | 1 | 1 | 1 | 1 | 1 | 1 | 1
Southern_PGAE_Li_Battery_8hr_154 | caiso-deliverability | Gates_TB_12_HSN | Reliability_Capacity_In_Model_Year | System RA | Southern_PGAE_Li_Battery_8hr_154 | 1 | 1 | 1 | 1 | 1 | 1 | 1 | 1 | 1 | 1 | 1 | 1 | 1 | 1 | 1 | 1 | 1 | 1 | 1 | 1 | 1 | 1 | 1 | 1 | 1 | 1 | 1 | 1 | 1 | 1 | 1
Southern_PGAE_Li_Battery_8hr_161 | caiso-deliverability | Gates_TB_12_HSN | Reliability_Capacity_In_Model_Year | System RA | Southern_PGAE_Li_Battery_8hr_161 | 1 | 1 | 1 | 1 | 1 | 1 | 1 | 1 | 1 | 1 | 1 | 1 | 1 | 1 | 1 | 1 | 1 | 1 | 1 | 1 | 1 | 1 | 1 | 1 | 1 | 1 | 1 | 1 | 1 | 1 | 1
Southern_PGAE_Li_Battery_8hr_162 | caiso-deliverability | Gates_TB_12_HSN | Reliability_Capacity_In_Model_Year | System RA | Southern_PGAE_Li_Battery_8hr_162 | 1 | 1 | 1 | 1 | 1 | 1 | 1 | 1 | 1 | 1 | 1 | 1 | 1 | 1 | 1 | 1 | 1 | 1 | 1 | 1 | 1 | 1 | 1 | 1 | 1 | 1 | 1 | 1 | 1 | 1 | 1
Southern_PGAE_Li_Battery_8hr_163 | caiso-deliverability | Gates_TB_12_HSN | Reliability_Capacity_In_Model_Year | System RA | Southern_PGAE_Li_Battery_8hr_163 | 1 | 1 | 1 | 1 | 1 | 1 | 1 | 1 | 1 | 1 | 1 | 1 | 1 | 1 | 1 | 1 | 1 | 1 | 1 | 1 | 1 | 1 | 1 | 1 | 1 | 1 | 1 | 1 | 1 | 1 | 1
Southern_PGAE_Li_Battery_8hr_164 | caiso-deliverability | Gates_TB_12_HSN | Reliability_Capacity_In_Model_Year | System RA | Southern_PGAE_Li_Battery_8hr_164 | 1 | 1 | 1 | 1 | 1 | 1 | 1 | 1 | 1 | 1 | 1 | 1 | 1 | 1 | 1 | 1 | 1 | 1 | 1 | 1 | 1 | 1 | 1 | 1 | 1 | 1 | 1 | 1 | 1 | 1 | 1
Southern_PGAE_Li_Battery_8hr_165 | caiso-deliverability | Gates_TB_12_HSN | Reliability_Capacity_In_Model_Year | System RA | Southern_PGAE_Li_Battery_8hr_165 | 1 | 1 | 1 | 1 | 1 | 1 | 1 | 1 | 1 | 1 | 1 | 1 | 1 | 1 | 1 | 1 | 1 | 1 | 1 | 1 | 1 | 1 | 1 | 1 | 1 | 1 | 1 | 1 | 1 | 1 | 1
Northern_California_Li_Battery_8hr_166 | caiso-deliverability | Gates_TB_12_HSN | Reliability_Capacity_In_Model_Year | System RA | Northern_California_Li_Battery_8hr_166 | 1 | 1 | 1 | 1 | 1 | 1 | 1 | 1 | 1 | 1 | 1 | 1 | 1 | 1 | 1 | 1 | 1 | 1 | 1 | 1 | 1 | 1 | 1 | 1 | 1 | 1 | 1 | 1 | 1 | 1 | 1
Southern_PGAE_Li_Battery_8hr_168 | caiso-deliverability | Gates_TB_12_HSN | Reliability_Capacity_In_Model_Year | System RA | Southern_PGAE_Li_Battery_8hr_168 | 1 | 1 | 1 | 1 | 1 | 1 | 1 | 1 | 1 | 1 | 1 | 1 | 1 | 1 | 1 | 1 | 1 | 1 | 1 | 1 | 1 | 1 | 1 | 1 | 1 | 1 | 1 | 1 | 1 | 1 | 1
Southern_PGAE_Li_Battery_8hr_169 | caiso-deliverability | Gates_TB_12_HSN | Reliability_Capacity_In_Model_Year | System RA | Southern_PGAE_Li_Battery_8hr_169 | 1 | 1 | 1 | 1 | 1 | 1 | 1 | 1 | 1 | 1 | 1 | 1 | 1 | 1 | 1 | 1 | 1 | 1 | 1 | 1 | 1 | 1 | 1 | 1 | 1 | 1 | 1 | 1 | 1 | 1 | 1
Southern_PGAE_Li_Battery_8hr_170 | caiso-deliverability | Gates_TB_12_HSN | Reliability_Capacity_In_Model_Year | System RA | Southern_PGAE_Li_Battery_8hr_170 | 1 | 1 | 1 | 1 | 1 | 1 | 1 | 1 | 1 | 1 | 1 | 1 | 1 | 1 | 1 | 1 | 1 | 1 | 1 | 1 | 1 | 1 | 1 | 1 | 1 | 1 | 1 | 1 | 1 | 1 | 1
Southern_PGAE_Li_Battery_8hr_174 | caiso-deliverability | Gates_TB_12_HSN | Reliability_Capacity_In_Model_Year | System RA | Southern_PGAE_Li_Battery_8hr_174 | 1 | 1 | 1 | 1 | 1 | 1 | 1 | 1 | 1 | 1 | 1 | 1 | 1 | 1 | 1 | 1 | 1 | 1 | 1 | 1 | 1 | 1 | 1 | 1 | 1 | 1 | 1 | 1 | 1 | 1 | 1
Southern_PGAE_Li_Battery_8hr_176 | caiso-deliverability | Gates_TB_12_HSN | Reliability_Capacity_In_Model_Year | System RA | Southern_PGAE_Li_Battery_8hr_176 | 1 | 1 | 1 | 1 | 1 | 1 | 1 | 1 | 1 | 1 | 1 | 1 | 1 | 1 | 1 | 1 | 1 | 1 | 1 | 1 | 1 | 1 | 1 | 1 | 1 | 1 | 1 | 1 | 1 | 1 | 1
Central_Valley_North_Los_Banos_Wind_154 | caiso-deliverability | Gates_TB_12_HSN | Reliability_Capacity_In_Model_Year | System RA | Central_Valley_North_Los_Banos_Wind_154 | 0.665 | 0.665 | 0.665 | 0.665 | 0.665 | 0.665 | 0.665 | 0.665 | 0.665 | 0.665 | 0.665 | 0.665 | 0.665 | 0.665 | 0.665 | 0.665 | 0.665 | 0.665 | 0.665 | 0.665 | 0.665 | 0.665 | 0.665 | 0.665 | 0.665 | 0.665 | 0.665 | 0.665 | 0.665 | 0.665 | 0.665
Central_Valley_North_Los_Banos_Wind_162 | caiso-deliverability | Gates_TB_12_HSN | Reliability_Capacity_In_Model_Year | System RA | Central_Valley_North_Los_Banos_Wind_162 | 0.665 | 0.665 | 0.665 | 0.665 | 0.665 | 0.665 | 0.665 | 0.665 | 0.665 | 0.665 | 0.665 | 0.665 | 0.665 | 0.665 | 0.665 | 0.665 | 0.665 | 0.665 | 0.665 | 0.665 | 0.665 | 0.665 | 0.665 | 0.665 | 0.665 | 0.665 | 0.665 | 0.665 | 0.665 | 0.665 | 0.665
Northern_California_Solar_166 | caiso-deliverability | Gates_TB_12_HSN | Reliability_Capacity_In_Model_Year | System RA | Northern_California_Solar_166 | 0.1 | 0.1 | 0.1 | 0.1 | 0.1 | 0.1 | 0.1 | 0.1 | 0.1 | 0.1 | 0.1 | 0.1 | 0.1 | 0.1 | 0.1 | 0.1 | 0.1 | 0.1 | 0.1 | 0.1 | 0.1 | 0.1 | 0.1 | 0.1 | 0.1 | 0.1 | 0.1 | 0.1 | 0.1 | 0.1 | 0.1
Southern_PGAE_Solar_23 | caiso-deliverability | Gates_TB_12_HSN | Reliability_Capacity_In_Model_Year | System RA | Southern_PGAE_Solar_23 | 0.1 | 0.1 | 0.1 | 0.1 | 0.1 | 0.1 | 0.1 | 0.1 | 0.1 | 0.1 | 0.1 | 0.1 | 0.1 | 0.1 | 0.1 | 0.1 | 0.1 | 0.1 | 0.1 | 0.1 | 0.1 | 0.1 | 0.1 | 0.1 | 0.1 | 0.1 | 0.1 | 0.1 | 0.1 | 0.1 | 0.1
Southern_PGAE_Solar_24 | caiso-deliverability | Gates_TB_12_HSN | Reliability_Capacity_In_Model_Year | System RA | Southern_PGAE_Solar_24 | 0.1 | 0.1 | 0.1 | 0.1 | 0.1 | 0.1 | 0.1 | 0.1 | 0.1 | 0.1 | 0.1 | 0.1 | 0.1 | 0.1 | 0.1 | 0.1 | 0.1 | 0.1 | 0.1 | 0.1 | 0.1 | 0.1 | 0.1 | 0.1 | 0.1 | 0.1 | 0.1 | 0.1 | 0.1 | 0.1 | 0.1
Southern_PGAE_Solar_33 | caiso-deliverability | Gates_TB_12_HSN | Reliability_Capacity_In_Model_Year | System RA | Southern_PGAE_Solar_33 | 0.1 | 0.1 | 0.1 | 0.1 | 0.1 | 0.1 | 0.1 | 0.1 | 0.1 | 0.1 | 0.1 | 0.1 | 0.1 | 0.1 | 0.1 | 0.1 | 0.1 | 0.1 | 0.1 | 0.1 | 0.1 | 0.1 | 0.1 | 0.1 | 0.1 | 0.1 | 0.1 | 0.1 | 0.1 | 0.1 | 0.1
Southern_PGAE_Solar_34 | caiso-deliverability | Gates_TB_12_HSN | Reliability_Capacity_In_Model_Year | System RA | Southern_PGAE_Solar_34 | 0.1 | 0.1 | 0.1 | 0.1 | 0.1 | 0.1 | 0.1 | 0.1 | 0.1 | 0.1 | 0.1 | 0.1 | 0.1 | 0.1 | 0.1 | 0.1 | 0.1 | 0.1 | 0.1 | 0.1 | 0.1 | 0.1 | 0.1 | 0.1 | 0.1 | 0.1 | 0.1 | 0.1 | 0.1 | 0.1 | 0.1
Southern_PGAE_Solar_45 | caiso-deliverability | Gates_TB_12_HSN | Reliability_Capacity_In_Model_Year | System RA | Southern_PGAE_Solar_45 | 0.1 | 0.1 | 0.1 | 0.1 | 0.1 | 0.1 | 0.1 | 0.1 | 0.1 | 0.1 | 0.1 | 0.1 | 0.1 | 0.1 | 0.1 | 0.1 | 0.1 | 0.1 | 0.1 | 0.1 | 0.1 | 0.1 | 0.1 | 0.1 | 0.1 | 0.1 | 0.1 | 0.1 | 0.1 | 0.1 | 0.1
Southern_PGAE_Solar_46 | caiso-deliverability | Gates_TB_12_HSN | Reliability_Capacity_In_Model_Year | System RA | Southern_PGAE_Solar_46 | 0.1 | 0.1 | 0.1 | 0.1 | 0.1 | 0.1 | 0.1 | 0.1 | 0.1 | 0.1 | 0.1 | 0.1 | 0.1 | 0.1 | 0.1 | 0.1 | 0.1 | 0.1 | 0.1 | 0.1 | 0.1 | 0.1 | 0.1 | 0.1 | 0.1 | 0.1 | 0.1 | 0.1 | 0.1 | 0.1 | 0.1
Southern_PGAE_Solar_49 | caiso-deliverability | Gates_TB_12_HSN | Reliability_Capacity_In_Model_Year | System RA | Southern_PGAE_Solar_49 | 0.1 | 0.1 | 0.1 | 0.1 | 0.1 | 0.1 | 0.1 | 0.1 | 0.1 | 0.1 | 0.1 | 0.1 | 0.1 | 0.1 | 0.1 | 0.1 | 0.1 | 0.1 | 0.1 | 0.1 | 0.1 | 0.1 | 0.1 | 0.1 | 0.1 | 0.1 | 0.1 | 0.1 | 0.1 | 0.1 | 0.1
Southern_PGAE_Solar_52 | caiso-deliverability | Gates_TB_12_HSN | Reliability_Capacity_In_Model_Year | System RA | Southern_PGAE_Solar_52 | 0.1 | 0.1 | 0.1 | 0.1 | 0.1 | 0.1 | 0.1 | 0.1 | 0.1 | 0.1 | 0.1 | 0.1 | 0.1 | 0.1 | 0.1 | 0.1 | 0.1 | 0.1 | 0.1 | 0.1 | 0.1 | 0.1 | 0.1 | 0.1 | 0.1 | 0.1 | 0.1 | 0.1 | 0.1 | 0.1 | 0.1
Southern_PGAE_Solar_61 | caiso-deliverability | Gates_TB_12_HSN | Reliability_Capacity_In_Model_Year | System RA | Southern_PGAE_Solar_61 | 0.1 | 0.1 | 0.1 | 0.1 | 0.1 | 0.1 | 0.1 | 0.1 | 0.1 | 0.1 | 0.1 | 0.1 | 0.1 | 0.1 | 0.1 | 0.1 | 0.1 | 0.1 | 0.1 | 0.1 | 0.1 | 0.1 | 0.1 | 0.1 | 0.1 | 0.1 | 0.1 | 0.1 | 0.1 | 0.1 | 0.1
Southern_PGAE_Solar_69 | caiso-deliverability | Gates_TB_12_HSN | Reliability_Capacity_In_Model_Year | System RA | Southern_PGAE_Solar_69 | 0.1 | 0.1 | 0.1 | 0.1 | 0.1 | 0.1 | 0.1 | 0.1 | 0.1 | 0.1 | 0.1 | 0.1 | 0.1 | 0.1 | 0.1 | 0.1 | 0.1 | 0.1 | 0.1 | 0.1 | 0.1 | 0.1 | 0.1 | 0.1 | 0.1 | 0.1 | 0.1 | 0.1 | 0.1 | 0.1 | 0.1
Southern_PGAE_Solar_72 | caiso-deliverability | Gates_TB_12_HSN | Reliability_Capacity_In_Model_Year | System RA | Southern_PGAE_Solar_72 | 0.1 | 0.1 | 0.1 | 0.1 | 0.1 | 0.1 | 0.1 | 0.1 | 0.1 | 0.1 | 0.1 | 0.1 | 0.1 | 0.1 | 0.1 | 0.1 | 0.1 | 0.1 | 0.1 | 0.1 | 0.1 | 0.1 | 0.1 | 0.1 | 0.1 | 0.1 | 0.1 | 0.1 | 0.1 | 0.1 | 0.1
Southern_PGAE_Solar_74 | caiso-deliverability | Gates_TB_12_HSN | Reliability_Capacity_In_Model_Year | System RA | Southern_PGAE_Solar_74 | 0.1 | 0.1 | 0.1 | 0.1 | 0.1 | 0.1 | 0.1 | 0.1 | 0.1 | 0.1 | 0.1 | 0.1 | 0.1 | 0.1 | 0.1 | 0.1 | 0.1 | 0.1 | 0.1 | 0.1 | 0.1 | 0.1 | 0.1 | 0.1 | 0.1 | 0.1 | 0.1 | 0.1 | 0.1 | 0.1 | 0.1
Southern_PGAE_Solar_75 | caiso-deliverability | Gates_TB_12_HSN | Reliability_Capacity_In_Model_Year | System RA | Southern_PGAE_Solar_75 | 0.1 | 0.1 | 0.1 | 0.1 | 0.1 | 0.1 | 0.1 | 0.1 | 0.1 | 0.1 | 0.1 | 0.1 | 0.1 | 0.1 | 0.1 | 0.1 | 0.1 | 0.1 | 0.1 | 0.1 | 0.1 | 0.1 | 0.1 | 0.1 | 0.1 | 0.1 | 0.1 | 0.1 | 0.1 | 0.1 | 0.1
Southern_PGAE_Solar_79 | caiso-deliverability | Gates_TB_12_HSN | Reliability_Capacity_In_Model_Year | System RA | Southern_PGAE_Solar_79 | 0.1 | 0.1 | 0.1 | 0.1 | 0.1 | 0.1 | 0.1 | 0.1 | 0.1 | 0.1 | 0.1 | 0.1 | 0.1 | 0.1 | 0.1 | 0.1 | 0.1 | 0.1 | 0.1 | 0.1 | 0.1 | 0.1 | 0.1 | 0.1 | 0.1 | 0.1 | 0.1 | 0.1 | 0.1 | 0.1 | 0.1
Southern_PGAE_Solar_93 | caiso-deliverability | Gates_TB_12_HSN | Reliability_Capacity_In_Model_Year | System RA | Southern_PGAE_Solar_93 | 0.1 | 0.1 | 0.1 | 0.1 | 0.1 | 0.1 | 0.1 | 0.1 | 0.1 | 0.1 | 0.1 | 0.1 | 0.1 | 0.1 | 0.1 | 0.1 | 0.1 | 0.1 | 0.1 | 0.1 | 0.1 | 0.1 | 0.1 | 0.1 | 0.1 | 0.1 | 0.1 | 0.1 | 0.1 | 0.1 | 0.1
Southern_PGAE_Solar_98 | caiso-deliverability | Gates_TB_12_HSN | Reliability_Capacity_In_Model_Year | System RA | Southern_PGAE_Solar_98 | 0.1 | 0.1 | 0.1 | 0.1 | 0.1 | 0.1 | 0.1 | 0.1 | 0.1 | 0.1 | 0.1 | 0.1 | 0.1 | 0.1 | 0.1 | 0.1 | 0.1 | 0.1 | 0.1 | 0.1 | 0.1 | 0.1 | 0.1 | 0.1 | 0.1 | 0.1 | 0.1 | 0.1 | 0.1 | 0.1 | 0.1
Southern_PGAE_Solar_102 | caiso-deliverability | Gates_TB_12_HSN | Reliability_Capacity_In_Model_Year | System RA | Southern_PGAE_Solar_102 | 0.1 | 0.1 | 0.1 | 0.1 | 0.1 | 0.1 | 0.1 | 0.1 | 0.1 | 0.1 | 0.1 | 0.1 | 0.1 | 0.1 | 0.1 | 0.1 | 0.1 | 0.1 | 0.1 | 0.1 | 0.1 | 0.1 | 0.1 | 0.1 | 0.1 | 0.1 | 0.1 | 0.1 | 0.1 | 0.1 | 0.1
Southern_PGAE_Solar_109 | caiso-deliverability | Gates_TB_12_HSN | Reliability_Capacity_In_Model_Year | System RA | Southern_PGAE_Solar_109 | 0.1 | 0.1 | 0.1 | 0.1 | 0.1 | 0.1 | 0.1 | 0.1 | 0.1 | 0.1 | 0.1 | 0.1 | 0.1 | 0.1 | 0.1 | 0.1 | 0.1 | 0.1 | 0.1 | 0.1 | 0.1 | 0.1 | 0.1 | 0.1 | 0.1 | 0.1 | 0.1 | 0.1 | 0.1 | 0.1 | 0.1
Southern_PGAE_Solar_117 | caiso-deliverability | Gates_TB_12_HSN | Reliability_Capacity_In_Model_Year | System RA | Southern_PGAE_Solar_117 | 0.1 | 0.1 | 0.1 | 0.1 | 0.1 | 0.1 | 0.1 | 0.1 | 0.1 | 0.1 | 0.1 | 0.1 | 0.1 | 0.1 | 0.1 | 0.1 | 0.1 | 0.1 | 0.1 | 0.1 | 0.1 | 0.1 | 0.1 | 0.1 | 0.1 | 0.1 | 0.1 | 0.1 | 0.1 | 0.1 | 0.1
Southern_PGAE_Solar_118 | caiso-deliverability | Gates_TB_12_HSN | Reliability_Capacity_In_Model_Year | System RA | Southern_PGAE_Solar_118 | 0.1 | 0.1 | 0.1 | 0.1 | 0.1 | 0.1 | 0.1 | 0.1 | 0.1 | 0.1 | 0.1 | 0.1 | 0.1 | 0.1 | 0.1 | 0.1 | 0.1 | 0.1 | 0.1 | 0.1 | 0.1 | 0.1 | 0.1 | 0.1 | 0.1 | 0.1 | 0.1 | 0.1 | 0.1 | 0.1 | 0.1
Southern_PGAE_Solar_124 | caiso-deliverability | Gates_TB_12_HSN | Reliability_Capacity_In_Model_Year | System RA | Southern_PGAE_Solar_124 | 0.1 | 0.1 | 0.1 | 0.1 | 0.1 | 0.1 | 0.1 | 0.1 | 0.1 | 0.1 | 0.1 | 0.1 | 0.1 | 0.1 | 0.1 | 0.1 | 0.1 | 0.1 | 0.1 | 0.1 | 0.1 | 0.1 | 0.1 | 0.1 | 0.1 | 0.1 | 0.1 | 0.1 | 0.1 | 0.1 | 0.1
Southern_PGAE_Solar_139 | caiso-deliverability | Gates_TB_12_HSN | Reliability_Capacity_In_Model_Year | System RA | Southern_PGAE_Solar_139 | 0.1 | 0.1 | 0.1 | 0.1 | 0.1 | 0.1 | 0.1 | 0.1 | 0.1 | 0.1 | 0.1 | 0.1 | 0.1 | 0.1 | 0.1 | 0.1 | 0.1 | 0.1 | 0.1 | 0.1 | 0.1 | 0.1 | 0.1 | 0.1 | 0.1 | 0.1 | 0.1 | 0.1 | 0.1 | 0.1 | 0.1
Southern_PGAE_Solar_140 | caiso-deliverability | Gates_TB_12_HSN | Reliability_Capacity_In_Model_Year | System RA | Southern_PGAE_Solar_140 | 0.1 | 0.1 | 0.1 | 0.1 | 0.1 | 0.1 | 0.1 | 0.1 | 0.1 | 0.1 | 0.1 | 0.1 | 0.1 | 0.1 | 0.1 | 0.1 | 0.1 | 0.1 | 0.1 | 0.1 | 0.1 | 0.1 | 0.1 | 0.1 | 0.1 | 0.1 | 0.1 | 0.1 | 0.1 | 0.1 | 0.1
Southern_PGAE_Solar_151 | caiso-deliverability | Gates_TB_12_HSN | Reliability_Capacity_In_Model_Year | System RA | Southern_PGAE_Solar_151 | 0.1 | 0.1 | 0.1 | 0.1 | 0.1 | 0.1 | 0.1 | 0.1 | 0.1 | 0.1 | 0.1 | 0.1 | 0.1 | 0.1 | 0.1 | 0.1 | 0.1 | 0.1 | 0.1 | 0.1 | 0.1 | 0.1 | 0.1 | 0.1 | 0.1 | 0.1 | 0.1 | 0.1 | 0.1 | 0.1 | 0.1
Southern_PGAE_Solar_154 | caiso-deliverability | Gates_TB_12_HSN | Reliability_Capacity_In_Model_Year | System RA | Southern_PGAE_Solar_154 | 0.1 | 0.1 | 0.1 | 0.1 | 0.1 | 0.1 | 0.1 | 0.1 | 0.1 | 0.1 | 0.1 | 0.1 | 0.1 | 0.1 | 0.1 | 0.1 | 0.1 | 0.1 | 0.1 | 0.1 | 0.1 | 0.1 | 0.1 | 0.1 | 0.1 | 0.1 | 0.1 | 0.1 | 0.1 | 0.1 | 0.1
Southern_PGAE_Solar_161 | caiso-deliverability | Gates_TB_12_HSN | Reliability_Capacity_In_Model_Year | System RA | Southern_PGAE_Solar_161 | 0.1 | 0.1 | 0.1 | 0.1 | 0.1 | 0.1 | 0.1 | 0.1 | 0.1 | 0.1 | 0.1 | 0.1 | 0.1 | 0.1 | 0.1 | 0.1 | 0.1 | 0.1 | 0.1 | 0.1 | 0.1 | 0.1 | 0.1 | 0.1 | 0.1 | 0.1 | 0.1 | 0.1 | 0.1 | 0.1 | 0.1
Southern_PGAE_Solar_162 | caiso-deliverability | Gates_TB_12_HSN | Reliability_Capacity_In_Model_Year | System RA | Southern_PGAE_Solar_162 | 0.1 | 0.1 | 0.1 | 0.1 | 0.1 | 0.1 | 0.1 | 0.1 | 0.1 | 0.1 | 0.1 | 0.1 | 0.1 | 0.1 | 0.1 | 0.1 | 0.1 | 0.1 | 0.1 | 0.1 | 0.1 | 0.1 | 0.1 | 0.1 | 0.1 | 0.1 | 0.1 | 0.1 | 0.1 | 0.1 | 0.1
Southern_PGAE_Solar_163 | caiso-deliverability | Gates_TB_12_HSN | Reliability_Capacity_In_Model_Year | System RA | Southern_PGAE_Solar_163 | 0.1 | 0.1 | 0.1 | 0.1 | 0.1 | 0.1 | 0.1 | 0.1 | 0.1 | 0.1 | 0.1 | 0.1 | 0.1 | 0.1 | 0.1 | 0.1 | 0.1 | 0.1 | 0.1 | 0.1 | 0.1 | 0.1 | 0.1 | 0.1 | 0.1 | 0.1 | 0.1 | 0.1 | 0.1 | 0.1 | 0.1
Southern_PGAE_Solar_164 | caiso-deliverability | Gates_TB_12_HSN | Reliability_Capacity_In_Model_Year | System RA | Southern_PGAE_Solar_164 | 0.1 | 0.1 | 0.1 | 0.1 | 0.1 | 0.1 | 0.1 | 0.1 | 0.1 | 0.1 | 0.1 | 0.1 | 0.1 | 0.1 | 0.1 | 0.1 | 0.1 | 0.1 | 0.1 | 0.1 | 0.1 | 0.1 | 0.1 | 0.1 | 0.1 | 0.1 | 0.1 | 0.1 | 0.1 | 0.1 | 0.1
Southern_PGAE_Solar_165 | caiso-deliverability | Gates_TB_12_HSN | Reliability_Capacity_In_Model_Year | System RA | Southern_PGAE_Solar_165 | 0.1 | 0.1 | 0.1 | 0.1 | 0.1 | 0.1 | 0.1 | 0.1 | 0.1 | 0.1 | 0.1 | 0.1 | 0.1 | 0.1 | 0.1 | 0.1 | 0.1 | 0.1 | 0.1 | 0.1 | 0.1 | 0.1 | 0.1 | 0.1 | 0.1 | 0.1 | 0.1 | 0.1 | 0.1 | 0.1 | 0.1
Southern_PGAE_Solar_168 | caiso-deliverability | Gates_TB_12_HSN | Reliability_Capacity_In_Model_Year | System RA | Southern_PGAE_Solar_168 | 0.1 | 0.1 | 0.1 | 0.1 | 0.1 | 0.1 | 0.1 | 0.1 | 0.1 | 0.1 | 0.1 | 0.1 | 0.1 | 0.1 | 0.1 | 0.1 | 0.1 | 0.1 | 0.1 | 0.1 | 0.1 | 0.1 | 0.1 | 0.1 | 0.1 | 0.1 | 0.1 | 0.1 | 0.1 | 0.1 | 0.1
Southern_PGAE_Solar_169 | caiso-deliverability | Gates_TB_12_HSN | Reliability_Capacity_In_Model_Year | System RA | Southern_PGAE_Solar_169 | 0.1 | 0.1 | 0.1 | 0.1 | 0.1 | 0.1 | 0.1 | 0.1 | 0.1 | 0.1 | 0.1 | 0.1 | 0.1 | 0.1 | 0.1 | 0.1 | 0.1 | 0.1 | 0.1 | 0.1 | 0.1 | 0.1 | 0.1 | 0.1 | 0.1 | 0.1 | 0.1 | 0.1 | 0.1 | 0.1 | 0.1
Southern_PGAE_Solar_170 | caiso-deliverability | Gates_TB_12_HSN | Reliability_Capacity_In_Model_Year | System RA | Southern_PGAE_Solar_170 | 0.1 | 0.1 | 0.1 | 0.1 | 0.1 | 0.1 | 0.1 | 0.1 | 0.1 | 0.1 | 0.1 | 0.1 | 0.1 | 0.1 | 0.1 | 0.1 | 0.1 | 0.1 | 0.1 | 0.1 | 0.1 | 0.1 | 0.1 | 0.1 | 0.1 | 0.1 | 0.1 | 0.1 | 0.1 | 0.1 | 0.1
Southern_PGAE_Solar_174 | caiso-deliverability | Gates_TB_12_HSN | Reliability_Capacity_In_Model_Year | System RA | Southern_PGAE_Solar_174 | 0.1 | 0.1 | 0.1 | 0.1 | 0.1 | 0.1 | 0.1 | 0.1 | 0.1 | 0.1 | 0.1 | 0.1 | 0.1 | 0.1 | 0.1 | 0.1 | 0.1 | 0.1 | 0.1 | 0.1 | 0.1 | 0.1 | 0.1 | 0.1 | 0.1 | 0.1 | 0.1 | 0.1 | 0.1 | 0.1 | 0.1
Southern_PGAE_Solar_176 | caiso-deliverability | Gates_TB_12_HSN | Reliability_Capacity_In_Model_Year | System RA | Southern_PGAE_Solar_176 | 0.1 | 0.1 | 0.1 | 0.1 | 0.1 | 0.1 | 0.1 | 0.1 | 0.1 | 0.1 | 0.1 | 0.1 | 0.1 | 0.1 | 0.1 | 0.1 | 0.1 | 0.1 | 0.1 | 0.1 | 0.1 | 0.1 | 0.1 | 0.1 | 0.1 | 0.1 | 0.1 | 0.1 | 0.1 | 0.1 | 0.1
Gates_TB_13_group | caiso-deliverability | Gates_TB_12_HSN | Operational_New_Capacity_MW | Gates_TB_13_group |  | -1.4769 | -1.4769 | -1.4769 | -1.4769 | -1.4769 | -1.4769 | -1.4769 | -1.4769 | -1.4769 | -1.4769 | -1.4769 | -1.4769 | -1.4769 | -1.4769 | -1.4769 | -1.4769 | -1.4769 | -1.4769 | -1.4769 | -1.4769 | -1.4769 | -1.4769 | -1.4769 | -1.4769 | -1.4769 | -1.4769 | -1.4769 | -1.4769 | -1.4769 | -1.4769 | -1.4769
Southern_PGAE_Flow_Battery_23 | caiso-deliverability | Gates_TB_12_offpeak | Operational_New_Capacity_MW | Southern_PGAE_Flow_Battery_23 |  | -1 | -1 | -1 | -1 | -1 | -1 | -1 | -1 | -1 | -1 | -1 | -1 | -1 | -1 | -1 | -1 | -1 | -1 | -1 | -1 | -1 | -1 | -1 | -1 | -1 | -1 | -1 | -1 | -1 | -1 | -1
Southern_PGAE_Flow_Battery_24 | caiso-deliverability | Gates_TB_12_offpeak | Operational_New_Capacity_MW | Southern_PGAE_Flow_Battery_24 |  | -1 | -1 | -1 | -1 | -1 | -1 | -1 | -1 | -1 | -1 | -1 | -1 | -1 | -1 | -1 | -1 | -1 | -1 | -1 | -1 | -1 | -1 | -1 | -1 | -1 | -1 | -1 | -1 | -1 | -1 | -1
Southern_PGAE_Flow_Battery_33 | caiso-deliverability | Gates_TB_12_offpeak | Operational_New_Capacity_MW | Southern_PGAE_Flow_Battery_33 |  | -1 | -1 | -1 | -1 | -1 | -1 | -1 | -1 | -1 | -1 | -1 | -1 | -1 | -1 | -1 | -1 | -1 | -1 | -1 | -1 | -1 | -1 | -1 | -1 | -1 | -1 | -1 | -1 | -1 | -1 | -1
Southern_PGAE_Flow_Battery_34 | caiso-deliverability | Gates_TB_12_offpeak | Operational_New_Capacity_MW | Southern_PGAE_Flow_Battery_34 |  | -1 | -1 | -1 | -1 | -1 | -1 | -1 | -1 | -1 | -1 | -1 | -1 | -1 | -1 | -1 | -1 | -1 | -1 | -1 | -1 | -1 | -1 | -1 | -1 | -1 | -1 | -1 | -1 | -1 | -1 | -1
Southern_PGAE_Flow_Battery_45 | caiso-deliverability | Gates_TB_12_offpeak | Operational_New_Capacity_MW | Southern_PGAE_Flow_Battery_45 |  | -1 | -1 | -1 | -1 | -1 | -1 | -1 | -1 | -1 | -1 | -1 | -1 | -1 | -1 | -1 | -1 | -1 | -1 | -1 | -1 | -1 | -1 | -1 | -1 | -1 | -1 | -1 | -1 | -1 | -1 | -1
Southern_PGAE_Flow_Battery_46 | caiso-deliverability | Gates_TB_12_offpeak | Operational_New_Capacity_MW | Southern_PGAE_Flow_Battery_46 |  | -1 | -1 | -1 | -1 | -1 | -1 | -1 | -1 | -1 | -1 | -1 | -1 | -1 | -1 | -1 | -1 | -1 | -1 | -1 | -1 | -1 | -1 | -1 | -1 | -1 | -1 | -1 | -1 | -1 | -1 | -1
Southern_PGAE_Flow_Battery_49 | caiso-deliverability | Gates_TB_12_offpeak | Operational_New_Capacity_MW | Southern_PGAE_Flow_Battery_49 |  | -1 | -1 | -1 | -1 | -1 | -1 | -1 | -1 | -1 | -1 | -1 | -1 | -1 | -1 | -1 | -1 | -1 | -1 | -1 | -1 | -1 | -1 | -1 | -1 | -1 | -1 | -1 | -1 | -1 | -1 | -1
Southern_PGAE_Flow_Battery_52 | caiso-deliverability | Gates_TB_12_offpeak | Operational_New_Capacity_MW | Southern_PGAE_Flow_Battery_52 |  | -1 | -1 | -1 | -1 | -1 | -1 | -1 | -1 | -1 | -1 | -1 | -1 | -1 | -1 | -1 | -1 | -1 | -1 | -1 | -1 | -1 | -1 | -1 | -1 | -1 | -1 | -1 | -1 | -1 | -1 | -1
Southern_PGAE_Flow_Battery_61 | caiso-deliverability | Gates_TB_12_offpeak | Operational_New_Capacity_MW | Southern_PGAE_Flow_Battery_61 |  | -1 | -1 | -1 | -1 | -1 | -1 | -1 | -1 | -1 | -1 | -1 | -1 | -1 | -1 | -1 | -1 | -1 | -1 | -1 | -1 | -1 | -1 | -1 | -1 | -1 | -1 | -1 | -1 | -1 | -1 | -1
Southern_PGAE_Flow_Battery_69 | caiso-deliverability | Gates_TB_12_offpeak | Operational_New_Capacity_MW | Southern_PGAE_Flow_Battery_69 |  | -1 | -1 | -1 | -1 | -1 | -1 | -1 | -1 | -1 | -1 | -1 | -1 | -1 | -1 | -1 | -1 | -1 | -1 | -1 | -1 | -1 | -1 | -1 | -1 | -1 | -1 | -1 | -1 | -1 | -1 | -1
Southern_PGAE_Flow_Battery_72 | caiso-deliverability | Gates_TB_12_offpeak | Operational_New_Capacity_MW | Southern_PGAE_Flow_Battery_72 |  | -1 | -1 | -1 | -1 | -1 | -1 | -1 | -1 | -1 | -1 | -1 | -1 | -1 | -1 | -1 | -1 | -1 | -1 | -1 | -1 | -1 | -1 | -1 | -1 | -1 | -1 | -1 | -1 | -1 | -1 | -1
Southern_PGAE_Flow_Battery_74 | caiso-deliverability | Gates_TB_12_offpeak | Operational_New_Capacity_MW | Southern_PGAE_Flow_Battery_74 |  | -1 | -1 | -1 | -1 | -1 | -1 | -1 | -1 | -1 | -1 | -1 | -1 | -1 | -1 | -1 | -1 | -1 | -1 | -1 | -1 | -1 | -1 | -1 | -1 | -1 | -1 | -1 | -1 | -1 | -1 | -1
Southern_PGAE_Flow_Battery_75 | caiso-deliverability | Gates_TB_12_offpeak | Operational_New_Capacity_MW | Southern_PGAE_Flow_Battery_75 |  | -1 | -1 | -1 | -1 | -1 | -1 | -1 | -1 | -1 | -1 | -1 | -1 | -1 | -1 | -1 | -1 | -1 | -1 | -1 | -1 | -1 | -1 | -1 | -1 | -1 | -1 | -1 | -1 | -1 | -1 | -1
Southern_PGAE_Flow_Battery_79 | caiso-deliverability | Gates_TB_12_offpeak | Operational_New_Capacity_MW | Southern_PGAE_Flow_Battery_79 |  | -1 | -1 | -1 | -1 | -1 | -1 | -1 | -1 | -1 | -1 | -1 | -1 | -1 | -1 | -1 | -1 | -1 | -1 | -1 | -1 | -1 | -1 | -1 | -1 | -1 | -1 | -1 | -1 | -1 | -1 | -1
Southern_PGAE_Flow_Battery_93 | caiso-deliverability | Gates_TB_12_offpeak | Operational_New_Capacity_MW | Southern_PGAE_Flow_Battery_93 |  | -1 | -1 | -1 | -1 | -1 | -1 | -1 | -1 | -1 | -1 | -1 | -1 | -1 | -1 | -1 | -1 | -1 | -1 | -1 | -1 | -1 | -1 | -1 | -1 | -1 | -1 | -1 | -1 | -1 | -1 | -1
Southern_PGAE_Flow_Battery_98 | caiso-deliverability | Gates_TB_12_offpeak | Operational_New_Capacity_MW | Southern_PGAE_Flow_Battery_98 |  | -1 | -1 | -1 | -1 | -1 | -1 | -1 | -1 | -1 | -1 | -1 | -1 | -1 | -1 | -1 | -1 | -1 | -1 | -1 | -1 | -1 | -1 | -1 | -1 | -1 | -1 | -1 | -1 | -1 | -1 | -1
Southern_PGAE_Flow_Battery_102 | caiso-deliverability | Gates_TB_12_offpeak | Operational_New_Capacity_MW | Southern_PGAE_Flow_Battery_102 |  | -1 | -1 | -1 | -1 | -1 | -1 | -1 | -1 | -1 | -1 | -1 | -1 | -1 | -1 | -1 | -1 | -1 | -1 | -1 | -1 | -1 | -1 | -1 | -1 | -1 | -1 | -1 | -1 | -1 | -1 | -1
Southern_PGAE_Flow_Battery_109 | caiso-deliverability | Gates_TB_12_offpeak | Operational_New_Capacity_MW | Southern_PGAE_Flow_Battery_109 |  | -1 | -1 | -1 | -1 | -1 | -1 | -1 | -1 | -1 | -1 | -1 | -1 | -1 | -1 | -1 | -1 | -1 | -1 | -1 | -1 | -1 | -1 | -1 | -1 | -1 | -1 | -1 | -1 | -1 | -1 | -1
Southern_PGAE_Flow_Battery_117 | caiso-deliverability | Gates_TB_12_offpeak | Operational_New_Capacity_MW | Southern_PGAE_Flow_Battery_117 |  | -1 | -1 | -1 | -1 | -1 | -1 | -1 | -1 | -1 | -1 | -1 | -1 | -1 | -1 | -1 | -1 | -1 | -1 | -1 | -1 | -1 | -1 | -1 | -1 | -1 | -1 | -1 | -1 | -1 | -1 | -1
Southern_PGAE_Flow_Battery_118 | caiso-deliverability | Gates_TB_12_offpeak | Operational_New_Capacity_MW | Southern_PGAE_Flow_Battery_118 |  | -1 | -1 | -1 | -1 | -1 | -1 | -1 | -1 | -1 | -1 | -1 | -1 | -1 | -1 | -1 | -1 | -1 | -1 | -1 | -1 | -1 | -1 | -1 | -1 | -1 | -1 | -1 | -1 | -1 | -1 | -1
Southern_PGAE_Flow_Battery_124 | caiso-deliverability | Gates_TB_12_offpeak | Operational_New_Capacity_MW | Southern_PGAE_Flow_Battery_124 |  | -1 | -1 | -1 | -1 | -1 | -1 | -1 | -1 | -1 | -1 | -1 | -1 | -1 | -1 | -1 | -1 | -1 | -1 | -1 | -1 | -1 | -1 | -1 | -1 | -1 | -1 | -1 | -1 | -1 | -1 | -1
Southern_PGAE_Flow_Battery_139 | caiso-deliverability | Gates_TB_12_offpeak | Operational_New_Capacity_MW | Southern_PGAE_Flow_Battery_139 |  | -1 | -1 | -1 | -1 | -1 | -1 | -1 | -1 | -1 | -1 | -1 | -1 | -1 | -1 | -1 | -1 | -1 | -1 | -1 | -1 | -1 | -1 | -1 | -1 | -1 | -1 | -1 | -1 | -1 | -1 | -1
Southern_PGAE_Flow_Battery_140 | caiso-deliverability | Gates_TB_12_offpeak | Operational_New_Capacity_MW | Southern_PGAE_Flow_Battery_140 |  | -1 | -1 | -1 | -1 | -1 | -1 | -1 | -1 | -1 | -1 | -1 | -1 | -1 | -1 | -1 | -1 | -1 | -1 | -1 | -1 | -1 | -1 | -1 | -1 | -1 | -1 | -1 | -1 | -1 | -1 | -1
Southern_PGAE_Flow_Battery_151 | caiso-deliverability | Gates_TB_12_offpeak | Operational_New_Capacity_MW | Southern_PGAE_Flow_Battery_151 |  | -1 | -1 | -1 | -1 | -1 | -1 | -1 | -1 | -1 | -1 | -1 | -1 | -1 | -1 | -1 | -1 | -1 | -1 | -1 | -1 | -1 | -1 | -1 | -1 | -1 | -1 | -1 | -1 | -1 | -1 | -1
Southern_PGAE_Flow_Battery_154 | caiso-deliverability | Gates_TB_12_offpeak | Operational_New_Capacity_MW | Southern_PGAE_Flow_Battery_154 |  | -1 | -1 | -1 | -1 | -1 | -1 | -1 | -1 | -1 | -1 | -1 | -1 | -1 | -1 | -1 | -1 | -1 | -1 | -1 | -1 | -1 | -1 | -1 | -1 | -1 | -1 | -1 | -1 | -1 | -1 | -1
Southern_PGAE_Flow_Battery_161 | caiso-deliverability | Gates_TB_12_offpeak | Operational_New_Capacity_MW | Southern_PGAE_Flow_Battery_161 |  | -1 | -1 | -1 | -1 | -1 | -1 | -1 | -1 | -1 | -1 | -1 | -1 | -1 | -1 | -1 | -1 | -1 | -1 | -1 | -1 | -1 | -1 | -1 | -1 | -1 | -1 | -1 | -1 | -1 | -1 | -1
Southern_PGAE_Flow_Battery_162 | caiso-deliverability | Gates_TB_12_offpeak | Operational_New_Capacity_MW | Southern_PGAE_Flow_Battery_162 |  | -1 | -1 | -1 | -1 | -1 | -1 | -1 | -1 | -1 | -1 | -1 | -1 | -1 | -1 | -1 | -1 | -1 | -1 | -1 | -1 | -1 | -1 | -1 | -1 | -1 | -1 | -1 | -1 | -1 | -1 | -1
Southern_PGAE_Flow_Battery_163 | caiso-deliverability | Gates_TB_12_offpeak | Operational_New_Capacity_MW | Southern_PGAE_Flow_Battery_163 |  | -1 | -1 | -1 | -1 | -1 | -1 | -1 | -1 | -1 | -1 | -1 | -1 | -1 | -1 | -1 | -1 | -1 | -1 | -1 | -1 | -1 | -1 | -1 | -1 | -1 | -1 | -1 | -1 | -1 | -1 | -1
Southern_PGAE_Flow_Battery_164 | caiso-deliverability | Gates_TB_12_offpeak | Operational_New_Capacity_MW | Southern_PGAE_Flow_Battery_164 |  | -1 | -1 | -1 | -1 | -1 | -1 | -1 | -1 | -1 | -1 | -1 | -1 | -1 | -1 | -1 | -1 | -1 | -1 | -1 | -1 | -1 | -1 | -1 | -1 | -1 | -1 | -1 | -1 | -1 | -1 | -1
Southern_PGAE_Flow_Battery_165 | caiso-deliverability | Gates_TB_12_offpeak | Operational_New_Capacity_MW | Southern_PGAE_Flow_Battery_165 |  | -1 | -1 | -1 | -1 | -1 | -1 | -1 | -1 | -1 | -1 | -1 | -1 | -1 | -1 | -1 | -1 | -1 | -1 | -1 | -1 | -1 | -1 | -1 | -1 | -1 | -1 | -1 | -1 | -1 | -1 | -1
Northern_California_Flow_Battery_166 | caiso-deliverability | Gates_TB_12_offpeak | Operational_New_Capacity_MW | Northern_California_Flow_Battery_166 |  | -1 | -1 | -1 | -1 | -1 | -1 | -1 | -1 | -1 | -1 | -1 | -1 | -1 | -1 | -1 | -1 | -1 | -1 | -1 | -1 | -1 | -1 | -1 | -1 | -1 | -1 | -1 | -1 | -1 | -1 | -1
Southern_PGAE_Flow_Battery_168 | caiso-deliverability | Gates_TB_12_offpeak | Operational_New_Capacity_MW | Southern_PGAE_Flow_Battery_168 |  | -1 | -1 | -1 | -1 | -1 | -1 | -1 | -1 | -1 | -1 | -1 | -1 | -1 | -1 | -1 | -1 | -1 | -1 | -1 | -1 | -1 | -1 | -1 | -1 | -1 | -1 | -1 | -1 | -1 | -1 | -1
Southern_PGAE_Flow_Battery_169 | caiso-deliverability | Gates_TB_12_offpeak | Operational_New_Capacity_MW | Southern_PGAE_Flow_Battery_169 |  | -1 | -1 | -1 | -1 | -1 | -1 | -1 | -1 | -1 | -1 | -1 | -1 | -1 | -1 | -1 | -1 | -1 | -1 | -1 | -1 | -1 | -1 | -1 | -1 | -1 | -1 | -1 | -1 | -1 | -1 | -1
Southern_PGAE_Flow_Battery_170 | caiso-deliverability | Gates_TB_12_offpeak | Operational_New_Capacity_MW | Southern_PGAE_Flow_Battery_170 |  | -1 | -1 | -1 | -1 | -1 | -1 | -1 | -1 | -1 | -1 | -1 | -1 | -1 | -1 | -1 | -1 | -1 | -1 | -1 | -1 | -1 | -1 | -1 | -1 | -1 | -1 | -1 | -1 | -1 | -1 | -1
Southern_PGAE_Flow_Battery_174 | caiso-deliverability | Gates_TB_12_offpeak | Operational_New_Capacity_MW | Southern_PGAE_Flow_Battery_174 |  | -1 | -1 | -1 | -1 | -1 | -1 | -1 | -1 | -1 | -1 | -1 | -1 | -1 | -1 | -1 | -1 | -1 | -1 | -1 | -1 | -1 | -1 | -1 | -1 | -1 | -1 | -1 | -1 | -1 | -1 | -1
Southern_PGAE_Flow_Battery_176 | caiso-deliverability | Gates_TB_12_offpeak | Operational_New_Capacity_MW | Southern_PGAE_Flow_Battery_176 |  | -1 | -1 | -1 | -1 | -1 | -1 | -1 | -1 | -1 | -1 | -1 | -1 | -1 | -1 | -1 | -1 | -1 | -1 | -1 | -1 | -1 | -1 | -1 | -1 | -1 | -1 | -1 | -1 | -1 | -1 | -1
Southern_PGAE_Li_Battery_4hr_23 | caiso-deliverability | Gates_TB_12_offpeak | Operational_New_Capacity_MW | Southern_PGAE_Li_Battery_4hr_23 |  | -1 | -1 | -1 | -1 | -1 | -1 | -1 | -1 | -1 | -1 | -1 | -1 | -1 | -1 | -1 | -1 | -1 | -1 | -1 | -1 | -1 | -1 | -1 | -1 | -1 | -1 | -1 | -1 | -1 | -1 | -1
Southern_PGAE_Li_Battery_4hr_24 | caiso-deliverability | Gates_TB_12_offpeak | Operational_New_Capacity_MW | Southern_PGAE_Li_Battery_4hr_24 |  | -1 | -1 | -1 | -1 | -1 | -1 | -1 | -1 | -1 | -1 | -1 | -1 | -1 | -1 | -1 | -1 | -1 | -1 | -1 | -1 | -1 | -1 | -1 | -1 | -1 | -1 | -1 | -1 | -1 | -1 | -1
Southern_PGAE_Li_Battery_4hr_33 | caiso-deliverability | Gates_TB_12_offpeak | Operational_New_Capacity_MW | Southern_PGAE_Li_Battery_4hr_33 |  | -1 | -1 | -1 | -1 | -1 | -1 | -1 | -1 | -1 | -1 | -1 | -1 | -1 | -1 | -1 | -1 | -1 | -1 | -1 | -1 | -1 | -1 | -1 | -1 | -1 | -1 | -1 | -1 | -1 | -1 | -1
Southern_PGAE_Li_Battery_4hr_34 | caiso-deliverability | Gates_TB_12_offpeak | Operational_New_Capacity_MW | Southern_PGAE_Li_Battery_4hr_34 |  | -1 | -1 | -1 | -1 | -1 | -1 | -1 | -1 | -1 | -1 | -1 | -1 | -1 | -1 | -1 | -1 | -1 | -1 | -1 | -1 | -1 | -1 | -1 | -1 | -1 | -1 | -1 | -1 | -1 | -1 | -1
Southern_PGAE_Li_Battery_4hr_45 | caiso-deliverability | Gates_TB_12_offpeak | Operational_New_Capacity_MW | Southern_PGAE_Li_Battery_4hr_45 |  | -1 | -1 | -1 | -1 | -1 | -1 | -1 | -1 | -1 | -1 | -1 | -1 | -1 | -1 | -1 | -1 | -1 | -1 | -1 | -1 | -1 | -1 | -1 | -1 | -1 | -1 | -1 | -1 | -1 | -1 | -1
Southern_PGAE_Li_Battery_4hr_46 | caiso-deliverability | Gates_TB_12_offpeak | Operational_New_Capacity_MW | Southern_PGAE_Li_Battery_4hr_46 |  | -1 | -1 | -1 | -1 | -1 | -1 | -1 | -1 | -1 | -1 | -1 | -1 | -1 | -1 | -1 | -1 | -1 | -1 | -1 | -1 | -1 | -1 | -1 | -1 | -1 | -1 | -1 | -1 | -1 | -1 | -1
Southern_PGAE_Li_Battery_4hr_49 | caiso-deliverability | Gates_TB_12_offpeak | Operational_New_Capacity_MW | Southern_PGAE_Li_Battery_4hr_49 |  | -1 | -1 | -1 | -1 | -1 | -1 | -1 | -1 | -1 | -1 | -1 | -1 | -1 | -1 | -1 | -1 | -1 | -1 | -1 | -1 | -1 | -1 | -1 | -1 | -1 | -1 | -1 | -1 | -1 | -1 | -1
Southern_PGAE_Li_Battery_4hr_52 | caiso-deliverability | Gates_TB_12_offpeak | Operational_New_Capacity_MW | Southern_PGAE_Li_Battery_4hr_52 |  | -1 | -1 | -1 | -1 | -1 | -1 | -1 | -1 | -1 | -1 | -1 | -1 | -1 | -1 | -1 | -1 | -1 | -1 | -1 | -1 | -1 | -1 | -1 | -1 | -1 | -1 | -1 | -1 | -1 | -1 | -1
Southern_PGAE_Li_Battery_4hr_61 | caiso-deliverability | Gates_TB_12_offpeak | Operational_New_Capacity_MW | Southern_PGAE_Li_Battery_4hr_61 |  | -1 | -1 | -1 | -1 | -1 | -1 | -1 | -1 | -1 | -1 | -1 | -1 | -1 | -1 | -1 | -1 | -1 | -1 | -1 | -1 | -1 | -1 | -1 | -1 | -1 | -1 | -1 | -1 | -1 | -1 | -1
Southern_PGAE_Li_Battery_4hr_69 | caiso-deliverability | Gates_TB_12_offpeak | Operational_New_Capacity_MW | Southern_PGAE_Li_Battery_4hr_69 |  | -1 | -1 | -1 | -1 | -1 | -1 | -1 | -1 | -1 | -1 | -1 | -1 | -1 | -1 | -1 | -1 | -1 | -1 | -1 | -1 | -1 | -1 | -1 | -1 | -1 | -1 | -1 | -1 | -1 | -1 | -1
Southern_PGAE_Li_Battery_4hr_72 | caiso-deliverability | Gates_TB_12_offpeak | Operational_New_Capacity_MW | Southern_PGAE_Li_Battery_4hr_72 |  | -1 | -1 | -1 | -1 | -1 | -1 | -1 | -1 | -1 | -1 | -1 | -1 | -1 | -1 | -1 | -1 | -1 | -1 | -1 | -1 | -1 | -1 | -1 | -1 | -1 | -1 | -1 | -1 | -1 | -1 | -1
Southern_PGAE_Li_Battery_4hr_74 | caiso-deliverability | Gates_TB_12_offpeak | Operational_New_Capacity_MW | Southern_PGAE_Li_Battery_4hr_74 |  | -1 | -1 | -1 | -1 | -1 | -1 | -1 | -1 | -1 | -1 | -1 | -1 | -1 | -1 | -1 | -1 | -1 | -1 | -1 | -1 | -1 | -1 | -1 | -1 | -1 | -1 | -1 | -1 | -1 | -1 | -1
Southern_PGAE_Li_Battery_4hr_75 | caiso-deliverability | Gates_TB_12_offpeak | Operational_New_Capacity_MW | Southern_PGAE_Li_Battery_4hr_75 |  | -1 | -1 | -1 | -1 | -1 | -1 | -1 | -1 | -1 | -1 | -1 | -1 | -1 | -1 | -1 | -1 | -1 | -1 | -1 | -1 | -1 | -1 | -1 | -1 | -1 | -1 | -1 | -1 | -1 | -1 | -1
Southern_PGAE_Li_Battery_4hr_79 | caiso-deliverability | Gates_TB_12_offpeak | Operational_New_Capacity_MW | Southern_PGAE_Li_Battery_4hr_79 |  | -1 | -1 | -1 | -1 | -1 | -1 | -1 | -1 | -1 | -1 | -1 | -1 | -1 | -1 | -1 | -1 | -1 | -1 | -1 | -1 | -1 | -1 | -1 | -1 | -1 | -1 | -1 | -1 | -1 | -1 | -1
Southern_PGAE_Li_Battery_4hr_93 | caiso-deliverability | Gates_TB_12_offpeak | Operational_New_Capacity_MW | Southern_PGAE_Li_Battery_4hr_93 |  | -1 | -1 | -1 | -1 | -1 | -1 | -1 | -1 | -1 | -1 | -1 | -1 | -1 | -1 | -1 | -1 | -1 | -1 | -1 | -1 | -1 | -1 | -1 | -1 | -1 | -1 | -1 | -1 | -1 | -1 | -1
Southern_PGAE_Li_Battery_4hr_98 | caiso-deliverability | Gates_TB_12_offpeak | Operational_New_Capacity_MW | Southern_PGAE_Li_Battery_4hr_98 |  | -1 | -1 | -1 | -1 | -1 | -1 | -1 | -1 | -1 | -1 | -1 | -1 | -1 | -1 | -1 | -1 | -1 | -1 | -1 | -1 | -1 | -1 | -1 | -1 | -1 | -1 | -1 | -1 | -1 | -1 | -1
Southern_PGAE_Li_Battery_4hr_102 | caiso-deliverability | Gates_TB_12_offpeak | Operational_New_Capacity_MW | Southern_PGAE_Li_Battery_4hr_102 |  | -1 | -1 | -1 | -1 | -1 | -1 | -1 | -1 | -1 | -1 | -1 | -1 | -1 | -1 | -1 | -1 | -1 | -1 | -1 | -1 | -1 | -1 | -1 | -1 | -1 | -1 | -1 | -1 | -1 | -1 | -1
Southern_PGAE_Li_Battery_4hr_109 | caiso-deliverability | Gates_TB_12_offpeak | Operational_New_Capacity_MW | Southern_PGAE_Li_Battery_4hr_109 |  | -1 | -1 | -1 | -1 | -1 | -1 | -1 | -1 | -1 | -1 | -1 | -1 | -1 | -1 | -1 | -1 | -1 | -1 | -1 | -1 | -1 | -1 | -1 | -1 | -1 | -1 | -1 | -1 | -1 | -1 | -1
Southern_PGAE_Li_Battery_4hr_117 | caiso-deliverability | Gates_TB_12_offpeak | Operational_New_Capacity_MW | Southern_PGAE_Li_Battery_4hr_117 |  | -1 | -1 | -1 | -1 | -1 | -1 | -1 | -1 | -1 | -1 | -1 | -1 | -1 | -1 | -1 | -1 | -1 | -1 | -1 | -1 | -1 | -1 | -1 | -1 | -1 | -1 | -1 | -1 | -1 | -1 | -1
Southern_PGAE_Li_Battery_4hr_118 | caiso-deliverability | Gates_TB_12_offpeak | Operational_New_Capacity_MW | Southern_PGAE_Li_Battery_4hr_118 |  | -1 | -1 | -1 | -1 | -1 | -1 | -1 | -1 | -1 | -1 | -1 | -1 | -1 | -1 | -1 | -1 | -1 | -1 | -1 | -1 | -1 | -1 | -1 | -1 | -1 | -1 | -1 | -1 | -1 | -1 | -1
Southern_PGAE_Li_Battery_4hr_124 | caiso-deliverability | Gates_TB_12_offpeak | Operational_New_Capacity_MW | Southern_PGAE_Li_Battery_4hr_124 |  | -1 | -1 | -1 | -1 | -1 | -1 | -1 | -1 | -1 | -1 | -1 | -1 | -1 | -1 | -1 | -1 | -1 | -1 | -1 | -1 | -1 | -1 | -1 | -1 | -1 | -1 | -1 | -1 | -1 | -1 | -1
Southern_PGAE_Li_Battery_4hr_139 | caiso-deliverability | Gates_TB_12_offpeak | Operational_New_Capacity_MW | Southern_PGAE_Li_Battery_4hr_139 |  | -1 | -1 | -1 | -1 | -1 | -1 | -1 | -1 | -1 | -1 | -1 | -1 | -1 | -1 | -1 | -1 | -1 | -1 | -1 | -1 | -1 | -1 | -1 | -1 | -1 | -1 | -1 | -1 | -1 | -1 | -1
Southern_PGAE_Li_Battery_4hr_140 | caiso-deliverability | Gates_TB_12_offpeak | Operational_New_Capacity_MW | Southern_PGAE_Li_Battery_4hr_140 |  | -1 | -1 | -1 | -1 | -1 | -1 | -1 | -1 | -1 | -1 | -1 | -1 | -1 | -1 | -1 | -1 | -1 | -1 | -1 | -1 | -1 | -1 | -1 | -1 | -1 | -1 | -1 | -1 | -1 | -1 | -1
Southern_PGAE_Li_Battery_4hr_151 | caiso-deliverability | Gates_TB_12_offpeak | Operational_New_Capacity_MW | Southern_PGAE_Li_Battery_4hr_151 |  | -1 | -1 | -1 | -1 | -1 | -1 | -1 | -1 | -1 | -1 | -1 | -1 | -1 | -1 | -1 | -1 | -1 | -1 | -1 | -1 | -1 | -1 | -1 | -1 | -1 | -1 | -1 | -1 | -1 | -1 | -1
Southern_PGAE_Li_Battery_4hr_154 | caiso-deliverability | Gates_TB_12_offpeak | Operational_New_Capacity_MW | Southern_PGAE_Li_Battery_4hr_154 |  | -1 | -1 | -1 | -1 | -1 | -1 | -1 | -1 | -1 | -1 | -1 | -1 | -1 | -1 | -1 | -1 | -1 | -1 | -1 | -1 | -1 | -1 | -1 | -1 | -1 | -1 | -1 | -1 | -1 | -1 | -1
Southern_PGAE_Li_Battery_4hr_161 | caiso-deliverability | Gates_TB_12_offpeak | Operational_New_Capacity_MW | Southern_PGAE_Li_Battery_4hr_161 |  | -1 | -1 | -1 | -1 | -1 | -1 | -1 | -1 | -1 | -1 | -1 | -1 | -1 | -1 | -1 | -1 | -1 | -1 | -1 | -1 | -1 | -1 | -1 | -1 | -1 | -1 | -1 | -1 | -1 | -1 | -1
Southern_PGAE_Li_Battery_4hr_162 | caiso-deliverability | Gates_TB_12_offpeak | Operational_New_Capacity_MW | Southern_PGAE_Li_Battery_4hr_162 |  | -1 | -1 | -1 | -1 | -1 | -1 | -1 | -1 | -1 | -1 | -1 | -1 | -1 | -1 | -1 | -1 | -1 | -1 | -1 | -1 | -1 | -1 | -1 | -1 | -1 | -1 | -1 | -1 | -1 | -1 | -1
Southern_PGAE_Li_Battery_4hr_163 | caiso-deliverability | Gates_TB_12_offpeak | Operational_New_Capacity_MW | Southern_PGAE_Li_Battery_4hr_163 |  | -1 | -1 | -1 | -1 | -1 | -1 | -1 | -1 | -1 | -1 | -1 | -1 | -1 | -1 | -1 | -1 | -1 | -1 | -1 | -1 | -1 | -1 | -1 | -1 | -1 | -1 | -1 | -1 | -1 | -1 | -1
Southern_PGAE_Li_Battery_4hr_164 | caiso-deliverability | Gates_TB_12_offpeak | Operational_New_Capacity_MW | Southern_PGAE_Li_Battery_4hr_164 |  | -1 | -1 | -1 | -1 | -1 | -1 | -1 | -1 | -1 | -1 | -1 | -1 | -1 | -1 | -1 | -1 | -1 | -1 | -1 | -1 | -1 | -1 | -1 | -1 | -1 | -1 | -1 | -1 | -1 | -1 | -1
Southern_PGAE_Li_Battery_4hr_165 | caiso-deliverability | Gates_TB_12_offpeak | Operational_New_Capacity_MW | Southern_PGAE_Li_Battery_4hr_165 |  | -1 | -1 | -1 | -1 | -1 | -1 | -1 | -1 | -1 | -1 | -1 | -1 | -1 | -1 | -1 | -1 | -1 | -1 | -1 | -1 | -1 | -1 | -1 | -1 | -1 | -1 | -1 | -1 | -1 | -1 | -1
Northern_California_Li_Battery_4hr_166 | caiso-deliverability | Gates_TB_12_offpeak | Operational_New_Capacity_MW | Northern_California_Li_Battery_4hr_166 |  | -1 | -1 | -1 | -1 | -1 | -1 | -1 | -1 | -1 | -1 | -1 | -1 | -1 | -1 | -1 | -1 | -1 | -1 | -1 | -1 | -1 | -1 | -1 | -1 | -1 | -1 | -1 | -1 | -1 | -1 | -1
Southern_PGAE_Li_Battery_4hr_168 | caiso-deliverability | Gates_TB_12_offpeak | Operational_New_Capacity_MW | Southern_PGAE_Li_Battery_4hr_168 |  | -1 | -1 | -1 | -1 | -1 | -1 | -1 | -1 | -1 | -1 | -1 | -1 | -1 | -1 | -1 | -1 | -1 | -1 | -1 | -1 | -1 | -1 | -1 | -1 | -1 | -1 | -1 | -1 | -1 | -1 | -1
Southern_PGAE_Li_Battery_4hr_169 | caiso-deliverability | Gates_TB_12_offpeak | Operational_New_Capacity_MW | Southern_PGAE_Li_Battery_4hr_169 |  | -1 | -1 | -1 | -1 | -1 | -1 | -1 | -1 | -1 | -1 | -1 | -1 | -1 | -1 | -1 | -1 | -1 | -1 | -1 | -1 | -1 | -1 | -1 | -1 | -1 | -1 | -1 | -1 | -1 | -1 | -1
Southern_PGAE_Li_Battery_4hr_170 | caiso-deliverability | Gates_TB_12_offpeak | Operational_New_Capacity_MW | Southern_PGAE_Li_Battery_4hr_170 |  | -1 | -1 | -1 | -1 | -1 | -1 | -1 | -1 | -1 | -1 | -1 | -1 | -1 | -1 | -1 | -1 | -1 | -1 | -1 | -1 | -1 | -1 | -1 | -1 | -1 | -1 | -1 | -1 | -1 | -1 | -1
Southern_PGAE_Li_Battery_4hr_174 | caiso-deliverability | Gates_TB_12_offpeak | Operational_New_Capacity_MW | Southern_PGAE_Li_Battery_4hr_174 |  | -1 | -1 | -1 | -1 | -1 | -1 | -1 | -1 | -1 | -1 | -1 | -1 | -1 | -1 | -1 | -1 | -1 | -1 | -1 | -1 | -1 | -1 | -1 | -1 | -1 | -1 | -1 | -1 | -1 | -1 | -1
Southern_PGAE_Li_Battery_4hr_176 | caiso-deliverability | Gates_TB_12_offpeak | Operational_New_Capacity_MW | Southern_PGAE_Li_Battery_4hr_176 |  | -1 | -1 | -1 | -1 | -1 | -1 | -1 | -1 | -1 | -1 | -1 | -1 | -1 | -1 | -1 | -1 | -1 | -1 | -1 | -1 | -1 | -1 | -1 | -1 | -1 | -1 | -1 | -1 | -1 | -1 | -1
Southern_PGAE_Li_Battery_8hr_23 | caiso-deliverability | Gates_TB_12_offpeak | Operational_New_Capacity_MW | Southern_PGAE_Li_Battery_8hr_23 |  | -1 | -1 | -1 | -1 | -1 | -1 | -1 | -1 | -1 | -1 | -1 | -1 | -1 | -1 | -1 | -1 | -1 | -1 | -1 | -1 | -1 | -1 | -1 | -1 | -1 | -1 | -1 | -1 | -1 | -1 | -1
Southern_PGAE_Li_Battery_8hr_24 | caiso-deliverability | Gates_TB_12_offpeak | Operational_New_Capacity_MW | Southern_PGAE_Li_Battery_8hr_24 |  | -1 | -1 | -1 | -1 | -1 | -1 | -1 | -1 | -1 | -1 | -1 | -1 | -1 | -1 | -1 | -1 | -1 | -1 | -1 | -1 | -1 | -1 | -1 | -1 | -1 | -1 | -1 | -1 | -1 | -1 | -1
Southern_PGAE_Li_Battery_8hr_33 | caiso-deliverability | Gates_TB_12_offpeak | Operational_New_Capacity_MW | Southern_PGAE_Li_Battery_8hr_33 |  | -1 | -1 | -1 | -1 | -1 | -1 | -1 | -1 | -1 | -1 | -1 | -1 | -1 | -1 | -1 | -1 | -1 | -1 | -1 | -1 | -1 | -1 | -1 | -1 | -1 | -1 | -1 | -1 | -1 | -1 | -1
Southern_PGAE_Li_Battery_8hr_34 | caiso-deliverability | Gates_TB_12_offpeak | Operational_New_Capacity_MW | Southern_PGAE_Li_Battery_8hr_34 |  | -1 | -1 | -1 | -1 | -1 | -1 | -1 | -1 | -1 | -1 | -1 | -1 | -1 | -1 | -1 | -1 | -1 | -1 | -1 | -1 | -1 | -1 | -1 | -1 | -1 | -1 | -1 | -1 | -1 | -1 | -1
Southern_PGAE_Li_Battery_8hr_45 | caiso-deliverability | Gates_TB_12_offpeak | Operational_New_Capacity_MW | Southern_PGAE_Li_Battery_8hr_45 |  | -1 | -1 | -1 | -1 | -1 | -1 | -1 | -1 | -1 | -1 | -1 | -1 | -1 | -1 | -1 | -1 | -1 | -1 | -1 | -1 | -1 | -1 | -1 | -1 | -1 | -1 | -1 | -1 | -1 | -1 | -1
Southern_PGAE_Li_Battery_8hr_46 | caiso-deliverability | Gates_TB_12_offpeak | Operational_New_Capacity_MW | Southern_PGAE_Li_Battery_8hr_46 |  | -1 | -1 | -1 | -1 | -1 | -1 | -1 | -1 | -1 | -1 | -1 | -1 | -1 | -1 | -1 | -1 | -1 | -1 | -1 | -1 | -1 | -1 | -1 | -1 | -1 | -1 | -1 | -1 | -1 | -1 | -1
Southern_PGAE_Li_Battery_8hr_49 | caiso-deliverability | Gates_TB_12_offpeak | Operational_New_Capacity_MW | Southern_PGAE_Li_Battery_8hr_49 |  | -1 | -1 | -1 | -1 | -1 | -1 | -1 | -1 | -1 | -1 | -1 | -1 | -1 | -1 | -1 | -1 | -1 | -1 | -1 | -1 | -1 | -1 | -1 | -1 | -1 | -1 | -1 | -1 | -1 | -1 | -1
Southern_PGAE_Li_Battery_8hr_52 | caiso-deliverability | Gates_TB_12_offpeak | Operational_New_Capacity_MW | Southern_PGAE_Li_Battery_8hr_52 |  | -1 | -1 | -1 | -1 | -1 | -1 | -1 | -1 | -1 | -1 | -1 | -1 | -1 | -1 | -1 | -1 | -1 | -1 | -1 | -1 | -1 | -1 | -1 | -1 | -1 | -1 | -1 | -1 | -1 | -1 | -1
Southern_PGAE_Li_Battery_8hr_61 | caiso-deliverability | Gates_TB_12_offpeak | Operational_New_Capacity_MW | Southern_PGAE_Li_Battery_8hr_61 |  | -1 | -1 | -1 | -1 | -1 | -1 | -1 | -1 | -1 | -1 | -1 | -1 | -1 | -1 | -1 | -1 | -1 | -1 | -1 | -1 | -1 | -1 | -1 | -1 | -1 | -1 | -1 | -1 | -1 | -1 | -1
Southern_PGAE_Li_Battery_8hr_69 | caiso-deliverability | Gates_TB_12_offpeak | Operational_New_Capacity_MW | Southern_PGAE_Li_Battery_8hr_69 |  | -1 | -1 | -1 | -1 | -1 | -1 | -1 | -1 | -1 | -1 | -1 | -1 | -1 | -1 | -1 | -1 | -1 | -1 | -1 | -1 | -1 | -1 | -1 | -1 | -1 | -1 | -1 | -1 | -1 | -1 | -1
Southern_PGAE_Li_Battery_8hr_72 | caiso-deliverability | Gates_TB_12_offpeak | Operational_New_Capacity_MW | Southern_PGAE_Li_Battery_8hr_72 |  | -1 | -1 | -1 | -1 | -1 | -1 | -1 | -1 | -1 | -1 | -1 | -1 | -1 | -1 | -1 | -1 | -1 | -1 | -1 | -1 | -1 | -1 | -1 | -1 | -1 | -1 | -1 | -1 | -1 | -1 | -1
Southern_PGAE_Li_Battery_8hr_74 | caiso-deliverability | Gates_TB_12_offpeak | Operational_New_Capacity_MW | Southern_PGAE_Li_Battery_8hr_74 |  | -1 | -1 | -1 | -1 | -1 | -1 | -1 | -1 | -1 | -1 | -1 | -1 | -1 | -1 | -1 | -1 | -1 | -1 | -1 | -1 | -1 | -1 | -1 | -1 | -1 | -1 | -1 | -1 | -1 | -1 | -1
Southern_PGAE_Li_Battery_8hr_75 | caiso-deliverability | Gates_TB_12_offpeak | Operational_New_Capacity_MW | Southern_PGAE_Li_Battery_8hr_75 |  | -1 | -1 | -1 | -1 | -1 | -1 | -1 | -1 | -1 | -1 | -1 | -1 | -1 | -1 | -1 | -1 | -1 | -1 | -1 | -1 | -1 | -1 | -1 | -1 | -1 | -1 | -1 | -1 | -1 | -1 | -1
Southern_PGAE_Li_Battery_8hr_79 | caiso-deliverability | Gates_TB_12_offpeak | Operational_New_Capacity_MW | Southern_PGAE_Li_Battery_8hr_79 |  | -1 | -1 | -1 | -1 | -1 | -1 | -1 | -1 | -1 | -1 | -1 | -1 | -1 | -1 | -1 | -1 | -1 | -1 | -1 | -1 | -1 | -1 | -1 | -1 | -1 | -1 | -1 | -1 | -1 | -1 | -1
Southern_PGAE_Li_Battery_8hr_93 | caiso-deliverability | Gates_TB_12_offpeak | Operational_New_Capacity_MW | Southern_PGAE_Li_Battery_8hr_93 |  | -1 | -1 | -1 | -1 | -1 | -1 | -1 | -1 | -1 | -1 | -1 | -1 | -1 | -1 | -1 | -1 | -1 | -1 | -1 | -1 | -1 | -1 | -1 | -1 | -1 | -1 | -1 | -1 | -1 | -1 | -1
Southern_PGAE_Li_Battery_8hr_98 | caiso-deliverability | Gates_TB_12_offpeak | Operational_New_Capacity_MW | Southern_PGAE_Li_Battery_8hr_98 |  | -1 | -1 | -1 | -1 | -1 | -1 | -1 | -1 | -1 | -1 | -1 | -1 | -1 | -1 | -1 | -1 | -1 | -1 | -1 | -1 | -1 | -1 | -1 | -1 | -1 | -1 | -1 | -1 | -1 | -1 | -1
Southern_PGAE_Li_Battery_8hr_102 | caiso-deliverability | Gates_TB_12_offpeak | Operational_New_Capacity_MW | Southern_PGAE_Li_Battery_8hr_102 |  | -1 | -1 | -1 | -1 | -1 | -1 | -1 | -1 | -1 | -1 | -1 | -1 | -1 | -1 | -1 | -1 | -1 | -1 | -1 | -1 | -1 | -1 | -1 | -1 | -1 | -1 | -1 | -1 | -1 | -1 | -1
Southern_PGAE_Li_Battery_8hr_109 | caiso-deliverability | Gates_TB_12_offpeak | Operational_New_Capacity_MW | Southern_PGAE_Li_Battery_8hr_109 |  | -1 | -1 | -1 | -1 | -1 | -1 | -1 | -1 | -1 | -1 | -1 | -1 | -1 | -1 | -1 | -1 | -1 | -1 | -1 | -1 | -1 | -1 | -1 | -1 | -1 | -1 | -1 | -1 | -1 | -1 | -1
Southern_PGAE_Li_Battery_8hr_117 | caiso-deliverability | Gates_TB_12_offpeak | Operational_New_Capacity_MW | Southern_PGAE_Li_Battery_8hr_117 |  | -1 | -1 | -1 | -1 | -1 | -1 | -1 | -1 | -1 | -1 | -1 | -1 | -1 | -1 | -1 | -1 | -1 | -1 | -1 | -1 | -1 | -1 | -1 | -1 | -1 | -1 | -1 | -1 | -1 | -1 | -1
Southern_PGAE_Li_Battery_8hr_118 | caiso-deliverability | Gates_TB_12_offpeak | Operational_New_Capacity_MW | Southern_PGAE_Li_Battery_8hr_118 |  | -1 | -1 | -1 | -1 | -1 | -1 | -1 | -1 | -1 | -1 | -1 | -1 | -1 | -1 | -1 | -1 | -1 | -1 | -1 | -1 | -1 | -1 | -1 | -1 | -1 | -1 | -1 | -1 | -1 | -1 | -1
Southern_PGAE_Li_Battery_8hr_124 | caiso-deliverability | Gates_TB_12_offpeak | Operational_New_Capacity_MW | Southern_PGAE_Li_Battery_8hr_124 |  | -1 | -1 | -1 | -1 | -1 | -1 | -1 | -1 | -1 | -1 | -1 | -1 | -1 | -1 | -1 | -1 | -1 | -1 | -1 | -1 | -1 | -1 | -1 | -1 | -1 | -1 | -1 | -1 | -1 | -1 | -1
Southern_PGAE_Li_Battery_8hr_139 | caiso-deliverability | Gates_TB_12_offpeak | Operational_New_Capacity_MW | Southern_PGAE_Li_Battery_8hr_139 |  | -1 | -1 | -1 | -1 | -1 | -1 | -1 | -1 | -1 | -1 | -1 | -1 | -1 | -1 | -1 | -1 | -1 | -1 | -1 | -1 | -1 | -1 | -1 | -1 | -1 | -1 | -1 | -1 | -1 | -1 | -1
Southern_PGAE_Li_Battery_8hr_140 | caiso-deliverability | Gates_TB_12_offpeak | Operational_New_Capacity_MW | Southern_PGAE_Li_Battery_8hr_140 |  | -1 | -1 | -1 | -1 | -1 | -1 | -1 | -1 | -1 | -1 | -1 | -1 | -1 | -1 | -1 | -1 | -1 | -1 | -1 | -1 | -1 | -1 | -1 | -1 | -1 | -1 | -1 | -1 | -1 | -1 | -1
Southern_PGAE_Li_Battery_8hr_151 | caiso-deliverability | Gates_TB_12_offpeak | Operational_New_Capacity_MW | Southern_PGAE_Li_Battery_8hr_151 |  | -1 | -1 | -1 | -1 | -1 | -1 | -1 | -1 | -1 | -1 | -1 | -1 | -1 | -1 | -1 | -1 | -1 | -1 | -1 | -1 | -1 | -1 | -1 | -1 | -1 | -1 | -1 | -1 | -1 | -1 | -1
Southern_PGAE_Li_Battery_8hr_154 | caiso-deliverability | Gates_TB_12_offpeak | Operational_New_Capacity_MW | Southern_PGAE_Li_Battery_8hr_154 |  | -1 | -1 | -1 | -1 | -1 | -1 | -1 | -1 | -1 | -1 | -1 | -1 | -1 | -1 | -1 | -1 | -1 | -1 | -1 | -1 | -1 | -1 | -1 | -1 | -1 | -1 | -1 | -1 | -1 | -1 | -1
Southern_PGAE_Li_Battery_8hr_161 | caiso-deliverability | Gates_TB_12_offpeak | Operational_New_Capacity_MW | Southern_PGAE_Li_Battery_8hr_161 |  | -1 | -1 | -1 | -1 | -1 | -1 | -1 | -1 | -1 | -1 | -1 | -1 | -1 | -1 | -1 | -1 | -1 | -1 | -1 | -1 | -1 | -1 | -1 | -1 | -1 | -1 | -1 | -1 | -1 | -1 | -1
Southern_PGAE_Li_Battery_8hr_162 | caiso-deliverability | Gates_TB_12_offpeak | Operational_New_Capacity_MW | Southern_PGAE_Li_Battery_8hr_162 |  | -1 | -1 | -1 | -1 | -1 | -1 | -1 | -1 | -1 | -1 | -1 | -1 | -1 | -1 | -1 | -1 | -1 | -1 | -1 | -1 | -1 | -1 | -1 | -1 | -1 | -1 | -1 | -1 | -1 | -1 | -1
Southern_PGAE_Li_Battery_8hr_163 | caiso-deliverability | Gates_TB_12_offpeak | Operational_New_Capacity_MW | Southern_PGAE_Li_Battery_8hr_163 |  | -1 | -1 | -1 | -1 | -1 | -1 | -1 | -1 | -1 | -1 | -1 | -1 | -1 | -1 | -1 | -1 | -1 | -1 | -1 | -1 | -1 | -1 | -1 | -1 | -1 | -1 | -1 | -1 | -1 | -1 | -1
Southern_PGAE_Li_Battery_8hr_164 | caiso-deliverability | Gates_TB_12_offpeak | Operational_New_Capacity_MW | Southern_PGAE_Li_Battery_8hr_164 |  | -1 | -1 | -1 | -1 | -1 | -1 | -1 | -1 | -1 | -1 | -1 | -1 | -1 | -1 | -1 | -1 | -1 | -1 | -1 | -1 | -1 | -1 | -1 | -1 | -1 | -1 | -1 | -1 | -1 | -1 | -1
Southern_PGAE_Li_Battery_8hr_165 | caiso-deliverability | Gates_TB_12_offpeak | Operational_New_Capacity_MW | Southern_PGAE_Li_Battery_8hr_165 |  | -1 | -1 | -1 | -1 | -1 | -1 | -1 | -1 | -1 | -1 | -1 | -1 | -1 | -1 | -1 | -1 | -1 | -1 | -1 | -1 | -1 | -1 | -1 | -1 | -1 | -1 | -1 | -1 | -1 | -1 | -1
Northern_California_Li_Battery_8hr_166 | caiso-deliverability | Gates_TB_12_offpeak | Operational_New_Capacity_MW | Northern_California_Li_Battery_8hr_166 |  | -1 | -1 | -1 | -1 | -1 | -1 | -1 | -1 | -1 | -1 | -1 | -1 | -1 | -1 | -1 | -1 | -1 | -1 | -1 | -1 | -1 | -1 | -1 | -1 | -1 | -1 | -1 | -1 | -1 | -1 | -1
Southern_PGAE_Li_Battery_8hr_168 | caiso-deliverability | Gates_TB_12_offpeak | Operational_New_Capacity_MW | Southern_PGAE_Li_Battery_8hr_168 |  | -1 | -1 | -1 | -1 | -1 | -1 | -1 | -1 | -1 | -1 | -1 | -1 | -1 | -1 | -1 | -1 | -1 | -1 | -1 | -1 | -1 | -1 | -1 | -1 | -1 | -1 | -1 | -1 | -1 | -1 | -1
Southern_PGAE_Li_Battery_8hr_169 | caiso-deliverability | Gates_TB_12_offpeak | Operational_New_Capacity_MW | Southern_PGAE_Li_Battery_8hr_169 |  | -1 | -1 | -1 | -1 | -1 | -1 | -1 | -1 | -1 | -1 | -1 | -1 | -1 | -1 | -1 | -1 | -1 | -1 | -1 | -1 | -1 | -1 | -1 | -1 | -1 | -1 | -1 | -1 | -1 | -1 | -1
Southern_PGAE_Li_Battery_8hr_170 | caiso-deliverability | Gates_TB_12_offpeak | Operational_New_Capacity_MW | Southern_PGAE_Li_Battery_8hr_170 |  | -1 | -1 | -1 | -1 | -1 | -1 | -1 | -1 | -1 | -1 | -1 | -1 | -1 | -1 | -1 | -1 | -1 | -1 | -1 | -1 | -1 | -1 | -1 | -1 | -1 | -1 | -1 | -1 | -1 | -1 | -1
Southern_PGAE_Li_Battery_8hr_174 | caiso-deliverability | Gates_TB_12_offpeak | Operational_New_Capacity_MW | Southern_PGAE_Li_Battery_8hr_174 |  | -1 | -1 | -1 | -1 | -1 | -1 | -1 | -1 | -1 | -1 | -1 | -1 | -1 | -1 | -1 | -1 | -1 | -1 | -1 | -1 | -1 | -1 | -1 | -1 | -1 | -1 | -1 | -1 | -1 | -1 | -1
Southern_PGAE_Li_Battery_8hr_176 | caiso-deliverability | Gates_TB_12_offpeak | Operational_New_Capacity_MW | Southern_PGAE_Li_Battery_8hr_176 |  | -1 | -1 | -1 | -1 | -1 | -1 | -1 | -1 | -1 | -1 | -1 | -1 | -1 | -1 | -1 | -1 | -1 | -1 | -1 | -1 | -1 | -1 | -1 | -1 | -1 | -1 | -1 | -1 | -1 | -1 | -1
Central_Valley_North_Los_Banos_Wind_154 | caiso-deliverability | Gates_TB_12_offpeak | Operational_New_Capacity_MW | Central_Valley_North_Los_Banos_Wind_154 |  | 0.44 | 0.44 | 0.44 | 0.44 | 0.44 | 0.44 | 0.44 | 0.44 | 0.44 | 0.44 | 0.44 | 0.44 | 0.44 | 0.44 | 0.44 | 0.44 | 0.44 | 0.44 | 0.44 | 0.44 | 0.44 | 0.44 | 0.44 | 0.44 | 0.44 | 0.44 | 0.44 | 0.44 | 0.44 | 0.44 | 0.44
Central_Valley_North_Los_Banos_Wind_162 | caiso-deliverability | Gates_TB_12_offpeak | Operational_New_Capacity_MW | Central_Valley_North_Los_Banos_Wind_162 |  | 0.44 | 0.44 | 0.44 | 0.44 | 0.44 | 0.44 | 0.44 | 0.44 | 0.44 | 0.44 | 0.44 | 0.44 | 0.44 | 0.44 | 0.44 | 0.44 | 0.44 | 0.44 | 0.44 | 0.44 | 0.44 | 0.44 | 0.44 | 0.44 | 0.44 | 0.44 | 0.44 | 0.44 | 0.44 | 0.44 | 0.44
Northern_California_Solar_166 | caiso-deliverability | Gates_TB_12_offpeak | Operational_New_Capacity_MW | Northern_California_Solar_166 |  | 0.79 | 0.79 | 0.79 | 0.79 | 0.79 | 0.79 | 0.79 | 0.79 | 0.79 | 0.79 | 0.79 | 0.79 | 0.79 | 0.79 | 0.79 | 0.79 | 0.79 | 0.79 | 0.79 | 0.79 | 0.79 | 0.79 | 0.79 | 0.79 | 0.79 | 0.79 | 0.79 | 0.79 | 0.79 | 0.79 | 0.79
Southern_PGAE_Solar_23 | caiso-deliverability | Gates_TB_12_offpeak | Operational_New_Capacity_MW | Southern_PGAE_Solar_23 |  | 0.79 | 0.79 | 0.79 | 0.79 | 0.79 | 0.79 | 0.79 | 0.79 | 0.79 | 0.79 | 0.79 | 0.79 | 0.79 | 0.79 | 0.79 | 0.79 | 0.79 | 0.79 | 0.79 | 0.79 | 0.79 | 0.79 | 0.79 | 0.79 | 0.79 | 0.79 | 0.79 | 0.79 | 0.79 | 0.79 | 0.79
Southern_PGAE_Solar_24 | caiso-deliverability | Gates_TB_12_offpeak | Operational_New_Capacity_MW | Southern_PGAE_Solar_24 |  | 0.79 | 0.79 | 0.79 | 0.79 | 0.79 | 0.79 | 0.79 | 0.79 | 0.79 | 0.79 | 0.79 | 0.79 | 0.79 | 0.79 | 0.79 | 0.79 | 0.79 | 0.79 | 0.79 | 0.79 | 0.79 | 0.79 | 0.79 | 0.79 | 0.79 | 0.79 | 0.79 | 0.79 | 0.79 | 0.79 | 0.79
Southern_PGAE_Solar_33 | caiso-deliverability | Gates_TB_12_offpeak | Operational_New_Capacity_MW | Southern_PGAE_Solar_33 |  | 0.79 | 0.79 | 0.79 | 0.79 | 0.79 | 0.79 | 0.79 | 0.79 | 0.79 | 0.79 | 0.79 | 0.79 | 0.79 | 0.79 | 0.79 | 0.79 | 0.79 | 0.79 | 0.79 | 0.79 | 0.79 | 0.79 | 0.79 | 0.79 | 0.79 | 0.79 | 0.79 | 0.79 | 0.79 | 0.79 | 0.79
Southern_PGAE_Solar_34 | caiso-deliverability | Gates_TB_12_offpeak | Operational_New_Capacity_MW | Southern_PGAE_Solar_34 |  | 0.79 | 0.79 | 0.79 | 0.79 | 0.79 | 0.79 | 0.79 | 0.79 | 0.79 | 0.79 | 0.79 | 0.79 | 0.79 | 0.79 | 0.79 | 0.79 | 0.79 | 0.79 | 0.79 | 0.79 | 0.79 | 0.79 | 0.79 | 0.79 | 0.79 | 0.79 | 0.79 | 0.79 | 0.79 | 0.79 | 0.79
Southern_PGAE_Solar_45 | caiso-deliverability | Gates_TB_12_offpeak | Operational_New_Capacity_MW | Southern_PGAE_Solar_45 |  | 0.79 | 0.79 | 0.79 | 0.79 | 0.79 | 0.79 | 0.79 | 0.79 | 0.79 | 0.79 | 0.79 | 0.79 | 0.79 | 0.79 | 0.79 | 0.79 | 0.79 | 0.79 | 0.79 | 0.79 | 0.79 | 0.79 | 0.79 | 0.79 | 0.79 | 0.79 | 0.79 | 0.79 | 0.79 | 0.79 | 0.79
Southern_PGAE_Solar_46 | caiso-deliverability | Gates_TB_12_offpeak | Operational_New_Capacity_MW | Southern_PGAE_Solar_46 |  | 0.79 | 0.79 | 0.79 | 0.79 | 0.79 | 0.79 | 0.79 | 0.79 | 0.79 | 0.79 | 0.79 | 0.79 | 0.79 | 0.79 | 0.79 | 0.79 | 0.79 | 0.79 | 0.79 | 0.79 | 0.79 | 0.79 | 0.79 | 0.79 | 0.79 | 0.79 | 0.79 | 0.79 | 0.79 | 0.79 | 0.79
Southern_PGAE_Solar_49 | caiso-deliverability | Gates_TB_12_offpeak | Operational_New_Capacity_MW | Southern_PGAE_Solar_49 |  | 0.79 | 0.79 | 0.79 | 0.79 | 0.79 | 0.79 | 0.79 | 0.79 | 0.79 | 0.79 | 0.79 | 0.79 | 0.79 | 0.79 | 0.79 | 0.79 | 0.79 | 0.79 | 0.79 | 0.79 | 0.79 | 0.79 | 0.79 | 0.79 | 0.79 | 0.79 | 0.79 | 0.79 | 0.79 | 0.79 | 0.79
Southern_PGAE_Solar_52 | caiso-deliverability | Gates_TB_12_offpeak | Operational_New_Capacity_MW | Southern_PGAE_Solar_52 |  | 0.79 | 0.79 | 0.79 | 0.79 | 0.79 | 0.79 | 0.79 | 0.79 | 0.79 | 0.79 | 0.79 | 0.79 | 0.79 | 0.79 | 0.79 | 0.79 | 0.79 | 0.79 | 0.79 | 0.79 | 0.79 | 0.79 | 0.79 | 0.79 | 0.79 | 0.79 | 0.79 | 0.79 | 0.79 | 0.79 | 0.79
Southern_PGAE_Solar_61 | caiso-deliverability | Gates_TB_12_offpeak | Operational_New_Capacity_MW | Southern_PGAE_Solar_61 |  | 0.79 | 0.79 | 0.79 | 0.79 | 0.79 | 0.79 | 0.79 | 0.79 | 0.79 | 0.79 | 0.79 | 0.79 | 0.79 | 0.79 | 0.79 | 0.79 | 0.79 | 0.79 | 0.79 | 0.79 | 0.79 | 0.79 | 0.79 | 0.79 | 0.79 | 0.79 | 0.79 | 0.79 | 0.79 | 0.79 | 0.79
Southern_PGAE_Solar_69 | caiso-deliverability | Gates_TB_12_offpeak | Operational_New_Capacity_MW | Southern_PGAE_Solar_69 |  | 0.79 | 0.79 | 0.79 | 0.79 | 0.79 | 0.79 | 0.79 | 0.79 | 0.79 | 0.79 | 0.79 | 0.79 | 0.79 | 0.79 | 0.79 | 0.79 | 0.79 | 0.79 | 0.79 | 0.79 | 0.79 | 0.79 | 0.79 | 0.79 | 0.79 | 0.79 | 0.79 | 0.79 | 0.79 | 0.79 | 0.79
Southern_PGAE_Solar_72 | caiso-deliverability | Gates_TB_12_offpeak | Operational_New_Capacity_MW | Southern_PGAE_Solar_72 |  | 0.79 | 0.79 | 0.79 | 0.79 | 0.79 | 0.79 | 0.79 | 0.79 | 0.79 | 0.79 | 0.79 | 0.79 | 0.79 | 0.79 | 0.79 | 0.79 | 0.79 | 0.79 | 0.79 | 0.79 | 0.79 | 0.79 | 0.79 | 0.79 | 0.79 | 0.79 | 0.79 | 0.79 | 0.79 | 0.79 | 0.79
Southern_PGAE_Solar_74 | caiso-deliverability | Gates_TB_12_offpeak | Operational_New_Capacity_MW | Southern_PGAE_Solar_74 |  | 0.79 | 0.79 | 0.79 | 0.79 | 0.79 | 0.79 | 0.79 | 0.79 | 0.79 | 0.79 | 0.79 | 0.79 | 0.79 | 0.79 | 0.79 | 0.79 | 0.79 | 0.79 | 0.79 | 0.79 | 0.79 | 0.79 | 0.79 | 0.79 | 0.79 | 0.79 | 0.79 | 0.79 | 0.79 | 0.79 | 0.79
Southern_PGAE_Solar_75 | caiso-deliverability | Gates_TB_12_offpeak | Operational_New_Capacity_MW | Southern_PGAE_Solar_75 |  | 0.79 | 0.79 | 0.79 | 0.79 | 0.79 | 0.79 | 0.79 | 0.79 | 0.79 | 0.79 | 0.79 | 0.79 | 0.79 | 0.79 | 0.79 | 0.79 | 0.79 | 0.79 | 0.79 | 0.79 | 0.79 | 0.79 | 0.79 | 0.79 | 0.79 | 0.79 | 0.79 | 0.79 | 0.79 | 0.79 | 0.79
Southern_PGAE_Solar_79 | caiso-deliverability | Gates_TB_12_offpeak | Operational_New_Capacity_MW | Southern_PGAE_Solar_79 |  | 0.79 | 0.79 | 0.79 | 0.79 | 0.79 | 0.79 | 0.79 | 0.79 | 0.79 | 0.79 | 0.79 | 0.79 | 0.79 | 0.79 | 0.79 | 0.79 | 0.79 | 0.79 | 0.79 | 0.79 | 0.79 | 0.79 | 0.79 | 0.79 | 0.79 | 0.79 | 0.79 | 0.79 | 0.79 | 0.79 | 0.79
Southern_PGAE_Solar_93 | caiso-deliverability | Gates_TB_12_offpeak | Operational_New_Capacity_MW | Southern_PGAE_Solar_93 |  | 0.79 | 0.79 | 0.79 | 0.79 | 0.79 | 0.79 | 0.79 | 0.79 | 0.79 | 0.79 | 0.79 | 0.79 | 0.79 | 0.79 | 0.79 | 0.79 | 0.79 | 0.79 | 0.79 | 0.79 | 0.79 | 0.79 | 0.79 | 0.79 | 0.79 | 0.79 | 0.79 | 0.79 | 0.79 | 0.79 | 0.79
Southern_PGAE_Solar_98 | caiso-deliverability | Gates_TB_12_offpeak | Operational_New_Capacity_MW | Southern_PGAE_Solar_98 |  | 0.79 | 0.79 | 0.79 | 0.79 | 0.79 | 0.79 | 0.79 | 0.79 | 0.79 | 0.79 | 0.79 | 0.79 | 0.79 | 0.79 | 0.79 | 0.79 | 0.79 | 0.79 | 0.79 | 0.79 | 0.79 | 0.79 | 0.79 | 0.79 | 0.79 | 0.79 | 0.79 | 0.79 | 0.79 | 0.79 | 0.79
Southern_PGAE_Solar_102 | caiso-deliverability | Gates_TB_12_offpeak | Operational_New_Capacity_MW | Southern_PGAE_Solar_102 |  | 0.79 | 0.79 | 0.79 | 0.79 | 0.79 | 0.79 | 0.79 | 0.79 | 0.79 | 0.79 | 0.79 | 0.79 | 0.79 | 0.79 | 0.79 | 0.79 | 0.79 | 0.79 | 0.79 | 0.79 | 0.79 | 0.79 | 0.79 | 0.79 | 0.79 | 0.79 | 0.79 | 0.79 | 0.79 | 0.79 | 0.79
Southern_PGAE_Solar_109 | caiso-deliverability | Gates_TB_12_offpeak | Operational_New_Capacity_MW | Southern_PGAE_Solar_109 |  | 0.79 | 0.79 | 0.79 | 0.79 | 0.79 | 0.79 | 0.79 | 0.79 | 0.79 | 0.79 | 0.79 | 0.79 | 0.79 | 0.79 | 0.79 | 0.79 | 0.79 | 0.79 | 0.79 | 0.79 | 0.79 | 0.79 | 0.79 | 0.79 | 0.79 | 0.79 | 0.79 | 0.79 | 0.79 | 0.79 | 0.79
Southern_PGAE_Solar_117 | caiso-deliverability | Gates_TB_12_offpeak | Operational_New_Capacity_MW | Southern_PGAE_Solar_117 |  | 0.79 | 0.79 | 0.79 | 0.79 | 0.79 | 0.79 | 0.79 | 0.79 | 0.79 | 0.79 | 0.79 | 0.79 | 0.79 | 0.79 | 0.79 | 0.79 | 0.79 | 0.79 | 0.79 | 0.79 | 0.79 | 0.79 | 0.79 | 0.79 | 0.79 | 0.79 | 0.79 | 0.79 | 0.79 | 0.79 | 0.79
Southern_PGAE_Solar_118 | caiso-deliverability | Gates_TB_12_offpeak | Operational_New_Capacity_MW | Southern_PGAE_Solar_118 |  | 0.79 | 0.79 | 0.79 | 0.79 | 0.79 | 0.79 | 0.79 | 0.79 | 0.79 | 0.79 | 0.79 | 0.79 | 0.79 | 0.79 | 0.79 | 0.79 | 0.79 | 0.79 | 0.79 | 0.79 | 0.79 | 0.79 | 0.79 | 0.79 | 0.79 | 0.79 | 0.79 | 0.79 | 0.79 | 0.79 | 0.79
Southern_PGAE_Solar_124 | caiso-deliverability | Gates_TB_12_offpeak | Operational_New_Capacity_MW | Southern_PGAE_Solar_124 |  | 0.79 | 0.79 | 0.79 | 0.79 | 0.79 | 0.79 | 0.79 | 0.79 | 0.79 | 0.79 | 0.79 | 0.79 | 0.79 | 0.79 | 0.79 | 0.79 | 0.79 | 0.79 | 0.79 | 0.79 | 0.79 | 0.79 | 0.79 | 0.79 | 0.79 | 0.79 | 0.79 | 0.79 | 0.79 | 0.79 | 0.79
Southern_PGAE_Solar_139 | caiso-deliverability | Gates_TB_12_offpeak | Operational_New_Capacity_MW | Southern_PGAE_Solar_139 |  | 0.79 | 0.79 | 0.79 | 0.79 | 0.79 | 0.79 | 0.79 | 0.79 | 0.79 | 0.79 | 0.79 | 0.79 | 0.79 | 0.79 | 0.79 | 0.79 | 0.79 | 0.79 | 0.79 | 0.79 | 0.79 | 0.79 | 0.79 | 0.79 | 0.79 | 0.79 | 0.79 | 0.79 | 0.79 | 0.79 | 0.79
Southern_PGAE_Solar_140 | caiso-deliverability | Gates_TB_12_offpeak | Operational_New_Capacity_MW | Southern_PGAE_Solar_140 |  | 0.79 | 0.79 | 0.79 | 0.79 | 0.79 | 0.79 | 0.79 | 0.79 | 0.79 | 0.79 | 0.79 | 0.79 | 0.79 | 0.79 | 0.79 | 0.79 | 0.79 | 0.79 | 0.79 | 0.79 | 0.79 | 0.79 | 0.79 | 0.79 | 0.79 | 0.79 | 0.79 | 0.79 | 0.79 | 0.79 | 0.79
Southern_PGAE_Solar_151 | caiso-deliverability | Gates_TB_12_offpeak | Operational_New_Capacity_MW | Southern_PGAE_Solar_151 |  | 0.79 | 0.79 | 0.79 | 0.79 | 0.79 | 0.79 | 0.79 | 0.79 | 0.79 | 0.79 | 0.79 | 0.79 | 0.79 | 0.79 | 0.79 | 0.79 | 0.79 | 0.79 | 0.79 | 0.79 | 0.79 | 0.79 | 0.79 | 0.79 | 0.79 | 0.79 | 0.79 | 0.79 | 0.79 | 0.79 | 0.79
Southern_PGAE_Solar_154 | caiso-deliverability | Gates_TB_12_offpeak | Operational_New_Capacity_MW | Southern_PGAE_Solar_154 |  | 0.79 | 0.79 | 0.79 | 0.79 | 0.79 | 0.79 | 0.79 | 0.79 | 0.79 | 0.79 | 0.79 | 0.79 | 0.79 | 0.79 | 0.79 | 0.79 | 0.79 | 0.79 | 0.79 | 0.79 | 0.79 | 0.79 | 0.79 | 0.79 | 0.79 | 0.79 | 0.79 | 0.79 | 0.79 | 0.79 | 0.79
Southern_PGAE_Solar_161 | caiso-deliverability | Gates_TB_12_offpeak | Operational_New_Capacity_MW | Southern_PGAE_Solar_161 |  | 0.79 | 0.79 | 0.79 | 0.79 | 0.79 | 0.79 | 0.79 | 0.79 | 0.79 | 0.79 | 0.79 | 0.79 | 0.79 | 0.79 | 0.79 | 0.79 | 0.79 | 0.79 | 0.79 | 0.79 | 0.79 | 0.79 | 0.79 | 0.79 | 0.79 | 0.79 | 0.79 | 0.79 | 0.79 | 0.79 | 0.79
Southern_PGAE_Solar_162 | caiso-deliverability | Gates_TB_12_offpeak | Operational_New_Capacity_MW | Southern_PGAE_Solar_162 |  | 0.79 | 0.79 | 0.79 | 0.79 | 0.79 | 0.79 | 0.79 | 0.79 | 0.79 | 0.79 | 0.79 | 0.79 | 0.79 | 0.79 | 0.79 | 0.79 | 0.79 | 0.79 | 0.79 | 0.79 | 0.79 | 0.79 | 0.79 | 0.79 | 0.79 | 0.79 | 0.79 | 0.79 | 0.79 | 0.79 | 0.79
Southern_PGAE_Solar_163 | caiso-deliverability | Gates_TB_12_offpeak | Operational_New_Capacity_MW | Southern_PGAE_Solar_163 |  | 0.79 | 0.79 | 0.79 | 0.79 | 0.79 | 0.79 | 0.79 | 0.79 | 0.79 | 0.79 | 0.79 | 0.79 | 0.79 | 0.79 | 0.79 | 0.79 | 0.79 | 0.79 | 0.79 | 0.79 | 0.79 | 0.79 | 0.79 | 0.79 | 0.79 | 0.79 | 0.79 | 0.79 | 0.79 | 0.79 | 0.79
Southern_PGAE_Solar_164 | caiso-deliverability | Gates_TB_12_offpeak | Operational_New_Capacity_MW | Southern_PGAE_Solar_164 |  | 0.79 | 0.79 | 0.79 | 0.79 | 0.79 | 0.79 | 0.79 | 0.79 | 0.79 | 0.79 | 0.79 | 0.79 | 0.79 | 0.79 | 0.79 | 0.79 | 0.79 | 0.79 | 0.79 | 0.79 | 0.79 | 0.79 | 0.79 | 0.79 | 0.79 | 0.79 | 0.79 | 0.79 | 0.79 | 0.79 | 0.79
Southern_PGAE_Solar_165 | caiso-deliverability | Gates_TB_12_offpeak | Operational_New_Capacity_MW | Southern_PGAE_Solar_165 |  | 0.79 | 0.79 | 0.79 | 0.79 | 0.79 | 0.79 | 0.79 | 0.79 | 0.79 | 0.79 | 0.79 | 0.79 | 0.79 | 0.79 | 0.79 | 0.79 | 0.79 | 0.79 | 0.79 | 0.79 | 0.79 | 0.79 | 0.79 | 0.79 | 0.79 | 0.79 | 0.79 | 0.79 | 0.79 | 0.79 | 0.79
Southern_PGAE_Solar_168 | caiso-deliverability | Gates_TB_12_offpeak | Operational_New_Capacity_MW | Southern_PGAE_Solar_168 |  | 0.79 | 0.79 | 0.79 | 0.79 | 0.79 | 0.79 | 0.79 | 0.79 | 0.79 | 0.79 | 0.79 | 0.79 | 0.79 | 0.79 | 0.79 | 0.79 | 0.79 | 0.79 | 0.79 | 0.79 | 0.79 | 0.79 | 0.79 | 0.79 | 0.79 | 0.79 | 0.79 | 0.79 | 0.79 | 0.79 | 0.79
Southern_PGAE_Solar_169 | caiso-deliverability | Gates_TB_12_offpeak | Operational_New_Capacity_MW | Southern_PGAE_Solar_169 |  | 0.79 | 0.79 | 0.79 | 0.79 | 0.79 | 0.79 | 0.79 | 0.79 | 0.79 | 0.79 | 0.79 | 0.79 | 0.79 | 0.79 | 0.79 | 0.79 | 0.79 | 0.79 | 0.79 | 0.79 | 0.79 | 0.79 | 0.79 | 0.79 | 0.79 | 0.79 | 0.79 | 0.79 | 0.79 | 0.79 | 0.79
Southern_PGAE_Solar_170 | caiso-deliverability | Gates_TB_12_offpeak | Operational_New_Capacity_MW | Southern_PGAE_Solar_170 |  | 0.79 | 0.79 | 0.79 | 0.79 | 0.79 | 0.79 | 0.79 | 0.79 | 0.79 | 0.79 | 0.79 | 0.79 | 0.79 | 0.79 | 0.79 | 0.79 | 0.79 | 0.79 | 0.79 | 0.79 | 0.79 | 0.79 | 0.79 | 0.79 | 0.79 | 0.79 | 0.79 | 0.79 | 0.79 | 0.79 | 0.79
Southern_PGAE_Solar_174 | caiso-deliverability | Gates_TB_12_offpeak | Operational_New_Capacity_MW | Southern_PGAE_Solar_174 |  | 0.79 | 0.79 | 0.79 | 0.79 | 0.79 | 0.79 | 0.79 | 0.79 | 0.79 | 0.79 | 0.79 | 0.79 | 0.79 | 0.79 | 0.79 | 0.79 | 0.79 | 0.79 | 0.79 | 0.79 | 0.79 | 0.79 | 0.79 | 0.79 | 0.79 | 0.79 | 0.79 | 0.79 | 0.79 | 0.79 | 0.79
Southern_PGAE_Solar_176 | caiso-deliverability | Gates_TB_12_offpeak | Operational_New_Capacity_MW | Southern_PGAE_Solar_176 |  | 0.79 | 0.79 | 0.79 | 0.79 | 0.79 | 0.79 | 0.79 | 0.79 | 0.79 | 0.79 | 0.79 | 0.79 | 0.79 | 0.79 | 0.79 | 0.79 | 0.79 | 0.79 | 0.79 | 0.79 | 0.79 | 0.79 | 0.79 | 0.79 | 0.79 | 0.79 | 0.79 | 0.79 | 0.79 | 0.79 | 0.79
Gates_TB_13_group | caiso-deliverability | Gates_TB_12_offpeak | Operational_New_Capacity_MW | Gates_TB_13_group |  | -0.68171 | -0.68171 | -0.68171 | -0.68171 | -0.68171 | -0.68171 | -0.68171 | -0.68171 | -0.68171 | -0.68171 | -0.68171 | -0.68171 | -0.68171 | -0.68171 | -0.68171 | -0.68171 | -0.68171 | -0.68171 | -0.68171 | -0.68171 | -0.68171 | -0.68171 | -0.68171 | -0.68171 | -0.68171 | -0.68171 | -0.68171 | -0.68171 | -0.68171 | -0.68171 | -0.68171
Southern_PGAE_Flow_Battery_23 | caiso-deliverability | Gates_TB_12_SSN | Reliability_Capacity_In_Model_Year | System RA | Southern_PGAE_Flow_Battery_23 | 0.5 | 0.5 | 0.5 | 0.5 | 0.5 | 0.5 | 0.5 | 0.5 | 0.5 | 0.5 | 0.5 | 0.5 | 0.5 | 0.5 | 0.5 | 0.5 | 0.5 | 0.5 | 0.5 | 0.5 | 0.5 | 0.5 | 0.5 | 0.5 | 0.5 | 0.5 | 0.5 | 0.5 | 0.5 | 0.5 | 0.5
Southern_PGAE_Flow_Battery_24 | caiso-deliverability | Gates_TB_12_SSN | Reliability_Capacity_In_Model_Year | System RA | Southern_PGAE_Flow_Battery_24 | 0.5 | 0.5 | 0.5 | 0.5 | 0.5 | 0.5 | 0.5 | 0.5 | 0.5 | 0.5 | 0.5 | 0.5 | 0.5 | 0.5 | 0.5 | 0.5 | 0.5 | 0.5 | 0.5 | 0.5 | 0.5 | 0.5 | 0.5 | 0.5 | 0.5 | 0.5 | 0.5 | 0.5 | 0.5 | 0.5 | 0.5
Southern_PGAE_Flow_Battery_33 | caiso-deliverability | Gates_TB_12_SSN | Reliability_Capacity_In_Model_Year | System RA | Southern_PGAE_Flow_Battery_33 | 0.5 | 0.5 | 0.5 | 0.5 | 0.5 | 0.5 | 0.5 | 0.5 | 0.5 | 0.5 | 0.5 | 0.5 | 0.5 | 0.5 | 0.5 | 0.5 | 0.5 | 0.5 | 0.5 | 0.5 | 0.5 | 0.5 | 0.5 | 0.5 | 0.5 | 0.5 | 0.5 | 0.5 | 0.5 | 0.5 | 0.5
Southern_PGAE_Flow_Battery_34 | caiso-deliverability | Gates_TB_12_SSN | Reliability_Capacity_In_Model_Year | System RA | Southern_PGAE_Flow_Battery_34 | 0.5 | 0.5 | 0.5 | 0.5 | 0.5 | 0.5 | 0.5 | 0.5 | 0.5 | 0.5 | 0.5 | 0.5 | 0.5 | 0.5 | 0.5 | 0.5 | 0.5 | 0.5 | 0.5 | 0.5 | 0.5 | 0.5 | 0.5 | 0.5 | 0.5 | 0.5 | 0.5 | 0.5 | 0.5 | 0.5 | 0.5
Southern_PGAE_Flow_Battery_45 | caiso-deliverability | Gates_TB_12_SSN | Reliability_Capacity_In_Model_Year | System RA | Southern_PGAE_Flow_Battery_45 | 0.5 | 0.5 | 0.5 | 0.5 | 0.5 | 0.5 | 0.5 | 0.5 | 0.5 | 0.5 | 0.5 | 0.5 | 0.5 | 0.5 | 0.5 | 0.5 | 0.5 | 0.5 | 0.5 | 0.5 | 0.5 | 0.5 | 0.5 | 0.5 | 0.5 | 0.5 | 0.5 | 0.5 | 0.5 | 0.5 | 0.5
Southern_PGAE_Flow_Battery_46 | caiso-deliverability | Gates_TB_12_SSN | Reliability_Capacity_In_Model_Year | System RA | Southern_PGAE_Flow_Battery_46 | 0.5 | 0.5 | 0.5 | 0.5 | 0.5 | 0.5 | 0.5 | 0.5 | 0.5 | 0.5 | 0.5 | 0.5 | 0.5 | 0.5 | 0.5 | 0.5 | 0.5 | 0.5 | 0.5 | 0.5 | 0.5 | 0.5 | 0.5 | 0.5 | 0.5 | 0.5 | 0.5 | 0.5 | 0.5 | 0.5 | 0.5
Southern_PGAE_Flow_Battery_49 | caiso-deliverability | Gates_TB_12_SSN | Reliability_Capacity_In_Model_Year | System RA | Southern_PGAE_Flow_Battery_49 | 0.5 | 0.5 | 0.5 | 0.5 | 0.5 | 0.5 | 0.5 | 0.5 | 0.5 | 0.5 | 0.5 | 0.5 | 0.5 | 0.5 | 0.5 | 0.5 | 0.5 | 0.5 | 0.5 | 0.5 | 0.5 | 0.5 | 0.5 | 0.5 | 0.5 | 0.5 | 0.5 | 0.5 | 0.5 | 0.5 | 0.5
Southern_PGAE_Flow_Battery_52 | caiso-deliverability | Gates_TB_12_SSN | Reliability_Capacity_In_Model_Year | System RA | Southern_PGAE_Flow_Battery_52 | 0.5 | 0.5 | 0.5 | 0.5 | 0.5 | 0.5 | 0.5 | 0.5 | 0.5 | 0.5 | 0.5 | 0.5 | 0.5 | 0.5 | 0.5 | 0.5 | 0.5 | 0.5 | 0.5 | 0.5 | 0.5 | 0.5 | 0.5 | 0.5 | 0.5 | 0.5 | 0.5 | 0.5 | 0.5 | 0.5 | 0.5
Southern_PGAE_Flow_Battery_61 | caiso-deliverability | Gates_TB_12_SSN | Reliability_Capacity_In_Model_Year | System RA | Southern_PGAE_Flow_Battery_61 | 0.5 | 0.5 | 0.5 | 0.5 | 0.5 | 0.5 | 0.5 | 0.5 | 0.5 | 0.5 | 0.5 | 0.5 | 0.5 | 0.5 | 0.5 | 0.5 | 0.5 | 0.5 | 0.5 | 0.5 | 0.5 | 0.5 | 0.5 | 0.5 | 0.5 | 0.5 | 0.5 | 0.5 | 0.5 | 0.5 | 0.5
Southern_PGAE_Flow_Battery_69 | caiso-deliverability | Gates_TB_12_SSN | Reliability_Capacity_In_Model_Year | System RA | Southern_PGAE_Flow_Battery_69 | 0.5 | 0.5 | 0.5 | 0.5 | 0.5 | 0.5 | 0.5 | 0.5 | 0.5 | 0.5 | 0.5 | 0.5 | 0.5 | 0.5 | 0.5 | 0.5 | 0.5 | 0.5 | 0.5 | 0.5 | 0.5 | 0.5 | 0.5 | 0.5 | 0.5 | 0.5 | 0.5 | 0.5 | 0.5 | 0.5 | 0.5
Southern_PGAE_Flow_Battery_72 | caiso-deliverability | Gates_TB_12_SSN | Reliability_Capacity_In_Model_Year | System RA | Southern_PGAE_Flow_Battery_72 | 0.5 | 0.5 | 0.5 | 0.5 | 0.5 | 0.5 | 0.5 | 0.5 | 0.5 | 0.5 | 0.5 | 0.5 | 0.5 | 0.5 | 0.5 | 0.5 | 0.5 | 0.5 | 0.5 | 0.5 | 0.5 | 0.5 | 0.5 | 0.5 | 0.5 | 0.5 | 0.5 | 0.5 | 0.5 | 0.5 | 0.5
Southern_PGAE_Flow_Battery_74 | caiso-deliverability | Gates_TB_12_SSN | Reliability_Capacity_In_Model_Year | System RA | Southern_PGAE_Flow_Battery_74 | 0.5 | 0.5 | 0.5 | 0.5 | 0.5 | 0.5 | 0.5 | 0.5 | 0.5 | 0.5 | 0.5 | 0.5 | 0.5 | 0.5 | 0.5 | 0.5 | 0.5 | 0.5 | 0.5 | 0.5 | 0.5 | 0.5 | 0.5 | 0.5 | 0.5 | 0.5 | 0.5 | 0.5 | 0.5 | 0.5 | 0.5
Southern_PGAE_Flow_Battery_75 | caiso-deliverability | Gates_TB_12_SSN | Reliability_Capacity_In_Model_Year | System RA | Southern_PGAE_Flow_Battery_75 | 0.5 | 0.5 | 0.5 | 0.5 | 0.5 | 0.5 | 0.5 | 0.5 | 0.5 | 0.5 | 0.5 | 0.5 | 0.5 | 0.5 | 0.5 | 0.5 | 0.5 | 0.5 | 0.5 | 0.5 | 0.5 | 0.5 | 0.5 | 0.5 | 0.5 | 0.5 | 0.5 | 0.5 | 0.5 | 0.5 | 0.5
Southern_PGAE_Flow_Battery_79 | caiso-deliverability | Gates_TB_12_SSN | Reliability_Capacity_In_Model_Year | System RA | Southern_PGAE_Flow_Battery_79 | 0.5 | 0.5 | 0.5 | 0.5 | 0.5 | 0.5 | 0.5 | 0.5 | 0.5 | 0.5 | 0.5 | 0.5 | 0.5 | 0.5 | 0.5 | 0.5 | 0.5 | 0.5 | 0.5 | 0.5 | 0.5 | 0.5 | 0.5 | 0.5 | 0.5 | 0.5 | 0.5 | 0.5 | 0.5 | 0.5 | 0.5
Southern_PGAE_Flow_Battery_93 | caiso-deliverability | Gates_TB_12_SSN | Reliability_Capacity_In_Model_Year | System RA | Southern_PGAE_Flow_Battery_93 | 0.5 | 0.5 | 0.5 | 0.5 | 0.5 | 0.5 | 0.5 | 0.5 | 0.5 | 0.5 | 0.5 | 0.5 | 0.5 | 0.5 | 0.5 | 0.5 | 0.5 | 0.5 | 0.5 | 0.5 | 0.5 | 0.5 | 0.5 | 0.5 | 0.5 | 0.5 | 0.5 | 0.5 | 0.5 | 0.5 | 0.5
Southern_PGAE_Flow_Battery_98 | caiso-deliverability | Gates_TB_12_SSN | Reliability_Capacity_In_Model_Year | System RA | Southern_PGAE_Flow_Battery_98 | 0.5 | 0.5 | 0.5 | 0.5 | 0.5 | 0.5 | 0.5 | 0.5 | 0.5 | 0.5 | 0.5 | 0.5 | 0.5 | 0.5 | 0.5 | 0.5 | 0.5 | 0.5 | 0.5 | 0.5 | 0.5 | 0.5 | 0.5 | 0.5 | 0.5 | 0.5 | 0.5 | 0.5 | 0.5 | 0.5 | 0.5
Southern_PGAE_Flow_Battery_102 | caiso-deliverability | Gates_TB_12_SSN | Reliability_Capacity_In_Model_Year | System RA | Southern_PGAE_Flow_Battery_102 | 0.5 | 0.5 | 0.5 | 0.5 | 0.5 | 0.5 | 0.5 | 0.5 | 0.5 | 0.5 | 0.5 | 0.5 | 0.5 | 0.5 | 0.5 | 0.5 | 0.5 | 0.5 | 0.5 | 0.5 | 0.5 | 0.5 | 0.5 | 0.5 | 0.5 | 0.5 | 0.5 | 0.5 | 0.5 | 0.5 | 0.5
Southern_PGAE_Flow_Battery_109 | caiso-deliverability | Gates_TB_12_SSN | Reliability_Capacity_In_Model_Year | System RA | Southern_PGAE_Flow_Battery_109 | 0.5 | 0.5 | 0.5 | 0.5 | 0.5 | 0.5 | 0.5 | 0.5 | 0.5 | 0.5 | 0.5 | 0.5 | 0.5 | 0.5 | 0.5 | 0.5 | 0.5 | 0.5 | 0.5 | 0.5 | 0.5 | 0.5 | 0.5 | 0.5 | 0.5 | 0.5 | 0.5 | 0.5 | 0.5 | 0.5 | 0.5
Southern_PGAE_Flow_Battery_117 | caiso-deliverability | Gates_TB_12_SSN | Reliability_Capacity_In_Model_Year | System RA | Southern_PGAE_Flow_Battery_117 | 0.5 | 0.5 | 0.5 | 0.5 | 0.5 | 0.5 | 0.5 | 0.5 | 0.5 | 0.5 | 0.5 | 0.5 | 0.5 | 0.5 | 0.5 | 0.5 | 0.5 | 0.5 | 0.5 | 0.5 | 0.5 | 0.5 | 0.5 | 0.5 | 0.5 | 0.5 | 0.5 | 0.5 | 0.5 | 0.5 | 0.5
Southern_PGAE_Flow_Battery_118 | caiso-deliverability | Gates_TB_12_SSN | Reliability_Capacity_In_Model_Year | System RA | Southern_PGAE_Flow_Battery_118 | 0.5 | 0.5 | 0.5 | 0.5 | 0.5 | 0.5 | 0.5 | 0.5 | 0.5 | 0.5 | 0.5 | 0.5 | 0.5 | 0.5 | 0.5 | 0.5 | 0.5 | 0.5 | 0.5 | 0.5 | 0.5 | 0.5 | 0.5 | 0.5 | 0.5 | 0.5 | 0.5 | 0.5 | 0.5 | 0.5 | 0.5
Southern_PGAE_Flow_Battery_124 | caiso-deliverability | Gates_TB_12_SSN | Reliability_Capacity_In_Model_Year | System RA | Southern_PGAE_Flow_Battery_124 | 0.5 | 0.5 | 0.5 | 0.5 | 0.5 | 0.5 | 0.5 | 0.5 | 0.5 | 0.5 | 0.5 | 0.5 | 0.5 | 0.5 | 0.5 | 0.5 | 0.5 | 0.5 | 0.5 | 0.5 | 0.5 | 0.5 | 0.5 | 0.5 | 0.5 | 0.5 | 0.5 | 0.5 | 0.5 | 0.5 | 0.5
Southern_PGAE_Flow_Battery_139 | caiso-deliverability | Gates_TB_12_SSN | Reliability_Capacity_In_Model_Year | System RA | Southern_PGAE_Flow_Battery_139 | 0.5 | 0.5 | 0.5 | 0.5 | 0.5 | 0.5 | 0.5 | 0.5 | 0.5 | 0.5 | 0.5 | 0.5 | 0.5 | 0.5 | 0.5 | 0.5 | 0.5 | 0.5 | 0.5 | 0.5 | 0.5 | 0.5 | 0.5 | 0.5 | 0.5 | 0.5 | 0.5 | 0.5 | 0.5 | 0.5 | 0.5
Southern_PGAE_Flow_Battery_140 | caiso-deliverability | Gates_TB_12_SSN | Reliability_Capacity_In_Model_Year | System RA | Southern_PGAE_Flow_Battery_140 | 0.5 | 0.5 | 0.5 | 0.5 | 0.5 | 0.5 | 0.5 | 0.5 | 0.5 | 0.5 | 0.5 | 0.5 | 0.5 | 0.5 | 0.5 | 0.5 | 0.5 | 0.5 | 0.5 | 0.5 | 0.5 | 0.5 | 0.5 | 0.5 | 0.5 | 0.5 | 0.5 | 0.5 | 0.5 | 0.5 | 0.5
Southern_PGAE_Flow_Battery_151 | caiso-deliverability | Gates_TB_12_SSN | Reliability_Capacity_In_Model_Year | System RA | Southern_PGAE_Flow_Battery_151 | 0.5 | 0.5 | 0.5 | 0.5 | 0.5 | 0.5 | 0.5 | 0.5 | 0.5 | 0.5 | 0.5 | 0.5 | 0.5 | 0.5 | 0.5 | 0.5 | 0.5 | 0.5 | 0.5 | 0.5 | 0.5 | 0.5 | 0.5 | 0.5 | 0.5 | 0.5 | 0.5 | 0.5 | 0.5 | 0.5 | 0.5
Southern_PGAE_Flow_Battery_154 | caiso-deliverability | Gates_TB_12_SSN | Reliability_Capacity_In_Model_Year | System RA | Southern_PGAE_Flow_Battery_154 | 0.5 | 0.5 | 0.5 | 0.5 | 0.5 | 0.5 | 0.5 | 0.5 | 0.5 | 0.5 | 0.5 | 0.5 | 0.5 | 0.5 | 0.5 | 0.5 | 0.5 | 0.5 | 0.5 | 0.5 | 0.5 | 0.5 | 0.5 | 0.5 | 0.5 | 0.5 | 0.5 | 0.5 | 0.5 | 0.5 | 0.5
Southern_PGAE_Flow_Battery_161 | caiso-deliverability | Gates_TB_12_SSN | Reliability_Capacity_In_Model_Year | System RA | Southern_PGAE_Flow_Battery_161 | 0.5 | 0.5 | 0.5 | 0.5 | 0.5 | 0.5 | 0.5 | 0.5 | 0.5 | 0.5 | 0.5 | 0.5 | 0.5 | 0.5 | 0.5 | 0.5 | 0.5 | 0.5 | 0.5 | 0.5 | 0.5 | 0.5 | 0.5 | 0.5 | 0.5 | 0.5 | 0.5 | 0.5 | 0.5 | 0.5 | 0.5
Southern_PGAE_Flow_Battery_162 | caiso-deliverability | Gates_TB_12_SSN | Reliability_Capacity_In_Model_Year | System RA | Southern_PGAE_Flow_Battery_162 | 0.5 | 0.5 | 0.5 | 0.5 | 0.5 | 0.5 | 0.5 | 0.5 | 0.5 | 0.5 | 0.5 | 0.5 | 0.5 | 0.5 | 0.5 | 0.5 | 0.5 | 0.5 | 0.5 | 0.5 | 0.5 | 0.5 | 0.5 | 0.5 | 0.5 | 0.5 | 0.5 | 0.5 | 0.5 | 0.5 | 0.5
Southern_PGAE_Flow_Battery_163 | caiso-deliverability | Gates_TB_12_SSN | Reliability_Capacity_In_Model_Year | System RA | Southern_PGAE_Flow_Battery_163 | 0.5 | 0.5 | 0.5 | 0.5 | 0.5 | 0.5 | 0.5 | 0.5 | 0.5 | 0.5 | 0.5 | 0.5 | 0.5 | 0.5 | 0.5 | 0.5 | 0.5 | 0.5 | 0.5 | 0.5 | 0.5 | 0.5 | 0.5 | 0.5 | 0.5 | 0.5 | 0.5 | 0.5 | 0.5 | 0.5 | 0.5
Southern_PGAE_Flow_Battery_164 | caiso-deliverability | Gates_TB_12_SSN | Reliability_Capacity_In_Model_Year | System RA | Southern_PGAE_Flow_Battery_164 | 0.5 | 0.5 | 0.5 | 0.5 | 0.5 | 0.5 | 0.5 | 0.5 | 0.5 | 0.5 | 0.5 | 0.5 | 0.5 | 0.5 | 0.5 | 0.5 | 0.5 | 0.5 | 0.5 | 0.5 | 0.5 | 0.5 | 0.5 | 0.5 | 0.5 | 0.5 | 0.5 | 0.5 | 0.5 | 0.5 | 0.5
Southern_PGAE_Flow_Battery_165 | caiso-deliverability | Gates_TB_12_SSN | Reliability_Capacity_In_Model_Year | System RA | Southern_PGAE_Flow_Battery_165 | 0.5 | 0.5 | 0.5 | 0.5 | 0.5 | 0.5 | 0.5 | 0.5 | 0.5 | 0.5 | 0.5 | 0.5 | 0.5 | 0.5 | 0.5 | 0.5 | 0.5 | 0.5 | 0.5 | 0.5 | 0.5 | 0.5 | 0.5 | 0.5 | 0.5 | 0.5 | 0.5 | 0.5 | 0.5 | 0.5 | 0.5
Northern_California_Flow_Battery_166 | caiso-deliverability | Gates_TB_12_SSN | Reliability_Capacity_In_Model_Year | System RA | Northern_California_Flow_Battery_166 | 0.5 | 0.5 | 0.5 | 0.5 | 0.5 | 0.5 | 0.5 | 0.5 | 0.5 | 0.5 | 0.5 | 0.5 | 0.5 | 0.5 | 0.5 | 0.5 | 0.5 | 0.5 | 0.5 | 0.5 | 0.5 | 0.5 | 0.5 | 0.5 | 0.5 | 0.5 | 0.5 | 0.5 | 0.5 | 0.5 | 0.5
Southern_PGAE_Flow_Battery_168 | caiso-deliverability | Gates_TB_12_SSN | Reliability_Capacity_In_Model_Year | System RA | Southern_PGAE_Flow_Battery_168 | 0.5 | 0.5 | 0.5 | 0.5 | 0.5 | 0.5 | 0.5 | 0.5 | 0.5 | 0.5 | 0.5 | 0.5 | 0.5 | 0.5 | 0.5 | 0.5 | 0.5 | 0.5 | 0.5 | 0.5 | 0.5 | 0.5 | 0.5 | 0.5 | 0.5 | 0.5 | 0.5 | 0.5 | 0.5 | 0.5 | 0.5
Southern_PGAE_Flow_Battery_169 | caiso-deliverability | Gates_TB_12_SSN | Reliability_Capacity_In_Model_Year | System RA | Southern_PGAE_Flow_Battery_169 | 0.5 | 0.5 | 0.5 | 0.5 | 0.5 | 0.5 | 0.5 | 0.5 | 0.5 | 0.5 | 0.5 | 0.5 | 0.5 | 0.5 | 0.5 | 0.5 | 0.5 | 0.5 | 0.5 | 0.5 | 0.5 | 0.5 | 0.5 | 0.5 | 0.5 | 0.5 | 0.5 | 0.5 | 0.5 | 0.5 | 0.5
Southern_PGAE_Flow_Battery_170 | caiso-deliverability | Gates_TB_12_SSN | Reliability_Capacity_In_Model_Year | System RA | Southern_PGAE_Flow_Battery_170 | 0.5 | 0.5 | 0.5 | 0.5 | 0.5 | 0.5 | 0.5 | 0.5 | 0.5 | 0.5 | 0.5 | 0.5 | 0.5 | 0.5 | 0.5 | 0.5 | 0.5 | 0.5 | 0.5 | 0.5 | 0.5 | 0.5 | 0.5 | 0.5 | 0.5 | 0.5 | 0.5 | 0.5 | 0.5 | 0.5 | 0.5
Southern_PGAE_Flow_Battery_174 | caiso-deliverability | Gates_TB_12_SSN | Reliability_Capacity_In_Model_Year | System RA | Southern_PGAE_Flow_Battery_174 | 0.5 | 0.5 | 0.5 | 0.5 | 0.5 | 0.5 | 0.5 | 0.5 | 0.5 | 0.5 | 0.5 | 0.5 | 0.5 | 0.5 | 0.5 | 0.5 | 0.5 | 0.5 | 0.5 | 0.5 | 0.5 | 0.5 | 0.5 | 0.5 | 0.5 | 0.5 | 0.5 | 0.5 | 0.5 | 0.5 | 0.5
Southern_PGAE_Flow_Battery_176 | caiso-deliverability | Gates_TB_12_SSN | Reliability_Capacity_In_Model_Year | System RA | Southern_PGAE_Flow_Battery_176 | 0.5 | 0.5 | 0.5 | 0.5 | 0.5 | 0.5 | 0.5 | 0.5 | 0.5 | 0.5 | 0.5 | 0.5 | 0.5 | 0.5 | 0.5 | 0.5 | 0.5 | 0.5 | 0.5 | 0.5 | 0.5 | 0.5 | 0.5 | 0.5 | 0.5 | 0.5 | 0.5 | 0.5 | 0.5 | 0.5 | 0.5
Southern_PGAE_Li_Battery_4hr_23 | caiso-deliverability | Gates_TB_12_SSN | Reliability_Capacity_In_Model_Year | System RA | Southern_PGAE_Li_Battery_4hr_23 | 0.5 | 0.5 | 0.5 | 0.5 | 0.5 | 0.5 | 0.5 | 0.5 | 0.5 | 0.5 | 0.5 | 0.5 | 0.5 | 0.5 | 0.5 | 0.5 | 0.5 | 0.5 | 0.5 | 0.5 | 0.5 | 0.5 | 0.5 | 0.5 | 0.5 | 0.5 | 0.5 | 0.5 | 0.5 | 0.5 | 0.5
Southern_PGAE_Li_Battery_4hr_24 | caiso-deliverability | Gates_TB_12_SSN | Reliability_Capacity_In_Model_Year | System RA | Southern_PGAE_Li_Battery_4hr_24 | 0.5 | 0.5 | 0.5 | 0.5 | 0.5 | 0.5 | 0.5 | 0.5 | 0.5 | 0.5 | 0.5 | 0.5 | 0.5 | 0.5 | 0.5 | 0.5 | 0.5 | 0.5 | 0.5 | 0.5 | 0.5 | 0.5 | 0.5 | 0.5 | 0.5 | 0.5 | 0.5 | 0.5 | 0.5 | 0.5 | 0.5
Southern_PGAE_Li_Battery_4hr_33 | caiso-deliverability | Gates_TB_12_SSN | Reliability_Capacity_In_Model_Year | System RA | Southern_PGAE_Li_Battery_4hr_33 | 0.5 | 0.5 | 0.5 | 0.5 | 0.5 | 0.5 | 0.5 | 0.5 | 0.5 | 0.5 | 0.5 | 0.5 | 0.5 | 0.5 | 0.5 | 0.5 | 0.5 | 0.5 | 0.5 | 0.5 | 0.5 | 0.5 | 0.5 | 0.5 | 0.5 | 0.5 | 0.5 | 0.5 | 0.5 | 0.5 | 0.5
Southern_PGAE_Li_Battery_4hr_34 | caiso-deliverability | Gates_TB_12_SSN | Reliability_Capacity_In_Model_Year | System RA | Southern_PGAE_Li_Battery_4hr_34 | 0.5 | 0.5 | 0.5 | 0.5 | 0.5 | 0.5 | 0.5 | 0.5 | 0.5 | 0.5 | 0.5 | 0.5 | 0.5 | 0.5 | 0.5 | 0.5 | 0.5 | 0.5 | 0.5 | 0.5 | 0.5 | 0.5 | 0.5 | 0.5 | 0.5 | 0.5 | 0.5 | 0.5 | 0.5 | 0.5 | 0.5
Southern_PGAE_Li_Battery_4hr_45 | caiso-deliverability | Gates_TB_12_SSN | Reliability_Capacity_In_Model_Year | System RA | Southern_PGAE_Li_Battery_4hr_45 | 0.5 | 0.5 | 0.5 | 0.5 | 0.5 | 0.5 | 0.5 | 0.5 | 0.5 | 0.5 | 0.5 | 0.5 | 0.5 | 0.5 | 0.5 | 0.5 | 0.5 | 0.5 | 0.5 | 0.5 | 0.5 | 0.5 | 0.5 | 0.5 | 0.5 | 0.5 | 0.5 | 0.5 | 0.5 | 0.5 | 0.5
Southern_PGAE_Li_Battery_4hr_46 | caiso-deliverability | Gates_TB_12_SSN | Reliability_Capacity_In_Model_Year | System RA | Southern_PGAE_Li_Battery_4hr_46 | 0.5 | 0.5 | 0.5 | 0.5 | 0.5 | 0.5 | 0.5 | 0.5 | 0.5 | 0.5 | 0.5 | 0.5 | 0.5 | 0.5 | 0.5 | 0.5 | 0.5 | 0.5 | 0.5 | 0.5 | 0.5 | 0.5 | 0.5 | 0.5 | 0.5 | 0.5 | 0.5 | 0.5 | 0.5 | 0.5 | 0.5
Southern_PGAE_Li_Battery_4hr_49 | caiso-deliverability | Gates_TB_12_SSN | Reliability_Capacity_In_Model_Year | System RA | Southern_PGAE_Li_Battery_4hr_49 | 0.5 | 0.5 | 0.5 | 0.5 | 0.5 | 0.5 | 0.5 | 0.5 | 0.5 | 0.5 | 0.5 | 0.5 | 0.5 | 0.5 | 0.5 | 0.5 | 0.5 | 0.5 | 0.5 | 0.5 | 0.5 | 0.5 | 0.5 | 0.5 | 0.5 | 0.5 | 0.5 | 0.5 | 0.5 | 0.5 | 0.5
Southern_PGAE_Li_Battery_4hr_52 | caiso-deliverability | Gates_TB_12_SSN | Reliability_Capacity_In_Model_Year | System RA | Southern_PGAE_Li_Battery_4hr_52 | 0.5 | 0.5 | 0.5 | 0.5 | 0.5 | 0.5 | 0.5 | 0.5 | 0.5 | 0.5 | 0.5 | 0.5 | 0.5 | 0.5 | 0.5 | 0.5 | 0.5 | 0.5 | 0.5 | 0.5 | 0.5 | 0.5 | 0.5 | 0.5 | 0.5 | 0.5 | 0.5 | 0.5 | 0.5 | 0.5 | 0.5
Southern_PGAE_Li_Battery_4hr_61 | caiso-deliverability | Gates_TB_12_SSN | Reliability_Capacity_In_Model_Year | System RA | Southern_PGAE_Li_Battery_4hr_61 | 0.5 | 0.5 | 0.5 | 0.5 | 0.5 | 0.5 | 0.5 | 0.5 | 0.5 | 0.5 | 0.5 | 0.5 | 0.5 | 0.5 | 0.5 | 0.5 | 0.5 | 0.5 | 0.5 | 0.5 | 0.5 | 0.5 | 0.5 | 0.5 | 0.5 | 0.5 | 0.5 | 0.5 | 0.5 | 0.5 | 0.5
Southern_PGAE_Li_Battery_4hr_69 | caiso-deliverability | Gates_TB_12_SSN | Reliability_Capacity_In_Model_Year | System RA | Southern_PGAE_Li_Battery_4hr_69 | 0.5 | 0.5 | 0.5 | 0.5 | 0.5 | 0.5 | 0.5 | 0.5 | 0.5 | 0.5 | 0.5 | 0.5 | 0.5 | 0.5 | 0.5 | 0.5 | 0.5 | 0.5 | 0.5 | 0.5 | 0.5 | 0.5 | 0.5 | 0.5 | 0.5 | 0.5 | 0.5 | 0.5 | 0.5 | 0.5 | 0.5
Southern_PGAE_Li_Battery_4hr_72 | caiso-deliverability | Gates_TB_12_SSN | Reliability_Capacity_In_Model_Year | System RA | Southern_PGAE_Li_Battery_4hr_72 | 0.5 | 0.5 | 0.5 | 0.5 | 0.5 | 0.5 | 0.5 | 0.5 | 0.5 | 0.5 | 0.5 | 0.5 | 0.5 | 0.5 | 0.5 | 0.5 | 0.5 | 0.5 | 0.5 | 0.5 | 0.5 | 0.5 | 0.5 | 0.5 | 0.5 | 0.5 | 0.5 | 0.5 | 0.5 | 0.5 | 0.5
Southern_PGAE_Li_Battery_4hr_74 | caiso-deliverability | Gates_TB_12_SSN | Reliability_Capacity_In_Model_Year | System RA | Southern_PGAE_Li_Battery_4hr_74 | 0.5 | 0.5 | 0.5 | 0.5 | 0.5 | 0.5 | 0.5 | 0.5 | 0.5 | 0.5 | 0.5 | 0.5 | 0.5 | 0.5 | 0.5 | 0.5 | 0.5 | 0.5 | 0.5 | 0.5 | 0.5 | 0.5 | 0.5 | 0.5 | 0.5 | 0.5 | 0.5 | 0.5 | 0.5 | 0.5 | 0.5
Southern_PGAE_Li_Battery_4hr_75 | caiso-deliverability | Gates_TB_12_SSN | Reliability_Capacity_In_Model_Year | System RA | Southern_PGAE_Li_Battery_4hr_75 | 0.5 | 0.5 | 0.5 | 0.5 | 0.5 | 0.5 | 0.5 | 0.5 | 0.5 | 0.5 | 0.5 | 0.5 | 0.5 | 0.5 | 0.5 | 0.5 | 0.5 | 0.5 | 0.5 | 0.5 | 0.5 | 0.5 | 0.5 | 0.5 | 0.5 | 0.5 | 0.5 | 0.5 | 0.5 | 0.5 | 0.5
Southern_PGAE_Li_Battery_4hr_79 | caiso-deliverability | Gates_TB_12_SSN | Reliability_Capacity_In_Model_Year | System RA | Southern_PGAE_Li_Battery_4hr_79 | 0.5 | 0.5 | 0.5 | 0.5 | 0.5 | 0.5 | 0.5 | 0.5 | 0.5 | 0.5 | 0.5 | 0.5 | 0.5 | 0.5 | 0.5 | 0.5 | 0.5 | 0.5 | 0.5 | 0.5 | 0.5 | 0.5 | 0.5 | 0.5 | 0.5 | 0.5 | 0.5 | 0.5 | 0.5 | 0.5 | 0.5
Southern_PGAE_Li_Battery_4hr_93 | caiso-deliverability | Gates_TB_12_SSN | Reliability_Capacity_In_Model_Year | System RA | Southern_PGAE_Li_Battery_4hr_93 | 0.5 | 0.5 | 0.5 | 0.5 | 0.5 | 0.5 | 0.5 | 0.5 | 0.5 | 0.5 | 0.5 | 0.5 | 0.5 | 0.5 | 0.5 | 0.5 | 0.5 | 0.5 | 0.5 | 0.5 | 0.5 | 0.5 | 0.5 | 0.5 | 0.5 | 0.5 | 0.5 | 0.5 | 0.5 | 0.5 | 0.5
Southern_PGAE_Li_Battery_4hr_98 | caiso-deliverability | Gates_TB_12_SSN | Reliability_Capacity_In_Model_Year | System RA | Southern_PGAE_Li_Battery_4hr_98 | 0.5 | 0.5 | 0.5 | 0.5 | 0.5 | 0.5 | 0.5 | 0.5 | 0.5 | 0.5 | 0.5 | 0.5 | 0.5 | 0.5 | 0.5 | 0.5 | 0.5 | 0.5 | 0.5 | 0.5 | 0.5 | 0.5 | 0.5 | 0.5 | 0.5 | 0.5 | 0.5 | 0.5 | 0.5 | 0.5 | 0.5
Southern_PGAE_Li_Battery_4hr_102 | caiso-deliverability | Gates_TB_12_SSN | Reliability_Capacity_In_Model_Year | System RA | Southern_PGAE_Li_Battery_4hr_102 | 0.5 | 0.5 | 0.5 | 0.5 | 0.5 | 0.5 | 0.5 | 0.5 | 0.5 | 0.5 | 0.5 | 0.5 | 0.5 | 0.5 | 0.5 | 0.5 | 0.5 | 0.5 | 0.5 | 0.5 | 0.5 | 0.5 | 0.5 | 0.5 | 0.5 | 0.5 | 0.5 | 0.5 | 0.5 | 0.5 | 0.5
Southern_PGAE_Li_Battery_4hr_109 | caiso-deliverability | Gates_TB_12_SSN | Reliability_Capacity_In_Model_Year | System RA | Southern_PGAE_Li_Battery_4hr_109 | 0.5 | 0.5 | 0.5 | 0.5 | 0.5 | 0.5 | 0.5 | 0.5 | 0.5 | 0.5 | 0.5 | 0.5 | 0.5 | 0.5 | 0.5 | 0.5 | 0.5 | 0.5 | 0.5 | 0.5 | 0.5 | 0.5 | 0.5 | 0.5 | 0.5 | 0.5 | 0.5 | 0.5 | 0.5 | 0.5 | 0.5
Southern_PGAE_Li_Battery_4hr_117 | caiso-deliverability | Gates_TB_12_SSN | Reliability_Capacity_In_Model_Year | System RA | Southern_PGAE_Li_Battery_4hr_117 | 0.5 | 0.5 | 0.5 | 0.5 | 0.5 | 0.5 | 0.5 | 0.5 | 0.5 | 0.5 | 0.5 | 0.5 | 0.5 | 0.5 | 0.5 | 0.5 | 0.5 | 0.5 | 0.5 | 0.5 | 0.5 | 0.5 | 0.5 | 0.5 | 0.5 | 0.5 | 0.5 | 0.5 | 0.5 | 0.5 | 0.5
Southern_PGAE_Li_Battery_4hr_118 | caiso-deliverability | Gates_TB_12_SSN | Reliability_Capacity_In_Model_Year | System RA | Southern_PGAE_Li_Battery_4hr_118 | 0.5 | 0.5 | 0.5 | 0.5 | 0.5 | 0.5 | 0.5 | 0.5 | 0.5 | 0.5 | 0.5 | 0.5 | 0.5 | 0.5 | 0.5 | 0.5 | 0.5 | 0.5 | 0.5 | 0.5 | 0.5 | 0.5 | 0.5 | 0.5 | 0.5 | 0.5 | 0.5 | 0.5 | 0.5 | 0.5 | 0.5
Southern_PGAE_Li_Battery_4hr_124 | caiso-deliverability | Gates_TB_12_SSN | Reliability_Capacity_In_Model_Year | System RA | Southern_PGAE_Li_Battery_4hr_124 | 0.5 | 0.5 | 0.5 | 0.5 | 0.5 | 0.5 | 0.5 | 0.5 | 0.5 | 0.5 | 0.5 | 0.5 | 0.5 | 0.5 | 0.5 | 0.5 | 0.5 | 0.5 | 0.5 | 0.5 | 0.5 | 0.5 | 0.5 | 0.5 | 0.5 | 0.5 | 0.5 | 0.5 | 0.5 | 0.5 | 0.5
Southern_PGAE_Li_Battery_4hr_139 | caiso-deliverability | Gates_TB_12_SSN | Reliability_Capacity_In_Model_Year | System RA | Southern_PGAE_Li_Battery_4hr_139 | 0.5 | 0.5 | 0.5 | 0.5 | 0.5 | 0.5 | 0.5 | 0.5 | 0.5 | 0.5 | 0.5 | 0.5 | 0.5 | 0.5 | 0.5 | 0.5 | 0.5 | 0.5 | 0.5 | 0.5 | 0.5 | 0.5 | 0.5 | 0.5 | 0.5 | 0.5 | 0.5 | 0.5 | 0.5 | 0.5 | 0.5
Southern_PGAE_Li_Battery_4hr_140 | caiso-deliverability | Gates_TB_12_SSN | Reliability_Capacity_In_Model_Year | System RA | Southern_PGAE_Li_Battery_4hr_140 | 0.5 | 0.5 | 0.5 | 0.5 | 0.5 | 0.5 | 0.5 | 0.5 | 0.5 | 0.5 | 0.5 | 0.5 | 0.5 | 0.5 | 0.5 | 0.5 | 0.5 | 0.5 | 0.5 | 0.5 | 0.5 | 0.5 | 0.5 | 0.5 | 0.5 | 0.5 | 0.5 | 0.5 | 0.5 | 0.5 | 0.5
Southern_PGAE_Li_Battery_4hr_151 | caiso-deliverability | Gates_TB_12_SSN | Reliability_Capacity_In_Model_Year | System RA | Southern_PGAE_Li_Battery_4hr_151 | 0.5 | 0.5 | 0.5 | 0.5 | 0.5 | 0.5 | 0.5 | 0.5 | 0.5 | 0.5 | 0.5 | 0.5 | 0.5 | 0.5 | 0.5 | 0.5 | 0.5 | 0.5 | 0.5 | 0.5 | 0.5 | 0.5 | 0.5 | 0.5 | 0.5 | 0.5 | 0.5 | 0.5 | 0.5 | 0.5 | 0.5
Southern_PGAE_Li_Battery_4hr_154 | caiso-deliverability | Gates_TB_12_SSN | Reliability_Capacity_In_Model_Year | System RA | Southern_PGAE_Li_Battery_4hr_154 | 0.5 | 0.5 | 0.5 | 0.5 | 0.5 | 0.5 | 0.5 | 0.5 | 0.5 | 0.5 | 0.5 | 0.5 | 0.5 | 0.5 | 0.5 | 0.5 | 0.5 | 0.5 | 0.5 | 0.5 | 0.5 | 0.5 | 0.5 | 0.5 | 0.5 | 0.5 | 0.5 | 0.5 | 0.5 | 0.5 | 0.5
Southern_PGAE_Li_Battery_4hr_161 | caiso-deliverability | Gates_TB_12_SSN | Reliability_Capacity_In_Model_Year | System RA | Southern_PGAE_Li_Battery_4hr_161 | 0.5 | 0.5 | 0.5 | 0.5 | 0.5 | 0.5 | 0.5 | 0.5 | 0.5 | 0.5 | 0.5 | 0.5 | 0.5 | 0.5 | 0.5 | 0.5 | 0.5 | 0.5 | 0.5 | 0.5 | 0.5 | 0.5 | 0.5 | 0.5 | 0.5 | 0.5 | 0.5 | 0.5 | 0.5 | 0.5 | 0.5
Southern_PGAE_Li_Battery_4hr_162 | caiso-deliverability | Gates_TB_12_SSN | Reliability_Capacity_In_Model_Year | System RA | Southern_PGAE_Li_Battery_4hr_162 | 0.5 | 0.5 | 0.5 | 0.5 | 0.5 | 0.5 | 0.5 | 0.5 | 0.5 | 0.5 | 0.5 | 0.5 | 0.5 | 0.5 | 0.5 | 0.5 | 0.5 | 0.5 | 0.5 | 0.5 | 0.5 | 0.5 | 0.5 | 0.5 | 0.5 | 0.5 | 0.5 | 0.5 | 0.5 | 0.5 | 0.5
Southern_PGAE_Li_Battery_4hr_163 | caiso-deliverability | Gates_TB_12_SSN | Reliability_Capacity_In_Model_Year | System RA | Southern_PGAE_Li_Battery_4hr_163 | 0.5 | 0.5 | 0.5 | 0.5 | 0.5 | 0.5 | 0.5 | 0.5 | 0.5 | 0.5 | 0.5 | 0.5 | 0.5 | 0.5 | 0.5 | 0.5 | 0.5 | 0.5 | 0.5 | 0.5 | 0.5 | 0.5 | 0.5 | 0.5 | 0.5 | 0.5 | 0.5 | 0.5 | 0.5 | 0.5 | 0.5
Southern_PGAE_Li_Battery_4hr_164 | caiso-deliverability | Gates_TB_12_SSN | Reliability_Capacity_In_Model_Year | System RA | Southern_PGAE_Li_Battery_4hr_164 | 0.5 | 0.5 | 0.5 | 0.5 | 0.5 | 0.5 | 0.5 | 0.5 | 0.5 | 0.5 | 0.5 | 0.5 | 0.5 | 0.5 | 0.5 | 0.5 | 0.5 | 0.5 | 0.5 | 0.5 | 0.5 | 0.5 | 0.5 | 0.5 | 0.5 | 0.5 | 0.5 | 0.5 | 0.5 | 0.5 | 0.5
Southern_PGAE_Li_Battery_4hr_165 | caiso-deliverability | Gates_TB_12_SSN | Reliability_Capacity_In_Model_Year | System RA | Southern_PGAE_Li_Battery_4hr_165 | 0.5 | 0.5 | 0.5 | 0.5 | 0.5 | 0.5 | 0.5 | 0.5 | 0.5 | 0.5 | 0.5 | 0.5 | 0.5 | 0.5 | 0.5 | 0.5 | 0.5 | 0.5 | 0.5 | 0.5 | 0.5 | 0.5 | 0.5 | 0.5 | 0.5 | 0.5 | 0.5 | 0.5 | 0.5 | 0.5 | 0.5
Northern_California_Li_Battery_4hr_166 | caiso-deliverability | Gates_TB_12_SSN | Reliability_Capacity_In_Model_Year | System RA | Northern_California_Li_Battery_4hr_166 | 0.5 | 0.5 | 0.5 | 0.5 | 0.5 | 0.5 | 0.5 | 0.5 | 0.5 | 0.5 | 0.5 | 0.5 | 0.5 | 0.5 | 0.5 | 0.5 | 0.5 | 0.5 | 0.5 | 0.5 | 0.5 | 0.5 | 0.5 | 0.5 | 0.5 | 0.5 | 0.5 | 0.5 | 0.5 | 0.5 | 0.5
Southern_PGAE_Li_Battery_4hr_168 | caiso-deliverability | Gates_TB_12_SSN | Reliability_Capacity_In_Model_Year | System RA | Southern_PGAE_Li_Battery_4hr_168 | 0.5 | 0.5 | 0.5 | 0.5 | 0.5 | 0.5 | 0.5 | 0.5 | 0.5 | 0.5 | 0.5 | 0.5 | 0.5 | 0.5 | 0.5 | 0.5 | 0.5 | 0.5 | 0.5 | 0.5 | 0.5 | 0.5 | 0.5 | 0.5 | 0.5 | 0.5 | 0.5 | 0.5 | 0.5 | 0.5 | 0.5
Southern_PGAE_Li_Battery_4hr_169 | caiso-deliverability | Gates_TB_12_SSN | Reliability_Capacity_In_Model_Year | System RA | Southern_PGAE_Li_Battery_4hr_169 | 0.5 | 0.5 | 0.5 | 0.5 | 0.5 | 0.5 | 0.5 | 0.5 | 0.5 | 0.5 | 0.5 | 0.5 | 0.5 | 0.5 | 0.5 | 0.5 | 0.5 | 0.5 | 0.5 | 0.5 | 0.5 | 0.5 | 0.5 | 0.5 | 0.5 | 0.5 | 0.5 | 0.5 | 0.5 | 0.5 | 0.5
Southern_PGAE_Li_Battery_4hr_170 | caiso-deliverability | Gates_TB_12_SSN | Reliability_Capacity_In_Model_Year | System RA | Southern_PGAE_Li_Battery_4hr_170 | 0.5 | 0.5 | 0.5 | 0.5 | 0.5 | 0.5 | 0.5 | 0.5 | 0.5 | 0.5 | 0.5 | 0.5 | 0.5 | 0.5 | 0.5 | 0.5 | 0.5 | 0.5 | 0.5 | 0.5 | 0.5 | 0.5 | 0.5 | 0.5 | 0.5 | 0.5 | 0.5 | 0.5 | 0.5 | 0.5 | 0.5
Southern_PGAE_Li_Battery_4hr_174 | caiso-deliverability | Gates_TB_12_SSN | Reliability_Capacity_In_Model_Year | System RA | Southern_PGAE_Li_Battery_4hr_174 | 0.5 | 0.5 | 0.5 | 0.5 | 0.5 | 0.5 | 0.5 | 0.5 | 0.5 | 0.5 | 0.5 | 0.5 | 0.5 | 0.5 | 0.5 | 0.5 | 0.5 | 0.5 | 0.5 | 0.5 | 0.5 | 0.5 | 0.5 | 0.5 | 0.5 | 0.5 | 0.5 | 0.5 | 0.5 | 0.5 | 0.5
Southern_PGAE_Li_Battery_4hr_176 | caiso-deliverability | Gates_TB_12_SSN | Reliability_Capacity_In_Model_Year | System RA | Southern_PGAE_Li_Battery_4hr_176 | 0.5 | 0.5 | 0.5 | 0.5 | 0.5 | 0.5 | 0.5 | 0.5 | 0.5 | 0.5 | 0.5 | 0.5 | 0.5 | 0.5 | 0.5 | 0.5 | 0.5 | 0.5 | 0.5 | 0.5 | 0.5 | 0.5 | 0.5 | 0.5 | 0.5 | 0.5 | 0.5 | 0.5 | 0.5 | 0.5 | 0.5
Southern_PGAE_Li_Battery_8hr_23 | caiso-deliverability | Gates_TB_12_SSN | Reliability_Capacity_In_Model_Year | System RA | Southern_PGAE_Li_Battery_8hr_23 | 0.5 | 0.5 | 0.5 | 0.5 | 0.5 | 0.5 | 0.5 | 0.5 | 0.5 | 0.5 | 0.5 | 0.5 | 0.5 | 0.5 | 0.5 | 0.5 | 0.5 | 0.5 | 0.5 | 0.5 | 0.5 | 0.5 | 0.5 | 0.5 | 0.5 | 0.5 | 0.5 | 0.5 | 0.5 | 0.5 | 0.5
Southern_PGAE_Li_Battery_8hr_24 | caiso-deliverability | Gates_TB_12_SSN | Reliability_Capacity_In_Model_Year | System RA | Southern_PGAE_Li_Battery_8hr_24 | 0.5 | 0.5 | 0.5 | 0.5 | 0.5 | 0.5 | 0.5 | 0.5 | 0.5 | 0.5 | 0.5 | 0.5 | 0.5 | 0.5 | 0.5 | 0.5 | 0.5 | 0.5 | 0.5 | 0.5 | 0.5 | 0.5 | 0.5 | 0.5 | 0.5 | 0.5 | 0.5 | 0.5 | 0.5 | 0.5 | 0.5
Southern_PGAE_Li_Battery_8hr_33 | caiso-deliverability | Gates_TB_12_SSN | Reliability_Capacity_In_Model_Year | System RA | Southern_PGAE_Li_Battery_8hr_33 | 0.5 | 0.5 | 0.5 | 0.5 | 0.5 | 0.5 | 0.5 | 0.5 | 0.5 | 0.5 | 0.5 | 0.5 | 0.5 | 0.5 | 0.5 | 0.5 | 0.5 | 0.5 | 0.5 | 0.5 | 0.5 | 0.5 | 0.5 | 0.5 | 0.5 | 0.5 | 0.5 | 0.5 | 0.5 | 0.5 | 0.5
Southern_PGAE_Li_Battery_8hr_34 | caiso-deliverability | Gates_TB_12_SSN | Reliability_Capacity_In_Model_Year | System RA | Southern_PGAE_Li_Battery_8hr_34 | 0.5 | 0.5 | 0.5 | 0.5 | 0.5 | 0.5 | 0.5 | 0.5 | 0.5 | 0.5 | 0.5 | 0.5 | 0.5 | 0.5 | 0.5 | 0.5 | 0.5 | 0.5 | 0.5 | 0.5 | 0.5 | 0.5 | 0.5 | 0.5 | 0.5 | 0.5 | 0.5 | 0.5 | 0.5 | 0.5 | 0.5
Southern_PGAE_Li_Battery_8hr_45 | caiso-deliverability | Gates_TB_12_SSN | Reliability_Capacity_In_Model_Year | System RA | Southern_PGAE_Li_Battery_8hr_45 | 0.5 | 0.5 | 0.5 | 0.5 | 0.5 | 0.5 | 0.5 | 0.5 | 0.5 | 0.5 | 0.5 | 0.5 | 0.5 | 0.5 | 0.5 | 0.5 | 0.5 | 0.5 | 0.5 | 0.5 | 0.5 | 0.5 | 0.5 | 0.5 | 0.5 | 0.5 | 0.5 | 0.5 | 0.5 | 0.5 | 0.5
Southern_PGAE_Li_Battery_8hr_46 | caiso-deliverability | Gates_TB_12_SSN | Reliability_Capacity_In_Model_Year | System RA | Southern_PGAE_Li_Battery_8hr_46 | 0.5 | 0.5 | 0.5 | 0.5 | 0.5 | 0.5 | 0.5 | 0.5 | 0.5 | 0.5 | 0.5 | 0.5 | 0.5 | 0.5 | 0.5 | 0.5 | 0.5 | 0.5 | 0.5 | 0.5 | 0.5 | 0.5 | 0.5 | 0.5 | 0.5 | 0.5 | 0.5 | 0.5 | 0.5 | 0.5 | 0.5
Southern_PGAE_Li_Battery_8hr_49 | caiso-deliverability | Gates_TB_12_SSN | Reliability_Capacity_In_Model_Year | System RA | Southern_PGAE_Li_Battery_8hr_49 | 0.5 | 0.5 | 0.5 | 0.5 | 0.5 | 0.5 | 0.5 | 0.5 | 0.5 | 0.5 | 0.5 | 0.5 | 0.5 | 0.5 | 0.5 | 0.5 | 0.5 | 0.5 | 0.5 | 0.5 | 0.5 | 0.5 | 0.5 | 0.5 | 0.5 | 0.5 | 0.5 | 0.5 | 0.5 | 0.5 | 0.5
Southern_PGAE_Li_Battery_8hr_52 | caiso-deliverability | Gates_TB_12_SSN | Reliability_Capacity_In_Model_Year | System RA | Southern_PGAE_Li_Battery_8hr_52 | 0.5 | 0.5 | 0.5 | 0.5 | 0.5 | 0.5 | 0.5 | 0.5 | 0.5 | 0.5 | 0.5 | 0.5 | 0.5 | 0.5 | 0.5 | 0.5 | 0.5 | 0.5 | 0.5 | 0.5 | 0.5 | 0.5 | 0.5 | 0.5 | 0.5 | 0.5 | 0.5 | 0.5 | 0.5 | 0.5 | 0.5
Southern_PGAE_Li_Battery_8hr_61 | caiso-deliverability | Gates_TB_12_SSN | Reliability_Capacity_In_Model_Year | System RA | Southern_PGAE_Li_Battery_8hr_61 | 0.5 | 0.5 | 0.5 | 0.5 | 0.5 | 0.5 | 0.5 | 0.5 | 0.5 | 0.5 | 0.5 | 0.5 | 0.5 | 0.5 | 0.5 | 0.5 | 0.5 | 0.5 | 0.5 | 0.5 | 0.5 | 0.5 | 0.5 | 0.5 | 0.5 | 0.5 | 0.5 | 0.5 | 0.5 | 0.5 | 0.5
Southern_PGAE_Li_Battery_8hr_69 | caiso-deliverability | Gates_TB_12_SSN | Reliability_Capacity_In_Model_Year | System RA | Southern_PGAE_Li_Battery_8hr_69 | 0.5 | 0.5 | 0.5 | 0.5 | 0.5 | 0.5 | 0.5 | 0.5 | 0.5 | 0.5 | 0.5 | 0.5 | 0.5 | 0.5 | 0.5 | 0.5 | 0.5 | 0.5 | 0.5 | 0.5 | 0.5 | 0.5 | 0.5 | 0.5 | 0.5 | 0.5 | 0.5 | 0.5 | 0.5 | 0.5 | 0.5
Southern_PGAE_Li_Battery_8hr_72 | caiso-deliverability | Gates_TB_12_SSN | Reliability_Capacity_In_Model_Year | System RA | Southern_PGAE_Li_Battery_8hr_72 | 0.5 | 0.5 | 0.5 | 0.5 | 0.5 | 0.5 | 0.5 | 0.5 | 0.5 | 0.5 | 0.5 | 0.5 | 0.5 | 0.5 | 0.5 | 0.5 | 0.5 | 0.5 | 0.5 | 0.5 | 0.5 | 0.5 | 0.5 | 0.5 | 0.5 | 0.5 | 0.5 | 0.5 | 0.5 | 0.5 | 0.5
Southern_PGAE_Li_Battery_8hr_74 | caiso-deliverability | Gates_TB_12_SSN | Reliability_Capacity_In_Model_Year | System RA | Southern_PGAE_Li_Battery_8hr_74 | 0.5 | 0.5 | 0.5 | 0.5 | 0.5 | 0.5 | 0.5 | 0.5 | 0.5 | 0.5 | 0.5 | 0.5 | 0.5 | 0.5 | 0.5 | 0.5 | 0.5 | 0.5 | 0.5 | 0.5 | 0.5 | 0.5 | 0.5 | 0.5 | 0.5 | 0.5 | 0.5 | 0.5 | 0.5 | 0.5 | 0.5
Southern_PGAE_Li_Battery_8hr_75 | caiso-deliverability | Gates_TB_12_SSN | Reliability_Capacity_In_Model_Year | System RA | Southern_PGAE_Li_Battery_8hr_75 | 0.5 | 0.5 | 0.5 | 0.5 | 0.5 | 0.5 | 0.5 | 0.5 | 0.5 | 0.5 | 0.5 | 0.5 | 0.5 | 0.5 | 0.5 | 0.5 | 0.5 | 0.5 | 0.5 | 0.5 | 0.5 | 0.5 | 0.5 | 0.5 | 0.5 | 0.5 | 0.5 | 0.5 | 0.5 | 0.5 | 0.5
Southern_PGAE_Li_Battery_8hr_79 | caiso-deliverability | Gates_TB_12_SSN | Reliability_Capacity_In_Model_Year | System RA | Southern_PGAE_Li_Battery_8hr_79 | 0.5 | 0.5 | 0.5 | 0.5 | 0.5 | 0.5 | 0.5 | 0.5 | 0.5 | 0.5 | 0.5 | 0.5 | 0.5 | 0.5 | 0.5 | 0.5 | 0.5 | 0.5 | 0.5 | 0.5 | 0.5 | 0.5 | 0.5 | 0.5 | 0.5 | 0.5 | 0.5 | 0.5 | 0.5 | 0.5 | 0.5
Southern_PGAE_Li_Battery_8hr_93 | caiso-deliverability | Gates_TB_12_SSN | Reliability_Capacity_In_Model_Year | System RA | Southern_PGAE_Li_Battery_8hr_93 | 0.5 | 0.5 | 0.5 | 0.5 | 0.5 | 0.5 | 0.5 | 0.5 | 0.5 | 0.5 | 0.5 | 0.5 | 0.5 | 0.5 | 0.5 | 0.5 | 0.5 | 0.5 | 0.5 | 0.5 | 0.5 | 0.5 | 0.5 | 0.5 | 0.5 | 0.5 | 0.5 | 0.5 | 0.5 | 0.5 | 0.5
Southern_PGAE_Li_Battery_8hr_98 | caiso-deliverability | Gates_TB_12_SSN | Reliability_Capacity_In_Model_Year | System RA | Southern_PGAE_Li_Battery_8hr_98 | 0.5 | 0.5 | 0.5 | 0.5 | 0.5 | 0.5 | 0.5 | 0.5 | 0.5 | 0.5 | 0.5 | 0.5 | 0.5 | 0.5 | 0.5 | 0.5 | 0.5 | 0.5 | 0.5 | 0.5 | 0.5 | 0.5 | 0.5 | 0.5 | 0.5 | 0.5 | 0.5 | 0.5 | 0.5 | 0.5 | 0.5
Southern_PGAE_Li_Battery_8hr_102 | caiso-deliverability | Gates_TB_12_SSN | Reliability_Capacity_In_Model_Year | System RA | Southern_PGAE_Li_Battery_8hr_102 | 0.5 | 0.5 | 0.5 | 0.5 | 0.5 | 0.5 | 0.5 | 0.5 | 0.5 | 0.5 | 0.5 | 0.5 | 0.5 | 0.5 | 0.5 | 0.5 | 0.5 | 0.5 | 0.5 | 0.5 | 0.5 | 0.5 | 0.5 | 0.5 | 0.5 | 0.5 | 0.5 | 0.5 | 0.5 | 0.5 | 0.5
Southern_PGAE_Li_Battery_8hr_109 | caiso-deliverability | Gates_TB_12_SSN | Reliability_Capacity_In_Model_Year | System RA | Southern_PGAE_Li_Battery_8hr_109 | 0.5 | 0.5 | 0.5 | 0.5 | 0.5 | 0.5 | 0.5 | 0.5 | 0.5 | 0.5 | 0.5 | 0.5 | 0.5 | 0.5 | 0.5 | 0.5 | 0.5 | 0.5 | 0.5 | 0.5 | 0.5 | 0.5 | 0.5 | 0.5 | 0.5 | 0.5 | 0.5 | 0.5 | 0.5 | 0.5 | 0.5
Southern_PGAE_Li_Battery_8hr_117 | caiso-deliverability | Gates_TB_12_SSN | Reliability_Capacity_In_Model_Year | System RA | Southern_PGAE_Li_Battery_8hr_117 | 0.5 | 0.5 | 0.5 | 0.5 | 0.5 | 0.5 | 0.5 | 0.5 | 0.5 | 0.5 | 0.5 | 0.5 | 0.5 | 0.5 | 0.5 | 0.5 | 0.5 | 0.5 | 0.5 | 0.5 | 0.5 | 0.5 | 0.5 | 0.5 | 0.5 | 0.5 | 0.5 | 0.5 | 0.5 | 0.5 | 0.5
Southern_PGAE_Li_Battery_8hr_118 | caiso-deliverability | Gates_TB_12_SSN | Reliability_Capacity_In_Model_Year | System RA | Southern_PGAE_Li_Battery_8hr_118 | 0.5 | 0.5 | 0.5 | 0.5 | 0.5 | 0.5 | 0.5 | 0.5 | 0.5 | 0.5 | 0.5 | 0.5 | 0.5 | 0.5 | 0.5 | 0.5 | 0.5 | 0.5 | 0.5 | 0.5 | 0.5 | 0.5 | 0.5 | 0.5 | 0.5 | 0.5 | 0.5 | 0.5 | 0.5 | 0.5 | 0.5
Southern_PGAE_Li_Battery_8hr_124 | caiso-deliverability | Gates_TB_12_SSN | Reliability_Capacity_In_Model_Year | System RA | Southern_PGAE_Li_Battery_8hr_124 | 0.5 | 0.5 | 0.5 | 0.5 | 0.5 | 0.5 | 0.5 | 0.5 | 0.5 | 0.5 | 0.5 | 0.5 | 0.5 | 0.5 | 0.5 | 0.5 | 0.5 | 0.5 | 0.5 | 0.5 | 0.5 | 0.5 | 0.5 | 0.5 | 0.5 | 0.5 | 0.5 | 0.5 | 0.5 | 0.5 | 0.5
Southern_PGAE_Li_Battery_8hr_139 | caiso-deliverability | Gates_TB_12_SSN | Reliability_Capacity_In_Model_Year | System RA | Southern_PGAE_Li_Battery_8hr_139 | 0.5 | 0.5 | 0.5 | 0.5 | 0.5 | 0.5 | 0.5 | 0.5 | 0.5 | 0.5 | 0.5 | 0.5 | 0.5 | 0.5 | 0.5 | 0.5 | 0.5 | 0.5 | 0.5 | 0.5 | 0.5 | 0.5 | 0.5 | 0.5 | 0.5 | 0.5 | 0.5 | 0.5 | 0.5 | 0.5 | 0.5
Southern_PGAE_Li_Battery_8hr_140 | caiso-deliverability | Gates_TB_12_SSN | Reliability_Capacity_In_Model_Year | System RA | Southern_PGAE_Li_Battery_8hr_140 | 0.5 | 0.5 | 0.5 | 0.5 | 0.5 | 0.5 | 0.5 | 0.5 | 0.5 | 0.5 | 0.5 | 0.5 | 0.5 | 0.5 | 0.5 | 0.5 | 0.5 | 0.5 | 0.5 | 0.5 | 0.5 | 0.5 | 0.5 | 0.5 | 0.5 | 0.5 | 0.5 | 0.5 | 0.5 | 0.5 | 0.5
Southern_PGAE_Li_Battery_8hr_151 | caiso-deliverability | Gates_TB_12_SSN | Reliability_Capacity_In_Model_Year | System RA | Southern_PGAE_Li_Battery_8hr_151 | 0.5 | 0.5 | 0.5 | 0.5 | 0.5 | 0.5 | 0.5 | 0.5 | 0.5 | 0.5 | 0.5 | 0.5 | 0.5 | 0.5 | 0.5 | 0.5 | 0.5 | 0.5 | 0.5 | 0.5 | 0.5 | 0.5 | 0.5 | 0.5 | 0.5 | 0.5 | 0.5 | 0.5 | 0.5 | 0.5 | 0.5
Southern_PGAE_Li_Battery_8hr_154 | caiso-deliverability | Gates_TB_12_SSN | Reliability_Capacity_In_Model_Year | System RA | Southern_PGAE_Li_Battery_8hr_154 | 0.5 | 0.5 | 0.5 | 0.5 | 0.5 | 0.5 | 0.5 | 0.5 | 0.5 | 0.5 | 0.5 | 0.5 | 0.5 | 0.5 | 0.5 | 0.5 | 0.5 | 0.5 | 0.5 | 0.5 | 0.5 | 0.5 | 0.5 | 0.5 | 0.5 | 0.5 | 0.5 | 0.5 | 0.5 | 0.5 | 0.5
Southern_PGAE_Li_Battery_8hr_161 | caiso-deliverability | Gates_TB_12_SSN | Reliability_Capacity_In_Model_Year | System RA | Southern_PGAE_Li_Battery_8hr_161 | 0.5 | 0.5 | 0.5 | 0.5 | 0.5 | 0.5 | 0.5 | 0.5 | 0.5 | 0.5 | 0.5 | 0.5 | 0.5 | 0.5 | 0.5 | 0.5 | 0.5 | 0.5 | 0.5 | 0.5 | 0.5 | 0.5 | 0.5 | 0.5 | 0.5 | 0.5 | 0.5 | 0.5 | 0.5 | 0.5 | 0.5
Southern_PGAE_Li_Battery_8hr_162 | caiso-deliverability | Gates_TB_12_SSN | Reliability_Capacity_In_Model_Year | System RA | Southern_PGAE_Li_Battery_8hr_162 | 0.5 | 0.5 | 0.5 | 0.5 | 0.5 | 0.5 | 0.5 | 0.5 | 0.5 | 0.5 | 0.5 | 0.5 | 0.5 | 0.5 | 0.5 | 0.5 | 0.5 | 0.5 | 0.5 | 0.5 | 0.5 | 0.5 | 0.5 | 0.5 | 0.5 | 0.5 | 0.5 | 0.5 | 0.5 | 0.5 | 0.5
Southern_PGAE_Li_Battery_8hr_163 | caiso-deliverability | Gates_TB_12_SSN | Reliability_Capacity_In_Model_Year | System RA | Southern_PGAE_Li_Battery_8hr_163 | 0.5 | 0.5 | 0.5 | 0.5 | 0.5 | 0.5 | 0.5 | 0.5 | 0.5 | 0.5 | 0.5 | 0.5 | 0.5 | 0.5 | 0.5 | 0.5 | 0.5 | 0.5 | 0.5 | 0.5 | 0.5 | 0.5 | 0.5 | 0.5 | 0.5 | 0.5 | 0.5 | 0.5 | 0.5 | 0.5 | 0.5
Southern_PGAE_Li_Battery_8hr_164 | caiso-deliverability | Gates_TB_12_SSN | Reliability_Capacity_In_Model_Year | System RA | Southern_PGAE_Li_Battery_8hr_164 | 0.5 | 0.5 | 0.5 | 0.5 | 0.5 | 0.5 | 0.5 | 0.5 | 0.5 | 0.5 | 0.5 | 0.5 | 0.5 | 0.5 | 0.5 | 0.5 | 0.5 | 0.5 | 0.5 | 0.5 | 0.5 | 0.5 | 0.5 | 0.5 | 0.5 | 0.5 | 0.5 | 0.5 | 0.5 | 0.5 | 0.5
Southern_PGAE_Li_Battery_8hr_165 | caiso-deliverability | Gates_TB_12_SSN | Reliability_Capacity_In_Model_Year | System RA | Southern_PGAE_Li_Battery_8hr_165 | 0.5 | 0.5 | 0.5 | 0.5 | 0.5 | 0.5 | 0.5 | 0.5 | 0.5 | 0.5 | 0.5 | 0.5 | 0.5 | 0.5 | 0.5 | 0.5 | 0.5 | 0.5 | 0.5 | 0.5 | 0.5 | 0.5 | 0.5 | 0.5 | 0.5 | 0.5 | 0.5 | 0.5 | 0.5 | 0.5 | 0.5
Northern_California_Li_Battery_8hr_166 | caiso-deliverability | Gates_TB_12_SSN | Reliability_Capacity_In_Model_Year | System RA | Northern_California_Li_Battery_8hr_166 | 0.5 | 0.5 | 0.5 | 0.5 | 0.5 | 0.5 | 0.5 | 0.5 | 0.5 | 0.5 | 0.5 | 0.5 | 0.5 | 0.5 | 0.5 | 0.5 | 0.5 | 0.5 | 0.5 | 0.5 | 0.5 | 0.5 | 0.5 | 0.5 | 0.5 | 0.5 | 0.5 | 0.5 | 0.5 | 0.5 | 0.5
Southern_PGAE_Li_Battery_8hr_168 | caiso-deliverability | Gates_TB_12_SSN | Reliability_Capacity_In_Model_Year | System RA | Southern_PGAE_Li_Battery_8hr_168 | 0.5 | 0.5 | 0.5 | 0.5 | 0.5 | 0.5 | 0.5 | 0.5 | 0.5 | 0.5 | 0.5 | 0.5 | 0.5 | 0.5 | 0.5 | 0.5 | 0.5 | 0.5 | 0.5 | 0.5 | 0.5 | 0.5 | 0.5 | 0.5 | 0.5 | 0.5 | 0.5 | 0.5 | 0.5 | 0.5 | 0.5
Southern_PGAE_Li_Battery_8hr_169 | caiso-deliverability | Gates_TB_12_SSN | Reliability_Capacity_In_Model_Year | System RA | Southern_PGAE_Li_Battery_8hr_169 | 0.5 | 0.5 | 0.5 | 0.5 | 0.5 | 0.5 | 0.5 | 0.5 | 0.5 | 0.5 | 0.5 | 0.5 | 0.5 | 0.5 | 0.5 | 0.5 | 0.5 | 0.5 | 0.5 | 0.5 | 0.5 | 0.5 | 0.5 | 0.5 | 0.5 | 0.5 | 0.5 | 0.5 | 0.5 | 0.5 | 0.5
Southern_PGAE_Li_Battery_8hr_170 | caiso-deliverability | Gates_TB_12_SSN | Reliability_Capacity_In_Model_Year | System RA | Southern_PGAE_Li_Battery_8hr_170 | 0.5 | 0.5 | 0.5 | 0.5 | 0.5 | 0.5 | 0.5 | 0.5 | 0.5 | 0.5 | 0.5 | 0.5 | 0.5 | 0.5 | 0.5 | 0.5 | 0.5 | 0.5 | 0.5 | 0.5 | 0.5 | 0.5 | 0.5 | 0.5 | 0.5 | 0.5 | 0.5 | 0.5 | 0.5 | 0.5 | 0.5
Southern_PGAE_Li_Battery_8hr_174 | caiso-deliverability | Gates_TB_12_SSN | Reliability_Capacity_In_Model_Year | System RA | Southern_PGAE_Li_Battery_8hr_174 | 0.5 | 0.5 | 0.5 | 0.5 | 0.5 | 0.5 | 0.5 | 0.5 | 0.5 | 0.5 | 0.5 | 0.5 | 0.5 | 0.5 | 0.5 | 0.5 | 0.5 | 0.5 | 0.5 | 0.5 | 0.5 | 0.5 | 0.5 | 0.5 | 0.5 | 0.5 | 0.5 | 0.5 | 0.5 | 0.5 | 0.5
Southern_PGAE_Li_Battery_8hr_176 | caiso-deliverability | Gates_TB_12_SSN | Reliability_Capacity_In_Model_Year | System RA | Southern_PGAE_Li_Battery_8hr_176 | 0.5 | 0.5 | 0.5 | 0.5 | 0.5 | 0.5 | 0.5 | 0.5 | 0.5 | 0.5 | 0.5 | 0.5 | 0.5 | 0.5 | 0.5 | 0.5 | 0.5 | 0.5 | 0.5 | 0.5 | 0.5 | 0.5 | 0.5 | 0.5 | 0.5 | 0.5 | 0.5 | 0.5 | 0.5 | 0.5 | 0.5
Central_Valley_North_Los_Banos_Wind_154 | caiso-deliverability | Gates_TB_12_SSN | Reliability_Capacity_In_Model_Year | System RA | Central_Valley_North_Los_Banos_Wind_154 | 0.163 | 0.163 | 0.163 | 0.163 | 0.163 | 0.163 | 0.163 | 0.163 | 0.163 | 0.163 | 0.163 | 0.163 | 0.163 | 0.163 | 0.163 | 0.163 | 0.163 | 0.163 | 0.163 | 0.163 | 0.163 | 0.163 | 0.163 | 0.163 | 0.163 | 0.163 | 0.163 | 0.163 | 0.163 | 0.163 | 0.163
Central_Valley_North_Los_Banos_Wind_162 | caiso-deliverability | Gates_TB_12_SSN | Reliability_Capacity_In_Model_Year | System RA | Central_Valley_North_Los_Banos_Wind_162 | 0.163 | 0.163 | 0.163 | 0.163 | 0.163 | 0.163 | 0.163 | 0.163 | 0.163 | 0.163 | 0.163 | 0.163 | 0.163 | 0.163 | 0.163 | 0.163 | 0.163 | 0.163 | 0.163 | 0.163 | 0.163 | 0.163 | 0.163 | 0.163 | 0.163 | 0.163 | 0.163 | 0.163 | 0.163 | 0.163 | 0.163
Northern_California_Solar_166 | caiso-deliverability | Gates_TB_12_SSN | Reliability_Capacity_In_Model_Year | System RA | Northern_California_Solar_166 | 0.556 | 0.556 | 0.556 | 0.556 | 0.556 | 0.556 | 0.556 | 0.556 | 0.556 | 0.556 | 0.556 | 0.556 | 0.556 | 0.556 | 0.556 | 0.556 | 0.556 | 0.556 | 0.556 | 0.556 | 0.556 | 0.556 | 0.556 | 0.556 | 0.556 | 0.556 | 0.556 | 0.556 | 0.556 | 0.556 | 0.556
Southern_PGAE_Solar_23 | caiso-deliverability | Gates_TB_12_SSN | Reliability_Capacity_In_Model_Year | System RA | Southern_PGAE_Solar_23 | 0.556 | 0.556 | 0.556 | 0.556 | 0.556 | 0.556 | 0.556 | 0.556 | 0.556 | 0.556 | 0.556 | 0.556 | 0.556 | 0.556 | 0.556 | 0.556 | 0.556 | 0.556 | 0.556 | 0.556 | 0.556 | 0.556 | 0.556 | 0.556 | 0.556 | 0.556 | 0.556 | 0.556 | 0.556 | 0.556 | 0.556
Southern_PGAE_Solar_24 | caiso-deliverability | Gates_TB_12_SSN | Reliability_Capacity_In_Model_Year | System RA | Southern_PGAE_Solar_24 | 0.556 | 0.556 | 0.556 | 0.556 | 0.556 | 0.556 | 0.556 | 0.556 | 0.556 | 0.556 | 0.556 | 0.556 | 0.556 | 0.556 | 0.556 | 0.556 | 0.556 | 0.556 | 0.556 | 0.556 | 0.556 | 0.556 | 0.556 | 0.556 | 0.556 | 0.556 | 0.556 | 0.556 | 0.556 | 0.556 | 0.556
Southern_PGAE_Solar_33 | caiso-deliverability | Gates_TB_12_SSN | Reliability_Capacity_In_Model_Year | System RA | Southern_PGAE_Solar_33 | 0.556 | 0.556 | 0.556 | 0.556 | 0.556 | 0.556 | 0.556 | 0.556 | 0.556 | 0.556 | 0.556 | 0.556 | 0.556 | 0.556 | 0.556 | 0.556 | 0.556 | 0.556 | 0.556 | 0.556 | 0.556 | 0.556 | 0.556 | 0.556 | 0.556 | 0.556 | 0.556 | 0.556 | 0.556 | 0.556 | 0.556
Southern_PGAE_Solar_34 | caiso-deliverability | Gates_TB_12_SSN | Reliability_Capacity_In_Model_Year | System RA | Southern_PGAE_Solar_34 | 0.556 | 0.556 | 0.556 | 0.556 | 0.556 | 0.556 | 0.556 | 0.556 | 0.556 | 0.556 | 0.556 | 0.556 | 0.556 | 0.556 | 0.556 | 0.556 | 0.556 | 0.556 | 0.556 | 0.556 | 0.556 | 0.556 | 0.556 | 0.556 | 0.556 | 0.556 | 0.556 | 0.556 | 0.556 | 0.556 | 0.556
Southern_PGAE_Solar_45 | caiso-deliverability | Gates_TB_12_SSN | Reliability_Capacity_In_Model_Year | System RA | Southern_PGAE_Solar_45 | 0.556 | 0.556 | 0.556 | 0.556 | 0.556 | 0.556 | 0.556 | 0.556 | 0.556 | 0.556 | 0.556 | 0.556 | 0.556 | 0.556 | 0.556 | 0.556 | 0.556 | 0.556 | 0.556 | 0.556 | 0.556 | 0.556 | 0.556 | 0.556 | 0.556 | 0.556 | 0.556 | 0.556 | 0.556 | 0.556 | 0.556
Southern_PGAE_Solar_46 | caiso-deliverability | Gates_TB_12_SSN | Reliability_Capacity_In_Model_Year | System RA | Southern_PGAE_Solar_46 | 0.556 | 0.556 | 0.556 | 0.556 | 0.556 | 0.556 | 0.556 | 0.556 | 0.556 | 0.556 | 0.556 | 0.556 | 0.556 | 0.556 | 0.556 | 0.556 | 0.556 | 0.556 | 0.556 | 0.556 | 0.556 | 0.556 | 0.556 | 0.556 | 0.556 | 0.556 | 0.556 | 0.556 | 0.556 | 0.556 | 0.556
Southern_PGAE_Solar_49 | caiso-deliverability | Gates_TB_12_SSN | Reliability_Capacity_In_Model_Year | System RA | Southern_PGAE_Solar_49 | 0.556 | 0.556 | 0.556 | 0.556 | 0.556 | 0.556 | 0.556 | 0.556 | 0.556 | 0.556 | 0.556 | 0.556 | 0.556 | 0.556 | 0.556 | 0.556 | 0.556 | 0.556 | 0.556 | 0.556 | 0.556 | 0.556 | 0.556 | 0.556 | 0.556 | 0.556 | 0.556 | 0.556 | 0.556 | 0.556 | 0.556
Southern_PGAE_Solar_52 | caiso-deliverability | Gates_TB_12_SSN | Reliability_Capacity_In_Model_Year | System RA | Southern_PGAE_Solar_52 | 0.556 | 0.556 | 0.556 | 0.556 | 0.556 | 0.556 | 0.556 | 0.556 | 0.556 | 0.556 | 0.556 | 0.556 | 0.556 | 0.556 | 0.556 | 0.556 | 0.556 | 0.556 | 0.556 | 0.556 | 0.556 | 0.556 | 0.556 | 0.556 | 0.556 | 0.556 | 0.556 | 0.556 | 0.556 | 0.556 | 0.556
Southern_PGAE_Solar_61 | caiso-deliverability | Gates_TB_12_SSN | Reliability_Capacity_In_Model_Year | System RA | Southern_PGAE_Solar_61 | 0.556 | 0.556 | 0.556 | 0.556 | 0.556 | 0.556 | 0.556 | 0.556 | 0.556 | 0.556 | 0.556 | 0.556 | 0.556 | 0.556 | 0.556 | 0.556 | 0.556 | 0.556 | 0.556 | 0.556 | 0.556 | 0.556 | 0.556 | 0.556 | 0.556 | 0.556 | 0.556 | 0.556 | 0.556 | 0.556 | 0.556
Southern_PGAE_Solar_69 | caiso-deliverability | Gates_TB_12_SSN | Reliability_Capacity_In_Model_Year | System RA | Southern_PGAE_Solar_69 | 0.556 | 0.556 | 0.556 | 0.556 | 0.556 | 0.556 | 0.556 | 0.556 | 0.556 | 0.556 | 0.556 | 0.556 | 0.556 | 0.556 | 0.556 | 0.556 | 0.556 | 0.556 | 0.556 | 0.556 | 0.556 | 0.556 | 0.556 | 0.556 | 0.556 | 0.556 | 0.556 | 0.556 | 0.556 | 0.556 | 0.556
Southern_PGAE_Solar_72 | caiso-deliverability | Gates_TB_12_SSN | Reliability_Capacity_In_Model_Year | System RA | Southern_PGAE_Solar_72 | 0.556 | 0.556 | 0.556 | 0.556 | 0.556 | 0.556 | 0.556 | 0.556 | 0.556 | 0.556 | 0.556 | 0.556 | 0.556 | 0.556 | 0.556 | 0.556 | 0.556 | 0.556 | 0.556 | 0.556 | 0.556 | 0.556 | 0.556 | 0.556 | 0.556 | 0.556 | 0.556 | 0.556 | 0.556 | 0.556 | 0.556
Southern_PGAE_Solar_74 | caiso-deliverability | Gates_TB_12_SSN | Reliability_Capacity_In_Model_Year | System RA | Southern_PGAE_Solar_74 | 0.556 | 0.556 | 0.556 | 0.556 | 0.556 | 0.556 | 0.556 | 0.556 | 0.556 | 0.556 | 0.556 | 0.556 | 0.556 | 0.556 | 0.556 | 0.556 | 0.556 | 0.556 | 0.556 | 0.556 | 0.556 | 0.556 | 0.556 | 0.556 | 0.556 | 0.556 | 0.556 | 0.556 | 0.556 | 0.556 | 0.556
Southern_PGAE_Solar_75 | caiso-deliverability | Gates_TB_12_SSN | Reliability_Capacity_In_Model_Year | System RA | Southern_PGAE_Solar_75 | 0.556 | 0.556 | 0.556 | 0.556 | 0.556 | 0.556 | 0.556 | 0.556 | 0.556 | 0.556 | 0.556 | 0.556 | 0.556 | 0.556 | 0.556 | 0.556 | 0.556 | 0.556 | 0.556 | 0.556 | 0.556 | 0.556 | 0.556 | 0.556 | 0.556 | 0.556 | 0.556 | 0.556 | 0.556 | 0.556 | 0.556
Southern_PGAE_Solar_79 | caiso-deliverability | Gates_TB_12_SSN | Reliability_Capacity_In_Model_Year | System RA | Southern_PGAE_Solar_79 | 0.556 | 0.556 | 0.556 | 0.556 | 0.556 | 0.556 | 0.556 | 0.556 | 0.556 | 0.556 | 0.556 | 0.556 | 0.556 | 0.556 | 0.556 | 0.556 | 0.556 | 0.556 | 0.556 | 0.556 | 0.556 | 0.556 | 0.556 | 0.556 | 0.556 | 0.556 | 0.556 | 0.556 | 0.556 | 0.556 | 0.556
Southern_PGAE_Solar_93 | caiso-deliverability | Gates_TB_12_SSN | Reliability_Capacity_In_Model_Year | System RA | Southern_PGAE_Solar_93 | 0.556 | 0.556 | 0.556 | 0.556 | 0.556 | 0.556 | 0.556 | 0.556 | 0.556 | 0.556 | 0.556 | 0.556 | 0.556 | 0.556 | 0.556 | 0.556 | 0.556 | 0.556 | 0.556 | 0.556 | 0.556 | 0.556 | 0.556 | 0.556 | 0.556 | 0.556 | 0.556 | 0.556 | 0.556 | 0.556 | 0.556
Southern_PGAE_Solar_98 | caiso-deliverability | Gates_TB_12_SSN | Reliability_Capacity_In_Model_Year | System RA | Southern_PGAE_Solar_98 | 0.556 | 0.556 | 0.556 | 0.556 | 0.556 | 0.556 | 0.556 | 0.556 | 0.556 | 0.556 | 0.556 | 0.556 | 0.556 | 0.556 | 0.556 | 0.556 | 0.556 | 0.556 | 0.556 | 0.556 | 0.556 | 0.556 | 0.556 | 0.556 | 0.556 | 0.556 | 0.556 | 0.556 | 0.556 | 0.556 | 0.556
Southern_PGAE_Solar_102 | caiso-deliverability | Gates_TB_12_SSN | Reliability_Capacity_In_Model_Year | System RA | Southern_PGAE_Solar_102 | 0.556 | 0.556 | 0.556 | 0.556 | 0.556 | 0.556 | 0.556 | 0.556 | 0.556 | 0.556 | 0.556 | 0.556 | 0.556 | 0.556 | 0.556 | 0.556 | 0.556 | 0.556 | 0.556 | 0.556 | 0.556 | 0.556 | 0.556 | 0.556 | 0.556 | 0.556 | 0.556 | 0.556 | 0.556 | 0.556 | 0.556
Southern_PGAE_Solar_109 | caiso-deliverability | Gates_TB_12_SSN | Reliability_Capacity_In_Model_Year | System RA | Southern_PGAE_Solar_109 | 0.556 | 0.556 | 0.556 | 0.556 | 0.556 | 0.556 | 0.556 | 0.556 | 0.556 | 0.556 | 0.556 | 0.556 | 0.556 | 0.556 | 0.556 | 0.556 | 0.556 | 0.556 | 0.556 | 0.556 | 0.556 | 0.556 | 0.556 | 0.556 | 0.556 | 0.556 | 0.556 | 0.556 | 0.556 | 0.556 | 0.556
Southern_PGAE_Solar_117 | caiso-deliverability | Gates_TB_12_SSN | Reliability_Capacity_In_Model_Year | System RA | Southern_PGAE_Solar_117 | 0.556 | 0.556 | 0.556 | 0.556 | 0.556 | 0.556 | 0.556 | 0.556 | 0.556 | 0.556 | 0.556 | 0.556 | 0.556 | 0.556 | 0.556 | 0.556 | 0.556 | 0.556 | 0.556 | 0.556 | 0.556 | 0.556 | 0.556 | 0.556 | 0.556 | 0.556 | 0.556 | 0.556 | 0.556 | 0.556 | 0.556
Southern_PGAE_Solar_118 | caiso-deliverability | Gates_TB_12_SSN | Reliability_Capacity_In_Model_Year | System RA | Southern_PGAE_Solar_118 | 0.556 | 0.556 | 0.556 | 0.556 | 0.556 | 0.556 | 0.556 | 0.556 | 0.556 | 0.556 | 0.556 | 0.556 | 0.556 | 0.556 | 0.556 | 0.556 | 0.556 | 0.556 | 0.556 | 0.556 | 0.556 | 0.556 | 0.556 | 0.556 | 0.556 | 0.556 | 0.556 | 0.556 | 0.556 | 0.556 | 0.556
Southern_PGAE_Solar_124 | caiso-deliverability | Gates_TB_12_SSN | Reliability_Capacity_In_Model_Year | System RA | Southern_PGAE_Solar_124 | 0.556 | 0.556 | 0.556 | 0.556 | 0.556 | 0.556 | 0.556 | 0.556 | 0.556 | 0.556 | 0.556 | 0.556 | 0.556 | 0.556 | 0.556 | 0.556 | 0.556 | 0.556 | 0.556 | 0.556 | 0.556 | 0.556 | 0.556 | 0.556 | 0.556 | 0.556 | 0.556 | 0.556 | 0.556 | 0.556 | 0.556
Southern_PGAE_Solar_139 | caiso-deliverability | Gates_TB_12_SSN | Reliability_Capacity_In_Model_Year | System RA | Southern_PGAE_Solar_139 | 0.556 | 0.556 | 0.556 | 0.556 | 0.556 | 0.556 | 0.556 | 0.556 | 0.556 | 0.556 | 0.556 | 0.556 | 0.556 | 0.556 | 0.556 | 0.556 | 0.556 | 0.556 | 0.556 | 0.556 | 0.556 | 0.556 | 0.556 | 0.556 | 0.556 | 0.556 | 0.556 | 0.556 | 0.556 | 0.556 | 0.556
Southern_PGAE_Solar_140 | caiso-deliverability | Gates_TB_12_SSN | Reliability_Capacity_In_Model_Year | System RA | Southern_PGAE_Solar_140 | 0.556 | 0.556 | 0.556 | 0.556 | 0.556 | 0.556 | 0.556 | 0.556 | 0.556 | 0.556 | 0.556 | 0.556 | 0.556 | 0.556 | 0.556 | 0.556 | 0.556 | 0.556 | 0.556 | 0.556 | 0.556 | 0.556 | 0.556 | 0.556 | 0.556 | 0.556 | 0.556 | 0.556 | 0.556 | 0.556 | 0.556
Southern_PGAE_Solar_151 | caiso-deliverability | Gates_TB_12_SSN | Reliability_Capacity_In_Model_Year | System RA | Southern_PGAE_Solar_151 | 0.556 | 0.556 | 0.556 | 0.556 | 0.556 | 0.556 | 0.556 | 0.556 | 0.556 | 0.556 | 0.556 | 0.556 | 0.556 | 0.556 | 0.556 | 0.556 | 0.556 | 0.556 | 0.556 | 0.556 | 0.556 | 0.556 | 0.556 | 0.556 | 0.556 | 0.556 | 0.556 | 0.556 | 0.556 | 0.556 | 0.556
Southern_PGAE_Solar_154 | caiso-deliverability | Gates_TB_12_SSN | Reliability_Capacity_In_Model_Year | System RA | Southern_PGAE_Solar_154 | 0.556 | 0.556 | 0.556 | 0.556 | 0.556 | 0.556 | 0.556 | 0.556 | 0.556 | 0.556 | 0.556 | 0.556 | 0.556 | 0.556 | 0.556 | 0.556 | 0.556 | 0.556 | 0.556 | 0.556 | 0.556 | 0.556 | 0.556 | 0.556 | 0.556 | 0.556 | 0.556 | 0.556 | 0.556 | 0.556 | 0.556
Southern_PGAE_Solar_161 | caiso-deliverability | Gates_TB_12_SSN | Reliability_Capacity_In_Model_Year | System RA | Southern_PGAE_Solar_161 | 0.556 | 0.556 | 0.556 | 0.556 | 0.556 | 0.556 | 0.556 | 0.556 | 0.556 | 0.556 | 0.556 | 0.556 | 0.556 | 0.556 | 0.556 | 0.556 | 0.556 | 0.556 | 0.556 | 0.556 | 0.556 | 0.556 | 0.556 | 0.556 | 0.556 | 0.556 | 0.556 | 0.556 | 0.556 | 0.556 | 0.556
Southern_PGAE_Solar_162 | caiso-deliverability | Gates_TB_12_SSN | Reliability_Capacity_In_Model_Year | System RA | Southern_PGAE_Solar_162 | 0.556 | 0.556 | 0.556 | 0.556 | 0.556 | 0.556 | 0.556 | 0.556 | 0.556 | 0.556 | 0.556 | 0.556 | 0.556 | 0.556 | 0.556 | 0.556 | 0.556 | 0.556 | 0.556 | 0.556 | 0.556 | 0.556 | 0.556 | 0.556 | 0.556 | 0.556 | 0.556 | 0.556 | 0.556 | 0.556 | 0.556
Southern_PGAE_Solar_163 | caiso-deliverability | Gates_TB_12_SSN | Reliability_Capacity_In_Model_Year | System RA | Southern_PGAE_Solar_163 | 0.556 | 0.556 | 0.556 | 0.556 | 0.556 | 0.556 | 0.556 | 0.556 | 0.556 | 0.556 | 0.556 | 0.556 | 0.556 | 0.556 | 0.556 | 0.556 | 0.556 | 0.556 | 0.556 | 0.556 | 0.556 | 0.556 | 0.556 | 0.556 | 0.556 | 0.556 | 0.556 | 0.556 | 0.556 | 0.556 | 0.556
Southern_PGAE_Solar_164 | caiso-deliverability | Gates_TB_12_SSN | Reliability_Capacity_In_Model_Year | System RA | Southern_PGAE_Solar_164 | 0.556 | 0.556 | 0.556 | 0.556 | 0.556 | 0.556 | 0.556 | 0.556 | 0.556 | 0.556 | 0.556 | 0.556 | 0.556 | 0.556 | 0.556 | 0.556 | 0.556 | 0.556 | 0.556 | 0.556 | 0.556 | 0.556 | 0.556 | 0.556 | 0.556 | 0.556 | 0.556 | 0.556 | 0.556 | 0.556 | 0.556
Southern_PGAE_Solar_165 | caiso-deliverability | Gates_TB_12_SSN | Reliability_Capacity_In_Model_Year | System RA | Southern_PGAE_Solar_165 | 0.556 | 0.556 | 0.556 | 0.556 | 0.556 | 0.556 | 0.556 | 0.556 | 0.556 | 0.556 | 0.556 | 0.556 | 0.556 | 0.556 | 0.556 | 0.556 | 0.556 | 0.556 | 0.556 | 0.556 | 0.556 | 0.556 | 0.556 | 0.556 | 0.556 | 0.556 | 0.556 | 0.556 | 0.556 | 0.556 | 0.556
Southern_PGAE_Solar_168 | caiso-deliverability | Gates_TB_12_SSN | Reliability_Capacity_In_Model_Year | System RA | Southern_PGAE_Solar_168 | 0.556 | 0.556 | 0.556 | 0.556 | 0.556 | 0.556 | 0.556 | 0.556 | 0.556 | 0.556 | 0.556 | 0.556 | 0.556 | 0.556 | 0.556 | 0.556 | 0.556 | 0.556 | 0.556 | 0.556 | 0.556 | 0.556 | 0.556 | 0.556 | 0.556 | 0.556 | 0.556 | 0.556 | 0.556 | 0.556 | 0.556
Southern_PGAE_Solar_169 | caiso-deliverability | Gates_TB_12_SSN | Reliability_Capacity_In_Model_Year | System RA | Southern_PGAE_Solar_169 | 0.556 | 0.556 | 0.556 | 0.556 | 0.556 | 0.556 | 0.556 | 0.556 | 0.556 | 0.556 | 0.556 | 0.556 | 0.556 | 0.556 | 0.556 | 0.556 | 0.556 | 0.556 | 0.556 | 0.556 | 0.556 | 0.556 | 0.556 | 0.556 | 0.556 | 0.556 | 0.556 | 0.556 | 0.556 | 0.556 | 0.556
Southern_PGAE_Solar_170 | caiso-deliverability | Gates_TB_12_SSN | Reliability_Capacity_In_Model_Year | System RA | Southern_PGAE_Solar_170 | 0.556 | 0.556 | 0.556 | 0.556 | 0.556 | 0.556 | 0.556 | 0.556 | 0.556 | 0.556 | 0.556 | 0.556 | 0.556 | 0.556 | 0.556 | 0.556 | 0.556 | 0.556 | 0.556 | 0.556 | 0.556 | 0.556 | 0.556 | 0.556 | 0.556 | 0.556 | 0.556 | 0.556 | 0.556 | 0.556 | 0.556
Southern_PGAE_Solar_174 | caiso-deliverability | Gates_TB_12_SSN | Reliability_Capacity_In_Model_Year | System RA | Southern_PGAE_Solar_174 | 0.556 | 0.556 | 0.556 | 0.556 | 0.556 | 0.556 | 0.556 | 0.556 | 0.556 | 0.556 | 0.556 | 0.556 | 0.556 | 0.556 | 0.556 | 0.556 | 0.556 | 0.556 | 0.556 | 0.556 | 0.556 | 0.556 | 0.556 | 0.556 | 0.556 | 0.556 | 0.556 | 0.556 | 0.556 | 0.556 | 0.556
Southern_PGAE_Solar_176 | caiso-deliverability | Gates_TB_12_SSN | Reliability_Capacity_In_Model_Year | System RA | Southern_PGAE_Solar_176 | 0.556 | 0.556 | 0.556 | 0.556 | 0.556 | 0.556 | 0.556 | 0.556 | 0.556 | 0.556 | 0.556 | 0.556 | 0.556 | 0.556 | 0.556 | 0.556 | 0.556 | 0.556 | 0.556 | 0.556 | 0.556 | 0.556 | 0.556 | 0.556 | 0.556 | 0.556 | 0.556 | 0.556 | 0.556 | 0.556 | 0.556
Gates_TB_13_group | caiso-deliverability | Gates_TB_12_SSN | Operational_New_Capacity_MW | Gates_TB_13_group |  | -1.4769 | -1.4769 | -1.4769 | -1.4769 | -1.4769 | -1.4769 | -1.4769 | -1.4769 | -1.4769 | -1.4769 | -1.4769 | -1.4769 | -1.4769 | -1.4769 | -1.4769 | -1.4769 | -1.4769 | -1.4769 | -1.4769 | -1.4769 | -1.4769 | -1.4769 | -1.4769 | -1.4769 | -1.4769 | -1.4769 | -1.4769 | -1.4769 | -1.4769 | -1.4769 | -1.4769
Southern_PGAE_Flow_Battery_109 | caiso-deliverability | Gates_TB_5_HSN | Reliability_Capacity_In_Model_Year | System RA | Southern_PGAE_Flow_Battery_109 | 1 | 1 | 1 | 1 | 1 | 1 | 1 | 1 | 1 | 1 | 1 | 1 | 1 | 1 | 1 | 1 | 1 | 1 | 1 | 1 | 1 | 1 | 1 | 1 | 1 | 1 | 1 | 1 | 1 | 1 | 1
Southern_PGAE_Flow_Battery_117 | caiso-deliverability | Gates_TB_5_HSN | Reliability_Capacity_In_Model_Year | System RA | Southern_PGAE_Flow_Battery_117 | 1 | 1 | 1 | 1 | 1 | 1 | 1 | 1 | 1 | 1 | 1 | 1 | 1 | 1 | 1 | 1 | 1 | 1 | 1 | 1 | 1 | 1 | 1 | 1 | 1 | 1 | 1 | 1 | 1 | 1 | 1
Southern_PGAE_Flow_Battery_169 | caiso-deliverability | Gates_TB_5_HSN | Reliability_Capacity_In_Model_Year | System RA | Southern_PGAE_Flow_Battery_169 | 1 | 1 | 1 | 1 | 1 | 1 | 1 | 1 | 1 | 1 | 1 | 1 | 1 | 1 | 1 | 1 | 1 | 1 | 1 | 1 | 1 | 1 | 1 | 1 | 1 | 1 | 1 | 1 | 1 | 1 | 1
Southern_PGAE_Flow_Battery_174 | caiso-deliverability | Gates_TB_5_HSN | Reliability_Capacity_In_Model_Year | System RA | Southern_PGAE_Flow_Battery_174 | 1 | 1 | 1 | 1 | 1 | 1 | 1 | 1 | 1 | 1 | 1 | 1 | 1 | 1 | 1 | 1 | 1 | 1 | 1 | 1 | 1 | 1 | 1 | 1 | 1 | 1 | 1 | 1 | 1 | 1 | 1
Southern_PGAE_Flow_Battery_176 | caiso-deliverability | Gates_TB_5_HSN | Reliability_Capacity_In_Model_Year | System RA | Southern_PGAE_Flow_Battery_176 | 1 | 1 | 1 | 1 | 1 | 1 | 1 | 1 | 1 | 1 | 1 | 1 | 1 | 1 | 1 | 1 | 1 | 1 | 1 | 1 | 1 | 1 | 1 | 1 | 1 | 1 | 1 | 1 | 1 | 1 | 1
Southern_PGAE_Li_Battery_4hr_109 | caiso-deliverability | Gates_TB_5_HSN | Reliability_Capacity_In_Model_Year | System RA | Southern_PGAE_Li_Battery_4hr_109 | 1 | 1 | 1 | 1 | 1 | 1 | 1 | 1 | 1 | 1 | 1 | 1 | 1 | 1 | 1 | 1 | 1 | 1 | 1 | 1 | 1 | 1 | 1 | 1 | 1 | 1 | 1 | 1 | 1 | 1 | 1
Southern_PGAE_Li_Battery_4hr_117 | caiso-deliverability | Gates_TB_5_HSN | Reliability_Capacity_In_Model_Year | System RA | Southern_PGAE_Li_Battery_4hr_117 | 1 | 1 | 1 | 1 | 1 | 1 | 1 | 1 | 1 | 1 | 1 | 1 | 1 | 1 | 1 | 1 | 1 | 1 | 1 | 1 | 1 | 1 | 1 | 1 | 1 | 1 | 1 | 1 | 1 | 1 | 1
Southern_PGAE_Li_Battery_4hr_169 | caiso-deliverability | Gates_TB_5_HSN | Reliability_Capacity_In_Model_Year | System RA | Southern_PGAE_Li_Battery_4hr_169 | 1 | 1 | 1 | 1 | 1 | 1 | 1 | 1 | 1 | 1 | 1 | 1 | 1 | 1 | 1 | 1 | 1 | 1 | 1 | 1 | 1 | 1 | 1 | 1 | 1 | 1 | 1 | 1 | 1 | 1 | 1
Southern_PGAE_Li_Battery_4hr_174 | caiso-deliverability | Gates_TB_5_HSN | Reliability_Capacity_In_Model_Year | System RA | Southern_PGAE_Li_Battery_4hr_174 | 1 | 1 | 1 | 1 | 1 | 1 | 1 | 1 | 1 | 1 | 1 | 1 | 1 | 1 | 1 | 1 | 1 | 1 | 1 | 1 | 1 | 1 | 1 | 1 | 1 | 1 | 1 | 1 | 1 | 1 | 1
Southern_PGAE_Li_Battery_4hr_176 | caiso-deliverability | Gates_TB_5_HSN | Reliability_Capacity_In_Model_Year | System RA | Southern_PGAE_Li_Battery_4hr_176 | 1 | 1 | 1 | 1 | 1 | 1 | 1 | 1 | 1 | 1 | 1 | 1 | 1 | 1 | 1 | 1 | 1 | 1 | 1 | 1 | 1 | 1 | 1 | 1 | 1 | 1 | 1 | 1 | 1 | 1 | 1
Southern_PGAE_Li_Battery_8hr_109 | caiso-deliverability | Gates_TB_5_HSN | Reliability_Capacity_In_Model_Year | System RA | Southern_PGAE_Li_Battery_8hr_109 | 1 | 1 | 1 | 1 | 1 | 1 | 1 | 1 | 1 | 1 | 1 | 1 | 1 | 1 | 1 | 1 | 1 | 1 | 1 | 1 | 1 | 1 | 1 | 1 | 1 | 1 | 1 | 1 | 1 | 1 | 1
Southern_PGAE_Li_Battery_8hr_117 | caiso-deliverability | Gates_TB_5_HSN | Reliability_Capacity_In_Model_Year | System RA | Southern_PGAE_Li_Battery_8hr_117 | 1 | 1 | 1 | 1 | 1 | 1 | 1 | 1 | 1 | 1 | 1 | 1 | 1 | 1 | 1 | 1 | 1 | 1 | 1 | 1 | 1 | 1 | 1 | 1 | 1 | 1 | 1 | 1 | 1 | 1 | 1
Southern_PGAE_Li_Battery_8hr_169 | caiso-deliverability | Gates_TB_5_HSN | Reliability_Capacity_In_Model_Year | System RA | Southern_PGAE_Li_Battery_8hr_169 | 1 | 1 | 1 | 1 | 1 | 1 | 1 | 1 | 1 | 1 | 1 | 1 | 1 | 1 | 1 | 1 | 1 | 1 | 1 | 1 | 1 | 1 | 1 | 1 | 1 | 1 | 1 | 1 | 1 | 1 | 1
Southern_PGAE_Li_Battery_8hr_174 | caiso-deliverability | Gates_TB_5_HSN | Reliability_Capacity_In_Model_Year | System RA | Southern_PGAE_Li_Battery_8hr_174 | 1 | 1 | 1 | 1 | 1 | 1 | 1 | 1 | 1 | 1 | 1 | 1 | 1 | 1 | 1 | 1 | 1 | 1 | 1 | 1 | 1 | 1 | 1 | 1 | 1 | 1 | 1 | 1 | 1 | 1 | 1
Southern_PGAE_Li_Battery_8hr_176 | caiso-deliverability | Gates_TB_5_HSN | Reliability_Capacity_In_Model_Year | System RA | Southern_PGAE_Li_Battery_8hr_176 | 1 | 1 | 1 | 1 | 1 | 1 | 1 | 1 | 1 | 1 | 1 | 1 | 1 | 1 | 1 | 1 | 1 | 1 | 1 | 1 | 1 | 1 | 1 | 1 | 1 | 1 | 1 | 1 | 1 | 1 | 1
Southern_PGAE_Solar_109 | caiso-deliverability | Gates_TB_5_HSN | Reliability_Capacity_In_Model_Year | System RA | Southern_PGAE_Solar_109 | 0.1 | 0.1 | 0.1 | 0.1 | 0.1 | 0.1 | 0.1 | 0.1 | 0.1 | 0.1 | 0.1 | 0.1 | 0.1 | 0.1 | 0.1 | 0.1 | 0.1 | 0.1 | 0.1 | 0.1 | 0.1 | 0.1 | 0.1 | 0.1 | 0.1 | 0.1 | 0.1 | 0.1 | 0.1 | 0.1 | 0.1
Southern_PGAE_Solar_117 | caiso-deliverability | Gates_TB_5_HSN | Reliability_Capacity_In_Model_Year | System RA | Southern_PGAE_Solar_117 | 0.1 | 0.1 | 0.1 | 0.1 | 0.1 | 0.1 | 0.1 | 0.1 | 0.1 | 0.1 | 0.1 | 0.1 | 0.1 | 0.1 | 0.1 | 0.1 | 0.1 | 0.1 | 0.1 | 0.1 | 0.1 | 0.1 | 0.1 | 0.1 | 0.1 | 0.1 | 0.1 | 0.1 | 0.1 | 0.1 | 0.1
Southern_PGAE_Solar_169 | caiso-deliverability | Gates_TB_5_HSN | Reliability_Capacity_In_Model_Year | System RA | Southern_PGAE_Solar_169 | 0.1 | 0.1 | 0.1 | 0.1 | 0.1 | 0.1 | 0.1 | 0.1 | 0.1 | 0.1 | 0.1 | 0.1 | 0.1 | 0.1 | 0.1 | 0.1 | 0.1 | 0.1 | 0.1 | 0.1 | 0.1 | 0.1 | 0.1 | 0.1 | 0.1 | 0.1 | 0.1 | 0.1 | 0.1 | 0.1 | 0.1
Southern_PGAE_Solar_174 | caiso-deliverability | Gates_TB_5_HSN | Reliability_Capacity_In_Model_Year | System RA | Southern_PGAE_Solar_174 | 0.1 | 0.1 | 0.1 | 0.1 | 0.1 | 0.1 | 0.1 | 0.1 | 0.1 | 0.1 | 0.1 | 0.1 | 0.1 | 0.1 | 0.1 | 0.1 | 0.1 | 0.1 | 0.1 | 0.1 | 0.1 | 0.1 | 0.1 | 0.1 | 0.1 | 0.1 | 0.1 | 0.1 | 0.1 | 0.1 | 0.1
Southern_PGAE_Solar_176 | caiso-deliverability | Gates_TB_5_HSN | Reliability_Capacity_In_Model_Year | System RA | Southern_PGAE_Solar_176 | 0.1 | 0.1 | 0.1 | 0.1 | 0.1 | 0.1 | 0.1 | 0.1 | 0.1 | 0.1 | 0.1 | 0.1 | 0.1 | 0.1 | 0.1 | 0.1 | 0.1 | 0.1 | 0.1 | 0.1 | 0.1 | 0.1 | 0.1 | 0.1 | 0.1 | 0.1 | 0.1 | 0.1 | 0.1 | 0.1 | 0.1
Gates_TB_5_group | caiso-deliverability | Gates_TB_5_HSN | Operational_New_Capacity_MW | Gates_TB_5_group |  | -1 | -1 | -1 | -1 | -1 | -1 | -1 | -1 | -1 | -1 | -1 | -1 | -1 | -1 | -1 | -1 | -1 | -1 | -1 | -1 | -1 | -1 | -1 | -1 | -1 | -1 | -1 | -1 | -1 | -1 | -1
Southern_PGAE_Flow_Battery_109 | caiso-deliverability | Gates_TB_5_offpeak | Operational_New_Capacity_MW | Southern_PGAE_Flow_Battery_109 |  | -1 | -1 | -1 | -1 | -1 | -1 | -1 | -1 | -1 | -1 | -1 | -1 | -1 | -1 | -1 | -1 | -1 | -1 | -1 | -1 | -1 | -1 | -1 | -1 | -1 | -1 | -1 | -1 | -1 | -1 | -1
Southern_PGAE_Flow_Battery_117 | caiso-deliverability | Gates_TB_5_offpeak | Operational_New_Capacity_MW | Southern_PGAE_Flow_Battery_117 |  | -1 | -1 | -1 | -1 | -1 | -1 | -1 | -1 | -1 | -1 | -1 | -1 | -1 | -1 | -1 | -1 | -1 | -1 | -1 | -1 | -1 | -1 | -1 | -1 | -1 | -1 | -1 | -1 | -1 | -1 | -1
Southern_PGAE_Flow_Battery_169 | caiso-deliverability | Gates_TB_5_offpeak | Operational_New_Capacity_MW | Southern_PGAE_Flow_Battery_169 |  | -1 | -1 | -1 | -1 | -1 | -1 | -1 | -1 | -1 | -1 | -1 | -1 | -1 | -1 | -1 | -1 | -1 | -1 | -1 | -1 | -1 | -1 | -1 | -1 | -1 | -1 | -1 | -1 | -1 | -1 | -1
Southern_PGAE_Flow_Battery_174 | caiso-deliverability | Gates_TB_5_offpeak | Operational_New_Capacity_MW | Southern_PGAE_Flow_Battery_174 |  | -1 | -1 | -1 | -1 | -1 | -1 | -1 | -1 | -1 | -1 | -1 | -1 | -1 | -1 | -1 | -1 | -1 | -1 | -1 | -1 | -1 | -1 | -1 | -1 | -1 | -1 | -1 | -1 | -1 | -1 | -1
Southern_PGAE_Flow_Battery_176 | caiso-deliverability | Gates_TB_5_offpeak | Operational_New_Capacity_MW | Southern_PGAE_Flow_Battery_176 |  | -1 | -1 | -1 | -1 | -1 | -1 | -1 | -1 | -1 | -1 | -1 | -1 | -1 | -1 | -1 | -1 | -1 | -1 | -1 | -1 | -1 | -1 | -1 | -1 | -1 | -1 | -1 | -1 | -1 | -1 | -1
Southern_PGAE_Li_Battery_4hr_109 | caiso-deliverability | Gates_TB_5_offpeak | Operational_New_Capacity_MW | Southern_PGAE_Li_Battery_4hr_109 |  | -1 | -1 | -1 | -1 | -1 | -1 | -1 | -1 | -1 | -1 | -1 | -1 | -1 | -1 | -1 | -1 | -1 | -1 | -1 | -1 | -1 | -1 | -1 | -1 | -1 | -1 | -1 | -1 | -1 | -1 | -1
Southern_PGAE_Li_Battery_4hr_117 | caiso-deliverability | Gates_TB_5_offpeak | Operational_New_Capacity_MW | Southern_PGAE_Li_Battery_4hr_117 |  | -1 | -1 | -1 | -1 | -1 | -1 | -1 | -1 | -1 | -1 | -1 | -1 | -1 | -1 | -1 | -1 | -1 | -1 | -1 | -1 | -1 | -1 | -1 | -1 | -1 | -1 | -1 | -1 | -1 | -1 | -1
Southern_PGAE_Li_Battery_4hr_169 | caiso-deliverability | Gates_TB_5_offpeak | Operational_New_Capacity_MW | Southern_PGAE_Li_Battery_4hr_169 |  | -1 | -1 | -1 | -1 | -1 | -1 | -1 | -1 | -1 | -1 | -1 | -1 | -1 | -1 | -1 | -1 | -1 | -1 | -1 | -1 | -1 | -1 | -1 | -1 | -1 | -1 | -1 | -1 | -1 | -1 | -1
Southern_PGAE_Li_Battery_4hr_174 | caiso-deliverability | Gates_TB_5_offpeak | Operational_New_Capacity_MW | Southern_PGAE_Li_Battery_4hr_174 |  | -1 | -1 | -1 | -1 | -1 | -1 | -1 | -1 | -1 | -1 | -1 | -1 | -1 | -1 | -1 | -1 | -1 | -1 | -1 | -1 | -1 | -1 | -1 | -1 | -1 | -1 | -1 | -1 | -1 | -1 | -1
Southern_PGAE_Li_Battery_4hr_176 | caiso-deliverability | Gates_TB_5_offpeak | Operational_New_Capacity_MW | Southern_PGAE_Li_Battery_4hr_176 |  | -1 | -1 | -1 | -1 | -1 | -1 | -1 | -1 | -1 | -1 | -1 | -1 | -1 | -1 | -1 | -1 | -1 | -1 | -1 | -1 | -1 | -1 | -1 | -1 | -1 | -1 | -1 | -1 | -1 | -1 | -1
Southern_PGAE_Li_Battery_8hr_109 | caiso-deliverability | Gates_TB_5_offpeak | Operational_New_Capacity_MW | Southern_PGAE_Li_Battery_8hr_109 |  | -1 | -1 | -1 | -1 | -1 | -1 | -1 | -1 | -1 | -1 | -1 | -1 | -1 | -1 | -1 | -1 | -1 | -1 | -1 | -1 | -1 | -1 | -1 | -1 | -1 | -1 | -1 | -1 | -1 | -1 | -1
Southern_PGAE_Li_Battery_8hr_117 | caiso-deliverability | Gates_TB_5_offpeak | Operational_New_Capacity_MW | Southern_PGAE_Li_Battery_8hr_117 |  | -1 | -1 | -1 | -1 | -1 | -1 | -1 | -1 | -1 | -1 | -1 | -1 | -1 | -1 | -1 | -1 | -1 | -1 | -1 | -1 | -1 | -1 | -1 | -1 | -1 | -1 | -1 | -1 | -1 | -1 | -1
Southern_PGAE_Li_Battery_8hr_169 | caiso-deliverability | Gates_TB_5_offpeak | Operational_New_Capacity_MW | Southern_PGAE_Li_Battery_8hr_169 |  | -1 | -1 | -1 | -1 | -1 | -1 | -1 | -1 | -1 | -1 | -1 | -1 | -1 | -1 | -1 | -1 | -1 | -1 | -1 | -1 | -1 | -1 | -1 | -1 | -1 | -1 | -1 | -1 | -1 | -1 | -1
Southern_PGAE_Li_Battery_8hr_174 | caiso-deliverability | Gates_TB_5_offpeak | Operational_New_Capacity_MW | Southern_PGAE_Li_Battery_8hr_174 |  | -1 | -1 | -1 | -1 | -1 | -1 | -1 | -1 | -1 | -1 | -1 | -1 | -1 | -1 | -1 | -1 | -1 | -1 | -1 | -1 | -1 | -1 | -1 | -1 | -1 | -1 | -1 | -1 | -1 | -1 | -1
Southern_PGAE_Li_Battery_8hr_176 | caiso-deliverability | Gates_TB_5_offpeak | Operational_New_Capacity_MW | Southern_PGAE_Li_Battery_8hr_176 |  | -1 | -1 | -1 | -1 | -1 | -1 | -1 | -1 | -1 | -1 | -1 | -1 | -1 | -1 | -1 | -1 | -1 | -1 | -1 | -1 | -1 | -1 | -1 | -1 | -1 | -1 | -1 | -1 | -1 | -1 | -1
Southern_PGAE_Solar_109 | caiso-deliverability | Gates_TB_5_offpeak | Operational_New_Capacity_MW | Southern_PGAE_Solar_109 |  | 0.79 | 0.79 | 0.79 | 0.79 | 0.79 | 0.79 | 0.79 | 0.79 | 0.79 | 0.79 | 0.79 | 0.79 | 0.79 | 0.79 | 0.79 | 0.79 | 0.79 | 0.79 | 0.79 | 0.79 | 0.79 | 0.79 | 0.79 | 0.79 | 0.79 | 0.79 | 0.79 | 0.79 | 0.79 | 0.79 | 0.79
Southern_PGAE_Solar_117 | caiso-deliverability | Gates_TB_5_offpeak | Operational_New_Capacity_MW | Southern_PGAE_Solar_117 |  | 0.79 | 0.79 | 0.79 | 0.79 | 0.79 | 0.79 | 0.79 | 0.79 | 0.79 | 0.79 | 0.79 | 0.79 | 0.79 | 0.79 | 0.79 | 0.79 | 0.79 | 0.79 | 0.79 | 0.79 | 0.79 | 0.79 | 0.79 | 0.79 | 0.79 | 0.79 | 0.79 | 0.79 | 0.79 | 0.79 | 0.79
Southern_PGAE_Solar_169 | caiso-deliverability | Gates_TB_5_offpeak | Operational_New_Capacity_MW | Southern_PGAE_Solar_169 |  | 0.79 | 0.79 | 0.79 | 0.79 | 0.79 | 0.79 | 0.79 | 0.79 | 0.79 | 0.79 | 0.79 | 0.79 | 0.79 | 0.79 | 0.79 | 0.79 | 0.79 | 0.79 | 0.79 | 0.79 | 0.79 | 0.79 | 0.79 | 0.79 | 0.79 | 0.79 | 0.79 | 0.79 | 0.79 | 0.79 | 0.79
Southern_PGAE_Solar_174 | caiso-deliverability | Gates_TB_5_offpeak | Operational_New_Capacity_MW | Southern_PGAE_Solar_174 |  | 0.79 | 0.79 | 0.79 | 0.79 | 0.79 | 0.79 | 0.79 | 0.79 | 0.79 | 0.79 | 0.79 | 0.79 | 0.79 | 0.79 | 0.79 | 0.79 | 0.79 | 0.79 | 0.79 | 0.79 | 0.79 | 0.79 | 0.79 | 0.79 | 0.79 | 0.79 | 0.79 | 0.79 | 0.79 | 0.79 | 0.79
Southern_PGAE_Solar_176 | caiso-deliverability | Gates_TB_5_offpeak | Operational_New_Capacity_MW | Southern_PGAE_Solar_176 |  | 0.79 | 0.79 | 0.79 | 0.79 | 0.79 | 0.79 | 0.79 | 0.79 | 0.79 | 0.79 | 0.79 | 0.79 | 0.79 | 0.79 | 0.79 | 0.79 | 0.79 | 0.79 | 0.79 | 0.79 | 0.79 | 0.79 | 0.79 | 0.79 | 0.79 | 0.79 | 0.79 | 0.79 | 0.79 | 0.79 | 0.79
Gates_TB_5_group | caiso-deliverability | Gates_TB_5_offpeak | Operational_New_Capacity_MW | Gates_TB_5_group |  | -8.2979 | -8.2979 | -8.2979 | -8.2979 | -8.2979 | -8.2979 | -8.2979 | -8.2979 | -8.2979 | -8.2979 | -8.2979 | -8.2979 | -8.2979 | -8.2979 | -8.2979 | -8.2979 | -8.2979 | -8.2979 | -8.2979 | -8.2979 | -8.2979 | -8.2979 | -8.2979 | -8.2979 | -8.2979 | -8.2979 | -8.2979 | -8.2979 | -8.2979 | -8.2979 | -8.2979
Southern_PGAE_Flow_Battery_109 | caiso-deliverability | Gates_TB_5_SSN | Reliability_Capacity_In_Model_Year | System RA | Southern_PGAE_Flow_Battery_109 | 0.5 | 0.5 | 0.5 | 0.5 | 0.5 | 0.5 | 0.5 | 0.5 | 0.5 | 0.5 | 0.5 | 0.5 | 0.5 | 0.5 | 0.5 | 0.5 | 0.5 | 0.5 | 0.5 | 0.5 | 0.5 | 0.5 | 0.5 | 0.5 | 0.5 | 0.5 | 0.5 | 0.5 | 0.5 | 0.5 | 0.5
Southern_PGAE_Flow_Battery_117 | caiso-deliverability | Gates_TB_5_SSN | Reliability_Capacity_In_Model_Year | System RA | Southern_PGAE_Flow_Battery_117 | 0.5 | 0.5 | 0.5 | 0.5 | 0.5 | 0.5 | 0.5 | 0.5 | 0.5 | 0.5 | 0.5 | 0.5 | 0.5 | 0.5 | 0.5 | 0.5 | 0.5 | 0.5 | 0.5 | 0.5 | 0.5 | 0.5 | 0.5 | 0.5 | 0.5 | 0.5 | 0.5 | 0.5 | 0.5 | 0.5 | 0.5
Southern_PGAE_Flow_Battery_169 | caiso-deliverability | Gates_TB_5_SSN | Reliability_Capacity_In_Model_Year | System RA | Southern_PGAE_Flow_Battery_169 | 0.5 | 0.5 | 0.5 | 0.5 | 0.5 | 0.5 | 0.5 | 0.5 | 0.5 | 0.5 | 0.5 | 0.5 | 0.5 | 0.5 | 0.5 | 0.5 | 0.5 | 0.5 | 0.5 | 0.5 | 0.5 | 0.5 | 0.5 | 0.5 | 0.5 | 0.5 | 0.5 | 0.5 | 0.5 | 0.5 | 0.5
Southern_PGAE_Flow_Battery_174 | caiso-deliverability | Gates_TB_5_SSN | Reliability_Capacity_In_Model_Year | System RA | Southern_PGAE_Flow_Battery_174 | 0.5 | 0.5 | 0.5 | 0.5 | 0.5 | 0.5 | 0.5 | 0.5 | 0.5 | 0.5 | 0.5 | 0.5 | 0.5 | 0.5 | 0.5 | 0.5 | 0.5 | 0.5 | 0.5 | 0.5 | 0.5 | 0.5 | 0.5 | 0.5 | 0.5 | 0.5 | 0.5 | 0.5 | 0.5 | 0.5 | 0.5
Southern_PGAE_Flow_Battery_176 | caiso-deliverability | Gates_TB_5_SSN | Reliability_Capacity_In_Model_Year | System RA | Southern_PGAE_Flow_Battery_176 | 0.5 | 0.5 | 0.5 | 0.5 | 0.5 | 0.5 | 0.5 | 0.5 | 0.5 | 0.5 | 0.5 | 0.5 | 0.5 | 0.5 | 0.5 | 0.5 | 0.5 | 0.5 | 0.5 | 0.5 | 0.5 | 0.5 | 0.5 | 0.5 | 0.5 | 0.5 | 0.5 | 0.5 | 0.5 | 0.5 | 0.5
Southern_PGAE_Li_Battery_4hr_109 | caiso-deliverability | Gates_TB_5_SSN | Reliability_Capacity_In_Model_Year | System RA | Southern_PGAE_Li_Battery_4hr_109 | 0.5 | 0.5 | 0.5 | 0.5 | 0.5 | 0.5 | 0.5 | 0.5 | 0.5 | 0.5 | 0.5 | 0.5 | 0.5 | 0.5 | 0.5 | 0.5 | 0.5 | 0.5 | 0.5 | 0.5 | 0.5 | 0.5 | 0.5 | 0.5 | 0.5 | 0.5 | 0.5 | 0.5 | 0.5 | 0.5 | 0.5
Southern_PGAE_Li_Battery_4hr_117 | caiso-deliverability | Gates_TB_5_SSN | Reliability_Capacity_In_Model_Year | System RA | Southern_PGAE_Li_Battery_4hr_117 | 0.5 | 0.5 | 0.5 | 0.5 | 0.5 | 0.5 | 0.5 | 0.5 | 0.5 | 0.5 | 0.5 | 0.5 | 0.5 | 0.5 | 0.5 | 0.5 | 0.5 | 0.5 | 0.5 | 0.5 | 0.5 | 0.5 | 0.5 | 0.5 | 0.5 | 0.5 | 0.5 | 0.5 | 0.5 | 0.5 | 0.5
Southern_PGAE_Li_Battery_4hr_169 | caiso-deliverability | Gates_TB_5_SSN | Reliability_Capacity_In_Model_Year | System RA | Southern_PGAE_Li_Battery_4hr_169 | 0.5 | 0.5 | 0.5 | 0.5 | 0.5 | 0.5 | 0.5 | 0.5 | 0.5 | 0.5 | 0.5 | 0.5 | 0.5 | 0.5 | 0.5 | 0.5 | 0.5 | 0.5 | 0.5 | 0.5 | 0.5 | 0.5 | 0.5 | 0.5 | 0.5 | 0.5 | 0.5 | 0.5 | 0.5 | 0.5 | 0.5
Southern_PGAE_Li_Battery_4hr_174 | caiso-deliverability | Gates_TB_5_SSN | Reliability_Capacity_In_Model_Year | System RA | Southern_PGAE_Li_Battery_4hr_174 | 0.5 | 0.5 | 0.5 | 0.5 | 0.5 | 0.5 | 0.5 | 0.5 | 0.5 | 0.5 | 0.5 | 0.5 | 0.5 | 0.5 | 0.5 | 0.5 | 0.5 | 0.5 | 0.5 | 0.5 | 0.5 | 0.5 | 0.5 | 0.5 | 0.5 | 0.5 | 0.5 | 0.5 | 0.5 | 0.5 | 0.5
Southern_PGAE_Li_Battery_4hr_176 | caiso-deliverability | Gates_TB_5_SSN | Reliability_Capacity_In_Model_Year | System RA | Southern_PGAE_Li_Battery_4hr_176 | 0.5 | 0.5 | 0.5 | 0.5 | 0.5 | 0.5 | 0.5 | 0.5 | 0.5 | 0.5 | 0.5 | 0.5 | 0.5 | 0.5 | 0.5 | 0.5 | 0.5 | 0.5 | 0.5 | 0.5 | 0.5 | 0.5 | 0.5 | 0.5 | 0.5 | 0.5 | 0.5 | 0.5 | 0.5 | 0.5 | 0.5
Southern_PGAE_Li_Battery_8hr_109 | caiso-deliverability | Gates_TB_5_SSN | Reliability_Capacity_In_Model_Year | System RA | Southern_PGAE_Li_Battery_8hr_109 | 0.5 | 0.5 | 0.5 | 0.5 | 0.5 | 0.5 | 0.5 | 0.5 | 0.5 | 0.5 | 0.5 | 0.5 | 0.5 | 0.5 | 0.5 | 0.5 | 0.5 | 0.5 | 0.5 | 0.5 | 0.5 | 0.5 | 0.5 | 0.5 | 0.5 | 0.5 | 0.5 | 0.5 | 0.5 | 0.5 | 0.5
Southern_PGAE_Li_Battery_8hr_117 | caiso-deliverability | Gates_TB_5_SSN | Reliability_Capacity_In_Model_Year | System RA | Southern_PGAE_Li_Battery_8hr_117 | 0.5 | 0.5 | 0.5 | 0.5 | 0.5 | 0.5 | 0.5 | 0.5 | 0.5 | 0.5 | 0.5 | 0.5 | 0.5 | 0.5 | 0.5 | 0.5 | 0.5 | 0.5 | 0.5 | 0.5 | 0.5 | 0.5 | 0.5 | 0.5 | 0.5 | 0.5 | 0.5 | 0.5 | 0.5 | 0.5 | 0.5
Southern_PGAE_Li_Battery_8hr_169 | caiso-deliverability | Gates_TB_5_SSN | Reliability_Capacity_In_Model_Year | System RA | Southern_PGAE_Li_Battery_8hr_169 | 0.5 | 0.5 | 0.5 | 0.5 | 0.5 | 0.5 | 0.5 | 0.5 | 0.5 | 0.5 | 0.5 | 0.5 | 0.5 | 0.5 | 0.5 | 0.5 | 0.5 | 0.5 | 0.5 | 0.5 | 0.5 | 0.5 | 0.5 | 0.5 | 0.5 | 0.5 | 0.5 | 0.5 | 0.5 | 0.5 | 0.5
Southern_PGAE_Li_Battery_8hr_174 | caiso-deliverability | Gates_TB_5_SSN | Reliability_Capacity_In_Model_Year | System RA | Southern_PGAE_Li_Battery_8hr_174 | 0.5 | 0.5 | 0.5 | 0.5 | 0.5 | 0.5 | 0.5 | 0.5 | 0.5 | 0.5 | 0.5 | 0.5 | 0.5 | 0.5 | 0.5 | 0.5 | 0.5 | 0.5 | 0.5 | 0.5 | 0.5 | 0.5 | 0.5 | 0.5 | 0.5 | 0.5 | 0.5 | 0.5 | 0.5 | 0.5 | 0.5
Southern_PGAE_Li_Battery_8hr_176 | caiso-deliverability | Gates_TB_5_SSN | Reliability_Capacity_In_Model_Year | System RA | Southern_PGAE_Li_Battery_8hr_176 | 0.5 | 0.5 | 0.5 | 0.5 | 0.5 | 0.5 | 0.5 | 0.5 | 0.5 | 0.5 | 0.5 | 0.5 | 0.5 | 0.5 | 0.5 | 0.5 | 0.5 | 0.5 | 0.5 | 0.5 | 0.5 | 0.5 | 0.5 | 0.5 | 0.5 | 0.5 | 0.5 | 0.5 | 0.5 | 0.5 | 0.5
Southern_PGAE_Solar_109 | caiso-deliverability | Gates_TB_5_SSN | Reliability_Capacity_In_Model_Year | System RA | Southern_PGAE_Solar_109 | 0.556 | 0.556 | 0.556 | 0.556 | 0.556 | 0.556 | 0.556 | 0.556 | 0.556 | 0.556 | 0.556 | 0.556 | 0.556 | 0.556 | 0.556 | 0.556 | 0.556 | 0.556 | 0.556 | 0.556 | 0.556 | 0.556 | 0.556 | 0.556 | 0.556 | 0.556 | 0.556 | 0.556 | 0.556 | 0.556 | 0.556
Southern_PGAE_Solar_117 | caiso-deliverability | Gates_TB_5_SSN | Reliability_Capacity_In_Model_Year | System RA | Southern_PGAE_Solar_117 | 0.556 | 0.556 | 0.556 | 0.556 | 0.556 | 0.556 | 0.556 | 0.556 | 0.556 | 0.556 | 0.556 | 0.556 | 0.556 | 0.556 | 0.556 | 0.556 | 0.556 | 0.556 | 0.556 | 0.556 | 0.556 | 0.556 | 0.556 | 0.556 | 0.556 | 0.556 | 0.556 | 0.556 | 0.556 | 0.556 | 0.556
Southern_PGAE_Solar_169 | caiso-deliverability | Gates_TB_5_SSN | Reliability_Capacity_In_Model_Year | System RA | Southern_PGAE_Solar_169 | 0.556 | 0.556 | 0.556 | 0.556 | 0.556 | 0.556 | 0.556 | 0.556 | 0.556 | 0.556 | 0.556 | 0.556 | 0.556 | 0.556 | 0.556 | 0.556 | 0.556 | 0.556 | 0.556 | 0.556 | 0.556 | 0.556 | 0.556 | 0.556 | 0.556 | 0.556 | 0.556 | 0.556 | 0.556 | 0.556 | 0.556
Southern_PGAE_Solar_174 | caiso-deliverability | Gates_TB_5_SSN | Reliability_Capacity_In_Model_Year | System RA | Southern_PGAE_Solar_174 | 0.556 | 0.556 | 0.556 | 0.556 | 0.556 | 0.556 | 0.556 | 0.556 | 0.556 | 0.556 | 0.556 | 0.556 | 0.556 | 0.556 | 0.556 | 0.556 | 0.556 | 0.556 | 0.556 | 0.556 | 0.556 | 0.556 | 0.556 | 0.556 | 0.556 | 0.556 | 0.556 | 0.556 | 0.556 | 0.556 | 0.556
Southern_PGAE_Solar_176 | caiso-deliverability | Gates_TB_5_SSN | Reliability_Capacity_In_Model_Year | System RA | Southern_PGAE_Solar_176 | 0.556 | 0.556 | 0.556 | 0.556 | 0.556 | 0.556 | 0.556 | 0.556 | 0.556 | 0.556 | 0.556 | 0.556 | 0.556 | 0.556 | 0.556 | 0.556 | 0.556 | 0.556 | 0.556 | 0.556 | 0.556 | 0.556 | 0.556 | 0.556 | 0.556 | 0.556 | 0.556 | 0.556 | 0.556 | 0.556 | 0.556
Gates_TB_5_group | caiso-deliverability | Gates_TB_5_SSN | Operational_New_Capacity_MW | Gates_TB_5_group |  | -1 | -1 | -1 | -1 | -1 | -1 | -1 | -1 | -1 | -1 | -1 | -1 | -1 | -1 | -1 | -1 | -1 | -1 | -1 | -1 | -1 | -1 | -1 | -1 | -1 | -1 | -1 | -1 | -1 | -1 | -1
Southern_NV_Eldorado_Flow_Battery_15 | caiso-deliverability | GLW_230_HSN | Reliability_Capacity_In_Model_Year | System RA | Southern_NV_Eldorado_Flow_Battery_15 | 1 | 1 | 1 | 1 | 1 | 1 | 1 | 1 | 1 | 1 | 1 | 1 | 1 | 1 | 1 | 1 | 1 | 1 | 1 | 1 | 1 | 1 | 1 | 1 | 1 | 1 | 1 | 1 | 1 | 1 | 1
Southern_NV_Eldorado_Flow_Battery_40 | caiso-deliverability | GLW_230_HSN | Reliability_Capacity_In_Model_Year | System RA | Southern_NV_Eldorado_Flow_Battery_40 | 1 | 1 | 1 | 1 | 1 | 1 | 1 | 1 | 1 | 1 | 1 | 1 | 1 | 1 | 1 | 1 | 1 | 1 | 1 | 1 | 1 | 1 | 1 | 1 | 1 | 1 | 1 | 1 | 1 | 1 | 1
Southern_NV_Eldorado_Flow_Battery_42 | caiso-deliverability | GLW_230_HSN | Reliability_Capacity_In_Model_Year | System RA | Southern_NV_Eldorado_Flow_Battery_42 | 1 | 1 | 1 | 1 | 1 | 1 | 1 | 1 | 1 | 1 | 1 | 1 | 1 | 1 | 1 | 1 | 1 | 1 | 1 | 1 | 1 | 1 | 1 | 1 | 1 | 1 | 1 | 1 | 1 | 1 | 1
Southern_NV_Eldorado_Li_Battery_4hr_15 | caiso-deliverability | GLW_230_HSN | Reliability_Capacity_In_Model_Year | System RA | Southern_NV_Eldorado_Li_Battery_4hr_15 | 1 | 1 | 1 | 1 | 1 | 1 | 1 | 1 | 1 | 1 | 1 | 1 | 1 | 1 | 1 | 1 | 1 | 1 | 1 | 1 | 1 | 1 | 1 | 1 | 1 | 1 | 1 | 1 | 1 | 1 | 1
Southern_NV_Eldorado_Li_Battery_4hr_40 | caiso-deliverability | GLW_230_HSN | Reliability_Capacity_In_Model_Year | System RA | Southern_NV_Eldorado_Li_Battery_4hr_40 | 1 | 1 | 1 | 1 | 1 | 1 | 1 | 1 | 1 | 1 | 1 | 1 | 1 | 1 | 1 | 1 | 1 | 1 | 1 | 1 | 1 | 1 | 1 | 1 | 1 | 1 | 1 | 1 | 1 | 1 | 1
Southern_NV_Eldorado_Li_Battery_4hr_42 | caiso-deliverability | GLW_230_HSN | Reliability_Capacity_In_Model_Year | System RA | Southern_NV_Eldorado_Li_Battery_4hr_42 | 1 | 1 | 1 | 1 | 1 | 1 | 1 | 1 | 1 | 1 | 1 | 1 | 1 | 1 | 1 | 1 | 1 | 1 | 1 | 1 | 1 | 1 | 1 | 1 | 1 | 1 | 1 | 1 | 1 | 1 | 1
Southern_NV_Eldorado_Li_Battery_8hr_15 | caiso-deliverability | GLW_230_HSN | Reliability_Capacity_In_Model_Year | System RA | Southern_NV_Eldorado_Li_Battery_8hr_15 | 1 | 1 | 1 | 1 | 1 | 1 | 1 | 1 | 1 | 1 | 1 | 1 | 1 | 1 | 1 | 1 | 1 | 1 | 1 | 1 | 1 | 1 | 1 | 1 | 1 | 1 | 1 | 1 | 1 | 1 | 1
Southern_NV_Eldorado_Li_Battery_8hr_40 | caiso-deliverability | GLW_230_HSN | Reliability_Capacity_In_Model_Year | System RA | Southern_NV_Eldorado_Li_Battery_8hr_40 | 1 | 1 | 1 | 1 | 1 | 1 | 1 | 1 | 1 | 1 | 1 | 1 | 1 | 1 | 1 | 1 | 1 | 1 | 1 | 1 | 1 | 1 | 1 | 1 | 1 | 1 | 1 | 1 | 1 | 1 | 1
Southern_NV_Eldorado_Li_Battery_8hr_42 | caiso-deliverability | GLW_230_HSN | Reliability_Capacity_In_Model_Year | System RA | Southern_NV_Eldorado_Li_Battery_8hr_42 | 1 | 1 | 1 | 1 | 1 | 1 | 1 | 1 | 1 | 1 | 1 | 1 | 1 | 1 | 1 | 1 | 1 | 1 | 1 | 1 | 1 | 1 | 1 | 1 | 1 | 1 | 1 | 1 | 1 | 1 | 1
Central_Nevada_Geothermal_42 | caiso-deliverability | GLW_230_HSN | Reliability_Capacity_In_Model_Year | System RA | Central_Nevada_Geothermal_42 | 1 | 1 | 1 | 1 | 1 | 1 | 1 | 1 | 1 | 1 | 1 | 1 | 1 | 1 | 1 | 1 | 1 | 1 | 1 | 1 | 1 | 1 | 1 | 1 | 1 | 1 | 1 | 1 | 1 | 1 | 1
Southern_NV_Eldorado_Solar_15 | caiso-deliverability | GLW_230_HSN | Reliability_Capacity_In_Model_Year | System RA | Southern_NV_Eldorado_Solar_15 | 0.106 | 0.106 | 0.106 | 0.106 | 0.106 | 0.106 | 0.106 | 0.106 | 0.106 | 0.106 | 0.106 | 0.106 | 0.106 | 0.106 | 0.106 | 0.106 | 0.106 | 0.106 | 0.106 | 0.106 | 0.106 | 0.106 | 0.106 | 0.106 | 0.106 | 0.106 | 0.106 | 0.106 | 0.106 | 0.106 | 0.106
Southern_NV_Eldorado_Solar_40 | caiso-deliverability | GLW_230_HSN | Reliability_Capacity_In_Model_Year | System RA | Southern_NV_Eldorado_Solar_40 | 0.106 | 0.106 | 0.106 | 0.106 | 0.106 | 0.106 | 0.106 | 0.106 | 0.106 | 0.106 | 0.106 | 0.106 | 0.106 | 0.106 | 0.106 | 0.106 | 0.106 | 0.106 | 0.106 | 0.106 | 0.106 | 0.106 | 0.106 | 0.106 | 0.106 | 0.106 | 0.106 | 0.106 | 0.106 | 0.106 | 0.106
Southern_NV_Eldorado_Solar_42 | caiso-deliverability | GLW_230_HSN | Reliability_Capacity_In_Model_Year | System RA | Southern_NV_Eldorado_Solar_42 | 0.106 | 0.106 | 0.106 | 0.106 | 0.106 | 0.106 | 0.106 | 0.106 | 0.106 | 0.106 | 0.106 | 0.106 | 0.106 | 0.106 | 0.106 | 0.106 | 0.106 | 0.106 | 0.106 | 0.106 | 0.106 | 0.106 | 0.106 | 0.106 | 0.106 | 0.106 | 0.106 | 0.106 | 0.106 | 0.106 | 0.106
Southern_NV_Eldorado_Wind_15 | caiso-deliverability | GLW_230_HSN | Reliability_Capacity_In_Model_Year | System RA | Southern_NV_Eldorado_Wind_15 | 0.557 | 0.557 | 0.557 | 0.557 | 0.557 | 0.557 | 0.557 | 0.557 | 0.557 | 0.557 | 0.557 | 0.557 | 0.557 | 0.557 | 0.557 | 0.557 | 0.557 | 0.557 | 0.557 | 0.557 | 0.557 | 0.557 | 0.557 | 0.557 | 0.557 | 0.557 | 0.557 | 0.557 | 0.557 | 0.557 | 0.557
GLW_230_group | caiso-deliverability | GLW_230_HSN | Operational_New_Capacity_MW | GLW_230_group |  | -1 | -1 | -1 | -1 | -1 | -1 | -1 | -1 | -1 | -1 | -1 | -1 | -1 | -1 | -1 | -1 | -1 | -1 | -1 | -1 | -1 | -1 | -1 | -1 | -1 | -1 | -1 | -1 | -1 | -1 | -1
Southern_NV_Eldorado_Flow_Battery_15 | caiso-deliverability | GLW_230_offpeak | Operational_New_Capacity_MW | Southern_NV_Eldorado_Flow_Battery_15 |  | -1 | -1 | -1 | -1 | -1 | -1 | -1 | -1 | -1 | -1 | -1 | -1 | -1 | -1 | -1 | -1 | -1 | -1 | -1 | -1 | -1 | -1 | -1 | -1 | -1 | -1 | -1 | -1 | -1 | -1 | -1
Southern_NV_Eldorado_Flow_Battery_40 | caiso-deliverability | GLW_230_offpeak | Operational_New_Capacity_MW | Southern_NV_Eldorado_Flow_Battery_40 |  | -1 | -1 | -1 | -1 | -1 | -1 | -1 | -1 | -1 | -1 | -1 | -1 | -1 | -1 | -1 | -1 | -1 | -1 | -1 | -1 | -1 | -1 | -1 | -1 | -1 | -1 | -1 | -1 | -1 | -1 | -1
Southern_NV_Eldorado_Flow_Battery_42 | caiso-deliverability | GLW_230_offpeak | Operational_New_Capacity_MW | Southern_NV_Eldorado_Flow_Battery_42 |  | -1 | -1 | -1 | -1 | -1 | -1 | -1 | -1 | -1 | -1 | -1 | -1 | -1 | -1 | -1 | -1 | -1 | -1 | -1 | -1 | -1 | -1 | -1 | -1 | -1 | -1 | -1 | -1 | -1 | -1 | -1
Southern_NV_Eldorado_Li_Battery_4hr_15 | caiso-deliverability | GLW_230_offpeak | Operational_New_Capacity_MW | Southern_NV_Eldorado_Li_Battery_4hr_15 |  | -1 | -1 | -1 | -1 | -1 | -1 | -1 | -1 | -1 | -1 | -1 | -1 | -1 | -1 | -1 | -1 | -1 | -1 | -1 | -1 | -1 | -1 | -1 | -1 | -1 | -1 | -1 | -1 | -1 | -1 | -1
Southern_NV_Eldorado_Li_Battery_4hr_40 | caiso-deliverability | GLW_230_offpeak | Operational_New_Capacity_MW | Southern_NV_Eldorado_Li_Battery_4hr_40 |  | -1 | -1 | -1 | -1 | -1 | -1 | -1 | -1 | -1 | -1 | -1 | -1 | -1 | -1 | -1 | -1 | -1 | -1 | -1 | -1 | -1 | -1 | -1 | -1 | -1 | -1 | -1 | -1 | -1 | -1 | -1
Southern_NV_Eldorado_Li_Battery_4hr_42 | caiso-deliverability | GLW_230_offpeak | Operational_New_Capacity_MW | Southern_NV_Eldorado_Li_Battery_4hr_42 |  | -1 | -1 | -1 | -1 | -1 | -1 | -1 | -1 | -1 | -1 | -1 | -1 | -1 | -1 | -1 | -1 | -1 | -1 | -1 | -1 | -1 | -1 | -1 | -1 | -1 | -1 | -1 | -1 | -1 | -1 | -1
Southern_NV_Eldorado_Li_Battery_8hr_15 | caiso-deliverability | GLW_230_offpeak | Operational_New_Capacity_MW | Southern_NV_Eldorado_Li_Battery_8hr_15 |  | -1 | -1 | -1 | -1 | -1 | -1 | -1 | -1 | -1 | -1 | -1 | -1 | -1 | -1 | -1 | -1 | -1 | -1 | -1 | -1 | -1 | -1 | -1 | -1 | -1 | -1 | -1 | -1 | -1 | -1 | -1
Southern_NV_Eldorado_Li_Battery_8hr_40 | caiso-deliverability | GLW_230_offpeak | Operational_New_Capacity_MW | Southern_NV_Eldorado_Li_Battery_8hr_40 |  | -1 | -1 | -1 | -1 | -1 | -1 | -1 | -1 | -1 | -1 | -1 | -1 | -1 | -1 | -1 | -1 | -1 | -1 | -1 | -1 | -1 | -1 | -1 | -1 | -1 | -1 | -1 | -1 | -1 | -1 | -1
Southern_NV_Eldorado_Li_Battery_8hr_42 | caiso-deliverability | GLW_230_offpeak | Operational_New_Capacity_MW | Southern_NV_Eldorado_Li_Battery_8hr_42 |  | -1 | -1 | -1 | -1 | -1 | -1 | -1 | -1 | -1 | -1 | -1 | -1 | -1 | -1 | -1 | -1 | -1 | -1 | -1 | -1 | -1 | -1 | -1 | -1 | -1 | -1 | -1 | -1 | -1 | -1 | -1
Central_Nevada_Geothermal_42 | caiso-deliverability | GLW_230_offpeak | Operational_New_Capacity_MW | Central_Nevada_Geothermal_42 |  | 1 | 1 | 1 | 1 | 1 | 1 | 1 | 1 | 1 | 1 | 1 | 1 | 1 | 1 | 1 | 1 | 1 | 1 | 1 | 1 | 1 | 1 | 1 | 1 | 1 | 1 | 1 | 1 | 1 | 1 | 1
Southern_NV_Eldorado_Solar_15 | caiso-deliverability | GLW_230_offpeak | Operational_New_Capacity_MW | Southern_NV_Eldorado_Solar_15 |  | 0.77 | 0.77 | 0.77 | 0.77 | 0.77 | 0.77 | 0.77 | 0.77 | 0.77 | 0.77 | 0.77 | 0.77 | 0.77 | 0.77 | 0.77 | 0.77 | 0.77 | 0.77 | 0.77 | 0.77 | 0.77 | 0.77 | 0.77 | 0.77 | 0.77 | 0.77 | 0.77 | 0.77 | 0.77 | 0.77 | 0.77
Southern_NV_Eldorado_Solar_40 | caiso-deliverability | GLW_230_offpeak | Operational_New_Capacity_MW | Southern_NV_Eldorado_Solar_40 |  | 0.77 | 0.77 | 0.77 | 0.77 | 0.77 | 0.77 | 0.77 | 0.77 | 0.77 | 0.77 | 0.77 | 0.77 | 0.77 | 0.77 | 0.77 | 0.77 | 0.77 | 0.77 | 0.77 | 0.77 | 0.77 | 0.77 | 0.77 | 0.77 | 0.77 | 0.77 | 0.77 | 0.77 | 0.77 | 0.77 | 0.77
Southern_NV_Eldorado_Solar_42 | caiso-deliverability | GLW_230_offpeak | Operational_New_Capacity_MW | Southern_NV_Eldorado_Solar_42 |  | 0.77 | 0.77 | 0.77 | 0.77 | 0.77 | 0.77 | 0.77 | 0.77 | 0.77 | 0.77 | 0.77 | 0.77 | 0.77 | 0.77 | 0.77 | 0.77 | 0.77 | 0.77 | 0.77 | 0.77 | 0.77 | 0.77 | 0.77 | 0.77 | 0.77 | 0.77 | 0.77 | 0.77 | 0.77 | 0.77 | 0.77
Southern_NV_Eldorado_Wind_15 | caiso-deliverability | GLW_230_offpeak | Operational_New_Capacity_MW | Southern_NV_Eldorado_Wind_15 |  | 0.44 | 0.44 | 0.44 | 0.44 | 0.44 | 0.44 | 0.44 | 0.44 | 0.44 | 0.44 | 0.44 | 0.44 | 0.44 | 0.44 | 0.44 | 0.44 | 0.44 | 0.44 | 0.44 | 0.44 | 0.44 | 0.44 | 0.44 | 0.44 | 0.44 | 0.44 | 0.44 | 0.44 | 0.44 | 0.44 | 0.44
GLW_230_group | caiso-deliverability | GLW_230_offpeak | Operational_New_Capacity_MW | GLW_230_group |  | -1.5502 | -1.5502 | -1.5502 | -1.5502 | -1.5502 | -1.5502 | -1.5502 | -1.5502 | -1.5502 | -1.5502 | -1.5502 | -1.5502 | -1.5502 | -1.5502 | -1.5502 | -1.5502 | -1.5502 | -1.5502 | -1.5502 | -1.5502 | -1.5502 | -1.5502 | -1.5502 | -1.5502 | -1.5502 | -1.5502 | -1.5502 | -1.5502 | -1.5502 | -1.5502 | -1.5502
Southern_NV_Eldorado_Flow_Battery_15 | caiso-deliverability | GLW_230_SSN | Reliability_Capacity_In_Model_Year | System RA | Southern_NV_Eldorado_Flow_Battery_15 | 0.5 | 0.5 | 0.5 | 0.5 | 0.5 | 0.5 | 0.5 | 0.5 | 0.5 | 0.5 | 0.5 | 0.5 | 0.5 | 0.5 | 0.5 | 0.5 | 0.5 | 0.5 | 0.5 | 0.5 | 0.5 | 0.5 | 0.5 | 0.5 | 0.5 | 0.5 | 0.5 | 0.5 | 0.5 | 0.5 | 0.5
Southern_NV_Eldorado_Flow_Battery_40 | caiso-deliverability | GLW_230_SSN | Reliability_Capacity_In_Model_Year | System RA | Southern_NV_Eldorado_Flow_Battery_40 | 0.5 | 0.5 | 0.5 | 0.5 | 0.5 | 0.5 | 0.5 | 0.5 | 0.5 | 0.5 | 0.5 | 0.5 | 0.5 | 0.5 | 0.5 | 0.5 | 0.5 | 0.5 | 0.5 | 0.5 | 0.5 | 0.5 | 0.5 | 0.5 | 0.5 | 0.5 | 0.5 | 0.5 | 0.5 | 0.5 | 0.5
Southern_NV_Eldorado_Flow_Battery_42 | caiso-deliverability | GLW_230_SSN | Reliability_Capacity_In_Model_Year | System RA | Southern_NV_Eldorado_Flow_Battery_42 | 0.5 | 0.5 | 0.5 | 0.5 | 0.5 | 0.5 | 0.5 | 0.5 | 0.5 | 0.5 | 0.5 | 0.5 | 0.5 | 0.5 | 0.5 | 0.5 | 0.5 | 0.5 | 0.5 | 0.5 | 0.5 | 0.5 | 0.5 | 0.5 | 0.5 | 0.5 | 0.5 | 0.5 | 0.5 | 0.5 | 0.5
Southern_NV_Eldorado_Li_Battery_4hr_15 | caiso-deliverability | GLW_230_SSN | Reliability_Capacity_In_Model_Year | System RA | Southern_NV_Eldorado_Li_Battery_4hr_15 | 0.5 | 0.5 | 0.5 | 0.5 | 0.5 | 0.5 | 0.5 | 0.5 | 0.5 | 0.5 | 0.5 | 0.5 | 0.5 | 0.5 | 0.5 | 0.5 | 0.5 | 0.5 | 0.5 | 0.5 | 0.5 | 0.5 | 0.5 | 0.5 | 0.5 | 0.5 | 0.5 | 0.5 | 0.5 | 0.5 | 0.5
Southern_NV_Eldorado_Li_Battery_4hr_40 | caiso-deliverability | GLW_230_SSN | Reliability_Capacity_In_Model_Year | System RA | Southern_NV_Eldorado_Li_Battery_4hr_40 | 0.5 | 0.5 | 0.5 | 0.5 | 0.5 | 0.5 | 0.5 | 0.5 | 0.5 | 0.5 | 0.5 | 0.5 | 0.5 | 0.5 | 0.5 | 0.5 | 0.5 | 0.5 | 0.5 | 0.5 | 0.5 | 0.5 | 0.5 | 0.5 | 0.5 | 0.5 | 0.5 | 0.5 | 0.5 | 0.5 | 0.5
Southern_NV_Eldorado_Li_Battery_4hr_42 | caiso-deliverability | GLW_230_SSN | Reliability_Capacity_In_Model_Year | System RA | Southern_NV_Eldorado_Li_Battery_4hr_42 | 0.5 | 0.5 | 0.5 | 0.5 | 0.5 | 0.5 | 0.5 | 0.5 | 0.5 | 0.5 | 0.5 | 0.5 | 0.5 | 0.5 | 0.5 | 0.5 | 0.5 | 0.5 | 0.5 | 0.5 | 0.5 | 0.5 | 0.5 | 0.5 | 0.5 | 0.5 | 0.5 | 0.5 | 0.5 | 0.5 | 0.5
Southern_NV_Eldorado_Li_Battery_8hr_15 | caiso-deliverability | GLW_230_SSN | Reliability_Capacity_In_Model_Year | System RA | Southern_NV_Eldorado_Li_Battery_8hr_15 | 0.5 | 0.5 | 0.5 | 0.5 | 0.5 | 0.5 | 0.5 | 0.5 | 0.5 | 0.5 | 0.5 | 0.5 | 0.5 | 0.5 | 0.5 | 0.5 | 0.5 | 0.5 | 0.5 | 0.5 | 0.5 | 0.5 | 0.5 | 0.5 | 0.5 | 0.5 | 0.5 | 0.5 | 0.5 | 0.5 | 0.5
Southern_NV_Eldorado_Li_Battery_8hr_40 | caiso-deliverability | GLW_230_SSN | Reliability_Capacity_In_Model_Year | System RA | Southern_NV_Eldorado_Li_Battery_8hr_40 | 0.5 | 0.5 | 0.5 | 0.5 | 0.5 | 0.5 | 0.5 | 0.5 | 0.5 | 0.5 | 0.5 | 0.5 | 0.5 | 0.5 | 0.5 | 0.5 | 0.5 | 0.5 | 0.5 | 0.5 | 0.5 | 0.5 | 0.5 | 0.5 | 0.5 | 0.5 | 0.5 | 0.5 | 0.5 | 0.5 | 0.5
Southern_NV_Eldorado_Li_Battery_8hr_42 | caiso-deliverability | GLW_230_SSN | Reliability_Capacity_In_Model_Year | System RA | Southern_NV_Eldorado_Li_Battery_8hr_42 | 0.5 | 0.5 | 0.5 | 0.5 | 0.5 | 0.5 | 0.5 | 0.5 | 0.5 | 0.5 | 0.5 | 0.5 | 0.5 | 0.5 | 0.5 | 0.5 | 0.5 | 0.5 | 0.5 | 0.5 | 0.5 | 0.5 | 0.5 | 0.5 | 0.5 | 0.5 | 0.5 | 0.5 | 0.5 | 0.5 | 0.5
Central_Nevada_Geothermal_42 | caiso-deliverability | GLW_230_SSN | Reliability_Capacity_In_Model_Year | System RA | Central_Nevada_Geothermal_42 | 1 | 1 | 1 | 1 | 1 | 1 | 1 | 1 | 1 | 1 | 1 | 1 | 1 | 1 | 1 | 1 | 1 | 1 | 1 | 1 | 1 | 1 | 1 | 1 | 1 | 1 | 1 | 1 | 1 | 1 | 1
Southern_NV_Eldorado_Solar_15 | caiso-deliverability | GLW_230_SSN | Reliability_Capacity_In_Model_Year | System RA | Southern_NV_Eldorado_Solar_15 | 0.427 | 0.427 | 0.427 | 0.427 | 0.427 | 0.427 | 0.427 | 0.427 | 0.427 | 0.427 | 0.427 | 0.427 | 0.427 | 0.427 | 0.427 | 0.427 | 0.427 | 0.427 | 0.427 | 0.427 | 0.427 | 0.427 | 0.427 | 0.427 | 0.427 | 0.427 | 0.427 | 0.427 | 0.427 | 0.427 | 0.427
Southern_NV_Eldorado_Solar_40 | caiso-deliverability | GLW_230_SSN | Reliability_Capacity_In_Model_Year | System RA | Southern_NV_Eldorado_Solar_40 | 0.427 | 0.427 | 0.427 | 0.427 | 0.427 | 0.427 | 0.427 | 0.427 | 0.427 | 0.427 | 0.427 | 0.427 | 0.427 | 0.427 | 0.427 | 0.427 | 0.427 | 0.427 | 0.427 | 0.427 | 0.427 | 0.427 | 0.427 | 0.427 | 0.427 | 0.427 | 0.427 | 0.427 | 0.427 | 0.427 | 0.427
Southern_NV_Eldorado_Solar_42 | caiso-deliverability | GLW_230_SSN | Reliability_Capacity_In_Model_Year | System RA | Southern_NV_Eldorado_Solar_42 | 0.427 | 0.427 | 0.427 | 0.427 | 0.427 | 0.427 | 0.427 | 0.427 | 0.427 | 0.427 | 0.427 | 0.427 | 0.427 | 0.427 | 0.427 | 0.427 | 0.427 | 0.427 | 0.427 | 0.427 | 0.427 | 0.427 | 0.427 | 0.427 | 0.427 | 0.427 | 0.427 | 0.427 | 0.427 | 0.427 | 0.427
Southern_NV_Eldorado_Wind_15 | caiso-deliverability | GLW_230_SSN | Reliability_Capacity_In_Model_Year | System RA | Southern_NV_Eldorado_Wind_15 | 0.208 | 0.208 | 0.208 | 0.208 | 0.208 | 0.208 | 0.208 | 0.208 | 0.208 | 0.208 | 0.208 | 0.208 | 0.208 | 0.208 | 0.208 | 0.208 | 0.208 | 0.208 | 0.208 | 0.208 | 0.208 | 0.208 | 0.208 | 0.208 | 0.208 | 0.208 | 0.208 | 0.208 | 0.208 | 0.208 | 0.208
GLW_230_group | caiso-deliverability | GLW_230_SSN | Operational_New_Capacity_MW | GLW_230_group |  | -1 | -1 | -1 | -1 | -1 | -1 | -1 | -1 | -1 | -1 | -1 | -1 | -1 | -1 | -1 | -1 | -1 | -1 | -1 | -1 | -1 | -1 | -1 | -1 | -1 | -1 | -1 | -1 | -1 | -1 | -1
Northern_California_Flow_Battery_121 | caiso-deliverability | Grant_Eastshore_2_HSN | Reliability_Capacity_In_Model_Year | System RA | Northern_California_Flow_Battery_121 | 1 | 1 | 1 | 1 | 1 | 1 | 1 | 1 | 1 | 1 | 1 | 1 | 1 | 1 | 1 | 1 | 1 | 1 | 1 | 1 | 1 | 1 | 1 | 1 | 1 | 1 | 1 | 1 | 1 | 1 | 1
Northern_California_Li_Battery_4hr_121 | caiso-deliverability | Grant_Eastshore_2_HSN | Reliability_Capacity_In_Model_Year | System RA | Northern_California_Li_Battery_4hr_121 | 1 | 1 | 1 | 1 | 1 | 1 | 1 | 1 | 1 | 1 | 1 | 1 | 1 | 1 | 1 | 1 | 1 | 1 | 1 | 1 | 1 | 1 | 1 | 1 | 1 | 1 | 1 | 1 | 1 | 1 | 1
Northern_California_Li_Battery_8hr_121 | caiso-deliverability | Grant_Eastshore_2_HSN | Reliability_Capacity_In_Model_Year | System RA | Northern_California_Li_Battery_8hr_121 | 1 | 1 | 1 | 1 | 1 | 1 | 1 | 1 | 1 | 1 | 1 | 1 | 1 | 1 | 1 | 1 | 1 | 1 | 1 | 1 | 1 | 1 | 1 | 1 | 1 | 1 | 1 | 1 | 1 | 1 | 1
Northern_California_Solar_121 | caiso-deliverability | Grant_Eastshore_2_HSN | Reliability_Capacity_In_Model_Year | System RA | Northern_California_Solar_121 | 0.1 | 0.1 | 0.1 | 0.1 | 0.1 | 0.1 | 0.1 | 0.1 | 0.1 | 0.1 | 0.1 | 0.1 | 0.1 | 0.1 | 0.1 | 0.1 | 0.1 | 0.1 | 0.1 | 0.1 | 0.1 | 0.1 | 0.1 | 0.1 | 0.1 | 0.1 | 0.1 | 0.1 | 0.1 | 0.1 | 0.1
Grant_Eastshore_2_group | caiso-deliverability | Grant_Eastshore_2_HSN | Operational_New_Capacity_MW | Grant_Eastshore_2_group |  | -1 | -1 | -1 | -1 | -1 | -1 | -1 | -1 | -1 | -1 | -1 | -1 | -1 | -1 | -1 | -1 | -1 | -1 | -1 | -1 | -1 | -1 | -1 | -1 | -1 | -1 | -1 | -1 | -1 | -1 | -1
Northern_California_Flow_Battery_121 | caiso-deliverability | Grant_Eastshore_2_offpeak | Operational_New_Capacity_MW | Northern_California_Flow_Battery_121 |  | -1 | -1 | -1 | -1 | -1 | -1 | -1 | -1 | -1 | -1 | -1 | -1 | -1 | -1 | -1 | -1 | -1 | -1 | -1 | -1 | -1 | -1 | -1 | -1 | -1 | -1 | -1 | -1 | -1 | -1 | -1
Northern_California_Li_Battery_4hr_121 | caiso-deliverability | Grant_Eastshore_2_offpeak | Operational_New_Capacity_MW | Northern_California_Li_Battery_4hr_121 |  | -1 | -1 | -1 | -1 | -1 | -1 | -1 | -1 | -1 | -1 | -1 | -1 | -1 | -1 | -1 | -1 | -1 | -1 | -1 | -1 | -1 | -1 | -1 | -1 | -1 | -1 | -1 | -1 | -1 | -1 | -1
Northern_California_Li_Battery_8hr_121 | caiso-deliverability | Grant_Eastshore_2_offpeak | Operational_New_Capacity_MW | Northern_California_Li_Battery_8hr_121 |  | -1 | -1 | -1 | -1 | -1 | -1 | -1 | -1 | -1 | -1 | -1 | -1 | -1 | -1 | -1 | -1 | -1 | -1 | -1 | -1 | -1 | -1 | -1 | -1 | -1 | -1 | -1 | -1 | -1 | -1 | -1
Northern_California_Solar_121 | caiso-deliverability | Grant_Eastshore_2_offpeak | Operational_New_Capacity_MW | Northern_California_Solar_121 |  | 0.68 | 0.68 | 0.68 | 0.68 | 0.68 | 0.68 | 0.68 | 0.68 | 0.68 | 0.68 | 0.68 | 0.68 | 0.68 | 0.68 | 0.68 | 0.68 | 0.68 | 0.68 | 0.68 | 0.68 | 0.68 | 0.68 | 0.68 | 0.68 | 0.68 | 0.68 | 0.68 | 0.68 | 0.68 | 0.68 | 0.68
Grant_Eastshore_2_group | caiso-deliverability | Grant_Eastshore_2_offpeak | Operational_New_Capacity_MW | Grant_Eastshore_2_group |  | -1 | -1 | -1 | -1 | -1 | -1 | -1 | -1 | -1 | -1 | -1 | -1 | -1 | -1 | -1 | -1 | -1 | -1 | -1 | -1 | -1 | -1 | -1 | -1 | -1 | -1 | -1 | -1 | -1 | -1 | -1
Northern_California_Flow_Battery_121 | caiso-deliverability | Grant_Eastshore_2_SSN | Reliability_Capacity_In_Model_Year | System RA | Northern_California_Flow_Battery_121 | 0.5 | 0.5 | 0.5 | 0.5 | 0.5 | 0.5 | 0.5 | 0.5 | 0.5 | 0.5 | 0.5 | 0.5 | 0.5 | 0.5 | 0.5 | 0.5 | 0.5 | 0.5 | 0.5 | 0.5 | 0.5 | 0.5 | 0.5 | 0.5 | 0.5 | 0.5 | 0.5 | 0.5 | 0.5 | 0.5 | 0.5
Northern_California_Li_Battery_4hr_121 | caiso-deliverability | Grant_Eastshore_2_SSN | Reliability_Capacity_In_Model_Year | System RA | Northern_California_Li_Battery_4hr_121 | 0.5 | 0.5 | 0.5 | 0.5 | 0.5 | 0.5 | 0.5 | 0.5 | 0.5 | 0.5 | 0.5 | 0.5 | 0.5 | 0.5 | 0.5 | 0.5 | 0.5 | 0.5 | 0.5 | 0.5 | 0.5 | 0.5 | 0.5 | 0.5 | 0.5 | 0.5 | 0.5 | 0.5 | 0.5 | 0.5 | 0.5
Northern_California_Li_Battery_8hr_121 | caiso-deliverability | Grant_Eastshore_2_SSN | Reliability_Capacity_In_Model_Year | System RA | Northern_California_Li_Battery_8hr_121 | 0.5 | 0.5 | 0.5 | 0.5 | 0.5 | 0.5 | 0.5 | 0.5 | 0.5 | 0.5 | 0.5 | 0.5 | 0.5 | 0.5 | 0.5 | 0.5 | 0.5 | 0.5 | 0.5 | 0.5 | 0.5 | 0.5 | 0.5 | 0.5 | 0.5 | 0.5 | 0.5 | 0.5 | 0.5 | 0.5 | 0.5
Northern_California_Solar_121 | caiso-deliverability | Grant_Eastshore_2_SSN | Reliability_Capacity_In_Model_Year | System RA | Northern_California_Solar_121 | 0.556 | 0.556 | 0.556 | 0.556 | 0.556 | 0.556 | 0.556 | 0.556 | 0.556 | 0.556 | 0.556 | 0.556 | 0.556 | 0.556 | 0.556 | 0.556 | 0.556 | 0.556 | 0.556 | 0.556 | 0.556 | 0.556 | 0.556 | 0.556 | 0.556 | 0.556 | 0.556 | 0.556 | 0.556 | 0.556 | 0.556
Grant_Eastshore_2_group | caiso-deliverability | Grant_Eastshore_2_SSN | Operational_New_Capacity_MW | Grant_Eastshore_2_group |  | -1 | -1 | -1 | -1 | -1 | -1 | -1 | -1 | -1 | -1 | -1 | -1 | -1 | -1 | -1 | -1 | -1 | -1 | -1 | -1 | -1 | -1 | -1 | -1 | -1 | -1 | -1 | -1 | -1 | -1 | -1
Greater_LA_Flow_Battery_30 | caiso-deliverability | Hinson_Del_Amo_HSN | Reliability_Capacity_In_Model_Year | System RA | Greater_LA_Flow_Battery_30 | 1 | 1 | 1 | 1 | 1 | 1 | 1 | 1 | 1 | 1 | 1 | 1 | 1 | 1 | 1 | 1 | 1 | 1 | 1 | 1 | 1 | 1 | 1 | 1 | 1 | 1 | 1 | 1 | 1 | 1 | 1
Greater_LA_Li_Battery_4hr_30 | caiso-deliverability | Hinson_Del_Amo_HSN | Reliability_Capacity_In_Model_Year | System RA | Greater_LA_Li_Battery_4hr_30 | 1 | 1 | 1 | 1 | 1 | 1 | 1 | 1 | 1 | 1 | 1 | 1 | 1 | 1 | 1 | 1 | 1 | 1 | 1 | 1 | 1 | 1 | 1 | 1 | 1 | 1 | 1 | 1 | 1 | 1 | 1
Greater_LA_Li_Battery_8hr_30 | caiso-deliverability | Hinson_Del_Amo_HSN | Reliability_Capacity_In_Model_Year | System RA | Greater_LA_Li_Battery_8hr_30 | 1 | 1 | 1 | 1 | 1 | 1 | 1 | 1 | 1 | 1 | 1 | 1 | 1 | 1 | 1 | 1 | 1 | 1 | 1 | 1 | 1 | 1 | 1 | 1 | 1 | 1 | 1 | 1 | 1 | 1 | 1
Greater_LA_Solar_30 | caiso-deliverability | Hinson_Del_Amo_HSN | Reliability_Capacity_In_Model_Year | System RA | Greater_LA_Solar_30 | 0.106 | 0.106 | 0.106 | 0.106 | 0.106 | 0.106 | 0.106 | 0.106 | 0.106 | 0.106 | 0.106 | 0.106 | 0.106 | 0.106 | 0.106 | 0.106 | 0.106 | 0.106 | 0.106 | 0.106 | 0.106 | 0.106 | 0.106 | 0.106 | 0.106 | 0.106 | 0.106 | 0.106 | 0.106 | 0.106 | 0.106
Hinson_Del_Amo_group | caiso-deliverability | Hinson_Del_Amo_HSN | Operational_New_Capacity_MW | Hinson_Del_Amo_group |  | -1 | -1 | -1 | -1 | -1 | -1 | -1 | -1 | -1 | -1 | -1 | -1 | -1 | -1 | -1 | -1 | -1 | -1 | -1 | -1 | -1 | -1 | -1 | -1 | -1 | -1 | -1 | -1 | -1 | -1 | -1
Greater_LA_Flow_Battery_30 | caiso-deliverability | Hinson_Del_Amo_offpeak | Operational_New_Capacity_MW | Greater_LA_Flow_Battery_30 |  | -1 | -1 | -1 | -1 | -1 | -1 | -1 | -1 | -1 | -1 | -1 | -1 | -1 | -1 | -1 | -1 | -1 | -1 | -1 | -1 | -1 | -1 | -1 | -1 | -1 | -1 | -1 | -1 | -1 | -1 | -1
Greater_LA_Li_Battery_4hr_30 | caiso-deliverability | Hinson_Del_Amo_offpeak | Operational_New_Capacity_MW | Greater_LA_Li_Battery_4hr_30 |  | -1 | -1 | -1 | -1 | -1 | -1 | -1 | -1 | -1 | -1 | -1 | -1 | -1 | -1 | -1 | -1 | -1 | -1 | -1 | -1 | -1 | -1 | -1 | -1 | -1 | -1 | -1 | -1 | -1 | -1 | -1
Greater_LA_Li_Battery_8hr_30 | caiso-deliverability | Hinson_Del_Amo_offpeak | Operational_New_Capacity_MW | Greater_LA_Li_Battery_8hr_30 |  | -1 | -1 | -1 | -1 | -1 | -1 | -1 | -1 | -1 | -1 | -1 | -1 | -1 | -1 | -1 | -1 | -1 | -1 | -1 | -1 | -1 | -1 | -1 | -1 | -1 | -1 | -1 | -1 | -1 | -1 | -1
Greater_LA_Solar_30 | caiso-deliverability | Hinson_Del_Amo_offpeak | Operational_New_Capacity_MW | Greater_LA_Solar_30 |  | 0.77 | 0.77 | 0.77 | 0.77 | 0.77 | 0.77 | 0.77 | 0.77 | 0.77 | 0.77 | 0.77 | 0.77 | 0.77 | 0.77 | 0.77 | 0.77 | 0.77 | 0.77 | 0.77 | 0.77 | 0.77 | 0.77 | 0.77 | 0.77 | 0.77 | 0.77 | 0.77 | 0.77 | 0.77 | 0.77 | 0.77
Hinson_Del_Amo_group | caiso-deliverability | Hinson_Del_Amo_offpeak | Operational_New_Capacity_MW | Hinson_Del_Amo_group |  | -1 | -1 | -1 | -1 | -1 | -1 | -1 | -1 | -1 | -1 | -1 | -1 | -1 | -1 | -1 | -1 | -1 | -1 | -1 | -1 | -1 | -1 | -1 | -1 | -1 | -1 | -1 | -1 | -1 | -1 | -1
Greater_LA_Flow_Battery_30 | caiso-deliverability | Hinson_Del_Amo_SSN | Reliability_Capacity_In_Model_Year | System RA | Greater_LA_Flow_Battery_30 | 0.5 | 0.5 | 0.5 | 0.5 | 0.5 | 0.5 | 0.5 | 0.5 | 0.5 | 0.5 | 0.5 | 0.5 | 0.5 | 0.5 | 0.5 | 0.5 | 0.5 | 0.5 | 0.5 | 0.5 | 0.5 | 0.5 | 0.5 | 0.5 | 0.5 | 0.5 | 0.5 | 0.5 | 0.5 | 0.5 | 0.5
Greater_LA_Li_Battery_4hr_30 | caiso-deliverability | Hinson_Del_Amo_SSN | Reliability_Capacity_In_Model_Year | System RA | Greater_LA_Li_Battery_4hr_30 | 0.5 | 0.5 | 0.5 | 0.5 | 0.5 | 0.5 | 0.5 | 0.5 | 0.5 | 0.5 | 0.5 | 0.5 | 0.5 | 0.5 | 0.5 | 0.5 | 0.5 | 0.5 | 0.5 | 0.5 | 0.5 | 0.5 | 0.5 | 0.5 | 0.5 | 0.5 | 0.5 | 0.5 | 0.5 | 0.5 | 0.5
Greater_LA_Li_Battery_8hr_30 | caiso-deliverability | Hinson_Del_Amo_SSN | Reliability_Capacity_In_Model_Year | System RA | Greater_LA_Li_Battery_8hr_30 | 0.5 | 0.5 | 0.5 | 0.5 | 0.5 | 0.5 | 0.5 | 0.5 | 0.5 | 0.5 | 0.5 | 0.5 | 0.5 | 0.5 | 0.5 | 0.5 | 0.5 | 0.5 | 0.5 | 0.5 | 0.5 | 0.5 | 0.5 | 0.5 | 0.5 | 0.5 | 0.5 | 0.5 | 0.5 | 0.5 | 0.5
Greater_LA_Solar_30 | caiso-deliverability | Hinson_Del_Amo_SSN | Reliability_Capacity_In_Model_Year | System RA | Greater_LA_Solar_30 | 0.427 | 0.427 | 0.427 | 0.427 | 0.427 | 0.427 | 0.427 | 0.427 | 0.427 | 0.427 | 0.427 | 0.427 | 0.427 | 0.427 | 0.427 | 0.427 | 0.427 | 0.427 | 0.427 | 0.427 | 0.427 | 0.427 | 0.427 | 0.427 | 0.427 | 0.427 | 0.427 | 0.427 | 0.427 | 0.427 | 0.427
Hinson_Del_Amo_group | caiso-deliverability | Hinson_Del_Amo_SSN | Operational_New_Capacity_MW | Hinson_Del_Amo_group |  | -1 | -1 | -1 | -1 | -1 | -1 | -1 | -1 | -1 | -1 | -1 | -1 | -1 | -1 | -1 | -1 | -1 | -1 | -1 | -1 | -1 | -1 | -1 | -1 | -1 | -1 | -1 | -1 | -1 | -1 | -1
Humboldt_Bay_Offshore_Wind_Asset | caiso-deliverability | Humboldt_Offshore_Line_HSN | Reliability_Capacity_In_Model_Year | System RA | Humboldt_Bay_Offshore_Wind_Asset | 1 | 1 | 1 | 1 | 1 | 1 | 1 | 1 | 1 | 1 | 1 | 1 | 1 | 1 | 1 | 1 | 1 | 1 | 1 | 1 | 1 | 1 | 1 | 1 | 1 | 1 | 1 | 1 | 1 | 1 | 1
Humboldt_Offshore_Line_group | caiso-deliverability | Humboldt_Offshore_Line_HSN | Operational_New_Capacity_MW | Humboldt_Offshore_Line_group |  | -1 | -1 | -1 | -1 | -1 | -1 | -1 | -1 | -1 | -1 | -1 | -1 | -1 | -1 | -1 | -1 | -1 | -1 | -1 | -1 | -1 | -1 | -1 | -1 | -1 | -1 | -1 | -1 | -1 | -1 | -1
Humboldt_Bay_Offshore_Wind_Asset | caiso-deliverability | Humboldt_Offshore_Line_offpeak | Operational_New_Capacity_MW | Humboldt_Bay_Offshore_Wind_Asset |  | 1 | 1 | 1 | 1 | 1 | 1 | 1 | 1 | 1 | 1 | 1 | 1 | 1 | 1 | 1 | 1 | 1 | 1 | 1 | 1 | 1 | 1 | 1 | 1 | 1 | 1 | 1 | 1 | 1 | 1 | 1
Humboldt_Offshore_Line_group | caiso-deliverability | Humboldt_Offshore_Line_offpeak | Operational_New_Capacity_MW | Humboldt_Offshore_Line_group |  | -1 | -1 | -1 | -1 | -1 | -1 | -1 | -1 | -1 | -1 | -1 | -1 | -1 | -1 | -1 | -1 | -1 | -1 | -1 | -1 | -1 | -1 | -1 | -1 | -1 | -1 | -1 | -1 | -1 | -1 | -1
Humboldt_Bay_Offshore_Wind_Asset | caiso-deliverability | Humboldt_Offshore_Line_SSN | Reliability_Capacity_In_Model_Year | System RA | Humboldt_Bay_Offshore_Wind_Asset | 0.53 | 0.53 | 0.53 | 0.53 | 0.53 | 0.53 | 0.53 | 0.53 | 0.53 | 0.53 | 0.53 | 0.53 | 0.53 | 0.53 | 0.53 | 0.53 | 0.53 | 0.53 | 0.53 | 0.53 | 0.53 | 0.53 | 0.53 | 0.53 | 0.53 | 0.53 | 0.53 | 0.53 | 0.53 | 0.53 | 0.53
Humboldt_Offshore_Line_group | caiso-deliverability | Humboldt_Offshore_Line_SSN | Operational_New_Capacity_MW | Humboldt_Offshore_Line_group |  | -1 | -1 | -1 | -1 | -1 | -1 | -1 | -1 | -1 | -1 | -1 | -1 | -1 | -1 | -1 | -1 | -1 | -1 | -1 | -1 | -1 | -1 | -1 | -1 | -1 | -1 | -1 | -1 | -1 | -1 | -1
Baja_California_Wind_133 | caiso-deliverability | Internal_San_Diego_HSN | Reliability_Capacity_In_Model_Year | System RA | Baja_California_Wind_133 | 0.337 | 0.337 | 0.337 | 0.337 | 0.337 | 0.337 | 0.337 | 0.337 | 0.337 | 0.337 | 0.337 | 0.337 | 0.337 | 0.337 | 0.337 | 0.337 | 0.337 | 0.337 | 0.337 | 0.337 | 0.337 | 0.337 | 0.337 | 0.337 | 0.337 | 0.337 | 0.337 | 0.337 | 0.337 | 0.337 | 0.337
Greater_Imperial_Flow_Battery_20 | caiso-deliverability | Internal_San_Diego_HSN | Reliability_Capacity_In_Model_Year | System RA | Greater_Imperial_Flow_Battery_20 | 1 | 1 | 1 | 1 | 1 | 1 | 1 | 1 | 1 | 1 | 1 | 1 | 1 | 1 | 1 | 1 | 1 | 1 | 1 | 1 | 1 | 1 | 1 | 1 | 1 | 1 | 1 | 1 | 1 | 1 | 1
Greater_Imperial_Flow_Battery_108 | caiso-deliverability | Internal_San_Diego_HSN | Reliability_Capacity_In_Model_Year | System RA | Greater_Imperial_Flow_Battery_108 | 1 | 1 | 1 | 1 | 1 | 1 | 1 | 1 | 1 | 1 | 1 | 1 | 1 | 1 | 1 | 1 | 1 | 1 | 1 | 1 | 1 | 1 | 1 | 1 | 1 | 1 | 1 | 1 | 1 | 1 | 1
Greater_Imperial_Flow_Battery_133 | caiso-deliverability | Internal_San_Diego_HSN | Reliability_Capacity_In_Model_Year | System RA | Greater_Imperial_Flow_Battery_133 | 1 | 1 | 1 | 1 | 1 | 1 | 1 | 1 | 1 | 1 | 1 | 1 | 1 | 1 | 1 | 1 | 1 | 1 | 1 | 1 | 1 | 1 | 1 | 1 | 1 | 1 | 1 | 1 | 1 | 1 | 1
Greater_Imperial_Li_Battery_4hr_20 | caiso-deliverability | Internal_San_Diego_HSN | Reliability_Capacity_In_Model_Year | System RA | Greater_Imperial_Li_Battery_4hr_20 | 1 | 1 | 1 | 1 | 1 | 1 | 1 | 1 | 1 | 1 | 1 | 1 | 1 | 1 | 1 | 1 | 1 | 1 | 1 | 1 | 1 | 1 | 1 | 1 | 1 | 1 | 1 | 1 | 1 | 1 | 1
Greater_Imperial_Li_Battery_4hr_108 | caiso-deliverability | Internal_San_Diego_HSN | Reliability_Capacity_In_Model_Year | System RA | Greater_Imperial_Li_Battery_4hr_108 | 1 | 1 | 1 | 1 | 1 | 1 | 1 | 1 | 1 | 1 | 1 | 1 | 1 | 1 | 1 | 1 | 1 | 1 | 1 | 1 | 1 | 1 | 1 | 1 | 1 | 1 | 1 | 1 | 1 | 1 | 1
Greater_Imperial_Li_Battery_4hr_133 | caiso-deliverability | Internal_San_Diego_HSN | Reliability_Capacity_In_Model_Year | System RA | Greater_Imperial_Li_Battery_4hr_133 | 1 | 1 | 1 | 1 | 1 | 1 | 1 | 1 | 1 | 1 | 1 | 1 | 1 | 1 | 1 | 1 | 1 | 1 | 1 | 1 | 1 | 1 | 1 | 1 | 1 | 1 | 1 | 1 | 1 | 1 | 1
Greater_Imperial_Li_Battery_8hr_20 | caiso-deliverability | Internal_San_Diego_HSN | Reliability_Capacity_In_Model_Year | System RA | Greater_Imperial_Li_Battery_8hr_20 | 1 | 1 | 1 | 1 | 1 | 1 | 1 | 1 | 1 | 1 | 1 | 1 | 1 | 1 | 1 | 1 | 1 | 1 | 1 | 1 | 1 | 1 | 1 | 1 | 1 | 1 | 1 | 1 | 1 | 1 | 1
Greater_Imperial_Li_Battery_8hr_108 | caiso-deliverability | Internal_San_Diego_HSN | Reliability_Capacity_In_Model_Year | System RA | Greater_Imperial_Li_Battery_8hr_108 | 1 | 1 | 1 | 1 | 1 | 1 | 1 | 1 | 1 | 1 | 1 | 1 | 1 | 1 | 1 | 1 | 1 | 1 | 1 | 1 | 1 | 1 | 1 | 1 | 1 | 1 | 1 | 1 | 1 | 1 | 1
Greater_Imperial_Li_Battery_8hr_133 | caiso-deliverability | Internal_San_Diego_HSN | Reliability_Capacity_In_Model_Year | System RA | Greater_Imperial_Li_Battery_8hr_133 | 1 | 1 | 1 | 1 | 1 | 1 | 1 | 1 | 1 | 1 | 1 | 1 | 1 | 1 | 1 | 1 | 1 | 1 | 1 | 1 | 1 | 1 | 1 | 1 | 1 | 1 | 1 | 1 | 1 | 1 | 1
San_Diego_Pumped_Storage_119 | caiso-deliverability | Internal_San_Diego_HSN | Reliability_Capacity_In_Model_Year | System RA | San_Diego_Pumped_Storage_119 | 1 | 1 | 1 | 1 | 1 | 1 | 1 | 1 | 1 | 1 | 1 | 1 | 1 | 1 | 1 | 1 | 1 | 1 | 1 | 1 | 1 | 1 | 1 | 1 | 1 | 1 | 1 | 1 | 1 | 1 | 1
Greater_Imperial_Geothermal_20 | caiso-deliverability | Internal_San_Diego_HSN | Reliability_Capacity_In_Model_Year | System RA | Greater_Imperial_Geothermal_20 | 1 | 1 | 1 | 1 | 1 | 1 | 1 | 1 | 1 | 1 | 1 | 1 | 1 | 1 | 1 | 1 | 1 | 1 | 1 | 1 | 1 | 1 | 1 | 1 | 1 | 1 | 1 | 1 | 1 | 1 | 1
Greater_Imperial_Solar_20 | caiso-deliverability | Internal_San_Diego_HSN | Reliability_Capacity_In_Model_Year | System RA | Greater_Imperial_Solar_20 | 0.106 | 0.106 | 0.106 | 0.106 | 0.106 | 0.106 | 0.106 | 0.106 | 0.106 | 0.106 | 0.106 | 0.106 | 0.106 | 0.106 | 0.106 | 0.106 | 0.106 | 0.106 | 0.106 | 0.106 | 0.106 | 0.106 | 0.106 | 0.106 | 0.106 | 0.106 | 0.106 | 0.106 | 0.106 | 0.106 | 0.106
Greater_Imperial_Solar_108 | caiso-deliverability | Internal_San_Diego_HSN | Reliability_Capacity_In_Model_Year | System RA | Greater_Imperial_Solar_108 | 0.106 | 0.106 | 0.106 | 0.106 | 0.106 | 0.106 | 0.106 | 0.106 | 0.106 | 0.106 | 0.106 | 0.106 | 0.106 | 0.106 | 0.106 | 0.106 | 0.106 | 0.106 | 0.106 | 0.106 | 0.106 | 0.106 | 0.106 | 0.106 | 0.106 | 0.106 | 0.106 | 0.106 | 0.106 | 0.106 | 0.106
Greater_Imperial_Solar_133 | caiso-deliverability | Internal_San_Diego_HSN | Reliability_Capacity_In_Model_Year | System RA | Greater_Imperial_Solar_133 | 0.106 | 0.106 | 0.106 | 0.106 | 0.106 | 0.106 | 0.106 | 0.106 | 0.106 | 0.106 | 0.106 | 0.106 | 0.106 | 0.106 | 0.106 | 0.106 | 0.106 | 0.106 | 0.106 | 0.106 | 0.106 | 0.106 | 0.106 | 0.106 | 0.106 | 0.106 | 0.106 | 0.106 | 0.106 | 0.106 | 0.106
Greater_Imperial_Wind_108 | caiso-deliverability | Internal_San_Diego_HSN | Reliability_Capacity_In_Model_Year | System RA | Greater_Imperial_Wind_108 | 0.557 | 0.557 | 0.557 | 0.557 | 0.557 | 0.557 | 0.557 | 0.557 | 0.557 | 0.557 | 0.557 | 0.557 | 0.557 | 0.557 | 0.557 | 0.557 | 0.557 | 0.557 | 0.557 | 0.557 | 0.557 | 0.557 | 0.557 | 0.557 | 0.557 | 0.557 | 0.557 | 0.557 | 0.557 | 0.557 | 0.557
Greater_Imperial_Biomass_20 | caiso-deliverability | Internal_San_Diego_HSN | Reliability_Capacity_In_Model_Year | System RA | Greater_Imperial_Biomass_20 | 1 | 1 | 1 | 1 | 1 | 1 | 1 | 1 | 1 | 1 | 1 | 1 | 1 | 1 | 1 | 1 | 1 | 1 | 1 | 1 | 1 | 1 | 1 | 1 | 1 | 1 | 1 | 1 | 1 | 1 | 1
Internal_San_Diego_group | caiso-deliverability | Internal_San_Diego_HSN | Operational_New_Capacity_MW | Internal_San_Diego_group |  | -1 | -1 | -1 | -1 | -1 | -1 | -1 | -1 | -1 | -1 | -1 | -1 | -1 | -1 | -1 | -1 | -1 | -1 | -1 | -1 | -1 | -1 | -1 | -1 | -1 | -1 | -1 | -1 | -1 | -1 | -1
Baja_California_Wind_133 | caiso-deliverability | Internal_San_Diego_offpeak | Operational_New_Capacity_MW | Baja_California_Wind_133 |  | 0.44 | 0.44 | 0.44 | 0.44 | 0.44 | 0.44 | 0.44 | 0.44 | 0.44 | 0.44 | 0.44 | 0.44 | 0.44 | 0.44 | 0.44 | 0.44 | 0.44 | 0.44 | 0.44 | 0.44 | 0.44 | 0.44 | 0.44 | 0.44 | 0.44 | 0.44 | 0.44 | 0.44 | 0.44 | 0.44 | 0.44
Greater_Imperial_Flow_Battery_20 | caiso-deliverability | Internal_San_Diego_offpeak | Operational_New_Capacity_MW | Greater_Imperial_Flow_Battery_20 |  | -1 | -1 | -1 | -1 | -1 | -1 | -1 | -1 | -1 | -1 | -1 | -1 | -1 | -1 | -1 | -1 | -1 | -1 | -1 | -1 | -1 | -1 | -1 | -1 | -1 | -1 | -1 | -1 | -1 | -1 | -1
Greater_Imperial_Flow_Battery_108 | caiso-deliverability | Internal_San_Diego_offpeak | Operational_New_Capacity_MW | Greater_Imperial_Flow_Battery_108 |  | -1 | -1 | -1 | -1 | -1 | -1 | -1 | -1 | -1 | -1 | -1 | -1 | -1 | -1 | -1 | -1 | -1 | -1 | -1 | -1 | -1 | -1 | -1 | -1 | -1 | -1 | -1 | -1 | -1 | -1 | -1
Greater_Imperial_Flow_Battery_133 | caiso-deliverability | Internal_San_Diego_offpeak | Operational_New_Capacity_MW | Greater_Imperial_Flow_Battery_133 |  | -1 | -1 | -1 | -1 | -1 | -1 | -1 | -1 | -1 | -1 | -1 | -1 | -1 | -1 | -1 | -1 | -1 | -1 | -1 | -1 | -1 | -1 | -1 | -1 | -1 | -1 | -1 | -1 | -1 | -1 | -1
Greater_Imperial_Li_Battery_4hr_20 | caiso-deliverability | Internal_San_Diego_offpeak | Operational_New_Capacity_MW | Greater_Imperial_Li_Battery_4hr_20 |  | -1 | -1 | -1 | -1 | -1 | -1 | -1 | -1 | -1 | -1 | -1 | -1 | -1 | -1 | -1 | -1 | -1 | -1 | -1 | -1 | -1 | -1 | -1 | -1 | -1 | -1 | -1 | -1 | -1 | -1 | -1
Greater_Imperial_Li_Battery_4hr_108 | caiso-deliverability | Internal_San_Diego_offpeak | Operational_New_Capacity_MW | Greater_Imperial_Li_Battery_4hr_108 |  | -1 | -1 | -1 | -1 | -1 | -1 | -1 | -1 | -1 | -1 | -1 | -1 | -1 | -1 | -1 | -1 | -1 | -1 | -1 | -1 | -1 | -1 | -1 | -1 | -1 | -1 | -1 | -1 | -1 | -1 | -1
Greater_Imperial_Li_Battery_4hr_133 | caiso-deliverability | Internal_San_Diego_offpeak | Operational_New_Capacity_MW | Greater_Imperial_Li_Battery_4hr_133 |  | -1 | -1 | -1 | -1 | -1 | -1 | -1 | -1 | -1 | -1 | -1 | -1 | -1 | -1 | -1 | -1 | -1 | -1 | -1 | -1 | -1 | -1 | -1 | -1 | -1 | -1 | -1 | -1 | -1 | -1 | -1
Greater_Imperial_Li_Battery_8hr_20 | caiso-deliverability | Internal_San_Diego_offpeak | Operational_New_Capacity_MW | Greater_Imperial_Li_Battery_8hr_20 |  | -1 | -1 | -1 | -1 | -1 | -1 | -1 | -1 | -1 | -1 | -1 | -1 | -1 | -1 | -1 | -1 | -1 | -1 | -1 | -1 | -1 | -1 | -1 | -1 | -1 | -1 | -1 | -1 | -1 | -1 | -1
Greater_Imperial_Li_Battery_8hr_108 | caiso-deliverability | Internal_San_Diego_offpeak | Operational_New_Capacity_MW | Greater_Imperial_Li_Battery_8hr_108 |  | -1 | -1 | -1 | -1 | -1 | -1 | -1 | -1 | -1 | -1 | -1 | -1 | -1 | -1 | -1 | -1 | -1 | -1 | -1 | -1 | -1 | -1 | -1 | -1 | -1 | -1 | -1 | -1 | -1 | -1 | -1
Greater_Imperial_Li_Battery_8hr_133 | caiso-deliverability | Internal_San_Diego_offpeak | Operational_New_Capacity_MW | Greater_Imperial_Li_Battery_8hr_133 |  | -1 | -1 | -1 | -1 | -1 | -1 | -1 | -1 | -1 | -1 | -1 | -1 | -1 | -1 | -1 | -1 | -1 | -1 | -1 | -1 | -1 | -1 | -1 | -1 | -1 | -1 | -1 | -1 | -1 | -1 | -1
San_Diego_Pumped_Storage_119 | caiso-deliverability | Internal_San_Diego_offpeak | Operational_New_Capacity_MW | San_Diego_Pumped_Storage_119 |  | -1 | -1 | -1 | -1 | -1 | -1 | -1 | -1 | -1 | -1 | -1 | -1 | -1 | -1 | -1 | -1 | -1 | -1 | -1 | -1 | -1 | -1 | -1 | -1 | -1 | -1 | -1 | -1 | -1 | -1 | -1
Greater_Imperial_Geothermal_20 | caiso-deliverability | Internal_San_Diego_offpeak | Operational_New_Capacity_MW | Greater_Imperial_Geothermal_20 |  | 1 | 1 | 1 | 1 | 1 | 1 | 1 | 1 | 1 | 1 | 1 | 1 | 1 | 1 | 1 | 1 | 1 | 1 | 1 | 1 | 1 | 1 | 1 | 1 | 1 | 1 | 1 | 1 | 1 | 1 | 1
Greater_Imperial_Solar_20 | caiso-deliverability | Internal_San_Diego_offpeak | Operational_New_Capacity_MW | Greater_Imperial_Solar_20 |  | 0.77 | 0.77 | 0.77 | 0.77 | 0.77 | 0.77 | 0.77 | 0.77 | 0.77 | 0.77 | 0.77 | 0.77 | 0.77 | 0.77 | 0.77 | 0.77 | 0.77 | 0.77 | 0.77 | 0.77 | 0.77 | 0.77 | 0.77 | 0.77 | 0.77 | 0.77 | 0.77 | 0.77 | 0.77 | 0.77 | 0.77
Greater_Imperial_Solar_108 | caiso-deliverability | Internal_San_Diego_offpeak | Operational_New_Capacity_MW | Greater_Imperial_Solar_108 |  | 0.77 | 0.77 | 0.77 | 0.77 | 0.77 | 0.77 | 0.77 | 0.77 | 0.77 | 0.77 | 0.77 | 0.77 | 0.77 | 0.77 | 0.77 | 0.77 | 0.77 | 0.77 | 0.77 | 0.77 | 0.77 | 0.77 | 0.77 | 0.77 | 0.77 | 0.77 | 0.77 | 0.77 | 0.77 | 0.77 | 0.77
Greater_Imperial_Solar_133 | caiso-deliverability | Internal_San_Diego_offpeak | Operational_New_Capacity_MW | Greater_Imperial_Solar_133 |  | 0.77 | 0.77 | 0.77 | 0.77 | 0.77 | 0.77 | 0.77 | 0.77 | 0.77 | 0.77 | 0.77 | 0.77 | 0.77 | 0.77 | 0.77 | 0.77 | 0.77 | 0.77 | 0.77 | 0.77 | 0.77 | 0.77 | 0.77 | 0.77 | 0.77 | 0.77 | 0.77 | 0.77 | 0.77 | 0.77 | 0.77
Greater_Imperial_Wind_108 | caiso-deliverability | Internal_San_Diego_offpeak | Operational_New_Capacity_MW | Greater_Imperial_Wind_108 |  | 0.44 | 0.44 | 0.44 | 0.44 | 0.44 | 0.44 | 0.44 | 0.44 | 0.44 | 0.44 | 0.44 | 0.44 | 0.44 | 0.44 | 0.44 | 0.44 | 0.44 | 0.44 | 0.44 | 0.44 | 0.44 | 0.44 | 0.44 | 0.44 | 0.44 | 0.44 | 0.44 | 0.44 | 0.44 | 0.44 | 0.44
Greater_Imperial_Biomass_20 | caiso-deliverability | Internal_San_Diego_offpeak | Operational_New_Capacity_MW | Greater_Imperial_Biomass_20 |  | 1 | 1 | 1 | 1 | 1 | 1 | 1 | 1 | 1 | 1 | 1 | 1 | 1 | 1 | 1 | 1 | 1 | 1 | 1 | 1 | 1 | 1 | 1 | 1 | 1 | 1 | 1 | 1 | 1 | 1 | 1
Internal_San_Diego_group | caiso-deliverability | Internal_San_Diego_offpeak | Operational_New_Capacity_MW | Internal_San_Diego_group |  | -1 | -1 | -1 | -1 | -1 | -1 | -1 | -1 | -1 | -1 | -1 | -1 | -1 | -1 | -1 | -1 | -1 | -1 | -1 | -1 | -1 | -1 | -1 | -1 | -1 | -1 | -1 | -1 | -1 | -1 | -1
Baja_California_Wind_133 | caiso-deliverability | Internal_San_Diego_SSN | Reliability_Capacity_In_Model_Year | System RA | Baja_California_Wind_133 | 0.112 | 0.112 | 0.112 | 0.112 | 0.112 | 0.112 | 0.112 | 0.112 | 0.112 | 0.112 | 0.112 | 0.112 | 0.112 | 0.112 | 0.112 | 0.112 | 0.112 | 0.112 | 0.112 | 0.112 | 0.112 | 0.112 | 0.112 | 0.112 | 0.112 | 0.112 | 0.112 | 0.112 | 0.112 | 0.112 | 0.112
Greater_Imperial_Flow_Battery_20 | caiso-deliverability | Internal_San_Diego_SSN | Reliability_Capacity_In_Model_Year | System RA | Greater_Imperial_Flow_Battery_20 | 0.5 | 0.5 | 0.5 | 0.5 | 0.5 | 0.5 | 0.5 | 0.5 | 0.5 | 0.5 | 0.5 | 0.5 | 0.5 | 0.5 | 0.5 | 0.5 | 0.5 | 0.5 | 0.5 | 0.5 | 0.5 | 0.5 | 0.5 | 0.5 | 0.5 | 0.5 | 0.5 | 0.5 | 0.5 | 0.5 | 0.5
Greater_Imperial_Flow_Battery_108 | caiso-deliverability | Internal_San_Diego_SSN | Reliability_Capacity_In_Model_Year | System RA | Greater_Imperial_Flow_Battery_108 | 0.5 | 0.5 | 0.5 | 0.5 | 0.5 | 0.5 | 0.5 | 0.5 | 0.5 | 0.5 | 0.5 | 0.5 | 0.5 | 0.5 | 0.5 | 0.5 | 0.5 | 0.5 | 0.5 | 0.5 | 0.5 | 0.5 | 0.5 | 0.5 | 0.5 | 0.5 | 0.5 | 0.5 | 0.5 | 0.5 | 0.5
Greater_Imperial_Flow_Battery_133 | caiso-deliverability | Internal_San_Diego_SSN | Reliability_Capacity_In_Model_Year | System RA | Greater_Imperial_Flow_Battery_133 | 0.5 | 0.5 | 0.5 | 0.5 | 0.5 | 0.5 | 0.5 | 0.5 | 0.5 | 0.5 | 0.5 | 0.5 | 0.5 | 0.5 | 0.5 | 0.5 | 0.5 | 0.5 | 0.5 | 0.5 | 0.5 | 0.5 | 0.5 | 0.5 | 0.5 | 0.5 | 0.5 | 0.5 | 0.5 | 0.5 | 0.5
Greater_Imperial_Li_Battery_4hr_20 | caiso-deliverability | Internal_San_Diego_SSN | Reliability_Capacity_In_Model_Year | System RA | Greater_Imperial_Li_Battery_4hr_20 | 0.5 | 0.5 | 0.5 | 0.5 | 0.5 | 0.5 | 0.5 | 0.5 | 0.5 | 0.5 | 0.5 | 0.5 | 0.5 | 0.5 | 0.5 | 0.5 | 0.5 | 0.5 | 0.5 | 0.5 | 0.5 | 0.5 | 0.5 | 0.5 | 0.5 | 0.5 | 0.5 | 0.5 | 0.5 | 0.5 | 0.5
Greater_Imperial_Li_Battery_4hr_108 | caiso-deliverability | Internal_San_Diego_SSN | Reliability_Capacity_In_Model_Year | System RA | Greater_Imperial_Li_Battery_4hr_108 | 0.5 | 0.5 | 0.5 | 0.5 | 0.5 | 0.5 | 0.5 | 0.5 | 0.5 | 0.5 | 0.5 | 0.5 | 0.5 | 0.5 | 0.5 | 0.5 | 0.5 | 0.5 | 0.5 | 0.5 | 0.5 | 0.5 | 0.5 | 0.5 | 0.5 | 0.5 | 0.5 | 0.5 | 0.5 | 0.5 | 0.5
Greater_Imperial_Li_Battery_4hr_133 | caiso-deliverability | Internal_San_Diego_SSN | Reliability_Capacity_In_Model_Year | System RA | Greater_Imperial_Li_Battery_4hr_133 | 0.5 | 0.5 | 0.5 | 0.5 | 0.5 | 0.5 | 0.5 | 0.5 | 0.5 | 0.5 | 0.5 | 0.5 | 0.5 | 0.5 | 0.5 | 0.5 | 0.5 | 0.5 | 0.5 | 0.5 | 0.5 | 0.5 | 0.5 | 0.5 | 0.5 | 0.5 | 0.5 | 0.5 | 0.5 | 0.5 | 0.5
Greater_Imperial_Li_Battery_8hr_20 | caiso-deliverability | Internal_San_Diego_SSN | Reliability_Capacity_In_Model_Year | System RA | Greater_Imperial_Li_Battery_8hr_20 | 0.5 | 0.5 | 0.5 | 0.5 | 0.5 | 0.5 | 0.5 | 0.5 | 0.5 | 0.5 | 0.5 | 0.5 | 0.5 | 0.5 | 0.5 | 0.5 | 0.5 | 0.5 | 0.5 | 0.5 | 0.5 | 0.5 | 0.5 | 0.5 | 0.5 | 0.5 | 0.5 | 0.5 | 0.5 | 0.5 | 0.5
Greater_Imperial_Li_Battery_8hr_108 | caiso-deliverability | Internal_San_Diego_SSN | Reliability_Capacity_In_Model_Year | System RA | Greater_Imperial_Li_Battery_8hr_108 | 0.5 | 0.5 | 0.5 | 0.5 | 0.5 | 0.5 | 0.5 | 0.5 | 0.5 | 0.5 | 0.5 | 0.5 | 0.5 | 0.5 | 0.5 | 0.5 | 0.5 | 0.5 | 0.5 | 0.5 | 0.5 | 0.5 | 0.5 | 0.5 | 0.5 | 0.5 | 0.5 | 0.5 | 0.5 | 0.5 | 0.5
Greater_Imperial_Li_Battery_8hr_133 | caiso-deliverability | Internal_San_Diego_SSN | Reliability_Capacity_In_Model_Year | System RA | Greater_Imperial_Li_Battery_8hr_133 | 0.5 | 0.5 | 0.5 | 0.5 | 0.5 | 0.5 | 0.5 | 0.5 | 0.5 | 0.5 | 0.5 | 0.5 | 0.5 | 0.5 | 0.5 | 0.5 | 0.5 | 0.5 | 0.5 | 0.5 | 0.5 | 0.5 | 0.5 | 0.5 | 0.5 | 0.5 | 0.5 | 0.5 | 0.5 | 0.5 | 0.5
San_Diego_Pumped_Storage_119 | caiso-deliverability | Internal_San_Diego_SSN | Reliability_Capacity_In_Model_Year | System RA | San_Diego_Pumped_Storage_119 | 0.5 | 0.5 | 0.5 | 0.5 | 0.5 | 0.5 | 0.5 | 0.5 | 0.5 | 0.5 | 0.5 | 0.5 | 0.5 | 0.5 | 0.5 | 0.5 | 0.5 | 0.5 | 0.5 | 0.5 | 0.5 | 0.5 | 0.5 | 0.5 | 0.5 | 0.5 | 0.5 | 0.5 | 0.5 | 0.5 | 0.5
Greater_Imperial_Geothermal_20 | caiso-deliverability | Internal_San_Diego_SSN | Reliability_Capacity_In_Model_Year | System RA | Greater_Imperial_Geothermal_20 | 1 | 1 | 1 | 1 | 1 | 1 | 1 | 1 | 1 | 1 | 1 | 1 | 1 | 1 | 1 | 1 | 1 | 1 | 1 | 1 | 1 | 1 | 1 | 1 | 1 | 1 | 1 | 1 | 1 | 1 | 1
Greater_Imperial_Solar_20 | caiso-deliverability | Internal_San_Diego_SSN | Reliability_Capacity_In_Model_Year | System RA | Greater_Imperial_Solar_20 | 0.427 | 0.427 | 0.427 | 0.427 | 0.427 | 0.427 | 0.427 | 0.427 | 0.427 | 0.427 | 0.427 | 0.427 | 0.427 | 0.427 | 0.427 | 0.427 | 0.427 | 0.427 | 0.427 | 0.427 | 0.427 | 0.427 | 0.427 | 0.427 | 0.427 | 0.427 | 0.427 | 0.427 | 0.427 | 0.427 | 0.427
Greater_Imperial_Solar_108 | caiso-deliverability | Internal_San_Diego_SSN | Reliability_Capacity_In_Model_Year | System RA | Greater_Imperial_Solar_108 | 0.427 | 0.427 | 0.427 | 0.427 | 0.427 | 0.427 | 0.427 | 0.427 | 0.427 | 0.427 | 0.427 | 0.427 | 0.427 | 0.427 | 0.427 | 0.427 | 0.427 | 0.427 | 0.427 | 0.427 | 0.427 | 0.427 | 0.427 | 0.427 | 0.427 | 0.427 | 0.427 | 0.427 | 0.427 | 0.427 | 0.427
Greater_Imperial_Solar_133 | caiso-deliverability | Internal_San_Diego_SSN | Reliability_Capacity_In_Model_Year | System RA | Greater_Imperial_Solar_133 | 0.427 | 0.427 | 0.427 | 0.427 | 0.427 | 0.427 | 0.427 | 0.427 | 0.427 | 0.427 | 0.427 | 0.427 | 0.427 | 0.427 | 0.427 | 0.427 | 0.427 | 0.427 | 0.427 | 0.427 | 0.427 | 0.427 | 0.427 | 0.427 | 0.427 | 0.427 | 0.427 | 0.427 | 0.427 | 0.427 | 0.427
Greater_Imperial_Wind_108 | caiso-deliverability | Internal_San_Diego_SSN | Reliability_Capacity_In_Model_Year | System RA | Greater_Imperial_Wind_108 | 0.208 | 0.208 | 0.208 | 0.208 | 0.208 | 0.208 | 0.208 | 0.208 | 0.208 | 0.208 | 0.208 | 0.208 | 0.208 | 0.208 | 0.208 | 0.208 | 0.208 | 0.208 | 0.208 | 0.208 | 0.208 | 0.208 | 0.208 | 0.208 | 0.208 | 0.208 | 0.208 | 0.208 | 0.208 | 0.208 | 0.208
Greater_Imperial_Biomass_20 | caiso-deliverability | Internal_San_Diego_SSN | Reliability_Capacity_In_Model_Year | System RA | Greater_Imperial_Biomass_20 | 1 | 1 | 1 | 1 | 1 | 1 | 1 | 1 | 1 | 1 | 1 | 1 | 1 | 1 | 1 | 1 | 1 | 1 | 1 | 1 | 1 | 1 | 1 | 1 | 1 | 1 | 1 | 1 | 1 | 1 | 1
Internal_San_Diego_group | caiso-deliverability | Internal_San_Diego_SSN | Operational_New_Capacity_MW | Internal_San_Diego_group |  | -1 | -1 | -1 | -1 | -1 | -1 | -1 | -1 | -1 | -1 | -1 | -1 | -1 | -1 | -1 | -1 | -1 | -1 | -1 | -1 | -1 | -1 | -1 | -1 | -1 | -1 | -1 | -1 | -1 | -1 | -1
Southern_PGAE_Flow_Battery_148 | caiso-deliverability | Jackson_Waukena_Corcoran_HSN | Reliability_Capacity_In_Model_Year | System RA | Southern_PGAE_Flow_Battery_148 | 1 | 1 | 1 | 1 | 1 | 1 | 1 | 1 | 1 | 1 | 1 | 1 | 1 | 1 | 1 | 1 | 1 | 1 | 1 | 1 | 1 | 1 | 1 | 1 | 1 | 1 | 1 | 1 | 1 | 1 | 1
Southern_PGAE_Flow_Battery_181 | caiso-deliverability | Jackson_Waukena_Corcoran_HSN | Reliability_Capacity_In_Model_Year | System RA | Southern_PGAE_Flow_Battery_181 | 1 | 1 | 1 | 1 | 1 | 1 | 1 | 1 | 1 | 1 | 1 | 1 | 1 | 1 | 1 | 1 | 1 | 1 | 1 | 1 | 1 | 1 | 1 | 1 | 1 | 1 | 1 | 1 | 1 | 1 | 1
Southern_PGAE_Li_Battery_4hr_148 | caiso-deliverability | Jackson_Waukena_Corcoran_HSN | Reliability_Capacity_In_Model_Year | System RA | Southern_PGAE_Li_Battery_4hr_148 | 1 | 1 | 1 | 1 | 1 | 1 | 1 | 1 | 1 | 1 | 1 | 1 | 1 | 1 | 1 | 1 | 1 | 1 | 1 | 1 | 1 | 1 | 1 | 1 | 1 | 1 | 1 | 1 | 1 | 1 | 1
Southern_PGAE_Li_Battery_4hr_181 | caiso-deliverability | Jackson_Waukena_Corcoran_HSN | Reliability_Capacity_In_Model_Year | System RA | Southern_PGAE_Li_Battery_4hr_181 | 1 | 1 | 1 | 1 | 1 | 1 | 1 | 1 | 1 | 1 | 1 | 1 | 1 | 1 | 1 | 1 | 1 | 1 | 1 | 1 | 1 | 1 | 1 | 1 | 1 | 1 | 1 | 1 | 1 | 1 | 1
Southern_PGAE_Li_Battery_8hr_148 | caiso-deliverability | Jackson_Waukena_Corcoran_HSN | Reliability_Capacity_In_Model_Year | System RA | Southern_PGAE_Li_Battery_8hr_148 | 1 | 1 | 1 | 1 | 1 | 1 | 1 | 1 | 1 | 1 | 1 | 1 | 1 | 1 | 1 | 1 | 1 | 1 | 1 | 1 | 1 | 1 | 1 | 1 | 1 | 1 | 1 | 1 | 1 | 1 | 1
Southern_PGAE_Li_Battery_8hr_181 | caiso-deliverability | Jackson_Waukena_Corcoran_HSN | Reliability_Capacity_In_Model_Year | System RA | Southern_PGAE_Li_Battery_8hr_181 | 1 | 1 | 1 | 1 | 1 | 1 | 1 | 1 | 1 | 1 | 1 | 1 | 1 | 1 | 1 | 1 | 1 | 1 | 1 | 1 | 1 | 1 | 1 | 1 | 1 | 1 | 1 | 1 | 1 | 1 | 1
Southern_PGAE_Solar_148 | caiso-deliverability | Jackson_Waukena_Corcoran_HSN | Reliability_Capacity_In_Model_Year | System RA | Southern_PGAE_Solar_148 | 0.1 | 0.1 | 0.1 | 0.1 | 0.1 | 0.1 | 0.1 | 0.1 | 0.1 | 0.1 | 0.1 | 0.1 | 0.1 | 0.1 | 0.1 | 0.1 | 0.1 | 0.1 | 0.1 | 0.1 | 0.1 | 0.1 | 0.1 | 0.1 | 0.1 | 0.1 | 0.1 | 0.1 | 0.1 | 0.1 | 0.1
Southern_PGAE_Solar_181 | caiso-deliverability | Jackson_Waukena_Corcoran_HSN | Reliability_Capacity_In_Model_Year | System RA | Southern_PGAE_Solar_181 | 0.1 | 0.1 | 0.1 | 0.1 | 0.1 | 0.1 | 0.1 | 0.1 | 0.1 | 0.1 | 0.1 | 0.1 | 0.1 | 0.1 | 0.1 | 0.1 | 0.1 | 0.1 | 0.1 | 0.1 | 0.1 | 0.1 | 0.1 | 0.1 | 0.1 | 0.1 | 0.1 | 0.1 | 0.1 | 0.1 | 0.1
Jackson_Waukena_Corcoran_group | caiso-deliverability | Jackson_Waukena_Corcoran_HSN | Operational_New_Capacity_MW | Jackson_Waukena_Corcoran_group |  | 0 | 0 | 0 | 0 | 0 | 0 | 0 | 0 | 0 | 0 | 0 | 0 | 0 | 0 | 0 | 0 | 0 | 0 | 0 | 0 | 0 | 0 | 0 | 0 | 0 | 0 | 0 | 0 | 0 | 0 | 0
Southern_PGAE_Flow_Battery_148 | caiso-deliverability | Jackson_Waukena_Corcoran_offpeak | Operational_New_Capacity_MW | Southern_PGAE_Flow_Battery_148 |  | -1 | -1 | -1 | -1 | -1 | -1 | -1 | -1 | -1 | -1 | -1 | -1 | -1 | -1 | -1 | -1 | -1 | -1 | -1 | -1 | -1 | -1 | -1 | -1 | -1 | -1 | -1 | -1 | -1 | -1 | -1
Southern_PGAE_Flow_Battery_181 | caiso-deliverability | Jackson_Waukena_Corcoran_offpeak | Operational_New_Capacity_MW | Southern_PGAE_Flow_Battery_181 |  | -1 | -1 | -1 | -1 | -1 | -1 | -1 | -1 | -1 | -1 | -1 | -1 | -1 | -1 | -1 | -1 | -1 | -1 | -1 | -1 | -1 | -1 | -1 | -1 | -1 | -1 | -1 | -1 | -1 | -1 | -1
Southern_PGAE_Li_Battery_4hr_148 | caiso-deliverability | Jackson_Waukena_Corcoran_offpeak | Operational_New_Capacity_MW | Southern_PGAE_Li_Battery_4hr_148 |  | -1 | -1 | -1 | -1 | -1 | -1 | -1 | -1 | -1 | -1 | -1 | -1 | -1 | -1 | -1 | -1 | -1 | -1 | -1 | -1 | -1 | -1 | -1 | -1 | -1 | -1 | -1 | -1 | -1 | -1 | -1
Southern_PGAE_Li_Battery_4hr_181 | caiso-deliverability | Jackson_Waukena_Corcoran_offpeak | Operational_New_Capacity_MW | Southern_PGAE_Li_Battery_4hr_181 |  | -1 | -1 | -1 | -1 | -1 | -1 | -1 | -1 | -1 | -1 | -1 | -1 | -1 | -1 | -1 | -1 | -1 | -1 | -1 | -1 | -1 | -1 | -1 | -1 | -1 | -1 | -1 | -1 | -1 | -1 | -1
Southern_PGAE_Li_Battery_8hr_148 | caiso-deliverability | Jackson_Waukena_Corcoran_offpeak | Operational_New_Capacity_MW | Southern_PGAE_Li_Battery_8hr_148 |  | -1 | -1 | -1 | -1 | -1 | -1 | -1 | -1 | -1 | -1 | -1 | -1 | -1 | -1 | -1 | -1 | -1 | -1 | -1 | -1 | -1 | -1 | -1 | -1 | -1 | -1 | -1 | -1 | -1 | -1 | -1
Southern_PGAE_Li_Battery_8hr_181 | caiso-deliverability | Jackson_Waukena_Corcoran_offpeak | Operational_New_Capacity_MW | Southern_PGAE_Li_Battery_8hr_181 |  | -1 | -1 | -1 | -1 | -1 | -1 | -1 | -1 | -1 | -1 | -1 | -1 | -1 | -1 | -1 | -1 | -1 | -1 | -1 | -1 | -1 | -1 | -1 | -1 | -1 | -1 | -1 | -1 | -1 | -1 | -1
Southern_PGAE_Solar_148 | caiso-deliverability | Jackson_Waukena_Corcoran_offpeak | Operational_New_Capacity_MW | Southern_PGAE_Solar_148 |  | 0.79 | 0.79 | 0.79 | 0.79 | 0.79 | 0.79 | 0.79 | 0.79 | 0.79 | 0.79 | 0.79 | 0.79 | 0.79 | 0.79 | 0.79 | 0.79 | 0.79 | 0.79 | 0.79 | 0.79 | 0.79 | 0.79 | 0.79 | 0.79 | 0.79 | 0.79 | 0.79 | 0.79 | 0.79 | 0.79 | 0.79
Southern_PGAE_Solar_181 | caiso-deliverability | Jackson_Waukena_Corcoran_offpeak | Operational_New_Capacity_MW | Southern_PGAE_Solar_181 |  | 0.79 | 0.79 | 0.79 | 0.79 | 0.79 | 0.79 | 0.79 | 0.79 | 0.79 | 0.79 | 0.79 | 0.79 | 0.79 | 0.79 | 0.79 | 0.79 | 0.79 | 0.79 | 0.79 | 0.79 | 0.79 | 0.79 | 0.79 | 0.79 | 0.79 | 0.79 | 0.79 | 0.79 | 0.79 | 0.79 | 0.79
Jackson_Waukena_Corcoran_group | caiso-deliverability | Jackson_Waukena_Corcoran_offpeak | Operational_New_Capacity_MW | Jackson_Waukena_Corcoran_group |  | -1 | -1 | -1 | -1 | -1 | -1 | -1 | -1 | -1 | -1 | -1 | -1 | -1 | -1 | -1 | -1 | -1 | -1 | -1 | -1 | -1 | -1 | -1 | -1 | -1 | -1 | -1 | -1 | -1 | -1 | -1
Southern_PGAE_Flow_Battery_148 | caiso-deliverability | Jackson_Waukena_Corcoran_SSN | Reliability_Capacity_In_Model_Year | System RA | Southern_PGAE_Flow_Battery_148 | 0.5 | 0.5 | 0.5 | 0.5 | 0.5 | 0.5 | 0.5 | 0.5 | 0.5 | 0.5 | 0.5 | 0.5 | 0.5 | 0.5 | 0.5 | 0.5 | 0.5 | 0.5 | 0.5 | 0.5 | 0.5 | 0.5 | 0.5 | 0.5 | 0.5 | 0.5 | 0.5 | 0.5 | 0.5 | 0.5 | 0.5
Southern_PGAE_Flow_Battery_181 | caiso-deliverability | Jackson_Waukena_Corcoran_SSN | Reliability_Capacity_In_Model_Year | System RA | Southern_PGAE_Flow_Battery_181 | 0.5 | 0.5 | 0.5 | 0.5 | 0.5 | 0.5 | 0.5 | 0.5 | 0.5 | 0.5 | 0.5 | 0.5 | 0.5 | 0.5 | 0.5 | 0.5 | 0.5 | 0.5 | 0.5 | 0.5 | 0.5 | 0.5 | 0.5 | 0.5 | 0.5 | 0.5 | 0.5 | 0.5 | 0.5 | 0.5 | 0.5
Southern_PGAE_Li_Battery_4hr_148 | caiso-deliverability | Jackson_Waukena_Corcoran_SSN | Reliability_Capacity_In_Model_Year | System RA | Southern_PGAE_Li_Battery_4hr_148 | 0.5 | 0.5 | 0.5 | 0.5 | 0.5 | 0.5 | 0.5 | 0.5 | 0.5 | 0.5 | 0.5 | 0.5 | 0.5 | 0.5 | 0.5 | 0.5 | 0.5 | 0.5 | 0.5 | 0.5 | 0.5 | 0.5 | 0.5 | 0.5 | 0.5 | 0.5 | 0.5 | 0.5 | 0.5 | 0.5 | 0.5
Southern_PGAE_Li_Battery_4hr_181 | caiso-deliverability | Jackson_Waukena_Corcoran_SSN | Reliability_Capacity_In_Model_Year | System RA | Southern_PGAE_Li_Battery_4hr_181 | 0.5 | 0.5 | 0.5 | 0.5 | 0.5 | 0.5 | 0.5 | 0.5 | 0.5 | 0.5 | 0.5 | 0.5 | 0.5 | 0.5 | 0.5 | 0.5 | 0.5 | 0.5 | 0.5 | 0.5 | 0.5 | 0.5 | 0.5 | 0.5 | 0.5 | 0.5 | 0.5 | 0.5 | 0.5 | 0.5 | 0.5
Southern_PGAE_Li_Battery_8hr_148 | caiso-deliverability | Jackson_Waukena_Corcoran_SSN | Reliability_Capacity_In_Model_Year | System RA | Southern_PGAE_Li_Battery_8hr_148 | 0.5 | 0.5 | 0.5 | 0.5 | 0.5 | 0.5 | 0.5 | 0.5 | 0.5 | 0.5 | 0.5 | 0.5 | 0.5 | 0.5 | 0.5 | 0.5 | 0.5 | 0.5 | 0.5 | 0.5 | 0.5 | 0.5 | 0.5 | 0.5 | 0.5 | 0.5 | 0.5 | 0.5 | 0.5 | 0.5 | 0.5
Southern_PGAE_Li_Battery_8hr_181 | caiso-deliverability | Jackson_Waukena_Corcoran_SSN | Reliability_Capacity_In_Model_Year | System RA | Southern_PGAE_Li_Battery_8hr_181 | 0.5 | 0.5 | 0.5 | 0.5 | 0.5 | 0.5 | 0.5 | 0.5 | 0.5 | 0.5 | 0.5 | 0.5 | 0.5 | 0.5 | 0.5 | 0.5 | 0.5 | 0.5 | 0.5 | 0.5 | 0.5 | 0.5 | 0.5 | 0.5 | 0.5 | 0.5 | 0.5 | 0.5 | 0.5 | 0.5 | 0.5
Southern_PGAE_Solar_148 | caiso-deliverability | Jackson_Waukena_Corcoran_SSN | Reliability_Capacity_In_Model_Year | System RA | Southern_PGAE_Solar_148 | 0.556 | 0.556 | 0.556 | 0.556 | 0.556 | 0.556 | 0.556 | 0.556 | 0.556 | 0.556 | 0.556 | 0.556 | 0.556 | 0.556 | 0.556 | 0.556 | 0.556 | 0.556 | 0.556 | 0.556 | 0.556 | 0.556 | 0.556 | 0.556 | 0.556 | 0.556 | 0.556 | 0.556 | 0.556 | 0.556 | 0.556
Southern_PGAE_Solar_181 | caiso-deliverability | Jackson_Waukena_Corcoran_SSN | Reliability_Capacity_In_Model_Year | System RA | Southern_PGAE_Solar_181 | 0.556 | 0.556 | 0.556 | 0.556 | 0.556 | 0.556 | 0.556 | 0.556 | 0.556 | 0.556 | 0.556 | 0.556 | 0.556 | 0.556 | 0.556 | 0.556 | 0.556 | 0.556 | 0.556 | 0.556 | 0.556 | 0.556 | 0.556 | 0.556 | 0.556 | 0.556 | 0.556 | 0.556 | 0.556 | 0.556 | 0.556
Jackson_Waukena_Corcoran_group | caiso-deliverability | Jackson_Waukena_Corcoran_SSN | Operational_New_Capacity_MW | Jackson_Waukena_Corcoran_group |  | 0 | 0 | 0 | 0 | 0 | 0 | 0 | 0 | 0 | 0 | 0 | 0 | 0 | 0 | 0 | 0 | 0 | 0 | 0 | 0 | 0 | 0 | 0 | 0 | 0 | 0 | 0 | 0 | 0 | 0 | 0
Northern_California_Flow_Battery_84 | caiso-deliverability | Kasson_Jct_Heinz_HSN | Reliability_Capacity_In_Model_Year | System RA | Northern_California_Flow_Battery_84 | 1 | 1 | 1 | 1 | 1 | 1 | 1 | 1 | 1 | 1 | 1 | 1 | 1 | 1 | 1 | 1 | 1 | 1 | 1 | 1 | 1 | 1 | 1 | 1 | 1 | 1 | 1 | 1 | 1 | 1 | 1
Southern_PGAE_Flow_Battery_111 | caiso-deliverability | Kasson_Jct_Heinz_HSN | Reliability_Capacity_In_Model_Year | System RA | Southern_PGAE_Flow_Battery_111 | 1 | 1 | 1 | 1 | 1 | 1 | 1 | 1 | 1 | 1 | 1 | 1 | 1 | 1 | 1 | 1 | 1 | 1 | 1 | 1 | 1 | 1 | 1 | 1 | 1 | 1 | 1 | 1 | 1 | 1 | 1
Northern_California_Flow_Battery_135 | caiso-deliverability | Kasson_Jct_Heinz_HSN | Reliability_Capacity_In_Model_Year | System RA | Northern_California_Flow_Battery_135 | 1 | 1 | 1 | 1 | 1 | 1 | 1 | 1 | 1 | 1 | 1 | 1 | 1 | 1 | 1 | 1 | 1 | 1 | 1 | 1 | 1 | 1 | 1 | 1 | 1 | 1 | 1 | 1 | 1 | 1 | 1
Northern_California_Flow_Battery_138 | caiso-deliverability | Kasson_Jct_Heinz_HSN | Reliability_Capacity_In_Model_Year | System RA | Northern_California_Flow_Battery_138 | 1 | 1 | 1 | 1 | 1 | 1 | 1 | 1 | 1 | 1 | 1 | 1 | 1 | 1 | 1 | 1 | 1 | 1 | 1 | 1 | 1 | 1 | 1 | 1 | 1 | 1 | 1 | 1 | 1 | 1 | 1
Southern_PGAE_Flow_Battery_145 | caiso-deliverability | Kasson_Jct_Heinz_HSN | Reliability_Capacity_In_Model_Year | System RA | Southern_PGAE_Flow_Battery_145 | 1 | 1 | 1 | 1 | 1 | 1 | 1 | 1 | 1 | 1 | 1 | 1 | 1 | 1 | 1 | 1 | 1 | 1 | 1 | 1 | 1 | 1 | 1 | 1 | 1 | 1 | 1 | 1 | 1 | 1 | 1
Northern_California_Li_Battery_4hr_84 | caiso-deliverability | Kasson_Jct_Heinz_HSN | Reliability_Capacity_In_Model_Year | System RA | Northern_California_Li_Battery_4hr_84 | 1 | 1 | 1 | 1 | 1 | 1 | 1 | 1 | 1 | 1 | 1 | 1 | 1 | 1 | 1 | 1 | 1 | 1 | 1 | 1 | 1 | 1 | 1 | 1 | 1 | 1 | 1 | 1 | 1 | 1 | 1
Southern_PGAE_Li_Battery_4hr_111 | caiso-deliverability | Kasson_Jct_Heinz_HSN | Reliability_Capacity_In_Model_Year | System RA | Southern_PGAE_Li_Battery_4hr_111 | 1 | 1 | 1 | 1 | 1 | 1 | 1 | 1 | 1 | 1 | 1 | 1 | 1 | 1 | 1 | 1 | 1 | 1 | 1 | 1 | 1 | 1 | 1 | 1 | 1 | 1 | 1 | 1 | 1 | 1 | 1
Northern_California_Li_Battery_4hr_135 | caiso-deliverability | Kasson_Jct_Heinz_HSN | Reliability_Capacity_In_Model_Year | System RA | Northern_California_Li_Battery_4hr_135 | 1 | 1 | 1 | 1 | 1 | 1 | 1 | 1 | 1 | 1 | 1 | 1 | 1 | 1 | 1 | 1 | 1 | 1 | 1 | 1 | 1 | 1 | 1 | 1 | 1 | 1 | 1 | 1 | 1 | 1 | 1
Northern_California_Li_Battery_4hr_138 | caiso-deliverability | Kasson_Jct_Heinz_HSN | Reliability_Capacity_In_Model_Year | System RA | Northern_California_Li_Battery_4hr_138 | 1 | 1 | 1 | 1 | 1 | 1 | 1 | 1 | 1 | 1 | 1 | 1 | 1 | 1 | 1 | 1 | 1 | 1 | 1 | 1 | 1 | 1 | 1 | 1 | 1 | 1 | 1 | 1 | 1 | 1 | 1
Southern_PGAE_Li_Battery_4hr_145 | caiso-deliverability | Kasson_Jct_Heinz_HSN | Reliability_Capacity_In_Model_Year | System RA | Southern_PGAE_Li_Battery_4hr_145 | 1 | 1 | 1 | 1 | 1 | 1 | 1 | 1 | 1 | 1 | 1 | 1 | 1 | 1 | 1 | 1 | 1 | 1 | 1 | 1 | 1 | 1 | 1 | 1 | 1 | 1 | 1 | 1 | 1 | 1 | 1
Northern_California_Li_Battery_8hr_84 | caiso-deliverability | Kasson_Jct_Heinz_HSN | Reliability_Capacity_In_Model_Year | System RA | Northern_California_Li_Battery_8hr_84 | 1 | 1 | 1 | 1 | 1 | 1 | 1 | 1 | 1 | 1 | 1 | 1 | 1 | 1 | 1 | 1 | 1 | 1 | 1 | 1 | 1 | 1 | 1 | 1 | 1 | 1 | 1 | 1 | 1 | 1 | 1
Southern_PGAE_Li_Battery_8hr_111 | caiso-deliverability | Kasson_Jct_Heinz_HSN | Reliability_Capacity_In_Model_Year | System RA | Southern_PGAE_Li_Battery_8hr_111 | 1 | 1 | 1 | 1 | 1 | 1 | 1 | 1 | 1 | 1 | 1 | 1 | 1 | 1 | 1 | 1 | 1 | 1 | 1 | 1 | 1 | 1 | 1 | 1 | 1 | 1 | 1 | 1 | 1 | 1 | 1
Northern_California_Li_Battery_8hr_135 | caiso-deliverability | Kasson_Jct_Heinz_HSN | Reliability_Capacity_In_Model_Year | System RA | Northern_California_Li_Battery_8hr_135 | 1 | 1 | 1 | 1 | 1 | 1 | 1 | 1 | 1 | 1 | 1 | 1 | 1 | 1 | 1 | 1 | 1 | 1 | 1 | 1 | 1 | 1 | 1 | 1 | 1 | 1 | 1 | 1 | 1 | 1 | 1
Northern_California_Li_Battery_8hr_138 | caiso-deliverability | Kasson_Jct_Heinz_HSN | Reliability_Capacity_In_Model_Year | System RA | Northern_California_Li_Battery_8hr_138 | 1 | 1 | 1 | 1 | 1 | 1 | 1 | 1 | 1 | 1 | 1 | 1 | 1 | 1 | 1 | 1 | 1 | 1 | 1 | 1 | 1 | 1 | 1 | 1 | 1 | 1 | 1 | 1 | 1 | 1 | 1
Southern_PGAE_Li_Battery_8hr_145 | caiso-deliverability | Kasson_Jct_Heinz_HSN | Reliability_Capacity_In_Model_Year | System RA | Southern_PGAE_Li_Battery_8hr_145 | 1 | 1 | 1 | 1 | 1 | 1 | 1 | 1 | 1 | 1 | 1 | 1 | 1 | 1 | 1 | 1 | 1 | 1 | 1 | 1 | 1 | 1 | 1 | 1 | 1 | 1 | 1 | 1 | 1 | 1 | 1
Northern_California_Solar_84 | caiso-deliverability | Kasson_Jct_Heinz_HSN | Reliability_Capacity_In_Model_Year | System RA | Northern_California_Solar_84 | 0.1 | 0.1 | 0.1 | 0.1 | 0.1 | 0.1 | 0.1 | 0.1 | 0.1 | 0.1 | 0.1 | 0.1 | 0.1 | 0.1 | 0.1 | 0.1 | 0.1 | 0.1 | 0.1 | 0.1 | 0.1 | 0.1 | 0.1 | 0.1 | 0.1 | 0.1 | 0.1 | 0.1 | 0.1 | 0.1 | 0.1
Northern_California_Solar_135 | caiso-deliverability | Kasson_Jct_Heinz_HSN | Reliability_Capacity_In_Model_Year | System RA | Northern_California_Solar_135 | 0.1 | 0.1 | 0.1 | 0.1 | 0.1 | 0.1 | 0.1 | 0.1 | 0.1 | 0.1 | 0.1 | 0.1 | 0.1 | 0.1 | 0.1 | 0.1 | 0.1 | 0.1 | 0.1 | 0.1 | 0.1 | 0.1 | 0.1 | 0.1 | 0.1 | 0.1 | 0.1 | 0.1 | 0.1 | 0.1 | 0.1
Northern_California_Solar_138 | caiso-deliverability | Kasson_Jct_Heinz_HSN | Reliability_Capacity_In_Model_Year | System RA | Northern_California_Solar_138 | 0.1 | 0.1 | 0.1 | 0.1 | 0.1 | 0.1 | 0.1 | 0.1 | 0.1 | 0.1 | 0.1 | 0.1 | 0.1 | 0.1 | 0.1 | 0.1 | 0.1 | 0.1 | 0.1 | 0.1 | 0.1 | 0.1 | 0.1 | 0.1 | 0.1 | 0.1 | 0.1 | 0.1 | 0.1 | 0.1 | 0.1
Southern_PGAE_Solar_111 | caiso-deliverability | Kasson_Jct_Heinz_HSN | Reliability_Capacity_In_Model_Year | System RA | Southern_PGAE_Solar_111 | 0.1 | 0.1 | 0.1 | 0.1 | 0.1 | 0.1 | 0.1 | 0.1 | 0.1 | 0.1 | 0.1 | 0.1 | 0.1 | 0.1 | 0.1 | 0.1 | 0.1 | 0.1 | 0.1 | 0.1 | 0.1 | 0.1 | 0.1 | 0.1 | 0.1 | 0.1 | 0.1 | 0.1 | 0.1 | 0.1 | 0.1
Southern_PGAE_Solar_145 | caiso-deliverability | Kasson_Jct_Heinz_HSN | Reliability_Capacity_In_Model_Year | System RA | Southern_PGAE_Solar_145 | 0.1 | 0.1 | 0.1 | 0.1 | 0.1 | 0.1 | 0.1 | 0.1 | 0.1 | 0.1 | 0.1 | 0.1 | 0.1 | 0.1 | 0.1 | 0.1 | 0.1 | 0.1 | 0.1 | 0.1 | 0.1 | 0.1 | 0.1 | 0.1 | 0.1 | 0.1 | 0.1 | 0.1 | 0.1 | 0.1 | 0.1
Nikola_group | caiso-deliverability | Kasson_Jct_Heinz_HSN | Operational_New_Capacity_MW | Nikola_group |  | -1 | -1 | -1 | -1 | -1 | -1 | -1 | -1 | -1 | -1 | -1 | -1 | -1 | -1 | -1 | -1 | -1 | -1 | -1 | -1 | -1 | -1 | -1 | -1 | -1 | -1 | -1 | -1 | -1 | -1 | -1
Northern_California_Flow_Battery_84 | caiso-deliverability | Kasson_Jct_Heinz_offpeak | Operational_New_Capacity_MW | Northern_California_Flow_Battery_84 |  | -1 | -1 | -1 | -1 | -1 | -1 | -1 | -1 | -1 | -1 | -1 | -1 | -1 | -1 | -1 | -1 | -1 | -1 | -1 | -1 | -1 | -1 | -1 | -1 | -1 | -1 | -1 | -1 | -1 | -1 | -1
Southern_PGAE_Flow_Battery_111 | caiso-deliverability | Kasson_Jct_Heinz_offpeak | Operational_New_Capacity_MW | Southern_PGAE_Flow_Battery_111 |  | -1 | -1 | -1 | -1 | -1 | -1 | -1 | -1 | -1 | -1 | -1 | -1 | -1 | -1 | -1 | -1 | -1 | -1 | -1 | -1 | -1 | -1 | -1 | -1 | -1 | -1 | -1 | -1 | -1 | -1 | -1
Northern_California_Flow_Battery_135 | caiso-deliverability | Kasson_Jct_Heinz_offpeak | Operational_New_Capacity_MW | Northern_California_Flow_Battery_135 |  | -1 | -1 | -1 | -1 | -1 | -1 | -1 | -1 | -1 | -1 | -1 | -1 | -1 | -1 | -1 | -1 | -1 | -1 | -1 | -1 | -1 | -1 | -1 | -1 | -1 | -1 | -1 | -1 | -1 | -1 | -1
Northern_California_Flow_Battery_138 | caiso-deliverability | Kasson_Jct_Heinz_offpeak | Operational_New_Capacity_MW | Northern_California_Flow_Battery_138 |  | -1 | -1 | -1 | -1 | -1 | -1 | -1 | -1 | -1 | -1 | -1 | -1 | -1 | -1 | -1 | -1 | -1 | -1 | -1 | -1 | -1 | -1 | -1 | -1 | -1 | -1 | -1 | -1 | -1 | -1 | -1
Southern_PGAE_Flow_Battery_145 | caiso-deliverability | Kasson_Jct_Heinz_offpeak | Operational_New_Capacity_MW | Southern_PGAE_Flow_Battery_145 |  | -1 | -1 | -1 | -1 | -1 | -1 | -1 | -1 | -1 | -1 | -1 | -1 | -1 | -1 | -1 | -1 | -1 | -1 | -1 | -1 | -1 | -1 | -1 | -1 | -1 | -1 | -1 | -1 | -1 | -1 | -1
Northern_California_Li_Battery_4hr_84 | caiso-deliverability | Kasson_Jct_Heinz_offpeak | Operational_New_Capacity_MW | Northern_California_Li_Battery_4hr_84 |  | -1 | -1 | -1 | -1 | -1 | -1 | -1 | -1 | -1 | -1 | -1 | -1 | -1 | -1 | -1 | -1 | -1 | -1 | -1 | -1 | -1 | -1 | -1 | -1 | -1 | -1 | -1 | -1 | -1 | -1 | -1
Southern_PGAE_Li_Battery_4hr_111 | caiso-deliverability | Kasson_Jct_Heinz_offpeak | Operational_New_Capacity_MW | Southern_PGAE_Li_Battery_4hr_111 |  | -1 | -1 | -1 | -1 | -1 | -1 | -1 | -1 | -1 | -1 | -1 | -1 | -1 | -1 | -1 | -1 | -1 | -1 | -1 | -1 | -1 | -1 | -1 | -1 | -1 | -1 | -1 | -1 | -1 | -1 | -1
Northern_California_Li_Battery_4hr_135 | caiso-deliverability | Kasson_Jct_Heinz_offpeak | Operational_New_Capacity_MW | Northern_California_Li_Battery_4hr_135 |  | -1 | -1 | -1 | -1 | -1 | -1 | -1 | -1 | -1 | -1 | -1 | -1 | -1 | -1 | -1 | -1 | -1 | -1 | -1 | -1 | -1 | -1 | -1 | -1 | -1 | -1 | -1 | -1 | -1 | -1 | -1
Northern_California_Li_Battery_4hr_138 | caiso-deliverability | Kasson_Jct_Heinz_offpeak | Operational_New_Capacity_MW | Northern_California_Li_Battery_4hr_138 |  | -1 | -1 | -1 | -1 | -1 | -1 | -1 | -1 | -1 | -1 | -1 | -1 | -1 | -1 | -1 | -1 | -1 | -1 | -1 | -1 | -1 | -1 | -1 | -1 | -1 | -1 | -1 | -1 | -1 | -1 | -1
Southern_PGAE_Li_Battery_4hr_145 | caiso-deliverability | Kasson_Jct_Heinz_offpeak | Operational_New_Capacity_MW | Southern_PGAE_Li_Battery_4hr_145 |  | -1 | -1 | -1 | -1 | -1 | -1 | -1 | -1 | -1 | -1 | -1 | -1 | -1 | -1 | -1 | -1 | -1 | -1 | -1 | -1 | -1 | -1 | -1 | -1 | -1 | -1 | -1 | -1 | -1 | -1 | -1
Northern_California_Li_Battery_8hr_84 | caiso-deliverability | Kasson_Jct_Heinz_offpeak | Operational_New_Capacity_MW | Northern_California_Li_Battery_8hr_84 |  | -1 | -1 | -1 | -1 | -1 | -1 | -1 | -1 | -1 | -1 | -1 | -1 | -1 | -1 | -1 | -1 | -1 | -1 | -1 | -1 | -1 | -1 | -1 | -1 | -1 | -1 | -1 | -1 | -1 | -1 | -1
Southern_PGAE_Li_Battery_8hr_111 | caiso-deliverability | Kasson_Jct_Heinz_offpeak | Operational_New_Capacity_MW | Southern_PGAE_Li_Battery_8hr_111 |  | -1 | -1 | -1 | -1 | -1 | -1 | -1 | -1 | -1 | -1 | -1 | -1 | -1 | -1 | -1 | -1 | -1 | -1 | -1 | -1 | -1 | -1 | -1 | -1 | -1 | -1 | -1 | -1 | -1 | -1 | -1
Northern_California_Li_Battery_8hr_135 | caiso-deliverability | Kasson_Jct_Heinz_offpeak | Operational_New_Capacity_MW | Northern_California_Li_Battery_8hr_135 |  | -1 | -1 | -1 | -1 | -1 | -1 | -1 | -1 | -1 | -1 | -1 | -1 | -1 | -1 | -1 | -1 | -1 | -1 | -1 | -1 | -1 | -1 | -1 | -1 | -1 | -1 | -1 | -1 | -1 | -1 | -1
Northern_California_Li_Battery_8hr_138 | caiso-deliverability | Kasson_Jct_Heinz_offpeak | Operational_New_Capacity_MW | Northern_California_Li_Battery_8hr_138 |  | -1 | -1 | -1 | -1 | -1 | -1 | -1 | -1 | -1 | -1 | -1 | -1 | -1 | -1 | -1 | -1 | -1 | -1 | -1 | -1 | -1 | -1 | -1 | -1 | -1 | -1 | -1 | -1 | -1 | -1 | -1
Southern_PGAE_Li_Battery_8hr_145 | caiso-deliverability | Kasson_Jct_Heinz_offpeak | Operational_New_Capacity_MW | Southern_PGAE_Li_Battery_8hr_145 |  | -1 | -1 | -1 | -1 | -1 | -1 | -1 | -1 | -1 | -1 | -1 | -1 | -1 | -1 | -1 | -1 | -1 | -1 | -1 | -1 | -1 | -1 | -1 | -1 | -1 | -1 | -1 | -1 | -1 | -1 | -1
Northern_California_Solar_84 | caiso-deliverability | Kasson_Jct_Heinz_offpeak | Operational_New_Capacity_MW | Northern_California_Solar_84 |  | 0.68 | 0.68 | 0.68 | 0.68 | 0.68 | 0.68 | 0.68 | 0.68 | 0.68 | 0.68 | 0.68 | 0.68 | 0.68 | 0.68 | 0.68 | 0.68 | 0.68 | 0.68 | 0.68 | 0.68 | 0.68 | 0.68 | 0.68 | 0.68 | 0.68 | 0.68 | 0.68 | 0.68 | 0.68 | 0.68 | 0.68
Northern_California_Solar_135 | caiso-deliverability | Kasson_Jct_Heinz_offpeak | Operational_New_Capacity_MW | Northern_California_Solar_135 |  | 0.68 | 0.68 | 0.68 | 0.68 | 0.68 | 0.68 | 0.68 | 0.68 | 0.68 | 0.68 | 0.68 | 0.68 | 0.68 | 0.68 | 0.68 | 0.68 | 0.68 | 0.68 | 0.68 | 0.68 | 0.68 | 0.68 | 0.68 | 0.68 | 0.68 | 0.68 | 0.68 | 0.68 | 0.68 | 0.68 | 0.68
Northern_California_Solar_138 | caiso-deliverability | Kasson_Jct_Heinz_offpeak | Operational_New_Capacity_MW | Northern_California_Solar_138 |  | 0.68 | 0.68 | 0.68 | 0.68 | 0.68 | 0.68 | 0.68 | 0.68 | 0.68 | 0.68 | 0.68 | 0.68 | 0.68 | 0.68 | 0.68 | 0.68 | 0.68 | 0.68 | 0.68 | 0.68 | 0.68 | 0.68 | 0.68 | 0.68 | 0.68 | 0.68 | 0.68 | 0.68 | 0.68 | 0.68 | 0.68
Southern_PGAE_Solar_111 | caiso-deliverability | Kasson_Jct_Heinz_offpeak | Operational_New_Capacity_MW | Southern_PGAE_Solar_111 |  | 0.68 | 0.68 | 0.68 | 0.68 | 0.68 | 0.68 | 0.68 | 0.68 | 0.68 | 0.68 | 0.68 | 0.68 | 0.68 | 0.68 | 0.68 | 0.68 | 0.68 | 0.68 | 0.68 | 0.68 | 0.68 | 0.68 | 0.68 | 0.68 | 0.68 | 0.68 | 0.68 | 0.68 | 0.68 | 0.68 | 0.68
Southern_PGAE_Solar_145 | caiso-deliverability | Kasson_Jct_Heinz_offpeak | Operational_New_Capacity_MW | Southern_PGAE_Solar_145 |  | 0.68 | 0.68 | 0.68 | 0.68 | 0.68 | 0.68 | 0.68 | 0.68 | 0.68 | 0.68 | 0.68 | 0.68 | 0.68 | 0.68 | 0.68 | 0.68 | 0.68 | 0.68 | 0.68 | 0.68 | 0.68 | 0.68 | 0.68 | 0.68 | 0.68 | 0.68 | 0.68 | 0.68 | 0.68 | 0.68 | 0.68
Nikola_group | caiso-deliverability | Kasson_Jct_Heinz_offpeak | Operational_New_Capacity_MW | Nikola_group |  | -1 | -1 | -1 | -1 | -1 | -1 | -1 | -1 | -1 | -1 | -1 | -1 | -1 | -1 | -1 | -1 | -1 | -1 | -1 | -1 | -1 | -1 | -1 | -1 | -1 | -1 | -1 | -1 | -1 | -1 | -1
Northern_California_Flow_Battery_84 | caiso-deliverability | Kasson_Jct_Heinz_SSN | Reliability_Capacity_In_Model_Year | System RA | Northern_California_Flow_Battery_84 | 0.5 | 0.5 | 0.5 | 0.5 | 0.5 | 0.5 | 0.5 | 0.5 | 0.5 | 0.5 | 0.5 | 0.5 | 0.5 | 0.5 | 0.5 | 0.5 | 0.5 | 0.5 | 0.5 | 0.5 | 0.5 | 0.5 | 0.5 | 0.5 | 0.5 | 0.5 | 0.5 | 0.5 | 0.5 | 0.5 | 0.5
Southern_PGAE_Flow_Battery_111 | caiso-deliverability | Kasson_Jct_Heinz_SSN | Reliability_Capacity_In_Model_Year | System RA | Southern_PGAE_Flow_Battery_111 | 0.5 | 0.5 | 0.5 | 0.5 | 0.5 | 0.5 | 0.5 | 0.5 | 0.5 | 0.5 | 0.5 | 0.5 | 0.5 | 0.5 | 0.5 | 0.5 | 0.5 | 0.5 | 0.5 | 0.5 | 0.5 | 0.5 | 0.5 | 0.5 | 0.5 | 0.5 | 0.5 | 0.5 | 0.5 | 0.5 | 0.5
Northern_California_Flow_Battery_135 | caiso-deliverability | Kasson_Jct_Heinz_SSN | Reliability_Capacity_In_Model_Year | System RA | Northern_California_Flow_Battery_135 | 0.5 | 0.5 | 0.5 | 0.5 | 0.5 | 0.5 | 0.5 | 0.5 | 0.5 | 0.5 | 0.5 | 0.5 | 0.5 | 0.5 | 0.5 | 0.5 | 0.5 | 0.5 | 0.5 | 0.5 | 0.5 | 0.5 | 0.5 | 0.5 | 0.5 | 0.5 | 0.5 | 0.5 | 0.5 | 0.5 | 0.5
Northern_California_Flow_Battery_138 | caiso-deliverability | Kasson_Jct_Heinz_SSN | Reliability_Capacity_In_Model_Year | System RA | Northern_California_Flow_Battery_138 | 0.5 | 0.5 | 0.5 | 0.5 | 0.5 | 0.5 | 0.5 | 0.5 | 0.5 | 0.5 | 0.5 | 0.5 | 0.5 | 0.5 | 0.5 | 0.5 | 0.5 | 0.5 | 0.5 | 0.5 | 0.5 | 0.5 | 0.5 | 0.5 | 0.5 | 0.5 | 0.5 | 0.5 | 0.5 | 0.5 | 0.5
Southern_PGAE_Flow_Battery_145 | caiso-deliverability | Kasson_Jct_Heinz_SSN | Reliability_Capacity_In_Model_Year | System RA | Southern_PGAE_Flow_Battery_145 | 0.5 | 0.5 | 0.5 | 0.5 | 0.5 | 0.5 | 0.5 | 0.5 | 0.5 | 0.5 | 0.5 | 0.5 | 0.5 | 0.5 | 0.5 | 0.5 | 0.5 | 0.5 | 0.5 | 0.5 | 0.5 | 0.5 | 0.5 | 0.5 | 0.5 | 0.5 | 0.5 | 0.5 | 0.5 | 0.5 | 0.5
Northern_California_Li_Battery_4hr_84 | caiso-deliverability | Kasson_Jct_Heinz_SSN | Reliability_Capacity_In_Model_Year | System RA | Northern_California_Li_Battery_4hr_84 | 0.5 | 0.5 | 0.5 | 0.5 | 0.5 | 0.5 | 0.5 | 0.5 | 0.5 | 0.5 | 0.5 | 0.5 | 0.5 | 0.5 | 0.5 | 0.5 | 0.5 | 0.5 | 0.5 | 0.5 | 0.5 | 0.5 | 0.5 | 0.5 | 0.5 | 0.5 | 0.5 | 0.5 | 0.5 | 0.5 | 0.5
Southern_PGAE_Li_Battery_4hr_111 | caiso-deliverability | Kasson_Jct_Heinz_SSN | Reliability_Capacity_In_Model_Year | System RA | Southern_PGAE_Li_Battery_4hr_111 | 0.5 | 0.5 | 0.5 | 0.5 | 0.5 | 0.5 | 0.5 | 0.5 | 0.5 | 0.5 | 0.5 | 0.5 | 0.5 | 0.5 | 0.5 | 0.5 | 0.5 | 0.5 | 0.5 | 0.5 | 0.5 | 0.5 | 0.5 | 0.5 | 0.5 | 0.5 | 0.5 | 0.5 | 0.5 | 0.5 | 0.5
Northern_California_Li_Battery_4hr_135 | caiso-deliverability | Kasson_Jct_Heinz_SSN | Reliability_Capacity_In_Model_Year | System RA | Northern_California_Li_Battery_4hr_135 | 0.5 | 0.5 | 0.5 | 0.5 | 0.5 | 0.5 | 0.5 | 0.5 | 0.5 | 0.5 | 0.5 | 0.5 | 0.5 | 0.5 | 0.5 | 0.5 | 0.5 | 0.5 | 0.5 | 0.5 | 0.5 | 0.5 | 0.5 | 0.5 | 0.5 | 0.5 | 0.5 | 0.5 | 0.5 | 0.5 | 0.5
Northern_California_Li_Battery_4hr_138 | caiso-deliverability | Kasson_Jct_Heinz_SSN | Reliability_Capacity_In_Model_Year | System RA | Northern_California_Li_Battery_4hr_138 | 0.5 | 0.5 | 0.5 | 0.5 | 0.5 | 0.5 | 0.5 | 0.5 | 0.5 | 0.5 | 0.5 | 0.5 | 0.5 | 0.5 | 0.5 | 0.5 | 0.5 | 0.5 | 0.5 | 0.5 | 0.5 | 0.5 | 0.5 | 0.5 | 0.5 | 0.5 | 0.5 | 0.5 | 0.5 | 0.5 | 0.5
Southern_PGAE_Li_Battery_4hr_145 | caiso-deliverability | Kasson_Jct_Heinz_SSN | Reliability_Capacity_In_Model_Year | System RA | Southern_PGAE_Li_Battery_4hr_145 | 0.5 | 0.5 | 0.5 | 0.5 | 0.5 | 0.5 | 0.5 | 0.5 | 0.5 | 0.5 | 0.5 | 0.5 | 0.5 | 0.5 | 0.5 | 0.5 | 0.5 | 0.5 | 0.5 | 0.5 | 0.5 | 0.5 | 0.5 | 0.5 | 0.5 | 0.5 | 0.5 | 0.5 | 0.5 | 0.5 | 0.5
Northern_California_Li_Battery_8hr_84 | caiso-deliverability | Kasson_Jct_Heinz_SSN | Reliability_Capacity_In_Model_Year | System RA | Northern_California_Li_Battery_8hr_84 | 0.5 | 0.5 | 0.5 | 0.5 | 0.5 | 0.5 | 0.5 | 0.5 | 0.5 | 0.5 | 0.5 | 0.5 | 0.5 | 0.5 | 0.5 | 0.5 | 0.5 | 0.5 | 0.5 | 0.5 | 0.5 | 0.5 | 0.5 | 0.5 | 0.5 | 0.5 | 0.5 | 0.5 | 0.5 | 0.5 | 0.5
Southern_PGAE_Li_Battery_8hr_111 | caiso-deliverability | Kasson_Jct_Heinz_SSN | Reliability_Capacity_In_Model_Year | System RA | Southern_PGAE_Li_Battery_8hr_111 | 0.5 | 0.5 | 0.5 | 0.5 | 0.5 | 0.5 | 0.5 | 0.5 | 0.5 | 0.5 | 0.5 | 0.5 | 0.5 | 0.5 | 0.5 | 0.5 | 0.5 | 0.5 | 0.5 | 0.5 | 0.5 | 0.5 | 0.5 | 0.5 | 0.5 | 0.5 | 0.5 | 0.5 | 0.5 | 0.5 | 0.5
Northern_California_Li_Battery_8hr_135 | caiso-deliverability | Kasson_Jct_Heinz_SSN | Reliability_Capacity_In_Model_Year | System RA | Northern_California_Li_Battery_8hr_135 | 0.5 | 0.5 | 0.5 | 0.5 | 0.5 | 0.5 | 0.5 | 0.5 | 0.5 | 0.5 | 0.5 | 0.5 | 0.5 | 0.5 | 0.5 | 0.5 | 0.5 | 0.5 | 0.5 | 0.5 | 0.5 | 0.5 | 0.5 | 0.5 | 0.5 | 0.5 | 0.5 | 0.5 | 0.5 | 0.5 | 0.5
Northern_California_Li_Battery_8hr_138 | caiso-deliverability | Kasson_Jct_Heinz_SSN | Reliability_Capacity_In_Model_Year | System RA | Northern_California_Li_Battery_8hr_138 | 0.5 | 0.5 | 0.5 | 0.5 | 0.5 | 0.5 | 0.5 | 0.5 | 0.5 | 0.5 | 0.5 | 0.5 | 0.5 | 0.5 | 0.5 | 0.5 | 0.5 | 0.5 | 0.5 | 0.5 | 0.5 | 0.5 | 0.5 | 0.5 | 0.5 | 0.5 | 0.5 | 0.5 | 0.5 | 0.5 | 0.5
Southern_PGAE_Li_Battery_8hr_145 | caiso-deliverability | Kasson_Jct_Heinz_SSN | Reliability_Capacity_In_Model_Year | System RA | Southern_PGAE_Li_Battery_8hr_145 | 0.5 | 0.5 | 0.5 | 0.5 | 0.5 | 0.5 | 0.5 | 0.5 | 0.5 | 0.5 | 0.5 | 0.5 | 0.5 | 0.5 | 0.5 | 0.5 | 0.5 | 0.5 | 0.5 | 0.5 | 0.5 | 0.5 | 0.5 | 0.5 | 0.5 | 0.5 | 0.5 | 0.5 | 0.5 | 0.5 | 0.5
Northern_California_Solar_84 | caiso-deliverability | Kasson_Jct_Heinz_SSN | Reliability_Capacity_In_Model_Year | System RA | Northern_California_Solar_84 | 0.556 | 0.556 | 0.556 | 0.556 | 0.556 | 0.556 | 0.556 | 0.556 | 0.556 | 0.556 | 0.556 | 0.556 | 0.556 | 0.556 | 0.556 | 0.556 | 0.556 | 0.556 | 0.556 | 0.556 | 0.556 | 0.556 | 0.556 | 0.556 | 0.556 | 0.556 | 0.556 | 0.556 | 0.556 | 0.556 | 0.556
Northern_California_Solar_135 | caiso-deliverability | Kasson_Jct_Heinz_SSN | Reliability_Capacity_In_Model_Year | System RA | Northern_California_Solar_135 | 0.556 | 0.556 | 0.556 | 0.556 | 0.556 | 0.556 | 0.556 | 0.556 | 0.556 | 0.556 | 0.556 | 0.556 | 0.556 | 0.556 | 0.556 | 0.556 | 0.556 | 0.556 | 0.556 | 0.556 | 0.556 | 0.556 | 0.556 | 0.556 | 0.556 | 0.556 | 0.556 | 0.556 | 0.556 | 0.556 | 0.556
Northern_California_Solar_138 | caiso-deliverability | Kasson_Jct_Heinz_SSN | Reliability_Capacity_In_Model_Year | System RA | Northern_California_Solar_138 | 0.556 | 0.556 | 0.556 | 0.556 | 0.556 | 0.556 | 0.556 | 0.556 | 0.556 | 0.556 | 0.556 | 0.556 | 0.556 | 0.556 | 0.556 | 0.556 | 0.556 | 0.556 | 0.556 | 0.556 | 0.556 | 0.556 | 0.556 | 0.556 | 0.556 | 0.556 | 0.556 | 0.556 | 0.556 | 0.556 | 0.556
Southern_PGAE_Solar_111 | caiso-deliverability | Kasson_Jct_Heinz_SSN | Reliability_Capacity_In_Model_Year | System RA | Southern_PGAE_Solar_111 | 0.556 | 0.556 | 0.556 | 0.556 | 0.556 | 0.556 | 0.556 | 0.556 | 0.556 | 0.556 | 0.556 | 0.556 | 0.556 | 0.556 | 0.556 | 0.556 | 0.556 | 0.556 | 0.556 | 0.556 | 0.556 | 0.556 | 0.556 | 0.556 | 0.556 | 0.556 | 0.556 | 0.556 | 0.556 | 0.556 | 0.556
Southern_PGAE_Solar_145 | caiso-deliverability | Kasson_Jct_Heinz_SSN | Reliability_Capacity_In_Model_Year | System RA | Southern_PGAE_Solar_145 | 0.556 | 0.556 | 0.556 | 0.556 | 0.556 | 0.556 | 0.556 | 0.556 | 0.556 | 0.556 | 0.556 | 0.556 | 0.556 | 0.556 | 0.556 | 0.556 | 0.556 | 0.556 | 0.556 | 0.556 | 0.556 | 0.556 | 0.556 | 0.556 | 0.556 | 0.556 | 0.556 | 0.556 | 0.556 | 0.556 | 0.556
Nikola_group | caiso-deliverability | Kasson_Jct_Heinz_SSN | Operational_New_Capacity_MW | Nikola_group |  | -1 | -1 | -1 | -1 | -1 | -1 | -1 | -1 | -1 | -1 | -1 | -1 | -1 | -1 | -1 | -1 | -1 | -1 | -1 | -1 | -1 | -1 | -1 | -1 | -1 | -1 | -1 | -1 | -1 | -1 | -1
Southern_PGAE_Flow_Battery_52 | caiso-deliverability | Kern_TB_4_HSN | Reliability_Capacity_In_Model_Year | System RA | Southern_PGAE_Flow_Battery_52 | 1 | 1 | 1 | 1 | 1 | 1 | 1 | 1 | 1 | 1 | 1 | 1 | 1 | 1 | 1 | 1 | 1 | 1 | 1 | 1 | 1 | 1 | 1 | 1 | 1 | 1 | 1 | 1 | 1 | 1 | 1
Southern_PGAE_Flow_Battery_54 | caiso-deliverability | Kern_TB_4_HSN | Reliability_Capacity_In_Model_Year | System RA | Southern_PGAE_Flow_Battery_54 | 1 | 1 | 1 | 1 | 1 | 1 | 1 | 1 | 1 | 1 | 1 | 1 | 1 | 1 | 1 | 1 | 1 | 1 | 1 | 1 | 1 | 1 | 1 | 1 | 1 | 1 | 1 | 1 | 1 | 1 | 1
Southern_PGAE_Flow_Battery_75 | caiso-deliverability | Kern_TB_4_HSN | Reliability_Capacity_In_Model_Year | System RA | Southern_PGAE_Flow_Battery_75 | 1 | 1 | 1 | 1 | 1 | 1 | 1 | 1 | 1 | 1 | 1 | 1 | 1 | 1 | 1 | 1 | 1 | 1 | 1 | 1 | 1 | 1 | 1 | 1 | 1 | 1 | 1 | 1 | 1 | 1 | 1
Southern_PGAE_Flow_Battery_79 | caiso-deliverability | Kern_TB_4_HSN | Reliability_Capacity_In_Model_Year | System RA | Southern_PGAE_Flow_Battery_79 | 1 | 1 | 1 | 1 | 1 | 1 | 1 | 1 | 1 | 1 | 1 | 1 | 1 | 1 | 1 | 1 | 1 | 1 | 1 | 1 | 1 | 1 | 1 | 1 | 1 | 1 | 1 | 1 | 1 | 1 | 1
Southern_PGAE_Flow_Battery_98 | caiso-deliverability | Kern_TB_4_HSN | Reliability_Capacity_In_Model_Year | System RA | Southern_PGAE_Flow_Battery_98 | 1 | 1 | 1 | 1 | 1 | 1 | 1 | 1 | 1 | 1 | 1 | 1 | 1 | 1 | 1 | 1 | 1 | 1 | 1 | 1 | 1 | 1 | 1 | 1 | 1 | 1 | 1 | 1 | 1 | 1 | 1
Southern_PGAE_Flow_Battery_102 | caiso-deliverability | Kern_TB_4_HSN | Reliability_Capacity_In_Model_Year | System RA | Southern_PGAE_Flow_Battery_102 | 1 | 1 | 1 | 1 | 1 | 1 | 1 | 1 | 1 | 1 | 1 | 1 | 1 | 1 | 1 | 1 | 1 | 1 | 1 | 1 | 1 | 1 | 1 | 1 | 1 | 1 | 1 | 1 | 1 | 1 | 1
Southern_PGAE_Flow_Battery_118 | caiso-deliverability | Kern_TB_4_HSN | Reliability_Capacity_In_Model_Year | System RA | Southern_PGAE_Flow_Battery_118 | 1 | 1 | 1 | 1 | 1 | 1 | 1 | 1 | 1 | 1 | 1 | 1 | 1 | 1 | 1 | 1 | 1 | 1 | 1 | 1 | 1 | 1 | 1 | 1 | 1 | 1 | 1 | 1 | 1 | 1 | 1
Southern_PGAE_Flow_Battery_136 | caiso-deliverability | Kern_TB_4_HSN | Reliability_Capacity_In_Model_Year | System RA | Southern_PGAE_Flow_Battery_136 | 1 | 1 | 1 | 1 | 1 | 1 | 1 | 1 | 1 | 1 | 1 | 1 | 1 | 1 | 1 | 1 | 1 | 1 | 1 | 1 | 1 | 1 | 1 | 1 | 1 | 1 | 1 | 1 | 1 | 1 | 1
Southern_PGAE_Flow_Battery_152 | caiso-deliverability | Kern_TB_4_HSN | Reliability_Capacity_In_Model_Year | System RA | Southern_PGAE_Flow_Battery_152 | 1 | 1 | 1 | 1 | 1 | 1 | 1 | 1 | 1 | 1 | 1 | 1 | 1 | 1 | 1 | 1 | 1 | 1 | 1 | 1 | 1 | 1 | 1 | 1 | 1 | 1 | 1 | 1 | 1 | 1 | 1
Southern_PGAE_Flow_Battery_173 | caiso-deliverability | Kern_TB_4_HSN | Reliability_Capacity_In_Model_Year | System RA | Southern_PGAE_Flow_Battery_173 | 1 | 1 | 1 | 1 | 1 | 1 | 1 | 1 | 1 | 1 | 1 | 1 | 1 | 1 | 1 | 1 | 1 | 1 | 1 | 1 | 1 | 1 | 1 | 1 | 1 | 1 | 1 | 1 | 1 | 1 | 1
Southern_PGAE_Flow_Battery_175 | caiso-deliverability | Kern_TB_4_HSN | Reliability_Capacity_In_Model_Year | System RA | Southern_PGAE_Flow_Battery_175 | 1 | 1 | 1 | 1 | 1 | 1 | 1 | 1 | 1 | 1 | 1 | 1 | 1 | 1 | 1 | 1 | 1 | 1 | 1 | 1 | 1 | 1 | 1 | 1 | 1 | 1 | 1 | 1 | 1 | 1 | 1
Southern_PGAE_Flow_Battery_177 | caiso-deliverability | Kern_TB_4_HSN | Reliability_Capacity_In_Model_Year | System RA | Southern_PGAE_Flow_Battery_177 | 1 | 1 | 1 | 1 | 1 | 1 | 1 | 1 | 1 | 1 | 1 | 1 | 1 | 1 | 1 | 1 | 1 | 1 | 1 | 1 | 1 | 1 | 1 | 1 | 1 | 1 | 1 | 1 | 1 | 1 | 1
Southern_PGAE_Li_Battery_4hr_52 | caiso-deliverability | Kern_TB_4_HSN | Reliability_Capacity_In_Model_Year | System RA | Southern_PGAE_Li_Battery_4hr_52 | 1 | 1 | 1 | 1 | 1 | 1 | 1 | 1 | 1 | 1 | 1 | 1 | 1 | 1 | 1 | 1 | 1 | 1 | 1 | 1 | 1 | 1 | 1 | 1 | 1 | 1 | 1 | 1 | 1 | 1 | 1
Southern_PGAE_Li_Battery_4hr_54 | caiso-deliverability | Kern_TB_4_HSN | Reliability_Capacity_In_Model_Year | System RA | Southern_PGAE_Li_Battery_4hr_54 | 1 | 1 | 1 | 1 | 1 | 1 | 1 | 1 | 1 | 1 | 1 | 1 | 1 | 1 | 1 | 1 | 1 | 1 | 1 | 1 | 1 | 1 | 1 | 1 | 1 | 1 | 1 | 1 | 1 | 1 | 1
Southern_PGAE_Li_Battery_4hr_75 | caiso-deliverability | Kern_TB_4_HSN | Reliability_Capacity_In_Model_Year | System RA | Southern_PGAE_Li_Battery_4hr_75 | 1 | 1 | 1 | 1 | 1 | 1 | 1 | 1 | 1 | 1 | 1 | 1 | 1 | 1 | 1 | 1 | 1 | 1 | 1 | 1 | 1 | 1 | 1 | 1 | 1 | 1 | 1 | 1 | 1 | 1 | 1
Southern_PGAE_Li_Battery_4hr_79 | caiso-deliverability | Kern_TB_4_HSN | Reliability_Capacity_In_Model_Year | System RA | Southern_PGAE_Li_Battery_4hr_79 | 1 | 1 | 1 | 1 | 1 | 1 | 1 | 1 | 1 | 1 | 1 | 1 | 1 | 1 | 1 | 1 | 1 | 1 | 1 | 1 | 1 | 1 | 1 | 1 | 1 | 1 | 1 | 1 | 1 | 1 | 1
Southern_PGAE_Li_Battery_4hr_98 | caiso-deliverability | Kern_TB_4_HSN | Reliability_Capacity_In_Model_Year | System RA | Southern_PGAE_Li_Battery_4hr_98 | 1 | 1 | 1 | 1 | 1 | 1 | 1 | 1 | 1 | 1 | 1 | 1 | 1 | 1 | 1 | 1 | 1 | 1 | 1 | 1 | 1 | 1 | 1 | 1 | 1 | 1 | 1 | 1 | 1 | 1 | 1
Southern_PGAE_Li_Battery_4hr_102 | caiso-deliverability | Kern_TB_4_HSN | Reliability_Capacity_In_Model_Year | System RA | Southern_PGAE_Li_Battery_4hr_102 | 1 | 1 | 1 | 1 | 1 | 1 | 1 | 1 | 1 | 1 | 1 | 1 | 1 | 1 | 1 | 1 | 1 | 1 | 1 | 1 | 1 | 1 | 1 | 1 | 1 | 1 | 1 | 1 | 1 | 1 | 1
Southern_PGAE_Li_Battery_4hr_118 | caiso-deliverability | Kern_TB_4_HSN | Reliability_Capacity_In_Model_Year | System RA | Southern_PGAE_Li_Battery_4hr_118 | 1 | 1 | 1 | 1 | 1 | 1 | 1 | 1 | 1 | 1 | 1 | 1 | 1 | 1 | 1 | 1 | 1 | 1 | 1 | 1 | 1 | 1 | 1 | 1 | 1 | 1 | 1 | 1 | 1 | 1 | 1
Southern_PGAE_Li_Battery_4hr_136 | caiso-deliverability | Kern_TB_4_HSN | Reliability_Capacity_In_Model_Year | System RA | Southern_PGAE_Li_Battery_4hr_136 | 1 | 1 | 1 | 1 | 1 | 1 | 1 | 1 | 1 | 1 | 1 | 1 | 1 | 1 | 1 | 1 | 1 | 1 | 1 | 1 | 1 | 1 | 1 | 1 | 1 | 1 | 1 | 1 | 1 | 1 | 1
Southern_PGAE_Li_Battery_4hr_152 | caiso-deliverability | Kern_TB_4_HSN | Reliability_Capacity_In_Model_Year | System RA | Southern_PGAE_Li_Battery_4hr_152 | 1 | 1 | 1 | 1 | 1 | 1 | 1 | 1 | 1 | 1 | 1 | 1 | 1 | 1 | 1 | 1 | 1 | 1 | 1 | 1 | 1 | 1 | 1 | 1 | 1 | 1 | 1 | 1 | 1 | 1 | 1
Southern_PGAE_Li_Battery_4hr_173 | caiso-deliverability | Kern_TB_4_HSN | Reliability_Capacity_In_Model_Year | System RA | Southern_PGAE_Li_Battery_4hr_173 | 1 | 1 | 1 | 1 | 1 | 1 | 1 | 1 | 1 | 1 | 1 | 1 | 1 | 1 | 1 | 1 | 1 | 1 | 1 | 1 | 1 | 1 | 1 | 1 | 1 | 1 | 1 | 1 | 1 | 1 | 1
Southern_PGAE_Li_Battery_4hr_175 | caiso-deliverability | Kern_TB_4_HSN | Reliability_Capacity_In_Model_Year | System RA | Southern_PGAE_Li_Battery_4hr_175 | 1 | 1 | 1 | 1 | 1 | 1 | 1 | 1 | 1 | 1 | 1 | 1 | 1 | 1 | 1 | 1 | 1 | 1 | 1 | 1 | 1 | 1 | 1 | 1 | 1 | 1 | 1 | 1 | 1 | 1 | 1
Southern_PGAE_Li_Battery_4hr_177 | caiso-deliverability | Kern_TB_4_HSN | Reliability_Capacity_In_Model_Year | System RA | Southern_PGAE_Li_Battery_4hr_177 | 1 | 1 | 1 | 1 | 1 | 1 | 1 | 1 | 1 | 1 | 1 | 1 | 1 | 1 | 1 | 1 | 1 | 1 | 1 | 1 | 1 | 1 | 1 | 1 | 1 | 1 | 1 | 1 | 1 | 1 | 1
Southern_PGAE_Li_Battery_8hr_52 | caiso-deliverability | Kern_TB_4_HSN | Reliability_Capacity_In_Model_Year | System RA | Southern_PGAE_Li_Battery_8hr_52 | 1 | 1 | 1 | 1 | 1 | 1 | 1 | 1 | 1 | 1 | 1 | 1 | 1 | 1 | 1 | 1 | 1 | 1 | 1 | 1 | 1 | 1 | 1 | 1 | 1 | 1 | 1 | 1 | 1 | 1 | 1
Southern_PGAE_Li_Battery_8hr_54 | caiso-deliverability | Kern_TB_4_HSN | Reliability_Capacity_In_Model_Year | System RA | Southern_PGAE_Li_Battery_8hr_54 | 1 | 1 | 1 | 1 | 1 | 1 | 1 | 1 | 1 | 1 | 1 | 1 | 1 | 1 | 1 | 1 | 1 | 1 | 1 | 1 | 1 | 1 | 1 | 1 | 1 | 1 | 1 | 1 | 1 | 1 | 1
Southern_PGAE_Li_Battery_8hr_75 | caiso-deliverability | Kern_TB_4_HSN | Reliability_Capacity_In_Model_Year | System RA | Southern_PGAE_Li_Battery_8hr_75 | 1 | 1 | 1 | 1 | 1 | 1 | 1 | 1 | 1 | 1 | 1 | 1 | 1 | 1 | 1 | 1 | 1 | 1 | 1 | 1 | 1 | 1 | 1 | 1 | 1 | 1 | 1 | 1 | 1 | 1 | 1
Southern_PGAE_Li_Battery_8hr_79 | caiso-deliverability | Kern_TB_4_HSN | Reliability_Capacity_In_Model_Year | System RA | Southern_PGAE_Li_Battery_8hr_79 | 1 | 1 | 1 | 1 | 1 | 1 | 1 | 1 | 1 | 1 | 1 | 1 | 1 | 1 | 1 | 1 | 1 | 1 | 1 | 1 | 1 | 1 | 1 | 1 | 1 | 1 | 1 | 1 | 1 | 1 | 1
Southern_PGAE_Li_Battery_8hr_98 | caiso-deliverability | Kern_TB_4_HSN | Reliability_Capacity_In_Model_Year | System RA | Southern_PGAE_Li_Battery_8hr_98 | 1 | 1 | 1 | 1 | 1 | 1 | 1 | 1 | 1 | 1 | 1 | 1 | 1 | 1 | 1 | 1 | 1 | 1 | 1 | 1 | 1 | 1 | 1 | 1 | 1 | 1 | 1 | 1 | 1 | 1 | 1
Southern_PGAE_Li_Battery_8hr_102 | caiso-deliverability | Kern_TB_4_HSN | Reliability_Capacity_In_Model_Year | System RA | Southern_PGAE_Li_Battery_8hr_102 | 1 | 1 | 1 | 1 | 1 | 1 | 1 | 1 | 1 | 1 | 1 | 1 | 1 | 1 | 1 | 1 | 1 | 1 | 1 | 1 | 1 | 1 | 1 | 1 | 1 | 1 | 1 | 1 | 1 | 1 | 1
Southern_PGAE_Li_Battery_8hr_118 | caiso-deliverability | Kern_TB_4_HSN | Reliability_Capacity_In_Model_Year | System RA | Southern_PGAE_Li_Battery_8hr_118 | 1 | 1 | 1 | 1 | 1 | 1 | 1 | 1 | 1 | 1 | 1 | 1 | 1 | 1 | 1 | 1 | 1 | 1 | 1 | 1 | 1 | 1 | 1 | 1 | 1 | 1 | 1 | 1 | 1 | 1 | 1
Southern_PGAE_Li_Battery_8hr_136 | caiso-deliverability | Kern_TB_4_HSN | Reliability_Capacity_In_Model_Year | System RA | Southern_PGAE_Li_Battery_8hr_136 | 1 | 1 | 1 | 1 | 1 | 1 | 1 | 1 | 1 | 1 | 1 | 1 | 1 | 1 | 1 | 1 | 1 | 1 | 1 | 1 | 1 | 1 | 1 | 1 | 1 | 1 | 1 | 1 | 1 | 1 | 1
Southern_PGAE_Li_Battery_8hr_152 | caiso-deliverability | Kern_TB_4_HSN | Reliability_Capacity_In_Model_Year | System RA | Southern_PGAE_Li_Battery_8hr_152 | 1 | 1 | 1 | 1 | 1 | 1 | 1 | 1 | 1 | 1 | 1 | 1 | 1 | 1 | 1 | 1 | 1 | 1 | 1 | 1 | 1 | 1 | 1 | 1 | 1 | 1 | 1 | 1 | 1 | 1 | 1
Southern_PGAE_Li_Battery_8hr_173 | caiso-deliverability | Kern_TB_4_HSN | Reliability_Capacity_In_Model_Year | System RA | Southern_PGAE_Li_Battery_8hr_173 | 1 | 1 | 1 | 1 | 1 | 1 | 1 | 1 | 1 | 1 | 1 | 1 | 1 | 1 | 1 | 1 | 1 | 1 | 1 | 1 | 1 | 1 | 1 | 1 | 1 | 1 | 1 | 1 | 1 | 1 | 1
Southern_PGAE_Li_Battery_8hr_175 | caiso-deliverability | Kern_TB_4_HSN | Reliability_Capacity_In_Model_Year | System RA | Southern_PGAE_Li_Battery_8hr_175 | 1 | 1 | 1 | 1 | 1 | 1 | 1 | 1 | 1 | 1 | 1 | 1 | 1 | 1 | 1 | 1 | 1 | 1 | 1 | 1 | 1 | 1 | 1 | 1 | 1 | 1 | 1 | 1 | 1 | 1 | 1
Southern_PGAE_Li_Battery_8hr_177 | caiso-deliverability | Kern_TB_4_HSN | Reliability_Capacity_In_Model_Year | System RA | Southern_PGAE_Li_Battery_8hr_177 | 1 | 1 | 1 | 1 | 1 | 1 | 1 | 1 | 1 | 1 | 1 | 1 | 1 | 1 | 1 | 1 | 1 | 1 | 1 | 1 | 1 | 1 | 1 | 1 | 1 | 1 | 1 | 1 | 1 | 1 | 1
Southern_PGAE_Solar_52 | caiso-deliverability | Kern_TB_4_HSN | Reliability_Capacity_In_Model_Year | System RA | Southern_PGAE_Solar_52 | 0.1 | 0.1 | 0.1 | 0.1 | 0.1 | 0.1 | 0.1 | 0.1 | 0.1 | 0.1 | 0.1 | 0.1 | 0.1 | 0.1 | 0.1 | 0.1 | 0.1 | 0.1 | 0.1 | 0.1 | 0.1 | 0.1 | 0.1 | 0.1 | 0.1 | 0.1 | 0.1 | 0.1 | 0.1 | 0.1 | 0.1
Southern_PGAE_Solar_54 | caiso-deliverability | Kern_TB_4_HSN | Reliability_Capacity_In_Model_Year | System RA | Southern_PGAE_Solar_54 | 0.1 | 0.1 | 0.1 | 0.1 | 0.1 | 0.1 | 0.1 | 0.1 | 0.1 | 0.1 | 0.1 | 0.1 | 0.1 | 0.1 | 0.1 | 0.1 | 0.1 | 0.1 | 0.1 | 0.1 | 0.1 | 0.1 | 0.1 | 0.1 | 0.1 | 0.1 | 0.1 | 0.1 | 0.1 | 0.1 | 0.1
Southern_PGAE_Solar_75 | caiso-deliverability | Kern_TB_4_HSN | Reliability_Capacity_In_Model_Year | System RA | Southern_PGAE_Solar_75 | 0.1 | 0.1 | 0.1 | 0.1 | 0.1 | 0.1 | 0.1 | 0.1 | 0.1 | 0.1 | 0.1 | 0.1 | 0.1 | 0.1 | 0.1 | 0.1 | 0.1 | 0.1 | 0.1 | 0.1 | 0.1 | 0.1 | 0.1 | 0.1 | 0.1 | 0.1 | 0.1 | 0.1 | 0.1 | 0.1 | 0.1
Southern_PGAE_Solar_79 | caiso-deliverability | Kern_TB_4_HSN | Reliability_Capacity_In_Model_Year | System RA | Southern_PGAE_Solar_79 | 0.1 | 0.1 | 0.1 | 0.1 | 0.1 | 0.1 | 0.1 | 0.1 | 0.1 | 0.1 | 0.1 | 0.1 | 0.1 | 0.1 | 0.1 | 0.1 | 0.1 | 0.1 | 0.1 | 0.1 | 0.1 | 0.1 | 0.1 | 0.1 | 0.1 | 0.1 | 0.1 | 0.1 | 0.1 | 0.1 | 0.1
Southern_PGAE_Solar_98 | caiso-deliverability | Kern_TB_4_HSN | Reliability_Capacity_In_Model_Year | System RA | Southern_PGAE_Solar_98 | 0.1 | 0.1 | 0.1 | 0.1 | 0.1 | 0.1 | 0.1 | 0.1 | 0.1 | 0.1 | 0.1 | 0.1 | 0.1 | 0.1 | 0.1 | 0.1 | 0.1 | 0.1 | 0.1 | 0.1 | 0.1 | 0.1 | 0.1 | 0.1 | 0.1 | 0.1 | 0.1 | 0.1 | 0.1 | 0.1 | 0.1
Southern_PGAE_Solar_102 | caiso-deliverability | Kern_TB_4_HSN | Reliability_Capacity_In_Model_Year | System RA | Southern_PGAE_Solar_102 | 0.1 | 0.1 | 0.1 | 0.1 | 0.1 | 0.1 | 0.1 | 0.1 | 0.1 | 0.1 | 0.1 | 0.1 | 0.1 | 0.1 | 0.1 | 0.1 | 0.1 | 0.1 | 0.1 | 0.1 | 0.1 | 0.1 | 0.1 | 0.1 | 0.1 | 0.1 | 0.1 | 0.1 | 0.1 | 0.1 | 0.1
Southern_PGAE_Solar_118 | caiso-deliverability | Kern_TB_4_HSN | Reliability_Capacity_In_Model_Year | System RA | Southern_PGAE_Solar_118 | 0.1 | 0.1 | 0.1 | 0.1 | 0.1 | 0.1 | 0.1 | 0.1 | 0.1 | 0.1 | 0.1 | 0.1 | 0.1 | 0.1 | 0.1 | 0.1 | 0.1 | 0.1 | 0.1 | 0.1 | 0.1 | 0.1 | 0.1 | 0.1 | 0.1 | 0.1 | 0.1 | 0.1 | 0.1 | 0.1 | 0.1
Southern_PGAE_Solar_136 | caiso-deliverability | Kern_TB_4_HSN | Reliability_Capacity_In_Model_Year | System RA | Southern_PGAE_Solar_136 | 0.1 | 0.1 | 0.1 | 0.1 | 0.1 | 0.1 | 0.1 | 0.1 | 0.1 | 0.1 | 0.1 | 0.1 | 0.1 | 0.1 | 0.1 | 0.1 | 0.1 | 0.1 | 0.1 | 0.1 | 0.1 | 0.1 | 0.1 | 0.1 | 0.1 | 0.1 | 0.1 | 0.1 | 0.1 | 0.1 | 0.1
Southern_PGAE_Solar_152 | caiso-deliverability | Kern_TB_4_HSN | Reliability_Capacity_In_Model_Year | System RA | Southern_PGAE_Solar_152 | 0.1 | 0.1 | 0.1 | 0.1 | 0.1 | 0.1 | 0.1 | 0.1 | 0.1 | 0.1 | 0.1 | 0.1 | 0.1 | 0.1 | 0.1 | 0.1 | 0.1 | 0.1 | 0.1 | 0.1 | 0.1 | 0.1 | 0.1 | 0.1 | 0.1 | 0.1 | 0.1 | 0.1 | 0.1 | 0.1 | 0.1
Southern_PGAE_Solar_173 | caiso-deliverability | Kern_TB_4_HSN | Reliability_Capacity_In_Model_Year | System RA | Southern_PGAE_Solar_173 | 0.1 | 0.1 | 0.1 | 0.1 | 0.1 | 0.1 | 0.1 | 0.1 | 0.1 | 0.1 | 0.1 | 0.1 | 0.1 | 0.1 | 0.1 | 0.1 | 0.1 | 0.1 | 0.1 | 0.1 | 0.1 | 0.1 | 0.1 | 0.1 | 0.1 | 0.1 | 0.1 | 0.1 | 0.1 | 0.1 | 0.1
Southern_PGAE_Solar_175 | caiso-deliverability | Kern_TB_4_HSN | Reliability_Capacity_In_Model_Year | System RA | Southern_PGAE_Solar_175 | 0.1 | 0.1 | 0.1 | 0.1 | 0.1 | 0.1 | 0.1 | 0.1 | 0.1 | 0.1 | 0.1 | 0.1 | 0.1 | 0.1 | 0.1 | 0.1 | 0.1 | 0.1 | 0.1 | 0.1 | 0.1 | 0.1 | 0.1 | 0.1 | 0.1 | 0.1 | 0.1 | 0.1 | 0.1 | 0.1 | 0.1
Southern_PGAE_Solar_177 | caiso-deliverability | Kern_TB_4_HSN | Reliability_Capacity_In_Model_Year | System RA | Southern_PGAE_Solar_177 | 0.1 | 0.1 | 0.1 | 0.1 | 0.1 | 0.1 | 0.1 | 0.1 | 0.1 | 0.1 | 0.1 | 0.1 | 0.1 | 0.1 | 0.1 | 0.1 | 0.1 | 0.1 | 0.1 | 0.1 | 0.1 | 0.1 | 0.1 | 0.1 | 0.1 | 0.1 | 0.1 | 0.1 | 0.1 | 0.1 | 0.1
Kern_TB_4_group | caiso-deliverability | Kern_TB_4_HSN | Operational_New_Capacity_MW | Kern_TB_4_group |  | -1 | -1 | -1 | -1 | -1 | -1 | -1 | -1 | -1 | -1 | -1 | -1 | -1 | -1 | -1 | -1 | -1 | -1 | -1 | -1 | -1 | -1 | -1 | -1 | -1 | -1 | -1 | -1 | -1 | -1 | -1
Southern_PGAE_Flow_Battery_52 | caiso-deliverability | Kern_TB_4_offpeak | Operational_New_Capacity_MW | Southern_PGAE_Flow_Battery_52 |  | -1 | -1 | -1 | -1 | -1 | -1 | -1 | -1 | -1 | -1 | -1 | -1 | -1 | -1 | -1 | -1 | -1 | -1 | -1 | -1 | -1 | -1 | -1 | -1 | -1 | -1 | -1 | -1 | -1 | -1 | -1
Southern_PGAE_Flow_Battery_54 | caiso-deliverability | Kern_TB_4_offpeak | Operational_New_Capacity_MW | Southern_PGAE_Flow_Battery_54 |  | -1 | -1 | -1 | -1 | -1 | -1 | -1 | -1 | -1 | -1 | -1 | -1 | -1 | -1 | -1 | -1 | -1 | -1 | -1 | -1 | -1 | -1 | -1 | -1 | -1 | -1 | -1 | -1 | -1 | -1 | -1
Southern_PGAE_Flow_Battery_75 | caiso-deliverability | Kern_TB_4_offpeak | Operational_New_Capacity_MW | Southern_PGAE_Flow_Battery_75 |  | -1 | -1 | -1 | -1 | -1 | -1 | -1 | -1 | -1 | -1 | -1 | -1 | -1 | -1 | -1 | -1 | -1 | -1 | -1 | -1 | -1 | -1 | -1 | -1 | -1 | -1 | -1 | -1 | -1 | -1 | -1
Southern_PGAE_Flow_Battery_79 | caiso-deliverability | Kern_TB_4_offpeak | Operational_New_Capacity_MW | Southern_PGAE_Flow_Battery_79 |  | -1 | -1 | -1 | -1 | -1 | -1 | -1 | -1 | -1 | -1 | -1 | -1 | -1 | -1 | -1 | -1 | -1 | -1 | -1 | -1 | -1 | -1 | -1 | -1 | -1 | -1 | -1 | -1 | -1 | -1 | -1
Southern_PGAE_Flow_Battery_98 | caiso-deliverability | Kern_TB_4_offpeak | Operational_New_Capacity_MW | Southern_PGAE_Flow_Battery_98 |  | -1 | -1 | -1 | -1 | -1 | -1 | -1 | -1 | -1 | -1 | -1 | -1 | -1 | -1 | -1 | -1 | -1 | -1 | -1 | -1 | -1 | -1 | -1 | -1 | -1 | -1 | -1 | -1 | -1 | -1 | -1
Southern_PGAE_Flow_Battery_102 | caiso-deliverability | Kern_TB_4_offpeak | Operational_New_Capacity_MW | Southern_PGAE_Flow_Battery_102 |  | -1 | -1 | -1 | -1 | -1 | -1 | -1 | -1 | -1 | -1 | -1 | -1 | -1 | -1 | -1 | -1 | -1 | -1 | -1 | -1 | -1 | -1 | -1 | -1 | -1 | -1 | -1 | -1 | -1 | -1 | -1
Southern_PGAE_Flow_Battery_118 | caiso-deliverability | Kern_TB_4_offpeak | Operational_New_Capacity_MW | Southern_PGAE_Flow_Battery_118 |  | -1 | -1 | -1 | -1 | -1 | -1 | -1 | -1 | -1 | -1 | -1 | -1 | -1 | -1 | -1 | -1 | -1 | -1 | -1 | -1 | -1 | -1 | -1 | -1 | -1 | -1 | -1 | -1 | -1 | -1 | -1
Southern_PGAE_Flow_Battery_136 | caiso-deliverability | Kern_TB_4_offpeak | Operational_New_Capacity_MW | Southern_PGAE_Flow_Battery_136 |  | -1 | -1 | -1 | -1 | -1 | -1 | -1 | -1 | -1 | -1 | -1 | -1 | -1 | -1 | -1 | -1 | -1 | -1 | -1 | -1 | -1 | -1 | -1 | -1 | -1 | -1 | -1 | -1 | -1 | -1 | -1
Southern_PGAE_Flow_Battery_152 | caiso-deliverability | Kern_TB_4_offpeak | Operational_New_Capacity_MW | Southern_PGAE_Flow_Battery_152 |  | -1 | -1 | -1 | -1 | -1 | -1 | -1 | -1 | -1 | -1 | -1 | -1 | -1 | -1 | -1 | -1 | -1 | -1 | -1 | -1 | -1 | -1 | -1 | -1 | -1 | -1 | -1 | -1 | -1 | -1 | -1
Southern_PGAE_Flow_Battery_173 | caiso-deliverability | Kern_TB_4_offpeak | Operational_New_Capacity_MW | Southern_PGAE_Flow_Battery_173 |  | -1 | -1 | -1 | -1 | -1 | -1 | -1 | -1 | -1 | -1 | -1 | -1 | -1 | -1 | -1 | -1 | -1 | -1 | -1 | -1 | -1 | -1 | -1 | -1 | -1 | -1 | -1 | -1 | -1 | -1 | -1
Southern_PGAE_Flow_Battery_175 | caiso-deliverability | Kern_TB_4_offpeak | Operational_New_Capacity_MW | Southern_PGAE_Flow_Battery_175 |  | -1 | -1 | -1 | -1 | -1 | -1 | -1 | -1 | -1 | -1 | -1 | -1 | -1 | -1 | -1 | -1 | -1 | -1 | -1 | -1 | -1 | -1 | -1 | -1 | -1 | -1 | -1 | -1 | -1 | -1 | -1
Southern_PGAE_Flow_Battery_177 | caiso-deliverability | Kern_TB_4_offpeak | Operational_New_Capacity_MW | Southern_PGAE_Flow_Battery_177 |  | -1 | -1 | -1 | -1 | -1 | -1 | -1 | -1 | -1 | -1 | -1 | -1 | -1 | -1 | -1 | -1 | -1 | -1 | -1 | -1 | -1 | -1 | -1 | -1 | -1 | -1 | -1 | -1 | -1 | -1 | -1
Southern_PGAE_Li_Battery_4hr_52 | caiso-deliverability | Kern_TB_4_offpeak | Operational_New_Capacity_MW | Southern_PGAE_Li_Battery_4hr_52 |  | -1 | -1 | -1 | -1 | -1 | -1 | -1 | -1 | -1 | -1 | -1 | -1 | -1 | -1 | -1 | -1 | -1 | -1 | -1 | -1 | -1 | -1 | -1 | -1 | -1 | -1 | -1 | -1 | -1 | -1 | -1
Southern_PGAE_Li_Battery_4hr_54 | caiso-deliverability | Kern_TB_4_offpeak | Operational_New_Capacity_MW | Southern_PGAE_Li_Battery_4hr_54 |  | -1 | -1 | -1 | -1 | -1 | -1 | -1 | -1 | -1 | -1 | -1 | -1 | -1 | -1 | -1 | -1 | -1 | -1 | -1 | -1 | -1 | -1 | -1 | -1 | -1 | -1 | -1 | -1 | -1 | -1 | -1
Southern_PGAE_Li_Battery_4hr_75 | caiso-deliverability | Kern_TB_4_offpeak | Operational_New_Capacity_MW | Southern_PGAE_Li_Battery_4hr_75 |  | -1 | -1 | -1 | -1 | -1 | -1 | -1 | -1 | -1 | -1 | -1 | -1 | -1 | -1 | -1 | -1 | -1 | -1 | -1 | -1 | -1 | -1 | -1 | -1 | -1 | -1 | -1 | -1 | -1 | -1 | -1
Southern_PGAE_Li_Battery_4hr_79 | caiso-deliverability | Kern_TB_4_offpeak | Operational_New_Capacity_MW | Southern_PGAE_Li_Battery_4hr_79 |  | -1 | -1 | -1 | -1 | -1 | -1 | -1 | -1 | -1 | -1 | -1 | -1 | -1 | -1 | -1 | -1 | -1 | -1 | -1 | -1 | -1 | -1 | -1 | -1 | -1 | -1 | -1 | -1 | -1 | -1 | -1
Southern_PGAE_Li_Battery_4hr_98 | caiso-deliverability | Kern_TB_4_offpeak | Operational_New_Capacity_MW | Southern_PGAE_Li_Battery_4hr_98 |  | -1 | -1 | -1 | -1 | -1 | -1 | -1 | -1 | -1 | -1 | -1 | -1 | -1 | -1 | -1 | -1 | -1 | -1 | -1 | -1 | -1 | -1 | -1 | -1 | -1 | -1 | -1 | -1 | -1 | -1 | -1
Southern_PGAE_Li_Battery_4hr_102 | caiso-deliverability | Kern_TB_4_offpeak | Operational_New_Capacity_MW | Southern_PGAE_Li_Battery_4hr_102 |  | -1 | -1 | -1 | -1 | -1 | -1 | -1 | -1 | -1 | -1 | -1 | -1 | -1 | -1 | -1 | -1 | -1 | -1 | -1 | -1 | -1 | -1 | -1 | -1 | -1 | -1 | -1 | -1 | -1 | -1 | -1
Southern_PGAE_Li_Battery_4hr_118 | caiso-deliverability | Kern_TB_4_offpeak | Operational_New_Capacity_MW | Southern_PGAE_Li_Battery_4hr_118 |  | -1 | -1 | -1 | -1 | -1 | -1 | -1 | -1 | -1 | -1 | -1 | -1 | -1 | -1 | -1 | -1 | -1 | -1 | -1 | -1 | -1 | -1 | -1 | -1 | -1 | -1 | -1 | -1 | -1 | -1 | -1
Southern_PGAE_Li_Battery_4hr_136 | caiso-deliverability | Kern_TB_4_offpeak | Operational_New_Capacity_MW | Southern_PGAE_Li_Battery_4hr_136 |  | -1 | -1 | -1 | -1 | -1 | -1 | -1 | -1 | -1 | -1 | -1 | -1 | -1 | -1 | -1 | -1 | -1 | -1 | -1 | -1 | -1 | -1 | -1 | -1 | -1 | -1 | -1 | -1 | -1 | -1 | -1
Southern_PGAE_Li_Battery_4hr_152 | caiso-deliverability | Kern_TB_4_offpeak | Operational_New_Capacity_MW | Southern_PGAE_Li_Battery_4hr_152 |  | -1 | -1 | -1 | -1 | -1 | -1 | -1 | -1 | -1 | -1 | -1 | -1 | -1 | -1 | -1 | -1 | -1 | -1 | -1 | -1 | -1 | -1 | -1 | -1 | -1 | -1 | -1 | -1 | -1 | -1 | -1
Southern_PGAE_Li_Battery_4hr_173 | caiso-deliverability | Kern_TB_4_offpeak | Operational_New_Capacity_MW | Southern_PGAE_Li_Battery_4hr_173 |  | -1 | -1 | -1 | -1 | -1 | -1 | -1 | -1 | -1 | -1 | -1 | -1 | -1 | -1 | -1 | -1 | -1 | -1 | -1 | -1 | -1 | -1 | -1 | -1 | -1 | -1 | -1 | -1 | -1 | -1 | -1
Southern_PGAE_Li_Battery_4hr_175 | caiso-deliverability | Kern_TB_4_offpeak | Operational_New_Capacity_MW | Southern_PGAE_Li_Battery_4hr_175 |  | -1 | -1 | -1 | -1 | -1 | -1 | -1 | -1 | -1 | -1 | -1 | -1 | -1 | -1 | -1 | -1 | -1 | -1 | -1 | -1 | -1 | -1 | -1 | -1 | -1 | -1 | -1 | -1 | -1 | -1 | -1
Southern_PGAE_Li_Battery_4hr_177 | caiso-deliverability | Kern_TB_4_offpeak | Operational_New_Capacity_MW | Southern_PGAE_Li_Battery_4hr_177 |  | -1 | -1 | -1 | -1 | -1 | -1 | -1 | -1 | -1 | -1 | -1 | -1 | -1 | -1 | -1 | -1 | -1 | -1 | -1 | -1 | -1 | -1 | -1 | -1 | -1 | -1 | -1 | -1 | -1 | -1 | -1
Southern_PGAE_Li_Battery_8hr_52 | caiso-deliverability | Kern_TB_4_offpeak | Operational_New_Capacity_MW | Southern_PGAE_Li_Battery_8hr_52 |  | -1 | -1 | -1 | -1 | -1 | -1 | -1 | -1 | -1 | -1 | -1 | -1 | -1 | -1 | -1 | -1 | -1 | -1 | -1 | -1 | -1 | -1 | -1 | -1 | -1 | -1 | -1 | -1 | -1 | -1 | -1
Southern_PGAE_Li_Battery_8hr_54 | caiso-deliverability | Kern_TB_4_offpeak | Operational_New_Capacity_MW | Southern_PGAE_Li_Battery_8hr_54 |  | -1 | -1 | -1 | -1 | -1 | -1 | -1 | -1 | -1 | -1 | -1 | -1 | -1 | -1 | -1 | -1 | -1 | -1 | -1 | -1 | -1 | -1 | -1 | -1 | -1 | -1 | -1 | -1 | -1 | -1 | -1
Southern_PGAE_Li_Battery_8hr_75 | caiso-deliverability | Kern_TB_4_offpeak | Operational_New_Capacity_MW | Southern_PGAE_Li_Battery_8hr_75 |  | -1 | -1 | -1 | -1 | -1 | -1 | -1 | -1 | -1 | -1 | -1 | -1 | -1 | -1 | -1 | -1 | -1 | -1 | -1 | -1 | -1 | -1 | -1 | -1 | -1 | -1 | -1 | -1 | -1 | -1 | -1
Southern_PGAE_Li_Battery_8hr_79 | caiso-deliverability | Kern_TB_4_offpeak | Operational_New_Capacity_MW | Southern_PGAE_Li_Battery_8hr_79 |  | -1 | -1 | -1 | -1 | -1 | -1 | -1 | -1 | -1 | -1 | -1 | -1 | -1 | -1 | -1 | -1 | -1 | -1 | -1 | -1 | -1 | -1 | -1 | -1 | -1 | -1 | -1 | -1 | -1 | -1 | -1
Southern_PGAE_Li_Battery_8hr_98 | caiso-deliverability | Kern_TB_4_offpeak | Operational_New_Capacity_MW | Southern_PGAE_Li_Battery_8hr_98 |  | -1 | -1 | -1 | -1 | -1 | -1 | -1 | -1 | -1 | -1 | -1 | -1 | -1 | -1 | -1 | -1 | -1 | -1 | -1 | -1 | -1 | -1 | -1 | -1 | -1 | -1 | -1 | -1 | -1 | -1 | -1
Southern_PGAE_Li_Battery_8hr_102 | caiso-deliverability | Kern_TB_4_offpeak | Operational_New_Capacity_MW | Southern_PGAE_Li_Battery_8hr_102 |  | -1 | -1 | -1 | -1 | -1 | -1 | -1 | -1 | -1 | -1 | -1 | -1 | -1 | -1 | -1 | -1 | -1 | -1 | -1 | -1 | -1 | -1 | -1 | -1 | -1 | -1 | -1 | -1 | -1 | -1 | -1
Southern_PGAE_Li_Battery_8hr_118 | caiso-deliverability | Kern_TB_4_offpeak | Operational_New_Capacity_MW | Southern_PGAE_Li_Battery_8hr_118 |  | -1 | -1 | -1 | -1 | -1 | -1 | -1 | -1 | -1 | -1 | -1 | -1 | -1 | -1 | -1 | -1 | -1 | -1 | -1 | -1 | -1 | -1 | -1 | -1 | -1 | -1 | -1 | -1 | -1 | -1 | -1
Southern_PGAE_Li_Battery_8hr_136 | caiso-deliverability | Kern_TB_4_offpeak | Operational_New_Capacity_MW | Southern_PGAE_Li_Battery_8hr_136 |  | -1 | -1 | -1 | -1 | -1 | -1 | -1 | -1 | -1 | -1 | -1 | -1 | -1 | -1 | -1 | -1 | -1 | -1 | -1 | -1 | -1 | -1 | -1 | -1 | -1 | -1 | -1 | -1 | -1 | -1 | -1
Southern_PGAE_Li_Battery_8hr_152 | caiso-deliverability | Kern_TB_4_offpeak | Operational_New_Capacity_MW | Southern_PGAE_Li_Battery_8hr_152 |  | -1 | -1 | -1 | -1 | -1 | -1 | -1 | -1 | -1 | -1 | -1 | -1 | -1 | -1 | -1 | -1 | -1 | -1 | -1 | -1 | -1 | -1 | -1 | -1 | -1 | -1 | -1 | -1 | -1 | -1 | -1
Southern_PGAE_Li_Battery_8hr_173 | caiso-deliverability | Kern_TB_4_offpeak | Operational_New_Capacity_MW | Southern_PGAE_Li_Battery_8hr_173 |  | -1 | -1 | -1 | -1 | -1 | -1 | -1 | -1 | -1 | -1 | -1 | -1 | -1 | -1 | -1 | -1 | -1 | -1 | -1 | -1 | -1 | -1 | -1 | -1 | -1 | -1 | -1 | -1 | -1 | -1 | -1
Southern_PGAE_Li_Battery_8hr_175 | caiso-deliverability | Kern_TB_4_offpeak | Operational_New_Capacity_MW | Southern_PGAE_Li_Battery_8hr_175 |  | -1 | -1 | -1 | -1 | -1 | -1 | -1 | -1 | -1 | -1 | -1 | -1 | -1 | -1 | -1 | -1 | -1 | -1 | -1 | -1 | -1 | -1 | -1 | -1 | -1 | -1 | -1 | -1 | -1 | -1 | -1
Southern_PGAE_Li_Battery_8hr_177 | caiso-deliverability | Kern_TB_4_offpeak | Operational_New_Capacity_MW | Southern_PGAE_Li_Battery_8hr_177 |  | -1 | -1 | -1 | -1 | -1 | -1 | -1 | -1 | -1 | -1 | -1 | -1 | -1 | -1 | -1 | -1 | -1 | -1 | -1 | -1 | -1 | -1 | -1 | -1 | -1 | -1 | -1 | -1 | -1 | -1 | -1
Southern_PGAE_Solar_52 | caiso-deliverability | Kern_TB_4_offpeak | Operational_New_Capacity_MW | Southern_PGAE_Solar_52 |  | 0.79 | 0.79 | 0.79 | 0.79 | 0.79 | 0.79 | 0.79 | 0.79 | 0.79 | 0.79 | 0.79 | 0.79 | 0.79 | 0.79 | 0.79 | 0.79 | 0.79 | 0.79 | 0.79 | 0.79 | 0.79 | 0.79 | 0.79 | 0.79 | 0.79 | 0.79 | 0.79 | 0.79 | 0.79 | 0.79 | 0.79
Southern_PGAE_Solar_54 | caiso-deliverability | Kern_TB_4_offpeak | Operational_New_Capacity_MW | Southern_PGAE_Solar_54 |  | 0.79 | 0.79 | 0.79 | 0.79 | 0.79 | 0.79 | 0.79 | 0.79 | 0.79 | 0.79 | 0.79 | 0.79 | 0.79 | 0.79 | 0.79 | 0.79 | 0.79 | 0.79 | 0.79 | 0.79 | 0.79 | 0.79 | 0.79 | 0.79 | 0.79 | 0.79 | 0.79 | 0.79 | 0.79 | 0.79 | 0.79
Southern_PGAE_Solar_75 | caiso-deliverability | Kern_TB_4_offpeak | Operational_New_Capacity_MW | Southern_PGAE_Solar_75 |  | 0.79 | 0.79 | 0.79 | 0.79 | 0.79 | 0.79 | 0.79 | 0.79 | 0.79 | 0.79 | 0.79 | 0.79 | 0.79 | 0.79 | 0.79 | 0.79 | 0.79 | 0.79 | 0.79 | 0.79 | 0.79 | 0.79 | 0.79 | 0.79 | 0.79 | 0.79 | 0.79 | 0.79 | 0.79 | 0.79 | 0.79
Southern_PGAE_Solar_79 | caiso-deliverability | Kern_TB_4_offpeak | Operational_New_Capacity_MW | Southern_PGAE_Solar_79 |  | 0.79 | 0.79 | 0.79 | 0.79 | 0.79 | 0.79 | 0.79 | 0.79 | 0.79 | 0.79 | 0.79 | 0.79 | 0.79 | 0.79 | 0.79 | 0.79 | 0.79 | 0.79 | 0.79 | 0.79 | 0.79 | 0.79 | 0.79 | 0.79 | 0.79 | 0.79 | 0.79 | 0.79 | 0.79 | 0.79 | 0.79
Southern_PGAE_Solar_98 | caiso-deliverability | Kern_TB_4_offpeak | Operational_New_Capacity_MW | Southern_PGAE_Solar_98 |  | 0.79 | 0.79 | 0.79 | 0.79 | 0.79 | 0.79 | 0.79 | 0.79 | 0.79 | 0.79 | 0.79 | 0.79 | 0.79 | 0.79 | 0.79 | 0.79 | 0.79 | 0.79 | 0.79 | 0.79 | 0.79 | 0.79 | 0.79 | 0.79 | 0.79 | 0.79 | 0.79 | 0.79 | 0.79 | 0.79 | 0.79
Southern_PGAE_Solar_102 | caiso-deliverability | Kern_TB_4_offpeak | Operational_New_Capacity_MW | Southern_PGAE_Solar_102 |  | 0.79 | 0.79 | 0.79 | 0.79 | 0.79 | 0.79 | 0.79 | 0.79 | 0.79 | 0.79 | 0.79 | 0.79 | 0.79 | 0.79 | 0.79 | 0.79 | 0.79 | 0.79 | 0.79 | 0.79 | 0.79 | 0.79 | 0.79 | 0.79 | 0.79 | 0.79 | 0.79 | 0.79 | 0.79 | 0.79 | 0.79
Southern_PGAE_Solar_118 | caiso-deliverability | Kern_TB_4_offpeak | Operational_New_Capacity_MW | Southern_PGAE_Solar_118 |  | 0.79 | 0.79 | 0.79 | 0.79 | 0.79 | 0.79 | 0.79 | 0.79 | 0.79 | 0.79 | 0.79 | 0.79 | 0.79 | 0.79 | 0.79 | 0.79 | 0.79 | 0.79 | 0.79 | 0.79 | 0.79 | 0.79 | 0.79 | 0.79 | 0.79 | 0.79 | 0.79 | 0.79 | 0.79 | 0.79 | 0.79
Southern_PGAE_Solar_136 | caiso-deliverability | Kern_TB_4_offpeak | Operational_New_Capacity_MW | Southern_PGAE_Solar_136 |  | 0.79 | 0.79 | 0.79 | 0.79 | 0.79 | 0.79 | 0.79 | 0.79 | 0.79 | 0.79 | 0.79 | 0.79 | 0.79 | 0.79 | 0.79 | 0.79 | 0.79 | 0.79 | 0.79 | 0.79 | 0.79 | 0.79 | 0.79 | 0.79 | 0.79 | 0.79 | 0.79 | 0.79 | 0.79 | 0.79 | 0.79
Southern_PGAE_Solar_152 | caiso-deliverability | Kern_TB_4_offpeak | Operational_New_Capacity_MW | Southern_PGAE_Solar_152 |  | 0.79 | 0.79 | 0.79 | 0.79 | 0.79 | 0.79 | 0.79 | 0.79 | 0.79 | 0.79 | 0.79 | 0.79 | 0.79 | 0.79 | 0.79 | 0.79 | 0.79 | 0.79 | 0.79 | 0.79 | 0.79 | 0.79 | 0.79 | 0.79 | 0.79 | 0.79 | 0.79 | 0.79 | 0.79 | 0.79 | 0.79
Southern_PGAE_Solar_173 | caiso-deliverability | Kern_TB_4_offpeak | Operational_New_Capacity_MW | Southern_PGAE_Solar_173 |  | 0.79 | 0.79 | 0.79 | 0.79 | 0.79 | 0.79 | 0.79 | 0.79 | 0.79 | 0.79 | 0.79 | 0.79 | 0.79 | 0.79 | 0.79 | 0.79 | 0.79 | 0.79 | 0.79 | 0.79 | 0.79 | 0.79 | 0.79 | 0.79 | 0.79 | 0.79 | 0.79 | 0.79 | 0.79 | 0.79 | 0.79
Southern_PGAE_Solar_175 | caiso-deliverability | Kern_TB_4_offpeak | Operational_New_Capacity_MW | Southern_PGAE_Solar_175 |  | 0.79 | 0.79 | 0.79 | 0.79 | 0.79 | 0.79 | 0.79 | 0.79 | 0.79 | 0.79 | 0.79 | 0.79 | 0.79 | 0.79 | 0.79 | 0.79 | 0.79 | 0.79 | 0.79 | 0.79 | 0.79 | 0.79 | 0.79 | 0.79 | 0.79 | 0.79 | 0.79 | 0.79 | 0.79 | 0.79 | 0.79
Southern_PGAE_Solar_177 | caiso-deliverability | Kern_TB_4_offpeak | Operational_New_Capacity_MW | Southern_PGAE_Solar_177 |  | 0.79 | 0.79 | 0.79 | 0.79 | 0.79 | 0.79 | 0.79 | 0.79 | 0.79 | 0.79 | 0.79 | 0.79 | 0.79 | 0.79 | 0.79 | 0.79 | 0.79 | 0.79 | 0.79 | 0.79 | 0.79 | 0.79 | 0.79 | 0.79 | 0.79 | 0.79 | 0.79 | 0.79 | 0.79 | 0.79 | 0.79
Kern_TB_4_group | caiso-deliverability | Kern_TB_4_offpeak | Operational_New_Capacity_MW | Kern_TB_4_group |  | -1 | -1 | -1 | -1 | -1 | -1 | -1 | -1 | -1 | -1 | -1 | -1 | -1 | -1 | -1 | -1 | -1 | -1 | -1 | -1 | -1 | -1 | -1 | -1 | -1 | -1 | -1 | -1 | -1 | -1 | -1
Southern_PGAE_Flow_Battery_52 | caiso-deliverability | Kern_TB_4_SSN | Reliability_Capacity_In_Model_Year | System RA | Southern_PGAE_Flow_Battery_52 | 0.5 | 0.5 | 0.5 | 0.5 | 0.5 | 0.5 | 0.5 | 0.5 | 0.5 | 0.5 | 0.5 | 0.5 | 0.5 | 0.5 | 0.5 | 0.5 | 0.5 | 0.5 | 0.5 | 0.5 | 0.5 | 0.5 | 0.5 | 0.5 | 0.5 | 0.5 | 0.5 | 0.5 | 0.5 | 0.5 | 0.5
Southern_PGAE_Flow_Battery_54 | caiso-deliverability | Kern_TB_4_SSN | Reliability_Capacity_In_Model_Year | System RA | Southern_PGAE_Flow_Battery_54 | 0.5 | 0.5 | 0.5 | 0.5 | 0.5 | 0.5 | 0.5 | 0.5 | 0.5 | 0.5 | 0.5 | 0.5 | 0.5 | 0.5 | 0.5 | 0.5 | 0.5 | 0.5 | 0.5 | 0.5 | 0.5 | 0.5 | 0.5 | 0.5 | 0.5 | 0.5 | 0.5 | 0.5 | 0.5 | 0.5 | 0.5
Southern_PGAE_Flow_Battery_75 | caiso-deliverability | Kern_TB_4_SSN | Reliability_Capacity_In_Model_Year | System RA | Southern_PGAE_Flow_Battery_75 | 0.5 | 0.5 | 0.5 | 0.5 | 0.5 | 0.5 | 0.5 | 0.5 | 0.5 | 0.5 | 0.5 | 0.5 | 0.5 | 0.5 | 0.5 | 0.5 | 0.5 | 0.5 | 0.5 | 0.5 | 0.5 | 0.5 | 0.5 | 0.5 | 0.5 | 0.5 | 0.5 | 0.5 | 0.5 | 0.5 | 0.5
Southern_PGAE_Flow_Battery_79 | caiso-deliverability | Kern_TB_4_SSN | Reliability_Capacity_In_Model_Year | System RA | Southern_PGAE_Flow_Battery_79 | 0.5 | 0.5 | 0.5 | 0.5 | 0.5 | 0.5 | 0.5 | 0.5 | 0.5 | 0.5 | 0.5 | 0.5 | 0.5 | 0.5 | 0.5 | 0.5 | 0.5 | 0.5 | 0.5 | 0.5 | 0.5 | 0.5 | 0.5 | 0.5 | 0.5 | 0.5 | 0.5 | 0.5 | 0.5 | 0.5 | 0.5
Southern_PGAE_Flow_Battery_98 | caiso-deliverability | Kern_TB_4_SSN | Reliability_Capacity_In_Model_Year | System RA | Southern_PGAE_Flow_Battery_98 | 0.5 | 0.5 | 0.5 | 0.5 | 0.5 | 0.5 | 0.5 | 0.5 | 0.5 | 0.5 | 0.5 | 0.5 | 0.5 | 0.5 | 0.5 | 0.5 | 0.5 | 0.5 | 0.5 | 0.5 | 0.5 | 0.5 | 0.5 | 0.5 | 0.5 | 0.5 | 0.5 | 0.5 | 0.5 | 0.5 | 0.5
Southern_PGAE_Flow_Battery_102 | caiso-deliverability | Kern_TB_4_SSN | Reliability_Capacity_In_Model_Year | System RA | Southern_PGAE_Flow_Battery_102 | 0.5 | 0.5 | 0.5 | 0.5 | 0.5 | 0.5 | 0.5 | 0.5 | 0.5 | 0.5 | 0.5 | 0.5 | 0.5 | 0.5 | 0.5 | 0.5 | 0.5 | 0.5 | 0.5 | 0.5 | 0.5 | 0.5 | 0.5 | 0.5 | 0.5 | 0.5 | 0.5 | 0.5 | 0.5 | 0.5 | 0.5
Southern_PGAE_Flow_Battery_118 | caiso-deliverability | Kern_TB_4_SSN | Reliability_Capacity_In_Model_Year | System RA | Southern_PGAE_Flow_Battery_118 | 0.5 | 0.5 | 0.5 | 0.5 | 0.5 | 0.5 | 0.5 | 0.5 | 0.5 | 0.5 | 0.5 | 0.5 | 0.5 | 0.5 | 0.5 | 0.5 | 0.5 | 0.5 | 0.5 | 0.5 | 0.5 | 0.5 | 0.5 | 0.5 | 0.5 | 0.5 | 0.5 | 0.5 | 0.5 | 0.5 | 0.5
Southern_PGAE_Flow_Battery_136 | caiso-deliverability | Kern_TB_4_SSN | Reliability_Capacity_In_Model_Year | System RA | Southern_PGAE_Flow_Battery_136 | 0.5 | 0.5 | 0.5 | 0.5 | 0.5 | 0.5 | 0.5 | 0.5 | 0.5 | 0.5 | 0.5 | 0.5 | 0.5 | 0.5 | 0.5 | 0.5 | 0.5 | 0.5 | 0.5 | 0.5 | 0.5 | 0.5 | 0.5 | 0.5 | 0.5 | 0.5 | 0.5 | 0.5 | 0.5 | 0.5 | 0.5
Southern_PGAE_Flow_Battery_152 | caiso-deliverability | Kern_TB_4_SSN | Reliability_Capacity_In_Model_Year | System RA | Southern_PGAE_Flow_Battery_152 | 0.5 | 0.5 | 0.5 | 0.5 | 0.5 | 0.5 | 0.5 | 0.5 | 0.5 | 0.5 | 0.5 | 0.5 | 0.5 | 0.5 | 0.5 | 0.5 | 0.5 | 0.5 | 0.5 | 0.5 | 0.5 | 0.5 | 0.5 | 0.5 | 0.5 | 0.5 | 0.5 | 0.5 | 0.5 | 0.5 | 0.5
Southern_PGAE_Flow_Battery_173 | caiso-deliverability | Kern_TB_4_SSN | Reliability_Capacity_In_Model_Year | System RA | Southern_PGAE_Flow_Battery_173 | 0.5 | 0.5 | 0.5 | 0.5 | 0.5 | 0.5 | 0.5 | 0.5 | 0.5 | 0.5 | 0.5 | 0.5 | 0.5 | 0.5 | 0.5 | 0.5 | 0.5 | 0.5 | 0.5 | 0.5 | 0.5 | 0.5 | 0.5 | 0.5 | 0.5 | 0.5 | 0.5 | 0.5 | 0.5 | 0.5 | 0.5
Southern_PGAE_Flow_Battery_175 | caiso-deliverability | Kern_TB_4_SSN | Reliability_Capacity_In_Model_Year | System RA | Southern_PGAE_Flow_Battery_175 | 0.5 | 0.5 | 0.5 | 0.5 | 0.5 | 0.5 | 0.5 | 0.5 | 0.5 | 0.5 | 0.5 | 0.5 | 0.5 | 0.5 | 0.5 | 0.5 | 0.5 | 0.5 | 0.5 | 0.5 | 0.5 | 0.5 | 0.5 | 0.5 | 0.5 | 0.5 | 0.5 | 0.5 | 0.5 | 0.5 | 0.5
Southern_PGAE_Flow_Battery_177 | caiso-deliverability | Kern_TB_4_SSN | Reliability_Capacity_In_Model_Year | System RA | Southern_PGAE_Flow_Battery_177 | 0.5 | 0.5 | 0.5 | 0.5 | 0.5 | 0.5 | 0.5 | 0.5 | 0.5 | 0.5 | 0.5 | 0.5 | 0.5 | 0.5 | 0.5 | 0.5 | 0.5 | 0.5 | 0.5 | 0.5 | 0.5 | 0.5 | 0.5 | 0.5 | 0.5 | 0.5 | 0.5 | 0.5 | 0.5 | 0.5 | 0.5
Southern_PGAE_Li_Battery_4hr_52 | caiso-deliverability | Kern_TB_4_SSN | Reliability_Capacity_In_Model_Year | System RA | Southern_PGAE_Li_Battery_4hr_52 | 0.5 | 0.5 | 0.5 | 0.5 | 0.5 | 0.5 | 0.5 | 0.5 | 0.5 | 0.5 | 0.5 | 0.5 | 0.5 | 0.5 | 0.5 | 0.5 | 0.5 | 0.5 | 0.5 | 0.5 | 0.5 | 0.5 | 0.5 | 0.5 | 0.5 | 0.5 | 0.5 | 0.5 | 0.5 | 0.5 | 0.5
Southern_PGAE_Li_Battery_4hr_54 | caiso-deliverability | Kern_TB_4_SSN | Reliability_Capacity_In_Model_Year | System RA | Southern_PGAE_Li_Battery_4hr_54 | 0.5 | 0.5 | 0.5 | 0.5 | 0.5 | 0.5 | 0.5 | 0.5 | 0.5 | 0.5 | 0.5 | 0.5 | 0.5 | 0.5 | 0.5 | 0.5 | 0.5 | 0.5 | 0.5 | 0.5 | 0.5 | 0.5 | 0.5 | 0.5 | 0.5 | 0.5 | 0.5 | 0.5 | 0.5 | 0.5 | 0.5
Southern_PGAE_Li_Battery_4hr_75 | caiso-deliverability | Kern_TB_4_SSN | Reliability_Capacity_In_Model_Year | System RA | Southern_PGAE_Li_Battery_4hr_75 | 0.5 | 0.5 | 0.5 | 0.5 | 0.5 | 0.5 | 0.5 | 0.5 | 0.5 | 0.5 | 0.5 | 0.5 | 0.5 | 0.5 | 0.5 | 0.5 | 0.5 | 0.5 | 0.5 | 0.5 | 0.5 | 0.5 | 0.5 | 0.5 | 0.5 | 0.5 | 0.5 | 0.5 | 0.5 | 0.5 | 0.5
Southern_PGAE_Li_Battery_4hr_79 | caiso-deliverability | Kern_TB_4_SSN | Reliability_Capacity_In_Model_Year | System RA | Southern_PGAE_Li_Battery_4hr_79 | 0.5 | 0.5 | 0.5 | 0.5 | 0.5 | 0.5 | 0.5 | 0.5 | 0.5 | 0.5 | 0.5 | 0.5 | 0.5 | 0.5 | 0.5 | 0.5 | 0.5 | 0.5 | 0.5 | 0.5 | 0.5 | 0.5 | 0.5 | 0.5 | 0.5 | 0.5 | 0.5 | 0.5 | 0.5 | 0.5 | 0.5
Southern_PGAE_Li_Battery_4hr_98 | caiso-deliverability | Kern_TB_4_SSN | Reliability_Capacity_In_Model_Year | System RA | Southern_PGAE_Li_Battery_4hr_98 | 0.5 | 0.5 | 0.5 | 0.5 | 0.5 | 0.5 | 0.5 | 0.5 | 0.5 | 0.5 | 0.5 | 0.5 | 0.5 | 0.5 | 0.5 | 0.5 | 0.5 | 0.5 | 0.5 | 0.5 | 0.5 | 0.5 | 0.5 | 0.5 | 0.5 | 0.5 | 0.5 | 0.5 | 0.5 | 0.5 | 0.5
Southern_PGAE_Li_Battery_4hr_102 | caiso-deliverability | Kern_TB_4_SSN | Reliability_Capacity_In_Model_Year | System RA | Southern_PGAE_Li_Battery_4hr_102 | 0.5 | 0.5 | 0.5 | 0.5 | 0.5 | 0.5 | 0.5 | 0.5 | 0.5 | 0.5 | 0.5 | 0.5 | 0.5 | 0.5 | 0.5 | 0.5 | 0.5 | 0.5 | 0.5 | 0.5 | 0.5 | 0.5 | 0.5 | 0.5 | 0.5 | 0.5 | 0.5 | 0.5 | 0.5 | 0.5 | 0.5
Southern_PGAE_Li_Battery_4hr_118 | caiso-deliverability | Kern_TB_4_SSN | Reliability_Capacity_In_Model_Year | System RA | Southern_PGAE_Li_Battery_4hr_118 | 0.5 | 0.5 | 0.5 | 0.5 | 0.5 | 0.5 | 0.5 | 0.5 | 0.5 | 0.5 | 0.5 | 0.5 | 0.5 | 0.5 | 0.5 | 0.5 | 0.5 | 0.5 | 0.5 | 0.5 | 0.5 | 0.5 | 0.5 | 0.5 | 0.5 | 0.5 | 0.5 | 0.5 | 0.5 | 0.5 | 0.5
Southern_PGAE_Li_Battery_4hr_136 | caiso-deliverability | Kern_TB_4_SSN | Reliability_Capacity_In_Model_Year | System RA | Southern_PGAE_Li_Battery_4hr_136 | 0.5 | 0.5 | 0.5 | 0.5 | 0.5 | 0.5 | 0.5 | 0.5 | 0.5 | 0.5 | 0.5 | 0.5 | 0.5 | 0.5 | 0.5 | 0.5 | 0.5 | 0.5 | 0.5 | 0.5 | 0.5 | 0.5 | 0.5 | 0.5 | 0.5 | 0.5 | 0.5 | 0.5 | 0.5 | 0.5 | 0.5
Southern_PGAE_Li_Battery_4hr_152 | caiso-deliverability | Kern_TB_4_SSN | Reliability_Capacity_In_Model_Year | System RA | Southern_PGAE_Li_Battery_4hr_152 | 0.5 | 0.5 | 0.5 | 0.5 | 0.5 | 0.5 | 0.5 | 0.5 | 0.5 | 0.5 | 0.5 | 0.5 | 0.5 | 0.5 | 0.5 | 0.5 | 0.5 | 0.5 | 0.5 | 0.5 | 0.5 | 0.5 | 0.5 | 0.5 | 0.5 | 0.5 | 0.5 | 0.5 | 0.5 | 0.5 | 0.5
Southern_PGAE_Li_Battery_4hr_173 | caiso-deliverability | Kern_TB_4_SSN | Reliability_Capacity_In_Model_Year | System RA | Southern_PGAE_Li_Battery_4hr_173 | 0.5 | 0.5 | 0.5 | 0.5 | 0.5 | 0.5 | 0.5 | 0.5 | 0.5 | 0.5 | 0.5 | 0.5 | 0.5 | 0.5 | 0.5 | 0.5 | 0.5 | 0.5 | 0.5 | 0.5 | 0.5 | 0.5 | 0.5 | 0.5 | 0.5 | 0.5 | 0.5 | 0.5 | 0.5 | 0.5 | 0.5
Southern_PGAE_Li_Battery_4hr_175 | caiso-deliverability | Kern_TB_4_SSN | Reliability_Capacity_In_Model_Year | System RA | Southern_PGAE_Li_Battery_4hr_175 | 0.5 | 0.5 | 0.5 | 0.5 | 0.5 | 0.5 | 0.5 | 0.5 | 0.5 | 0.5 | 0.5 | 0.5 | 0.5 | 0.5 | 0.5 | 0.5 | 0.5 | 0.5 | 0.5 | 0.5 | 0.5 | 0.5 | 0.5 | 0.5 | 0.5 | 0.5 | 0.5 | 0.5 | 0.5 | 0.5 | 0.5
Southern_PGAE_Li_Battery_4hr_177 | caiso-deliverability | Kern_TB_4_SSN | Reliability_Capacity_In_Model_Year | System RA | Southern_PGAE_Li_Battery_4hr_177 | 0.5 | 0.5 | 0.5 | 0.5 | 0.5 | 0.5 | 0.5 | 0.5 | 0.5 | 0.5 | 0.5 | 0.5 | 0.5 | 0.5 | 0.5 | 0.5 | 0.5 | 0.5 | 0.5 | 0.5 | 0.5 | 0.5 | 0.5 | 0.5 | 0.5 | 0.5 | 0.5 | 0.5 | 0.5 | 0.5 | 0.5
Southern_PGAE_Li_Battery_8hr_52 | caiso-deliverability | Kern_TB_4_SSN | Reliability_Capacity_In_Model_Year | System RA | Southern_PGAE_Li_Battery_8hr_52 | 0.5 | 0.5 | 0.5 | 0.5 | 0.5 | 0.5 | 0.5 | 0.5 | 0.5 | 0.5 | 0.5 | 0.5 | 0.5 | 0.5 | 0.5 | 0.5 | 0.5 | 0.5 | 0.5 | 0.5 | 0.5 | 0.5 | 0.5 | 0.5 | 0.5 | 0.5 | 0.5 | 0.5 | 0.5 | 0.5 | 0.5
Southern_PGAE_Li_Battery_8hr_54 | caiso-deliverability | Kern_TB_4_SSN | Reliability_Capacity_In_Model_Year | System RA | Southern_PGAE_Li_Battery_8hr_54 | 0.5 | 0.5 | 0.5 | 0.5 | 0.5 | 0.5 | 0.5 | 0.5 | 0.5 | 0.5 | 0.5 | 0.5 | 0.5 | 0.5 | 0.5 | 0.5 | 0.5 | 0.5 | 0.5 | 0.5 | 0.5 | 0.5 | 0.5 | 0.5 | 0.5 | 0.5 | 0.5 | 0.5 | 0.5 | 0.5 | 0.5
Southern_PGAE_Li_Battery_8hr_75 | caiso-deliverability | Kern_TB_4_SSN | Reliability_Capacity_In_Model_Year | System RA | Southern_PGAE_Li_Battery_8hr_75 | 0.5 | 0.5 | 0.5 | 0.5 | 0.5 | 0.5 | 0.5 | 0.5 | 0.5 | 0.5 | 0.5 | 0.5 | 0.5 | 0.5 | 0.5 | 0.5 | 0.5 | 0.5 | 0.5 | 0.5 | 0.5 | 0.5 | 0.5 | 0.5 | 0.5 | 0.5 | 0.5 | 0.5 | 0.5 | 0.5 | 0.5
Southern_PGAE_Li_Battery_8hr_79 | caiso-deliverability | Kern_TB_4_SSN | Reliability_Capacity_In_Model_Year | System RA | Southern_PGAE_Li_Battery_8hr_79 | 0.5 | 0.5 | 0.5 | 0.5 | 0.5 | 0.5 | 0.5 | 0.5 | 0.5 | 0.5 | 0.5 | 0.5 | 0.5 | 0.5 | 0.5 | 0.5 | 0.5 | 0.5 | 0.5 | 0.5 | 0.5 | 0.5 | 0.5 | 0.5 | 0.5 | 0.5 | 0.5 | 0.5 | 0.5 | 0.5 | 0.5
Southern_PGAE_Li_Battery_8hr_98 | caiso-deliverability | Kern_TB_4_SSN | Reliability_Capacity_In_Model_Year | System RA | Southern_PGAE_Li_Battery_8hr_98 | 0.5 | 0.5 | 0.5 | 0.5 | 0.5 | 0.5 | 0.5 | 0.5 | 0.5 | 0.5 | 0.5 | 0.5 | 0.5 | 0.5 | 0.5 | 0.5 | 0.5 | 0.5 | 0.5 | 0.5 | 0.5 | 0.5 | 0.5 | 0.5 | 0.5 | 0.5 | 0.5 | 0.5 | 0.5 | 0.5 | 0.5
Southern_PGAE_Li_Battery_8hr_102 | caiso-deliverability | Kern_TB_4_SSN | Reliability_Capacity_In_Model_Year | System RA | Southern_PGAE_Li_Battery_8hr_102 | 0.5 | 0.5 | 0.5 | 0.5 | 0.5 | 0.5 | 0.5 | 0.5 | 0.5 | 0.5 | 0.5 | 0.5 | 0.5 | 0.5 | 0.5 | 0.5 | 0.5 | 0.5 | 0.5 | 0.5 | 0.5 | 0.5 | 0.5 | 0.5 | 0.5 | 0.5 | 0.5 | 0.5 | 0.5 | 0.5 | 0.5
Southern_PGAE_Li_Battery_8hr_118 | caiso-deliverability | Kern_TB_4_SSN | Reliability_Capacity_In_Model_Year | System RA | Southern_PGAE_Li_Battery_8hr_118 | 0.5 | 0.5 | 0.5 | 0.5 | 0.5 | 0.5 | 0.5 | 0.5 | 0.5 | 0.5 | 0.5 | 0.5 | 0.5 | 0.5 | 0.5 | 0.5 | 0.5 | 0.5 | 0.5 | 0.5 | 0.5 | 0.5 | 0.5 | 0.5 | 0.5 | 0.5 | 0.5 | 0.5 | 0.5 | 0.5 | 0.5
Southern_PGAE_Li_Battery_8hr_136 | caiso-deliverability | Kern_TB_4_SSN | Reliability_Capacity_In_Model_Year | System RA | Southern_PGAE_Li_Battery_8hr_136 | 0.5 | 0.5 | 0.5 | 0.5 | 0.5 | 0.5 | 0.5 | 0.5 | 0.5 | 0.5 | 0.5 | 0.5 | 0.5 | 0.5 | 0.5 | 0.5 | 0.5 | 0.5 | 0.5 | 0.5 | 0.5 | 0.5 | 0.5 | 0.5 | 0.5 | 0.5 | 0.5 | 0.5 | 0.5 | 0.5 | 0.5
Southern_PGAE_Li_Battery_8hr_152 | caiso-deliverability | Kern_TB_4_SSN | Reliability_Capacity_In_Model_Year | System RA | Southern_PGAE_Li_Battery_8hr_152 | 0.5 | 0.5 | 0.5 | 0.5 | 0.5 | 0.5 | 0.5 | 0.5 | 0.5 | 0.5 | 0.5 | 0.5 | 0.5 | 0.5 | 0.5 | 0.5 | 0.5 | 0.5 | 0.5 | 0.5 | 0.5 | 0.5 | 0.5 | 0.5 | 0.5 | 0.5 | 0.5 | 0.5 | 0.5 | 0.5 | 0.5
Southern_PGAE_Li_Battery_8hr_173 | caiso-deliverability | Kern_TB_4_SSN | Reliability_Capacity_In_Model_Year | System RA | Southern_PGAE_Li_Battery_8hr_173 | 0.5 | 0.5 | 0.5 | 0.5 | 0.5 | 0.5 | 0.5 | 0.5 | 0.5 | 0.5 | 0.5 | 0.5 | 0.5 | 0.5 | 0.5 | 0.5 | 0.5 | 0.5 | 0.5 | 0.5 | 0.5 | 0.5 | 0.5 | 0.5 | 0.5 | 0.5 | 0.5 | 0.5 | 0.5 | 0.5 | 0.5
Southern_PGAE_Li_Battery_8hr_175 | caiso-deliverability | Kern_TB_4_SSN | Reliability_Capacity_In_Model_Year | System RA | Southern_PGAE_Li_Battery_8hr_175 | 0.5 | 0.5 | 0.5 | 0.5 | 0.5 | 0.5 | 0.5 | 0.5 | 0.5 | 0.5 | 0.5 | 0.5 | 0.5 | 0.5 | 0.5 | 0.5 | 0.5 | 0.5 | 0.5 | 0.5 | 0.5 | 0.5 | 0.5 | 0.5 | 0.5 | 0.5 | 0.5 | 0.5 | 0.5 | 0.5 | 0.5
Southern_PGAE_Li_Battery_8hr_177 | caiso-deliverability | Kern_TB_4_SSN | Reliability_Capacity_In_Model_Year | System RA | Southern_PGAE_Li_Battery_8hr_177 | 0.5 | 0.5 | 0.5 | 0.5 | 0.5 | 0.5 | 0.5 | 0.5 | 0.5 | 0.5 | 0.5 | 0.5 | 0.5 | 0.5 | 0.5 | 0.5 | 0.5 | 0.5 | 0.5 | 0.5 | 0.5 | 0.5 | 0.5 | 0.5 | 0.5 | 0.5 | 0.5 | 0.5 | 0.5 | 0.5 | 0.5
Southern_PGAE_Solar_52 | caiso-deliverability | Kern_TB_4_SSN | Reliability_Capacity_In_Model_Year | System RA | Southern_PGAE_Solar_52 | 0.556 | 0.556 | 0.556 | 0.556 | 0.556 | 0.556 | 0.556 | 0.556 | 0.556 | 0.556 | 0.556 | 0.556 | 0.556 | 0.556 | 0.556 | 0.556 | 0.556 | 0.556 | 0.556 | 0.556 | 0.556 | 0.556 | 0.556 | 0.556 | 0.556 | 0.556 | 0.556 | 0.556 | 0.556 | 0.556 | 0.556
Southern_PGAE_Solar_54 | caiso-deliverability | Kern_TB_4_SSN | Reliability_Capacity_In_Model_Year | System RA | Southern_PGAE_Solar_54 | 0.556 | 0.556 | 0.556 | 0.556 | 0.556 | 0.556 | 0.556 | 0.556 | 0.556 | 0.556 | 0.556 | 0.556 | 0.556 | 0.556 | 0.556 | 0.556 | 0.556 | 0.556 | 0.556 | 0.556 | 0.556 | 0.556 | 0.556 | 0.556 | 0.556 | 0.556 | 0.556 | 0.556 | 0.556 | 0.556 | 0.556
Southern_PGAE_Solar_75 | caiso-deliverability | Kern_TB_4_SSN | Reliability_Capacity_In_Model_Year | System RA | Southern_PGAE_Solar_75 | 0.556 | 0.556 | 0.556 | 0.556 | 0.556 | 0.556 | 0.556 | 0.556 | 0.556 | 0.556 | 0.556 | 0.556 | 0.556 | 0.556 | 0.556 | 0.556 | 0.556 | 0.556 | 0.556 | 0.556 | 0.556 | 0.556 | 0.556 | 0.556 | 0.556 | 0.556 | 0.556 | 0.556 | 0.556 | 0.556 | 0.556
Southern_PGAE_Solar_79 | caiso-deliverability | Kern_TB_4_SSN | Reliability_Capacity_In_Model_Year | System RA | Southern_PGAE_Solar_79 | 0.556 | 0.556 | 0.556 | 0.556 | 0.556 | 0.556 | 0.556 | 0.556 | 0.556 | 0.556 | 0.556 | 0.556 | 0.556 | 0.556 | 0.556 | 0.556 | 0.556 | 0.556 | 0.556 | 0.556 | 0.556 | 0.556 | 0.556 | 0.556 | 0.556 | 0.556 | 0.556 | 0.556 | 0.556 | 0.556 | 0.556
Southern_PGAE_Solar_98 | caiso-deliverability | Kern_TB_4_SSN | Reliability_Capacity_In_Model_Year | System RA | Southern_PGAE_Solar_98 | 0.556 | 0.556 | 0.556 | 0.556 | 0.556 | 0.556 | 0.556 | 0.556 | 0.556 | 0.556 | 0.556 | 0.556 | 0.556 | 0.556 | 0.556 | 0.556 | 0.556 | 0.556 | 0.556 | 0.556 | 0.556 | 0.556 | 0.556 | 0.556 | 0.556 | 0.556 | 0.556 | 0.556 | 0.556 | 0.556 | 0.556
Southern_PGAE_Solar_102 | caiso-deliverability | Kern_TB_4_SSN | Reliability_Capacity_In_Model_Year | System RA | Southern_PGAE_Solar_102 | 0.556 | 0.556 | 0.556 | 0.556 | 0.556 | 0.556 | 0.556 | 0.556 | 0.556 | 0.556 | 0.556 | 0.556 | 0.556 | 0.556 | 0.556 | 0.556 | 0.556 | 0.556 | 0.556 | 0.556 | 0.556 | 0.556 | 0.556 | 0.556 | 0.556 | 0.556 | 0.556 | 0.556 | 0.556 | 0.556 | 0.556
Southern_PGAE_Solar_118 | caiso-deliverability | Kern_TB_4_SSN | Reliability_Capacity_In_Model_Year | System RA | Southern_PGAE_Solar_118 | 0.556 | 0.556 | 0.556 | 0.556 | 0.556 | 0.556 | 0.556 | 0.556 | 0.556 | 0.556 | 0.556 | 0.556 | 0.556 | 0.556 | 0.556 | 0.556 | 0.556 | 0.556 | 0.556 | 0.556 | 0.556 | 0.556 | 0.556 | 0.556 | 0.556 | 0.556 | 0.556 | 0.556 | 0.556 | 0.556 | 0.556
Southern_PGAE_Solar_136 | caiso-deliverability | Kern_TB_4_SSN | Reliability_Capacity_In_Model_Year | System RA | Southern_PGAE_Solar_136 | 0.556 | 0.556 | 0.556 | 0.556 | 0.556 | 0.556 | 0.556 | 0.556 | 0.556 | 0.556 | 0.556 | 0.556 | 0.556 | 0.556 | 0.556 | 0.556 | 0.556 | 0.556 | 0.556 | 0.556 | 0.556 | 0.556 | 0.556 | 0.556 | 0.556 | 0.556 | 0.556 | 0.556 | 0.556 | 0.556 | 0.556
Southern_PGAE_Solar_152 | caiso-deliverability | Kern_TB_4_SSN | Reliability_Capacity_In_Model_Year | System RA | Southern_PGAE_Solar_152 | 0.556 | 0.556 | 0.556 | 0.556 | 0.556 | 0.556 | 0.556 | 0.556 | 0.556 | 0.556 | 0.556 | 0.556 | 0.556 | 0.556 | 0.556 | 0.556 | 0.556 | 0.556 | 0.556 | 0.556 | 0.556 | 0.556 | 0.556 | 0.556 | 0.556 | 0.556 | 0.556 | 0.556 | 0.556 | 0.556 | 0.556
Southern_PGAE_Solar_173 | caiso-deliverability | Kern_TB_4_SSN | Reliability_Capacity_In_Model_Year | System RA | Southern_PGAE_Solar_173 | 0.556 | 0.556 | 0.556 | 0.556 | 0.556 | 0.556 | 0.556 | 0.556 | 0.556 | 0.556 | 0.556 | 0.556 | 0.556 | 0.556 | 0.556 | 0.556 | 0.556 | 0.556 | 0.556 | 0.556 | 0.556 | 0.556 | 0.556 | 0.556 | 0.556 | 0.556 | 0.556 | 0.556 | 0.556 | 0.556 | 0.556
Southern_PGAE_Solar_175 | caiso-deliverability | Kern_TB_4_SSN | Reliability_Capacity_In_Model_Year | System RA | Southern_PGAE_Solar_175 | 0.556 | 0.556 | 0.556 | 0.556 | 0.556 | 0.556 | 0.556 | 0.556 | 0.556 | 0.556 | 0.556 | 0.556 | 0.556 | 0.556 | 0.556 | 0.556 | 0.556 | 0.556 | 0.556 | 0.556 | 0.556 | 0.556 | 0.556 | 0.556 | 0.556 | 0.556 | 0.556 | 0.556 | 0.556 | 0.556 | 0.556
Southern_PGAE_Solar_177 | caiso-deliverability | Kern_TB_4_SSN | Reliability_Capacity_In_Model_Year | System RA | Southern_PGAE_Solar_177 | 0.556 | 0.556 | 0.556 | 0.556 | 0.556 | 0.556 | 0.556 | 0.556 | 0.556 | 0.556 | 0.556 | 0.556 | 0.556 | 0.556 | 0.556 | 0.556 | 0.556 | 0.556 | 0.556 | 0.556 | 0.556 | 0.556 | 0.556 | 0.556 | 0.556 | 0.556 | 0.556 | 0.556 | 0.556 | 0.556 | 0.556
Kern_TB_4_group | caiso-deliverability | Kern_TB_4_SSN | Operational_New_Capacity_MW | Kern_TB_4_group |  | -1 | -1 | -1 | -1 | -1 | -1 | -1 | -1 | -1 | -1 | -1 | -1 | -1 | -1 | -1 | -1 | -1 | -1 | -1 | -1 | -1 | -1 | -1 | -1 | -1 | -1 | -1 | -1 | -1 | -1 | -1
Southern_PGAE_Flow_Battery_79 | caiso-deliverability | Kern_Tevis_Stockdale_Lamont_HSN | Reliability_Capacity_In_Model_Year | System RA | Southern_PGAE_Flow_Battery_79 | 1 | 1 | 1 | 1 | 1 | 1 | 1 | 1 | 1 | 1 | 1 | 1 | 1 | 1 | 1 | 1 | 1 | 1 | 1 | 1 | 1 | 1 | 1 | 1 | 1 | 1 | 1 | 1 | 1 | 1 | 1
Southern_PGAE_Flow_Battery_102 | caiso-deliverability | Kern_Tevis_Stockdale_Lamont_HSN | Reliability_Capacity_In_Model_Year | System RA | Southern_PGAE_Flow_Battery_102 | 1 | 1 | 1 | 1 | 1 | 1 | 1 | 1 | 1 | 1 | 1 | 1 | 1 | 1 | 1 | 1 | 1 | 1 | 1 | 1 | 1 | 1 | 1 | 1 | 1 | 1 | 1 | 1 | 1 | 1 | 1
Southern_PGAE_Flow_Battery_160 | caiso-deliverability | Kern_Tevis_Stockdale_Lamont_HSN | Reliability_Capacity_In_Model_Year | System RA | Southern_PGAE_Flow_Battery_160 | 1 | 1 | 1 | 1 | 1 | 1 | 1 | 1 | 1 | 1 | 1 | 1 | 1 | 1 | 1 | 1 | 1 | 1 | 1 | 1 | 1 | 1 | 1 | 1 | 1 | 1 | 1 | 1 | 1 | 1 | 1
Southern_PGAE_Flow_Battery_173 | caiso-deliverability | Kern_Tevis_Stockdale_Lamont_HSN | Reliability_Capacity_In_Model_Year | System RA | Southern_PGAE_Flow_Battery_173 | 1 | 1 | 1 | 1 | 1 | 1 | 1 | 1 | 1 | 1 | 1 | 1 | 1 | 1 | 1 | 1 | 1 | 1 | 1 | 1 | 1 | 1 | 1 | 1 | 1 | 1 | 1 | 1 | 1 | 1 | 1
Southern_PGAE_Flow_Battery_177 | caiso-deliverability | Kern_Tevis_Stockdale_Lamont_HSN | Reliability_Capacity_In_Model_Year | System RA | Southern_PGAE_Flow_Battery_177 | 1 | 1 | 1 | 1 | 1 | 1 | 1 | 1 | 1 | 1 | 1 | 1 | 1 | 1 | 1 | 1 | 1 | 1 | 1 | 1 | 1 | 1 | 1 | 1 | 1 | 1 | 1 | 1 | 1 | 1 | 1
Southern_PGAE_Li_Battery_4hr_79 | caiso-deliverability | Kern_Tevis_Stockdale_Lamont_HSN | Reliability_Capacity_In_Model_Year | System RA | Southern_PGAE_Li_Battery_4hr_79 | 1 | 1 | 1 | 1 | 1 | 1 | 1 | 1 | 1 | 1 | 1 | 1 | 1 | 1 | 1 | 1 | 1 | 1 | 1 | 1 | 1 | 1 | 1 | 1 | 1 | 1 | 1 | 1 | 1 | 1 | 1
Southern_PGAE_Li_Battery_4hr_102 | caiso-deliverability | Kern_Tevis_Stockdale_Lamont_HSN | Reliability_Capacity_In_Model_Year | System RA | Southern_PGAE_Li_Battery_4hr_102 | 1 | 1 | 1 | 1 | 1 | 1 | 1 | 1 | 1 | 1 | 1 | 1 | 1 | 1 | 1 | 1 | 1 | 1 | 1 | 1 | 1 | 1 | 1 | 1 | 1 | 1 | 1 | 1 | 1 | 1 | 1
Southern_PGAE_Li_Battery_4hr_160 | caiso-deliverability | Kern_Tevis_Stockdale_Lamont_HSN | Reliability_Capacity_In_Model_Year | System RA | Southern_PGAE_Li_Battery_4hr_160 | 1 | 1 | 1 | 1 | 1 | 1 | 1 | 1 | 1 | 1 | 1 | 1 | 1 | 1 | 1 | 1 | 1 | 1 | 1 | 1 | 1 | 1 | 1 | 1 | 1 | 1 | 1 | 1 | 1 | 1 | 1
Southern_PGAE_Li_Battery_4hr_173 | caiso-deliverability | Kern_Tevis_Stockdale_Lamont_HSN | Reliability_Capacity_In_Model_Year | System RA | Southern_PGAE_Li_Battery_4hr_173 | 1 | 1 | 1 | 1 | 1 | 1 | 1 | 1 | 1 | 1 | 1 | 1 | 1 | 1 | 1 | 1 | 1 | 1 | 1 | 1 | 1 | 1 | 1 | 1 | 1 | 1 | 1 | 1 | 1 | 1 | 1
Southern_PGAE_Li_Battery_4hr_177 | caiso-deliverability | Kern_Tevis_Stockdale_Lamont_HSN | Reliability_Capacity_In_Model_Year | System RA | Southern_PGAE_Li_Battery_4hr_177 | 1 | 1 | 1 | 1 | 1 | 1 | 1 | 1 | 1 | 1 | 1 | 1 | 1 | 1 | 1 | 1 | 1 | 1 | 1 | 1 | 1 | 1 | 1 | 1 | 1 | 1 | 1 | 1 | 1 | 1 | 1
Southern_PGAE_Li_Battery_8hr_79 | caiso-deliverability | Kern_Tevis_Stockdale_Lamont_HSN | Reliability_Capacity_In_Model_Year | System RA | Southern_PGAE_Li_Battery_8hr_79 | 1 | 1 | 1 | 1 | 1 | 1 | 1 | 1 | 1 | 1 | 1 | 1 | 1 | 1 | 1 | 1 | 1 | 1 | 1 | 1 | 1 | 1 | 1 | 1 | 1 | 1 | 1 | 1 | 1 | 1 | 1
Southern_PGAE_Li_Battery_8hr_102 | caiso-deliverability | Kern_Tevis_Stockdale_Lamont_HSN | Reliability_Capacity_In_Model_Year | System RA | Southern_PGAE_Li_Battery_8hr_102 | 1 | 1 | 1 | 1 | 1 | 1 | 1 | 1 | 1 | 1 | 1 | 1 | 1 | 1 | 1 | 1 | 1 | 1 | 1 | 1 | 1 | 1 | 1 | 1 | 1 | 1 | 1 | 1 | 1 | 1 | 1
Southern_PGAE_Li_Battery_8hr_160 | caiso-deliverability | Kern_Tevis_Stockdale_Lamont_HSN | Reliability_Capacity_In_Model_Year | System RA | Southern_PGAE_Li_Battery_8hr_160 | 1 | 1 | 1 | 1 | 1 | 1 | 1 | 1 | 1 | 1 | 1 | 1 | 1 | 1 | 1 | 1 | 1 | 1 | 1 | 1 | 1 | 1 | 1 | 1 | 1 | 1 | 1 | 1 | 1 | 1 | 1
Southern_PGAE_Li_Battery_8hr_173 | caiso-deliverability | Kern_Tevis_Stockdale_Lamont_HSN | Reliability_Capacity_In_Model_Year | System RA | Southern_PGAE_Li_Battery_8hr_173 | 1 | 1 | 1 | 1 | 1 | 1 | 1 | 1 | 1 | 1 | 1 | 1 | 1 | 1 | 1 | 1 | 1 | 1 | 1 | 1 | 1 | 1 | 1 | 1 | 1 | 1 | 1 | 1 | 1 | 1 | 1
Southern_PGAE_Li_Battery_8hr_177 | caiso-deliverability | Kern_Tevis_Stockdale_Lamont_HSN | Reliability_Capacity_In_Model_Year | System RA | Southern_PGAE_Li_Battery_8hr_177 | 1 | 1 | 1 | 1 | 1 | 1 | 1 | 1 | 1 | 1 | 1 | 1 | 1 | 1 | 1 | 1 | 1 | 1 | 1 | 1 | 1 | 1 | 1 | 1 | 1 | 1 | 1 | 1 | 1 | 1 | 1
Southern_PGAE_Solar_79 | caiso-deliverability | Kern_Tevis_Stockdale_Lamont_HSN | Reliability_Capacity_In_Model_Year | System RA | Southern_PGAE_Solar_79 | 0.1 | 0.1 | 0.1 | 0.1 | 0.1 | 0.1 | 0.1 | 0.1 | 0.1 | 0.1 | 0.1 | 0.1 | 0.1 | 0.1 | 0.1 | 0.1 | 0.1 | 0.1 | 0.1 | 0.1 | 0.1 | 0.1 | 0.1 | 0.1 | 0.1 | 0.1 | 0.1 | 0.1 | 0.1 | 0.1 | 0.1
Southern_PGAE_Solar_102 | caiso-deliverability | Kern_Tevis_Stockdale_Lamont_HSN | Reliability_Capacity_In_Model_Year | System RA | Southern_PGAE_Solar_102 | 0.1 | 0.1 | 0.1 | 0.1 | 0.1 | 0.1 | 0.1 | 0.1 | 0.1 | 0.1 | 0.1 | 0.1 | 0.1 | 0.1 | 0.1 | 0.1 | 0.1 | 0.1 | 0.1 | 0.1 | 0.1 | 0.1 | 0.1 | 0.1 | 0.1 | 0.1 | 0.1 | 0.1 | 0.1 | 0.1 | 0.1
Southern_PGAE_Solar_160 | caiso-deliverability | Kern_Tevis_Stockdale_Lamont_HSN | Reliability_Capacity_In_Model_Year | System RA | Southern_PGAE_Solar_160 | 0.1 | 0.1 | 0.1 | 0.1 | 0.1 | 0.1 | 0.1 | 0.1 | 0.1 | 0.1 | 0.1 | 0.1 | 0.1 | 0.1 | 0.1 | 0.1 | 0.1 | 0.1 | 0.1 | 0.1 | 0.1 | 0.1 | 0.1 | 0.1 | 0.1 | 0.1 | 0.1 | 0.1 | 0.1 | 0.1 | 0.1
Southern_PGAE_Solar_173 | caiso-deliverability | Kern_Tevis_Stockdale_Lamont_HSN | Reliability_Capacity_In_Model_Year | System RA | Southern_PGAE_Solar_173 | 0.1 | 0.1 | 0.1 | 0.1 | 0.1 | 0.1 | 0.1 | 0.1 | 0.1 | 0.1 | 0.1 | 0.1 | 0.1 | 0.1 | 0.1 | 0.1 | 0.1 | 0.1 | 0.1 | 0.1 | 0.1 | 0.1 | 0.1 | 0.1 | 0.1 | 0.1 | 0.1 | 0.1 | 0.1 | 0.1 | 0.1
Southern_PGAE_Solar_177 | caiso-deliverability | Kern_Tevis_Stockdale_Lamont_HSN | Reliability_Capacity_In_Model_Year | System RA | Southern_PGAE_Solar_177 | 0.1 | 0.1 | 0.1 | 0.1 | 0.1 | 0.1 | 0.1 | 0.1 | 0.1 | 0.1 | 0.1 | 0.1 | 0.1 | 0.1 | 0.1 | 0.1 | 0.1 | 0.1 | 0.1 | 0.1 | 0.1 | 0.1 | 0.1 | 0.1 | 0.1 | 0.1 | 0.1 | 0.1 | 0.1 | 0.1 | 0.1
Kern_Tevis_Stockdale_Lamont_group | caiso-deliverability | Kern_Tevis_Stockdale_Lamont_HSN | Operational_New_Capacity_MW | Kern_Tevis_Stockdale_Lamont_group |  | -1 | -1 | -1 | -1 | -1 | -1 | -1 | -1 | -1 | -1 | -1 | -1 | -1 | -1 | -1 | -1 | -1 | -1 | -1 | -1 | -1 | -1 | -1 | -1 | -1 | -1 | -1 | -1 | -1 | -1 | -1
Southern_PGAE_Flow_Battery_79 | caiso-deliverability | Kern_Tevis_Stockdale_Lamont_offpeak | Operational_New_Capacity_MW | Southern_PGAE_Flow_Battery_79 |  | -1 | -1 | -1 | -1 | -1 | -1 | -1 | -1 | -1 | -1 | -1 | -1 | -1 | -1 | -1 | -1 | -1 | -1 | -1 | -1 | -1 | -1 | -1 | -1 | -1 | -1 | -1 | -1 | -1 | -1 | -1
Southern_PGAE_Flow_Battery_102 | caiso-deliverability | Kern_Tevis_Stockdale_Lamont_offpeak | Operational_New_Capacity_MW | Southern_PGAE_Flow_Battery_102 |  | -1 | -1 | -1 | -1 | -1 | -1 | -1 | -1 | -1 | -1 | -1 | -1 | -1 | -1 | -1 | -1 | -1 | -1 | -1 | -1 | -1 | -1 | -1 | -1 | -1 | -1 | -1 | -1 | -1 | -1 | -1
Southern_PGAE_Flow_Battery_160 | caiso-deliverability | Kern_Tevis_Stockdale_Lamont_offpeak | Operational_New_Capacity_MW | Southern_PGAE_Flow_Battery_160 |  | -1 | -1 | -1 | -1 | -1 | -1 | -1 | -1 | -1 | -1 | -1 | -1 | -1 | -1 | -1 | -1 | -1 | -1 | -1 | -1 | -1 | -1 | -1 | -1 | -1 | -1 | -1 | -1 | -1 | -1 | -1
Southern_PGAE_Flow_Battery_173 | caiso-deliverability | Kern_Tevis_Stockdale_Lamont_offpeak | Operational_New_Capacity_MW | Southern_PGAE_Flow_Battery_173 |  | -1 | -1 | -1 | -1 | -1 | -1 | -1 | -1 | -1 | -1 | -1 | -1 | -1 | -1 | -1 | -1 | -1 | -1 | -1 | -1 | -1 | -1 | -1 | -1 | -1 | -1 | -1 | -1 | -1 | -1 | -1
Southern_PGAE_Flow_Battery_177 | caiso-deliverability | Kern_Tevis_Stockdale_Lamont_offpeak | Operational_New_Capacity_MW | Southern_PGAE_Flow_Battery_177 |  | -1 | -1 | -1 | -1 | -1 | -1 | -1 | -1 | -1 | -1 | -1 | -1 | -1 | -1 | -1 | -1 | -1 | -1 | -1 | -1 | -1 | -1 | -1 | -1 | -1 | -1 | -1 | -1 | -1 | -1 | -1
Southern_PGAE_Li_Battery_4hr_79 | caiso-deliverability | Kern_Tevis_Stockdale_Lamont_offpeak | Operational_New_Capacity_MW | Southern_PGAE_Li_Battery_4hr_79 |  | -1 | -1 | -1 | -1 | -1 | -1 | -1 | -1 | -1 | -1 | -1 | -1 | -1 | -1 | -1 | -1 | -1 | -1 | -1 | -1 | -1 | -1 | -1 | -1 | -1 | -1 | -1 | -1 | -1 | -1 | -1
Southern_PGAE_Li_Battery_4hr_102 | caiso-deliverability | Kern_Tevis_Stockdale_Lamont_offpeak | Operational_New_Capacity_MW | Southern_PGAE_Li_Battery_4hr_102 |  | -1 | -1 | -1 | -1 | -1 | -1 | -1 | -1 | -1 | -1 | -1 | -1 | -1 | -1 | -1 | -1 | -1 | -1 | -1 | -1 | -1 | -1 | -1 | -1 | -1 | -1 | -1 | -1 | -1 | -1 | -1
Southern_PGAE_Li_Battery_4hr_160 | caiso-deliverability | Kern_Tevis_Stockdale_Lamont_offpeak | Operational_New_Capacity_MW | Southern_PGAE_Li_Battery_4hr_160 |  | -1 | -1 | -1 | -1 | -1 | -1 | -1 | -1 | -1 | -1 | -1 | -1 | -1 | -1 | -1 | -1 | -1 | -1 | -1 | -1 | -1 | -1 | -1 | -1 | -1 | -1 | -1 | -1 | -1 | -1 | -1
Southern_PGAE_Li_Battery_4hr_173 | caiso-deliverability | Kern_Tevis_Stockdale_Lamont_offpeak | Operational_New_Capacity_MW | Southern_PGAE_Li_Battery_4hr_173 |  | -1 | -1 | -1 | -1 | -1 | -1 | -1 | -1 | -1 | -1 | -1 | -1 | -1 | -1 | -1 | -1 | -1 | -1 | -1 | -1 | -1 | -1 | -1 | -1 | -1 | -1 | -1 | -1 | -1 | -1 | -1
Southern_PGAE_Li_Battery_4hr_177 | caiso-deliverability | Kern_Tevis_Stockdale_Lamont_offpeak | Operational_New_Capacity_MW | Southern_PGAE_Li_Battery_4hr_177 |  | -1 | -1 | -1 | -1 | -1 | -1 | -1 | -1 | -1 | -1 | -1 | -1 | -1 | -1 | -1 | -1 | -1 | -1 | -1 | -1 | -1 | -1 | -1 | -1 | -1 | -1 | -1 | -1 | -1 | -1 | -1
Southern_PGAE_Li_Battery_8hr_79 | caiso-deliverability | Kern_Tevis_Stockdale_Lamont_offpeak | Operational_New_Capacity_MW | Southern_PGAE_Li_Battery_8hr_79 |  | -1 | -1 | -1 | -1 | -1 | -1 | -1 | -1 | -1 | -1 | -1 | -1 | -1 | -1 | -1 | -1 | -1 | -1 | -1 | -1 | -1 | -1 | -1 | -1 | -1 | -1 | -1 | -1 | -1 | -1 | -1
Southern_PGAE_Li_Battery_8hr_102 | caiso-deliverability | Kern_Tevis_Stockdale_Lamont_offpeak | Operational_New_Capacity_MW | Southern_PGAE_Li_Battery_8hr_102 |  | -1 | -1 | -1 | -1 | -1 | -1 | -1 | -1 | -1 | -1 | -1 | -1 | -1 | -1 | -1 | -1 | -1 | -1 | -1 | -1 | -1 | -1 | -1 | -1 | -1 | -1 | -1 | -1 | -1 | -1 | -1
Southern_PGAE_Li_Battery_8hr_160 | caiso-deliverability | Kern_Tevis_Stockdale_Lamont_offpeak | Operational_New_Capacity_MW | Southern_PGAE_Li_Battery_8hr_160 |  | -1 | -1 | -1 | -1 | -1 | -1 | -1 | -1 | -1 | -1 | -1 | -1 | -1 | -1 | -1 | -1 | -1 | -1 | -1 | -1 | -1 | -1 | -1 | -1 | -1 | -1 | -1 | -1 | -1 | -1 | -1
Southern_PGAE_Li_Battery_8hr_173 | caiso-deliverability | Kern_Tevis_Stockdale_Lamont_offpeak | Operational_New_Capacity_MW | Southern_PGAE_Li_Battery_8hr_173 |  | -1 | -1 | -1 | -1 | -1 | -1 | -1 | -1 | -1 | -1 | -1 | -1 | -1 | -1 | -1 | -1 | -1 | -1 | -1 | -1 | -1 | -1 | -1 | -1 | -1 | -1 | -1 | -1 | -1 | -1 | -1
Southern_PGAE_Li_Battery_8hr_177 | caiso-deliverability | Kern_Tevis_Stockdale_Lamont_offpeak | Operational_New_Capacity_MW | Southern_PGAE_Li_Battery_8hr_177 |  | -1 | -1 | -1 | -1 | -1 | -1 | -1 | -1 | -1 | -1 | -1 | -1 | -1 | -1 | -1 | -1 | -1 | -1 | -1 | -1 | -1 | -1 | -1 | -1 | -1 | -1 | -1 | -1 | -1 | -1 | -1
Southern_PGAE_Solar_79 | caiso-deliverability | Kern_Tevis_Stockdale_Lamont_offpeak | Operational_New_Capacity_MW | Southern_PGAE_Solar_79 |  | 0.79 | 0.79 | 0.79 | 0.79 | 0.79 | 0.79 | 0.79 | 0.79 | 0.79 | 0.79 | 0.79 | 0.79 | 0.79 | 0.79 | 0.79 | 0.79 | 0.79 | 0.79 | 0.79 | 0.79 | 0.79 | 0.79 | 0.79 | 0.79 | 0.79 | 0.79 | 0.79 | 0.79 | 0.79 | 0.79 | 0.79
Southern_PGAE_Solar_102 | caiso-deliverability | Kern_Tevis_Stockdale_Lamont_offpeak | Operational_New_Capacity_MW | Southern_PGAE_Solar_102 |  | 0.79 | 0.79 | 0.79 | 0.79 | 0.79 | 0.79 | 0.79 | 0.79 | 0.79 | 0.79 | 0.79 | 0.79 | 0.79 | 0.79 | 0.79 | 0.79 | 0.79 | 0.79 | 0.79 | 0.79 | 0.79 | 0.79 | 0.79 | 0.79 | 0.79 | 0.79 | 0.79 | 0.79 | 0.79 | 0.79 | 0.79
Southern_PGAE_Solar_160 | caiso-deliverability | Kern_Tevis_Stockdale_Lamont_offpeak | Operational_New_Capacity_MW | Southern_PGAE_Solar_160 |  | 0.79 | 0.79 | 0.79 | 0.79 | 0.79 | 0.79 | 0.79 | 0.79 | 0.79 | 0.79 | 0.79 | 0.79 | 0.79 | 0.79 | 0.79 | 0.79 | 0.79 | 0.79 | 0.79 | 0.79 | 0.79 | 0.79 | 0.79 | 0.79 | 0.79 | 0.79 | 0.79 | 0.79 | 0.79 | 0.79 | 0.79
Southern_PGAE_Solar_173 | caiso-deliverability | Kern_Tevis_Stockdale_Lamont_offpeak | Operational_New_Capacity_MW | Southern_PGAE_Solar_173 |  | 0.79 | 0.79 | 0.79 | 0.79 | 0.79 | 0.79 | 0.79 | 0.79 | 0.79 | 0.79 | 0.79 | 0.79 | 0.79 | 0.79 | 0.79 | 0.79 | 0.79 | 0.79 | 0.79 | 0.79 | 0.79 | 0.79 | 0.79 | 0.79 | 0.79 | 0.79 | 0.79 | 0.79 | 0.79 | 0.79 | 0.79
Southern_PGAE_Solar_177 | caiso-deliverability | Kern_Tevis_Stockdale_Lamont_offpeak | Operational_New_Capacity_MW | Southern_PGAE_Solar_177 |  | 0.79 | 0.79 | 0.79 | 0.79 | 0.79 | 0.79 | 0.79 | 0.79 | 0.79 | 0.79 | 0.79 | 0.79 | 0.79 | 0.79 | 0.79 | 0.79 | 0.79 | 0.79 | 0.79 | 0.79 | 0.79 | 0.79 | 0.79 | 0.79 | 0.79 | 0.79 | 0.79 | 0.79 | 0.79 | 0.79 | 0.79
Kern_Tevis_Stockdale_Lamont_group | caiso-deliverability | Kern_Tevis_Stockdale_Lamont_offpeak | Operational_New_Capacity_MW | Kern_Tevis_Stockdale_Lamont_group |  | -0.29041 | -0.29041 | -0.29041 | -0.29041 | -0.29041 | -0.29041 | -0.29041 | -0.29041 | -0.29041 | -0.29041 | -0.29041 | -0.29041 | -0.29041 | -0.29041 | -0.29041 | -0.29041 | -0.29041 | -0.29041 | -0.29041 | -0.29041 | -0.29041 | -0.29041 | -0.29041 | -0.29041 | -0.29041 | -0.29041 | -0.29041 | -0.29041 | -0.29041 | -0.29041 | -0.29041
Southern_PGAE_Flow_Battery_79 | caiso-deliverability | Kern_Tevis_Stockdale_Lamont_SSN | Reliability_Capacity_In_Model_Year | System RA | Southern_PGAE_Flow_Battery_79 | 0.5 | 0.5 | 0.5 | 0.5 | 0.5 | 0.5 | 0.5 | 0.5 | 0.5 | 0.5 | 0.5 | 0.5 | 0.5 | 0.5 | 0.5 | 0.5 | 0.5 | 0.5 | 0.5 | 0.5 | 0.5 | 0.5 | 0.5 | 0.5 | 0.5 | 0.5 | 0.5 | 0.5 | 0.5 | 0.5 | 0.5
Southern_PGAE_Flow_Battery_102 | caiso-deliverability | Kern_Tevis_Stockdale_Lamont_SSN | Reliability_Capacity_In_Model_Year | System RA | Southern_PGAE_Flow_Battery_102 | 0.5 | 0.5 | 0.5 | 0.5 | 0.5 | 0.5 | 0.5 | 0.5 | 0.5 | 0.5 | 0.5 | 0.5 | 0.5 | 0.5 | 0.5 | 0.5 | 0.5 | 0.5 | 0.5 | 0.5 | 0.5 | 0.5 | 0.5 | 0.5 | 0.5 | 0.5 | 0.5 | 0.5 | 0.5 | 0.5 | 0.5
Southern_PGAE_Flow_Battery_160 | caiso-deliverability | Kern_Tevis_Stockdale_Lamont_SSN | Reliability_Capacity_In_Model_Year | System RA | Southern_PGAE_Flow_Battery_160 | 0.5 | 0.5 | 0.5 | 0.5 | 0.5 | 0.5 | 0.5 | 0.5 | 0.5 | 0.5 | 0.5 | 0.5 | 0.5 | 0.5 | 0.5 | 0.5 | 0.5 | 0.5 | 0.5 | 0.5 | 0.5 | 0.5 | 0.5 | 0.5 | 0.5 | 0.5 | 0.5 | 0.5 | 0.5 | 0.5 | 0.5
Southern_PGAE_Flow_Battery_173 | caiso-deliverability | Kern_Tevis_Stockdale_Lamont_SSN | Reliability_Capacity_In_Model_Year | System RA | Southern_PGAE_Flow_Battery_173 | 0.5 | 0.5 | 0.5 | 0.5 | 0.5 | 0.5 | 0.5 | 0.5 | 0.5 | 0.5 | 0.5 | 0.5 | 0.5 | 0.5 | 0.5 | 0.5 | 0.5 | 0.5 | 0.5 | 0.5 | 0.5 | 0.5 | 0.5 | 0.5 | 0.5 | 0.5 | 0.5 | 0.5 | 0.5 | 0.5 | 0.5
Southern_PGAE_Flow_Battery_177 | caiso-deliverability | Kern_Tevis_Stockdale_Lamont_SSN | Reliability_Capacity_In_Model_Year | System RA | Southern_PGAE_Flow_Battery_177 | 0.5 | 0.5 | 0.5 | 0.5 | 0.5 | 0.5 | 0.5 | 0.5 | 0.5 | 0.5 | 0.5 | 0.5 | 0.5 | 0.5 | 0.5 | 0.5 | 0.5 | 0.5 | 0.5 | 0.5 | 0.5 | 0.5 | 0.5 | 0.5 | 0.5 | 0.5 | 0.5 | 0.5 | 0.5 | 0.5 | 0.5
Southern_PGAE_Li_Battery_4hr_79 | caiso-deliverability | Kern_Tevis_Stockdale_Lamont_SSN | Reliability_Capacity_In_Model_Year | System RA | Southern_PGAE_Li_Battery_4hr_79 | 0.5 | 0.5 | 0.5 | 0.5 | 0.5 | 0.5 | 0.5 | 0.5 | 0.5 | 0.5 | 0.5 | 0.5 | 0.5 | 0.5 | 0.5 | 0.5 | 0.5 | 0.5 | 0.5 | 0.5 | 0.5 | 0.5 | 0.5 | 0.5 | 0.5 | 0.5 | 0.5 | 0.5 | 0.5 | 0.5 | 0.5
Southern_PGAE_Li_Battery_4hr_102 | caiso-deliverability | Kern_Tevis_Stockdale_Lamont_SSN | Reliability_Capacity_In_Model_Year | System RA | Southern_PGAE_Li_Battery_4hr_102 | 0.5 | 0.5 | 0.5 | 0.5 | 0.5 | 0.5 | 0.5 | 0.5 | 0.5 | 0.5 | 0.5 | 0.5 | 0.5 | 0.5 | 0.5 | 0.5 | 0.5 | 0.5 | 0.5 | 0.5 | 0.5 | 0.5 | 0.5 | 0.5 | 0.5 | 0.5 | 0.5 | 0.5 | 0.5 | 0.5 | 0.5
Southern_PGAE_Li_Battery_4hr_160 | caiso-deliverability | Kern_Tevis_Stockdale_Lamont_SSN | Reliability_Capacity_In_Model_Year | System RA | Southern_PGAE_Li_Battery_4hr_160 | 0.5 | 0.5 | 0.5 | 0.5 | 0.5 | 0.5 | 0.5 | 0.5 | 0.5 | 0.5 | 0.5 | 0.5 | 0.5 | 0.5 | 0.5 | 0.5 | 0.5 | 0.5 | 0.5 | 0.5 | 0.5 | 0.5 | 0.5 | 0.5 | 0.5 | 0.5 | 0.5 | 0.5 | 0.5 | 0.5 | 0.5
Southern_PGAE_Li_Battery_4hr_173 | caiso-deliverability | Kern_Tevis_Stockdale_Lamont_SSN | Reliability_Capacity_In_Model_Year | System RA | Southern_PGAE_Li_Battery_4hr_173 | 0.5 | 0.5 | 0.5 | 0.5 | 0.5 | 0.5 | 0.5 | 0.5 | 0.5 | 0.5 | 0.5 | 0.5 | 0.5 | 0.5 | 0.5 | 0.5 | 0.5 | 0.5 | 0.5 | 0.5 | 0.5 | 0.5 | 0.5 | 0.5 | 0.5 | 0.5 | 0.5 | 0.5 | 0.5 | 0.5 | 0.5
Southern_PGAE_Li_Battery_4hr_177 | caiso-deliverability | Kern_Tevis_Stockdale_Lamont_SSN | Reliability_Capacity_In_Model_Year | System RA | Southern_PGAE_Li_Battery_4hr_177 | 0.5 | 0.5 | 0.5 | 0.5 | 0.5 | 0.5 | 0.5 | 0.5 | 0.5 | 0.5 | 0.5 | 0.5 | 0.5 | 0.5 | 0.5 | 0.5 | 0.5 | 0.5 | 0.5 | 0.5 | 0.5 | 0.5 | 0.5 | 0.5 | 0.5 | 0.5 | 0.5 | 0.5 | 0.5 | 0.5 | 0.5
Southern_PGAE_Li_Battery_8hr_79 | caiso-deliverability | Kern_Tevis_Stockdale_Lamont_SSN | Reliability_Capacity_In_Model_Year | System RA | Southern_PGAE_Li_Battery_8hr_79 | 0.5 | 0.5 | 0.5 | 0.5 | 0.5 | 0.5 | 0.5 | 0.5 | 0.5 | 0.5 | 0.5 | 0.5 | 0.5 | 0.5 | 0.5 | 0.5 | 0.5 | 0.5 | 0.5 | 0.5 | 0.5 | 0.5 | 0.5 | 0.5 | 0.5 | 0.5 | 0.5 | 0.5 | 0.5 | 0.5 | 0.5
Southern_PGAE_Li_Battery_8hr_102 | caiso-deliverability | Kern_Tevis_Stockdale_Lamont_SSN | Reliability_Capacity_In_Model_Year | System RA | Southern_PGAE_Li_Battery_8hr_102 | 0.5 | 0.5 | 0.5 | 0.5 | 0.5 | 0.5 | 0.5 | 0.5 | 0.5 | 0.5 | 0.5 | 0.5 | 0.5 | 0.5 | 0.5 | 0.5 | 0.5 | 0.5 | 0.5 | 0.5 | 0.5 | 0.5 | 0.5 | 0.5 | 0.5 | 0.5 | 0.5 | 0.5 | 0.5 | 0.5 | 0.5
Southern_PGAE_Li_Battery_8hr_160 | caiso-deliverability | Kern_Tevis_Stockdale_Lamont_SSN | Reliability_Capacity_In_Model_Year | System RA | Southern_PGAE_Li_Battery_8hr_160 | 0.5 | 0.5 | 0.5 | 0.5 | 0.5 | 0.5 | 0.5 | 0.5 | 0.5 | 0.5 | 0.5 | 0.5 | 0.5 | 0.5 | 0.5 | 0.5 | 0.5 | 0.5 | 0.5 | 0.5 | 0.5 | 0.5 | 0.5 | 0.5 | 0.5 | 0.5 | 0.5 | 0.5 | 0.5 | 0.5 | 0.5
Southern_PGAE_Li_Battery_8hr_173 | caiso-deliverability | Kern_Tevis_Stockdale_Lamont_SSN | Reliability_Capacity_In_Model_Year | System RA | Southern_PGAE_Li_Battery_8hr_173 | 0.5 | 0.5 | 0.5 | 0.5 | 0.5 | 0.5 | 0.5 | 0.5 | 0.5 | 0.5 | 0.5 | 0.5 | 0.5 | 0.5 | 0.5 | 0.5 | 0.5 | 0.5 | 0.5 | 0.5 | 0.5 | 0.5 | 0.5 | 0.5 | 0.5 | 0.5 | 0.5 | 0.5 | 0.5 | 0.5 | 0.5
Southern_PGAE_Li_Battery_8hr_177 | caiso-deliverability | Kern_Tevis_Stockdale_Lamont_SSN | Reliability_Capacity_In_Model_Year | System RA | Southern_PGAE_Li_Battery_8hr_177 | 0.5 | 0.5 | 0.5 | 0.5 | 0.5 | 0.5 | 0.5 | 0.5 | 0.5 | 0.5 | 0.5 | 0.5 | 0.5 | 0.5 | 0.5 | 0.5 | 0.5 | 0.5 | 0.5 | 0.5 | 0.5 | 0.5 | 0.5 | 0.5 | 0.5 | 0.5 | 0.5 | 0.5 | 0.5 | 0.5 | 0.5
Southern_PGAE_Solar_79 | caiso-deliverability | Kern_Tevis_Stockdale_Lamont_SSN | Reliability_Capacity_In_Model_Year | System RA | Southern_PGAE_Solar_79 | 0.556 | 0.556 | 0.556 | 0.556 | 0.556 | 0.556 | 0.556 | 0.556 | 0.556 | 0.556 | 0.556 | 0.556 | 0.556 | 0.556 | 0.556 | 0.556 | 0.556 | 0.556 | 0.556 | 0.556 | 0.556 | 0.556 | 0.556 | 0.556 | 0.556 | 0.556 | 0.556 | 0.556 | 0.556 | 0.556 | 0.556
Southern_PGAE_Solar_102 | caiso-deliverability | Kern_Tevis_Stockdale_Lamont_SSN | Reliability_Capacity_In_Model_Year | System RA | Southern_PGAE_Solar_102 | 0.556 | 0.556 | 0.556 | 0.556 | 0.556 | 0.556 | 0.556 | 0.556 | 0.556 | 0.556 | 0.556 | 0.556 | 0.556 | 0.556 | 0.556 | 0.556 | 0.556 | 0.556 | 0.556 | 0.556 | 0.556 | 0.556 | 0.556 | 0.556 | 0.556 | 0.556 | 0.556 | 0.556 | 0.556 | 0.556 | 0.556
Southern_PGAE_Solar_160 | caiso-deliverability | Kern_Tevis_Stockdale_Lamont_SSN | Reliability_Capacity_In_Model_Year | System RA | Southern_PGAE_Solar_160 | 0.556 | 0.556 | 0.556 | 0.556 | 0.556 | 0.556 | 0.556 | 0.556 | 0.556 | 0.556 | 0.556 | 0.556 | 0.556 | 0.556 | 0.556 | 0.556 | 0.556 | 0.556 | 0.556 | 0.556 | 0.556 | 0.556 | 0.556 | 0.556 | 0.556 | 0.556 | 0.556 | 0.556 | 0.556 | 0.556 | 0.556
Southern_PGAE_Solar_173 | caiso-deliverability | Kern_Tevis_Stockdale_Lamont_SSN | Reliability_Capacity_In_Model_Year | System RA | Southern_PGAE_Solar_173 | 0.556 | 0.556 | 0.556 | 0.556 | 0.556 | 0.556 | 0.556 | 0.556 | 0.556 | 0.556 | 0.556 | 0.556 | 0.556 | 0.556 | 0.556 | 0.556 | 0.556 | 0.556 | 0.556 | 0.556 | 0.556 | 0.556 | 0.556 | 0.556 | 0.556 | 0.556 | 0.556 | 0.556 | 0.556 | 0.556 | 0.556
Southern_PGAE_Solar_177 | caiso-deliverability | Kern_Tevis_Stockdale_Lamont_SSN | Reliability_Capacity_In_Model_Year | System RA | Southern_PGAE_Solar_177 | 0.556 | 0.556 | 0.556 | 0.556 | 0.556 | 0.556 | 0.556 | 0.556 | 0.556 | 0.556 | 0.556 | 0.556 | 0.556 | 0.556 | 0.556 | 0.556 | 0.556 | 0.556 | 0.556 | 0.556 | 0.556 | 0.556 | 0.556 | 0.556 | 0.556 | 0.556 | 0.556 | 0.556 | 0.556 | 0.556 | 0.556
Kern_Tevis_Stockdale_Lamont_group | caiso-deliverability | Kern_Tevis_Stockdale_Lamont_SSN | Operational_New_Capacity_MW | Kern_Tevis_Stockdale_Lamont_group |  | -1 | -1 | -1 | -1 | -1 | -1 | -1 | -1 | -1 | -1 | -1 | -1 | -1 | -1 | -1 | -1 | -1 | -1 | -1 | -1 | -1 | -1 | -1 | -1 | -1 | -1 | -1 | -1 | -1 | -1 | -1
Greater_Kramer_Flow_Battery_123 | caiso-deliverability | Kramer_Victor_HSN | Reliability_Capacity_In_Model_Year | System RA | Greater_Kramer_Flow_Battery_123 | 1 | 1 | 1 | 1 | 1 | 1 | 1 | 1 | 1 | 1 | 1 | 1 | 1 | 1 | 1 | 1 | 1 | 1 | 1 | 1 | 1 | 1 | 1 | 1 | 1 | 1 | 1 | 1 | 1 | 1 | 1
Greater_Kramer_Flow_Battery_156 | caiso-deliverability | Kramer_Victor_HSN | Reliability_Capacity_In_Model_Year | System RA | Greater_Kramer_Flow_Battery_156 | 1 | 1 | 1 | 1 | 1 | 1 | 1 | 1 | 1 | 1 | 1 | 1 | 1 | 1 | 1 | 1 | 1 | 1 | 1 | 1 | 1 | 1 | 1 | 1 | 1 | 1 | 1 | 1 | 1 | 1 | 1
Greater_Kramer_Li_Battery_4hr_123 | caiso-deliverability | Kramer_Victor_HSN | Reliability_Capacity_In_Model_Year | System RA | Greater_Kramer_Li_Battery_4hr_123 | 1 | 1 | 1 | 1 | 1 | 1 | 1 | 1 | 1 | 1 | 1 | 1 | 1 | 1 | 1 | 1 | 1 | 1 | 1 | 1 | 1 | 1 | 1 | 1 | 1 | 1 | 1 | 1 | 1 | 1 | 1
Greater_Kramer_Li_Battery_4hr_156 | caiso-deliverability | Kramer_Victor_HSN | Reliability_Capacity_In_Model_Year | System RA | Greater_Kramer_Li_Battery_4hr_156 | 1 | 1 | 1 | 1 | 1 | 1 | 1 | 1 | 1 | 1 | 1 | 1 | 1 | 1 | 1 | 1 | 1 | 1 | 1 | 1 | 1 | 1 | 1 | 1 | 1 | 1 | 1 | 1 | 1 | 1 | 1
Greater_Kramer_Li_Battery_8hr_123 | caiso-deliverability | Kramer_Victor_HSN | Reliability_Capacity_In_Model_Year | System RA | Greater_Kramer_Li_Battery_8hr_123 | 1 | 1 | 1 | 1 | 1 | 1 | 1 | 1 | 1 | 1 | 1 | 1 | 1 | 1 | 1 | 1 | 1 | 1 | 1 | 1 | 1 | 1 | 1 | 1 | 1 | 1 | 1 | 1 | 1 | 1 | 1
Greater_Kramer_Li_Battery_8hr_156 | caiso-deliverability | Kramer_Victor_HSN | Reliability_Capacity_In_Model_Year | System RA | Greater_Kramer_Li_Battery_8hr_156 | 1 | 1 | 1 | 1 | 1 | 1 | 1 | 1 | 1 | 1 | 1 | 1 | 1 | 1 | 1 | 1 | 1 | 1 | 1 | 1 | 1 | 1 | 1 | 1 | 1 | 1 | 1 | 1 | 1 | 1 | 1
Greater_Kramer_Solar_123 | caiso-deliverability | Kramer_Victor_HSN | Reliability_Capacity_In_Model_Year | System RA | Greater_Kramer_Solar_123 | 0.106 | 0.106 | 0.106 | 0.106 | 0.106 | 0.106 | 0.106 | 0.106 | 0.106 | 0.106 | 0.106 | 0.106 | 0.106 | 0.106 | 0.106 | 0.106 | 0.106 | 0.106 | 0.106 | 0.106 | 0.106 | 0.106 | 0.106 | 0.106 | 0.106 | 0.106 | 0.106 | 0.106 | 0.106 | 0.106 | 0.106
Greater_Kramer_Solar_156 | caiso-deliverability | Kramer_Victor_HSN | Reliability_Capacity_In_Model_Year | System RA | Greater_Kramer_Solar_156 | 0.106 | 0.106 | 0.106 | 0.106 | 0.106 | 0.106 | 0.106 | 0.106 | 0.106 | 0.106 | 0.106 | 0.106 | 0.106 | 0.106 | 0.106 | 0.106 | 0.106 | 0.106 | 0.106 | 0.106 | 0.106 | 0.106 | 0.106 | 0.106 | 0.106 | 0.106 | 0.106 | 0.106 | 0.106 | 0.106 | 0.106
Inyokern_North_Kramer_Geothermal_156 | caiso-deliverability | Kramer_Victor_HSN | Reliability_Capacity_In_Model_Year | System RA | Inyokern_North_Kramer_Geothermal_156 | 1 | 1 | 1 | 1 | 1 | 1 | 1 | 1 | 1 | 1 | 1 | 1 | 1 | 1 | 1 | 1 | 1 | 1 | 1 | 1 | 1 | 1 | 1 | 1 | 1 | 1 | 1 | 1 | 1 | 1 | 1
Kramer_Victor_group | caiso-deliverability | Kramer_Victor_HSN | Operational_New_Capacity_MW | Kramer_Victor_group |  | -1 | -1 | -1 | -1 | -1 | -1 | -1 | -1 | -1 | -1 | -1 | -1 | -1 | -1 | -1 | -1 | -1 | -1 | -1 | -1 | -1 | -1 | -1 | -1 | -1 | -1 | -1 | -1 | -1 | -1 | -1
Greater_Kramer_Flow_Battery_123 | caiso-deliverability | Kramer_Victor_offpeak | Operational_New_Capacity_MW | Greater_Kramer_Flow_Battery_123 |  | -1 | -1 | -1 | -1 | -1 | -1 | -1 | -1 | -1 | -1 | -1 | -1 | -1 | -1 | -1 | -1 | -1 | -1 | -1 | -1 | -1 | -1 | -1 | -1 | -1 | -1 | -1 | -1 | -1 | -1 | -1
Greater_Kramer_Flow_Battery_156 | caiso-deliverability | Kramer_Victor_offpeak | Operational_New_Capacity_MW | Greater_Kramer_Flow_Battery_156 |  | -1 | -1 | -1 | -1 | -1 | -1 | -1 | -1 | -1 | -1 | -1 | -1 | -1 | -1 | -1 | -1 | -1 | -1 | -1 | -1 | -1 | -1 | -1 | -1 | -1 | -1 | -1 | -1 | -1 | -1 | -1
Greater_Kramer_Li_Battery_4hr_123 | caiso-deliverability | Kramer_Victor_offpeak | Operational_New_Capacity_MW | Greater_Kramer_Li_Battery_4hr_123 |  | -1 | -1 | -1 | -1 | -1 | -1 | -1 | -1 | -1 | -1 | -1 | -1 | -1 | -1 | -1 | -1 | -1 | -1 | -1 | -1 | -1 | -1 | -1 | -1 | -1 | -1 | -1 | -1 | -1 | -1 | -1
Greater_Kramer_Li_Battery_4hr_156 | caiso-deliverability | Kramer_Victor_offpeak | Operational_New_Capacity_MW | Greater_Kramer_Li_Battery_4hr_156 |  | -1 | -1 | -1 | -1 | -1 | -1 | -1 | -1 | -1 | -1 | -1 | -1 | -1 | -1 | -1 | -1 | -1 | -1 | -1 | -1 | -1 | -1 | -1 | -1 | -1 | -1 | -1 | -1 | -1 | -1 | -1
Greater_Kramer_Li_Battery_8hr_123 | caiso-deliverability | Kramer_Victor_offpeak | Operational_New_Capacity_MW | Greater_Kramer_Li_Battery_8hr_123 |  | -1 | -1 | -1 | -1 | -1 | -1 | -1 | -1 | -1 | -1 | -1 | -1 | -1 | -1 | -1 | -1 | -1 | -1 | -1 | -1 | -1 | -1 | -1 | -1 | -1 | -1 | -1 | -1 | -1 | -1 | -1
Greater_Kramer_Li_Battery_8hr_156 | caiso-deliverability | Kramer_Victor_offpeak | Operational_New_Capacity_MW | Greater_Kramer_Li_Battery_8hr_156 |  | -1 | -1 | -1 | -1 | -1 | -1 | -1 | -1 | -1 | -1 | -1 | -1 | -1 | -1 | -1 | -1 | -1 | -1 | -1 | -1 | -1 | -1 | -1 | -1 | -1 | -1 | -1 | -1 | -1 | -1 | -1
Greater_Kramer_Solar_123 | caiso-deliverability | Kramer_Victor_offpeak | Operational_New_Capacity_MW | Greater_Kramer_Solar_123 |  | 0.77 | 0.77 | 0.77 | 0.77 | 0.77 | 0.77 | 0.77 | 0.77 | 0.77 | 0.77 | 0.77 | 0.77 | 0.77 | 0.77 | 0.77 | 0.77 | 0.77 | 0.77 | 0.77 | 0.77 | 0.77 | 0.77 | 0.77 | 0.77 | 0.77 | 0.77 | 0.77 | 0.77 | 0.77 | 0.77 | 0.77
Greater_Kramer_Solar_156 | caiso-deliverability | Kramer_Victor_offpeak | Operational_New_Capacity_MW | Greater_Kramer_Solar_156 |  | 0.77 | 0.77 | 0.77 | 0.77 | 0.77 | 0.77 | 0.77 | 0.77 | 0.77 | 0.77 | 0.77 | 0.77 | 0.77 | 0.77 | 0.77 | 0.77 | 0.77 | 0.77 | 0.77 | 0.77 | 0.77 | 0.77 | 0.77 | 0.77 | 0.77 | 0.77 | 0.77 | 0.77 | 0.77 | 0.77 | 0.77
Inyokern_North_Kramer_Geothermal_156 | caiso-deliverability | Kramer_Victor_offpeak | Operational_New_Capacity_MW | Inyokern_North_Kramer_Geothermal_156 |  | 1 | 1 | 1 | 1 | 1 | 1 | 1 | 1 | 1 | 1 | 1 | 1 | 1 | 1 | 1 | 1 | 1 | 1 | 1 | 1 | 1 | 1 | 1 | 1 | 1 | 1 | 1 | 1 | 1 | 1 | 1
Kramer_Victor_group | caiso-deliverability | Kramer_Victor_offpeak | Operational_New_Capacity_MW | Kramer_Victor_group |  | -1 | -1 | -1 | -1 | -1 | -1 | -1 | -1 | -1 | -1 | -1 | -1 | -1 | -1 | -1 | -1 | -1 | -1 | -1 | -1 | -1 | -1 | -1 | -1 | -1 | -1 | -1 | -1 | -1 | -1 | -1
Greater_Kramer_Flow_Battery_123 | caiso-deliverability | Kramer_Victor_SSN | Reliability_Capacity_In_Model_Year | System RA | Greater_Kramer_Flow_Battery_123 | 0.5 | 0.5 | 0.5 | 0.5 | 0.5 | 0.5 | 0.5 | 0.5 | 0.5 | 0.5 | 0.5 | 0.5 | 0.5 | 0.5 | 0.5 | 0.5 | 0.5 | 0.5 | 0.5 | 0.5 | 0.5 | 0.5 | 0.5 | 0.5 | 0.5 | 0.5 | 0.5 | 0.5 | 0.5 | 0.5 | 0.5
Greater_Kramer_Flow_Battery_156 | caiso-deliverability | Kramer_Victor_SSN | Reliability_Capacity_In_Model_Year | System RA | Greater_Kramer_Flow_Battery_156 | 0.5 | 0.5 | 0.5 | 0.5 | 0.5 | 0.5 | 0.5 | 0.5 | 0.5 | 0.5 | 0.5 | 0.5 | 0.5 | 0.5 | 0.5 | 0.5 | 0.5 | 0.5 | 0.5 | 0.5 | 0.5 | 0.5 | 0.5 | 0.5 | 0.5 | 0.5 | 0.5 | 0.5 | 0.5 | 0.5 | 0.5
Greater_Kramer_Li_Battery_4hr_123 | caiso-deliverability | Kramer_Victor_SSN | Reliability_Capacity_In_Model_Year | System RA | Greater_Kramer_Li_Battery_4hr_123 | 0.5 | 0.5 | 0.5 | 0.5 | 0.5 | 0.5 | 0.5 | 0.5 | 0.5 | 0.5 | 0.5 | 0.5 | 0.5 | 0.5 | 0.5 | 0.5 | 0.5 | 0.5 | 0.5 | 0.5 | 0.5 | 0.5 | 0.5 | 0.5 | 0.5 | 0.5 | 0.5 | 0.5 | 0.5 | 0.5 | 0.5
Greater_Kramer_Li_Battery_4hr_156 | caiso-deliverability | Kramer_Victor_SSN | Reliability_Capacity_In_Model_Year | System RA | Greater_Kramer_Li_Battery_4hr_156 | 0.5 | 0.5 | 0.5 | 0.5 | 0.5 | 0.5 | 0.5 | 0.5 | 0.5 | 0.5 | 0.5 | 0.5 | 0.5 | 0.5 | 0.5 | 0.5 | 0.5 | 0.5 | 0.5 | 0.5 | 0.5 | 0.5 | 0.5 | 0.5 | 0.5 | 0.5 | 0.5 | 0.5 | 0.5 | 0.5 | 0.5
Greater_Kramer_Li_Battery_8hr_123 | caiso-deliverability | Kramer_Victor_SSN | Reliability_Capacity_In_Model_Year | System RA | Greater_Kramer_Li_Battery_8hr_123 | 0.5 | 0.5 | 0.5 | 0.5 | 0.5 | 0.5 | 0.5 | 0.5 | 0.5 | 0.5 | 0.5 | 0.5 | 0.5 | 0.5 | 0.5 | 0.5 | 0.5 | 0.5 | 0.5 | 0.5 | 0.5 | 0.5 | 0.5 | 0.5 | 0.5 | 0.5 | 0.5 | 0.5 | 0.5 | 0.5 | 0.5
Greater_Kramer_Li_Battery_8hr_156 | caiso-deliverability | Kramer_Victor_SSN | Reliability_Capacity_In_Model_Year | System RA | Greater_Kramer_Li_Battery_8hr_156 | 0.5 | 0.5 | 0.5 | 0.5 | 0.5 | 0.5 | 0.5 | 0.5 | 0.5 | 0.5 | 0.5 | 0.5 | 0.5 | 0.5 | 0.5 | 0.5 | 0.5 | 0.5 | 0.5 | 0.5 | 0.5 | 0.5 | 0.5 | 0.5 | 0.5 | 0.5 | 0.5 | 0.5 | 0.5 | 0.5 | 0.5
Greater_Kramer_Solar_123 | caiso-deliverability | Kramer_Victor_SSN | Reliability_Capacity_In_Model_Year | System RA | Greater_Kramer_Solar_123 | 0.427 | 0.427 | 0.427 | 0.427 | 0.427 | 0.427 | 0.427 | 0.427 | 0.427 | 0.427 | 0.427 | 0.427 | 0.427 | 0.427 | 0.427 | 0.427 | 0.427 | 0.427 | 0.427 | 0.427 | 0.427 | 0.427 | 0.427 | 0.427 | 0.427 | 0.427 | 0.427 | 0.427 | 0.427 | 0.427 | 0.427
Greater_Kramer_Solar_156 | caiso-deliverability | Kramer_Victor_SSN | Reliability_Capacity_In_Model_Year | System RA | Greater_Kramer_Solar_156 | 0.427 | 0.427 | 0.427 | 0.427 | 0.427 | 0.427 | 0.427 | 0.427 | 0.427 | 0.427 | 0.427 | 0.427 | 0.427 | 0.427 | 0.427 | 0.427 | 0.427 | 0.427 | 0.427 | 0.427 | 0.427 | 0.427 | 0.427 | 0.427 | 0.427 | 0.427 | 0.427 | 0.427 | 0.427 | 0.427 | 0.427
Inyokern_North_Kramer_Geothermal_156 | caiso-deliverability | Kramer_Victor_SSN | Reliability_Capacity_In_Model_Year | System RA | Inyokern_North_Kramer_Geothermal_156 | 1 | 1 | 1 | 1 | 1 | 1 | 1 | 1 | 1 | 1 | 1 | 1 | 1 | 1 | 1 | 1 | 1 | 1 | 1 | 1 | 1 | 1 | 1 | 1 | 1 | 1 | 1 | 1 | 1 | 1 | 1
Kramer_Victor_group | caiso-deliverability | Kramer_Victor_SSN | Operational_New_Capacity_MW | Kramer_Victor_group |  | -1 | -1 | -1 | -1 | -1 | -1 | -1 | -1 | -1 | -1 | -1 | -1 | -1 | -1 | -1 | -1 | -1 | -1 | -1 | -1 | -1 | -1 | -1 | -1 | -1 | -1 | -1 | -1 | -1 | -1 | -1
Northern_California_Flow_Battery_132 | caiso-deliverability | Lakeville_Ignacio_HSN | Reliability_Capacity_In_Model_Year | System RA | Northern_California_Flow_Battery_132 | 1 | 1 | 1 | 1 | 1 | 1 | 1 | 1 | 1 | 1 | 1 | 1 | 1 | 1 | 1 | 1 | 1 | 1 | 1 | 1 | 1 | 1 | 1 | 1 | 1 | 1 | 1 | 1 | 1 | 1 | 1
Northern_California_Flow_Battery_150 | caiso-deliverability | Lakeville_Ignacio_HSN | Reliability_Capacity_In_Model_Year | System RA | Northern_California_Flow_Battery_150 | 1 | 1 | 1 | 1 | 1 | 1 | 1 | 1 | 1 | 1 | 1 | 1 | 1 | 1 | 1 | 1 | 1 | 1 | 1 | 1 | 1 | 1 | 1 | 1 | 1 | 1 | 1 | 1 | 1 | 1 | 1
Northern_California_Flow_Battery_158 | caiso-deliverability | Lakeville_Ignacio_HSN | Reliability_Capacity_In_Model_Year | System RA | Northern_California_Flow_Battery_158 | 1 | 1 | 1 | 1 | 1 | 1 | 1 | 1 | 1 | 1 | 1 | 1 | 1 | 1 | 1 | 1 | 1 | 1 | 1 | 1 | 1 | 1 | 1 | 1 | 1 | 1 | 1 | 1 | 1 | 1 | 1
Northern_California_Li_Battery_4hr_132 | caiso-deliverability | Lakeville_Ignacio_HSN | Reliability_Capacity_In_Model_Year | System RA | Northern_California_Li_Battery_4hr_132 | 1 | 1 | 1 | 1 | 1 | 1 | 1 | 1 | 1 | 1 | 1 | 1 | 1 | 1 | 1 | 1 | 1 | 1 | 1 | 1 | 1 | 1 | 1 | 1 | 1 | 1 | 1 | 1 | 1 | 1 | 1
Northern_California_Li_Battery_4hr_150 | caiso-deliverability | Lakeville_Ignacio_HSN | Reliability_Capacity_In_Model_Year | System RA | Northern_California_Li_Battery_4hr_150 | 1 | 1 | 1 | 1 | 1 | 1 | 1 | 1 | 1 | 1 | 1 | 1 | 1 | 1 | 1 | 1 | 1 | 1 | 1 | 1 | 1 | 1 | 1 | 1 | 1 | 1 | 1 | 1 | 1 | 1 | 1
Northern_California_Li_Battery_4hr_158 | caiso-deliverability | Lakeville_Ignacio_HSN | Reliability_Capacity_In_Model_Year | System RA | Northern_California_Li_Battery_4hr_158 | 1 | 1 | 1 | 1 | 1 | 1 | 1 | 1 | 1 | 1 | 1 | 1 | 1 | 1 | 1 | 1 | 1 | 1 | 1 | 1 | 1 | 1 | 1 | 1 | 1 | 1 | 1 | 1 | 1 | 1 | 1
Northern_California_Li_Battery_8hr_132 | caiso-deliverability | Lakeville_Ignacio_HSN | Reliability_Capacity_In_Model_Year | System RA | Northern_California_Li_Battery_8hr_132 | 1 | 1 | 1 | 1 | 1 | 1 | 1 | 1 | 1 | 1 | 1 | 1 | 1 | 1 | 1 | 1 | 1 | 1 | 1 | 1 | 1 | 1 | 1 | 1 | 1 | 1 | 1 | 1 | 1 | 1 | 1
Northern_California_Li_Battery_8hr_150 | caiso-deliverability | Lakeville_Ignacio_HSN | Reliability_Capacity_In_Model_Year | System RA | Northern_California_Li_Battery_8hr_150 | 1 | 1 | 1 | 1 | 1 | 1 | 1 | 1 | 1 | 1 | 1 | 1 | 1 | 1 | 1 | 1 | 1 | 1 | 1 | 1 | 1 | 1 | 1 | 1 | 1 | 1 | 1 | 1 | 1 | 1 | 1
Northern_California_Li_Battery_8hr_158 | caiso-deliverability | Lakeville_Ignacio_HSN | Reliability_Capacity_In_Model_Year | System RA | Northern_California_Li_Battery_8hr_158 | 1 | 1 | 1 | 1 | 1 | 1 | 1 | 1 | 1 | 1 | 1 | 1 | 1 | 1 | 1 | 1 | 1 | 1 | 1 | 1 | 1 | 1 | 1 | 1 | 1 | 1 | 1 | 1 | 1 | 1 | 1
Northern_California_Solar_132 | caiso-deliverability | Lakeville_Ignacio_HSN | Reliability_Capacity_In_Model_Year | System RA | Northern_California_Solar_132 | 0.1 | 0.1 | 0.1 | 0.1 | 0.1 | 0.1 | 0.1 | 0.1 | 0.1 | 0.1 | 0.1 | 0.1 | 0.1 | 0.1 | 0.1 | 0.1 | 0.1 | 0.1 | 0.1 | 0.1 | 0.1 | 0.1 | 0.1 | 0.1 | 0.1 | 0.1 | 0.1 | 0.1 | 0.1 | 0.1 | 0.1
Northern_California_Solar_150 | caiso-deliverability | Lakeville_Ignacio_HSN | Reliability_Capacity_In_Model_Year | System RA | Northern_California_Solar_150 | 0.1 | 0.1 | 0.1 | 0.1 | 0.1 | 0.1 | 0.1 | 0.1 | 0.1 | 0.1 | 0.1 | 0.1 | 0.1 | 0.1 | 0.1 | 0.1 | 0.1 | 0.1 | 0.1 | 0.1 | 0.1 | 0.1 | 0.1 | 0.1 | 0.1 | 0.1 | 0.1 | 0.1 | 0.1 | 0.1 | 0.1
Northern_California_Solar_158 | caiso-deliverability | Lakeville_Ignacio_HSN | Reliability_Capacity_In_Model_Year | System RA | Northern_California_Solar_158 | 0.1 | 0.1 | 0.1 | 0.1 | 0.1 | 0.1 | 0.1 | 0.1 | 0.1 | 0.1 | 0.1 | 0.1 | 0.1 | 0.1 | 0.1 | 0.1 | 0.1 | 0.1 | 0.1 | 0.1 | 0.1 | 0.1 | 0.1 | 0.1 | 0.1 | 0.1 | 0.1 | 0.1 | 0.1 | 0.1 | 0.1
Collinsville_500_group | caiso-deliverability | Lakeville_Ignacio_HSN | Operational_New_Capacity_MW | Collinsville_500_group |  | -0.88037 | -0.88037 | -0.88037 | -0.88037 | -0.88037 | -0.88037 | -0.88037 | -0.88037 | -0.88037 | -0.88037 | -0.88037 | -0.88037 | -0.88037 | -0.88037 | -0.88037 | -0.88037 | -0.88037 | -0.88037 | -0.88037 | -0.88037 | -0.88037 | -0.88037 | -0.88037 | -0.88037 | -0.88037 | -0.88037 | -0.88037 | -0.88037 | -0.88037 | -0.88037 | -0.88037
Northern_California_Flow_Battery_132 | caiso-deliverability | Lakeville_Ignacio_offpeak | Operational_New_Capacity_MW | Northern_California_Flow_Battery_132 |  | -1 | -1 | -1 | -1 | -1 | -1 | -1 | -1 | -1 | -1 | -1 | -1 | -1 | -1 | -1 | -1 | -1 | -1 | -1 | -1 | -1 | -1 | -1 | -1 | -1 | -1 | -1 | -1 | -1 | -1 | -1
Northern_California_Flow_Battery_150 | caiso-deliverability | Lakeville_Ignacio_offpeak | Operational_New_Capacity_MW | Northern_California_Flow_Battery_150 |  | -1 | -1 | -1 | -1 | -1 | -1 | -1 | -1 | -1 | -1 | -1 | -1 | -1 | -1 | -1 | -1 | -1 | -1 | -1 | -1 | -1 | -1 | -1 | -1 | -1 | -1 | -1 | -1 | -1 | -1 | -1
Northern_California_Flow_Battery_158 | caiso-deliverability | Lakeville_Ignacio_offpeak | Operational_New_Capacity_MW | Northern_California_Flow_Battery_158 |  | -1 | -1 | -1 | -1 | -1 | -1 | -1 | -1 | -1 | -1 | -1 | -1 | -1 | -1 | -1 | -1 | -1 | -1 | -1 | -1 | -1 | -1 | -1 | -1 | -1 | -1 | -1 | -1 | -1 | -1 | -1
Northern_California_Li_Battery_4hr_132 | caiso-deliverability | Lakeville_Ignacio_offpeak | Operational_New_Capacity_MW | Northern_California_Li_Battery_4hr_132 |  | -1 | -1 | -1 | -1 | -1 | -1 | -1 | -1 | -1 | -1 | -1 | -1 | -1 | -1 | -1 | -1 | -1 | -1 | -1 | -1 | -1 | -1 | -1 | -1 | -1 | -1 | -1 | -1 | -1 | -1 | -1
Northern_California_Li_Battery_4hr_150 | caiso-deliverability | Lakeville_Ignacio_offpeak | Operational_New_Capacity_MW | Northern_California_Li_Battery_4hr_150 |  | -1 | -1 | -1 | -1 | -1 | -1 | -1 | -1 | -1 | -1 | -1 | -1 | -1 | -1 | -1 | -1 | -1 | -1 | -1 | -1 | -1 | -1 | -1 | -1 | -1 | -1 | -1 | -1 | -1 | -1 | -1
Northern_California_Li_Battery_4hr_158 | caiso-deliverability | Lakeville_Ignacio_offpeak | Operational_New_Capacity_MW | Northern_California_Li_Battery_4hr_158 |  | -1 | -1 | -1 | -1 | -1 | -1 | -1 | -1 | -1 | -1 | -1 | -1 | -1 | -1 | -1 | -1 | -1 | -1 | -1 | -1 | -1 | -1 | -1 | -1 | -1 | -1 | -1 | -1 | -1 | -1 | -1
Northern_California_Li_Battery_8hr_132 | caiso-deliverability | Lakeville_Ignacio_offpeak | Operational_New_Capacity_MW | Northern_California_Li_Battery_8hr_132 |  | -1 | -1 | -1 | -1 | -1 | -1 | -1 | -1 | -1 | -1 | -1 | -1 | -1 | -1 | -1 | -1 | -1 | -1 | -1 | -1 | -1 | -1 | -1 | -1 | -1 | -1 | -1 | -1 | -1 | -1 | -1
Northern_California_Li_Battery_8hr_150 | caiso-deliverability | Lakeville_Ignacio_offpeak | Operational_New_Capacity_MW | Northern_California_Li_Battery_8hr_150 |  | -1 | -1 | -1 | -1 | -1 | -1 | -1 | -1 | -1 | -1 | -1 | -1 | -1 | -1 | -1 | -1 | -1 | -1 | -1 | -1 | -1 | -1 | -1 | -1 | -1 | -1 | -1 | -1 | -1 | -1 | -1
Northern_California_Li_Battery_8hr_158 | caiso-deliverability | Lakeville_Ignacio_offpeak | Operational_New_Capacity_MW | Northern_California_Li_Battery_8hr_158 |  | -1 | -1 | -1 | -1 | -1 | -1 | -1 | -1 | -1 | -1 | -1 | -1 | -1 | -1 | -1 | -1 | -1 | -1 | -1 | -1 | -1 | -1 | -1 | -1 | -1 | -1 | -1 | -1 | -1 | -1 | -1
Northern_California_Solar_132 | caiso-deliverability | Lakeville_Ignacio_offpeak | Operational_New_Capacity_MW | Northern_California_Solar_132 |  | 0.68 | 0.68 | 0.68 | 0.68 | 0.68 | 0.68 | 0.68 | 0.68 | 0.68 | 0.68 | 0.68 | 0.68 | 0.68 | 0.68 | 0.68 | 0.68 | 0.68 | 0.68 | 0.68 | 0.68 | 0.68 | 0.68 | 0.68 | 0.68 | 0.68 | 0.68 | 0.68 | 0.68 | 0.68 | 0.68 | 0.68
Northern_California_Solar_150 | caiso-deliverability | Lakeville_Ignacio_offpeak | Operational_New_Capacity_MW | Northern_California_Solar_150 |  | 0.68 | 0.68 | 0.68 | 0.68 | 0.68 | 0.68 | 0.68 | 0.68 | 0.68 | 0.68 | 0.68 | 0.68 | 0.68 | 0.68 | 0.68 | 0.68 | 0.68 | 0.68 | 0.68 | 0.68 | 0.68 | 0.68 | 0.68 | 0.68 | 0.68 | 0.68 | 0.68 | 0.68 | 0.68 | 0.68 | 0.68
Northern_California_Solar_158 | caiso-deliverability | Lakeville_Ignacio_offpeak | Operational_New_Capacity_MW | Northern_California_Solar_158 |  | 0.68 | 0.68 | 0.68 | 0.68 | 0.68 | 0.68 | 0.68 | 0.68 | 0.68 | 0.68 | 0.68 | 0.68 | 0.68 | 0.68 | 0.68 | 0.68 | 0.68 | 0.68 | 0.68 | 0.68 | 0.68 | 0.68 | 0.68 | 0.68 | 0.68 | 0.68 | 0.68 | 0.68 | 0.68 | 0.68 | 0.68
Collinsville_500_group | caiso-deliverability | Lakeville_Ignacio_offpeak | Operational_New_Capacity_MW | Collinsville_500_group |  | -0.88037 | -0.88037 | -0.88037 | -0.88037 | -0.88037 | -0.88037 | -0.88037 | -0.88037 | -0.88037 | -0.88037 | -0.88037 | -0.88037 | -0.88037 | -0.88037 | -0.88037 | -0.88037 | -0.88037 | -0.88037 | -0.88037 | -0.88037 | -0.88037 | -0.88037 | -0.88037 | -0.88037 | -0.88037 | -0.88037 | -0.88037 | -0.88037 | -0.88037 | -0.88037 | -0.88037
Northern_California_Flow_Battery_132 | caiso-deliverability | Lakeville_Ignacio_SSN | Reliability_Capacity_In_Model_Year | System RA | Northern_California_Flow_Battery_132 | 0.5 | 0.5 | 0.5 | 0.5 | 0.5 | 0.5 | 0.5 | 0.5 | 0.5 | 0.5 | 0.5 | 0.5 | 0.5 | 0.5 | 0.5 | 0.5 | 0.5 | 0.5 | 0.5 | 0.5 | 0.5 | 0.5 | 0.5 | 0.5 | 0.5 | 0.5 | 0.5 | 0.5 | 0.5 | 0.5 | 0.5
Northern_California_Flow_Battery_150 | caiso-deliverability | Lakeville_Ignacio_SSN | Reliability_Capacity_In_Model_Year | System RA | Northern_California_Flow_Battery_150 | 0.5 | 0.5 | 0.5 | 0.5 | 0.5 | 0.5 | 0.5 | 0.5 | 0.5 | 0.5 | 0.5 | 0.5 | 0.5 | 0.5 | 0.5 | 0.5 | 0.5 | 0.5 | 0.5 | 0.5 | 0.5 | 0.5 | 0.5 | 0.5 | 0.5 | 0.5 | 0.5 | 0.5 | 0.5 | 0.5 | 0.5
Northern_California_Flow_Battery_158 | caiso-deliverability | Lakeville_Ignacio_SSN | Reliability_Capacity_In_Model_Year | System RA | Northern_California_Flow_Battery_158 | 0.5 | 0.5 | 0.5 | 0.5 | 0.5 | 0.5 | 0.5 | 0.5 | 0.5 | 0.5 | 0.5 | 0.5 | 0.5 | 0.5 | 0.5 | 0.5 | 0.5 | 0.5 | 0.5 | 0.5 | 0.5 | 0.5 | 0.5 | 0.5 | 0.5 | 0.5 | 0.5 | 0.5 | 0.5 | 0.5 | 0.5
Northern_California_Li_Battery_4hr_132 | caiso-deliverability | Lakeville_Ignacio_SSN | Reliability_Capacity_In_Model_Year | System RA | Northern_California_Li_Battery_4hr_132 | 0.5 | 0.5 | 0.5 | 0.5 | 0.5 | 0.5 | 0.5 | 0.5 | 0.5 | 0.5 | 0.5 | 0.5 | 0.5 | 0.5 | 0.5 | 0.5 | 0.5 | 0.5 | 0.5 | 0.5 | 0.5 | 0.5 | 0.5 | 0.5 | 0.5 | 0.5 | 0.5 | 0.5 | 0.5 | 0.5 | 0.5
Northern_California_Li_Battery_4hr_150 | caiso-deliverability | Lakeville_Ignacio_SSN | Reliability_Capacity_In_Model_Year | System RA | Northern_California_Li_Battery_4hr_150 | 0.5 | 0.5 | 0.5 | 0.5 | 0.5 | 0.5 | 0.5 | 0.5 | 0.5 | 0.5 | 0.5 | 0.5 | 0.5 | 0.5 | 0.5 | 0.5 | 0.5 | 0.5 | 0.5 | 0.5 | 0.5 | 0.5 | 0.5 | 0.5 | 0.5 | 0.5 | 0.5 | 0.5 | 0.5 | 0.5 | 0.5
Northern_California_Li_Battery_4hr_158 | caiso-deliverability | Lakeville_Ignacio_SSN | Reliability_Capacity_In_Model_Year | System RA | Northern_California_Li_Battery_4hr_158 | 0.5 | 0.5 | 0.5 | 0.5 | 0.5 | 0.5 | 0.5 | 0.5 | 0.5 | 0.5 | 0.5 | 0.5 | 0.5 | 0.5 | 0.5 | 0.5 | 0.5 | 0.5 | 0.5 | 0.5 | 0.5 | 0.5 | 0.5 | 0.5 | 0.5 | 0.5 | 0.5 | 0.5 | 0.5 | 0.5 | 0.5
Northern_California_Li_Battery_8hr_132 | caiso-deliverability | Lakeville_Ignacio_SSN | Reliability_Capacity_In_Model_Year | System RA | Northern_California_Li_Battery_8hr_132 | 0.5 | 0.5 | 0.5 | 0.5 | 0.5 | 0.5 | 0.5 | 0.5 | 0.5 | 0.5 | 0.5 | 0.5 | 0.5 | 0.5 | 0.5 | 0.5 | 0.5 | 0.5 | 0.5 | 0.5 | 0.5 | 0.5 | 0.5 | 0.5 | 0.5 | 0.5 | 0.5 | 0.5 | 0.5 | 0.5 | 0.5
Northern_California_Li_Battery_8hr_150 | caiso-deliverability | Lakeville_Ignacio_SSN | Reliability_Capacity_In_Model_Year | System RA | Northern_California_Li_Battery_8hr_150 | 0.5 | 0.5 | 0.5 | 0.5 | 0.5 | 0.5 | 0.5 | 0.5 | 0.5 | 0.5 | 0.5 | 0.5 | 0.5 | 0.5 | 0.5 | 0.5 | 0.5 | 0.5 | 0.5 | 0.5 | 0.5 | 0.5 | 0.5 | 0.5 | 0.5 | 0.5 | 0.5 | 0.5 | 0.5 | 0.5 | 0.5
Northern_California_Li_Battery_8hr_158 | caiso-deliverability | Lakeville_Ignacio_SSN | Reliability_Capacity_In_Model_Year | System RA | Northern_California_Li_Battery_8hr_158 | 0.5 | 0.5 | 0.5 | 0.5 | 0.5 | 0.5 | 0.5 | 0.5 | 0.5 | 0.5 | 0.5 | 0.5 | 0.5 | 0.5 | 0.5 | 0.5 | 0.5 | 0.5 | 0.5 | 0.5 | 0.5 | 0.5 | 0.5 | 0.5 | 0.5 | 0.5 | 0.5 | 0.5 | 0.5 | 0.5 | 0.5
Northern_California_Solar_132 | caiso-deliverability | Lakeville_Ignacio_SSN | Reliability_Capacity_In_Model_Year | System RA | Northern_California_Solar_132 | 0.556 | 0.556 | 0.556 | 0.556 | 0.556 | 0.556 | 0.556 | 0.556 | 0.556 | 0.556 | 0.556 | 0.556 | 0.556 | 0.556 | 0.556 | 0.556 | 0.556 | 0.556 | 0.556 | 0.556 | 0.556 | 0.556 | 0.556 | 0.556 | 0.556 | 0.556 | 0.556 | 0.556 | 0.556 | 0.556 | 0.556
Northern_California_Solar_150 | caiso-deliverability | Lakeville_Ignacio_SSN | Reliability_Capacity_In_Model_Year | System RA | Northern_California_Solar_150 | 0.556 | 0.556 | 0.556 | 0.556 | 0.556 | 0.556 | 0.556 | 0.556 | 0.556 | 0.556 | 0.556 | 0.556 | 0.556 | 0.556 | 0.556 | 0.556 | 0.556 | 0.556 | 0.556 | 0.556 | 0.556 | 0.556 | 0.556 | 0.556 | 0.556 | 0.556 | 0.556 | 0.556 | 0.556 | 0.556 | 0.556
Northern_California_Solar_158 | caiso-deliverability | Lakeville_Ignacio_SSN | Reliability_Capacity_In_Model_Year | System RA | Northern_California_Solar_158 | 0.556 | 0.556 | 0.556 | 0.556 | 0.556 | 0.556 | 0.556 | 0.556 | 0.556 | 0.556 | 0.556 | 0.556 | 0.556 | 0.556 | 0.556 | 0.556 | 0.556 | 0.556 | 0.556 | 0.556 | 0.556 | 0.556 | 0.556 | 0.556 | 0.556 | 0.556 | 0.556 | 0.556 | 0.556 | 0.556 | 0.556
Collinsville_500_group | caiso-deliverability | Lakeville_Ignacio_SSN | Operational_New_Capacity_MW | Collinsville_500_group |  | -0.88037 | -0.88037 | -0.88037 | -0.88037 | -0.88037 | -0.88037 | -0.88037 | -0.88037 | -0.88037 | -0.88037 | -0.88037 | -0.88037 | -0.88037 | -0.88037 | -0.88037 | -0.88037 | -0.88037 | -0.88037 | -0.88037 | -0.88037 | -0.88037 | -0.88037 | -0.88037 | -0.88037 | -0.88037 | -0.88037 | -0.88037 | -0.88037 | -0.88037 | -0.88037 | -0.88037
Southern_PGAE_Flow_Battery_8 | caiso-deliverability | Los_Banos_500_230_HSN | Reliability_Capacity_In_Model_Year | System RA | Southern_PGAE_Flow_Battery_8 | 1 | 1 | 1 | 1 | 1 | 1 | 1 | 1 | 1 | 1 | 1 | 1 | 1 | 1 | 1 | 1 | 1 | 1 | 1 | 1 | 1 | 1 | 1 | 1 | 1 | 1 | 1 | 1 | 1 | 1 | 1
Southern_PGAE_Flow_Battery_34 | caiso-deliverability | Los_Banos_500_230_HSN | Reliability_Capacity_In_Model_Year | System RA | Southern_PGAE_Flow_Battery_34 | 1 | 1 | 1 | 1 | 1 | 1 | 1 | 1 | 1 | 1 | 1 | 1 | 1 | 1 | 1 | 1 | 1 | 1 | 1 | 1 | 1 | 1 | 1 | 1 | 1 | 1 | 1 | 1 | 1 | 1 | 1
Southern_PGAE_Flow_Battery_49 | caiso-deliverability | Los_Banos_500_230_HSN | Reliability_Capacity_In_Model_Year | System RA | Southern_PGAE_Flow_Battery_49 | 1 | 1 | 1 | 1 | 1 | 1 | 1 | 1 | 1 | 1 | 1 | 1 | 1 | 1 | 1 | 1 | 1 | 1 | 1 | 1 | 1 | 1 | 1 | 1 | 1 | 1 | 1 | 1 | 1 | 1 | 1
Southern_PGAE_Flow_Battery_69 | caiso-deliverability | Los_Banos_500_230_HSN | Reliability_Capacity_In_Model_Year | System RA | Southern_PGAE_Flow_Battery_69 | 1 | 1 | 1 | 1 | 1 | 1 | 1 | 1 | 1 | 1 | 1 | 1 | 1 | 1 | 1 | 1 | 1 | 1 | 1 | 1 | 1 | 1 | 1 | 1 | 1 | 1 | 1 | 1 | 1 | 1 | 1
Southern_PGAE_Flow_Battery_72 | caiso-deliverability | Los_Banos_500_230_HSN | Reliability_Capacity_In_Model_Year | System RA | Southern_PGAE_Flow_Battery_72 | 1 | 1 | 1 | 1 | 1 | 1 | 1 | 1 | 1 | 1 | 1 | 1 | 1 | 1 | 1 | 1 | 1 | 1 | 1 | 1 | 1 | 1 | 1 | 1 | 1 | 1 | 1 | 1 | 1 | 1 | 1
Southern_PGAE_Flow_Battery_93 | caiso-deliverability | Los_Banos_500_230_HSN | Reliability_Capacity_In_Model_Year | System RA | Southern_PGAE_Flow_Battery_93 | 1 | 1 | 1 | 1 | 1 | 1 | 1 | 1 | 1 | 1 | 1 | 1 | 1 | 1 | 1 | 1 | 1 | 1 | 1 | 1 | 1 | 1 | 1 | 1 | 1 | 1 | 1 | 1 | 1 | 1 | 1
Southern_PGAE_Flow_Battery_99 | caiso-deliverability | Los_Banos_500_230_HSN | Reliability_Capacity_In_Model_Year | System RA | Southern_PGAE_Flow_Battery_99 | 1 | 1 | 1 | 1 | 1 | 1 | 1 | 1 | 1 | 1 | 1 | 1 | 1 | 1 | 1 | 1 | 1 | 1 | 1 | 1 | 1 | 1 | 1 | 1 | 1 | 1 | 1 | 1 | 1 | 1 | 1
Southern_PGAE_Flow_Battery_109 | caiso-deliverability | Los_Banos_500_230_HSN | Reliability_Capacity_In_Model_Year | System RA | Southern_PGAE_Flow_Battery_109 | 1 | 1 | 1 | 1 | 1 | 1 | 1 | 1 | 1 | 1 | 1 | 1 | 1 | 1 | 1 | 1 | 1 | 1 | 1 | 1 | 1 | 1 | 1 | 1 | 1 | 1 | 1 | 1 | 1 | 1 | 1
Northern_California_Flow_Battery_114 | caiso-deliverability | Los_Banos_500_230_HSN | Reliability_Capacity_In_Model_Year | System RA | Northern_California_Flow_Battery_114 | 1 | 1 | 1 | 1 | 1 | 1 | 1 | 1 | 1 | 1 | 1 | 1 | 1 | 1 | 1 | 1 | 1 | 1 | 1 | 1 | 1 | 1 | 1 | 1 | 1 | 1 | 1 | 1 | 1 | 1 | 1
Southern_PGAE_Flow_Battery_117 | caiso-deliverability | Los_Banos_500_230_HSN | Reliability_Capacity_In_Model_Year | System RA | Southern_PGAE_Flow_Battery_117 | 1 | 1 | 1 | 1 | 1 | 1 | 1 | 1 | 1 | 1 | 1 | 1 | 1 | 1 | 1 | 1 | 1 | 1 | 1 | 1 | 1 | 1 | 1 | 1 | 1 | 1 | 1 | 1 | 1 | 1 | 1
Southern_PGAE_Flow_Battery_124 | caiso-deliverability | Los_Banos_500_230_HSN | Reliability_Capacity_In_Model_Year | System RA | Southern_PGAE_Flow_Battery_124 | 1 | 1 | 1 | 1 | 1 | 1 | 1 | 1 | 1 | 1 | 1 | 1 | 1 | 1 | 1 | 1 | 1 | 1 | 1 | 1 | 1 | 1 | 1 | 1 | 1 | 1 | 1 | 1 | 1 | 1 | 1
Northern_California_Flow_Battery_138 | caiso-deliverability | Los_Banos_500_230_HSN | Reliability_Capacity_In_Model_Year | System RA | Northern_California_Flow_Battery_138 | 1 | 1 | 1 | 1 | 1 | 1 | 1 | 1 | 1 | 1 | 1 | 1 | 1 | 1 | 1 | 1 | 1 | 1 | 1 | 1 | 1 | 1 | 1 | 1 | 1 | 1 | 1 | 1 | 1 | 1 | 1
Southern_PGAE_Flow_Battery_139 | caiso-deliverability | Los_Banos_500_230_HSN | Reliability_Capacity_In_Model_Year | System RA | Southern_PGAE_Flow_Battery_139 | 1 | 1 | 1 | 1 | 1 | 1 | 1 | 1 | 1 | 1 | 1 | 1 | 1 | 1 | 1 | 1 | 1 | 1 | 1 | 1 | 1 | 1 | 1 | 1 | 1 | 1 | 1 | 1 | 1 | 1 | 1
Southern_PGAE_Flow_Battery_140 | caiso-deliverability | Los_Banos_500_230_HSN | Reliability_Capacity_In_Model_Year | System RA | Southern_PGAE_Flow_Battery_140 | 1 | 1 | 1 | 1 | 1 | 1 | 1 | 1 | 1 | 1 | 1 | 1 | 1 | 1 | 1 | 1 | 1 | 1 | 1 | 1 | 1 | 1 | 1 | 1 | 1 | 1 | 1 | 1 | 1 | 1 | 1
Southern_PGAE_Flow_Battery_151 | caiso-deliverability | Los_Banos_500_230_HSN | Reliability_Capacity_In_Model_Year | System RA | Southern_PGAE_Flow_Battery_151 | 1 | 1 | 1 | 1 | 1 | 1 | 1 | 1 | 1 | 1 | 1 | 1 | 1 | 1 | 1 | 1 | 1 | 1 | 1 | 1 | 1 | 1 | 1 | 1 | 1 | 1 | 1 | 1 | 1 | 1 | 1
Southern_PGAE_Flow_Battery_154 | caiso-deliverability | Los_Banos_500_230_HSN | Reliability_Capacity_In_Model_Year | System RA | Southern_PGAE_Flow_Battery_154 | 1 | 1 | 1 | 1 | 1 | 1 | 1 | 1 | 1 | 1 | 1 | 1 | 1 | 1 | 1 | 1 | 1 | 1 | 1 | 1 | 1 | 1 | 1 | 1 | 1 | 1 | 1 | 1 | 1 | 1 | 1
Southern_PGAE_Flow_Battery_161 | caiso-deliverability | Los_Banos_500_230_HSN | Reliability_Capacity_In_Model_Year | System RA | Southern_PGAE_Flow_Battery_161 | 1 | 1 | 1 | 1 | 1 | 1 | 1 | 1 | 1 | 1 | 1 | 1 | 1 | 1 | 1 | 1 | 1 | 1 | 1 | 1 | 1 | 1 | 1 | 1 | 1 | 1 | 1 | 1 | 1 | 1 | 1
Southern_PGAE_Flow_Battery_162 | caiso-deliverability | Los_Banos_500_230_HSN | Reliability_Capacity_In_Model_Year | System RA | Southern_PGAE_Flow_Battery_162 | 1 | 1 | 1 | 1 | 1 | 1 | 1 | 1 | 1 | 1 | 1 | 1 | 1 | 1 | 1 | 1 | 1 | 1 | 1 | 1 | 1 | 1 | 1 | 1 | 1 | 1 | 1 | 1 | 1 | 1 | 1
Southern_PGAE_Flow_Battery_163 | caiso-deliverability | Los_Banos_500_230_HSN | Reliability_Capacity_In_Model_Year | System RA | Southern_PGAE_Flow_Battery_163 | 1 | 1 | 1 | 1 | 1 | 1 | 1 | 1 | 1 | 1 | 1 | 1 | 1 | 1 | 1 | 1 | 1 | 1 | 1 | 1 | 1 | 1 | 1 | 1 | 1 | 1 | 1 | 1 | 1 | 1 | 1
Southern_PGAE_Flow_Battery_164 | caiso-deliverability | Los_Banos_500_230_HSN | Reliability_Capacity_In_Model_Year | System RA | Southern_PGAE_Flow_Battery_164 | 1 | 1 | 1 | 1 | 1 | 1 | 1 | 1 | 1 | 1 | 1 | 1 | 1 | 1 | 1 | 1 | 1 | 1 | 1 | 1 | 1 | 1 | 1 | 1 | 1 | 1 | 1 | 1 | 1 | 1 | 1
Southern_PGAE_Flow_Battery_165 | caiso-deliverability | Los_Banos_500_230_HSN | Reliability_Capacity_In_Model_Year | System RA | Southern_PGAE_Flow_Battery_165 | 1 | 1 | 1 | 1 | 1 | 1 | 1 | 1 | 1 | 1 | 1 | 1 | 1 | 1 | 1 | 1 | 1 | 1 | 1 | 1 | 1 | 1 | 1 | 1 | 1 | 1 | 1 | 1 | 1 | 1 | 1
Northern_California_Flow_Battery_166 | caiso-deliverability | Los_Banos_500_230_HSN | Reliability_Capacity_In_Model_Year | System RA | Northern_California_Flow_Battery_166 | 1 | 1 | 1 | 1 | 1 | 1 | 1 | 1 | 1 | 1 | 1 | 1 | 1 | 1 | 1 | 1 | 1 | 1 | 1 | 1 | 1 | 1 | 1 | 1 | 1 | 1 | 1 | 1 | 1 | 1 | 1
Southern_PGAE_Flow_Battery_168 | caiso-deliverability | Los_Banos_500_230_HSN | Reliability_Capacity_In_Model_Year | System RA | Southern_PGAE_Flow_Battery_168 | 1 | 1 | 1 | 1 | 1 | 1 | 1 | 1 | 1 | 1 | 1 | 1 | 1 | 1 | 1 | 1 | 1 | 1 | 1 | 1 | 1 | 1 | 1 | 1 | 1 | 1 | 1 | 1 | 1 | 1 | 1
Southern_PGAE_Flow_Battery_169 | caiso-deliverability | Los_Banos_500_230_HSN | Reliability_Capacity_In_Model_Year | System RA | Southern_PGAE_Flow_Battery_169 | 1 | 1 | 1 | 1 | 1 | 1 | 1 | 1 | 1 | 1 | 1 | 1 | 1 | 1 | 1 | 1 | 1 | 1 | 1 | 1 | 1 | 1 | 1 | 1 | 1 | 1 | 1 | 1 | 1 | 1 | 1
Southern_PGAE_Flow_Battery_170 | caiso-deliverability | Los_Banos_500_230_HSN | Reliability_Capacity_In_Model_Year | System RA | Southern_PGAE_Flow_Battery_170 | 1 | 1 | 1 | 1 | 1 | 1 | 1 | 1 | 1 | 1 | 1 | 1 | 1 | 1 | 1 | 1 | 1 | 1 | 1 | 1 | 1 | 1 | 1 | 1 | 1 | 1 | 1 | 1 | 1 | 1 | 1
Southern_PGAE_Flow_Battery_174 | caiso-deliverability | Los_Banos_500_230_HSN | Reliability_Capacity_In_Model_Year | System RA | Southern_PGAE_Flow_Battery_174 | 1 | 1 | 1 | 1 | 1 | 1 | 1 | 1 | 1 | 1 | 1 | 1 | 1 | 1 | 1 | 1 | 1 | 1 | 1 | 1 | 1 | 1 | 1 | 1 | 1 | 1 | 1 | 1 | 1 | 1 | 1
Southern_PGAE_Flow_Battery_176 | caiso-deliverability | Los_Banos_500_230_HSN | Reliability_Capacity_In_Model_Year | System RA | Southern_PGAE_Flow_Battery_176 | 1 | 1 | 1 | 1 | 1 | 1 | 1 | 1 | 1 | 1 | 1 | 1 | 1 | 1 | 1 | 1 | 1 | 1 | 1 | 1 | 1 | 1 | 1 | 1 | 1 | 1 | 1 | 1 | 1 | 1 | 1
Southern_PGAE_Li_Battery_4hr_8 | caiso-deliverability | Los_Banos_500_230_HSN | Reliability_Capacity_In_Model_Year | System RA | Southern_PGAE_Li_Battery_4hr_8 | 1 | 1 | 1 | 1 | 1 | 1 | 1 | 1 | 1 | 1 | 1 | 1 | 1 | 1 | 1 | 1 | 1 | 1 | 1 | 1 | 1 | 1 | 1 | 1 | 1 | 1 | 1 | 1 | 1 | 1 | 1
Southern_PGAE_Li_Battery_4hr_34 | caiso-deliverability | Los_Banos_500_230_HSN | Reliability_Capacity_In_Model_Year | System RA | Southern_PGAE_Li_Battery_4hr_34 | 1 | 1 | 1 | 1 | 1 | 1 | 1 | 1 | 1 | 1 | 1 | 1 | 1 | 1 | 1 | 1 | 1 | 1 | 1 | 1 | 1 | 1 | 1 | 1 | 1 | 1 | 1 | 1 | 1 | 1 | 1
Southern_PGAE_Li_Battery_4hr_49 | caiso-deliverability | Los_Banos_500_230_HSN | Reliability_Capacity_In_Model_Year | System RA | Southern_PGAE_Li_Battery_4hr_49 | 1 | 1 | 1 | 1 | 1 | 1 | 1 | 1 | 1 | 1 | 1 | 1 | 1 | 1 | 1 | 1 | 1 | 1 | 1 | 1 | 1 | 1 | 1 | 1 | 1 | 1 | 1 | 1 | 1 | 1 | 1
Southern_PGAE_Li_Battery_4hr_69 | caiso-deliverability | Los_Banos_500_230_HSN | Reliability_Capacity_In_Model_Year | System RA | Southern_PGAE_Li_Battery_4hr_69 | 1 | 1 | 1 | 1 | 1 | 1 | 1 | 1 | 1 | 1 | 1 | 1 | 1 | 1 | 1 | 1 | 1 | 1 | 1 | 1 | 1 | 1 | 1 | 1 | 1 | 1 | 1 | 1 | 1 | 1 | 1
Southern_PGAE_Li_Battery_4hr_72 | caiso-deliverability | Los_Banos_500_230_HSN | Reliability_Capacity_In_Model_Year | System RA | Southern_PGAE_Li_Battery_4hr_72 | 1 | 1 | 1 | 1 | 1 | 1 | 1 | 1 | 1 | 1 | 1 | 1 | 1 | 1 | 1 | 1 | 1 | 1 | 1 | 1 | 1 | 1 | 1 | 1 | 1 | 1 | 1 | 1 | 1 | 1 | 1
Southern_PGAE_Li_Battery_4hr_93 | caiso-deliverability | Los_Banos_500_230_HSN | Reliability_Capacity_In_Model_Year | System RA | Southern_PGAE_Li_Battery_4hr_93 | 1 | 1 | 1 | 1 | 1 | 1 | 1 | 1 | 1 | 1 | 1 | 1 | 1 | 1 | 1 | 1 | 1 | 1 | 1 | 1 | 1 | 1 | 1 | 1 | 1 | 1 | 1 | 1 | 1 | 1 | 1
Southern_PGAE_Li_Battery_4hr_99 | caiso-deliverability | Los_Banos_500_230_HSN | Reliability_Capacity_In_Model_Year | System RA | Southern_PGAE_Li_Battery_4hr_99 | 1 | 1 | 1 | 1 | 1 | 1 | 1 | 1 | 1 | 1 | 1 | 1 | 1 | 1 | 1 | 1 | 1 | 1 | 1 | 1 | 1 | 1 | 1 | 1 | 1 | 1 | 1 | 1 | 1 | 1 | 1
Southern_PGAE_Li_Battery_4hr_109 | caiso-deliverability | Los_Banos_500_230_HSN | Reliability_Capacity_In_Model_Year | System RA | Southern_PGAE_Li_Battery_4hr_109 | 1 | 1 | 1 | 1 | 1 | 1 | 1 | 1 | 1 | 1 | 1 | 1 | 1 | 1 | 1 | 1 | 1 | 1 | 1 | 1 | 1 | 1 | 1 | 1 | 1 | 1 | 1 | 1 | 1 | 1 | 1
Northern_California_Li_Battery_4hr_114 | caiso-deliverability | Los_Banos_500_230_HSN | Reliability_Capacity_In_Model_Year | System RA | Northern_California_Li_Battery_4hr_114 | 1 | 1 | 1 | 1 | 1 | 1 | 1 | 1 | 1 | 1 | 1 | 1 | 1 | 1 | 1 | 1 | 1 | 1 | 1 | 1 | 1 | 1 | 1 | 1 | 1 | 1 | 1 | 1 | 1 | 1 | 1
Southern_PGAE_Li_Battery_4hr_117 | caiso-deliverability | Los_Banos_500_230_HSN | Reliability_Capacity_In_Model_Year | System RA | Southern_PGAE_Li_Battery_4hr_117 | 1 | 1 | 1 | 1 | 1 | 1 | 1 | 1 | 1 | 1 | 1 | 1 | 1 | 1 | 1 | 1 | 1 | 1 | 1 | 1 | 1 | 1 | 1 | 1 | 1 | 1 | 1 | 1 | 1 | 1 | 1
Southern_PGAE_Li_Battery_4hr_124 | caiso-deliverability | Los_Banos_500_230_HSN | Reliability_Capacity_In_Model_Year | System RA | Southern_PGAE_Li_Battery_4hr_124 | 1 | 1 | 1 | 1 | 1 | 1 | 1 | 1 | 1 | 1 | 1 | 1 | 1 | 1 | 1 | 1 | 1 | 1 | 1 | 1 | 1 | 1 | 1 | 1 | 1 | 1 | 1 | 1 | 1 | 1 | 1
Northern_California_Li_Battery_4hr_138 | caiso-deliverability | Los_Banos_500_230_HSN | Reliability_Capacity_In_Model_Year | System RA | Northern_California_Li_Battery_4hr_138 | 1 | 1 | 1 | 1 | 1 | 1 | 1 | 1 | 1 | 1 | 1 | 1 | 1 | 1 | 1 | 1 | 1 | 1 | 1 | 1 | 1 | 1 | 1 | 1 | 1 | 1 | 1 | 1 | 1 | 1 | 1
Southern_PGAE_Li_Battery_4hr_139 | caiso-deliverability | Los_Banos_500_230_HSN | Reliability_Capacity_In_Model_Year | System RA | Southern_PGAE_Li_Battery_4hr_139 | 1 | 1 | 1 | 1 | 1 | 1 | 1 | 1 | 1 | 1 | 1 | 1 | 1 | 1 | 1 | 1 | 1 | 1 | 1 | 1 | 1 | 1 | 1 | 1 | 1 | 1 | 1 | 1 | 1 | 1 | 1
Southern_PGAE_Li_Battery_4hr_140 | caiso-deliverability | Los_Banos_500_230_HSN | Reliability_Capacity_In_Model_Year | System RA | Southern_PGAE_Li_Battery_4hr_140 | 1 | 1 | 1 | 1 | 1 | 1 | 1 | 1 | 1 | 1 | 1 | 1 | 1 | 1 | 1 | 1 | 1 | 1 | 1 | 1 | 1 | 1 | 1 | 1 | 1 | 1 | 1 | 1 | 1 | 1 | 1
Southern_PGAE_Li_Battery_4hr_151 | caiso-deliverability | Los_Banos_500_230_HSN | Reliability_Capacity_In_Model_Year | System RA | Southern_PGAE_Li_Battery_4hr_151 | 1 | 1 | 1 | 1 | 1 | 1 | 1 | 1 | 1 | 1 | 1 | 1 | 1 | 1 | 1 | 1 | 1 | 1 | 1 | 1 | 1 | 1 | 1 | 1 | 1 | 1 | 1 | 1 | 1 | 1 | 1
Southern_PGAE_Li_Battery_4hr_154 | caiso-deliverability | Los_Banos_500_230_HSN | Reliability_Capacity_In_Model_Year | System RA | Southern_PGAE_Li_Battery_4hr_154 | 1 | 1 | 1 | 1 | 1 | 1 | 1 | 1 | 1 | 1 | 1 | 1 | 1 | 1 | 1 | 1 | 1 | 1 | 1 | 1 | 1 | 1 | 1 | 1 | 1 | 1 | 1 | 1 | 1 | 1 | 1
Southern_PGAE_Li_Battery_4hr_161 | caiso-deliverability | Los_Banos_500_230_HSN | Reliability_Capacity_In_Model_Year | System RA | Southern_PGAE_Li_Battery_4hr_161 | 1 | 1 | 1 | 1 | 1 | 1 | 1 | 1 | 1 | 1 | 1 | 1 | 1 | 1 | 1 | 1 | 1 | 1 | 1 | 1 | 1 | 1 | 1 | 1 | 1 | 1 | 1 | 1 | 1 | 1 | 1
Southern_PGAE_Li_Battery_4hr_162 | caiso-deliverability | Los_Banos_500_230_HSN | Reliability_Capacity_In_Model_Year | System RA | Southern_PGAE_Li_Battery_4hr_162 | 1 | 1 | 1 | 1 | 1 | 1 | 1 | 1 | 1 | 1 | 1 | 1 | 1 | 1 | 1 | 1 | 1 | 1 | 1 | 1 | 1 | 1 | 1 | 1 | 1 | 1 | 1 | 1 | 1 | 1 | 1
Southern_PGAE_Li_Battery_4hr_163 | caiso-deliverability | Los_Banos_500_230_HSN | Reliability_Capacity_In_Model_Year | System RA | Southern_PGAE_Li_Battery_4hr_163 | 1 | 1 | 1 | 1 | 1 | 1 | 1 | 1 | 1 | 1 | 1 | 1 | 1 | 1 | 1 | 1 | 1 | 1 | 1 | 1 | 1 | 1 | 1 | 1 | 1 | 1 | 1 | 1 | 1 | 1 | 1
Southern_PGAE_Li_Battery_4hr_164 | caiso-deliverability | Los_Banos_500_230_HSN | Reliability_Capacity_In_Model_Year | System RA | Southern_PGAE_Li_Battery_4hr_164 | 1 | 1 | 1 | 1 | 1 | 1 | 1 | 1 | 1 | 1 | 1 | 1 | 1 | 1 | 1 | 1 | 1 | 1 | 1 | 1 | 1 | 1 | 1 | 1 | 1 | 1 | 1 | 1 | 1 | 1 | 1
Southern_PGAE_Li_Battery_4hr_165 | caiso-deliverability | Los_Banos_500_230_HSN | Reliability_Capacity_In_Model_Year | System RA | Southern_PGAE_Li_Battery_4hr_165 | 1 | 1 | 1 | 1 | 1 | 1 | 1 | 1 | 1 | 1 | 1 | 1 | 1 | 1 | 1 | 1 | 1 | 1 | 1 | 1 | 1 | 1 | 1 | 1 | 1 | 1 | 1 | 1 | 1 | 1 | 1
Northern_California_Li_Battery_4hr_166 | caiso-deliverability | Los_Banos_500_230_HSN | Reliability_Capacity_In_Model_Year | System RA | Northern_California_Li_Battery_4hr_166 | 1 | 1 | 1 | 1 | 1 | 1 | 1 | 1 | 1 | 1 | 1 | 1 | 1 | 1 | 1 | 1 | 1 | 1 | 1 | 1 | 1 | 1 | 1 | 1 | 1 | 1 | 1 | 1 | 1 | 1 | 1
Southern_PGAE_Li_Battery_4hr_168 | caiso-deliverability | Los_Banos_500_230_HSN | Reliability_Capacity_In_Model_Year | System RA | Southern_PGAE_Li_Battery_4hr_168 | 1 | 1 | 1 | 1 | 1 | 1 | 1 | 1 | 1 | 1 | 1 | 1 | 1 | 1 | 1 | 1 | 1 | 1 | 1 | 1 | 1 | 1 | 1 | 1 | 1 | 1 | 1 | 1 | 1 | 1 | 1
Southern_PGAE_Li_Battery_4hr_169 | caiso-deliverability | Los_Banos_500_230_HSN | Reliability_Capacity_In_Model_Year | System RA | Southern_PGAE_Li_Battery_4hr_169 | 1 | 1 | 1 | 1 | 1 | 1 | 1 | 1 | 1 | 1 | 1 | 1 | 1 | 1 | 1 | 1 | 1 | 1 | 1 | 1 | 1 | 1 | 1 | 1 | 1 | 1 | 1 | 1 | 1 | 1 | 1
Southern_PGAE_Li_Battery_4hr_170 | caiso-deliverability | Los_Banos_500_230_HSN | Reliability_Capacity_In_Model_Year | System RA | Southern_PGAE_Li_Battery_4hr_170 | 1 | 1 | 1 | 1 | 1 | 1 | 1 | 1 | 1 | 1 | 1 | 1 | 1 | 1 | 1 | 1 | 1 | 1 | 1 | 1 | 1 | 1 | 1 | 1 | 1 | 1 | 1 | 1 | 1 | 1 | 1
Southern_PGAE_Li_Battery_4hr_174 | caiso-deliverability | Los_Banos_500_230_HSN | Reliability_Capacity_In_Model_Year | System RA | Southern_PGAE_Li_Battery_4hr_174 | 1 | 1 | 1 | 1 | 1 | 1 | 1 | 1 | 1 | 1 | 1 | 1 | 1 | 1 | 1 | 1 | 1 | 1 | 1 | 1 | 1 | 1 | 1 | 1 | 1 | 1 | 1 | 1 | 1 | 1 | 1
Southern_PGAE_Li_Battery_4hr_176 | caiso-deliverability | Los_Banos_500_230_HSN | Reliability_Capacity_In_Model_Year | System RA | Southern_PGAE_Li_Battery_4hr_176 | 1 | 1 | 1 | 1 | 1 | 1 | 1 | 1 | 1 | 1 | 1 | 1 | 1 | 1 | 1 | 1 | 1 | 1 | 1 | 1 | 1 | 1 | 1 | 1 | 1 | 1 | 1 | 1 | 1 | 1 | 1
Southern_PGAE_Li_Battery_8hr_8 | caiso-deliverability | Los_Banos_500_230_HSN | Reliability_Capacity_In_Model_Year | System RA | Southern_PGAE_Li_Battery_8hr_8 | 1 | 1 | 1 | 1 | 1 | 1 | 1 | 1 | 1 | 1 | 1 | 1 | 1 | 1 | 1 | 1 | 1 | 1 | 1 | 1 | 1 | 1 | 1 | 1 | 1 | 1 | 1 | 1 | 1 | 1 | 1
Southern_PGAE_Li_Battery_8hr_34 | caiso-deliverability | Los_Banos_500_230_HSN | Reliability_Capacity_In_Model_Year | System RA | Southern_PGAE_Li_Battery_8hr_34 | 1 | 1 | 1 | 1 | 1 | 1 | 1 | 1 | 1 | 1 | 1 | 1 | 1 | 1 | 1 | 1 | 1 | 1 | 1 | 1 | 1 | 1 | 1 | 1 | 1 | 1 | 1 | 1 | 1 | 1 | 1
Southern_PGAE_Li_Battery_8hr_49 | caiso-deliverability | Los_Banos_500_230_HSN | Reliability_Capacity_In_Model_Year | System RA | Southern_PGAE_Li_Battery_8hr_49 | 1 | 1 | 1 | 1 | 1 | 1 | 1 | 1 | 1 | 1 | 1 | 1 | 1 | 1 | 1 | 1 | 1 | 1 | 1 | 1 | 1 | 1 | 1 | 1 | 1 | 1 | 1 | 1 | 1 | 1 | 1
Southern_PGAE_Li_Battery_8hr_69 | caiso-deliverability | Los_Banos_500_230_HSN | Reliability_Capacity_In_Model_Year | System RA | Southern_PGAE_Li_Battery_8hr_69 | 1 | 1 | 1 | 1 | 1 | 1 | 1 | 1 | 1 | 1 | 1 | 1 | 1 | 1 | 1 | 1 | 1 | 1 | 1 | 1 | 1 | 1 | 1 | 1 | 1 | 1 | 1 | 1 | 1 | 1 | 1
Southern_PGAE_Li_Battery_8hr_72 | caiso-deliverability | Los_Banos_500_230_HSN | Reliability_Capacity_In_Model_Year | System RA | Southern_PGAE_Li_Battery_8hr_72 | 1 | 1 | 1 | 1 | 1 | 1 | 1 | 1 | 1 | 1 | 1 | 1 | 1 | 1 | 1 | 1 | 1 | 1 | 1 | 1 | 1 | 1 | 1 | 1 | 1 | 1 | 1 | 1 | 1 | 1 | 1
Southern_PGAE_Li_Battery_8hr_93 | caiso-deliverability | Los_Banos_500_230_HSN | Reliability_Capacity_In_Model_Year | System RA | Southern_PGAE_Li_Battery_8hr_93 | 1 | 1 | 1 | 1 | 1 | 1 | 1 | 1 | 1 | 1 | 1 | 1 | 1 | 1 | 1 | 1 | 1 | 1 | 1 | 1 | 1 | 1 | 1 | 1 | 1 | 1 | 1 | 1 | 1 | 1 | 1
Southern_PGAE_Li_Battery_8hr_99 | caiso-deliverability | Los_Banos_500_230_HSN | Reliability_Capacity_In_Model_Year | System RA | Southern_PGAE_Li_Battery_8hr_99 | 1 | 1 | 1 | 1 | 1 | 1 | 1 | 1 | 1 | 1 | 1 | 1 | 1 | 1 | 1 | 1 | 1 | 1 | 1 | 1 | 1 | 1 | 1 | 1 | 1 | 1 | 1 | 1 | 1 | 1 | 1
Southern_PGAE_Li_Battery_8hr_109 | caiso-deliverability | Los_Banos_500_230_HSN | Reliability_Capacity_In_Model_Year | System RA | Southern_PGAE_Li_Battery_8hr_109 | 1 | 1 | 1 | 1 | 1 | 1 | 1 | 1 | 1 | 1 | 1 | 1 | 1 | 1 | 1 | 1 | 1 | 1 | 1 | 1 | 1 | 1 | 1 | 1 | 1 | 1 | 1 | 1 | 1 | 1 | 1
Northern_California_Li_Battery_8hr_114 | caiso-deliverability | Los_Banos_500_230_HSN | Reliability_Capacity_In_Model_Year | System RA | Northern_California_Li_Battery_8hr_114 | 1 | 1 | 1 | 1 | 1 | 1 | 1 | 1 | 1 | 1 | 1 | 1 | 1 | 1 | 1 | 1 | 1 | 1 | 1 | 1 | 1 | 1 | 1 | 1 | 1 | 1 | 1 | 1 | 1 | 1 | 1
Southern_PGAE_Li_Battery_8hr_117 | caiso-deliverability | Los_Banos_500_230_HSN | Reliability_Capacity_In_Model_Year | System RA | Southern_PGAE_Li_Battery_8hr_117 | 1 | 1 | 1 | 1 | 1 | 1 | 1 | 1 | 1 | 1 | 1 | 1 | 1 | 1 | 1 | 1 | 1 | 1 | 1 | 1 | 1 | 1 | 1 | 1 | 1 | 1 | 1 | 1 | 1 | 1 | 1
Southern_PGAE_Li_Battery_8hr_124 | caiso-deliverability | Los_Banos_500_230_HSN | Reliability_Capacity_In_Model_Year | System RA | Southern_PGAE_Li_Battery_8hr_124 | 1 | 1 | 1 | 1 | 1 | 1 | 1 | 1 | 1 | 1 | 1 | 1 | 1 | 1 | 1 | 1 | 1 | 1 | 1 | 1 | 1 | 1 | 1 | 1 | 1 | 1 | 1 | 1 | 1 | 1 | 1
Northern_California_Li_Battery_8hr_138 | caiso-deliverability | Los_Banos_500_230_HSN | Reliability_Capacity_In_Model_Year | System RA | Northern_California_Li_Battery_8hr_138 | 1 | 1 | 1 | 1 | 1 | 1 | 1 | 1 | 1 | 1 | 1 | 1 | 1 | 1 | 1 | 1 | 1 | 1 | 1 | 1 | 1 | 1 | 1 | 1 | 1 | 1 | 1 | 1 | 1 | 1 | 1
Southern_PGAE_Li_Battery_8hr_139 | caiso-deliverability | Los_Banos_500_230_HSN | Reliability_Capacity_In_Model_Year | System RA | Southern_PGAE_Li_Battery_8hr_139 | 1 | 1 | 1 | 1 | 1 | 1 | 1 | 1 | 1 | 1 | 1 | 1 | 1 | 1 | 1 | 1 | 1 | 1 | 1 | 1 | 1 | 1 | 1 | 1 | 1 | 1 | 1 | 1 | 1 | 1 | 1
Southern_PGAE_Li_Battery_8hr_140 | caiso-deliverability | Los_Banos_500_230_HSN | Reliability_Capacity_In_Model_Year | System RA | Southern_PGAE_Li_Battery_8hr_140 | 1 | 1 | 1 | 1 | 1 | 1 | 1 | 1 | 1 | 1 | 1 | 1 | 1 | 1 | 1 | 1 | 1 | 1 | 1 | 1 | 1 | 1 | 1 | 1 | 1 | 1 | 1 | 1 | 1 | 1 | 1
Southern_PGAE_Li_Battery_8hr_151 | caiso-deliverability | Los_Banos_500_230_HSN | Reliability_Capacity_In_Model_Year | System RA | Southern_PGAE_Li_Battery_8hr_151 | 1 | 1 | 1 | 1 | 1 | 1 | 1 | 1 | 1 | 1 | 1 | 1 | 1 | 1 | 1 | 1 | 1 | 1 | 1 | 1 | 1 | 1 | 1 | 1 | 1 | 1 | 1 | 1 | 1 | 1 | 1
Southern_PGAE_Li_Battery_8hr_154 | caiso-deliverability | Los_Banos_500_230_HSN | Reliability_Capacity_In_Model_Year | System RA | Southern_PGAE_Li_Battery_8hr_154 | 1 | 1 | 1 | 1 | 1 | 1 | 1 | 1 | 1 | 1 | 1 | 1 | 1 | 1 | 1 | 1 | 1 | 1 | 1 | 1 | 1 | 1 | 1 | 1 | 1 | 1 | 1 | 1 | 1 | 1 | 1
Southern_PGAE_Li_Battery_8hr_161 | caiso-deliverability | Los_Banos_500_230_HSN | Reliability_Capacity_In_Model_Year | System RA | Southern_PGAE_Li_Battery_8hr_161 | 1 | 1 | 1 | 1 | 1 | 1 | 1 | 1 | 1 | 1 | 1 | 1 | 1 | 1 | 1 | 1 | 1 | 1 | 1 | 1 | 1 | 1 | 1 | 1 | 1 | 1 | 1 | 1 | 1 | 1 | 1
Southern_PGAE_Li_Battery_8hr_162 | caiso-deliverability | Los_Banos_500_230_HSN | Reliability_Capacity_In_Model_Year | System RA | Southern_PGAE_Li_Battery_8hr_162 | 1 | 1 | 1 | 1 | 1 | 1 | 1 | 1 | 1 | 1 | 1 | 1 | 1 | 1 | 1 | 1 | 1 | 1 | 1 | 1 | 1 | 1 | 1 | 1 | 1 | 1 | 1 | 1 | 1 | 1 | 1
Southern_PGAE_Li_Battery_8hr_163 | caiso-deliverability | Los_Banos_500_230_HSN | Reliability_Capacity_In_Model_Year | System RA | Southern_PGAE_Li_Battery_8hr_163 | 1 | 1 | 1 | 1 | 1 | 1 | 1 | 1 | 1 | 1 | 1 | 1 | 1 | 1 | 1 | 1 | 1 | 1 | 1 | 1 | 1 | 1 | 1 | 1 | 1 | 1 | 1 | 1 | 1 | 1 | 1
Southern_PGAE_Li_Battery_8hr_164 | caiso-deliverability | Los_Banos_500_230_HSN | Reliability_Capacity_In_Model_Year | System RA | Southern_PGAE_Li_Battery_8hr_164 | 1 | 1 | 1 | 1 | 1 | 1 | 1 | 1 | 1 | 1 | 1 | 1 | 1 | 1 | 1 | 1 | 1 | 1 | 1 | 1 | 1 | 1 | 1 | 1 | 1 | 1 | 1 | 1 | 1 | 1 | 1
Southern_PGAE_Li_Battery_8hr_165 | caiso-deliverability | Los_Banos_500_230_HSN | Reliability_Capacity_In_Model_Year | System RA | Southern_PGAE_Li_Battery_8hr_165 | 1 | 1 | 1 | 1 | 1 | 1 | 1 | 1 | 1 | 1 | 1 | 1 | 1 | 1 | 1 | 1 | 1 | 1 | 1 | 1 | 1 | 1 | 1 | 1 | 1 | 1 | 1 | 1 | 1 | 1 | 1
Northern_California_Li_Battery_8hr_166 | caiso-deliverability | Los_Banos_500_230_HSN | Reliability_Capacity_In_Model_Year | System RA | Northern_California_Li_Battery_8hr_166 | 1 | 1 | 1 | 1 | 1 | 1 | 1 | 1 | 1 | 1 | 1 | 1 | 1 | 1 | 1 | 1 | 1 | 1 | 1 | 1 | 1 | 1 | 1 | 1 | 1 | 1 | 1 | 1 | 1 | 1 | 1
Southern_PGAE_Li_Battery_8hr_168 | caiso-deliverability | Los_Banos_500_230_HSN | Reliability_Capacity_In_Model_Year | System RA | Southern_PGAE_Li_Battery_8hr_168 | 1 | 1 | 1 | 1 | 1 | 1 | 1 | 1 | 1 | 1 | 1 | 1 | 1 | 1 | 1 | 1 | 1 | 1 | 1 | 1 | 1 | 1 | 1 | 1 | 1 | 1 | 1 | 1 | 1 | 1 | 1
Southern_PGAE_Li_Battery_8hr_169 | caiso-deliverability | Los_Banos_500_230_HSN | Reliability_Capacity_In_Model_Year | System RA | Southern_PGAE_Li_Battery_8hr_169 | 1 | 1 | 1 | 1 | 1 | 1 | 1 | 1 | 1 | 1 | 1 | 1 | 1 | 1 | 1 | 1 | 1 | 1 | 1 | 1 | 1 | 1 | 1 | 1 | 1 | 1 | 1 | 1 | 1 | 1 | 1
Southern_PGAE_Li_Battery_8hr_170 | caiso-deliverability | Los_Banos_500_230_HSN | Reliability_Capacity_In_Model_Year | System RA | Southern_PGAE_Li_Battery_8hr_170 | 1 | 1 | 1 | 1 | 1 | 1 | 1 | 1 | 1 | 1 | 1 | 1 | 1 | 1 | 1 | 1 | 1 | 1 | 1 | 1 | 1 | 1 | 1 | 1 | 1 | 1 | 1 | 1 | 1 | 1 | 1
Southern_PGAE_Li_Battery_8hr_174 | caiso-deliverability | Los_Banos_500_230_HSN | Reliability_Capacity_In_Model_Year | System RA | Southern_PGAE_Li_Battery_8hr_174 | 1 | 1 | 1 | 1 | 1 | 1 | 1 | 1 | 1 | 1 | 1 | 1 | 1 | 1 | 1 | 1 | 1 | 1 | 1 | 1 | 1 | 1 | 1 | 1 | 1 | 1 | 1 | 1 | 1 | 1 | 1
Southern_PGAE_Li_Battery_8hr_176 | caiso-deliverability | Los_Banos_500_230_HSN | Reliability_Capacity_In_Model_Year | System RA | Southern_PGAE_Li_Battery_8hr_176 | 1 | 1 | 1 | 1 | 1 | 1 | 1 | 1 | 1 | 1 | 1 | 1 | 1 | 1 | 1 | 1 | 1 | 1 | 1 | 1 | 1 | 1 | 1 | 1 | 1 | 1 | 1 | 1 | 1 | 1 | 1
Central_Valley_North_Los_Banos_Wind_154 | caiso-deliverability | Los_Banos_500_230_HSN | Reliability_Capacity_In_Model_Year | System RA | Central_Valley_North_Los_Banos_Wind_154 | 0.665 | 0.665 | 0.665 | 0.665 | 0.665 | 0.665 | 0.665 | 0.665 | 0.665 | 0.665 | 0.665 | 0.665 | 0.665 | 0.665 | 0.665 | 0.665 | 0.665 | 0.665 | 0.665 | 0.665 | 0.665 | 0.665 | 0.665 | 0.665 | 0.665 | 0.665 | 0.665 | 0.665 | 0.665 | 0.665 | 0.665
Central_Valley_North_Los_Banos_Wind_162 | caiso-deliverability | Los_Banos_500_230_HSN | Reliability_Capacity_In_Model_Year | System RA | Central_Valley_North_Los_Banos_Wind_162 | 0.665 | 0.665 | 0.665 | 0.665 | 0.665 | 0.665 | 0.665 | 0.665 | 0.665 | 0.665 | 0.665 | 0.665 | 0.665 | 0.665 | 0.665 | 0.665 | 0.665 | 0.665 | 0.665 | 0.665 | 0.665 | 0.665 | 0.665 | 0.665 | 0.665 | 0.665 | 0.665 | 0.665 | 0.665 | 0.665 | 0.665
Northern_California_Solar_114 | caiso-deliverability | Los_Banos_500_230_HSN | Reliability_Capacity_In_Model_Year | System RA | Northern_California_Solar_114 | 0.1 | 0.1 | 0.1 | 0.1 | 0.1 | 0.1 | 0.1 | 0.1 | 0.1 | 0.1 | 0.1 | 0.1 | 0.1 | 0.1 | 0.1 | 0.1 | 0.1 | 0.1 | 0.1 | 0.1 | 0.1 | 0.1 | 0.1 | 0.1 | 0.1 | 0.1 | 0.1 | 0.1 | 0.1 | 0.1 | 0.1
Northern_California_Solar_138 | caiso-deliverability | Los_Banos_500_230_HSN | Reliability_Capacity_In_Model_Year | System RA | Northern_California_Solar_138 | 0.1 | 0.1 | 0.1 | 0.1 | 0.1 | 0.1 | 0.1 | 0.1 | 0.1 | 0.1 | 0.1 | 0.1 | 0.1 | 0.1 | 0.1 | 0.1 | 0.1 | 0.1 | 0.1 | 0.1 | 0.1 | 0.1 | 0.1 | 0.1 | 0.1 | 0.1 | 0.1 | 0.1 | 0.1 | 0.1 | 0.1
Northern_California_Solar_166 | caiso-deliverability | Los_Banos_500_230_HSN | Reliability_Capacity_In_Model_Year | System RA | Northern_California_Solar_166 | 0.1 | 0.1 | 0.1 | 0.1 | 0.1 | 0.1 | 0.1 | 0.1 | 0.1 | 0.1 | 0.1 | 0.1 | 0.1 | 0.1 | 0.1 | 0.1 | 0.1 | 0.1 | 0.1 | 0.1 | 0.1 | 0.1 | 0.1 | 0.1 | 0.1 | 0.1 | 0.1 | 0.1 | 0.1 | 0.1 | 0.1
Southern_PGAE_Solar_8 | caiso-deliverability | Los_Banos_500_230_HSN | Reliability_Capacity_In_Model_Year | System RA | Southern_PGAE_Solar_8 | 0.1 | 0.1 | 0.1 | 0.1 | 0.1 | 0.1 | 0.1 | 0.1 | 0.1 | 0.1 | 0.1 | 0.1 | 0.1 | 0.1 | 0.1 | 0.1 | 0.1 | 0.1 | 0.1 | 0.1 | 0.1 | 0.1 | 0.1 | 0.1 | 0.1 | 0.1 | 0.1 | 0.1 | 0.1 | 0.1 | 0.1
Southern_PGAE_Solar_34 | caiso-deliverability | Los_Banos_500_230_HSN | Reliability_Capacity_In_Model_Year | System RA | Southern_PGAE_Solar_34 | 0.1 | 0.1 | 0.1 | 0.1 | 0.1 | 0.1 | 0.1 | 0.1 | 0.1 | 0.1 | 0.1 | 0.1 | 0.1 | 0.1 | 0.1 | 0.1 | 0.1 | 0.1 | 0.1 | 0.1 | 0.1 | 0.1 | 0.1 | 0.1 | 0.1 | 0.1 | 0.1 | 0.1 | 0.1 | 0.1 | 0.1
Southern_PGAE_Solar_49 | caiso-deliverability | Los_Banos_500_230_HSN | Reliability_Capacity_In_Model_Year | System RA | Southern_PGAE_Solar_49 | 0.1 | 0.1 | 0.1 | 0.1 | 0.1 | 0.1 | 0.1 | 0.1 | 0.1 | 0.1 | 0.1 | 0.1 | 0.1 | 0.1 | 0.1 | 0.1 | 0.1 | 0.1 | 0.1 | 0.1 | 0.1 | 0.1 | 0.1 | 0.1 | 0.1 | 0.1 | 0.1 | 0.1 | 0.1 | 0.1 | 0.1
Southern_PGAE_Solar_69 | caiso-deliverability | Los_Banos_500_230_HSN | Reliability_Capacity_In_Model_Year | System RA | Southern_PGAE_Solar_69 | 0.1 | 0.1 | 0.1 | 0.1 | 0.1 | 0.1 | 0.1 | 0.1 | 0.1 | 0.1 | 0.1 | 0.1 | 0.1 | 0.1 | 0.1 | 0.1 | 0.1 | 0.1 | 0.1 | 0.1 | 0.1 | 0.1 | 0.1 | 0.1 | 0.1 | 0.1 | 0.1 | 0.1 | 0.1 | 0.1 | 0.1
Southern_PGAE_Solar_72 | caiso-deliverability | Los_Banos_500_230_HSN | Reliability_Capacity_In_Model_Year | System RA | Southern_PGAE_Solar_72 | 0.1 | 0.1 | 0.1 | 0.1 | 0.1 | 0.1 | 0.1 | 0.1 | 0.1 | 0.1 | 0.1 | 0.1 | 0.1 | 0.1 | 0.1 | 0.1 | 0.1 | 0.1 | 0.1 | 0.1 | 0.1 | 0.1 | 0.1 | 0.1 | 0.1 | 0.1 | 0.1 | 0.1 | 0.1 | 0.1 | 0.1
Southern_PGAE_Solar_93 | caiso-deliverability | Los_Banos_500_230_HSN | Reliability_Capacity_In_Model_Year | System RA | Southern_PGAE_Solar_93 | 0.1 | 0.1 | 0.1 | 0.1 | 0.1 | 0.1 | 0.1 | 0.1 | 0.1 | 0.1 | 0.1 | 0.1 | 0.1 | 0.1 | 0.1 | 0.1 | 0.1 | 0.1 | 0.1 | 0.1 | 0.1 | 0.1 | 0.1 | 0.1 | 0.1 | 0.1 | 0.1 | 0.1 | 0.1 | 0.1 | 0.1
Southern_PGAE_Solar_99 | caiso-deliverability | Los_Banos_500_230_HSN | Reliability_Capacity_In_Model_Year | System RA | Southern_PGAE_Solar_99 | 0.1 | 0.1 | 0.1 | 0.1 | 0.1 | 0.1 | 0.1 | 0.1 | 0.1 | 0.1 | 0.1 | 0.1 | 0.1 | 0.1 | 0.1 | 0.1 | 0.1 | 0.1 | 0.1 | 0.1 | 0.1 | 0.1 | 0.1 | 0.1 | 0.1 | 0.1 | 0.1 | 0.1 | 0.1 | 0.1 | 0.1
Southern_PGAE_Solar_109 | caiso-deliverability | Los_Banos_500_230_HSN | Reliability_Capacity_In_Model_Year | System RA | Southern_PGAE_Solar_109 | 0.1 | 0.1 | 0.1 | 0.1 | 0.1 | 0.1 | 0.1 | 0.1 | 0.1 | 0.1 | 0.1 | 0.1 | 0.1 | 0.1 | 0.1 | 0.1 | 0.1 | 0.1 | 0.1 | 0.1 | 0.1 | 0.1 | 0.1 | 0.1 | 0.1 | 0.1 | 0.1 | 0.1 | 0.1 | 0.1 | 0.1
Southern_PGAE_Solar_117 | caiso-deliverability | Los_Banos_500_230_HSN | Reliability_Capacity_In_Model_Year | System RA | Southern_PGAE_Solar_117 | 0.1 | 0.1 | 0.1 | 0.1 | 0.1 | 0.1 | 0.1 | 0.1 | 0.1 | 0.1 | 0.1 | 0.1 | 0.1 | 0.1 | 0.1 | 0.1 | 0.1 | 0.1 | 0.1 | 0.1 | 0.1 | 0.1 | 0.1 | 0.1 | 0.1 | 0.1 | 0.1 | 0.1 | 0.1 | 0.1 | 0.1
Southern_PGAE_Solar_124 | caiso-deliverability | Los_Banos_500_230_HSN | Reliability_Capacity_In_Model_Year | System RA | Southern_PGAE_Solar_124 | 0.1 | 0.1 | 0.1 | 0.1 | 0.1 | 0.1 | 0.1 | 0.1 | 0.1 | 0.1 | 0.1 | 0.1 | 0.1 | 0.1 | 0.1 | 0.1 | 0.1 | 0.1 | 0.1 | 0.1 | 0.1 | 0.1 | 0.1 | 0.1 | 0.1 | 0.1 | 0.1 | 0.1 | 0.1 | 0.1 | 0.1
Southern_PGAE_Solar_139 | caiso-deliverability | Los_Banos_500_230_HSN | Reliability_Capacity_In_Model_Year | System RA | Southern_PGAE_Solar_139 | 0.1 | 0.1 | 0.1 | 0.1 | 0.1 | 0.1 | 0.1 | 0.1 | 0.1 | 0.1 | 0.1 | 0.1 | 0.1 | 0.1 | 0.1 | 0.1 | 0.1 | 0.1 | 0.1 | 0.1 | 0.1 | 0.1 | 0.1 | 0.1 | 0.1 | 0.1 | 0.1 | 0.1 | 0.1 | 0.1 | 0.1
Southern_PGAE_Solar_140 | caiso-deliverability | Los_Banos_500_230_HSN | Reliability_Capacity_In_Model_Year | System RA | Southern_PGAE_Solar_140 | 0.1 | 0.1 | 0.1 | 0.1 | 0.1 | 0.1 | 0.1 | 0.1 | 0.1 | 0.1 | 0.1 | 0.1 | 0.1 | 0.1 | 0.1 | 0.1 | 0.1 | 0.1 | 0.1 | 0.1 | 0.1 | 0.1 | 0.1 | 0.1 | 0.1 | 0.1 | 0.1 | 0.1 | 0.1 | 0.1 | 0.1
Southern_PGAE_Solar_151 | caiso-deliverability | Los_Banos_500_230_HSN | Reliability_Capacity_In_Model_Year | System RA | Southern_PGAE_Solar_151 | 0.1 | 0.1 | 0.1 | 0.1 | 0.1 | 0.1 | 0.1 | 0.1 | 0.1 | 0.1 | 0.1 | 0.1 | 0.1 | 0.1 | 0.1 | 0.1 | 0.1 | 0.1 | 0.1 | 0.1 | 0.1 | 0.1 | 0.1 | 0.1 | 0.1 | 0.1 | 0.1 | 0.1 | 0.1 | 0.1 | 0.1
Southern_PGAE_Solar_154 | caiso-deliverability | Los_Banos_500_230_HSN | Reliability_Capacity_In_Model_Year | System RA | Southern_PGAE_Solar_154 | 0.1 | 0.1 | 0.1 | 0.1 | 0.1 | 0.1 | 0.1 | 0.1 | 0.1 | 0.1 | 0.1 | 0.1 | 0.1 | 0.1 | 0.1 | 0.1 | 0.1 | 0.1 | 0.1 | 0.1 | 0.1 | 0.1 | 0.1 | 0.1 | 0.1 | 0.1 | 0.1 | 0.1 | 0.1 | 0.1 | 0.1
Southern_PGAE_Solar_161 | caiso-deliverability | Los_Banos_500_230_HSN | Reliability_Capacity_In_Model_Year | System RA | Southern_PGAE_Solar_161 | 0.1 | 0.1 | 0.1 | 0.1 | 0.1 | 0.1 | 0.1 | 0.1 | 0.1 | 0.1 | 0.1 | 0.1 | 0.1 | 0.1 | 0.1 | 0.1 | 0.1 | 0.1 | 0.1 | 0.1 | 0.1 | 0.1 | 0.1 | 0.1 | 0.1 | 0.1 | 0.1 | 0.1 | 0.1 | 0.1 | 0.1
Southern_PGAE_Solar_162 | caiso-deliverability | Los_Banos_500_230_HSN | Reliability_Capacity_In_Model_Year | System RA | Southern_PGAE_Solar_162 | 0.1 | 0.1 | 0.1 | 0.1 | 0.1 | 0.1 | 0.1 | 0.1 | 0.1 | 0.1 | 0.1 | 0.1 | 0.1 | 0.1 | 0.1 | 0.1 | 0.1 | 0.1 | 0.1 | 0.1 | 0.1 | 0.1 | 0.1 | 0.1 | 0.1 | 0.1 | 0.1 | 0.1 | 0.1 | 0.1 | 0.1
Southern_PGAE_Solar_163 | caiso-deliverability | Los_Banos_500_230_HSN | Reliability_Capacity_In_Model_Year | System RA | Southern_PGAE_Solar_163 | 0.1 | 0.1 | 0.1 | 0.1 | 0.1 | 0.1 | 0.1 | 0.1 | 0.1 | 0.1 | 0.1 | 0.1 | 0.1 | 0.1 | 0.1 | 0.1 | 0.1 | 0.1 | 0.1 | 0.1 | 0.1 | 0.1 | 0.1 | 0.1 | 0.1 | 0.1 | 0.1 | 0.1 | 0.1 | 0.1 | 0.1
Southern_PGAE_Solar_164 | caiso-deliverability | Los_Banos_500_230_HSN | Reliability_Capacity_In_Model_Year | System RA | Southern_PGAE_Solar_164 | 0.1 | 0.1 | 0.1 | 0.1 | 0.1 | 0.1 | 0.1 | 0.1 | 0.1 | 0.1 | 0.1 | 0.1 | 0.1 | 0.1 | 0.1 | 0.1 | 0.1 | 0.1 | 0.1 | 0.1 | 0.1 | 0.1 | 0.1 | 0.1 | 0.1 | 0.1 | 0.1 | 0.1 | 0.1 | 0.1 | 0.1
Southern_PGAE_Solar_165 | caiso-deliverability | Los_Banos_500_230_HSN | Reliability_Capacity_In_Model_Year | System RA | Southern_PGAE_Solar_165 | 0.1 | 0.1 | 0.1 | 0.1 | 0.1 | 0.1 | 0.1 | 0.1 | 0.1 | 0.1 | 0.1 | 0.1 | 0.1 | 0.1 | 0.1 | 0.1 | 0.1 | 0.1 | 0.1 | 0.1 | 0.1 | 0.1 | 0.1 | 0.1 | 0.1 | 0.1 | 0.1 | 0.1 | 0.1 | 0.1 | 0.1
Southern_PGAE_Solar_168 | caiso-deliverability | Los_Banos_500_230_HSN | Reliability_Capacity_In_Model_Year | System RA | Southern_PGAE_Solar_168 | 0.1 | 0.1 | 0.1 | 0.1 | 0.1 | 0.1 | 0.1 | 0.1 | 0.1 | 0.1 | 0.1 | 0.1 | 0.1 | 0.1 | 0.1 | 0.1 | 0.1 | 0.1 | 0.1 | 0.1 | 0.1 | 0.1 | 0.1 | 0.1 | 0.1 | 0.1 | 0.1 | 0.1 | 0.1 | 0.1 | 0.1
Southern_PGAE_Solar_169 | caiso-deliverability | Los_Banos_500_230_HSN | Reliability_Capacity_In_Model_Year | System RA | Southern_PGAE_Solar_169 | 0.1 | 0.1 | 0.1 | 0.1 | 0.1 | 0.1 | 0.1 | 0.1 | 0.1 | 0.1 | 0.1 | 0.1 | 0.1 | 0.1 | 0.1 | 0.1 | 0.1 | 0.1 | 0.1 | 0.1 | 0.1 | 0.1 | 0.1 | 0.1 | 0.1 | 0.1 | 0.1 | 0.1 | 0.1 | 0.1 | 0.1
Southern_PGAE_Solar_170 | caiso-deliverability | Los_Banos_500_230_HSN | Reliability_Capacity_In_Model_Year | System RA | Southern_PGAE_Solar_170 | 0.1 | 0.1 | 0.1 | 0.1 | 0.1 | 0.1 | 0.1 | 0.1 | 0.1 | 0.1 | 0.1 | 0.1 | 0.1 | 0.1 | 0.1 | 0.1 | 0.1 | 0.1 | 0.1 | 0.1 | 0.1 | 0.1 | 0.1 | 0.1 | 0.1 | 0.1 | 0.1 | 0.1 | 0.1 | 0.1 | 0.1
Southern_PGAE_Solar_174 | caiso-deliverability | Los_Banos_500_230_HSN | Reliability_Capacity_In_Model_Year | System RA | Southern_PGAE_Solar_174 | 0.1 | 0.1 | 0.1 | 0.1 | 0.1 | 0.1 | 0.1 | 0.1 | 0.1 | 0.1 | 0.1 | 0.1 | 0.1 | 0.1 | 0.1 | 0.1 | 0.1 | 0.1 | 0.1 | 0.1 | 0.1 | 0.1 | 0.1 | 0.1 | 0.1 | 0.1 | 0.1 | 0.1 | 0.1 | 0.1 | 0.1
Southern_PGAE_Solar_176 | caiso-deliverability | Los_Banos_500_230_HSN | Reliability_Capacity_In_Model_Year | System RA | Southern_PGAE_Solar_176 | 0.1 | 0.1 | 0.1 | 0.1 | 0.1 | 0.1 | 0.1 | 0.1 | 0.1 | 0.1 | 0.1 | 0.1 | 0.1 | 0.1 | 0.1 | 0.1 | 0.1 | 0.1 | 0.1 | 0.1 | 0.1 | 0.1 | 0.1 | 0.1 | 0.1 | 0.1 | 0.1 | 0.1 | 0.1 | 0.1 | 0.1
Manning_500_group | caiso-deliverability | Los_Banos_500_230_HSN | Operational_New_Capacity_MW | Manning_500_group |  | -1 | -1 | -1 | -1 | -1 | -1 | -1 | -1 | -1 | -1 | -1 | -1 | -1 | -1 | -1 | -1 | -1 | -1 | -1 | -1 | -1 | -1 | -1 | -1 | -1 | -1 | -1 | -1 | -1 | -1 | -1
Southern_PGAE_Flow_Battery_8 | caiso-deliverability | Los_Banos_500_230_offpeak | Operational_New_Capacity_MW | Southern_PGAE_Flow_Battery_8 |  | -1 | -1 | -1 | -1 | -1 | -1 | -1 | -1 | -1 | -1 | -1 | -1 | -1 | -1 | -1 | -1 | -1 | -1 | -1 | -1 | -1 | -1 | -1 | -1 | -1 | -1 | -1 | -1 | -1 | -1 | -1
Southern_PGAE_Flow_Battery_34 | caiso-deliverability | Los_Banos_500_230_offpeak | Operational_New_Capacity_MW | Southern_PGAE_Flow_Battery_34 |  | -1 | -1 | -1 | -1 | -1 | -1 | -1 | -1 | -1 | -1 | -1 | -1 | -1 | -1 | -1 | -1 | -1 | -1 | -1 | -1 | -1 | -1 | -1 | -1 | -1 | -1 | -1 | -1 | -1 | -1 | -1
Southern_PGAE_Flow_Battery_49 | caiso-deliverability | Los_Banos_500_230_offpeak | Operational_New_Capacity_MW | Southern_PGAE_Flow_Battery_49 |  | -1 | -1 | -1 | -1 | -1 | -1 | -1 | -1 | -1 | -1 | -1 | -1 | -1 | -1 | -1 | -1 | -1 | -1 | -1 | -1 | -1 | -1 | -1 | -1 | -1 | -1 | -1 | -1 | -1 | -1 | -1
Southern_PGAE_Flow_Battery_69 | caiso-deliverability | Los_Banos_500_230_offpeak | Operational_New_Capacity_MW | Southern_PGAE_Flow_Battery_69 |  | -1 | -1 | -1 | -1 | -1 | -1 | -1 | -1 | -1 | -1 | -1 | -1 | -1 | -1 | -1 | -1 | -1 | -1 | -1 | -1 | -1 | -1 | -1 | -1 | -1 | -1 | -1 | -1 | -1 | -1 | -1
Southern_PGAE_Flow_Battery_72 | caiso-deliverability | Los_Banos_500_230_offpeak | Operational_New_Capacity_MW | Southern_PGAE_Flow_Battery_72 |  | -1 | -1 | -1 | -1 | -1 | -1 | -1 | -1 | -1 | -1 | -1 | -1 | -1 | -1 | -1 | -1 | -1 | -1 | -1 | -1 | -1 | -1 | -1 | -1 | -1 | -1 | -1 | -1 | -1 | -1 | -1
Southern_PGAE_Flow_Battery_93 | caiso-deliverability | Los_Banos_500_230_offpeak | Operational_New_Capacity_MW | Southern_PGAE_Flow_Battery_93 |  | -1 | -1 | -1 | -1 | -1 | -1 | -1 | -1 | -1 | -1 | -1 | -1 | -1 | -1 | -1 | -1 | -1 | -1 | -1 | -1 | -1 | -1 | -1 | -1 | -1 | -1 | -1 | -1 | -1 | -1 | -1
Southern_PGAE_Flow_Battery_99 | caiso-deliverability | Los_Banos_500_230_offpeak | Operational_New_Capacity_MW | Southern_PGAE_Flow_Battery_99 |  | -1 | -1 | -1 | -1 | -1 | -1 | -1 | -1 | -1 | -1 | -1 | -1 | -1 | -1 | -1 | -1 | -1 | -1 | -1 | -1 | -1 | -1 | -1 | -1 | -1 | -1 | -1 | -1 | -1 | -1 | -1
Southern_PGAE_Flow_Battery_109 | caiso-deliverability | Los_Banos_500_230_offpeak | Operational_New_Capacity_MW | Southern_PGAE_Flow_Battery_109 |  | -1 | -1 | -1 | -1 | -1 | -1 | -1 | -1 | -1 | -1 | -1 | -1 | -1 | -1 | -1 | -1 | -1 | -1 | -1 | -1 | -1 | -1 | -1 | -1 | -1 | -1 | -1 | -1 | -1 | -1 | -1
Northern_California_Flow_Battery_114 | caiso-deliverability | Los_Banos_500_230_offpeak | Operational_New_Capacity_MW | Northern_California_Flow_Battery_114 |  | -1 | -1 | -1 | -1 | -1 | -1 | -1 | -1 | -1 | -1 | -1 | -1 | -1 | -1 | -1 | -1 | -1 | -1 | -1 | -1 | -1 | -1 | -1 | -1 | -1 | -1 | -1 | -1 | -1 | -1 | -1
Southern_PGAE_Flow_Battery_117 | caiso-deliverability | Los_Banos_500_230_offpeak | Operational_New_Capacity_MW | Southern_PGAE_Flow_Battery_117 |  | -1 | -1 | -1 | -1 | -1 | -1 | -1 | -1 | -1 | -1 | -1 | -1 | -1 | -1 | -1 | -1 | -1 | -1 | -1 | -1 | -1 | -1 | -1 | -1 | -1 | -1 | -1 | -1 | -1 | -1 | -1
Southern_PGAE_Flow_Battery_124 | caiso-deliverability | Los_Banos_500_230_offpeak | Operational_New_Capacity_MW | Southern_PGAE_Flow_Battery_124 |  | -1 | -1 | -1 | -1 | -1 | -1 | -1 | -1 | -1 | -1 | -1 | -1 | -1 | -1 | -1 | -1 | -1 | -1 | -1 | -1 | -1 | -1 | -1 | -1 | -1 | -1 | -1 | -1 | -1 | -1 | -1
Northern_California_Flow_Battery_138 | caiso-deliverability | Los_Banos_500_230_offpeak | Operational_New_Capacity_MW | Northern_California_Flow_Battery_138 |  | -1 | -1 | -1 | -1 | -1 | -1 | -1 | -1 | -1 | -1 | -1 | -1 | -1 | -1 | -1 | -1 | -1 | -1 | -1 | -1 | -1 | -1 | -1 | -1 | -1 | -1 | -1 | -1 | -1 | -1 | -1
Southern_PGAE_Flow_Battery_139 | caiso-deliverability | Los_Banos_500_230_offpeak | Operational_New_Capacity_MW | Southern_PGAE_Flow_Battery_139 |  | -1 | -1 | -1 | -1 | -1 | -1 | -1 | -1 | -1 | -1 | -1 | -1 | -1 | -1 | -1 | -1 | -1 | -1 | -1 | -1 | -1 | -1 | -1 | -1 | -1 | -1 | -1 | -1 | -1 | -1 | -1
Southern_PGAE_Flow_Battery_140 | caiso-deliverability | Los_Banos_500_230_offpeak | Operational_New_Capacity_MW | Southern_PGAE_Flow_Battery_140 |  | -1 | -1 | -1 | -1 | -1 | -1 | -1 | -1 | -1 | -1 | -1 | -1 | -1 | -1 | -1 | -1 | -1 | -1 | -1 | -1 | -1 | -1 | -1 | -1 | -1 | -1 | -1 | -1 | -1 | -1 | -1
Southern_PGAE_Flow_Battery_151 | caiso-deliverability | Los_Banos_500_230_offpeak | Operational_New_Capacity_MW | Southern_PGAE_Flow_Battery_151 |  | -1 | -1 | -1 | -1 | -1 | -1 | -1 | -1 | -1 | -1 | -1 | -1 | -1 | -1 | -1 | -1 | -1 | -1 | -1 | -1 | -1 | -1 | -1 | -1 | -1 | -1 | -1 | -1 | -1 | -1 | -1
Southern_PGAE_Flow_Battery_154 | caiso-deliverability | Los_Banos_500_230_offpeak | Operational_New_Capacity_MW | Southern_PGAE_Flow_Battery_154 |  | -1 | -1 | -1 | -1 | -1 | -1 | -1 | -1 | -1 | -1 | -1 | -1 | -1 | -1 | -1 | -1 | -1 | -1 | -1 | -1 | -1 | -1 | -1 | -1 | -1 | -1 | -1 | -1 | -1 | -1 | -1
Southern_PGAE_Flow_Battery_161 | caiso-deliverability | Los_Banos_500_230_offpeak | Operational_New_Capacity_MW | Southern_PGAE_Flow_Battery_161 |  | -1 | -1 | -1 | -1 | -1 | -1 | -1 | -1 | -1 | -1 | -1 | -1 | -1 | -1 | -1 | -1 | -1 | -1 | -1 | -1 | -1 | -1 | -1 | -1 | -1 | -1 | -1 | -1 | -1 | -1 | -1
Southern_PGAE_Flow_Battery_162 | caiso-deliverability | Los_Banos_500_230_offpeak | Operational_New_Capacity_MW | Southern_PGAE_Flow_Battery_162 |  | -1 | -1 | -1 | -1 | -1 | -1 | -1 | -1 | -1 | -1 | -1 | -1 | -1 | -1 | -1 | -1 | -1 | -1 | -1 | -1 | -1 | -1 | -1 | -1 | -1 | -1 | -1 | -1 | -1 | -1 | -1
Southern_PGAE_Flow_Battery_163 | caiso-deliverability | Los_Banos_500_230_offpeak | Operational_New_Capacity_MW | Southern_PGAE_Flow_Battery_163 |  | -1 | -1 | -1 | -1 | -1 | -1 | -1 | -1 | -1 | -1 | -1 | -1 | -1 | -1 | -1 | -1 | -1 | -1 | -1 | -1 | -1 | -1 | -1 | -1 | -1 | -1 | -1 | -1 | -1 | -1 | -1
Southern_PGAE_Flow_Battery_164 | caiso-deliverability | Los_Banos_500_230_offpeak | Operational_New_Capacity_MW | Southern_PGAE_Flow_Battery_164 |  | -1 | -1 | -1 | -1 | -1 | -1 | -1 | -1 | -1 | -1 | -1 | -1 | -1 | -1 | -1 | -1 | -1 | -1 | -1 | -1 | -1 | -1 | -1 | -1 | -1 | -1 | -1 | -1 | -1 | -1 | -1
Southern_PGAE_Flow_Battery_165 | caiso-deliverability | Los_Banos_500_230_offpeak | Operational_New_Capacity_MW | Southern_PGAE_Flow_Battery_165 |  | -1 | -1 | -1 | -1 | -1 | -1 | -1 | -1 | -1 | -1 | -1 | -1 | -1 | -1 | -1 | -1 | -1 | -1 | -1 | -1 | -1 | -1 | -1 | -1 | -1 | -1 | -1 | -1 | -1 | -1 | -1
Northern_California_Flow_Battery_166 | caiso-deliverability | Los_Banos_500_230_offpeak | Operational_New_Capacity_MW | Northern_California_Flow_Battery_166 |  | -1 | -1 | -1 | -1 | -1 | -1 | -1 | -1 | -1 | -1 | -1 | -1 | -1 | -1 | -1 | -1 | -1 | -1 | -1 | -1 | -1 | -1 | -1 | -1 | -1 | -1 | -1 | -1 | -1 | -1 | -1
Southern_PGAE_Flow_Battery_168 | caiso-deliverability | Los_Banos_500_230_offpeak | Operational_New_Capacity_MW | Southern_PGAE_Flow_Battery_168 |  | -1 | -1 | -1 | -1 | -1 | -1 | -1 | -1 | -1 | -1 | -1 | -1 | -1 | -1 | -1 | -1 | -1 | -1 | -1 | -1 | -1 | -1 | -1 | -1 | -1 | -1 | -1 | -1 | -1 | -1 | -1
Southern_PGAE_Flow_Battery_169 | caiso-deliverability | Los_Banos_500_230_offpeak | Operational_New_Capacity_MW | Southern_PGAE_Flow_Battery_169 |  | -1 | -1 | -1 | -1 | -1 | -1 | -1 | -1 | -1 | -1 | -1 | -1 | -1 | -1 | -1 | -1 | -1 | -1 | -1 | -1 | -1 | -1 | -1 | -1 | -1 | -1 | -1 | -1 | -1 | -1 | -1
Southern_PGAE_Flow_Battery_170 | caiso-deliverability | Los_Banos_500_230_offpeak | Operational_New_Capacity_MW | Southern_PGAE_Flow_Battery_170 |  | -1 | -1 | -1 | -1 | -1 | -1 | -1 | -1 | -1 | -1 | -1 | -1 | -1 | -1 | -1 | -1 | -1 | -1 | -1 | -1 | -1 | -1 | -1 | -1 | -1 | -1 | -1 | -1 | -1 | -1 | -1
Southern_PGAE_Flow_Battery_174 | caiso-deliverability | Los_Banos_500_230_offpeak | Operational_New_Capacity_MW | Southern_PGAE_Flow_Battery_174 |  | -1 | -1 | -1 | -1 | -1 | -1 | -1 | -1 | -1 | -1 | -1 | -1 | -1 | -1 | -1 | -1 | -1 | -1 | -1 | -1 | -1 | -1 | -1 | -1 | -1 | -1 | -1 | -1 | -1 | -1 | -1
Southern_PGAE_Flow_Battery_176 | caiso-deliverability | Los_Banos_500_230_offpeak | Operational_New_Capacity_MW | Southern_PGAE_Flow_Battery_176 |  | -1 | -1 | -1 | -1 | -1 | -1 | -1 | -1 | -1 | -1 | -1 | -1 | -1 | -1 | -1 | -1 | -1 | -1 | -1 | -1 | -1 | -1 | -1 | -1 | -1 | -1 | -1 | -1 | -1 | -1 | -1
Southern_PGAE_Li_Battery_4hr_8 | caiso-deliverability | Los_Banos_500_230_offpeak | Operational_New_Capacity_MW | Southern_PGAE_Li_Battery_4hr_8 |  | -1 | -1 | -1 | -1 | -1 | -1 | -1 | -1 | -1 | -1 | -1 | -1 | -1 | -1 | -1 | -1 | -1 | -1 | -1 | -1 | -1 | -1 | -1 | -1 | -1 | -1 | -1 | -1 | -1 | -1 | -1
Southern_PGAE_Li_Battery_4hr_34 | caiso-deliverability | Los_Banos_500_230_offpeak | Operational_New_Capacity_MW | Southern_PGAE_Li_Battery_4hr_34 |  | -1 | -1 | -1 | -1 | -1 | -1 | -1 | -1 | -1 | -1 | -1 | -1 | -1 | -1 | -1 | -1 | -1 | -1 | -1 | -1 | -1 | -1 | -1 | -1 | -1 | -1 | -1 | -1 | -1 | -1 | -1
Southern_PGAE_Li_Battery_4hr_49 | caiso-deliverability | Los_Banos_500_230_offpeak | Operational_New_Capacity_MW | Southern_PGAE_Li_Battery_4hr_49 |  | -1 | -1 | -1 | -1 | -1 | -1 | -1 | -1 | -1 | -1 | -1 | -1 | -1 | -1 | -1 | -1 | -1 | -1 | -1 | -1 | -1 | -1 | -1 | -1 | -1 | -1 | -1 | -1 | -1 | -1 | -1
Southern_PGAE_Li_Battery_4hr_69 | caiso-deliverability | Los_Banos_500_230_offpeak | Operational_New_Capacity_MW | Southern_PGAE_Li_Battery_4hr_69 |  | -1 | -1 | -1 | -1 | -1 | -1 | -1 | -1 | -1 | -1 | -1 | -1 | -1 | -1 | -1 | -1 | -1 | -1 | -1 | -1 | -1 | -1 | -1 | -1 | -1 | -1 | -1 | -1 | -1 | -1 | -1
Southern_PGAE_Li_Battery_4hr_72 | caiso-deliverability | Los_Banos_500_230_offpeak | Operational_New_Capacity_MW | Southern_PGAE_Li_Battery_4hr_72 |  | -1 | -1 | -1 | -1 | -1 | -1 | -1 | -1 | -1 | -1 | -1 | -1 | -1 | -1 | -1 | -1 | -1 | -1 | -1 | -1 | -1 | -1 | -1 | -1 | -1 | -1 | -1 | -1 | -1 | -1 | -1
Southern_PGAE_Li_Battery_4hr_93 | caiso-deliverability | Los_Banos_500_230_offpeak | Operational_New_Capacity_MW | Southern_PGAE_Li_Battery_4hr_93 |  | -1 | -1 | -1 | -1 | -1 | -1 | -1 | -1 | -1 | -1 | -1 | -1 | -1 | -1 | -1 | -1 | -1 | -1 | -1 | -1 | -1 | -1 | -1 | -1 | -1 | -1 | -1 | -1 | -1 | -1 | -1
Southern_PGAE_Li_Battery_4hr_99 | caiso-deliverability | Los_Banos_500_230_offpeak | Operational_New_Capacity_MW | Southern_PGAE_Li_Battery_4hr_99 |  | -1 | -1 | -1 | -1 | -1 | -1 | -1 | -1 | -1 | -1 | -1 | -1 | -1 | -1 | -1 | -1 | -1 | -1 | -1 | -1 | -1 | -1 | -1 | -1 | -1 | -1 | -1 | -1 | -1 | -1 | -1
Southern_PGAE_Li_Battery_4hr_109 | caiso-deliverability | Los_Banos_500_230_offpeak | Operational_New_Capacity_MW | Southern_PGAE_Li_Battery_4hr_109 |  | -1 | -1 | -1 | -1 | -1 | -1 | -1 | -1 | -1 | -1 | -1 | -1 | -1 | -1 | -1 | -1 | -1 | -1 | -1 | -1 | -1 | -1 | -1 | -1 | -1 | -1 | -1 | -1 | -1 | -1 | -1
Northern_California_Li_Battery_4hr_114 | caiso-deliverability | Los_Banos_500_230_offpeak | Operational_New_Capacity_MW | Northern_California_Li_Battery_4hr_114 |  | -1 | -1 | -1 | -1 | -1 | -1 | -1 | -1 | -1 | -1 | -1 | -1 | -1 | -1 | -1 | -1 | -1 | -1 | -1 | -1 | -1 | -1 | -1 | -1 | -1 | -1 | -1 | -1 | -1 | -1 | -1
Southern_PGAE_Li_Battery_4hr_117 | caiso-deliverability | Los_Banos_500_230_offpeak | Operational_New_Capacity_MW | Southern_PGAE_Li_Battery_4hr_117 |  | -1 | -1 | -1 | -1 | -1 | -1 | -1 | -1 | -1 | -1 | -1 | -1 | -1 | -1 | -1 | -1 | -1 | -1 | -1 | -1 | -1 | -1 | -1 | -1 | -1 | -1 | -1 | -1 | -1 | -1 | -1
Southern_PGAE_Li_Battery_4hr_124 | caiso-deliverability | Los_Banos_500_230_offpeak | Operational_New_Capacity_MW | Southern_PGAE_Li_Battery_4hr_124 |  | -1 | -1 | -1 | -1 | -1 | -1 | -1 | -1 | -1 | -1 | -1 | -1 | -1 | -1 | -1 | -1 | -1 | -1 | -1 | -1 | -1 | -1 | -1 | -1 | -1 | -1 | -1 | -1 | -1 | -1 | -1
Northern_California_Li_Battery_4hr_138 | caiso-deliverability | Los_Banos_500_230_offpeak | Operational_New_Capacity_MW | Northern_California_Li_Battery_4hr_138 |  | -1 | -1 | -1 | -1 | -1 | -1 | -1 | -1 | -1 | -1 | -1 | -1 | -1 | -1 | -1 | -1 | -1 | -1 | -1 | -1 | -1 | -1 | -1 | -1 | -1 | -1 | -1 | -1 | -1 | -1 | -1
Southern_PGAE_Li_Battery_4hr_139 | caiso-deliverability | Los_Banos_500_230_offpeak | Operational_New_Capacity_MW | Southern_PGAE_Li_Battery_4hr_139 |  | -1 | -1 | -1 | -1 | -1 | -1 | -1 | -1 | -1 | -1 | -1 | -1 | -1 | -1 | -1 | -1 | -1 | -1 | -1 | -1 | -1 | -1 | -1 | -1 | -1 | -1 | -1 | -1 | -1 | -1 | -1
Southern_PGAE_Li_Battery_4hr_140 | caiso-deliverability | Los_Banos_500_230_offpeak | Operational_New_Capacity_MW | Southern_PGAE_Li_Battery_4hr_140 |  | -1 | -1 | -1 | -1 | -1 | -1 | -1 | -1 | -1 | -1 | -1 | -1 | -1 | -1 | -1 | -1 | -1 | -1 | -1 | -1 | -1 | -1 | -1 | -1 | -1 | -1 | -1 | -1 | -1 | -1 | -1
Southern_PGAE_Li_Battery_4hr_151 | caiso-deliverability | Los_Banos_500_230_offpeak | Operational_New_Capacity_MW | Southern_PGAE_Li_Battery_4hr_151 |  | -1 | -1 | -1 | -1 | -1 | -1 | -1 | -1 | -1 | -1 | -1 | -1 | -1 | -1 | -1 | -1 | -1 | -1 | -1 | -1 | -1 | -1 | -1 | -1 | -1 | -1 | -1 | -1 | -1 | -1 | -1
Southern_PGAE_Li_Battery_4hr_154 | caiso-deliverability | Los_Banos_500_230_offpeak | Operational_New_Capacity_MW | Southern_PGAE_Li_Battery_4hr_154 |  | -1 | -1 | -1 | -1 | -1 | -1 | -1 | -1 | -1 | -1 | -1 | -1 | -1 | -1 | -1 | -1 | -1 | -1 | -1 | -1 | -1 | -1 | -1 | -1 | -1 | -1 | -1 | -1 | -1 | -1 | -1
Southern_PGAE_Li_Battery_4hr_161 | caiso-deliverability | Los_Banos_500_230_offpeak | Operational_New_Capacity_MW | Southern_PGAE_Li_Battery_4hr_161 |  | -1 | -1 | -1 | -1 | -1 | -1 | -1 | -1 | -1 | -1 | -1 | -1 | -1 | -1 | -1 | -1 | -1 | -1 | -1 | -1 | -1 | -1 | -1 | -1 | -1 | -1 | -1 | -1 | -1 | -1 | -1
Southern_PGAE_Li_Battery_4hr_162 | caiso-deliverability | Los_Banos_500_230_offpeak | Operational_New_Capacity_MW | Southern_PGAE_Li_Battery_4hr_162 |  | -1 | -1 | -1 | -1 | -1 | -1 | -1 | -1 | -1 | -1 | -1 | -1 | -1 | -1 | -1 | -1 | -1 | -1 | -1 | -1 | -1 | -1 | -1 | -1 | -1 | -1 | -1 | -1 | -1 | -1 | -1
Southern_PGAE_Li_Battery_4hr_163 | caiso-deliverability | Los_Banos_500_230_offpeak | Operational_New_Capacity_MW | Southern_PGAE_Li_Battery_4hr_163 |  | -1 | -1 | -1 | -1 | -1 | -1 | -1 | -1 | -1 | -1 | -1 | -1 | -1 | -1 | -1 | -1 | -1 | -1 | -1 | -1 | -1 | -1 | -1 | -1 | -1 | -1 | -1 | -1 | -1 | -1 | -1
Southern_PGAE_Li_Battery_4hr_164 | caiso-deliverability | Los_Banos_500_230_offpeak | Operational_New_Capacity_MW | Southern_PGAE_Li_Battery_4hr_164 |  | -1 | -1 | -1 | -1 | -1 | -1 | -1 | -1 | -1 | -1 | -1 | -1 | -1 | -1 | -1 | -1 | -1 | -1 | -1 | -1 | -1 | -1 | -1 | -1 | -1 | -1 | -1 | -1 | -1 | -1 | -1
Southern_PGAE_Li_Battery_4hr_165 | caiso-deliverability | Los_Banos_500_230_offpeak | Operational_New_Capacity_MW | Southern_PGAE_Li_Battery_4hr_165 |  | -1 | -1 | -1 | -1 | -1 | -1 | -1 | -1 | -1 | -1 | -1 | -1 | -1 | -1 | -1 | -1 | -1 | -1 | -1 | -1 | -1 | -1 | -1 | -1 | -1 | -1 | -1 | -1 | -1 | -1 | -1
Northern_California_Li_Battery_4hr_166 | caiso-deliverability | Los_Banos_500_230_offpeak | Operational_New_Capacity_MW | Northern_California_Li_Battery_4hr_166 |  | -1 | -1 | -1 | -1 | -1 | -1 | -1 | -1 | -1 | -1 | -1 | -1 | -1 | -1 | -1 | -1 | -1 | -1 | -1 | -1 | -1 | -1 | -1 | -1 | -1 | -1 | -1 | -1 | -1 | -1 | -1
Southern_PGAE_Li_Battery_4hr_168 | caiso-deliverability | Los_Banos_500_230_offpeak | Operational_New_Capacity_MW | Southern_PGAE_Li_Battery_4hr_168 |  | -1 | -1 | -1 | -1 | -1 | -1 | -1 | -1 | -1 | -1 | -1 | -1 | -1 | -1 | -1 | -1 | -1 | -1 | -1 | -1 | -1 | -1 | -1 | -1 | -1 | -1 | -1 | -1 | -1 | -1 | -1
Southern_PGAE_Li_Battery_4hr_169 | caiso-deliverability | Los_Banos_500_230_offpeak | Operational_New_Capacity_MW | Southern_PGAE_Li_Battery_4hr_169 |  | -1 | -1 | -1 | -1 | -1 | -1 | -1 | -1 | -1 | -1 | -1 | -1 | -1 | -1 | -1 | -1 | -1 | -1 | -1 | -1 | -1 | -1 | -1 | -1 | -1 | -1 | -1 | -1 | -1 | -1 | -1
Southern_PGAE_Li_Battery_4hr_170 | caiso-deliverability | Los_Banos_500_230_offpeak | Operational_New_Capacity_MW | Southern_PGAE_Li_Battery_4hr_170 |  | -1 | -1 | -1 | -1 | -1 | -1 | -1 | -1 | -1 | -1 | -1 | -1 | -1 | -1 | -1 | -1 | -1 | -1 | -1 | -1 | -1 | -1 | -1 | -1 | -1 | -1 | -1 | -1 | -1 | -1 | -1
Southern_PGAE_Li_Battery_4hr_174 | caiso-deliverability | Los_Banos_500_230_offpeak | Operational_New_Capacity_MW | Southern_PGAE_Li_Battery_4hr_174 |  | -1 | -1 | -1 | -1 | -1 | -1 | -1 | -1 | -1 | -1 | -1 | -1 | -1 | -1 | -1 | -1 | -1 | -1 | -1 | -1 | -1 | -1 | -1 | -1 | -1 | -1 | -1 | -1 | -1 | -1 | -1
Southern_PGAE_Li_Battery_4hr_176 | caiso-deliverability | Los_Banos_500_230_offpeak | Operational_New_Capacity_MW | Southern_PGAE_Li_Battery_4hr_176 |  | -1 | -1 | -1 | -1 | -1 | -1 | -1 | -1 | -1 | -1 | -1 | -1 | -1 | -1 | -1 | -1 | -1 | -1 | -1 | -1 | -1 | -1 | -1 | -1 | -1 | -1 | -1 | -1 | -1 | -1 | -1
Southern_PGAE_Li_Battery_8hr_8 | caiso-deliverability | Los_Banos_500_230_offpeak | Operational_New_Capacity_MW | Southern_PGAE_Li_Battery_8hr_8 |  | -1 | -1 | -1 | -1 | -1 | -1 | -1 | -1 | -1 | -1 | -1 | -1 | -1 | -1 | -1 | -1 | -1 | -1 | -1 | -1 | -1 | -1 | -1 | -1 | -1 | -1 | -1 | -1 | -1 | -1 | -1
Southern_PGAE_Li_Battery_8hr_34 | caiso-deliverability | Los_Banos_500_230_offpeak | Operational_New_Capacity_MW | Southern_PGAE_Li_Battery_8hr_34 |  | -1 | -1 | -1 | -1 | -1 | -1 | -1 | -1 | -1 | -1 | -1 | -1 | -1 | -1 | -1 | -1 | -1 | -1 | -1 | -1 | -1 | -1 | -1 | -1 | -1 | -1 | -1 | -1 | -1 | -1 | -1
Southern_PGAE_Li_Battery_8hr_49 | caiso-deliverability | Los_Banos_500_230_offpeak | Operational_New_Capacity_MW | Southern_PGAE_Li_Battery_8hr_49 |  | -1 | -1 | -1 | -1 | -1 | -1 | -1 | -1 | -1 | -1 | -1 | -1 | -1 | -1 | -1 | -1 | -1 | -1 | -1 | -1 | -1 | -1 | -1 | -1 | -1 | -1 | -1 | -1 | -1 | -1 | -1
Southern_PGAE_Li_Battery_8hr_69 | caiso-deliverability | Los_Banos_500_230_offpeak | Operational_New_Capacity_MW | Southern_PGAE_Li_Battery_8hr_69 |  | -1 | -1 | -1 | -1 | -1 | -1 | -1 | -1 | -1 | -1 | -1 | -1 | -1 | -1 | -1 | -1 | -1 | -1 | -1 | -1 | -1 | -1 | -1 | -1 | -1 | -1 | -1 | -1 | -1 | -1 | -1
Southern_PGAE_Li_Battery_8hr_72 | caiso-deliverability | Los_Banos_500_230_offpeak | Operational_New_Capacity_MW | Southern_PGAE_Li_Battery_8hr_72 |  | -1 | -1 | -1 | -1 | -1 | -1 | -1 | -1 | -1 | -1 | -1 | -1 | -1 | -1 | -1 | -1 | -1 | -1 | -1 | -1 | -1 | -1 | -1 | -1 | -1 | -1 | -1 | -1 | -1 | -1 | -1
Southern_PGAE_Li_Battery_8hr_93 | caiso-deliverability | Los_Banos_500_230_offpeak | Operational_New_Capacity_MW | Southern_PGAE_Li_Battery_8hr_93 |  | -1 | -1 | -1 | -1 | -1 | -1 | -1 | -1 | -1 | -1 | -1 | -1 | -1 | -1 | -1 | -1 | -1 | -1 | -1 | -1 | -1 | -1 | -1 | -1 | -1 | -1 | -1 | -1 | -1 | -1 | -1
Southern_PGAE_Li_Battery_8hr_99 | caiso-deliverability | Los_Banos_500_230_offpeak | Operational_New_Capacity_MW | Southern_PGAE_Li_Battery_8hr_99 |  | -1 | -1 | -1 | -1 | -1 | -1 | -1 | -1 | -1 | -1 | -1 | -1 | -1 | -1 | -1 | -1 | -1 | -1 | -1 | -1 | -1 | -1 | -1 | -1 | -1 | -1 | -1 | -1 | -1 | -1 | -1
Southern_PGAE_Li_Battery_8hr_109 | caiso-deliverability | Los_Banos_500_230_offpeak | Operational_New_Capacity_MW | Southern_PGAE_Li_Battery_8hr_109 |  | -1 | -1 | -1 | -1 | -1 | -1 | -1 | -1 | -1 | -1 | -1 | -1 | -1 | -1 | -1 | -1 | -1 | -1 | -1 | -1 | -1 | -1 | -1 | -1 | -1 | -1 | -1 | -1 | -1 | -1 | -1
Northern_California_Li_Battery_8hr_114 | caiso-deliverability | Los_Banos_500_230_offpeak | Operational_New_Capacity_MW | Northern_California_Li_Battery_8hr_114 |  | -1 | -1 | -1 | -1 | -1 | -1 | -1 | -1 | -1 | -1 | -1 | -1 | -1 | -1 | -1 | -1 | -1 | -1 | -1 | -1 | -1 | -1 | -1 | -1 | -1 | -1 | -1 | -1 | -1 | -1 | -1
Southern_PGAE_Li_Battery_8hr_117 | caiso-deliverability | Los_Banos_500_230_offpeak | Operational_New_Capacity_MW | Southern_PGAE_Li_Battery_8hr_117 |  | -1 | -1 | -1 | -1 | -1 | -1 | -1 | -1 | -1 | -1 | -1 | -1 | -1 | -1 | -1 | -1 | -1 | -1 | -1 | -1 | -1 | -1 | -1 | -1 | -1 | -1 | -1 | -1 | -1 | -1 | -1
Southern_PGAE_Li_Battery_8hr_124 | caiso-deliverability | Los_Banos_500_230_offpeak | Operational_New_Capacity_MW | Southern_PGAE_Li_Battery_8hr_124 |  | -1 | -1 | -1 | -1 | -1 | -1 | -1 | -1 | -1 | -1 | -1 | -1 | -1 | -1 | -1 | -1 | -1 | -1 | -1 | -1 | -1 | -1 | -1 | -1 | -1 | -1 | -1 | -1 | -1 | -1 | -1
Northern_California_Li_Battery_8hr_138 | caiso-deliverability | Los_Banos_500_230_offpeak | Operational_New_Capacity_MW | Northern_California_Li_Battery_8hr_138 |  | -1 | -1 | -1 | -1 | -1 | -1 | -1 | -1 | -1 | -1 | -1 | -1 | -1 | -1 | -1 | -1 | -1 | -1 | -1 | -1 | -1 | -1 | -1 | -1 | -1 | -1 | -1 | -1 | -1 | -1 | -1
Southern_PGAE_Li_Battery_8hr_139 | caiso-deliverability | Los_Banos_500_230_offpeak | Operational_New_Capacity_MW | Southern_PGAE_Li_Battery_8hr_139 |  | -1 | -1 | -1 | -1 | -1 | -1 | -1 | -1 | -1 | -1 | -1 | -1 | -1 | -1 | -1 | -1 | -1 | -1 | -1 | -1 | -1 | -1 | -1 | -1 | -1 | -1 | -1 | -1 | -1 | -1 | -1
Southern_PGAE_Li_Battery_8hr_140 | caiso-deliverability | Los_Banos_500_230_offpeak | Operational_New_Capacity_MW | Southern_PGAE_Li_Battery_8hr_140 |  | -1 | -1 | -1 | -1 | -1 | -1 | -1 | -1 | -1 | -1 | -1 | -1 | -1 | -1 | -1 | -1 | -1 | -1 | -1 | -1 | -1 | -1 | -1 | -1 | -1 | -1 | -1 | -1 | -1 | -1 | -1
Southern_PGAE_Li_Battery_8hr_151 | caiso-deliverability | Los_Banos_500_230_offpeak | Operational_New_Capacity_MW | Southern_PGAE_Li_Battery_8hr_151 |  | -1 | -1 | -1 | -1 | -1 | -1 | -1 | -1 | -1 | -1 | -1 | -1 | -1 | -1 | -1 | -1 | -1 | -1 | -1 | -1 | -1 | -1 | -1 | -1 | -1 | -1 | -1 | -1 | -1 | -1 | -1
Southern_PGAE_Li_Battery_8hr_154 | caiso-deliverability | Los_Banos_500_230_offpeak | Operational_New_Capacity_MW | Southern_PGAE_Li_Battery_8hr_154 |  | -1 | -1 | -1 | -1 | -1 | -1 | -1 | -1 | -1 | -1 | -1 | -1 | -1 | -1 | -1 | -1 | -1 | -1 | -1 | -1 | -1 | -1 | -1 | -1 | -1 | -1 | -1 | -1 | -1 | -1 | -1
Southern_PGAE_Li_Battery_8hr_161 | caiso-deliverability | Los_Banos_500_230_offpeak | Operational_New_Capacity_MW | Southern_PGAE_Li_Battery_8hr_161 |  | -1 | -1 | -1 | -1 | -1 | -1 | -1 | -1 | -1 | -1 | -1 | -1 | -1 | -1 | -1 | -1 | -1 | -1 | -1 | -1 | -1 | -1 | -1 | -1 | -1 | -1 | -1 | -1 | -1 | -1 | -1
Southern_PGAE_Li_Battery_8hr_162 | caiso-deliverability | Los_Banos_500_230_offpeak | Operational_New_Capacity_MW | Southern_PGAE_Li_Battery_8hr_162 |  | -1 | -1 | -1 | -1 | -1 | -1 | -1 | -1 | -1 | -1 | -1 | -1 | -1 | -1 | -1 | -1 | -1 | -1 | -1 | -1 | -1 | -1 | -1 | -1 | -1 | -1 | -1 | -1 | -1 | -1 | -1
Southern_PGAE_Li_Battery_8hr_163 | caiso-deliverability | Los_Banos_500_230_offpeak | Operational_New_Capacity_MW | Southern_PGAE_Li_Battery_8hr_163 |  | -1 | -1 | -1 | -1 | -1 | -1 | -1 | -1 | -1 | -1 | -1 | -1 | -1 | -1 | -1 | -1 | -1 | -1 | -1 | -1 | -1 | -1 | -1 | -1 | -1 | -1 | -1 | -1 | -1 | -1 | -1
Southern_PGAE_Li_Battery_8hr_164 | caiso-deliverability | Los_Banos_500_230_offpeak | Operational_New_Capacity_MW | Southern_PGAE_Li_Battery_8hr_164 |  | -1 | -1 | -1 | -1 | -1 | -1 | -1 | -1 | -1 | -1 | -1 | -1 | -1 | -1 | -1 | -1 | -1 | -1 | -1 | -1 | -1 | -1 | -1 | -1 | -1 | -1 | -1 | -1 | -1 | -1 | -1
Southern_PGAE_Li_Battery_8hr_165 | caiso-deliverability | Los_Banos_500_230_offpeak | Operational_New_Capacity_MW | Southern_PGAE_Li_Battery_8hr_165 |  | -1 | -1 | -1 | -1 | -1 | -1 | -1 | -1 | -1 | -1 | -1 | -1 | -1 | -1 | -1 | -1 | -1 | -1 | -1 | -1 | -1 | -1 | -1 | -1 | -1 | -1 | -1 | -1 | -1 | -1 | -1
Northern_California_Li_Battery_8hr_166 | caiso-deliverability | Los_Banos_500_230_offpeak | Operational_New_Capacity_MW | Northern_California_Li_Battery_8hr_166 |  | -1 | -1 | -1 | -1 | -1 | -1 | -1 | -1 | -1 | -1 | -1 | -1 | -1 | -1 | -1 | -1 | -1 | -1 | -1 | -1 | -1 | -1 | -1 | -1 | -1 | -1 | -1 | -1 | -1 | -1 | -1
Southern_PGAE_Li_Battery_8hr_168 | caiso-deliverability | Los_Banos_500_230_offpeak | Operational_New_Capacity_MW | Southern_PGAE_Li_Battery_8hr_168 |  | -1 | -1 | -1 | -1 | -1 | -1 | -1 | -1 | -1 | -1 | -1 | -1 | -1 | -1 | -1 | -1 | -1 | -1 | -1 | -1 | -1 | -1 | -1 | -1 | -1 | -1 | -1 | -1 | -1 | -1 | -1
Southern_PGAE_Li_Battery_8hr_169 | caiso-deliverability | Los_Banos_500_230_offpeak | Operational_New_Capacity_MW | Southern_PGAE_Li_Battery_8hr_169 |  | -1 | -1 | -1 | -1 | -1 | -1 | -1 | -1 | -1 | -1 | -1 | -1 | -1 | -1 | -1 | -1 | -1 | -1 | -1 | -1 | -1 | -1 | -1 | -1 | -1 | -1 | -1 | -1 | -1 | -1 | -1
Southern_PGAE_Li_Battery_8hr_170 | caiso-deliverability | Los_Banos_500_230_offpeak | Operational_New_Capacity_MW | Southern_PGAE_Li_Battery_8hr_170 |  | -1 | -1 | -1 | -1 | -1 | -1 | -1 | -1 | -1 | -1 | -1 | -1 | -1 | -1 | -1 | -1 | -1 | -1 | -1 | -1 | -1 | -1 | -1 | -1 | -1 | -1 | -1 | -1 | -1 | -1 | -1
Southern_PGAE_Li_Battery_8hr_174 | caiso-deliverability | Los_Banos_500_230_offpeak | Operational_New_Capacity_MW | Southern_PGAE_Li_Battery_8hr_174 |  | -1 | -1 | -1 | -1 | -1 | -1 | -1 | -1 | -1 | -1 | -1 | -1 | -1 | -1 | -1 | -1 | -1 | -1 | -1 | -1 | -1 | -1 | -1 | -1 | -1 | -1 | -1 | -1 | -1 | -1 | -1
Southern_PGAE_Li_Battery_8hr_176 | caiso-deliverability | Los_Banos_500_230_offpeak | Operational_New_Capacity_MW | Southern_PGAE_Li_Battery_8hr_176 |  | -1 | -1 | -1 | -1 | -1 | -1 | -1 | -1 | -1 | -1 | -1 | -1 | -1 | -1 | -1 | -1 | -1 | -1 | -1 | -1 | -1 | -1 | -1 | -1 | -1 | -1 | -1 | -1 | -1 | -1 | -1
Central_Valley_North_Los_Banos_Wind_154 | caiso-deliverability | Los_Banos_500_230_offpeak | Operational_New_Capacity_MW | Central_Valley_North_Los_Banos_Wind_154 |  | 0.44 | 0.44 | 0.44 | 0.44 | 0.44 | 0.44 | 0.44 | 0.44 | 0.44 | 0.44 | 0.44 | 0.44 | 0.44 | 0.44 | 0.44 | 0.44 | 0.44 | 0.44 | 0.44 | 0.44 | 0.44 | 0.44 | 0.44 | 0.44 | 0.44 | 0.44 | 0.44 | 0.44 | 0.44 | 0.44 | 0.44
Central_Valley_North_Los_Banos_Wind_162 | caiso-deliverability | Los_Banos_500_230_offpeak | Operational_New_Capacity_MW | Central_Valley_North_Los_Banos_Wind_162 |  | 0.44 | 0.44 | 0.44 | 0.44 | 0.44 | 0.44 | 0.44 | 0.44 | 0.44 | 0.44 | 0.44 | 0.44 | 0.44 | 0.44 | 0.44 | 0.44 | 0.44 | 0.44 | 0.44 | 0.44 | 0.44 | 0.44 | 0.44 | 0.44 | 0.44 | 0.44 | 0.44 | 0.44 | 0.44 | 0.44 | 0.44
Northern_California_Solar_114 | caiso-deliverability | Los_Banos_500_230_offpeak | Operational_New_Capacity_MW | Northern_California_Solar_114 |  | 0.79 | 0.79 | 0.79 | 0.79 | 0.79 | 0.79 | 0.79 | 0.79 | 0.79 | 0.79 | 0.79 | 0.79 | 0.79 | 0.79 | 0.79 | 0.79 | 0.79 | 0.79 | 0.79 | 0.79 | 0.79 | 0.79 | 0.79 | 0.79 | 0.79 | 0.79 | 0.79 | 0.79 | 0.79 | 0.79 | 0.79
Northern_California_Solar_138 | caiso-deliverability | Los_Banos_500_230_offpeak | Operational_New_Capacity_MW | Northern_California_Solar_138 |  | 0.79 | 0.79 | 0.79 | 0.79 | 0.79 | 0.79 | 0.79 | 0.79 | 0.79 | 0.79 | 0.79 | 0.79 | 0.79 | 0.79 | 0.79 | 0.79 | 0.79 | 0.79 | 0.79 | 0.79 | 0.79 | 0.79 | 0.79 | 0.79 | 0.79 | 0.79 | 0.79 | 0.79 | 0.79 | 0.79 | 0.79
Northern_California_Solar_166 | caiso-deliverability | Los_Banos_500_230_offpeak | Operational_New_Capacity_MW | Northern_California_Solar_166 |  | 0.79 | 0.79 | 0.79 | 0.79 | 0.79 | 0.79 | 0.79 | 0.79 | 0.79 | 0.79 | 0.79 | 0.79 | 0.79 | 0.79 | 0.79 | 0.79 | 0.79 | 0.79 | 0.79 | 0.79 | 0.79 | 0.79 | 0.79 | 0.79 | 0.79 | 0.79 | 0.79 | 0.79 | 0.79 | 0.79 | 0.79
Southern_PGAE_Solar_8 | caiso-deliverability | Los_Banos_500_230_offpeak | Operational_New_Capacity_MW | Southern_PGAE_Solar_8 |  | 0.79 | 0.79 | 0.79 | 0.79 | 0.79 | 0.79 | 0.79 | 0.79 | 0.79 | 0.79 | 0.79 | 0.79 | 0.79 | 0.79 | 0.79 | 0.79 | 0.79 | 0.79 | 0.79 | 0.79 | 0.79 | 0.79 | 0.79 | 0.79 | 0.79 | 0.79 | 0.79 | 0.79 | 0.79 | 0.79 | 0.79
Southern_PGAE_Solar_34 | caiso-deliverability | Los_Banos_500_230_offpeak | Operational_New_Capacity_MW | Southern_PGAE_Solar_34 |  | 0.79 | 0.79 | 0.79 | 0.79 | 0.79 | 0.79 | 0.79 | 0.79 | 0.79 | 0.79 | 0.79 | 0.79 | 0.79 | 0.79 | 0.79 | 0.79 | 0.79 | 0.79 | 0.79 | 0.79 | 0.79 | 0.79 | 0.79 | 0.79 | 0.79 | 0.79 | 0.79 | 0.79 | 0.79 | 0.79 | 0.79
Southern_PGAE_Solar_49 | caiso-deliverability | Los_Banos_500_230_offpeak | Operational_New_Capacity_MW | Southern_PGAE_Solar_49 |  | 0.79 | 0.79 | 0.79 | 0.79 | 0.79 | 0.79 | 0.79 | 0.79 | 0.79 | 0.79 | 0.79 | 0.79 | 0.79 | 0.79 | 0.79 | 0.79 | 0.79 | 0.79 | 0.79 | 0.79 | 0.79 | 0.79 | 0.79 | 0.79 | 0.79 | 0.79 | 0.79 | 0.79 | 0.79 | 0.79 | 0.79
Southern_PGAE_Solar_69 | caiso-deliverability | Los_Banos_500_230_offpeak | Operational_New_Capacity_MW | Southern_PGAE_Solar_69 |  | 0.79 | 0.79 | 0.79 | 0.79 | 0.79 | 0.79 | 0.79 | 0.79 | 0.79 | 0.79 | 0.79 | 0.79 | 0.79 | 0.79 | 0.79 | 0.79 | 0.79 | 0.79 | 0.79 | 0.79 | 0.79 | 0.79 | 0.79 | 0.79 | 0.79 | 0.79 | 0.79 | 0.79 | 0.79 | 0.79 | 0.79
Southern_PGAE_Solar_72 | caiso-deliverability | Los_Banos_500_230_offpeak | Operational_New_Capacity_MW | Southern_PGAE_Solar_72 |  | 0.79 | 0.79 | 0.79 | 0.79 | 0.79 | 0.79 | 0.79 | 0.79 | 0.79 | 0.79 | 0.79 | 0.79 | 0.79 | 0.79 | 0.79 | 0.79 | 0.79 | 0.79 | 0.79 | 0.79 | 0.79 | 0.79 | 0.79 | 0.79 | 0.79 | 0.79 | 0.79 | 0.79 | 0.79 | 0.79 | 0.79
Southern_PGAE_Solar_93 | caiso-deliverability | Los_Banos_500_230_offpeak | Operational_New_Capacity_MW | Southern_PGAE_Solar_93 |  | 0.79 | 0.79 | 0.79 | 0.79 | 0.79 | 0.79 | 0.79 | 0.79 | 0.79 | 0.79 | 0.79 | 0.79 | 0.79 | 0.79 | 0.79 | 0.79 | 0.79 | 0.79 | 0.79 | 0.79 | 0.79 | 0.79 | 0.79 | 0.79 | 0.79 | 0.79 | 0.79 | 0.79 | 0.79 | 0.79 | 0.79
Southern_PGAE_Solar_99 | caiso-deliverability | Los_Banos_500_230_offpeak | Operational_New_Capacity_MW | Southern_PGAE_Solar_99 |  | 0.79 | 0.79 | 0.79 | 0.79 | 0.79 | 0.79 | 0.79 | 0.79 | 0.79 | 0.79 | 0.79 | 0.79 | 0.79 | 0.79 | 0.79 | 0.79 | 0.79 | 0.79 | 0.79 | 0.79 | 0.79 | 0.79 | 0.79 | 0.79 | 0.79 | 0.79 | 0.79 | 0.79 | 0.79 | 0.79 | 0.79
Southern_PGAE_Solar_109 | caiso-deliverability | Los_Banos_500_230_offpeak | Operational_New_Capacity_MW | Southern_PGAE_Solar_109 |  | 0.79 | 0.79 | 0.79 | 0.79 | 0.79 | 0.79 | 0.79 | 0.79 | 0.79 | 0.79 | 0.79 | 0.79 | 0.79 | 0.79 | 0.79 | 0.79 | 0.79 | 0.79 | 0.79 | 0.79 | 0.79 | 0.79 | 0.79 | 0.79 | 0.79 | 0.79 | 0.79 | 0.79 | 0.79 | 0.79 | 0.79
Southern_PGAE_Solar_117 | caiso-deliverability | Los_Banos_500_230_offpeak | Operational_New_Capacity_MW | Southern_PGAE_Solar_117 |  | 0.79 | 0.79 | 0.79 | 0.79 | 0.79 | 0.79 | 0.79 | 0.79 | 0.79 | 0.79 | 0.79 | 0.79 | 0.79 | 0.79 | 0.79 | 0.79 | 0.79 | 0.79 | 0.79 | 0.79 | 0.79 | 0.79 | 0.79 | 0.79 | 0.79 | 0.79 | 0.79 | 0.79 | 0.79 | 0.79 | 0.79
Southern_PGAE_Solar_124 | caiso-deliverability | Los_Banos_500_230_offpeak | Operational_New_Capacity_MW | Southern_PGAE_Solar_124 |  | 0.79 | 0.79 | 0.79 | 0.79 | 0.79 | 0.79 | 0.79 | 0.79 | 0.79 | 0.79 | 0.79 | 0.79 | 0.79 | 0.79 | 0.79 | 0.79 | 0.79 | 0.79 | 0.79 | 0.79 | 0.79 | 0.79 | 0.79 | 0.79 | 0.79 | 0.79 | 0.79 | 0.79 | 0.79 | 0.79 | 0.79
Southern_PGAE_Solar_139 | caiso-deliverability | Los_Banos_500_230_offpeak | Operational_New_Capacity_MW | Southern_PGAE_Solar_139 |  | 0.79 | 0.79 | 0.79 | 0.79 | 0.79 | 0.79 | 0.79 | 0.79 | 0.79 | 0.79 | 0.79 | 0.79 | 0.79 | 0.79 | 0.79 | 0.79 | 0.79 | 0.79 | 0.79 | 0.79 | 0.79 | 0.79 | 0.79 | 0.79 | 0.79 | 0.79 | 0.79 | 0.79 | 0.79 | 0.79 | 0.79
Southern_PGAE_Solar_140 | caiso-deliverability | Los_Banos_500_230_offpeak | Operational_New_Capacity_MW | Southern_PGAE_Solar_140 |  | 0.79 | 0.79 | 0.79 | 0.79 | 0.79 | 0.79 | 0.79 | 0.79 | 0.79 | 0.79 | 0.79 | 0.79 | 0.79 | 0.79 | 0.79 | 0.79 | 0.79 | 0.79 | 0.79 | 0.79 | 0.79 | 0.79 | 0.79 | 0.79 | 0.79 | 0.79 | 0.79 | 0.79 | 0.79 | 0.79 | 0.79
Southern_PGAE_Solar_151 | caiso-deliverability | Los_Banos_500_230_offpeak | Operational_New_Capacity_MW | Southern_PGAE_Solar_151 |  | 0.79 | 0.79 | 0.79 | 0.79 | 0.79 | 0.79 | 0.79 | 0.79 | 0.79 | 0.79 | 0.79 | 0.79 | 0.79 | 0.79 | 0.79 | 0.79 | 0.79 | 0.79 | 0.79 | 0.79 | 0.79 | 0.79 | 0.79 | 0.79 | 0.79 | 0.79 | 0.79 | 0.79 | 0.79 | 0.79 | 0.79
Southern_PGAE_Solar_154 | caiso-deliverability | Los_Banos_500_230_offpeak | Operational_New_Capacity_MW | Southern_PGAE_Solar_154 |  | 0.79 | 0.79 | 0.79 | 0.79 | 0.79 | 0.79 | 0.79 | 0.79 | 0.79 | 0.79 | 0.79 | 0.79 | 0.79 | 0.79 | 0.79 | 0.79 | 0.79 | 0.79 | 0.79 | 0.79 | 0.79 | 0.79 | 0.79 | 0.79 | 0.79 | 0.79 | 0.79 | 0.79 | 0.79 | 0.79 | 0.79
Southern_PGAE_Solar_161 | caiso-deliverability | Los_Banos_500_230_offpeak | Operational_New_Capacity_MW | Southern_PGAE_Solar_161 |  | 0.79 | 0.79 | 0.79 | 0.79 | 0.79 | 0.79 | 0.79 | 0.79 | 0.79 | 0.79 | 0.79 | 0.79 | 0.79 | 0.79 | 0.79 | 0.79 | 0.79 | 0.79 | 0.79 | 0.79 | 0.79 | 0.79 | 0.79 | 0.79 | 0.79 | 0.79 | 0.79 | 0.79 | 0.79 | 0.79 | 0.79
Southern_PGAE_Solar_162 | caiso-deliverability | Los_Banos_500_230_offpeak | Operational_New_Capacity_MW | Southern_PGAE_Solar_162 |  | 0.79 | 0.79 | 0.79 | 0.79 | 0.79 | 0.79 | 0.79 | 0.79 | 0.79 | 0.79 | 0.79 | 0.79 | 0.79 | 0.79 | 0.79 | 0.79 | 0.79 | 0.79 | 0.79 | 0.79 | 0.79 | 0.79 | 0.79 | 0.79 | 0.79 | 0.79 | 0.79 | 0.79 | 0.79 | 0.79 | 0.79
Southern_PGAE_Solar_163 | caiso-deliverability | Los_Banos_500_230_offpeak | Operational_New_Capacity_MW | Southern_PGAE_Solar_163 |  | 0.79 | 0.79 | 0.79 | 0.79 | 0.79 | 0.79 | 0.79 | 0.79 | 0.79 | 0.79 | 0.79 | 0.79 | 0.79 | 0.79 | 0.79 | 0.79 | 0.79 | 0.79 | 0.79 | 0.79 | 0.79 | 0.79 | 0.79 | 0.79 | 0.79 | 0.79 | 0.79 | 0.79 | 0.79 | 0.79 | 0.79
Southern_PGAE_Solar_164 | caiso-deliverability | Los_Banos_500_230_offpeak | Operational_New_Capacity_MW | Southern_PGAE_Solar_164 |  | 0.79 | 0.79 | 0.79 | 0.79 | 0.79 | 0.79 | 0.79 | 0.79 | 0.79 | 0.79 | 0.79 | 0.79 | 0.79 | 0.79 | 0.79 | 0.79 | 0.79 | 0.79 | 0.79 | 0.79 | 0.79 | 0.79 | 0.79 | 0.79 | 0.79 | 0.79 | 0.79 | 0.79 | 0.79 | 0.79 | 0.79
Southern_PGAE_Solar_165 | caiso-deliverability | Los_Banos_500_230_offpeak | Operational_New_Capacity_MW | Southern_PGAE_Solar_165 |  | 0.79 | 0.79 | 0.79 | 0.79 | 0.79 | 0.79 | 0.79 | 0.79 | 0.79 | 0.79 | 0.79 | 0.79 | 0.79 | 0.79 | 0.79 | 0.79 | 0.79 | 0.79 | 0.79 | 0.79 | 0.79 | 0.79 | 0.79 | 0.79 | 0.79 | 0.79 | 0.79 | 0.79 | 0.79 | 0.79 | 0.79
Southern_PGAE_Solar_168 | caiso-deliverability | Los_Banos_500_230_offpeak | Operational_New_Capacity_MW | Southern_PGAE_Solar_168 |  | 0.79 | 0.79 | 0.79 | 0.79 | 0.79 | 0.79 | 0.79 | 0.79 | 0.79 | 0.79 | 0.79 | 0.79 | 0.79 | 0.79 | 0.79 | 0.79 | 0.79 | 0.79 | 0.79 | 0.79 | 0.79 | 0.79 | 0.79 | 0.79 | 0.79 | 0.79 | 0.79 | 0.79 | 0.79 | 0.79 | 0.79
Southern_PGAE_Solar_169 | caiso-deliverability | Los_Banos_500_230_offpeak | Operational_New_Capacity_MW | Southern_PGAE_Solar_169 |  | 0.79 | 0.79 | 0.79 | 0.79 | 0.79 | 0.79 | 0.79 | 0.79 | 0.79 | 0.79 | 0.79 | 0.79 | 0.79 | 0.79 | 0.79 | 0.79 | 0.79 | 0.79 | 0.79 | 0.79 | 0.79 | 0.79 | 0.79 | 0.79 | 0.79 | 0.79 | 0.79 | 0.79 | 0.79 | 0.79 | 0.79
Southern_PGAE_Solar_170 | caiso-deliverability | Los_Banos_500_230_offpeak | Operational_New_Capacity_MW | Southern_PGAE_Solar_170 |  | 0.79 | 0.79 | 0.79 | 0.79 | 0.79 | 0.79 | 0.79 | 0.79 | 0.79 | 0.79 | 0.79 | 0.79 | 0.79 | 0.79 | 0.79 | 0.79 | 0.79 | 0.79 | 0.79 | 0.79 | 0.79 | 0.79 | 0.79 | 0.79 | 0.79 | 0.79 | 0.79 | 0.79 | 0.79 | 0.79 | 0.79
Southern_PGAE_Solar_174 | caiso-deliverability | Los_Banos_500_230_offpeak | Operational_New_Capacity_MW | Southern_PGAE_Solar_174 |  | 0.79 | 0.79 | 0.79 | 0.79 | 0.79 | 0.79 | 0.79 | 0.79 | 0.79 | 0.79 | 0.79 | 0.79 | 0.79 | 0.79 | 0.79 | 0.79 | 0.79 | 0.79 | 0.79 | 0.79 | 0.79 | 0.79 | 0.79 | 0.79 | 0.79 | 0.79 | 0.79 | 0.79 | 0.79 | 0.79 | 0.79
Southern_PGAE_Solar_176 | caiso-deliverability | Los_Banos_500_230_offpeak | Operational_New_Capacity_MW | Southern_PGAE_Solar_176 |  | 0.79 | 0.79 | 0.79 | 0.79 | 0.79 | 0.79 | 0.79 | 0.79 | 0.79 | 0.79 | 0.79 | 0.79 | 0.79 | 0.79 | 0.79 | 0.79 | 0.79 | 0.79 | 0.79 | 0.79 | 0.79 | 0.79 | 0.79 | 0.79 | 0.79 | 0.79 | 0.79 | 0.79 | 0.79 | 0.79 | 0.79
Manning_500_group | caiso-deliverability | Los_Banos_500_230_offpeak | Operational_New_Capacity_MW | Manning_500_group |  | -0.081525 | -0.081525 | -0.081525 | -0.081525 | -0.081525 | -0.081525 | -0.081525 | -0.081525 | -0.081525 | -0.081525 | -0.081525 | -0.081525 | -0.081525 | -0.081525 | -0.081525 | -0.081525 | -0.081525 | -0.081525 | -0.081525 | -0.081525 | -0.081525 | -0.081525 | -0.081525 | -0.081525 | -0.081525 | -0.081525 | -0.081525 | -0.081525 | -0.081525 | -0.081525 | -0.081525
Southern_PGAE_Flow_Battery_8 | caiso-deliverability | Los_Banos_500_230_SSN | Reliability_Capacity_In_Model_Year | System RA | Southern_PGAE_Flow_Battery_8 | 0.5 | 0.5 | 0.5 | 0.5 | 0.5 | 0.5 | 0.5 | 0.5 | 0.5 | 0.5 | 0.5 | 0.5 | 0.5 | 0.5 | 0.5 | 0.5 | 0.5 | 0.5 | 0.5 | 0.5 | 0.5 | 0.5 | 0.5 | 0.5 | 0.5 | 0.5 | 0.5 | 0.5 | 0.5 | 0.5 | 0.5
Southern_PGAE_Flow_Battery_34 | caiso-deliverability | Los_Banos_500_230_SSN | Reliability_Capacity_In_Model_Year | System RA | Southern_PGAE_Flow_Battery_34 | 0.5 | 0.5 | 0.5 | 0.5 | 0.5 | 0.5 | 0.5 | 0.5 | 0.5 | 0.5 | 0.5 | 0.5 | 0.5 | 0.5 | 0.5 | 0.5 | 0.5 | 0.5 | 0.5 | 0.5 | 0.5 | 0.5 | 0.5 | 0.5 | 0.5 | 0.5 | 0.5 | 0.5 | 0.5 | 0.5 | 0.5
Southern_PGAE_Flow_Battery_49 | caiso-deliverability | Los_Banos_500_230_SSN | Reliability_Capacity_In_Model_Year | System RA | Southern_PGAE_Flow_Battery_49 | 0.5 | 0.5 | 0.5 | 0.5 | 0.5 | 0.5 | 0.5 | 0.5 | 0.5 | 0.5 | 0.5 | 0.5 | 0.5 | 0.5 | 0.5 | 0.5 | 0.5 | 0.5 | 0.5 | 0.5 | 0.5 | 0.5 | 0.5 | 0.5 | 0.5 | 0.5 | 0.5 | 0.5 | 0.5 | 0.5 | 0.5
Southern_PGAE_Flow_Battery_69 | caiso-deliverability | Los_Banos_500_230_SSN | Reliability_Capacity_In_Model_Year | System RA | Southern_PGAE_Flow_Battery_69 | 0.5 | 0.5 | 0.5 | 0.5 | 0.5 | 0.5 | 0.5 | 0.5 | 0.5 | 0.5 | 0.5 | 0.5 | 0.5 | 0.5 | 0.5 | 0.5 | 0.5 | 0.5 | 0.5 | 0.5 | 0.5 | 0.5 | 0.5 | 0.5 | 0.5 | 0.5 | 0.5 | 0.5 | 0.5 | 0.5 | 0.5
Southern_PGAE_Flow_Battery_72 | caiso-deliverability | Los_Banos_500_230_SSN | Reliability_Capacity_In_Model_Year | System RA | Southern_PGAE_Flow_Battery_72 | 0.5 | 0.5 | 0.5 | 0.5 | 0.5 | 0.5 | 0.5 | 0.5 | 0.5 | 0.5 | 0.5 | 0.5 | 0.5 | 0.5 | 0.5 | 0.5 | 0.5 | 0.5 | 0.5 | 0.5 | 0.5 | 0.5 | 0.5 | 0.5 | 0.5 | 0.5 | 0.5 | 0.5 | 0.5 | 0.5 | 0.5
Southern_PGAE_Flow_Battery_93 | caiso-deliverability | Los_Banos_500_230_SSN | Reliability_Capacity_In_Model_Year | System RA | Southern_PGAE_Flow_Battery_93 | 0.5 | 0.5 | 0.5 | 0.5 | 0.5 | 0.5 | 0.5 | 0.5 | 0.5 | 0.5 | 0.5 | 0.5 | 0.5 | 0.5 | 0.5 | 0.5 | 0.5 | 0.5 | 0.5 | 0.5 | 0.5 | 0.5 | 0.5 | 0.5 | 0.5 | 0.5 | 0.5 | 0.5 | 0.5 | 0.5 | 0.5
Southern_PGAE_Flow_Battery_99 | caiso-deliverability | Los_Banos_500_230_SSN | Reliability_Capacity_In_Model_Year | System RA | Southern_PGAE_Flow_Battery_99 | 0.5 | 0.5 | 0.5 | 0.5 | 0.5 | 0.5 | 0.5 | 0.5 | 0.5 | 0.5 | 0.5 | 0.5 | 0.5 | 0.5 | 0.5 | 0.5 | 0.5 | 0.5 | 0.5 | 0.5 | 0.5 | 0.5 | 0.5 | 0.5 | 0.5 | 0.5 | 0.5 | 0.5 | 0.5 | 0.5 | 0.5
Southern_PGAE_Flow_Battery_109 | caiso-deliverability | Los_Banos_500_230_SSN | Reliability_Capacity_In_Model_Year | System RA | Southern_PGAE_Flow_Battery_109 | 0.5 | 0.5 | 0.5 | 0.5 | 0.5 | 0.5 | 0.5 | 0.5 | 0.5 | 0.5 | 0.5 | 0.5 | 0.5 | 0.5 | 0.5 | 0.5 | 0.5 | 0.5 | 0.5 | 0.5 | 0.5 | 0.5 | 0.5 | 0.5 | 0.5 | 0.5 | 0.5 | 0.5 | 0.5 | 0.5 | 0.5
Northern_California_Flow_Battery_114 | caiso-deliverability | Los_Banos_500_230_SSN | Reliability_Capacity_In_Model_Year | System RA | Northern_California_Flow_Battery_114 | 0.5 | 0.5 | 0.5 | 0.5 | 0.5 | 0.5 | 0.5 | 0.5 | 0.5 | 0.5 | 0.5 | 0.5 | 0.5 | 0.5 | 0.5 | 0.5 | 0.5 | 0.5 | 0.5 | 0.5 | 0.5 | 0.5 | 0.5 | 0.5 | 0.5 | 0.5 | 0.5 | 0.5 | 0.5 | 0.5 | 0.5
Southern_PGAE_Flow_Battery_117 | caiso-deliverability | Los_Banos_500_230_SSN | Reliability_Capacity_In_Model_Year | System RA | Southern_PGAE_Flow_Battery_117 | 0.5 | 0.5 | 0.5 | 0.5 | 0.5 | 0.5 | 0.5 | 0.5 | 0.5 | 0.5 | 0.5 | 0.5 | 0.5 | 0.5 | 0.5 | 0.5 | 0.5 | 0.5 | 0.5 | 0.5 | 0.5 | 0.5 | 0.5 | 0.5 | 0.5 | 0.5 | 0.5 | 0.5 | 0.5 | 0.5 | 0.5
Southern_PGAE_Flow_Battery_124 | caiso-deliverability | Los_Banos_500_230_SSN | Reliability_Capacity_In_Model_Year | System RA | Southern_PGAE_Flow_Battery_124 | 0.5 | 0.5 | 0.5 | 0.5 | 0.5 | 0.5 | 0.5 | 0.5 | 0.5 | 0.5 | 0.5 | 0.5 | 0.5 | 0.5 | 0.5 | 0.5 | 0.5 | 0.5 | 0.5 | 0.5 | 0.5 | 0.5 | 0.5 | 0.5 | 0.5 | 0.5 | 0.5 | 0.5 | 0.5 | 0.5 | 0.5
Northern_California_Flow_Battery_138 | caiso-deliverability | Los_Banos_500_230_SSN | Reliability_Capacity_In_Model_Year | System RA | Northern_California_Flow_Battery_138 | 0.5 | 0.5 | 0.5 | 0.5 | 0.5 | 0.5 | 0.5 | 0.5 | 0.5 | 0.5 | 0.5 | 0.5 | 0.5 | 0.5 | 0.5 | 0.5 | 0.5 | 0.5 | 0.5 | 0.5 | 0.5 | 0.5 | 0.5 | 0.5 | 0.5 | 0.5 | 0.5 | 0.5 | 0.5 | 0.5 | 0.5
Southern_PGAE_Flow_Battery_139 | caiso-deliverability | Los_Banos_500_230_SSN | Reliability_Capacity_In_Model_Year | System RA | Southern_PGAE_Flow_Battery_139 | 0.5 | 0.5 | 0.5 | 0.5 | 0.5 | 0.5 | 0.5 | 0.5 | 0.5 | 0.5 | 0.5 | 0.5 | 0.5 | 0.5 | 0.5 | 0.5 | 0.5 | 0.5 | 0.5 | 0.5 | 0.5 | 0.5 | 0.5 | 0.5 | 0.5 | 0.5 | 0.5 | 0.5 | 0.5 | 0.5 | 0.5
Southern_PGAE_Flow_Battery_140 | caiso-deliverability | Los_Banos_500_230_SSN | Reliability_Capacity_In_Model_Year | System RA | Southern_PGAE_Flow_Battery_140 | 0.5 | 0.5 | 0.5 | 0.5 | 0.5 | 0.5 | 0.5 | 0.5 | 0.5 | 0.5 | 0.5 | 0.5 | 0.5 | 0.5 | 0.5 | 0.5 | 0.5 | 0.5 | 0.5 | 0.5 | 0.5 | 0.5 | 0.5 | 0.5 | 0.5 | 0.5 | 0.5 | 0.5 | 0.5 | 0.5 | 0.5
Southern_PGAE_Flow_Battery_151 | caiso-deliverability | Los_Banos_500_230_SSN | Reliability_Capacity_In_Model_Year | System RA | Southern_PGAE_Flow_Battery_151 | 0.5 | 0.5 | 0.5 | 0.5 | 0.5 | 0.5 | 0.5 | 0.5 | 0.5 | 0.5 | 0.5 | 0.5 | 0.5 | 0.5 | 0.5 | 0.5 | 0.5 | 0.5 | 0.5 | 0.5 | 0.5 | 0.5 | 0.5 | 0.5 | 0.5 | 0.5 | 0.5 | 0.5 | 0.5 | 0.5 | 0.5
Southern_PGAE_Flow_Battery_154 | caiso-deliverability | Los_Banos_500_230_SSN | Reliability_Capacity_In_Model_Year | System RA | Southern_PGAE_Flow_Battery_154 | 0.5 | 0.5 | 0.5 | 0.5 | 0.5 | 0.5 | 0.5 | 0.5 | 0.5 | 0.5 | 0.5 | 0.5 | 0.5 | 0.5 | 0.5 | 0.5 | 0.5 | 0.5 | 0.5 | 0.5 | 0.5 | 0.5 | 0.5 | 0.5 | 0.5 | 0.5 | 0.5 | 0.5 | 0.5 | 0.5 | 0.5
Southern_PGAE_Flow_Battery_161 | caiso-deliverability | Los_Banos_500_230_SSN | Reliability_Capacity_In_Model_Year | System RA | Southern_PGAE_Flow_Battery_161 | 0.5 | 0.5 | 0.5 | 0.5 | 0.5 | 0.5 | 0.5 | 0.5 | 0.5 | 0.5 | 0.5 | 0.5 | 0.5 | 0.5 | 0.5 | 0.5 | 0.5 | 0.5 | 0.5 | 0.5 | 0.5 | 0.5 | 0.5 | 0.5 | 0.5 | 0.5 | 0.5 | 0.5 | 0.5 | 0.5 | 0.5
Southern_PGAE_Flow_Battery_162 | caiso-deliverability | Los_Banos_500_230_SSN | Reliability_Capacity_In_Model_Year | System RA | Southern_PGAE_Flow_Battery_162 | 0.5 | 0.5 | 0.5 | 0.5 | 0.5 | 0.5 | 0.5 | 0.5 | 0.5 | 0.5 | 0.5 | 0.5 | 0.5 | 0.5 | 0.5 | 0.5 | 0.5 | 0.5 | 0.5 | 0.5 | 0.5 | 0.5 | 0.5 | 0.5 | 0.5 | 0.5 | 0.5 | 0.5 | 0.5 | 0.5 | 0.5
Southern_PGAE_Flow_Battery_163 | caiso-deliverability | Los_Banos_500_230_SSN | Reliability_Capacity_In_Model_Year | System RA | Southern_PGAE_Flow_Battery_163 | 0.5 | 0.5 | 0.5 | 0.5 | 0.5 | 0.5 | 0.5 | 0.5 | 0.5 | 0.5 | 0.5 | 0.5 | 0.5 | 0.5 | 0.5 | 0.5 | 0.5 | 0.5 | 0.5 | 0.5 | 0.5 | 0.5 | 0.5 | 0.5 | 0.5 | 0.5 | 0.5 | 0.5 | 0.5 | 0.5 | 0.5
Southern_PGAE_Flow_Battery_164 | caiso-deliverability | Los_Banos_500_230_SSN | Reliability_Capacity_In_Model_Year | System RA | Southern_PGAE_Flow_Battery_164 | 0.5 | 0.5 | 0.5 | 0.5 | 0.5 | 0.5 | 0.5 | 0.5 | 0.5 | 0.5 | 0.5 | 0.5 | 0.5 | 0.5 | 0.5 | 0.5 | 0.5 | 0.5 | 0.5 | 0.5 | 0.5 | 0.5 | 0.5 | 0.5 | 0.5 | 0.5 | 0.5 | 0.5 | 0.5 | 0.5 | 0.5
Southern_PGAE_Flow_Battery_165 | caiso-deliverability | Los_Banos_500_230_SSN | Reliability_Capacity_In_Model_Year | System RA | Southern_PGAE_Flow_Battery_165 | 0.5 | 0.5 | 0.5 | 0.5 | 0.5 | 0.5 | 0.5 | 0.5 | 0.5 | 0.5 | 0.5 | 0.5 | 0.5 | 0.5 | 0.5 | 0.5 | 0.5 | 0.5 | 0.5 | 0.5 | 0.5 | 0.5 | 0.5 | 0.5 | 0.5 | 0.5 | 0.5 | 0.5 | 0.5 | 0.5 | 0.5
Northern_California_Flow_Battery_166 | caiso-deliverability | Los_Banos_500_230_SSN | Reliability_Capacity_In_Model_Year | System RA | Northern_California_Flow_Battery_166 | 0.5 | 0.5 | 0.5 | 0.5 | 0.5 | 0.5 | 0.5 | 0.5 | 0.5 | 0.5 | 0.5 | 0.5 | 0.5 | 0.5 | 0.5 | 0.5 | 0.5 | 0.5 | 0.5 | 0.5 | 0.5 | 0.5 | 0.5 | 0.5 | 0.5 | 0.5 | 0.5 | 0.5 | 0.5 | 0.5 | 0.5
Southern_PGAE_Flow_Battery_168 | caiso-deliverability | Los_Banos_500_230_SSN | Reliability_Capacity_In_Model_Year | System RA | Southern_PGAE_Flow_Battery_168 | 0.5 | 0.5 | 0.5 | 0.5 | 0.5 | 0.5 | 0.5 | 0.5 | 0.5 | 0.5 | 0.5 | 0.5 | 0.5 | 0.5 | 0.5 | 0.5 | 0.5 | 0.5 | 0.5 | 0.5 | 0.5 | 0.5 | 0.5 | 0.5 | 0.5 | 0.5 | 0.5 | 0.5 | 0.5 | 0.5 | 0.5
Southern_PGAE_Flow_Battery_169 | caiso-deliverability | Los_Banos_500_230_SSN | Reliability_Capacity_In_Model_Year | System RA | Southern_PGAE_Flow_Battery_169 | 0.5 | 0.5 | 0.5 | 0.5 | 0.5 | 0.5 | 0.5 | 0.5 | 0.5 | 0.5 | 0.5 | 0.5 | 0.5 | 0.5 | 0.5 | 0.5 | 0.5 | 0.5 | 0.5 | 0.5 | 0.5 | 0.5 | 0.5 | 0.5 | 0.5 | 0.5 | 0.5 | 0.5 | 0.5 | 0.5 | 0.5
Southern_PGAE_Flow_Battery_170 | caiso-deliverability | Los_Banos_500_230_SSN | Reliability_Capacity_In_Model_Year | System RA | Southern_PGAE_Flow_Battery_170 | 0.5 | 0.5 | 0.5 | 0.5 | 0.5 | 0.5 | 0.5 | 0.5 | 0.5 | 0.5 | 0.5 | 0.5 | 0.5 | 0.5 | 0.5 | 0.5 | 0.5 | 0.5 | 0.5 | 0.5 | 0.5 | 0.5 | 0.5 | 0.5 | 0.5 | 0.5 | 0.5 | 0.5 | 0.5 | 0.5 | 0.5
Southern_PGAE_Flow_Battery_174 | caiso-deliverability | Los_Banos_500_230_SSN | Reliability_Capacity_In_Model_Year | System RA | Southern_PGAE_Flow_Battery_174 | 0.5 | 0.5 | 0.5 | 0.5 | 0.5 | 0.5 | 0.5 | 0.5 | 0.5 | 0.5 | 0.5 | 0.5 | 0.5 | 0.5 | 0.5 | 0.5 | 0.5 | 0.5 | 0.5 | 0.5 | 0.5 | 0.5 | 0.5 | 0.5 | 0.5 | 0.5 | 0.5 | 0.5 | 0.5 | 0.5 | 0.5
Southern_PGAE_Flow_Battery_176 | caiso-deliverability | Los_Banos_500_230_SSN | Reliability_Capacity_In_Model_Year | System RA | Southern_PGAE_Flow_Battery_176 | 0.5 | 0.5 | 0.5 | 0.5 | 0.5 | 0.5 | 0.5 | 0.5 | 0.5 | 0.5 | 0.5 | 0.5 | 0.5 | 0.5 | 0.5 | 0.5 | 0.5 | 0.5 | 0.5 | 0.5 | 0.5 | 0.5 | 0.5 | 0.5 | 0.5 | 0.5 | 0.5 | 0.5 | 0.5 | 0.5 | 0.5
Southern_PGAE_Li_Battery_4hr_8 | caiso-deliverability | Los_Banos_500_230_SSN | Reliability_Capacity_In_Model_Year | System RA | Southern_PGAE_Li_Battery_4hr_8 | 0.5 | 0.5 | 0.5 | 0.5 | 0.5 | 0.5 | 0.5 | 0.5 | 0.5 | 0.5 | 0.5 | 0.5 | 0.5 | 0.5 | 0.5 | 0.5 | 0.5 | 0.5 | 0.5 | 0.5 | 0.5 | 0.5 | 0.5 | 0.5 | 0.5 | 0.5 | 0.5 | 0.5 | 0.5 | 0.5 | 0.5
Southern_PGAE_Li_Battery_4hr_34 | caiso-deliverability | Los_Banos_500_230_SSN | Reliability_Capacity_In_Model_Year | System RA | Southern_PGAE_Li_Battery_4hr_34 | 0.5 | 0.5 | 0.5 | 0.5 | 0.5 | 0.5 | 0.5 | 0.5 | 0.5 | 0.5 | 0.5 | 0.5 | 0.5 | 0.5 | 0.5 | 0.5 | 0.5 | 0.5 | 0.5 | 0.5 | 0.5 | 0.5 | 0.5 | 0.5 | 0.5 | 0.5 | 0.5 | 0.5 | 0.5 | 0.5 | 0.5
Southern_PGAE_Li_Battery_4hr_49 | caiso-deliverability | Los_Banos_500_230_SSN | Reliability_Capacity_In_Model_Year | System RA | Southern_PGAE_Li_Battery_4hr_49 | 0.5 | 0.5 | 0.5 | 0.5 | 0.5 | 0.5 | 0.5 | 0.5 | 0.5 | 0.5 | 0.5 | 0.5 | 0.5 | 0.5 | 0.5 | 0.5 | 0.5 | 0.5 | 0.5 | 0.5 | 0.5 | 0.5 | 0.5 | 0.5 | 0.5 | 0.5 | 0.5 | 0.5 | 0.5 | 0.5 | 0.5
Southern_PGAE_Li_Battery_4hr_69 | caiso-deliverability | Los_Banos_500_230_SSN | Reliability_Capacity_In_Model_Year | System RA | Southern_PGAE_Li_Battery_4hr_69 | 0.5 | 0.5 | 0.5 | 0.5 | 0.5 | 0.5 | 0.5 | 0.5 | 0.5 | 0.5 | 0.5 | 0.5 | 0.5 | 0.5 | 0.5 | 0.5 | 0.5 | 0.5 | 0.5 | 0.5 | 0.5 | 0.5 | 0.5 | 0.5 | 0.5 | 0.5 | 0.5 | 0.5 | 0.5 | 0.5 | 0.5
Southern_PGAE_Li_Battery_4hr_72 | caiso-deliverability | Los_Banos_500_230_SSN | Reliability_Capacity_In_Model_Year | System RA | Southern_PGAE_Li_Battery_4hr_72 | 0.5 | 0.5 | 0.5 | 0.5 | 0.5 | 0.5 | 0.5 | 0.5 | 0.5 | 0.5 | 0.5 | 0.5 | 0.5 | 0.5 | 0.5 | 0.5 | 0.5 | 0.5 | 0.5 | 0.5 | 0.5 | 0.5 | 0.5 | 0.5 | 0.5 | 0.5 | 0.5 | 0.5 | 0.5 | 0.5 | 0.5
Southern_PGAE_Li_Battery_4hr_93 | caiso-deliverability | Los_Banos_500_230_SSN | Reliability_Capacity_In_Model_Year | System RA | Southern_PGAE_Li_Battery_4hr_93 | 0.5 | 0.5 | 0.5 | 0.5 | 0.5 | 0.5 | 0.5 | 0.5 | 0.5 | 0.5 | 0.5 | 0.5 | 0.5 | 0.5 | 0.5 | 0.5 | 0.5 | 0.5 | 0.5 | 0.5 | 0.5 | 0.5 | 0.5 | 0.5 | 0.5 | 0.5 | 0.5 | 0.5 | 0.5 | 0.5 | 0.5
Southern_PGAE_Li_Battery_4hr_99 | caiso-deliverability | Los_Banos_500_230_SSN | Reliability_Capacity_In_Model_Year | System RA | Southern_PGAE_Li_Battery_4hr_99 | 0.5 | 0.5 | 0.5 | 0.5 | 0.5 | 0.5 | 0.5 | 0.5 | 0.5 | 0.5 | 0.5 | 0.5 | 0.5 | 0.5 | 0.5 | 0.5 | 0.5 | 0.5 | 0.5 | 0.5 | 0.5 | 0.5 | 0.5 | 0.5 | 0.5 | 0.5 | 0.5 | 0.5 | 0.5 | 0.5 | 0.5
Southern_PGAE_Li_Battery_4hr_109 | caiso-deliverability | Los_Banos_500_230_SSN | Reliability_Capacity_In_Model_Year | System RA | Southern_PGAE_Li_Battery_4hr_109 | 0.5 | 0.5 | 0.5 | 0.5 | 0.5 | 0.5 | 0.5 | 0.5 | 0.5 | 0.5 | 0.5 | 0.5 | 0.5 | 0.5 | 0.5 | 0.5 | 0.5 | 0.5 | 0.5 | 0.5 | 0.5 | 0.5 | 0.5 | 0.5 | 0.5 | 0.5 | 0.5 | 0.5 | 0.5 | 0.5 | 0.5
Northern_California_Li_Battery_4hr_114 | caiso-deliverability | Los_Banos_500_230_SSN | Reliability_Capacity_In_Model_Year | System RA | Northern_California_Li_Battery_4hr_114 | 0.5 | 0.5 | 0.5 | 0.5 | 0.5 | 0.5 | 0.5 | 0.5 | 0.5 | 0.5 | 0.5 | 0.5 | 0.5 | 0.5 | 0.5 | 0.5 | 0.5 | 0.5 | 0.5 | 0.5 | 0.5 | 0.5 | 0.5 | 0.5 | 0.5 | 0.5 | 0.5 | 0.5 | 0.5 | 0.5 | 0.5
Southern_PGAE_Li_Battery_4hr_117 | caiso-deliverability | Los_Banos_500_230_SSN | Reliability_Capacity_In_Model_Year | System RA | Southern_PGAE_Li_Battery_4hr_117 | 0.5 | 0.5 | 0.5 | 0.5 | 0.5 | 0.5 | 0.5 | 0.5 | 0.5 | 0.5 | 0.5 | 0.5 | 0.5 | 0.5 | 0.5 | 0.5 | 0.5 | 0.5 | 0.5 | 0.5 | 0.5 | 0.5 | 0.5 | 0.5 | 0.5 | 0.5 | 0.5 | 0.5 | 0.5 | 0.5 | 0.5
Southern_PGAE_Li_Battery_4hr_124 | caiso-deliverability | Los_Banos_500_230_SSN | Reliability_Capacity_In_Model_Year | System RA | Southern_PGAE_Li_Battery_4hr_124 | 0.5 | 0.5 | 0.5 | 0.5 | 0.5 | 0.5 | 0.5 | 0.5 | 0.5 | 0.5 | 0.5 | 0.5 | 0.5 | 0.5 | 0.5 | 0.5 | 0.5 | 0.5 | 0.5 | 0.5 | 0.5 | 0.5 | 0.5 | 0.5 | 0.5 | 0.5 | 0.5 | 0.5 | 0.5 | 0.5 | 0.5
Northern_California_Li_Battery_4hr_138 | caiso-deliverability | Los_Banos_500_230_SSN | Reliability_Capacity_In_Model_Year | System RA | Northern_California_Li_Battery_4hr_138 | 0.5 | 0.5 | 0.5 | 0.5 | 0.5 | 0.5 | 0.5 | 0.5 | 0.5 | 0.5 | 0.5 | 0.5 | 0.5 | 0.5 | 0.5 | 0.5 | 0.5 | 0.5 | 0.5 | 0.5 | 0.5 | 0.5 | 0.5 | 0.5 | 0.5 | 0.5 | 0.5 | 0.5 | 0.5 | 0.5 | 0.5
Southern_PGAE_Li_Battery_4hr_139 | caiso-deliverability | Los_Banos_500_230_SSN | Reliability_Capacity_In_Model_Year | System RA | Southern_PGAE_Li_Battery_4hr_139 | 0.5 | 0.5 | 0.5 | 0.5 | 0.5 | 0.5 | 0.5 | 0.5 | 0.5 | 0.5 | 0.5 | 0.5 | 0.5 | 0.5 | 0.5 | 0.5 | 0.5 | 0.5 | 0.5 | 0.5 | 0.5 | 0.5 | 0.5 | 0.5 | 0.5 | 0.5 | 0.5 | 0.5 | 0.5 | 0.5 | 0.5
Southern_PGAE_Li_Battery_4hr_140 | caiso-deliverability | Los_Banos_500_230_SSN | Reliability_Capacity_In_Model_Year | System RA | Southern_PGAE_Li_Battery_4hr_140 | 0.5 | 0.5 | 0.5 | 0.5 | 0.5 | 0.5 | 0.5 | 0.5 | 0.5 | 0.5 | 0.5 | 0.5 | 0.5 | 0.5 | 0.5 | 0.5 | 0.5 | 0.5 | 0.5 | 0.5 | 0.5 | 0.5 | 0.5 | 0.5 | 0.5 | 0.5 | 0.5 | 0.5 | 0.5 | 0.5 | 0.5
Southern_PGAE_Li_Battery_4hr_151 | caiso-deliverability | Los_Banos_500_230_SSN | Reliability_Capacity_In_Model_Year | System RA | Southern_PGAE_Li_Battery_4hr_151 | 0.5 | 0.5 | 0.5 | 0.5 | 0.5 | 0.5 | 0.5 | 0.5 | 0.5 | 0.5 | 0.5 | 0.5 | 0.5 | 0.5 | 0.5 | 0.5 | 0.5 | 0.5 | 0.5 | 0.5 | 0.5 | 0.5 | 0.5 | 0.5 | 0.5 | 0.5 | 0.5 | 0.5 | 0.5 | 0.5 | 0.5
Southern_PGAE_Li_Battery_4hr_154 | caiso-deliverability | Los_Banos_500_230_SSN | Reliability_Capacity_In_Model_Year | System RA | Southern_PGAE_Li_Battery_4hr_154 | 0.5 | 0.5 | 0.5 | 0.5 | 0.5 | 0.5 | 0.5 | 0.5 | 0.5 | 0.5 | 0.5 | 0.5 | 0.5 | 0.5 | 0.5 | 0.5 | 0.5 | 0.5 | 0.5 | 0.5 | 0.5 | 0.5 | 0.5 | 0.5 | 0.5 | 0.5 | 0.5 | 0.5 | 0.5 | 0.5 | 0.5
Southern_PGAE_Li_Battery_4hr_161 | caiso-deliverability | Los_Banos_500_230_SSN | Reliability_Capacity_In_Model_Year | System RA | Southern_PGAE_Li_Battery_4hr_161 | 0.5 | 0.5 | 0.5 | 0.5 | 0.5 | 0.5 | 0.5 | 0.5 | 0.5 | 0.5 | 0.5 | 0.5 | 0.5 | 0.5 | 0.5 | 0.5 | 0.5 | 0.5 | 0.5 | 0.5 | 0.5 | 0.5 | 0.5 | 0.5 | 0.5 | 0.5 | 0.5 | 0.5 | 0.5 | 0.5 | 0.5
Southern_PGAE_Li_Battery_4hr_162 | caiso-deliverability | Los_Banos_500_230_SSN | Reliability_Capacity_In_Model_Year | System RA | Southern_PGAE_Li_Battery_4hr_162 | 0.5 | 0.5 | 0.5 | 0.5 | 0.5 | 0.5 | 0.5 | 0.5 | 0.5 | 0.5 | 0.5 | 0.5 | 0.5 | 0.5 | 0.5 | 0.5 | 0.5 | 0.5 | 0.5 | 0.5 | 0.5 | 0.5 | 0.5 | 0.5 | 0.5 | 0.5 | 0.5 | 0.5 | 0.5 | 0.5 | 0.5
Southern_PGAE_Li_Battery_4hr_163 | caiso-deliverability | Los_Banos_500_230_SSN | Reliability_Capacity_In_Model_Year | System RA | Southern_PGAE_Li_Battery_4hr_163 | 0.5 | 0.5 | 0.5 | 0.5 | 0.5 | 0.5 | 0.5 | 0.5 | 0.5 | 0.5 | 0.5 | 0.5 | 0.5 | 0.5 | 0.5 | 0.5 | 0.5 | 0.5 | 0.5 | 0.5 | 0.5 | 0.5 | 0.5 | 0.5 | 0.5 | 0.5 | 0.5 | 0.5 | 0.5 | 0.5 | 0.5
Southern_PGAE_Li_Battery_4hr_164 | caiso-deliverability | Los_Banos_500_230_SSN | Reliability_Capacity_In_Model_Year | System RA | Southern_PGAE_Li_Battery_4hr_164 | 0.5 | 0.5 | 0.5 | 0.5 | 0.5 | 0.5 | 0.5 | 0.5 | 0.5 | 0.5 | 0.5 | 0.5 | 0.5 | 0.5 | 0.5 | 0.5 | 0.5 | 0.5 | 0.5 | 0.5 | 0.5 | 0.5 | 0.5 | 0.5 | 0.5 | 0.5 | 0.5 | 0.5 | 0.5 | 0.5 | 0.5
Southern_PGAE_Li_Battery_4hr_165 | caiso-deliverability | Los_Banos_500_230_SSN | Reliability_Capacity_In_Model_Year | System RA | Southern_PGAE_Li_Battery_4hr_165 | 0.5 | 0.5 | 0.5 | 0.5 | 0.5 | 0.5 | 0.5 | 0.5 | 0.5 | 0.5 | 0.5 | 0.5 | 0.5 | 0.5 | 0.5 | 0.5 | 0.5 | 0.5 | 0.5 | 0.5 | 0.5 | 0.5 | 0.5 | 0.5 | 0.5 | 0.5 | 0.5 | 0.5 | 0.5 | 0.5 | 0.5
Northern_California_Li_Battery_4hr_166 | caiso-deliverability | Los_Banos_500_230_SSN | Reliability_Capacity_In_Model_Year | System RA | Northern_California_Li_Battery_4hr_166 | 0.5 | 0.5 | 0.5 | 0.5 | 0.5 | 0.5 | 0.5 | 0.5 | 0.5 | 0.5 | 0.5 | 0.5 | 0.5 | 0.5 | 0.5 | 0.5 | 0.5 | 0.5 | 0.5 | 0.5 | 0.5 | 0.5 | 0.5 | 0.5 | 0.5 | 0.5 | 0.5 | 0.5 | 0.5 | 0.5 | 0.5
Southern_PGAE_Li_Battery_4hr_168 | caiso-deliverability | Los_Banos_500_230_SSN | Reliability_Capacity_In_Model_Year | System RA | Southern_PGAE_Li_Battery_4hr_168 | 0.5 | 0.5 | 0.5 | 0.5 | 0.5 | 0.5 | 0.5 | 0.5 | 0.5 | 0.5 | 0.5 | 0.5 | 0.5 | 0.5 | 0.5 | 0.5 | 0.5 | 0.5 | 0.5 | 0.5 | 0.5 | 0.5 | 0.5 | 0.5 | 0.5 | 0.5 | 0.5 | 0.5 | 0.5 | 0.5 | 0.5
Southern_PGAE_Li_Battery_4hr_169 | caiso-deliverability | Los_Banos_500_230_SSN | Reliability_Capacity_In_Model_Year | System RA | Southern_PGAE_Li_Battery_4hr_169 | 0.5 | 0.5 | 0.5 | 0.5 | 0.5 | 0.5 | 0.5 | 0.5 | 0.5 | 0.5 | 0.5 | 0.5 | 0.5 | 0.5 | 0.5 | 0.5 | 0.5 | 0.5 | 0.5 | 0.5 | 0.5 | 0.5 | 0.5 | 0.5 | 0.5 | 0.5 | 0.5 | 0.5 | 0.5 | 0.5 | 0.5
Southern_PGAE_Li_Battery_4hr_170 | caiso-deliverability | Los_Banos_500_230_SSN | Reliability_Capacity_In_Model_Year | System RA | Southern_PGAE_Li_Battery_4hr_170 | 0.5 | 0.5 | 0.5 | 0.5 | 0.5 | 0.5 | 0.5 | 0.5 | 0.5 | 0.5 | 0.5 | 0.5 | 0.5 | 0.5 | 0.5 | 0.5 | 0.5 | 0.5 | 0.5 | 0.5 | 0.5 | 0.5 | 0.5 | 0.5 | 0.5 | 0.5 | 0.5 | 0.5 | 0.5 | 0.5 | 0.5
Southern_PGAE_Li_Battery_4hr_174 | caiso-deliverability | Los_Banos_500_230_SSN | Reliability_Capacity_In_Model_Year | System RA | Southern_PGAE_Li_Battery_4hr_174 | 0.5 | 0.5 | 0.5 | 0.5 | 0.5 | 0.5 | 0.5 | 0.5 | 0.5 | 0.5 | 0.5 | 0.5 | 0.5 | 0.5 | 0.5 | 0.5 | 0.5 | 0.5 | 0.5 | 0.5 | 0.5 | 0.5 | 0.5 | 0.5 | 0.5 | 0.5 | 0.5 | 0.5 | 0.5 | 0.5 | 0.5
Southern_PGAE_Li_Battery_4hr_176 | caiso-deliverability | Los_Banos_500_230_SSN | Reliability_Capacity_In_Model_Year | System RA | Southern_PGAE_Li_Battery_4hr_176 | 0.5 | 0.5 | 0.5 | 0.5 | 0.5 | 0.5 | 0.5 | 0.5 | 0.5 | 0.5 | 0.5 | 0.5 | 0.5 | 0.5 | 0.5 | 0.5 | 0.5 | 0.5 | 0.5 | 0.5 | 0.5 | 0.5 | 0.5 | 0.5 | 0.5 | 0.5 | 0.5 | 0.5 | 0.5 | 0.5 | 0.5
Southern_PGAE_Li_Battery_8hr_8 | caiso-deliverability | Los_Banos_500_230_SSN | Reliability_Capacity_In_Model_Year | System RA | Southern_PGAE_Li_Battery_8hr_8 | 0.5 | 0.5 | 0.5 | 0.5 | 0.5 | 0.5 | 0.5 | 0.5 | 0.5 | 0.5 | 0.5 | 0.5 | 0.5 | 0.5 | 0.5 | 0.5 | 0.5 | 0.5 | 0.5 | 0.5 | 0.5 | 0.5 | 0.5 | 0.5 | 0.5 | 0.5 | 0.5 | 0.5 | 0.5 | 0.5 | 0.5
Southern_PGAE_Li_Battery_8hr_34 | caiso-deliverability | Los_Banos_500_230_SSN | Reliability_Capacity_In_Model_Year | System RA | Southern_PGAE_Li_Battery_8hr_34 | 0.5 | 0.5 | 0.5 | 0.5 | 0.5 | 0.5 | 0.5 | 0.5 | 0.5 | 0.5 | 0.5 | 0.5 | 0.5 | 0.5 | 0.5 | 0.5 | 0.5 | 0.5 | 0.5 | 0.5 | 0.5 | 0.5 | 0.5 | 0.5 | 0.5 | 0.5 | 0.5 | 0.5 | 0.5 | 0.5 | 0.5
Southern_PGAE_Li_Battery_8hr_49 | caiso-deliverability | Los_Banos_500_230_SSN | Reliability_Capacity_In_Model_Year | System RA | Southern_PGAE_Li_Battery_8hr_49 | 0.5 | 0.5 | 0.5 | 0.5 | 0.5 | 0.5 | 0.5 | 0.5 | 0.5 | 0.5 | 0.5 | 0.5 | 0.5 | 0.5 | 0.5 | 0.5 | 0.5 | 0.5 | 0.5 | 0.5 | 0.5 | 0.5 | 0.5 | 0.5 | 0.5 | 0.5 | 0.5 | 0.5 | 0.5 | 0.5 | 0.5
Southern_PGAE_Li_Battery_8hr_69 | caiso-deliverability | Los_Banos_500_230_SSN | Reliability_Capacity_In_Model_Year | System RA | Southern_PGAE_Li_Battery_8hr_69 | 0.5 | 0.5 | 0.5 | 0.5 | 0.5 | 0.5 | 0.5 | 0.5 | 0.5 | 0.5 | 0.5 | 0.5 | 0.5 | 0.5 | 0.5 | 0.5 | 0.5 | 0.5 | 0.5 | 0.5 | 0.5 | 0.5 | 0.5 | 0.5 | 0.5 | 0.5 | 0.5 | 0.5 | 0.5 | 0.5 | 0.5
Southern_PGAE_Li_Battery_8hr_72 | caiso-deliverability | Los_Banos_500_230_SSN | Reliability_Capacity_In_Model_Year | System RA | Southern_PGAE_Li_Battery_8hr_72 | 0.5 | 0.5 | 0.5 | 0.5 | 0.5 | 0.5 | 0.5 | 0.5 | 0.5 | 0.5 | 0.5 | 0.5 | 0.5 | 0.5 | 0.5 | 0.5 | 0.5 | 0.5 | 0.5 | 0.5 | 0.5 | 0.5 | 0.5 | 0.5 | 0.5 | 0.5 | 0.5 | 0.5 | 0.5 | 0.5 | 0.5
Southern_PGAE_Li_Battery_8hr_93 | caiso-deliverability | Los_Banos_500_230_SSN | Reliability_Capacity_In_Model_Year | System RA | Southern_PGAE_Li_Battery_8hr_93 | 0.5 | 0.5 | 0.5 | 0.5 | 0.5 | 0.5 | 0.5 | 0.5 | 0.5 | 0.5 | 0.5 | 0.5 | 0.5 | 0.5 | 0.5 | 0.5 | 0.5 | 0.5 | 0.5 | 0.5 | 0.5 | 0.5 | 0.5 | 0.5 | 0.5 | 0.5 | 0.5 | 0.5 | 0.5 | 0.5 | 0.5
Southern_PGAE_Li_Battery_8hr_99 | caiso-deliverability | Los_Banos_500_230_SSN | Reliability_Capacity_In_Model_Year | System RA | Southern_PGAE_Li_Battery_8hr_99 | 0.5 | 0.5 | 0.5 | 0.5 | 0.5 | 0.5 | 0.5 | 0.5 | 0.5 | 0.5 | 0.5 | 0.5 | 0.5 | 0.5 | 0.5 | 0.5 | 0.5 | 0.5 | 0.5 | 0.5 | 0.5 | 0.5 | 0.5 | 0.5 | 0.5 | 0.5 | 0.5 | 0.5 | 0.5 | 0.5 | 0.5
Southern_PGAE_Li_Battery_8hr_109 | caiso-deliverability | Los_Banos_500_230_SSN | Reliability_Capacity_In_Model_Year | System RA | Southern_PGAE_Li_Battery_8hr_109 | 0.5 | 0.5 | 0.5 | 0.5 | 0.5 | 0.5 | 0.5 | 0.5 | 0.5 | 0.5 | 0.5 | 0.5 | 0.5 | 0.5 | 0.5 | 0.5 | 0.5 | 0.5 | 0.5 | 0.5 | 0.5 | 0.5 | 0.5 | 0.5 | 0.5 | 0.5 | 0.5 | 0.5 | 0.5 | 0.5 | 0.5
Northern_California_Li_Battery_8hr_114 | caiso-deliverability | Los_Banos_500_230_SSN | Reliability_Capacity_In_Model_Year | System RA | Northern_California_Li_Battery_8hr_114 | 0.5 | 0.5 | 0.5 | 0.5 | 0.5 | 0.5 | 0.5 | 0.5 | 0.5 | 0.5 | 0.5 | 0.5 | 0.5 | 0.5 | 0.5 | 0.5 | 0.5 | 0.5 | 0.5 | 0.5 | 0.5 | 0.5 | 0.5 | 0.5 | 0.5 | 0.5 | 0.5 | 0.5 | 0.5 | 0.5 | 0.5
Southern_PGAE_Li_Battery_8hr_117 | caiso-deliverability | Los_Banos_500_230_SSN | Reliability_Capacity_In_Model_Year | System RA | Southern_PGAE_Li_Battery_8hr_117 | 0.5 | 0.5 | 0.5 | 0.5 | 0.5 | 0.5 | 0.5 | 0.5 | 0.5 | 0.5 | 0.5 | 0.5 | 0.5 | 0.5 | 0.5 | 0.5 | 0.5 | 0.5 | 0.5 | 0.5 | 0.5 | 0.5 | 0.5 | 0.5 | 0.5 | 0.5 | 0.5 | 0.5 | 0.5 | 0.5 | 0.5
Southern_PGAE_Li_Battery_8hr_124 | caiso-deliverability | Los_Banos_500_230_SSN | Reliability_Capacity_In_Model_Year | System RA | Southern_PGAE_Li_Battery_8hr_124 | 0.5 | 0.5 | 0.5 | 0.5 | 0.5 | 0.5 | 0.5 | 0.5 | 0.5 | 0.5 | 0.5 | 0.5 | 0.5 | 0.5 | 0.5 | 0.5 | 0.5 | 0.5 | 0.5 | 0.5 | 0.5 | 0.5 | 0.5 | 0.5 | 0.5 | 0.5 | 0.5 | 0.5 | 0.5 | 0.5 | 0.5
Northern_California_Li_Battery_8hr_138 | caiso-deliverability | Los_Banos_500_230_SSN | Reliability_Capacity_In_Model_Year | System RA | Northern_California_Li_Battery_8hr_138 | 0.5 | 0.5 | 0.5 | 0.5 | 0.5 | 0.5 | 0.5 | 0.5 | 0.5 | 0.5 | 0.5 | 0.5 | 0.5 | 0.5 | 0.5 | 0.5 | 0.5 | 0.5 | 0.5 | 0.5 | 0.5 | 0.5 | 0.5 | 0.5 | 0.5 | 0.5 | 0.5 | 0.5 | 0.5 | 0.5 | 0.5
Southern_PGAE_Li_Battery_8hr_139 | caiso-deliverability | Los_Banos_500_230_SSN | Reliability_Capacity_In_Model_Year | System RA | Southern_PGAE_Li_Battery_8hr_139 | 0.5 | 0.5 | 0.5 | 0.5 | 0.5 | 0.5 | 0.5 | 0.5 | 0.5 | 0.5 | 0.5 | 0.5 | 0.5 | 0.5 | 0.5 | 0.5 | 0.5 | 0.5 | 0.5 | 0.5 | 0.5 | 0.5 | 0.5 | 0.5 | 0.5 | 0.5 | 0.5 | 0.5 | 0.5 | 0.5 | 0.5
Southern_PGAE_Li_Battery_8hr_140 | caiso-deliverability | Los_Banos_500_230_SSN | Reliability_Capacity_In_Model_Year | System RA | Southern_PGAE_Li_Battery_8hr_140 | 0.5 | 0.5 | 0.5 | 0.5 | 0.5 | 0.5 | 0.5 | 0.5 | 0.5 | 0.5 | 0.5 | 0.5 | 0.5 | 0.5 | 0.5 | 0.5 | 0.5 | 0.5 | 0.5 | 0.5 | 0.5 | 0.5 | 0.5 | 0.5 | 0.5 | 0.5 | 0.5 | 0.5 | 0.5 | 0.5 | 0.5
Southern_PGAE_Li_Battery_8hr_151 | caiso-deliverability | Los_Banos_500_230_SSN | Reliability_Capacity_In_Model_Year | System RA | Southern_PGAE_Li_Battery_8hr_151 | 0.5 | 0.5 | 0.5 | 0.5 | 0.5 | 0.5 | 0.5 | 0.5 | 0.5 | 0.5 | 0.5 | 0.5 | 0.5 | 0.5 | 0.5 | 0.5 | 0.5 | 0.5 | 0.5 | 0.5 | 0.5 | 0.5 | 0.5 | 0.5 | 0.5 | 0.5 | 0.5 | 0.5 | 0.5 | 0.5 | 0.5
Southern_PGAE_Li_Battery_8hr_154 | caiso-deliverability | Los_Banos_500_230_SSN | Reliability_Capacity_In_Model_Year | System RA | Southern_PGAE_Li_Battery_8hr_154 | 0.5 | 0.5 | 0.5 | 0.5 | 0.5 | 0.5 | 0.5 | 0.5 | 0.5 | 0.5 | 0.5 | 0.5 | 0.5 | 0.5 | 0.5 | 0.5 | 0.5 | 0.5 | 0.5 | 0.5 | 0.5 | 0.5 | 0.5 | 0.5 | 0.5 | 0.5 | 0.5 | 0.5 | 0.5 | 0.5 | 0.5
Southern_PGAE_Li_Battery_8hr_161 | caiso-deliverability | Los_Banos_500_230_SSN | Reliability_Capacity_In_Model_Year | System RA | Southern_PGAE_Li_Battery_8hr_161 | 0.5 | 0.5 | 0.5 | 0.5 | 0.5 | 0.5 | 0.5 | 0.5 | 0.5 | 0.5 | 0.5 | 0.5 | 0.5 | 0.5 | 0.5 | 0.5 | 0.5 | 0.5 | 0.5 | 0.5 | 0.5 | 0.5 | 0.5 | 0.5 | 0.5 | 0.5 | 0.5 | 0.5 | 0.5 | 0.5 | 0.5
Southern_PGAE_Li_Battery_8hr_162 | caiso-deliverability | Los_Banos_500_230_SSN | Reliability_Capacity_In_Model_Year | System RA | Southern_PGAE_Li_Battery_8hr_162 | 0.5 | 0.5 | 0.5 | 0.5 | 0.5 | 0.5 | 0.5 | 0.5 | 0.5 | 0.5 | 0.5 | 0.5 | 0.5 | 0.5 | 0.5 | 0.5 | 0.5 | 0.5 | 0.5 | 0.5 | 0.5 | 0.5 | 0.5 | 0.5 | 0.5 | 0.5 | 0.5 | 0.5 | 0.5 | 0.5 | 0.5
Southern_PGAE_Li_Battery_8hr_163 | caiso-deliverability | Los_Banos_500_230_SSN | Reliability_Capacity_In_Model_Year | System RA | Southern_PGAE_Li_Battery_8hr_163 | 0.5 | 0.5 | 0.5 | 0.5 | 0.5 | 0.5 | 0.5 | 0.5 | 0.5 | 0.5 | 0.5 | 0.5 | 0.5 | 0.5 | 0.5 | 0.5 | 0.5 | 0.5 | 0.5 | 0.5 | 0.5 | 0.5 | 0.5 | 0.5 | 0.5 | 0.5 | 0.5 | 0.5 | 0.5 | 0.5 | 0.5
Southern_PGAE_Li_Battery_8hr_164 | caiso-deliverability | Los_Banos_500_230_SSN | Reliability_Capacity_In_Model_Year | System RA | Southern_PGAE_Li_Battery_8hr_164 | 0.5 | 0.5 | 0.5 | 0.5 | 0.5 | 0.5 | 0.5 | 0.5 | 0.5 | 0.5 | 0.5 | 0.5 | 0.5 | 0.5 | 0.5 | 0.5 | 0.5 | 0.5 | 0.5 | 0.5 | 0.5 | 0.5 | 0.5 | 0.5 | 0.5 | 0.5 | 0.5 | 0.5 | 0.5 | 0.5 | 0.5
Southern_PGAE_Li_Battery_8hr_165 | caiso-deliverability | Los_Banos_500_230_SSN | Reliability_Capacity_In_Model_Year | System RA | Southern_PGAE_Li_Battery_8hr_165 | 0.5 | 0.5 | 0.5 | 0.5 | 0.5 | 0.5 | 0.5 | 0.5 | 0.5 | 0.5 | 0.5 | 0.5 | 0.5 | 0.5 | 0.5 | 0.5 | 0.5 | 0.5 | 0.5 | 0.5 | 0.5 | 0.5 | 0.5 | 0.5 | 0.5 | 0.5 | 0.5 | 0.5 | 0.5 | 0.5 | 0.5
Northern_California_Li_Battery_8hr_166 | caiso-deliverability | Los_Banos_500_230_SSN | Reliability_Capacity_In_Model_Year | System RA | Northern_California_Li_Battery_8hr_166 | 0.5 | 0.5 | 0.5 | 0.5 | 0.5 | 0.5 | 0.5 | 0.5 | 0.5 | 0.5 | 0.5 | 0.5 | 0.5 | 0.5 | 0.5 | 0.5 | 0.5 | 0.5 | 0.5 | 0.5 | 0.5 | 0.5 | 0.5 | 0.5 | 0.5 | 0.5 | 0.5 | 0.5 | 0.5 | 0.5 | 0.5
Southern_PGAE_Li_Battery_8hr_168 | caiso-deliverability | Los_Banos_500_230_SSN | Reliability_Capacity_In_Model_Year | System RA | Southern_PGAE_Li_Battery_8hr_168 | 0.5 | 0.5 | 0.5 | 0.5 | 0.5 | 0.5 | 0.5 | 0.5 | 0.5 | 0.5 | 0.5 | 0.5 | 0.5 | 0.5 | 0.5 | 0.5 | 0.5 | 0.5 | 0.5 | 0.5 | 0.5 | 0.5 | 0.5 | 0.5 | 0.5 | 0.5 | 0.5 | 0.5 | 0.5 | 0.5 | 0.5
Southern_PGAE_Li_Battery_8hr_169 | caiso-deliverability | Los_Banos_500_230_SSN | Reliability_Capacity_In_Model_Year | System RA | Southern_PGAE_Li_Battery_8hr_169 | 0.5 | 0.5 | 0.5 | 0.5 | 0.5 | 0.5 | 0.5 | 0.5 | 0.5 | 0.5 | 0.5 | 0.5 | 0.5 | 0.5 | 0.5 | 0.5 | 0.5 | 0.5 | 0.5 | 0.5 | 0.5 | 0.5 | 0.5 | 0.5 | 0.5 | 0.5 | 0.5 | 0.5 | 0.5 | 0.5 | 0.5
Southern_PGAE_Li_Battery_8hr_170 | caiso-deliverability | Los_Banos_500_230_SSN | Reliability_Capacity_In_Model_Year | System RA | Southern_PGAE_Li_Battery_8hr_170 | 0.5 | 0.5 | 0.5 | 0.5 | 0.5 | 0.5 | 0.5 | 0.5 | 0.5 | 0.5 | 0.5 | 0.5 | 0.5 | 0.5 | 0.5 | 0.5 | 0.5 | 0.5 | 0.5 | 0.5 | 0.5 | 0.5 | 0.5 | 0.5 | 0.5 | 0.5 | 0.5 | 0.5 | 0.5 | 0.5 | 0.5
Southern_PGAE_Li_Battery_8hr_174 | caiso-deliverability | Los_Banos_500_230_SSN | Reliability_Capacity_In_Model_Year | System RA | Southern_PGAE_Li_Battery_8hr_174 | 0.5 | 0.5 | 0.5 | 0.5 | 0.5 | 0.5 | 0.5 | 0.5 | 0.5 | 0.5 | 0.5 | 0.5 | 0.5 | 0.5 | 0.5 | 0.5 | 0.5 | 0.5 | 0.5 | 0.5 | 0.5 | 0.5 | 0.5 | 0.5 | 0.5 | 0.5 | 0.5 | 0.5 | 0.5 | 0.5 | 0.5
Southern_PGAE_Li_Battery_8hr_176 | caiso-deliverability | Los_Banos_500_230_SSN | Reliability_Capacity_In_Model_Year | System RA | Southern_PGAE_Li_Battery_8hr_176 | 0.5 | 0.5 | 0.5 | 0.5 | 0.5 | 0.5 | 0.5 | 0.5 | 0.5 | 0.5 | 0.5 | 0.5 | 0.5 | 0.5 | 0.5 | 0.5 | 0.5 | 0.5 | 0.5 | 0.5 | 0.5 | 0.5 | 0.5 | 0.5 | 0.5 | 0.5 | 0.5 | 0.5 | 0.5 | 0.5 | 0.5
Central_Valley_North_Los_Banos_Wind_154 | caiso-deliverability | Los_Banos_500_230_SSN | Reliability_Capacity_In_Model_Year | System RA | Central_Valley_North_Los_Banos_Wind_154 | 0.163 | 0.163 | 0.163 | 0.163 | 0.163 | 0.163 | 0.163 | 0.163 | 0.163 | 0.163 | 0.163 | 0.163 | 0.163 | 0.163 | 0.163 | 0.163 | 0.163 | 0.163 | 0.163 | 0.163 | 0.163 | 0.163 | 0.163 | 0.163 | 0.163 | 0.163 | 0.163 | 0.163 | 0.163 | 0.163 | 0.163
Central_Valley_North_Los_Banos_Wind_162 | caiso-deliverability | Los_Banos_500_230_SSN | Reliability_Capacity_In_Model_Year | System RA | Central_Valley_North_Los_Banos_Wind_162 | 0.163 | 0.163 | 0.163 | 0.163 | 0.163 | 0.163 | 0.163 | 0.163 | 0.163 | 0.163 | 0.163 | 0.163 | 0.163 | 0.163 | 0.163 | 0.163 | 0.163 | 0.163 | 0.163 | 0.163 | 0.163 | 0.163 | 0.163 | 0.163 | 0.163 | 0.163 | 0.163 | 0.163 | 0.163 | 0.163 | 0.163
Northern_California_Solar_114 | caiso-deliverability | Los_Banos_500_230_SSN | Reliability_Capacity_In_Model_Year | System RA | Northern_California_Solar_114 | 0.556 | 0.556 | 0.556 | 0.556 | 0.556 | 0.556 | 0.556 | 0.556 | 0.556 | 0.556 | 0.556 | 0.556 | 0.556 | 0.556 | 0.556 | 0.556 | 0.556 | 0.556 | 0.556 | 0.556 | 0.556 | 0.556 | 0.556 | 0.556 | 0.556 | 0.556 | 0.556 | 0.556 | 0.556 | 0.556 | 0.556
Northern_California_Solar_138 | caiso-deliverability | Los_Banos_500_230_SSN | Reliability_Capacity_In_Model_Year | System RA | Northern_California_Solar_138 | 0.556 | 0.556 | 0.556 | 0.556 | 0.556 | 0.556 | 0.556 | 0.556 | 0.556 | 0.556 | 0.556 | 0.556 | 0.556 | 0.556 | 0.556 | 0.556 | 0.556 | 0.556 | 0.556 | 0.556 | 0.556 | 0.556 | 0.556 | 0.556 | 0.556 | 0.556 | 0.556 | 0.556 | 0.556 | 0.556 | 0.556
Northern_California_Solar_166 | caiso-deliverability | Los_Banos_500_230_SSN | Reliability_Capacity_In_Model_Year | System RA | Northern_California_Solar_166 | 0.556 | 0.556 | 0.556 | 0.556 | 0.556 | 0.556 | 0.556 | 0.556 | 0.556 | 0.556 | 0.556 | 0.556 | 0.556 | 0.556 | 0.556 | 0.556 | 0.556 | 0.556 | 0.556 | 0.556 | 0.556 | 0.556 | 0.556 | 0.556 | 0.556 | 0.556 | 0.556 | 0.556 | 0.556 | 0.556 | 0.556
Southern_PGAE_Solar_8 | caiso-deliverability | Los_Banos_500_230_SSN | Reliability_Capacity_In_Model_Year | System RA | Southern_PGAE_Solar_8 | 0.556 | 0.556 | 0.556 | 0.556 | 0.556 | 0.556 | 0.556 | 0.556 | 0.556 | 0.556 | 0.556 | 0.556 | 0.556 | 0.556 | 0.556 | 0.556 | 0.556 | 0.556 | 0.556 | 0.556 | 0.556 | 0.556 | 0.556 | 0.556 | 0.556 | 0.556 | 0.556 | 0.556 | 0.556 | 0.556 | 0.556
Southern_PGAE_Solar_34 | caiso-deliverability | Los_Banos_500_230_SSN | Reliability_Capacity_In_Model_Year | System RA | Southern_PGAE_Solar_34 | 0.556 | 0.556 | 0.556 | 0.556 | 0.556 | 0.556 | 0.556 | 0.556 | 0.556 | 0.556 | 0.556 | 0.556 | 0.556 | 0.556 | 0.556 | 0.556 | 0.556 | 0.556 | 0.556 | 0.556 | 0.556 | 0.556 | 0.556 | 0.556 | 0.556 | 0.556 | 0.556 | 0.556 | 0.556 | 0.556 | 0.556
Southern_PGAE_Solar_49 | caiso-deliverability | Los_Banos_500_230_SSN | Reliability_Capacity_In_Model_Year | System RA | Southern_PGAE_Solar_49 | 0.556 | 0.556 | 0.556 | 0.556 | 0.556 | 0.556 | 0.556 | 0.556 | 0.556 | 0.556 | 0.556 | 0.556 | 0.556 | 0.556 | 0.556 | 0.556 | 0.556 | 0.556 | 0.556 | 0.556 | 0.556 | 0.556 | 0.556 | 0.556 | 0.556 | 0.556 | 0.556 | 0.556 | 0.556 | 0.556 | 0.556
Southern_PGAE_Solar_69 | caiso-deliverability | Los_Banos_500_230_SSN | Reliability_Capacity_In_Model_Year | System RA | Southern_PGAE_Solar_69 | 0.556 | 0.556 | 0.556 | 0.556 | 0.556 | 0.556 | 0.556 | 0.556 | 0.556 | 0.556 | 0.556 | 0.556 | 0.556 | 0.556 | 0.556 | 0.556 | 0.556 | 0.556 | 0.556 | 0.556 | 0.556 | 0.556 | 0.556 | 0.556 | 0.556 | 0.556 | 0.556 | 0.556 | 0.556 | 0.556 | 0.556
Southern_PGAE_Solar_72 | caiso-deliverability | Los_Banos_500_230_SSN | Reliability_Capacity_In_Model_Year | System RA | Southern_PGAE_Solar_72 | 0.556 | 0.556 | 0.556 | 0.556 | 0.556 | 0.556 | 0.556 | 0.556 | 0.556 | 0.556 | 0.556 | 0.556 | 0.556 | 0.556 | 0.556 | 0.556 | 0.556 | 0.556 | 0.556 | 0.556 | 0.556 | 0.556 | 0.556 | 0.556 | 0.556 | 0.556 | 0.556 | 0.556 | 0.556 | 0.556 | 0.556
Southern_PGAE_Solar_93 | caiso-deliverability | Los_Banos_500_230_SSN | Reliability_Capacity_In_Model_Year | System RA | Southern_PGAE_Solar_93 | 0.556 | 0.556 | 0.556 | 0.556 | 0.556 | 0.556 | 0.556 | 0.556 | 0.556 | 0.556 | 0.556 | 0.556 | 0.556 | 0.556 | 0.556 | 0.556 | 0.556 | 0.556 | 0.556 | 0.556 | 0.556 | 0.556 | 0.556 | 0.556 | 0.556 | 0.556 | 0.556 | 0.556 | 0.556 | 0.556 | 0.556
Southern_PGAE_Solar_99 | caiso-deliverability | Los_Banos_500_230_SSN | Reliability_Capacity_In_Model_Year | System RA | Southern_PGAE_Solar_99 | 0.556 | 0.556 | 0.556 | 0.556 | 0.556 | 0.556 | 0.556 | 0.556 | 0.556 | 0.556 | 0.556 | 0.556 | 0.556 | 0.556 | 0.556 | 0.556 | 0.556 | 0.556 | 0.556 | 0.556 | 0.556 | 0.556 | 0.556 | 0.556 | 0.556 | 0.556 | 0.556 | 0.556 | 0.556 | 0.556 | 0.556
Southern_PGAE_Solar_109 | caiso-deliverability | Los_Banos_500_230_SSN | Reliability_Capacity_In_Model_Year | System RA | Southern_PGAE_Solar_109 | 0.556 | 0.556 | 0.556 | 0.556 | 0.556 | 0.556 | 0.556 | 0.556 | 0.556 | 0.556 | 0.556 | 0.556 | 0.556 | 0.556 | 0.556 | 0.556 | 0.556 | 0.556 | 0.556 | 0.556 | 0.556 | 0.556 | 0.556 | 0.556 | 0.556 | 0.556 | 0.556 | 0.556 | 0.556 | 0.556 | 0.556
Southern_PGAE_Solar_117 | caiso-deliverability | Los_Banos_500_230_SSN | Reliability_Capacity_In_Model_Year | System RA | Southern_PGAE_Solar_117 | 0.556 | 0.556 | 0.556 | 0.556 | 0.556 | 0.556 | 0.556 | 0.556 | 0.556 | 0.556 | 0.556 | 0.556 | 0.556 | 0.556 | 0.556 | 0.556 | 0.556 | 0.556 | 0.556 | 0.556 | 0.556 | 0.556 | 0.556 | 0.556 | 0.556 | 0.556 | 0.556 | 0.556 | 0.556 | 0.556 | 0.556
Southern_PGAE_Solar_124 | caiso-deliverability | Los_Banos_500_230_SSN | Reliability_Capacity_In_Model_Year | System RA | Southern_PGAE_Solar_124 | 0.556 | 0.556 | 0.556 | 0.556 | 0.556 | 0.556 | 0.556 | 0.556 | 0.556 | 0.556 | 0.556 | 0.556 | 0.556 | 0.556 | 0.556 | 0.556 | 0.556 | 0.556 | 0.556 | 0.556 | 0.556 | 0.556 | 0.556 | 0.556 | 0.556 | 0.556 | 0.556 | 0.556 | 0.556 | 0.556 | 0.556
Southern_PGAE_Solar_139 | caiso-deliverability | Los_Banos_500_230_SSN | Reliability_Capacity_In_Model_Year | System RA | Southern_PGAE_Solar_139 | 0.556 | 0.556 | 0.556 | 0.556 | 0.556 | 0.556 | 0.556 | 0.556 | 0.556 | 0.556 | 0.556 | 0.556 | 0.556 | 0.556 | 0.556 | 0.556 | 0.556 | 0.556 | 0.556 | 0.556 | 0.556 | 0.556 | 0.556 | 0.556 | 0.556 | 0.556 | 0.556 | 0.556 | 0.556 | 0.556 | 0.556
Southern_PGAE_Solar_140 | caiso-deliverability | Los_Banos_500_230_SSN | Reliability_Capacity_In_Model_Year | System RA | Southern_PGAE_Solar_140 | 0.556 | 0.556 | 0.556 | 0.556 | 0.556 | 0.556 | 0.556 | 0.556 | 0.556 | 0.556 | 0.556 | 0.556 | 0.556 | 0.556 | 0.556 | 0.556 | 0.556 | 0.556 | 0.556 | 0.556 | 0.556 | 0.556 | 0.556 | 0.556 | 0.556 | 0.556 | 0.556 | 0.556 | 0.556 | 0.556 | 0.556
Southern_PGAE_Solar_151 | caiso-deliverability | Los_Banos_500_230_SSN | Reliability_Capacity_In_Model_Year | System RA | Southern_PGAE_Solar_151 | 0.556 | 0.556 | 0.556 | 0.556 | 0.556 | 0.556 | 0.556 | 0.556 | 0.556 | 0.556 | 0.556 | 0.556 | 0.556 | 0.556 | 0.556 | 0.556 | 0.556 | 0.556 | 0.556 | 0.556 | 0.556 | 0.556 | 0.556 | 0.556 | 0.556 | 0.556 | 0.556 | 0.556 | 0.556 | 0.556 | 0.556
Southern_PGAE_Solar_154 | caiso-deliverability | Los_Banos_500_230_SSN | Reliability_Capacity_In_Model_Year | System RA | Southern_PGAE_Solar_154 | 0.556 | 0.556 | 0.556 | 0.556 | 0.556 | 0.556 | 0.556 | 0.556 | 0.556 | 0.556 | 0.556 | 0.556 | 0.556 | 0.556 | 0.556 | 0.556 | 0.556 | 0.556 | 0.556 | 0.556 | 0.556 | 0.556 | 0.556 | 0.556 | 0.556 | 0.556 | 0.556 | 0.556 | 0.556 | 0.556 | 0.556
Southern_PGAE_Solar_161 | caiso-deliverability | Los_Banos_500_230_SSN | Reliability_Capacity_In_Model_Year | System RA | Southern_PGAE_Solar_161 | 0.556 | 0.556 | 0.556 | 0.556 | 0.556 | 0.556 | 0.556 | 0.556 | 0.556 | 0.556 | 0.556 | 0.556 | 0.556 | 0.556 | 0.556 | 0.556 | 0.556 | 0.556 | 0.556 | 0.556 | 0.556 | 0.556 | 0.556 | 0.556 | 0.556 | 0.556 | 0.556 | 0.556 | 0.556 | 0.556 | 0.556
Southern_PGAE_Solar_162 | caiso-deliverability | Los_Banos_500_230_SSN | Reliability_Capacity_In_Model_Year | System RA | Southern_PGAE_Solar_162 | 0.556 | 0.556 | 0.556 | 0.556 | 0.556 | 0.556 | 0.556 | 0.556 | 0.556 | 0.556 | 0.556 | 0.556 | 0.556 | 0.556 | 0.556 | 0.556 | 0.556 | 0.556 | 0.556 | 0.556 | 0.556 | 0.556 | 0.556 | 0.556 | 0.556 | 0.556 | 0.556 | 0.556 | 0.556 | 0.556 | 0.556
Southern_PGAE_Solar_163 | caiso-deliverability | Los_Banos_500_230_SSN | Reliability_Capacity_In_Model_Year | System RA | Southern_PGAE_Solar_163 | 0.556 | 0.556 | 0.556 | 0.556 | 0.556 | 0.556 | 0.556 | 0.556 | 0.556 | 0.556 | 0.556 | 0.556 | 0.556 | 0.556 | 0.556 | 0.556 | 0.556 | 0.556 | 0.556 | 0.556 | 0.556 | 0.556 | 0.556 | 0.556 | 0.556 | 0.556 | 0.556 | 0.556 | 0.556 | 0.556 | 0.556
Southern_PGAE_Solar_164 | caiso-deliverability | Los_Banos_500_230_SSN | Reliability_Capacity_In_Model_Year | System RA | Southern_PGAE_Solar_164 | 0.556 | 0.556 | 0.556 | 0.556 | 0.556 | 0.556 | 0.556 | 0.556 | 0.556 | 0.556 | 0.556 | 0.556 | 0.556 | 0.556 | 0.556 | 0.556 | 0.556 | 0.556 | 0.556 | 0.556 | 0.556 | 0.556 | 0.556 | 0.556 | 0.556 | 0.556 | 0.556 | 0.556 | 0.556 | 0.556 | 0.556
Southern_PGAE_Solar_165 | caiso-deliverability | Los_Banos_500_230_SSN | Reliability_Capacity_In_Model_Year | System RA | Southern_PGAE_Solar_165 | 0.556 | 0.556 | 0.556 | 0.556 | 0.556 | 0.556 | 0.556 | 0.556 | 0.556 | 0.556 | 0.556 | 0.556 | 0.556 | 0.556 | 0.556 | 0.556 | 0.556 | 0.556 | 0.556 | 0.556 | 0.556 | 0.556 | 0.556 | 0.556 | 0.556 | 0.556 | 0.556 | 0.556 | 0.556 | 0.556 | 0.556
Southern_PGAE_Solar_168 | caiso-deliverability | Los_Banos_500_230_SSN | Reliability_Capacity_In_Model_Year | System RA | Southern_PGAE_Solar_168 | 0.556 | 0.556 | 0.556 | 0.556 | 0.556 | 0.556 | 0.556 | 0.556 | 0.556 | 0.556 | 0.556 | 0.556 | 0.556 | 0.556 | 0.556 | 0.556 | 0.556 | 0.556 | 0.556 | 0.556 | 0.556 | 0.556 | 0.556 | 0.556 | 0.556 | 0.556 | 0.556 | 0.556 | 0.556 | 0.556 | 0.556
Southern_PGAE_Solar_169 | caiso-deliverability | Los_Banos_500_230_SSN | Reliability_Capacity_In_Model_Year | System RA | Southern_PGAE_Solar_169 | 0.556 | 0.556 | 0.556 | 0.556 | 0.556 | 0.556 | 0.556 | 0.556 | 0.556 | 0.556 | 0.556 | 0.556 | 0.556 | 0.556 | 0.556 | 0.556 | 0.556 | 0.556 | 0.556 | 0.556 | 0.556 | 0.556 | 0.556 | 0.556 | 0.556 | 0.556 | 0.556 | 0.556 | 0.556 | 0.556 | 0.556
Southern_PGAE_Solar_170 | caiso-deliverability | Los_Banos_500_230_SSN | Reliability_Capacity_In_Model_Year | System RA | Southern_PGAE_Solar_170 | 0.556 | 0.556 | 0.556 | 0.556 | 0.556 | 0.556 | 0.556 | 0.556 | 0.556 | 0.556 | 0.556 | 0.556 | 0.556 | 0.556 | 0.556 | 0.556 | 0.556 | 0.556 | 0.556 | 0.556 | 0.556 | 0.556 | 0.556 | 0.556 | 0.556 | 0.556 | 0.556 | 0.556 | 0.556 | 0.556 | 0.556
Southern_PGAE_Solar_174 | caiso-deliverability | Los_Banos_500_230_SSN | Reliability_Capacity_In_Model_Year | System RA | Southern_PGAE_Solar_174 | 0.556 | 0.556 | 0.556 | 0.556 | 0.556 | 0.556 | 0.556 | 0.556 | 0.556 | 0.556 | 0.556 | 0.556 | 0.556 | 0.556 | 0.556 | 0.556 | 0.556 | 0.556 | 0.556 | 0.556 | 0.556 | 0.556 | 0.556 | 0.556 | 0.556 | 0.556 | 0.556 | 0.556 | 0.556 | 0.556 | 0.556
Southern_PGAE_Solar_176 | caiso-deliverability | Los_Banos_500_230_SSN | Reliability_Capacity_In_Model_Year | System RA | Southern_PGAE_Solar_176 | 0.556 | 0.556 | 0.556 | 0.556 | 0.556 | 0.556 | 0.556 | 0.556 | 0.556 | 0.556 | 0.556 | 0.556 | 0.556 | 0.556 | 0.556 | 0.556 | 0.556 | 0.556 | 0.556 | 0.556 | 0.556 | 0.556 | 0.556 | 0.556 | 0.556 | 0.556 | 0.556 | 0.556 | 0.556 | 0.556 | 0.556
Manning_500_group | caiso-deliverability | Los_Banos_500_230_SSN | Operational_New_Capacity_MW | Manning_500_group |  | -1 | -1 | -1 | -1 | -1 | -1 | -1 | -1 | -1 | -1 | -1 | -1 | -1 | -1 | -1 | -1 | -1 | -1 | -1 | -1 | -1 | -1 | -1 | -1 | -1 | -1 | -1 | -1 | -1 | -1 | -1
Greater_Kramer_Flow_Battery_86 | caiso-deliverability | Lugo_500_230_Transformer_HSN | Reliability_Capacity_In_Model_Year | System RA | Greater_Kramer_Flow_Battery_86 | 1 | 1 | 1 | 1 | 1 | 1 | 1 | 1 | 1 | 1 | 1 | 1 | 1 | 1 | 1 | 1 | 1 | 1 | 1 | 1 | 1 | 1 | 1 | 1 | 1 | 1 | 1 | 1 | 1 | 1 | 1
Greater_Kramer_Flow_Battery_103 | caiso-deliverability | Lugo_500_230_Transformer_HSN | Reliability_Capacity_In_Model_Year | System RA | Greater_Kramer_Flow_Battery_103 | 1 | 1 | 1 | 1 | 1 | 1 | 1 | 1 | 1 | 1 | 1 | 1 | 1 | 1 | 1 | 1 | 1 | 1 | 1 | 1 | 1 | 1 | 1 | 1 | 1 | 1 | 1 | 1 | 1 | 1 | 1
Greater_Kramer_Flow_Battery_123 | caiso-deliverability | Lugo_500_230_Transformer_HSN | Reliability_Capacity_In_Model_Year | System RA | Greater_Kramer_Flow_Battery_123 | 1 | 1 | 1 | 1 | 1 | 1 | 1 | 1 | 1 | 1 | 1 | 1 | 1 | 1 | 1 | 1 | 1 | 1 | 1 | 1 | 1 | 1 | 1 | 1 | 1 | 1 | 1 | 1 | 1 | 1 | 1
Greater_Kramer_Flow_Battery_156 | caiso-deliverability | Lugo_500_230_Transformer_HSN | Reliability_Capacity_In_Model_Year | System RA | Greater_Kramer_Flow_Battery_156 | 1 | 1 | 1 | 1 | 1 | 1 | 1 | 1 | 1 | 1 | 1 | 1 | 1 | 1 | 1 | 1 | 1 | 1 | 1 | 1 | 1 | 1 | 1 | 1 | 1 | 1 | 1 | 1 | 1 | 1 | 1
Greater_Kramer_Li_Battery_4hr_86 | caiso-deliverability | Lugo_500_230_Transformer_HSN | Reliability_Capacity_In_Model_Year | System RA | Greater_Kramer_Li_Battery_4hr_86 | 1 | 1 | 1 | 1 | 1 | 1 | 1 | 1 | 1 | 1 | 1 | 1 | 1 | 1 | 1 | 1 | 1 | 1 | 1 | 1 | 1 | 1 | 1 | 1 | 1 | 1 | 1 | 1 | 1 | 1 | 1
Greater_Kramer_Li_Battery_4hr_103 | caiso-deliverability | Lugo_500_230_Transformer_HSN | Reliability_Capacity_In_Model_Year | System RA | Greater_Kramer_Li_Battery_4hr_103 | 1 | 1 | 1 | 1 | 1 | 1 | 1 | 1 | 1 | 1 | 1 | 1 | 1 | 1 | 1 | 1 | 1 | 1 | 1 | 1 | 1 | 1 | 1 | 1 | 1 | 1 | 1 | 1 | 1 | 1 | 1
Greater_Kramer_Li_Battery_4hr_123 | caiso-deliverability | Lugo_500_230_Transformer_HSN | Reliability_Capacity_In_Model_Year | System RA | Greater_Kramer_Li_Battery_4hr_123 | 1 | 1 | 1 | 1 | 1 | 1 | 1 | 1 | 1 | 1 | 1 | 1 | 1 | 1 | 1 | 1 | 1 | 1 | 1 | 1 | 1 | 1 | 1 | 1 | 1 | 1 | 1 | 1 | 1 | 1 | 1
Greater_Kramer_Li_Battery_4hr_156 | caiso-deliverability | Lugo_500_230_Transformer_HSN | Reliability_Capacity_In_Model_Year | System RA | Greater_Kramer_Li_Battery_4hr_156 | 1 | 1 | 1 | 1 | 1 | 1 | 1 | 1 | 1 | 1 | 1 | 1 | 1 | 1 | 1 | 1 | 1 | 1 | 1 | 1 | 1 | 1 | 1 | 1 | 1 | 1 | 1 | 1 | 1 | 1 | 1
Greater_Kramer_Li_Battery_8hr_86 | caiso-deliverability | Lugo_500_230_Transformer_HSN | Reliability_Capacity_In_Model_Year | System RA | Greater_Kramer_Li_Battery_8hr_86 | 1 | 1 | 1 | 1 | 1 | 1 | 1 | 1 | 1 | 1 | 1 | 1 | 1 | 1 | 1 | 1 | 1 | 1 | 1 | 1 | 1 | 1 | 1 | 1 | 1 | 1 | 1 | 1 | 1 | 1 | 1
Greater_Kramer_Li_Battery_8hr_103 | caiso-deliverability | Lugo_500_230_Transformer_HSN | Reliability_Capacity_In_Model_Year | System RA | Greater_Kramer_Li_Battery_8hr_103 | 1 | 1 | 1 | 1 | 1 | 1 | 1 | 1 | 1 | 1 | 1 | 1 | 1 | 1 | 1 | 1 | 1 | 1 | 1 | 1 | 1 | 1 | 1 | 1 | 1 | 1 | 1 | 1 | 1 | 1 | 1
Greater_Kramer_Li_Battery_8hr_123 | caiso-deliverability | Lugo_500_230_Transformer_HSN | Reliability_Capacity_In_Model_Year | System RA | Greater_Kramer_Li_Battery_8hr_123 | 1 | 1 | 1 | 1 | 1 | 1 | 1 | 1 | 1 | 1 | 1 | 1 | 1 | 1 | 1 | 1 | 1 | 1 | 1 | 1 | 1 | 1 | 1 | 1 | 1 | 1 | 1 | 1 | 1 | 1 | 1
Greater_Kramer_Li_Battery_8hr_156 | caiso-deliverability | Lugo_500_230_Transformer_HSN | Reliability_Capacity_In_Model_Year | System RA | Greater_Kramer_Li_Battery_8hr_156 | 1 | 1 | 1 | 1 | 1 | 1 | 1 | 1 | 1 | 1 | 1 | 1 | 1 | 1 | 1 | 1 | 1 | 1 | 1 | 1 | 1 | 1 | 1 | 1 | 1 | 1 | 1 | 1 | 1 | 1 | 1
Greater_Kramer_Solar_86 | caiso-deliverability | Lugo_500_230_Transformer_HSN | Reliability_Capacity_In_Model_Year | System RA | Greater_Kramer_Solar_86 | 0.106 | 0.106 | 0.106 | 0.106 | 0.106 | 0.106 | 0.106 | 0.106 | 0.106 | 0.106 | 0.106 | 0.106 | 0.106 | 0.106 | 0.106 | 0.106 | 0.106 | 0.106 | 0.106 | 0.106 | 0.106 | 0.106 | 0.106 | 0.106 | 0.106 | 0.106 | 0.106 | 0.106 | 0.106 | 0.106 | 0.106
Greater_Kramer_Solar_103 | caiso-deliverability | Lugo_500_230_Transformer_HSN | Reliability_Capacity_In_Model_Year | System RA | Greater_Kramer_Solar_103 | 0.106 | 0.106 | 0.106 | 0.106 | 0.106 | 0.106 | 0.106 | 0.106 | 0.106 | 0.106 | 0.106 | 0.106 | 0.106 | 0.106 | 0.106 | 0.106 | 0.106 | 0.106 | 0.106 | 0.106 | 0.106 | 0.106 | 0.106 | 0.106 | 0.106 | 0.106 | 0.106 | 0.106 | 0.106 | 0.106 | 0.106
Greater_Kramer_Solar_123 | caiso-deliverability | Lugo_500_230_Transformer_HSN | Reliability_Capacity_In_Model_Year | System RA | Greater_Kramer_Solar_123 | 0.106 | 0.106 | 0.106 | 0.106 | 0.106 | 0.106 | 0.106 | 0.106 | 0.106 | 0.106 | 0.106 | 0.106 | 0.106 | 0.106 | 0.106 | 0.106 | 0.106 | 0.106 | 0.106 | 0.106 | 0.106 | 0.106 | 0.106 | 0.106 | 0.106 | 0.106 | 0.106 | 0.106 | 0.106 | 0.106 | 0.106
Greater_Kramer_Solar_156 | caiso-deliverability | Lugo_500_230_Transformer_HSN | Reliability_Capacity_In_Model_Year | System RA | Greater_Kramer_Solar_156 | 0.106 | 0.106 | 0.106 | 0.106 | 0.106 | 0.106 | 0.106 | 0.106 | 0.106 | 0.106 | 0.106 | 0.106 | 0.106 | 0.106 | 0.106 | 0.106 | 0.106 | 0.106 | 0.106 | 0.106 | 0.106 | 0.106 | 0.106 | 0.106 | 0.106 | 0.106 | 0.106 | 0.106 | 0.106 | 0.106 | 0.106
Inyokern_North_Kramer_Geothermal_156 | caiso-deliverability | Lugo_500_230_Transformer_HSN | Reliability_Capacity_In_Model_Year | System RA | Inyokern_North_Kramer_Geothermal_156 | 1 | 1 | 1 | 1 | 1 | 1 | 1 | 1 | 1 | 1 | 1 | 1 | 1 | 1 | 1 | 1 | 1 | 1 | 1 | 1 | 1 | 1 | 1 | 1 | 1 | 1 | 1 | 1 | 1 | 1 | 1
Lugo_500_230_Transformer_group | caiso-deliverability | Lugo_500_230_Transformer_HSN | Operational_New_Capacity_MW | Lugo_500_230_Transformer_group |  | -1 | -1 | -1 | -1 | -1 | -1 | -1 | -1 | -1 | -1 | -1 | -1 | -1 | -1 | -1 | -1 | -1 | -1 | -1 | -1 | -1 | -1 | -1 | -1 | -1 | -1 | -1 | -1 | -1 | -1 | -1
Greater_Kramer_Flow_Battery_86 | caiso-deliverability | Lugo_500_230_Transformer_offpeak | Operational_New_Capacity_MW | Greater_Kramer_Flow_Battery_86 |  | -1 | -1 | -1 | -1 | -1 | -1 | -1 | -1 | -1 | -1 | -1 | -1 | -1 | -1 | -1 | -1 | -1 | -1 | -1 | -1 | -1 | -1 | -1 | -1 | -1 | -1 | -1 | -1 | -1 | -1 | -1
Greater_Kramer_Flow_Battery_103 | caiso-deliverability | Lugo_500_230_Transformer_offpeak | Operational_New_Capacity_MW | Greater_Kramer_Flow_Battery_103 |  | -1 | -1 | -1 | -1 | -1 | -1 | -1 | -1 | -1 | -1 | -1 | -1 | -1 | -1 | -1 | -1 | -1 | -1 | -1 | -1 | -1 | -1 | -1 | -1 | -1 | -1 | -1 | -1 | -1 | -1 | -1
Greater_Kramer_Flow_Battery_123 | caiso-deliverability | Lugo_500_230_Transformer_offpeak | Operational_New_Capacity_MW | Greater_Kramer_Flow_Battery_123 |  | -1 | -1 | -1 | -1 | -1 | -1 | -1 | -1 | -1 | -1 | -1 | -1 | -1 | -1 | -1 | -1 | -1 | -1 | -1 | -1 | -1 | -1 | -1 | -1 | -1 | -1 | -1 | -1 | -1 | -1 | -1
Greater_Kramer_Flow_Battery_156 | caiso-deliverability | Lugo_500_230_Transformer_offpeak | Operational_New_Capacity_MW | Greater_Kramer_Flow_Battery_156 |  | -1 | -1 | -1 | -1 | -1 | -1 | -1 | -1 | -1 | -1 | -1 | -1 | -1 | -1 | -1 | -1 | -1 | -1 | -1 | -1 | -1 | -1 | -1 | -1 | -1 | -1 | -1 | -1 | -1 | -1 | -1
Greater_Kramer_Li_Battery_4hr_86 | caiso-deliverability | Lugo_500_230_Transformer_offpeak | Operational_New_Capacity_MW | Greater_Kramer_Li_Battery_4hr_86 |  | -1 | -1 | -1 | -1 | -1 | -1 | -1 | -1 | -1 | -1 | -1 | -1 | -1 | -1 | -1 | -1 | -1 | -1 | -1 | -1 | -1 | -1 | -1 | -1 | -1 | -1 | -1 | -1 | -1 | -1 | -1
Greater_Kramer_Li_Battery_4hr_103 | caiso-deliverability | Lugo_500_230_Transformer_offpeak | Operational_New_Capacity_MW | Greater_Kramer_Li_Battery_4hr_103 |  | -1 | -1 | -1 | -1 | -1 | -1 | -1 | -1 | -1 | -1 | -1 | -1 | -1 | -1 | -1 | -1 | -1 | -1 | -1 | -1 | -1 | -1 | -1 | -1 | -1 | -1 | -1 | -1 | -1 | -1 | -1
Greater_Kramer_Li_Battery_4hr_123 | caiso-deliverability | Lugo_500_230_Transformer_offpeak | Operational_New_Capacity_MW | Greater_Kramer_Li_Battery_4hr_123 |  | -1 | -1 | -1 | -1 | -1 | -1 | -1 | -1 | -1 | -1 | -1 | -1 | -1 | -1 | -1 | -1 | -1 | -1 | -1 | -1 | -1 | -1 | -1 | -1 | -1 | -1 | -1 | -1 | -1 | -1 | -1
Greater_Kramer_Li_Battery_4hr_156 | caiso-deliverability | Lugo_500_230_Transformer_offpeak | Operational_New_Capacity_MW | Greater_Kramer_Li_Battery_4hr_156 |  | -1 | -1 | -1 | -1 | -1 | -1 | -1 | -1 | -1 | -1 | -1 | -1 | -1 | -1 | -1 | -1 | -1 | -1 | -1 | -1 | -1 | -1 | -1 | -1 | -1 | -1 | -1 | -1 | -1 | -1 | -1
Greater_Kramer_Li_Battery_8hr_86 | caiso-deliverability | Lugo_500_230_Transformer_offpeak | Operational_New_Capacity_MW | Greater_Kramer_Li_Battery_8hr_86 |  | -1 | -1 | -1 | -1 | -1 | -1 | -1 | -1 | -1 | -1 | -1 | -1 | -1 | -1 | -1 | -1 | -1 | -1 | -1 | -1 | -1 | -1 | -1 | -1 | -1 | -1 | -1 | -1 | -1 | -1 | -1
Greater_Kramer_Li_Battery_8hr_103 | caiso-deliverability | Lugo_500_230_Transformer_offpeak | Operational_New_Capacity_MW | Greater_Kramer_Li_Battery_8hr_103 |  | -1 | -1 | -1 | -1 | -1 | -1 | -1 | -1 | -1 | -1 | -1 | -1 | -1 | -1 | -1 | -1 | -1 | -1 | -1 | -1 | -1 | -1 | -1 | -1 | -1 | -1 | -1 | -1 | -1 | -1 | -1
Greater_Kramer_Li_Battery_8hr_123 | caiso-deliverability | Lugo_500_230_Transformer_offpeak | Operational_New_Capacity_MW | Greater_Kramer_Li_Battery_8hr_123 |  | -1 | -1 | -1 | -1 | -1 | -1 | -1 | -1 | -1 | -1 | -1 | -1 | -1 | -1 | -1 | -1 | -1 | -1 | -1 | -1 | -1 | -1 | -1 | -1 | -1 | -1 | -1 | -1 | -1 | -1 | -1
Greater_Kramer_Li_Battery_8hr_156 | caiso-deliverability | Lugo_500_230_Transformer_offpeak | Operational_New_Capacity_MW | Greater_Kramer_Li_Battery_8hr_156 |  | -1 | -1 | -1 | -1 | -1 | -1 | -1 | -1 | -1 | -1 | -1 | -1 | -1 | -1 | -1 | -1 | -1 | -1 | -1 | -1 | -1 | -1 | -1 | -1 | -1 | -1 | -1 | -1 | -1 | -1 | -1
Greater_Kramer_Solar_86 | caiso-deliverability | Lugo_500_230_Transformer_offpeak | Operational_New_Capacity_MW | Greater_Kramer_Solar_86 |  | 0.77 | 0.77 | 0.77 | 0.77 | 0.77 | 0.77 | 0.77 | 0.77 | 0.77 | 0.77 | 0.77 | 0.77 | 0.77 | 0.77 | 0.77 | 0.77 | 0.77 | 0.77 | 0.77 | 0.77 | 0.77 | 0.77 | 0.77 | 0.77 | 0.77 | 0.77 | 0.77 | 0.77 | 0.77 | 0.77 | 0.77
Greater_Kramer_Solar_103 | caiso-deliverability | Lugo_500_230_Transformer_offpeak | Operational_New_Capacity_MW | Greater_Kramer_Solar_103 |  | 0.77 | 0.77 | 0.77 | 0.77 | 0.77 | 0.77 | 0.77 | 0.77 | 0.77 | 0.77 | 0.77 | 0.77 | 0.77 | 0.77 | 0.77 | 0.77 | 0.77 | 0.77 | 0.77 | 0.77 | 0.77 | 0.77 | 0.77 | 0.77 | 0.77 | 0.77 | 0.77 | 0.77 | 0.77 | 0.77 | 0.77
Greater_Kramer_Solar_123 | caiso-deliverability | Lugo_500_230_Transformer_offpeak | Operational_New_Capacity_MW | Greater_Kramer_Solar_123 |  | 0.77 | 0.77 | 0.77 | 0.77 | 0.77 | 0.77 | 0.77 | 0.77 | 0.77 | 0.77 | 0.77 | 0.77 | 0.77 | 0.77 | 0.77 | 0.77 | 0.77 | 0.77 | 0.77 | 0.77 | 0.77 | 0.77 | 0.77 | 0.77 | 0.77 | 0.77 | 0.77 | 0.77 | 0.77 | 0.77 | 0.77
Greater_Kramer_Solar_156 | caiso-deliverability | Lugo_500_230_Transformer_offpeak | Operational_New_Capacity_MW | Greater_Kramer_Solar_156 |  | 0.77 | 0.77 | 0.77 | 0.77 | 0.77 | 0.77 | 0.77 | 0.77 | 0.77 | 0.77 | 0.77 | 0.77 | 0.77 | 0.77 | 0.77 | 0.77 | 0.77 | 0.77 | 0.77 | 0.77 | 0.77 | 0.77 | 0.77 | 0.77 | 0.77 | 0.77 | 0.77 | 0.77 | 0.77 | 0.77 | 0.77
Inyokern_North_Kramer_Geothermal_156 | caiso-deliverability | Lugo_500_230_Transformer_offpeak | Operational_New_Capacity_MW | Inyokern_North_Kramer_Geothermal_156 |  | 1 | 1 | 1 | 1 | 1 | 1 | 1 | 1 | 1 | 1 | 1 | 1 | 1 | 1 | 1 | 1 | 1 | 1 | 1 | 1 | 1 | 1 | 1 | 1 | 1 | 1 | 1 | 1 | 1 | 1 | 1
Lugo_500_230_Transformer_group | caiso-deliverability | Lugo_500_230_Transformer_offpeak | Operational_New_Capacity_MW | Lugo_500_230_Transformer_group |  | -1 | -1 | -1 | -1 | -1 | -1 | -1 | -1 | -1 | -1 | -1 | -1 | -1 | -1 | -1 | -1 | -1 | -1 | -1 | -1 | -1 | -1 | -1 | -1 | -1 | -1 | -1 | -1 | -1 | -1 | -1
Greater_Kramer_Flow_Battery_86 | caiso-deliverability | Lugo_500_230_Transformer_SSN | Reliability_Capacity_In_Model_Year | System RA | Greater_Kramer_Flow_Battery_86 | 0.5 | 0.5 | 0.5 | 0.5 | 0.5 | 0.5 | 0.5 | 0.5 | 0.5 | 0.5 | 0.5 | 0.5 | 0.5 | 0.5 | 0.5 | 0.5 | 0.5 | 0.5 | 0.5 | 0.5 | 0.5 | 0.5 | 0.5 | 0.5 | 0.5 | 0.5 | 0.5 | 0.5 | 0.5 | 0.5 | 0.5
Greater_Kramer_Flow_Battery_103 | caiso-deliverability | Lugo_500_230_Transformer_SSN | Reliability_Capacity_In_Model_Year | System RA | Greater_Kramer_Flow_Battery_103 | 0.5 | 0.5 | 0.5 | 0.5 | 0.5 | 0.5 | 0.5 | 0.5 | 0.5 | 0.5 | 0.5 | 0.5 | 0.5 | 0.5 | 0.5 | 0.5 | 0.5 | 0.5 | 0.5 | 0.5 | 0.5 | 0.5 | 0.5 | 0.5 | 0.5 | 0.5 | 0.5 | 0.5 | 0.5 | 0.5 | 0.5
Greater_Kramer_Flow_Battery_123 | caiso-deliverability | Lugo_500_230_Transformer_SSN | Reliability_Capacity_In_Model_Year | System RA | Greater_Kramer_Flow_Battery_123 | 0.5 | 0.5 | 0.5 | 0.5 | 0.5 | 0.5 | 0.5 | 0.5 | 0.5 | 0.5 | 0.5 | 0.5 | 0.5 | 0.5 | 0.5 | 0.5 | 0.5 | 0.5 | 0.5 | 0.5 | 0.5 | 0.5 | 0.5 | 0.5 | 0.5 | 0.5 | 0.5 | 0.5 | 0.5 | 0.5 | 0.5
Greater_Kramer_Flow_Battery_156 | caiso-deliverability | Lugo_500_230_Transformer_SSN | Reliability_Capacity_In_Model_Year | System RA | Greater_Kramer_Flow_Battery_156 | 0.5 | 0.5 | 0.5 | 0.5 | 0.5 | 0.5 | 0.5 | 0.5 | 0.5 | 0.5 | 0.5 | 0.5 | 0.5 | 0.5 | 0.5 | 0.5 | 0.5 | 0.5 | 0.5 | 0.5 | 0.5 | 0.5 | 0.5 | 0.5 | 0.5 | 0.5 | 0.5 | 0.5 | 0.5 | 0.5 | 0.5
Greater_Kramer_Li_Battery_4hr_86 | caiso-deliverability | Lugo_500_230_Transformer_SSN | Reliability_Capacity_In_Model_Year | System RA | Greater_Kramer_Li_Battery_4hr_86 | 0.5 | 0.5 | 0.5 | 0.5 | 0.5 | 0.5 | 0.5 | 0.5 | 0.5 | 0.5 | 0.5 | 0.5 | 0.5 | 0.5 | 0.5 | 0.5 | 0.5 | 0.5 | 0.5 | 0.5 | 0.5 | 0.5 | 0.5 | 0.5 | 0.5 | 0.5 | 0.5 | 0.5 | 0.5 | 0.5 | 0.5
Greater_Kramer_Li_Battery_4hr_103 | caiso-deliverability | Lugo_500_230_Transformer_SSN | Reliability_Capacity_In_Model_Year | System RA | Greater_Kramer_Li_Battery_4hr_103 | 0.5 | 0.5 | 0.5 | 0.5 | 0.5 | 0.5 | 0.5 | 0.5 | 0.5 | 0.5 | 0.5 | 0.5 | 0.5 | 0.5 | 0.5 | 0.5 | 0.5 | 0.5 | 0.5 | 0.5 | 0.5 | 0.5 | 0.5 | 0.5 | 0.5 | 0.5 | 0.5 | 0.5 | 0.5 | 0.5 | 0.5
Greater_Kramer_Li_Battery_4hr_123 | caiso-deliverability | Lugo_500_230_Transformer_SSN | Reliability_Capacity_In_Model_Year | System RA | Greater_Kramer_Li_Battery_4hr_123 | 0.5 | 0.5 | 0.5 | 0.5 | 0.5 | 0.5 | 0.5 | 0.5 | 0.5 | 0.5 | 0.5 | 0.5 | 0.5 | 0.5 | 0.5 | 0.5 | 0.5 | 0.5 | 0.5 | 0.5 | 0.5 | 0.5 | 0.5 | 0.5 | 0.5 | 0.5 | 0.5 | 0.5 | 0.5 | 0.5 | 0.5
Greater_Kramer_Li_Battery_4hr_156 | caiso-deliverability | Lugo_500_230_Transformer_SSN | Reliability_Capacity_In_Model_Year | System RA | Greater_Kramer_Li_Battery_4hr_156 | 0.5 | 0.5 | 0.5 | 0.5 | 0.5 | 0.5 | 0.5 | 0.5 | 0.5 | 0.5 | 0.5 | 0.5 | 0.5 | 0.5 | 0.5 | 0.5 | 0.5 | 0.5 | 0.5 | 0.5 | 0.5 | 0.5 | 0.5 | 0.5 | 0.5 | 0.5 | 0.5 | 0.5 | 0.5 | 0.5 | 0.5
Greater_Kramer_Li_Battery_8hr_86 | caiso-deliverability | Lugo_500_230_Transformer_SSN | Reliability_Capacity_In_Model_Year | System RA | Greater_Kramer_Li_Battery_8hr_86 | 0.5 | 0.5 | 0.5 | 0.5 | 0.5 | 0.5 | 0.5 | 0.5 | 0.5 | 0.5 | 0.5 | 0.5 | 0.5 | 0.5 | 0.5 | 0.5 | 0.5 | 0.5 | 0.5 | 0.5 | 0.5 | 0.5 | 0.5 | 0.5 | 0.5 | 0.5 | 0.5 | 0.5 | 0.5 | 0.5 | 0.5
Greater_Kramer_Li_Battery_8hr_103 | caiso-deliverability | Lugo_500_230_Transformer_SSN | Reliability_Capacity_In_Model_Year | System RA | Greater_Kramer_Li_Battery_8hr_103 | 0.5 | 0.5 | 0.5 | 0.5 | 0.5 | 0.5 | 0.5 | 0.5 | 0.5 | 0.5 | 0.5 | 0.5 | 0.5 | 0.5 | 0.5 | 0.5 | 0.5 | 0.5 | 0.5 | 0.5 | 0.5 | 0.5 | 0.5 | 0.5 | 0.5 | 0.5 | 0.5 | 0.5 | 0.5 | 0.5 | 0.5
Greater_Kramer_Li_Battery_8hr_123 | caiso-deliverability | Lugo_500_230_Transformer_SSN | Reliability_Capacity_In_Model_Year | System RA | Greater_Kramer_Li_Battery_8hr_123 | 0.5 | 0.5 | 0.5 | 0.5 | 0.5 | 0.5 | 0.5 | 0.5 | 0.5 | 0.5 | 0.5 | 0.5 | 0.5 | 0.5 | 0.5 | 0.5 | 0.5 | 0.5 | 0.5 | 0.5 | 0.5 | 0.5 | 0.5 | 0.5 | 0.5 | 0.5 | 0.5 | 0.5 | 0.5 | 0.5 | 0.5
Greater_Kramer_Li_Battery_8hr_156 | caiso-deliverability | Lugo_500_230_Transformer_SSN | Reliability_Capacity_In_Model_Year | System RA | Greater_Kramer_Li_Battery_8hr_156 | 0.5 | 0.5 | 0.5 | 0.5 | 0.5 | 0.5 | 0.5 | 0.5 | 0.5 | 0.5 | 0.5 | 0.5 | 0.5 | 0.5 | 0.5 | 0.5 | 0.5 | 0.5 | 0.5 | 0.5 | 0.5 | 0.5 | 0.5 | 0.5 | 0.5 | 0.5 | 0.5 | 0.5 | 0.5 | 0.5 | 0.5
Greater_Kramer_Solar_86 | caiso-deliverability | Lugo_500_230_Transformer_SSN | Reliability_Capacity_In_Model_Year | System RA | Greater_Kramer_Solar_86 | 0.427 | 0.427 | 0.427 | 0.427 | 0.427 | 0.427 | 0.427 | 0.427 | 0.427 | 0.427 | 0.427 | 0.427 | 0.427 | 0.427 | 0.427 | 0.427 | 0.427 | 0.427 | 0.427 | 0.427 | 0.427 | 0.427 | 0.427 | 0.427 | 0.427 | 0.427 | 0.427 | 0.427 | 0.427 | 0.427 | 0.427
Greater_Kramer_Solar_103 | caiso-deliverability | Lugo_500_230_Transformer_SSN | Reliability_Capacity_In_Model_Year | System RA | Greater_Kramer_Solar_103 | 0.427 | 0.427 | 0.427 | 0.427 | 0.427 | 0.427 | 0.427 | 0.427 | 0.427 | 0.427 | 0.427 | 0.427 | 0.427 | 0.427 | 0.427 | 0.427 | 0.427 | 0.427 | 0.427 | 0.427 | 0.427 | 0.427 | 0.427 | 0.427 | 0.427 | 0.427 | 0.427 | 0.427 | 0.427 | 0.427 | 0.427
Greater_Kramer_Solar_123 | caiso-deliverability | Lugo_500_230_Transformer_SSN | Reliability_Capacity_In_Model_Year | System RA | Greater_Kramer_Solar_123 | 0.427 | 0.427 | 0.427 | 0.427 | 0.427 | 0.427 | 0.427 | 0.427 | 0.427 | 0.427 | 0.427 | 0.427 | 0.427 | 0.427 | 0.427 | 0.427 | 0.427 | 0.427 | 0.427 | 0.427 | 0.427 | 0.427 | 0.427 | 0.427 | 0.427 | 0.427 | 0.427 | 0.427 | 0.427 | 0.427 | 0.427
Greater_Kramer_Solar_156 | caiso-deliverability | Lugo_500_230_Transformer_SSN | Reliability_Capacity_In_Model_Year | System RA | Greater_Kramer_Solar_156 | 0.427 | 0.427 | 0.427 | 0.427 | 0.427 | 0.427 | 0.427 | 0.427 | 0.427 | 0.427 | 0.427 | 0.427 | 0.427 | 0.427 | 0.427 | 0.427 | 0.427 | 0.427 | 0.427 | 0.427 | 0.427 | 0.427 | 0.427 | 0.427 | 0.427 | 0.427 | 0.427 | 0.427 | 0.427 | 0.427 | 0.427
Inyokern_North_Kramer_Geothermal_156 | caiso-deliverability | Lugo_500_230_Transformer_SSN | Reliability_Capacity_In_Model_Year | System RA | Inyokern_North_Kramer_Geothermal_156 | 1 | 1 | 1 | 1 | 1 | 1 | 1 | 1 | 1 | 1 | 1 | 1 | 1 | 1 | 1 | 1 | 1 | 1 | 1 | 1 | 1 | 1 | 1 | 1 | 1 | 1 | 1 | 1 | 1 | 1 | 1
Lugo_500_230_Transformer_group | caiso-deliverability | Lugo_500_230_Transformer_SSN | Operational_New_Capacity_MW | Lugo_500_230_Transformer_group |  | -1 | -1 | -1 | -1 | -1 | -1 | -1 | -1 | -1 | -1 | -1 | -1 | -1 | -1 | -1 | -1 | -1 | -1 | -1 | -1 | -1 | -1 | -1 | -1 | -1 | -1 | -1 | -1 | -1 | -1 | -1
Arizona_Solar_55 | caiso-deliverability | Lugo_Victorville_HSN | Reliability_Capacity_In_Model_Year | System RA | Arizona_Solar_55 | 0.106 | 0.106 | 0.106 | 0.106 | 0.106 | 0.106 | 0.106 | 0.106 | 0.106 | 0.106 | 0.106 | 0.106 | 0.106 | 0.106 | 0.106 | 0.106 | 0.106 | 0.106 | 0.106 | 0.106 | 0.106 | 0.106 | 0.106 | 0.106 | 0.106 | 0.106 | 0.106 | 0.106 | 0.106 | 0.106 | 0.106
Arizona_Solar_90 | caiso-deliverability | Lugo_Victorville_HSN | Reliability_Capacity_In_Model_Year | System RA | Arizona_Solar_90 | 0.106 | 0.106 | 0.106 | 0.106 | 0.106 | 0.106 | 0.106 | 0.106 | 0.106 | 0.106 | 0.106 | 0.106 | 0.106 | 0.106 | 0.106 | 0.106 | 0.106 | 0.106 | 0.106 | 0.106 | 0.106 | 0.106 | 0.106 | 0.106 | 0.106 | 0.106 | 0.106 | 0.106 | 0.106 | 0.106 | 0.106
Baja_California_Wind_133 | caiso-deliverability | Lugo_Victorville_HSN | Reliability_Capacity_In_Model_Year | System RA | Baja_California_Wind_133 | 0.337 | 0.337 | 0.337 | 0.337 | 0.337 | 0.337 | 0.337 | 0.337 | 0.337 | 0.337 | 0.337 | 0.337 | 0.337 | 0.337 | 0.337 | 0.337 | 0.337 | 0.337 | 0.337 | 0.337 | 0.337 | 0.337 | 0.337 | 0.337 | 0.337 | 0.337 | 0.337 | 0.337 | 0.337 | 0.337 | 0.337
Southern_NV_Eldorado_Flow_Battery_2 | caiso-deliverability | Lugo_Victorville_HSN | Reliability_Capacity_In_Model_Year | System RA | Southern_NV_Eldorado_Flow_Battery_2 | 1 | 1 | 1 | 1 | 1 | 1 | 1 | 1 | 1 | 1 | 1 | 1 | 1 | 1 | 1 | 1 | 1 | 1 | 1 | 1 | 1 | 1 | 1 | 1 | 1 | 1 | 1 | 1 | 1 | 1 | 1
Southern_NV_Eldorado_Flow_Battery_15 | caiso-deliverability | Lugo_Victorville_HSN | Reliability_Capacity_In_Model_Year | System RA | Southern_NV_Eldorado_Flow_Battery_15 | 1 | 1 | 1 | 1 | 1 | 1 | 1 | 1 | 1 | 1 | 1 | 1 | 1 | 1 | 1 | 1 | 1 | 1 | 1 | 1 | 1 | 1 | 1 | 1 | 1 | 1 | 1 | 1 | 1 | 1 | 1
Southern_NV_Eldorado_Flow_Battery_16 | caiso-deliverability | Lugo_Victorville_HSN | Reliability_Capacity_In_Model_Year | System RA | Southern_NV_Eldorado_Flow_Battery_16 | 1 | 1 | 1 | 1 | 1 | 1 | 1 | 1 | 1 | 1 | 1 | 1 | 1 | 1 | 1 | 1 | 1 | 1 | 1 | 1 | 1 | 1 | 1 | 1 | 1 | 1 | 1 | 1 | 1 | 1 | 1
Southern_NV_Eldorado_Flow_Battery_19 | caiso-deliverability | Lugo_Victorville_HSN | Reliability_Capacity_In_Model_Year | System RA | Southern_NV_Eldorado_Flow_Battery_19 | 1 | 1 | 1 | 1 | 1 | 1 | 1 | 1 | 1 | 1 | 1 | 1 | 1 | 1 | 1 | 1 | 1 | 1 | 1 | 1 | 1 | 1 | 1 | 1 | 1 | 1 | 1 | 1 | 1 | 1 | 1
Tehachapi_Flow_Battery_28 | caiso-deliverability | Lugo_Victorville_HSN | Reliability_Capacity_In_Model_Year | System RA | Tehachapi_Flow_Battery_28 | 1 | 1 | 1 | 1 | 1 | 1 | 1 | 1 | 1 | 1 | 1 | 1 | 1 | 1 | 1 | 1 | 1 | 1 | 1 | 1 | 1 | 1 | 1 | 1 | 1 | 1 | 1 | 1 | 1 | 1 | 1
Southern_NV_Eldorado_Flow_Battery_40 | caiso-deliverability | Lugo_Victorville_HSN | Reliability_Capacity_In_Model_Year | System RA | Southern_NV_Eldorado_Flow_Battery_40 | 1 | 1 | 1 | 1 | 1 | 1 | 1 | 1 | 1 | 1 | 1 | 1 | 1 | 1 | 1 | 1 | 1 | 1 | 1 | 1 | 1 | 1 | 1 | 1 | 1 | 1 | 1 | 1 | 1 | 1 | 1
Southern_NV_Eldorado_Flow_Battery_42 | caiso-deliverability | Lugo_Victorville_HSN | Reliability_Capacity_In_Model_Year | System RA | Southern_NV_Eldorado_Flow_Battery_42 | 1 | 1 | 1 | 1 | 1 | 1 | 1 | 1 | 1 | 1 | 1 | 1 | 1 | 1 | 1 | 1 | 1 | 1 | 1 | 1 | 1 | 1 | 1 | 1 | 1 | 1 | 1 | 1 | 1 | 1 | 1
Arizona_Flow_Battery_55 | caiso-deliverability | Lugo_Victorville_HSN | Reliability_Capacity_In_Model_Year | System RA | Arizona_Flow_Battery_55 | 1 | 1 | 1 | 1 | 1 | 1 | 1 | 1 | 1 | 1 | 1 | 1 | 1 | 1 | 1 | 1 | 1 | 1 | 1 | 1 | 1 | 1 | 1 | 1 | 1 | 1 | 1 | 1 | 1 | 1 | 1
Greater_LA_Flow_Battery_58 | caiso-deliverability | Lugo_Victorville_HSN | Reliability_Capacity_In_Model_Year | System RA | Greater_LA_Flow_Battery_58 | 1 | 1 | 1 | 1 | 1 | 1 | 1 | 1 | 1 | 1 | 1 | 1 | 1 | 1 | 1 | 1 | 1 | 1 | 1 | 1 | 1 | 1 | 1 | 1 | 1 | 1 | 1 | 1 | 1 | 1 | 1
Tehachapi_Flow_Battery_78 | caiso-deliverability | Lugo_Victorville_HSN | Reliability_Capacity_In_Model_Year | System RA | Tehachapi_Flow_Battery_78 | 1 | 1 | 1 | 1 | 1 | 1 | 1 | 1 | 1 | 1 | 1 | 1 | 1 | 1 | 1 | 1 | 1 | 1 | 1 | 1 | 1 | 1 | 1 | 1 | 1 | 1 | 1 | 1 | 1 | 1 | 1
Arizona_Flow_Battery_90 | caiso-deliverability | Lugo_Victorville_HSN | Reliability_Capacity_In_Model_Year | System RA | Arizona_Flow_Battery_90 | 1 | 1 | 1 | 1 | 1 | 1 | 1 | 1 | 1 | 1 | 1 | 1 | 1 | 1 | 1 | 1 | 1 | 1 | 1 | 1 | 1 | 1 | 1 | 1 | 1 | 1 | 1 | 1 | 1 | 1 | 1
Tehachapi_Flow_Battery_101 | caiso-deliverability | Lugo_Victorville_HSN | Reliability_Capacity_In_Model_Year | System RA | Tehachapi_Flow_Battery_101 | 1 | 1 | 1 | 1 | 1 | 1 | 1 | 1 | 1 | 1 | 1 | 1 | 1 | 1 | 1 | 1 | 1 | 1 | 1 | 1 | 1 | 1 | 1 | 1 | 1 | 1 | 1 | 1 | 1 | 1 | 1
Greater_Imperial_Flow_Battery_107 | caiso-deliverability | Lugo_Victorville_HSN | Reliability_Capacity_In_Model_Year | System RA | Greater_Imperial_Flow_Battery_107 | 1 | 1 | 1 | 1 | 1 | 1 | 1 | 1 | 1 | 1 | 1 | 1 | 1 | 1 | 1 | 1 | 1 | 1 | 1 | 1 | 1 | 1 | 1 | 1 | 1 | 1 | 1 | 1 | 1 | 1 | 1
Greater_Imperial_Flow_Battery_133 | caiso-deliverability | Lugo_Victorville_HSN | Reliability_Capacity_In_Model_Year | System RA | Greater_Imperial_Flow_Battery_133 | 1 | 1 | 1 | 1 | 1 | 1 | 1 | 1 | 1 | 1 | 1 | 1 | 1 | 1 | 1 | 1 | 1 | 1 | 1 | 1 | 1 | 1 | 1 | 1 | 1 | 1 | 1 | 1 | 1 | 1 | 1
Southern_NV_Eldorado_Li_Battery_4hr_2 | caiso-deliverability | Lugo_Victorville_HSN | Reliability_Capacity_In_Model_Year | System RA | Southern_NV_Eldorado_Li_Battery_4hr_2 | 1 | 1 | 1 | 1 | 1 | 1 | 1 | 1 | 1 | 1 | 1 | 1 | 1 | 1 | 1 | 1 | 1 | 1 | 1 | 1 | 1 | 1 | 1 | 1 | 1 | 1 | 1 | 1 | 1 | 1 | 1
Southern_NV_Eldorado_Li_Battery_4hr_15 | caiso-deliverability | Lugo_Victorville_HSN | Reliability_Capacity_In_Model_Year | System RA | Southern_NV_Eldorado_Li_Battery_4hr_15 | 1 | 1 | 1 | 1 | 1 | 1 | 1 | 1 | 1 | 1 | 1 | 1 | 1 | 1 | 1 | 1 | 1 | 1 | 1 | 1 | 1 | 1 | 1 | 1 | 1 | 1 | 1 | 1 | 1 | 1 | 1
Southern_NV_Eldorado_Li_Battery_4hr_16 | caiso-deliverability | Lugo_Victorville_HSN | Reliability_Capacity_In_Model_Year | System RA | Southern_NV_Eldorado_Li_Battery_4hr_16 | 1 | 1 | 1 | 1 | 1 | 1 | 1 | 1 | 1 | 1 | 1 | 1 | 1 | 1 | 1 | 1 | 1 | 1 | 1 | 1 | 1 | 1 | 1 | 1 | 1 | 1 | 1 | 1 | 1 | 1 | 1
Southern_NV_Eldorado_Li_Battery_4hr_19 | caiso-deliverability | Lugo_Victorville_HSN | Reliability_Capacity_In_Model_Year | System RA | Southern_NV_Eldorado_Li_Battery_4hr_19 | 1 | 1 | 1 | 1 | 1 | 1 | 1 | 1 | 1 | 1 | 1 | 1 | 1 | 1 | 1 | 1 | 1 | 1 | 1 | 1 | 1 | 1 | 1 | 1 | 1 | 1 | 1 | 1 | 1 | 1 | 1
Tehachapi_Li_Battery_4hr_28 | caiso-deliverability | Lugo_Victorville_HSN | Reliability_Capacity_In_Model_Year | System RA | Tehachapi_Li_Battery_4hr_28 | 1 | 1 | 1 | 1 | 1 | 1 | 1 | 1 | 1 | 1 | 1 | 1 | 1 | 1 | 1 | 1 | 1 | 1 | 1 | 1 | 1 | 1 | 1 | 1 | 1 | 1 | 1 | 1 | 1 | 1 | 1
Southern_NV_Eldorado_Li_Battery_4hr_40 | caiso-deliverability | Lugo_Victorville_HSN | Reliability_Capacity_In_Model_Year | System RA | Southern_NV_Eldorado_Li_Battery_4hr_40 | 1 | 1 | 1 | 1 | 1 | 1 | 1 | 1 | 1 | 1 | 1 | 1 | 1 | 1 | 1 | 1 | 1 | 1 | 1 | 1 | 1 | 1 | 1 | 1 | 1 | 1 | 1 | 1 | 1 | 1 | 1
Southern_NV_Eldorado_Li_Battery_4hr_42 | caiso-deliverability | Lugo_Victorville_HSN | Reliability_Capacity_In_Model_Year | System RA | Southern_NV_Eldorado_Li_Battery_4hr_42 | 1 | 1 | 1 | 1 | 1 | 1 | 1 | 1 | 1 | 1 | 1 | 1 | 1 | 1 | 1 | 1 | 1 | 1 | 1 | 1 | 1 | 1 | 1 | 1 | 1 | 1 | 1 | 1 | 1 | 1 | 1
Arizona_Li_Battery_4hr_55 | caiso-deliverability | Lugo_Victorville_HSN | Reliability_Capacity_In_Model_Year | System RA | Arizona_Li_Battery_4hr_55 | 1 | 1 | 1 | 1 | 1 | 1 | 1 | 1 | 1 | 1 | 1 | 1 | 1 | 1 | 1 | 1 | 1 | 1 | 1 | 1 | 1 | 1 | 1 | 1 | 1 | 1 | 1 | 1 | 1 | 1 | 1
Greater_LA_Li_Battery_4hr_58 | caiso-deliverability | Lugo_Victorville_HSN | Reliability_Capacity_In_Model_Year | System RA | Greater_LA_Li_Battery_4hr_58 | 1 | 1 | 1 | 1 | 1 | 1 | 1 | 1 | 1 | 1 | 1 | 1 | 1 | 1 | 1 | 1 | 1 | 1 | 1 | 1 | 1 | 1 | 1 | 1 | 1 | 1 | 1 | 1 | 1 | 1 | 1
Tehachapi_Li_Battery_4hr_78 | caiso-deliverability | Lugo_Victorville_HSN | Reliability_Capacity_In_Model_Year | System RA | Tehachapi_Li_Battery_4hr_78 | 1 | 1 | 1 | 1 | 1 | 1 | 1 | 1 | 1 | 1 | 1 | 1 | 1 | 1 | 1 | 1 | 1 | 1 | 1 | 1 | 1 | 1 | 1 | 1 | 1 | 1 | 1 | 1 | 1 | 1 | 1
Arizona_Li_Battery_4hr_90 | caiso-deliverability | Lugo_Victorville_HSN | Reliability_Capacity_In_Model_Year | System RA | Arizona_Li_Battery_4hr_90 | 1 | 1 | 1 | 1 | 1 | 1 | 1 | 1 | 1 | 1 | 1 | 1 | 1 | 1 | 1 | 1 | 1 | 1 | 1 | 1 | 1 | 1 | 1 | 1 | 1 | 1 | 1 | 1 | 1 | 1 | 1
Tehachapi_Li_Battery_4hr_101 | caiso-deliverability | Lugo_Victorville_HSN | Reliability_Capacity_In_Model_Year | System RA | Tehachapi_Li_Battery_4hr_101 | 1 | 1 | 1 | 1 | 1 | 1 | 1 | 1 | 1 | 1 | 1 | 1 | 1 | 1 | 1 | 1 | 1 | 1 | 1 | 1 | 1 | 1 | 1 | 1 | 1 | 1 | 1 | 1 | 1 | 1 | 1
Greater_Imperial_Li_Battery_4hr_107 | caiso-deliverability | Lugo_Victorville_HSN | Reliability_Capacity_In_Model_Year | System RA | Greater_Imperial_Li_Battery_4hr_107 | 1 | 1 | 1 | 1 | 1 | 1 | 1 | 1 | 1 | 1 | 1 | 1 | 1 | 1 | 1 | 1 | 1 | 1 | 1 | 1 | 1 | 1 | 1 | 1 | 1 | 1 | 1 | 1 | 1 | 1 | 1
Greater_Imperial_Li_Battery_4hr_133 | caiso-deliverability | Lugo_Victorville_HSN | Reliability_Capacity_In_Model_Year | System RA | Greater_Imperial_Li_Battery_4hr_133 | 1 | 1 | 1 | 1 | 1 | 1 | 1 | 1 | 1 | 1 | 1 | 1 | 1 | 1 | 1 | 1 | 1 | 1 | 1 | 1 | 1 | 1 | 1 | 1 | 1 | 1 | 1 | 1 | 1 | 1 | 1
Southern_NV_Eldorado_Li_Battery_8hr_2 | caiso-deliverability | Lugo_Victorville_HSN | Reliability_Capacity_In_Model_Year | System RA | Southern_NV_Eldorado_Li_Battery_8hr_2 | 1 | 1 | 1 | 1 | 1 | 1 | 1 | 1 | 1 | 1 | 1 | 1 | 1 | 1 | 1 | 1 | 1 | 1 | 1 | 1 | 1 | 1 | 1 | 1 | 1 | 1 | 1 | 1 | 1 | 1 | 1
Southern_NV_Eldorado_Li_Battery_8hr_15 | caiso-deliverability | Lugo_Victorville_HSN | Reliability_Capacity_In_Model_Year | System RA | Southern_NV_Eldorado_Li_Battery_8hr_15 | 1 | 1 | 1 | 1 | 1 | 1 | 1 | 1 | 1 | 1 | 1 | 1 | 1 | 1 | 1 | 1 | 1 | 1 | 1 | 1 | 1 | 1 | 1 | 1 | 1 | 1 | 1 | 1 | 1 | 1 | 1
Southern_NV_Eldorado_Li_Battery_8hr_16 | caiso-deliverability | Lugo_Victorville_HSN | Reliability_Capacity_In_Model_Year | System RA | Southern_NV_Eldorado_Li_Battery_8hr_16 | 1 | 1 | 1 | 1 | 1 | 1 | 1 | 1 | 1 | 1 | 1 | 1 | 1 | 1 | 1 | 1 | 1 | 1 | 1 | 1 | 1 | 1 | 1 | 1 | 1 | 1 | 1 | 1 | 1 | 1 | 1
Southern_NV_Eldorado_Li_Battery_8hr_19 | caiso-deliverability | Lugo_Victorville_HSN | Reliability_Capacity_In_Model_Year | System RA | Southern_NV_Eldorado_Li_Battery_8hr_19 | 1 | 1 | 1 | 1 | 1 | 1 | 1 | 1 | 1 | 1 | 1 | 1 | 1 | 1 | 1 | 1 | 1 | 1 | 1 | 1 | 1 | 1 | 1 | 1 | 1 | 1 | 1 | 1 | 1 | 1 | 1
Tehachapi_Li_Battery_8hr_28 | caiso-deliverability | Lugo_Victorville_HSN | Reliability_Capacity_In_Model_Year | System RA | Tehachapi_Li_Battery_8hr_28 | 1 | 1 | 1 | 1 | 1 | 1 | 1 | 1 | 1 | 1 | 1 | 1 | 1 | 1 | 1 | 1 | 1 | 1 | 1 | 1 | 1 | 1 | 1 | 1 | 1 | 1 | 1 | 1 | 1 | 1 | 1
Southern_NV_Eldorado_Li_Battery_8hr_40 | caiso-deliverability | Lugo_Victorville_HSN | Reliability_Capacity_In_Model_Year | System RA | Southern_NV_Eldorado_Li_Battery_8hr_40 | 1 | 1 | 1 | 1 | 1 | 1 | 1 | 1 | 1 | 1 | 1 | 1 | 1 | 1 | 1 | 1 | 1 | 1 | 1 | 1 | 1 | 1 | 1 | 1 | 1 | 1 | 1 | 1 | 1 | 1 | 1
Southern_NV_Eldorado_Li_Battery_8hr_42 | caiso-deliverability | Lugo_Victorville_HSN | Reliability_Capacity_In_Model_Year | System RA | Southern_NV_Eldorado_Li_Battery_8hr_42 | 1 | 1 | 1 | 1 | 1 | 1 | 1 | 1 | 1 | 1 | 1 | 1 | 1 | 1 | 1 | 1 | 1 | 1 | 1 | 1 | 1 | 1 | 1 | 1 | 1 | 1 | 1 | 1 | 1 | 1 | 1
Arizona_Li_Battery_8hr_55 | caiso-deliverability | Lugo_Victorville_HSN | Reliability_Capacity_In_Model_Year | System RA | Arizona_Li_Battery_8hr_55 | 1 | 1 | 1 | 1 | 1 | 1 | 1 | 1 | 1 | 1 | 1 | 1 | 1 | 1 | 1 | 1 | 1 | 1 | 1 | 1 | 1 | 1 | 1 | 1 | 1 | 1 | 1 | 1 | 1 | 1 | 1
Greater_LA_Li_Battery_8hr_58 | caiso-deliverability | Lugo_Victorville_HSN | Reliability_Capacity_In_Model_Year | System RA | Greater_LA_Li_Battery_8hr_58 | 1 | 1 | 1 | 1 | 1 | 1 | 1 | 1 | 1 | 1 | 1 | 1 | 1 | 1 | 1 | 1 | 1 | 1 | 1 | 1 | 1 | 1 | 1 | 1 | 1 | 1 | 1 | 1 | 1 | 1 | 1
Tehachapi_Li_Battery_8hr_78 | caiso-deliverability | Lugo_Victorville_HSN | Reliability_Capacity_In_Model_Year | System RA | Tehachapi_Li_Battery_8hr_78 | 1 | 1 | 1 | 1 | 1 | 1 | 1 | 1 | 1 | 1 | 1 | 1 | 1 | 1 | 1 | 1 | 1 | 1 | 1 | 1 | 1 | 1 | 1 | 1 | 1 | 1 | 1 | 1 | 1 | 1 | 1
Arizona_Li_Battery_8hr_90 | caiso-deliverability | Lugo_Victorville_HSN | Reliability_Capacity_In_Model_Year | System RA | Arizona_Li_Battery_8hr_90 | 1 | 1 | 1 | 1 | 1 | 1 | 1 | 1 | 1 | 1 | 1 | 1 | 1 | 1 | 1 | 1 | 1 | 1 | 1 | 1 | 1 | 1 | 1 | 1 | 1 | 1 | 1 | 1 | 1 | 1 | 1
Tehachapi_Li_Battery_8hr_101 | caiso-deliverability | Lugo_Victorville_HSN | Reliability_Capacity_In_Model_Year | System RA | Tehachapi_Li_Battery_8hr_101 | 1 | 1 | 1 | 1 | 1 | 1 | 1 | 1 | 1 | 1 | 1 | 1 | 1 | 1 | 1 | 1 | 1 | 1 | 1 | 1 | 1 | 1 | 1 | 1 | 1 | 1 | 1 | 1 | 1 | 1 | 1
Greater_Imperial_Li_Battery_8hr_107 | caiso-deliverability | Lugo_Victorville_HSN | Reliability_Capacity_In_Model_Year | System RA | Greater_Imperial_Li_Battery_8hr_107 | 1 | 1 | 1 | 1 | 1 | 1 | 1 | 1 | 1 | 1 | 1 | 1 | 1 | 1 | 1 | 1 | 1 | 1 | 1 | 1 | 1 | 1 | 1 | 1 | 1 | 1 | 1 | 1 | 1 | 1 | 1
Greater_Imperial_Li_Battery_8hr_133 | caiso-deliverability | Lugo_Victorville_HSN | Reliability_Capacity_In_Model_Year | System RA | Greater_Imperial_Li_Battery_8hr_133 | 1 | 1 | 1 | 1 | 1 | 1 | 1 | 1 | 1 | 1 | 1 | 1 | 1 | 1 | 1 | 1 | 1 | 1 | 1 | 1 | 1 | 1 | 1 | 1 | 1 | 1 | 1 | 1 | 1 | 1 | 1
Central_Nevada_Geothermal_42 | caiso-deliverability | Lugo_Victorville_HSN | Reliability_Capacity_In_Model_Year | System RA | Central_Nevada_Geothermal_42 | 1 | 1 | 1 | 1 | 1 | 1 | 1 | 1 | 1 | 1 | 1 | 1 | 1 | 1 | 1 | 1 | 1 | 1 | 1 | 1 | 1 | 1 | 1 | 1 | 1 | 1 | 1 | 1 | 1 | 1 | 1
Greater_Imperial_Solar_107 | caiso-deliverability | Lugo_Victorville_HSN | Reliability_Capacity_In_Model_Year | System RA | Greater_Imperial_Solar_107 | 0.106 | 0.106 | 0.106 | 0.106 | 0.106 | 0.106 | 0.106 | 0.106 | 0.106 | 0.106 | 0.106 | 0.106 | 0.106 | 0.106 | 0.106 | 0.106 | 0.106 | 0.106 | 0.106 | 0.106 | 0.106 | 0.106 | 0.106 | 0.106 | 0.106 | 0.106 | 0.106 | 0.106 | 0.106 | 0.106 | 0.106
Greater_Imperial_Solar_133 | caiso-deliverability | Lugo_Victorville_HSN | Reliability_Capacity_In_Model_Year | System RA | Greater_Imperial_Solar_133 | 0.106 | 0.106 | 0.106 | 0.106 | 0.106 | 0.106 | 0.106 | 0.106 | 0.106 | 0.106 | 0.106 | 0.106 | 0.106 | 0.106 | 0.106 | 0.106 | 0.106 | 0.106 | 0.106 | 0.106 | 0.106 | 0.106 | 0.106 | 0.106 | 0.106 | 0.106 | 0.106 | 0.106 | 0.106 | 0.106 | 0.106
Greater_LA_Solar_58 | caiso-deliverability | Lugo_Victorville_HSN | Reliability_Capacity_In_Model_Year | System RA | Greater_LA_Solar_58 | 0.106 | 0.106 | 0.106 | 0.106 | 0.106 | 0.106 | 0.106 | 0.106 | 0.106 | 0.106 | 0.106 | 0.106 | 0.106 | 0.106 | 0.106 | 0.106 | 0.106 | 0.106 | 0.106 | 0.106 | 0.106 | 0.106 | 0.106 | 0.106 | 0.106 | 0.106 | 0.106 | 0.106 | 0.106 | 0.106 | 0.106
Idaho_Wind_19 | caiso-deliverability | Lugo_Victorville_HSN | Reliability_Capacity_In_Model_Year | System RA | Idaho_Wind_19 | 0.67 | 0.67 | 0.67 | 0.67 | 0.67 | 0.67 | 0.67 | 0.67 | 0.67 | 0.67 | 0.67 | 0.67 | 0.67 | 0.67 | 0.67 | 0.67 | 0.67 | 0.67 | 0.67 | 0.67 | 0.67 | 0.67 | 0.67 | 0.67 | 0.67 | 0.67 | 0.67 | 0.67 | 0.67 | 0.67 | 0.67
New_Mexico_Wind_55 | caiso-deliverability | Lugo_Victorville_HSN | Reliability_Capacity_In_Model_Year | System RA | New_Mexico_Wind_55 | 0.67 | 0.67 | 0.67 | 0.67 | 0.67 | 0.67 | 0.67 | 0.67 | 0.67 | 0.67 | 0.67 | 0.67 | 0.67 | 0.67 | 0.67 | 0.67 | 0.67 | 0.67 | 0.67 | 0.67 | 0.67 | 0.67 | 0.67 | 0.67 | 0.67 | 0.67 | 0.67 | 0.67 | 0.67 | 0.67 | 0.67
Northern_Nevada_Geothermal_19 | caiso-deliverability | Lugo_Victorville_HSN | Reliability_Capacity_In_Model_Year | System RA | Northern_Nevada_Geothermal_19 | 1 | 1 | 1 | 1 | 1 | 1 | 1 | 1 | 1 | 1 | 1 | 1 | 1 | 1 | 1 | 1 | 1 | 1 | 1 | 1 | 1 | 1 | 1 | 1 | 1 | 1 | 1 | 1 | 1 | 1 | 1
Southern_NV_Eldorado_Solar_2 | caiso-deliverability | Lugo_Victorville_HSN | Reliability_Capacity_In_Model_Year | System RA | Southern_NV_Eldorado_Solar_2 | 0.106 | 0.106 | 0.106 | 0.106 | 0.106 | 0.106 | 0.106 | 0.106 | 0.106 | 0.106 | 0.106 | 0.106 | 0.106 | 0.106 | 0.106 | 0.106 | 0.106 | 0.106 | 0.106 | 0.106 | 0.106 | 0.106 | 0.106 | 0.106 | 0.106 | 0.106 | 0.106 | 0.106 | 0.106 | 0.106 | 0.106
Southern_NV_Eldorado_Solar_15 | caiso-deliverability | Lugo_Victorville_HSN | Reliability_Capacity_In_Model_Year | System RA | Southern_NV_Eldorado_Solar_15 | 0.106 | 0.106 | 0.106 | 0.106 | 0.106 | 0.106 | 0.106 | 0.106 | 0.106 | 0.106 | 0.106 | 0.106 | 0.106 | 0.106 | 0.106 | 0.106 | 0.106 | 0.106 | 0.106 | 0.106 | 0.106 | 0.106 | 0.106 | 0.106 | 0.106 | 0.106 | 0.106 | 0.106 | 0.106 | 0.106 | 0.106
Southern_NV_Eldorado_Solar_16 | caiso-deliverability | Lugo_Victorville_HSN | Reliability_Capacity_In_Model_Year | System RA | Southern_NV_Eldorado_Solar_16 | 0.106 | 0.106 | 0.106 | 0.106 | 0.106 | 0.106 | 0.106 | 0.106 | 0.106 | 0.106 | 0.106 | 0.106 | 0.106 | 0.106 | 0.106 | 0.106 | 0.106 | 0.106 | 0.106 | 0.106 | 0.106 | 0.106 | 0.106 | 0.106 | 0.106 | 0.106 | 0.106 | 0.106 | 0.106 | 0.106 | 0.106
Southern_NV_Eldorado_Solar_19 | caiso-deliverability | Lugo_Victorville_HSN | Reliability_Capacity_In_Model_Year | System RA | Southern_NV_Eldorado_Solar_19 | 0.106 | 0.106 | 0.106 | 0.106 | 0.106 | 0.106 | 0.106 | 0.106 | 0.106 | 0.106 | 0.106 | 0.106 | 0.106 | 0.106 | 0.106 | 0.106 | 0.106 | 0.106 | 0.106 | 0.106 | 0.106 | 0.106 | 0.106 | 0.106 | 0.106 | 0.106 | 0.106 | 0.106 | 0.106 | 0.106 | 0.106
Southern_NV_Eldorado_Solar_40 | caiso-deliverability | Lugo_Victorville_HSN | Reliability_Capacity_In_Model_Year | System RA | Southern_NV_Eldorado_Solar_40 | 0.106 | 0.106 | 0.106 | 0.106 | 0.106 | 0.106 | 0.106 | 0.106 | 0.106 | 0.106 | 0.106 | 0.106 | 0.106 | 0.106 | 0.106 | 0.106 | 0.106 | 0.106 | 0.106 | 0.106 | 0.106 | 0.106 | 0.106 | 0.106 | 0.106 | 0.106 | 0.106 | 0.106 | 0.106 | 0.106 | 0.106
Southern_NV_Eldorado_Solar_42 | caiso-deliverability | Lugo_Victorville_HSN | Reliability_Capacity_In_Model_Year | System RA | Southern_NV_Eldorado_Solar_42 | 0.106 | 0.106 | 0.106 | 0.106 | 0.106 | 0.106 | 0.106 | 0.106 | 0.106 | 0.106 | 0.106 | 0.106 | 0.106 | 0.106 | 0.106 | 0.106 | 0.106 | 0.106 | 0.106 | 0.106 | 0.106 | 0.106 | 0.106 | 0.106 | 0.106 | 0.106 | 0.106 | 0.106 | 0.106 | 0.106 | 0.106
Southern_NV_Eldorado_Wind_2 | caiso-deliverability | Lugo_Victorville_HSN | Reliability_Capacity_In_Model_Year | System RA | Southern_NV_Eldorado_Wind_2 | 0.557 | 0.557 | 0.557 | 0.557 | 0.557 | 0.557 | 0.557 | 0.557 | 0.557 | 0.557 | 0.557 | 0.557 | 0.557 | 0.557 | 0.557 | 0.557 | 0.557 | 0.557 | 0.557 | 0.557 | 0.557 | 0.557 | 0.557 | 0.557 | 0.557 | 0.557 | 0.557 | 0.557 | 0.557 | 0.557 | 0.557
Southern_NV_Eldorado_Wind_15 | caiso-deliverability | Lugo_Victorville_HSN | Reliability_Capacity_In_Model_Year | System RA | Southern_NV_Eldorado_Wind_15 | 0.557 | 0.557 | 0.557 | 0.557 | 0.557 | 0.557 | 0.557 | 0.557 | 0.557 | 0.557 | 0.557 | 0.557 | 0.557 | 0.557 | 0.557 | 0.557 | 0.557 | 0.557 | 0.557 | 0.557 | 0.557 | 0.557 | 0.557 | 0.557 | 0.557 | 0.557 | 0.557 | 0.557 | 0.557 | 0.557 | 0.557
Southern_NV_Eldorado_Wind_16 | caiso-deliverability | Lugo_Victorville_HSN | Reliability_Capacity_In_Model_Year | System RA | Southern_NV_Eldorado_Wind_16 | 0.557 | 0.557 | 0.557 | 0.557 | 0.557 | 0.557 | 0.557 | 0.557 | 0.557 | 0.557 | 0.557 | 0.557 | 0.557 | 0.557 | 0.557 | 0.557 | 0.557 | 0.557 | 0.557 | 0.557 | 0.557 | 0.557 | 0.557 | 0.557 | 0.557 | 0.557 | 0.557 | 0.557 | 0.557 | 0.557 | 0.557
Tehachapi_Solar_28 | caiso-deliverability | Lugo_Victorville_HSN | Reliability_Capacity_In_Model_Year | System RA | Tehachapi_Solar_28 | 0.106 | 0.106 | 0.106 | 0.106 | 0.106 | 0.106 | 0.106 | 0.106 | 0.106 | 0.106 | 0.106 | 0.106 | 0.106 | 0.106 | 0.106 | 0.106 | 0.106 | 0.106 | 0.106 | 0.106 | 0.106 | 0.106 | 0.106 | 0.106 | 0.106 | 0.106 | 0.106 | 0.106 | 0.106 | 0.106 | 0.106
Tehachapi_Solar_78 | caiso-deliverability | Lugo_Victorville_HSN | Reliability_Capacity_In_Model_Year | System RA | Tehachapi_Solar_78 | 0.106 | 0.106 | 0.106 | 0.106 | 0.106 | 0.106 | 0.106 | 0.106 | 0.106 | 0.106 | 0.106 | 0.106 | 0.106 | 0.106 | 0.106 | 0.106 | 0.106 | 0.106 | 0.106 | 0.106 | 0.106 | 0.106 | 0.106 | 0.106 | 0.106 | 0.106 | 0.106 | 0.106 | 0.106 | 0.106 | 0.106
Tehachapi_Solar_101 | caiso-deliverability | Lugo_Victorville_HSN | Reliability_Capacity_In_Model_Year | System RA | Tehachapi_Solar_101 | 0.106 | 0.106 | 0.106 | 0.106 | 0.106 | 0.106 | 0.106 | 0.106 | 0.106 | 0.106 | 0.106 | 0.106 | 0.106 | 0.106 | 0.106 | 0.106 | 0.106 | 0.106 | 0.106 | 0.106 | 0.106 | 0.106 | 0.106 | 0.106 | 0.106 | 0.106 | 0.106 | 0.106 | 0.106 | 0.106 | 0.106
Utah_Geothermal_19 | caiso-deliverability | Lugo_Victorville_HSN | Reliability_Capacity_In_Model_Year | System RA | Utah_Geothermal_19 | 1 | 1 | 1 | 1 | 1 | 1 | 1 | 1 | 1 | 1 | 1 | 1 | 1 | 1 | 1 | 1 | 1 | 1 | 1 | 1 | 1 | 1 | 1 | 1 | 1 | 1 | 1 | 1 | 1 | 1 | 1
Utah_Wind_19 | caiso-deliverability | Lugo_Victorville_HSN | Reliability_Capacity_In_Model_Year | System RA | Utah_Wind_19 | 0.67 | 0.67 | 0.67 | 0.67 | 0.67 | 0.67 | 0.67 | 0.67 | 0.67 | 0.67 | 0.67 | 0.67 | 0.67 | 0.67 | 0.67 | 0.67 | 0.67 | 0.67 | 0.67 | 0.67 | 0.67 | 0.67 | 0.67 | 0.67 | 0.67 | 0.67 | 0.67 | 0.67 | 0.67 | 0.67 | 0.67
Wyoming_Wind_19 | caiso-deliverability | Lugo_Victorville_HSN | Reliability_Capacity_In_Model_Year | System RA | Wyoming_Wind_19 | 0.67 | 0.67 | 0.67 | 0.67 | 0.67 | 0.67 | 0.67 | 0.67 | 0.67 | 0.67 | 0.67 | 0.67 | 0.67 | 0.67 | 0.67 | 0.67 | 0.67 | 0.67 | 0.67 | 0.67 | 0.67 | 0.67 | 0.67 | 0.67 | 0.67 | 0.67 | 0.67 | 0.67 | 0.67 | 0.67 | 0.67
Lugo_Victorville_group | caiso-deliverability | Lugo_Victorville_HSN | Operational_New_Capacity_MW | Lugo_Victorville_group |  | -1 | -1 | -1 | -1 | -1 | -1 | -1 | -1 | -1 | -1 | -1 | -1 | -1 | -1 | -1 | -1 | -1 | -1 | -1 | -1 | -1 | -1 | -1 | -1 | -1 | -1 | -1 | -1 | -1 | -1 | -1
Arizona_Solar_55 | caiso-deliverability | Lugo_Victorville_offpeak | Operational_New_Capacity_MW | Arizona_Solar_55 |  | 0.77 | 0.77 | 0.77 | 0.77 | 0.77 | 0.77 | 0.77 | 0.77 | 0.77 | 0.77 | 0.77 | 0.77 | 0.77 | 0.77 | 0.77 | 0.77 | 0.77 | 0.77 | 0.77 | 0.77 | 0.77 | 0.77 | 0.77 | 0.77 | 0.77 | 0.77 | 0.77 | 0.77 | 0.77 | 0.77 | 0.77
Arizona_Solar_90 | caiso-deliverability | Lugo_Victorville_offpeak | Operational_New_Capacity_MW | Arizona_Solar_90 |  | 0.77 | 0.77 | 0.77 | 0.77 | 0.77 | 0.77 | 0.77 | 0.77 | 0.77 | 0.77 | 0.77 | 0.77 | 0.77 | 0.77 | 0.77 | 0.77 | 0.77 | 0.77 | 0.77 | 0.77 | 0.77 | 0.77 | 0.77 | 0.77 | 0.77 | 0.77 | 0.77 | 0.77 | 0.77 | 0.77 | 0.77
Baja_California_Wind_133 | caiso-deliverability | Lugo_Victorville_offpeak | Operational_New_Capacity_MW | Baja_California_Wind_133 |  | 0.44 | 0.44 | 0.44 | 0.44 | 0.44 | 0.44 | 0.44 | 0.44 | 0.44 | 0.44 | 0.44 | 0.44 | 0.44 | 0.44 | 0.44 | 0.44 | 0.44 | 0.44 | 0.44 | 0.44 | 0.44 | 0.44 | 0.44 | 0.44 | 0.44 | 0.44 | 0.44 | 0.44 | 0.44 | 0.44 | 0.44
Southern_NV_Eldorado_Flow_Battery_2 | caiso-deliverability | Lugo_Victorville_offpeak | Operational_New_Capacity_MW | Southern_NV_Eldorado_Flow_Battery_2 |  | -1 | -1 | -1 | -1 | -1 | -1 | -1 | -1 | -1 | -1 | -1 | -1 | -1 | -1 | -1 | -1 | -1 | -1 | -1 | -1 | -1 | -1 | -1 | -1 | -1 | -1 | -1 | -1 | -1 | -1 | -1
Southern_NV_Eldorado_Flow_Battery_15 | caiso-deliverability | Lugo_Victorville_offpeak | Operational_New_Capacity_MW | Southern_NV_Eldorado_Flow_Battery_15 |  | -1 | -1 | -1 | -1 | -1 | -1 | -1 | -1 | -1 | -1 | -1 | -1 | -1 | -1 | -1 | -1 | -1 | -1 | -1 | -1 | -1 | -1 | -1 | -1 | -1 | -1 | -1 | -1 | -1 | -1 | -1
Southern_NV_Eldorado_Flow_Battery_16 | caiso-deliverability | Lugo_Victorville_offpeak | Operational_New_Capacity_MW | Southern_NV_Eldorado_Flow_Battery_16 |  | -1 | -1 | -1 | -1 | -1 | -1 | -1 | -1 | -1 | -1 | -1 | -1 | -1 | -1 | -1 | -1 | -1 | -1 | -1 | -1 | -1 | -1 | -1 | -1 | -1 | -1 | -1 | -1 | -1 | -1 | -1
Southern_NV_Eldorado_Flow_Battery_19 | caiso-deliverability | Lugo_Victorville_offpeak | Operational_New_Capacity_MW | Southern_NV_Eldorado_Flow_Battery_19 |  | -1 | -1 | -1 | -1 | -1 | -1 | -1 | -1 | -1 | -1 | -1 | -1 | -1 | -1 | -1 | -1 | -1 | -1 | -1 | -1 | -1 | -1 | -1 | -1 | -1 | -1 | -1 | -1 | -1 | -1 | -1
Tehachapi_Flow_Battery_28 | caiso-deliverability | Lugo_Victorville_offpeak | Operational_New_Capacity_MW | Tehachapi_Flow_Battery_28 |  | -1 | -1 | -1 | -1 | -1 | -1 | -1 | -1 | -1 | -1 | -1 | -1 | -1 | -1 | -1 | -1 | -1 | -1 | -1 | -1 | -1 | -1 | -1 | -1 | -1 | -1 | -1 | -1 | -1 | -1 | -1
Southern_NV_Eldorado_Flow_Battery_40 | caiso-deliverability | Lugo_Victorville_offpeak | Operational_New_Capacity_MW | Southern_NV_Eldorado_Flow_Battery_40 |  | -1 | -1 | -1 | -1 | -1 | -1 | -1 | -1 | -1 | -1 | -1 | -1 | -1 | -1 | -1 | -1 | -1 | -1 | -1 | -1 | -1 | -1 | -1 | -1 | -1 | -1 | -1 | -1 | -1 | -1 | -1
Southern_NV_Eldorado_Flow_Battery_42 | caiso-deliverability | Lugo_Victorville_offpeak | Operational_New_Capacity_MW | Southern_NV_Eldorado_Flow_Battery_42 |  | -1 | -1 | -1 | -1 | -1 | -1 | -1 | -1 | -1 | -1 | -1 | -1 | -1 | -1 | -1 | -1 | -1 | -1 | -1 | -1 | -1 | -1 | -1 | -1 | -1 | -1 | -1 | -1 | -1 | -1 | -1
Arizona_Flow_Battery_55 | caiso-deliverability | Lugo_Victorville_offpeak | Operational_New_Capacity_MW | Arizona_Flow_Battery_55 |  | -1 | -1 | -1 | -1 | -1 | -1 | -1 | -1 | -1 | -1 | -1 | -1 | -1 | -1 | -1 | -1 | -1 | -1 | -1 | -1 | -1 | -1 | -1 | -1 | -1 | -1 | -1 | -1 | -1 | -1 | -1
Greater_LA_Flow_Battery_58 | caiso-deliverability | Lugo_Victorville_offpeak | Operational_New_Capacity_MW | Greater_LA_Flow_Battery_58 |  | -1 | -1 | -1 | -1 | -1 | -1 | -1 | -1 | -1 | -1 | -1 | -1 | -1 | -1 | -1 | -1 | -1 | -1 | -1 | -1 | -1 | -1 | -1 | -1 | -1 | -1 | -1 | -1 | -1 | -1 | -1
Tehachapi_Flow_Battery_78 | caiso-deliverability | Lugo_Victorville_offpeak | Operational_New_Capacity_MW | Tehachapi_Flow_Battery_78 |  | -1 | -1 | -1 | -1 | -1 | -1 | -1 | -1 | -1 | -1 | -1 | -1 | -1 | -1 | -1 | -1 | -1 | -1 | -1 | -1 | -1 | -1 | -1 | -1 | -1 | -1 | -1 | -1 | -1 | -1 | -1
Arizona_Flow_Battery_90 | caiso-deliverability | Lugo_Victorville_offpeak | Operational_New_Capacity_MW | Arizona_Flow_Battery_90 |  | -1 | -1 | -1 | -1 | -1 | -1 | -1 | -1 | -1 | -1 | -1 | -1 | -1 | -1 | -1 | -1 | -1 | -1 | -1 | -1 | -1 | -1 | -1 | -1 | -1 | -1 | -1 | -1 | -1 | -1 | -1
Tehachapi_Flow_Battery_101 | caiso-deliverability | Lugo_Victorville_offpeak | Operational_New_Capacity_MW | Tehachapi_Flow_Battery_101 |  | -1 | -1 | -1 | -1 | -1 | -1 | -1 | -1 | -1 | -1 | -1 | -1 | -1 | -1 | -1 | -1 | -1 | -1 | -1 | -1 | -1 | -1 | -1 | -1 | -1 | -1 | -1 | -1 | -1 | -1 | -1
Greater_Imperial_Flow_Battery_107 | caiso-deliverability | Lugo_Victorville_offpeak | Operational_New_Capacity_MW | Greater_Imperial_Flow_Battery_107 |  | -1 | -1 | -1 | -1 | -1 | -1 | -1 | -1 | -1 | -1 | -1 | -1 | -1 | -1 | -1 | -1 | -1 | -1 | -1 | -1 | -1 | -1 | -1 | -1 | -1 | -1 | -1 | -1 | -1 | -1 | -1
Greater_Imperial_Flow_Battery_133 | caiso-deliverability | Lugo_Victorville_offpeak | Operational_New_Capacity_MW | Greater_Imperial_Flow_Battery_133 |  | -1 | -1 | -1 | -1 | -1 | -1 | -1 | -1 | -1 | -1 | -1 | -1 | -1 | -1 | -1 | -1 | -1 | -1 | -1 | -1 | -1 | -1 | -1 | -1 | -1 | -1 | -1 | -1 | -1 | -1 | -1
Southern_NV_Eldorado_Li_Battery_4hr_2 | caiso-deliverability | Lugo_Victorville_offpeak | Operational_New_Capacity_MW | Southern_NV_Eldorado_Li_Battery_4hr_2 |  | -1 | -1 | -1 | -1 | -1 | -1 | -1 | -1 | -1 | -1 | -1 | -1 | -1 | -1 | -1 | -1 | -1 | -1 | -1 | -1 | -1 | -1 | -1 | -1 | -1 | -1 | -1 | -1 | -1 | -1 | -1
Southern_NV_Eldorado_Li_Battery_4hr_15 | caiso-deliverability | Lugo_Victorville_offpeak | Operational_New_Capacity_MW | Southern_NV_Eldorado_Li_Battery_4hr_15 |  | -1 | -1 | -1 | -1 | -1 | -1 | -1 | -1 | -1 | -1 | -1 | -1 | -1 | -1 | -1 | -1 | -1 | -1 | -1 | -1 | -1 | -1 | -1 | -1 | -1 | -1 | -1 | -1 | -1 | -1 | -1
Southern_NV_Eldorado_Li_Battery_4hr_16 | caiso-deliverability | Lugo_Victorville_offpeak | Operational_New_Capacity_MW | Southern_NV_Eldorado_Li_Battery_4hr_16 |  | -1 | -1 | -1 | -1 | -1 | -1 | -1 | -1 | -1 | -1 | -1 | -1 | -1 | -1 | -1 | -1 | -1 | -1 | -1 | -1 | -1 | -1 | -1 | -1 | -1 | -1 | -1 | -1 | -1 | -1 | -1
Southern_NV_Eldorado_Li_Battery_4hr_19 | caiso-deliverability | Lugo_Victorville_offpeak | Operational_New_Capacity_MW | Southern_NV_Eldorado_Li_Battery_4hr_19 |  | -1 | -1 | -1 | -1 | -1 | -1 | -1 | -1 | -1 | -1 | -1 | -1 | -1 | -1 | -1 | -1 | -1 | -1 | -1 | -1 | -1 | -1 | -1 | -1 | -1 | -1 | -1 | -1 | -1 | -1 | -1
Tehachapi_Li_Battery_4hr_28 | caiso-deliverability | Lugo_Victorville_offpeak | Operational_New_Capacity_MW | Tehachapi_Li_Battery_4hr_28 |  | -1 | -1 | -1 | -1 | -1 | -1 | -1 | -1 | -1 | -1 | -1 | -1 | -1 | -1 | -1 | -1 | -1 | -1 | -1 | -1 | -1 | -1 | -1 | -1 | -1 | -1 | -1 | -1 | -1 | -1 | -1
Southern_NV_Eldorado_Li_Battery_4hr_40 | caiso-deliverability | Lugo_Victorville_offpeak | Operational_New_Capacity_MW | Southern_NV_Eldorado_Li_Battery_4hr_40 |  | -1 | -1 | -1 | -1 | -1 | -1 | -1 | -1 | -1 | -1 | -1 | -1 | -1 | -1 | -1 | -1 | -1 | -1 | -1 | -1 | -1 | -1 | -1 | -1 | -1 | -1 | -1 | -1 | -1 | -1 | -1
Southern_NV_Eldorado_Li_Battery_4hr_42 | caiso-deliverability | Lugo_Victorville_offpeak | Operational_New_Capacity_MW | Southern_NV_Eldorado_Li_Battery_4hr_42 |  | -1 | -1 | -1 | -1 | -1 | -1 | -1 | -1 | -1 | -1 | -1 | -1 | -1 | -1 | -1 | -1 | -1 | -1 | -1 | -1 | -1 | -1 | -1 | -1 | -1 | -1 | -1 | -1 | -1 | -1 | -1
Arizona_Li_Battery_4hr_55 | caiso-deliverability | Lugo_Victorville_offpeak | Operational_New_Capacity_MW | Arizona_Li_Battery_4hr_55 |  | -1 | -1 | -1 | -1 | -1 | -1 | -1 | -1 | -1 | -1 | -1 | -1 | -1 | -1 | -1 | -1 | -1 | -1 | -1 | -1 | -1 | -1 | -1 | -1 | -1 | -1 | -1 | -1 | -1 | -1 | -1
Greater_LA_Li_Battery_4hr_58 | caiso-deliverability | Lugo_Victorville_offpeak | Operational_New_Capacity_MW | Greater_LA_Li_Battery_4hr_58 |  | -1 | -1 | -1 | -1 | -1 | -1 | -1 | -1 | -1 | -1 | -1 | -1 | -1 | -1 | -1 | -1 | -1 | -1 | -1 | -1 | -1 | -1 | -1 | -1 | -1 | -1 | -1 | -1 | -1 | -1 | -1
Tehachapi_Li_Battery_4hr_78 | caiso-deliverability | Lugo_Victorville_offpeak | Operational_New_Capacity_MW | Tehachapi_Li_Battery_4hr_78 |  | -1 | -1 | -1 | -1 | -1 | -1 | -1 | -1 | -1 | -1 | -1 | -1 | -1 | -1 | -1 | -1 | -1 | -1 | -1 | -1 | -1 | -1 | -1 | -1 | -1 | -1 | -1 | -1 | -1 | -1 | -1
Arizona_Li_Battery_4hr_90 | caiso-deliverability | Lugo_Victorville_offpeak | Operational_New_Capacity_MW | Arizona_Li_Battery_4hr_90 |  | -1 | -1 | -1 | -1 | -1 | -1 | -1 | -1 | -1 | -1 | -1 | -1 | -1 | -1 | -1 | -1 | -1 | -1 | -1 | -1 | -1 | -1 | -1 | -1 | -1 | -1 | -1 | -1 | -1 | -1 | -1
Tehachapi_Li_Battery_4hr_101 | caiso-deliverability | Lugo_Victorville_offpeak | Operational_New_Capacity_MW | Tehachapi_Li_Battery_4hr_101 |  | -1 | -1 | -1 | -1 | -1 | -1 | -1 | -1 | -1 | -1 | -1 | -1 | -1 | -1 | -1 | -1 | -1 | -1 | -1 | -1 | -1 | -1 | -1 | -1 | -1 | -1 | -1 | -1 | -1 | -1 | -1
Greater_Imperial_Li_Battery_4hr_107 | caiso-deliverability | Lugo_Victorville_offpeak | Operational_New_Capacity_MW | Greater_Imperial_Li_Battery_4hr_107 |  | -1 | -1 | -1 | -1 | -1 | -1 | -1 | -1 | -1 | -1 | -1 | -1 | -1 | -1 | -1 | -1 | -1 | -1 | -1 | -1 | -1 | -1 | -1 | -1 | -1 | -1 | -1 | -1 | -1 | -1 | -1
Greater_Imperial_Li_Battery_4hr_133 | caiso-deliverability | Lugo_Victorville_offpeak | Operational_New_Capacity_MW | Greater_Imperial_Li_Battery_4hr_133 |  | -1 | -1 | -1 | -1 | -1 | -1 | -1 | -1 | -1 | -1 | -1 | -1 | -1 | -1 | -1 | -1 | -1 | -1 | -1 | -1 | -1 | -1 | -1 | -1 | -1 | -1 | -1 | -1 | -1 | -1 | -1
Southern_NV_Eldorado_Li_Battery_8hr_2 | caiso-deliverability | Lugo_Victorville_offpeak | Operational_New_Capacity_MW | Southern_NV_Eldorado_Li_Battery_8hr_2 |  | -1 | -1 | -1 | -1 | -1 | -1 | -1 | -1 | -1 | -1 | -1 | -1 | -1 | -1 | -1 | -1 | -1 | -1 | -1 | -1 | -1 | -1 | -1 | -1 | -1 | -1 | -1 | -1 | -1 | -1 | -1
Southern_NV_Eldorado_Li_Battery_8hr_15 | caiso-deliverability | Lugo_Victorville_offpeak | Operational_New_Capacity_MW | Southern_NV_Eldorado_Li_Battery_8hr_15 |  | -1 | -1 | -1 | -1 | -1 | -1 | -1 | -1 | -1 | -1 | -1 | -1 | -1 | -1 | -1 | -1 | -1 | -1 | -1 | -1 | -1 | -1 | -1 | -1 | -1 | -1 | -1 | -1 | -1 | -1 | -1
Southern_NV_Eldorado_Li_Battery_8hr_16 | caiso-deliverability | Lugo_Victorville_offpeak | Operational_New_Capacity_MW | Southern_NV_Eldorado_Li_Battery_8hr_16 |  | -1 | -1 | -1 | -1 | -1 | -1 | -1 | -1 | -1 | -1 | -1 | -1 | -1 | -1 | -1 | -1 | -1 | -1 | -1 | -1 | -1 | -1 | -1 | -1 | -1 | -1 | -1 | -1 | -1 | -1 | -1
Southern_NV_Eldorado_Li_Battery_8hr_19 | caiso-deliverability | Lugo_Victorville_offpeak | Operational_New_Capacity_MW | Southern_NV_Eldorado_Li_Battery_8hr_19 |  | -1 | -1 | -1 | -1 | -1 | -1 | -1 | -1 | -1 | -1 | -1 | -1 | -1 | -1 | -1 | -1 | -1 | -1 | -1 | -1 | -1 | -1 | -1 | -1 | -1 | -1 | -1 | -1 | -1 | -1 | -1
Tehachapi_Li_Battery_8hr_28 | caiso-deliverability | Lugo_Victorville_offpeak | Operational_New_Capacity_MW | Tehachapi_Li_Battery_8hr_28 |  | -1 | -1 | -1 | -1 | -1 | -1 | -1 | -1 | -1 | -1 | -1 | -1 | -1 | -1 | -1 | -1 | -1 | -1 | -1 | -1 | -1 | -1 | -1 | -1 | -1 | -1 | -1 | -1 | -1 | -1 | -1
Southern_NV_Eldorado_Li_Battery_8hr_40 | caiso-deliverability | Lugo_Victorville_offpeak | Operational_New_Capacity_MW | Southern_NV_Eldorado_Li_Battery_8hr_40 |  | -1 | -1 | -1 | -1 | -1 | -1 | -1 | -1 | -1 | -1 | -1 | -1 | -1 | -1 | -1 | -1 | -1 | -1 | -1 | -1 | -1 | -1 | -1 | -1 | -1 | -1 | -1 | -1 | -1 | -1 | -1
Southern_NV_Eldorado_Li_Battery_8hr_42 | caiso-deliverability | Lugo_Victorville_offpeak | Operational_New_Capacity_MW | Southern_NV_Eldorado_Li_Battery_8hr_42 |  | -1 | -1 | -1 | -1 | -1 | -1 | -1 | -1 | -1 | -1 | -1 | -1 | -1 | -1 | -1 | -1 | -1 | -1 | -1 | -1 | -1 | -1 | -1 | -1 | -1 | -1 | -1 | -1 | -1 | -1 | -1
Arizona_Li_Battery_8hr_55 | caiso-deliverability | Lugo_Victorville_offpeak | Operational_New_Capacity_MW | Arizona_Li_Battery_8hr_55 |  | -1 | -1 | -1 | -1 | -1 | -1 | -1 | -1 | -1 | -1 | -1 | -1 | -1 | -1 | -1 | -1 | -1 | -1 | -1 | -1 | -1 | -1 | -1 | -1 | -1 | -1 | -1 | -1 | -1 | -1 | -1
Greater_LA_Li_Battery_8hr_58 | caiso-deliverability | Lugo_Victorville_offpeak | Operational_New_Capacity_MW | Greater_LA_Li_Battery_8hr_58 |  | -1 | -1 | -1 | -1 | -1 | -1 | -1 | -1 | -1 | -1 | -1 | -1 | -1 | -1 | -1 | -1 | -1 | -1 | -1 | -1 | -1 | -1 | -1 | -1 | -1 | -1 | -1 | -1 | -1 | -1 | -1
Tehachapi_Li_Battery_8hr_78 | caiso-deliverability | Lugo_Victorville_offpeak | Operational_New_Capacity_MW | Tehachapi_Li_Battery_8hr_78 |  | -1 | -1 | -1 | -1 | -1 | -1 | -1 | -1 | -1 | -1 | -1 | -1 | -1 | -1 | -1 | -1 | -1 | -1 | -1 | -1 | -1 | -1 | -1 | -1 | -1 | -1 | -1 | -1 | -1 | -1 | -1
Arizona_Li_Battery_8hr_90 | caiso-deliverability | Lugo_Victorville_offpeak | Operational_New_Capacity_MW | Arizona_Li_Battery_8hr_90 |  | -1 | -1 | -1 | -1 | -1 | -1 | -1 | -1 | -1 | -1 | -1 | -1 | -1 | -1 | -1 | -1 | -1 | -1 | -1 | -1 | -1 | -1 | -1 | -1 | -1 | -1 | -1 | -1 | -1 | -1 | -1
Tehachapi_Li_Battery_8hr_101 | caiso-deliverability | Lugo_Victorville_offpeak | Operational_New_Capacity_MW | Tehachapi_Li_Battery_8hr_101 |  | -1 | -1 | -1 | -1 | -1 | -1 | -1 | -1 | -1 | -1 | -1 | -1 | -1 | -1 | -1 | -1 | -1 | -1 | -1 | -1 | -1 | -1 | -1 | -1 | -1 | -1 | -1 | -1 | -1 | -1 | -1
Greater_Imperial_Li_Battery_8hr_107 | caiso-deliverability | Lugo_Victorville_offpeak | Operational_New_Capacity_MW | Greater_Imperial_Li_Battery_8hr_107 |  | -1 | -1 | -1 | -1 | -1 | -1 | -1 | -1 | -1 | -1 | -1 | -1 | -1 | -1 | -1 | -1 | -1 | -1 | -1 | -1 | -1 | -1 | -1 | -1 | -1 | -1 | -1 | -1 | -1 | -1 | -1
Greater_Imperial_Li_Battery_8hr_133 | caiso-deliverability | Lugo_Victorville_offpeak | Operational_New_Capacity_MW | Greater_Imperial_Li_Battery_8hr_133 |  | -1 | -1 | -1 | -1 | -1 | -1 | -1 | -1 | -1 | -1 | -1 | -1 | -1 | -1 | -1 | -1 | -1 | -1 | -1 | -1 | -1 | -1 | -1 | -1 | -1 | -1 | -1 | -1 | -1 | -1 | -1
Central_Nevada_Geothermal_42 | caiso-deliverability | Lugo_Victorville_offpeak | Operational_New_Capacity_MW | Central_Nevada_Geothermal_42 |  | 1 | 1 | 1 | 1 | 1 | 1 | 1 | 1 | 1 | 1 | 1 | 1 | 1 | 1 | 1 | 1 | 1 | 1 | 1 | 1 | 1 | 1 | 1 | 1 | 1 | 1 | 1 | 1 | 1 | 1 | 1
Greater_Imperial_Solar_107 | caiso-deliverability | Lugo_Victorville_offpeak | Operational_New_Capacity_MW | Greater_Imperial_Solar_107 |  | 0.77 | 0.77 | 0.77 | 0.77 | 0.77 | 0.77 | 0.77 | 0.77 | 0.77 | 0.77 | 0.77 | 0.77 | 0.77 | 0.77 | 0.77 | 0.77 | 0.77 | 0.77 | 0.77 | 0.77 | 0.77 | 0.77 | 0.77 | 0.77 | 0.77 | 0.77 | 0.77 | 0.77 | 0.77 | 0.77 | 0.77
Greater_Imperial_Solar_133 | caiso-deliverability | Lugo_Victorville_offpeak | Operational_New_Capacity_MW | Greater_Imperial_Solar_133 |  | 0.77 | 0.77 | 0.77 | 0.77 | 0.77 | 0.77 | 0.77 | 0.77 | 0.77 | 0.77 | 0.77 | 0.77 | 0.77 | 0.77 | 0.77 | 0.77 | 0.77 | 0.77 | 0.77 | 0.77 | 0.77 | 0.77 | 0.77 | 0.77 | 0.77 | 0.77 | 0.77 | 0.77 | 0.77 | 0.77 | 0.77
Greater_LA_Solar_58 | caiso-deliverability | Lugo_Victorville_offpeak | Operational_New_Capacity_MW | Greater_LA_Solar_58 |  | 0.77 | 0.77 | 0.77 | 0.77 | 0.77 | 0.77 | 0.77 | 0.77 | 0.77 | 0.77 | 0.77 | 0.77 | 0.77 | 0.77 | 0.77 | 0.77 | 0.77 | 0.77 | 0.77 | 0.77 | 0.77 | 0.77 | 0.77 | 0.77 | 0.77 | 0.77 | 0.77 | 0.77 | 0.77 | 0.77 | 0.77
Idaho_Wind_19 | caiso-deliverability | Lugo_Victorville_offpeak | Operational_New_Capacity_MW | Idaho_Wind_19 |  | 0.67 | 0.67 | 0.67 | 0.67 | 0.67 | 0.67 | 0.67 | 0.67 | 0.67 | 0.67 | 0.67 | 0.67 | 0.67 | 0.67 | 0.67 | 0.67 | 0.67 | 0.67 | 0.67 | 0.67 | 0.67 | 0.67 | 0.67 | 0.67 | 0.67 | 0.67 | 0.67 | 0.67 | 0.67 | 0.67 | 0.67
New_Mexico_Wind_55 | caiso-deliverability | Lugo_Victorville_offpeak | Operational_New_Capacity_MW | New_Mexico_Wind_55 |  | 0.67 | 0.67 | 0.67 | 0.67 | 0.67 | 0.67 | 0.67 | 0.67 | 0.67 | 0.67 | 0.67 | 0.67 | 0.67 | 0.67 | 0.67 | 0.67 | 0.67 | 0.67 | 0.67 | 0.67 | 0.67 | 0.67 | 0.67 | 0.67 | 0.67 | 0.67 | 0.67 | 0.67 | 0.67 | 0.67 | 0.67
Northern_Nevada_Geothermal_19 | caiso-deliverability | Lugo_Victorville_offpeak | Operational_New_Capacity_MW | Northern_Nevada_Geothermal_19 |  | 1 | 1 | 1 | 1 | 1 | 1 | 1 | 1 | 1 | 1 | 1 | 1 | 1 | 1 | 1 | 1 | 1 | 1 | 1 | 1 | 1 | 1 | 1 | 1 | 1 | 1 | 1 | 1 | 1 | 1 | 1
Southern_NV_Eldorado_Solar_2 | caiso-deliverability | Lugo_Victorville_offpeak | Operational_New_Capacity_MW | Southern_NV_Eldorado_Solar_2 |  | 0.77 | 0.77 | 0.77 | 0.77 | 0.77 | 0.77 | 0.77 | 0.77 | 0.77 | 0.77 | 0.77 | 0.77 | 0.77 | 0.77 | 0.77 | 0.77 | 0.77 | 0.77 | 0.77 | 0.77 | 0.77 | 0.77 | 0.77 | 0.77 | 0.77 | 0.77 | 0.77 | 0.77 | 0.77 | 0.77 | 0.77
Southern_NV_Eldorado_Solar_15 | caiso-deliverability | Lugo_Victorville_offpeak | Operational_New_Capacity_MW | Southern_NV_Eldorado_Solar_15 |  | 0.77 | 0.77 | 0.77 | 0.77 | 0.77 | 0.77 | 0.77 | 0.77 | 0.77 | 0.77 | 0.77 | 0.77 | 0.77 | 0.77 | 0.77 | 0.77 | 0.77 | 0.77 | 0.77 | 0.77 | 0.77 | 0.77 | 0.77 | 0.77 | 0.77 | 0.77 | 0.77 | 0.77 | 0.77 | 0.77 | 0.77
Southern_NV_Eldorado_Solar_16 | caiso-deliverability | Lugo_Victorville_offpeak | Operational_New_Capacity_MW | Southern_NV_Eldorado_Solar_16 |  | 0.77 | 0.77 | 0.77 | 0.77 | 0.77 | 0.77 | 0.77 | 0.77 | 0.77 | 0.77 | 0.77 | 0.77 | 0.77 | 0.77 | 0.77 | 0.77 | 0.77 | 0.77 | 0.77 | 0.77 | 0.77 | 0.77 | 0.77 | 0.77 | 0.77 | 0.77 | 0.77 | 0.77 | 0.77 | 0.77 | 0.77
Southern_NV_Eldorado_Solar_19 | caiso-deliverability | Lugo_Victorville_offpeak | Operational_New_Capacity_MW | Southern_NV_Eldorado_Solar_19 |  | 0.77 | 0.77 | 0.77 | 0.77 | 0.77 | 0.77 | 0.77 | 0.77 | 0.77 | 0.77 | 0.77 | 0.77 | 0.77 | 0.77 | 0.77 | 0.77 | 0.77 | 0.77 | 0.77 | 0.77 | 0.77 | 0.77 | 0.77 | 0.77 | 0.77 | 0.77 | 0.77 | 0.77 | 0.77 | 0.77 | 0.77
Southern_NV_Eldorado_Solar_40 | caiso-deliverability | Lugo_Victorville_offpeak | Operational_New_Capacity_MW | Southern_NV_Eldorado_Solar_40 |  | 0.77 | 0.77 | 0.77 | 0.77 | 0.77 | 0.77 | 0.77 | 0.77 | 0.77 | 0.77 | 0.77 | 0.77 | 0.77 | 0.77 | 0.77 | 0.77 | 0.77 | 0.77 | 0.77 | 0.77 | 0.77 | 0.77 | 0.77 | 0.77 | 0.77 | 0.77 | 0.77 | 0.77 | 0.77 | 0.77 | 0.77
Southern_NV_Eldorado_Solar_42 | caiso-deliverability | Lugo_Victorville_offpeak | Operational_New_Capacity_MW | Southern_NV_Eldorado_Solar_42 |  | 0.77 | 0.77 | 0.77 | 0.77 | 0.77 | 0.77 | 0.77 | 0.77 | 0.77 | 0.77 | 0.77 | 0.77 | 0.77 | 0.77 | 0.77 | 0.77 | 0.77 | 0.77 | 0.77 | 0.77 | 0.77 | 0.77 | 0.77 | 0.77 | 0.77 | 0.77 | 0.77 | 0.77 | 0.77 | 0.77 | 0.77
Southern_NV_Eldorado_Wind_2 | caiso-deliverability | Lugo_Victorville_offpeak | Operational_New_Capacity_MW | Southern_NV_Eldorado_Wind_2 |  | 0.44 | 0.44 | 0.44 | 0.44 | 0.44 | 0.44 | 0.44 | 0.44 | 0.44 | 0.44 | 0.44 | 0.44 | 0.44 | 0.44 | 0.44 | 0.44 | 0.44 | 0.44 | 0.44 | 0.44 | 0.44 | 0.44 | 0.44 | 0.44 | 0.44 | 0.44 | 0.44 | 0.44 | 0.44 | 0.44 | 0.44
Southern_NV_Eldorado_Wind_15 | caiso-deliverability | Lugo_Victorville_offpeak | Operational_New_Capacity_MW | Southern_NV_Eldorado_Wind_15 |  | 0.44 | 0.44 | 0.44 | 0.44 | 0.44 | 0.44 | 0.44 | 0.44 | 0.44 | 0.44 | 0.44 | 0.44 | 0.44 | 0.44 | 0.44 | 0.44 | 0.44 | 0.44 | 0.44 | 0.44 | 0.44 | 0.44 | 0.44 | 0.44 | 0.44 | 0.44 | 0.44 | 0.44 | 0.44 | 0.44 | 0.44
Southern_NV_Eldorado_Wind_16 | caiso-deliverability | Lugo_Victorville_offpeak | Operational_New_Capacity_MW | Southern_NV_Eldorado_Wind_16 |  | 0.44 | 0.44 | 0.44 | 0.44 | 0.44 | 0.44 | 0.44 | 0.44 | 0.44 | 0.44 | 0.44 | 0.44 | 0.44 | 0.44 | 0.44 | 0.44 | 0.44 | 0.44 | 0.44 | 0.44 | 0.44 | 0.44 | 0.44 | 0.44 | 0.44 | 0.44 | 0.44 | 0.44 | 0.44 | 0.44 | 0.44
Tehachapi_Solar_28 | caiso-deliverability | Lugo_Victorville_offpeak | Operational_New_Capacity_MW | Tehachapi_Solar_28 |  | 0.77 | 0.77 | 0.77 | 0.77 | 0.77 | 0.77 | 0.77 | 0.77 | 0.77 | 0.77 | 0.77 | 0.77 | 0.77 | 0.77 | 0.77 | 0.77 | 0.77 | 0.77 | 0.77 | 0.77 | 0.77 | 0.77 | 0.77 | 0.77 | 0.77 | 0.77 | 0.77 | 0.77 | 0.77 | 0.77 | 0.77
Tehachapi_Solar_78 | caiso-deliverability | Lugo_Victorville_offpeak | Operational_New_Capacity_MW | Tehachapi_Solar_78 |  | 0.77 | 0.77 | 0.77 | 0.77 | 0.77 | 0.77 | 0.77 | 0.77 | 0.77 | 0.77 | 0.77 | 0.77 | 0.77 | 0.77 | 0.77 | 0.77 | 0.77 | 0.77 | 0.77 | 0.77 | 0.77 | 0.77 | 0.77 | 0.77 | 0.77 | 0.77 | 0.77 | 0.77 | 0.77 | 0.77 | 0.77
Tehachapi_Solar_101 | caiso-deliverability | Lugo_Victorville_offpeak | Operational_New_Capacity_MW | Tehachapi_Solar_101 |  | 0.77 | 0.77 | 0.77 | 0.77 | 0.77 | 0.77 | 0.77 | 0.77 | 0.77 | 0.77 | 0.77 | 0.77 | 0.77 | 0.77 | 0.77 | 0.77 | 0.77 | 0.77 | 0.77 | 0.77 | 0.77 | 0.77 | 0.77 | 0.77 | 0.77 | 0.77 | 0.77 | 0.77 | 0.77 | 0.77 | 0.77
Utah_Geothermal_19 | caiso-deliverability | Lugo_Victorville_offpeak | Operational_New_Capacity_MW | Utah_Geothermal_19 |  | 1 | 1 | 1 | 1 | 1 | 1 | 1 | 1 | 1 | 1 | 1 | 1 | 1 | 1 | 1 | 1 | 1 | 1 | 1 | 1 | 1 | 1 | 1 | 1 | 1 | 1 | 1 | 1 | 1 | 1 | 1
Utah_Wind_19 | caiso-deliverability | Lugo_Victorville_offpeak | Operational_New_Capacity_MW | Utah_Wind_19 |  | 0.67 | 0.67 | 0.67 | 0.67 | 0.67 | 0.67 | 0.67 | 0.67 | 0.67 | 0.67 | 0.67 | 0.67 | 0.67 | 0.67 | 0.67 | 0.67 | 0.67 | 0.67 | 0.67 | 0.67 | 0.67 | 0.67 | 0.67 | 0.67 | 0.67 | 0.67 | 0.67 | 0.67 | 0.67 | 0.67 | 0.67
Wyoming_Wind_19 | caiso-deliverability | Lugo_Victorville_offpeak | Operational_New_Capacity_MW | Wyoming_Wind_19 |  | 0.67 | 0.67 | 0.67 | 0.67 | 0.67 | 0.67 | 0.67 | 0.67 | 0.67 | 0.67 | 0.67 | 0.67 | 0.67 | 0.67 | 0.67 | 0.67 | 0.67 | 0.67 | 0.67 | 0.67 | 0.67 | 0.67 | 0.67 | 0.67 | 0.67 | 0.67 | 0.67 | 0.67 | 0.67 | 0.67 | 0.67
Lugo_Victorville_group | caiso-deliverability | Lugo_Victorville_offpeak | Operational_New_Capacity_MW | Lugo_Victorville_group |  | -1 | -1 | -1 | -1 | -1 | -1 | -1 | -1 | -1 | -1 | -1 | -1 | -1 | -1 | -1 | -1 | -1 | -1 | -1 | -1 | -1 | -1 | -1 | -1 | -1 | -1 | -1 | -1 | -1 | -1 | -1
Arizona_Solar_55 | caiso-deliverability | Lugo_Victorville_SSN | Reliability_Capacity_In_Model_Year | System RA | Arizona_Solar_55 | 0.427 | 0.427 | 0.427 | 0.427 | 0.427 | 0.427 | 0.427 | 0.427 | 0.427 | 0.427 | 0.427 | 0.427 | 0.427 | 0.427 | 0.427 | 0.427 | 0.427 | 0.427 | 0.427 | 0.427 | 0.427 | 0.427 | 0.427 | 0.427 | 0.427 | 0.427 | 0.427 | 0.427 | 0.427 | 0.427 | 0.427
Arizona_Solar_90 | caiso-deliverability | Lugo_Victorville_SSN | Reliability_Capacity_In_Model_Year | System RA | Arizona_Solar_90 | 0.427 | 0.427 | 0.427 | 0.427 | 0.427 | 0.427 | 0.427 | 0.427 | 0.427 | 0.427 | 0.427 | 0.427 | 0.427 | 0.427 | 0.427 | 0.427 | 0.427 | 0.427 | 0.427 | 0.427 | 0.427 | 0.427 | 0.427 | 0.427 | 0.427 | 0.427 | 0.427 | 0.427 | 0.427 | 0.427 | 0.427
Baja_California_Wind_133 | caiso-deliverability | Lugo_Victorville_SSN | Reliability_Capacity_In_Model_Year | System RA | Baja_California_Wind_133 | 0.112 | 0.112 | 0.112 | 0.112 | 0.112 | 0.112 | 0.112 | 0.112 | 0.112 | 0.112 | 0.112 | 0.112 | 0.112 | 0.112 | 0.112 | 0.112 | 0.112 | 0.112 | 0.112 | 0.112 | 0.112 | 0.112 | 0.112 | 0.112 | 0.112 | 0.112 | 0.112 | 0.112 | 0.112 | 0.112 | 0.112
Southern_NV_Eldorado_Flow_Battery_2 | caiso-deliverability | Lugo_Victorville_SSN | Reliability_Capacity_In_Model_Year | System RA | Southern_NV_Eldorado_Flow_Battery_2 | 0.5 | 0.5 | 0.5 | 0.5 | 0.5 | 0.5 | 0.5 | 0.5 | 0.5 | 0.5 | 0.5 | 0.5 | 0.5 | 0.5 | 0.5 | 0.5 | 0.5 | 0.5 | 0.5 | 0.5 | 0.5 | 0.5 | 0.5 | 0.5 | 0.5 | 0.5 | 0.5 | 0.5 | 0.5 | 0.5 | 0.5
Southern_NV_Eldorado_Flow_Battery_15 | caiso-deliverability | Lugo_Victorville_SSN | Reliability_Capacity_In_Model_Year | System RA | Southern_NV_Eldorado_Flow_Battery_15 | 0.5 | 0.5 | 0.5 | 0.5 | 0.5 | 0.5 | 0.5 | 0.5 | 0.5 | 0.5 | 0.5 | 0.5 | 0.5 | 0.5 | 0.5 | 0.5 | 0.5 | 0.5 | 0.5 | 0.5 | 0.5 | 0.5 | 0.5 | 0.5 | 0.5 | 0.5 | 0.5 | 0.5 | 0.5 | 0.5 | 0.5
Southern_NV_Eldorado_Flow_Battery_16 | caiso-deliverability | Lugo_Victorville_SSN | Reliability_Capacity_In_Model_Year | System RA | Southern_NV_Eldorado_Flow_Battery_16 | 0.5 | 0.5 | 0.5 | 0.5 | 0.5 | 0.5 | 0.5 | 0.5 | 0.5 | 0.5 | 0.5 | 0.5 | 0.5 | 0.5 | 0.5 | 0.5 | 0.5 | 0.5 | 0.5 | 0.5 | 0.5 | 0.5 | 0.5 | 0.5 | 0.5 | 0.5 | 0.5 | 0.5 | 0.5 | 0.5 | 0.5
Southern_NV_Eldorado_Flow_Battery_19 | caiso-deliverability | Lugo_Victorville_SSN | Reliability_Capacity_In_Model_Year | System RA | Southern_NV_Eldorado_Flow_Battery_19 | 0.5 | 0.5 | 0.5 | 0.5 | 0.5 | 0.5 | 0.5 | 0.5 | 0.5 | 0.5 | 0.5 | 0.5 | 0.5 | 0.5 | 0.5 | 0.5 | 0.5 | 0.5 | 0.5 | 0.5 | 0.5 | 0.5 | 0.5 | 0.5 | 0.5 | 0.5 | 0.5 | 0.5 | 0.5 | 0.5 | 0.5
Tehachapi_Flow_Battery_28 | caiso-deliverability | Lugo_Victorville_SSN | Reliability_Capacity_In_Model_Year | System RA | Tehachapi_Flow_Battery_28 | 0.5 | 0.5 | 0.5 | 0.5 | 0.5 | 0.5 | 0.5 | 0.5 | 0.5 | 0.5 | 0.5 | 0.5 | 0.5 | 0.5 | 0.5 | 0.5 | 0.5 | 0.5 | 0.5 | 0.5 | 0.5 | 0.5 | 0.5 | 0.5 | 0.5 | 0.5 | 0.5 | 0.5 | 0.5 | 0.5 | 0.5
Southern_NV_Eldorado_Flow_Battery_40 | caiso-deliverability | Lugo_Victorville_SSN | Reliability_Capacity_In_Model_Year | System RA | Southern_NV_Eldorado_Flow_Battery_40 | 0.5 | 0.5 | 0.5 | 0.5 | 0.5 | 0.5 | 0.5 | 0.5 | 0.5 | 0.5 | 0.5 | 0.5 | 0.5 | 0.5 | 0.5 | 0.5 | 0.5 | 0.5 | 0.5 | 0.5 | 0.5 | 0.5 | 0.5 | 0.5 | 0.5 | 0.5 | 0.5 | 0.5 | 0.5 | 0.5 | 0.5
Southern_NV_Eldorado_Flow_Battery_42 | caiso-deliverability | Lugo_Victorville_SSN | Reliability_Capacity_In_Model_Year | System RA | Southern_NV_Eldorado_Flow_Battery_42 | 0.5 | 0.5 | 0.5 | 0.5 | 0.5 | 0.5 | 0.5 | 0.5 | 0.5 | 0.5 | 0.5 | 0.5 | 0.5 | 0.5 | 0.5 | 0.5 | 0.5 | 0.5 | 0.5 | 0.5 | 0.5 | 0.5 | 0.5 | 0.5 | 0.5 | 0.5 | 0.5 | 0.5 | 0.5 | 0.5 | 0.5
Arizona_Flow_Battery_55 | caiso-deliverability | Lugo_Victorville_SSN | Reliability_Capacity_In_Model_Year | System RA | Arizona_Flow_Battery_55 | 0.5 | 0.5 | 0.5 | 0.5 | 0.5 | 0.5 | 0.5 | 0.5 | 0.5 | 0.5 | 0.5 | 0.5 | 0.5 | 0.5 | 0.5 | 0.5 | 0.5 | 0.5 | 0.5 | 0.5 | 0.5 | 0.5 | 0.5 | 0.5 | 0.5 | 0.5 | 0.5 | 0.5 | 0.5 | 0.5 | 0.5
Greater_LA_Flow_Battery_58 | caiso-deliverability | Lugo_Victorville_SSN | Reliability_Capacity_In_Model_Year | System RA | Greater_LA_Flow_Battery_58 | 0.5 | 0.5 | 0.5 | 0.5 | 0.5 | 0.5 | 0.5 | 0.5 | 0.5 | 0.5 | 0.5 | 0.5 | 0.5 | 0.5 | 0.5 | 0.5 | 0.5 | 0.5 | 0.5 | 0.5 | 0.5 | 0.5 | 0.5 | 0.5 | 0.5 | 0.5 | 0.5 | 0.5 | 0.5 | 0.5 | 0.5
Tehachapi_Flow_Battery_78 | caiso-deliverability | Lugo_Victorville_SSN | Reliability_Capacity_In_Model_Year | System RA | Tehachapi_Flow_Battery_78 | 0.5 | 0.5 | 0.5 | 0.5 | 0.5 | 0.5 | 0.5 | 0.5 | 0.5 | 0.5 | 0.5 | 0.5 | 0.5 | 0.5 | 0.5 | 0.5 | 0.5 | 0.5 | 0.5 | 0.5 | 0.5 | 0.5 | 0.5 | 0.5 | 0.5 | 0.5 | 0.5 | 0.5 | 0.5 | 0.5 | 0.5
Arizona_Flow_Battery_90 | caiso-deliverability | Lugo_Victorville_SSN | Reliability_Capacity_In_Model_Year | System RA | Arizona_Flow_Battery_90 | 0.5 | 0.5 | 0.5 | 0.5 | 0.5 | 0.5 | 0.5 | 0.5 | 0.5 | 0.5 | 0.5 | 0.5 | 0.5 | 0.5 | 0.5 | 0.5 | 0.5 | 0.5 | 0.5 | 0.5 | 0.5 | 0.5 | 0.5 | 0.5 | 0.5 | 0.5 | 0.5 | 0.5 | 0.5 | 0.5 | 0.5
Tehachapi_Flow_Battery_101 | caiso-deliverability | Lugo_Victorville_SSN | Reliability_Capacity_In_Model_Year | System RA | Tehachapi_Flow_Battery_101 | 0.5 | 0.5 | 0.5 | 0.5 | 0.5 | 0.5 | 0.5 | 0.5 | 0.5 | 0.5 | 0.5 | 0.5 | 0.5 | 0.5 | 0.5 | 0.5 | 0.5 | 0.5 | 0.5 | 0.5 | 0.5 | 0.5 | 0.5 | 0.5 | 0.5 | 0.5 | 0.5 | 0.5 | 0.5 | 0.5 | 0.5
Greater_Imperial_Flow_Battery_107 | caiso-deliverability | Lugo_Victorville_SSN | Reliability_Capacity_In_Model_Year | System RA | Greater_Imperial_Flow_Battery_107 | 0.5 | 0.5 | 0.5 | 0.5 | 0.5 | 0.5 | 0.5 | 0.5 | 0.5 | 0.5 | 0.5 | 0.5 | 0.5 | 0.5 | 0.5 | 0.5 | 0.5 | 0.5 | 0.5 | 0.5 | 0.5 | 0.5 | 0.5 | 0.5 | 0.5 | 0.5 | 0.5 | 0.5 | 0.5 | 0.5 | 0.5
Greater_Imperial_Flow_Battery_133 | caiso-deliverability | Lugo_Victorville_SSN | Reliability_Capacity_In_Model_Year | System RA | Greater_Imperial_Flow_Battery_133 | 0.5 | 0.5 | 0.5 | 0.5 | 0.5 | 0.5 | 0.5 | 0.5 | 0.5 | 0.5 | 0.5 | 0.5 | 0.5 | 0.5 | 0.5 | 0.5 | 0.5 | 0.5 | 0.5 | 0.5 | 0.5 | 0.5 | 0.5 | 0.5 | 0.5 | 0.5 | 0.5 | 0.5 | 0.5 | 0.5 | 0.5
Southern_NV_Eldorado_Li_Battery_4hr_2 | caiso-deliverability | Lugo_Victorville_SSN | Reliability_Capacity_In_Model_Year | System RA | Southern_NV_Eldorado_Li_Battery_4hr_2 | 0.5 | 0.5 | 0.5 | 0.5 | 0.5 | 0.5 | 0.5 | 0.5 | 0.5 | 0.5 | 0.5 | 0.5 | 0.5 | 0.5 | 0.5 | 0.5 | 0.5 | 0.5 | 0.5 | 0.5 | 0.5 | 0.5 | 0.5 | 0.5 | 0.5 | 0.5 | 0.5 | 0.5 | 0.5 | 0.5 | 0.5
Southern_NV_Eldorado_Li_Battery_4hr_15 | caiso-deliverability | Lugo_Victorville_SSN | Reliability_Capacity_In_Model_Year | System RA | Southern_NV_Eldorado_Li_Battery_4hr_15 | 0.5 | 0.5 | 0.5 | 0.5 | 0.5 | 0.5 | 0.5 | 0.5 | 0.5 | 0.5 | 0.5 | 0.5 | 0.5 | 0.5 | 0.5 | 0.5 | 0.5 | 0.5 | 0.5 | 0.5 | 0.5 | 0.5 | 0.5 | 0.5 | 0.5 | 0.5 | 0.5 | 0.5 | 0.5 | 0.5 | 0.5
Southern_NV_Eldorado_Li_Battery_4hr_16 | caiso-deliverability | Lugo_Victorville_SSN | Reliability_Capacity_In_Model_Year | System RA | Southern_NV_Eldorado_Li_Battery_4hr_16 | 0.5 | 0.5 | 0.5 | 0.5 | 0.5 | 0.5 | 0.5 | 0.5 | 0.5 | 0.5 | 0.5 | 0.5 | 0.5 | 0.5 | 0.5 | 0.5 | 0.5 | 0.5 | 0.5 | 0.5 | 0.5 | 0.5 | 0.5 | 0.5 | 0.5 | 0.5 | 0.5 | 0.5 | 0.5 | 0.5 | 0.5
Southern_NV_Eldorado_Li_Battery_4hr_19 | caiso-deliverability | Lugo_Victorville_SSN | Reliability_Capacity_In_Model_Year | System RA | Southern_NV_Eldorado_Li_Battery_4hr_19 | 0.5 | 0.5 | 0.5 | 0.5 | 0.5 | 0.5 | 0.5 | 0.5 | 0.5 | 0.5 | 0.5 | 0.5 | 0.5 | 0.5 | 0.5 | 0.5 | 0.5 | 0.5 | 0.5 | 0.5 | 0.5 | 0.5 | 0.5 | 0.5 | 0.5 | 0.5 | 0.5 | 0.5 | 0.5 | 0.5 | 0.5
Tehachapi_Li_Battery_4hr_28 | caiso-deliverability | Lugo_Victorville_SSN | Reliability_Capacity_In_Model_Year | System RA | Tehachapi_Li_Battery_4hr_28 | 0.5 | 0.5 | 0.5 | 0.5 | 0.5 | 0.5 | 0.5 | 0.5 | 0.5 | 0.5 | 0.5 | 0.5 | 0.5 | 0.5 | 0.5 | 0.5 | 0.5 | 0.5 | 0.5 | 0.5 | 0.5 | 0.5 | 0.5 | 0.5 | 0.5 | 0.5 | 0.5 | 0.5 | 0.5 | 0.5 | 0.5
Southern_NV_Eldorado_Li_Battery_4hr_40 | caiso-deliverability | Lugo_Victorville_SSN | Reliability_Capacity_In_Model_Year | System RA | Southern_NV_Eldorado_Li_Battery_4hr_40 | 0.5 | 0.5 | 0.5 | 0.5 | 0.5 | 0.5 | 0.5 | 0.5 | 0.5 | 0.5 | 0.5 | 0.5 | 0.5 | 0.5 | 0.5 | 0.5 | 0.5 | 0.5 | 0.5 | 0.5 | 0.5 | 0.5 | 0.5 | 0.5 | 0.5 | 0.5 | 0.5 | 0.5 | 0.5 | 0.5 | 0.5
Southern_NV_Eldorado_Li_Battery_4hr_42 | caiso-deliverability | Lugo_Victorville_SSN | Reliability_Capacity_In_Model_Year | System RA | Southern_NV_Eldorado_Li_Battery_4hr_42 | 0.5 | 0.5 | 0.5 | 0.5 | 0.5 | 0.5 | 0.5 | 0.5 | 0.5 | 0.5 | 0.5 | 0.5 | 0.5 | 0.5 | 0.5 | 0.5 | 0.5 | 0.5 | 0.5 | 0.5 | 0.5 | 0.5 | 0.5 | 0.5 | 0.5 | 0.5 | 0.5 | 0.5 | 0.5 | 0.5 | 0.5
Arizona_Li_Battery_4hr_55 | caiso-deliverability | Lugo_Victorville_SSN | Reliability_Capacity_In_Model_Year | System RA | Arizona_Li_Battery_4hr_55 | 0.5 | 0.5 | 0.5 | 0.5 | 0.5 | 0.5 | 0.5 | 0.5 | 0.5 | 0.5 | 0.5 | 0.5 | 0.5 | 0.5 | 0.5 | 0.5 | 0.5 | 0.5 | 0.5 | 0.5 | 0.5 | 0.5 | 0.5 | 0.5 | 0.5 | 0.5 | 0.5 | 0.5 | 0.5 | 0.5 | 0.5
Greater_LA_Li_Battery_4hr_58 | caiso-deliverability | Lugo_Victorville_SSN | Reliability_Capacity_In_Model_Year | System RA | Greater_LA_Li_Battery_4hr_58 | 0.5 | 0.5 | 0.5 | 0.5 | 0.5 | 0.5 | 0.5 | 0.5 | 0.5 | 0.5 | 0.5 | 0.5 | 0.5 | 0.5 | 0.5 | 0.5 | 0.5 | 0.5 | 0.5 | 0.5 | 0.5 | 0.5 | 0.5 | 0.5 | 0.5 | 0.5 | 0.5 | 0.5 | 0.5 | 0.5 | 0.5
Tehachapi_Li_Battery_4hr_78 | caiso-deliverability | Lugo_Victorville_SSN | Reliability_Capacity_In_Model_Year | System RA | Tehachapi_Li_Battery_4hr_78 | 0.5 | 0.5 | 0.5 | 0.5 | 0.5 | 0.5 | 0.5 | 0.5 | 0.5 | 0.5 | 0.5 | 0.5 | 0.5 | 0.5 | 0.5 | 0.5 | 0.5 | 0.5 | 0.5 | 0.5 | 0.5 | 0.5 | 0.5 | 0.5 | 0.5 | 0.5 | 0.5 | 0.5 | 0.5 | 0.5 | 0.5
Arizona_Li_Battery_4hr_90 | caiso-deliverability | Lugo_Victorville_SSN | Reliability_Capacity_In_Model_Year | System RA | Arizona_Li_Battery_4hr_90 | 0.5 | 0.5 | 0.5 | 0.5 | 0.5 | 0.5 | 0.5 | 0.5 | 0.5 | 0.5 | 0.5 | 0.5 | 0.5 | 0.5 | 0.5 | 0.5 | 0.5 | 0.5 | 0.5 | 0.5 | 0.5 | 0.5 | 0.5 | 0.5 | 0.5 | 0.5 | 0.5 | 0.5 | 0.5 | 0.5 | 0.5
Tehachapi_Li_Battery_4hr_101 | caiso-deliverability | Lugo_Victorville_SSN | Reliability_Capacity_In_Model_Year | System RA | Tehachapi_Li_Battery_4hr_101 | 0.5 | 0.5 | 0.5 | 0.5 | 0.5 | 0.5 | 0.5 | 0.5 | 0.5 | 0.5 | 0.5 | 0.5 | 0.5 | 0.5 | 0.5 | 0.5 | 0.5 | 0.5 | 0.5 | 0.5 | 0.5 | 0.5 | 0.5 | 0.5 | 0.5 | 0.5 | 0.5 | 0.5 | 0.5 | 0.5 | 0.5
Greater_Imperial_Li_Battery_4hr_107 | caiso-deliverability | Lugo_Victorville_SSN | Reliability_Capacity_In_Model_Year | System RA | Greater_Imperial_Li_Battery_4hr_107 | 0.5 | 0.5 | 0.5 | 0.5 | 0.5 | 0.5 | 0.5 | 0.5 | 0.5 | 0.5 | 0.5 | 0.5 | 0.5 | 0.5 | 0.5 | 0.5 | 0.5 | 0.5 | 0.5 | 0.5 | 0.5 | 0.5 | 0.5 | 0.5 | 0.5 | 0.5 | 0.5 | 0.5 | 0.5 | 0.5 | 0.5
Greater_Imperial_Li_Battery_4hr_133 | caiso-deliverability | Lugo_Victorville_SSN | Reliability_Capacity_In_Model_Year | System RA | Greater_Imperial_Li_Battery_4hr_133 | 0.5 | 0.5 | 0.5 | 0.5 | 0.5 | 0.5 | 0.5 | 0.5 | 0.5 | 0.5 | 0.5 | 0.5 | 0.5 | 0.5 | 0.5 | 0.5 | 0.5 | 0.5 | 0.5 | 0.5 | 0.5 | 0.5 | 0.5 | 0.5 | 0.5 | 0.5 | 0.5 | 0.5 | 0.5 | 0.5 | 0.5
Southern_NV_Eldorado_Li_Battery_8hr_2 | caiso-deliverability | Lugo_Victorville_SSN | Reliability_Capacity_In_Model_Year | System RA | Southern_NV_Eldorado_Li_Battery_8hr_2 | 0.5 | 0.5 | 0.5 | 0.5 | 0.5 | 0.5 | 0.5 | 0.5 | 0.5 | 0.5 | 0.5 | 0.5 | 0.5 | 0.5 | 0.5 | 0.5 | 0.5 | 0.5 | 0.5 | 0.5 | 0.5 | 0.5 | 0.5 | 0.5 | 0.5 | 0.5 | 0.5 | 0.5 | 0.5 | 0.5 | 0.5
Southern_NV_Eldorado_Li_Battery_8hr_15 | caiso-deliverability | Lugo_Victorville_SSN | Reliability_Capacity_In_Model_Year | System RA | Southern_NV_Eldorado_Li_Battery_8hr_15 | 0.5 | 0.5 | 0.5 | 0.5 | 0.5 | 0.5 | 0.5 | 0.5 | 0.5 | 0.5 | 0.5 | 0.5 | 0.5 | 0.5 | 0.5 | 0.5 | 0.5 | 0.5 | 0.5 | 0.5 | 0.5 | 0.5 | 0.5 | 0.5 | 0.5 | 0.5 | 0.5 | 0.5 | 0.5 | 0.5 | 0.5
Southern_NV_Eldorado_Li_Battery_8hr_16 | caiso-deliverability | Lugo_Victorville_SSN | Reliability_Capacity_In_Model_Year | System RA | Southern_NV_Eldorado_Li_Battery_8hr_16 | 0.5 | 0.5 | 0.5 | 0.5 | 0.5 | 0.5 | 0.5 | 0.5 | 0.5 | 0.5 | 0.5 | 0.5 | 0.5 | 0.5 | 0.5 | 0.5 | 0.5 | 0.5 | 0.5 | 0.5 | 0.5 | 0.5 | 0.5 | 0.5 | 0.5 | 0.5 | 0.5 | 0.5 | 0.5 | 0.5 | 0.5
Southern_NV_Eldorado_Li_Battery_8hr_19 | caiso-deliverability | Lugo_Victorville_SSN | Reliability_Capacity_In_Model_Year | System RA | Southern_NV_Eldorado_Li_Battery_8hr_19 | 0.5 | 0.5 | 0.5 | 0.5 | 0.5 | 0.5 | 0.5 | 0.5 | 0.5 | 0.5 | 0.5 | 0.5 | 0.5 | 0.5 | 0.5 | 0.5 | 0.5 | 0.5 | 0.5 | 0.5 | 0.5 | 0.5 | 0.5 | 0.5 | 0.5 | 0.5 | 0.5 | 0.5 | 0.5 | 0.5 | 0.5
Tehachapi_Li_Battery_8hr_28 | caiso-deliverability | Lugo_Victorville_SSN | Reliability_Capacity_In_Model_Year | System RA | Tehachapi_Li_Battery_8hr_28 | 0.5 | 0.5 | 0.5 | 0.5 | 0.5 | 0.5 | 0.5 | 0.5 | 0.5 | 0.5 | 0.5 | 0.5 | 0.5 | 0.5 | 0.5 | 0.5 | 0.5 | 0.5 | 0.5 | 0.5 | 0.5 | 0.5 | 0.5 | 0.5 | 0.5 | 0.5 | 0.5 | 0.5 | 0.5 | 0.5 | 0.5
Southern_NV_Eldorado_Li_Battery_8hr_40 | caiso-deliverability | Lugo_Victorville_SSN | Reliability_Capacity_In_Model_Year | System RA | Southern_NV_Eldorado_Li_Battery_8hr_40 | 0.5 | 0.5 | 0.5 | 0.5 | 0.5 | 0.5 | 0.5 | 0.5 | 0.5 | 0.5 | 0.5 | 0.5 | 0.5 | 0.5 | 0.5 | 0.5 | 0.5 | 0.5 | 0.5 | 0.5 | 0.5 | 0.5 | 0.5 | 0.5 | 0.5 | 0.5 | 0.5 | 0.5 | 0.5 | 0.5 | 0.5
Southern_NV_Eldorado_Li_Battery_8hr_42 | caiso-deliverability | Lugo_Victorville_SSN | Reliability_Capacity_In_Model_Year | System RA | Southern_NV_Eldorado_Li_Battery_8hr_42 | 0.5 | 0.5 | 0.5 | 0.5 | 0.5 | 0.5 | 0.5 | 0.5 | 0.5 | 0.5 | 0.5 | 0.5 | 0.5 | 0.5 | 0.5 | 0.5 | 0.5 | 0.5 | 0.5 | 0.5 | 0.5 | 0.5 | 0.5 | 0.5 | 0.5 | 0.5 | 0.5 | 0.5 | 0.5 | 0.5 | 0.5
Arizona_Li_Battery_8hr_55 | caiso-deliverability | Lugo_Victorville_SSN | Reliability_Capacity_In_Model_Year | System RA | Arizona_Li_Battery_8hr_55 | 0.5 | 0.5 | 0.5 | 0.5 | 0.5 | 0.5 | 0.5 | 0.5 | 0.5 | 0.5 | 0.5 | 0.5 | 0.5 | 0.5 | 0.5 | 0.5 | 0.5 | 0.5 | 0.5 | 0.5 | 0.5 | 0.5 | 0.5 | 0.5 | 0.5 | 0.5 | 0.5 | 0.5 | 0.5 | 0.5 | 0.5
Greater_LA_Li_Battery_8hr_58 | caiso-deliverability | Lugo_Victorville_SSN | Reliability_Capacity_In_Model_Year | System RA | Greater_LA_Li_Battery_8hr_58 | 0.5 | 0.5 | 0.5 | 0.5 | 0.5 | 0.5 | 0.5 | 0.5 | 0.5 | 0.5 | 0.5 | 0.5 | 0.5 | 0.5 | 0.5 | 0.5 | 0.5 | 0.5 | 0.5 | 0.5 | 0.5 | 0.5 | 0.5 | 0.5 | 0.5 | 0.5 | 0.5 | 0.5 | 0.5 | 0.5 | 0.5
Tehachapi_Li_Battery_8hr_78 | caiso-deliverability | Lugo_Victorville_SSN | Reliability_Capacity_In_Model_Year | System RA | Tehachapi_Li_Battery_8hr_78 | 0.5 | 0.5 | 0.5 | 0.5 | 0.5 | 0.5 | 0.5 | 0.5 | 0.5 | 0.5 | 0.5 | 0.5 | 0.5 | 0.5 | 0.5 | 0.5 | 0.5 | 0.5 | 0.5 | 0.5 | 0.5 | 0.5 | 0.5 | 0.5 | 0.5 | 0.5 | 0.5 | 0.5 | 0.5 | 0.5 | 0.5
Arizona_Li_Battery_8hr_90 | caiso-deliverability | Lugo_Victorville_SSN | Reliability_Capacity_In_Model_Year | System RA | Arizona_Li_Battery_8hr_90 | 0.5 | 0.5 | 0.5 | 0.5 | 0.5 | 0.5 | 0.5 | 0.5 | 0.5 | 0.5 | 0.5 | 0.5 | 0.5 | 0.5 | 0.5 | 0.5 | 0.5 | 0.5 | 0.5 | 0.5 | 0.5 | 0.5 | 0.5 | 0.5 | 0.5 | 0.5 | 0.5 | 0.5 | 0.5 | 0.5 | 0.5
Tehachapi_Li_Battery_8hr_101 | caiso-deliverability | Lugo_Victorville_SSN | Reliability_Capacity_In_Model_Year | System RA | Tehachapi_Li_Battery_8hr_101 | 0.5 | 0.5 | 0.5 | 0.5 | 0.5 | 0.5 | 0.5 | 0.5 | 0.5 | 0.5 | 0.5 | 0.5 | 0.5 | 0.5 | 0.5 | 0.5 | 0.5 | 0.5 | 0.5 | 0.5 | 0.5 | 0.5 | 0.5 | 0.5 | 0.5 | 0.5 | 0.5 | 0.5 | 0.5 | 0.5 | 0.5
Greater_Imperial_Li_Battery_8hr_107 | caiso-deliverability | Lugo_Victorville_SSN | Reliability_Capacity_In_Model_Year | System RA | Greater_Imperial_Li_Battery_8hr_107 | 0.5 | 0.5 | 0.5 | 0.5 | 0.5 | 0.5 | 0.5 | 0.5 | 0.5 | 0.5 | 0.5 | 0.5 | 0.5 | 0.5 | 0.5 | 0.5 | 0.5 | 0.5 | 0.5 | 0.5 | 0.5 | 0.5 | 0.5 | 0.5 | 0.5 | 0.5 | 0.5 | 0.5 | 0.5 | 0.5 | 0.5
Greater_Imperial_Li_Battery_8hr_133 | caiso-deliverability | Lugo_Victorville_SSN | Reliability_Capacity_In_Model_Year | System RA | Greater_Imperial_Li_Battery_8hr_133 | 0.5 | 0.5 | 0.5 | 0.5 | 0.5 | 0.5 | 0.5 | 0.5 | 0.5 | 0.5 | 0.5 | 0.5 | 0.5 | 0.5 | 0.5 | 0.5 | 0.5 | 0.5 | 0.5 | 0.5 | 0.5 | 0.5 | 0.5 | 0.5 | 0.5 | 0.5 | 0.5 | 0.5 | 0.5 | 0.5 | 0.5
Central_Nevada_Geothermal_42 | caiso-deliverability | Lugo_Victorville_SSN | Reliability_Capacity_In_Model_Year | System RA | Central_Nevada_Geothermal_42 | 1 | 1 | 1 | 1 | 1 | 1 | 1 | 1 | 1 | 1 | 1 | 1 | 1 | 1 | 1 | 1 | 1 | 1 | 1 | 1 | 1 | 1 | 1 | 1 | 1 | 1 | 1 | 1 | 1 | 1 | 1
Greater_Imperial_Solar_107 | caiso-deliverability | Lugo_Victorville_SSN | Reliability_Capacity_In_Model_Year | System RA | Greater_Imperial_Solar_107 | 0.427 | 0.427 | 0.427 | 0.427 | 0.427 | 0.427 | 0.427 | 0.427 | 0.427 | 0.427 | 0.427 | 0.427 | 0.427 | 0.427 | 0.427 | 0.427 | 0.427 | 0.427 | 0.427 | 0.427 | 0.427 | 0.427 | 0.427 | 0.427 | 0.427 | 0.427 | 0.427 | 0.427 | 0.427 | 0.427 | 0.427
Greater_Imperial_Solar_133 | caiso-deliverability | Lugo_Victorville_SSN | Reliability_Capacity_In_Model_Year | System RA | Greater_Imperial_Solar_133 | 0.427 | 0.427 | 0.427 | 0.427 | 0.427 | 0.427 | 0.427 | 0.427 | 0.427 | 0.427 | 0.427 | 0.427 | 0.427 | 0.427 | 0.427 | 0.427 | 0.427 | 0.427 | 0.427 | 0.427 | 0.427 | 0.427 | 0.427 | 0.427 | 0.427 | 0.427 | 0.427 | 0.427 | 0.427 | 0.427 | 0.427
Greater_LA_Solar_58 | caiso-deliverability | Lugo_Victorville_SSN | Reliability_Capacity_In_Model_Year | System RA | Greater_LA_Solar_58 | 0.427 | 0.427 | 0.427 | 0.427 | 0.427 | 0.427 | 0.427 | 0.427 | 0.427 | 0.427 | 0.427 | 0.427 | 0.427 | 0.427 | 0.427 | 0.427 | 0.427 | 0.427 | 0.427 | 0.427 | 0.427 | 0.427 | 0.427 | 0.427 | 0.427 | 0.427 | 0.427 | 0.427 | 0.427 | 0.427 | 0.427
Idaho_Wind_19 | caiso-deliverability | Lugo_Victorville_SSN | Reliability_Capacity_In_Model_Year | System RA | Idaho_Wind_19 | 0.35 | 0.35 | 0.35 | 0.35 | 0.35 | 0.35 | 0.35 | 0.35 | 0.35 | 0.35 | 0.35 | 0.35 | 0.35 | 0.35 | 0.35 | 0.35 | 0.35 | 0.35 | 0.35 | 0.35 | 0.35 | 0.35 | 0.35 | 0.35 | 0.35 | 0.35 | 0.35 | 0.35 | 0.35 | 0.35 | 0.35
New_Mexico_Wind_55 | caiso-deliverability | Lugo_Victorville_SSN | Reliability_Capacity_In_Model_Year | System RA | New_Mexico_Wind_55 | 0.35 | 0.35 | 0.35 | 0.35 | 0.35 | 0.35 | 0.35 | 0.35 | 0.35 | 0.35 | 0.35 | 0.35 | 0.35 | 0.35 | 0.35 | 0.35 | 0.35 | 0.35 | 0.35 | 0.35 | 0.35 | 0.35 | 0.35 | 0.35 | 0.35 | 0.35 | 0.35 | 0.35 | 0.35 | 0.35 | 0.35
Northern_Nevada_Geothermal_19 | caiso-deliverability | Lugo_Victorville_SSN | Reliability_Capacity_In_Model_Year | System RA | Northern_Nevada_Geothermal_19 | 1 | 1 | 1 | 1 | 1 | 1 | 1 | 1 | 1 | 1 | 1 | 1 | 1 | 1 | 1 | 1 | 1 | 1 | 1 | 1 | 1 | 1 | 1 | 1 | 1 | 1 | 1 | 1 | 1 | 1 | 1
Southern_NV_Eldorado_Solar_2 | caiso-deliverability | Lugo_Victorville_SSN | Reliability_Capacity_In_Model_Year | System RA | Southern_NV_Eldorado_Solar_2 | 0.427 | 0.427 | 0.427 | 0.427 | 0.427 | 0.427 | 0.427 | 0.427 | 0.427 | 0.427 | 0.427 | 0.427 | 0.427 | 0.427 | 0.427 | 0.427 | 0.427 | 0.427 | 0.427 | 0.427 | 0.427 | 0.427 | 0.427 | 0.427 | 0.427 | 0.427 | 0.427 | 0.427 | 0.427 | 0.427 | 0.427
Southern_NV_Eldorado_Solar_15 | caiso-deliverability | Lugo_Victorville_SSN | Reliability_Capacity_In_Model_Year | System RA | Southern_NV_Eldorado_Solar_15 | 0.427 | 0.427 | 0.427 | 0.427 | 0.427 | 0.427 | 0.427 | 0.427 | 0.427 | 0.427 | 0.427 | 0.427 | 0.427 | 0.427 | 0.427 | 0.427 | 0.427 | 0.427 | 0.427 | 0.427 | 0.427 | 0.427 | 0.427 | 0.427 | 0.427 | 0.427 | 0.427 | 0.427 | 0.427 | 0.427 | 0.427
Southern_NV_Eldorado_Solar_16 | caiso-deliverability | Lugo_Victorville_SSN | Reliability_Capacity_In_Model_Year | System RA | Southern_NV_Eldorado_Solar_16 | 0.427 | 0.427 | 0.427 | 0.427 | 0.427 | 0.427 | 0.427 | 0.427 | 0.427 | 0.427 | 0.427 | 0.427 | 0.427 | 0.427 | 0.427 | 0.427 | 0.427 | 0.427 | 0.427 | 0.427 | 0.427 | 0.427 | 0.427 | 0.427 | 0.427 | 0.427 | 0.427 | 0.427 | 0.427 | 0.427 | 0.427
Southern_NV_Eldorado_Solar_19 | caiso-deliverability | Lugo_Victorville_SSN | Reliability_Capacity_In_Model_Year | System RA | Southern_NV_Eldorado_Solar_19 | 0.427 | 0.427 | 0.427 | 0.427 | 0.427 | 0.427 | 0.427 | 0.427 | 0.427 | 0.427 | 0.427 | 0.427 | 0.427 | 0.427 | 0.427 | 0.427 | 0.427 | 0.427 | 0.427 | 0.427 | 0.427 | 0.427 | 0.427 | 0.427 | 0.427 | 0.427 | 0.427 | 0.427 | 0.427 | 0.427 | 0.427
Southern_NV_Eldorado_Solar_40 | caiso-deliverability | Lugo_Victorville_SSN | Reliability_Capacity_In_Model_Year | System RA | Southern_NV_Eldorado_Solar_40 | 0.427 | 0.427 | 0.427 | 0.427 | 0.427 | 0.427 | 0.427 | 0.427 | 0.427 | 0.427 | 0.427 | 0.427 | 0.427 | 0.427 | 0.427 | 0.427 | 0.427 | 0.427 | 0.427 | 0.427 | 0.427 | 0.427 | 0.427 | 0.427 | 0.427 | 0.427 | 0.427 | 0.427 | 0.427 | 0.427 | 0.427
Southern_NV_Eldorado_Solar_42 | caiso-deliverability | Lugo_Victorville_SSN | Reliability_Capacity_In_Model_Year | System RA | Southern_NV_Eldorado_Solar_42 | 0.427 | 0.427 | 0.427 | 0.427 | 0.427 | 0.427 | 0.427 | 0.427 | 0.427 | 0.427 | 0.427 | 0.427 | 0.427 | 0.427 | 0.427 | 0.427 | 0.427 | 0.427 | 0.427 | 0.427 | 0.427 | 0.427 | 0.427 | 0.427 | 0.427 | 0.427 | 0.427 | 0.427 | 0.427 | 0.427 | 0.427
Southern_NV_Eldorado_Wind_2 | caiso-deliverability | Lugo_Victorville_SSN | Reliability_Capacity_In_Model_Year | System RA | Southern_NV_Eldorado_Wind_2 | 0.208 | 0.208 | 0.208 | 0.208 | 0.208 | 0.208 | 0.208 | 0.208 | 0.208 | 0.208 | 0.208 | 0.208 | 0.208 | 0.208 | 0.208 | 0.208 | 0.208 | 0.208 | 0.208 | 0.208 | 0.208 | 0.208 | 0.208 | 0.208 | 0.208 | 0.208 | 0.208 | 0.208 | 0.208 | 0.208 | 0.208
Southern_NV_Eldorado_Wind_15 | caiso-deliverability | Lugo_Victorville_SSN | Reliability_Capacity_In_Model_Year | System RA | Southern_NV_Eldorado_Wind_15 | 0.208 | 0.208 | 0.208 | 0.208 | 0.208 | 0.208 | 0.208 | 0.208 | 0.208 | 0.208 | 0.208 | 0.208 | 0.208 | 0.208 | 0.208 | 0.208 | 0.208 | 0.208 | 0.208 | 0.208 | 0.208 | 0.208 | 0.208 | 0.208 | 0.208 | 0.208 | 0.208 | 0.208 | 0.208 | 0.208 | 0.208
Southern_NV_Eldorado_Wind_16 | caiso-deliverability | Lugo_Victorville_SSN | Reliability_Capacity_In_Model_Year | System RA | Southern_NV_Eldorado_Wind_16 | 0.208 | 0.208 | 0.208 | 0.208 | 0.208 | 0.208 | 0.208 | 0.208 | 0.208 | 0.208 | 0.208 | 0.208 | 0.208 | 0.208 | 0.208 | 0.208 | 0.208 | 0.208 | 0.208 | 0.208 | 0.208 | 0.208 | 0.208 | 0.208 | 0.208 | 0.208 | 0.208 | 0.208 | 0.208 | 0.208 | 0.208
Tehachapi_Solar_28 | caiso-deliverability | Lugo_Victorville_SSN | Reliability_Capacity_In_Model_Year | System RA | Tehachapi_Solar_28 | 0.427 | 0.427 | 0.427 | 0.427 | 0.427 | 0.427 | 0.427 | 0.427 | 0.427 | 0.427 | 0.427 | 0.427 | 0.427 | 0.427 | 0.427 | 0.427 | 0.427 | 0.427 | 0.427 | 0.427 | 0.427 | 0.427 | 0.427 | 0.427 | 0.427 | 0.427 | 0.427 | 0.427 | 0.427 | 0.427 | 0.427
Tehachapi_Solar_78 | caiso-deliverability | Lugo_Victorville_SSN | Reliability_Capacity_In_Model_Year | System RA | Tehachapi_Solar_78 | 0.427 | 0.427 | 0.427 | 0.427 | 0.427 | 0.427 | 0.427 | 0.427 | 0.427 | 0.427 | 0.427 | 0.427 | 0.427 | 0.427 | 0.427 | 0.427 | 0.427 | 0.427 | 0.427 | 0.427 | 0.427 | 0.427 | 0.427 | 0.427 | 0.427 | 0.427 | 0.427 | 0.427 | 0.427 | 0.427 | 0.427
Tehachapi_Solar_101 | caiso-deliverability | Lugo_Victorville_SSN | Reliability_Capacity_In_Model_Year | System RA | Tehachapi_Solar_101 | 0.427 | 0.427 | 0.427 | 0.427 | 0.427 | 0.427 | 0.427 | 0.427 | 0.427 | 0.427 | 0.427 | 0.427 | 0.427 | 0.427 | 0.427 | 0.427 | 0.427 | 0.427 | 0.427 | 0.427 | 0.427 | 0.427 | 0.427 | 0.427 | 0.427 | 0.427 | 0.427 | 0.427 | 0.427 | 0.427 | 0.427
Utah_Geothermal_19 | caiso-deliverability | Lugo_Victorville_SSN | Reliability_Capacity_In_Model_Year | System RA | Utah_Geothermal_19 | 1 | 1 | 1 | 1 | 1 | 1 | 1 | 1 | 1 | 1 | 1 | 1 | 1 | 1 | 1 | 1 | 1 | 1 | 1 | 1 | 1 | 1 | 1 | 1 | 1 | 1 | 1 | 1 | 1 | 1 | 1
Utah_Wind_19 | caiso-deliverability | Lugo_Victorville_SSN | Reliability_Capacity_In_Model_Year | System RA | Utah_Wind_19 | 0.35 | 0.35 | 0.35 | 0.35 | 0.35 | 0.35 | 0.35 | 0.35 | 0.35 | 0.35 | 0.35 | 0.35 | 0.35 | 0.35 | 0.35 | 0.35 | 0.35 | 0.35 | 0.35 | 0.35 | 0.35 | 0.35 | 0.35 | 0.35 | 0.35 | 0.35 | 0.35 | 0.35 | 0.35 | 0.35 | 0.35
Wyoming_Wind_19 | caiso-deliverability | Lugo_Victorville_SSN | Reliability_Capacity_In_Model_Year | System RA | Wyoming_Wind_19 | 0.35 | 0.35 | 0.35 | 0.35 | 0.35 | 0.35 | 0.35 | 0.35 | 0.35 | 0.35 | 0.35 | 0.35 | 0.35 | 0.35 | 0.35 | 0.35 | 0.35 | 0.35 | 0.35 | 0.35 | 0.35 | 0.35 | 0.35 | 0.35 | 0.35 | 0.35 | 0.35 | 0.35 | 0.35 | 0.35 | 0.35
Lugo_Victorville_group | caiso-deliverability | Lugo_Victorville_SSN | Operational_New_Capacity_MW | Lugo_Victorville_group |  | -1 | -1 | -1 | -1 | -1 | -1 | -1 | -1 | -1 | -1 | -1 | -1 | -1 | -1 | -1 | -1 | -1 | -1 | -1 | -1 | -1 | -1 | -1 | -1 | -1 | -1 | -1 | -1 | -1 | -1 | -1
Southern_PGAE_Flow_Battery_139 | caiso-deliverability | Merced_TB_2_HSN | Reliability_Capacity_In_Model_Year | System RA | Southern_PGAE_Flow_Battery_139 | 1 | 1 | 1 | 1 | 1 | 1 | 1 | 1 | 1 | 1 | 1 | 1 | 1 | 1 | 1 | 1 | 1 | 1 | 1 | 1 | 1 | 1 | 1 | 1 | 1 | 1 | 1 | 1 | 1 | 1 | 1
Southern_PGAE_Flow_Battery_147 | caiso-deliverability | Merced_TB_2_HSN | Reliability_Capacity_In_Model_Year | System RA | Southern_PGAE_Flow_Battery_147 | 1 | 1 | 1 | 1 | 1 | 1 | 1 | 1 | 1 | 1 | 1 | 1 | 1 | 1 | 1 | 1 | 1 | 1 | 1 | 1 | 1 | 1 | 1 | 1 | 1 | 1 | 1 | 1 | 1 | 1 | 1
Southern_PGAE_Flow_Battery_165 | caiso-deliverability | Merced_TB_2_HSN | Reliability_Capacity_In_Model_Year | System RA | Southern_PGAE_Flow_Battery_165 | 1 | 1 | 1 | 1 | 1 | 1 | 1 | 1 | 1 | 1 | 1 | 1 | 1 | 1 | 1 | 1 | 1 | 1 | 1 | 1 | 1 | 1 | 1 | 1 | 1 | 1 | 1 | 1 | 1 | 1 | 1
Southern_PGAE_Flow_Battery_170 | caiso-deliverability | Merced_TB_2_HSN | Reliability_Capacity_In_Model_Year | System RA | Southern_PGAE_Flow_Battery_170 | 1 | 1 | 1 | 1 | 1 | 1 | 1 | 1 | 1 | 1 | 1 | 1 | 1 | 1 | 1 | 1 | 1 | 1 | 1 | 1 | 1 | 1 | 1 | 1 | 1 | 1 | 1 | 1 | 1 | 1 | 1
Southern_PGAE_Flow_Battery_176 | caiso-deliverability | Merced_TB_2_HSN | Reliability_Capacity_In_Model_Year | System RA | Southern_PGAE_Flow_Battery_176 | 1 | 1 | 1 | 1 | 1 | 1 | 1 | 1 | 1 | 1 | 1 | 1 | 1 | 1 | 1 | 1 | 1 | 1 | 1 | 1 | 1 | 1 | 1 | 1 | 1 | 1 | 1 | 1 | 1 | 1 | 1
Southern_PGAE_Li_Battery_4hr_139 | caiso-deliverability | Merced_TB_2_HSN | Reliability_Capacity_In_Model_Year | System RA | Southern_PGAE_Li_Battery_4hr_139 | 1 | 1 | 1 | 1 | 1 | 1 | 1 | 1 | 1 | 1 | 1 | 1 | 1 | 1 | 1 | 1 | 1 | 1 | 1 | 1 | 1 | 1 | 1 | 1 | 1 | 1 | 1 | 1 | 1 | 1 | 1
Southern_PGAE_Li_Battery_4hr_147 | caiso-deliverability | Merced_TB_2_HSN | Reliability_Capacity_In_Model_Year | System RA | Southern_PGAE_Li_Battery_4hr_147 | 1 | 1 | 1 | 1 | 1 | 1 | 1 | 1 | 1 | 1 | 1 | 1 | 1 | 1 | 1 | 1 | 1 | 1 | 1 | 1 | 1 | 1 | 1 | 1 | 1 | 1 | 1 | 1 | 1 | 1 | 1
Southern_PGAE_Li_Battery_4hr_165 | caiso-deliverability | Merced_TB_2_HSN | Reliability_Capacity_In_Model_Year | System RA | Southern_PGAE_Li_Battery_4hr_165 | 1 | 1 | 1 | 1 | 1 | 1 | 1 | 1 | 1 | 1 | 1 | 1 | 1 | 1 | 1 | 1 | 1 | 1 | 1 | 1 | 1 | 1 | 1 | 1 | 1 | 1 | 1 | 1 | 1 | 1 | 1
Southern_PGAE_Li_Battery_4hr_170 | caiso-deliverability | Merced_TB_2_HSN | Reliability_Capacity_In_Model_Year | System RA | Southern_PGAE_Li_Battery_4hr_170 | 1 | 1 | 1 | 1 | 1 | 1 | 1 | 1 | 1 | 1 | 1 | 1 | 1 | 1 | 1 | 1 | 1 | 1 | 1 | 1 | 1 | 1 | 1 | 1 | 1 | 1 | 1 | 1 | 1 | 1 | 1
Southern_PGAE_Li_Battery_4hr_176 | caiso-deliverability | Merced_TB_2_HSN | Reliability_Capacity_In_Model_Year | System RA | Southern_PGAE_Li_Battery_4hr_176 | 1 | 1 | 1 | 1 | 1 | 1 | 1 | 1 | 1 | 1 | 1 | 1 | 1 | 1 | 1 | 1 | 1 | 1 | 1 | 1 | 1 | 1 | 1 | 1 | 1 | 1 | 1 | 1 | 1 | 1 | 1
Southern_PGAE_Li_Battery_8hr_139 | caiso-deliverability | Merced_TB_2_HSN | Reliability_Capacity_In_Model_Year | System RA | Southern_PGAE_Li_Battery_8hr_139 | 1 | 1 | 1 | 1 | 1 | 1 | 1 | 1 | 1 | 1 | 1 | 1 | 1 | 1 | 1 | 1 | 1 | 1 | 1 | 1 | 1 | 1 | 1 | 1 | 1 | 1 | 1 | 1 | 1 | 1 | 1
Southern_PGAE_Li_Battery_8hr_147 | caiso-deliverability | Merced_TB_2_HSN | Reliability_Capacity_In_Model_Year | System RA | Southern_PGAE_Li_Battery_8hr_147 | 1 | 1 | 1 | 1 | 1 | 1 | 1 | 1 | 1 | 1 | 1 | 1 | 1 | 1 | 1 | 1 | 1 | 1 | 1 | 1 | 1 | 1 | 1 | 1 | 1 | 1 | 1 | 1 | 1 | 1 | 1
Southern_PGAE_Li_Battery_8hr_165 | caiso-deliverability | Merced_TB_2_HSN | Reliability_Capacity_In_Model_Year | System RA | Southern_PGAE_Li_Battery_8hr_165 | 1 | 1 | 1 | 1 | 1 | 1 | 1 | 1 | 1 | 1 | 1 | 1 | 1 | 1 | 1 | 1 | 1 | 1 | 1 | 1 | 1 | 1 | 1 | 1 | 1 | 1 | 1 | 1 | 1 | 1 | 1
Southern_PGAE_Li_Battery_8hr_170 | caiso-deliverability | Merced_TB_2_HSN | Reliability_Capacity_In_Model_Year | System RA | Southern_PGAE_Li_Battery_8hr_170 | 1 | 1 | 1 | 1 | 1 | 1 | 1 | 1 | 1 | 1 | 1 | 1 | 1 | 1 | 1 | 1 | 1 | 1 | 1 | 1 | 1 | 1 | 1 | 1 | 1 | 1 | 1 | 1 | 1 | 1 | 1
Southern_PGAE_Li_Battery_8hr_176 | caiso-deliverability | Merced_TB_2_HSN | Reliability_Capacity_In_Model_Year | System RA | Southern_PGAE_Li_Battery_8hr_176 | 1 | 1 | 1 | 1 | 1 | 1 | 1 | 1 | 1 | 1 | 1 | 1 | 1 | 1 | 1 | 1 | 1 | 1 | 1 | 1 | 1 | 1 | 1 | 1 | 1 | 1 | 1 | 1 | 1 | 1 | 1
Southern_PGAE_Solar_139 | caiso-deliverability | Merced_TB_2_HSN | Reliability_Capacity_In_Model_Year | System RA | Southern_PGAE_Solar_139 | 0.1 | 0.1 | 0.1 | 0.1 | 0.1 | 0.1 | 0.1 | 0.1 | 0.1 | 0.1 | 0.1 | 0.1 | 0.1 | 0.1 | 0.1 | 0.1 | 0.1 | 0.1 | 0.1 | 0.1 | 0.1 | 0.1 | 0.1 | 0.1 | 0.1 | 0.1 | 0.1 | 0.1 | 0.1 | 0.1 | 0.1
Southern_PGAE_Solar_147 | caiso-deliverability | Merced_TB_2_HSN | Reliability_Capacity_In_Model_Year | System RA | Southern_PGAE_Solar_147 | 0.1 | 0.1 | 0.1 | 0.1 | 0.1 | 0.1 | 0.1 | 0.1 | 0.1 | 0.1 | 0.1 | 0.1 | 0.1 | 0.1 | 0.1 | 0.1 | 0.1 | 0.1 | 0.1 | 0.1 | 0.1 | 0.1 | 0.1 | 0.1 | 0.1 | 0.1 | 0.1 | 0.1 | 0.1 | 0.1 | 0.1
Southern_PGAE_Solar_165 | caiso-deliverability | Merced_TB_2_HSN | Reliability_Capacity_In_Model_Year | System RA | Southern_PGAE_Solar_165 | 0.1 | 0.1 | 0.1 | 0.1 | 0.1 | 0.1 | 0.1 | 0.1 | 0.1 | 0.1 | 0.1 | 0.1 | 0.1 | 0.1 | 0.1 | 0.1 | 0.1 | 0.1 | 0.1 | 0.1 | 0.1 | 0.1 | 0.1 | 0.1 | 0.1 | 0.1 | 0.1 | 0.1 | 0.1 | 0.1 | 0.1
Southern_PGAE_Solar_170 | caiso-deliverability | Merced_TB_2_HSN | Reliability_Capacity_In_Model_Year | System RA | Southern_PGAE_Solar_170 | 0.1 | 0.1 | 0.1 | 0.1 | 0.1 | 0.1 | 0.1 | 0.1 | 0.1 | 0.1 | 0.1 | 0.1 | 0.1 | 0.1 | 0.1 | 0.1 | 0.1 | 0.1 | 0.1 | 0.1 | 0.1 | 0.1 | 0.1 | 0.1 | 0.1 | 0.1 | 0.1 | 0.1 | 0.1 | 0.1 | 0.1
Southern_PGAE_Solar_176 | caiso-deliverability | Merced_TB_2_HSN | Reliability_Capacity_In_Model_Year | System RA | Southern_PGAE_Solar_176 | 0.1 | 0.1 | 0.1 | 0.1 | 0.1 | 0.1 | 0.1 | 0.1 | 0.1 | 0.1 | 0.1 | 0.1 | 0.1 | 0.1 | 0.1 | 0.1 | 0.1 | 0.1 | 0.1 | 0.1 | 0.1 | 0.1 | 0.1 | 0.1 | 0.1 | 0.1 | 0.1 | 0.1 | 0.1 | 0.1 | 0.1
Merced_TB_2_group | caiso-deliverability | Merced_TB_2_HSN | Operational_New_Capacity_MW | Merced_TB_2_group |  | -1 | -1 | -1 | -1 | -1 | -1 | -1 | -1 | -1 | -1 | -1 | -1 | -1 | -1 | -1 | -1 | -1 | -1 | -1 | -1 | -1 | -1 | -1 | -1 | -1 | -1 | -1 | -1 | -1 | -1 | -1
Southern_PGAE_Flow_Battery_139 | caiso-deliverability | Merced_TB_2_offpeak | Operational_New_Capacity_MW | Southern_PGAE_Flow_Battery_139 |  | -1 | -1 | -1 | -1 | -1 | -1 | -1 | -1 | -1 | -1 | -1 | -1 | -1 | -1 | -1 | -1 | -1 | -1 | -1 | -1 | -1 | -1 | -1 | -1 | -1 | -1 | -1 | -1 | -1 | -1 | -1
Southern_PGAE_Flow_Battery_147 | caiso-deliverability | Merced_TB_2_offpeak | Operational_New_Capacity_MW | Southern_PGAE_Flow_Battery_147 |  | -1 | -1 | -1 | -1 | -1 | -1 | -1 | -1 | -1 | -1 | -1 | -1 | -1 | -1 | -1 | -1 | -1 | -1 | -1 | -1 | -1 | -1 | -1 | -1 | -1 | -1 | -1 | -1 | -1 | -1 | -1
Southern_PGAE_Flow_Battery_165 | caiso-deliverability | Merced_TB_2_offpeak | Operational_New_Capacity_MW | Southern_PGAE_Flow_Battery_165 |  | -1 | -1 | -1 | -1 | -1 | -1 | -1 | -1 | -1 | -1 | -1 | -1 | -1 | -1 | -1 | -1 | -1 | -1 | -1 | -1 | -1 | -1 | -1 | -1 | -1 | -1 | -1 | -1 | -1 | -1 | -1
Southern_PGAE_Flow_Battery_170 | caiso-deliverability | Merced_TB_2_offpeak | Operational_New_Capacity_MW | Southern_PGAE_Flow_Battery_170 |  | -1 | -1 | -1 | -1 | -1 | -1 | -1 | -1 | -1 | -1 | -1 | -1 | -1 | -1 | -1 | -1 | -1 | -1 | -1 | -1 | -1 | -1 | -1 | -1 | -1 | -1 | -1 | -1 | -1 | -1 | -1
Southern_PGAE_Flow_Battery_176 | caiso-deliverability | Merced_TB_2_offpeak | Operational_New_Capacity_MW | Southern_PGAE_Flow_Battery_176 |  | -1 | -1 | -1 | -1 | -1 | -1 | -1 | -1 | -1 | -1 | -1 | -1 | -1 | -1 | -1 | -1 | -1 | -1 | -1 | -1 | -1 | -1 | -1 | -1 | -1 | -1 | -1 | -1 | -1 | -1 | -1
Southern_PGAE_Li_Battery_4hr_139 | caiso-deliverability | Merced_TB_2_offpeak | Operational_New_Capacity_MW | Southern_PGAE_Li_Battery_4hr_139 |  | -1 | -1 | -1 | -1 | -1 | -1 | -1 | -1 | -1 | -1 | -1 | -1 | -1 | -1 | -1 | -1 | -1 | -1 | -1 | -1 | -1 | -1 | -1 | -1 | -1 | -1 | -1 | -1 | -1 | -1 | -1
Southern_PGAE_Li_Battery_4hr_147 | caiso-deliverability | Merced_TB_2_offpeak | Operational_New_Capacity_MW | Southern_PGAE_Li_Battery_4hr_147 |  | -1 | -1 | -1 | -1 | -1 | -1 | -1 | -1 | -1 | -1 | -1 | -1 | -1 | -1 | -1 | -1 | -1 | -1 | -1 | -1 | -1 | -1 | -1 | -1 | -1 | -1 | -1 | -1 | -1 | -1 | -1
Southern_PGAE_Li_Battery_4hr_165 | caiso-deliverability | Merced_TB_2_offpeak | Operational_New_Capacity_MW | Southern_PGAE_Li_Battery_4hr_165 |  | -1 | -1 | -1 | -1 | -1 | -1 | -1 | -1 | -1 | -1 | -1 | -1 | -1 | -1 | -1 | -1 | -1 | -1 | -1 | -1 | -1 | -1 | -1 | -1 | -1 | -1 | -1 | -1 | -1 | -1 | -1
Southern_PGAE_Li_Battery_4hr_170 | caiso-deliverability | Merced_TB_2_offpeak | Operational_New_Capacity_MW | Southern_PGAE_Li_Battery_4hr_170 |  | -1 | -1 | -1 | -1 | -1 | -1 | -1 | -1 | -1 | -1 | -1 | -1 | -1 | -1 | -1 | -1 | -1 | -1 | -1 | -1 | -1 | -1 | -1 | -1 | -1 | -1 | -1 | -1 | -1 | -1 | -1
Southern_PGAE_Li_Battery_4hr_176 | caiso-deliverability | Merced_TB_2_offpeak | Operational_New_Capacity_MW | Southern_PGAE_Li_Battery_4hr_176 |  | -1 | -1 | -1 | -1 | -1 | -1 | -1 | -1 | -1 | -1 | -1 | -1 | -1 | -1 | -1 | -1 | -1 | -1 | -1 | -1 | -1 | -1 | -1 | -1 | -1 | -1 | -1 | -1 | -1 | -1 | -1
Southern_PGAE_Li_Battery_8hr_139 | caiso-deliverability | Merced_TB_2_offpeak | Operational_New_Capacity_MW | Southern_PGAE_Li_Battery_8hr_139 |  | -1 | -1 | -1 | -1 | -1 | -1 | -1 | -1 | -1 | -1 | -1 | -1 | -1 | -1 | -1 | -1 | -1 | -1 | -1 | -1 | -1 | -1 | -1 | -1 | -1 | -1 | -1 | -1 | -1 | -1 | -1
Southern_PGAE_Li_Battery_8hr_147 | caiso-deliverability | Merced_TB_2_offpeak | Operational_New_Capacity_MW | Southern_PGAE_Li_Battery_8hr_147 |  | -1 | -1 | -1 | -1 | -1 | -1 | -1 | -1 | -1 | -1 | -1 | -1 | -1 | -1 | -1 | -1 | -1 | -1 | -1 | -1 | -1 | -1 | -1 | -1 | -1 | -1 | -1 | -1 | -1 | -1 | -1
Southern_PGAE_Li_Battery_8hr_165 | caiso-deliverability | Merced_TB_2_offpeak | Operational_New_Capacity_MW | Southern_PGAE_Li_Battery_8hr_165 |  | -1 | -1 | -1 | -1 | -1 | -1 | -1 | -1 | -1 | -1 | -1 | -1 | -1 | -1 | -1 | -1 | -1 | -1 | -1 | -1 | -1 | -1 | -1 | -1 | -1 | -1 | -1 | -1 | -1 | -1 | -1
Southern_PGAE_Li_Battery_8hr_170 | caiso-deliverability | Merced_TB_2_offpeak | Operational_New_Capacity_MW | Southern_PGAE_Li_Battery_8hr_170 |  | -1 | -1 | -1 | -1 | -1 | -1 | -1 | -1 | -1 | -1 | -1 | -1 | -1 | -1 | -1 | -1 | -1 | -1 | -1 | -1 | -1 | -1 | -1 | -1 | -1 | -1 | -1 | -1 | -1 | -1 | -1
Southern_PGAE_Li_Battery_8hr_176 | caiso-deliverability | Merced_TB_2_offpeak | Operational_New_Capacity_MW | Southern_PGAE_Li_Battery_8hr_176 |  | -1 | -1 | -1 | -1 | -1 | -1 | -1 | -1 | -1 | -1 | -1 | -1 | -1 | -1 | -1 | -1 | -1 | -1 | -1 | -1 | -1 | -1 | -1 | -1 | -1 | -1 | -1 | -1 | -1 | -1 | -1
Southern_PGAE_Solar_139 | caiso-deliverability | Merced_TB_2_offpeak | Operational_New_Capacity_MW | Southern_PGAE_Solar_139 |  | 0.79 | 0.79 | 0.79 | 0.79 | 0.79 | 0.79 | 0.79 | 0.79 | 0.79 | 0.79 | 0.79 | 0.79 | 0.79 | 0.79 | 0.79 | 0.79 | 0.79 | 0.79 | 0.79 | 0.79 | 0.79 | 0.79 | 0.79 | 0.79 | 0.79 | 0.79 | 0.79 | 0.79 | 0.79 | 0.79 | 0.79
Southern_PGAE_Solar_147 | caiso-deliverability | Merced_TB_2_offpeak | Operational_New_Capacity_MW | Southern_PGAE_Solar_147 |  | 0.79 | 0.79 | 0.79 | 0.79 | 0.79 | 0.79 | 0.79 | 0.79 | 0.79 | 0.79 | 0.79 | 0.79 | 0.79 | 0.79 | 0.79 | 0.79 | 0.79 | 0.79 | 0.79 | 0.79 | 0.79 | 0.79 | 0.79 | 0.79 | 0.79 | 0.79 | 0.79 | 0.79 | 0.79 | 0.79 | 0.79
Southern_PGAE_Solar_165 | caiso-deliverability | Merced_TB_2_offpeak | Operational_New_Capacity_MW | Southern_PGAE_Solar_165 |  | 0.79 | 0.79 | 0.79 | 0.79 | 0.79 | 0.79 | 0.79 | 0.79 | 0.79 | 0.79 | 0.79 | 0.79 | 0.79 | 0.79 | 0.79 | 0.79 | 0.79 | 0.79 | 0.79 | 0.79 | 0.79 | 0.79 | 0.79 | 0.79 | 0.79 | 0.79 | 0.79 | 0.79 | 0.79 | 0.79 | 0.79
Southern_PGAE_Solar_170 | caiso-deliverability | Merced_TB_2_offpeak | Operational_New_Capacity_MW | Southern_PGAE_Solar_170 |  | 0.79 | 0.79 | 0.79 | 0.79 | 0.79 | 0.79 | 0.79 | 0.79 | 0.79 | 0.79 | 0.79 | 0.79 | 0.79 | 0.79 | 0.79 | 0.79 | 0.79 | 0.79 | 0.79 | 0.79 | 0.79 | 0.79 | 0.79 | 0.79 | 0.79 | 0.79 | 0.79 | 0.79 | 0.79 | 0.79 | 0.79
Southern_PGAE_Solar_176 | caiso-deliverability | Merced_TB_2_offpeak | Operational_New_Capacity_MW | Southern_PGAE_Solar_176 |  | 0.79 | 0.79 | 0.79 | 0.79 | 0.79 | 0.79 | 0.79 | 0.79 | 0.79 | 0.79 | 0.79 | 0.79 | 0.79 | 0.79 | 0.79 | 0.79 | 0.79 | 0.79 | 0.79 | 0.79 | 0.79 | 0.79 | 0.79 | 0.79 | 0.79 | 0.79 | 0.79 | 0.79 | 0.79 | 0.79 | 0.79
Merced_TB_2_group | caiso-deliverability | Merced_TB_2_offpeak | Operational_New_Capacity_MW | Merced_TB_2_group |  | -0.81285 | -0.81285 | -0.81285 | -0.81285 | -0.81285 | -0.81285 | -0.81285 | -0.81285 | -0.81285 | -0.81285 | -0.81285 | -0.81285 | -0.81285 | -0.81285 | -0.81285 | -0.81285 | -0.81285 | -0.81285 | -0.81285 | -0.81285 | -0.81285 | -0.81285 | -0.81285 | -0.81285 | -0.81285 | -0.81285 | -0.81285 | -0.81285 | -0.81285 | -0.81285 | -0.81285
Southern_PGAE_Flow_Battery_139 | caiso-deliverability | Merced_TB_2_SSN | Reliability_Capacity_In_Model_Year | System RA | Southern_PGAE_Flow_Battery_139 | 0.5 | 0.5 | 0.5 | 0.5 | 0.5 | 0.5 | 0.5 | 0.5 | 0.5 | 0.5 | 0.5 | 0.5 | 0.5 | 0.5 | 0.5 | 0.5 | 0.5 | 0.5 | 0.5 | 0.5 | 0.5 | 0.5 | 0.5 | 0.5 | 0.5 | 0.5 | 0.5 | 0.5 | 0.5 | 0.5 | 0.5
Southern_PGAE_Flow_Battery_147 | caiso-deliverability | Merced_TB_2_SSN | Reliability_Capacity_In_Model_Year | System RA | Southern_PGAE_Flow_Battery_147 | 0.5 | 0.5 | 0.5 | 0.5 | 0.5 | 0.5 | 0.5 | 0.5 | 0.5 | 0.5 | 0.5 | 0.5 | 0.5 | 0.5 | 0.5 | 0.5 | 0.5 | 0.5 | 0.5 | 0.5 | 0.5 | 0.5 | 0.5 | 0.5 | 0.5 | 0.5 | 0.5 | 0.5 | 0.5 | 0.5 | 0.5
Southern_PGAE_Flow_Battery_165 | caiso-deliverability | Merced_TB_2_SSN | Reliability_Capacity_In_Model_Year | System RA | Southern_PGAE_Flow_Battery_165 | 0.5 | 0.5 | 0.5 | 0.5 | 0.5 | 0.5 | 0.5 | 0.5 | 0.5 | 0.5 | 0.5 | 0.5 | 0.5 | 0.5 | 0.5 | 0.5 | 0.5 | 0.5 | 0.5 | 0.5 | 0.5 | 0.5 | 0.5 | 0.5 | 0.5 | 0.5 | 0.5 | 0.5 | 0.5 | 0.5 | 0.5
Southern_PGAE_Flow_Battery_170 | caiso-deliverability | Merced_TB_2_SSN | Reliability_Capacity_In_Model_Year | System RA | Southern_PGAE_Flow_Battery_170 | 0.5 | 0.5 | 0.5 | 0.5 | 0.5 | 0.5 | 0.5 | 0.5 | 0.5 | 0.5 | 0.5 | 0.5 | 0.5 | 0.5 | 0.5 | 0.5 | 0.5 | 0.5 | 0.5 | 0.5 | 0.5 | 0.5 | 0.5 | 0.5 | 0.5 | 0.5 | 0.5 | 0.5 | 0.5 | 0.5 | 0.5
Southern_PGAE_Flow_Battery_176 | caiso-deliverability | Merced_TB_2_SSN | Reliability_Capacity_In_Model_Year | System RA | Southern_PGAE_Flow_Battery_176 | 0.5 | 0.5 | 0.5 | 0.5 | 0.5 | 0.5 | 0.5 | 0.5 | 0.5 | 0.5 | 0.5 | 0.5 | 0.5 | 0.5 | 0.5 | 0.5 | 0.5 | 0.5 | 0.5 | 0.5 | 0.5 | 0.5 | 0.5 | 0.5 | 0.5 | 0.5 | 0.5 | 0.5 | 0.5 | 0.5 | 0.5
Southern_PGAE_Li_Battery_4hr_139 | caiso-deliverability | Merced_TB_2_SSN | Reliability_Capacity_In_Model_Year | System RA | Southern_PGAE_Li_Battery_4hr_139 | 0.5 | 0.5 | 0.5 | 0.5 | 0.5 | 0.5 | 0.5 | 0.5 | 0.5 | 0.5 | 0.5 | 0.5 | 0.5 | 0.5 | 0.5 | 0.5 | 0.5 | 0.5 | 0.5 | 0.5 | 0.5 | 0.5 | 0.5 | 0.5 | 0.5 | 0.5 | 0.5 | 0.5 | 0.5 | 0.5 | 0.5
Southern_PGAE_Li_Battery_4hr_147 | caiso-deliverability | Merced_TB_2_SSN | Reliability_Capacity_In_Model_Year | System RA | Southern_PGAE_Li_Battery_4hr_147 | 0.5 | 0.5 | 0.5 | 0.5 | 0.5 | 0.5 | 0.5 | 0.5 | 0.5 | 0.5 | 0.5 | 0.5 | 0.5 | 0.5 | 0.5 | 0.5 | 0.5 | 0.5 | 0.5 | 0.5 | 0.5 | 0.5 | 0.5 | 0.5 | 0.5 | 0.5 | 0.5 | 0.5 | 0.5 | 0.5 | 0.5
Southern_PGAE_Li_Battery_4hr_165 | caiso-deliverability | Merced_TB_2_SSN | Reliability_Capacity_In_Model_Year | System RA | Southern_PGAE_Li_Battery_4hr_165 | 0.5 | 0.5 | 0.5 | 0.5 | 0.5 | 0.5 | 0.5 | 0.5 | 0.5 | 0.5 | 0.5 | 0.5 | 0.5 | 0.5 | 0.5 | 0.5 | 0.5 | 0.5 | 0.5 | 0.5 | 0.5 | 0.5 | 0.5 | 0.5 | 0.5 | 0.5 | 0.5 | 0.5 | 0.5 | 0.5 | 0.5
Southern_PGAE_Li_Battery_4hr_170 | caiso-deliverability | Merced_TB_2_SSN | Reliability_Capacity_In_Model_Year | System RA | Southern_PGAE_Li_Battery_4hr_170 | 0.5 | 0.5 | 0.5 | 0.5 | 0.5 | 0.5 | 0.5 | 0.5 | 0.5 | 0.5 | 0.5 | 0.5 | 0.5 | 0.5 | 0.5 | 0.5 | 0.5 | 0.5 | 0.5 | 0.5 | 0.5 | 0.5 | 0.5 | 0.5 | 0.5 | 0.5 | 0.5 | 0.5 | 0.5 | 0.5 | 0.5
Southern_PGAE_Li_Battery_4hr_176 | caiso-deliverability | Merced_TB_2_SSN | Reliability_Capacity_In_Model_Year | System RA | Southern_PGAE_Li_Battery_4hr_176 | 0.5 | 0.5 | 0.5 | 0.5 | 0.5 | 0.5 | 0.5 | 0.5 | 0.5 | 0.5 | 0.5 | 0.5 | 0.5 | 0.5 | 0.5 | 0.5 | 0.5 | 0.5 | 0.5 | 0.5 | 0.5 | 0.5 | 0.5 | 0.5 | 0.5 | 0.5 | 0.5 | 0.5 | 0.5 | 0.5 | 0.5
Southern_PGAE_Li_Battery_8hr_139 | caiso-deliverability | Merced_TB_2_SSN | Reliability_Capacity_In_Model_Year | System RA | Southern_PGAE_Li_Battery_8hr_139 | 0.5 | 0.5 | 0.5 | 0.5 | 0.5 | 0.5 | 0.5 | 0.5 | 0.5 | 0.5 | 0.5 | 0.5 | 0.5 | 0.5 | 0.5 | 0.5 | 0.5 | 0.5 | 0.5 | 0.5 | 0.5 | 0.5 | 0.5 | 0.5 | 0.5 | 0.5 | 0.5 | 0.5 | 0.5 | 0.5 | 0.5
Southern_PGAE_Li_Battery_8hr_147 | caiso-deliverability | Merced_TB_2_SSN | Reliability_Capacity_In_Model_Year | System RA | Southern_PGAE_Li_Battery_8hr_147 | 0.5 | 0.5 | 0.5 | 0.5 | 0.5 | 0.5 | 0.5 | 0.5 | 0.5 | 0.5 | 0.5 | 0.5 | 0.5 | 0.5 | 0.5 | 0.5 | 0.5 | 0.5 | 0.5 | 0.5 | 0.5 | 0.5 | 0.5 | 0.5 | 0.5 | 0.5 | 0.5 | 0.5 | 0.5 | 0.5 | 0.5
Southern_PGAE_Li_Battery_8hr_165 | caiso-deliverability | Merced_TB_2_SSN | Reliability_Capacity_In_Model_Year | System RA | Southern_PGAE_Li_Battery_8hr_165 | 0.5 | 0.5 | 0.5 | 0.5 | 0.5 | 0.5 | 0.5 | 0.5 | 0.5 | 0.5 | 0.5 | 0.5 | 0.5 | 0.5 | 0.5 | 0.5 | 0.5 | 0.5 | 0.5 | 0.5 | 0.5 | 0.5 | 0.5 | 0.5 | 0.5 | 0.5 | 0.5 | 0.5 | 0.5 | 0.5 | 0.5
Southern_PGAE_Li_Battery_8hr_170 | caiso-deliverability | Merced_TB_2_SSN | Reliability_Capacity_In_Model_Year | System RA | Southern_PGAE_Li_Battery_8hr_170 | 0.5 | 0.5 | 0.5 | 0.5 | 0.5 | 0.5 | 0.5 | 0.5 | 0.5 | 0.5 | 0.5 | 0.5 | 0.5 | 0.5 | 0.5 | 0.5 | 0.5 | 0.5 | 0.5 | 0.5 | 0.5 | 0.5 | 0.5 | 0.5 | 0.5 | 0.5 | 0.5 | 0.5 | 0.5 | 0.5 | 0.5
Southern_PGAE_Li_Battery_8hr_176 | caiso-deliverability | Merced_TB_2_SSN | Reliability_Capacity_In_Model_Year | System RA | Southern_PGAE_Li_Battery_8hr_176 | 0.5 | 0.5 | 0.5 | 0.5 | 0.5 | 0.5 | 0.5 | 0.5 | 0.5 | 0.5 | 0.5 | 0.5 | 0.5 | 0.5 | 0.5 | 0.5 | 0.5 | 0.5 | 0.5 | 0.5 | 0.5 | 0.5 | 0.5 | 0.5 | 0.5 | 0.5 | 0.5 | 0.5 | 0.5 | 0.5 | 0.5
Southern_PGAE_Solar_139 | caiso-deliverability | Merced_TB_2_SSN | Reliability_Capacity_In_Model_Year | System RA | Southern_PGAE_Solar_139 | 0.556 | 0.556 | 0.556 | 0.556 | 0.556 | 0.556 | 0.556 | 0.556 | 0.556 | 0.556 | 0.556 | 0.556 | 0.556 | 0.556 | 0.556 | 0.556 | 0.556 | 0.556 | 0.556 | 0.556 | 0.556 | 0.556 | 0.556 | 0.556 | 0.556 | 0.556 | 0.556 | 0.556 | 0.556 | 0.556 | 0.556
Southern_PGAE_Solar_147 | caiso-deliverability | Merced_TB_2_SSN | Reliability_Capacity_In_Model_Year | System RA | Southern_PGAE_Solar_147 | 0.556 | 0.556 | 0.556 | 0.556 | 0.556 | 0.556 | 0.556 | 0.556 | 0.556 | 0.556 | 0.556 | 0.556 | 0.556 | 0.556 | 0.556 | 0.556 | 0.556 | 0.556 | 0.556 | 0.556 | 0.556 | 0.556 | 0.556 | 0.556 | 0.556 | 0.556 | 0.556 | 0.556 | 0.556 | 0.556 | 0.556
Southern_PGAE_Solar_165 | caiso-deliverability | Merced_TB_2_SSN | Reliability_Capacity_In_Model_Year | System RA | Southern_PGAE_Solar_165 | 0.556 | 0.556 | 0.556 | 0.556 | 0.556 | 0.556 | 0.556 | 0.556 | 0.556 | 0.556 | 0.556 | 0.556 | 0.556 | 0.556 | 0.556 | 0.556 | 0.556 | 0.556 | 0.556 | 0.556 | 0.556 | 0.556 | 0.556 | 0.556 | 0.556 | 0.556 | 0.556 | 0.556 | 0.556 | 0.556 | 0.556
Southern_PGAE_Solar_170 | caiso-deliverability | Merced_TB_2_SSN | Reliability_Capacity_In_Model_Year | System RA | Southern_PGAE_Solar_170 | 0.556 | 0.556 | 0.556 | 0.556 | 0.556 | 0.556 | 0.556 | 0.556 | 0.556 | 0.556 | 0.556 | 0.556 | 0.556 | 0.556 | 0.556 | 0.556 | 0.556 | 0.556 | 0.556 | 0.556 | 0.556 | 0.556 | 0.556 | 0.556 | 0.556 | 0.556 | 0.556 | 0.556 | 0.556 | 0.556 | 0.556
Southern_PGAE_Solar_176 | caiso-deliverability | Merced_TB_2_SSN | Reliability_Capacity_In_Model_Year | System RA | Southern_PGAE_Solar_176 | 0.556 | 0.556 | 0.556 | 0.556 | 0.556 | 0.556 | 0.556 | 0.556 | 0.556 | 0.556 | 0.556 | 0.556 | 0.556 | 0.556 | 0.556 | 0.556 | 0.556 | 0.556 | 0.556 | 0.556 | 0.556 | 0.556 | 0.556 | 0.556 | 0.556 | 0.556 | 0.556 | 0.556 | 0.556 | 0.556 | 0.556
Merced_TB_2_group | caiso-deliverability | Merced_TB_2_SSN | Operational_New_Capacity_MW | Merced_TB_2_group |  | -1 | -1 | -1 | -1 | -1 | -1 | -1 | -1 | -1 | -1 | -1 | -1 | -1 | -1 | -1 | -1 | -1 | -1 | -1 | -1 | -1 | -1 | -1 | -1 | -1 | -1 | -1 | -1 | -1 | -1 | -1
Southern_PGAE_Adiabatic_CAES_12 | caiso-deliverability | Midway_Q2005_HSN | Reliability_Capacity_In_Model_Year | System RA | Southern_PGAE_Adiabatic_CAES_12 | 1 | 1 | 1 | 1 | 1 | 1 | 1 | 1 | 1 | 1 | 1 | 1 | 1 | 1 | 1 | 1 | 1 | 1 | 1 | 1 | 1 | 1 | 1 | 1 | 1 | 1 | 1 | 1 | 1 | 1 | 1
Southern_PGAE_Flow_Battery_12 | caiso-deliverability | Midway_Q2005_HSN | Reliability_Capacity_In_Model_Year | System RA | Southern_PGAE_Flow_Battery_12 | 1 | 1 | 1 | 1 | 1 | 1 | 1 | 1 | 1 | 1 | 1 | 1 | 1 | 1 | 1 | 1 | 1 | 1 | 1 | 1 | 1 | 1 | 1 | 1 | 1 | 1 | 1 | 1 | 1 | 1 | 1
Southern_PGAE_Flow_Battery_17 | caiso-deliverability | Midway_Q2005_HSN | Reliability_Capacity_In_Model_Year | System RA | Southern_PGAE_Flow_Battery_17 | 1 | 1 | 1 | 1 | 1 | 1 | 1 | 1 | 1 | 1 | 1 | 1 | 1 | 1 | 1 | 1 | 1 | 1 | 1 | 1 | 1 | 1 | 1 | 1 | 1 | 1 | 1 | 1 | 1 | 1 | 1
Southern_PGAE_Flow_Battery_22 | caiso-deliverability | Midway_Q2005_HSN | Reliability_Capacity_In_Model_Year | System RA | Southern_PGAE_Flow_Battery_22 | 1 | 1 | 1 | 1 | 1 | 1 | 1 | 1 | 1 | 1 | 1 | 1 | 1 | 1 | 1 | 1 | 1 | 1 | 1 | 1 | 1 | 1 | 1 | 1 | 1 | 1 | 1 | 1 | 1 | 1 | 1
Southern_PGAE_Flow_Battery_23 | caiso-deliverability | Midway_Q2005_HSN | Reliability_Capacity_In_Model_Year | System RA | Southern_PGAE_Flow_Battery_23 | 1 | 1 | 1 | 1 | 1 | 1 | 1 | 1 | 1 | 1 | 1 | 1 | 1 | 1 | 1 | 1 | 1 | 1 | 1 | 1 | 1 | 1 | 1 | 1 | 1 | 1 | 1 | 1 | 1 | 1 | 1
Southern_PGAE_Flow_Battery_24 | caiso-deliverability | Midway_Q2005_HSN | Reliability_Capacity_In_Model_Year | System RA | Southern_PGAE_Flow_Battery_24 | 1 | 1 | 1 | 1 | 1 | 1 | 1 | 1 | 1 | 1 | 1 | 1 | 1 | 1 | 1 | 1 | 1 | 1 | 1 | 1 | 1 | 1 | 1 | 1 | 1 | 1 | 1 | 1 | 1 | 1 | 1
Southern_PGAE_Flow_Battery_33 | caiso-deliverability | Midway_Q2005_HSN | Reliability_Capacity_In_Model_Year | System RA | Southern_PGAE_Flow_Battery_33 | 1 | 1 | 1 | 1 | 1 | 1 | 1 | 1 | 1 | 1 | 1 | 1 | 1 | 1 | 1 | 1 | 1 | 1 | 1 | 1 | 1 | 1 | 1 | 1 | 1 | 1 | 1 | 1 | 1 | 1 | 1
Southern_PGAE_Flow_Battery_34 | caiso-deliverability | Midway_Q2005_HSN | Reliability_Capacity_In_Model_Year | System RA | Southern_PGAE_Flow_Battery_34 | 1 | 1 | 1 | 1 | 1 | 1 | 1 | 1 | 1 | 1 | 1 | 1 | 1 | 1 | 1 | 1 | 1 | 1 | 1 | 1 | 1 | 1 | 1 | 1 | 1 | 1 | 1 | 1 | 1 | 1 | 1
Southern_PGAE_Flow_Battery_37 | caiso-deliverability | Midway_Q2005_HSN | Reliability_Capacity_In_Model_Year | System RA | Southern_PGAE_Flow_Battery_37 | 1 | 1 | 1 | 1 | 1 | 1 | 1 | 1 | 1 | 1 | 1 | 1 | 1 | 1 | 1 | 1 | 1 | 1 | 1 | 1 | 1 | 1 | 1 | 1 | 1 | 1 | 1 | 1 | 1 | 1 | 1
Southern_PGAE_Flow_Battery_39 | caiso-deliverability | Midway_Q2005_HSN | Reliability_Capacity_In_Model_Year | System RA | Southern_PGAE_Flow_Battery_39 | 1 | 1 | 1 | 1 | 1 | 1 | 1 | 1 | 1 | 1 | 1 | 1 | 1 | 1 | 1 | 1 | 1 | 1 | 1 | 1 | 1 | 1 | 1 | 1 | 1 | 1 | 1 | 1 | 1 | 1 | 1
Southern_PGAE_Flow_Battery_45 | caiso-deliverability | Midway_Q2005_HSN | Reliability_Capacity_In_Model_Year | System RA | Southern_PGAE_Flow_Battery_45 | 1 | 1 | 1 | 1 | 1 | 1 | 1 | 1 | 1 | 1 | 1 | 1 | 1 | 1 | 1 | 1 | 1 | 1 | 1 | 1 | 1 | 1 | 1 | 1 | 1 | 1 | 1 | 1 | 1 | 1 | 1
Southern_PGAE_Flow_Battery_46 | caiso-deliverability | Midway_Q2005_HSN | Reliability_Capacity_In_Model_Year | System RA | Southern_PGAE_Flow_Battery_46 | 1 | 1 | 1 | 1 | 1 | 1 | 1 | 1 | 1 | 1 | 1 | 1 | 1 | 1 | 1 | 1 | 1 | 1 | 1 | 1 | 1 | 1 | 1 | 1 | 1 | 1 | 1 | 1 | 1 | 1 | 1
Southern_PGAE_Flow_Battery_49 | caiso-deliverability | Midway_Q2005_HSN | Reliability_Capacity_In_Model_Year | System RA | Southern_PGAE_Flow_Battery_49 | 1 | 1 | 1 | 1 | 1 | 1 | 1 | 1 | 1 | 1 | 1 | 1 | 1 | 1 | 1 | 1 | 1 | 1 | 1 | 1 | 1 | 1 | 1 | 1 | 1 | 1 | 1 | 1 | 1 | 1 | 1
Southern_PGAE_Flow_Battery_52 | caiso-deliverability | Midway_Q2005_HSN | Reliability_Capacity_In_Model_Year | System RA | Southern_PGAE_Flow_Battery_52 | 1 | 1 | 1 | 1 | 1 | 1 | 1 | 1 | 1 | 1 | 1 | 1 | 1 | 1 | 1 | 1 | 1 | 1 | 1 | 1 | 1 | 1 | 1 | 1 | 1 | 1 | 1 | 1 | 1 | 1 | 1
Southern_PGAE_Flow_Battery_61 | caiso-deliverability | Midway_Q2005_HSN | Reliability_Capacity_In_Model_Year | System RA | Southern_PGAE_Flow_Battery_61 | 1 | 1 | 1 | 1 | 1 | 1 | 1 | 1 | 1 | 1 | 1 | 1 | 1 | 1 | 1 | 1 | 1 | 1 | 1 | 1 | 1 | 1 | 1 | 1 | 1 | 1 | 1 | 1 | 1 | 1 | 1
Southern_PGAE_Flow_Battery_69 | caiso-deliverability | Midway_Q2005_HSN | Reliability_Capacity_In_Model_Year | System RA | Southern_PGAE_Flow_Battery_69 | 1 | 1 | 1 | 1 | 1 | 1 | 1 | 1 | 1 | 1 | 1 | 1 | 1 | 1 | 1 | 1 | 1 | 1 | 1 | 1 | 1 | 1 | 1 | 1 | 1 | 1 | 1 | 1 | 1 | 1 | 1
Southern_PGAE_Flow_Battery_74 | caiso-deliverability | Midway_Q2005_HSN | Reliability_Capacity_In_Model_Year | System RA | Southern_PGAE_Flow_Battery_74 | 1 | 1 | 1 | 1 | 1 | 1 | 1 | 1 | 1 | 1 | 1 | 1 | 1 | 1 | 1 | 1 | 1 | 1 | 1 | 1 | 1 | 1 | 1 | 1 | 1 | 1 | 1 | 1 | 1 | 1 | 1
Southern_PGAE_Flow_Battery_75 | caiso-deliverability | Midway_Q2005_HSN | Reliability_Capacity_In_Model_Year | System RA | Southern_PGAE_Flow_Battery_75 | 1 | 1 | 1 | 1 | 1 | 1 | 1 | 1 | 1 | 1 | 1 | 1 | 1 | 1 | 1 | 1 | 1 | 1 | 1 | 1 | 1 | 1 | 1 | 1 | 1 | 1 | 1 | 1 | 1 | 1 | 1
Southern_PGAE_Flow_Battery_79 | caiso-deliverability | Midway_Q2005_HSN | Reliability_Capacity_In_Model_Year | System RA | Southern_PGAE_Flow_Battery_79 | 1 | 1 | 1 | 1 | 1 | 1 | 1 | 1 | 1 | 1 | 1 | 1 | 1 | 1 | 1 | 1 | 1 | 1 | 1 | 1 | 1 | 1 | 1 | 1 | 1 | 1 | 1 | 1 | 1 | 1 | 1
Northern_California_Flow_Battery_85 | caiso-deliverability | Midway_Q2005_HSN | Reliability_Capacity_In_Model_Year | System RA | Northern_California_Flow_Battery_85 | 1 | 1 | 1 | 1 | 1 | 1 | 1 | 1 | 1 | 1 | 1 | 1 | 1 | 1 | 1 | 1 | 1 | 1 | 1 | 1 | 1 | 1 | 1 | 1 | 1 | 1 | 1 | 1 | 1 | 1 | 1
Southern_PGAE_Flow_Battery_93 | caiso-deliverability | Midway_Q2005_HSN | Reliability_Capacity_In_Model_Year | System RA | Southern_PGAE_Flow_Battery_93 | 1 | 1 | 1 | 1 | 1 | 1 | 1 | 1 | 1 | 1 | 1 | 1 | 1 | 1 | 1 | 1 | 1 | 1 | 1 | 1 | 1 | 1 | 1 | 1 | 1 | 1 | 1 | 1 | 1 | 1 | 1
Southern_PGAE_Flow_Battery_98 | caiso-deliverability | Midway_Q2005_HSN | Reliability_Capacity_In_Model_Year | System RA | Southern_PGAE_Flow_Battery_98 | 1 | 1 | 1 | 1 | 1 | 1 | 1 | 1 | 1 | 1 | 1 | 1 | 1 | 1 | 1 | 1 | 1 | 1 | 1 | 1 | 1 | 1 | 1 | 1 | 1 | 1 | 1 | 1 | 1 | 1 | 1
Southern_PGAE_Flow_Battery_102 | caiso-deliverability | Midway_Q2005_HSN | Reliability_Capacity_In_Model_Year | System RA | Southern_PGAE_Flow_Battery_102 | 1 | 1 | 1 | 1 | 1 | 1 | 1 | 1 | 1 | 1 | 1 | 1 | 1 | 1 | 1 | 1 | 1 | 1 | 1 | 1 | 1 | 1 | 1 | 1 | 1 | 1 | 1 | 1 | 1 | 1 | 1
Southern_PGAE_Flow_Battery_109 | caiso-deliverability | Midway_Q2005_HSN | Reliability_Capacity_In_Model_Year | System RA | Southern_PGAE_Flow_Battery_109 | 1 | 1 | 1 | 1 | 1 | 1 | 1 | 1 | 1 | 1 | 1 | 1 | 1 | 1 | 1 | 1 | 1 | 1 | 1 | 1 | 1 | 1 | 1 | 1 | 1 | 1 | 1 | 1 | 1 | 1 | 1
Southern_PGAE_Flow_Battery_117 | caiso-deliverability | Midway_Q2005_HSN | Reliability_Capacity_In_Model_Year | System RA | Southern_PGAE_Flow_Battery_117 | 1 | 1 | 1 | 1 | 1 | 1 | 1 | 1 | 1 | 1 | 1 | 1 | 1 | 1 | 1 | 1 | 1 | 1 | 1 | 1 | 1 | 1 | 1 | 1 | 1 | 1 | 1 | 1 | 1 | 1 | 1
Southern_PGAE_Flow_Battery_118 | caiso-deliverability | Midway_Q2005_HSN | Reliability_Capacity_In_Model_Year | System RA | Southern_PGAE_Flow_Battery_118 | 1 | 1 | 1 | 1 | 1 | 1 | 1 | 1 | 1 | 1 | 1 | 1 | 1 | 1 | 1 | 1 | 1 | 1 | 1 | 1 | 1 | 1 | 1 | 1 | 1 | 1 | 1 | 1 | 1 | 1 | 1
Southern_PGAE_Flow_Battery_140 | caiso-deliverability | Midway_Q2005_HSN | Reliability_Capacity_In_Model_Year | System RA | Southern_PGAE_Flow_Battery_140 | 1 | 1 | 1 | 1 | 1 | 1 | 1 | 1 | 1 | 1 | 1 | 1 | 1 | 1 | 1 | 1 | 1 | 1 | 1 | 1 | 1 | 1 | 1 | 1 | 1 | 1 | 1 | 1 | 1 | 1 | 1
Southern_PGAE_Flow_Battery_151 | caiso-deliverability | Midway_Q2005_HSN | Reliability_Capacity_In_Model_Year | System RA | Southern_PGAE_Flow_Battery_151 | 1 | 1 | 1 | 1 | 1 | 1 | 1 | 1 | 1 | 1 | 1 | 1 | 1 | 1 | 1 | 1 | 1 | 1 | 1 | 1 | 1 | 1 | 1 | 1 | 1 | 1 | 1 | 1 | 1 | 1 | 1
Southern_PGAE_Flow_Battery_154 | caiso-deliverability | Midway_Q2005_HSN | Reliability_Capacity_In_Model_Year | System RA | Southern_PGAE_Flow_Battery_154 | 1 | 1 | 1 | 1 | 1 | 1 | 1 | 1 | 1 | 1 | 1 | 1 | 1 | 1 | 1 | 1 | 1 | 1 | 1 | 1 | 1 | 1 | 1 | 1 | 1 | 1 | 1 | 1 | 1 | 1 | 1
Southern_PGAE_Flow_Battery_161 | caiso-deliverability | Midway_Q2005_HSN | Reliability_Capacity_In_Model_Year | System RA | Southern_PGAE_Flow_Battery_161 | 1 | 1 | 1 | 1 | 1 | 1 | 1 | 1 | 1 | 1 | 1 | 1 | 1 | 1 | 1 | 1 | 1 | 1 | 1 | 1 | 1 | 1 | 1 | 1 | 1 | 1 | 1 | 1 | 1 | 1 | 1
Southern_PGAE_Flow_Battery_162 | caiso-deliverability | Midway_Q2005_HSN | Reliability_Capacity_In_Model_Year | System RA | Southern_PGAE_Flow_Battery_162 | 1 | 1 | 1 | 1 | 1 | 1 | 1 | 1 | 1 | 1 | 1 | 1 | 1 | 1 | 1 | 1 | 1 | 1 | 1 | 1 | 1 | 1 | 1 | 1 | 1 | 1 | 1 | 1 | 1 | 1 | 1
Southern_PGAE_Flow_Battery_164 | caiso-deliverability | Midway_Q2005_HSN | Reliability_Capacity_In_Model_Year | System RA | Southern_PGAE_Flow_Battery_164 | 1 | 1 | 1 | 1 | 1 | 1 | 1 | 1 | 1 | 1 | 1 | 1 | 1 | 1 | 1 | 1 | 1 | 1 | 1 | 1 | 1 | 1 | 1 | 1 | 1 | 1 | 1 | 1 | 1 | 1 | 1
Southern_PGAE_Flow_Battery_165 | caiso-deliverability | Midway_Q2005_HSN | Reliability_Capacity_In_Model_Year | System RA | Southern_PGAE_Flow_Battery_165 | 1 | 1 | 1 | 1 | 1 | 1 | 1 | 1 | 1 | 1 | 1 | 1 | 1 | 1 | 1 | 1 | 1 | 1 | 1 | 1 | 1 | 1 | 1 | 1 | 1 | 1 | 1 | 1 | 1 | 1 | 1
Southern_PGAE_Flow_Battery_168 | caiso-deliverability | Midway_Q2005_HSN | Reliability_Capacity_In_Model_Year | System RA | Southern_PGAE_Flow_Battery_168 | 1 | 1 | 1 | 1 | 1 | 1 | 1 | 1 | 1 | 1 | 1 | 1 | 1 | 1 | 1 | 1 | 1 | 1 | 1 | 1 | 1 | 1 | 1 | 1 | 1 | 1 | 1 | 1 | 1 | 1 | 1
Southern_PGAE_Flow_Battery_169 | caiso-deliverability | Midway_Q2005_HSN | Reliability_Capacity_In_Model_Year | System RA | Southern_PGAE_Flow_Battery_169 | 1 | 1 | 1 | 1 | 1 | 1 | 1 | 1 | 1 | 1 | 1 | 1 | 1 | 1 | 1 | 1 | 1 | 1 | 1 | 1 | 1 | 1 | 1 | 1 | 1 | 1 | 1 | 1 | 1 | 1 | 1
Southern_PGAE_Flow_Battery_170 | caiso-deliverability | Midway_Q2005_HSN | Reliability_Capacity_In_Model_Year | System RA | Southern_PGAE_Flow_Battery_170 | 1 | 1 | 1 | 1 | 1 | 1 | 1 | 1 | 1 | 1 | 1 | 1 | 1 | 1 | 1 | 1 | 1 | 1 | 1 | 1 | 1 | 1 | 1 | 1 | 1 | 1 | 1 | 1 | 1 | 1 | 1
Southern_PGAE_Flow_Battery_174 | caiso-deliverability | Midway_Q2005_HSN | Reliability_Capacity_In_Model_Year | System RA | Southern_PGAE_Flow_Battery_174 | 1 | 1 | 1 | 1 | 1 | 1 | 1 | 1 | 1 | 1 | 1 | 1 | 1 | 1 | 1 | 1 | 1 | 1 | 1 | 1 | 1 | 1 | 1 | 1 | 1 | 1 | 1 | 1 | 1 | 1 | 1
Southern_PGAE_Flow_Battery_176 | caiso-deliverability | Midway_Q2005_HSN | Reliability_Capacity_In_Model_Year | System RA | Southern_PGAE_Flow_Battery_176 | 1 | 1 | 1 | 1 | 1 | 1 | 1 | 1 | 1 | 1 | 1 | 1 | 1 | 1 | 1 | 1 | 1 | 1 | 1 | 1 | 1 | 1 | 1 | 1 | 1 | 1 | 1 | 1 | 1 | 1 | 1
Southern_PGAE_Li_Battery_4hr_12 | caiso-deliverability | Midway_Q2005_HSN | Reliability_Capacity_In_Model_Year | System RA | Southern_PGAE_Li_Battery_4hr_12 | 1 | 1 | 1 | 1 | 1 | 1 | 1 | 1 | 1 | 1 | 1 | 1 | 1 | 1 | 1 | 1 | 1 | 1 | 1 | 1 | 1 | 1 | 1 | 1 | 1 | 1 | 1 | 1 | 1 | 1 | 1
Southern_PGAE_Li_Battery_4hr_17 | caiso-deliverability | Midway_Q2005_HSN | Reliability_Capacity_In_Model_Year | System RA | Southern_PGAE_Li_Battery_4hr_17 | 1 | 1 | 1 | 1 | 1 | 1 | 1 | 1 | 1 | 1 | 1 | 1 | 1 | 1 | 1 | 1 | 1 | 1 | 1 | 1 | 1 | 1 | 1 | 1 | 1 | 1 | 1 | 1 | 1 | 1 | 1
Southern_PGAE_Li_Battery_4hr_22 | caiso-deliverability | Midway_Q2005_HSN | Reliability_Capacity_In_Model_Year | System RA | Southern_PGAE_Li_Battery_4hr_22 | 1 | 1 | 1 | 1 | 1 | 1 | 1 | 1 | 1 | 1 | 1 | 1 | 1 | 1 | 1 | 1 | 1 | 1 | 1 | 1 | 1 | 1 | 1 | 1 | 1 | 1 | 1 | 1 | 1 | 1 | 1
Southern_PGAE_Li_Battery_4hr_23 | caiso-deliverability | Midway_Q2005_HSN | Reliability_Capacity_In_Model_Year | System RA | Southern_PGAE_Li_Battery_4hr_23 | 1 | 1 | 1 | 1 | 1 | 1 | 1 | 1 | 1 | 1 | 1 | 1 | 1 | 1 | 1 | 1 | 1 | 1 | 1 | 1 | 1 | 1 | 1 | 1 | 1 | 1 | 1 | 1 | 1 | 1 | 1
Southern_PGAE_Li_Battery_4hr_24 | caiso-deliverability | Midway_Q2005_HSN | Reliability_Capacity_In_Model_Year | System RA | Southern_PGAE_Li_Battery_4hr_24 | 1 | 1 | 1 | 1 | 1 | 1 | 1 | 1 | 1 | 1 | 1 | 1 | 1 | 1 | 1 | 1 | 1 | 1 | 1 | 1 | 1 | 1 | 1 | 1 | 1 | 1 | 1 | 1 | 1 | 1 | 1
Southern_PGAE_Li_Battery_4hr_33 | caiso-deliverability | Midway_Q2005_HSN | Reliability_Capacity_In_Model_Year | System RA | Southern_PGAE_Li_Battery_4hr_33 | 1 | 1 | 1 | 1 | 1 | 1 | 1 | 1 | 1 | 1 | 1 | 1 | 1 | 1 | 1 | 1 | 1 | 1 | 1 | 1 | 1 | 1 | 1 | 1 | 1 | 1 | 1 | 1 | 1 | 1 | 1
Southern_PGAE_Li_Battery_4hr_34 | caiso-deliverability | Midway_Q2005_HSN | Reliability_Capacity_In_Model_Year | System RA | Southern_PGAE_Li_Battery_4hr_34 | 1 | 1 | 1 | 1 | 1 | 1 | 1 | 1 | 1 | 1 | 1 | 1 | 1 | 1 | 1 | 1 | 1 | 1 | 1 | 1 | 1 | 1 | 1 | 1 | 1 | 1 | 1 | 1 | 1 | 1 | 1
Southern_PGAE_Li_Battery_4hr_37 | caiso-deliverability | Midway_Q2005_HSN | Reliability_Capacity_In_Model_Year | System RA | Southern_PGAE_Li_Battery_4hr_37 | 1 | 1 | 1 | 1 | 1 | 1 | 1 | 1 | 1 | 1 | 1 | 1 | 1 | 1 | 1 | 1 | 1 | 1 | 1 | 1 | 1 | 1 | 1 | 1 | 1 | 1 | 1 | 1 | 1 | 1 | 1
Southern_PGAE_Li_Battery_4hr_39 | caiso-deliverability | Midway_Q2005_HSN | Reliability_Capacity_In_Model_Year | System RA | Southern_PGAE_Li_Battery_4hr_39 | 1 | 1 | 1 | 1 | 1 | 1 | 1 | 1 | 1 | 1 | 1 | 1 | 1 | 1 | 1 | 1 | 1 | 1 | 1 | 1 | 1 | 1 | 1 | 1 | 1 | 1 | 1 | 1 | 1 | 1 | 1
Southern_PGAE_Li_Battery_4hr_45 | caiso-deliverability | Midway_Q2005_HSN | Reliability_Capacity_In_Model_Year | System RA | Southern_PGAE_Li_Battery_4hr_45 | 1 | 1 | 1 | 1 | 1 | 1 | 1 | 1 | 1 | 1 | 1 | 1 | 1 | 1 | 1 | 1 | 1 | 1 | 1 | 1 | 1 | 1 | 1 | 1 | 1 | 1 | 1 | 1 | 1 | 1 | 1
Southern_PGAE_Li_Battery_4hr_46 | caiso-deliverability | Midway_Q2005_HSN | Reliability_Capacity_In_Model_Year | System RA | Southern_PGAE_Li_Battery_4hr_46 | 1 | 1 | 1 | 1 | 1 | 1 | 1 | 1 | 1 | 1 | 1 | 1 | 1 | 1 | 1 | 1 | 1 | 1 | 1 | 1 | 1 | 1 | 1 | 1 | 1 | 1 | 1 | 1 | 1 | 1 | 1
Southern_PGAE_Li_Battery_4hr_49 | caiso-deliverability | Midway_Q2005_HSN | Reliability_Capacity_In_Model_Year | System RA | Southern_PGAE_Li_Battery_4hr_49 | 1 | 1 | 1 | 1 | 1 | 1 | 1 | 1 | 1 | 1 | 1 | 1 | 1 | 1 | 1 | 1 | 1 | 1 | 1 | 1 | 1 | 1 | 1 | 1 | 1 | 1 | 1 | 1 | 1 | 1 | 1
Southern_PGAE_Li_Battery_4hr_52 | caiso-deliverability | Midway_Q2005_HSN | Reliability_Capacity_In_Model_Year | System RA | Southern_PGAE_Li_Battery_4hr_52 | 1 | 1 | 1 | 1 | 1 | 1 | 1 | 1 | 1 | 1 | 1 | 1 | 1 | 1 | 1 | 1 | 1 | 1 | 1 | 1 | 1 | 1 | 1 | 1 | 1 | 1 | 1 | 1 | 1 | 1 | 1
Southern_PGAE_Li_Battery_4hr_61 | caiso-deliverability | Midway_Q2005_HSN | Reliability_Capacity_In_Model_Year | System RA | Southern_PGAE_Li_Battery_4hr_61 | 1 | 1 | 1 | 1 | 1 | 1 | 1 | 1 | 1 | 1 | 1 | 1 | 1 | 1 | 1 | 1 | 1 | 1 | 1 | 1 | 1 | 1 | 1 | 1 | 1 | 1 | 1 | 1 | 1 | 1 | 1
Southern_PGAE_Li_Battery_4hr_69 | caiso-deliverability | Midway_Q2005_HSN | Reliability_Capacity_In_Model_Year | System RA | Southern_PGAE_Li_Battery_4hr_69 | 1 | 1 | 1 | 1 | 1 | 1 | 1 | 1 | 1 | 1 | 1 | 1 | 1 | 1 | 1 | 1 | 1 | 1 | 1 | 1 | 1 | 1 | 1 | 1 | 1 | 1 | 1 | 1 | 1 | 1 | 1
Southern_PGAE_Li_Battery_4hr_74 | caiso-deliverability | Midway_Q2005_HSN | Reliability_Capacity_In_Model_Year | System RA | Southern_PGAE_Li_Battery_4hr_74 | 1 | 1 | 1 | 1 | 1 | 1 | 1 | 1 | 1 | 1 | 1 | 1 | 1 | 1 | 1 | 1 | 1 | 1 | 1 | 1 | 1 | 1 | 1 | 1 | 1 | 1 | 1 | 1 | 1 | 1 | 1
Southern_PGAE_Li_Battery_4hr_75 | caiso-deliverability | Midway_Q2005_HSN | Reliability_Capacity_In_Model_Year | System RA | Southern_PGAE_Li_Battery_4hr_75 | 1 | 1 | 1 | 1 | 1 | 1 | 1 | 1 | 1 | 1 | 1 | 1 | 1 | 1 | 1 | 1 | 1 | 1 | 1 | 1 | 1 | 1 | 1 | 1 | 1 | 1 | 1 | 1 | 1 | 1 | 1
Southern_PGAE_Li_Battery_4hr_79 | caiso-deliverability | Midway_Q2005_HSN | Reliability_Capacity_In_Model_Year | System RA | Southern_PGAE_Li_Battery_4hr_79 | 1 | 1 | 1 | 1 | 1 | 1 | 1 | 1 | 1 | 1 | 1 | 1 | 1 | 1 | 1 | 1 | 1 | 1 | 1 | 1 | 1 | 1 | 1 | 1 | 1 | 1 | 1 | 1 | 1 | 1 | 1
Northern_California_Li_Battery_4hr_85 | caiso-deliverability | Midway_Q2005_HSN | Reliability_Capacity_In_Model_Year | System RA | Northern_California_Li_Battery_4hr_85 | 1 | 1 | 1 | 1 | 1 | 1 | 1 | 1 | 1 | 1 | 1 | 1 | 1 | 1 | 1 | 1 | 1 | 1 | 1 | 1 | 1 | 1 | 1 | 1 | 1 | 1 | 1 | 1 | 1 | 1 | 1
Southern_PGAE_Li_Battery_4hr_93 | caiso-deliverability | Midway_Q2005_HSN | Reliability_Capacity_In_Model_Year | System RA | Southern_PGAE_Li_Battery_4hr_93 | 1 | 1 | 1 | 1 | 1 | 1 | 1 | 1 | 1 | 1 | 1 | 1 | 1 | 1 | 1 | 1 | 1 | 1 | 1 | 1 | 1 | 1 | 1 | 1 | 1 | 1 | 1 | 1 | 1 | 1 | 1
Southern_PGAE_Li_Battery_4hr_98 | caiso-deliverability | Midway_Q2005_HSN | Reliability_Capacity_In_Model_Year | System RA | Southern_PGAE_Li_Battery_4hr_98 | 1 | 1 | 1 | 1 | 1 | 1 | 1 | 1 | 1 | 1 | 1 | 1 | 1 | 1 | 1 | 1 | 1 | 1 | 1 | 1 | 1 | 1 | 1 | 1 | 1 | 1 | 1 | 1 | 1 | 1 | 1
Southern_PGAE_Li_Battery_4hr_102 | caiso-deliverability | Midway_Q2005_HSN | Reliability_Capacity_In_Model_Year | System RA | Southern_PGAE_Li_Battery_4hr_102 | 1 | 1 | 1 | 1 | 1 | 1 | 1 | 1 | 1 | 1 | 1 | 1 | 1 | 1 | 1 | 1 | 1 | 1 | 1 | 1 | 1 | 1 | 1 | 1 | 1 | 1 | 1 | 1 | 1 | 1 | 1
Southern_PGAE_Li_Battery_4hr_109 | caiso-deliverability | Midway_Q2005_HSN | Reliability_Capacity_In_Model_Year | System RA | Southern_PGAE_Li_Battery_4hr_109 | 1 | 1 | 1 | 1 | 1 | 1 | 1 | 1 | 1 | 1 | 1 | 1 | 1 | 1 | 1 | 1 | 1 | 1 | 1 | 1 | 1 | 1 | 1 | 1 | 1 | 1 | 1 | 1 | 1 | 1 | 1
Southern_PGAE_Li_Battery_4hr_117 | caiso-deliverability | Midway_Q2005_HSN | Reliability_Capacity_In_Model_Year | System RA | Southern_PGAE_Li_Battery_4hr_117 | 1 | 1 | 1 | 1 | 1 | 1 | 1 | 1 | 1 | 1 | 1 | 1 | 1 | 1 | 1 | 1 | 1 | 1 | 1 | 1 | 1 | 1 | 1 | 1 | 1 | 1 | 1 | 1 | 1 | 1 | 1
Southern_PGAE_Li_Battery_4hr_118 | caiso-deliverability | Midway_Q2005_HSN | Reliability_Capacity_In_Model_Year | System RA | Southern_PGAE_Li_Battery_4hr_118 | 1 | 1 | 1 | 1 | 1 | 1 | 1 | 1 | 1 | 1 | 1 | 1 | 1 | 1 | 1 | 1 | 1 | 1 | 1 | 1 | 1 | 1 | 1 | 1 | 1 | 1 | 1 | 1 | 1 | 1 | 1
Southern_PGAE_Li_Battery_4hr_140 | caiso-deliverability | Midway_Q2005_HSN | Reliability_Capacity_In_Model_Year | System RA | Southern_PGAE_Li_Battery_4hr_140 | 1 | 1 | 1 | 1 | 1 | 1 | 1 | 1 | 1 | 1 | 1 | 1 | 1 | 1 | 1 | 1 | 1 | 1 | 1 | 1 | 1 | 1 | 1 | 1 | 1 | 1 | 1 | 1 | 1 | 1 | 1
Southern_PGAE_Li_Battery_4hr_151 | caiso-deliverability | Midway_Q2005_HSN | Reliability_Capacity_In_Model_Year | System RA | Southern_PGAE_Li_Battery_4hr_151 | 1 | 1 | 1 | 1 | 1 | 1 | 1 | 1 | 1 | 1 | 1 | 1 | 1 | 1 | 1 | 1 | 1 | 1 | 1 | 1 | 1 | 1 | 1 | 1 | 1 | 1 | 1 | 1 | 1 | 1 | 1
Southern_PGAE_Li_Battery_4hr_154 | caiso-deliverability | Midway_Q2005_HSN | Reliability_Capacity_In_Model_Year | System RA | Southern_PGAE_Li_Battery_4hr_154 | 1 | 1 | 1 | 1 | 1 | 1 | 1 | 1 | 1 | 1 | 1 | 1 | 1 | 1 | 1 | 1 | 1 | 1 | 1 | 1 | 1 | 1 | 1 | 1 | 1 | 1 | 1 | 1 | 1 | 1 | 1
Southern_PGAE_Li_Battery_4hr_161 | caiso-deliverability | Midway_Q2005_HSN | Reliability_Capacity_In_Model_Year | System RA | Southern_PGAE_Li_Battery_4hr_161 | 1 | 1 | 1 | 1 | 1 | 1 | 1 | 1 | 1 | 1 | 1 | 1 | 1 | 1 | 1 | 1 | 1 | 1 | 1 | 1 | 1 | 1 | 1 | 1 | 1 | 1 | 1 | 1 | 1 | 1 | 1
Southern_PGAE_Li_Battery_4hr_162 | caiso-deliverability | Midway_Q2005_HSN | Reliability_Capacity_In_Model_Year | System RA | Southern_PGAE_Li_Battery_4hr_162 | 1 | 1 | 1 | 1 | 1 | 1 | 1 | 1 | 1 | 1 | 1 | 1 | 1 | 1 | 1 | 1 | 1 | 1 | 1 | 1 | 1 | 1 | 1 | 1 | 1 | 1 | 1 | 1 | 1 | 1 | 1
Southern_PGAE_Li_Battery_4hr_164 | caiso-deliverability | Midway_Q2005_HSN | Reliability_Capacity_In_Model_Year | System RA | Southern_PGAE_Li_Battery_4hr_164 | 1 | 1 | 1 | 1 | 1 | 1 | 1 | 1 | 1 | 1 | 1 | 1 | 1 | 1 | 1 | 1 | 1 | 1 | 1 | 1 | 1 | 1 | 1 | 1 | 1 | 1 | 1 | 1 | 1 | 1 | 1
Southern_PGAE_Li_Battery_4hr_165 | caiso-deliverability | Midway_Q2005_HSN | Reliability_Capacity_In_Model_Year | System RA | Southern_PGAE_Li_Battery_4hr_165 | 1 | 1 | 1 | 1 | 1 | 1 | 1 | 1 | 1 | 1 | 1 | 1 | 1 | 1 | 1 | 1 | 1 | 1 | 1 | 1 | 1 | 1 | 1 | 1 | 1 | 1 | 1 | 1 | 1 | 1 | 1
Southern_PGAE_Li_Battery_4hr_168 | caiso-deliverability | Midway_Q2005_HSN | Reliability_Capacity_In_Model_Year | System RA | Southern_PGAE_Li_Battery_4hr_168 | 1 | 1 | 1 | 1 | 1 | 1 | 1 | 1 | 1 | 1 | 1 | 1 | 1 | 1 | 1 | 1 | 1 | 1 | 1 | 1 | 1 | 1 | 1 | 1 | 1 | 1 | 1 | 1 | 1 | 1 | 1
Southern_PGAE_Li_Battery_4hr_169 | caiso-deliverability | Midway_Q2005_HSN | Reliability_Capacity_In_Model_Year | System RA | Southern_PGAE_Li_Battery_4hr_169 | 1 | 1 | 1 | 1 | 1 | 1 | 1 | 1 | 1 | 1 | 1 | 1 | 1 | 1 | 1 | 1 | 1 | 1 | 1 | 1 | 1 | 1 | 1 | 1 | 1 | 1 | 1 | 1 | 1 | 1 | 1
Southern_PGAE_Li_Battery_4hr_170 | caiso-deliverability | Midway_Q2005_HSN | Reliability_Capacity_In_Model_Year | System RA | Southern_PGAE_Li_Battery_4hr_170 | 1 | 1 | 1 | 1 | 1 | 1 | 1 | 1 | 1 | 1 | 1 | 1 | 1 | 1 | 1 | 1 | 1 | 1 | 1 | 1 | 1 | 1 | 1 | 1 | 1 | 1 | 1 | 1 | 1 | 1 | 1
Southern_PGAE_Li_Battery_4hr_174 | caiso-deliverability | Midway_Q2005_HSN | Reliability_Capacity_In_Model_Year | System RA | Southern_PGAE_Li_Battery_4hr_174 | 1 | 1 | 1 | 1 | 1 | 1 | 1 | 1 | 1 | 1 | 1 | 1 | 1 | 1 | 1 | 1 | 1 | 1 | 1 | 1 | 1 | 1 | 1 | 1 | 1 | 1 | 1 | 1 | 1 | 1 | 1
Southern_PGAE_Li_Battery_4hr_176 | caiso-deliverability | Midway_Q2005_HSN | Reliability_Capacity_In_Model_Year | System RA | Southern_PGAE_Li_Battery_4hr_176 | 1 | 1 | 1 | 1 | 1 | 1 | 1 | 1 | 1 | 1 | 1 | 1 | 1 | 1 | 1 | 1 | 1 | 1 | 1 | 1 | 1 | 1 | 1 | 1 | 1 | 1 | 1 | 1 | 1 | 1 | 1
Southern_PGAE_Li_Battery_8hr_12 | caiso-deliverability | Midway_Q2005_HSN | Reliability_Capacity_In_Model_Year | System RA | Southern_PGAE_Li_Battery_8hr_12 | 1 | 1 | 1 | 1 | 1 | 1 | 1 | 1 | 1 | 1 | 1 | 1 | 1 | 1 | 1 | 1 | 1 | 1 | 1 | 1 | 1 | 1 | 1 | 1 | 1 | 1 | 1 | 1 | 1 | 1 | 1
Southern_PGAE_Li_Battery_8hr_17 | caiso-deliverability | Midway_Q2005_HSN | Reliability_Capacity_In_Model_Year | System RA | Southern_PGAE_Li_Battery_8hr_17 | 1 | 1 | 1 | 1 | 1 | 1 | 1 | 1 | 1 | 1 | 1 | 1 | 1 | 1 | 1 | 1 | 1 | 1 | 1 | 1 | 1 | 1 | 1 | 1 | 1 | 1 | 1 | 1 | 1 | 1 | 1
Southern_PGAE_Li_Battery_8hr_22 | caiso-deliverability | Midway_Q2005_HSN | Reliability_Capacity_In_Model_Year | System RA | Southern_PGAE_Li_Battery_8hr_22 | 1 | 1 | 1 | 1 | 1 | 1 | 1 | 1 | 1 | 1 | 1 | 1 | 1 | 1 | 1 | 1 | 1 | 1 | 1 | 1 | 1 | 1 | 1 | 1 | 1 | 1 | 1 | 1 | 1 | 1 | 1
Southern_PGAE_Li_Battery_8hr_23 | caiso-deliverability | Midway_Q2005_HSN | Reliability_Capacity_In_Model_Year | System RA | Southern_PGAE_Li_Battery_8hr_23 | 1 | 1 | 1 | 1 | 1 | 1 | 1 | 1 | 1 | 1 | 1 | 1 | 1 | 1 | 1 | 1 | 1 | 1 | 1 | 1 | 1 | 1 | 1 | 1 | 1 | 1 | 1 | 1 | 1 | 1 | 1
Southern_PGAE_Li_Battery_8hr_24 | caiso-deliverability | Midway_Q2005_HSN | Reliability_Capacity_In_Model_Year | System RA | Southern_PGAE_Li_Battery_8hr_24 | 1 | 1 | 1 | 1 | 1 | 1 | 1 | 1 | 1 | 1 | 1 | 1 | 1 | 1 | 1 | 1 | 1 | 1 | 1 | 1 | 1 | 1 | 1 | 1 | 1 | 1 | 1 | 1 | 1 | 1 | 1
Southern_PGAE_Li_Battery_8hr_33 | caiso-deliverability | Midway_Q2005_HSN | Reliability_Capacity_In_Model_Year | System RA | Southern_PGAE_Li_Battery_8hr_33 | 1 | 1 | 1 | 1 | 1 | 1 | 1 | 1 | 1 | 1 | 1 | 1 | 1 | 1 | 1 | 1 | 1 | 1 | 1 | 1 | 1 | 1 | 1 | 1 | 1 | 1 | 1 | 1 | 1 | 1 | 1
Southern_PGAE_Li_Battery_8hr_34 | caiso-deliverability | Midway_Q2005_HSN | Reliability_Capacity_In_Model_Year | System RA | Southern_PGAE_Li_Battery_8hr_34 | 1 | 1 | 1 | 1 | 1 | 1 | 1 | 1 | 1 | 1 | 1 | 1 | 1 | 1 | 1 | 1 | 1 | 1 | 1 | 1 | 1 | 1 | 1 | 1 | 1 | 1 | 1 | 1 | 1 | 1 | 1
Southern_PGAE_Li_Battery_8hr_37 | caiso-deliverability | Midway_Q2005_HSN | Reliability_Capacity_In_Model_Year | System RA | Southern_PGAE_Li_Battery_8hr_37 | 1 | 1 | 1 | 1 | 1 | 1 | 1 | 1 | 1 | 1 | 1 | 1 | 1 | 1 | 1 | 1 | 1 | 1 | 1 | 1 | 1 | 1 | 1 | 1 | 1 | 1 | 1 | 1 | 1 | 1 | 1
Southern_PGAE_Li_Battery_8hr_39 | caiso-deliverability | Midway_Q2005_HSN | Reliability_Capacity_In_Model_Year | System RA | Southern_PGAE_Li_Battery_8hr_39 | 1 | 1 | 1 | 1 | 1 | 1 | 1 | 1 | 1 | 1 | 1 | 1 | 1 | 1 | 1 | 1 | 1 | 1 | 1 | 1 | 1 | 1 | 1 | 1 | 1 | 1 | 1 | 1 | 1 | 1 | 1
Southern_PGAE_Li_Battery_8hr_45 | caiso-deliverability | Midway_Q2005_HSN | Reliability_Capacity_In_Model_Year | System RA | Southern_PGAE_Li_Battery_8hr_45 | 1 | 1 | 1 | 1 | 1 | 1 | 1 | 1 | 1 | 1 | 1 | 1 | 1 | 1 | 1 | 1 | 1 | 1 | 1 | 1 | 1 | 1 | 1 | 1 | 1 | 1 | 1 | 1 | 1 | 1 | 1
Southern_PGAE_Li_Battery_8hr_46 | caiso-deliverability | Midway_Q2005_HSN | Reliability_Capacity_In_Model_Year | System RA | Southern_PGAE_Li_Battery_8hr_46 | 1 | 1 | 1 | 1 | 1 | 1 | 1 | 1 | 1 | 1 | 1 | 1 | 1 | 1 | 1 | 1 | 1 | 1 | 1 | 1 | 1 | 1 | 1 | 1 | 1 | 1 | 1 | 1 | 1 | 1 | 1
Southern_PGAE_Li_Battery_8hr_49 | caiso-deliverability | Midway_Q2005_HSN | Reliability_Capacity_In_Model_Year | System RA | Southern_PGAE_Li_Battery_8hr_49 | 1 | 1 | 1 | 1 | 1 | 1 | 1 | 1 | 1 | 1 | 1 | 1 | 1 | 1 | 1 | 1 | 1 | 1 | 1 | 1 | 1 | 1 | 1 | 1 | 1 | 1 | 1 | 1 | 1 | 1 | 1
Southern_PGAE_Li_Battery_8hr_52 | caiso-deliverability | Midway_Q2005_HSN | Reliability_Capacity_In_Model_Year | System RA | Southern_PGAE_Li_Battery_8hr_52 | 1 | 1 | 1 | 1 | 1 | 1 | 1 | 1 | 1 | 1 | 1 | 1 | 1 | 1 | 1 | 1 | 1 | 1 | 1 | 1 | 1 | 1 | 1 | 1 | 1 | 1 | 1 | 1 | 1 | 1 | 1
Southern_PGAE_Li_Battery_8hr_61 | caiso-deliverability | Midway_Q2005_HSN | Reliability_Capacity_In_Model_Year | System RA | Southern_PGAE_Li_Battery_8hr_61 | 1 | 1 | 1 | 1 | 1 | 1 | 1 | 1 | 1 | 1 | 1 | 1 | 1 | 1 | 1 | 1 | 1 | 1 | 1 | 1 | 1 | 1 | 1 | 1 | 1 | 1 | 1 | 1 | 1 | 1 | 1
Southern_PGAE_Li_Battery_8hr_69 | caiso-deliverability | Midway_Q2005_HSN | Reliability_Capacity_In_Model_Year | System RA | Southern_PGAE_Li_Battery_8hr_69 | 1 | 1 | 1 | 1 | 1 | 1 | 1 | 1 | 1 | 1 | 1 | 1 | 1 | 1 | 1 | 1 | 1 | 1 | 1 | 1 | 1 | 1 | 1 | 1 | 1 | 1 | 1 | 1 | 1 | 1 | 1
Southern_PGAE_Li_Battery_8hr_74 | caiso-deliverability | Midway_Q2005_HSN | Reliability_Capacity_In_Model_Year | System RA | Southern_PGAE_Li_Battery_8hr_74 | 1 | 1 | 1 | 1 | 1 | 1 | 1 | 1 | 1 | 1 | 1 | 1 | 1 | 1 | 1 | 1 | 1 | 1 | 1 | 1 | 1 | 1 | 1 | 1 | 1 | 1 | 1 | 1 | 1 | 1 | 1
Southern_PGAE_Li_Battery_8hr_75 | caiso-deliverability | Midway_Q2005_HSN | Reliability_Capacity_In_Model_Year | System RA | Southern_PGAE_Li_Battery_8hr_75 | 1 | 1 | 1 | 1 | 1 | 1 | 1 | 1 | 1 | 1 | 1 | 1 | 1 | 1 | 1 | 1 | 1 | 1 | 1 | 1 | 1 | 1 | 1 | 1 | 1 | 1 | 1 | 1 | 1 | 1 | 1
Southern_PGAE_Li_Battery_8hr_79 | caiso-deliverability | Midway_Q2005_HSN | Reliability_Capacity_In_Model_Year | System RA | Southern_PGAE_Li_Battery_8hr_79 | 1 | 1 | 1 | 1 | 1 | 1 | 1 | 1 | 1 | 1 | 1 | 1 | 1 | 1 | 1 | 1 | 1 | 1 | 1 | 1 | 1 | 1 | 1 | 1 | 1 | 1 | 1 | 1 | 1 | 1 | 1
Northern_California_Li_Battery_8hr_85 | caiso-deliverability | Midway_Q2005_HSN | Reliability_Capacity_In_Model_Year | System RA | Northern_California_Li_Battery_8hr_85 | 1 | 1 | 1 | 1 | 1 | 1 | 1 | 1 | 1 | 1 | 1 | 1 | 1 | 1 | 1 | 1 | 1 | 1 | 1 | 1 | 1 | 1 | 1 | 1 | 1 | 1 | 1 | 1 | 1 | 1 | 1
Southern_PGAE_Li_Battery_8hr_93 | caiso-deliverability | Midway_Q2005_HSN | Reliability_Capacity_In_Model_Year | System RA | Southern_PGAE_Li_Battery_8hr_93 | 1 | 1 | 1 | 1 | 1 | 1 | 1 | 1 | 1 | 1 | 1 | 1 | 1 | 1 | 1 | 1 | 1 | 1 | 1 | 1 | 1 | 1 | 1 | 1 | 1 | 1 | 1 | 1 | 1 | 1 | 1
Southern_PGAE_Li_Battery_8hr_98 | caiso-deliverability | Midway_Q2005_HSN | Reliability_Capacity_In_Model_Year | System RA | Southern_PGAE_Li_Battery_8hr_98 | 1 | 1 | 1 | 1 | 1 | 1 | 1 | 1 | 1 | 1 | 1 | 1 | 1 | 1 | 1 | 1 | 1 | 1 | 1 | 1 | 1 | 1 | 1 | 1 | 1 | 1 | 1 | 1 | 1 | 1 | 1
Southern_PGAE_Li_Battery_8hr_102 | caiso-deliverability | Midway_Q2005_HSN | Reliability_Capacity_In_Model_Year | System RA | Southern_PGAE_Li_Battery_8hr_102 | 1 | 1 | 1 | 1 | 1 | 1 | 1 | 1 | 1 | 1 | 1 | 1 | 1 | 1 | 1 | 1 | 1 | 1 | 1 | 1 | 1 | 1 | 1 | 1 | 1 | 1 | 1 | 1 | 1 | 1 | 1
Southern_PGAE_Li_Battery_8hr_109 | caiso-deliverability | Midway_Q2005_HSN | Reliability_Capacity_In_Model_Year | System RA | Southern_PGAE_Li_Battery_8hr_109 | 1 | 1 | 1 | 1 | 1 | 1 | 1 | 1 | 1 | 1 | 1 | 1 | 1 | 1 | 1 | 1 | 1 | 1 | 1 | 1 | 1 | 1 | 1 | 1 | 1 | 1 | 1 | 1 | 1 | 1 | 1
Southern_PGAE_Li_Battery_8hr_117 | caiso-deliverability | Midway_Q2005_HSN | Reliability_Capacity_In_Model_Year | System RA | Southern_PGAE_Li_Battery_8hr_117 | 1 | 1 | 1 | 1 | 1 | 1 | 1 | 1 | 1 | 1 | 1 | 1 | 1 | 1 | 1 | 1 | 1 | 1 | 1 | 1 | 1 | 1 | 1 | 1 | 1 | 1 | 1 | 1 | 1 | 1 | 1
Southern_PGAE_Li_Battery_8hr_118 | caiso-deliverability | Midway_Q2005_HSN | Reliability_Capacity_In_Model_Year | System RA | Southern_PGAE_Li_Battery_8hr_118 | 1 | 1 | 1 | 1 | 1 | 1 | 1 | 1 | 1 | 1 | 1 | 1 | 1 | 1 | 1 | 1 | 1 | 1 | 1 | 1 | 1 | 1 | 1 | 1 | 1 | 1 | 1 | 1 | 1 | 1 | 1
Southern_PGAE_Li_Battery_8hr_140 | caiso-deliverability | Midway_Q2005_HSN | Reliability_Capacity_In_Model_Year | System RA | Southern_PGAE_Li_Battery_8hr_140 | 1 | 1 | 1 | 1 | 1 | 1 | 1 | 1 | 1 | 1 | 1 | 1 | 1 | 1 | 1 | 1 | 1 | 1 | 1 | 1 | 1 | 1 | 1 | 1 | 1 | 1 | 1 | 1 | 1 | 1 | 1
Southern_PGAE_Li_Battery_8hr_151 | caiso-deliverability | Midway_Q2005_HSN | Reliability_Capacity_In_Model_Year | System RA | Southern_PGAE_Li_Battery_8hr_151 | 1 | 1 | 1 | 1 | 1 | 1 | 1 | 1 | 1 | 1 | 1 | 1 | 1 | 1 | 1 | 1 | 1 | 1 | 1 | 1 | 1 | 1 | 1 | 1 | 1 | 1 | 1 | 1 | 1 | 1 | 1
Southern_PGAE_Li_Battery_8hr_154 | caiso-deliverability | Midway_Q2005_HSN | Reliability_Capacity_In_Model_Year | System RA | Southern_PGAE_Li_Battery_8hr_154 | 1 | 1 | 1 | 1 | 1 | 1 | 1 | 1 | 1 | 1 | 1 | 1 | 1 | 1 | 1 | 1 | 1 | 1 | 1 | 1 | 1 | 1 | 1 | 1 | 1 | 1 | 1 | 1 | 1 | 1 | 1
Southern_PGAE_Li_Battery_8hr_161 | caiso-deliverability | Midway_Q2005_HSN | Reliability_Capacity_In_Model_Year | System RA | Southern_PGAE_Li_Battery_8hr_161 | 1 | 1 | 1 | 1 | 1 | 1 | 1 | 1 | 1 | 1 | 1 | 1 | 1 | 1 | 1 | 1 | 1 | 1 | 1 | 1 | 1 | 1 | 1 | 1 | 1 | 1 | 1 | 1 | 1 | 1 | 1
Southern_PGAE_Li_Battery_8hr_162 | caiso-deliverability | Midway_Q2005_HSN | Reliability_Capacity_In_Model_Year | System RA | Southern_PGAE_Li_Battery_8hr_162 | 1 | 1 | 1 | 1 | 1 | 1 | 1 | 1 | 1 | 1 | 1 | 1 | 1 | 1 | 1 | 1 | 1 | 1 | 1 | 1 | 1 | 1 | 1 | 1 | 1 | 1 | 1 | 1 | 1 | 1 | 1
Southern_PGAE_Li_Battery_8hr_164 | caiso-deliverability | Midway_Q2005_HSN | Reliability_Capacity_In_Model_Year | System RA | Southern_PGAE_Li_Battery_8hr_164 | 1 | 1 | 1 | 1 | 1 | 1 | 1 | 1 | 1 | 1 | 1 | 1 | 1 | 1 | 1 | 1 | 1 | 1 | 1 | 1 | 1 | 1 | 1 | 1 | 1 | 1 | 1 | 1 | 1 | 1 | 1
Southern_PGAE_Li_Battery_8hr_165 | caiso-deliverability | Midway_Q2005_HSN | Reliability_Capacity_In_Model_Year | System RA | Southern_PGAE_Li_Battery_8hr_165 | 1 | 1 | 1 | 1 | 1 | 1 | 1 | 1 | 1 | 1 | 1 | 1 | 1 | 1 | 1 | 1 | 1 | 1 | 1 | 1 | 1 | 1 | 1 | 1 | 1 | 1 | 1 | 1 | 1 | 1 | 1
Southern_PGAE_Li_Battery_8hr_168 | caiso-deliverability | Midway_Q2005_HSN | Reliability_Capacity_In_Model_Year | System RA | Southern_PGAE_Li_Battery_8hr_168 | 1 | 1 | 1 | 1 | 1 | 1 | 1 | 1 | 1 | 1 | 1 | 1 | 1 | 1 | 1 | 1 | 1 | 1 | 1 | 1 | 1 | 1 | 1 | 1 | 1 | 1 | 1 | 1 | 1 | 1 | 1
Southern_PGAE_Li_Battery_8hr_169 | caiso-deliverability | Midway_Q2005_HSN | Reliability_Capacity_In_Model_Year | System RA | Southern_PGAE_Li_Battery_8hr_169 | 1 | 1 | 1 | 1 | 1 | 1 | 1 | 1 | 1 | 1 | 1 | 1 | 1 | 1 | 1 | 1 | 1 | 1 | 1 | 1 | 1 | 1 | 1 | 1 | 1 | 1 | 1 | 1 | 1 | 1 | 1
Southern_PGAE_Li_Battery_8hr_170 | caiso-deliverability | Midway_Q2005_HSN | Reliability_Capacity_In_Model_Year | System RA | Southern_PGAE_Li_Battery_8hr_170 | 1 | 1 | 1 | 1 | 1 | 1 | 1 | 1 | 1 | 1 | 1 | 1 | 1 | 1 | 1 | 1 | 1 | 1 | 1 | 1 | 1 | 1 | 1 | 1 | 1 | 1 | 1 | 1 | 1 | 1 | 1
Southern_PGAE_Li_Battery_8hr_174 | caiso-deliverability | Midway_Q2005_HSN | Reliability_Capacity_In_Model_Year | System RA | Southern_PGAE_Li_Battery_8hr_174 | 1 | 1 | 1 | 1 | 1 | 1 | 1 | 1 | 1 | 1 | 1 | 1 | 1 | 1 | 1 | 1 | 1 | 1 | 1 | 1 | 1 | 1 | 1 | 1 | 1 | 1 | 1 | 1 | 1 | 1 | 1
Southern_PGAE_Li_Battery_8hr_176 | caiso-deliverability | Midway_Q2005_HSN | Reliability_Capacity_In_Model_Year | System RA | Southern_PGAE_Li_Battery_8hr_176 | 1 | 1 | 1 | 1 | 1 | 1 | 1 | 1 | 1 | 1 | 1 | 1 | 1 | 1 | 1 | 1 | 1 | 1 | 1 | 1 | 1 | 1 | 1 | 1 | 1 | 1 | 1 | 1 | 1 | 1 | 1
Central_Valley_North_Los_Banos_Wind_17 | caiso-deliverability | Midway_Q2005_HSN | Reliability_Capacity_In_Model_Year | System RA | Central_Valley_North_Los_Banos_Wind_17 | 0.665 | 0.665 | 0.665 | 0.665 | 0.665 | 0.665 | 0.665 | 0.665 | 0.665 | 0.665 | 0.665 | 0.665 | 0.665 | 0.665 | 0.665 | 0.665 | 0.665 | 0.665 | 0.665 | 0.665 | 0.665 | 0.665 | 0.665 | 0.665 | 0.665 | 0.665 | 0.665 | 0.665 | 0.665 | 0.665 | 0.665
Central_Valley_North_Los_Banos_Wind_154 | caiso-deliverability | Midway_Q2005_HSN | Reliability_Capacity_In_Model_Year | System RA | Central_Valley_North_Los_Banos_Wind_154 | 0.665 | 0.665 | 0.665 | 0.665 | 0.665 | 0.665 | 0.665 | 0.665 | 0.665 | 0.665 | 0.665 | 0.665 | 0.665 | 0.665 | 0.665 | 0.665 | 0.665 | 0.665 | 0.665 | 0.665 | 0.665 | 0.665 | 0.665 | 0.665 | 0.665 | 0.665 | 0.665 | 0.665 | 0.665 | 0.665 | 0.665
Central_Valley_North_Los_Banos_Wind_162 | caiso-deliverability | Midway_Q2005_HSN | Reliability_Capacity_In_Model_Year | System RA | Central_Valley_North_Los_Banos_Wind_162 | 0.665 | 0.665 | 0.665 | 0.665 | 0.665 | 0.665 | 0.665 | 0.665 | 0.665 | 0.665 | 0.665 | 0.665 | 0.665 | 0.665 | 0.665 | 0.665 | 0.665 | 0.665 | 0.665 | 0.665 | 0.665 | 0.665 | 0.665 | 0.665 | 0.665 | 0.665 | 0.665 | 0.665 | 0.665 | 0.665 | 0.665
Northern_California_Solar_85 | caiso-deliverability | Midway_Q2005_HSN | Reliability_Capacity_In_Model_Year | System RA | Northern_California_Solar_85 | 0.1 | 0.1 | 0.1 | 0.1 | 0.1 | 0.1 | 0.1 | 0.1 | 0.1 | 0.1 | 0.1 | 0.1 | 0.1 | 0.1 | 0.1 | 0.1 | 0.1 | 0.1 | 0.1 | 0.1 | 0.1 | 0.1 | 0.1 | 0.1 | 0.1 | 0.1 | 0.1 | 0.1 | 0.1 | 0.1 | 0.1
Solano_Wind_85 | caiso-deliverability | Midway_Q2005_HSN | Reliability_Capacity_In_Model_Year | System RA | Solano_Wind_85 | 0.665 | 0.665 | 0.665 | 0.665 | 0.665 | 0.665 | 0.665 | 0.665 | 0.665 | 0.665 | 0.665 | 0.665 | 0.665 | 0.665 | 0.665 | 0.665 | 0.665 | 0.665 | 0.665 | 0.665 | 0.665 | 0.665 | 0.665 | 0.665 | 0.665 | 0.665 | 0.665 | 0.665 | 0.665 | 0.665 | 0.665
Southern_PGAE_Solar_12 | caiso-deliverability | Midway_Q2005_HSN | Reliability_Capacity_In_Model_Year | System RA | Southern_PGAE_Solar_12 | 0.1 | 0.1 | 0.1 | 0.1 | 0.1 | 0.1 | 0.1 | 0.1 | 0.1 | 0.1 | 0.1 | 0.1 | 0.1 | 0.1 | 0.1 | 0.1 | 0.1 | 0.1 | 0.1 | 0.1 | 0.1 | 0.1 | 0.1 | 0.1 | 0.1 | 0.1 | 0.1 | 0.1 | 0.1 | 0.1 | 0.1
Southern_PGAE_Solar_17 | caiso-deliverability | Midway_Q2005_HSN | Reliability_Capacity_In_Model_Year | System RA | Southern_PGAE_Solar_17 | 0.1 | 0.1 | 0.1 | 0.1 | 0.1 | 0.1 | 0.1 | 0.1 | 0.1 | 0.1 | 0.1 | 0.1 | 0.1 | 0.1 | 0.1 | 0.1 | 0.1 | 0.1 | 0.1 | 0.1 | 0.1 | 0.1 | 0.1 | 0.1 | 0.1 | 0.1 | 0.1 | 0.1 | 0.1 | 0.1 | 0.1
Southern_PGAE_Solar_22 | caiso-deliverability | Midway_Q2005_HSN | Reliability_Capacity_In_Model_Year | System RA | Southern_PGAE_Solar_22 | 0.1 | 0.1 | 0.1 | 0.1 | 0.1 | 0.1 | 0.1 | 0.1 | 0.1 | 0.1 | 0.1 | 0.1 | 0.1 | 0.1 | 0.1 | 0.1 | 0.1 | 0.1 | 0.1 | 0.1 | 0.1 | 0.1 | 0.1 | 0.1 | 0.1 | 0.1 | 0.1 | 0.1 | 0.1 | 0.1 | 0.1
Southern_PGAE_Solar_23 | caiso-deliverability | Midway_Q2005_HSN | Reliability_Capacity_In_Model_Year | System RA | Southern_PGAE_Solar_23 | 0.1 | 0.1 | 0.1 | 0.1 | 0.1 | 0.1 | 0.1 | 0.1 | 0.1 | 0.1 | 0.1 | 0.1 | 0.1 | 0.1 | 0.1 | 0.1 | 0.1 | 0.1 | 0.1 | 0.1 | 0.1 | 0.1 | 0.1 | 0.1 | 0.1 | 0.1 | 0.1 | 0.1 | 0.1 | 0.1 | 0.1
Southern_PGAE_Solar_24 | caiso-deliverability | Midway_Q2005_HSN | Reliability_Capacity_In_Model_Year | System RA | Southern_PGAE_Solar_24 | 0.1 | 0.1 | 0.1 | 0.1 | 0.1 | 0.1 | 0.1 | 0.1 | 0.1 | 0.1 | 0.1 | 0.1 | 0.1 | 0.1 | 0.1 | 0.1 | 0.1 | 0.1 | 0.1 | 0.1 | 0.1 | 0.1 | 0.1 | 0.1 | 0.1 | 0.1 | 0.1 | 0.1 | 0.1 | 0.1 | 0.1
Southern_PGAE_Solar_33 | caiso-deliverability | Midway_Q2005_HSN | Reliability_Capacity_In_Model_Year | System RA | Southern_PGAE_Solar_33 | 0.1 | 0.1 | 0.1 | 0.1 | 0.1 | 0.1 | 0.1 | 0.1 | 0.1 | 0.1 | 0.1 | 0.1 | 0.1 | 0.1 | 0.1 | 0.1 | 0.1 | 0.1 | 0.1 | 0.1 | 0.1 | 0.1 | 0.1 | 0.1 | 0.1 | 0.1 | 0.1 | 0.1 | 0.1 | 0.1 | 0.1
Southern_PGAE_Solar_34 | caiso-deliverability | Midway_Q2005_HSN | Reliability_Capacity_In_Model_Year | System RA | Southern_PGAE_Solar_34 | 0.1 | 0.1 | 0.1 | 0.1 | 0.1 | 0.1 | 0.1 | 0.1 | 0.1 | 0.1 | 0.1 | 0.1 | 0.1 | 0.1 | 0.1 | 0.1 | 0.1 | 0.1 | 0.1 | 0.1 | 0.1 | 0.1 | 0.1 | 0.1 | 0.1 | 0.1 | 0.1 | 0.1 | 0.1 | 0.1 | 0.1
Southern_PGAE_Solar_37 | caiso-deliverability | Midway_Q2005_HSN | Reliability_Capacity_In_Model_Year | System RA | Southern_PGAE_Solar_37 | 0.1 | 0.1 | 0.1 | 0.1 | 0.1 | 0.1 | 0.1 | 0.1 | 0.1 | 0.1 | 0.1 | 0.1 | 0.1 | 0.1 | 0.1 | 0.1 | 0.1 | 0.1 | 0.1 | 0.1 | 0.1 | 0.1 | 0.1 | 0.1 | 0.1 | 0.1 | 0.1 | 0.1 | 0.1 | 0.1 | 0.1
Southern_PGAE_Solar_39 | caiso-deliverability | Midway_Q2005_HSN | Reliability_Capacity_In_Model_Year | System RA | Southern_PGAE_Solar_39 | 0.1 | 0.1 | 0.1 | 0.1 | 0.1 | 0.1 | 0.1 | 0.1 | 0.1 | 0.1 | 0.1 | 0.1 | 0.1 | 0.1 | 0.1 | 0.1 | 0.1 | 0.1 | 0.1 | 0.1 | 0.1 | 0.1 | 0.1 | 0.1 | 0.1 | 0.1 | 0.1 | 0.1 | 0.1 | 0.1 | 0.1
Southern_PGAE_Solar_45 | caiso-deliverability | Midway_Q2005_HSN | Reliability_Capacity_In_Model_Year | System RA | Southern_PGAE_Solar_45 | 0.1 | 0.1 | 0.1 | 0.1 | 0.1 | 0.1 | 0.1 | 0.1 | 0.1 | 0.1 | 0.1 | 0.1 | 0.1 | 0.1 | 0.1 | 0.1 | 0.1 | 0.1 | 0.1 | 0.1 | 0.1 | 0.1 | 0.1 | 0.1 | 0.1 | 0.1 | 0.1 | 0.1 | 0.1 | 0.1 | 0.1
Southern_PGAE_Solar_46 | caiso-deliverability | Midway_Q2005_HSN | Reliability_Capacity_In_Model_Year | System RA | Southern_PGAE_Solar_46 | 0.1 | 0.1 | 0.1 | 0.1 | 0.1 | 0.1 | 0.1 | 0.1 | 0.1 | 0.1 | 0.1 | 0.1 | 0.1 | 0.1 | 0.1 | 0.1 | 0.1 | 0.1 | 0.1 | 0.1 | 0.1 | 0.1 | 0.1 | 0.1 | 0.1 | 0.1 | 0.1 | 0.1 | 0.1 | 0.1 | 0.1
Southern_PGAE_Solar_49 | caiso-deliverability | Midway_Q2005_HSN | Reliability_Capacity_In_Model_Year | System RA | Southern_PGAE_Solar_49 | 0.1 | 0.1 | 0.1 | 0.1 | 0.1 | 0.1 | 0.1 | 0.1 | 0.1 | 0.1 | 0.1 | 0.1 | 0.1 | 0.1 | 0.1 | 0.1 | 0.1 | 0.1 | 0.1 | 0.1 | 0.1 | 0.1 | 0.1 | 0.1 | 0.1 | 0.1 | 0.1 | 0.1 | 0.1 | 0.1 | 0.1
Southern_PGAE_Solar_52 | caiso-deliverability | Midway_Q2005_HSN | Reliability_Capacity_In_Model_Year | System RA | Southern_PGAE_Solar_52 | 0.1 | 0.1 | 0.1 | 0.1 | 0.1 | 0.1 | 0.1 | 0.1 | 0.1 | 0.1 | 0.1 | 0.1 | 0.1 | 0.1 | 0.1 | 0.1 | 0.1 | 0.1 | 0.1 | 0.1 | 0.1 | 0.1 | 0.1 | 0.1 | 0.1 | 0.1 | 0.1 | 0.1 | 0.1 | 0.1 | 0.1
Southern_PGAE_Solar_61 | caiso-deliverability | Midway_Q2005_HSN | Reliability_Capacity_In_Model_Year | System RA | Southern_PGAE_Solar_61 | 0.1 | 0.1 | 0.1 | 0.1 | 0.1 | 0.1 | 0.1 | 0.1 | 0.1 | 0.1 | 0.1 | 0.1 | 0.1 | 0.1 | 0.1 | 0.1 | 0.1 | 0.1 | 0.1 | 0.1 | 0.1 | 0.1 | 0.1 | 0.1 | 0.1 | 0.1 | 0.1 | 0.1 | 0.1 | 0.1 | 0.1
Southern_PGAE_Solar_69 | caiso-deliverability | Midway_Q2005_HSN | Reliability_Capacity_In_Model_Year | System RA | Southern_PGAE_Solar_69 | 0.1 | 0.1 | 0.1 | 0.1 | 0.1 | 0.1 | 0.1 | 0.1 | 0.1 | 0.1 | 0.1 | 0.1 | 0.1 | 0.1 | 0.1 | 0.1 | 0.1 | 0.1 | 0.1 | 0.1 | 0.1 | 0.1 | 0.1 | 0.1 | 0.1 | 0.1 | 0.1 | 0.1 | 0.1 | 0.1 | 0.1
Southern_PGAE_Solar_74 | caiso-deliverability | Midway_Q2005_HSN | Reliability_Capacity_In_Model_Year | System RA | Southern_PGAE_Solar_74 | 0.1 | 0.1 | 0.1 | 0.1 | 0.1 | 0.1 | 0.1 | 0.1 | 0.1 | 0.1 | 0.1 | 0.1 | 0.1 | 0.1 | 0.1 | 0.1 | 0.1 | 0.1 | 0.1 | 0.1 | 0.1 | 0.1 | 0.1 | 0.1 | 0.1 | 0.1 | 0.1 | 0.1 | 0.1 | 0.1 | 0.1
Southern_PGAE_Solar_75 | caiso-deliverability | Midway_Q2005_HSN | Reliability_Capacity_In_Model_Year | System RA | Southern_PGAE_Solar_75 | 0.1 | 0.1 | 0.1 | 0.1 | 0.1 | 0.1 | 0.1 | 0.1 | 0.1 | 0.1 | 0.1 | 0.1 | 0.1 | 0.1 | 0.1 | 0.1 | 0.1 | 0.1 | 0.1 | 0.1 | 0.1 | 0.1 | 0.1 | 0.1 | 0.1 | 0.1 | 0.1 | 0.1 | 0.1 | 0.1 | 0.1
Southern_PGAE_Solar_79 | caiso-deliverability | Midway_Q2005_HSN | Reliability_Capacity_In_Model_Year | System RA | Southern_PGAE_Solar_79 | 0.1 | 0.1 | 0.1 | 0.1 | 0.1 | 0.1 | 0.1 | 0.1 | 0.1 | 0.1 | 0.1 | 0.1 | 0.1 | 0.1 | 0.1 | 0.1 | 0.1 | 0.1 | 0.1 | 0.1 | 0.1 | 0.1 | 0.1 | 0.1 | 0.1 | 0.1 | 0.1 | 0.1 | 0.1 | 0.1 | 0.1
Southern_PGAE_Solar_93 | caiso-deliverability | Midway_Q2005_HSN | Reliability_Capacity_In_Model_Year | System RA | Southern_PGAE_Solar_93 | 0.1 | 0.1 | 0.1 | 0.1 | 0.1 | 0.1 | 0.1 | 0.1 | 0.1 | 0.1 | 0.1 | 0.1 | 0.1 | 0.1 | 0.1 | 0.1 | 0.1 | 0.1 | 0.1 | 0.1 | 0.1 | 0.1 | 0.1 | 0.1 | 0.1 | 0.1 | 0.1 | 0.1 | 0.1 | 0.1 | 0.1
Southern_PGAE_Solar_98 | caiso-deliverability | Midway_Q2005_HSN | Reliability_Capacity_In_Model_Year | System RA | Southern_PGAE_Solar_98 | 0.1 | 0.1 | 0.1 | 0.1 | 0.1 | 0.1 | 0.1 | 0.1 | 0.1 | 0.1 | 0.1 | 0.1 | 0.1 | 0.1 | 0.1 | 0.1 | 0.1 | 0.1 | 0.1 | 0.1 | 0.1 | 0.1 | 0.1 | 0.1 | 0.1 | 0.1 | 0.1 | 0.1 | 0.1 | 0.1 | 0.1
Southern_PGAE_Solar_102 | caiso-deliverability | Midway_Q2005_HSN | Reliability_Capacity_In_Model_Year | System RA | Southern_PGAE_Solar_102 | 0.1 | 0.1 | 0.1 | 0.1 | 0.1 | 0.1 | 0.1 | 0.1 | 0.1 | 0.1 | 0.1 | 0.1 | 0.1 | 0.1 | 0.1 | 0.1 | 0.1 | 0.1 | 0.1 | 0.1 | 0.1 | 0.1 | 0.1 | 0.1 | 0.1 | 0.1 | 0.1 | 0.1 | 0.1 | 0.1 | 0.1
Southern_PGAE_Solar_109 | caiso-deliverability | Midway_Q2005_HSN | Reliability_Capacity_In_Model_Year | System RA | Southern_PGAE_Solar_109 | 0.1 | 0.1 | 0.1 | 0.1 | 0.1 | 0.1 | 0.1 | 0.1 | 0.1 | 0.1 | 0.1 | 0.1 | 0.1 | 0.1 | 0.1 | 0.1 | 0.1 | 0.1 | 0.1 | 0.1 | 0.1 | 0.1 | 0.1 | 0.1 | 0.1 | 0.1 | 0.1 | 0.1 | 0.1 | 0.1 | 0.1
Southern_PGAE_Solar_117 | caiso-deliverability | Midway_Q2005_HSN | Reliability_Capacity_In_Model_Year | System RA | Southern_PGAE_Solar_117 | 0.1 | 0.1 | 0.1 | 0.1 | 0.1 | 0.1 | 0.1 | 0.1 | 0.1 | 0.1 | 0.1 | 0.1 | 0.1 | 0.1 | 0.1 | 0.1 | 0.1 | 0.1 | 0.1 | 0.1 | 0.1 | 0.1 | 0.1 | 0.1 | 0.1 | 0.1 | 0.1 | 0.1 | 0.1 | 0.1 | 0.1
Southern_PGAE_Solar_118 | caiso-deliverability | Midway_Q2005_HSN | Reliability_Capacity_In_Model_Year | System RA | Southern_PGAE_Solar_118 | 0.1 | 0.1 | 0.1 | 0.1 | 0.1 | 0.1 | 0.1 | 0.1 | 0.1 | 0.1 | 0.1 | 0.1 | 0.1 | 0.1 | 0.1 | 0.1 | 0.1 | 0.1 | 0.1 | 0.1 | 0.1 | 0.1 | 0.1 | 0.1 | 0.1 | 0.1 | 0.1 | 0.1 | 0.1 | 0.1 | 0.1
Southern_PGAE_Solar_140 | caiso-deliverability | Midway_Q2005_HSN | Reliability_Capacity_In_Model_Year | System RA | Southern_PGAE_Solar_140 | 0.1 | 0.1 | 0.1 | 0.1 | 0.1 | 0.1 | 0.1 | 0.1 | 0.1 | 0.1 | 0.1 | 0.1 | 0.1 | 0.1 | 0.1 | 0.1 | 0.1 | 0.1 | 0.1 | 0.1 | 0.1 | 0.1 | 0.1 | 0.1 | 0.1 | 0.1 | 0.1 | 0.1 | 0.1 | 0.1 | 0.1
Southern_PGAE_Solar_151 | caiso-deliverability | Midway_Q2005_HSN | Reliability_Capacity_In_Model_Year | System RA | Southern_PGAE_Solar_151 | 0.1 | 0.1 | 0.1 | 0.1 | 0.1 | 0.1 | 0.1 | 0.1 | 0.1 | 0.1 | 0.1 | 0.1 | 0.1 | 0.1 | 0.1 | 0.1 | 0.1 | 0.1 | 0.1 | 0.1 | 0.1 | 0.1 | 0.1 | 0.1 | 0.1 | 0.1 | 0.1 | 0.1 | 0.1 | 0.1 | 0.1
Southern_PGAE_Solar_154 | caiso-deliverability | Midway_Q2005_HSN | Reliability_Capacity_In_Model_Year | System RA | Southern_PGAE_Solar_154 | 0.1 | 0.1 | 0.1 | 0.1 | 0.1 | 0.1 | 0.1 | 0.1 | 0.1 | 0.1 | 0.1 | 0.1 | 0.1 | 0.1 | 0.1 | 0.1 | 0.1 | 0.1 | 0.1 | 0.1 | 0.1 | 0.1 | 0.1 | 0.1 | 0.1 | 0.1 | 0.1 | 0.1 | 0.1 | 0.1 | 0.1
Southern_PGAE_Solar_161 | caiso-deliverability | Midway_Q2005_HSN | Reliability_Capacity_In_Model_Year | System RA | Southern_PGAE_Solar_161 | 0.1 | 0.1 | 0.1 | 0.1 | 0.1 | 0.1 | 0.1 | 0.1 | 0.1 | 0.1 | 0.1 | 0.1 | 0.1 | 0.1 | 0.1 | 0.1 | 0.1 | 0.1 | 0.1 | 0.1 | 0.1 | 0.1 | 0.1 | 0.1 | 0.1 | 0.1 | 0.1 | 0.1 | 0.1 | 0.1 | 0.1
Southern_PGAE_Solar_162 | caiso-deliverability | Midway_Q2005_HSN | Reliability_Capacity_In_Model_Year | System RA | Southern_PGAE_Solar_162 | 0.1 | 0.1 | 0.1 | 0.1 | 0.1 | 0.1 | 0.1 | 0.1 | 0.1 | 0.1 | 0.1 | 0.1 | 0.1 | 0.1 | 0.1 | 0.1 | 0.1 | 0.1 | 0.1 | 0.1 | 0.1 | 0.1 | 0.1 | 0.1 | 0.1 | 0.1 | 0.1 | 0.1 | 0.1 | 0.1 | 0.1
Southern_PGAE_Solar_164 | caiso-deliverability | Midway_Q2005_HSN | Reliability_Capacity_In_Model_Year | System RA | Southern_PGAE_Solar_164 | 0.1 | 0.1 | 0.1 | 0.1 | 0.1 | 0.1 | 0.1 | 0.1 | 0.1 | 0.1 | 0.1 | 0.1 | 0.1 | 0.1 | 0.1 | 0.1 | 0.1 | 0.1 | 0.1 | 0.1 | 0.1 | 0.1 | 0.1 | 0.1 | 0.1 | 0.1 | 0.1 | 0.1 | 0.1 | 0.1 | 0.1
Southern_PGAE_Solar_165 | caiso-deliverability | Midway_Q2005_HSN | Reliability_Capacity_In_Model_Year | System RA | Southern_PGAE_Solar_165 | 0.1 | 0.1 | 0.1 | 0.1 | 0.1 | 0.1 | 0.1 | 0.1 | 0.1 | 0.1 | 0.1 | 0.1 | 0.1 | 0.1 | 0.1 | 0.1 | 0.1 | 0.1 | 0.1 | 0.1 | 0.1 | 0.1 | 0.1 | 0.1 | 0.1 | 0.1 | 0.1 | 0.1 | 0.1 | 0.1 | 0.1
Southern_PGAE_Solar_168 | caiso-deliverability | Midway_Q2005_HSN | Reliability_Capacity_In_Model_Year | System RA | Southern_PGAE_Solar_168 | 0.1 | 0.1 | 0.1 | 0.1 | 0.1 | 0.1 | 0.1 | 0.1 | 0.1 | 0.1 | 0.1 | 0.1 | 0.1 | 0.1 | 0.1 | 0.1 | 0.1 | 0.1 | 0.1 | 0.1 | 0.1 | 0.1 | 0.1 | 0.1 | 0.1 | 0.1 | 0.1 | 0.1 | 0.1 | 0.1 | 0.1
Southern_PGAE_Solar_169 | caiso-deliverability | Midway_Q2005_HSN | Reliability_Capacity_In_Model_Year | System RA | Southern_PGAE_Solar_169 | 0.1 | 0.1 | 0.1 | 0.1 | 0.1 | 0.1 | 0.1 | 0.1 | 0.1 | 0.1 | 0.1 | 0.1 | 0.1 | 0.1 | 0.1 | 0.1 | 0.1 | 0.1 | 0.1 | 0.1 | 0.1 | 0.1 | 0.1 | 0.1 | 0.1 | 0.1 | 0.1 | 0.1 | 0.1 | 0.1 | 0.1
Southern_PGAE_Solar_170 | caiso-deliverability | Midway_Q2005_HSN | Reliability_Capacity_In_Model_Year | System RA | Southern_PGAE_Solar_170 | 0.1 | 0.1 | 0.1 | 0.1 | 0.1 | 0.1 | 0.1 | 0.1 | 0.1 | 0.1 | 0.1 | 0.1 | 0.1 | 0.1 | 0.1 | 0.1 | 0.1 | 0.1 | 0.1 | 0.1 | 0.1 | 0.1 | 0.1 | 0.1 | 0.1 | 0.1 | 0.1 | 0.1 | 0.1 | 0.1 | 0.1
Southern_PGAE_Solar_174 | caiso-deliverability | Midway_Q2005_HSN | Reliability_Capacity_In_Model_Year | System RA | Southern_PGAE_Solar_174 | 0.1 | 0.1 | 0.1 | 0.1 | 0.1 | 0.1 | 0.1 | 0.1 | 0.1 | 0.1 | 0.1 | 0.1 | 0.1 | 0.1 | 0.1 | 0.1 | 0.1 | 0.1 | 0.1 | 0.1 | 0.1 | 0.1 | 0.1 | 0.1 | 0.1 | 0.1 | 0.1 | 0.1 | 0.1 | 0.1 | 0.1
Southern_PGAE_Solar_176 | caiso-deliverability | Midway_Q2005_HSN | Reliability_Capacity_In_Model_Year | System RA | Southern_PGAE_Solar_176 | 0.1 | 0.1 | 0.1 | 0.1 | 0.1 | 0.1 | 0.1 | 0.1 | 0.1 | 0.1 | 0.1 | 0.1 | 0.1 | 0.1 | 0.1 | 0.1 | 0.1 | 0.1 | 0.1 | 0.1 | 0.1 | 0.1 | 0.1 | 0.1 | 0.1 | 0.1 | 0.1 | 0.1 | 0.1 | 0.1 | 0.1
Midway_Q2005_group | caiso-deliverability | Midway_Q2005_HSN | Operational_New_Capacity_MW | Midway_Q2005_group |  | -1 | -1 | -1 | -1 | -1 | -1 | -1 | -1 | -1 | -1 | -1 | -1 | -1 | -1 | -1 | -1 | -1 | -1 | -1 | -1 | -1 | -1 | -1 | -1 | -1 | -1 | -1 | -1 | -1 | -1 | -1
Southern_PGAE_Adiabatic_CAES_12 | caiso-deliverability | Midway_Q2005_offpeak | Operational_New_Capacity_MW | Southern_PGAE_Adiabatic_CAES_12 |  | -1 | -1 | -1 | -1 | -1 | -1 | -1 | -1 | -1 | -1 | -1 | -1 | -1 | -1 | -1 | -1 | -1 | -1 | -1 | -1 | -1 | -1 | -1 | -1 | -1 | -1 | -1 | -1 | -1 | -1 | -1
Southern_PGAE_Flow_Battery_12 | caiso-deliverability | Midway_Q2005_offpeak | Operational_New_Capacity_MW | Southern_PGAE_Flow_Battery_12 |  | -1 | -1 | -1 | -1 | -1 | -1 | -1 | -1 | -1 | -1 | -1 | -1 | -1 | -1 | -1 | -1 | -1 | -1 | -1 | -1 | -1 | -1 | -1 | -1 | -1 | -1 | -1 | -1 | -1 | -1 | -1
Southern_PGAE_Flow_Battery_17 | caiso-deliverability | Midway_Q2005_offpeak | Operational_New_Capacity_MW | Southern_PGAE_Flow_Battery_17 |  | -1 | -1 | -1 | -1 | -1 | -1 | -1 | -1 | -1 | -1 | -1 | -1 | -1 | -1 | -1 | -1 | -1 | -1 | -1 | -1 | -1 | -1 | -1 | -1 | -1 | -1 | -1 | -1 | -1 | -1 | -1
Southern_PGAE_Flow_Battery_22 | caiso-deliverability | Midway_Q2005_offpeak | Operational_New_Capacity_MW | Southern_PGAE_Flow_Battery_22 |  | -1 | -1 | -1 | -1 | -1 | -1 | -1 | -1 | -1 | -1 | -1 | -1 | -1 | -1 | -1 | -1 | -1 | -1 | -1 | -1 | -1 | -1 | -1 | -1 | -1 | -1 | -1 | -1 | -1 | -1 | -1
Southern_PGAE_Flow_Battery_23 | caiso-deliverability | Midway_Q2005_offpeak | Operational_New_Capacity_MW | Southern_PGAE_Flow_Battery_23 |  | -1 | -1 | -1 | -1 | -1 | -1 | -1 | -1 | -1 | -1 | -1 | -1 | -1 | -1 | -1 | -1 | -1 | -1 | -1 | -1 | -1 | -1 | -1 | -1 | -1 | -1 | -1 | -1 | -1 | -1 | -1
Southern_PGAE_Flow_Battery_24 | caiso-deliverability | Midway_Q2005_offpeak | Operational_New_Capacity_MW | Southern_PGAE_Flow_Battery_24 |  | -1 | -1 | -1 | -1 | -1 | -1 | -1 | -1 | -1 | -1 | -1 | -1 | -1 | -1 | -1 | -1 | -1 | -1 | -1 | -1 | -1 | -1 | -1 | -1 | -1 | -1 | -1 | -1 | -1 | -1 | -1
Southern_PGAE_Flow_Battery_33 | caiso-deliverability | Midway_Q2005_offpeak | Operational_New_Capacity_MW | Southern_PGAE_Flow_Battery_33 |  | -1 | -1 | -1 | -1 | -1 | -1 | -1 | -1 | -1 | -1 | -1 | -1 | -1 | -1 | -1 | -1 | -1 | -1 | -1 | -1 | -1 | -1 | -1 | -1 | -1 | -1 | -1 | -1 | -1 | -1 | -1
Southern_PGAE_Flow_Battery_34 | caiso-deliverability | Midway_Q2005_offpeak | Operational_New_Capacity_MW | Southern_PGAE_Flow_Battery_34 |  | -1 | -1 | -1 | -1 | -1 | -1 | -1 | -1 | -1 | -1 | -1 | -1 | -1 | -1 | -1 | -1 | -1 | -1 | -1 | -1 | -1 | -1 | -1 | -1 | -1 | -1 | -1 | -1 | -1 | -1 | -1
Southern_PGAE_Flow_Battery_37 | caiso-deliverability | Midway_Q2005_offpeak | Operational_New_Capacity_MW | Southern_PGAE_Flow_Battery_37 |  | -1 | -1 | -1 | -1 | -1 | -1 | -1 | -1 | -1 | -1 | -1 | -1 | -1 | -1 | -1 | -1 | -1 | -1 | -1 | -1 | -1 | -1 | -1 | -1 | -1 | -1 | -1 | -1 | -1 | -1 | -1
Southern_PGAE_Flow_Battery_39 | caiso-deliverability | Midway_Q2005_offpeak | Operational_New_Capacity_MW | Southern_PGAE_Flow_Battery_39 |  | -1 | -1 | -1 | -1 | -1 | -1 | -1 | -1 | -1 | -1 | -1 | -1 | -1 | -1 | -1 | -1 | -1 | -1 | -1 | -1 | -1 | -1 | -1 | -1 | -1 | -1 | -1 | -1 | -1 | -1 | -1
Southern_PGAE_Flow_Battery_45 | caiso-deliverability | Midway_Q2005_offpeak | Operational_New_Capacity_MW | Southern_PGAE_Flow_Battery_45 |  | -1 | -1 | -1 | -1 | -1 | -1 | -1 | -1 | -1 | -1 | -1 | -1 | -1 | -1 | -1 | -1 | -1 | -1 | -1 | -1 | -1 | -1 | -1 | -1 | -1 | -1 | -1 | -1 | -1 | -1 | -1
Southern_PGAE_Flow_Battery_46 | caiso-deliverability | Midway_Q2005_offpeak | Operational_New_Capacity_MW | Southern_PGAE_Flow_Battery_46 |  | -1 | -1 | -1 | -1 | -1 | -1 | -1 | -1 | -1 | -1 | -1 | -1 | -1 | -1 | -1 | -1 | -1 | -1 | -1 | -1 | -1 | -1 | -1 | -1 | -1 | -1 | -1 | -1 | -1 | -1 | -1
Southern_PGAE_Flow_Battery_49 | caiso-deliverability | Midway_Q2005_offpeak | Operational_New_Capacity_MW | Southern_PGAE_Flow_Battery_49 |  | -1 | -1 | -1 | -1 | -1 | -1 | -1 | -1 | -1 | -1 | -1 | -1 | -1 | -1 | -1 | -1 | -1 | -1 | -1 | -1 | -1 | -1 | -1 | -1 | -1 | -1 | -1 | -1 | -1 | -1 | -1
Southern_PGAE_Flow_Battery_52 | caiso-deliverability | Midway_Q2005_offpeak | Operational_New_Capacity_MW | Southern_PGAE_Flow_Battery_52 |  | -1 | -1 | -1 | -1 | -1 | -1 | -1 | -1 | -1 | -1 | -1 | -1 | -1 | -1 | -1 | -1 | -1 | -1 | -1 | -1 | -1 | -1 | -1 | -1 | -1 | -1 | -1 | -1 | -1 | -1 | -1
Southern_PGAE_Flow_Battery_61 | caiso-deliverability | Midway_Q2005_offpeak | Operational_New_Capacity_MW | Southern_PGAE_Flow_Battery_61 |  | -1 | -1 | -1 | -1 | -1 | -1 | -1 | -1 | -1 | -1 | -1 | -1 | -1 | -1 | -1 | -1 | -1 | -1 | -1 | -1 | -1 | -1 | -1 | -1 | -1 | -1 | -1 | -1 | -1 | -1 | -1
Southern_PGAE_Flow_Battery_69 | caiso-deliverability | Midway_Q2005_offpeak | Operational_New_Capacity_MW | Southern_PGAE_Flow_Battery_69 |  | -1 | -1 | -1 | -1 | -1 | -1 | -1 | -1 | -1 | -1 | -1 | -1 | -1 | -1 | -1 | -1 | -1 | -1 | -1 | -1 | -1 | -1 | -1 | -1 | -1 | -1 | -1 | -1 | -1 | -1 | -1
Southern_PGAE_Flow_Battery_74 | caiso-deliverability | Midway_Q2005_offpeak | Operational_New_Capacity_MW | Southern_PGAE_Flow_Battery_74 |  | -1 | -1 | -1 | -1 | -1 | -1 | -1 | -1 | -1 | -1 | -1 | -1 | -1 | -1 | -1 | -1 | -1 | -1 | -1 | -1 | -1 | -1 | -1 | -1 | -1 | -1 | -1 | -1 | -1 | -1 | -1
Southern_PGAE_Flow_Battery_75 | caiso-deliverability | Midway_Q2005_offpeak | Operational_New_Capacity_MW | Southern_PGAE_Flow_Battery_75 |  | -1 | -1 | -1 | -1 | -1 | -1 | -1 | -1 | -1 | -1 | -1 | -1 | -1 | -1 | -1 | -1 | -1 | -1 | -1 | -1 | -1 | -1 | -1 | -1 | -1 | -1 | -1 | -1 | -1 | -1 | -1
Southern_PGAE_Flow_Battery_79 | caiso-deliverability | Midway_Q2005_offpeak | Operational_New_Capacity_MW | Southern_PGAE_Flow_Battery_79 |  | -1 | -1 | -1 | -1 | -1 | -1 | -1 | -1 | -1 | -1 | -1 | -1 | -1 | -1 | -1 | -1 | -1 | -1 | -1 | -1 | -1 | -1 | -1 | -1 | -1 | -1 | -1 | -1 | -1 | -1 | -1
Northern_California_Flow_Battery_85 | caiso-deliverability | Midway_Q2005_offpeak | Operational_New_Capacity_MW | Northern_California_Flow_Battery_85 |  | -1 | -1 | -1 | -1 | -1 | -1 | -1 | -1 | -1 | -1 | -1 | -1 | -1 | -1 | -1 | -1 | -1 | -1 | -1 | -1 | -1 | -1 | -1 | -1 | -1 | -1 | -1 | -1 | -1 | -1 | -1
Southern_PGAE_Flow_Battery_93 | caiso-deliverability | Midway_Q2005_offpeak | Operational_New_Capacity_MW | Southern_PGAE_Flow_Battery_93 |  | -1 | -1 | -1 | -1 | -1 | -1 | -1 | -1 | -1 | -1 | -1 | -1 | -1 | -1 | -1 | -1 | -1 | -1 | -1 | -1 | -1 | -1 | -1 | -1 | -1 | -1 | -1 | -1 | -1 | -1 | -1
Southern_PGAE_Flow_Battery_98 | caiso-deliverability | Midway_Q2005_offpeak | Operational_New_Capacity_MW | Southern_PGAE_Flow_Battery_98 |  | -1 | -1 | -1 | -1 | -1 | -1 | -1 | -1 | -1 | -1 | -1 | -1 | -1 | -1 | -1 | -1 | -1 | -1 | -1 | -1 | -1 | -1 | -1 | -1 | -1 | -1 | -1 | -1 | -1 | -1 | -1
Southern_PGAE_Flow_Battery_102 | caiso-deliverability | Midway_Q2005_offpeak | Operational_New_Capacity_MW | Southern_PGAE_Flow_Battery_102 |  | -1 | -1 | -1 | -1 | -1 | -1 | -1 | -1 | -1 | -1 | -1 | -1 | -1 | -1 | -1 | -1 | -1 | -1 | -1 | -1 | -1 | -1 | -1 | -1 | -1 | -1 | -1 | -1 | -1 | -1 | -1
Southern_PGAE_Flow_Battery_109 | caiso-deliverability | Midway_Q2005_offpeak | Operational_New_Capacity_MW | Southern_PGAE_Flow_Battery_109 |  | -1 | -1 | -1 | -1 | -1 | -1 | -1 | -1 | -1 | -1 | -1 | -1 | -1 | -1 | -1 | -1 | -1 | -1 | -1 | -1 | -1 | -1 | -1 | -1 | -1 | -1 | -1 | -1 | -1 | -1 | -1
Southern_PGAE_Flow_Battery_117 | caiso-deliverability | Midway_Q2005_offpeak | Operational_New_Capacity_MW | Southern_PGAE_Flow_Battery_117 |  | -1 | -1 | -1 | -1 | -1 | -1 | -1 | -1 | -1 | -1 | -1 | -1 | -1 | -1 | -1 | -1 | -1 | -1 | -1 | -1 | -1 | -1 | -1 | -1 | -1 | -1 | -1 | -1 | -1 | -1 | -1
Southern_PGAE_Flow_Battery_118 | caiso-deliverability | Midway_Q2005_offpeak | Operational_New_Capacity_MW | Southern_PGAE_Flow_Battery_118 |  | -1 | -1 | -1 | -1 | -1 | -1 | -1 | -1 | -1 | -1 | -1 | -1 | -1 | -1 | -1 | -1 | -1 | -1 | -1 | -1 | -1 | -1 | -1 | -1 | -1 | -1 | -1 | -1 | -1 | -1 | -1
Southern_PGAE_Flow_Battery_140 | caiso-deliverability | Midway_Q2005_offpeak | Operational_New_Capacity_MW | Southern_PGAE_Flow_Battery_140 |  | -1 | -1 | -1 | -1 | -1 | -1 | -1 | -1 | -1 | -1 | -1 | -1 | -1 | -1 | -1 | -1 | -1 | -1 | -1 | -1 | -1 | -1 | -1 | -1 | -1 | -1 | -1 | -1 | -1 | -1 | -1
Southern_PGAE_Flow_Battery_151 | caiso-deliverability | Midway_Q2005_offpeak | Operational_New_Capacity_MW | Southern_PGAE_Flow_Battery_151 |  | -1 | -1 | -1 | -1 | -1 | -1 | -1 | -1 | -1 | -1 | -1 | -1 | -1 | -1 | -1 | -1 | -1 | -1 | -1 | -1 | -1 | -1 | -1 | -1 | -1 | -1 | -1 | -1 | -1 | -1 | -1
Southern_PGAE_Flow_Battery_154 | caiso-deliverability | Midway_Q2005_offpeak | Operational_New_Capacity_MW | Southern_PGAE_Flow_Battery_154 |  | -1 | -1 | -1 | -1 | -1 | -1 | -1 | -1 | -1 | -1 | -1 | -1 | -1 | -1 | -1 | -1 | -1 | -1 | -1 | -1 | -1 | -1 | -1 | -1 | -1 | -1 | -1 | -1 | -1 | -1 | -1
Southern_PGAE_Flow_Battery_161 | caiso-deliverability | Midway_Q2005_offpeak | Operational_New_Capacity_MW | Southern_PGAE_Flow_Battery_161 |  | -1 | -1 | -1 | -1 | -1 | -1 | -1 | -1 | -1 | -1 | -1 | -1 | -1 | -1 | -1 | -1 | -1 | -1 | -1 | -1 | -1 | -1 | -1 | -1 | -1 | -1 | -1 | -1 | -1 | -1 | -1
Southern_PGAE_Flow_Battery_162 | caiso-deliverability | Midway_Q2005_offpeak | Operational_New_Capacity_MW | Southern_PGAE_Flow_Battery_162 |  | -1 | -1 | -1 | -1 | -1 | -1 | -1 | -1 | -1 | -1 | -1 | -1 | -1 | -1 | -1 | -1 | -1 | -1 | -1 | -1 | -1 | -1 | -1 | -1 | -1 | -1 | -1 | -1 | -1 | -1 | -1
Southern_PGAE_Flow_Battery_164 | caiso-deliverability | Midway_Q2005_offpeak | Operational_New_Capacity_MW | Southern_PGAE_Flow_Battery_164 |  | -1 | -1 | -1 | -1 | -1 | -1 | -1 | -1 | -1 | -1 | -1 | -1 | -1 | -1 | -1 | -1 | -1 | -1 | -1 | -1 | -1 | -1 | -1 | -1 | -1 | -1 | -1 | -1 | -1 | -1 | -1
Southern_PGAE_Flow_Battery_165 | caiso-deliverability | Midway_Q2005_offpeak | Operational_New_Capacity_MW | Southern_PGAE_Flow_Battery_165 |  | -1 | -1 | -1 | -1 | -1 | -1 | -1 | -1 | -1 | -1 | -1 | -1 | -1 | -1 | -1 | -1 | -1 | -1 | -1 | -1 | -1 | -1 | -1 | -1 | -1 | -1 | -1 | -1 | -1 | -1 | -1
Southern_PGAE_Flow_Battery_168 | caiso-deliverability | Midway_Q2005_offpeak | Operational_New_Capacity_MW | Southern_PGAE_Flow_Battery_168 |  | -1 | -1 | -1 | -1 | -1 | -1 | -1 | -1 | -1 | -1 | -1 | -1 | -1 | -1 | -1 | -1 | -1 | -1 | -1 | -1 | -1 | -1 | -1 | -1 | -1 | -1 | -1 | -1 | -1 | -1 | -1
Southern_PGAE_Flow_Battery_169 | caiso-deliverability | Midway_Q2005_offpeak | Operational_New_Capacity_MW | Southern_PGAE_Flow_Battery_169 |  | -1 | -1 | -1 | -1 | -1 | -1 | -1 | -1 | -1 | -1 | -1 | -1 | -1 | -1 | -1 | -1 | -1 | -1 | -1 | -1 | -1 | -1 | -1 | -1 | -1 | -1 | -1 | -1 | -1 | -1 | -1
Southern_PGAE_Flow_Battery_170 | caiso-deliverability | Midway_Q2005_offpeak | Operational_New_Capacity_MW | Southern_PGAE_Flow_Battery_170 |  | -1 | -1 | -1 | -1 | -1 | -1 | -1 | -1 | -1 | -1 | -1 | -1 | -1 | -1 | -1 | -1 | -1 | -1 | -1 | -1 | -1 | -1 | -1 | -1 | -1 | -1 | -1 | -1 | -1 | -1 | -1
Southern_PGAE_Flow_Battery_174 | caiso-deliverability | Midway_Q2005_offpeak | Operational_New_Capacity_MW | Southern_PGAE_Flow_Battery_174 |  | -1 | -1 | -1 | -1 | -1 | -1 | -1 | -1 | -1 | -1 | -1 | -1 | -1 | -1 | -1 | -1 | -1 | -1 | -1 | -1 | -1 | -1 | -1 | -1 | -1 | -1 | -1 | -1 | -1 | -1 | -1
Southern_PGAE_Flow_Battery_176 | caiso-deliverability | Midway_Q2005_offpeak | Operational_New_Capacity_MW | Southern_PGAE_Flow_Battery_176 |  | -1 | -1 | -1 | -1 | -1 | -1 | -1 | -1 | -1 | -1 | -1 | -1 | -1 | -1 | -1 | -1 | -1 | -1 | -1 | -1 | -1 | -1 | -1 | -1 | -1 | -1 | -1 | -1 | -1 | -1 | -1
Southern_PGAE_Li_Battery_4hr_12 | caiso-deliverability | Midway_Q2005_offpeak | Operational_New_Capacity_MW | Southern_PGAE_Li_Battery_4hr_12 |  | -1 | -1 | -1 | -1 | -1 | -1 | -1 | -1 | -1 | -1 | -1 | -1 | -1 | -1 | -1 | -1 | -1 | -1 | -1 | -1 | -1 | -1 | -1 | -1 | -1 | -1 | -1 | -1 | -1 | -1 | -1
Southern_PGAE_Li_Battery_4hr_17 | caiso-deliverability | Midway_Q2005_offpeak | Operational_New_Capacity_MW | Southern_PGAE_Li_Battery_4hr_17 |  | -1 | -1 | -1 | -1 | -1 | -1 | -1 | -1 | -1 | -1 | -1 | -1 | -1 | -1 | -1 | -1 | -1 | -1 | -1 | -1 | -1 | -1 | -1 | -1 | -1 | -1 | -1 | -1 | -1 | -1 | -1
Southern_PGAE_Li_Battery_4hr_22 | caiso-deliverability | Midway_Q2005_offpeak | Operational_New_Capacity_MW | Southern_PGAE_Li_Battery_4hr_22 |  | -1 | -1 | -1 | -1 | -1 | -1 | -1 | -1 | -1 | -1 | -1 | -1 | -1 | -1 | -1 | -1 | -1 | -1 | -1 | -1 | -1 | -1 | -1 | -1 | -1 | -1 | -1 | -1 | -1 | -1 | -1
Southern_PGAE_Li_Battery_4hr_23 | caiso-deliverability | Midway_Q2005_offpeak | Operational_New_Capacity_MW | Southern_PGAE_Li_Battery_4hr_23 |  | -1 | -1 | -1 | -1 | -1 | -1 | -1 | -1 | -1 | -1 | -1 | -1 | -1 | -1 | -1 | -1 | -1 | -1 | -1 | -1 | -1 | -1 | -1 | -1 | -1 | -1 | -1 | -1 | -1 | -1 | -1
Southern_PGAE_Li_Battery_4hr_24 | caiso-deliverability | Midway_Q2005_offpeak | Operational_New_Capacity_MW | Southern_PGAE_Li_Battery_4hr_24 |  | -1 | -1 | -1 | -1 | -1 | -1 | -1 | -1 | -1 | -1 | -1 | -1 | -1 | -1 | -1 | -1 | -1 | -1 | -1 | -1 | -1 | -1 | -1 | -1 | -1 | -1 | -1 | -1 | -1 | -1 | -1
Southern_PGAE_Li_Battery_4hr_33 | caiso-deliverability | Midway_Q2005_offpeak | Operational_New_Capacity_MW | Southern_PGAE_Li_Battery_4hr_33 |  | -1 | -1 | -1 | -1 | -1 | -1 | -1 | -1 | -1 | -1 | -1 | -1 | -1 | -1 | -1 | -1 | -1 | -1 | -1 | -1 | -1 | -1 | -1 | -1 | -1 | -1 | -1 | -1 | -1 | -1 | -1
Southern_PGAE_Li_Battery_4hr_34 | caiso-deliverability | Midway_Q2005_offpeak | Operational_New_Capacity_MW | Southern_PGAE_Li_Battery_4hr_34 |  | -1 | -1 | -1 | -1 | -1 | -1 | -1 | -1 | -1 | -1 | -1 | -1 | -1 | -1 | -1 | -1 | -1 | -1 | -1 | -1 | -1 | -1 | -1 | -1 | -1 | -1 | -1 | -1 | -1 | -1 | -1
Southern_PGAE_Li_Battery_4hr_37 | caiso-deliverability | Midway_Q2005_offpeak | Operational_New_Capacity_MW | Southern_PGAE_Li_Battery_4hr_37 |  | -1 | -1 | -1 | -1 | -1 | -1 | -1 | -1 | -1 | -1 | -1 | -1 | -1 | -1 | -1 | -1 | -1 | -1 | -1 | -1 | -1 | -1 | -1 | -1 | -1 | -1 | -1 | -1 | -1 | -1 | -1
Southern_PGAE_Li_Battery_4hr_39 | caiso-deliverability | Midway_Q2005_offpeak | Operational_New_Capacity_MW | Southern_PGAE_Li_Battery_4hr_39 |  | -1 | -1 | -1 | -1 | -1 | -1 | -1 | -1 | -1 | -1 | -1 | -1 | -1 | -1 | -1 | -1 | -1 | -1 | -1 | -1 | -1 | -1 | -1 | -1 | -1 | -1 | -1 | -1 | -1 | -1 | -1
Southern_PGAE_Li_Battery_4hr_45 | caiso-deliverability | Midway_Q2005_offpeak | Operational_New_Capacity_MW | Southern_PGAE_Li_Battery_4hr_45 |  | -1 | -1 | -1 | -1 | -1 | -1 | -1 | -1 | -1 | -1 | -1 | -1 | -1 | -1 | -1 | -1 | -1 | -1 | -1 | -1 | -1 | -1 | -1 | -1 | -1 | -1 | -1 | -1 | -1 | -1 | -1
Southern_PGAE_Li_Battery_4hr_46 | caiso-deliverability | Midway_Q2005_offpeak | Operational_New_Capacity_MW | Southern_PGAE_Li_Battery_4hr_46 |  | -1 | -1 | -1 | -1 | -1 | -1 | -1 | -1 | -1 | -1 | -1 | -1 | -1 | -1 | -1 | -1 | -1 | -1 | -1 | -1 | -1 | -1 | -1 | -1 | -1 | -1 | -1 | -1 | -1 | -1 | -1
Southern_PGAE_Li_Battery_4hr_49 | caiso-deliverability | Midway_Q2005_offpeak | Operational_New_Capacity_MW | Southern_PGAE_Li_Battery_4hr_49 |  | -1 | -1 | -1 | -1 | -1 | -1 | -1 | -1 | -1 | -1 | -1 | -1 | -1 | -1 | -1 | -1 | -1 | -1 | -1 | -1 | -1 | -1 | -1 | -1 | -1 | -1 | -1 | -1 | -1 | -1 | -1
Southern_PGAE_Li_Battery_4hr_52 | caiso-deliverability | Midway_Q2005_offpeak | Operational_New_Capacity_MW | Southern_PGAE_Li_Battery_4hr_52 |  | -1 | -1 | -1 | -1 | -1 | -1 | -1 | -1 | -1 | -1 | -1 | -1 | -1 | -1 | -1 | -1 | -1 | -1 | -1 | -1 | -1 | -1 | -1 | -1 | -1 | -1 | -1 | -1 | -1 | -1 | -1
Southern_PGAE_Li_Battery_4hr_61 | caiso-deliverability | Midway_Q2005_offpeak | Operational_New_Capacity_MW | Southern_PGAE_Li_Battery_4hr_61 |  | -1 | -1 | -1 | -1 | -1 | -1 | -1 | -1 | -1 | -1 | -1 | -1 | -1 | -1 | -1 | -1 | -1 | -1 | -1 | -1 | -1 | -1 | -1 | -1 | -1 | -1 | -1 | -1 | -1 | -1 | -1
Southern_PGAE_Li_Battery_4hr_69 | caiso-deliverability | Midway_Q2005_offpeak | Operational_New_Capacity_MW | Southern_PGAE_Li_Battery_4hr_69 |  | -1 | -1 | -1 | -1 | -1 | -1 | -1 | -1 | -1 | -1 | -1 | -1 | -1 | -1 | -1 | -1 | -1 | -1 | -1 | -1 | -1 | -1 | -1 | -1 | -1 | -1 | -1 | -1 | -1 | -1 | -1
Southern_PGAE_Li_Battery_4hr_74 | caiso-deliverability | Midway_Q2005_offpeak | Operational_New_Capacity_MW | Southern_PGAE_Li_Battery_4hr_74 |  | -1 | -1 | -1 | -1 | -1 | -1 | -1 | -1 | -1 | -1 | -1 | -1 | -1 | -1 | -1 | -1 | -1 | -1 | -1 | -1 | -1 | -1 | -1 | -1 | -1 | -1 | -1 | -1 | -1 | -1 | -1
Southern_PGAE_Li_Battery_4hr_75 | caiso-deliverability | Midway_Q2005_offpeak | Operational_New_Capacity_MW | Southern_PGAE_Li_Battery_4hr_75 |  | -1 | -1 | -1 | -1 | -1 | -1 | -1 | -1 | -1 | -1 | -1 | -1 | -1 | -1 | -1 | -1 | -1 | -1 | -1 | -1 | -1 | -1 | -1 | -1 | -1 | -1 | -1 | -1 | -1 | -1 | -1
Southern_PGAE_Li_Battery_4hr_79 | caiso-deliverability | Midway_Q2005_offpeak | Operational_New_Capacity_MW | Southern_PGAE_Li_Battery_4hr_79 |  | -1 | -1 | -1 | -1 | -1 | -1 | -1 | -1 | -1 | -1 | -1 | -1 | -1 | -1 | -1 | -1 | -1 | -1 | -1 | -1 | -1 | -1 | -1 | -1 | -1 | -1 | -1 | -1 | -1 | -1 | -1
Northern_California_Li_Battery_4hr_85 | caiso-deliverability | Midway_Q2005_offpeak | Operational_New_Capacity_MW | Northern_California_Li_Battery_4hr_85 |  | -1 | -1 | -1 | -1 | -1 | -1 | -1 | -1 | -1 | -1 | -1 | -1 | -1 | -1 | -1 | -1 | -1 | -1 | -1 | -1 | -1 | -1 | -1 | -1 | -1 | -1 | -1 | -1 | -1 | -1 | -1
Southern_PGAE_Li_Battery_4hr_93 | caiso-deliverability | Midway_Q2005_offpeak | Operational_New_Capacity_MW | Southern_PGAE_Li_Battery_4hr_93 |  | -1 | -1 | -1 | -1 | -1 | -1 | -1 | -1 | -1 | -1 | -1 | -1 | -1 | -1 | -1 | -1 | -1 | -1 | -1 | -1 | -1 | -1 | -1 | -1 | -1 | -1 | -1 | -1 | -1 | -1 | -1
Southern_PGAE_Li_Battery_4hr_98 | caiso-deliverability | Midway_Q2005_offpeak | Operational_New_Capacity_MW | Southern_PGAE_Li_Battery_4hr_98 |  | -1 | -1 | -1 | -1 | -1 | -1 | -1 | -1 | -1 | -1 | -1 | -1 | -1 | -1 | -1 | -1 | -1 | -1 | -1 | -1 | -1 | -1 | -1 | -1 | -1 | -1 | -1 | -1 | -1 | -1 | -1
Southern_PGAE_Li_Battery_4hr_102 | caiso-deliverability | Midway_Q2005_offpeak | Operational_New_Capacity_MW | Southern_PGAE_Li_Battery_4hr_102 |  | -1 | -1 | -1 | -1 | -1 | -1 | -1 | -1 | -1 | -1 | -1 | -1 | -1 | -1 | -1 | -1 | -1 | -1 | -1 | -1 | -1 | -1 | -1 | -1 | -1 | -1 | -1 | -1 | -1 | -1 | -1
Southern_PGAE_Li_Battery_4hr_109 | caiso-deliverability | Midway_Q2005_offpeak | Operational_New_Capacity_MW | Southern_PGAE_Li_Battery_4hr_109 |  | -1 | -1 | -1 | -1 | -1 | -1 | -1 | -1 | -1 | -1 | -1 | -1 | -1 | -1 | -1 | -1 | -1 | -1 | -1 | -1 | -1 | -1 | -1 | -1 | -1 | -1 | -1 | -1 | -1 | -1 | -1
Southern_PGAE_Li_Battery_4hr_117 | caiso-deliverability | Midway_Q2005_offpeak | Operational_New_Capacity_MW | Southern_PGAE_Li_Battery_4hr_117 |  | -1 | -1 | -1 | -1 | -1 | -1 | -1 | -1 | -1 | -1 | -1 | -1 | -1 | -1 | -1 | -1 | -1 | -1 | -1 | -1 | -1 | -1 | -1 | -1 | -1 | -1 | -1 | -1 | -1 | -1 | -1
Southern_PGAE_Li_Battery_4hr_118 | caiso-deliverability | Midway_Q2005_offpeak | Operational_New_Capacity_MW | Southern_PGAE_Li_Battery_4hr_118 |  | -1 | -1 | -1 | -1 | -1 | -1 | -1 | -1 | -1 | -1 | -1 | -1 | -1 | -1 | -1 | -1 | -1 | -1 | -1 | -1 | -1 | -1 | -1 | -1 | -1 | -1 | -1 | -1 | -1 | -1 | -1
Southern_PGAE_Li_Battery_4hr_140 | caiso-deliverability | Midway_Q2005_offpeak | Operational_New_Capacity_MW | Southern_PGAE_Li_Battery_4hr_140 |  | -1 | -1 | -1 | -1 | -1 | -1 | -1 | -1 | -1 | -1 | -1 | -1 | -1 | -1 | -1 | -1 | -1 | -1 | -1 | -1 | -1 | -1 | -1 | -1 | -1 | -1 | -1 | -1 | -1 | -1 | -1
Southern_PGAE_Li_Battery_4hr_151 | caiso-deliverability | Midway_Q2005_offpeak | Operational_New_Capacity_MW | Southern_PGAE_Li_Battery_4hr_151 |  | -1 | -1 | -1 | -1 | -1 | -1 | -1 | -1 | -1 | -1 | -1 | -1 | -1 | -1 | -1 | -1 | -1 | -1 | -1 | -1 | -1 | -1 | -1 | -1 | -1 | -1 | -1 | -1 | -1 | -1 | -1
Southern_PGAE_Li_Battery_4hr_154 | caiso-deliverability | Midway_Q2005_offpeak | Operational_New_Capacity_MW | Southern_PGAE_Li_Battery_4hr_154 |  | -1 | -1 | -1 | -1 | -1 | -1 | -1 | -1 | -1 | -1 | -1 | -1 | -1 | -1 | -1 | -1 | -1 | -1 | -1 | -1 | -1 | -1 | -1 | -1 | -1 | -1 | -1 | -1 | -1 | -1 | -1
Southern_PGAE_Li_Battery_4hr_161 | caiso-deliverability | Midway_Q2005_offpeak | Operational_New_Capacity_MW | Southern_PGAE_Li_Battery_4hr_161 |  | -1 | -1 | -1 | -1 | -1 | -1 | -1 | -1 | -1 | -1 | -1 | -1 | -1 | -1 | -1 | -1 | -1 | -1 | -1 | -1 | -1 | -1 | -1 | -1 | -1 | -1 | -1 | -1 | -1 | -1 | -1
Southern_PGAE_Li_Battery_4hr_162 | caiso-deliverability | Midway_Q2005_offpeak | Operational_New_Capacity_MW | Southern_PGAE_Li_Battery_4hr_162 |  | -1 | -1 | -1 | -1 | -1 | -1 | -1 | -1 | -1 | -1 | -1 | -1 | -1 | -1 | -1 | -1 | -1 | -1 | -1 | -1 | -1 | -1 | -1 | -1 | -1 | -1 | -1 | -1 | -1 | -1 | -1
Southern_PGAE_Li_Battery_4hr_164 | caiso-deliverability | Midway_Q2005_offpeak | Operational_New_Capacity_MW | Southern_PGAE_Li_Battery_4hr_164 |  | -1 | -1 | -1 | -1 | -1 | -1 | -1 | -1 | -1 | -1 | -1 | -1 | -1 | -1 | -1 | -1 | -1 | -1 | -1 | -1 | -1 | -1 | -1 | -1 | -1 | -1 | -1 | -1 | -1 | -1 | -1
Southern_PGAE_Li_Battery_4hr_165 | caiso-deliverability | Midway_Q2005_offpeak | Operational_New_Capacity_MW | Southern_PGAE_Li_Battery_4hr_165 |  | -1 | -1 | -1 | -1 | -1 | -1 | -1 | -1 | -1 | -1 | -1 | -1 | -1 | -1 | -1 | -1 | -1 | -1 | -1 | -1 | -1 | -1 | -1 | -1 | -1 | -1 | -1 | -1 | -1 | -1 | -1
Southern_PGAE_Li_Battery_4hr_168 | caiso-deliverability | Midway_Q2005_offpeak | Operational_New_Capacity_MW | Southern_PGAE_Li_Battery_4hr_168 |  | -1 | -1 | -1 | -1 | -1 | -1 | -1 | -1 | -1 | -1 | -1 | -1 | -1 | -1 | -1 | -1 | -1 | -1 | -1 | -1 | -1 | -1 | -1 | -1 | -1 | -1 | -1 | -1 | -1 | -1 | -1
Southern_PGAE_Li_Battery_4hr_169 | caiso-deliverability | Midway_Q2005_offpeak | Operational_New_Capacity_MW | Southern_PGAE_Li_Battery_4hr_169 |  | -1 | -1 | -1 | -1 | -1 | -1 | -1 | -1 | -1 | -1 | -1 | -1 | -1 | -1 | -1 | -1 | -1 | -1 | -1 | -1 | -1 | -1 | -1 | -1 | -1 | -1 | -1 | -1 | -1 | -1 | -1
Southern_PGAE_Li_Battery_4hr_170 | caiso-deliverability | Midway_Q2005_offpeak | Operational_New_Capacity_MW | Southern_PGAE_Li_Battery_4hr_170 |  | -1 | -1 | -1 | -1 | -1 | -1 | -1 | -1 | -1 | -1 | -1 | -1 | -1 | -1 | -1 | -1 | -1 | -1 | -1 | -1 | -1 | -1 | -1 | -1 | -1 | -1 | -1 | -1 | -1 | -1 | -1
Southern_PGAE_Li_Battery_4hr_174 | caiso-deliverability | Midway_Q2005_offpeak | Operational_New_Capacity_MW | Southern_PGAE_Li_Battery_4hr_174 |  | -1 | -1 | -1 | -1 | -1 | -1 | -1 | -1 | -1 | -1 | -1 | -1 | -1 | -1 | -1 | -1 | -1 | -1 | -1 | -1 | -1 | -1 | -1 | -1 | -1 | -1 | -1 | -1 | -1 | -1 | -1
Southern_PGAE_Li_Battery_4hr_176 | caiso-deliverability | Midway_Q2005_offpeak | Operational_New_Capacity_MW | Southern_PGAE_Li_Battery_4hr_176 |  | -1 | -1 | -1 | -1 | -1 | -1 | -1 | -1 | -1 | -1 | -1 | -1 | -1 | -1 | -1 | -1 | -1 | -1 | -1 | -1 | -1 | -1 | -1 | -1 | -1 | -1 | -1 | -1 | -1 | -1 | -1
Southern_PGAE_Li_Battery_8hr_12 | caiso-deliverability | Midway_Q2005_offpeak | Operational_New_Capacity_MW | Southern_PGAE_Li_Battery_8hr_12 |  | -1 | -1 | -1 | -1 | -1 | -1 | -1 | -1 | -1 | -1 | -1 | -1 | -1 | -1 | -1 | -1 | -1 | -1 | -1 | -1 | -1 | -1 | -1 | -1 | -1 | -1 | -1 | -1 | -1 | -1 | -1
Southern_PGAE_Li_Battery_8hr_17 | caiso-deliverability | Midway_Q2005_offpeak | Operational_New_Capacity_MW | Southern_PGAE_Li_Battery_8hr_17 |  | -1 | -1 | -1 | -1 | -1 | -1 | -1 | -1 | -1 | -1 | -1 | -1 | -1 | -1 | -1 | -1 | -1 | -1 | -1 | -1 | -1 | -1 | -1 | -1 | -1 | -1 | -1 | -1 | -1 | -1 | -1
Southern_PGAE_Li_Battery_8hr_22 | caiso-deliverability | Midway_Q2005_offpeak | Operational_New_Capacity_MW | Southern_PGAE_Li_Battery_8hr_22 |  | -1 | -1 | -1 | -1 | -1 | -1 | -1 | -1 | -1 | -1 | -1 | -1 | -1 | -1 | -1 | -1 | -1 | -1 | -1 | -1 | -1 | -1 | -1 | -1 | -1 | -1 | -1 | -1 | -1 | -1 | -1
Southern_PGAE_Li_Battery_8hr_23 | caiso-deliverability | Midway_Q2005_offpeak | Operational_New_Capacity_MW | Southern_PGAE_Li_Battery_8hr_23 |  | -1 | -1 | -1 | -1 | -1 | -1 | -1 | -1 | -1 | -1 | -1 | -1 | -1 | -1 | -1 | -1 | -1 | -1 | -1 | -1 | -1 | -1 | -1 | -1 | -1 | -1 | -1 | -1 | -1 | -1 | -1
Southern_PGAE_Li_Battery_8hr_24 | caiso-deliverability | Midway_Q2005_offpeak | Operational_New_Capacity_MW | Southern_PGAE_Li_Battery_8hr_24 |  | -1 | -1 | -1 | -1 | -1 | -1 | -1 | -1 | -1 | -1 | -1 | -1 | -1 | -1 | -1 | -1 | -1 | -1 | -1 | -1 | -1 | -1 | -1 | -1 | -1 | -1 | -1 | -1 | -1 | -1 | -1
Southern_PGAE_Li_Battery_8hr_33 | caiso-deliverability | Midway_Q2005_offpeak | Operational_New_Capacity_MW | Southern_PGAE_Li_Battery_8hr_33 |  | -1 | -1 | -1 | -1 | -1 | -1 | -1 | -1 | -1 | -1 | -1 | -1 | -1 | -1 | -1 | -1 | -1 | -1 | -1 | -1 | -1 | -1 | -1 | -1 | -1 | -1 | -1 | -1 | -1 | -1 | -1
Southern_PGAE_Li_Battery_8hr_34 | caiso-deliverability | Midway_Q2005_offpeak | Operational_New_Capacity_MW | Southern_PGAE_Li_Battery_8hr_34 |  | -1 | -1 | -1 | -1 | -1 | -1 | -1 | -1 | -1 | -1 | -1 | -1 | -1 | -1 | -1 | -1 | -1 | -1 | -1 | -1 | -1 | -1 | -1 | -1 | -1 | -1 | -1 | -1 | -1 | -1 | -1
Southern_PGAE_Li_Battery_8hr_37 | caiso-deliverability | Midway_Q2005_offpeak | Operational_New_Capacity_MW | Southern_PGAE_Li_Battery_8hr_37 |  | -1 | -1 | -1 | -1 | -1 | -1 | -1 | -1 | -1 | -1 | -1 | -1 | -1 | -1 | -1 | -1 | -1 | -1 | -1 | -1 | -1 | -1 | -1 | -1 | -1 | -1 | -1 | -1 | -1 | -1 | -1
Southern_PGAE_Li_Battery_8hr_39 | caiso-deliverability | Midway_Q2005_offpeak | Operational_New_Capacity_MW | Southern_PGAE_Li_Battery_8hr_39 |  | -1 | -1 | -1 | -1 | -1 | -1 | -1 | -1 | -1 | -1 | -1 | -1 | -1 | -1 | -1 | -1 | -1 | -1 | -1 | -1 | -1 | -1 | -1 | -1 | -1 | -1 | -1 | -1 | -1 | -1 | -1
Southern_PGAE_Li_Battery_8hr_45 | caiso-deliverability | Midway_Q2005_offpeak | Operational_New_Capacity_MW | Southern_PGAE_Li_Battery_8hr_45 |  | -1 | -1 | -1 | -1 | -1 | -1 | -1 | -1 | -1 | -1 | -1 | -1 | -1 | -1 | -1 | -1 | -1 | -1 | -1 | -1 | -1 | -1 | -1 | -1 | -1 | -1 | -1 | -1 | -1 | -1 | -1
Southern_PGAE_Li_Battery_8hr_46 | caiso-deliverability | Midway_Q2005_offpeak | Operational_New_Capacity_MW | Southern_PGAE_Li_Battery_8hr_46 |  | -1 | -1 | -1 | -1 | -1 | -1 | -1 | -1 | -1 | -1 | -1 | -1 | -1 | -1 | -1 | -1 | -1 | -1 | -1 | -1 | -1 | -1 | -1 | -1 | -1 | -1 | -1 | -1 | -1 | -1 | -1
Southern_PGAE_Li_Battery_8hr_49 | caiso-deliverability | Midway_Q2005_offpeak | Operational_New_Capacity_MW | Southern_PGAE_Li_Battery_8hr_49 |  | -1 | -1 | -1 | -1 | -1 | -1 | -1 | -1 | -1 | -1 | -1 | -1 | -1 | -1 | -1 | -1 | -1 | -1 | -1 | -1 | -1 | -1 | -1 | -1 | -1 | -1 | -1 | -1 | -1 | -1 | -1
Southern_PGAE_Li_Battery_8hr_52 | caiso-deliverability | Midway_Q2005_offpeak | Operational_New_Capacity_MW | Southern_PGAE_Li_Battery_8hr_52 |  | -1 | -1 | -1 | -1 | -1 | -1 | -1 | -1 | -1 | -1 | -1 | -1 | -1 | -1 | -1 | -1 | -1 | -1 | -1 | -1 | -1 | -1 | -1 | -1 | -1 | -1 | -1 | -1 | -1 | -1 | -1
Southern_PGAE_Li_Battery_8hr_61 | caiso-deliverability | Midway_Q2005_offpeak | Operational_New_Capacity_MW | Southern_PGAE_Li_Battery_8hr_61 |  | -1 | -1 | -1 | -1 | -1 | -1 | -1 | -1 | -1 | -1 | -1 | -1 | -1 | -1 | -1 | -1 | -1 | -1 | -1 | -1 | -1 | -1 | -1 | -1 | -1 | -1 | -1 | -1 | -1 | -1 | -1
Southern_PGAE_Li_Battery_8hr_69 | caiso-deliverability | Midway_Q2005_offpeak | Operational_New_Capacity_MW | Southern_PGAE_Li_Battery_8hr_69 |  | -1 | -1 | -1 | -1 | -1 | -1 | -1 | -1 | -1 | -1 | -1 | -1 | -1 | -1 | -1 | -1 | -1 | -1 | -1 | -1 | -1 | -1 | -1 | -1 | -1 | -1 | -1 | -1 | -1 | -1 | -1
Southern_PGAE_Li_Battery_8hr_74 | caiso-deliverability | Midway_Q2005_offpeak | Operational_New_Capacity_MW | Southern_PGAE_Li_Battery_8hr_74 |  | -1 | -1 | -1 | -1 | -1 | -1 | -1 | -1 | -1 | -1 | -1 | -1 | -1 | -1 | -1 | -1 | -1 | -1 | -1 | -1 | -1 | -1 | -1 | -1 | -1 | -1 | -1 | -1 | -1 | -1 | -1
Southern_PGAE_Li_Battery_8hr_75 | caiso-deliverability | Midway_Q2005_offpeak | Operational_New_Capacity_MW | Southern_PGAE_Li_Battery_8hr_75 |  | -1 | -1 | -1 | -1 | -1 | -1 | -1 | -1 | -1 | -1 | -1 | -1 | -1 | -1 | -1 | -1 | -1 | -1 | -1 | -1 | -1 | -1 | -1 | -1 | -1 | -1 | -1 | -1 | -1 | -1 | -1
Southern_PGAE_Li_Battery_8hr_79 | caiso-deliverability | Midway_Q2005_offpeak | Operational_New_Capacity_MW | Southern_PGAE_Li_Battery_8hr_79 |  | -1 | -1 | -1 | -1 | -1 | -1 | -1 | -1 | -1 | -1 | -1 | -1 | -1 | -1 | -1 | -1 | -1 | -1 | -1 | -1 | -1 | -1 | -1 | -1 | -1 | -1 | -1 | -1 | -1 | -1 | -1
Northern_California_Li_Battery_8hr_85 | caiso-deliverability | Midway_Q2005_offpeak | Operational_New_Capacity_MW | Northern_California_Li_Battery_8hr_85 |  | -1 | -1 | -1 | -1 | -1 | -1 | -1 | -1 | -1 | -1 | -1 | -1 | -1 | -1 | -1 | -1 | -1 | -1 | -1 | -1 | -1 | -1 | -1 | -1 | -1 | -1 | -1 | -1 | -1 | -1 | -1
Southern_PGAE_Li_Battery_8hr_93 | caiso-deliverability | Midway_Q2005_offpeak | Operational_New_Capacity_MW | Southern_PGAE_Li_Battery_8hr_93 |  | -1 | -1 | -1 | -1 | -1 | -1 | -1 | -1 | -1 | -1 | -1 | -1 | -1 | -1 | -1 | -1 | -1 | -1 | -1 | -1 | -1 | -1 | -1 | -1 | -1 | -1 | -1 | -1 | -1 | -1 | -1
Southern_PGAE_Li_Battery_8hr_98 | caiso-deliverability | Midway_Q2005_offpeak | Operational_New_Capacity_MW | Southern_PGAE_Li_Battery_8hr_98 |  | -1 | -1 | -1 | -1 | -1 | -1 | -1 | -1 | -1 | -1 | -1 | -1 | -1 | -1 | -1 | -1 | -1 | -1 | -1 | -1 | -1 | -1 | -1 | -1 | -1 | -1 | -1 | -1 | -1 | -1 | -1
Southern_PGAE_Li_Battery_8hr_102 | caiso-deliverability | Midway_Q2005_offpeak | Operational_New_Capacity_MW | Southern_PGAE_Li_Battery_8hr_102 |  | -1 | -1 | -1 | -1 | -1 | -1 | -1 | -1 | -1 | -1 | -1 | -1 | -1 | -1 | -1 | -1 | -1 | -1 | -1 | -1 | -1 | -1 | -1 | -1 | -1 | -1 | -1 | -1 | -1 | -1 | -1
Southern_PGAE_Li_Battery_8hr_109 | caiso-deliverability | Midway_Q2005_offpeak | Operational_New_Capacity_MW | Southern_PGAE_Li_Battery_8hr_109 |  | -1 | -1 | -1 | -1 | -1 | -1 | -1 | -1 | -1 | -1 | -1 | -1 | -1 | -1 | -1 | -1 | -1 | -1 | -1 | -1 | -1 | -1 | -1 | -1 | -1 | -1 | -1 | -1 | -1 | -1 | -1
Southern_PGAE_Li_Battery_8hr_117 | caiso-deliverability | Midway_Q2005_offpeak | Operational_New_Capacity_MW | Southern_PGAE_Li_Battery_8hr_117 |  | -1 | -1 | -1 | -1 | -1 | -1 | -1 | -1 | -1 | -1 | -1 | -1 | -1 | -1 | -1 | -1 | -1 | -1 | -1 | -1 | -1 | -1 | -1 | -1 | -1 | -1 | -1 | -1 | -1 | -1 | -1
Southern_PGAE_Li_Battery_8hr_118 | caiso-deliverability | Midway_Q2005_offpeak | Operational_New_Capacity_MW | Southern_PGAE_Li_Battery_8hr_118 |  | -1 | -1 | -1 | -1 | -1 | -1 | -1 | -1 | -1 | -1 | -1 | -1 | -1 | -1 | -1 | -1 | -1 | -1 | -1 | -1 | -1 | -1 | -1 | -1 | -1 | -1 | -1 | -1 | -1 | -1 | -1
Southern_PGAE_Li_Battery_8hr_140 | caiso-deliverability | Midway_Q2005_offpeak | Operational_New_Capacity_MW | Southern_PGAE_Li_Battery_8hr_140 |  | -1 | -1 | -1 | -1 | -1 | -1 | -1 | -1 | -1 | -1 | -1 | -1 | -1 | -1 | -1 | -1 | -1 | -1 | -1 | -1 | -1 | -1 | -1 | -1 | -1 | -1 | -1 | -1 | -1 | -1 | -1
Southern_PGAE_Li_Battery_8hr_151 | caiso-deliverability | Midway_Q2005_offpeak | Operational_New_Capacity_MW | Southern_PGAE_Li_Battery_8hr_151 |  | -1 | -1 | -1 | -1 | -1 | -1 | -1 | -1 | -1 | -1 | -1 | -1 | -1 | -1 | -1 | -1 | -1 | -1 | -1 | -1 | -1 | -1 | -1 | -1 | -1 | -1 | -1 | -1 | -1 | -1 | -1
Southern_PGAE_Li_Battery_8hr_154 | caiso-deliverability | Midway_Q2005_offpeak | Operational_New_Capacity_MW | Southern_PGAE_Li_Battery_8hr_154 |  | -1 | -1 | -1 | -1 | -1 | -1 | -1 | -1 | -1 | -1 | -1 | -1 | -1 | -1 | -1 | -1 | -1 | -1 | -1 | -1 | -1 | -1 | -1 | -1 | -1 | -1 | -1 | -1 | -1 | -1 | -1
Southern_PGAE_Li_Battery_8hr_161 | caiso-deliverability | Midway_Q2005_offpeak | Operational_New_Capacity_MW | Southern_PGAE_Li_Battery_8hr_161 |  | -1 | -1 | -1 | -1 | -1 | -1 | -1 | -1 | -1 | -1 | -1 | -1 | -1 | -1 | -1 | -1 | -1 | -1 | -1 | -1 | -1 | -1 | -1 | -1 | -1 | -1 | -1 | -1 | -1 | -1 | -1
Southern_PGAE_Li_Battery_8hr_162 | caiso-deliverability | Midway_Q2005_offpeak | Operational_New_Capacity_MW | Southern_PGAE_Li_Battery_8hr_162 |  | -1 | -1 | -1 | -1 | -1 | -1 | -1 | -1 | -1 | -1 | -1 | -1 | -1 | -1 | -1 | -1 | -1 | -1 | -1 | -1 | -1 | -1 | -1 | -1 | -1 | -1 | -1 | -1 | -1 | -1 | -1
Southern_PGAE_Li_Battery_8hr_164 | caiso-deliverability | Midway_Q2005_offpeak | Operational_New_Capacity_MW | Southern_PGAE_Li_Battery_8hr_164 |  | -1 | -1 | -1 | -1 | -1 | -1 | -1 | -1 | -1 | -1 | -1 | -1 | -1 | -1 | -1 | -1 | -1 | -1 | -1 | -1 | -1 | -1 | -1 | -1 | -1 | -1 | -1 | -1 | -1 | -1 | -1
Southern_PGAE_Li_Battery_8hr_165 | caiso-deliverability | Midway_Q2005_offpeak | Operational_New_Capacity_MW | Southern_PGAE_Li_Battery_8hr_165 |  | -1 | -1 | -1 | -1 | -1 | -1 | -1 | -1 | -1 | -1 | -1 | -1 | -1 | -1 | -1 | -1 | -1 | -1 | -1 | -1 | -1 | -1 | -1 | -1 | -1 | -1 | -1 | -1 | -1 | -1 | -1
Southern_PGAE_Li_Battery_8hr_168 | caiso-deliverability | Midway_Q2005_offpeak | Operational_New_Capacity_MW | Southern_PGAE_Li_Battery_8hr_168 |  | -1 | -1 | -1 | -1 | -1 | -1 | -1 | -1 | -1 | -1 | -1 | -1 | -1 | -1 | -1 | -1 | -1 | -1 | -1 | -1 | -1 | -1 | -1 | -1 | -1 | -1 | -1 | -1 | -1 | -1 | -1
Southern_PGAE_Li_Battery_8hr_169 | caiso-deliverability | Midway_Q2005_offpeak | Operational_New_Capacity_MW | Southern_PGAE_Li_Battery_8hr_169 |  | -1 | -1 | -1 | -1 | -1 | -1 | -1 | -1 | -1 | -1 | -1 | -1 | -1 | -1 | -1 | -1 | -1 | -1 | -1 | -1 | -1 | -1 | -1 | -1 | -1 | -1 | -1 | -1 | -1 | -1 | -1
Southern_PGAE_Li_Battery_8hr_170 | caiso-deliverability | Midway_Q2005_offpeak | Operational_New_Capacity_MW | Southern_PGAE_Li_Battery_8hr_170 |  | -1 | -1 | -1 | -1 | -1 | -1 | -1 | -1 | -1 | -1 | -1 | -1 | -1 | -1 | -1 | -1 | -1 | -1 | -1 | -1 | -1 | -1 | -1 | -1 | -1 | -1 | -1 | -1 | -1 | -1 | -1
Southern_PGAE_Li_Battery_8hr_174 | caiso-deliverability | Midway_Q2005_offpeak | Operational_New_Capacity_MW | Southern_PGAE_Li_Battery_8hr_174 |  | -1 | -1 | -1 | -1 | -1 | -1 | -1 | -1 | -1 | -1 | -1 | -1 | -1 | -1 | -1 | -1 | -1 | -1 | -1 | -1 | -1 | -1 | -1 | -1 | -1 | -1 | -1 | -1 | -1 | -1 | -1
Southern_PGAE_Li_Battery_8hr_176 | caiso-deliverability | Midway_Q2005_offpeak | Operational_New_Capacity_MW | Southern_PGAE_Li_Battery_8hr_176 |  | -1 | -1 | -1 | -1 | -1 | -1 | -1 | -1 | -1 | -1 | -1 | -1 | -1 | -1 | -1 | -1 | -1 | -1 | -1 | -1 | -1 | -1 | -1 | -1 | -1 | -1 | -1 | -1 | -1 | -1 | -1
Central_Valley_North_Los_Banos_Wind_17 | caiso-deliverability | Midway_Q2005_offpeak | Operational_New_Capacity_MW | Central_Valley_North_Los_Banos_Wind_17 |  | 0.44 | 0.44 | 0.44 | 0.44 | 0.44 | 0.44 | 0.44 | 0.44 | 0.44 | 0.44 | 0.44 | 0.44 | 0.44 | 0.44 | 0.44 | 0.44 | 0.44 | 0.44 | 0.44 | 0.44 | 0.44 | 0.44 | 0.44 | 0.44 | 0.44 | 0.44 | 0.44 | 0.44 | 0.44 | 0.44 | 0.44
Central_Valley_North_Los_Banos_Wind_154 | caiso-deliverability | Midway_Q2005_offpeak | Operational_New_Capacity_MW | Central_Valley_North_Los_Banos_Wind_154 |  | 0.44 | 0.44 | 0.44 | 0.44 | 0.44 | 0.44 | 0.44 | 0.44 | 0.44 | 0.44 | 0.44 | 0.44 | 0.44 | 0.44 | 0.44 | 0.44 | 0.44 | 0.44 | 0.44 | 0.44 | 0.44 | 0.44 | 0.44 | 0.44 | 0.44 | 0.44 | 0.44 | 0.44 | 0.44 | 0.44 | 0.44
Central_Valley_North_Los_Banos_Wind_162 | caiso-deliverability | Midway_Q2005_offpeak | Operational_New_Capacity_MW | Central_Valley_North_Los_Banos_Wind_162 |  | 0.44 | 0.44 | 0.44 | 0.44 | 0.44 | 0.44 | 0.44 | 0.44 | 0.44 | 0.44 | 0.44 | 0.44 | 0.44 | 0.44 | 0.44 | 0.44 | 0.44 | 0.44 | 0.44 | 0.44 | 0.44 | 0.44 | 0.44 | 0.44 | 0.44 | 0.44 | 0.44 | 0.44 | 0.44 | 0.44 | 0.44
Northern_California_Solar_85 | caiso-deliverability | Midway_Q2005_offpeak | Operational_New_Capacity_MW | Northern_California_Solar_85 |  | 0.79 | 0.79 | 0.79 | 0.79 | 0.79 | 0.79 | 0.79 | 0.79 | 0.79 | 0.79 | 0.79 | 0.79 | 0.79 | 0.79 | 0.79 | 0.79 | 0.79 | 0.79 | 0.79 | 0.79 | 0.79 | 0.79 | 0.79 | 0.79 | 0.79 | 0.79 | 0.79 | 0.79 | 0.79 | 0.79 | 0.79
Solano_Wind_85 | caiso-deliverability | Midway_Q2005_offpeak | Operational_New_Capacity_MW | Solano_Wind_85 |  | 0.44 | 0.44 | 0.44 | 0.44 | 0.44 | 0.44 | 0.44 | 0.44 | 0.44 | 0.44 | 0.44 | 0.44 | 0.44 | 0.44 | 0.44 | 0.44 | 0.44 | 0.44 | 0.44 | 0.44 | 0.44 | 0.44 | 0.44 | 0.44 | 0.44 | 0.44 | 0.44 | 0.44 | 0.44 | 0.44 | 0.44
Southern_PGAE_Solar_12 | caiso-deliverability | Midway_Q2005_offpeak | Operational_New_Capacity_MW | Southern_PGAE_Solar_12 |  | 0.79 | 0.79 | 0.79 | 0.79 | 0.79 | 0.79 | 0.79 | 0.79 | 0.79 | 0.79 | 0.79 | 0.79 | 0.79 | 0.79 | 0.79 | 0.79 | 0.79 | 0.79 | 0.79 | 0.79 | 0.79 | 0.79 | 0.79 | 0.79 | 0.79 | 0.79 | 0.79 | 0.79 | 0.79 | 0.79 | 0.79
Southern_PGAE_Solar_17 | caiso-deliverability | Midway_Q2005_offpeak | Operational_New_Capacity_MW | Southern_PGAE_Solar_17 |  | 0.79 | 0.79 | 0.79 | 0.79 | 0.79 | 0.79 | 0.79 | 0.79 | 0.79 | 0.79 | 0.79 | 0.79 | 0.79 | 0.79 | 0.79 | 0.79 | 0.79 | 0.79 | 0.79 | 0.79 | 0.79 | 0.79 | 0.79 | 0.79 | 0.79 | 0.79 | 0.79 | 0.79 | 0.79 | 0.79 | 0.79
Southern_PGAE_Solar_22 | caiso-deliverability | Midway_Q2005_offpeak | Operational_New_Capacity_MW | Southern_PGAE_Solar_22 |  | 0.79 | 0.79 | 0.79 | 0.79 | 0.79 | 0.79 | 0.79 | 0.79 | 0.79 | 0.79 | 0.79 | 0.79 | 0.79 | 0.79 | 0.79 | 0.79 | 0.79 | 0.79 | 0.79 | 0.79 | 0.79 | 0.79 | 0.79 | 0.79 | 0.79 | 0.79 | 0.79 | 0.79 | 0.79 | 0.79 | 0.79
Southern_PGAE_Solar_23 | caiso-deliverability | Midway_Q2005_offpeak | Operational_New_Capacity_MW | Southern_PGAE_Solar_23 |  | 0.79 | 0.79 | 0.79 | 0.79 | 0.79 | 0.79 | 0.79 | 0.79 | 0.79 | 0.79 | 0.79 | 0.79 | 0.79 | 0.79 | 0.79 | 0.79 | 0.79 | 0.79 | 0.79 | 0.79 | 0.79 | 0.79 | 0.79 | 0.79 | 0.79 | 0.79 | 0.79 | 0.79 | 0.79 | 0.79 | 0.79
Southern_PGAE_Solar_24 | caiso-deliverability | Midway_Q2005_offpeak | Operational_New_Capacity_MW | Southern_PGAE_Solar_24 |  | 0.79 | 0.79 | 0.79 | 0.79 | 0.79 | 0.79 | 0.79 | 0.79 | 0.79 | 0.79 | 0.79 | 0.79 | 0.79 | 0.79 | 0.79 | 0.79 | 0.79 | 0.79 | 0.79 | 0.79 | 0.79 | 0.79 | 0.79 | 0.79 | 0.79 | 0.79 | 0.79 | 0.79 | 0.79 | 0.79 | 0.79
Southern_PGAE_Solar_33 | caiso-deliverability | Midway_Q2005_offpeak | Operational_New_Capacity_MW | Southern_PGAE_Solar_33 |  | 0.79 | 0.79 | 0.79 | 0.79 | 0.79 | 0.79 | 0.79 | 0.79 | 0.79 | 0.79 | 0.79 | 0.79 | 0.79 | 0.79 | 0.79 | 0.79 | 0.79 | 0.79 | 0.79 | 0.79 | 0.79 | 0.79 | 0.79 | 0.79 | 0.79 | 0.79 | 0.79 | 0.79 | 0.79 | 0.79 | 0.79
Southern_PGAE_Solar_34 | caiso-deliverability | Midway_Q2005_offpeak | Operational_New_Capacity_MW | Southern_PGAE_Solar_34 |  | 0.79 | 0.79 | 0.79 | 0.79 | 0.79 | 0.79 | 0.79 | 0.79 | 0.79 | 0.79 | 0.79 | 0.79 | 0.79 | 0.79 | 0.79 | 0.79 | 0.79 | 0.79 | 0.79 | 0.79 | 0.79 | 0.79 | 0.79 | 0.79 | 0.79 | 0.79 | 0.79 | 0.79 | 0.79 | 0.79 | 0.79
Southern_PGAE_Solar_37 | caiso-deliverability | Midway_Q2005_offpeak | Operational_New_Capacity_MW | Southern_PGAE_Solar_37 |  | 0.79 | 0.79 | 0.79 | 0.79 | 0.79 | 0.79 | 0.79 | 0.79 | 0.79 | 0.79 | 0.79 | 0.79 | 0.79 | 0.79 | 0.79 | 0.79 | 0.79 | 0.79 | 0.79 | 0.79 | 0.79 | 0.79 | 0.79 | 0.79 | 0.79 | 0.79 | 0.79 | 0.79 | 0.79 | 0.79 | 0.79
Southern_PGAE_Solar_39 | caiso-deliverability | Midway_Q2005_offpeak | Operational_New_Capacity_MW | Southern_PGAE_Solar_39 |  | 0.79 | 0.79 | 0.79 | 0.79 | 0.79 | 0.79 | 0.79 | 0.79 | 0.79 | 0.79 | 0.79 | 0.79 | 0.79 | 0.79 | 0.79 | 0.79 | 0.79 | 0.79 | 0.79 | 0.79 | 0.79 | 0.79 | 0.79 | 0.79 | 0.79 | 0.79 | 0.79 | 0.79 | 0.79 | 0.79 | 0.79
Southern_PGAE_Solar_45 | caiso-deliverability | Midway_Q2005_offpeak | Operational_New_Capacity_MW | Southern_PGAE_Solar_45 |  | 0.79 | 0.79 | 0.79 | 0.79 | 0.79 | 0.79 | 0.79 | 0.79 | 0.79 | 0.79 | 0.79 | 0.79 | 0.79 | 0.79 | 0.79 | 0.79 | 0.79 | 0.79 | 0.79 | 0.79 | 0.79 | 0.79 | 0.79 | 0.79 | 0.79 | 0.79 | 0.79 | 0.79 | 0.79 | 0.79 | 0.79
Southern_PGAE_Solar_46 | caiso-deliverability | Midway_Q2005_offpeak | Operational_New_Capacity_MW | Southern_PGAE_Solar_46 |  | 0.79 | 0.79 | 0.79 | 0.79 | 0.79 | 0.79 | 0.79 | 0.79 | 0.79 | 0.79 | 0.79 | 0.79 | 0.79 | 0.79 | 0.79 | 0.79 | 0.79 | 0.79 | 0.79 | 0.79 | 0.79 | 0.79 | 0.79 | 0.79 | 0.79 | 0.79 | 0.79 | 0.79 | 0.79 | 0.79 | 0.79
Southern_PGAE_Solar_49 | caiso-deliverability | Midway_Q2005_offpeak | Operational_New_Capacity_MW | Southern_PGAE_Solar_49 |  | 0.79 | 0.79 | 0.79 | 0.79 | 0.79 | 0.79 | 0.79 | 0.79 | 0.79 | 0.79 | 0.79 | 0.79 | 0.79 | 0.79 | 0.79 | 0.79 | 0.79 | 0.79 | 0.79 | 0.79 | 0.79 | 0.79 | 0.79 | 0.79 | 0.79 | 0.79 | 0.79 | 0.79 | 0.79 | 0.79 | 0.79
Southern_PGAE_Solar_52 | caiso-deliverability | Midway_Q2005_offpeak | Operational_New_Capacity_MW | Southern_PGAE_Solar_52 |  | 0.79 | 0.79 | 0.79 | 0.79 | 0.79 | 0.79 | 0.79 | 0.79 | 0.79 | 0.79 | 0.79 | 0.79 | 0.79 | 0.79 | 0.79 | 0.79 | 0.79 | 0.79 | 0.79 | 0.79 | 0.79 | 0.79 | 0.79 | 0.79 | 0.79 | 0.79 | 0.79 | 0.79 | 0.79 | 0.79 | 0.79
Southern_PGAE_Solar_61 | caiso-deliverability | Midway_Q2005_offpeak | Operational_New_Capacity_MW | Southern_PGAE_Solar_61 |  | 0.79 | 0.79 | 0.79 | 0.79 | 0.79 | 0.79 | 0.79 | 0.79 | 0.79 | 0.79 | 0.79 | 0.79 | 0.79 | 0.79 | 0.79 | 0.79 | 0.79 | 0.79 | 0.79 | 0.79 | 0.79 | 0.79 | 0.79 | 0.79 | 0.79 | 0.79 | 0.79 | 0.79 | 0.79 | 0.79 | 0.79
Southern_PGAE_Solar_69 | caiso-deliverability | Midway_Q2005_offpeak | Operational_New_Capacity_MW | Southern_PGAE_Solar_69 |  | 0.79 | 0.79 | 0.79 | 0.79 | 0.79 | 0.79 | 0.79 | 0.79 | 0.79 | 0.79 | 0.79 | 0.79 | 0.79 | 0.79 | 0.79 | 0.79 | 0.79 | 0.79 | 0.79 | 0.79 | 0.79 | 0.79 | 0.79 | 0.79 | 0.79 | 0.79 | 0.79 | 0.79 | 0.79 | 0.79 | 0.79
Southern_PGAE_Solar_74 | caiso-deliverability | Midway_Q2005_offpeak | Operational_New_Capacity_MW | Southern_PGAE_Solar_74 |  | 0.79 | 0.79 | 0.79 | 0.79 | 0.79 | 0.79 | 0.79 | 0.79 | 0.79 | 0.79 | 0.79 | 0.79 | 0.79 | 0.79 | 0.79 | 0.79 | 0.79 | 0.79 | 0.79 | 0.79 | 0.79 | 0.79 | 0.79 | 0.79 | 0.79 | 0.79 | 0.79 | 0.79 | 0.79 | 0.79 | 0.79
Southern_PGAE_Solar_75 | caiso-deliverability | Midway_Q2005_offpeak | Operational_New_Capacity_MW | Southern_PGAE_Solar_75 |  | 0.79 | 0.79 | 0.79 | 0.79 | 0.79 | 0.79 | 0.79 | 0.79 | 0.79 | 0.79 | 0.79 | 0.79 | 0.79 | 0.79 | 0.79 | 0.79 | 0.79 | 0.79 | 0.79 | 0.79 | 0.79 | 0.79 | 0.79 | 0.79 | 0.79 | 0.79 | 0.79 | 0.79 | 0.79 | 0.79 | 0.79
Southern_PGAE_Solar_79 | caiso-deliverability | Midway_Q2005_offpeak | Operational_New_Capacity_MW | Southern_PGAE_Solar_79 |  | 0.79 | 0.79 | 0.79 | 0.79 | 0.79 | 0.79 | 0.79 | 0.79 | 0.79 | 0.79 | 0.79 | 0.79 | 0.79 | 0.79 | 0.79 | 0.79 | 0.79 | 0.79 | 0.79 | 0.79 | 0.79 | 0.79 | 0.79 | 0.79 | 0.79 | 0.79 | 0.79 | 0.79 | 0.79 | 0.79 | 0.79
Southern_PGAE_Solar_93 | caiso-deliverability | Midway_Q2005_offpeak | Operational_New_Capacity_MW | Southern_PGAE_Solar_93 |  | 0.79 | 0.79 | 0.79 | 0.79 | 0.79 | 0.79 | 0.79 | 0.79 | 0.79 | 0.79 | 0.79 | 0.79 | 0.79 | 0.79 | 0.79 | 0.79 | 0.79 | 0.79 | 0.79 | 0.79 | 0.79 | 0.79 | 0.79 | 0.79 | 0.79 | 0.79 | 0.79 | 0.79 | 0.79 | 0.79 | 0.79
Southern_PGAE_Solar_98 | caiso-deliverability | Midway_Q2005_offpeak | Operational_New_Capacity_MW | Southern_PGAE_Solar_98 |  | 0.79 | 0.79 | 0.79 | 0.79 | 0.79 | 0.79 | 0.79 | 0.79 | 0.79 | 0.79 | 0.79 | 0.79 | 0.79 | 0.79 | 0.79 | 0.79 | 0.79 | 0.79 | 0.79 | 0.79 | 0.79 | 0.79 | 0.79 | 0.79 | 0.79 | 0.79 | 0.79 | 0.79 | 0.79 | 0.79 | 0.79
Southern_PGAE_Solar_102 | caiso-deliverability | Midway_Q2005_offpeak | Operational_New_Capacity_MW | Southern_PGAE_Solar_102 |  | 0.79 | 0.79 | 0.79 | 0.79 | 0.79 | 0.79 | 0.79 | 0.79 | 0.79 | 0.79 | 0.79 | 0.79 | 0.79 | 0.79 | 0.79 | 0.79 | 0.79 | 0.79 | 0.79 | 0.79 | 0.79 | 0.79 | 0.79 | 0.79 | 0.79 | 0.79 | 0.79 | 0.79 | 0.79 | 0.79 | 0.79
Southern_PGAE_Solar_109 | caiso-deliverability | Midway_Q2005_offpeak | Operational_New_Capacity_MW | Southern_PGAE_Solar_109 |  | 0.79 | 0.79 | 0.79 | 0.79 | 0.79 | 0.79 | 0.79 | 0.79 | 0.79 | 0.79 | 0.79 | 0.79 | 0.79 | 0.79 | 0.79 | 0.79 | 0.79 | 0.79 | 0.79 | 0.79 | 0.79 | 0.79 | 0.79 | 0.79 | 0.79 | 0.79 | 0.79 | 0.79 | 0.79 | 0.79 | 0.79
Southern_PGAE_Solar_117 | caiso-deliverability | Midway_Q2005_offpeak | Operational_New_Capacity_MW | Southern_PGAE_Solar_117 |  | 0.79 | 0.79 | 0.79 | 0.79 | 0.79 | 0.79 | 0.79 | 0.79 | 0.79 | 0.79 | 0.79 | 0.79 | 0.79 | 0.79 | 0.79 | 0.79 | 0.79 | 0.79 | 0.79 | 0.79 | 0.79 | 0.79 | 0.79 | 0.79 | 0.79 | 0.79 | 0.79 | 0.79 | 0.79 | 0.79 | 0.79
Southern_PGAE_Solar_118 | caiso-deliverability | Midway_Q2005_offpeak | Operational_New_Capacity_MW | Southern_PGAE_Solar_118 |  | 0.79 | 0.79 | 0.79 | 0.79 | 0.79 | 0.79 | 0.79 | 0.79 | 0.79 | 0.79 | 0.79 | 0.79 | 0.79 | 0.79 | 0.79 | 0.79 | 0.79 | 0.79 | 0.79 | 0.79 | 0.79 | 0.79 | 0.79 | 0.79 | 0.79 | 0.79 | 0.79 | 0.79 | 0.79 | 0.79 | 0.79
Southern_PGAE_Solar_140 | caiso-deliverability | Midway_Q2005_offpeak | Operational_New_Capacity_MW | Southern_PGAE_Solar_140 |  | 0.79 | 0.79 | 0.79 | 0.79 | 0.79 | 0.79 | 0.79 | 0.79 | 0.79 | 0.79 | 0.79 | 0.79 | 0.79 | 0.79 | 0.79 | 0.79 | 0.79 | 0.79 | 0.79 | 0.79 | 0.79 | 0.79 | 0.79 | 0.79 | 0.79 | 0.79 | 0.79 | 0.79 | 0.79 | 0.79 | 0.79
Southern_PGAE_Solar_151 | caiso-deliverability | Midway_Q2005_offpeak | Operational_New_Capacity_MW | Southern_PGAE_Solar_151 |  | 0.79 | 0.79 | 0.79 | 0.79 | 0.79 | 0.79 | 0.79 | 0.79 | 0.79 | 0.79 | 0.79 | 0.79 | 0.79 | 0.79 | 0.79 | 0.79 | 0.79 | 0.79 | 0.79 | 0.79 | 0.79 | 0.79 | 0.79 | 0.79 | 0.79 | 0.79 | 0.79 | 0.79 | 0.79 | 0.79 | 0.79
Southern_PGAE_Solar_154 | caiso-deliverability | Midway_Q2005_offpeak | Operational_New_Capacity_MW | Southern_PGAE_Solar_154 |  | 0.79 | 0.79 | 0.79 | 0.79 | 0.79 | 0.79 | 0.79 | 0.79 | 0.79 | 0.79 | 0.79 | 0.79 | 0.79 | 0.79 | 0.79 | 0.79 | 0.79 | 0.79 | 0.79 | 0.79 | 0.79 | 0.79 | 0.79 | 0.79 | 0.79 | 0.79 | 0.79 | 0.79 | 0.79 | 0.79 | 0.79
Southern_PGAE_Solar_161 | caiso-deliverability | Midway_Q2005_offpeak | Operational_New_Capacity_MW | Southern_PGAE_Solar_161 |  | 0.79 | 0.79 | 0.79 | 0.79 | 0.79 | 0.79 | 0.79 | 0.79 | 0.79 | 0.79 | 0.79 | 0.79 | 0.79 | 0.79 | 0.79 | 0.79 | 0.79 | 0.79 | 0.79 | 0.79 | 0.79 | 0.79 | 0.79 | 0.79 | 0.79 | 0.79 | 0.79 | 0.79 | 0.79 | 0.79 | 0.79
Southern_PGAE_Solar_162 | caiso-deliverability | Midway_Q2005_offpeak | Operational_New_Capacity_MW | Southern_PGAE_Solar_162 |  | 0.79 | 0.79 | 0.79 | 0.79 | 0.79 | 0.79 | 0.79 | 0.79 | 0.79 | 0.79 | 0.79 | 0.79 | 0.79 | 0.79 | 0.79 | 0.79 | 0.79 | 0.79 | 0.79 | 0.79 | 0.79 | 0.79 | 0.79 | 0.79 | 0.79 | 0.79 | 0.79 | 0.79 | 0.79 | 0.79 | 0.79
Southern_PGAE_Solar_164 | caiso-deliverability | Midway_Q2005_offpeak | Operational_New_Capacity_MW | Southern_PGAE_Solar_164 |  | 0.79 | 0.79 | 0.79 | 0.79 | 0.79 | 0.79 | 0.79 | 0.79 | 0.79 | 0.79 | 0.79 | 0.79 | 0.79 | 0.79 | 0.79 | 0.79 | 0.79 | 0.79 | 0.79 | 0.79 | 0.79 | 0.79 | 0.79 | 0.79 | 0.79 | 0.79 | 0.79 | 0.79 | 0.79 | 0.79 | 0.79
Southern_PGAE_Solar_165 | caiso-deliverability | Midway_Q2005_offpeak | Operational_New_Capacity_MW | Southern_PGAE_Solar_165 |  | 0.79 | 0.79 | 0.79 | 0.79 | 0.79 | 0.79 | 0.79 | 0.79 | 0.79 | 0.79 | 0.79 | 0.79 | 0.79 | 0.79 | 0.79 | 0.79 | 0.79 | 0.79 | 0.79 | 0.79 | 0.79 | 0.79 | 0.79 | 0.79 | 0.79 | 0.79 | 0.79 | 0.79 | 0.79 | 0.79 | 0.79
Southern_PGAE_Solar_168 | caiso-deliverability | Midway_Q2005_offpeak | Operational_New_Capacity_MW | Southern_PGAE_Solar_168 |  | 0.79 | 0.79 | 0.79 | 0.79 | 0.79 | 0.79 | 0.79 | 0.79 | 0.79 | 0.79 | 0.79 | 0.79 | 0.79 | 0.79 | 0.79 | 0.79 | 0.79 | 0.79 | 0.79 | 0.79 | 0.79 | 0.79 | 0.79 | 0.79 | 0.79 | 0.79 | 0.79 | 0.79 | 0.79 | 0.79 | 0.79
Southern_PGAE_Solar_169 | caiso-deliverability | Midway_Q2005_offpeak | Operational_New_Capacity_MW | Southern_PGAE_Solar_169 |  | 0.79 | 0.79 | 0.79 | 0.79 | 0.79 | 0.79 | 0.79 | 0.79 | 0.79 | 0.79 | 0.79 | 0.79 | 0.79 | 0.79 | 0.79 | 0.79 | 0.79 | 0.79 | 0.79 | 0.79 | 0.79 | 0.79 | 0.79 | 0.79 | 0.79 | 0.79 | 0.79 | 0.79 | 0.79 | 0.79 | 0.79
Southern_PGAE_Solar_170 | caiso-deliverability | Midway_Q2005_offpeak | Operational_New_Capacity_MW | Southern_PGAE_Solar_170 |  | 0.79 | 0.79 | 0.79 | 0.79 | 0.79 | 0.79 | 0.79 | 0.79 | 0.79 | 0.79 | 0.79 | 0.79 | 0.79 | 0.79 | 0.79 | 0.79 | 0.79 | 0.79 | 0.79 | 0.79 | 0.79 | 0.79 | 0.79 | 0.79 | 0.79 | 0.79 | 0.79 | 0.79 | 0.79 | 0.79 | 0.79
Southern_PGAE_Solar_174 | caiso-deliverability | Midway_Q2005_offpeak | Operational_New_Capacity_MW | Southern_PGAE_Solar_174 |  | 0.79 | 0.79 | 0.79 | 0.79 | 0.79 | 0.79 | 0.79 | 0.79 | 0.79 | 0.79 | 0.79 | 0.79 | 0.79 | 0.79 | 0.79 | 0.79 | 0.79 | 0.79 | 0.79 | 0.79 | 0.79 | 0.79 | 0.79 | 0.79 | 0.79 | 0.79 | 0.79 | 0.79 | 0.79 | 0.79 | 0.79
Southern_PGAE_Solar_176 | caiso-deliverability | Midway_Q2005_offpeak | Operational_New_Capacity_MW | Southern_PGAE_Solar_176 |  | 0.79 | 0.79 | 0.79 | 0.79 | 0.79 | 0.79 | 0.79 | 0.79 | 0.79 | 0.79 | 0.79 | 0.79 | 0.79 | 0.79 | 0.79 | 0.79 | 0.79 | 0.79 | 0.79 | 0.79 | 0.79 | 0.79 | 0.79 | 0.79 | 0.79 | 0.79 | 0.79 | 0.79 | 0.79 | 0.79 | 0.79
Midway_Q2005_group | caiso-deliverability | Midway_Q2005_offpeak | Operational_New_Capacity_MW | Midway_Q2005_group |  | -0.056953 | -0.056953 | -0.056953 | -0.056953 | -0.056953 | -0.056953 | -0.056953 | -0.056953 | -0.056953 | -0.056953 | -0.056953 | -0.056953 | -0.056953 | -0.056953 | -0.056953 | -0.056953 | -0.056953 | -0.056953 | -0.056953 | -0.056953 | -0.056953 | -0.056953 | -0.056953 | -0.056953 | -0.056953 | -0.056953 | -0.056953 | -0.056953 | -0.056953 | -0.056953 | -0.056953
Southern_PGAE_Adiabatic_CAES_12 | caiso-deliverability | Midway_Q2005_SSN | Reliability_Capacity_In_Model_Year | System RA | Southern_PGAE_Adiabatic_CAES_12 | 0.5 | 0.5 | 0.5 | 0.5 | 0.5 | 0.5 | 0.5 | 0.5 | 0.5 | 0.5 | 0.5 | 0.5 | 0.5 | 0.5 | 0.5 | 0.5 | 0.5 | 0.5 | 0.5 | 0.5 | 0.5 | 0.5 | 0.5 | 0.5 | 0.5 | 0.5 | 0.5 | 0.5 | 0.5 | 0.5 | 0.5
Southern_PGAE_Flow_Battery_12 | caiso-deliverability | Midway_Q2005_SSN | Reliability_Capacity_In_Model_Year | System RA | Southern_PGAE_Flow_Battery_12 | 0.5 | 0.5 | 0.5 | 0.5 | 0.5 | 0.5 | 0.5 | 0.5 | 0.5 | 0.5 | 0.5 | 0.5 | 0.5 | 0.5 | 0.5 | 0.5 | 0.5 | 0.5 | 0.5 | 0.5 | 0.5 | 0.5 | 0.5 | 0.5 | 0.5 | 0.5 | 0.5 | 0.5 | 0.5 | 0.5 | 0.5
Southern_PGAE_Flow_Battery_17 | caiso-deliverability | Midway_Q2005_SSN | Reliability_Capacity_In_Model_Year | System RA | Southern_PGAE_Flow_Battery_17 | 0.5 | 0.5 | 0.5 | 0.5 | 0.5 | 0.5 | 0.5 | 0.5 | 0.5 | 0.5 | 0.5 | 0.5 | 0.5 | 0.5 | 0.5 | 0.5 | 0.5 | 0.5 | 0.5 | 0.5 | 0.5 | 0.5 | 0.5 | 0.5 | 0.5 | 0.5 | 0.5 | 0.5 | 0.5 | 0.5 | 0.5
Southern_PGAE_Flow_Battery_22 | caiso-deliverability | Midway_Q2005_SSN | Reliability_Capacity_In_Model_Year | System RA | Southern_PGAE_Flow_Battery_22 | 0.5 | 0.5 | 0.5 | 0.5 | 0.5 | 0.5 | 0.5 | 0.5 | 0.5 | 0.5 | 0.5 | 0.5 | 0.5 | 0.5 | 0.5 | 0.5 | 0.5 | 0.5 | 0.5 | 0.5 | 0.5 | 0.5 | 0.5 | 0.5 | 0.5 | 0.5 | 0.5 | 0.5 | 0.5 | 0.5 | 0.5
Southern_PGAE_Flow_Battery_23 | caiso-deliverability | Midway_Q2005_SSN | Reliability_Capacity_In_Model_Year | System RA | Southern_PGAE_Flow_Battery_23 | 0.5 | 0.5 | 0.5 | 0.5 | 0.5 | 0.5 | 0.5 | 0.5 | 0.5 | 0.5 | 0.5 | 0.5 | 0.5 | 0.5 | 0.5 | 0.5 | 0.5 | 0.5 | 0.5 | 0.5 | 0.5 | 0.5 | 0.5 | 0.5 | 0.5 | 0.5 | 0.5 | 0.5 | 0.5 | 0.5 | 0.5
Southern_PGAE_Flow_Battery_24 | caiso-deliverability | Midway_Q2005_SSN | Reliability_Capacity_In_Model_Year | System RA | Southern_PGAE_Flow_Battery_24 | 0.5 | 0.5 | 0.5 | 0.5 | 0.5 | 0.5 | 0.5 | 0.5 | 0.5 | 0.5 | 0.5 | 0.5 | 0.5 | 0.5 | 0.5 | 0.5 | 0.5 | 0.5 | 0.5 | 0.5 | 0.5 | 0.5 | 0.5 | 0.5 | 0.5 | 0.5 | 0.5 | 0.5 | 0.5 | 0.5 | 0.5
Southern_PGAE_Flow_Battery_33 | caiso-deliverability | Midway_Q2005_SSN | Reliability_Capacity_In_Model_Year | System RA | Southern_PGAE_Flow_Battery_33 | 0.5 | 0.5 | 0.5 | 0.5 | 0.5 | 0.5 | 0.5 | 0.5 | 0.5 | 0.5 | 0.5 | 0.5 | 0.5 | 0.5 | 0.5 | 0.5 | 0.5 | 0.5 | 0.5 | 0.5 | 0.5 | 0.5 | 0.5 | 0.5 | 0.5 | 0.5 | 0.5 | 0.5 | 0.5 | 0.5 | 0.5
Southern_PGAE_Flow_Battery_34 | caiso-deliverability | Midway_Q2005_SSN | Reliability_Capacity_In_Model_Year | System RA | Southern_PGAE_Flow_Battery_34 | 0.5 | 0.5 | 0.5 | 0.5 | 0.5 | 0.5 | 0.5 | 0.5 | 0.5 | 0.5 | 0.5 | 0.5 | 0.5 | 0.5 | 0.5 | 0.5 | 0.5 | 0.5 | 0.5 | 0.5 | 0.5 | 0.5 | 0.5 | 0.5 | 0.5 | 0.5 | 0.5 | 0.5 | 0.5 | 0.5 | 0.5
Southern_PGAE_Flow_Battery_37 | caiso-deliverability | Midway_Q2005_SSN | Reliability_Capacity_In_Model_Year | System RA | Southern_PGAE_Flow_Battery_37 | 0.5 | 0.5 | 0.5 | 0.5 | 0.5 | 0.5 | 0.5 | 0.5 | 0.5 | 0.5 | 0.5 | 0.5 | 0.5 | 0.5 | 0.5 | 0.5 | 0.5 | 0.5 | 0.5 | 0.5 | 0.5 | 0.5 | 0.5 | 0.5 | 0.5 | 0.5 | 0.5 | 0.5 | 0.5 | 0.5 | 0.5
Southern_PGAE_Flow_Battery_39 | caiso-deliverability | Midway_Q2005_SSN | Reliability_Capacity_In_Model_Year | System RA | Southern_PGAE_Flow_Battery_39 | 0.5 | 0.5 | 0.5 | 0.5 | 0.5 | 0.5 | 0.5 | 0.5 | 0.5 | 0.5 | 0.5 | 0.5 | 0.5 | 0.5 | 0.5 | 0.5 | 0.5 | 0.5 | 0.5 | 0.5 | 0.5 | 0.5 | 0.5 | 0.5 | 0.5 | 0.5 | 0.5 | 0.5 | 0.5 | 0.5 | 0.5
Southern_PGAE_Flow_Battery_45 | caiso-deliverability | Midway_Q2005_SSN | Reliability_Capacity_In_Model_Year | System RA | Southern_PGAE_Flow_Battery_45 | 0.5 | 0.5 | 0.5 | 0.5 | 0.5 | 0.5 | 0.5 | 0.5 | 0.5 | 0.5 | 0.5 | 0.5 | 0.5 | 0.5 | 0.5 | 0.5 | 0.5 | 0.5 | 0.5 | 0.5 | 0.5 | 0.5 | 0.5 | 0.5 | 0.5 | 0.5 | 0.5 | 0.5 | 0.5 | 0.5 | 0.5
Southern_PGAE_Flow_Battery_46 | caiso-deliverability | Midway_Q2005_SSN | Reliability_Capacity_In_Model_Year | System RA | Southern_PGAE_Flow_Battery_46 | 0.5 | 0.5 | 0.5 | 0.5 | 0.5 | 0.5 | 0.5 | 0.5 | 0.5 | 0.5 | 0.5 | 0.5 | 0.5 | 0.5 | 0.5 | 0.5 | 0.5 | 0.5 | 0.5 | 0.5 | 0.5 | 0.5 | 0.5 | 0.5 | 0.5 | 0.5 | 0.5 | 0.5 | 0.5 | 0.5 | 0.5
Southern_PGAE_Flow_Battery_49 | caiso-deliverability | Midway_Q2005_SSN | Reliability_Capacity_In_Model_Year | System RA | Southern_PGAE_Flow_Battery_49 | 0.5 | 0.5 | 0.5 | 0.5 | 0.5 | 0.5 | 0.5 | 0.5 | 0.5 | 0.5 | 0.5 | 0.5 | 0.5 | 0.5 | 0.5 | 0.5 | 0.5 | 0.5 | 0.5 | 0.5 | 0.5 | 0.5 | 0.5 | 0.5 | 0.5 | 0.5 | 0.5 | 0.5 | 0.5 | 0.5 | 0.5
Southern_PGAE_Flow_Battery_52 | caiso-deliverability | Midway_Q2005_SSN | Reliability_Capacity_In_Model_Year | System RA | Southern_PGAE_Flow_Battery_52 | 0.5 | 0.5 | 0.5 | 0.5 | 0.5 | 0.5 | 0.5 | 0.5 | 0.5 | 0.5 | 0.5 | 0.5 | 0.5 | 0.5 | 0.5 | 0.5 | 0.5 | 0.5 | 0.5 | 0.5 | 0.5 | 0.5 | 0.5 | 0.5 | 0.5 | 0.5 | 0.5 | 0.5 | 0.5 | 0.5 | 0.5
Southern_PGAE_Flow_Battery_61 | caiso-deliverability | Midway_Q2005_SSN | Reliability_Capacity_In_Model_Year | System RA | Southern_PGAE_Flow_Battery_61 | 0.5 | 0.5 | 0.5 | 0.5 | 0.5 | 0.5 | 0.5 | 0.5 | 0.5 | 0.5 | 0.5 | 0.5 | 0.5 | 0.5 | 0.5 | 0.5 | 0.5 | 0.5 | 0.5 | 0.5 | 0.5 | 0.5 | 0.5 | 0.5 | 0.5 | 0.5 | 0.5 | 0.5 | 0.5 | 0.5 | 0.5
Southern_PGAE_Flow_Battery_69 | caiso-deliverability | Midway_Q2005_SSN | Reliability_Capacity_In_Model_Year | System RA | Southern_PGAE_Flow_Battery_69 | 0.5 | 0.5 | 0.5 | 0.5 | 0.5 | 0.5 | 0.5 | 0.5 | 0.5 | 0.5 | 0.5 | 0.5 | 0.5 | 0.5 | 0.5 | 0.5 | 0.5 | 0.5 | 0.5 | 0.5 | 0.5 | 0.5 | 0.5 | 0.5 | 0.5 | 0.5 | 0.5 | 0.5 | 0.5 | 0.5 | 0.5
Southern_PGAE_Flow_Battery_74 | caiso-deliverability | Midway_Q2005_SSN | Reliability_Capacity_In_Model_Year | System RA | Southern_PGAE_Flow_Battery_74 | 0.5 | 0.5 | 0.5 | 0.5 | 0.5 | 0.5 | 0.5 | 0.5 | 0.5 | 0.5 | 0.5 | 0.5 | 0.5 | 0.5 | 0.5 | 0.5 | 0.5 | 0.5 | 0.5 | 0.5 | 0.5 | 0.5 | 0.5 | 0.5 | 0.5 | 0.5 | 0.5 | 0.5 | 0.5 | 0.5 | 0.5
Southern_PGAE_Flow_Battery_75 | caiso-deliverability | Midway_Q2005_SSN | Reliability_Capacity_In_Model_Year | System RA | Southern_PGAE_Flow_Battery_75 | 0.5 | 0.5 | 0.5 | 0.5 | 0.5 | 0.5 | 0.5 | 0.5 | 0.5 | 0.5 | 0.5 | 0.5 | 0.5 | 0.5 | 0.5 | 0.5 | 0.5 | 0.5 | 0.5 | 0.5 | 0.5 | 0.5 | 0.5 | 0.5 | 0.5 | 0.5 | 0.5 | 0.5 | 0.5 | 0.5 | 0.5
Southern_PGAE_Flow_Battery_79 | caiso-deliverability | Midway_Q2005_SSN | Reliability_Capacity_In_Model_Year | System RA | Southern_PGAE_Flow_Battery_79 | 0.5 | 0.5 | 0.5 | 0.5 | 0.5 | 0.5 | 0.5 | 0.5 | 0.5 | 0.5 | 0.5 | 0.5 | 0.5 | 0.5 | 0.5 | 0.5 | 0.5 | 0.5 | 0.5 | 0.5 | 0.5 | 0.5 | 0.5 | 0.5 | 0.5 | 0.5 | 0.5 | 0.5 | 0.5 | 0.5 | 0.5
Northern_California_Flow_Battery_85 | caiso-deliverability | Midway_Q2005_SSN | Reliability_Capacity_In_Model_Year | System RA | Northern_California_Flow_Battery_85 | 0.5 | 0.5 | 0.5 | 0.5 | 0.5 | 0.5 | 0.5 | 0.5 | 0.5 | 0.5 | 0.5 | 0.5 | 0.5 | 0.5 | 0.5 | 0.5 | 0.5 | 0.5 | 0.5 | 0.5 | 0.5 | 0.5 | 0.5 | 0.5 | 0.5 | 0.5 | 0.5 | 0.5 | 0.5 | 0.5 | 0.5
Southern_PGAE_Flow_Battery_93 | caiso-deliverability | Midway_Q2005_SSN | Reliability_Capacity_In_Model_Year | System RA | Southern_PGAE_Flow_Battery_93 | 0.5 | 0.5 | 0.5 | 0.5 | 0.5 | 0.5 | 0.5 | 0.5 | 0.5 | 0.5 | 0.5 | 0.5 | 0.5 | 0.5 | 0.5 | 0.5 | 0.5 | 0.5 | 0.5 | 0.5 | 0.5 | 0.5 | 0.5 | 0.5 | 0.5 | 0.5 | 0.5 | 0.5 | 0.5 | 0.5 | 0.5
Southern_PGAE_Flow_Battery_98 | caiso-deliverability | Midway_Q2005_SSN | Reliability_Capacity_In_Model_Year | System RA | Southern_PGAE_Flow_Battery_98 | 0.5 | 0.5 | 0.5 | 0.5 | 0.5 | 0.5 | 0.5 | 0.5 | 0.5 | 0.5 | 0.5 | 0.5 | 0.5 | 0.5 | 0.5 | 0.5 | 0.5 | 0.5 | 0.5 | 0.5 | 0.5 | 0.5 | 0.5 | 0.5 | 0.5 | 0.5 | 0.5 | 0.5 | 0.5 | 0.5 | 0.5
Southern_PGAE_Flow_Battery_102 | caiso-deliverability | Midway_Q2005_SSN | Reliability_Capacity_In_Model_Year | System RA | Southern_PGAE_Flow_Battery_102 | 0.5 | 0.5 | 0.5 | 0.5 | 0.5 | 0.5 | 0.5 | 0.5 | 0.5 | 0.5 | 0.5 | 0.5 | 0.5 | 0.5 | 0.5 | 0.5 | 0.5 | 0.5 | 0.5 | 0.5 | 0.5 | 0.5 | 0.5 | 0.5 | 0.5 | 0.5 | 0.5 | 0.5 | 0.5 | 0.5 | 0.5
Southern_PGAE_Flow_Battery_109 | caiso-deliverability | Midway_Q2005_SSN | Reliability_Capacity_In_Model_Year | System RA | Southern_PGAE_Flow_Battery_109 | 0.5 | 0.5 | 0.5 | 0.5 | 0.5 | 0.5 | 0.5 | 0.5 | 0.5 | 0.5 | 0.5 | 0.5 | 0.5 | 0.5 | 0.5 | 0.5 | 0.5 | 0.5 | 0.5 | 0.5 | 0.5 | 0.5 | 0.5 | 0.5 | 0.5 | 0.5 | 0.5 | 0.5 | 0.5 | 0.5 | 0.5
Southern_PGAE_Flow_Battery_117 | caiso-deliverability | Midway_Q2005_SSN | Reliability_Capacity_In_Model_Year | System RA | Southern_PGAE_Flow_Battery_117 | 0.5 | 0.5 | 0.5 | 0.5 | 0.5 | 0.5 | 0.5 | 0.5 | 0.5 | 0.5 | 0.5 | 0.5 | 0.5 | 0.5 | 0.5 | 0.5 | 0.5 | 0.5 | 0.5 | 0.5 | 0.5 | 0.5 | 0.5 | 0.5 | 0.5 | 0.5 | 0.5 | 0.5 | 0.5 | 0.5 | 0.5
Southern_PGAE_Flow_Battery_118 | caiso-deliverability | Midway_Q2005_SSN | Reliability_Capacity_In_Model_Year | System RA | Southern_PGAE_Flow_Battery_118 | 0.5 | 0.5 | 0.5 | 0.5 | 0.5 | 0.5 | 0.5 | 0.5 | 0.5 | 0.5 | 0.5 | 0.5 | 0.5 | 0.5 | 0.5 | 0.5 | 0.5 | 0.5 | 0.5 | 0.5 | 0.5 | 0.5 | 0.5 | 0.5 | 0.5 | 0.5 | 0.5 | 0.5 | 0.5 | 0.5 | 0.5
Southern_PGAE_Flow_Battery_140 | caiso-deliverability | Midway_Q2005_SSN | Reliability_Capacity_In_Model_Year | System RA | Southern_PGAE_Flow_Battery_140 | 0.5 | 0.5 | 0.5 | 0.5 | 0.5 | 0.5 | 0.5 | 0.5 | 0.5 | 0.5 | 0.5 | 0.5 | 0.5 | 0.5 | 0.5 | 0.5 | 0.5 | 0.5 | 0.5 | 0.5 | 0.5 | 0.5 | 0.5 | 0.5 | 0.5 | 0.5 | 0.5 | 0.5 | 0.5 | 0.5 | 0.5
Southern_PGAE_Flow_Battery_151 | caiso-deliverability | Midway_Q2005_SSN | Reliability_Capacity_In_Model_Year | System RA | Southern_PGAE_Flow_Battery_151 | 0.5 | 0.5 | 0.5 | 0.5 | 0.5 | 0.5 | 0.5 | 0.5 | 0.5 | 0.5 | 0.5 | 0.5 | 0.5 | 0.5 | 0.5 | 0.5 | 0.5 | 0.5 | 0.5 | 0.5 | 0.5 | 0.5 | 0.5 | 0.5 | 0.5 | 0.5 | 0.5 | 0.5 | 0.5 | 0.5 | 0.5
Southern_PGAE_Flow_Battery_154 | caiso-deliverability | Midway_Q2005_SSN | Reliability_Capacity_In_Model_Year | System RA | Southern_PGAE_Flow_Battery_154 | 0.5 | 0.5 | 0.5 | 0.5 | 0.5 | 0.5 | 0.5 | 0.5 | 0.5 | 0.5 | 0.5 | 0.5 | 0.5 | 0.5 | 0.5 | 0.5 | 0.5 | 0.5 | 0.5 | 0.5 | 0.5 | 0.5 | 0.5 | 0.5 | 0.5 | 0.5 | 0.5 | 0.5 | 0.5 | 0.5 | 0.5
Southern_PGAE_Flow_Battery_161 | caiso-deliverability | Midway_Q2005_SSN | Reliability_Capacity_In_Model_Year | System RA | Southern_PGAE_Flow_Battery_161 | 0.5 | 0.5 | 0.5 | 0.5 | 0.5 | 0.5 | 0.5 | 0.5 | 0.5 | 0.5 | 0.5 | 0.5 | 0.5 | 0.5 | 0.5 | 0.5 | 0.5 | 0.5 | 0.5 | 0.5 | 0.5 | 0.5 | 0.5 | 0.5 | 0.5 | 0.5 | 0.5 | 0.5 | 0.5 | 0.5 | 0.5
Southern_PGAE_Flow_Battery_162 | caiso-deliverability | Midway_Q2005_SSN | Reliability_Capacity_In_Model_Year | System RA | Southern_PGAE_Flow_Battery_162 | 0.5 | 0.5 | 0.5 | 0.5 | 0.5 | 0.5 | 0.5 | 0.5 | 0.5 | 0.5 | 0.5 | 0.5 | 0.5 | 0.5 | 0.5 | 0.5 | 0.5 | 0.5 | 0.5 | 0.5 | 0.5 | 0.5 | 0.5 | 0.5 | 0.5 | 0.5 | 0.5 | 0.5 | 0.5 | 0.5 | 0.5
Southern_PGAE_Flow_Battery_164 | caiso-deliverability | Midway_Q2005_SSN | Reliability_Capacity_In_Model_Year | System RA | Southern_PGAE_Flow_Battery_164 | 0.5 | 0.5 | 0.5 | 0.5 | 0.5 | 0.5 | 0.5 | 0.5 | 0.5 | 0.5 | 0.5 | 0.5 | 0.5 | 0.5 | 0.5 | 0.5 | 0.5 | 0.5 | 0.5 | 0.5 | 0.5 | 0.5 | 0.5 | 0.5 | 0.5 | 0.5 | 0.5 | 0.5 | 0.5 | 0.5 | 0.5
Southern_PGAE_Flow_Battery_165 | caiso-deliverability | Midway_Q2005_SSN | Reliability_Capacity_In_Model_Year | System RA | Southern_PGAE_Flow_Battery_165 | 0.5 | 0.5 | 0.5 | 0.5 | 0.5 | 0.5 | 0.5 | 0.5 | 0.5 | 0.5 | 0.5 | 0.5 | 0.5 | 0.5 | 0.5 | 0.5 | 0.5 | 0.5 | 0.5 | 0.5 | 0.5 | 0.5 | 0.5 | 0.5 | 0.5 | 0.5 | 0.5 | 0.5 | 0.5 | 0.5 | 0.5
Southern_PGAE_Flow_Battery_168 | caiso-deliverability | Midway_Q2005_SSN | Reliability_Capacity_In_Model_Year | System RA | Southern_PGAE_Flow_Battery_168 | 0.5 | 0.5 | 0.5 | 0.5 | 0.5 | 0.5 | 0.5 | 0.5 | 0.5 | 0.5 | 0.5 | 0.5 | 0.5 | 0.5 | 0.5 | 0.5 | 0.5 | 0.5 | 0.5 | 0.5 | 0.5 | 0.5 | 0.5 | 0.5 | 0.5 | 0.5 | 0.5 | 0.5 | 0.5 | 0.5 | 0.5
Southern_PGAE_Flow_Battery_169 | caiso-deliverability | Midway_Q2005_SSN | Reliability_Capacity_In_Model_Year | System RA | Southern_PGAE_Flow_Battery_169 | 0.5 | 0.5 | 0.5 | 0.5 | 0.5 | 0.5 | 0.5 | 0.5 | 0.5 | 0.5 | 0.5 | 0.5 | 0.5 | 0.5 | 0.5 | 0.5 | 0.5 | 0.5 | 0.5 | 0.5 | 0.5 | 0.5 | 0.5 | 0.5 | 0.5 | 0.5 | 0.5 | 0.5 | 0.5 | 0.5 | 0.5
Southern_PGAE_Flow_Battery_170 | caiso-deliverability | Midway_Q2005_SSN | Reliability_Capacity_In_Model_Year | System RA | Southern_PGAE_Flow_Battery_170 | 0.5 | 0.5 | 0.5 | 0.5 | 0.5 | 0.5 | 0.5 | 0.5 | 0.5 | 0.5 | 0.5 | 0.5 | 0.5 | 0.5 | 0.5 | 0.5 | 0.5 | 0.5 | 0.5 | 0.5 | 0.5 | 0.5 | 0.5 | 0.5 | 0.5 | 0.5 | 0.5 | 0.5 | 0.5 | 0.5 | 0.5
Southern_PGAE_Flow_Battery_174 | caiso-deliverability | Midway_Q2005_SSN | Reliability_Capacity_In_Model_Year | System RA | Southern_PGAE_Flow_Battery_174 | 0.5 | 0.5 | 0.5 | 0.5 | 0.5 | 0.5 | 0.5 | 0.5 | 0.5 | 0.5 | 0.5 | 0.5 | 0.5 | 0.5 | 0.5 | 0.5 | 0.5 | 0.5 | 0.5 | 0.5 | 0.5 | 0.5 | 0.5 | 0.5 | 0.5 | 0.5 | 0.5 | 0.5 | 0.5 | 0.5 | 0.5
Southern_PGAE_Flow_Battery_176 | caiso-deliverability | Midway_Q2005_SSN | Reliability_Capacity_In_Model_Year | System RA | Southern_PGAE_Flow_Battery_176 | 0.5 | 0.5 | 0.5 | 0.5 | 0.5 | 0.5 | 0.5 | 0.5 | 0.5 | 0.5 | 0.5 | 0.5 | 0.5 | 0.5 | 0.5 | 0.5 | 0.5 | 0.5 | 0.5 | 0.5 | 0.5 | 0.5 | 0.5 | 0.5 | 0.5 | 0.5 | 0.5 | 0.5 | 0.5 | 0.5 | 0.5
Southern_PGAE_Li_Battery_4hr_12 | caiso-deliverability | Midway_Q2005_SSN | Reliability_Capacity_In_Model_Year | System RA | Southern_PGAE_Li_Battery_4hr_12 | 0.5 | 0.5 | 0.5 | 0.5 | 0.5 | 0.5 | 0.5 | 0.5 | 0.5 | 0.5 | 0.5 | 0.5 | 0.5 | 0.5 | 0.5 | 0.5 | 0.5 | 0.5 | 0.5 | 0.5 | 0.5 | 0.5 | 0.5 | 0.5 | 0.5 | 0.5 | 0.5 | 0.5 | 0.5 | 0.5 | 0.5
Southern_PGAE_Li_Battery_4hr_17 | caiso-deliverability | Midway_Q2005_SSN | Reliability_Capacity_In_Model_Year | System RA | Southern_PGAE_Li_Battery_4hr_17 | 0.5 | 0.5 | 0.5 | 0.5 | 0.5 | 0.5 | 0.5 | 0.5 | 0.5 | 0.5 | 0.5 | 0.5 | 0.5 | 0.5 | 0.5 | 0.5 | 0.5 | 0.5 | 0.5 | 0.5 | 0.5 | 0.5 | 0.5 | 0.5 | 0.5 | 0.5 | 0.5 | 0.5 | 0.5 | 0.5 | 0.5
Southern_PGAE_Li_Battery_4hr_22 | caiso-deliverability | Midway_Q2005_SSN | Reliability_Capacity_In_Model_Year | System RA | Southern_PGAE_Li_Battery_4hr_22 | 0.5 | 0.5 | 0.5 | 0.5 | 0.5 | 0.5 | 0.5 | 0.5 | 0.5 | 0.5 | 0.5 | 0.5 | 0.5 | 0.5 | 0.5 | 0.5 | 0.5 | 0.5 | 0.5 | 0.5 | 0.5 | 0.5 | 0.5 | 0.5 | 0.5 | 0.5 | 0.5 | 0.5 | 0.5 | 0.5 | 0.5
Southern_PGAE_Li_Battery_4hr_23 | caiso-deliverability | Midway_Q2005_SSN | Reliability_Capacity_In_Model_Year | System RA | Southern_PGAE_Li_Battery_4hr_23 | 0.5 | 0.5 | 0.5 | 0.5 | 0.5 | 0.5 | 0.5 | 0.5 | 0.5 | 0.5 | 0.5 | 0.5 | 0.5 | 0.5 | 0.5 | 0.5 | 0.5 | 0.5 | 0.5 | 0.5 | 0.5 | 0.5 | 0.5 | 0.5 | 0.5 | 0.5 | 0.5 | 0.5 | 0.5 | 0.5 | 0.5
Southern_PGAE_Li_Battery_4hr_24 | caiso-deliverability | Midway_Q2005_SSN | Reliability_Capacity_In_Model_Year | System RA | Southern_PGAE_Li_Battery_4hr_24 | 0.5 | 0.5 | 0.5 | 0.5 | 0.5 | 0.5 | 0.5 | 0.5 | 0.5 | 0.5 | 0.5 | 0.5 | 0.5 | 0.5 | 0.5 | 0.5 | 0.5 | 0.5 | 0.5 | 0.5 | 0.5 | 0.5 | 0.5 | 0.5 | 0.5 | 0.5 | 0.5 | 0.5 | 0.5 | 0.5 | 0.5
Southern_PGAE_Li_Battery_4hr_33 | caiso-deliverability | Midway_Q2005_SSN | Reliability_Capacity_In_Model_Year | System RA | Southern_PGAE_Li_Battery_4hr_33 | 0.5 | 0.5 | 0.5 | 0.5 | 0.5 | 0.5 | 0.5 | 0.5 | 0.5 | 0.5 | 0.5 | 0.5 | 0.5 | 0.5 | 0.5 | 0.5 | 0.5 | 0.5 | 0.5 | 0.5 | 0.5 | 0.5 | 0.5 | 0.5 | 0.5 | 0.5 | 0.5 | 0.5 | 0.5 | 0.5 | 0.5
Southern_PGAE_Li_Battery_4hr_34 | caiso-deliverability | Midway_Q2005_SSN | Reliability_Capacity_In_Model_Year | System RA | Southern_PGAE_Li_Battery_4hr_34 | 0.5 | 0.5 | 0.5 | 0.5 | 0.5 | 0.5 | 0.5 | 0.5 | 0.5 | 0.5 | 0.5 | 0.5 | 0.5 | 0.5 | 0.5 | 0.5 | 0.5 | 0.5 | 0.5 | 0.5 | 0.5 | 0.5 | 0.5 | 0.5 | 0.5 | 0.5 | 0.5 | 0.5 | 0.5 | 0.5 | 0.5
Southern_PGAE_Li_Battery_4hr_37 | caiso-deliverability | Midway_Q2005_SSN | Reliability_Capacity_In_Model_Year | System RA | Southern_PGAE_Li_Battery_4hr_37 | 0.5 | 0.5 | 0.5 | 0.5 | 0.5 | 0.5 | 0.5 | 0.5 | 0.5 | 0.5 | 0.5 | 0.5 | 0.5 | 0.5 | 0.5 | 0.5 | 0.5 | 0.5 | 0.5 | 0.5 | 0.5 | 0.5 | 0.5 | 0.5 | 0.5 | 0.5 | 0.5 | 0.5 | 0.5 | 0.5 | 0.5
Southern_PGAE_Li_Battery_4hr_39 | caiso-deliverability | Midway_Q2005_SSN | Reliability_Capacity_In_Model_Year | System RA | Southern_PGAE_Li_Battery_4hr_39 | 0.5 | 0.5 | 0.5 | 0.5 | 0.5 | 0.5 | 0.5 | 0.5 | 0.5 | 0.5 | 0.5 | 0.5 | 0.5 | 0.5 | 0.5 | 0.5 | 0.5 | 0.5 | 0.5 | 0.5 | 0.5 | 0.5 | 0.5 | 0.5 | 0.5 | 0.5 | 0.5 | 0.5 | 0.5 | 0.5 | 0.5
Southern_PGAE_Li_Battery_4hr_45 | caiso-deliverability | Midway_Q2005_SSN | Reliability_Capacity_In_Model_Year | System RA | Southern_PGAE_Li_Battery_4hr_45 | 0.5 | 0.5 | 0.5 | 0.5 | 0.5 | 0.5 | 0.5 | 0.5 | 0.5 | 0.5 | 0.5 | 0.5 | 0.5 | 0.5 | 0.5 | 0.5 | 0.5 | 0.5 | 0.5 | 0.5 | 0.5 | 0.5 | 0.5 | 0.5 | 0.5 | 0.5 | 0.5 | 0.5 | 0.5 | 0.5 | 0.5
Southern_PGAE_Li_Battery_4hr_46 | caiso-deliverability | Midway_Q2005_SSN | Reliability_Capacity_In_Model_Year | System RA | Southern_PGAE_Li_Battery_4hr_46 | 0.5 | 0.5 | 0.5 | 0.5 | 0.5 | 0.5 | 0.5 | 0.5 | 0.5 | 0.5 | 0.5 | 0.5 | 0.5 | 0.5 | 0.5 | 0.5 | 0.5 | 0.5 | 0.5 | 0.5 | 0.5 | 0.5 | 0.5 | 0.5 | 0.5 | 0.5 | 0.5 | 0.5 | 0.5 | 0.5 | 0.5
Southern_PGAE_Li_Battery_4hr_49 | caiso-deliverability | Midway_Q2005_SSN | Reliability_Capacity_In_Model_Year | System RA | Southern_PGAE_Li_Battery_4hr_49 | 0.5 | 0.5 | 0.5 | 0.5 | 0.5 | 0.5 | 0.5 | 0.5 | 0.5 | 0.5 | 0.5 | 0.5 | 0.5 | 0.5 | 0.5 | 0.5 | 0.5 | 0.5 | 0.5 | 0.5 | 0.5 | 0.5 | 0.5 | 0.5 | 0.5 | 0.5 | 0.5 | 0.5 | 0.5 | 0.5 | 0.5
Southern_PGAE_Li_Battery_4hr_52 | caiso-deliverability | Midway_Q2005_SSN | Reliability_Capacity_In_Model_Year | System RA | Southern_PGAE_Li_Battery_4hr_52 | 0.5 | 0.5 | 0.5 | 0.5 | 0.5 | 0.5 | 0.5 | 0.5 | 0.5 | 0.5 | 0.5 | 0.5 | 0.5 | 0.5 | 0.5 | 0.5 | 0.5 | 0.5 | 0.5 | 0.5 | 0.5 | 0.5 | 0.5 | 0.5 | 0.5 | 0.5 | 0.5 | 0.5 | 0.5 | 0.5 | 0.5
Southern_PGAE_Li_Battery_4hr_61 | caiso-deliverability | Midway_Q2005_SSN | Reliability_Capacity_In_Model_Year | System RA | Southern_PGAE_Li_Battery_4hr_61 | 0.5 | 0.5 | 0.5 | 0.5 | 0.5 | 0.5 | 0.5 | 0.5 | 0.5 | 0.5 | 0.5 | 0.5 | 0.5 | 0.5 | 0.5 | 0.5 | 0.5 | 0.5 | 0.5 | 0.5 | 0.5 | 0.5 | 0.5 | 0.5 | 0.5 | 0.5 | 0.5 | 0.5 | 0.5 | 0.5 | 0.5
Southern_PGAE_Li_Battery_4hr_69 | caiso-deliverability | Midway_Q2005_SSN | Reliability_Capacity_In_Model_Year | System RA | Southern_PGAE_Li_Battery_4hr_69 | 0.5 | 0.5 | 0.5 | 0.5 | 0.5 | 0.5 | 0.5 | 0.5 | 0.5 | 0.5 | 0.5 | 0.5 | 0.5 | 0.5 | 0.5 | 0.5 | 0.5 | 0.5 | 0.5 | 0.5 | 0.5 | 0.5 | 0.5 | 0.5 | 0.5 | 0.5 | 0.5 | 0.5 | 0.5 | 0.5 | 0.5
Southern_PGAE_Li_Battery_4hr_74 | caiso-deliverability | Midway_Q2005_SSN | Reliability_Capacity_In_Model_Year | System RA | Southern_PGAE_Li_Battery_4hr_74 | 0.5 | 0.5 | 0.5 | 0.5 | 0.5 | 0.5 | 0.5 | 0.5 | 0.5 | 0.5 | 0.5 | 0.5 | 0.5 | 0.5 | 0.5 | 0.5 | 0.5 | 0.5 | 0.5 | 0.5 | 0.5 | 0.5 | 0.5 | 0.5 | 0.5 | 0.5 | 0.5 | 0.5 | 0.5 | 0.5 | 0.5
Southern_PGAE_Li_Battery_4hr_75 | caiso-deliverability | Midway_Q2005_SSN | Reliability_Capacity_In_Model_Year | System RA | Southern_PGAE_Li_Battery_4hr_75 | 0.5 | 0.5 | 0.5 | 0.5 | 0.5 | 0.5 | 0.5 | 0.5 | 0.5 | 0.5 | 0.5 | 0.5 | 0.5 | 0.5 | 0.5 | 0.5 | 0.5 | 0.5 | 0.5 | 0.5 | 0.5 | 0.5 | 0.5 | 0.5 | 0.5 | 0.5 | 0.5 | 0.5 | 0.5 | 0.5 | 0.5
Southern_PGAE_Li_Battery_4hr_79 | caiso-deliverability | Midway_Q2005_SSN | Reliability_Capacity_In_Model_Year | System RA | Southern_PGAE_Li_Battery_4hr_79 | 0.5 | 0.5 | 0.5 | 0.5 | 0.5 | 0.5 | 0.5 | 0.5 | 0.5 | 0.5 | 0.5 | 0.5 | 0.5 | 0.5 | 0.5 | 0.5 | 0.5 | 0.5 | 0.5 | 0.5 | 0.5 | 0.5 | 0.5 | 0.5 | 0.5 | 0.5 | 0.5 | 0.5 | 0.5 | 0.5 | 0.5
Northern_California_Li_Battery_4hr_85 | caiso-deliverability | Midway_Q2005_SSN | Reliability_Capacity_In_Model_Year | System RA | Northern_California_Li_Battery_4hr_85 | 0.5 | 0.5 | 0.5 | 0.5 | 0.5 | 0.5 | 0.5 | 0.5 | 0.5 | 0.5 | 0.5 | 0.5 | 0.5 | 0.5 | 0.5 | 0.5 | 0.5 | 0.5 | 0.5 | 0.5 | 0.5 | 0.5 | 0.5 | 0.5 | 0.5 | 0.5 | 0.5 | 0.5 | 0.5 | 0.5 | 0.5
Southern_PGAE_Li_Battery_4hr_93 | caiso-deliverability | Midway_Q2005_SSN | Reliability_Capacity_In_Model_Year | System RA | Southern_PGAE_Li_Battery_4hr_93 | 0.5 | 0.5 | 0.5 | 0.5 | 0.5 | 0.5 | 0.5 | 0.5 | 0.5 | 0.5 | 0.5 | 0.5 | 0.5 | 0.5 | 0.5 | 0.5 | 0.5 | 0.5 | 0.5 | 0.5 | 0.5 | 0.5 | 0.5 | 0.5 | 0.5 | 0.5 | 0.5 | 0.5 | 0.5 | 0.5 | 0.5
Southern_PGAE_Li_Battery_4hr_98 | caiso-deliverability | Midway_Q2005_SSN | Reliability_Capacity_In_Model_Year | System RA | Southern_PGAE_Li_Battery_4hr_98 | 0.5 | 0.5 | 0.5 | 0.5 | 0.5 | 0.5 | 0.5 | 0.5 | 0.5 | 0.5 | 0.5 | 0.5 | 0.5 | 0.5 | 0.5 | 0.5 | 0.5 | 0.5 | 0.5 | 0.5 | 0.5 | 0.5 | 0.5 | 0.5 | 0.5 | 0.5 | 0.5 | 0.5 | 0.5 | 0.5 | 0.5
Southern_PGAE_Li_Battery_4hr_102 | caiso-deliverability | Midway_Q2005_SSN | Reliability_Capacity_In_Model_Year | System RA | Southern_PGAE_Li_Battery_4hr_102 | 0.5 | 0.5 | 0.5 | 0.5 | 0.5 | 0.5 | 0.5 | 0.5 | 0.5 | 0.5 | 0.5 | 0.5 | 0.5 | 0.5 | 0.5 | 0.5 | 0.5 | 0.5 | 0.5 | 0.5 | 0.5 | 0.5 | 0.5 | 0.5 | 0.5 | 0.5 | 0.5 | 0.5 | 0.5 | 0.5 | 0.5
Southern_PGAE_Li_Battery_4hr_109 | caiso-deliverability | Midway_Q2005_SSN | Reliability_Capacity_In_Model_Year | System RA | Southern_PGAE_Li_Battery_4hr_109 | 0.5 | 0.5 | 0.5 | 0.5 | 0.5 | 0.5 | 0.5 | 0.5 | 0.5 | 0.5 | 0.5 | 0.5 | 0.5 | 0.5 | 0.5 | 0.5 | 0.5 | 0.5 | 0.5 | 0.5 | 0.5 | 0.5 | 0.5 | 0.5 | 0.5 | 0.5 | 0.5 | 0.5 | 0.5 | 0.5 | 0.5
Southern_PGAE_Li_Battery_4hr_117 | caiso-deliverability | Midway_Q2005_SSN | Reliability_Capacity_In_Model_Year | System RA | Southern_PGAE_Li_Battery_4hr_117 | 0.5 | 0.5 | 0.5 | 0.5 | 0.5 | 0.5 | 0.5 | 0.5 | 0.5 | 0.5 | 0.5 | 0.5 | 0.5 | 0.5 | 0.5 | 0.5 | 0.5 | 0.5 | 0.5 | 0.5 | 0.5 | 0.5 | 0.5 | 0.5 | 0.5 | 0.5 | 0.5 | 0.5 | 0.5 | 0.5 | 0.5
Southern_PGAE_Li_Battery_4hr_118 | caiso-deliverability | Midway_Q2005_SSN | Reliability_Capacity_In_Model_Year | System RA | Southern_PGAE_Li_Battery_4hr_118 | 0.5 | 0.5 | 0.5 | 0.5 | 0.5 | 0.5 | 0.5 | 0.5 | 0.5 | 0.5 | 0.5 | 0.5 | 0.5 | 0.5 | 0.5 | 0.5 | 0.5 | 0.5 | 0.5 | 0.5 | 0.5 | 0.5 | 0.5 | 0.5 | 0.5 | 0.5 | 0.5 | 0.5 | 0.5 | 0.5 | 0.5
Southern_PGAE_Li_Battery_4hr_140 | caiso-deliverability | Midway_Q2005_SSN | Reliability_Capacity_In_Model_Year | System RA | Southern_PGAE_Li_Battery_4hr_140 | 0.5 | 0.5 | 0.5 | 0.5 | 0.5 | 0.5 | 0.5 | 0.5 | 0.5 | 0.5 | 0.5 | 0.5 | 0.5 | 0.5 | 0.5 | 0.5 | 0.5 | 0.5 | 0.5 | 0.5 | 0.5 | 0.5 | 0.5 | 0.5 | 0.5 | 0.5 | 0.5 | 0.5 | 0.5 | 0.5 | 0.5
Southern_PGAE_Li_Battery_4hr_151 | caiso-deliverability | Midway_Q2005_SSN | Reliability_Capacity_In_Model_Year | System RA | Southern_PGAE_Li_Battery_4hr_151 | 0.5 | 0.5 | 0.5 | 0.5 | 0.5 | 0.5 | 0.5 | 0.5 | 0.5 | 0.5 | 0.5 | 0.5 | 0.5 | 0.5 | 0.5 | 0.5 | 0.5 | 0.5 | 0.5 | 0.5 | 0.5 | 0.5 | 0.5 | 0.5 | 0.5 | 0.5 | 0.5 | 0.5 | 0.5 | 0.5 | 0.5
Southern_PGAE_Li_Battery_4hr_154 | caiso-deliverability | Midway_Q2005_SSN | Reliability_Capacity_In_Model_Year | System RA | Southern_PGAE_Li_Battery_4hr_154 | 0.5 | 0.5 | 0.5 | 0.5 | 0.5 | 0.5 | 0.5 | 0.5 | 0.5 | 0.5 | 0.5 | 0.5 | 0.5 | 0.5 | 0.5 | 0.5 | 0.5 | 0.5 | 0.5 | 0.5 | 0.5 | 0.5 | 0.5 | 0.5 | 0.5 | 0.5 | 0.5 | 0.5 | 0.5 | 0.5 | 0.5
Southern_PGAE_Li_Battery_4hr_161 | caiso-deliverability | Midway_Q2005_SSN | Reliability_Capacity_In_Model_Year | System RA | Southern_PGAE_Li_Battery_4hr_161 | 0.5 | 0.5 | 0.5 | 0.5 | 0.5 | 0.5 | 0.5 | 0.5 | 0.5 | 0.5 | 0.5 | 0.5 | 0.5 | 0.5 | 0.5 | 0.5 | 0.5 | 0.5 | 0.5 | 0.5 | 0.5 | 0.5 | 0.5 | 0.5 | 0.5 | 0.5 | 0.5 | 0.5 | 0.5 | 0.5 | 0.5
Southern_PGAE_Li_Battery_4hr_162 | caiso-deliverability | Midway_Q2005_SSN | Reliability_Capacity_In_Model_Year | System RA | Southern_PGAE_Li_Battery_4hr_162 | 0.5 | 0.5 | 0.5 | 0.5 | 0.5 | 0.5 | 0.5 | 0.5 | 0.5 | 0.5 | 0.5 | 0.5 | 0.5 | 0.5 | 0.5 | 0.5 | 0.5 | 0.5 | 0.5 | 0.5 | 0.5 | 0.5 | 0.5 | 0.5 | 0.5 | 0.5 | 0.5 | 0.5 | 0.5 | 0.5 | 0.5
Southern_PGAE_Li_Battery_4hr_164 | caiso-deliverability | Midway_Q2005_SSN | Reliability_Capacity_In_Model_Year | System RA | Southern_PGAE_Li_Battery_4hr_164 | 0.5 | 0.5 | 0.5 | 0.5 | 0.5 | 0.5 | 0.5 | 0.5 | 0.5 | 0.5 | 0.5 | 0.5 | 0.5 | 0.5 | 0.5 | 0.5 | 0.5 | 0.5 | 0.5 | 0.5 | 0.5 | 0.5 | 0.5 | 0.5 | 0.5 | 0.5 | 0.5 | 0.5 | 0.5 | 0.5 | 0.5
Southern_PGAE_Li_Battery_4hr_165 | caiso-deliverability | Midway_Q2005_SSN | Reliability_Capacity_In_Model_Year | System RA | Southern_PGAE_Li_Battery_4hr_165 | 0.5 | 0.5 | 0.5 | 0.5 | 0.5 | 0.5 | 0.5 | 0.5 | 0.5 | 0.5 | 0.5 | 0.5 | 0.5 | 0.5 | 0.5 | 0.5 | 0.5 | 0.5 | 0.5 | 0.5 | 0.5 | 0.5 | 0.5 | 0.5 | 0.5 | 0.5 | 0.5 | 0.5 | 0.5 | 0.5 | 0.5
Southern_PGAE_Li_Battery_4hr_168 | caiso-deliverability | Midway_Q2005_SSN | Reliability_Capacity_In_Model_Year | System RA | Southern_PGAE_Li_Battery_4hr_168 | 0.5 | 0.5 | 0.5 | 0.5 | 0.5 | 0.5 | 0.5 | 0.5 | 0.5 | 0.5 | 0.5 | 0.5 | 0.5 | 0.5 | 0.5 | 0.5 | 0.5 | 0.5 | 0.5 | 0.5 | 0.5 | 0.5 | 0.5 | 0.5 | 0.5 | 0.5 | 0.5 | 0.5 | 0.5 | 0.5 | 0.5
Southern_PGAE_Li_Battery_4hr_169 | caiso-deliverability | Midway_Q2005_SSN | Reliability_Capacity_In_Model_Year | System RA | Southern_PGAE_Li_Battery_4hr_169 | 0.5 | 0.5 | 0.5 | 0.5 | 0.5 | 0.5 | 0.5 | 0.5 | 0.5 | 0.5 | 0.5 | 0.5 | 0.5 | 0.5 | 0.5 | 0.5 | 0.5 | 0.5 | 0.5 | 0.5 | 0.5 | 0.5 | 0.5 | 0.5 | 0.5 | 0.5 | 0.5 | 0.5 | 0.5 | 0.5 | 0.5
Southern_PGAE_Li_Battery_4hr_170 | caiso-deliverability | Midway_Q2005_SSN | Reliability_Capacity_In_Model_Year | System RA | Southern_PGAE_Li_Battery_4hr_170 | 0.5 | 0.5 | 0.5 | 0.5 | 0.5 | 0.5 | 0.5 | 0.5 | 0.5 | 0.5 | 0.5 | 0.5 | 0.5 | 0.5 | 0.5 | 0.5 | 0.5 | 0.5 | 0.5 | 0.5 | 0.5 | 0.5 | 0.5 | 0.5 | 0.5 | 0.5 | 0.5 | 0.5 | 0.5 | 0.5 | 0.5
Southern_PGAE_Li_Battery_4hr_174 | caiso-deliverability | Midway_Q2005_SSN | Reliability_Capacity_In_Model_Year | System RA | Southern_PGAE_Li_Battery_4hr_174 | 0.5 | 0.5 | 0.5 | 0.5 | 0.5 | 0.5 | 0.5 | 0.5 | 0.5 | 0.5 | 0.5 | 0.5 | 0.5 | 0.5 | 0.5 | 0.5 | 0.5 | 0.5 | 0.5 | 0.5 | 0.5 | 0.5 | 0.5 | 0.5 | 0.5 | 0.5 | 0.5 | 0.5 | 0.5 | 0.5 | 0.5
Southern_PGAE_Li_Battery_4hr_176 | caiso-deliverability | Midway_Q2005_SSN | Reliability_Capacity_In_Model_Year | System RA | Southern_PGAE_Li_Battery_4hr_176 | 0.5 | 0.5 | 0.5 | 0.5 | 0.5 | 0.5 | 0.5 | 0.5 | 0.5 | 0.5 | 0.5 | 0.5 | 0.5 | 0.5 | 0.5 | 0.5 | 0.5 | 0.5 | 0.5 | 0.5 | 0.5 | 0.5 | 0.5 | 0.5 | 0.5 | 0.5 | 0.5 | 0.5 | 0.5 | 0.5 | 0.5
Southern_PGAE_Li_Battery_8hr_12 | caiso-deliverability | Midway_Q2005_SSN | Reliability_Capacity_In_Model_Year | System RA | Southern_PGAE_Li_Battery_8hr_12 | 0.5 | 0.5 | 0.5 | 0.5 | 0.5 | 0.5 | 0.5 | 0.5 | 0.5 | 0.5 | 0.5 | 0.5 | 0.5 | 0.5 | 0.5 | 0.5 | 0.5 | 0.5 | 0.5 | 0.5 | 0.5 | 0.5 | 0.5 | 0.5 | 0.5 | 0.5 | 0.5 | 0.5 | 0.5 | 0.5 | 0.5
Southern_PGAE_Li_Battery_8hr_17 | caiso-deliverability | Midway_Q2005_SSN | Reliability_Capacity_In_Model_Year | System RA | Southern_PGAE_Li_Battery_8hr_17 | 0.5 | 0.5 | 0.5 | 0.5 | 0.5 | 0.5 | 0.5 | 0.5 | 0.5 | 0.5 | 0.5 | 0.5 | 0.5 | 0.5 | 0.5 | 0.5 | 0.5 | 0.5 | 0.5 | 0.5 | 0.5 | 0.5 | 0.5 | 0.5 | 0.5 | 0.5 | 0.5 | 0.5 | 0.5 | 0.5 | 0.5
Southern_PGAE_Li_Battery_8hr_22 | caiso-deliverability | Midway_Q2005_SSN | Reliability_Capacity_In_Model_Year | System RA | Southern_PGAE_Li_Battery_8hr_22 | 0.5 | 0.5 | 0.5 | 0.5 | 0.5 | 0.5 | 0.5 | 0.5 | 0.5 | 0.5 | 0.5 | 0.5 | 0.5 | 0.5 | 0.5 | 0.5 | 0.5 | 0.5 | 0.5 | 0.5 | 0.5 | 0.5 | 0.5 | 0.5 | 0.5 | 0.5 | 0.5 | 0.5 | 0.5 | 0.5 | 0.5
Southern_PGAE_Li_Battery_8hr_23 | caiso-deliverability | Midway_Q2005_SSN | Reliability_Capacity_In_Model_Year | System RA | Southern_PGAE_Li_Battery_8hr_23 | 0.5 | 0.5 | 0.5 | 0.5 | 0.5 | 0.5 | 0.5 | 0.5 | 0.5 | 0.5 | 0.5 | 0.5 | 0.5 | 0.5 | 0.5 | 0.5 | 0.5 | 0.5 | 0.5 | 0.5 | 0.5 | 0.5 | 0.5 | 0.5 | 0.5 | 0.5 | 0.5 | 0.5 | 0.5 | 0.5 | 0.5
Southern_PGAE_Li_Battery_8hr_24 | caiso-deliverability | Midway_Q2005_SSN | Reliability_Capacity_In_Model_Year | System RA | Southern_PGAE_Li_Battery_8hr_24 | 0.5 | 0.5 | 0.5 | 0.5 | 0.5 | 0.5 | 0.5 | 0.5 | 0.5 | 0.5 | 0.5 | 0.5 | 0.5 | 0.5 | 0.5 | 0.5 | 0.5 | 0.5 | 0.5 | 0.5 | 0.5 | 0.5 | 0.5 | 0.5 | 0.5 | 0.5 | 0.5 | 0.5 | 0.5 | 0.5 | 0.5
Southern_PGAE_Li_Battery_8hr_33 | caiso-deliverability | Midway_Q2005_SSN | Reliability_Capacity_In_Model_Year | System RA | Southern_PGAE_Li_Battery_8hr_33 | 0.5 | 0.5 | 0.5 | 0.5 | 0.5 | 0.5 | 0.5 | 0.5 | 0.5 | 0.5 | 0.5 | 0.5 | 0.5 | 0.5 | 0.5 | 0.5 | 0.5 | 0.5 | 0.5 | 0.5 | 0.5 | 0.5 | 0.5 | 0.5 | 0.5 | 0.5 | 0.5 | 0.5 | 0.5 | 0.5 | 0.5
Southern_PGAE_Li_Battery_8hr_34 | caiso-deliverability | Midway_Q2005_SSN | Reliability_Capacity_In_Model_Year | System RA | Southern_PGAE_Li_Battery_8hr_34 | 0.5 | 0.5 | 0.5 | 0.5 | 0.5 | 0.5 | 0.5 | 0.5 | 0.5 | 0.5 | 0.5 | 0.5 | 0.5 | 0.5 | 0.5 | 0.5 | 0.5 | 0.5 | 0.5 | 0.5 | 0.5 | 0.5 | 0.5 | 0.5 | 0.5 | 0.5 | 0.5 | 0.5 | 0.5 | 0.5 | 0.5
Southern_PGAE_Li_Battery_8hr_37 | caiso-deliverability | Midway_Q2005_SSN | Reliability_Capacity_In_Model_Year | System RA | Southern_PGAE_Li_Battery_8hr_37 | 0.5 | 0.5 | 0.5 | 0.5 | 0.5 | 0.5 | 0.5 | 0.5 | 0.5 | 0.5 | 0.5 | 0.5 | 0.5 | 0.5 | 0.5 | 0.5 | 0.5 | 0.5 | 0.5 | 0.5 | 0.5 | 0.5 | 0.5 | 0.5 | 0.5 | 0.5 | 0.5 | 0.5 | 0.5 | 0.5 | 0.5
Southern_PGAE_Li_Battery_8hr_39 | caiso-deliverability | Midway_Q2005_SSN | Reliability_Capacity_In_Model_Year | System RA | Southern_PGAE_Li_Battery_8hr_39 | 0.5 | 0.5 | 0.5 | 0.5 | 0.5 | 0.5 | 0.5 | 0.5 | 0.5 | 0.5 | 0.5 | 0.5 | 0.5 | 0.5 | 0.5 | 0.5 | 0.5 | 0.5 | 0.5 | 0.5 | 0.5 | 0.5 | 0.5 | 0.5 | 0.5 | 0.5 | 0.5 | 0.5 | 0.5 | 0.5 | 0.5
Southern_PGAE_Li_Battery_8hr_45 | caiso-deliverability | Midway_Q2005_SSN | Reliability_Capacity_In_Model_Year | System RA | Southern_PGAE_Li_Battery_8hr_45 | 0.5 | 0.5 | 0.5 | 0.5 | 0.5 | 0.5 | 0.5 | 0.5 | 0.5 | 0.5 | 0.5 | 0.5 | 0.5 | 0.5 | 0.5 | 0.5 | 0.5 | 0.5 | 0.5 | 0.5 | 0.5 | 0.5 | 0.5 | 0.5 | 0.5 | 0.5 | 0.5 | 0.5 | 0.5 | 0.5 | 0.5
Southern_PGAE_Li_Battery_8hr_46 | caiso-deliverability | Midway_Q2005_SSN | Reliability_Capacity_In_Model_Year | System RA | Southern_PGAE_Li_Battery_8hr_46 | 0.5 | 0.5 | 0.5 | 0.5 | 0.5 | 0.5 | 0.5 | 0.5 | 0.5 | 0.5 | 0.5 | 0.5 | 0.5 | 0.5 | 0.5 | 0.5 | 0.5 | 0.5 | 0.5 | 0.5 | 0.5 | 0.5 | 0.5 | 0.5 | 0.5 | 0.5 | 0.5 | 0.5 | 0.5 | 0.5 | 0.5
Southern_PGAE_Li_Battery_8hr_49 | caiso-deliverability | Midway_Q2005_SSN | Reliability_Capacity_In_Model_Year | System RA | Southern_PGAE_Li_Battery_8hr_49 | 0.5 | 0.5 | 0.5 | 0.5 | 0.5 | 0.5 | 0.5 | 0.5 | 0.5 | 0.5 | 0.5 | 0.5 | 0.5 | 0.5 | 0.5 | 0.5 | 0.5 | 0.5 | 0.5 | 0.5 | 0.5 | 0.5 | 0.5 | 0.5 | 0.5 | 0.5 | 0.5 | 0.5 | 0.5 | 0.5 | 0.5
Southern_PGAE_Li_Battery_8hr_52 | caiso-deliverability | Midway_Q2005_SSN | Reliability_Capacity_In_Model_Year | System RA | Southern_PGAE_Li_Battery_8hr_52 | 0.5 | 0.5 | 0.5 | 0.5 | 0.5 | 0.5 | 0.5 | 0.5 | 0.5 | 0.5 | 0.5 | 0.5 | 0.5 | 0.5 | 0.5 | 0.5 | 0.5 | 0.5 | 0.5 | 0.5 | 0.5 | 0.5 | 0.5 | 0.5 | 0.5 | 0.5 | 0.5 | 0.5 | 0.5 | 0.5 | 0.5
Southern_PGAE_Li_Battery_8hr_61 | caiso-deliverability | Midway_Q2005_SSN | Reliability_Capacity_In_Model_Year | System RA | Southern_PGAE_Li_Battery_8hr_61 | 0.5 | 0.5 | 0.5 | 0.5 | 0.5 | 0.5 | 0.5 | 0.5 | 0.5 | 0.5 | 0.5 | 0.5 | 0.5 | 0.5 | 0.5 | 0.5 | 0.5 | 0.5 | 0.5 | 0.5 | 0.5 | 0.5 | 0.5 | 0.5 | 0.5 | 0.5 | 0.5 | 0.5 | 0.5 | 0.5 | 0.5
Southern_PGAE_Li_Battery_8hr_69 | caiso-deliverability | Midway_Q2005_SSN | Reliability_Capacity_In_Model_Year | System RA | Southern_PGAE_Li_Battery_8hr_69 | 0.5 | 0.5 | 0.5 | 0.5 | 0.5 | 0.5 | 0.5 | 0.5 | 0.5 | 0.5 | 0.5 | 0.5 | 0.5 | 0.5 | 0.5 | 0.5 | 0.5 | 0.5 | 0.5 | 0.5 | 0.5 | 0.5 | 0.5 | 0.5 | 0.5 | 0.5 | 0.5 | 0.5 | 0.5 | 0.5 | 0.5
Southern_PGAE_Li_Battery_8hr_74 | caiso-deliverability | Midway_Q2005_SSN | Reliability_Capacity_In_Model_Year | System RA | Southern_PGAE_Li_Battery_8hr_74 | 0.5 | 0.5 | 0.5 | 0.5 | 0.5 | 0.5 | 0.5 | 0.5 | 0.5 | 0.5 | 0.5 | 0.5 | 0.5 | 0.5 | 0.5 | 0.5 | 0.5 | 0.5 | 0.5 | 0.5 | 0.5 | 0.5 | 0.5 | 0.5 | 0.5 | 0.5 | 0.5 | 0.5 | 0.5 | 0.5 | 0.5
Southern_PGAE_Li_Battery_8hr_75 | caiso-deliverability | Midway_Q2005_SSN | Reliability_Capacity_In_Model_Year | System RA | Southern_PGAE_Li_Battery_8hr_75 | 0.5 | 0.5 | 0.5 | 0.5 | 0.5 | 0.5 | 0.5 | 0.5 | 0.5 | 0.5 | 0.5 | 0.5 | 0.5 | 0.5 | 0.5 | 0.5 | 0.5 | 0.5 | 0.5 | 0.5 | 0.5 | 0.5 | 0.5 | 0.5 | 0.5 | 0.5 | 0.5 | 0.5 | 0.5 | 0.5 | 0.5
Southern_PGAE_Li_Battery_8hr_79 | caiso-deliverability | Midway_Q2005_SSN | Reliability_Capacity_In_Model_Year | System RA | Southern_PGAE_Li_Battery_8hr_79 | 0.5 | 0.5 | 0.5 | 0.5 | 0.5 | 0.5 | 0.5 | 0.5 | 0.5 | 0.5 | 0.5 | 0.5 | 0.5 | 0.5 | 0.5 | 0.5 | 0.5 | 0.5 | 0.5 | 0.5 | 0.5 | 0.5 | 0.5 | 0.5 | 0.5 | 0.5 | 0.5 | 0.5 | 0.5 | 0.5 | 0.5
Northern_California_Li_Battery_8hr_85 | caiso-deliverability | Midway_Q2005_SSN | Reliability_Capacity_In_Model_Year | System RA | Northern_California_Li_Battery_8hr_85 | 0.5 | 0.5 | 0.5 | 0.5 | 0.5 | 0.5 | 0.5 | 0.5 | 0.5 | 0.5 | 0.5 | 0.5 | 0.5 | 0.5 | 0.5 | 0.5 | 0.5 | 0.5 | 0.5 | 0.5 | 0.5 | 0.5 | 0.5 | 0.5 | 0.5 | 0.5 | 0.5 | 0.5 | 0.5 | 0.5 | 0.5
Southern_PGAE_Li_Battery_8hr_93 | caiso-deliverability | Midway_Q2005_SSN | Reliability_Capacity_In_Model_Year | System RA | Southern_PGAE_Li_Battery_8hr_93 | 0.5 | 0.5 | 0.5 | 0.5 | 0.5 | 0.5 | 0.5 | 0.5 | 0.5 | 0.5 | 0.5 | 0.5 | 0.5 | 0.5 | 0.5 | 0.5 | 0.5 | 0.5 | 0.5 | 0.5 | 0.5 | 0.5 | 0.5 | 0.5 | 0.5 | 0.5 | 0.5 | 0.5 | 0.5 | 0.5 | 0.5
Southern_PGAE_Li_Battery_8hr_98 | caiso-deliverability | Midway_Q2005_SSN | Reliability_Capacity_In_Model_Year | System RA | Southern_PGAE_Li_Battery_8hr_98 | 0.5 | 0.5 | 0.5 | 0.5 | 0.5 | 0.5 | 0.5 | 0.5 | 0.5 | 0.5 | 0.5 | 0.5 | 0.5 | 0.5 | 0.5 | 0.5 | 0.5 | 0.5 | 0.5 | 0.5 | 0.5 | 0.5 | 0.5 | 0.5 | 0.5 | 0.5 | 0.5 | 0.5 | 0.5 | 0.5 | 0.5
Southern_PGAE_Li_Battery_8hr_102 | caiso-deliverability | Midway_Q2005_SSN | Reliability_Capacity_In_Model_Year | System RA | Southern_PGAE_Li_Battery_8hr_102 | 0.5 | 0.5 | 0.5 | 0.5 | 0.5 | 0.5 | 0.5 | 0.5 | 0.5 | 0.5 | 0.5 | 0.5 | 0.5 | 0.5 | 0.5 | 0.5 | 0.5 | 0.5 | 0.5 | 0.5 | 0.5 | 0.5 | 0.5 | 0.5 | 0.5 | 0.5 | 0.5 | 0.5 | 0.5 | 0.5 | 0.5
Southern_PGAE_Li_Battery_8hr_109 | caiso-deliverability | Midway_Q2005_SSN | Reliability_Capacity_In_Model_Year | System RA | Southern_PGAE_Li_Battery_8hr_109 | 0.5 | 0.5 | 0.5 | 0.5 | 0.5 | 0.5 | 0.5 | 0.5 | 0.5 | 0.5 | 0.5 | 0.5 | 0.5 | 0.5 | 0.5 | 0.5 | 0.5 | 0.5 | 0.5 | 0.5 | 0.5 | 0.5 | 0.5 | 0.5 | 0.5 | 0.5 | 0.5 | 0.5 | 0.5 | 0.5 | 0.5
Southern_PGAE_Li_Battery_8hr_117 | caiso-deliverability | Midway_Q2005_SSN | Reliability_Capacity_In_Model_Year | System RA | Southern_PGAE_Li_Battery_8hr_117 | 0.5 | 0.5 | 0.5 | 0.5 | 0.5 | 0.5 | 0.5 | 0.5 | 0.5 | 0.5 | 0.5 | 0.5 | 0.5 | 0.5 | 0.5 | 0.5 | 0.5 | 0.5 | 0.5 | 0.5 | 0.5 | 0.5 | 0.5 | 0.5 | 0.5 | 0.5 | 0.5 | 0.5 | 0.5 | 0.5 | 0.5
Southern_PGAE_Li_Battery_8hr_118 | caiso-deliverability | Midway_Q2005_SSN | Reliability_Capacity_In_Model_Year | System RA | Southern_PGAE_Li_Battery_8hr_118 | 0.5 | 0.5 | 0.5 | 0.5 | 0.5 | 0.5 | 0.5 | 0.5 | 0.5 | 0.5 | 0.5 | 0.5 | 0.5 | 0.5 | 0.5 | 0.5 | 0.5 | 0.5 | 0.5 | 0.5 | 0.5 | 0.5 | 0.5 | 0.5 | 0.5 | 0.5 | 0.5 | 0.5 | 0.5 | 0.5 | 0.5
Southern_PGAE_Li_Battery_8hr_140 | caiso-deliverability | Midway_Q2005_SSN | Reliability_Capacity_In_Model_Year | System RA | Southern_PGAE_Li_Battery_8hr_140 | 0.5 | 0.5 | 0.5 | 0.5 | 0.5 | 0.5 | 0.5 | 0.5 | 0.5 | 0.5 | 0.5 | 0.5 | 0.5 | 0.5 | 0.5 | 0.5 | 0.5 | 0.5 | 0.5 | 0.5 | 0.5 | 0.5 | 0.5 | 0.5 | 0.5 | 0.5 | 0.5 | 0.5 | 0.5 | 0.5 | 0.5
Southern_PGAE_Li_Battery_8hr_151 | caiso-deliverability | Midway_Q2005_SSN | Reliability_Capacity_In_Model_Year | System RA | Southern_PGAE_Li_Battery_8hr_151 | 0.5 | 0.5 | 0.5 | 0.5 | 0.5 | 0.5 | 0.5 | 0.5 | 0.5 | 0.5 | 0.5 | 0.5 | 0.5 | 0.5 | 0.5 | 0.5 | 0.5 | 0.5 | 0.5 | 0.5 | 0.5 | 0.5 | 0.5 | 0.5 | 0.5 | 0.5 | 0.5 | 0.5 | 0.5 | 0.5 | 0.5
Southern_PGAE_Li_Battery_8hr_154 | caiso-deliverability | Midway_Q2005_SSN | Reliability_Capacity_In_Model_Year | System RA | Southern_PGAE_Li_Battery_8hr_154 | 0.5 | 0.5 | 0.5 | 0.5 | 0.5 | 0.5 | 0.5 | 0.5 | 0.5 | 0.5 | 0.5 | 0.5 | 0.5 | 0.5 | 0.5 | 0.5 | 0.5 | 0.5 | 0.5 | 0.5 | 0.5 | 0.5 | 0.5 | 0.5 | 0.5 | 0.5 | 0.5 | 0.5 | 0.5 | 0.5 | 0.5
Southern_PGAE_Li_Battery_8hr_161 | caiso-deliverability | Midway_Q2005_SSN | Reliability_Capacity_In_Model_Year | System RA | Southern_PGAE_Li_Battery_8hr_161 | 0.5 | 0.5 | 0.5 | 0.5 | 0.5 | 0.5 | 0.5 | 0.5 | 0.5 | 0.5 | 0.5 | 0.5 | 0.5 | 0.5 | 0.5 | 0.5 | 0.5 | 0.5 | 0.5 | 0.5 | 0.5 | 0.5 | 0.5 | 0.5 | 0.5 | 0.5 | 0.5 | 0.5 | 0.5 | 0.5 | 0.5
Southern_PGAE_Li_Battery_8hr_162 | caiso-deliverability | Midway_Q2005_SSN | Reliability_Capacity_In_Model_Year | System RA | Southern_PGAE_Li_Battery_8hr_162 | 0.5 | 0.5 | 0.5 | 0.5 | 0.5 | 0.5 | 0.5 | 0.5 | 0.5 | 0.5 | 0.5 | 0.5 | 0.5 | 0.5 | 0.5 | 0.5 | 0.5 | 0.5 | 0.5 | 0.5 | 0.5 | 0.5 | 0.5 | 0.5 | 0.5 | 0.5 | 0.5 | 0.5 | 0.5 | 0.5 | 0.5
Southern_PGAE_Li_Battery_8hr_164 | caiso-deliverability | Midway_Q2005_SSN | Reliability_Capacity_In_Model_Year | System RA | Southern_PGAE_Li_Battery_8hr_164 | 0.5 | 0.5 | 0.5 | 0.5 | 0.5 | 0.5 | 0.5 | 0.5 | 0.5 | 0.5 | 0.5 | 0.5 | 0.5 | 0.5 | 0.5 | 0.5 | 0.5 | 0.5 | 0.5 | 0.5 | 0.5 | 0.5 | 0.5 | 0.5 | 0.5 | 0.5 | 0.5 | 0.5 | 0.5 | 0.5 | 0.5
Southern_PGAE_Li_Battery_8hr_165 | caiso-deliverability | Midway_Q2005_SSN | Reliability_Capacity_In_Model_Year | System RA | Southern_PGAE_Li_Battery_8hr_165 | 0.5 | 0.5 | 0.5 | 0.5 | 0.5 | 0.5 | 0.5 | 0.5 | 0.5 | 0.5 | 0.5 | 0.5 | 0.5 | 0.5 | 0.5 | 0.5 | 0.5 | 0.5 | 0.5 | 0.5 | 0.5 | 0.5 | 0.5 | 0.5 | 0.5 | 0.5 | 0.5 | 0.5 | 0.5 | 0.5 | 0.5
Southern_PGAE_Li_Battery_8hr_168 | caiso-deliverability | Midway_Q2005_SSN | Reliability_Capacity_In_Model_Year | System RA | Southern_PGAE_Li_Battery_8hr_168 | 0.5 | 0.5 | 0.5 | 0.5 | 0.5 | 0.5 | 0.5 | 0.5 | 0.5 | 0.5 | 0.5 | 0.5 | 0.5 | 0.5 | 0.5 | 0.5 | 0.5 | 0.5 | 0.5 | 0.5 | 0.5 | 0.5 | 0.5 | 0.5 | 0.5 | 0.5 | 0.5 | 0.5 | 0.5 | 0.5 | 0.5
Southern_PGAE_Li_Battery_8hr_169 | caiso-deliverability | Midway_Q2005_SSN | Reliability_Capacity_In_Model_Year | System RA | Southern_PGAE_Li_Battery_8hr_169 | 0.5 | 0.5 | 0.5 | 0.5 | 0.5 | 0.5 | 0.5 | 0.5 | 0.5 | 0.5 | 0.5 | 0.5 | 0.5 | 0.5 | 0.5 | 0.5 | 0.5 | 0.5 | 0.5 | 0.5 | 0.5 | 0.5 | 0.5 | 0.5 | 0.5 | 0.5 | 0.5 | 0.5 | 0.5 | 0.5 | 0.5
Southern_PGAE_Li_Battery_8hr_170 | caiso-deliverability | Midway_Q2005_SSN | Reliability_Capacity_In_Model_Year | System RA | Southern_PGAE_Li_Battery_8hr_170 | 0.5 | 0.5 | 0.5 | 0.5 | 0.5 | 0.5 | 0.5 | 0.5 | 0.5 | 0.5 | 0.5 | 0.5 | 0.5 | 0.5 | 0.5 | 0.5 | 0.5 | 0.5 | 0.5 | 0.5 | 0.5 | 0.5 | 0.5 | 0.5 | 0.5 | 0.5 | 0.5 | 0.5 | 0.5 | 0.5 | 0.5
Southern_PGAE_Li_Battery_8hr_174 | caiso-deliverability | Midway_Q2005_SSN | Reliability_Capacity_In_Model_Year | System RA | Southern_PGAE_Li_Battery_8hr_174 | 0.5 | 0.5 | 0.5 | 0.5 | 0.5 | 0.5 | 0.5 | 0.5 | 0.5 | 0.5 | 0.5 | 0.5 | 0.5 | 0.5 | 0.5 | 0.5 | 0.5 | 0.5 | 0.5 | 0.5 | 0.5 | 0.5 | 0.5 | 0.5 | 0.5 | 0.5 | 0.5 | 0.5 | 0.5 | 0.5 | 0.5
Southern_PGAE_Li_Battery_8hr_176 | caiso-deliverability | Midway_Q2005_SSN | Reliability_Capacity_In_Model_Year | System RA | Southern_PGAE_Li_Battery_8hr_176 | 0.5 | 0.5 | 0.5 | 0.5 | 0.5 | 0.5 | 0.5 | 0.5 | 0.5 | 0.5 | 0.5 | 0.5 | 0.5 | 0.5 | 0.5 | 0.5 | 0.5 | 0.5 | 0.5 | 0.5 | 0.5 | 0.5 | 0.5 | 0.5 | 0.5 | 0.5 | 0.5 | 0.5 | 0.5 | 0.5 | 0.5
Central_Valley_North_Los_Banos_Wind_17 | caiso-deliverability | Midway_Q2005_SSN | Reliability_Capacity_In_Model_Year | System RA | Central_Valley_North_Los_Banos_Wind_17 | 0.163 | 0.163 | 0.163 | 0.163 | 0.163 | 0.163 | 0.163 | 0.163 | 0.163 | 0.163 | 0.163 | 0.163 | 0.163 | 0.163 | 0.163 | 0.163 | 0.163 | 0.163 | 0.163 | 0.163 | 0.163 | 0.163 | 0.163 | 0.163 | 0.163 | 0.163 | 0.163 | 0.163 | 0.163 | 0.163 | 0.163
Central_Valley_North_Los_Banos_Wind_154 | caiso-deliverability | Midway_Q2005_SSN | Reliability_Capacity_In_Model_Year | System RA | Central_Valley_North_Los_Banos_Wind_154 | 0.163 | 0.163 | 0.163 | 0.163 | 0.163 | 0.163 | 0.163 | 0.163 | 0.163 | 0.163 | 0.163 | 0.163 | 0.163 | 0.163 | 0.163 | 0.163 | 0.163 | 0.163 | 0.163 | 0.163 | 0.163 | 0.163 | 0.163 | 0.163 | 0.163 | 0.163 | 0.163 | 0.163 | 0.163 | 0.163 | 0.163
Central_Valley_North_Los_Banos_Wind_162 | caiso-deliverability | Midway_Q2005_SSN | Reliability_Capacity_In_Model_Year | System RA | Central_Valley_North_Los_Banos_Wind_162 | 0.163 | 0.163 | 0.163 | 0.163 | 0.163 | 0.163 | 0.163 | 0.163 | 0.163 | 0.163 | 0.163 | 0.163 | 0.163 | 0.163 | 0.163 | 0.163 | 0.163 | 0.163 | 0.163 | 0.163 | 0.163 | 0.163 | 0.163 | 0.163 | 0.163 | 0.163 | 0.163 | 0.163 | 0.163 | 0.163 | 0.163
Northern_California_Solar_85 | caiso-deliverability | Midway_Q2005_SSN | Reliability_Capacity_In_Model_Year | System RA | Northern_California_Solar_85 | 0.556 | 0.556 | 0.556 | 0.556 | 0.556 | 0.556 | 0.556 | 0.556 | 0.556 | 0.556 | 0.556 | 0.556 | 0.556 | 0.556 | 0.556 | 0.556 | 0.556 | 0.556 | 0.556 | 0.556 | 0.556 | 0.556 | 0.556 | 0.556 | 0.556 | 0.556 | 0.556 | 0.556 | 0.556 | 0.556 | 0.556
Solano_Wind_85 | caiso-deliverability | Midway_Q2005_SSN | Reliability_Capacity_In_Model_Year | System RA | Solano_Wind_85 | 0.163 | 0.163 | 0.163 | 0.163 | 0.163 | 0.163 | 0.163 | 0.163 | 0.163 | 0.163 | 0.163 | 0.163 | 0.163 | 0.163 | 0.163 | 0.163 | 0.163 | 0.163 | 0.163 | 0.163 | 0.163 | 0.163 | 0.163 | 0.163 | 0.163 | 0.163 | 0.163 | 0.163 | 0.163 | 0.163 | 0.163
Southern_PGAE_Solar_12 | caiso-deliverability | Midway_Q2005_SSN | Reliability_Capacity_In_Model_Year | System RA | Southern_PGAE_Solar_12 | 0.556 | 0.556 | 0.556 | 0.556 | 0.556 | 0.556 | 0.556 | 0.556 | 0.556 | 0.556 | 0.556 | 0.556 | 0.556 | 0.556 | 0.556 | 0.556 | 0.556 | 0.556 | 0.556 | 0.556 | 0.556 | 0.556 | 0.556 | 0.556 | 0.556 | 0.556 | 0.556 | 0.556 | 0.556 | 0.556 | 0.556
Southern_PGAE_Solar_17 | caiso-deliverability | Midway_Q2005_SSN | Reliability_Capacity_In_Model_Year | System RA | Southern_PGAE_Solar_17 | 0.556 | 0.556 | 0.556 | 0.556 | 0.556 | 0.556 | 0.556 | 0.556 | 0.556 | 0.556 | 0.556 | 0.556 | 0.556 | 0.556 | 0.556 | 0.556 | 0.556 | 0.556 | 0.556 | 0.556 | 0.556 | 0.556 | 0.556 | 0.556 | 0.556 | 0.556 | 0.556 | 0.556 | 0.556 | 0.556 | 0.556
Southern_PGAE_Solar_22 | caiso-deliverability | Midway_Q2005_SSN | Reliability_Capacity_In_Model_Year | System RA | Southern_PGAE_Solar_22 | 0.556 | 0.556 | 0.556 | 0.556 | 0.556 | 0.556 | 0.556 | 0.556 | 0.556 | 0.556 | 0.556 | 0.556 | 0.556 | 0.556 | 0.556 | 0.556 | 0.556 | 0.556 | 0.556 | 0.556 | 0.556 | 0.556 | 0.556 | 0.556 | 0.556 | 0.556 | 0.556 | 0.556 | 0.556 | 0.556 | 0.556
Southern_PGAE_Solar_23 | caiso-deliverability | Midway_Q2005_SSN | Reliability_Capacity_In_Model_Year | System RA | Southern_PGAE_Solar_23 | 0.556 | 0.556 | 0.556 | 0.556 | 0.556 | 0.556 | 0.556 | 0.556 | 0.556 | 0.556 | 0.556 | 0.556 | 0.556 | 0.556 | 0.556 | 0.556 | 0.556 | 0.556 | 0.556 | 0.556 | 0.556 | 0.556 | 0.556 | 0.556 | 0.556 | 0.556 | 0.556 | 0.556 | 0.556 | 0.556 | 0.556
Southern_PGAE_Solar_24 | caiso-deliverability | Midway_Q2005_SSN | Reliability_Capacity_In_Model_Year | System RA | Southern_PGAE_Solar_24 | 0.556 | 0.556 | 0.556 | 0.556 | 0.556 | 0.556 | 0.556 | 0.556 | 0.556 | 0.556 | 0.556 | 0.556 | 0.556 | 0.556 | 0.556 | 0.556 | 0.556 | 0.556 | 0.556 | 0.556 | 0.556 | 0.556 | 0.556 | 0.556 | 0.556 | 0.556 | 0.556 | 0.556 | 0.556 | 0.556 | 0.556
Southern_PGAE_Solar_33 | caiso-deliverability | Midway_Q2005_SSN | Reliability_Capacity_In_Model_Year | System RA | Southern_PGAE_Solar_33 | 0.556 | 0.556 | 0.556 | 0.556 | 0.556 | 0.556 | 0.556 | 0.556 | 0.556 | 0.556 | 0.556 | 0.556 | 0.556 | 0.556 | 0.556 | 0.556 | 0.556 | 0.556 | 0.556 | 0.556 | 0.556 | 0.556 | 0.556 | 0.556 | 0.556 | 0.556 | 0.556 | 0.556 | 0.556 | 0.556 | 0.556
Southern_PGAE_Solar_34 | caiso-deliverability | Midway_Q2005_SSN | Reliability_Capacity_In_Model_Year | System RA | Southern_PGAE_Solar_34 | 0.556 | 0.556 | 0.556 | 0.556 | 0.556 | 0.556 | 0.556 | 0.556 | 0.556 | 0.556 | 0.556 | 0.556 | 0.556 | 0.556 | 0.556 | 0.556 | 0.556 | 0.556 | 0.556 | 0.556 | 0.556 | 0.556 | 0.556 | 0.556 | 0.556 | 0.556 | 0.556 | 0.556 | 0.556 | 0.556 | 0.556
Southern_PGAE_Solar_37 | caiso-deliverability | Midway_Q2005_SSN | Reliability_Capacity_In_Model_Year | System RA | Southern_PGAE_Solar_37 | 0.556 | 0.556 | 0.556 | 0.556 | 0.556 | 0.556 | 0.556 | 0.556 | 0.556 | 0.556 | 0.556 | 0.556 | 0.556 | 0.556 | 0.556 | 0.556 | 0.556 | 0.556 | 0.556 | 0.556 | 0.556 | 0.556 | 0.556 | 0.556 | 0.556 | 0.556 | 0.556 | 0.556 | 0.556 | 0.556 | 0.556
Southern_PGAE_Solar_39 | caiso-deliverability | Midway_Q2005_SSN | Reliability_Capacity_In_Model_Year | System RA | Southern_PGAE_Solar_39 | 0.556 | 0.556 | 0.556 | 0.556 | 0.556 | 0.556 | 0.556 | 0.556 | 0.556 | 0.556 | 0.556 | 0.556 | 0.556 | 0.556 | 0.556 | 0.556 | 0.556 | 0.556 | 0.556 | 0.556 | 0.556 | 0.556 | 0.556 | 0.556 | 0.556 | 0.556 | 0.556 | 0.556 | 0.556 | 0.556 | 0.556
Southern_PGAE_Solar_45 | caiso-deliverability | Midway_Q2005_SSN | Reliability_Capacity_In_Model_Year | System RA | Southern_PGAE_Solar_45 | 0.556 | 0.556 | 0.556 | 0.556 | 0.556 | 0.556 | 0.556 | 0.556 | 0.556 | 0.556 | 0.556 | 0.556 | 0.556 | 0.556 | 0.556 | 0.556 | 0.556 | 0.556 | 0.556 | 0.556 | 0.556 | 0.556 | 0.556 | 0.556 | 0.556 | 0.556 | 0.556 | 0.556 | 0.556 | 0.556 | 0.556
Southern_PGAE_Solar_46 | caiso-deliverability | Midway_Q2005_SSN | Reliability_Capacity_In_Model_Year | System RA | Southern_PGAE_Solar_46 | 0.556 | 0.556 | 0.556 | 0.556 | 0.556 | 0.556 | 0.556 | 0.556 | 0.556 | 0.556 | 0.556 | 0.556 | 0.556 | 0.556 | 0.556 | 0.556 | 0.556 | 0.556 | 0.556 | 0.556 | 0.556 | 0.556 | 0.556 | 0.556 | 0.556 | 0.556 | 0.556 | 0.556 | 0.556 | 0.556 | 0.556
Southern_PGAE_Solar_49 | caiso-deliverability | Midway_Q2005_SSN | Reliability_Capacity_In_Model_Year | System RA | Southern_PGAE_Solar_49 | 0.556 | 0.556 | 0.556 | 0.556 | 0.556 | 0.556 | 0.556 | 0.556 | 0.556 | 0.556 | 0.556 | 0.556 | 0.556 | 0.556 | 0.556 | 0.556 | 0.556 | 0.556 | 0.556 | 0.556 | 0.556 | 0.556 | 0.556 | 0.556 | 0.556 | 0.556 | 0.556 | 0.556 | 0.556 | 0.556 | 0.556
Southern_PGAE_Solar_52 | caiso-deliverability | Midway_Q2005_SSN | Reliability_Capacity_In_Model_Year | System RA | Southern_PGAE_Solar_52 | 0.556 | 0.556 | 0.556 | 0.556 | 0.556 | 0.556 | 0.556 | 0.556 | 0.556 | 0.556 | 0.556 | 0.556 | 0.556 | 0.556 | 0.556 | 0.556 | 0.556 | 0.556 | 0.556 | 0.556 | 0.556 | 0.556 | 0.556 | 0.556 | 0.556 | 0.556 | 0.556 | 0.556 | 0.556 | 0.556 | 0.556
Southern_PGAE_Solar_61 | caiso-deliverability | Midway_Q2005_SSN | Reliability_Capacity_In_Model_Year | System RA | Southern_PGAE_Solar_61 | 0.556 | 0.556 | 0.556 | 0.556 | 0.556 | 0.556 | 0.556 | 0.556 | 0.556 | 0.556 | 0.556 | 0.556 | 0.556 | 0.556 | 0.556 | 0.556 | 0.556 | 0.556 | 0.556 | 0.556 | 0.556 | 0.556 | 0.556 | 0.556 | 0.556 | 0.556 | 0.556 | 0.556 | 0.556 | 0.556 | 0.556
Southern_PGAE_Solar_69 | caiso-deliverability | Midway_Q2005_SSN | Reliability_Capacity_In_Model_Year | System RA | Southern_PGAE_Solar_69 | 0.556 | 0.556 | 0.556 | 0.556 | 0.556 | 0.556 | 0.556 | 0.556 | 0.556 | 0.556 | 0.556 | 0.556 | 0.556 | 0.556 | 0.556 | 0.556 | 0.556 | 0.556 | 0.556 | 0.556 | 0.556 | 0.556 | 0.556 | 0.556 | 0.556 | 0.556 | 0.556 | 0.556 | 0.556 | 0.556 | 0.556
Southern_PGAE_Solar_74 | caiso-deliverability | Midway_Q2005_SSN | Reliability_Capacity_In_Model_Year | System RA | Southern_PGAE_Solar_74 | 0.556 | 0.556 | 0.556 | 0.556 | 0.556 | 0.556 | 0.556 | 0.556 | 0.556 | 0.556 | 0.556 | 0.556 | 0.556 | 0.556 | 0.556 | 0.556 | 0.556 | 0.556 | 0.556 | 0.556 | 0.556 | 0.556 | 0.556 | 0.556 | 0.556 | 0.556 | 0.556 | 0.556 | 0.556 | 0.556 | 0.556
Southern_PGAE_Solar_75 | caiso-deliverability | Midway_Q2005_SSN | Reliability_Capacity_In_Model_Year | System RA | Southern_PGAE_Solar_75 | 0.556 | 0.556 | 0.556 | 0.556 | 0.556 | 0.556 | 0.556 | 0.556 | 0.556 | 0.556 | 0.556 | 0.556 | 0.556 | 0.556 | 0.556 | 0.556 | 0.556 | 0.556 | 0.556 | 0.556 | 0.556 | 0.556 | 0.556 | 0.556 | 0.556 | 0.556 | 0.556 | 0.556 | 0.556 | 0.556 | 0.556
Southern_PGAE_Solar_79 | caiso-deliverability | Midway_Q2005_SSN | Reliability_Capacity_In_Model_Year | System RA | Southern_PGAE_Solar_79 | 0.556 | 0.556 | 0.556 | 0.556 | 0.556 | 0.556 | 0.556 | 0.556 | 0.556 | 0.556 | 0.556 | 0.556 | 0.556 | 0.556 | 0.556 | 0.556 | 0.556 | 0.556 | 0.556 | 0.556 | 0.556 | 0.556 | 0.556 | 0.556 | 0.556 | 0.556 | 0.556 | 0.556 | 0.556 | 0.556 | 0.556
Southern_PGAE_Solar_93 | caiso-deliverability | Midway_Q2005_SSN | Reliability_Capacity_In_Model_Year | System RA | Southern_PGAE_Solar_93 | 0.556 | 0.556 | 0.556 | 0.556 | 0.556 | 0.556 | 0.556 | 0.556 | 0.556 | 0.556 | 0.556 | 0.556 | 0.556 | 0.556 | 0.556 | 0.556 | 0.556 | 0.556 | 0.556 | 0.556 | 0.556 | 0.556 | 0.556 | 0.556 | 0.556 | 0.556 | 0.556 | 0.556 | 0.556 | 0.556 | 0.556
Southern_PGAE_Solar_98 | caiso-deliverability | Midway_Q2005_SSN | Reliability_Capacity_In_Model_Year | System RA | Southern_PGAE_Solar_98 | 0.556 | 0.556 | 0.556 | 0.556 | 0.556 | 0.556 | 0.556 | 0.556 | 0.556 | 0.556 | 0.556 | 0.556 | 0.556 | 0.556 | 0.556 | 0.556 | 0.556 | 0.556 | 0.556 | 0.556 | 0.556 | 0.556 | 0.556 | 0.556 | 0.556 | 0.556 | 0.556 | 0.556 | 0.556 | 0.556 | 0.556
Southern_PGAE_Solar_102 | caiso-deliverability | Midway_Q2005_SSN | Reliability_Capacity_In_Model_Year | System RA | Southern_PGAE_Solar_102 | 0.556 | 0.556 | 0.556 | 0.556 | 0.556 | 0.556 | 0.556 | 0.556 | 0.556 | 0.556 | 0.556 | 0.556 | 0.556 | 0.556 | 0.556 | 0.556 | 0.556 | 0.556 | 0.556 | 0.556 | 0.556 | 0.556 | 0.556 | 0.556 | 0.556 | 0.556 | 0.556 | 0.556 | 0.556 | 0.556 | 0.556
Southern_PGAE_Solar_109 | caiso-deliverability | Midway_Q2005_SSN | Reliability_Capacity_In_Model_Year | System RA | Southern_PGAE_Solar_109 | 0.556 | 0.556 | 0.556 | 0.556 | 0.556 | 0.556 | 0.556 | 0.556 | 0.556 | 0.556 | 0.556 | 0.556 | 0.556 | 0.556 | 0.556 | 0.556 | 0.556 | 0.556 | 0.556 | 0.556 | 0.556 | 0.556 | 0.556 | 0.556 | 0.556 | 0.556 | 0.556 | 0.556 | 0.556 | 0.556 | 0.556
Southern_PGAE_Solar_117 | caiso-deliverability | Midway_Q2005_SSN | Reliability_Capacity_In_Model_Year | System RA | Southern_PGAE_Solar_117 | 0.556 | 0.556 | 0.556 | 0.556 | 0.556 | 0.556 | 0.556 | 0.556 | 0.556 | 0.556 | 0.556 | 0.556 | 0.556 | 0.556 | 0.556 | 0.556 | 0.556 | 0.556 | 0.556 | 0.556 | 0.556 | 0.556 | 0.556 | 0.556 | 0.556 | 0.556 | 0.556 | 0.556 | 0.556 | 0.556 | 0.556
Southern_PGAE_Solar_118 | caiso-deliverability | Midway_Q2005_SSN | Reliability_Capacity_In_Model_Year | System RA | Southern_PGAE_Solar_118 | 0.556 | 0.556 | 0.556 | 0.556 | 0.556 | 0.556 | 0.556 | 0.556 | 0.556 | 0.556 | 0.556 | 0.556 | 0.556 | 0.556 | 0.556 | 0.556 | 0.556 | 0.556 | 0.556 | 0.556 | 0.556 | 0.556 | 0.556 | 0.556 | 0.556 | 0.556 | 0.556 | 0.556 | 0.556 | 0.556 | 0.556
Southern_PGAE_Solar_140 | caiso-deliverability | Midway_Q2005_SSN | Reliability_Capacity_In_Model_Year | System RA | Southern_PGAE_Solar_140 | 0.556 | 0.556 | 0.556 | 0.556 | 0.556 | 0.556 | 0.556 | 0.556 | 0.556 | 0.556 | 0.556 | 0.556 | 0.556 | 0.556 | 0.556 | 0.556 | 0.556 | 0.556 | 0.556 | 0.556 | 0.556 | 0.556 | 0.556 | 0.556 | 0.556 | 0.556 | 0.556 | 0.556 | 0.556 | 0.556 | 0.556
Southern_PGAE_Solar_151 | caiso-deliverability | Midway_Q2005_SSN | Reliability_Capacity_In_Model_Year | System RA | Southern_PGAE_Solar_151 | 0.556 | 0.556 | 0.556 | 0.556 | 0.556 | 0.556 | 0.556 | 0.556 | 0.556 | 0.556 | 0.556 | 0.556 | 0.556 | 0.556 | 0.556 | 0.556 | 0.556 | 0.556 | 0.556 | 0.556 | 0.556 | 0.556 | 0.556 | 0.556 | 0.556 | 0.556 | 0.556 | 0.556 | 0.556 | 0.556 | 0.556
Southern_PGAE_Solar_154 | caiso-deliverability | Midway_Q2005_SSN | Reliability_Capacity_In_Model_Year | System RA | Southern_PGAE_Solar_154 | 0.556 | 0.556 | 0.556 | 0.556 | 0.556 | 0.556 | 0.556 | 0.556 | 0.556 | 0.556 | 0.556 | 0.556 | 0.556 | 0.556 | 0.556 | 0.556 | 0.556 | 0.556 | 0.556 | 0.556 | 0.556 | 0.556 | 0.556 | 0.556 | 0.556 | 0.556 | 0.556 | 0.556 | 0.556 | 0.556 | 0.556
Southern_PGAE_Solar_161 | caiso-deliverability | Midway_Q2005_SSN | Reliability_Capacity_In_Model_Year | System RA | Southern_PGAE_Solar_161 | 0.556 | 0.556 | 0.556 | 0.556 | 0.556 | 0.556 | 0.556 | 0.556 | 0.556 | 0.556 | 0.556 | 0.556 | 0.556 | 0.556 | 0.556 | 0.556 | 0.556 | 0.556 | 0.556 | 0.556 | 0.556 | 0.556 | 0.556 | 0.556 | 0.556 | 0.556 | 0.556 | 0.556 | 0.556 | 0.556 | 0.556
Southern_PGAE_Solar_162 | caiso-deliverability | Midway_Q2005_SSN | Reliability_Capacity_In_Model_Year | System RA | Southern_PGAE_Solar_162 | 0.556 | 0.556 | 0.556 | 0.556 | 0.556 | 0.556 | 0.556 | 0.556 | 0.556 | 0.556 | 0.556 | 0.556 | 0.556 | 0.556 | 0.556 | 0.556 | 0.556 | 0.556 | 0.556 | 0.556 | 0.556 | 0.556 | 0.556 | 0.556 | 0.556 | 0.556 | 0.556 | 0.556 | 0.556 | 0.556 | 0.556
Southern_PGAE_Solar_164 | caiso-deliverability | Midway_Q2005_SSN | Reliability_Capacity_In_Model_Year | System RA | Southern_PGAE_Solar_164 | 0.556 | 0.556 | 0.556 | 0.556 | 0.556 | 0.556 | 0.556 | 0.556 | 0.556 | 0.556 | 0.556 | 0.556 | 0.556 | 0.556 | 0.556 | 0.556 | 0.556 | 0.556 | 0.556 | 0.556 | 0.556 | 0.556 | 0.556 | 0.556 | 0.556 | 0.556 | 0.556 | 0.556 | 0.556 | 0.556 | 0.556
Southern_PGAE_Solar_165 | caiso-deliverability | Midway_Q2005_SSN | Reliability_Capacity_In_Model_Year | System RA | Southern_PGAE_Solar_165 | 0.556 | 0.556 | 0.556 | 0.556 | 0.556 | 0.556 | 0.556 | 0.556 | 0.556 | 0.556 | 0.556 | 0.556 | 0.556 | 0.556 | 0.556 | 0.556 | 0.556 | 0.556 | 0.556 | 0.556 | 0.556 | 0.556 | 0.556 | 0.556 | 0.556 | 0.556 | 0.556 | 0.556 | 0.556 | 0.556 | 0.556
Southern_PGAE_Solar_168 | caiso-deliverability | Midway_Q2005_SSN | Reliability_Capacity_In_Model_Year | System RA | Southern_PGAE_Solar_168 | 0.556 | 0.556 | 0.556 | 0.556 | 0.556 | 0.556 | 0.556 | 0.556 | 0.556 | 0.556 | 0.556 | 0.556 | 0.556 | 0.556 | 0.556 | 0.556 | 0.556 | 0.556 | 0.556 | 0.556 | 0.556 | 0.556 | 0.556 | 0.556 | 0.556 | 0.556 | 0.556 | 0.556 | 0.556 | 0.556 | 0.556
Southern_PGAE_Solar_169 | caiso-deliverability | Midway_Q2005_SSN | Reliability_Capacity_In_Model_Year | System RA | Southern_PGAE_Solar_169 | 0.556 | 0.556 | 0.556 | 0.556 | 0.556 | 0.556 | 0.556 | 0.556 | 0.556 | 0.556 | 0.556 | 0.556 | 0.556 | 0.556 | 0.556 | 0.556 | 0.556 | 0.556 | 0.556 | 0.556 | 0.556 | 0.556 | 0.556 | 0.556 | 0.556 | 0.556 | 0.556 | 0.556 | 0.556 | 0.556 | 0.556
Southern_PGAE_Solar_170 | caiso-deliverability | Midway_Q2005_SSN | Reliability_Capacity_In_Model_Year | System RA | Southern_PGAE_Solar_170 | 0.556 | 0.556 | 0.556 | 0.556 | 0.556 | 0.556 | 0.556 | 0.556 | 0.556 | 0.556 | 0.556 | 0.556 | 0.556 | 0.556 | 0.556 | 0.556 | 0.556 | 0.556 | 0.556 | 0.556 | 0.556 | 0.556 | 0.556 | 0.556 | 0.556 | 0.556 | 0.556 | 0.556 | 0.556 | 0.556 | 0.556
Southern_PGAE_Solar_174 | caiso-deliverability | Midway_Q2005_SSN | Reliability_Capacity_In_Model_Year | System RA | Southern_PGAE_Solar_174 | 0.556 | 0.556 | 0.556 | 0.556 | 0.556 | 0.556 | 0.556 | 0.556 | 0.556 | 0.556 | 0.556 | 0.556 | 0.556 | 0.556 | 0.556 | 0.556 | 0.556 | 0.556 | 0.556 | 0.556 | 0.556 | 0.556 | 0.556 | 0.556 | 0.556 | 0.556 | 0.556 | 0.556 | 0.556 | 0.556 | 0.556
Southern_PGAE_Solar_176 | caiso-deliverability | Midway_Q2005_SSN | Reliability_Capacity_In_Model_Year | System RA | Southern_PGAE_Solar_176 | 0.556 | 0.556 | 0.556 | 0.556 | 0.556 | 0.556 | 0.556 | 0.556 | 0.556 | 0.556 | 0.556 | 0.556 | 0.556 | 0.556 | 0.556 | 0.556 | 0.556 | 0.556 | 0.556 | 0.556 | 0.556 | 0.556 | 0.556 | 0.556 | 0.556 | 0.556 | 0.556 | 0.556 | 0.556 | 0.556 | 0.556
Midway_Q2005_group | caiso-deliverability | Midway_Q2005_SSN | Operational_New_Capacity_MW | Midway_Q2005_group |  | -1 | -1 | -1 | -1 | -1 | -1 | -1 | -1 | -1 | -1 | -1 | -1 | -1 | -1 | -1 | -1 | -1 | -1 | -1 | -1 | -1 | -1 | -1 | -1 | -1 | -1 | -1 | -1 | -1 | -1 | -1
Southern_PGAE_Flow_Battery_23 | caiso-deliverability | Midway_Q2011_HSN | Reliability_Capacity_In_Model_Year | System RA | Southern_PGAE_Flow_Battery_23 | 1 | 1 | 1 | 1 | 1 | 1 | 1 | 1 | 1 | 1 | 1 | 1 | 1 | 1 | 1 | 1 | 1 | 1 | 1 | 1 | 1 | 1 | 1 | 1 | 1 | 1 | 1 | 1 | 1 | 1 | 1
Southern_PGAE_Flow_Battery_61 | caiso-deliverability | Midway_Q2011_HSN | Reliability_Capacity_In_Model_Year | System RA | Southern_PGAE_Flow_Battery_61 | 1 | 1 | 1 | 1 | 1 | 1 | 1 | 1 | 1 | 1 | 1 | 1 | 1 | 1 | 1 | 1 | 1 | 1 | 1 | 1 | 1 | 1 | 1 | 1 | 1 | 1 | 1 | 1 | 1 | 1 | 1
Southern_PGAE_Li_Battery_4hr_23 | caiso-deliverability | Midway_Q2011_HSN | Reliability_Capacity_In_Model_Year | System RA | Southern_PGAE_Li_Battery_4hr_23 | 1 | 1 | 1 | 1 | 1 | 1 | 1 | 1 | 1 | 1 | 1 | 1 | 1 | 1 | 1 | 1 | 1 | 1 | 1 | 1 | 1 | 1 | 1 | 1 | 1 | 1 | 1 | 1 | 1 | 1 | 1
Southern_PGAE_Li_Battery_4hr_61 | caiso-deliverability | Midway_Q2011_HSN | Reliability_Capacity_In_Model_Year | System RA | Southern_PGAE_Li_Battery_4hr_61 | 1 | 1 | 1 | 1 | 1 | 1 | 1 | 1 | 1 | 1 | 1 | 1 | 1 | 1 | 1 | 1 | 1 | 1 | 1 | 1 | 1 | 1 | 1 | 1 | 1 | 1 | 1 | 1 | 1 | 1 | 1
Southern_PGAE_Li_Battery_8hr_23 | caiso-deliverability | Midway_Q2011_HSN | Reliability_Capacity_In_Model_Year | System RA | Southern_PGAE_Li_Battery_8hr_23 | 1 | 1 | 1 | 1 | 1 | 1 | 1 | 1 | 1 | 1 | 1 | 1 | 1 | 1 | 1 | 1 | 1 | 1 | 1 | 1 | 1 | 1 | 1 | 1 | 1 | 1 | 1 | 1 | 1 | 1 | 1
Southern_PGAE_Li_Battery_8hr_61 | caiso-deliverability | Midway_Q2011_HSN | Reliability_Capacity_In_Model_Year | System RA | Southern_PGAE_Li_Battery_8hr_61 | 1 | 1 | 1 | 1 | 1 | 1 | 1 | 1 | 1 | 1 | 1 | 1 | 1 | 1 | 1 | 1 | 1 | 1 | 1 | 1 | 1 | 1 | 1 | 1 | 1 | 1 | 1 | 1 | 1 | 1 | 1
Southern_PGAE_Solar_23 | caiso-deliverability | Midway_Q2011_HSN | Reliability_Capacity_In_Model_Year | System RA | Southern_PGAE_Solar_23 | 0.1 | 0.1 | 0.1 | 0.1 | 0.1 | 0.1 | 0.1 | 0.1 | 0.1 | 0.1 | 0.1 | 0.1 | 0.1 | 0.1 | 0.1 | 0.1 | 0.1 | 0.1 | 0.1 | 0.1 | 0.1 | 0.1 | 0.1 | 0.1 | 0.1 | 0.1 | 0.1 | 0.1 | 0.1 | 0.1 | 0.1
Southern_PGAE_Solar_61 | caiso-deliverability | Midway_Q2011_HSN | Reliability_Capacity_In_Model_Year | System RA | Southern_PGAE_Solar_61 | 0.1 | 0.1 | 0.1 | 0.1 | 0.1 | 0.1 | 0.1 | 0.1 | 0.1 | 0.1 | 0.1 | 0.1 | 0.1 | 0.1 | 0.1 | 0.1 | 0.1 | 0.1 | 0.1 | 0.1 | 0.1 | 0.1 | 0.1 | 0.1 | 0.1 | 0.1 | 0.1 | 0.1 | 0.1 | 0.1 | 0.1
Midway_Q2011_group | caiso-deliverability | Midway_Q2011_HSN | Operational_New_Capacity_MW | Midway_Q2011_group |  | -1 | -1 | -1 | -1 | -1 | -1 | -1 | -1 | -1 | -1 | -1 | -1 | -1 | -1 | -1 | -1 | -1 | -1 | -1 | -1 | -1 | -1 | -1 | -1 | -1 | -1 | -1 | -1 | -1 | -1 | -1
Southern_PGAE_Flow_Battery_23 | caiso-deliverability | Midway_Q2011_offpeak | Operational_New_Capacity_MW | Southern_PGAE_Flow_Battery_23 |  | -1 | -1 | -1 | -1 | -1 | -1 | -1 | -1 | -1 | -1 | -1 | -1 | -1 | -1 | -1 | -1 | -1 | -1 | -1 | -1 | -1 | -1 | -1 | -1 | -1 | -1 | -1 | -1 | -1 | -1 | -1
Southern_PGAE_Flow_Battery_61 | caiso-deliverability | Midway_Q2011_offpeak | Operational_New_Capacity_MW | Southern_PGAE_Flow_Battery_61 |  | -1 | -1 | -1 | -1 | -1 | -1 | -1 | -1 | -1 | -1 | -1 | -1 | -1 | -1 | -1 | -1 | -1 | -1 | -1 | -1 | -1 | -1 | -1 | -1 | -1 | -1 | -1 | -1 | -1 | -1 | -1
Southern_PGAE_Li_Battery_4hr_23 | caiso-deliverability | Midway_Q2011_offpeak | Operational_New_Capacity_MW | Southern_PGAE_Li_Battery_4hr_23 |  | -1 | -1 | -1 | -1 | -1 | -1 | -1 | -1 | -1 | -1 | -1 | -1 | -1 | -1 | -1 | -1 | -1 | -1 | -1 | -1 | -1 | -1 | -1 | -1 | -1 | -1 | -1 | -1 | -1 | -1 | -1
Southern_PGAE_Li_Battery_4hr_61 | caiso-deliverability | Midway_Q2011_offpeak | Operational_New_Capacity_MW | Southern_PGAE_Li_Battery_4hr_61 |  | -1 | -1 | -1 | -1 | -1 | -1 | -1 | -1 | -1 | -1 | -1 | -1 | -1 | -1 | -1 | -1 | -1 | -1 | -1 | -1 | -1 | -1 | -1 | -1 | -1 | -1 | -1 | -1 | -1 | -1 | -1
Southern_PGAE_Li_Battery_8hr_23 | caiso-deliverability | Midway_Q2011_offpeak | Operational_New_Capacity_MW | Southern_PGAE_Li_Battery_8hr_23 |  | -1 | -1 | -1 | -1 | -1 | -1 | -1 | -1 | -1 | -1 | -1 | -1 | -1 | -1 | -1 | -1 | -1 | -1 | -1 | -1 | -1 | -1 | -1 | -1 | -1 | -1 | -1 | -1 | -1 | -1 | -1
Southern_PGAE_Li_Battery_8hr_61 | caiso-deliverability | Midway_Q2011_offpeak | Operational_New_Capacity_MW | Southern_PGAE_Li_Battery_8hr_61 |  | -1 | -1 | -1 | -1 | -1 | -1 | -1 | -1 | -1 | -1 | -1 | -1 | -1 | -1 | -1 | -1 | -1 | -1 | -1 | -1 | -1 | -1 | -1 | -1 | -1 | -1 | -1 | -1 | -1 | -1 | -1
Southern_PGAE_Solar_23 | caiso-deliverability | Midway_Q2011_offpeak | Operational_New_Capacity_MW | Southern_PGAE_Solar_23 |  | 0.79 | 0.79 | 0.79 | 0.79 | 0.79 | 0.79 | 0.79 | 0.79 | 0.79 | 0.79 | 0.79 | 0.79 | 0.79 | 0.79 | 0.79 | 0.79 | 0.79 | 0.79 | 0.79 | 0.79 | 0.79 | 0.79 | 0.79 | 0.79 | 0.79 | 0.79 | 0.79 | 0.79 | 0.79 | 0.79 | 0.79
Southern_PGAE_Solar_61 | caiso-deliverability | Midway_Q2011_offpeak | Operational_New_Capacity_MW | Southern_PGAE_Solar_61 |  | 0.79 | 0.79 | 0.79 | 0.79 | 0.79 | 0.79 | 0.79 | 0.79 | 0.79 | 0.79 | 0.79 | 0.79 | 0.79 | 0.79 | 0.79 | 0.79 | 0.79 | 0.79 | 0.79 | 0.79 | 0.79 | 0.79 | 0.79 | 0.79 | 0.79 | 0.79 | 0.79 | 0.79 | 0.79 | 0.79 | 0.79
Midway_Q2011_group | caiso-deliverability | Midway_Q2011_offpeak | Operational_New_Capacity_MW | Midway_Q2011_group |  | -1 | -1 | -1 | -1 | -1 | -1 | -1 | -1 | -1 | -1 | -1 | -1 | -1 | -1 | -1 | -1 | -1 | -1 | -1 | -1 | -1 | -1 | -1 | -1 | -1 | -1 | -1 | -1 | -1 | -1 | -1
Southern_PGAE_Flow_Battery_23 | caiso-deliverability | Midway_Q2011_SSN | Reliability_Capacity_In_Model_Year | System RA | Southern_PGAE_Flow_Battery_23 | 0.5 | 0.5 | 0.5 | 0.5 | 0.5 | 0.5 | 0.5 | 0.5 | 0.5 | 0.5 | 0.5 | 0.5 | 0.5 | 0.5 | 0.5 | 0.5 | 0.5 | 0.5 | 0.5 | 0.5 | 0.5 | 0.5 | 0.5 | 0.5 | 0.5 | 0.5 | 0.5 | 0.5 | 0.5 | 0.5 | 0.5
Southern_PGAE_Flow_Battery_61 | caiso-deliverability | Midway_Q2011_SSN | Reliability_Capacity_In_Model_Year | System RA | Southern_PGAE_Flow_Battery_61 | 0.5 | 0.5 | 0.5 | 0.5 | 0.5 | 0.5 | 0.5 | 0.5 | 0.5 | 0.5 | 0.5 | 0.5 | 0.5 | 0.5 | 0.5 | 0.5 | 0.5 | 0.5 | 0.5 | 0.5 | 0.5 | 0.5 | 0.5 | 0.5 | 0.5 | 0.5 | 0.5 | 0.5 | 0.5 | 0.5 | 0.5
Southern_PGAE_Li_Battery_4hr_23 | caiso-deliverability | Midway_Q2011_SSN | Reliability_Capacity_In_Model_Year | System RA | Southern_PGAE_Li_Battery_4hr_23 | 0.5 | 0.5 | 0.5 | 0.5 | 0.5 | 0.5 | 0.5 | 0.5 | 0.5 | 0.5 | 0.5 | 0.5 | 0.5 | 0.5 | 0.5 | 0.5 | 0.5 | 0.5 | 0.5 | 0.5 | 0.5 | 0.5 | 0.5 | 0.5 | 0.5 | 0.5 | 0.5 | 0.5 | 0.5 | 0.5 | 0.5
Southern_PGAE_Li_Battery_4hr_61 | caiso-deliverability | Midway_Q2011_SSN | Reliability_Capacity_In_Model_Year | System RA | Southern_PGAE_Li_Battery_4hr_61 | 0.5 | 0.5 | 0.5 | 0.5 | 0.5 | 0.5 | 0.5 | 0.5 | 0.5 | 0.5 | 0.5 | 0.5 | 0.5 | 0.5 | 0.5 | 0.5 | 0.5 | 0.5 | 0.5 | 0.5 | 0.5 | 0.5 | 0.5 | 0.5 | 0.5 | 0.5 | 0.5 | 0.5 | 0.5 | 0.5 | 0.5
Southern_PGAE_Li_Battery_8hr_23 | caiso-deliverability | Midway_Q2011_SSN | Reliability_Capacity_In_Model_Year | System RA | Southern_PGAE_Li_Battery_8hr_23 | 0.5 | 0.5 | 0.5 | 0.5 | 0.5 | 0.5 | 0.5 | 0.5 | 0.5 | 0.5 | 0.5 | 0.5 | 0.5 | 0.5 | 0.5 | 0.5 | 0.5 | 0.5 | 0.5 | 0.5 | 0.5 | 0.5 | 0.5 | 0.5 | 0.5 | 0.5 | 0.5 | 0.5 | 0.5 | 0.5 | 0.5
Southern_PGAE_Li_Battery_8hr_61 | caiso-deliverability | Midway_Q2011_SSN | Reliability_Capacity_In_Model_Year | System RA | Southern_PGAE_Li_Battery_8hr_61 | 0.5 | 0.5 | 0.5 | 0.5 | 0.5 | 0.5 | 0.5 | 0.5 | 0.5 | 0.5 | 0.5 | 0.5 | 0.5 | 0.5 | 0.5 | 0.5 | 0.5 | 0.5 | 0.5 | 0.5 | 0.5 | 0.5 | 0.5 | 0.5 | 0.5 | 0.5 | 0.5 | 0.5 | 0.5 | 0.5 | 0.5
Southern_PGAE_Solar_23 | caiso-deliverability | Midway_Q2011_SSN | Reliability_Capacity_In_Model_Year | System RA | Southern_PGAE_Solar_23 | 0.556 | 0.556 | 0.556 | 0.556 | 0.556 | 0.556 | 0.556 | 0.556 | 0.556 | 0.556 | 0.556 | 0.556 | 0.556 | 0.556 | 0.556 | 0.556 | 0.556 | 0.556 | 0.556 | 0.556 | 0.556 | 0.556 | 0.556 | 0.556 | 0.556 | 0.556 | 0.556 | 0.556 | 0.556 | 0.556 | 0.556
Southern_PGAE_Solar_61 | caiso-deliverability | Midway_Q2011_SSN | Reliability_Capacity_In_Model_Year | System RA | Southern_PGAE_Solar_61 | 0.556 | 0.556 | 0.556 | 0.556 | 0.556 | 0.556 | 0.556 | 0.556 | 0.556 | 0.556 | 0.556 | 0.556 | 0.556 | 0.556 | 0.556 | 0.556 | 0.556 | 0.556 | 0.556 | 0.556 | 0.556 | 0.556 | 0.556 | 0.556 | 0.556 | 0.556 | 0.556 | 0.556 | 0.556 | 0.556 | 0.556
Midway_Q2011_group | caiso-deliverability | Midway_Q2011_SSN | Operational_New_Capacity_MW | Midway_Q2011_group |  | -1 | -1 | -1 | -1 | -1 | -1 | -1 | -1 | -1 | -1 | -1 | -1 | -1 | -1 | -1 | -1 | -1 | -1 | -1 | -1 | -1 | -1 | -1 | -1 | -1 | -1 | -1 | -1 | -1 | -1 | -1
Southern_PGAE_Flow_Battery_98 | caiso-deliverability | Midway_Taft_HSN | Reliability_Capacity_In_Model_Year | System RA | Southern_PGAE_Flow_Battery_98 | 1 | 1 | 1 | 1 | 1 | 1 | 1 | 1 | 1 | 1 | 1 | 1 | 1 | 1 | 1 | 1 | 1 | 1 | 1 | 1 | 1 | 1 | 1 | 1 | 1 | 1 | 1 | 1 | 1 | 1 | 1
Southern_PGAE_Flow_Battery_102 | caiso-deliverability | Midway_Taft_HSN | Reliability_Capacity_In_Model_Year | System RA | Southern_PGAE_Flow_Battery_102 | 1 | 1 | 1 | 1 | 1 | 1 | 1 | 1 | 1 | 1 | 1 | 1 | 1 | 1 | 1 | 1 | 1 | 1 | 1 | 1 | 1 | 1 | 1 | 1 | 1 | 1 | 1 | 1 | 1 | 1 | 1
Southern_PGAE_Li_Battery_4hr_98 | caiso-deliverability | Midway_Taft_HSN | Reliability_Capacity_In_Model_Year | System RA | Southern_PGAE_Li_Battery_4hr_98 | 1 | 1 | 1 | 1 | 1 | 1 | 1 | 1 | 1 | 1 | 1 | 1 | 1 | 1 | 1 | 1 | 1 | 1 | 1 | 1 | 1 | 1 | 1 | 1 | 1 | 1 | 1 | 1 | 1 | 1 | 1
Southern_PGAE_Li_Battery_4hr_102 | caiso-deliverability | Midway_Taft_HSN | Reliability_Capacity_In_Model_Year | System RA | Southern_PGAE_Li_Battery_4hr_102 | 1 | 1 | 1 | 1 | 1 | 1 | 1 | 1 | 1 | 1 | 1 | 1 | 1 | 1 | 1 | 1 | 1 | 1 | 1 | 1 | 1 | 1 | 1 | 1 | 1 | 1 | 1 | 1 | 1 | 1 | 1
Southern_PGAE_Li_Battery_8hr_98 | caiso-deliverability | Midway_Taft_HSN | Reliability_Capacity_In_Model_Year | System RA | Southern_PGAE_Li_Battery_8hr_98 | 1 | 1 | 1 | 1 | 1 | 1 | 1 | 1 | 1 | 1 | 1 | 1 | 1 | 1 | 1 | 1 | 1 | 1 | 1 | 1 | 1 | 1 | 1 | 1 | 1 | 1 | 1 | 1 | 1 | 1 | 1
Southern_PGAE_Li_Battery_8hr_102 | caiso-deliverability | Midway_Taft_HSN | Reliability_Capacity_In_Model_Year | System RA | Southern_PGAE_Li_Battery_8hr_102 | 1 | 1 | 1 | 1 | 1 | 1 | 1 | 1 | 1 | 1 | 1 | 1 | 1 | 1 | 1 | 1 | 1 | 1 | 1 | 1 | 1 | 1 | 1 | 1 | 1 | 1 | 1 | 1 | 1 | 1 | 1
Southern_PGAE_Solar_98 | caiso-deliverability | Midway_Taft_HSN | Reliability_Capacity_In_Model_Year | System RA | Southern_PGAE_Solar_98 | 0.1 | 0.1 | 0.1 | 0.1 | 0.1 | 0.1 | 0.1 | 0.1 | 0.1 | 0.1 | 0.1 | 0.1 | 0.1 | 0.1 | 0.1 | 0.1 | 0.1 | 0.1 | 0.1 | 0.1 | 0.1 | 0.1 | 0.1 | 0.1 | 0.1 | 0.1 | 0.1 | 0.1 | 0.1 | 0.1 | 0.1
Southern_PGAE_Solar_102 | caiso-deliverability | Midway_Taft_HSN | Reliability_Capacity_In_Model_Year | System RA | Southern_PGAE_Solar_102 | 0.1 | 0.1 | 0.1 | 0.1 | 0.1 | 0.1 | 0.1 | 0.1 | 0.1 | 0.1 | 0.1 | 0.1 | 0.1 | 0.1 | 0.1 | 0.1 | 0.1 | 0.1 | 0.1 | 0.1 | 0.1 | 0.1 | 0.1 | 0.1 | 0.1 | 0.1 | 0.1 | 0.1 | 0.1 | 0.1 | 0.1
Midway_Taft_group | caiso-deliverability | Midway_Taft_HSN | Operational_New_Capacity_MW | Midway_Taft_group |  | -0.043689 | -0.043689 | -0.043689 | -0.043689 | -0.043689 | -0.043689 | -0.043689 | -0.043689 | -0.043689 | -0.043689 | -0.043689 | -0.043689 | -0.043689 | -0.043689 | -0.043689 | -0.043689 | -0.043689 | -0.043689 | -0.043689 | -0.043689 | -0.043689 | -0.043689 | -0.043689 | -0.043689 | -0.043689 | -0.043689 | -0.043689 | -0.043689 | -0.043689 | -0.043689 | -0.043689
Southern_PGAE_Flow_Battery_98 | caiso-deliverability | Midway_Taft_offpeak | Operational_New_Capacity_MW | Southern_PGAE_Flow_Battery_98 |  | -1 | -1 | -1 | -1 | -1 | -1 | -1 | -1 | -1 | -1 | -1 | -1 | -1 | -1 | -1 | -1 | -1 | -1 | -1 | -1 | -1 | -1 | -1 | -1 | -1 | -1 | -1 | -1 | -1 | -1 | -1
Southern_PGAE_Flow_Battery_102 | caiso-deliverability | Midway_Taft_offpeak | Operational_New_Capacity_MW | Southern_PGAE_Flow_Battery_102 |  | -1 | -1 | -1 | -1 | -1 | -1 | -1 | -1 | -1 | -1 | -1 | -1 | -1 | -1 | -1 | -1 | -1 | -1 | -1 | -1 | -1 | -1 | -1 | -1 | -1 | -1 | -1 | -1 | -1 | -1 | -1
Southern_PGAE_Li_Battery_4hr_98 | caiso-deliverability | Midway_Taft_offpeak | Operational_New_Capacity_MW | Southern_PGAE_Li_Battery_4hr_98 |  | -1 | -1 | -1 | -1 | -1 | -1 | -1 | -1 | -1 | -1 | -1 | -1 | -1 | -1 | -1 | -1 | -1 | -1 | -1 | -1 | -1 | -1 | -1 | -1 | -1 | -1 | -1 | -1 | -1 | -1 | -1
Southern_PGAE_Li_Battery_4hr_102 | caiso-deliverability | Midway_Taft_offpeak | Operational_New_Capacity_MW | Southern_PGAE_Li_Battery_4hr_102 |  | -1 | -1 | -1 | -1 | -1 | -1 | -1 | -1 | -1 | -1 | -1 | -1 | -1 | -1 | -1 | -1 | -1 | -1 | -1 | -1 | -1 | -1 | -1 | -1 | -1 | -1 | -1 | -1 | -1 | -1 | -1
Southern_PGAE_Li_Battery_8hr_98 | caiso-deliverability | Midway_Taft_offpeak | Operational_New_Capacity_MW | Southern_PGAE_Li_Battery_8hr_98 |  | -1 | -1 | -1 | -1 | -1 | -1 | -1 | -1 | -1 | -1 | -1 | -1 | -1 | -1 | -1 | -1 | -1 | -1 | -1 | -1 | -1 | -1 | -1 | -1 | -1 | -1 | -1 | -1 | -1 | -1 | -1
Southern_PGAE_Li_Battery_8hr_102 | caiso-deliverability | Midway_Taft_offpeak | Operational_New_Capacity_MW | Southern_PGAE_Li_Battery_8hr_102 |  | -1 | -1 | -1 | -1 | -1 | -1 | -1 | -1 | -1 | -1 | -1 | -1 | -1 | -1 | -1 | -1 | -1 | -1 | -1 | -1 | -1 | -1 | -1 | -1 | -1 | -1 | -1 | -1 | -1 | -1 | -1
Southern_PGAE_Solar_98 | caiso-deliverability | Midway_Taft_offpeak | Operational_New_Capacity_MW | Southern_PGAE_Solar_98 |  | 0.79 | 0.79 | 0.79 | 0.79 | 0.79 | 0.79 | 0.79 | 0.79 | 0.79 | 0.79 | 0.79 | 0.79 | 0.79 | 0.79 | 0.79 | 0.79 | 0.79 | 0.79 | 0.79 | 0.79 | 0.79 | 0.79 | 0.79 | 0.79 | 0.79 | 0.79 | 0.79 | 0.79 | 0.79 | 0.79 | 0.79
Southern_PGAE_Solar_102 | caiso-deliverability | Midway_Taft_offpeak | Operational_New_Capacity_MW | Southern_PGAE_Solar_102 |  | 0.79 | 0.79 | 0.79 | 0.79 | 0.79 | 0.79 | 0.79 | 0.79 | 0.79 | 0.79 | 0.79 | 0.79 | 0.79 | 0.79 | 0.79 | 0.79 | 0.79 | 0.79 | 0.79 | 0.79 | 0.79 | 0.79 | 0.79 | 0.79 | 0.79 | 0.79 | 0.79 | 0.79 | 0.79 | 0.79 | 0.79
Midway_Taft_group | caiso-deliverability | Midway_Taft_offpeak | Operational_New_Capacity_MW | Midway_Taft_group |  | -0.043689 | -0.043689 | -0.043689 | -0.043689 | -0.043689 | -0.043689 | -0.043689 | -0.043689 | -0.043689 | -0.043689 | -0.043689 | -0.043689 | -0.043689 | -0.043689 | -0.043689 | -0.043689 | -0.043689 | -0.043689 | -0.043689 | -0.043689 | -0.043689 | -0.043689 | -0.043689 | -0.043689 | -0.043689 | -0.043689 | -0.043689 | -0.043689 | -0.043689 | -0.043689 | -0.043689
Southern_PGAE_Flow_Battery_98 | caiso-deliverability | Midway_Taft_SSN | Reliability_Capacity_In_Model_Year | System RA | Southern_PGAE_Flow_Battery_98 | 0.5 | 0.5 | 0.5 | 0.5 | 0.5 | 0.5 | 0.5 | 0.5 | 0.5 | 0.5 | 0.5 | 0.5 | 0.5 | 0.5 | 0.5 | 0.5 | 0.5 | 0.5 | 0.5 | 0.5 | 0.5 | 0.5 | 0.5 | 0.5 | 0.5 | 0.5 | 0.5 | 0.5 | 0.5 | 0.5 | 0.5
Southern_PGAE_Flow_Battery_102 | caiso-deliverability | Midway_Taft_SSN | Reliability_Capacity_In_Model_Year | System RA | Southern_PGAE_Flow_Battery_102 | 0.5 | 0.5 | 0.5 | 0.5 | 0.5 | 0.5 | 0.5 | 0.5 | 0.5 | 0.5 | 0.5 | 0.5 | 0.5 | 0.5 | 0.5 | 0.5 | 0.5 | 0.5 | 0.5 | 0.5 | 0.5 | 0.5 | 0.5 | 0.5 | 0.5 | 0.5 | 0.5 | 0.5 | 0.5 | 0.5 | 0.5
Southern_PGAE_Li_Battery_4hr_98 | caiso-deliverability | Midway_Taft_SSN | Reliability_Capacity_In_Model_Year | System RA | Southern_PGAE_Li_Battery_4hr_98 | 0.5 | 0.5 | 0.5 | 0.5 | 0.5 | 0.5 | 0.5 | 0.5 | 0.5 | 0.5 | 0.5 | 0.5 | 0.5 | 0.5 | 0.5 | 0.5 | 0.5 | 0.5 | 0.5 | 0.5 | 0.5 | 0.5 | 0.5 | 0.5 | 0.5 | 0.5 | 0.5 | 0.5 | 0.5 | 0.5 | 0.5
Southern_PGAE_Li_Battery_4hr_102 | caiso-deliverability | Midway_Taft_SSN | Reliability_Capacity_In_Model_Year | System RA | Southern_PGAE_Li_Battery_4hr_102 | 0.5 | 0.5 | 0.5 | 0.5 | 0.5 | 0.5 | 0.5 | 0.5 | 0.5 | 0.5 | 0.5 | 0.5 | 0.5 | 0.5 | 0.5 | 0.5 | 0.5 | 0.5 | 0.5 | 0.5 | 0.5 | 0.5 | 0.5 | 0.5 | 0.5 | 0.5 | 0.5 | 0.5 | 0.5 | 0.5 | 0.5
Southern_PGAE_Li_Battery_8hr_98 | caiso-deliverability | Midway_Taft_SSN | Reliability_Capacity_In_Model_Year | System RA | Southern_PGAE_Li_Battery_8hr_98 | 0.5 | 0.5 | 0.5 | 0.5 | 0.5 | 0.5 | 0.5 | 0.5 | 0.5 | 0.5 | 0.5 | 0.5 | 0.5 | 0.5 | 0.5 | 0.5 | 0.5 | 0.5 | 0.5 | 0.5 | 0.5 | 0.5 | 0.5 | 0.5 | 0.5 | 0.5 | 0.5 | 0.5 | 0.5 | 0.5 | 0.5
Southern_PGAE_Li_Battery_8hr_102 | caiso-deliverability | Midway_Taft_SSN | Reliability_Capacity_In_Model_Year | System RA | Southern_PGAE_Li_Battery_8hr_102 | 0.5 | 0.5 | 0.5 | 0.5 | 0.5 | 0.5 | 0.5 | 0.5 | 0.5 | 0.5 | 0.5 | 0.5 | 0.5 | 0.5 | 0.5 | 0.5 | 0.5 | 0.5 | 0.5 | 0.5 | 0.5 | 0.5 | 0.5 | 0.5 | 0.5 | 0.5 | 0.5 | 0.5 | 0.5 | 0.5 | 0.5
Southern_PGAE_Solar_98 | caiso-deliverability | Midway_Taft_SSN | Reliability_Capacity_In_Model_Year | System RA | Southern_PGAE_Solar_98 | 0.556 | 0.556 | 0.556 | 0.556 | 0.556 | 0.556 | 0.556 | 0.556 | 0.556 | 0.556 | 0.556 | 0.556 | 0.556 | 0.556 | 0.556 | 0.556 | 0.556 | 0.556 | 0.556 | 0.556 | 0.556 | 0.556 | 0.556 | 0.556 | 0.556 | 0.556 | 0.556 | 0.556 | 0.556 | 0.556 | 0.556
Southern_PGAE_Solar_102 | caiso-deliverability | Midway_Taft_SSN | Reliability_Capacity_In_Model_Year | System RA | Southern_PGAE_Solar_102 | 0.556 | 0.556 | 0.556 | 0.556 | 0.556 | 0.556 | 0.556 | 0.556 | 0.556 | 0.556 | 0.556 | 0.556 | 0.556 | 0.556 | 0.556 | 0.556 | 0.556 | 0.556 | 0.556 | 0.556 | 0.556 | 0.556 | 0.556 | 0.556 | 0.556 | 0.556 | 0.556 | 0.556 | 0.556 | 0.556 | 0.556
Midway_Taft_group | caiso-deliverability | Midway_Taft_SSN | Operational_New_Capacity_MW | Midway_Taft_group |  | -0.043689 | -0.043689 | -0.043689 | -0.043689 | -0.043689 | -0.043689 | -0.043689 | -0.043689 | -0.043689 | -0.043689 | -0.043689 | -0.043689 | -0.043689 | -0.043689 | -0.043689 | -0.043689 | -0.043689 | -0.043689 | -0.043689 | -0.043689 | -0.043689 | -0.043689 | -0.043689 | -0.043689 | -0.043689 | -0.043689 | -0.043689 | -0.043689 | -0.043689 | -0.043689 | -0.043689
Southern_PGAE_Flow_Battery_37 | caiso-deliverability | Midway_TB_3_HSN | Reliability_Capacity_In_Model_Year | System RA | Southern_PGAE_Flow_Battery_37 | 1 | 1 | 1 | 1 | 1 | 1 | 1 | 1 | 1 | 1 | 1 | 1 | 1 | 1 | 1 | 1 | 1 | 1 | 1 | 1 | 1 | 1 | 1 | 1 | 1 | 1 | 1 | 1 | 1 | 1 | 1
Southern_PGAE_Flow_Battery_39 | caiso-deliverability | Midway_TB_3_HSN | Reliability_Capacity_In_Model_Year | System RA | Southern_PGAE_Flow_Battery_39 | 1 | 1 | 1 | 1 | 1 | 1 | 1 | 1 | 1 | 1 | 1 | 1 | 1 | 1 | 1 | 1 | 1 | 1 | 1 | 1 | 1 | 1 | 1 | 1 | 1 | 1 | 1 | 1 | 1 | 1 | 1
Southern_PGAE_Flow_Battery_46 | caiso-deliverability | Midway_TB_3_HSN | Reliability_Capacity_In_Model_Year | System RA | Southern_PGAE_Flow_Battery_46 | 1 | 1 | 1 | 1 | 1 | 1 | 1 | 1 | 1 | 1 | 1 | 1 | 1 | 1 | 1 | 1 | 1 | 1 | 1 | 1 | 1 | 1 | 1 | 1 | 1 | 1 | 1 | 1 | 1 | 1 | 1
Southern_PGAE_Flow_Battery_47 | caiso-deliverability | Midway_TB_3_HSN | Reliability_Capacity_In_Model_Year | System RA | Southern_PGAE_Flow_Battery_47 | 1 | 1 | 1 | 1 | 1 | 1 | 1 | 1 | 1 | 1 | 1 | 1 | 1 | 1 | 1 | 1 | 1 | 1 | 1 | 1 | 1 | 1 | 1 | 1 | 1 | 1 | 1 | 1 | 1 | 1 | 1
Southern_PGAE_Flow_Battery_74 | caiso-deliverability | Midway_TB_3_HSN | Reliability_Capacity_In_Model_Year | System RA | Southern_PGAE_Flow_Battery_74 | 1 | 1 | 1 | 1 | 1 | 1 | 1 | 1 | 1 | 1 | 1 | 1 | 1 | 1 | 1 | 1 | 1 | 1 | 1 | 1 | 1 | 1 | 1 | 1 | 1 | 1 | 1 | 1 | 1 | 1 | 1
Southern_PGAE_Flow_Battery_75 | caiso-deliverability | Midway_TB_3_HSN | Reliability_Capacity_In_Model_Year | System RA | Southern_PGAE_Flow_Battery_75 | 1 | 1 | 1 | 1 | 1 | 1 | 1 | 1 | 1 | 1 | 1 | 1 | 1 | 1 | 1 | 1 | 1 | 1 | 1 | 1 | 1 | 1 | 1 | 1 | 1 | 1 | 1 | 1 | 1 | 1 | 1
Southern_PGAE_Flow_Battery_98 | caiso-deliverability | Midway_TB_3_HSN | Reliability_Capacity_In_Model_Year | System RA | Southern_PGAE_Flow_Battery_98 | 1 | 1 | 1 | 1 | 1 | 1 | 1 | 1 | 1 | 1 | 1 | 1 | 1 | 1 | 1 | 1 | 1 | 1 | 1 | 1 | 1 | 1 | 1 | 1 | 1 | 1 | 1 | 1 | 1 | 1 | 1
Southern_PGAE_Flow_Battery_118 | caiso-deliverability | Midway_TB_3_HSN | Reliability_Capacity_In_Model_Year | System RA | Southern_PGAE_Flow_Battery_118 | 1 | 1 | 1 | 1 | 1 | 1 | 1 | 1 | 1 | 1 | 1 | 1 | 1 | 1 | 1 | 1 | 1 | 1 | 1 | 1 | 1 | 1 | 1 | 1 | 1 | 1 | 1 | 1 | 1 | 1 | 1
Tehachapi_Flow_Battery_125 | caiso-deliverability | Midway_TB_3_HSN | Reliability_Capacity_In_Model_Year | System RA | Tehachapi_Flow_Battery_125 | 1 | 1 | 1 | 1 | 1 | 1 | 1 | 1 | 1 | 1 | 1 | 1 | 1 | 1 | 1 | 1 | 1 | 1 | 1 | 1 | 1 | 1 | 1 | 1 | 1 | 1 | 1 | 1 | 1 | 1 | 1
Northern_California_Flow_Battery_130 | caiso-deliverability | Midway_TB_3_HSN | Reliability_Capacity_In_Model_Year | System RA | Northern_California_Flow_Battery_130 | 1 | 1 | 1 | 1 | 1 | 1 | 1 | 1 | 1 | 1 | 1 | 1 | 1 | 1 | 1 | 1 | 1 | 1 | 1 | 1 | 1 | 1 | 1 | 1 | 1 | 1 | 1 | 1 | 1 | 1 | 1
Southern_PGAE_Flow_Battery_152 | caiso-deliverability | Midway_TB_3_HSN | Reliability_Capacity_In_Model_Year | System RA | Southern_PGAE_Flow_Battery_152 | 1 | 1 | 1 | 1 | 1 | 1 | 1 | 1 | 1 | 1 | 1 | 1 | 1 | 1 | 1 | 1 | 1 | 1 | 1 | 1 | 1 | 1 | 1 | 1 | 1 | 1 | 1 | 1 | 1 | 1 | 1
Southern_PGAE_Flow_Battery_175 | caiso-deliverability | Midway_TB_3_HSN | Reliability_Capacity_In_Model_Year | System RA | Southern_PGAE_Flow_Battery_175 | 1 | 1 | 1 | 1 | 1 | 1 | 1 | 1 | 1 | 1 | 1 | 1 | 1 | 1 | 1 | 1 | 1 | 1 | 1 | 1 | 1 | 1 | 1 | 1 | 1 | 1 | 1 | 1 | 1 | 1 | 1
Southern_PGAE_Flow_Battery_177 | caiso-deliverability | Midway_TB_3_HSN | Reliability_Capacity_In_Model_Year | System RA | Southern_PGAE_Flow_Battery_177 | 1 | 1 | 1 | 1 | 1 | 1 | 1 | 1 | 1 | 1 | 1 | 1 | 1 | 1 | 1 | 1 | 1 | 1 | 1 | 1 | 1 | 1 | 1 | 1 | 1 | 1 | 1 | 1 | 1 | 1 | 1
Southern_PGAE_Li_Battery_4hr_37 | caiso-deliverability | Midway_TB_3_HSN | Reliability_Capacity_In_Model_Year | System RA | Southern_PGAE_Li_Battery_4hr_37 | 1 | 1 | 1 | 1 | 1 | 1 | 1 | 1 | 1 | 1 | 1 | 1 | 1 | 1 | 1 | 1 | 1 | 1 | 1 | 1 | 1 | 1 | 1 | 1 | 1 | 1 | 1 | 1 | 1 | 1 | 1
Southern_PGAE_Li_Battery_4hr_39 | caiso-deliverability | Midway_TB_3_HSN | Reliability_Capacity_In_Model_Year | System RA | Southern_PGAE_Li_Battery_4hr_39 | 1 | 1 | 1 | 1 | 1 | 1 | 1 | 1 | 1 | 1 | 1 | 1 | 1 | 1 | 1 | 1 | 1 | 1 | 1 | 1 | 1 | 1 | 1 | 1 | 1 | 1 | 1 | 1 | 1 | 1 | 1
Southern_PGAE_Li_Battery_4hr_46 | caiso-deliverability | Midway_TB_3_HSN | Reliability_Capacity_In_Model_Year | System RA | Southern_PGAE_Li_Battery_4hr_46 | 1 | 1 | 1 | 1 | 1 | 1 | 1 | 1 | 1 | 1 | 1 | 1 | 1 | 1 | 1 | 1 | 1 | 1 | 1 | 1 | 1 | 1 | 1 | 1 | 1 | 1 | 1 | 1 | 1 | 1 | 1
Southern_PGAE_Li_Battery_4hr_47 | caiso-deliverability | Midway_TB_3_HSN | Reliability_Capacity_In_Model_Year | System RA | Southern_PGAE_Li_Battery_4hr_47 | 1 | 1 | 1 | 1 | 1 | 1 | 1 | 1 | 1 | 1 | 1 | 1 | 1 | 1 | 1 | 1 | 1 | 1 | 1 | 1 | 1 | 1 | 1 | 1 | 1 | 1 | 1 | 1 | 1 | 1 | 1
Southern_PGAE_Li_Battery_4hr_74 | caiso-deliverability | Midway_TB_3_HSN | Reliability_Capacity_In_Model_Year | System RA | Southern_PGAE_Li_Battery_4hr_74 | 1 | 1 | 1 | 1 | 1 | 1 | 1 | 1 | 1 | 1 | 1 | 1 | 1 | 1 | 1 | 1 | 1 | 1 | 1 | 1 | 1 | 1 | 1 | 1 | 1 | 1 | 1 | 1 | 1 | 1 | 1
Southern_PGAE_Li_Battery_4hr_75 | caiso-deliverability | Midway_TB_3_HSN | Reliability_Capacity_In_Model_Year | System RA | Southern_PGAE_Li_Battery_4hr_75 | 1 | 1 | 1 | 1 | 1 | 1 | 1 | 1 | 1 | 1 | 1 | 1 | 1 | 1 | 1 | 1 | 1 | 1 | 1 | 1 | 1 | 1 | 1 | 1 | 1 | 1 | 1 | 1 | 1 | 1 | 1
Southern_PGAE_Li_Battery_4hr_98 | caiso-deliverability | Midway_TB_3_HSN | Reliability_Capacity_In_Model_Year | System RA | Southern_PGAE_Li_Battery_4hr_98 | 1 | 1 | 1 | 1 | 1 | 1 | 1 | 1 | 1 | 1 | 1 | 1 | 1 | 1 | 1 | 1 | 1 | 1 | 1 | 1 | 1 | 1 | 1 | 1 | 1 | 1 | 1 | 1 | 1 | 1 | 1
Southern_PGAE_Li_Battery_4hr_118 | caiso-deliverability | Midway_TB_3_HSN | Reliability_Capacity_In_Model_Year | System RA | Southern_PGAE_Li_Battery_4hr_118 | 1 | 1 | 1 | 1 | 1 | 1 | 1 | 1 | 1 | 1 | 1 | 1 | 1 | 1 | 1 | 1 | 1 | 1 | 1 | 1 | 1 | 1 | 1 | 1 | 1 | 1 | 1 | 1 | 1 | 1 | 1
Tehachapi_Li_Battery_4hr_125 | caiso-deliverability | Midway_TB_3_HSN | Reliability_Capacity_In_Model_Year | System RA | Tehachapi_Li_Battery_4hr_125 | 1 | 1 | 1 | 1 | 1 | 1 | 1 | 1 | 1 | 1 | 1 | 1 | 1 | 1 | 1 | 1 | 1 | 1 | 1 | 1 | 1 | 1 | 1 | 1 | 1 | 1 | 1 | 1 | 1 | 1 | 1
Northern_California_Li_Battery_4hr_130 | caiso-deliverability | Midway_TB_3_HSN | Reliability_Capacity_In_Model_Year | System RA | Northern_California_Li_Battery_4hr_130 | 1 | 1 | 1 | 1 | 1 | 1 | 1 | 1 | 1 | 1 | 1 | 1 | 1 | 1 | 1 | 1 | 1 | 1 | 1 | 1 | 1 | 1 | 1 | 1 | 1 | 1 | 1 | 1 | 1 | 1 | 1
Southern_PGAE_Li_Battery_4hr_152 | caiso-deliverability | Midway_TB_3_HSN | Reliability_Capacity_In_Model_Year | System RA | Southern_PGAE_Li_Battery_4hr_152 | 1 | 1 | 1 | 1 | 1 | 1 | 1 | 1 | 1 | 1 | 1 | 1 | 1 | 1 | 1 | 1 | 1 | 1 | 1 | 1 | 1 | 1 | 1 | 1 | 1 | 1 | 1 | 1 | 1 | 1 | 1
Southern_PGAE_Li_Battery_4hr_175 | caiso-deliverability | Midway_TB_3_HSN | Reliability_Capacity_In_Model_Year | System RA | Southern_PGAE_Li_Battery_4hr_175 | 1 | 1 | 1 | 1 | 1 | 1 | 1 | 1 | 1 | 1 | 1 | 1 | 1 | 1 | 1 | 1 | 1 | 1 | 1 | 1 | 1 | 1 | 1 | 1 | 1 | 1 | 1 | 1 | 1 | 1 | 1
Southern_PGAE_Li_Battery_4hr_177 | caiso-deliverability | Midway_TB_3_HSN | Reliability_Capacity_In_Model_Year | System RA | Southern_PGAE_Li_Battery_4hr_177 | 1 | 1 | 1 | 1 | 1 | 1 | 1 | 1 | 1 | 1 | 1 | 1 | 1 | 1 | 1 | 1 | 1 | 1 | 1 | 1 | 1 | 1 | 1 | 1 | 1 | 1 | 1 | 1 | 1 | 1 | 1
Southern_PGAE_Li_Battery_8hr_37 | caiso-deliverability | Midway_TB_3_HSN | Reliability_Capacity_In_Model_Year | System RA | Southern_PGAE_Li_Battery_8hr_37 | 1 | 1 | 1 | 1 | 1 | 1 | 1 | 1 | 1 | 1 | 1 | 1 | 1 | 1 | 1 | 1 | 1 | 1 | 1 | 1 | 1 | 1 | 1 | 1 | 1 | 1 | 1 | 1 | 1 | 1 | 1
Southern_PGAE_Li_Battery_8hr_39 | caiso-deliverability | Midway_TB_3_HSN | Reliability_Capacity_In_Model_Year | System RA | Southern_PGAE_Li_Battery_8hr_39 | 1 | 1 | 1 | 1 | 1 | 1 | 1 | 1 | 1 | 1 | 1 | 1 | 1 | 1 | 1 | 1 | 1 | 1 | 1 | 1 | 1 | 1 | 1 | 1 | 1 | 1 | 1 | 1 | 1 | 1 | 1
Southern_PGAE_Li_Battery_8hr_46 | caiso-deliverability | Midway_TB_3_HSN | Reliability_Capacity_In_Model_Year | System RA | Southern_PGAE_Li_Battery_8hr_46 | 1 | 1 | 1 | 1 | 1 | 1 | 1 | 1 | 1 | 1 | 1 | 1 | 1 | 1 | 1 | 1 | 1 | 1 | 1 | 1 | 1 | 1 | 1 | 1 | 1 | 1 | 1 | 1 | 1 | 1 | 1
Southern_PGAE_Li_Battery_8hr_47 | caiso-deliverability | Midway_TB_3_HSN | Reliability_Capacity_In_Model_Year | System RA | Southern_PGAE_Li_Battery_8hr_47 | 1 | 1 | 1 | 1 | 1 | 1 | 1 | 1 | 1 | 1 | 1 | 1 | 1 | 1 | 1 | 1 | 1 | 1 | 1 | 1 | 1 | 1 | 1 | 1 | 1 | 1 | 1 | 1 | 1 | 1 | 1
Southern_PGAE_Li_Battery_8hr_74 | caiso-deliverability | Midway_TB_3_HSN | Reliability_Capacity_In_Model_Year | System RA | Southern_PGAE_Li_Battery_8hr_74 | 1 | 1 | 1 | 1 | 1 | 1 | 1 | 1 | 1 | 1 | 1 | 1 | 1 | 1 | 1 | 1 | 1 | 1 | 1 | 1 | 1 | 1 | 1 | 1 | 1 | 1 | 1 | 1 | 1 | 1 | 1
Southern_PGAE_Li_Battery_8hr_75 | caiso-deliverability | Midway_TB_3_HSN | Reliability_Capacity_In_Model_Year | System RA | Southern_PGAE_Li_Battery_8hr_75 | 1 | 1 | 1 | 1 | 1 | 1 | 1 | 1 | 1 | 1 | 1 | 1 | 1 | 1 | 1 | 1 | 1 | 1 | 1 | 1 | 1 | 1 | 1 | 1 | 1 | 1 | 1 | 1 | 1 | 1 | 1
Southern_PGAE_Li_Battery_8hr_98 | caiso-deliverability | Midway_TB_3_HSN | Reliability_Capacity_In_Model_Year | System RA | Southern_PGAE_Li_Battery_8hr_98 | 1 | 1 | 1 | 1 | 1 | 1 | 1 | 1 | 1 | 1 | 1 | 1 | 1 | 1 | 1 | 1 | 1 | 1 | 1 | 1 | 1 | 1 | 1 | 1 | 1 | 1 | 1 | 1 | 1 | 1 | 1
Southern_PGAE_Li_Battery_8hr_118 | caiso-deliverability | Midway_TB_3_HSN | Reliability_Capacity_In_Model_Year | System RA | Southern_PGAE_Li_Battery_8hr_118 | 1 | 1 | 1 | 1 | 1 | 1 | 1 | 1 | 1 | 1 | 1 | 1 | 1 | 1 | 1 | 1 | 1 | 1 | 1 | 1 | 1 | 1 | 1 | 1 | 1 | 1 | 1 | 1 | 1 | 1 | 1
Tehachapi_Li_Battery_8hr_125 | caiso-deliverability | Midway_TB_3_HSN | Reliability_Capacity_In_Model_Year | System RA | Tehachapi_Li_Battery_8hr_125 | 1 | 1 | 1 | 1 | 1 | 1 | 1 | 1 | 1 | 1 | 1 | 1 | 1 | 1 | 1 | 1 | 1 | 1 | 1 | 1 | 1 | 1 | 1 | 1 | 1 | 1 | 1 | 1 | 1 | 1 | 1
Northern_California_Li_Battery_8hr_130 | caiso-deliverability | Midway_TB_3_HSN | Reliability_Capacity_In_Model_Year | System RA | Northern_California_Li_Battery_8hr_130 | 1 | 1 | 1 | 1 | 1 | 1 | 1 | 1 | 1 | 1 | 1 | 1 | 1 | 1 | 1 | 1 | 1 | 1 | 1 | 1 | 1 | 1 | 1 | 1 | 1 | 1 | 1 | 1 | 1 | 1 | 1
Southern_PGAE_Li_Battery_8hr_152 | caiso-deliverability | Midway_TB_3_HSN | Reliability_Capacity_In_Model_Year | System RA | Southern_PGAE_Li_Battery_8hr_152 | 1 | 1 | 1 | 1 | 1 | 1 | 1 | 1 | 1 | 1 | 1 | 1 | 1 | 1 | 1 | 1 | 1 | 1 | 1 | 1 | 1 | 1 | 1 | 1 | 1 | 1 | 1 | 1 | 1 | 1 | 1
Southern_PGAE_Li_Battery_8hr_175 | caiso-deliverability | Midway_TB_3_HSN | Reliability_Capacity_In_Model_Year | System RA | Southern_PGAE_Li_Battery_8hr_175 | 1 | 1 | 1 | 1 | 1 | 1 | 1 | 1 | 1 | 1 | 1 | 1 | 1 | 1 | 1 | 1 | 1 | 1 | 1 | 1 | 1 | 1 | 1 | 1 | 1 | 1 | 1 | 1 | 1 | 1 | 1
Southern_PGAE_Li_Battery_8hr_177 | caiso-deliverability | Midway_TB_3_HSN | Reliability_Capacity_In_Model_Year | System RA | Southern_PGAE_Li_Battery_8hr_177 | 1 | 1 | 1 | 1 | 1 | 1 | 1 | 1 | 1 | 1 | 1 | 1 | 1 | 1 | 1 | 1 | 1 | 1 | 1 | 1 | 1 | 1 | 1 | 1 | 1 | 1 | 1 | 1 | 1 | 1 | 1
Central_Valley_North_Los_Banos_Wind_125 | caiso-deliverability | Midway_TB_3_HSN | Reliability_Capacity_In_Model_Year | System RA | Central_Valley_North_Los_Banos_Wind_125 | 0.665 | 0.665 | 0.665 | 0.665 | 0.665 | 0.665 | 0.665 | 0.665 | 0.665 | 0.665 | 0.665 | 0.665 | 0.665 | 0.665 | 0.665 | 0.665 | 0.665 | 0.665 | 0.665 | 0.665 | 0.665 | 0.665 | 0.665 | 0.665 | 0.665 | 0.665 | 0.665 | 0.665 | 0.665 | 0.665 | 0.665
Central_Valley_North_Los_Banos_Biomass_47 | caiso-deliverability | Midway_TB_3_HSN | Reliability_Capacity_In_Model_Year | System RA | Central_Valley_North_Los_Banos_Biomass_47 | 1 | 1 | 1 | 1 | 1 | 1 | 1 | 1 | 1 | 1 | 1 | 1 | 1 | 1 | 1 | 1 | 1 | 1 | 1 | 1 | 1 | 1 | 1 | 1 | 1 | 1 | 1 | 1 | 1 | 1 | 1
Northern_California_Solar_130 | caiso-deliverability | Midway_TB_3_HSN | Reliability_Capacity_In_Model_Year | System RA | Northern_California_Solar_130 | 0.1 | 0.1 | 0.1 | 0.1 | 0.1 | 0.1 | 0.1 | 0.1 | 0.1 | 0.1 | 0.1 | 0.1 | 0.1 | 0.1 | 0.1 | 0.1 | 0.1 | 0.1 | 0.1 | 0.1 | 0.1 | 0.1 | 0.1 | 0.1 | 0.1 | 0.1 | 0.1 | 0.1 | 0.1 | 0.1 | 0.1
Southern_PGAE_Solar_37 | caiso-deliverability | Midway_TB_3_HSN | Reliability_Capacity_In_Model_Year | System RA | Southern_PGAE_Solar_37 | 0.1 | 0.1 | 0.1 | 0.1 | 0.1 | 0.1 | 0.1 | 0.1 | 0.1 | 0.1 | 0.1 | 0.1 | 0.1 | 0.1 | 0.1 | 0.1 | 0.1 | 0.1 | 0.1 | 0.1 | 0.1 | 0.1 | 0.1 | 0.1 | 0.1 | 0.1 | 0.1 | 0.1 | 0.1 | 0.1 | 0.1
Southern_PGAE_Solar_39 | caiso-deliverability | Midway_TB_3_HSN | Reliability_Capacity_In_Model_Year | System RA | Southern_PGAE_Solar_39 | 0.1 | 0.1 | 0.1 | 0.1 | 0.1 | 0.1 | 0.1 | 0.1 | 0.1 | 0.1 | 0.1 | 0.1 | 0.1 | 0.1 | 0.1 | 0.1 | 0.1 | 0.1 | 0.1 | 0.1 | 0.1 | 0.1 | 0.1 | 0.1 | 0.1 | 0.1 | 0.1 | 0.1 | 0.1 | 0.1 | 0.1
Southern_PGAE_Solar_46 | caiso-deliverability | Midway_TB_3_HSN | Reliability_Capacity_In_Model_Year | System RA | Southern_PGAE_Solar_46 | 0.1 | 0.1 | 0.1 | 0.1 | 0.1 | 0.1 | 0.1 | 0.1 | 0.1 | 0.1 | 0.1 | 0.1 | 0.1 | 0.1 | 0.1 | 0.1 | 0.1 | 0.1 | 0.1 | 0.1 | 0.1 | 0.1 | 0.1 | 0.1 | 0.1 | 0.1 | 0.1 | 0.1 | 0.1 | 0.1 | 0.1
Southern_PGAE_Solar_47 | caiso-deliverability | Midway_TB_3_HSN | Reliability_Capacity_In_Model_Year | System RA | Southern_PGAE_Solar_47 | 0.1 | 0.1 | 0.1 | 0.1 | 0.1 | 0.1 | 0.1 | 0.1 | 0.1 | 0.1 | 0.1 | 0.1 | 0.1 | 0.1 | 0.1 | 0.1 | 0.1 | 0.1 | 0.1 | 0.1 | 0.1 | 0.1 | 0.1 | 0.1 | 0.1 | 0.1 | 0.1 | 0.1 | 0.1 | 0.1 | 0.1
Southern_PGAE_Solar_74 | caiso-deliverability | Midway_TB_3_HSN | Reliability_Capacity_In_Model_Year | System RA | Southern_PGAE_Solar_74 | 0.1 | 0.1 | 0.1 | 0.1 | 0.1 | 0.1 | 0.1 | 0.1 | 0.1 | 0.1 | 0.1 | 0.1 | 0.1 | 0.1 | 0.1 | 0.1 | 0.1 | 0.1 | 0.1 | 0.1 | 0.1 | 0.1 | 0.1 | 0.1 | 0.1 | 0.1 | 0.1 | 0.1 | 0.1 | 0.1 | 0.1
Southern_PGAE_Solar_75 | caiso-deliverability | Midway_TB_3_HSN | Reliability_Capacity_In_Model_Year | System RA | Southern_PGAE_Solar_75 | 0.1 | 0.1 | 0.1 | 0.1 | 0.1 | 0.1 | 0.1 | 0.1 | 0.1 | 0.1 | 0.1 | 0.1 | 0.1 | 0.1 | 0.1 | 0.1 | 0.1 | 0.1 | 0.1 | 0.1 | 0.1 | 0.1 | 0.1 | 0.1 | 0.1 | 0.1 | 0.1 | 0.1 | 0.1 | 0.1 | 0.1
Southern_PGAE_Solar_98 | caiso-deliverability | Midway_TB_3_HSN | Reliability_Capacity_In_Model_Year | System RA | Southern_PGAE_Solar_98 | 0.1 | 0.1 | 0.1 | 0.1 | 0.1 | 0.1 | 0.1 | 0.1 | 0.1 | 0.1 | 0.1 | 0.1 | 0.1 | 0.1 | 0.1 | 0.1 | 0.1 | 0.1 | 0.1 | 0.1 | 0.1 | 0.1 | 0.1 | 0.1 | 0.1 | 0.1 | 0.1 | 0.1 | 0.1 | 0.1 | 0.1
Southern_PGAE_Solar_118 | caiso-deliverability | Midway_TB_3_HSN | Reliability_Capacity_In_Model_Year | System RA | Southern_PGAE_Solar_118 | 0.1 | 0.1 | 0.1 | 0.1 | 0.1 | 0.1 | 0.1 | 0.1 | 0.1 | 0.1 | 0.1 | 0.1 | 0.1 | 0.1 | 0.1 | 0.1 | 0.1 | 0.1 | 0.1 | 0.1 | 0.1 | 0.1 | 0.1 | 0.1 | 0.1 | 0.1 | 0.1 | 0.1 | 0.1 | 0.1 | 0.1
Southern_PGAE_Solar_152 | caiso-deliverability | Midway_TB_3_HSN | Reliability_Capacity_In_Model_Year | System RA | Southern_PGAE_Solar_152 | 0.1 | 0.1 | 0.1 | 0.1 | 0.1 | 0.1 | 0.1 | 0.1 | 0.1 | 0.1 | 0.1 | 0.1 | 0.1 | 0.1 | 0.1 | 0.1 | 0.1 | 0.1 | 0.1 | 0.1 | 0.1 | 0.1 | 0.1 | 0.1 | 0.1 | 0.1 | 0.1 | 0.1 | 0.1 | 0.1 | 0.1
Southern_PGAE_Solar_175 | caiso-deliverability | Midway_TB_3_HSN | Reliability_Capacity_In_Model_Year | System RA | Southern_PGAE_Solar_175 | 0.1 | 0.1 | 0.1 | 0.1 | 0.1 | 0.1 | 0.1 | 0.1 | 0.1 | 0.1 | 0.1 | 0.1 | 0.1 | 0.1 | 0.1 | 0.1 | 0.1 | 0.1 | 0.1 | 0.1 | 0.1 | 0.1 | 0.1 | 0.1 | 0.1 | 0.1 | 0.1 | 0.1 | 0.1 | 0.1 | 0.1
Southern_PGAE_Solar_177 | caiso-deliverability | Midway_TB_3_HSN | Reliability_Capacity_In_Model_Year | System RA | Southern_PGAE_Solar_177 | 0.1 | 0.1 | 0.1 | 0.1 | 0.1 | 0.1 | 0.1 | 0.1 | 0.1 | 0.1 | 0.1 | 0.1 | 0.1 | 0.1 | 0.1 | 0.1 | 0.1 | 0.1 | 0.1 | 0.1 | 0.1 | 0.1 | 0.1 | 0.1 | 0.1 | 0.1 | 0.1 | 0.1 | 0.1 | 0.1 | 0.1
Tehachapi_Solar_125 | caiso-deliverability | Midway_TB_3_HSN | Reliability_Capacity_In_Model_Year | System RA | Tehachapi_Solar_125 | 0.106 | 0.106 | 0.106 | 0.106 | 0.106 | 0.106 | 0.106 | 0.106 | 0.106 | 0.106 | 0.106 | 0.106 | 0.106 | 0.106 | 0.106 | 0.106 | 0.106 | 0.106 | 0.106 | 0.106 | 0.106 | 0.106 | 0.106 | 0.106 | 0.106 | 0.106 | 0.106 | 0.106 | 0.106 | 0.106 | 0.106
Midway_TB_3_group | caiso-deliverability | Midway_TB_3_HSN | Operational_New_Capacity_MW | Midway_TB_3_group |  | -1 | -1 | -1 | -1 | -1 | -1 | -1 | -1 | -1 | -1 | -1 | -1 | -1 | -1 | -1 | -1 | -1 | -1 | -1 | -1 | -1 | -1 | -1 | -1 | -1 | -1 | -1 | -1 | -1 | -1 | -1
Southern_PGAE_Flow_Battery_37 | caiso-deliverability | Midway_TB_3_offpeak | Operational_New_Capacity_MW | Southern_PGAE_Flow_Battery_37 |  | -1 | -1 | -1 | -1 | -1 | -1 | -1 | -1 | -1 | -1 | -1 | -1 | -1 | -1 | -1 | -1 | -1 | -1 | -1 | -1 | -1 | -1 | -1 | -1 | -1 | -1 | -1 | -1 | -1 | -1 | -1
Southern_PGAE_Flow_Battery_39 | caiso-deliverability | Midway_TB_3_offpeak | Operational_New_Capacity_MW | Southern_PGAE_Flow_Battery_39 |  | -1 | -1 | -1 | -1 | -1 | -1 | -1 | -1 | -1 | -1 | -1 | -1 | -1 | -1 | -1 | -1 | -1 | -1 | -1 | -1 | -1 | -1 | -1 | -1 | -1 | -1 | -1 | -1 | -1 | -1 | -1
Southern_PGAE_Flow_Battery_46 | caiso-deliverability | Midway_TB_3_offpeak | Operational_New_Capacity_MW | Southern_PGAE_Flow_Battery_46 |  | -1 | -1 | -1 | -1 | -1 | -1 | -1 | -1 | -1 | -1 | -1 | -1 | -1 | -1 | -1 | -1 | -1 | -1 | -1 | -1 | -1 | -1 | -1 | -1 | -1 | -1 | -1 | -1 | -1 | -1 | -1
Southern_PGAE_Flow_Battery_47 | caiso-deliverability | Midway_TB_3_offpeak | Operational_New_Capacity_MW | Southern_PGAE_Flow_Battery_47 |  | -1 | -1 | -1 | -1 | -1 | -1 | -1 | -1 | -1 | -1 | -1 | -1 | -1 | -1 | -1 | -1 | -1 | -1 | -1 | -1 | -1 | -1 | -1 | -1 | -1 | -1 | -1 | -1 | -1 | -1 | -1
Southern_PGAE_Flow_Battery_74 | caiso-deliverability | Midway_TB_3_offpeak | Operational_New_Capacity_MW | Southern_PGAE_Flow_Battery_74 |  | -1 | -1 | -1 | -1 | -1 | -1 | -1 | -1 | -1 | -1 | -1 | -1 | -1 | -1 | -1 | -1 | -1 | -1 | -1 | -1 | -1 | -1 | -1 | -1 | -1 | -1 | -1 | -1 | -1 | -1 | -1
Southern_PGAE_Flow_Battery_75 | caiso-deliverability | Midway_TB_3_offpeak | Operational_New_Capacity_MW | Southern_PGAE_Flow_Battery_75 |  | -1 | -1 | -1 | -1 | -1 | -1 | -1 | -1 | -1 | -1 | -1 | -1 | -1 | -1 | -1 | -1 | -1 | -1 | -1 | -1 | -1 | -1 | -1 | -1 | -1 | -1 | -1 | -1 | -1 | -1 | -1
Southern_PGAE_Flow_Battery_98 | caiso-deliverability | Midway_TB_3_offpeak | Operational_New_Capacity_MW | Southern_PGAE_Flow_Battery_98 |  | -1 | -1 | -1 | -1 | -1 | -1 | -1 | -1 | -1 | -1 | -1 | -1 | -1 | -1 | -1 | -1 | -1 | -1 | -1 | -1 | -1 | -1 | -1 | -1 | -1 | -1 | -1 | -1 | -1 | -1 | -1
Southern_PGAE_Flow_Battery_118 | caiso-deliverability | Midway_TB_3_offpeak | Operational_New_Capacity_MW | Southern_PGAE_Flow_Battery_118 |  | -1 | -1 | -1 | -1 | -1 | -1 | -1 | -1 | -1 | -1 | -1 | -1 | -1 | -1 | -1 | -1 | -1 | -1 | -1 | -1 | -1 | -1 | -1 | -1 | -1 | -1 | -1 | -1 | -1 | -1 | -1
Tehachapi_Flow_Battery_125 | caiso-deliverability | Midway_TB_3_offpeak | Operational_New_Capacity_MW | Tehachapi_Flow_Battery_125 |  | -1 | -1 | -1 | -1 | -1 | -1 | -1 | -1 | -1 | -1 | -1 | -1 | -1 | -1 | -1 | -1 | -1 | -1 | -1 | -1 | -1 | -1 | -1 | -1 | -1 | -1 | -1 | -1 | -1 | -1 | -1
Northern_California_Flow_Battery_130 | caiso-deliverability | Midway_TB_3_offpeak | Operational_New_Capacity_MW | Northern_California_Flow_Battery_130 |  | -1 | -1 | -1 | -1 | -1 | -1 | -1 | -1 | -1 | -1 | -1 | -1 | -1 | -1 | -1 | -1 | -1 | -1 | -1 | -1 | -1 | -1 | -1 | -1 | -1 | -1 | -1 | -1 | -1 | -1 | -1
Southern_PGAE_Flow_Battery_152 | caiso-deliverability | Midway_TB_3_offpeak | Operational_New_Capacity_MW | Southern_PGAE_Flow_Battery_152 |  | -1 | -1 | -1 | -1 | -1 | -1 | -1 | -1 | -1 | -1 | -1 | -1 | -1 | -1 | -1 | -1 | -1 | -1 | -1 | -1 | -1 | -1 | -1 | -1 | -1 | -1 | -1 | -1 | -1 | -1 | -1
Southern_PGAE_Flow_Battery_175 | caiso-deliverability | Midway_TB_3_offpeak | Operational_New_Capacity_MW | Southern_PGAE_Flow_Battery_175 |  | -1 | -1 | -1 | -1 | -1 | -1 | -1 | -1 | -1 | -1 | -1 | -1 | -1 | -1 | -1 | -1 | -1 | -1 | -1 | -1 | -1 | -1 | -1 | -1 | -1 | -1 | -1 | -1 | -1 | -1 | -1
Southern_PGAE_Flow_Battery_177 | caiso-deliverability | Midway_TB_3_offpeak | Operational_New_Capacity_MW | Southern_PGAE_Flow_Battery_177 |  | -1 | -1 | -1 | -1 | -1 | -1 | -1 | -1 | -1 | -1 | -1 | -1 | -1 | -1 | -1 | -1 | -1 | -1 | -1 | -1 | -1 | -1 | -1 | -1 | -1 | -1 | -1 | -1 | -1 | -1 | -1
Southern_PGAE_Li_Battery_4hr_37 | caiso-deliverability | Midway_TB_3_offpeak | Operational_New_Capacity_MW | Southern_PGAE_Li_Battery_4hr_37 |  | -1 | -1 | -1 | -1 | -1 | -1 | -1 | -1 | -1 | -1 | -1 | -1 | -1 | -1 | -1 | -1 | -1 | -1 | -1 | -1 | -1 | -1 | -1 | -1 | -1 | -1 | -1 | -1 | -1 | -1 | -1
Southern_PGAE_Li_Battery_4hr_39 | caiso-deliverability | Midway_TB_3_offpeak | Operational_New_Capacity_MW | Southern_PGAE_Li_Battery_4hr_39 |  | -1 | -1 | -1 | -1 | -1 | -1 | -1 | -1 | -1 | -1 | -1 | -1 | -1 | -1 | -1 | -1 | -1 | -1 | -1 | -1 | -1 | -1 | -1 | -1 | -1 | -1 | -1 | -1 | -1 | -1 | -1
Southern_PGAE_Li_Battery_4hr_46 | caiso-deliverability | Midway_TB_3_offpeak | Operational_New_Capacity_MW | Southern_PGAE_Li_Battery_4hr_46 |  | -1 | -1 | -1 | -1 | -1 | -1 | -1 | -1 | -1 | -1 | -1 | -1 | -1 | -1 | -1 | -1 | -1 | -1 | -1 | -1 | -1 | -1 | -1 | -1 | -1 | -1 | -1 | -1 | -1 | -1 | -1
Southern_PGAE_Li_Battery_4hr_47 | caiso-deliverability | Midway_TB_3_offpeak | Operational_New_Capacity_MW | Southern_PGAE_Li_Battery_4hr_47 |  | -1 | -1 | -1 | -1 | -1 | -1 | -1 | -1 | -1 | -1 | -1 | -1 | -1 | -1 | -1 | -1 | -1 | -1 | -1 | -1 | -1 | -1 | -1 | -1 | -1 | -1 | -1 | -1 | -1 | -1 | -1
Southern_PGAE_Li_Battery_4hr_74 | caiso-deliverability | Midway_TB_3_offpeak | Operational_New_Capacity_MW | Southern_PGAE_Li_Battery_4hr_74 |  | -1 | -1 | -1 | -1 | -1 | -1 | -1 | -1 | -1 | -1 | -1 | -1 | -1 | -1 | -1 | -1 | -1 | -1 | -1 | -1 | -1 | -1 | -1 | -1 | -1 | -1 | -1 | -1 | -1 | -1 | -1
Southern_PGAE_Li_Battery_4hr_75 | caiso-deliverability | Midway_TB_3_offpeak | Operational_New_Capacity_MW | Southern_PGAE_Li_Battery_4hr_75 |  | -1 | -1 | -1 | -1 | -1 | -1 | -1 | -1 | -1 | -1 | -1 | -1 | -1 | -1 | -1 | -1 | -1 | -1 | -1 | -1 | -1 | -1 | -1 | -1 | -1 | -1 | -1 | -1 | -1 | -1 | -1
Southern_PGAE_Li_Battery_4hr_98 | caiso-deliverability | Midway_TB_3_offpeak | Operational_New_Capacity_MW | Southern_PGAE_Li_Battery_4hr_98 |  | -1 | -1 | -1 | -1 | -1 | -1 | -1 | -1 | -1 | -1 | -1 | -1 | -1 | -1 | -1 | -1 | -1 | -1 | -1 | -1 | -1 | -1 | -1 | -1 | -1 | -1 | -1 | -1 | -1 | -1 | -1
Southern_PGAE_Li_Battery_4hr_118 | caiso-deliverability | Midway_TB_3_offpeak | Operational_New_Capacity_MW | Southern_PGAE_Li_Battery_4hr_118 |  | -1 | -1 | -1 | -1 | -1 | -1 | -1 | -1 | -1 | -1 | -1 | -1 | -1 | -1 | -1 | -1 | -1 | -1 | -1 | -1 | -1 | -1 | -1 | -1 | -1 | -1 | -1 | -1 | -1 | -1 | -1
Tehachapi_Li_Battery_4hr_125 | caiso-deliverability | Midway_TB_3_offpeak | Operational_New_Capacity_MW | Tehachapi_Li_Battery_4hr_125 |  | -1 | -1 | -1 | -1 | -1 | -1 | -1 | -1 | -1 | -1 | -1 | -1 | -1 | -1 | -1 | -1 | -1 | -1 | -1 | -1 | -1 | -1 | -1 | -1 | -1 | -1 | -1 | -1 | -1 | -1 | -1
Northern_California_Li_Battery_4hr_130 | caiso-deliverability | Midway_TB_3_offpeak | Operational_New_Capacity_MW | Northern_California_Li_Battery_4hr_130 |  | -1 | -1 | -1 | -1 | -1 | -1 | -1 | -1 | -1 | -1 | -1 | -1 | -1 | -1 | -1 | -1 | -1 | -1 | -1 | -1 | -1 | -1 | -1 | -1 | -1 | -1 | -1 | -1 | -1 | -1 | -1
Southern_PGAE_Li_Battery_4hr_152 | caiso-deliverability | Midway_TB_3_offpeak | Operational_New_Capacity_MW | Southern_PGAE_Li_Battery_4hr_152 |  | -1 | -1 | -1 | -1 | -1 | -1 | -1 | -1 | -1 | -1 | -1 | -1 | -1 | -1 | -1 | -1 | -1 | -1 | -1 | -1 | -1 | -1 | -1 | -1 | -1 | -1 | -1 | -1 | -1 | -1 | -1
Southern_PGAE_Li_Battery_4hr_175 | caiso-deliverability | Midway_TB_3_offpeak | Operational_New_Capacity_MW | Southern_PGAE_Li_Battery_4hr_175 |  | -1 | -1 | -1 | -1 | -1 | -1 | -1 | -1 | -1 | -1 | -1 | -1 | -1 | -1 | -1 | -1 | -1 | -1 | -1 | -1 | -1 | -1 | -1 | -1 | -1 | -1 | -1 | -1 | -1 | -1 | -1
Southern_PGAE_Li_Battery_4hr_177 | caiso-deliverability | Midway_TB_3_offpeak | Operational_New_Capacity_MW | Southern_PGAE_Li_Battery_4hr_177 |  | -1 | -1 | -1 | -1 | -1 | -1 | -1 | -1 | -1 | -1 | -1 | -1 | -1 | -1 | -1 | -1 | -1 | -1 | -1 | -1 | -1 | -1 | -1 | -1 | -1 | -1 | -1 | -1 | -1 | -1 | -1
Southern_PGAE_Li_Battery_8hr_37 | caiso-deliverability | Midway_TB_3_offpeak | Operational_New_Capacity_MW | Southern_PGAE_Li_Battery_8hr_37 |  | -1 | -1 | -1 | -1 | -1 | -1 | -1 | -1 | -1 | -1 | -1 | -1 | -1 | -1 | -1 | -1 | -1 | -1 | -1 | -1 | -1 | -1 | -1 | -1 | -1 | -1 | -1 | -1 | -1 | -1 | -1
Southern_PGAE_Li_Battery_8hr_39 | caiso-deliverability | Midway_TB_3_offpeak | Operational_New_Capacity_MW | Southern_PGAE_Li_Battery_8hr_39 |  | -1 | -1 | -1 | -1 | -1 | -1 | -1 | -1 | -1 | -1 | -1 | -1 | -1 | -1 | -1 | -1 | -1 | -1 | -1 | -1 | -1 | -1 | -1 | -1 | -1 | -1 | -1 | -1 | -1 | -1 | -1
Southern_PGAE_Li_Battery_8hr_46 | caiso-deliverability | Midway_TB_3_offpeak | Operational_New_Capacity_MW | Southern_PGAE_Li_Battery_8hr_46 |  | -1 | -1 | -1 | -1 | -1 | -1 | -1 | -1 | -1 | -1 | -1 | -1 | -1 | -1 | -1 | -1 | -1 | -1 | -1 | -1 | -1 | -1 | -1 | -1 | -1 | -1 | -1 | -1 | -1 | -1 | -1
Southern_PGAE_Li_Battery_8hr_47 | caiso-deliverability | Midway_TB_3_offpeak | Operational_New_Capacity_MW | Southern_PGAE_Li_Battery_8hr_47 |  | -1 | -1 | -1 | -1 | -1 | -1 | -1 | -1 | -1 | -1 | -1 | -1 | -1 | -1 | -1 | -1 | -1 | -1 | -1 | -1 | -1 | -1 | -1 | -1 | -1 | -1 | -1 | -1 | -1 | -1 | -1
Southern_PGAE_Li_Battery_8hr_74 | caiso-deliverability | Midway_TB_3_offpeak | Operational_New_Capacity_MW | Southern_PGAE_Li_Battery_8hr_74 |  | -1 | -1 | -1 | -1 | -1 | -1 | -1 | -1 | -1 | -1 | -1 | -1 | -1 | -1 | -1 | -1 | -1 | -1 | -1 | -1 | -1 | -1 | -1 | -1 | -1 | -1 | -1 | -1 | -1 | -1 | -1
Southern_PGAE_Li_Battery_8hr_75 | caiso-deliverability | Midway_TB_3_offpeak | Operational_New_Capacity_MW | Southern_PGAE_Li_Battery_8hr_75 |  | -1 | -1 | -1 | -1 | -1 | -1 | -1 | -1 | -1 | -1 | -1 | -1 | -1 | -1 | -1 | -1 | -1 | -1 | -1 | -1 | -1 | -1 | -1 | -1 | -1 | -1 | -1 | -1 | -1 | -1 | -1
Southern_PGAE_Li_Battery_8hr_98 | caiso-deliverability | Midway_TB_3_offpeak | Operational_New_Capacity_MW | Southern_PGAE_Li_Battery_8hr_98 |  | -1 | -1 | -1 | -1 | -1 | -1 | -1 | -1 | -1 | -1 | -1 | -1 | -1 | -1 | -1 | -1 | -1 | -1 | -1 | -1 | -1 | -1 | -1 | -1 | -1 | -1 | -1 | -1 | -1 | -1 | -1
Southern_PGAE_Li_Battery_8hr_118 | caiso-deliverability | Midway_TB_3_offpeak | Operational_New_Capacity_MW | Southern_PGAE_Li_Battery_8hr_118 |  | -1 | -1 | -1 | -1 | -1 | -1 | -1 | -1 | -1 | -1 | -1 | -1 | -1 | -1 | -1 | -1 | -1 | -1 | -1 | -1 | -1 | -1 | -1 | -1 | -1 | -1 | -1 | -1 | -1 | -1 | -1
Tehachapi_Li_Battery_8hr_125 | caiso-deliverability | Midway_TB_3_offpeak | Operational_New_Capacity_MW | Tehachapi_Li_Battery_8hr_125 |  | -1 | -1 | -1 | -1 | -1 | -1 | -1 | -1 | -1 | -1 | -1 | -1 | -1 | -1 | -1 | -1 | -1 | -1 | -1 | -1 | -1 | -1 | -1 | -1 | -1 | -1 | -1 | -1 | -1 | -1 | -1
Northern_California_Li_Battery_8hr_130 | caiso-deliverability | Midway_TB_3_offpeak | Operational_New_Capacity_MW | Northern_California_Li_Battery_8hr_130 |  | -1 | -1 | -1 | -1 | -1 | -1 | -1 | -1 | -1 | -1 | -1 | -1 | -1 | -1 | -1 | -1 | -1 | -1 | -1 | -1 | -1 | -1 | -1 | -1 | -1 | -1 | -1 | -1 | -1 | -1 | -1
Southern_PGAE_Li_Battery_8hr_152 | caiso-deliverability | Midway_TB_3_offpeak | Operational_New_Capacity_MW | Southern_PGAE_Li_Battery_8hr_152 |  | -1 | -1 | -1 | -1 | -1 | -1 | -1 | -1 | -1 | -1 | -1 | -1 | -1 | -1 | -1 | -1 | -1 | -1 | -1 | -1 | -1 | -1 | -1 | -1 | -1 | -1 | -1 | -1 | -1 | -1 | -1
Southern_PGAE_Li_Battery_8hr_175 | caiso-deliverability | Midway_TB_3_offpeak | Operational_New_Capacity_MW | Southern_PGAE_Li_Battery_8hr_175 |  | -1 | -1 | -1 | -1 | -1 | -1 | -1 | -1 | -1 | -1 | -1 | -1 | -1 | -1 | -1 | -1 | -1 | -1 | -1 | -1 | -1 | -1 | -1 | -1 | -1 | -1 | -1 | -1 | -1 | -1 | -1
Southern_PGAE_Li_Battery_8hr_177 | caiso-deliverability | Midway_TB_3_offpeak | Operational_New_Capacity_MW | Southern_PGAE_Li_Battery_8hr_177 |  | -1 | -1 | -1 | -1 | -1 | -1 | -1 | -1 | -1 | -1 | -1 | -1 | -1 | -1 | -1 | -1 | -1 | -1 | -1 | -1 | -1 | -1 | -1 | -1 | -1 | -1 | -1 | -1 | -1 | -1 | -1
Central_Valley_North_Los_Banos_Wind_125 | caiso-deliverability | Midway_TB_3_offpeak | Operational_New_Capacity_MW | Central_Valley_North_Los_Banos_Wind_125 |  | 0.44 | 0.44 | 0.44 | 0.44 | 0.44 | 0.44 | 0.44 | 0.44 | 0.44 | 0.44 | 0.44 | 0.44 | 0.44 | 0.44 | 0.44 | 0.44 | 0.44 | 0.44 | 0.44 | 0.44 | 0.44 | 0.44 | 0.44 | 0.44 | 0.44 | 0.44 | 0.44 | 0.44 | 0.44 | 0.44 | 0.44
Central_Valley_North_Los_Banos_Biomass_47 | caiso-deliverability | Midway_TB_3_offpeak | Operational_New_Capacity_MW | Central_Valley_North_Los_Banos_Biomass_47 |  | 1 | 1 | 1 | 1 | 1 | 1 | 1 | 1 | 1 | 1 | 1 | 1 | 1 | 1 | 1 | 1 | 1 | 1 | 1 | 1 | 1 | 1 | 1 | 1 | 1 | 1 | 1 | 1 | 1 | 1 | 1
Northern_California_Solar_130 | caiso-deliverability | Midway_TB_3_offpeak | Operational_New_Capacity_MW | Northern_California_Solar_130 |  | 0.79 | 0.79 | 0.79 | 0.79 | 0.79 | 0.79 | 0.79 | 0.79 | 0.79 | 0.79 | 0.79 | 0.79 | 0.79 | 0.79 | 0.79 | 0.79 | 0.79 | 0.79 | 0.79 | 0.79 | 0.79 | 0.79 | 0.79 | 0.79 | 0.79 | 0.79 | 0.79 | 0.79 | 0.79 | 0.79 | 0.79
Southern_PGAE_Solar_37 | caiso-deliverability | Midway_TB_3_offpeak | Operational_New_Capacity_MW | Southern_PGAE_Solar_37 |  | 0.79 | 0.79 | 0.79 | 0.79 | 0.79 | 0.79 | 0.79 | 0.79 | 0.79 | 0.79 | 0.79 | 0.79 | 0.79 | 0.79 | 0.79 | 0.79 | 0.79 | 0.79 | 0.79 | 0.79 | 0.79 | 0.79 | 0.79 | 0.79 | 0.79 | 0.79 | 0.79 | 0.79 | 0.79 | 0.79 | 0.79
Southern_PGAE_Solar_39 | caiso-deliverability | Midway_TB_3_offpeak | Operational_New_Capacity_MW | Southern_PGAE_Solar_39 |  | 0.79 | 0.79 | 0.79 | 0.79 | 0.79 | 0.79 | 0.79 | 0.79 | 0.79 | 0.79 | 0.79 | 0.79 | 0.79 | 0.79 | 0.79 | 0.79 | 0.79 | 0.79 | 0.79 | 0.79 | 0.79 | 0.79 | 0.79 | 0.79 | 0.79 | 0.79 | 0.79 | 0.79 | 0.79 | 0.79 | 0.79
Southern_PGAE_Solar_46 | caiso-deliverability | Midway_TB_3_offpeak | Operational_New_Capacity_MW | Southern_PGAE_Solar_46 |  | 0.79 | 0.79 | 0.79 | 0.79 | 0.79 | 0.79 | 0.79 | 0.79 | 0.79 | 0.79 | 0.79 | 0.79 | 0.79 | 0.79 | 0.79 | 0.79 | 0.79 | 0.79 | 0.79 | 0.79 | 0.79 | 0.79 | 0.79 | 0.79 | 0.79 | 0.79 | 0.79 | 0.79 | 0.79 | 0.79 | 0.79
Southern_PGAE_Solar_47 | caiso-deliverability | Midway_TB_3_offpeak | Operational_New_Capacity_MW | Southern_PGAE_Solar_47 |  | 0.79 | 0.79 | 0.79 | 0.79 | 0.79 | 0.79 | 0.79 | 0.79 | 0.79 | 0.79 | 0.79 | 0.79 | 0.79 | 0.79 | 0.79 | 0.79 | 0.79 | 0.79 | 0.79 | 0.79 | 0.79 | 0.79 | 0.79 | 0.79 | 0.79 | 0.79 | 0.79 | 0.79 | 0.79 | 0.79 | 0.79
Southern_PGAE_Solar_74 | caiso-deliverability | Midway_TB_3_offpeak | Operational_New_Capacity_MW | Southern_PGAE_Solar_74 |  | 0.79 | 0.79 | 0.79 | 0.79 | 0.79 | 0.79 | 0.79 | 0.79 | 0.79 | 0.79 | 0.79 | 0.79 | 0.79 | 0.79 | 0.79 | 0.79 | 0.79 | 0.79 | 0.79 | 0.79 | 0.79 | 0.79 | 0.79 | 0.79 | 0.79 | 0.79 | 0.79 | 0.79 | 0.79 | 0.79 | 0.79
Southern_PGAE_Solar_75 | caiso-deliverability | Midway_TB_3_offpeak | Operational_New_Capacity_MW | Southern_PGAE_Solar_75 |  | 0.79 | 0.79 | 0.79 | 0.79 | 0.79 | 0.79 | 0.79 | 0.79 | 0.79 | 0.79 | 0.79 | 0.79 | 0.79 | 0.79 | 0.79 | 0.79 | 0.79 | 0.79 | 0.79 | 0.79 | 0.79 | 0.79 | 0.79 | 0.79 | 0.79 | 0.79 | 0.79 | 0.79 | 0.79 | 0.79 | 0.79
Southern_PGAE_Solar_98 | caiso-deliverability | Midway_TB_3_offpeak | Operational_New_Capacity_MW | Southern_PGAE_Solar_98 |  | 0.79 | 0.79 | 0.79 | 0.79 | 0.79 | 0.79 | 0.79 | 0.79 | 0.79 | 0.79 | 0.79 | 0.79 | 0.79 | 0.79 | 0.79 | 0.79 | 0.79 | 0.79 | 0.79 | 0.79 | 0.79 | 0.79 | 0.79 | 0.79 | 0.79 | 0.79 | 0.79 | 0.79 | 0.79 | 0.79 | 0.79
Southern_PGAE_Solar_118 | caiso-deliverability | Midway_TB_3_offpeak | Operational_New_Capacity_MW | Southern_PGAE_Solar_118 |  | 0.79 | 0.79 | 0.79 | 0.79 | 0.79 | 0.79 | 0.79 | 0.79 | 0.79 | 0.79 | 0.79 | 0.79 | 0.79 | 0.79 | 0.79 | 0.79 | 0.79 | 0.79 | 0.79 | 0.79 | 0.79 | 0.79 | 0.79 | 0.79 | 0.79 | 0.79 | 0.79 | 0.79 | 0.79 | 0.79 | 0.79
Southern_PGAE_Solar_152 | caiso-deliverability | Midway_TB_3_offpeak | Operational_New_Capacity_MW | Southern_PGAE_Solar_152 |  | 0.79 | 0.79 | 0.79 | 0.79 | 0.79 | 0.79 | 0.79 | 0.79 | 0.79 | 0.79 | 0.79 | 0.79 | 0.79 | 0.79 | 0.79 | 0.79 | 0.79 | 0.79 | 0.79 | 0.79 | 0.79 | 0.79 | 0.79 | 0.79 | 0.79 | 0.79 | 0.79 | 0.79 | 0.79 | 0.79 | 0.79
Southern_PGAE_Solar_175 | caiso-deliverability | Midway_TB_3_offpeak | Operational_New_Capacity_MW | Southern_PGAE_Solar_175 |  | 0.79 | 0.79 | 0.79 | 0.79 | 0.79 | 0.79 | 0.79 | 0.79 | 0.79 | 0.79 | 0.79 | 0.79 | 0.79 | 0.79 | 0.79 | 0.79 | 0.79 | 0.79 | 0.79 | 0.79 | 0.79 | 0.79 | 0.79 | 0.79 | 0.79 | 0.79 | 0.79 | 0.79 | 0.79 | 0.79 | 0.79
Southern_PGAE_Solar_177 | caiso-deliverability | Midway_TB_3_offpeak | Operational_New_Capacity_MW | Southern_PGAE_Solar_177 |  | 0.79 | 0.79 | 0.79 | 0.79 | 0.79 | 0.79 | 0.79 | 0.79 | 0.79 | 0.79 | 0.79 | 0.79 | 0.79 | 0.79 | 0.79 | 0.79 | 0.79 | 0.79 | 0.79 | 0.79 | 0.79 | 0.79 | 0.79 | 0.79 | 0.79 | 0.79 | 0.79 | 0.79 | 0.79 | 0.79 | 0.79
Tehachapi_Solar_125 | caiso-deliverability | Midway_TB_3_offpeak | Operational_New_Capacity_MW | Tehachapi_Solar_125 |  | 0.77 | 0.77 | 0.77 | 0.77 | 0.77 | 0.77 | 0.77 | 0.77 | 0.77 | 0.77 | 0.77 | 0.77 | 0.77 | 0.77 | 0.77 | 0.77 | 0.77 | 0.77 | 0.77 | 0.77 | 0.77 | 0.77 | 0.77 | 0.77 | 0.77 | 0.77 | 0.77 | 0.77 | 0.77 | 0.77 | 0.77
Midway_TB_3_group | caiso-deliverability | Midway_TB_3_offpeak | Operational_New_Capacity_MW | Midway_TB_3_group |  | -1.8839 | -1.8839 | -1.8839 | -1.8839 | -1.8839 | -1.8839 | -1.8839 | -1.8839 | -1.8839 | -1.8839 | -1.8839 | -1.8839 | -1.8839 | -1.8839 | -1.8839 | -1.8839 | -1.8839 | -1.8839 | -1.8839 | -1.8839 | -1.8839 | -1.8839 | -1.8839 | -1.8839 | -1.8839 | -1.8839 | -1.8839 | -1.8839 | -1.8839 | -1.8839 | -1.8839
Southern_PGAE_Flow_Battery_37 | caiso-deliverability | Midway_TB_3_SSN | Reliability_Capacity_In_Model_Year | System RA | Southern_PGAE_Flow_Battery_37 | 0.5 | 0.5 | 0.5 | 0.5 | 0.5 | 0.5 | 0.5 | 0.5 | 0.5 | 0.5 | 0.5 | 0.5 | 0.5 | 0.5 | 0.5 | 0.5 | 0.5 | 0.5 | 0.5 | 0.5 | 0.5 | 0.5 | 0.5 | 0.5 | 0.5 | 0.5 | 0.5 | 0.5 | 0.5 | 0.5 | 0.5
Southern_PGAE_Flow_Battery_39 | caiso-deliverability | Midway_TB_3_SSN | Reliability_Capacity_In_Model_Year | System RA | Southern_PGAE_Flow_Battery_39 | 0.5 | 0.5 | 0.5 | 0.5 | 0.5 | 0.5 | 0.5 | 0.5 | 0.5 | 0.5 | 0.5 | 0.5 | 0.5 | 0.5 | 0.5 | 0.5 | 0.5 | 0.5 | 0.5 | 0.5 | 0.5 | 0.5 | 0.5 | 0.5 | 0.5 | 0.5 | 0.5 | 0.5 | 0.5 | 0.5 | 0.5
Southern_PGAE_Flow_Battery_46 | caiso-deliverability | Midway_TB_3_SSN | Reliability_Capacity_In_Model_Year | System RA | Southern_PGAE_Flow_Battery_46 | 0.5 | 0.5 | 0.5 | 0.5 | 0.5 | 0.5 | 0.5 | 0.5 | 0.5 | 0.5 | 0.5 | 0.5 | 0.5 | 0.5 | 0.5 | 0.5 | 0.5 | 0.5 | 0.5 | 0.5 | 0.5 | 0.5 | 0.5 | 0.5 | 0.5 | 0.5 | 0.5 | 0.5 | 0.5 | 0.5 | 0.5
Southern_PGAE_Flow_Battery_47 | caiso-deliverability | Midway_TB_3_SSN | Reliability_Capacity_In_Model_Year | System RA | Southern_PGAE_Flow_Battery_47 | 0.5 | 0.5 | 0.5 | 0.5 | 0.5 | 0.5 | 0.5 | 0.5 | 0.5 | 0.5 | 0.5 | 0.5 | 0.5 | 0.5 | 0.5 | 0.5 | 0.5 | 0.5 | 0.5 | 0.5 | 0.5 | 0.5 | 0.5 | 0.5 | 0.5 | 0.5 | 0.5 | 0.5 | 0.5 | 0.5 | 0.5
Southern_PGAE_Flow_Battery_74 | caiso-deliverability | Midway_TB_3_SSN | Reliability_Capacity_In_Model_Year | System RA | Southern_PGAE_Flow_Battery_74 | 0.5 | 0.5 | 0.5 | 0.5 | 0.5 | 0.5 | 0.5 | 0.5 | 0.5 | 0.5 | 0.5 | 0.5 | 0.5 | 0.5 | 0.5 | 0.5 | 0.5 | 0.5 | 0.5 | 0.5 | 0.5 | 0.5 | 0.5 | 0.5 | 0.5 | 0.5 | 0.5 | 0.5 | 0.5 | 0.5 | 0.5
Southern_PGAE_Flow_Battery_75 | caiso-deliverability | Midway_TB_3_SSN | Reliability_Capacity_In_Model_Year | System RA | Southern_PGAE_Flow_Battery_75 | 0.5 | 0.5 | 0.5 | 0.5 | 0.5 | 0.5 | 0.5 | 0.5 | 0.5 | 0.5 | 0.5 | 0.5 | 0.5 | 0.5 | 0.5 | 0.5 | 0.5 | 0.5 | 0.5 | 0.5 | 0.5 | 0.5 | 0.5 | 0.5 | 0.5 | 0.5 | 0.5 | 0.5 | 0.5 | 0.5 | 0.5
Southern_PGAE_Flow_Battery_98 | caiso-deliverability | Midway_TB_3_SSN | Reliability_Capacity_In_Model_Year | System RA | Southern_PGAE_Flow_Battery_98 | 0.5 | 0.5 | 0.5 | 0.5 | 0.5 | 0.5 | 0.5 | 0.5 | 0.5 | 0.5 | 0.5 | 0.5 | 0.5 | 0.5 | 0.5 | 0.5 | 0.5 | 0.5 | 0.5 | 0.5 | 0.5 | 0.5 | 0.5 | 0.5 | 0.5 | 0.5 | 0.5 | 0.5 | 0.5 | 0.5 | 0.5
Southern_PGAE_Flow_Battery_118 | caiso-deliverability | Midway_TB_3_SSN | Reliability_Capacity_In_Model_Year | System RA | Southern_PGAE_Flow_Battery_118 | 0.5 | 0.5 | 0.5 | 0.5 | 0.5 | 0.5 | 0.5 | 0.5 | 0.5 | 0.5 | 0.5 | 0.5 | 0.5 | 0.5 | 0.5 | 0.5 | 0.5 | 0.5 | 0.5 | 0.5 | 0.5 | 0.5 | 0.5 | 0.5 | 0.5 | 0.5 | 0.5 | 0.5 | 0.5 | 0.5 | 0.5
Tehachapi_Flow_Battery_125 | caiso-deliverability | Midway_TB_3_SSN | Reliability_Capacity_In_Model_Year | System RA | Tehachapi_Flow_Battery_125 | 0.5 | 0.5 | 0.5 | 0.5 | 0.5 | 0.5 | 0.5 | 0.5 | 0.5 | 0.5 | 0.5 | 0.5 | 0.5 | 0.5 | 0.5 | 0.5 | 0.5 | 0.5 | 0.5 | 0.5 | 0.5 | 0.5 | 0.5 | 0.5 | 0.5 | 0.5 | 0.5 | 0.5 | 0.5 | 0.5 | 0.5
Northern_California_Flow_Battery_130 | caiso-deliverability | Midway_TB_3_SSN | Reliability_Capacity_In_Model_Year | System RA | Northern_California_Flow_Battery_130 | 0.5 | 0.5 | 0.5 | 0.5 | 0.5 | 0.5 | 0.5 | 0.5 | 0.5 | 0.5 | 0.5 | 0.5 | 0.5 | 0.5 | 0.5 | 0.5 | 0.5 | 0.5 | 0.5 | 0.5 | 0.5 | 0.5 | 0.5 | 0.5 | 0.5 | 0.5 | 0.5 | 0.5 | 0.5 | 0.5 | 0.5
Southern_PGAE_Flow_Battery_152 | caiso-deliverability | Midway_TB_3_SSN | Reliability_Capacity_In_Model_Year | System RA | Southern_PGAE_Flow_Battery_152 | 0.5 | 0.5 | 0.5 | 0.5 | 0.5 | 0.5 | 0.5 | 0.5 | 0.5 | 0.5 | 0.5 | 0.5 | 0.5 | 0.5 | 0.5 | 0.5 | 0.5 | 0.5 | 0.5 | 0.5 | 0.5 | 0.5 | 0.5 | 0.5 | 0.5 | 0.5 | 0.5 | 0.5 | 0.5 | 0.5 | 0.5
Southern_PGAE_Flow_Battery_175 | caiso-deliverability | Midway_TB_3_SSN | Reliability_Capacity_In_Model_Year | System RA | Southern_PGAE_Flow_Battery_175 | 0.5 | 0.5 | 0.5 | 0.5 | 0.5 | 0.5 | 0.5 | 0.5 | 0.5 | 0.5 | 0.5 | 0.5 | 0.5 | 0.5 | 0.5 | 0.5 | 0.5 | 0.5 | 0.5 | 0.5 | 0.5 | 0.5 | 0.5 | 0.5 | 0.5 | 0.5 | 0.5 | 0.5 | 0.5 | 0.5 | 0.5
Southern_PGAE_Flow_Battery_177 | caiso-deliverability | Midway_TB_3_SSN | Reliability_Capacity_In_Model_Year | System RA | Southern_PGAE_Flow_Battery_177 | 0.5 | 0.5 | 0.5 | 0.5 | 0.5 | 0.5 | 0.5 | 0.5 | 0.5 | 0.5 | 0.5 | 0.5 | 0.5 | 0.5 | 0.5 | 0.5 | 0.5 | 0.5 | 0.5 | 0.5 | 0.5 | 0.5 | 0.5 | 0.5 | 0.5 | 0.5 | 0.5 | 0.5 | 0.5 | 0.5 | 0.5
Southern_PGAE_Li_Battery_4hr_37 | caiso-deliverability | Midway_TB_3_SSN | Reliability_Capacity_In_Model_Year | System RA | Southern_PGAE_Li_Battery_4hr_37 | 0.5 | 0.5 | 0.5 | 0.5 | 0.5 | 0.5 | 0.5 | 0.5 | 0.5 | 0.5 | 0.5 | 0.5 | 0.5 | 0.5 | 0.5 | 0.5 | 0.5 | 0.5 | 0.5 | 0.5 | 0.5 | 0.5 | 0.5 | 0.5 | 0.5 | 0.5 | 0.5 | 0.5 | 0.5 | 0.5 | 0.5
Southern_PGAE_Li_Battery_4hr_39 | caiso-deliverability | Midway_TB_3_SSN | Reliability_Capacity_In_Model_Year | System RA | Southern_PGAE_Li_Battery_4hr_39 | 0.5 | 0.5 | 0.5 | 0.5 | 0.5 | 0.5 | 0.5 | 0.5 | 0.5 | 0.5 | 0.5 | 0.5 | 0.5 | 0.5 | 0.5 | 0.5 | 0.5 | 0.5 | 0.5 | 0.5 | 0.5 | 0.5 | 0.5 | 0.5 | 0.5 | 0.5 | 0.5 | 0.5 | 0.5 | 0.5 | 0.5
Southern_PGAE_Li_Battery_4hr_46 | caiso-deliverability | Midway_TB_3_SSN | Reliability_Capacity_In_Model_Year | System RA | Southern_PGAE_Li_Battery_4hr_46 | 0.5 | 0.5 | 0.5 | 0.5 | 0.5 | 0.5 | 0.5 | 0.5 | 0.5 | 0.5 | 0.5 | 0.5 | 0.5 | 0.5 | 0.5 | 0.5 | 0.5 | 0.5 | 0.5 | 0.5 | 0.5 | 0.5 | 0.5 | 0.5 | 0.5 | 0.5 | 0.5 | 0.5 | 0.5 | 0.5 | 0.5
Southern_PGAE_Li_Battery_4hr_47 | caiso-deliverability | Midway_TB_3_SSN | Reliability_Capacity_In_Model_Year | System RA | Southern_PGAE_Li_Battery_4hr_47 | 0.5 | 0.5 | 0.5 | 0.5 | 0.5 | 0.5 | 0.5 | 0.5 | 0.5 | 0.5 | 0.5 | 0.5 | 0.5 | 0.5 | 0.5 | 0.5 | 0.5 | 0.5 | 0.5 | 0.5 | 0.5 | 0.5 | 0.5 | 0.5 | 0.5 | 0.5 | 0.5 | 0.5 | 0.5 | 0.5 | 0.5
Southern_PGAE_Li_Battery_4hr_74 | caiso-deliverability | Midway_TB_3_SSN | Reliability_Capacity_In_Model_Year | System RA | Southern_PGAE_Li_Battery_4hr_74 | 0.5 | 0.5 | 0.5 | 0.5 | 0.5 | 0.5 | 0.5 | 0.5 | 0.5 | 0.5 | 0.5 | 0.5 | 0.5 | 0.5 | 0.5 | 0.5 | 0.5 | 0.5 | 0.5 | 0.5 | 0.5 | 0.5 | 0.5 | 0.5 | 0.5 | 0.5 | 0.5 | 0.5 | 0.5 | 0.5 | 0.5
Southern_PGAE_Li_Battery_4hr_75 | caiso-deliverability | Midway_TB_3_SSN | Reliability_Capacity_In_Model_Year | System RA | Southern_PGAE_Li_Battery_4hr_75 | 0.5 | 0.5 | 0.5 | 0.5 | 0.5 | 0.5 | 0.5 | 0.5 | 0.5 | 0.5 | 0.5 | 0.5 | 0.5 | 0.5 | 0.5 | 0.5 | 0.5 | 0.5 | 0.5 | 0.5 | 0.5 | 0.5 | 0.5 | 0.5 | 0.5 | 0.5 | 0.5 | 0.5 | 0.5 | 0.5 | 0.5
Southern_PGAE_Li_Battery_4hr_98 | caiso-deliverability | Midway_TB_3_SSN | Reliability_Capacity_In_Model_Year | System RA | Southern_PGAE_Li_Battery_4hr_98 | 0.5 | 0.5 | 0.5 | 0.5 | 0.5 | 0.5 | 0.5 | 0.5 | 0.5 | 0.5 | 0.5 | 0.5 | 0.5 | 0.5 | 0.5 | 0.5 | 0.5 | 0.5 | 0.5 | 0.5 | 0.5 | 0.5 | 0.5 | 0.5 | 0.5 | 0.5 | 0.5 | 0.5 | 0.5 | 0.5 | 0.5
Southern_PGAE_Li_Battery_4hr_118 | caiso-deliverability | Midway_TB_3_SSN | Reliability_Capacity_In_Model_Year | System RA | Southern_PGAE_Li_Battery_4hr_118 | 0.5 | 0.5 | 0.5 | 0.5 | 0.5 | 0.5 | 0.5 | 0.5 | 0.5 | 0.5 | 0.5 | 0.5 | 0.5 | 0.5 | 0.5 | 0.5 | 0.5 | 0.5 | 0.5 | 0.5 | 0.5 | 0.5 | 0.5 | 0.5 | 0.5 | 0.5 | 0.5 | 0.5 | 0.5 | 0.5 | 0.5
Tehachapi_Li_Battery_4hr_125 | caiso-deliverability | Midway_TB_3_SSN | Reliability_Capacity_In_Model_Year | System RA | Tehachapi_Li_Battery_4hr_125 | 0.5 | 0.5 | 0.5 | 0.5 | 0.5 | 0.5 | 0.5 | 0.5 | 0.5 | 0.5 | 0.5 | 0.5 | 0.5 | 0.5 | 0.5 | 0.5 | 0.5 | 0.5 | 0.5 | 0.5 | 0.5 | 0.5 | 0.5 | 0.5 | 0.5 | 0.5 | 0.5 | 0.5 | 0.5 | 0.5 | 0.5
Northern_California_Li_Battery_4hr_130 | caiso-deliverability | Midway_TB_3_SSN | Reliability_Capacity_In_Model_Year | System RA | Northern_California_Li_Battery_4hr_130 | 0.5 | 0.5 | 0.5 | 0.5 | 0.5 | 0.5 | 0.5 | 0.5 | 0.5 | 0.5 | 0.5 | 0.5 | 0.5 | 0.5 | 0.5 | 0.5 | 0.5 | 0.5 | 0.5 | 0.5 | 0.5 | 0.5 | 0.5 | 0.5 | 0.5 | 0.5 | 0.5 | 0.5 | 0.5 | 0.5 | 0.5
Southern_PGAE_Li_Battery_4hr_152 | caiso-deliverability | Midway_TB_3_SSN | Reliability_Capacity_In_Model_Year | System RA | Southern_PGAE_Li_Battery_4hr_152 | 0.5 | 0.5 | 0.5 | 0.5 | 0.5 | 0.5 | 0.5 | 0.5 | 0.5 | 0.5 | 0.5 | 0.5 | 0.5 | 0.5 | 0.5 | 0.5 | 0.5 | 0.5 | 0.5 | 0.5 | 0.5 | 0.5 | 0.5 | 0.5 | 0.5 | 0.5 | 0.5 | 0.5 | 0.5 | 0.5 | 0.5
Southern_PGAE_Li_Battery_4hr_175 | caiso-deliverability | Midway_TB_3_SSN | Reliability_Capacity_In_Model_Year | System RA | Southern_PGAE_Li_Battery_4hr_175 | 0.5 | 0.5 | 0.5 | 0.5 | 0.5 | 0.5 | 0.5 | 0.5 | 0.5 | 0.5 | 0.5 | 0.5 | 0.5 | 0.5 | 0.5 | 0.5 | 0.5 | 0.5 | 0.5 | 0.5 | 0.5 | 0.5 | 0.5 | 0.5 | 0.5 | 0.5 | 0.5 | 0.5 | 0.5 | 0.5 | 0.5
Southern_PGAE_Li_Battery_4hr_177 | caiso-deliverability | Midway_TB_3_SSN | Reliability_Capacity_In_Model_Year | System RA | Southern_PGAE_Li_Battery_4hr_177 | 0.5 | 0.5 | 0.5 | 0.5 | 0.5 | 0.5 | 0.5 | 0.5 | 0.5 | 0.5 | 0.5 | 0.5 | 0.5 | 0.5 | 0.5 | 0.5 | 0.5 | 0.5 | 0.5 | 0.5 | 0.5 | 0.5 | 0.5 | 0.5 | 0.5 | 0.5 | 0.5 | 0.5 | 0.5 | 0.5 | 0.5
Southern_PGAE_Li_Battery_8hr_37 | caiso-deliverability | Midway_TB_3_SSN | Reliability_Capacity_In_Model_Year | System RA | Southern_PGAE_Li_Battery_8hr_37 | 0.5 | 0.5 | 0.5 | 0.5 | 0.5 | 0.5 | 0.5 | 0.5 | 0.5 | 0.5 | 0.5 | 0.5 | 0.5 | 0.5 | 0.5 | 0.5 | 0.5 | 0.5 | 0.5 | 0.5 | 0.5 | 0.5 | 0.5 | 0.5 | 0.5 | 0.5 | 0.5 | 0.5 | 0.5 | 0.5 | 0.5
Southern_PGAE_Li_Battery_8hr_39 | caiso-deliverability | Midway_TB_3_SSN | Reliability_Capacity_In_Model_Year | System RA | Southern_PGAE_Li_Battery_8hr_39 | 0.5 | 0.5 | 0.5 | 0.5 | 0.5 | 0.5 | 0.5 | 0.5 | 0.5 | 0.5 | 0.5 | 0.5 | 0.5 | 0.5 | 0.5 | 0.5 | 0.5 | 0.5 | 0.5 | 0.5 | 0.5 | 0.5 | 0.5 | 0.5 | 0.5 | 0.5 | 0.5 | 0.5 | 0.5 | 0.5 | 0.5
Southern_PGAE_Li_Battery_8hr_46 | caiso-deliverability | Midway_TB_3_SSN | Reliability_Capacity_In_Model_Year | System RA | Southern_PGAE_Li_Battery_8hr_46 | 0.5 | 0.5 | 0.5 | 0.5 | 0.5 | 0.5 | 0.5 | 0.5 | 0.5 | 0.5 | 0.5 | 0.5 | 0.5 | 0.5 | 0.5 | 0.5 | 0.5 | 0.5 | 0.5 | 0.5 | 0.5 | 0.5 | 0.5 | 0.5 | 0.5 | 0.5 | 0.5 | 0.5 | 0.5 | 0.5 | 0.5
Southern_PGAE_Li_Battery_8hr_47 | caiso-deliverability | Midway_TB_3_SSN | Reliability_Capacity_In_Model_Year | System RA | Southern_PGAE_Li_Battery_8hr_47 | 0.5 | 0.5 | 0.5 | 0.5 | 0.5 | 0.5 | 0.5 | 0.5 | 0.5 | 0.5 | 0.5 | 0.5 | 0.5 | 0.5 | 0.5 | 0.5 | 0.5 | 0.5 | 0.5 | 0.5 | 0.5 | 0.5 | 0.5 | 0.5 | 0.5 | 0.5 | 0.5 | 0.5 | 0.5 | 0.5 | 0.5
Southern_PGAE_Li_Battery_8hr_74 | caiso-deliverability | Midway_TB_3_SSN | Reliability_Capacity_In_Model_Year | System RA | Southern_PGAE_Li_Battery_8hr_74 | 0.5 | 0.5 | 0.5 | 0.5 | 0.5 | 0.5 | 0.5 | 0.5 | 0.5 | 0.5 | 0.5 | 0.5 | 0.5 | 0.5 | 0.5 | 0.5 | 0.5 | 0.5 | 0.5 | 0.5 | 0.5 | 0.5 | 0.5 | 0.5 | 0.5 | 0.5 | 0.5 | 0.5 | 0.5 | 0.5 | 0.5
Southern_PGAE_Li_Battery_8hr_75 | caiso-deliverability | Midway_TB_3_SSN | Reliability_Capacity_In_Model_Year | System RA | Southern_PGAE_Li_Battery_8hr_75 | 0.5 | 0.5 | 0.5 | 0.5 | 0.5 | 0.5 | 0.5 | 0.5 | 0.5 | 0.5 | 0.5 | 0.5 | 0.5 | 0.5 | 0.5 | 0.5 | 0.5 | 0.5 | 0.5 | 0.5 | 0.5 | 0.5 | 0.5 | 0.5 | 0.5 | 0.5 | 0.5 | 0.5 | 0.5 | 0.5 | 0.5
Southern_PGAE_Li_Battery_8hr_98 | caiso-deliverability | Midway_TB_3_SSN | Reliability_Capacity_In_Model_Year | System RA | Southern_PGAE_Li_Battery_8hr_98 | 0.5 | 0.5 | 0.5 | 0.5 | 0.5 | 0.5 | 0.5 | 0.5 | 0.5 | 0.5 | 0.5 | 0.5 | 0.5 | 0.5 | 0.5 | 0.5 | 0.5 | 0.5 | 0.5 | 0.5 | 0.5 | 0.5 | 0.5 | 0.5 | 0.5 | 0.5 | 0.5 | 0.5 | 0.5 | 0.5 | 0.5
Southern_PGAE_Li_Battery_8hr_118 | caiso-deliverability | Midway_TB_3_SSN | Reliability_Capacity_In_Model_Year | System RA | Southern_PGAE_Li_Battery_8hr_118 | 0.5 | 0.5 | 0.5 | 0.5 | 0.5 | 0.5 | 0.5 | 0.5 | 0.5 | 0.5 | 0.5 | 0.5 | 0.5 | 0.5 | 0.5 | 0.5 | 0.5 | 0.5 | 0.5 | 0.5 | 0.5 | 0.5 | 0.5 | 0.5 | 0.5 | 0.5 | 0.5 | 0.5 | 0.5 | 0.5 | 0.5
Tehachapi_Li_Battery_8hr_125 | caiso-deliverability | Midway_TB_3_SSN | Reliability_Capacity_In_Model_Year | System RA | Tehachapi_Li_Battery_8hr_125 | 0.5 | 0.5 | 0.5 | 0.5 | 0.5 | 0.5 | 0.5 | 0.5 | 0.5 | 0.5 | 0.5 | 0.5 | 0.5 | 0.5 | 0.5 | 0.5 | 0.5 | 0.5 | 0.5 | 0.5 | 0.5 | 0.5 | 0.5 | 0.5 | 0.5 | 0.5 | 0.5 | 0.5 | 0.5 | 0.5 | 0.5
Northern_California_Li_Battery_8hr_130 | caiso-deliverability | Midway_TB_3_SSN | Reliability_Capacity_In_Model_Year | System RA | Northern_California_Li_Battery_8hr_130 | 0.5 | 0.5 | 0.5 | 0.5 | 0.5 | 0.5 | 0.5 | 0.5 | 0.5 | 0.5 | 0.5 | 0.5 | 0.5 | 0.5 | 0.5 | 0.5 | 0.5 | 0.5 | 0.5 | 0.5 | 0.5 | 0.5 | 0.5 | 0.5 | 0.5 | 0.5 | 0.5 | 0.5 | 0.5 | 0.5 | 0.5
Southern_PGAE_Li_Battery_8hr_152 | caiso-deliverability | Midway_TB_3_SSN | Reliability_Capacity_In_Model_Year | System RA | Southern_PGAE_Li_Battery_8hr_152 | 0.5 | 0.5 | 0.5 | 0.5 | 0.5 | 0.5 | 0.5 | 0.5 | 0.5 | 0.5 | 0.5 | 0.5 | 0.5 | 0.5 | 0.5 | 0.5 | 0.5 | 0.5 | 0.5 | 0.5 | 0.5 | 0.5 | 0.5 | 0.5 | 0.5 | 0.5 | 0.5 | 0.5 | 0.5 | 0.5 | 0.5
Southern_PGAE_Li_Battery_8hr_175 | caiso-deliverability | Midway_TB_3_SSN | Reliability_Capacity_In_Model_Year | System RA | Southern_PGAE_Li_Battery_8hr_175 | 0.5 | 0.5 | 0.5 | 0.5 | 0.5 | 0.5 | 0.5 | 0.5 | 0.5 | 0.5 | 0.5 | 0.5 | 0.5 | 0.5 | 0.5 | 0.5 | 0.5 | 0.5 | 0.5 | 0.5 | 0.5 | 0.5 | 0.5 | 0.5 | 0.5 | 0.5 | 0.5 | 0.5 | 0.5 | 0.5 | 0.5
Southern_PGAE_Li_Battery_8hr_177 | caiso-deliverability | Midway_TB_3_SSN | Reliability_Capacity_In_Model_Year | System RA | Southern_PGAE_Li_Battery_8hr_177 | 0.5 | 0.5 | 0.5 | 0.5 | 0.5 | 0.5 | 0.5 | 0.5 | 0.5 | 0.5 | 0.5 | 0.5 | 0.5 | 0.5 | 0.5 | 0.5 | 0.5 | 0.5 | 0.5 | 0.5 | 0.5 | 0.5 | 0.5 | 0.5 | 0.5 | 0.5 | 0.5 | 0.5 | 0.5 | 0.5 | 0.5
Central_Valley_North_Los_Banos_Wind_125 | caiso-deliverability | Midway_TB_3_SSN | Reliability_Capacity_In_Model_Year | System RA | Central_Valley_North_Los_Banos_Wind_125 | 0.163 | 0.163 | 0.163 | 0.163 | 0.163 | 0.163 | 0.163 | 0.163 | 0.163 | 0.163 | 0.163 | 0.163 | 0.163 | 0.163 | 0.163 | 0.163 | 0.163 | 0.163 | 0.163 | 0.163 | 0.163 | 0.163 | 0.163 | 0.163 | 0.163 | 0.163 | 0.163 | 0.163 | 0.163 | 0.163 | 0.163
Central_Valley_North_Los_Banos_Biomass_47 | caiso-deliverability | Midway_TB_3_SSN | Reliability_Capacity_In_Model_Year | System RA | Central_Valley_North_Los_Banos_Biomass_47 | 1 | 1 | 1 | 1 | 1 | 1 | 1 | 1 | 1 | 1 | 1 | 1 | 1 | 1 | 1 | 1 | 1 | 1 | 1 | 1 | 1 | 1 | 1 | 1 | 1 | 1 | 1 | 1 | 1 | 1 | 1
Northern_California_Solar_130 | caiso-deliverability | Midway_TB_3_SSN | Reliability_Capacity_In_Model_Year | System RA | Northern_California_Solar_130 | 0.556 | 0.556 | 0.556 | 0.556 | 0.556 | 0.556 | 0.556 | 0.556 | 0.556 | 0.556 | 0.556 | 0.556 | 0.556 | 0.556 | 0.556 | 0.556 | 0.556 | 0.556 | 0.556 | 0.556 | 0.556 | 0.556 | 0.556 | 0.556 | 0.556 | 0.556 | 0.556 | 0.556 | 0.556 | 0.556 | 0.556
Southern_PGAE_Solar_37 | caiso-deliverability | Midway_TB_3_SSN | Reliability_Capacity_In_Model_Year | System RA | Southern_PGAE_Solar_37 | 0.556 | 0.556 | 0.556 | 0.556 | 0.556 | 0.556 | 0.556 | 0.556 | 0.556 | 0.556 | 0.556 | 0.556 | 0.556 | 0.556 | 0.556 | 0.556 | 0.556 | 0.556 | 0.556 | 0.556 | 0.556 | 0.556 | 0.556 | 0.556 | 0.556 | 0.556 | 0.556 | 0.556 | 0.556 | 0.556 | 0.556
Southern_PGAE_Solar_39 | caiso-deliverability | Midway_TB_3_SSN | Reliability_Capacity_In_Model_Year | System RA | Southern_PGAE_Solar_39 | 0.556 | 0.556 | 0.556 | 0.556 | 0.556 | 0.556 | 0.556 | 0.556 | 0.556 | 0.556 | 0.556 | 0.556 | 0.556 | 0.556 | 0.556 | 0.556 | 0.556 | 0.556 | 0.556 | 0.556 | 0.556 | 0.556 | 0.556 | 0.556 | 0.556 | 0.556 | 0.556 | 0.556 | 0.556 | 0.556 | 0.556
Southern_PGAE_Solar_46 | caiso-deliverability | Midway_TB_3_SSN | Reliability_Capacity_In_Model_Year | System RA | Southern_PGAE_Solar_46 | 0.556 | 0.556 | 0.556 | 0.556 | 0.556 | 0.556 | 0.556 | 0.556 | 0.556 | 0.556 | 0.556 | 0.556 | 0.556 | 0.556 | 0.556 | 0.556 | 0.556 | 0.556 | 0.556 | 0.556 | 0.556 | 0.556 | 0.556 | 0.556 | 0.556 | 0.556 | 0.556 | 0.556 | 0.556 | 0.556 | 0.556
Southern_PGAE_Solar_47 | caiso-deliverability | Midway_TB_3_SSN | Reliability_Capacity_In_Model_Year | System RA | Southern_PGAE_Solar_47 | 0.556 | 0.556 | 0.556 | 0.556 | 0.556 | 0.556 | 0.556 | 0.556 | 0.556 | 0.556 | 0.556 | 0.556 | 0.556 | 0.556 | 0.556 | 0.556 | 0.556 | 0.556 | 0.556 | 0.556 | 0.556 | 0.556 | 0.556 | 0.556 | 0.556 | 0.556 | 0.556 | 0.556 | 0.556 | 0.556 | 0.556
Southern_PGAE_Solar_74 | caiso-deliverability | Midway_TB_3_SSN | Reliability_Capacity_In_Model_Year | System RA | Southern_PGAE_Solar_74 | 0.556 | 0.556 | 0.556 | 0.556 | 0.556 | 0.556 | 0.556 | 0.556 | 0.556 | 0.556 | 0.556 | 0.556 | 0.556 | 0.556 | 0.556 | 0.556 | 0.556 | 0.556 | 0.556 | 0.556 | 0.556 | 0.556 | 0.556 | 0.556 | 0.556 | 0.556 | 0.556 | 0.556 | 0.556 | 0.556 | 0.556
Southern_PGAE_Solar_75 | caiso-deliverability | Midway_TB_3_SSN | Reliability_Capacity_In_Model_Year | System RA | Southern_PGAE_Solar_75 | 0.556 | 0.556 | 0.556 | 0.556 | 0.556 | 0.556 | 0.556 | 0.556 | 0.556 | 0.556 | 0.556 | 0.556 | 0.556 | 0.556 | 0.556 | 0.556 | 0.556 | 0.556 | 0.556 | 0.556 | 0.556 | 0.556 | 0.556 | 0.556 | 0.556 | 0.556 | 0.556 | 0.556 | 0.556 | 0.556 | 0.556
Southern_PGAE_Solar_98 | caiso-deliverability | Midway_TB_3_SSN | Reliability_Capacity_In_Model_Year | System RA | Southern_PGAE_Solar_98 | 0.556 | 0.556 | 0.556 | 0.556 | 0.556 | 0.556 | 0.556 | 0.556 | 0.556 | 0.556 | 0.556 | 0.556 | 0.556 | 0.556 | 0.556 | 0.556 | 0.556 | 0.556 | 0.556 | 0.556 | 0.556 | 0.556 | 0.556 | 0.556 | 0.556 | 0.556 | 0.556 | 0.556 | 0.556 | 0.556 | 0.556
Southern_PGAE_Solar_118 | caiso-deliverability | Midway_TB_3_SSN | Reliability_Capacity_In_Model_Year | System RA | Southern_PGAE_Solar_118 | 0.556 | 0.556 | 0.556 | 0.556 | 0.556 | 0.556 | 0.556 | 0.556 | 0.556 | 0.556 | 0.556 | 0.556 | 0.556 | 0.556 | 0.556 | 0.556 | 0.556 | 0.556 | 0.556 | 0.556 | 0.556 | 0.556 | 0.556 | 0.556 | 0.556 | 0.556 | 0.556 | 0.556 | 0.556 | 0.556 | 0.556
Southern_PGAE_Solar_152 | caiso-deliverability | Midway_TB_3_SSN | Reliability_Capacity_In_Model_Year | System RA | Southern_PGAE_Solar_152 | 0.556 | 0.556 | 0.556 | 0.556 | 0.556 | 0.556 | 0.556 | 0.556 | 0.556 | 0.556 | 0.556 | 0.556 | 0.556 | 0.556 | 0.556 | 0.556 | 0.556 | 0.556 | 0.556 | 0.556 | 0.556 | 0.556 | 0.556 | 0.556 | 0.556 | 0.556 | 0.556 | 0.556 | 0.556 | 0.556 | 0.556
Southern_PGAE_Solar_175 | caiso-deliverability | Midway_TB_3_SSN | Reliability_Capacity_In_Model_Year | System RA | Southern_PGAE_Solar_175 | 0.556 | 0.556 | 0.556 | 0.556 | 0.556 | 0.556 | 0.556 | 0.556 | 0.556 | 0.556 | 0.556 | 0.556 | 0.556 | 0.556 | 0.556 | 0.556 | 0.556 | 0.556 | 0.556 | 0.556 | 0.556 | 0.556 | 0.556 | 0.556 | 0.556 | 0.556 | 0.556 | 0.556 | 0.556 | 0.556 | 0.556
Southern_PGAE_Solar_177 | caiso-deliverability | Midway_TB_3_SSN | Reliability_Capacity_In_Model_Year | System RA | Southern_PGAE_Solar_177 | 0.556 | 0.556 | 0.556 | 0.556 | 0.556 | 0.556 | 0.556 | 0.556 | 0.556 | 0.556 | 0.556 | 0.556 | 0.556 | 0.556 | 0.556 | 0.556 | 0.556 | 0.556 | 0.556 | 0.556 | 0.556 | 0.556 | 0.556 | 0.556 | 0.556 | 0.556 | 0.556 | 0.556 | 0.556 | 0.556 | 0.556
Tehachapi_Solar_125 | caiso-deliverability | Midway_TB_3_SSN | Reliability_Capacity_In_Model_Year | System RA | Tehachapi_Solar_125 | 0.427 | 0.427 | 0.427 | 0.427 | 0.427 | 0.427 | 0.427 | 0.427 | 0.427 | 0.427 | 0.427 | 0.427 | 0.427 | 0.427 | 0.427 | 0.427 | 0.427 | 0.427 | 0.427 | 0.427 | 0.427 | 0.427 | 0.427 | 0.427 | 0.427 | 0.427 | 0.427 | 0.427 | 0.427 | 0.427 | 0.427
Midway_TB_3_group | caiso-deliverability | Midway_TB_3_SSN | Operational_New_Capacity_MW | Midway_TB_3_group |  | -1 | -1 | -1 | -1 | -1 | -1 | -1 | -1 | -1 | -1 | -1 | -1 | -1 | -1 | -1 | -1 | -1 | -1 | -1 | -1 | -1 | -1 | -1 | -1 | -1 | -1 | -1 | -1 | -1 | -1 | -1
Greater_LA_Flow_Battery_58 | caiso-deliverability | Moorpark_Pardee_HSN | Reliability_Capacity_In_Model_Year | System RA | Greater_LA_Flow_Battery_58 | 1 | 1 | 1 | 1 | 1 | 1 | 1 | 1 | 1 | 1 | 1 | 1 | 1 | 1 | 1 | 1 | 1 | 1 | 1 | 1 | 1 | 1 | 1 | 1 | 1 | 1 | 1 | 1 | 1 | 1 | 1
Greater_LA_Li_Battery_4hr_58 | caiso-deliverability | Moorpark_Pardee_HSN | Reliability_Capacity_In_Model_Year | System RA | Greater_LA_Li_Battery_4hr_58 | 1 | 1 | 1 | 1 | 1 | 1 | 1 | 1 | 1 | 1 | 1 | 1 | 1 | 1 | 1 | 1 | 1 | 1 | 1 | 1 | 1 | 1 | 1 | 1 | 1 | 1 | 1 | 1 | 1 | 1 | 1
Greater_LA_Li_Battery_8hr_58 | caiso-deliverability | Moorpark_Pardee_HSN | Reliability_Capacity_In_Model_Year | System RA | Greater_LA_Li_Battery_8hr_58 | 1 | 1 | 1 | 1 | 1 | 1 | 1 | 1 | 1 | 1 | 1 | 1 | 1 | 1 | 1 | 1 | 1 | 1 | 1 | 1 | 1 | 1 | 1 | 1 | 1 | 1 | 1 | 1 | 1 | 1 | 1
Greater_LA_Solar_58 | caiso-deliverability | Moorpark_Pardee_HSN | Reliability_Capacity_In_Model_Year | System RA | Greater_LA_Solar_58 | 0.106 | 0.106 | 0.106 | 0.106 | 0.106 | 0.106 | 0.106 | 0.106 | 0.106 | 0.106 | 0.106 | 0.106 | 0.106 | 0.106 | 0.106 | 0.106 | 0.106 | 0.106 | 0.106 | 0.106 | 0.106 | 0.106 | 0.106 | 0.106 | 0.106 | 0.106 | 0.106 | 0.106 | 0.106 | 0.106 | 0.106
Moorpark_Pardee_group | caiso-deliverability | Moorpark_Pardee_HSN | Operational_New_Capacity_MW | Moorpark_Pardee_group |  | -1 | -1 | -1 | -1 | -1 | -1 | -1 | -1 | -1 | -1 | -1 | -1 | -1 | -1 | -1 | -1 | -1 | -1 | -1 | -1 | -1 | -1 | -1 | -1 | -1 | -1 | -1 | -1 | -1 | -1 | -1
Greater_LA_Flow_Battery_58 | caiso-deliverability | Moorpark_Pardee_offpeak | Operational_New_Capacity_MW | Greater_LA_Flow_Battery_58 |  | -1 | -1 | -1 | -1 | -1 | -1 | -1 | -1 | -1 | -1 | -1 | -1 | -1 | -1 | -1 | -1 | -1 | -1 | -1 | -1 | -1 | -1 | -1 | -1 | -1 | -1 | -1 | -1 | -1 | -1 | -1
Greater_LA_Li_Battery_4hr_58 | caiso-deliverability | Moorpark_Pardee_offpeak | Operational_New_Capacity_MW | Greater_LA_Li_Battery_4hr_58 |  | -1 | -1 | -1 | -1 | -1 | -1 | -1 | -1 | -1 | -1 | -1 | -1 | -1 | -1 | -1 | -1 | -1 | -1 | -1 | -1 | -1 | -1 | -1 | -1 | -1 | -1 | -1 | -1 | -1 | -1 | -1
Greater_LA_Li_Battery_8hr_58 | caiso-deliverability | Moorpark_Pardee_offpeak | Operational_New_Capacity_MW | Greater_LA_Li_Battery_8hr_58 |  | -1 | -1 | -1 | -1 | -1 | -1 | -1 | -1 | -1 | -1 | -1 | -1 | -1 | -1 | -1 | -1 | -1 | -1 | -1 | -1 | -1 | -1 | -1 | -1 | -1 | -1 | -1 | -1 | -1 | -1 | -1
Greater_LA_Solar_58 | caiso-deliverability | Moorpark_Pardee_offpeak | Operational_New_Capacity_MW | Greater_LA_Solar_58 |  | 0.77 | 0.77 | 0.77 | 0.77 | 0.77 | 0.77 | 0.77 | 0.77 | 0.77 | 0.77 | 0.77 | 0.77 | 0.77 | 0.77 | 0.77 | 0.77 | 0.77 | 0.77 | 0.77 | 0.77 | 0.77 | 0.77 | 0.77 | 0.77 | 0.77 | 0.77 | 0.77 | 0.77 | 0.77 | 0.77 | 0.77
Moorpark_Pardee_group | caiso-deliverability | Moorpark_Pardee_offpeak | Operational_New_Capacity_MW | Moorpark_Pardee_group |  | -1 | -1 | -1 | -1 | -1 | -1 | -1 | -1 | -1 | -1 | -1 | -1 | -1 | -1 | -1 | -1 | -1 | -1 | -1 | -1 | -1 | -1 | -1 | -1 | -1 | -1 | -1 | -1 | -1 | -1 | -1
Greater_LA_Flow_Battery_58 | caiso-deliverability | Moorpark_Pardee_SSN | Reliability_Capacity_In_Model_Year | System RA | Greater_LA_Flow_Battery_58 | 0.5 | 0.5 | 0.5 | 0.5 | 0.5 | 0.5 | 0.5 | 0.5 | 0.5 | 0.5 | 0.5 | 0.5 | 0.5 | 0.5 | 0.5 | 0.5 | 0.5 | 0.5 | 0.5 | 0.5 | 0.5 | 0.5 | 0.5 | 0.5 | 0.5 | 0.5 | 0.5 | 0.5 | 0.5 | 0.5 | 0.5
Greater_LA_Li_Battery_4hr_58 | caiso-deliverability | Moorpark_Pardee_SSN | Reliability_Capacity_In_Model_Year | System RA | Greater_LA_Li_Battery_4hr_58 | 0.5 | 0.5 | 0.5 | 0.5 | 0.5 | 0.5 | 0.5 | 0.5 | 0.5 | 0.5 | 0.5 | 0.5 | 0.5 | 0.5 | 0.5 | 0.5 | 0.5 | 0.5 | 0.5 | 0.5 | 0.5 | 0.5 | 0.5 | 0.5 | 0.5 | 0.5 | 0.5 | 0.5 | 0.5 | 0.5 | 0.5
Greater_LA_Li_Battery_8hr_58 | caiso-deliverability | Moorpark_Pardee_SSN | Reliability_Capacity_In_Model_Year | System RA | Greater_LA_Li_Battery_8hr_58 | 0.5 | 0.5 | 0.5 | 0.5 | 0.5 | 0.5 | 0.5 | 0.5 | 0.5 | 0.5 | 0.5 | 0.5 | 0.5 | 0.5 | 0.5 | 0.5 | 0.5 | 0.5 | 0.5 | 0.5 | 0.5 | 0.5 | 0.5 | 0.5 | 0.5 | 0.5 | 0.5 | 0.5 | 0.5 | 0.5 | 0.5
Greater_LA_Solar_58 | caiso-deliverability | Moorpark_Pardee_SSN | Reliability_Capacity_In_Model_Year | System RA | Greater_LA_Solar_58 | 0.427 | 0.427 | 0.427 | 0.427 | 0.427 | 0.427 | 0.427 | 0.427 | 0.427 | 0.427 | 0.427 | 0.427 | 0.427 | 0.427 | 0.427 | 0.427 | 0.427 | 0.427 | 0.427 | 0.427 | 0.427 | 0.427 | 0.427 | 0.427 | 0.427 | 0.427 | 0.427 | 0.427 | 0.427 | 0.427 | 0.427
Moorpark_Pardee_group | caiso-deliverability | Moorpark_Pardee_SSN | Operational_New_Capacity_MW | Moorpark_Pardee_group |  | -1 | -1 | -1 | -1 | -1 | -1 | -1 | -1 | -1 | -1 | -1 | -1 | -1 | -1 | -1 | -1 | -1 | -1 | -1 | -1 | -1 | -1 | -1 | -1 | -1 | -1 | -1 | -1 | -1 | -1 | -1
Northern_California_Flow_Battery_96 | caiso-deliverability | Morganhill_Metcalf_HSN | Reliability_Capacity_In_Model_Year | System RA | Northern_California_Flow_Battery_96 | 1 | 1 | 1 | 1 | 1 | 1 | 1 | 1 | 1 | 1 | 1 | 1 | 1 | 1 | 1 | 1 | 1 | 1 | 1 | 1 | 1 | 1 | 1 | 1 | 1 | 1 | 1 | 1 | 1 | 1 | 1
Southern_PGAE_Flow_Battery_99 | caiso-deliverability | Morganhill_Metcalf_HSN | Reliability_Capacity_In_Model_Year | System RA | Southern_PGAE_Flow_Battery_99 | 1 | 1 | 1 | 1 | 1 | 1 | 1 | 1 | 1 | 1 | 1 | 1 | 1 | 1 | 1 | 1 | 1 | 1 | 1 | 1 | 1 | 1 | 1 | 1 | 1 | 1 | 1 | 1 | 1 | 1 | 1
Northern_California_Flow_Battery_113 | caiso-deliverability | Morganhill_Metcalf_HSN | Reliability_Capacity_In_Model_Year | System RA | Northern_California_Flow_Battery_113 | 1 | 1 | 1 | 1 | 1 | 1 | 1 | 1 | 1 | 1 | 1 | 1 | 1 | 1 | 1 | 1 | 1 | 1 | 1 | 1 | 1 | 1 | 1 | 1 | 1 | 1 | 1 | 1 | 1 | 1 | 1
Northern_California_Flow_Battery_116 | caiso-deliverability | Morganhill_Metcalf_HSN | Reliability_Capacity_In_Model_Year | System RA | Northern_California_Flow_Battery_116 | 1 | 1 | 1 | 1 | 1 | 1 | 1 | 1 | 1 | 1 | 1 | 1 | 1 | 1 | 1 | 1 | 1 | 1 | 1 | 1 | 1 | 1 | 1 | 1 | 1 | 1 | 1 | 1 | 1 | 1 | 1
Northern_California_Li_Battery_4hr_96 | caiso-deliverability | Morganhill_Metcalf_HSN | Reliability_Capacity_In_Model_Year | System RA | Northern_California_Li_Battery_4hr_96 | 1 | 1 | 1 | 1 | 1 | 1 | 1 | 1 | 1 | 1 | 1 | 1 | 1 | 1 | 1 | 1 | 1 | 1 | 1 | 1 | 1 | 1 | 1 | 1 | 1 | 1 | 1 | 1 | 1 | 1 | 1
Southern_PGAE_Li_Battery_4hr_99 | caiso-deliverability | Morganhill_Metcalf_HSN | Reliability_Capacity_In_Model_Year | System RA | Southern_PGAE_Li_Battery_4hr_99 | 1 | 1 | 1 | 1 | 1 | 1 | 1 | 1 | 1 | 1 | 1 | 1 | 1 | 1 | 1 | 1 | 1 | 1 | 1 | 1 | 1 | 1 | 1 | 1 | 1 | 1 | 1 | 1 | 1 | 1 | 1
Northern_California_Li_Battery_4hr_113 | caiso-deliverability | Morganhill_Metcalf_HSN | Reliability_Capacity_In_Model_Year | System RA | Northern_California_Li_Battery_4hr_113 | 1 | 1 | 1 | 1 | 1 | 1 | 1 | 1 | 1 | 1 | 1 | 1 | 1 | 1 | 1 | 1 | 1 | 1 | 1 | 1 | 1 | 1 | 1 | 1 | 1 | 1 | 1 | 1 | 1 | 1 | 1
Northern_California_Li_Battery_4hr_116 | caiso-deliverability | Morganhill_Metcalf_HSN | Reliability_Capacity_In_Model_Year | System RA | Northern_California_Li_Battery_4hr_116 | 1 | 1 | 1 | 1 | 1 | 1 | 1 | 1 | 1 | 1 | 1 | 1 | 1 | 1 | 1 | 1 | 1 | 1 | 1 | 1 | 1 | 1 | 1 | 1 | 1 | 1 | 1 | 1 | 1 | 1 | 1
Northern_California_Li_Battery_8hr_96 | caiso-deliverability | Morganhill_Metcalf_HSN | Reliability_Capacity_In_Model_Year | System RA | Northern_California_Li_Battery_8hr_96 | 1 | 1 | 1 | 1 | 1 | 1 | 1 | 1 | 1 | 1 | 1 | 1 | 1 | 1 | 1 | 1 | 1 | 1 | 1 | 1 | 1 | 1 | 1 | 1 | 1 | 1 | 1 | 1 | 1 | 1 | 1
Southern_PGAE_Li_Battery_8hr_99 | caiso-deliverability | Morganhill_Metcalf_HSN | Reliability_Capacity_In_Model_Year | System RA | Southern_PGAE_Li_Battery_8hr_99 | 1 | 1 | 1 | 1 | 1 | 1 | 1 | 1 | 1 | 1 | 1 | 1 | 1 | 1 | 1 | 1 | 1 | 1 | 1 | 1 | 1 | 1 | 1 | 1 | 1 | 1 | 1 | 1 | 1 | 1 | 1
Northern_California_Li_Battery_8hr_113 | caiso-deliverability | Morganhill_Metcalf_HSN | Reliability_Capacity_In_Model_Year | System RA | Northern_California_Li_Battery_8hr_113 | 1 | 1 | 1 | 1 | 1 | 1 | 1 | 1 | 1 | 1 | 1 | 1 | 1 | 1 | 1 | 1 | 1 | 1 | 1 | 1 | 1 | 1 | 1 | 1 | 1 | 1 | 1 | 1 | 1 | 1 | 1
Northern_California_Li_Battery_8hr_116 | caiso-deliverability | Morganhill_Metcalf_HSN | Reliability_Capacity_In_Model_Year | System RA | Northern_California_Li_Battery_8hr_116 | 1 | 1 | 1 | 1 | 1 | 1 | 1 | 1 | 1 | 1 | 1 | 1 | 1 | 1 | 1 | 1 | 1 | 1 | 1 | 1 | 1 | 1 | 1 | 1 | 1 | 1 | 1 | 1 | 1 | 1 | 1
Northern_California_Solar_96 | caiso-deliverability | Morganhill_Metcalf_HSN | Reliability_Capacity_In_Model_Year | System RA | Northern_California_Solar_96 | 0.1 | 0.1 | 0.1 | 0.1 | 0.1 | 0.1 | 0.1 | 0.1 | 0.1 | 0.1 | 0.1 | 0.1 | 0.1 | 0.1 | 0.1 | 0.1 | 0.1 | 0.1 | 0.1 | 0.1 | 0.1 | 0.1 | 0.1 | 0.1 | 0.1 | 0.1 | 0.1 | 0.1 | 0.1 | 0.1 | 0.1
Northern_California_Solar_113 | caiso-deliverability | Morganhill_Metcalf_HSN | Reliability_Capacity_In_Model_Year | System RA | Northern_California_Solar_113 | 0.1 | 0.1 | 0.1 | 0.1 | 0.1 | 0.1 | 0.1 | 0.1 | 0.1 | 0.1 | 0.1 | 0.1 | 0.1 | 0.1 | 0.1 | 0.1 | 0.1 | 0.1 | 0.1 | 0.1 | 0.1 | 0.1 | 0.1 | 0.1 | 0.1 | 0.1 | 0.1 | 0.1 | 0.1 | 0.1 | 0.1
Northern_California_Solar_116 | caiso-deliverability | Morganhill_Metcalf_HSN | Reliability_Capacity_In_Model_Year | System RA | Northern_California_Solar_116 | 0.1 | 0.1 | 0.1 | 0.1 | 0.1 | 0.1 | 0.1 | 0.1 | 0.1 | 0.1 | 0.1 | 0.1 | 0.1 | 0.1 | 0.1 | 0.1 | 0.1 | 0.1 | 0.1 | 0.1 | 0.1 | 0.1 | 0.1 | 0.1 | 0.1 | 0.1 | 0.1 | 0.1 | 0.1 | 0.1 | 0.1
Southern_PGAE_Solar_99 | caiso-deliverability | Morganhill_Metcalf_HSN | Reliability_Capacity_In_Model_Year | System RA | Southern_PGAE_Solar_99 | 0.1 | 0.1 | 0.1 | 0.1 | 0.1 | 0.1 | 0.1 | 0.1 | 0.1 | 0.1 | 0.1 | 0.1 | 0.1 | 0.1 | 0.1 | 0.1 | 0.1 | 0.1 | 0.1 | 0.1 | 0.1 | 0.1 | 0.1 | 0.1 | 0.1 | 0.1 | 0.1 | 0.1 | 0.1 | 0.1 | 0.1
Morganhill_Metcalf_group | caiso-deliverability | Morganhill_Metcalf_HSN | Operational_New_Capacity_MW | Morganhill_Metcalf_group |  | -1 | -1 | -1 | -1 | -1 | -1 | -1 | -1 | -1 | -1 | -1 | -1 | -1 | -1 | -1 | -1 | -1 | -1 | -1 | -1 | -1 | -1 | -1 | -1 | -1 | -1 | -1 | -1 | -1 | -1 | -1
Northern_California_Flow_Battery_96 | caiso-deliverability | Morganhill_Metcalf_offpeak | Operational_New_Capacity_MW | Northern_California_Flow_Battery_96 |  | -1 | -1 | -1 | -1 | -1 | -1 | -1 | -1 | -1 | -1 | -1 | -1 | -1 | -1 | -1 | -1 | -1 | -1 | -1 | -1 | -1 | -1 | -1 | -1 | -1 | -1 | -1 | -1 | -1 | -1 | -1
Southern_PGAE_Flow_Battery_99 | caiso-deliverability | Morganhill_Metcalf_offpeak | Operational_New_Capacity_MW | Southern_PGAE_Flow_Battery_99 |  | -1 | -1 | -1 | -1 | -1 | -1 | -1 | -1 | -1 | -1 | -1 | -1 | -1 | -1 | -1 | -1 | -1 | -1 | -1 | -1 | -1 | -1 | -1 | -1 | -1 | -1 | -1 | -1 | -1 | -1 | -1
Northern_California_Flow_Battery_113 | caiso-deliverability | Morganhill_Metcalf_offpeak | Operational_New_Capacity_MW | Northern_California_Flow_Battery_113 |  | -1 | -1 | -1 | -1 | -1 | -1 | -1 | -1 | -1 | -1 | -1 | -1 | -1 | -1 | -1 | -1 | -1 | -1 | -1 | -1 | -1 | -1 | -1 | -1 | -1 | -1 | -1 | -1 | -1 | -1 | -1
Northern_California_Flow_Battery_116 | caiso-deliverability | Morganhill_Metcalf_offpeak | Operational_New_Capacity_MW | Northern_California_Flow_Battery_116 |  | -1 | -1 | -1 | -1 | -1 | -1 | -1 | -1 | -1 | -1 | -1 | -1 | -1 | -1 | -1 | -1 | -1 | -1 | -1 | -1 | -1 | -1 | -1 | -1 | -1 | -1 | -1 | -1 | -1 | -1 | -1
Northern_California_Li_Battery_4hr_96 | caiso-deliverability | Morganhill_Metcalf_offpeak | Operational_New_Capacity_MW | Northern_California_Li_Battery_4hr_96 |  | -1 | -1 | -1 | -1 | -1 | -1 | -1 | -1 | -1 | -1 | -1 | -1 | -1 | -1 | -1 | -1 | -1 | -1 | -1 | -1 | -1 | -1 | -1 | -1 | -1 | -1 | -1 | -1 | -1 | -1 | -1
Southern_PGAE_Li_Battery_4hr_99 | caiso-deliverability | Morganhill_Metcalf_offpeak | Operational_New_Capacity_MW | Southern_PGAE_Li_Battery_4hr_99 |  | -1 | -1 | -1 | -1 | -1 | -1 | -1 | -1 | -1 | -1 | -1 | -1 | -1 | -1 | -1 | -1 | -1 | -1 | -1 | -1 | -1 | -1 | -1 | -1 | -1 | -1 | -1 | -1 | -1 | -1 | -1
Northern_California_Li_Battery_4hr_113 | caiso-deliverability | Morganhill_Metcalf_offpeak | Operational_New_Capacity_MW | Northern_California_Li_Battery_4hr_113 |  | -1 | -1 | -1 | -1 | -1 | -1 | -1 | -1 | -1 | -1 | -1 | -1 | -1 | -1 | -1 | -1 | -1 | -1 | -1 | -1 | -1 | -1 | -1 | -1 | -1 | -1 | -1 | -1 | -1 | -1 | -1
Northern_California_Li_Battery_4hr_116 | caiso-deliverability | Morganhill_Metcalf_offpeak | Operational_New_Capacity_MW | Northern_California_Li_Battery_4hr_116 |  | -1 | -1 | -1 | -1 | -1 | -1 | -1 | -1 | -1 | -1 | -1 | -1 | -1 | -1 | -1 | -1 | -1 | -1 | -1 | -1 | -1 | -1 | -1 | -1 | -1 | -1 | -1 | -1 | -1 | -1 | -1
Northern_California_Li_Battery_8hr_96 | caiso-deliverability | Morganhill_Metcalf_offpeak | Operational_New_Capacity_MW | Northern_California_Li_Battery_8hr_96 |  | -1 | -1 | -1 | -1 | -1 | -1 | -1 | -1 | -1 | -1 | -1 | -1 | -1 | -1 | -1 | -1 | -1 | -1 | -1 | -1 | -1 | -1 | -1 | -1 | -1 | -1 | -1 | -1 | -1 | -1 | -1
Southern_PGAE_Li_Battery_8hr_99 | caiso-deliverability | Morganhill_Metcalf_offpeak | Operational_New_Capacity_MW | Southern_PGAE_Li_Battery_8hr_99 |  | -1 | -1 | -1 | -1 | -1 | -1 | -1 | -1 | -1 | -1 | -1 | -1 | -1 | -1 | -1 | -1 | -1 | -1 | -1 | -1 | -1 | -1 | -1 | -1 | -1 | -1 | -1 | -1 | -1 | -1 | -1
Northern_California_Li_Battery_8hr_113 | caiso-deliverability | Morganhill_Metcalf_offpeak | Operational_New_Capacity_MW | Northern_California_Li_Battery_8hr_113 |  | -1 | -1 | -1 | -1 | -1 | -1 | -1 | -1 | -1 | -1 | -1 | -1 | -1 | -1 | -1 | -1 | -1 | -1 | -1 | -1 | -1 | -1 | -1 | -1 | -1 | -1 | -1 | -1 | -1 | -1 | -1
Northern_California_Li_Battery_8hr_116 | caiso-deliverability | Morganhill_Metcalf_offpeak | Operational_New_Capacity_MW | Northern_California_Li_Battery_8hr_116 |  | -1 | -1 | -1 | -1 | -1 | -1 | -1 | -1 | -1 | -1 | -1 | -1 | -1 | -1 | -1 | -1 | -1 | -1 | -1 | -1 | -1 | -1 | -1 | -1 | -1 | -1 | -1 | -1 | -1 | -1 | -1
Northern_California_Solar_96 | caiso-deliverability | Morganhill_Metcalf_offpeak | Operational_New_Capacity_MW | Northern_California_Solar_96 |  | 0.68 | 0.68 | 0.68 | 0.68 | 0.68 | 0.68 | 0.68 | 0.68 | 0.68 | 0.68 | 0.68 | 0.68 | 0.68 | 0.68 | 0.68 | 0.68 | 0.68 | 0.68 | 0.68 | 0.68 | 0.68 | 0.68 | 0.68 | 0.68 | 0.68 | 0.68 | 0.68 | 0.68 | 0.68 | 0.68 | 0.68
Northern_California_Solar_113 | caiso-deliverability | Morganhill_Metcalf_offpeak | Operational_New_Capacity_MW | Northern_California_Solar_113 |  | 0.68 | 0.68 | 0.68 | 0.68 | 0.68 | 0.68 | 0.68 | 0.68 | 0.68 | 0.68 | 0.68 | 0.68 | 0.68 | 0.68 | 0.68 | 0.68 | 0.68 | 0.68 | 0.68 | 0.68 | 0.68 | 0.68 | 0.68 | 0.68 | 0.68 | 0.68 | 0.68 | 0.68 | 0.68 | 0.68 | 0.68
Northern_California_Solar_116 | caiso-deliverability | Morganhill_Metcalf_offpeak | Operational_New_Capacity_MW | Northern_California_Solar_116 |  | 0.68 | 0.68 | 0.68 | 0.68 | 0.68 | 0.68 | 0.68 | 0.68 | 0.68 | 0.68 | 0.68 | 0.68 | 0.68 | 0.68 | 0.68 | 0.68 | 0.68 | 0.68 | 0.68 | 0.68 | 0.68 | 0.68 | 0.68 | 0.68 | 0.68 | 0.68 | 0.68 | 0.68 | 0.68 | 0.68 | 0.68
Southern_PGAE_Solar_99 | caiso-deliverability | Morganhill_Metcalf_offpeak | Operational_New_Capacity_MW | Southern_PGAE_Solar_99 |  | 0.68 | 0.68 | 0.68 | 0.68 | 0.68 | 0.68 | 0.68 | 0.68 | 0.68 | 0.68 | 0.68 | 0.68 | 0.68 | 0.68 | 0.68 | 0.68 | 0.68 | 0.68 | 0.68 | 0.68 | 0.68 | 0.68 | 0.68 | 0.68 | 0.68 | 0.68 | 0.68 | 0.68 | 0.68 | 0.68 | 0.68
Morganhill_Metcalf_group | caiso-deliverability | Morganhill_Metcalf_offpeak | Operational_New_Capacity_MW | Morganhill_Metcalf_group |  | -1 | -1 | -1 | -1 | -1 | -1 | -1 | -1 | -1 | -1 | -1 | -1 | -1 | -1 | -1 | -1 | -1 | -1 | -1 | -1 | -1 | -1 | -1 | -1 | -1 | -1 | -1 | -1 | -1 | -1 | -1
Northern_California_Flow_Battery_96 | caiso-deliverability | Morganhill_Metcalf_SSN | Reliability_Capacity_In_Model_Year | System RA | Northern_California_Flow_Battery_96 | 0.5 | 0.5 | 0.5 | 0.5 | 0.5 | 0.5 | 0.5 | 0.5 | 0.5 | 0.5 | 0.5 | 0.5 | 0.5 | 0.5 | 0.5 | 0.5 | 0.5 | 0.5 | 0.5 | 0.5 | 0.5 | 0.5 | 0.5 | 0.5 | 0.5 | 0.5 | 0.5 | 0.5 | 0.5 | 0.5 | 0.5
Southern_PGAE_Flow_Battery_99 | caiso-deliverability | Morganhill_Metcalf_SSN | Reliability_Capacity_In_Model_Year | System RA | Southern_PGAE_Flow_Battery_99 | 0.5 | 0.5 | 0.5 | 0.5 | 0.5 | 0.5 | 0.5 | 0.5 | 0.5 | 0.5 | 0.5 | 0.5 | 0.5 | 0.5 | 0.5 | 0.5 | 0.5 | 0.5 | 0.5 | 0.5 | 0.5 | 0.5 | 0.5 | 0.5 | 0.5 | 0.5 | 0.5 | 0.5 | 0.5 | 0.5 | 0.5
Northern_California_Flow_Battery_113 | caiso-deliverability | Morganhill_Metcalf_SSN | Reliability_Capacity_In_Model_Year | System RA | Northern_California_Flow_Battery_113 | 0.5 | 0.5 | 0.5 | 0.5 | 0.5 | 0.5 | 0.5 | 0.5 | 0.5 | 0.5 | 0.5 | 0.5 | 0.5 | 0.5 | 0.5 | 0.5 | 0.5 | 0.5 | 0.5 | 0.5 | 0.5 | 0.5 | 0.5 | 0.5 | 0.5 | 0.5 | 0.5 | 0.5 | 0.5 | 0.5 | 0.5
Northern_California_Flow_Battery_116 | caiso-deliverability | Morganhill_Metcalf_SSN | Reliability_Capacity_In_Model_Year | System RA | Northern_California_Flow_Battery_116 | 0.5 | 0.5 | 0.5 | 0.5 | 0.5 | 0.5 | 0.5 | 0.5 | 0.5 | 0.5 | 0.5 | 0.5 | 0.5 | 0.5 | 0.5 | 0.5 | 0.5 | 0.5 | 0.5 | 0.5 | 0.5 | 0.5 | 0.5 | 0.5 | 0.5 | 0.5 | 0.5 | 0.5 | 0.5 | 0.5 | 0.5
Northern_California_Li_Battery_4hr_96 | caiso-deliverability | Morganhill_Metcalf_SSN | Reliability_Capacity_In_Model_Year | System RA | Northern_California_Li_Battery_4hr_96 | 0.5 | 0.5 | 0.5 | 0.5 | 0.5 | 0.5 | 0.5 | 0.5 | 0.5 | 0.5 | 0.5 | 0.5 | 0.5 | 0.5 | 0.5 | 0.5 | 0.5 | 0.5 | 0.5 | 0.5 | 0.5 | 0.5 | 0.5 | 0.5 | 0.5 | 0.5 | 0.5 | 0.5 | 0.5 | 0.5 | 0.5
Southern_PGAE_Li_Battery_4hr_99 | caiso-deliverability | Morganhill_Metcalf_SSN | Reliability_Capacity_In_Model_Year | System RA | Southern_PGAE_Li_Battery_4hr_99 | 0.5 | 0.5 | 0.5 | 0.5 | 0.5 | 0.5 | 0.5 | 0.5 | 0.5 | 0.5 | 0.5 | 0.5 | 0.5 | 0.5 | 0.5 | 0.5 | 0.5 | 0.5 | 0.5 | 0.5 | 0.5 | 0.5 | 0.5 | 0.5 | 0.5 | 0.5 | 0.5 | 0.5 | 0.5 | 0.5 | 0.5
Northern_California_Li_Battery_4hr_113 | caiso-deliverability | Morganhill_Metcalf_SSN | Reliability_Capacity_In_Model_Year | System RA | Northern_California_Li_Battery_4hr_113 | 0.5 | 0.5 | 0.5 | 0.5 | 0.5 | 0.5 | 0.5 | 0.5 | 0.5 | 0.5 | 0.5 | 0.5 | 0.5 | 0.5 | 0.5 | 0.5 | 0.5 | 0.5 | 0.5 | 0.5 | 0.5 | 0.5 | 0.5 | 0.5 | 0.5 | 0.5 | 0.5 | 0.5 | 0.5 | 0.5 | 0.5
Northern_California_Li_Battery_4hr_116 | caiso-deliverability | Morganhill_Metcalf_SSN | Reliability_Capacity_In_Model_Year | System RA | Northern_California_Li_Battery_4hr_116 | 0.5 | 0.5 | 0.5 | 0.5 | 0.5 | 0.5 | 0.5 | 0.5 | 0.5 | 0.5 | 0.5 | 0.5 | 0.5 | 0.5 | 0.5 | 0.5 | 0.5 | 0.5 | 0.5 | 0.5 | 0.5 | 0.5 | 0.5 | 0.5 | 0.5 | 0.5 | 0.5 | 0.5 | 0.5 | 0.5 | 0.5
Northern_California_Li_Battery_8hr_96 | caiso-deliverability | Morganhill_Metcalf_SSN | Reliability_Capacity_In_Model_Year | System RA | Northern_California_Li_Battery_8hr_96 | 0.5 | 0.5 | 0.5 | 0.5 | 0.5 | 0.5 | 0.5 | 0.5 | 0.5 | 0.5 | 0.5 | 0.5 | 0.5 | 0.5 | 0.5 | 0.5 | 0.5 | 0.5 | 0.5 | 0.5 | 0.5 | 0.5 | 0.5 | 0.5 | 0.5 | 0.5 | 0.5 | 0.5 | 0.5 | 0.5 | 0.5
Southern_PGAE_Li_Battery_8hr_99 | caiso-deliverability | Morganhill_Metcalf_SSN | Reliability_Capacity_In_Model_Year | System RA | Southern_PGAE_Li_Battery_8hr_99 | 0.5 | 0.5 | 0.5 | 0.5 | 0.5 | 0.5 | 0.5 | 0.5 | 0.5 | 0.5 | 0.5 | 0.5 | 0.5 | 0.5 | 0.5 | 0.5 | 0.5 | 0.5 | 0.5 | 0.5 | 0.5 | 0.5 | 0.5 | 0.5 | 0.5 | 0.5 | 0.5 | 0.5 | 0.5 | 0.5 | 0.5
Northern_California_Li_Battery_8hr_113 | caiso-deliverability | Morganhill_Metcalf_SSN | Reliability_Capacity_In_Model_Year | System RA | Northern_California_Li_Battery_8hr_113 | 0.5 | 0.5 | 0.5 | 0.5 | 0.5 | 0.5 | 0.5 | 0.5 | 0.5 | 0.5 | 0.5 | 0.5 | 0.5 | 0.5 | 0.5 | 0.5 | 0.5 | 0.5 | 0.5 | 0.5 | 0.5 | 0.5 | 0.5 | 0.5 | 0.5 | 0.5 | 0.5 | 0.5 | 0.5 | 0.5 | 0.5
Northern_California_Li_Battery_8hr_116 | caiso-deliverability | Morganhill_Metcalf_SSN | Reliability_Capacity_In_Model_Year | System RA | Northern_California_Li_Battery_8hr_116 | 0.5 | 0.5 | 0.5 | 0.5 | 0.5 | 0.5 | 0.5 | 0.5 | 0.5 | 0.5 | 0.5 | 0.5 | 0.5 | 0.5 | 0.5 | 0.5 | 0.5 | 0.5 | 0.5 | 0.5 | 0.5 | 0.5 | 0.5 | 0.5 | 0.5 | 0.5 | 0.5 | 0.5 | 0.5 | 0.5 | 0.5
Northern_California_Solar_96 | caiso-deliverability | Morganhill_Metcalf_SSN | Reliability_Capacity_In_Model_Year | System RA | Northern_California_Solar_96 | 0.556 | 0.556 | 0.556 | 0.556 | 0.556 | 0.556 | 0.556 | 0.556 | 0.556 | 0.556 | 0.556 | 0.556 | 0.556 | 0.556 | 0.556 | 0.556 | 0.556 | 0.556 | 0.556 | 0.556 | 0.556 | 0.556 | 0.556 | 0.556 | 0.556 | 0.556 | 0.556 | 0.556 | 0.556 | 0.556 | 0.556
Northern_California_Solar_113 | caiso-deliverability | Morganhill_Metcalf_SSN | Reliability_Capacity_In_Model_Year | System RA | Northern_California_Solar_113 | 0.556 | 0.556 | 0.556 | 0.556 | 0.556 | 0.556 | 0.556 | 0.556 | 0.556 | 0.556 | 0.556 | 0.556 | 0.556 | 0.556 | 0.556 | 0.556 | 0.556 | 0.556 | 0.556 | 0.556 | 0.556 | 0.556 | 0.556 | 0.556 | 0.556 | 0.556 | 0.556 | 0.556 | 0.556 | 0.556 | 0.556
Northern_California_Solar_116 | caiso-deliverability | Morganhill_Metcalf_SSN | Reliability_Capacity_In_Model_Year | System RA | Northern_California_Solar_116 | 0.556 | 0.556 | 0.556 | 0.556 | 0.556 | 0.556 | 0.556 | 0.556 | 0.556 | 0.556 | 0.556 | 0.556 | 0.556 | 0.556 | 0.556 | 0.556 | 0.556 | 0.556 | 0.556 | 0.556 | 0.556 | 0.556 | 0.556 | 0.556 | 0.556 | 0.556 | 0.556 | 0.556 | 0.556 | 0.556 | 0.556
Southern_PGAE_Solar_99 | caiso-deliverability | Morganhill_Metcalf_SSN | Reliability_Capacity_In_Model_Year | System RA | Southern_PGAE_Solar_99 | 0.556 | 0.556 | 0.556 | 0.556 | 0.556 | 0.556 | 0.556 | 0.556 | 0.556 | 0.556 | 0.556 | 0.556 | 0.556 | 0.556 | 0.556 | 0.556 | 0.556 | 0.556 | 0.556 | 0.556 | 0.556 | 0.556 | 0.556 | 0.556 | 0.556 | 0.556 | 0.556 | 0.556 | 0.556 | 0.556 | 0.556
Morganhill_Metcalf_group | caiso-deliverability | Morganhill_Metcalf_SSN | Operational_New_Capacity_MW | Morganhill_Metcalf_group |  | -1 | -1 | -1 | -1 | -1 | -1 | -1 | -1 | -1 | -1 | -1 | -1 | -1 | -1 | -1 | -1 | -1 | -1 | -1 | -1 | -1 | -1 | -1 | -1 | -1 | -1 | -1 | -1 | -1 | -1 | -1
Morro_Bay_Offshore_Wind_Asset | caiso-deliverability | Morro_Bay_Offshore_500_HSN | Reliability_Capacity_In_Model_Year | System RA | Morro_Bay_Offshore_Wind_Asset | 1 | 1 | 1 | 1 | 1 | 1 | 1 | 1 | 1 | 1 | 1 | 1 | 1 | 1 | 1 | 1 | 1 | 1 | 1 | 1 | 1 | 1 | 1 | 1 | 1 | 1 | 1 | 1 | 1 | 1 | 1
Morro_Bay_Offshore_500_group | caiso-deliverability | Morro_Bay_Offshore_500_HSN | Operational_New_Capacity_MW | Morro_Bay_Offshore_500_group |  | -1 | -1 | -1 | -1 | -1 | -1 | -1 | -1 | -1 | -1 | -1 | -1 | -1 | -1 | -1 | -1 | -1 | -1 | -1 | -1 | -1 | -1 | -1 | -1 | -1 | -1 | -1 | -1 | -1 | -1 | -1
Morro_Bay_Offshore_Wind_Asset | caiso-deliverability | Morro_Bay_Offshore_500_offpeak | Operational_New_Capacity_MW | Morro_Bay_Offshore_Wind_Asset |  | 1 | 1 | 1 | 1 | 1 | 1 | 1 | 1 | 1 | 1 | 1 | 1 | 1 | 1 | 1 | 1 | 1 | 1 | 1 | 1 | 1 | 1 | 1 | 1 | 1 | 1 | 1 | 1 | 1 | 1 | 1
Morro_Bay_Offshore_500_group | caiso-deliverability | Morro_Bay_Offshore_500_offpeak | Operational_New_Capacity_MW | Morro_Bay_Offshore_500_group |  | -1 | -1 | -1 | -1 | -1 | -1 | -1 | -1 | -1 | -1 | -1 | -1 | -1 | -1 | -1 | -1 | -1 | -1 | -1 | -1 | -1 | -1 | -1 | -1 | -1 | -1 | -1 | -1 | -1 | -1 | -1
Morro_Bay_Offshore_Wind_Asset | caiso-deliverability | Morro_Bay_Offshore_500_SSN | Reliability_Capacity_In_Model_Year | System RA | Morro_Bay_Offshore_Wind_Asset | 0.49 | 0.49 | 0.49 | 0.49 | 0.49 | 0.49 | 0.49 | 0.49 | 0.49 | 0.49 | 0.49 | 0.49 | 0.49 | 0.49 | 0.49 | 0.49 | 0.49 | 0.49 | 0.49 | 0.49 | 0.49 | 0.49 | 0.49 | 0.49 | 0.49 | 0.49 | 0.49 | 0.49 | 0.49 | 0.49 | 0.49
Morro_Bay_Offshore_500_group | caiso-deliverability | Morro_Bay_Offshore_500_SSN | Operational_New_Capacity_MW | Morro_Bay_Offshore_500_group |  | -1 | -1 | -1 | -1 | -1 | -1 | -1 | -1 | -1 | -1 | -1 | -1 | -1 | -1 | -1 | -1 | -1 | -1 | -1 | -1 | -1 | -1 | -1 | -1 | -1 | -1 | -1 | -1 | -1 | -1 | -1
Southern_PGAE_Flow_Battery_43 | caiso-deliverability | Moss_Landing_Las_Aguillas_HSN | Reliability_Capacity_In_Model_Year | System RA | Southern_PGAE_Flow_Battery_43 | 1 | 1 | 1 | 1 | 1 | 1 | 1 | 1 | 1 | 1 | 1 | 1 | 1 | 1 | 1 | 1 | 1 | 1 | 1 | 1 | 1 | 1 | 1 | 1 | 1 | 1 | 1 | 1 | 1 | 1 | 1
Southern_PGAE_Flow_Battery_49 | caiso-deliverability | Moss_Landing_Las_Aguillas_HSN | Reliability_Capacity_In_Model_Year | System RA | Southern_PGAE_Flow_Battery_49 | 1 | 1 | 1 | 1 | 1 | 1 | 1 | 1 | 1 | 1 | 1 | 1 | 1 | 1 | 1 | 1 | 1 | 1 | 1 | 1 | 1 | 1 | 1 | 1 | 1 | 1 | 1 | 1 | 1 | 1 | 1
Southern_PGAE_Flow_Battery_69 | caiso-deliverability | Moss_Landing_Las_Aguillas_HSN | Reliability_Capacity_In_Model_Year | System RA | Southern_PGAE_Flow_Battery_69 | 1 | 1 | 1 | 1 | 1 | 1 | 1 | 1 | 1 | 1 | 1 | 1 | 1 | 1 | 1 | 1 | 1 | 1 | 1 | 1 | 1 | 1 | 1 | 1 | 1 | 1 | 1 | 1 | 1 | 1 | 1
Southern_PGAE_Flow_Battery_72 | caiso-deliverability | Moss_Landing_Las_Aguillas_HSN | Reliability_Capacity_In_Model_Year | System RA | Southern_PGAE_Flow_Battery_72 | 1 | 1 | 1 | 1 | 1 | 1 | 1 | 1 | 1 | 1 | 1 | 1 | 1 | 1 | 1 | 1 | 1 | 1 | 1 | 1 | 1 | 1 | 1 | 1 | 1 | 1 | 1 | 1 | 1 | 1 | 1
Southern_PGAE_Flow_Battery_93 | caiso-deliverability | Moss_Landing_Las_Aguillas_HSN | Reliability_Capacity_In_Model_Year | System RA | Southern_PGAE_Flow_Battery_93 | 1 | 1 | 1 | 1 | 1 | 1 | 1 | 1 | 1 | 1 | 1 | 1 | 1 | 1 | 1 | 1 | 1 | 1 | 1 | 1 | 1 | 1 | 1 | 1 | 1 | 1 | 1 | 1 | 1 | 1 | 1
Southern_PGAE_Flow_Battery_117 | caiso-deliverability | Moss_Landing_Las_Aguillas_HSN | Reliability_Capacity_In_Model_Year | System RA | Southern_PGAE_Flow_Battery_117 | 1 | 1 | 1 | 1 | 1 | 1 | 1 | 1 | 1 | 1 | 1 | 1 | 1 | 1 | 1 | 1 | 1 | 1 | 1 | 1 | 1 | 1 | 1 | 1 | 1 | 1 | 1 | 1 | 1 | 1 | 1
Southern_PGAE_Flow_Battery_124 | caiso-deliverability | Moss_Landing_Las_Aguillas_HSN | Reliability_Capacity_In_Model_Year | System RA | Southern_PGAE_Flow_Battery_124 | 1 | 1 | 1 | 1 | 1 | 1 | 1 | 1 | 1 | 1 | 1 | 1 | 1 | 1 | 1 | 1 | 1 | 1 | 1 | 1 | 1 | 1 | 1 | 1 | 1 | 1 | 1 | 1 | 1 | 1 | 1
Southern_PGAE_Flow_Battery_148 | caiso-deliverability | Moss_Landing_Las_Aguillas_HSN | Reliability_Capacity_In_Model_Year | System RA | Southern_PGAE_Flow_Battery_148 | 1 | 1 | 1 | 1 | 1 | 1 | 1 | 1 | 1 | 1 | 1 | 1 | 1 | 1 | 1 | 1 | 1 | 1 | 1 | 1 | 1 | 1 | 1 | 1 | 1 | 1 | 1 | 1 | 1 | 1 | 1
Southern_PGAE_Flow_Battery_164 | caiso-deliverability | Moss_Landing_Las_Aguillas_HSN | Reliability_Capacity_In_Model_Year | System RA | Southern_PGAE_Flow_Battery_164 | 1 | 1 | 1 | 1 | 1 | 1 | 1 | 1 | 1 | 1 | 1 | 1 | 1 | 1 | 1 | 1 | 1 | 1 | 1 | 1 | 1 | 1 | 1 | 1 | 1 | 1 | 1 | 1 | 1 | 1 | 1
Southern_PGAE_Flow_Battery_168 | caiso-deliverability | Moss_Landing_Las_Aguillas_HSN | Reliability_Capacity_In_Model_Year | System RA | Southern_PGAE_Flow_Battery_168 | 1 | 1 | 1 | 1 | 1 | 1 | 1 | 1 | 1 | 1 | 1 | 1 | 1 | 1 | 1 | 1 | 1 | 1 | 1 | 1 | 1 | 1 | 1 | 1 | 1 | 1 | 1 | 1 | 1 | 1 | 1
Southern_PGAE_Flow_Battery_170 | caiso-deliverability | Moss_Landing_Las_Aguillas_HSN | Reliability_Capacity_In_Model_Year | System RA | Southern_PGAE_Flow_Battery_170 | 1 | 1 | 1 | 1 | 1 | 1 | 1 | 1 | 1 | 1 | 1 | 1 | 1 | 1 | 1 | 1 | 1 | 1 | 1 | 1 | 1 | 1 | 1 | 1 | 1 | 1 | 1 | 1 | 1 | 1 | 1
Southern_PGAE_Flow_Battery_174 | caiso-deliverability | Moss_Landing_Las_Aguillas_HSN | Reliability_Capacity_In_Model_Year | System RA | Southern_PGAE_Flow_Battery_174 | 1 | 1 | 1 | 1 | 1 | 1 | 1 | 1 | 1 | 1 | 1 | 1 | 1 | 1 | 1 | 1 | 1 | 1 | 1 | 1 | 1 | 1 | 1 | 1 | 1 | 1 | 1 | 1 | 1 | 1 | 1
Southern_PGAE_Flow_Battery_176 | caiso-deliverability | Moss_Landing_Las_Aguillas_HSN | Reliability_Capacity_In_Model_Year | System RA | Southern_PGAE_Flow_Battery_176 | 1 | 1 | 1 | 1 | 1 | 1 | 1 | 1 | 1 | 1 | 1 | 1 | 1 | 1 | 1 | 1 | 1 | 1 | 1 | 1 | 1 | 1 | 1 | 1 | 1 | 1 | 1 | 1 | 1 | 1 | 1
Southern_PGAE_Li_Battery_4hr_43 | caiso-deliverability | Moss_Landing_Las_Aguillas_HSN | Reliability_Capacity_In_Model_Year | System RA | Southern_PGAE_Li_Battery_4hr_43 | 1 | 1 | 1 | 1 | 1 | 1 | 1 | 1 | 1 | 1 | 1 | 1 | 1 | 1 | 1 | 1 | 1 | 1 | 1 | 1 | 1 | 1 | 1 | 1 | 1 | 1 | 1 | 1 | 1 | 1 | 1
Southern_PGAE_Li_Battery_4hr_49 | caiso-deliverability | Moss_Landing_Las_Aguillas_HSN | Reliability_Capacity_In_Model_Year | System RA | Southern_PGAE_Li_Battery_4hr_49 | 1 | 1 | 1 | 1 | 1 | 1 | 1 | 1 | 1 | 1 | 1 | 1 | 1 | 1 | 1 | 1 | 1 | 1 | 1 | 1 | 1 | 1 | 1 | 1 | 1 | 1 | 1 | 1 | 1 | 1 | 1
Southern_PGAE_Li_Battery_4hr_69 | caiso-deliverability | Moss_Landing_Las_Aguillas_HSN | Reliability_Capacity_In_Model_Year | System RA | Southern_PGAE_Li_Battery_4hr_69 | 1 | 1 | 1 | 1 | 1 | 1 | 1 | 1 | 1 | 1 | 1 | 1 | 1 | 1 | 1 | 1 | 1 | 1 | 1 | 1 | 1 | 1 | 1 | 1 | 1 | 1 | 1 | 1 | 1 | 1 | 1
Southern_PGAE_Li_Battery_4hr_72 | caiso-deliverability | Moss_Landing_Las_Aguillas_HSN | Reliability_Capacity_In_Model_Year | System RA | Southern_PGAE_Li_Battery_4hr_72 | 1 | 1 | 1 | 1 | 1 | 1 | 1 | 1 | 1 | 1 | 1 | 1 | 1 | 1 | 1 | 1 | 1 | 1 | 1 | 1 | 1 | 1 | 1 | 1 | 1 | 1 | 1 | 1 | 1 | 1 | 1
Southern_PGAE_Li_Battery_4hr_93 | caiso-deliverability | Moss_Landing_Las_Aguillas_HSN | Reliability_Capacity_In_Model_Year | System RA | Southern_PGAE_Li_Battery_4hr_93 | 1 | 1 | 1 | 1 | 1 | 1 | 1 | 1 | 1 | 1 | 1 | 1 | 1 | 1 | 1 | 1 | 1 | 1 | 1 | 1 | 1 | 1 | 1 | 1 | 1 | 1 | 1 | 1 | 1 | 1 | 1
Southern_PGAE_Li_Battery_4hr_117 | caiso-deliverability | Moss_Landing_Las_Aguillas_HSN | Reliability_Capacity_In_Model_Year | System RA | Southern_PGAE_Li_Battery_4hr_117 | 1 | 1 | 1 | 1 | 1 | 1 | 1 | 1 | 1 | 1 | 1 | 1 | 1 | 1 | 1 | 1 | 1 | 1 | 1 | 1 | 1 | 1 | 1 | 1 | 1 | 1 | 1 | 1 | 1 | 1 | 1
Southern_PGAE_Li_Battery_4hr_124 | caiso-deliverability | Moss_Landing_Las_Aguillas_HSN | Reliability_Capacity_In_Model_Year | System RA | Southern_PGAE_Li_Battery_4hr_124 | 1 | 1 | 1 | 1 | 1 | 1 | 1 | 1 | 1 | 1 | 1 | 1 | 1 | 1 | 1 | 1 | 1 | 1 | 1 | 1 | 1 | 1 | 1 | 1 | 1 | 1 | 1 | 1 | 1 | 1 | 1
Southern_PGAE_Li_Battery_4hr_148 | caiso-deliverability | Moss_Landing_Las_Aguillas_HSN | Reliability_Capacity_In_Model_Year | System RA | Southern_PGAE_Li_Battery_4hr_148 | 1 | 1 | 1 | 1 | 1 | 1 | 1 | 1 | 1 | 1 | 1 | 1 | 1 | 1 | 1 | 1 | 1 | 1 | 1 | 1 | 1 | 1 | 1 | 1 | 1 | 1 | 1 | 1 | 1 | 1 | 1
Southern_PGAE_Li_Battery_4hr_164 | caiso-deliverability | Moss_Landing_Las_Aguillas_HSN | Reliability_Capacity_In_Model_Year | System RA | Southern_PGAE_Li_Battery_4hr_164 | 1 | 1 | 1 | 1 | 1 | 1 | 1 | 1 | 1 | 1 | 1 | 1 | 1 | 1 | 1 | 1 | 1 | 1 | 1 | 1 | 1 | 1 | 1 | 1 | 1 | 1 | 1 | 1 | 1 | 1 | 1
Southern_PGAE_Li_Battery_4hr_168 | caiso-deliverability | Moss_Landing_Las_Aguillas_HSN | Reliability_Capacity_In_Model_Year | System RA | Southern_PGAE_Li_Battery_4hr_168 | 1 | 1 | 1 | 1 | 1 | 1 | 1 | 1 | 1 | 1 | 1 | 1 | 1 | 1 | 1 | 1 | 1 | 1 | 1 | 1 | 1 | 1 | 1 | 1 | 1 | 1 | 1 | 1 | 1 | 1 | 1
Southern_PGAE_Li_Battery_4hr_170 | caiso-deliverability | Moss_Landing_Las_Aguillas_HSN | Reliability_Capacity_In_Model_Year | System RA | Southern_PGAE_Li_Battery_4hr_170 | 1 | 1 | 1 | 1 | 1 | 1 | 1 | 1 | 1 | 1 | 1 | 1 | 1 | 1 | 1 | 1 | 1 | 1 | 1 | 1 | 1 | 1 | 1 | 1 | 1 | 1 | 1 | 1 | 1 | 1 | 1
Southern_PGAE_Li_Battery_4hr_174 | caiso-deliverability | Moss_Landing_Las_Aguillas_HSN | Reliability_Capacity_In_Model_Year | System RA | Southern_PGAE_Li_Battery_4hr_174 | 1 | 1 | 1 | 1 | 1 | 1 | 1 | 1 | 1 | 1 | 1 | 1 | 1 | 1 | 1 | 1 | 1 | 1 | 1 | 1 | 1 | 1 | 1 | 1 | 1 | 1 | 1 | 1 | 1 | 1 | 1
Southern_PGAE_Li_Battery_4hr_176 | caiso-deliverability | Moss_Landing_Las_Aguillas_HSN | Reliability_Capacity_In_Model_Year | System RA | Southern_PGAE_Li_Battery_4hr_176 | 1 | 1 | 1 | 1 | 1 | 1 | 1 | 1 | 1 | 1 | 1 | 1 | 1 | 1 | 1 | 1 | 1 | 1 | 1 | 1 | 1 | 1 | 1 | 1 | 1 | 1 | 1 | 1 | 1 | 1 | 1
Southern_PGAE_Li_Battery_8hr_43 | caiso-deliverability | Moss_Landing_Las_Aguillas_HSN | Reliability_Capacity_In_Model_Year | System RA | Southern_PGAE_Li_Battery_8hr_43 | 1 | 1 | 1 | 1 | 1 | 1 | 1 | 1 | 1 | 1 | 1 | 1 | 1 | 1 | 1 | 1 | 1 | 1 | 1 | 1 | 1 | 1 | 1 | 1 | 1 | 1 | 1 | 1 | 1 | 1 | 1
Southern_PGAE_Li_Battery_8hr_49 | caiso-deliverability | Moss_Landing_Las_Aguillas_HSN | Reliability_Capacity_In_Model_Year | System RA | Southern_PGAE_Li_Battery_8hr_49 | 1 | 1 | 1 | 1 | 1 | 1 | 1 | 1 | 1 | 1 | 1 | 1 | 1 | 1 | 1 | 1 | 1 | 1 | 1 | 1 | 1 | 1 | 1 | 1 | 1 | 1 | 1 | 1 | 1 | 1 | 1
Southern_PGAE_Li_Battery_8hr_69 | caiso-deliverability | Moss_Landing_Las_Aguillas_HSN | Reliability_Capacity_In_Model_Year | System RA | Southern_PGAE_Li_Battery_8hr_69 | 1 | 1 | 1 | 1 | 1 | 1 | 1 | 1 | 1 | 1 | 1 | 1 | 1 | 1 | 1 | 1 | 1 | 1 | 1 | 1 | 1 | 1 | 1 | 1 | 1 | 1 | 1 | 1 | 1 | 1 | 1
Southern_PGAE_Li_Battery_8hr_72 | caiso-deliverability | Moss_Landing_Las_Aguillas_HSN | Reliability_Capacity_In_Model_Year | System RA | Southern_PGAE_Li_Battery_8hr_72 | 1 | 1 | 1 | 1 | 1 | 1 | 1 | 1 | 1 | 1 | 1 | 1 | 1 | 1 | 1 | 1 | 1 | 1 | 1 | 1 | 1 | 1 | 1 | 1 | 1 | 1 | 1 | 1 | 1 | 1 | 1
Southern_PGAE_Li_Battery_8hr_93 | caiso-deliverability | Moss_Landing_Las_Aguillas_HSN | Reliability_Capacity_In_Model_Year | System RA | Southern_PGAE_Li_Battery_8hr_93 | 1 | 1 | 1 | 1 | 1 | 1 | 1 | 1 | 1 | 1 | 1 | 1 | 1 | 1 | 1 | 1 | 1 | 1 | 1 | 1 | 1 | 1 | 1 | 1 | 1 | 1 | 1 | 1 | 1 | 1 | 1
Southern_PGAE_Li_Battery_8hr_117 | caiso-deliverability | Moss_Landing_Las_Aguillas_HSN | Reliability_Capacity_In_Model_Year | System RA | Southern_PGAE_Li_Battery_8hr_117 | 1 | 1 | 1 | 1 | 1 | 1 | 1 | 1 | 1 | 1 | 1 | 1 | 1 | 1 | 1 | 1 | 1 | 1 | 1 | 1 | 1 | 1 | 1 | 1 | 1 | 1 | 1 | 1 | 1 | 1 | 1
Southern_PGAE_Li_Battery_8hr_124 | caiso-deliverability | Moss_Landing_Las_Aguillas_HSN | Reliability_Capacity_In_Model_Year | System RA | Southern_PGAE_Li_Battery_8hr_124 | 1 | 1 | 1 | 1 | 1 | 1 | 1 | 1 | 1 | 1 | 1 | 1 | 1 | 1 | 1 | 1 | 1 | 1 | 1 | 1 | 1 | 1 | 1 | 1 | 1 | 1 | 1 | 1 | 1 | 1 | 1
Southern_PGAE_Li_Battery_8hr_148 | caiso-deliverability | Moss_Landing_Las_Aguillas_HSN | Reliability_Capacity_In_Model_Year | System RA | Southern_PGAE_Li_Battery_8hr_148 | 1 | 1 | 1 | 1 | 1 | 1 | 1 | 1 | 1 | 1 | 1 | 1 | 1 | 1 | 1 | 1 | 1 | 1 | 1 | 1 | 1 | 1 | 1 | 1 | 1 | 1 | 1 | 1 | 1 | 1 | 1
Southern_PGAE_Li_Battery_8hr_164 | caiso-deliverability | Moss_Landing_Las_Aguillas_HSN | Reliability_Capacity_In_Model_Year | System RA | Southern_PGAE_Li_Battery_8hr_164 | 1 | 1 | 1 | 1 | 1 | 1 | 1 | 1 | 1 | 1 | 1 | 1 | 1 | 1 | 1 | 1 | 1 | 1 | 1 | 1 | 1 | 1 | 1 | 1 | 1 | 1 | 1 | 1 | 1 | 1 | 1
Southern_PGAE_Li_Battery_8hr_168 | caiso-deliverability | Moss_Landing_Las_Aguillas_HSN | Reliability_Capacity_In_Model_Year | System RA | Southern_PGAE_Li_Battery_8hr_168 | 1 | 1 | 1 | 1 | 1 | 1 | 1 | 1 | 1 | 1 | 1 | 1 | 1 | 1 | 1 | 1 | 1 | 1 | 1 | 1 | 1 | 1 | 1 | 1 | 1 | 1 | 1 | 1 | 1 | 1 | 1
Southern_PGAE_Li_Battery_8hr_170 | caiso-deliverability | Moss_Landing_Las_Aguillas_HSN | Reliability_Capacity_In_Model_Year | System RA | Southern_PGAE_Li_Battery_8hr_170 | 1 | 1 | 1 | 1 | 1 | 1 | 1 | 1 | 1 | 1 | 1 | 1 | 1 | 1 | 1 | 1 | 1 | 1 | 1 | 1 | 1 | 1 | 1 | 1 | 1 | 1 | 1 | 1 | 1 | 1 | 1
Southern_PGAE_Li_Battery_8hr_174 | caiso-deliverability | Moss_Landing_Las_Aguillas_HSN | Reliability_Capacity_In_Model_Year | System RA | Southern_PGAE_Li_Battery_8hr_174 | 1 | 1 | 1 | 1 | 1 | 1 | 1 | 1 | 1 | 1 | 1 | 1 | 1 | 1 | 1 | 1 | 1 | 1 | 1 | 1 | 1 | 1 | 1 | 1 | 1 | 1 | 1 | 1 | 1 | 1 | 1
Southern_PGAE_Li_Battery_8hr_176 | caiso-deliverability | Moss_Landing_Las_Aguillas_HSN | Reliability_Capacity_In_Model_Year | System RA | Southern_PGAE_Li_Battery_8hr_176 | 1 | 1 | 1 | 1 | 1 | 1 | 1 | 1 | 1 | 1 | 1 | 1 | 1 | 1 | 1 | 1 | 1 | 1 | 1 | 1 | 1 | 1 | 1 | 1 | 1 | 1 | 1 | 1 | 1 | 1 | 1
Southern_PGAE_Solar_43 | caiso-deliverability | Moss_Landing_Las_Aguillas_HSN | Reliability_Capacity_In_Model_Year | System RA | Southern_PGAE_Solar_43 | 0.1 | 0.1 | 0.1 | 0.1 | 0.1 | 0.1 | 0.1 | 0.1 | 0.1 | 0.1 | 0.1 | 0.1 | 0.1 | 0.1 | 0.1 | 0.1 | 0.1 | 0.1 | 0.1 | 0.1 | 0.1 | 0.1 | 0.1 | 0.1 | 0.1 | 0.1 | 0.1 | 0.1 | 0.1 | 0.1 | 0.1
Southern_PGAE_Solar_49 | caiso-deliverability | Moss_Landing_Las_Aguillas_HSN | Reliability_Capacity_In_Model_Year | System RA | Southern_PGAE_Solar_49 | 0.1 | 0.1 | 0.1 | 0.1 | 0.1 | 0.1 | 0.1 | 0.1 | 0.1 | 0.1 | 0.1 | 0.1 | 0.1 | 0.1 | 0.1 | 0.1 | 0.1 | 0.1 | 0.1 | 0.1 | 0.1 | 0.1 | 0.1 | 0.1 | 0.1 | 0.1 | 0.1 | 0.1 | 0.1 | 0.1 | 0.1
Southern_PGAE_Solar_69 | caiso-deliverability | Moss_Landing_Las_Aguillas_HSN | Reliability_Capacity_In_Model_Year | System RA | Southern_PGAE_Solar_69 | 0.1 | 0.1 | 0.1 | 0.1 | 0.1 | 0.1 | 0.1 | 0.1 | 0.1 | 0.1 | 0.1 | 0.1 | 0.1 | 0.1 | 0.1 | 0.1 | 0.1 | 0.1 | 0.1 | 0.1 | 0.1 | 0.1 | 0.1 | 0.1 | 0.1 | 0.1 | 0.1 | 0.1 | 0.1 | 0.1 | 0.1
Southern_PGAE_Solar_72 | caiso-deliverability | Moss_Landing_Las_Aguillas_HSN | Reliability_Capacity_In_Model_Year | System RA | Southern_PGAE_Solar_72 | 0.1 | 0.1 | 0.1 | 0.1 | 0.1 | 0.1 | 0.1 | 0.1 | 0.1 | 0.1 | 0.1 | 0.1 | 0.1 | 0.1 | 0.1 | 0.1 | 0.1 | 0.1 | 0.1 | 0.1 | 0.1 | 0.1 | 0.1 | 0.1 | 0.1 | 0.1 | 0.1 | 0.1 | 0.1 | 0.1 | 0.1
Southern_PGAE_Solar_93 | caiso-deliverability | Moss_Landing_Las_Aguillas_HSN | Reliability_Capacity_In_Model_Year | System RA | Southern_PGAE_Solar_93 | 0.1 | 0.1 | 0.1 | 0.1 | 0.1 | 0.1 | 0.1 | 0.1 | 0.1 | 0.1 | 0.1 | 0.1 | 0.1 | 0.1 | 0.1 | 0.1 | 0.1 | 0.1 | 0.1 | 0.1 | 0.1 | 0.1 | 0.1 | 0.1 | 0.1 | 0.1 | 0.1 | 0.1 | 0.1 | 0.1 | 0.1
Southern_PGAE_Solar_117 | caiso-deliverability | Moss_Landing_Las_Aguillas_HSN | Reliability_Capacity_In_Model_Year | System RA | Southern_PGAE_Solar_117 | 0.1 | 0.1 | 0.1 | 0.1 | 0.1 | 0.1 | 0.1 | 0.1 | 0.1 | 0.1 | 0.1 | 0.1 | 0.1 | 0.1 | 0.1 | 0.1 | 0.1 | 0.1 | 0.1 | 0.1 | 0.1 | 0.1 | 0.1 | 0.1 | 0.1 | 0.1 | 0.1 | 0.1 | 0.1 | 0.1 | 0.1
Southern_PGAE_Solar_124 | caiso-deliverability | Moss_Landing_Las_Aguillas_HSN | Reliability_Capacity_In_Model_Year | System RA | Southern_PGAE_Solar_124 | 0.1 | 0.1 | 0.1 | 0.1 | 0.1 | 0.1 | 0.1 | 0.1 | 0.1 | 0.1 | 0.1 | 0.1 | 0.1 | 0.1 | 0.1 | 0.1 | 0.1 | 0.1 | 0.1 | 0.1 | 0.1 | 0.1 | 0.1 | 0.1 | 0.1 | 0.1 | 0.1 | 0.1 | 0.1 | 0.1 | 0.1
Southern_PGAE_Solar_148 | caiso-deliverability | Moss_Landing_Las_Aguillas_HSN | Reliability_Capacity_In_Model_Year | System RA | Southern_PGAE_Solar_148 | 0.1 | 0.1 | 0.1 | 0.1 | 0.1 | 0.1 | 0.1 | 0.1 | 0.1 | 0.1 | 0.1 | 0.1 | 0.1 | 0.1 | 0.1 | 0.1 | 0.1 | 0.1 | 0.1 | 0.1 | 0.1 | 0.1 | 0.1 | 0.1 | 0.1 | 0.1 | 0.1 | 0.1 | 0.1 | 0.1 | 0.1
Southern_PGAE_Solar_164 | caiso-deliverability | Moss_Landing_Las_Aguillas_HSN | Reliability_Capacity_In_Model_Year | System RA | Southern_PGAE_Solar_164 | 0.1 | 0.1 | 0.1 | 0.1 | 0.1 | 0.1 | 0.1 | 0.1 | 0.1 | 0.1 | 0.1 | 0.1 | 0.1 | 0.1 | 0.1 | 0.1 | 0.1 | 0.1 | 0.1 | 0.1 | 0.1 | 0.1 | 0.1 | 0.1 | 0.1 | 0.1 | 0.1 | 0.1 | 0.1 | 0.1 | 0.1
Southern_PGAE_Solar_168 | caiso-deliverability | Moss_Landing_Las_Aguillas_HSN | Reliability_Capacity_In_Model_Year | System RA | Southern_PGAE_Solar_168 | 0.1 | 0.1 | 0.1 | 0.1 | 0.1 | 0.1 | 0.1 | 0.1 | 0.1 | 0.1 | 0.1 | 0.1 | 0.1 | 0.1 | 0.1 | 0.1 | 0.1 | 0.1 | 0.1 | 0.1 | 0.1 | 0.1 | 0.1 | 0.1 | 0.1 | 0.1 | 0.1 | 0.1 | 0.1 | 0.1 | 0.1
Southern_PGAE_Solar_170 | caiso-deliverability | Moss_Landing_Las_Aguillas_HSN | Reliability_Capacity_In_Model_Year | System RA | Southern_PGAE_Solar_170 | 0.1 | 0.1 | 0.1 | 0.1 | 0.1 | 0.1 | 0.1 | 0.1 | 0.1 | 0.1 | 0.1 | 0.1 | 0.1 | 0.1 | 0.1 | 0.1 | 0.1 | 0.1 | 0.1 | 0.1 | 0.1 | 0.1 | 0.1 | 0.1 | 0.1 | 0.1 | 0.1 | 0.1 | 0.1 | 0.1 | 0.1
Southern_PGAE_Solar_174 | caiso-deliverability | Moss_Landing_Las_Aguillas_HSN | Reliability_Capacity_In_Model_Year | System RA | Southern_PGAE_Solar_174 | 0.1 | 0.1 | 0.1 | 0.1 | 0.1 | 0.1 | 0.1 | 0.1 | 0.1 | 0.1 | 0.1 | 0.1 | 0.1 | 0.1 | 0.1 | 0.1 | 0.1 | 0.1 | 0.1 | 0.1 | 0.1 | 0.1 | 0.1 | 0.1 | 0.1 | 0.1 | 0.1 | 0.1 | 0.1 | 0.1 | 0.1
Southern_PGAE_Solar_176 | caiso-deliverability | Moss_Landing_Las_Aguillas_HSN | Reliability_Capacity_In_Model_Year | System RA | Southern_PGAE_Solar_176 | 0.1 | 0.1 | 0.1 | 0.1 | 0.1 | 0.1 | 0.1 | 0.1 | 0.1 | 0.1 | 0.1 | 0.1 | 0.1 | 0.1 | 0.1 | 0.1 | 0.1 | 0.1 | 0.1 | 0.1 | 0.1 | 0.1 | 0.1 | 0.1 | 0.1 | 0.1 | 0.1 | 0.1 | 0.1 | 0.1 | 0.1
Moss_Landing_Las_Aguillas_group | caiso-deliverability | Moss_Landing_Las_Aguillas_HSN | Operational_New_Capacity_MW | Moss_Landing_Las_Aguillas_group |  | 0 | 0 | 0 | 0 | 0 | 0 | 0 | 0 | 0 | 0 | 0 | 0 | 0 | 0 | 0 | 0 | 0 | 0 | 0 | 0 | 0 | 0 | 0 | 0 | 0 | 0 | 0 | 0 | 0 | 0 | 0
Southern_PGAE_Flow_Battery_43 | caiso-deliverability | Moss_Landing_Las_Aguillas_offpeak | Operational_New_Capacity_MW | Southern_PGAE_Flow_Battery_43 |  | -1 | -1 | -1 | -1 | -1 | -1 | -1 | -1 | -1 | -1 | -1 | -1 | -1 | -1 | -1 | -1 | -1 | -1 | -1 | -1 | -1 | -1 | -1 | -1 | -1 | -1 | -1 | -1 | -1 | -1 | -1
Southern_PGAE_Flow_Battery_49 | caiso-deliverability | Moss_Landing_Las_Aguillas_offpeak | Operational_New_Capacity_MW | Southern_PGAE_Flow_Battery_49 |  | -1 | -1 | -1 | -1 | -1 | -1 | -1 | -1 | -1 | -1 | -1 | -1 | -1 | -1 | -1 | -1 | -1 | -1 | -1 | -1 | -1 | -1 | -1 | -1 | -1 | -1 | -1 | -1 | -1 | -1 | -1
Southern_PGAE_Flow_Battery_69 | caiso-deliverability | Moss_Landing_Las_Aguillas_offpeak | Operational_New_Capacity_MW | Southern_PGAE_Flow_Battery_69 |  | -1 | -1 | -1 | -1 | -1 | -1 | -1 | -1 | -1 | -1 | -1 | -1 | -1 | -1 | -1 | -1 | -1 | -1 | -1 | -1 | -1 | -1 | -1 | -1 | -1 | -1 | -1 | -1 | -1 | -1 | -1
Southern_PGAE_Flow_Battery_72 | caiso-deliverability | Moss_Landing_Las_Aguillas_offpeak | Operational_New_Capacity_MW | Southern_PGAE_Flow_Battery_72 |  | -1 | -1 | -1 | -1 | -1 | -1 | -1 | -1 | -1 | -1 | -1 | -1 | -1 | -1 | -1 | -1 | -1 | -1 | -1 | -1 | -1 | -1 | -1 | -1 | -1 | -1 | -1 | -1 | -1 | -1 | -1
Southern_PGAE_Flow_Battery_93 | caiso-deliverability | Moss_Landing_Las_Aguillas_offpeak | Operational_New_Capacity_MW | Southern_PGAE_Flow_Battery_93 |  | -1 | -1 | -1 | -1 | -1 | -1 | -1 | -1 | -1 | -1 | -1 | -1 | -1 | -1 | -1 | -1 | -1 | -1 | -1 | -1 | -1 | -1 | -1 | -1 | -1 | -1 | -1 | -1 | -1 | -1 | -1
Southern_PGAE_Flow_Battery_117 | caiso-deliverability | Moss_Landing_Las_Aguillas_offpeak | Operational_New_Capacity_MW | Southern_PGAE_Flow_Battery_117 |  | -1 | -1 | -1 | -1 | -1 | -1 | -1 | -1 | -1 | -1 | -1 | -1 | -1 | -1 | -1 | -1 | -1 | -1 | -1 | -1 | -1 | -1 | -1 | -1 | -1 | -1 | -1 | -1 | -1 | -1 | -1
Southern_PGAE_Flow_Battery_124 | caiso-deliverability | Moss_Landing_Las_Aguillas_offpeak | Operational_New_Capacity_MW | Southern_PGAE_Flow_Battery_124 |  | -1 | -1 | -1 | -1 | -1 | -1 | -1 | -1 | -1 | -1 | -1 | -1 | -1 | -1 | -1 | -1 | -1 | -1 | -1 | -1 | -1 | -1 | -1 | -1 | -1 | -1 | -1 | -1 | -1 | -1 | -1
Southern_PGAE_Flow_Battery_148 | caiso-deliverability | Moss_Landing_Las_Aguillas_offpeak | Operational_New_Capacity_MW | Southern_PGAE_Flow_Battery_148 |  | -1 | -1 | -1 | -1 | -1 | -1 | -1 | -1 | -1 | -1 | -1 | -1 | -1 | -1 | -1 | -1 | -1 | -1 | -1 | -1 | -1 | -1 | -1 | -1 | -1 | -1 | -1 | -1 | -1 | -1 | -1
Southern_PGAE_Flow_Battery_164 | caiso-deliverability | Moss_Landing_Las_Aguillas_offpeak | Operational_New_Capacity_MW | Southern_PGAE_Flow_Battery_164 |  | -1 | -1 | -1 | -1 | -1 | -1 | -1 | -1 | -1 | -1 | -1 | -1 | -1 | -1 | -1 | -1 | -1 | -1 | -1 | -1 | -1 | -1 | -1 | -1 | -1 | -1 | -1 | -1 | -1 | -1 | -1
Southern_PGAE_Flow_Battery_168 | caiso-deliverability | Moss_Landing_Las_Aguillas_offpeak | Operational_New_Capacity_MW | Southern_PGAE_Flow_Battery_168 |  | -1 | -1 | -1 | -1 | -1 | -1 | -1 | -1 | -1 | -1 | -1 | -1 | -1 | -1 | -1 | -1 | -1 | -1 | -1 | -1 | -1 | -1 | -1 | -1 | -1 | -1 | -1 | -1 | -1 | -1 | -1
Southern_PGAE_Flow_Battery_170 | caiso-deliverability | Moss_Landing_Las_Aguillas_offpeak | Operational_New_Capacity_MW | Southern_PGAE_Flow_Battery_170 |  | -1 | -1 | -1 | -1 | -1 | -1 | -1 | -1 | -1 | -1 | -1 | -1 | -1 | -1 | -1 | -1 | -1 | -1 | -1 | -1 | -1 | -1 | -1 | -1 | -1 | -1 | -1 | -1 | -1 | -1 | -1
Southern_PGAE_Flow_Battery_174 | caiso-deliverability | Moss_Landing_Las_Aguillas_offpeak | Operational_New_Capacity_MW | Southern_PGAE_Flow_Battery_174 |  | -1 | -1 | -1 | -1 | -1 | -1 | -1 | -1 | -1 | -1 | -1 | -1 | -1 | -1 | -1 | -1 | -1 | -1 | -1 | -1 | -1 | -1 | -1 | -1 | -1 | -1 | -1 | -1 | -1 | -1 | -1
Southern_PGAE_Flow_Battery_176 | caiso-deliverability | Moss_Landing_Las_Aguillas_offpeak | Operational_New_Capacity_MW | Southern_PGAE_Flow_Battery_176 |  | -1 | -1 | -1 | -1 | -1 | -1 | -1 | -1 | -1 | -1 | -1 | -1 | -1 | -1 | -1 | -1 | -1 | -1 | -1 | -1 | -1 | -1 | -1 | -1 | -1 | -1 | -1 | -1 | -1 | -1 | -1
Southern_PGAE_Li_Battery_4hr_43 | caiso-deliverability | Moss_Landing_Las_Aguillas_offpeak | Operational_New_Capacity_MW | Southern_PGAE_Li_Battery_4hr_43 |  | -1 | -1 | -1 | -1 | -1 | -1 | -1 | -1 | -1 | -1 | -1 | -1 | -1 | -1 | -1 | -1 | -1 | -1 | -1 | -1 | -1 | -1 | -1 | -1 | -1 | -1 | -1 | -1 | -1 | -1 | -1
Southern_PGAE_Li_Battery_4hr_49 | caiso-deliverability | Moss_Landing_Las_Aguillas_offpeak | Operational_New_Capacity_MW | Southern_PGAE_Li_Battery_4hr_49 |  | -1 | -1 | -1 | -1 | -1 | -1 | -1 | -1 | -1 | -1 | -1 | -1 | -1 | -1 | -1 | -1 | -1 | -1 | -1 | -1 | -1 | -1 | -1 | -1 | -1 | -1 | -1 | -1 | -1 | -1 | -1
Southern_PGAE_Li_Battery_4hr_69 | caiso-deliverability | Moss_Landing_Las_Aguillas_offpeak | Operational_New_Capacity_MW | Southern_PGAE_Li_Battery_4hr_69 |  | -1 | -1 | -1 | -1 | -1 | -1 | -1 | -1 | -1 | -1 | -1 | -1 | -1 | -1 | -1 | -1 | -1 | -1 | -1 | -1 | -1 | -1 | -1 | -1 | -1 | -1 | -1 | -1 | -1 | -1 | -1
Southern_PGAE_Li_Battery_4hr_72 | caiso-deliverability | Moss_Landing_Las_Aguillas_offpeak | Operational_New_Capacity_MW | Southern_PGAE_Li_Battery_4hr_72 |  | -1 | -1 | -1 | -1 | -1 | -1 | -1 | -1 | -1 | -1 | -1 | -1 | -1 | -1 | -1 | -1 | -1 | -1 | -1 | -1 | -1 | -1 | -1 | -1 | -1 | -1 | -1 | -1 | -1 | -1 | -1
Southern_PGAE_Li_Battery_4hr_93 | caiso-deliverability | Moss_Landing_Las_Aguillas_offpeak | Operational_New_Capacity_MW | Southern_PGAE_Li_Battery_4hr_93 |  | -1 | -1 | -1 | -1 | -1 | -1 | -1 | -1 | -1 | -1 | -1 | -1 | -1 | -1 | -1 | -1 | -1 | -1 | -1 | -1 | -1 | -1 | -1 | -1 | -1 | -1 | -1 | -1 | -1 | -1 | -1
Southern_PGAE_Li_Battery_4hr_117 | caiso-deliverability | Moss_Landing_Las_Aguillas_offpeak | Operational_New_Capacity_MW | Southern_PGAE_Li_Battery_4hr_117 |  | -1 | -1 | -1 | -1 | -1 | -1 | -1 | -1 | -1 | -1 | -1 | -1 | -1 | -1 | -1 | -1 | -1 | -1 | -1 | -1 | -1 | -1 | -1 | -1 | -1 | -1 | -1 | -1 | -1 | -1 | -1
Southern_PGAE_Li_Battery_4hr_124 | caiso-deliverability | Moss_Landing_Las_Aguillas_offpeak | Operational_New_Capacity_MW | Southern_PGAE_Li_Battery_4hr_124 |  | -1 | -1 | -1 | -1 | -1 | -1 | -1 | -1 | -1 | -1 | -1 | -1 | -1 | -1 | -1 | -1 | -1 | -1 | -1 | -1 | -1 | -1 | -1 | -1 | -1 | -1 | -1 | -1 | -1 | -1 | -1
Southern_PGAE_Li_Battery_4hr_148 | caiso-deliverability | Moss_Landing_Las_Aguillas_offpeak | Operational_New_Capacity_MW | Southern_PGAE_Li_Battery_4hr_148 |  | -1 | -1 | -1 | -1 | -1 | -1 | -1 | -1 | -1 | -1 | -1 | -1 | -1 | -1 | -1 | -1 | -1 | -1 | -1 | -1 | -1 | -1 | -1 | -1 | -1 | -1 | -1 | -1 | -1 | -1 | -1
Southern_PGAE_Li_Battery_4hr_164 | caiso-deliverability | Moss_Landing_Las_Aguillas_offpeak | Operational_New_Capacity_MW | Southern_PGAE_Li_Battery_4hr_164 |  | -1 | -1 | -1 | -1 | -1 | -1 | -1 | -1 | -1 | -1 | -1 | -1 | -1 | -1 | -1 | -1 | -1 | -1 | -1 | -1 | -1 | -1 | -1 | -1 | -1 | -1 | -1 | -1 | -1 | -1 | -1
Southern_PGAE_Li_Battery_4hr_168 | caiso-deliverability | Moss_Landing_Las_Aguillas_offpeak | Operational_New_Capacity_MW | Southern_PGAE_Li_Battery_4hr_168 |  | -1 | -1 | -1 | -1 | -1 | -1 | -1 | -1 | -1 | -1 | -1 | -1 | -1 | -1 | -1 | -1 | -1 | -1 | -1 | -1 | -1 | -1 | -1 | -1 | -1 | -1 | -1 | -1 | -1 | -1 | -1
Southern_PGAE_Li_Battery_4hr_170 | caiso-deliverability | Moss_Landing_Las_Aguillas_offpeak | Operational_New_Capacity_MW | Southern_PGAE_Li_Battery_4hr_170 |  | -1 | -1 | -1 | -1 | -1 | -1 | -1 | -1 | -1 | -1 | -1 | -1 | -1 | -1 | -1 | -1 | -1 | -1 | -1 | -1 | -1 | -1 | -1 | -1 | -1 | -1 | -1 | -1 | -1 | -1 | -1
Southern_PGAE_Li_Battery_4hr_174 | caiso-deliverability | Moss_Landing_Las_Aguillas_offpeak | Operational_New_Capacity_MW | Southern_PGAE_Li_Battery_4hr_174 |  | -1 | -1 | -1 | -1 | -1 | -1 | -1 | -1 | -1 | -1 | -1 | -1 | -1 | -1 | -1 | -1 | -1 | -1 | -1 | -1 | -1 | -1 | -1 | -1 | -1 | -1 | -1 | -1 | -1 | -1 | -1
Southern_PGAE_Li_Battery_4hr_176 | caiso-deliverability | Moss_Landing_Las_Aguillas_offpeak | Operational_New_Capacity_MW | Southern_PGAE_Li_Battery_4hr_176 |  | -1 | -1 | -1 | -1 | -1 | -1 | -1 | -1 | -1 | -1 | -1 | -1 | -1 | -1 | -1 | -1 | -1 | -1 | -1 | -1 | -1 | -1 | -1 | -1 | -1 | -1 | -1 | -1 | -1 | -1 | -1
Southern_PGAE_Li_Battery_8hr_43 | caiso-deliverability | Moss_Landing_Las_Aguillas_offpeak | Operational_New_Capacity_MW | Southern_PGAE_Li_Battery_8hr_43 |  | -1 | -1 | -1 | -1 | -1 | -1 | -1 | -1 | -1 | -1 | -1 | -1 | -1 | -1 | -1 | -1 | -1 | -1 | -1 | -1 | -1 | -1 | -1 | -1 | -1 | -1 | -1 | -1 | -1 | -1 | -1
Southern_PGAE_Li_Battery_8hr_49 | caiso-deliverability | Moss_Landing_Las_Aguillas_offpeak | Operational_New_Capacity_MW | Southern_PGAE_Li_Battery_8hr_49 |  | -1 | -1 | -1 | -1 | -1 | -1 | -1 | -1 | -1 | -1 | -1 | -1 | -1 | -1 | -1 | -1 | -1 | -1 | -1 | -1 | -1 | -1 | -1 | -1 | -1 | -1 | -1 | -1 | -1 | -1 | -1
Southern_PGAE_Li_Battery_8hr_69 | caiso-deliverability | Moss_Landing_Las_Aguillas_offpeak | Operational_New_Capacity_MW | Southern_PGAE_Li_Battery_8hr_69 |  | -1 | -1 | -1 | -1 | -1 | -1 | -1 | -1 | -1 | -1 | -1 | -1 | -1 | -1 | -1 | -1 | -1 | -1 | -1 | -1 | -1 | -1 | -1 | -1 | -1 | -1 | -1 | -1 | -1 | -1 | -1
Southern_PGAE_Li_Battery_8hr_72 | caiso-deliverability | Moss_Landing_Las_Aguillas_offpeak | Operational_New_Capacity_MW | Southern_PGAE_Li_Battery_8hr_72 |  | -1 | -1 | -1 | -1 | -1 | -1 | -1 | -1 | -1 | -1 | -1 | -1 | -1 | -1 | -1 | -1 | -1 | -1 | -1 | -1 | -1 | -1 | -1 | -1 | -1 | -1 | -1 | -1 | -1 | -1 | -1
Southern_PGAE_Li_Battery_8hr_93 | caiso-deliverability | Moss_Landing_Las_Aguillas_offpeak | Operational_New_Capacity_MW | Southern_PGAE_Li_Battery_8hr_93 |  | -1 | -1 | -1 | -1 | -1 | -1 | -1 | -1 | -1 | -1 | -1 | -1 | -1 | -1 | -1 | -1 | -1 | -1 | -1 | -1 | -1 | -1 | -1 | -1 | -1 | -1 | -1 | -1 | -1 | -1 | -1
Southern_PGAE_Li_Battery_8hr_117 | caiso-deliverability | Moss_Landing_Las_Aguillas_offpeak | Operational_New_Capacity_MW | Southern_PGAE_Li_Battery_8hr_117 |  | -1 | -1 | -1 | -1 | -1 | -1 | -1 | -1 | -1 | -1 | -1 | -1 | -1 | -1 | -1 | -1 | -1 | -1 | -1 | -1 | -1 | -1 | -1 | -1 | -1 | -1 | -1 | -1 | -1 | -1 | -1
Southern_PGAE_Li_Battery_8hr_124 | caiso-deliverability | Moss_Landing_Las_Aguillas_offpeak | Operational_New_Capacity_MW | Southern_PGAE_Li_Battery_8hr_124 |  | -1 | -1 | -1 | -1 | -1 | -1 | -1 | -1 | -1 | -1 | -1 | -1 | -1 | -1 | -1 | -1 | -1 | -1 | -1 | -1 | -1 | -1 | -1 | -1 | -1 | -1 | -1 | -1 | -1 | -1 | -1
Southern_PGAE_Li_Battery_8hr_148 | caiso-deliverability | Moss_Landing_Las_Aguillas_offpeak | Operational_New_Capacity_MW | Southern_PGAE_Li_Battery_8hr_148 |  | -1 | -1 | -1 | -1 | -1 | -1 | -1 | -1 | -1 | -1 | -1 | -1 | -1 | -1 | -1 | -1 | -1 | -1 | -1 | -1 | -1 | -1 | -1 | -1 | -1 | -1 | -1 | -1 | -1 | -1 | -1
Southern_PGAE_Li_Battery_8hr_164 | caiso-deliverability | Moss_Landing_Las_Aguillas_offpeak | Operational_New_Capacity_MW | Southern_PGAE_Li_Battery_8hr_164 |  | -1 | -1 | -1 | -1 | -1 | -1 | -1 | -1 | -1 | -1 | -1 | -1 | -1 | -1 | -1 | -1 | -1 | -1 | -1 | -1 | -1 | -1 | -1 | -1 | -1 | -1 | -1 | -1 | -1 | -1 | -1
Southern_PGAE_Li_Battery_8hr_168 | caiso-deliverability | Moss_Landing_Las_Aguillas_offpeak | Operational_New_Capacity_MW | Southern_PGAE_Li_Battery_8hr_168 |  | -1 | -1 | -1 | -1 | -1 | -1 | -1 | -1 | -1 | -1 | -1 | -1 | -1 | -1 | -1 | -1 | -1 | -1 | -1 | -1 | -1 | -1 | -1 | -1 | -1 | -1 | -1 | -1 | -1 | -1 | -1
Southern_PGAE_Li_Battery_8hr_170 | caiso-deliverability | Moss_Landing_Las_Aguillas_offpeak | Operational_New_Capacity_MW | Southern_PGAE_Li_Battery_8hr_170 |  | -1 | -1 | -1 | -1 | -1 | -1 | -1 | -1 | -1 | -1 | -1 | -1 | -1 | -1 | -1 | -1 | -1 | -1 | -1 | -1 | -1 | -1 | -1 | -1 | -1 | -1 | -1 | -1 | -1 | -1 | -1
Southern_PGAE_Li_Battery_8hr_174 | caiso-deliverability | Moss_Landing_Las_Aguillas_offpeak | Operational_New_Capacity_MW | Southern_PGAE_Li_Battery_8hr_174 |  | -1 | -1 | -1 | -1 | -1 | -1 | -1 | -1 | -1 | -1 | -1 | -1 | -1 | -1 | -1 | -1 | -1 | -1 | -1 | -1 | -1 | -1 | -1 | -1 | -1 | -1 | -1 | -1 | -1 | -1 | -1
Southern_PGAE_Li_Battery_8hr_176 | caiso-deliverability | Moss_Landing_Las_Aguillas_offpeak | Operational_New_Capacity_MW | Southern_PGAE_Li_Battery_8hr_176 |  | -1 | -1 | -1 | -1 | -1 | -1 | -1 | -1 | -1 | -1 | -1 | -1 | -1 | -1 | -1 | -1 | -1 | -1 | -1 | -1 | -1 | -1 | -1 | -1 | -1 | -1 | -1 | -1 | -1 | -1 | -1
Southern_PGAE_Solar_43 | caiso-deliverability | Moss_Landing_Las_Aguillas_offpeak | Operational_New_Capacity_MW | Southern_PGAE_Solar_43 |  | 0.79 | 0.79 | 0.79 | 0.79 | 0.79 | 0.79 | 0.79 | 0.79 | 0.79 | 0.79 | 0.79 | 0.79 | 0.79 | 0.79 | 0.79 | 0.79 | 0.79 | 0.79 | 0.79 | 0.79 | 0.79 | 0.79 | 0.79 | 0.79 | 0.79 | 0.79 | 0.79 | 0.79 | 0.79 | 0.79 | 0.79
Southern_PGAE_Solar_49 | caiso-deliverability | Moss_Landing_Las_Aguillas_offpeak | Operational_New_Capacity_MW | Southern_PGAE_Solar_49 |  | 0.79 | 0.79 | 0.79 | 0.79 | 0.79 | 0.79 | 0.79 | 0.79 | 0.79 | 0.79 | 0.79 | 0.79 | 0.79 | 0.79 | 0.79 | 0.79 | 0.79 | 0.79 | 0.79 | 0.79 | 0.79 | 0.79 | 0.79 | 0.79 | 0.79 | 0.79 | 0.79 | 0.79 | 0.79 | 0.79 | 0.79
Southern_PGAE_Solar_69 | caiso-deliverability | Moss_Landing_Las_Aguillas_offpeak | Operational_New_Capacity_MW | Southern_PGAE_Solar_69 |  | 0.79 | 0.79 | 0.79 | 0.79 | 0.79 | 0.79 | 0.79 | 0.79 | 0.79 | 0.79 | 0.79 | 0.79 | 0.79 | 0.79 | 0.79 | 0.79 | 0.79 | 0.79 | 0.79 | 0.79 | 0.79 | 0.79 | 0.79 | 0.79 | 0.79 | 0.79 | 0.79 | 0.79 | 0.79 | 0.79 | 0.79
Southern_PGAE_Solar_72 | caiso-deliverability | Moss_Landing_Las_Aguillas_offpeak | Operational_New_Capacity_MW | Southern_PGAE_Solar_72 |  | 0.79 | 0.79 | 0.79 | 0.79 | 0.79 | 0.79 | 0.79 | 0.79 | 0.79 | 0.79 | 0.79 | 0.79 | 0.79 | 0.79 | 0.79 | 0.79 | 0.79 | 0.79 | 0.79 | 0.79 | 0.79 | 0.79 | 0.79 | 0.79 | 0.79 | 0.79 | 0.79 | 0.79 | 0.79 | 0.79 | 0.79
Southern_PGAE_Solar_93 | caiso-deliverability | Moss_Landing_Las_Aguillas_offpeak | Operational_New_Capacity_MW | Southern_PGAE_Solar_93 |  | 0.79 | 0.79 | 0.79 | 0.79 | 0.79 | 0.79 | 0.79 | 0.79 | 0.79 | 0.79 | 0.79 | 0.79 | 0.79 | 0.79 | 0.79 | 0.79 | 0.79 | 0.79 | 0.79 | 0.79 | 0.79 | 0.79 | 0.79 | 0.79 | 0.79 | 0.79 | 0.79 | 0.79 | 0.79 | 0.79 | 0.79
Southern_PGAE_Solar_117 | caiso-deliverability | Moss_Landing_Las_Aguillas_offpeak | Operational_New_Capacity_MW | Southern_PGAE_Solar_117 |  | 0.79 | 0.79 | 0.79 | 0.79 | 0.79 | 0.79 | 0.79 | 0.79 | 0.79 | 0.79 | 0.79 | 0.79 | 0.79 | 0.79 | 0.79 | 0.79 | 0.79 | 0.79 | 0.79 | 0.79 | 0.79 | 0.79 | 0.79 | 0.79 | 0.79 | 0.79 | 0.79 | 0.79 | 0.79 | 0.79 | 0.79
Southern_PGAE_Solar_124 | caiso-deliverability | Moss_Landing_Las_Aguillas_offpeak | Operational_New_Capacity_MW | Southern_PGAE_Solar_124 |  | 0.79 | 0.79 | 0.79 | 0.79 | 0.79 | 0.79 | 0.79 | 0.79 | 0.79 | 0.79 | 0.79 | 0.79 | 0.79 | 0.79 | 0.79 | 0.79 | 0.79 | 0.79 | 0.79 | 0.79 | 0.79 | 0.79 | 0.79 | 0.79 | 0.79 | 0.79 | 0.79 | 0.79 | 0.79 | 0.79 | 0.79
Southern_PGAE_Solar_148 | caiso-deliverability | Moss_Landing_Las_Aguillas_offpeak | Operational_New_Capacity_MW | Southern_PGAE_Solar_148 |  | 0.79 | 0.79 | 0.79 | 0.79 | 0.79 | 0.79 | 0.79 | 0.79 | 0.79 | 0.79 | 0.79 | 0.79 | 0.79 | 0.79 | 0.79 | 0.79 | 0.79 | 0.79 | 0.79 | 0.79 | 0.79 | 0.79 | 0.79 | 0.79 | 0.79 | 0.79 | 0.79 | 0.79 | 0.79 | 0.79 | 0.79
Southern_PGAE_Solar_164 | caiso-deliverability | Moss_Landing_Las_Aguillas_offpeak | Operational_New_Capacity_MW | Southern_PGAE_Solar_164 |  | 0.79 | 0.79 | 0.79 | 0.79 | 0.79 | 0.79 | 0.79 | 0.79 | 0.79 | 0.79 | 0.79 | 0.79 | 0.79 | 0.79 | 0.79 | 0.79 | 0.79 | 0.79 | 0.79 | 0.79 | 0.79 | 0.79 | 0.79 | 0.79 | 0.79 | 0.79 | 0.79 | 0.79 | 0.79 | 0.79 | 0.79
Southern_PGAE_Solar_168 | caiso-deliverability | Moss_Landing_Las_Aguillas_offpeak | Operational_New_Capacity_MW | Southern_PGAE_Solar_168 |  | 0.79 | 0.79 | 0.79 | 0.79 | 0.79 | 0.79 | 0.79 | 0.79 | 0.79 | 0.79 | 0.79 | 0.79 | 0.79 | 0.79 | 0.79 | 0.79 | 0.79 | 0.79 | 0.79 | 0.79 | 0.79 | 0.79 | 0.79 | 0.79 | 0.79 | 0.79 | 0.79 | 0.79 | 0.79 | 0.79 | 0.79
Southern_PGAE_Solar_170 | caiso-deliverability | Moss_Landing_Las_Aguillas_offpeak | Operational_New_Capacity_MW | Southern_PGAE_Solar_170 |  | 0.79 | 0.79 | 0.79 | 0.79 | 0.79 | 0.79 | 0.79 | 0.79 | 0.79 | 0.79 | 0.79 | 0.79 | 0.79 | 0.79 | 0.79 | 0.79 | 0.79 | 0.79 | 0.79 | 0.79 | 0.79 | 0.79 | 0.79 | 0.79 | 0.79 | 0.79 | 0.79 | 0.79 | 0.79 | 0.79 | 0.79
Southern_PGAE_Solar_174 | caiso-deliverability | Moss_Landing_Las_Aguillas_offpeak | Operational_New_Capacity_MW | Southern_PGAE_Solar_174 |  | 0.79 | 0.79 | 0.79 | 0.79 | 0.79 | 0.79 | 0.79 | 0.79 | 0.79 | 0.79 | 0.79 | 0.79 | 0.79 | 0.79 | 0.79 | 0.79 | 0.79 | 0.79 | 0.79 | 0.79 | 0.79 | 0.79 | 0.79 | 0.79 | 0.79 | 0.79 | 0.79 | 0.79 | 0.79 | 0.79 | 0.79
Southern_PGAE_Solar_176 | caiso-deliverability | Moss_Landing_Las_Aguillas_offpeak | Operational_New_Capacity_MW | Southern_PGAE_Solar_176 |  | 0.79 | 0.79 | 0.79 | 0.79 | 0.79 | 0.79 | 0.79 | 0.79 | 0.79 | 0.79 | 0.79 | 0.79 | 0.79 | 0.79 | 0.79 | 0.79 | 0.79 | 0.79 | 0.79 | 0.79 | 0.79 | 0.79 | 0.79 | 0.79 | 0.79 | 0.79 | 0.79 | 0.79 | 0.79 | 0.79 | 0.79
Moss_Landing_Las_Aguillas_group | caiso-deliverability | Moss_Landing_Las_Aguillas_offpeak | Operational_New_Capacity_MW | Moss_Landing_Las_Aguillas_group |  | -1 | -1 | -1 | -1 | -1 | -1 | -1 | -1 | -1 | -1 | -1 | -1 | -1 | -1 | -1 | -1 | -1 | -1 | -1 | -1 | -1 | -1 | -1 | -1 | -1 | -1 | -1 | -1 | -1 | -1 | -1
Southern_PGAE_Flow_Battery_43 | caiso-deliverability | Moss_Landing_Las_Aguillas_SSN | Reliability_Capacity_In_Model_Year | System RA | Southern_PGAE_Flow_Battery_43 | 0.5 | 0.5 | 0.5 | 0.5 | 0.5 | 0.5 | 0.5 | 0.5 | 0.5 | 0.5 | 0.5 | 0.5 | 0.5 | 0.5 | 0.5 | 0.5 | 0.5 | 0.5 | 0.5 | 0.5 | 0.5 | 0.5 | 0.5 | 0.5 | 0.5 | 0.5 | 0.5 | 0.5 | 0.5 | 0.5 | 0.5
Southern_PGAE_Flow_Battery_49 | caiso-deliverability | Moss_Landing_Las_Aguillas_SSN | Reliability_Capacity_In_Model_Year | System RA | Southern_PGAE_Flow_Battery_49 | 0.5 | 0.5 | 0.5 | 0.5 | 0.5 | 0.5 | 0.5 | 0.5 | 0.5 | 0.5 | 0.5 | 0.5 | 0.5 | 0.5 | 0.5 | 0.5 | 0.5 | 0.5 | 0.5 | 0.5 | 0.5 | 0.5 | 0.5 | 0.5 | 0.5 | 0.5 | 0.5 | 0.5 | 0.5 | 0.5 | 0.5
Southern_PGAE_Flow_Battery_69 | caiso-deliverability | Moss_Landing_Las_Aguillas_SSN | Reliability_Capacity_In_Model_Year | System RA | Southern_PGAE_Flow_Battery_69 | 0.5 | 0.5 | 0.5 | 0.5 | 0.5 | 0.5 | 0.5 | 0.5 | 0.5 | 0.5 | 0.5 | 0.5 | 0.5 | 0.5 | 0.5 | 0.5 | 0.5 | 0.5 | 0.5 | 0.5 | 0.5 | 0.5 | 0.5 | 0.5 | 0.5 | 0.5 | 0.5 | 0.5 | 0.5 | 0.5 | 0.5
Southern_PGAE_Flow_Battery_72 | caiso-deliverability | Moss_Landing_Las_Aguillas_SSN | Reliability_Capacity_In_Model_Year | System RA | Southern_PGAE_Flow_Battery_72 | 0.5 | 0.5 | 0.5 | 0.5 | 0.5 | 0.5 | 0.5 | 0.5 | 0.5 | 0.5 | 0.5 | 0.5 | 0.5 | 0.5 | 0.5 | 0.5 | 0.5 | 0.5 | 0.5 | 0.5 | 0.5 | 0.5 | 0.5 | 0.5 | 0.5 | 0.5 | 0.5 | 0.5 | 0.5 | 0.5 | 0.5
Southern_PGAE_Flow_Battery_93 | caiso-deliverability | Moss_Landing_Las_Aguillas_SSN | Reliability_Capacity_In_Model_Year | System RA | Southern_PGAE_Flow_Battery_93 | 0.5 | 0.5 | 0.5 | 0.5 | 0.5 | 0.5 | 0.5 | 0.5 | 0.5 | 0.5 | 0.5 | 0.5 | 0.5 | 0.5 | 0.5 | 0.5 | 0.5 | 0.5 | 0.5 | 0.5 | 0.5 | 0.5 | 0.5 | 0.5 | 0.5 | 0.5 | 0.5 | 0.5 | 0.5 | 0.5 | 0.5
Southern_PGAE_Flow_Battery_117 | caiso-deliverability | Moss_Landing_Las_Aguillas_SSN | Reliability_Capacity_In_Model_Year | System RA | Southern_PGAE_Flow_Battery_117 | 0.5 | 0.5 | 0.5 | 0.5 | 0.5 | 0.5 | 0.5 | 0.5 | 0.5 | 0.5 | 0.5 | 0.5 | 0.5 | 0.5 | 0.5 | 0.5 | 0.5 | 0.5 | 0.5 | 0.5 | 0.5 | 0.5 | 0.5 | 0.5 | 0.5 | 0.5 | 0.5 | 0.5 | 0.5 | 0.5 | 0.5
Southern_PGAE_Flow_Battery_124 | caiso-deliverability | Moss_Landing_Las_Aguillas_SSN | Reliability_Capacity_In_Model_Year | System RA | Southern_PGAE_Flow_Battery_124 | 0.5 | 0.5 | 0.5 | 0.5 | 0.5 | 0.5 | 0.5 | 0.5 | 0.5 | 0.5 | 0.5 | 0.5 | 0.5 | 0.5 | 0.5 | 0.5 | 0.5 | 0.5 | 0.5 | 0.5 | 0.5 | 0.5 | 0.5 | 0.5 | 0.5 | 0.5 | 0.5 | 0.5 | 0.5 | 0.5 | 0.5
Southern_PGAE_Flow_Battery_148 | caiso-deliverability | Moss_Landing_Las_Aguillas_SSN | Reliability_Capacity_In_Model_Year | System RA | Southern_PGAE_Flow_Battery_148 | 0.5 | 0.5 | 0.5 | 0.5 | 0.5 | 0.5 | 0.5 | 0.5 | 0.5 | 0.5 | 0.5 | 0.5 | 0.5 | 0.5 | 0.5 | 0.5 | 0.5 | 0.5 | 0.5 | 0.5 | 0.5 | 0.5 | 0.5 | 0.5 | 0.5 | 0.5 | 0.5 | 0.5 | 0.5 | 0.5 | 0.5
Southern_PGAE_Flow_Battery_164 | caiso-deliverability | Moss_Landing_Las_Aguillas_SSN | Reliability_Capacity_In_Model_Year | System RA | Southern_PGAE_Flow_Battery_164 | 0.5 | 0.5 | 0.5 | 0.5 | 0.5 | 0.5 | 0.5 | 0.5 | 0.5 | 0.5 | 0.5 | 0.5 | 0.5 | 0.5 | 0.5 | 0.5 | 0.5 | 0.5 | 0.5 | 0.5 | 0.5 | 0.5 | 0.5 | 0.5 | 0.5 | 0.5 | 0.5 | 0.5 | 0.5 | 0.5 | 0.5
Southern_PGAE_Flow_Battery_168 | caiso-deliverability | Moss_Landing_Las_Aguillas_SSN | Reliability_Capacity_In_Model_Year | System RA | Southern_PGAE_Flow_Battery_168 | 0.5 | 0.5 | 0.5 | 0.5 | 0.5 | 0.5 | 0.5 | 0.5 | 0.5 | 0.5 | 0.5 | 0.5 | 0.5 | 0.5 | 0.5 | 0.5 | 0.5 | 0.5 | 0.5 | 0.5 | 0.5 | 0.5 | 0.5 | 0.5 | 0.5 | 0.5 | 0.5 | 0.5 | 0.5 | 0.5 | 0.5
Southern_PGAE_Flow_Battery_170 | caiso-deliverability | Moss_Landing_Las_Aguillas_SSN | Reliability_Capacity_In_Model_Year | System RA | Southern_PGAE_Flow_Battery_170 | 0.5 | 0.5 | 0.5 | 0.5 | 0.5 | 0.5 | 0.5 | 0.5 | 0.5 | 0.5 | 0.5 | 0.5 | 0.5 | 0.5 | 0.5 | 0.5 | 0.5 | 0.5 | 0.5 | 0.5 | 0.5 | 0.5 | 0.5 | 0.5 | 0.5 | 0.5 | 0.5 | 0.5 | 0.5 | 0.5 | 0.5
Southern_PGAE_Flow_Battery_174 | caiso-deliverability | Moss_Landing_Las_Aguillas_SSN | Reliability_Capacity_In_Model_Year | System RA | Southern_PGAE_Flow_Battery_174 | 0.5 | 0.5 | 0.5 | 0.5 | 0.5 | 0.5 | 0.5 | 0.5 | 0.5 | 0.5 | 0.5 | 0.5 | 0.5 | 0.5 | 0.5 | 0.5 | 0.5 | 0.5 | 0.5 | 0.5 | 0.5 | 0.5 | 0.5 | 0.5 | 0.5 | 0.5 | 0.5 | 0.5 | 0.5 | 0.5 | 0.5
Southern_PGAE_Flow_Battery_176 | caiso-deliverability | Moss_Landing_Las_Aguillas_SSN | Reliability_Capacity_In_Model_Year | System RA | Southern_PGAE_Flow_Battery_176 | 0.5 | 0.5 | 0.5 | 0.5 | 0.5 | 0.5 | 0.5 | 0.5 | 0.5 | 0.5 | 0.5 | 0.5 | 0.5 | 0.5 | 0.5 | 0.5 | 0.5 | 0.5 | 0.5 | 0.5 | 0.5 | 0.5 | 0.5 | 0.5 | 0.5 | 0.5 | 0.5 | 0.5 | 0.5 | 0.5 | 0.5
Southern_PGAE_Li_Battery_4hr_43 | caiso-deliverability | Moss_Landing_Las_Aguillas_SSN | Reliability_Capacity_In_Model_Year | System RA | Southern_PGAE_Li_Battery_4hr_43 | 0.5 | 0.5 | 0.5 | 0.5 | 0.5 | 0.5 | 0.5 | 0.5 | 0.5 | 0.5 | 0.5 | 0.5 | 0.5 | 0.5 | 0.5 | 0.5 | 0.5 | 0.5 | 0.5 | 0.5 | 0.5 | 0.5 | 0.5 | 0.5 | 0.5 | 0.5 | 0.5 | 0.5 | 0.5 | 0.5 | 0.5
Southern_PGAE_Li_Battery_4hr_49 | caiso-deliverability | Moss_Landing_Las_Aguillas_SSN | Reliability_Capacity_In_Model_Year | System RA | Southern_PGAE_Li_Battery_4hr_49 | 0.5 | 0.5 | 0.5 | 0.5 | 0.5 | 0.5 | 0.5 | 0.5 | 0.5 | 0.5 | 0.5 | 0.5 | 0.5 | 0.5 | 0.5 | 0.5 | 0.5 | 0.5 | 0.5 | 0.5 | 0.5 | 0.5 | 0.5 | 0.5 | 0.5 | 0.5 | 0.5 | 0.5 | 0.5 | 0.5 | 0.5
Southern_PGAE_Li_Battery_4hr_69 | caiso-deliverability | Moss_Landing_Las_Aguillas_SSN | Reliability_Capacity_In_Model_Year | System RA | Southern_PGAE_Li_Battery_4hr_69 | 0.5 | 0.5 | 0.5 | 0.5 | 0.5 | 0.5 | 0.5 | 0.5 | 0.5 | 0.5 | 0.5 | 0.5 | 0.5 | 0.5 | 0.5 | 0.5 | 0.5 | 0.5 | 0.5 | 0.5 | 0.5 | 0.5 | 0.5 | 0.5 | 0.5 | 0.5 | 0.5 | 0.5 | 0.5 | 0.5 | 0.5
Southern_PGAE_Li_Battery_4hr_72 | caiso-deliverability | Moss_Landing_Las_Aguillas_SSN | Reliability_Capacity_In_Model_Year | System RA | Southern_PGAE_Li_Battery_4hr_72 | 0.5 | 0.5 | 0.5 | 0.5 | 0.5 | 0.5 | 0.5 | 0.5 | 0.5 | 0.5 | 0.5 | 0.5 | 0.5 | 0.5 | 0.5 | 0.5 | 0.5 | 0.5 | 0.5 | 0.5 | 0.5 | 0.5 | 0.5 | 0.5 | 0.5 | 0.5 | 0.5 | 0.5 | 0.5 | 0.5 | 0.5
Southern_PGAE_Li_Battery_4hr_93 | caiso-deliverability | Moss_Landing_Las_Aguillas_SSN | Reliability_Capacity_In_Model_Year | System RA | Southern_PGAE_Li_Battery_4hr_93 | 0.5 | 0.5 | 0.5 | 0.5 | 0.5 | 0.5 | 0.5 | 0.5 | 0.5 | 0.5 | 0.5 | 0.5 | 0.5 | 0.5 | 0.5 | 0.5 | 0.5 | 0.5 | 0.5 | 0.5 | 0.5 | 0.5 | 0.5 | 0.5 | 0.5 | 0.5 | 0.5 | 0.5 | 0.5 | 0.5 | 0.5
Southern_PGAE_Li_Battery_4hr_117 | caiso-deliverability | Moss_Landing_Las_Aguillas_SSN | Reliability_Capacity_In_Model_Year | System RA | Southern_PGAE_Li_Battery_4hr_117 | 0.5 | 0.5 | 0.5 | 0.5 | 0.5 | 0.5 | 0.5 | 0.5 | 0.5 | 0.5 | 0.5 | 0.5 | 0.5 | 0.5 | 0.5 | 0.5 | 0.5 | 0.5 | 0.5 | 0.5 | 0.5 | 0.5 | 0.5 | 0.5 | 0.5 | 0.5 | 0.5 | 0.5 | 0.5 | 0.5 | 0.5
Southern_PGAE_Li_Battery_4hr_124 | caiso-deliverability | Moss_Landing_Las_Aguillas_SSN | Reliability_Capacity_In_Model_Year | System RA | Southern_PGAE_Li_Battery_4hr_124 | 0.5 | 0.5 | 0.5 | 0.5 | 0.5 | 0.5 | 0.5 | 0.5 | 0.5 | 0.5 | 0.5 | 0.5 | 0.5 | 0.5 | 0.5 | 0.5 | 0.5 | 0.5 | 0.5 | 0.5 | 0.5 | 0.5 | 0.5 | 0.5 | 0.5 | 0.5 | 0.5 | 0.5 | 0.5 | 0.5 | 0.5
Southern_PGAE_Li_Battery_4hr_148 | caiso-deliverability | Moss_Landing_Las_Aguillas_SSN | Reliability_Capacity_In_Model_Year | System RA | Southern_PGAE_Li_Battery_4hr_148 | 0.5 | 0.5 | 0.5 | 0.5 | 0.5 | 0.5 | 0.5 | 0.5 | 0.5 | 0.5 | 0.5 | 0.5 | 0.5 | 0.5 | 0.5 | 0.5 | 0.5 | 0.5 | 0.5 | 0.5 | 0.5 | 0.5 | 0.5 | 0.5 | 0.5 | 0.5 | 0.5 | 0.5 | 0.5 | 0.5 | 0.5
Southern_PGAE_Li_Battery_4hr_164 | caiso-deliverability | Moss_Landing_Las_Aguillas_SSN | Reliability_Capacity_In_Model_Year | System RA | Southern_PGAE_Li_Battery_4hr_164 | 0.5 | 0.5 | 0.5 | 0.5 | 0.5 | 0.5 | 0.5 | 0.5 | 0.5 | 0.5 | 0.5 | 0.5 | 0.5 | 0.5 | 0.5 | 0.5 | 0.5 | 0.5 | 0.5 | 0.5 | 0.5 | 0.5 | 0.5 | 0.5 | 0.5 | 0.5 | 0.5 | 0.5 | 0.5 | 0.5 | 0.5
Southern_PGAE_Li_Battery_4hr_168 | caiso-deliverability | Moss_Landing_Las_Aguillas_SSN | Reliability_Capacity_In_Model_Year | System RA | Southern_PGAE_Li_Battery_4hr_168 | 0.5 | 0.5 | 0.5 | 0.5 | 0.5 | 0.5 | 0.5 | 0.5 | 0.5 | 0.5 | 0.5 | 0.5 | 0.5 | 0.5 | 0.5 | 0.5 | 0.5 | 0.5 | 0.5 | 0.5 | 0.5 | 0.5 | 0.5 | 0.5 | 0.5 | 0.5 | 0.5 | 0.5 | 0.5 | 0.5 | 0.5
Southern_PGAE_Li_Battery_4hr_170 | caiso-deliverability | Moss_Landing_Las_Aguillas_SSN | Reliability_Capacity_In_Model_Year | System RA | Southern_PGAE_Li_Battery_4hr_170 | 0.5 | 0.5 | 0.5 | 0.5 | 0.5 | 0.5 | 0.5 | 0.5 | 0.5 | 0.5 | 0.5 | 0.5 | 0.5 | 0.5 | 0.5 | 0.5 | 0.5 | 0.5 | 0.5 | 0.5 | 0.5 | 0.5 | 0.5 | 0.5 | 0.5 | 0.5 | 0.5 | 0.5 | 0.5 | 0.5 | 0.5
Southern_PGAE_Li_Battery_4hr_174 | caiso-deliverability | Moss_Landing_Las_Aguillas_SSN | Reliability_Capacity_In_Model_Year | System RA | Southern_PGAE_Li_Battery_4hr_174 | 0.5 | 0.5 | 0.5 | 0.5 | 0.5 | 0.5 | 0.5 | 0.5 | 0.5 | 0.5 | 0.5 | 0.5 | 0.5 | 0.5 | 0.5 | 0.5 | 0.5 | 0.5 | 0.5 | 0.5 | 0.5 | 0.5 | 0.5 | 0.5 | 0.5 | 0.5 | 0.5 | 0.5 | 0.5 | 0.5 | 0.5
Southern_PGAE_Li_Battery_4hr_176 | caiso-deliverability | Moss_Landing_Las_Aguillas_SSN | Reliability_Capacity_In_Model_Year | System RA | Southern_PGAE_Li_Battery_4hr_176 | 0.5 | 0.5 | 0.5 | 0.5 | 0.5 | 0.5 | 0.5 | 0.5 | 0.5 | 0.5 | 0.5 | 0.5 | 0.5 | 0.5 | 0.5 | 0.5 | 0.5 | 0.5 | 0.5 | 0.5 | 0.5 | 0.5 | 0.5 | 0.5 | 0.5 | 0.5 | 0.5 | 0.5 | 0.5 | 0.5 | 0.5
Southern_PGAE_Li_Battery_8hr_43 | caiso-deliverability | Moss_Landing_Las_Aguillas_SSN | Reliability_Capacity_In_Model_Year | System RA | Southern_PGAE_Li_Battery_8hr_43 | 0.5 | 0.5 | 0.5 | 0.5 | 0.5 | 0.5 | 0.5 | 0.5 | 0.5 | 0.5 | 0.5 | 0.5 | 0.5 | 0.5 | 0.5 | 0.5 | 0.5 | 0.5 | 0.5 | 0.5 | 0.5 | 0.5 | 0.5 | 0.5 | 0.5 | 0.5 | 0.5 | 0.5 | 0.5 | 0.5 | 0.5
Southern_PGAE_Li_Battery_8hr_49 | caiso-deliverability | Moss_Landing_Las_Aguillas_SSN | Reliability_Capacity_In_Model_Year | System RA | Southern_PGAE_Li_Battery_8hr_49 | 0.5 | 0.5 | 0.5 | 0.5 | 0.5 | 0.5 | 0.5 | 0.5 | 0.5 | 0.5 | 0.5 | 0.5 | 0.5 | 0.5 | 0.5 | 0.5 | 0.5 | 0.5 | 0.5 | 0.5 | 0.5 | 0.5 | 0.5 | 0.5 | 0.5 | 0.5 | 0.5 | 0.5 | 0.5 | 0.5 | 0.5
Southern_PGAE_Li_Battery_8hr_69 | caiso-deliverability | Moss_Landing_Las_Aguillas_SSN | Reliability_Capacity_In_Model_Year | System RA | Southern_PGAE_Li_Battery_8hr_69 | 0.5 | 0.5 | 0.5 | 0.5 | 0.5 | 0.5 | 0.5 | 0.5 | 0.5 | 0.5 | 0.5 | 0.5 | 0.5 | 0.5 | 0.5 | 0.5 | 0.5 | 0.5 | 0.5 | 0.5 | 0.5 | 0.5 | 0.5 | 0.5 | 0.5 | 0.5 | 0.5 | 0.5 | 0.5 | 0.5 | 0.5
Southern_PGAE_Li_Battery_8hr_72 | caiso-deliverability | Moss_Landing_Las_Aguillas_SSN | Reliability_Capacity_In_Model_Year | System RA | Southern_PGAE_Li_Battery_8hr_72 | 0.5 | 0.5 | 0.5 | 0.5 | 0.5 | 0.5 | 0.5 | 0.5 | 0.5 | 0.5 | 0.5 | 0.5 | 0.5 | 0.5 | 0.5 | 0.5 | 0.5 | 0.5 | 0.5 | 0.5 | 0.5 | 0.5 | 0.5 | 0.5 | 0.5 | 0.5 | 0.5 | 0.5 | 0.5 | 0.5 | 0.5
Southern_PGAE_Li_Battery_8hr_93 | caiso-deliverability | Moss_Landing_Las_Aguillas_SSN | Reliability_Capacity_In_Model_Year | System RA | Southern_PGAE_Li_Battery_8hr_93 | 0.5 | 0.5 | 0.5 | 0.5 | 0.5 | 0.5 | 0.5 | 0.5 | 0.5 | 0.5 | 0.5 | 0.5 | 0.5 | 0.5 | 0.5 | 0.5 | 0.5 | 0.5 | 0.5 | 0.5 | 0.5 | 0.5 | 0.5 | 0.5 | 0.5 | 0.5 | 0.5 | 0.5 | 0.5 | 0.5 | 0.5
Southern_PGAE_Li_Battery_8hr_117 | caiso-deliverability | Moss_Landing_Las_Aguillas_SSN | Reliability_Capacity_In_Model_Year | System RA | Southern_PGAE_Li_Battery_8hr_117 | 0.5 | 0.5 | 0.5 | 0.5 | 0.5 | 0.5 | 0.5 | 0.5 | 0.5 | 0.5 | 0.5 | 0.5 | 0.5 | 0.5 | 0.5 | 0.5 | 0.5 | 0.5 | 0.5 | 0.5 | 0.5 | 0.5 | 0.5 | 0.5 | 0.5 | 0.5 | 0.5 | 0.5 | 0.5 | 0.5 | 0.5
Southern_PGAE_Li_Battery_8hr_124 | caiso-deliverability | Moss_Landing_Las_Aguillas_SSN | Reliability_Capacity_In_Model_Year | System RA | Southern_PGAE_Li_Battery_8hr_124 | 0.5 | 0.5 | 0.5 | 0.5 | 0.5 | 0.5 | 0.5 | 0.5 | 0.5 | 0.5 | 0.5 | 0.5 | 0.5 | 0.5 | 0.5 | 0.5 | 0.5 | 0.5 | 0.5 | 0.5 | 0.5 | 0.5 | 0.5 | 0.5 | 0.5 | 0.5 | 0.5 | 0.5 | 0.5 | 0.5 | 0.5
Southern_PGAE_Li_Battery_8hr_148 | caiso-deliverability | Moss_Landing_Las_Aguillas_SSN | Reliability_Capacity_In_Model_Year | System RA | Southern_PGAE_Li_Battery_8hr_148 | 0.5 | 0.5 | 0.5 | 0.5 | 0.5 | 0.5 | 0.5 | 0.5 | 0.5 | 0.5 | 0.5 | 0.5 | 0.5 | 0.5 | 0.5 | 0.5 | 0.5 | 0.5 | 0.5 | 0.5 | 0.5 | 0.5 | 0.5 | 0.5 | 0.5 | 0.5 | 0.5 | 0.5 | 0.5 | 0.5 | 0.5
Southern_PGAE_Li_Battery_8hr_164 | caiso-deliverability | Moss_Landing_Las_Aguillas_SSN | Reliability_Capacity_In_Model_Year | System RA | Southern_PGAE_Li_Battery_8hr_164 | 0.5 | 0.5 | 0.5 | 0.5 | 0.5 | 0.5 | 0.5 | 0.5 | 0.5 | 0.5 | 0.5 | 0.5 | 0.5 | 0.5 | 0.5 | 0.5 | 0.5 | 0.5 | 0.5 | 0.5 | 0.5 | 0.5 | 0.5 | 0.5 | 0.5 | 0.5 | 0.5 | 0.5 | 0.5 | 0.5 | 0.5
Southern_PGAE_Li_Battery_8hr_168 | caiso-deliverability | Moss_Landing_Las_Aguillas_SSN | Reliability_Capacity_In_Model_Year | System RA | Southern_PGAE_Li_Battery_8hr_168 | 0.5 | 0.5 | 0.5 | 0.5 | 0.5 | 0.5 | 0.5 | 0.5 | 0.5 | 0.5 | 0.5 | 0.5 | 0.5 | 0.5 | 0.5 | 0.5 | 0.5 | 0.5 | 0.5 | 0.5 | 0.5 | 0.5 | 0.5 | 0.5 | 0.5 | 0.5 | 0.5 | 0.5 | 0.5 | 0.5 | 0.5
Southern_PGAE_Li_Battery_8hr_170 | caiso-deliverability | Moss_Landing_Las_Aguillas_SSN | Reliability_Capacity_In_Model_Year | System RA | Southern_PGAE_Li_Battery_8hr_170 | 0.5 | 0.5 | 0.5 | 0.5 | 0.5 | 0.5 | 0.5 | 0.5 | 0.5 | 0.5 | 0.5 | 0.5 | 0.5 | 0.5 | 0.5 | 0.5 | 0.5 | 0.5 | 0.5 | 0.5 | 0.5 | 0.5 | 0.5 | 0.5 | 0.5 | 0.5 | 0.5 | 0.5 | 0.5 | 0.5 | 0.5
Southern_PGAE_Li_Battery_8hr_174 | caiso-deliverability | Moss_Landing_Las_Aguillas_SSN | Reliability_Capacity_In_Model_Year | System RA | Southern_PGAE_Li_Battery_8hr_174 | 0.5 | 0.5 | 0.5 | 0.5 | 0.5 | 0.5 | 0.5 | 0.5 | 0.5 | 0.5 | 0.5 | 0.5 | 0.5 | 0.5 | 0.5 | 0.5 | 0.5 | 0.5 | 0.5 | 0.5 | 0.5 | 0.5 | 0.5 | 0.5 | 0.5 | 0.5 | 0.5 | 0.5 | 0.5 | 0.5 | 0.5
Southern_PGAE_Li_Battery_8hr_176 | caiso-deliverability | Moss_Landing_Las_Aguillas_SSN | Reliability_Capacity_In_Model_Year | System RA | Southern_PGAE_Li_Battery_8hr_176 | 0.5 | 0.5 | 0.5 | 0.5 | 0.5 | 0.5 | 0.5 | 0.5 | 0.5 | 0.5 | 0.5 | 0.5 | 0.5 | 0.5 | 0.5 | 0.5 | 0.5 | 0.5 | 0.5 | 0.5 | 0.5 | 0.5 | 0.5 | 0.5 | 0.5 | 0.5 | 0.5 | 0.5 | 0.5 | 0.5 | 0.5
Southern_PGAE_Solar_43 | caiso-deliverability | Moss_Landing_Las_Aguillas_SSN | Reliability_Capacity_In_Model_Year | System RA | Southern_PGAE_Solar_43 | 0.556 | 0.556 | 0.556 | 0.556 | 0.556 | 0.556 | 0.556 | 0.556 | 0.556 | 0.556 | 0.556 | 0.556 | 0.556 | 0.556 | 0.556 | 0.556 | 0.556 | 0.556 | 0.556 | 0.556 | 0.556 | 0.556 | 0.556 | 0.556 | 0.556 | 0.556 | 0.556 | 0.556 | 0.556 | 0.556 | 0.556
Southern_PGAE_Solar_49 | caiso-deliverability | Moss_Landing_Las_Aguillas_SSN | Reliability_Capacity_In_Model_Year | System RA | Southern_PGAE_Solar_49 | 0.556 | 0.556 | 0.556 | 0.556 | 0.556 | 0.556 | 0.556 | 0.556 | 0.556 | 0.556 | 0.556 | 0.556 | 0.556 | 0.556 | 0.556 | 0.556 | 0.556 | 0.556 | 0.556 | 0.556 | 0.556 | 0.556 | 0.556 | 0.556 | 0.556 | 0.556 | 0.556 | 0.556 | 0.556 | 0.556 | 0.556
Southern_PGAE_Solar_69 | caiso-deliverability | Moss_Landing_Las_Aguillas_SSN | Reliability_Capacity_In_Model_Year | System RA | Southern_PGAE_Solar_69 | 0.556 | 0.556 | 0.556 | 0.556 | 0.556 | 0.556 | 0.556 | 0.556 | 0.556 | 0.556 | 0.556 | 0.556 | 0.556 | 0.556 | 0.556 | 0.556 | 0.556 | 0.556 | 0.556 | 0.556 | 0.556 | 0.556 | 0.556 | 0.556 | 0.556 | 0.556 | 0.556 | 0.556 | 0.556 | 0.556 | 0.556
Southern_PGAE_Solar_72 | caiso-deliverability | Moss_Landing_Las_Aguillas_SSN | Reliability_Capacity_In_Model_Year | System RA | Southern_PGAE_Solar_72 | 0.556 | 0.556 | 0.556 | 0.556 | 0.556 | 0.556 | 0.556 | 0.556 | 0.556 | 0.556 | 0.556 | 0.556 | 0.556 | 0.556 | 0.556 | 0.556 | 0.556 | 0.556 | 0.556 | 0.556 | 0.556 | 0.556 | 0.556 | 0.556 | 0.556 | 0.556 | 0.556 | 0.556 | 0.556 | 0.556 | 0.556
Southern_PGAE_Solar_93 | caiso-deliverability | Moss_Landing_Las_Aguillas_SSN | Reliability_Capacity_In_Model_Year | System RA | Southern_PGAE_Solar_93 | 0.556 | 0.556 | 0.556 | 0.556 | 0.556 | 0.556 | 0.556 | 0.556 | 0.556 | 0.556 | 0.556 | 0.556 | 0.556 | 0.556 | 0.556 | 0.556 | 0.556 | 0.556 | 0.556 | 0.556 | 0.556 | 0.556 | 0.556 | 0.556 | 0.556 | 0.556 | 0.556 | 0.556 | 0.556 | 0.556 | 0.556
Southern_PGAE_Solar_117 | caiso-deliverability | Moss_Landing_Las_Aguillas_SSN | Reliability_Capacity_In_Model_Year | System RA | Southern_PGAE_Solar_117 | 0.556 | 0.556 | 0.556 | 0.556 | 0.556 | 0.556 | 0.556 | 0.556 | 0.556 | 0.556 | 0.556 | 0.556 | 0.556 | 0.556 | 0.556 | 0.556 | 0.556 | 0.556 | 0.556 | 0.556 | 0.556 | 0.556 | 0.556 | 0.556 | 0.556 | 0.556 | 0.556 | 0.556 | 0.556 | 0.556 | 0.556
Southern_PGAE_Solar_124 | caiso-deliverability | Moss_Landing_Las_Aguillas_SSN | Reliability_Capacity_In_Model_Year | System RA | Southern_PGAE_Solar_124 | 0.556 | 0.556 | 0.556 | 0.556 | 0.556 | 0.556 | 0.556 | 0.556 | 0.556 | 0.556 | 0.556 | 0.556 | 0.556 | 0.556 | 0.556 | 0.556 | 0.556 | 0.556 | 0.556 | 0.556 | 0.556 | 0.556 | 0.556 | 0.556 | 0.556 | 0.556 | 0.556 | 0.556 | 0.556 | 0.556 | 0.556
Southern_PGAE_Solar_148 | caiso-deliverability | Moss_Landing_Las_Aguillas_SSN | Reliability_Capacity_In_Model_Year | System RA | Southern_PGAE_Solar_148 | 0.556 | 0.556 | 0.556 | 0.556 | 0.556 | 0.556 | 0.556 | 0.556 | 0.556 | 0.556 | 0.556 | 0.556 | 0.556 | 0.556 | 0.556 | 0.556 | 0.556 | 0.556 | 0.556 | 0.556 | 0.556 | 0.556 | 0.556 | 0.556 | 0.556 | 0.556 | 0.556 | 0.556 | 0.556 | 0.556 | 0.556
Southern_PGAE_Solar_164 | caiso-deliverability | Moss_Landing_Las_Aguillas_SSN | Reliability_Capacity_In_Model_Year | System RA | Southern_PGAE_Solar_164 | 0.556 | 0.556 | 0.556 | 0.556 | 0.556 | 0.556 | 0.556 | 0.556 | 0.556 | 0.556 | 0.556 | 0.556 | 0.556 | 0.556 | 0.556 | 0.556 | 0.556 | 0.556 | 0.556 | 0.556 | 0.556 | 0.556 | 0.556 | 0.556 | 0.556 | 0.556 | 0.556 | 0.556 | 0.556 | 0.556 | 0.556
Southern_PGAE_Solar_168 | caiso-deliverability | Moss_Landing_Las_Aguillas_SSN | Reliability_Capacity_In_Model_Year | System RA | Southern_PGAE_Solar_168 | 0.556 | 0.556 | 0.556 | 0.556 | 0.556 | 0.556 | 0.556 | 0.556 | 0.556 | 0.556 | 0.556 | 0.556 | 0.556 | 0.556 | 0.556 | 0.556 | 0.556 | 0.556 | 0.556 | 0.556 | 0.556 | 0.556 | 0.556 | 0.556 | 0.556 | 0.556 | 0.556 | 0.556 | 0.556 | 0.556 | 0.556
Southern_PGAE_Solar_170 | caiso-deliverability | Moss_Landing_Las_Aguillas_SSN | Reliability_Capacity_In_Model_Year | System RA | Southern_PGAE_Solar_170 | 0.556 | 0.556 | 0.556 | 0.556 | 0.556 | 0.556 | 0.556 | 0.556 | 0.556 | 0.556 | 0.556 | 0.556 | 0.556 | 0.556 | 0.556 | 0.556 | 0.556 | 0.556 | 0.556 | 0.556 | 0.556 | 0.556 | 0.556 | 0.556 | 0.556 | 0.556 | 0.556 | 0.556 | 0.556 | 0.556 | 0.556
Southern_PGAE_Solar_174 | caiso-deliverability | Moss_Landing_Las_Aguillas_SSN | Reliability_Capacity_In_Model_Year | System RA | Southern_PGAE_Solar_174 | 0.556 | 0.556 | 0.556 | 0.556 | 0.556 | 0.556 | 0.556 | 0.556 | 0.556 | 0.556 | 0.556 | 0.556 | 0.556 | 0.556 | 0.556 | 0.556 | 0.556 | 0.556 | 0.556 | 0.556 | 0.556 | 0.556 | 0.556 | 0.556 | 0.556 | 0.556 | 0.556 | 0.556 | 0.556 | 0.556 | 0.556
Southern_PGAE_Solar_176 | caiso-deliverability | Moss_Landing_Las_Aguillas_SSN | Reliability_Capacity_In_Model_Year | System RA | Southern_PGAE_Solar_176 | 0.556 | 0.556 | 0.556 | 0.556 | 0.556 | 0.556 | 0.556 | 0.556 | 0.556 | 0.556 | 0.556 | 0.556 | 0.556 | 0.556 | 0.556 | 0.556 | 0.556 | 0.556 | 0.556 | 0.556 | 0.556 | 0.556 | 0.556 | 0.556 | 0.556 | 0.556 | 0.556 | 0.556 | 0.556 | 0.556 | 0.556
Moss_Landing_Las_Aguillas_group | caiso-deliverability | Moss_Landing_Las_Aguillas_SSN | Operational_New_Capacity_MW | Moss_Landing_Las_Aguillas_group |  | 0 | 0 | 0 | 0 | 0 | 0 | 0 | 0 | 0 | 0 | 0 | 0 | 0 | 0 | 0 | 0 | 0 | 0 | 0 | 0 | 0 | 0 | 0 | 0 | 0 | 0 | 0 | 0 | 0 | 0 | 0
Southern_PGAE_Flow_Battery_17 | caiso-deliverability | Mustang_Henrietta_HSN | Reliability_Capacity_In_Model_Year | System RA | Southern_PGAE_Flow_Battery_17 | 1 | 1 | 1 | 1 | 1 | 1 | 1 | 1 | 1 | 1 | 1 | 1 | 1 | 1 | 1 | 1 | 1 | 1 | 1 | 1 | 1 | 1 | 1 | 1 | 1 | 1 | 1 | 1 | 1 | 1 | 1
Southern_PGAE_Flow_Battery_24 | caiso-deliverability | Mustang_Henrietta_HSN | Reliability_Capacity_In_Model_Year | System RA | Southern_PGAE_Flow_Battery_24 | 1 | 1 | 1 | 1 | 1 | 1 | 1 | 1 | 1 | 1 | 1 | 1 | 1 | 1 | 1 | 1 | 1 | 1 | 1 | 1 | 1 | 1 | 1 | 1 | 1 | 1 | 1 | 1 | 1 | 1 | 1
Southern_PGAE_Flow_Battery_27 | caiso-deliverability | Mustang_Henrietta_HSN | Reliability_Capacity_In_Model_Year | System RA | Southern_PGAE_Flow_Battery_27 | 1 | 1 | 1 | 1 | 1 | 1 | 1 | 1 | 1 | 1 | 1 | 1 | 1 | 1 | 1 | 1 | 1 | 1 | 1 | 1 | 1 | 1 | 1 | 1 | 1 | 1 | 1 | 1 | 1 | 1 | 1
Southern_PGAE_Flow_Battery_45 | caiso-deliverability | Mustang_Henrietta_HSN | Reliability_Capacity_In_Model_Year | System RA | Southern_PGAE_Flow_Battery_45 | 1 | 1 | 1 | 1 | 1 | 1 | 1 | 1 | 1 | 1 | 1 | 1 | 1 | 1 | 1 | 1 | 1 | 1 | 1 | 1 | 1 | 1 | 1 | 1 | 1 | 1 | 1 | 1 | 1 | 1 | 1
Southern_PGAE_Flow_Battery_69 | caiso-deliverability | Mustang_Henrietta_HSN | Reliability_Capacity_In_Model_Year | System RA | Southern_PGAE_Flow_Battery_69 | 1 | 1 | 1 | 1 | 1 | 1 | 1 | 1 | 1 | 1 | 1 | 1 | 1 | 1 | 1 | 1 | 1 | 1 | 1 | 1 | 1 | 1 | 1 | 1 | 1 | 1 | 1 | 1 | 1 | 1 | 1
Southern_PGAE_Flow_Battery_93 | caiso-deliverability | Mustang_Henrietta_HSN | Reliability_Capacity_In_Model_Year | System RA | Southern_PGAE_Flow_Battery_93 | 1 | 1 | 1 | 1 | 1 | 1 | 1 | 1 | 1 | 1 | 1 | 1 | 1 | 1 | 1 | 1 | 1 | 1 | 1 | 1 | 1 | 1 | 1 | 1 | 1 | 1 | 1 | 1 | 1 | 1 | 1
Southern_PGAE_Flow_Battery_99 | caiso-deliverability | Mustang_Henrietta_HSN | Reliability_Capacity_In_Model_Year | System RA | Southern_PGAE_Flow_Battery_99 | 1 | 1 | 1 | 1 | 1 | 1 | 1 | 1 | 1 | 1 | 1 | 1 | 1 | 1 | 1 | 1 | 1 | 1 | 1 | 1 | 1 | 1 | 1 | 1 | 1 | 1 | 1 | 1 | 1 | 1 | 1
Northern_California_Flow_Battery_113 | caiso-deliverability | Mustang_Henrietta_HSN | Reliability_Capacity_In_Model_Year | System RA | Northern_California_Flow_Battery_113 | 1 | 1 | 1 | 1 | 1 | 1 | 1 | 1 | 1 | 1 | 1 | 1 | 1 | 1 | 1 | 1 | 1 | 1 | 1 | 1 | 1 | 1 | 1 | 1 | 1 | 1 | 1 | 1 | 1 | 1 | 1
Southern_PGAE_Flow_Battery_124 | caiso-deliverability | Mustang_Henrietta_HSN | Reliability_Capacity_In_Model_Year | System RA | Southern_PGAE_Flow_Battery_124 | 1 | 1 | 1 | 1 | 1 | 1 | 1 | 1 | 1 | 1 | 1 | 1 | 1 | 1 | 1 | 1 | 1 | 1 | 1 | 1 | 1 | 1 | 1 | 1 | 1 | 1 | 1 | 1 | 1 | 1 | 1
Southern_PGAE_Li_Battery_4hr_17 | caiso-deliverability | Mustang_Henrietta_HSN | Reliability_Capacity_In_Model_Year | System RA | Southern_PGAE_Li_Battery_4hr_17 | 1 | 1 | 1 | 1 | 1 | 1 | 1 | 1 | 1 | 1 | 1 | 1 | 1 | 1 | 1 | 1 | 1 | 1 | 1 | 1 | 1 | 1 | 1 | 1 | 1 | 1 | 1 | 1 | 1 | 1 | 1
Southern_PGAE_Li_Battery_4hr_24 | caiso-deliverability | Mustang_Henrietta_HSN | Reliability_Capacity_In_Model_Year | System RA | Southern_PGAE_Li_Battery_4hr_24 | 1 | 1 | 1 | 1 | 1 | 1 | 1 | 1 | 1 | 1 | 1 | 1 | 1 | 1 | 1 | 1 | 1 | 1 | 1 | 1 | 1 | 1 | 1 | 1 | 1 | 1 | 1 | 1 | 1 | 1 | 1
Southern_PGAE_Li_Battery_4hr_27 | caiso-deliverability | Mustang_Henrietta_HSN | Reliability_Capacity_In_Model_Year | System RA | Southern_PGAE_Li_Battery_4hr_27 | 1 | 1 | 1 | 1 | 1 | 1 | 1 | 1 | 1 | 1 | 1 | 1 | 1 | 1 | 1 | 1 | 1 | 1 | 1 | 1 | 1 | 1 | 1 | 1 | 1 | 1 | 1 | 1 | 1 | 1 | 1
Southern_PGAE_Li_Battery_4hr_45 | caiso-deliverability | Mustang_Henrietta_HSN | Reliability_Capacity_In_Model_Year | System RA | Southern_PGAE_Li_Battery_4hr_45 | 1 | 1 | 1 | 1 | 1 | 1 | 1 | 1 | 1 | 1 | 1 | 1 | 1 | 1 | 1 | 1 | 1 | 1 | 1 | 1 | 1 | 1 | 1 | 1 | 1 | 1 | 1 | 1 | 1 | 1 | 1
Southern_PGAE_Li_Battery_4hr_69 | caiso-deliverability | Mustang_Henrietta_HSN | Reliability_Capacity_In_Model_Year | System RA | Southern_PGAE_Li_Battery_4hr_69 | 1 | 1 | 1 | 1 | 1 | 1 | 1 | 1 | 1 | 1 | 1 | 1 | 1 | 1 | 1 | 1 | 1 | 1 | 1 | 1 | 1 | 1 | 1 | 1 | 1 | 1 | 1 | 1 | 1 | 1 | 1
Southern_PGAE_Li_Battery_4hr_93 | caiso-deliverability | Mustang_Henrietta_HSN | Reliability_Capacity_In_Model_Year | System RA | Southern_PGAE_Li_Battery_4hr_93 | 1 | 1 | 1 | 1 | 1 | 1 | 1 | 1 | 1 | 1 | 1 | 1 | 1 | 1 | 1 | 1 | 1 | 1 | 1 | 1 | 1 | 1 | 1 | 1 | 1 | 1 | 1 | 1 | 1 | 1 | 1
Southern_PGAE_Li_Battery_4hr_99 | caiso-deliverability | Mustang_Henrietta_HSN | Reliability_Capacity_In_Model_Year | System RA | Southern_PGAE_Li_Battery_4hr_99 | 1 | 1 | 1 | 1 | 1 | 1 | 1 | 1 | 1 | 1 | 1 | 1 | 1 | 1 | 1 | 1 | 1 | 1 | 1 | 1 | 1 | 1 | 1 | 1 | 1 | 1 | 1 | 1 | 1 | 1 | 1
Northern_California_Li_Battery_4hr_113 | caiso-deliverability | Mustang_Henrietta_HSN | Reliability_Capacity_In_Model_Year | System RA | Northern_California_Li_Battery_4hr_113 | 1 | 1 | 1 | 1 | 1 | 1 | 1 | 1 | 1 | 1 | 1 | 1 | 1 | 1 | 1 | 1 | 1 | 1 | 1 | 1 | 1 | 1 | 1 | 1 | 1 | 1 | 1 | 1 | 1 | 1 | 1
Southern_PGAE_Li_Battery_4hr_124 | caiso-deliverability | Mustang_Henrietta_HSN | Reliability_Capacity_In_Model_Year | System RA | Southern_PGAE_Li_Battery_4hr_124 | 1 | 1 | 1 | 1 | 1 | 1 | 1 | 1 | 1 | 1 | 1 | 1 | 1 | 1 | 1 | 1 | 1 | 1 | 1 | 1 | 1 | 1 | 1 | 1 | 1 | 1 | 1 | 1 | 1 | 1 | 1
Southern_PGAE_Li_Battery_8hr_17 | caiso-deliverability | Mustang_Henrietta_HSN | Reliability_Capacity_In_Model_Year | System RA | Southern_PGAE_Li_Battery_8hr_17 | 1 | 1 | 1 | 1 | 1 | 1 | 1 | 1 | 1 | 1 | 1 | 1 | 1 | 1 | 1 | 1 | 1 | 1 | 1 | 1 | 1 | 1 | 1 | 1 | 1 | 1 | 1 | 1 | 1 | 1 | 1
Southern_PGAE_Li_Battery_8hr_24 | caiso-deliverability | Mustang_Henrietta_HSN | Reliability_Capacity_In_Model_Year | System RA | Southern_PGAE_Li_Battery_8hr_24 | 1 | 1 | 1 | 1 | 1 | 1 | 1 | 1 | 1 | 1 | 1 | 1 | 1 | 1 | 1 | 1 | 1 | 1 | 1 | 1 | 1 | 1 | 1 | 1 | 1 | 1 | 1 | 1 | 1 | 1 | 1
Southern_PGAE_Li_Battery_8hr_27 | caiso-deliverability | Mustang_Henrietta_HSN | Reliability_Capacity_In_Model_Year | System RA | Southern_PGAE_Li_Battery_8hr_27 | 1 | 1 | 1 | 1 | 1 | 1 | 1 | 1 | 1 | 1 | 1 | 1 | 1 | 1 | 1 | 1 | 1 | 1 | 1 | 1 | 1 | 1 | 1 | 1 | 1 | 1 | 1 | 1 | 1 | 1 | 1
Southern_PGAE_Li_Battery_8hr_45 | caiso-deliverability | Mustang_Henrietta_HSN | Reliability_Capacity_In_Model_Year | System RA | Southern_PGAE_Li_Battery_8hr_45 | 1 | 1 | 1 | 1 | 1 | 1 | 1 | 1 | 1 | 1 | 1 | 1 | 1 | 1 | 1 | 1 | 1 | 1 | 1 | 1 | 1 | 1 | 1 | 1 | 1 | 1 | 1 | 1 | 1 | 1 | 1
Southern_PGAE_Li_Battery_8hr_69 | caiso-deliverability | Mustang_Henrietta_HSN | Reliability_Capacity_In_Model_Year | System RA | Southern_PGAE_Li_Battery_8hr_69 | 1 | 1 | 1 | 1 | 1 | 1 | 1 | 1 | 1 | 1 | 1 | 1 | 1 | 1 | 1 | 1 | 1 | 1 | 1 | 1 | 1 | 1 | 1 | 1 | 1 | 1 | 1 | 1 | 1 | 1 | 1
Southern_PGAE_Li_Battery_8hr_93 | caiso-deliverability | Mustang_Henrietta_HSN | Reliability_Capacity_In_Model_Year | System RA | Southern_PGAE_Li_Battery_8hr_93 | 1 | 1 | 1 | 1 | 1 | 1 | 1 | 1 | 1 | 1 | 1 | 1 | 1 | 1 | 1 | 1 | 1 | 1 | 1 | 1 | 1 | 1 | 1 | 1 | 1 | 1 | 1 | 1 | 1 | 1 | 1
Southern_PGAE_Li_Battery_8hr_99 | caiso-deliverability | Mustang_Henrietta_HSN | Reliability_Capacity_In_Model_Year | System RA | Southern_PGAE_Li_Battery_8hr_99 | 1 | 1 | 1 | 1 | 1 | 1 | 1 | 1 | 1 | 1 | 1 | 1 | 1 | 1 | 1 | 1 | 1 | 1 | 1 | 1 | 1 | 1 | 1 | 1 | 1 | 1 | 1 | 1 | 1 | 1 | 1
Northern_California_Li_Battery_8hr_113 | caiso-deliverability | Mustang_Henrietta_HSN | Reliability_Capacity_In_Model_Year | System RA | Northern_California_Li_Battery_8hr_113 | 1 | 1 | 1 | 1 | 1 | 1 | 1 | 1 | 1 | 1 | 1 | 1 | 1 | 1 | 1 | 1 | 1 | 1 | 1 | 1 | 1 | 1 | 1 | 1 | 1 | 1 | 1 | 1 | 1 | 1 | 1
Southern_PGAE_Li_Battery_8hr_124 | caiso-deliverability | Mustang_Henrietta_HSN | Reliability_Capacity_In_Model_Year | System RA | Southern_PGAE_Li_Battery_8hr_124 | 1 | 1 | 1 | 1 | 1 | 1 | 1 | 1 | 1 | 1 | 1 | 1 | 1 | 1 | 1 | 1 | 1 | 1 | 1 | 1 | 1 | 1 | 1 | 1 | 1 | 1 | 1 | 1 | 1 | 1 | 1
Central_Valley_North_Los_Banos_Wind_17 | caiso-deliverability | Mustang_Henrietta_HSN | Reliability_Capacity_In_Model_Year | System RA | Central_Valley_North_Los_Banos_Wind_17 | 0.665 | 0.665 | 0.665 | 0.665 | 0.665 | 0.665 | 0.665 | 0.665 | 0.665 | 0.665 | 0.665 | 0.665 | 0.665 | 0.665 | 0.665 | 0.665 | 0.665 | 0.665 | 0.665 | 0.665 | 0.665 | 0.665 | 0.665 | 0.665 | 0.665 | 0.665 | 0.665 | 0.665 | 0.665 | 0.665 | 0.665
Morro_Bay_Offshore_Wind_Asset | caiso-deliverability | Mustang_Henrietta_HSN | Reliability_Capacity_In_Model_Year | System RA | Morro_Bay_Offshore_Wind_Asset | 1 | 1 | 1 | 1 | 1 | 1 | 1 | 1 | 1 | 1 | 1 | 1 | 1 | 1 | 1 | 1 | 1 | 1 | 1 | 1 | 1 | 1 | 1 | 1 | 1 | 1 | 1 | 1 | 1 | 1 | 1
Northern_California_Solar_113 | caiso-deliverability | Mustang_Henrietta_HSN | Reliability_Capacity_In_Model_Year | System RA | Northern_California_Solar_113 | 0.1 | 0.1 | 0.1 | 0.1 | 0.1 | 0.1 | 0.1 | 0.1 | 0.1 | 0.1 | 0.1 | 0.1 | 0.1 | 0.1 | 0.1 | 0.1 | 0.1 | 0.1 | 0.1 | 0.1 | 0.1 | 0.1 | 0.1 | 0.1 | 0.1 | 0.1 | 0.1 | 0.1 | 0.1 | 0.1 | 0.1
Southern_PGAE_Solar_17 | caiso-deliverability | Mustang_Henrietta_HSN | Reliability_Capacity_In_Model_Year | System RA | Southern_PGAE_Solar_17 | 0.1 | 0.1 | 0.1 | 0.1 | 0.1 | 0.1 | 0.1 | 0.1 | 0.1 | 0.1 | 0.1 | 0.1 | 0.1 | 0.1 | 0.1 | 0.1 | 0.1 | 0.1 | 0.1 | 0.1 | 0.1 | 0.1 | 0.1 | 0.1 | 0.1 | 0.1 | 0.1 | 0.1 | 0.1 | 0.1 | 0.1
Southern_PGAE_Solar_24 | caiso-deliverability | Mustang_Henrietta_HSN | Reliability_Capacity_In_Model_Year | System RA | Southern_PGAE_Solar_24 | 0.1 | 0.1 | 0.1 | 0.1 | 0.1 | 0.1 | 0.1 | 0.1 | 0.1 | 0.1 | 0.1 | 0.1 | 0.1 | 0.1 | 0.1 | 0.1 | 0.1 | 0.1 | 0.1 | 0.1 | 0.1 | 0.1 | 0.1 | 0.1 | 0.1 | 0.1 | 0.1 | 0.1 | 0.1 | 0.1 | 0.1
Southern_PGAE_Solar_27 | caiso-deliverability | Mustang_Henrietta_HSN | Reliability_Capacity_In_Model_Year | System RA | Southern_PGAE_Solar_27 | 0.1 | 0.1 | 0.1 | 0.1 | 0.1 | 0.1 | 0.1 | 0.1 | 0.1 | 0.1 | 0.1 | 0.1 | 0.1 | 0.1 | 0.1 | 0.1 | 0.1 | 0.1 | 0.1 | 0.1 | 0.1 | 0.1 | 0.1 | 0.1 | 0.1 | 0.1 | 0.1 | 0.1 | 0.1 | 0.1 | 0.1
Southern_PGAE_Solar_45 | caiso-deliverability | Mustang_Henrietta_HSN | Reliability_Capacity_In_Model_Year | System RA | Southern_PGAE_Solar_45 | 0.1 | 0.1 | 0.1 | 0.1 | 0.1 | 0.1 | 0.1 | 0.1 | 0.1 | 0.1 | 0.1 | 0.1 | 0.1 | 0.1 | 0.1 | 0.1 | 0.1 | 0.1 | 0.1 | 0.1 | 0.1 | 0.1 | 0.1 | 0.1 | 0.1 | 0.1 | 0.1 | 0.1 | 0.1 | 0.1 | 0.1
Southern_PGAE_Solar_69 | caiso-deliverability | Mustang_Henrietta_HSN | Reliability_Capacity_In_Model_Year | System RA | Southern_PGAE_Solar_69 | 0.1 | 0.1 | 0.1 | 0.1 | 0.1 | 0.1 | 0.1 | 0.1 | 0.1 | 0.1 | 0.1 | 0.1 | 0.1 | 0.1 | 0.1 | 0.1 | 0.1 | 0.1 | 0.1 | 0.1 | 0.1 | 0.1 | 0.1 | 0.1 | 0.1 | 0.1 | 0.1 | 0.1 | 0.1 | 0.1 | 0.1
Southern_PGAE_Solar_93 | caiso-deliverability | Mustang_Henrietta_HSN | Reliability_Capacity_In_Model_Year | System RA | Southern_PGAE_Solar_93 | 0.1 | 0.1 | 0.1 | 0.1 | 0.1 | 0.1 | 0.1 | 0.1 | 0.1 | 0.1 | 0.1 | 0.1 | 0.1 | 0.1 | 0.1 | 0.1 | 0.1 | 0.1 | 0.1 | 0.1 | 0.1 | 0.1 | 0.1 | 0.1 | 0.1 | 0.1 | 0.1 | 0.1 | 0.1 | 0.1 | 0.1
Southern_PGAE_Solar_99 | caiso-deliverability | Mustang_Henrietta_HSN | Reliability_Capacity_In_Model_Year | System RA | Southern_PGAE_Solar_99 | 0.1 | 0.1 | 0.1 | 0.1 | 0.1 | 0.1 | 0.1 | 0.1 | 0.1 | 0.1 | 0.1 | 0.1 | 0.1 | 0.1 | 0.1 | 0.1 | 0.1 | 0.1 | 0.1 | 0.1 | 0.1 | 0.1 | 0.1 | 0.1 | 0.1 | 0.1 | 0.1 | 0.1 | 0.1 | 0.1 | 0.1
Southern_PGAE_Solar_124 | caiso-deliverability | Mustang_Henrietta_HSN | Reliability_Capacity_In_Model_Year | System RA | Southern_PGAE_Solar_124 | 0.1 | 0.1 | 0.1 | 0.1 | 0.1 | 0.1 | 0.1 | 0.1 | 0.1 | 0.1 | 0.1 | 0.1 | 0.1 | 0.1 | 0.1 | 0.1 | 0.1 | 0.1 | 0.1 | 0.1 | 0.1 | 0.1 | 0.1 | 0.1 | 0.1 | 0.1 | 0.1 | 0.1 | 0.1 | 0.1 | 0.1
Diablo_Midway_4_group | caiso-deliverability | Mustang_Henrietta_HSN | Operational_New_Capacity_MW | Diablo_Midway_4_group |  | -0.60097 | -0.60097 | -0.60097 | -0.60097 | -0.60097 | -0.60097 | -0.60097 | -0.60097 | -0.60097 | -0.60097 | -0.60097 | -0.60097 | -0.60097 | -0.60097 | -0.60097 | -0.60097 | -0.60097 | -0.60097 | -0.60097 | -0.60097 | -0.60097 | -0.60097 | -0.60097 | -0.60097 | -0.60097 | -0.60097 | -0.60097 | -0.60097 | -0.60097 | -0.60097 | -0.60097
Southern_PGAE_Flow_Battery_17 | caiso-deliverability | Mustang_Henrietta_offpeak | Operational_New_Capacity_MW | Southern_PGAE_Flow_Battery_17 |  | -1 | -1 | -1 | -1 | -1 | -1 | -1 | -1 | -1 | -1 | -1 | -1 | -1 | -1 | -1 | -1 | -1 | -1 | -1 | -1 | -1 | -1 | -1 | -1 | -1 | -1 | -1 | -1 | -1 | -1 | -1
Southern_PGAE_Flow_Battery_24 | caiso-deliverability | Mustang_Henrietta_offpeak | Operational_New_Capacity_MW | Southern_PGAE_Flow_Battery_24 |  | -1 | -1 | -1 | -1 | -1 | -1 | -1 | -1 | -1 | -1 | -1 | -1 | -1 | -1 | -1 | -1 | -1 | -1 | -1 | -1 | -1 | -1 | -1 | -1 | -1 | -1 | -1 | -1 | -1 | -1 | -1
Southern_PGAE_Flow_Battery_27 | caiso-deliverability | Mustang_Henrietta_offpeak | Operational_New_Capacity_MW | Southern_PGAE_Flow_Battery_27 |  | -1 | -1 | -1 | -1 | -1 | -1 | -1 | -1 | -1 | -1 | -1 | -1 | -1 | -1 | -1 | -1 | -1 | -1 | -1 | -1 | -1 | -1 | -1 | -1 | -1 | -1 | -1 | -1 | -1 | -1 | -1
Southern_PGAE_Flow_Battery_45 | caiso-deliverability | Mustang_Henrietta_offpeak | Operational_New_Capacity_MW | Southern_PGAE_Flow_Battery_45 |  | -1 | -1 | -1 | -1 | -1 | -1 | -1 | -1 | -1 | -1 | -1 | -1 | -1 | -1 | -1 | -1 | -1 | -1 | -1 | -1 | -1 | -1 | -1 | -1 | -1 | -1 | -1 | -1 | -1 | -1 | -1
Southern_PGAE_Flow_Battery_69 | caiso-deliverability | Mustang_Henrietta_offpeak | Operational_New_Capacity_MW | Southern_PGAE_Flow_Battery_69 |  | -1 | -1 | -1 | -1 | -1 | -1 | -1 | -1 | -1 | -1 | -1 | -1 | -1 | -1 | -1 | -1 | -1 | -1 | -1 | -1 | -1 | -1 | -1 | -1 | -1 | -1 | -1 | -1 | -1 | -1 | -1
Southern_PGAE_Flow_Battery_93 | caiso-deliverability | Mustang_Henrietta_offpeak | Operational_New_Capacity_MW | Southern_PGAE_Flow_Battery_93 |  | -1 | -1 | -1 | -1 | -1 | -1 | -1 | -1 | -1 | -1 | -1 | -1 | -1 | -1 | -1 | -1 | -1 | -1 | -1 | -1 | -1 | -1 | -1 | -1 | -1 | -1 | -1 | -1 | -1 | -1 | -1
Southern_PGAE_Flow_Battery_99 | caiso-deliverability | Mustang_Henrietta_offpeak | Operational_New_Capacity_MW | Southern_PGAE_Flow_Battery_99 |  | -1 | -1 | -1 | -1 | -1 | -1 | -1 | -1 | -1 | -1 | -1 | -1 | -1 | -1 | -1 | -1 | -1 | -1 | -1 | -1 | -1 | -1 | -1 | -1 | -1 | -1 | -1 | -1 | -1 | -1 | -1
Northern_California_Flow_Battery_113 | caiso-deliverability | Mustang_Henrietta_offpeak | Operational_New_Capacity_MW | Northern_California_Flow_Battery_113 |  | -1 | -1 | -1 | -1 | -1 | -1 | -1 | -1 | -1 | -1 | -1 | -1 | -1 | -1 | -1 | -1 | -1 | -1 | -1 | -1 | -1 | -1 | -1 | -1 | -1 | -1 | -1 | -1 | -1 | -1 | -1
Southern_PGAE_Flow_Battery_124 | caiso-deliverability | Mustang_Henrietta_offpeak | Operational_New_Capacity_MW | Southern_PGAE_Flow_Battery_124 |  | -1 | -1 | -1 | -1 | -1 | -1 | -1 | -1 | -1 | -1 | -1 | -1 | -1 | -1 | -1 | -1 | -1 | -1 | -1 | -1 | -1 | -1 | -1 | -1 | -1 | -1 | -1 | -1 | -1 | -1 | -1
Southern_PGAE_Li_Battery_4hr_17 | caiso-deliverability | Mustang_Henrietta_offpeak | Operational_New_Capacity_MW | Southern_PGAE_Li_Battery_4hr_17 |  | -1 | -1 | -1 | -1 | -1 | -1 | -1 | -1 | -1 | -1 | -1 | -1 | -1 | -1 | -1 | -1 | -1 | -1 | -1 | -1 | -1 | -1 | -1 | -1 | -1 | -1 | -1 | -1 | -1 | -1 | -1
Southern_PGAE_Li_Battery_4hr_24 | caiso-deliverability | Mustang_Henrietta_offpeak | Operational_New_Capacity_MW | Southern_PGAE_Li_Battery_4hr_24 |  | -1 | -1 | -1 | -1 | -1 | -1 | -1 | -1 | -1 | -1 | -1 | -1 | -1 | -1 | -1 | -1 | -1 | -1 | -1 | -1 | -1 | -1 | -1 | -1 | -1 | -1 | -1 | -1 | -1 | -1 | -1
Southern_PGAE_Li_Battery_4hr_27 | caiso-deliverability | Mustang_Henrietta_offpeak | Operational_New_Capacity_MW | Southern_PGAE_Li_Battery_4hr_27 |  | -1 | -1 | -1 | -1 | -1 | -1 | -1 | -1 | -1 | -1 | -1 | -1 | -1 | -1 | -1 | -1 | -1 | -1 | -1 | -1 | -1 | -1 | -1 | -1 | -1 | -1 | -1 | -1 | -1 | -1 | -1
Southern_PGAE_Li_Battery_4hr_45 | caiso-deliverability | Mustang_Henrietta_offpeak | Operational_New_Capacity_MW | Southern_PGAE_Li_Battery_4hr_45 |  | -1 | -1 | -1 | -1 | -1 | -1 | -1 | -1 | -1 | -1 | -1 | -1 | -1 | -1 | -1 | -1 | -1 | -1 | -1 | -1 | -1 | -1 | -1 | -1 | -1 | -1 | -1 | -1 | -1 | -1 | -1
Southern_PGAE_Li_Battery_4hr_69 | caiso-deliverability | Mustang_Henrietta_offpeak | Operational_New_Capacity_MW | Southern_PGAE_Li_Battery_4hr_69 |  | -1 | -1 | -1 | -1 | -1 | -1 | -1 | -1 | -1 | -1 | -1 | -1 | -1 | -1 | -1 | -1 | -1 | -1 | -1 | -1 | -1 | -1 | -1 | -1 | -1 | -1 | -1 | -1 | -1 | -1 | -1
Southern_PGAE_Li_Battery_4hr_93 | caiso-deliverability | Mustang_Henrietta_offpeak | Operational_New_Capacity_MW | Southern_PGAE_Li_Battery_4hr_93 |  | -1 | -1 | -1 | -1 | -1 | -1 | -1 | -1 | -1 | -1 | -1 | -1 | -1 | -1 | -1 | -1 | -1 | -1 | -1 | -1 | -1 | -1 | -1 | -1 | -1 | -1 | -1 | -1 | -1 | -1 | -1
Southern_PGAE_Li_Battery_4hr_99 | caiso-deliverability | Mustang_Henrietta_offpeak | Operational_New_Capacity_MW | Southern_PGAE_Li_Battery_4hr_99 |  | -1 | -1 | -1 | -1 | -1 | -1 | -1 | -1 | -1 | -1 | -1 | -1 | -1 | -1 | -1 | -1 | -1 | -1 | -1 | -1 | -1 | -1 | -1 | -1 | -1 | -1 | -1 | -1 | -1 | -1 | -1
Northern_California_Li_Battery_4hr_113 | caiso-deliverability | Mustang_Henrietta_offpeak | Operational_New_Capacity_MW | Northern_California_Li_Battery_4hr_113 |  | -1 | -1 | -1 | -1 | -1 | -1 | -1 | -1 | -1 | -1 | -1 | -1 | -1 | -1 | -1 | -1 | -1 | -1 | -1 | -1 | -1 | -1 | -1 | -1 | -1 | -1 | -1 | -1 | -1 | -1 | -1
Southern_PGAE_Li_Battery_4hr_124 | caiso-deliverability | Mustang_Henrietta_offpeak | Operational_New_Capacity_MW | Southern_PGAE_Li_Battery_4hr_124 |  | -1 | -1 | -1 | -1 | -1 | -1 | -1 | -1 | -1 | -1 | -1 | -1 | -1 | -1 | -1 | -1 | -1 | -1 | -1 | -1 | -1 | -1 | -1 | -1 | -1 | -1 | -1 | -1 | -1 | -1 | -1
Southern_PGAE_Li_Battery_8hr_17 | caiso-deliverability | Mustang_Henrietta_offpeak | Operational_New_Capacity_MW | Southern_PGAE_Li_Battery_8hr_17 |  | -1 | -1 | -1 | -1 | -1 | -1 | -1 | -1 | -1 | -1 | -1 | -1 | -1 | -1 | -1 | -1 | -1 | -1 | -1 | -1 | -1 | -1 | -1 | -1 | -1 | -1 | -1 | -1 | -1 | -1 | -1
Southern_PGAE_Li_Battery_8hr_24 | caiso-deliverability | Mustang_Henrietta_offpeak | Operational_New_Capacity_MW | Southern_PGAE_Li_Battery_8hr_24 |  | -1 | -1 | -1 | -1 | -1 | -1 | -1 | -1 | -1 | -1 | -1 | -1 | -1 | -1 | -1 | -1 | -1 | -1 | -1 | -1 | -1 | -1 | -1 | -1 | -1 | -1 | -1 | -1 | -1 | -1 | -1
Southern_PGAE_Li_Battery_8hr_27 | caiso-deliverability | Mustang_Henrietta_offpeak | Operational_New_Capacity_MW | Southern_PGAE_Li_Battery_8hr_27 |  | -1 | -1 | -1 | -1 | -1 | -1 | -1 | -1 | -1 | -1 | -1 | -1 | -1 | -1 | -1 | -1 | -1 | -1 | -1 | -1 | -1 | -1 | -1 | -1 | -1 | -1 | -1 | -1 | -1 | -1 | -1
Southern_PGAE_Li_Battery_8hr_45 | caiso-deliverability | Mustang_Henrietta_offpeak | Operational_New_Capacity_MW | Southern_PGAE_Li_Battery_8hr_45 |  | -1 | -1 | -1 | -1 | -1 | -1 | -1 | -1 | -1 | -1 | -1 | -1 | -1 | -1 | -1 | -1 | -1 | -1 | -1 | -1 | -1 | -1 | -1 | -1 | -1 | -1 | -1 | -1 | -1 | -1 | -1
Southern_PGAE_Li_Battery_8hr_69 | caiso-deliverability | Mustang_Henrietta_offpeak | Operational_New_Capacity_MW | Southern_PGAE_Li_Battery_8hr_69 |  | -1 | -1 | -1 | -1 | -1 | -1 | -1 | -1 | -1 | -1 | -1 | -1 | -1 | -1 | -1 | -1 | -1 | -1 | -1 | -1 | -1 | -1 | -1 | -1 | -1 | -1 | -1 | -1 | -1 | -1 | -1
Southern_PGAE_Li_Battery_8hr_93 | caiso-deliverability | Mustang_Henrietta_offpeak | Operational_New_Capacity_MW | Southern_PGAE_Li_Battery_8hr_93 |  | -1 | -1 | -1 | -1 | -1 | -1 | -1 | -1 | -1 | -1 | -1 | -1 | -1 | -1 | -1 | -1 | -1 | -1 | -1 | -1 | -1 | -1 | -1 | -1 | -1 | -1 | -1 | -1 | -1 | -1 | -1
Southern_PGAE_Li_Battery_8hr_99 | caiso-deliverability | Mustang_Henrietta_offpeak | Operational_New_Capacity_MW | Southern_PGAE_Li_Battery_8hr_99 |  | -1 | -1 | -1 | -1 | -1 | -1 | -1 | -1 | -1 | -1 | -1 | -1 | -1 | -1 | -1 | -1 | -1 | -1 | -1 | -1 | -1 | -1 | -1 | -1 | -1 | -1 | -1 | -1 | -1 | -1 | -1
Northern_California_Li_Battery_8hr_113 | caiso-deliverability | Mustang_Henrietta_offpeak | Operational_New_Capacity_MW | Northern_California_Li_Battery_8hr_113 |  | -1 | -1 | -1 | -1 | -1 | -1 | -1 | -1 | -1 | -1 | -1 | -1 | -1 | -1 | -1 | -1 | -1 | -1 | -1 | -1 | -1 | -1 | -1 | -1 | -1 | -1 | -1 | -1 | -1 | -1 | -1
Southern_PGAE_Li_Battery_8hr_124 | caiso-deliverability | Mustang_Henrietta_offpeak | Operational_New_Capacity_MW | Southern_PGAE_Li_Battery_8hr_124 |  | -1 | -1 | -1 | -1 | -1 | -1 | -1 | -1 | -1 | -1 | -1 | -1 | -1 | -1 | -1 | -1 | -1 | -1 | -1 | -1 | -1 | -1 | -1 | -1 | -1 | -1 | -1 | -1 | -1 | -1 | -1
Central_Valley_North_Los_Banos_Wind_17 | caiso-deliverability | Mustang_Henrietta_offpeak | Operational_New_Capacity_MW | Central_Valley_North_Los_Banos_Wind_17 |  | 0.44 | 0.44 | 0.44 | 0.44 | 0.44 | 0.44 | 0.44 | 0.44 | 0.44 | 0.44 | 0.44 | 0.44 | 0.44 | 0.44 | 0.44 | 0.44 | 0.44 | 0.44 | 0.44 | 0.44 | 0.44 | 0.44 | 0.44 | 0.44 | 0.44 | 0.44 | 0.44 | 0.44 | 0.44 | 0.44 | 0.44
Morro_Bay_Offshore_Wind_Asset | caiso-deliverability | Mustang_Henrietta_offpeak | Operational_New_Capacity_MW | Morro_Bay_Offshore_Wind_Asset |  | 1 | 1 | 1 | 1 | 1 | 1 | 1 | 1 | 1 | 1 | 1 | 1 | 1 | 1 | 1 | 1 | 1 | 1 | 1 | 1 | 1 | 1 | 1 | 1 | 1 | 1 | 1 | 1 | 1 | 1 | 1
Northern_California_Solar_113 | caiso-deliverability | Mustang_Henrietta_offpeak | Operational_New_Capacity_MW | Northern_California_Solar_113 |  | 0.79 | 0.79 | 0.79 | 0.79 | 0.79 | 0.79 | 0.79 | 0.79 | 0.79 | 0.79 | 0.79 | 0.79 | 0.79 | 0.79 | 0.79 | 0.79 | 0.79 | 0.79 | 0.79 | 0.79 | 0.79 | 0.79 | 0.79 | 0.79 | 0.79 | 0.79 | 0.79 | 0.79 | 0.79 | 0.79 | 0.79
Southern_PGAE_Solar_17 | caiso-deliverability | Mustang_Henrietta_offpeak | Operational_New_Capacity_MW | Southern_PGAE_Solar_17 |  | 0.79 | 0.79 | 0.79 | 0.79 | 0.79 | 0.79 | 0.79 | 0.79 | 0.79 | 0.79 | 0.79 | 0.79 | 0.79 | 0.79 | 0.79 | 0.79 | 0.79 | 0.79 | 0.79 | 0.79 | 0.79 | 0.79 | 0.79 | 0.79 | 0.79 | 0.79 | 0.79 | 0.79 | 0.79 | 0.79 | 0.79
Southern_PGAE_Solar_24 | caiso-deliverability | Mustang_Henrietta_offpeak | Operational_New_Capacity_MW | Southern_PGAE_Solar_24 |  | 0.79 | 0.79 | 0.79 | 0.79 | 0.79 | 0.79 | 0.79 | 0.79 | 0.79 | 0.79 | 0.79 | 0.79 | 0.79 | 0.79 | 0.79 | 0.79 | 0.79 | 0.79 | 0.79 | 0.79 | 0.79 | 0.79 | 0.79 | 0.79 | 0.79 | 0.79 | 0.79 | 0.79 | 0.79 | 0.79 | 0.79
Southern_PGAE_Solar_27 | caiso-deliverability | Mustang_Henrietta_offpeak | Operational_New_Capacity_MW | Southern_PGAE_Solar_27 |  | 0.79 | 0.79 | 0.79 | 0.79 | 0.79 | 0.79 | 0.79 | 0.79 | 0.79 | 0.79 | 0.79 | 0.79 | 0.79 | 0.79 | 0.79 | 0.79 | 0.79 | 0.79 | 0.79 | 0.79 | 0.79 | 0.79 | 0.79 | 0.79 | 0.79 | 0.79 | 0.79 | 0.79 | 0.79 | 0.79 | 0.79
Southern_PGAE_Solar_45 | caiso-deliverability | Mustang_Henrietta_offpeak | Operational_New_Capacity_MW | Southern_PGAE_Solar_45 |  | 0.79 | 0.79 | 0.79 | 0.79 | 0.79 | 0.79 | 0.79 | 0.79 | 0.79 | 0.79 | 0.79 | 0.79 | 0.79 | 0.79 | 0.79 | 0.79 | 0.79 | 0.79 | 0.79 | 0.79 | 0.79 | 0.79 | 0.79 | 0.79 | 0.79 | 0.79 | 0.79 | 0.79 | 0.79 | 0.79 | 0.79
Southern_PGAE_Solar_69 | caiso-deliverability | Mustang_Henrietta_offpeak | Operational_New_Capacity_MW | Southern_PGAE_Solar_69 |  | 0.79 | 0.79 | 0.79 | 0.79 | 0.79 | 0.79 | 0.79 | 0.79 | 0.79 | 0.79 | 0.79 | 0.79 | 0.79 | 0.79 | 0.79 | 0.79 | 0.79 | 0.79 | 0.79 | 0.79 | 0.79 | 0.79 | 0.79 | 0.79 | 0.79 | 0.79 | 0.79 | 0.79 | 0.79 | 0.79 | 0.79
Southern_PGAE_Solar_93 | caiso-deliverability | Mustang_Henrietta_offpeak | Operational_New_Capacity_MW | Southern_PGAE_Solar_93 |  | 0.79 | 0.79 | 0.79 | 0.79 | 0.79 | 0.79 | 0.79 | 0.79 | 0.79 | 0.79 | 0.79 | 0.79 | 0.79 | 0.79 | 0.79 | 0.79 | 0.79 | 0.79 | 0.79 | 0.79 | 0.79 | 0.79 | 0.79 | 0.79 | 0.79 | 0.79 | 0.79 | 0.79 | 0.79 | 0.79 | 0.79
Southern_PGAE_Solar_99 | caiso-deliverability | Mustang_Henrietta_offpeak | Operational_New_Capacity_MW | Southern_PGAE_Solar_99 |  | 0.79 | 0.79 | 0.79 | 0.79 | 0.79 | 0.79 | 0.79 | 0.79 | 0.79 | 0.79 | 0.79 | 0.79 | 0.79 | 0.79 | 0.79 | 0.79 | 0.79 | 0.79 | 0.79 | 0.79 | 0.79 | 0.79 | 0.79 | 0.79 | 0.79 | 0.79 | 0.79 | 0.79 | 0.79 | 0.79 | 0.79
Southern_PGAE_Solar_124 | caiso-deliverability | Mustang_Henrietta_offpeak | Operational_New_Capacity_MW | Southern_PGAE_Solar_124 |  | 0.79 | 0.79 | 0.79 | 0.79 | 0.79 | 0.79 | 0.79 | 0.79 | 0.79 | 0.79 | 0.79 | 0.79 | 0.79 | 0.79 | 0.79 | 0.79 | 0.79 | 0.79 | 0.79 | 0.79 | 0.79 | 0.79 | 0.79 | 0.79 | 0.79 | 0.79 | 0.79 | 0.79 | 0.79 | 0.79 | 0.79
Diablo_Midway_4_group | caiso-deliverability | Mustang_Henrietta_offpeak | Operational_New_Capacity_MW | Diablo_Midway_4_group |  | -0.60097 | -0.60097 | -0.60097 | -0.60097 | -0.60097 | -0.60097 | -0.60097 | -0.60097 | -0.60097 | -0.60097 | -0.60097 | -0.60097 | -0.60097 | -0.60097 | -0.60097 | -0.60097 | -0.60097 | -0.60097 | -0.60097 | -0.60097 | -0.60097 | -0.60097 | -0.60097 | -0.60097 | -0.60097 | -0.60097 | -0.60097 | -0.60097 | -0.60097 | -0.60097 | -0.60097
Southern_PGAE_Flow_Battery_17 | caiso-deliverability | Mustang_Henrietta_SSN | Reliability_Capacity_In_Model_Year | System RA | Southern_PGAE_Flow_Battery_17 | 0.5 | 0.5 | 0.5 | 0.5 | 0.5 | 0.5 | 0.5 | 0.5 | 0.5 | 0.5 | 0.5 | 0.5 | 0.5 | 0.5 | 0.5 | 0.5 | 0.5 | 0.5 | 0.5 | 0.5 | 0.5 | 0.5 | 0.5 | 0.5 | 0.5 | 0.5 | 0.5 | 0.5 | 0.5 | 0.5 | 0.5
Southern_PGAE_Flow_Battery_24 | caiso-deliverability | Mustang_Henrietta_SSN | Reliability_Capacity_In_Model_Year | System RA | Southern_PGAE_Flow_Battery_24 | 0.5 | 0.5 | 0.5 | 0.5 | 0.5 | 0.5 | 0.5 | 0.5 | 0.5 | 0.5 | 0.5 | 0.5 | 0.5 | 0.5 | 0.5 | 0.5 | 0.5 | 0.5 | 0.5 | 0.5 | 0.5 | 0.5 | 0.5 | 0.5 | 0.5 | 0.5 | 0.5 | 0.5 | 0.5 | 0.5 | 0.5
Southern_PGAE_Flow_Battery_27 | caiso-deliverability | Mustang_Henrietta_SSN | Reliability_Capacity_In_Model_Year | System RA | Southern_PGAE_Flow_Battery_27 | 0.5 | 0.5 | 0.5 | 0.5 | 0.5 | 0.5 | 0.5 | 0.5 | 0.5 | 0.5 | 0.5 | 0.5 | 0.5 | 0.5 | 0.5 | 0.5 | 0.5 | 0.5 | 0.5 | 0.5 | 0.5 | 0.5 | 0.5 | 0.5 | 0.5 | 0.5 | 0.5 | 0.5 | 0.5 | 0.5 | 0.5
Southern_PGAE_Flow_Battery_45 | caiso-deliverability | Mustang_Henrietta_SSN | Reliability_Capacity_In_Model_Year | System RA | Southern_PGAE_Flow_Battery_45 | 0.5 | 0.5 | 0.5 | 0.5 | 0.5 | 0.5 | 0.5 | 0.5 | 0.5 | 0.5 | 0.5 | 0.5 | 0.5 | 0.5 | 0.5 | 0.5 | 0.5 | 0.5 | 0.5 | 0.5 | 0.5 | 0.5 | 0.5 | 0.5 | 0.5 | 0.5 | 0.5 | 0.5 | 0.5 | 0.5 | 0.5
Southern_PGAE_Flow_Battery_69 | caiso-deliverability | Mustang_Henrietta_SSN | Reliability_Capacity_In_Model_Year | System RA | Southern_PGAE_Flow_Battery_69 | 0.5 | 0.5 | 0.5 | 0.5 | 0.5 | 0.5 | 0.5 | 0.5 | 0.5 | 0.5 | 0.5 | 0.5 | 0.5 | 0.5 | 0.5 | 0.5 | 0.5 | 0.5 | 0.5 | 0.5 | 0.5 | 0.5 | 0.5 | 0.5 | 0.5 | 0.5 | 0.5 | 0.5 | 0.5 | 0.5 | 0.5
Southern_PGAE_Flow_Battery_93 | caiso-deliverability | Mustang_Henrietta_SSN | Reliability_Capacity_In_Model_Year | System RA | Southern_PGAE_Flow_Battery_93 | 0.5 | 0.5 | 0.5 | 0.5 | 0.5 | 0.5 | 0.5 | 0.5 | 0.5 | 0.5 | 0.5 | 0.5 | 0.5 | 0.5 | 0.5 | 0.5 | 0.5 | 0.5 | 0.5 | 0.5 | 0.5 | 0.5 | 0.5 | 0.5 | 0.5 | 0.5 | 0.5 | 0.5 | 0.5 | 0.5 | 0.5
Southern_PGAE_Flow_Battery_99 | caiso-deliverability | Mustang_Henrietta_SSN | Reliability_Capacity_In_Model_Year | System RA | Southern_PGAE_Flow_Battery_99 | 0.5 | 0.5 | 0.5 | 0.5 | 0.5 | 0.5 | 0.5 | 0.5 | 0.5 | 0.5 | 0.5 | 0.5 | 0.5 | 0.5 | 0.5 | 0.5 | 0.5 | 0.5 | 0.5 | 0.5 | 0.5 | 0.5 | 0.5 | 0.5 | 0.5 | 0.5 | 0.5 | 0.5 | 0.5 | 0.5 | 0.5
Northern_California_Flow_Battery_113 | caiso-deliverability | Mustang_Henrietta_SSN | Reliability_Capacity_In_Model_Year | System RA | Northern_California_Flow_Battery_113 | 0.5 | 0.5 | 0.5 | 0.5 | 0.5 | 0.5 | 0.5 | 0.5 | 0.5 | 0.5 | 0.5 | 0.5 | 0.5 | 0.5 | 0.5 | 0.5 | 0.5 | 0.5 | 0.5 | 0.5 | 0.5 | 0.5 | 0.5 | 0.5 | 0.5 | 0.5 | 0.5 | 0.5 | 0.5 | 0.5 | 0.5
Southern_PGAE_Flow_Battery_124 | caiso-deliverability | Mustang_Henrietta_SSN | Reliability_Capacity_In_Model_Year | System RA | Southern_PGAE_Flow_Battery_124 | 0.5 | 0.5 | 0.5 | 0.5 | 0.5 | 0.5 | 0.5 | 0.5 | 0.5 | 0.5 | 0.5 | 0.5 | 0.5 | 0.5 | 0.5 | 0.5 | 0.5 | 0.5 | 0.5 | 0.5 | 0.5 | 0.5 | 0.5 | 0.5 | 0.5 | 0.5 | 0.5 | 0.5 | 0.5 | 0.5 | 0.5
Southern_PGAE_Li_Battery_4hr_17 | caiso-deliverability | Mustang_Henrietta_SSN | Reliability_Capacity_In_Model_Year | System RA | Southern_PGAE_Li_Battery_4hr_17 | 0.5 | 0.5 | 0.5 | 0.5 | 0.5 | 0.5 | 0.5 | 0.5 | 0.5 | 0.5 | 0.5 | 0.5 | 0.5 | 0.5 | 0.5 | 0.5 | 0.5 | 0.5 | 0.5 | 0.5 | 0.5 | 0.5 | 0.5 | 0.5 | 0.5 | 0.5 | 0.5 | 0.5 | 0.5 | 0.5 | 0.5
Southern_PGAE_Li_Battery_4hr_24 | caiso-deliverability | Mustang_Henrietta_SSN | Reliability_Capacity_In_Model_Year | System RA | Southern_PGAE_Li_Battery_4hr_24 | 0.5 | 0.5 | 0.5 | 0.5 | 0.5 | 0.5 | 0.5 | 0.5 | 0.5 | 0.5 | 0.5 | 0.5 | 0.5 | 0.5 | 0.5 | 0.5 | 0.5 | 0.5 | 0.5 | 0.5 | 0.5 | 0.5 | 0.5 | 0.5 | 0.5 | 0.5 | 0.5 | 0.5 | 0.5 | 0.5 | 0.5
Southern_PGAE_Li_Battery_4hr_27 | caiso-deliverability | Mustang_Henrietta_SSN | Reliability_Capacity_In_Model_Year | System RA | Southern_PGAE_Li_Battery_4hr_27 | 0.5 | 0.5 | 0.5 | 0.5 | 0.5 | 0.5 | 0.5 | 0.5 | 0.5 | 0.5 | 0.5 | 0.5 | 0.5 | 0.5 | 0.5 | 0.5 | 0.5 | 0.5 | 0.5 | 0.5 | 0.5 | 0.5 | 0.5 | 0.5 | 0.5 | 0.5 | 0.5 | 0.5 | 0.5 | 0.5 | 0.5
Southern_PGAE_Li_Battery_4hr_45 | caiso-deliverability | Mustang_Henrietta_SSN | Reliability_Capacity_In_Model_Year | System RA | Southern_PGAE_Li_Battery_4hr_45 | 0.5 | 0.5 | 0.5 | 0.5 | 0.5 | 0.5 | 0.5 | 0.5 | 0.5 | 0.5 | 0.5 | 0.5 | 0.5 | 0.5 | 0.5 | 0.5 | 0.5 | 0.5 | 0.5 | 0.5 | 0.5 | 0.5 | 0.5 | 0.5 | 0.5 | 0.5 | 0.5 | 0.5 | 0.5 | 0.5 | 0.5
Southern_PGAE_Li_Battery_4hr_69 | caiso-deliverability | Mustang_Henrietta_SSN | Reliability_Capacity_In_Model_Year | System RA | Southern_PGAE_Li_Battery_4hr_69 | 0.5 | 0.5 | 0.5 | 0.5 | 0.5 | 0.5 | 0.5 | 0.5 | 0.5 | 0.5 | 0.5 | 0.5 | 0.5 | 0.5 | 0.5 | 0.5 | 0.5 | 0.5 | 0.5 | 0.5 | 0.5 | 0.5 | 0.5 | 0.5 | 0.5 | 0.5 | 0.5 | 0.5 | 0.5 | 0.5 | 0.5
Southern_PGAE_Li_Battery_4hr_93 | caiso-deliverability | Mustang_Henrietta_SSN | Reliability_Capacity_In_Model_Year | System RA | Southern_PGAE_Li_Battery_4hr_93 | 0.5 | 0.5 | 0.5 | 0.5 | 0.5 | 0.5 | 0.5 | 0.5 | 0.5 | 0.5 | 0.5 | 0.5 | 0.5 | 0.5 | 0.5 | 0.5 | 0.5 | 0.5 | 0.5 | 0.5 | 0.5 | 0.5 | 0.5 | 0.5 | 0.5 | 0.5 | 0.5 | 0.5 | 0.5 | 0.5 | 0.5
Southern_PGAE_Li_Battery_4hr_99 | caiso-deliverability | Mustang_Henrietta_SSN | Reliability_Capacity_In_Model_Year | System RA | Southern_PGAE_Li_Battery_4hr_99 | 0.5 | 0.5 | 0.5 | 0.5 | 0.5 | 0.5 | 0.5 | 0.5 | 0.5 | 0.5 | 0.5 | 0.5 | 0.5 | 0.5 | 0.5 | 0.5 | 0.5 | 0.5 | 0.5 | 0.5 | 0.5 | 0.5 | 0.5 | 0.5 | 0.5 | 0.5 | 0.5 | 0.5 | 0.5 | 0.5 | 0.5
Northern_California_Li_Battery_4hr_113 | caiso-deliverability | Mustang_Henrietta_SSN | Reliability_Capacity_In_Model_Year | System RA | Northern_California_Li_Battery_4hr_113 | 0.5 | 0.5 | 0.5 | 0.5 | 0.5 | 0.5 | 0.5 | 0.5 | 0.5 | 0.5 | 0.5 | 0.5 | 0.5 | 0.5 | 0.5 | 0.5 | 0.5 | 0.5 | 0.5 | 0.5 | 0.5 | 0.5 | 0.5 | 0.5 | 0.5 | 0.5 | 0.5 | 0.5 | 0.5 | 0.5 | 0.5
Southern_PGAE_Li_Battery_4hr_124 | caiso-deliverability | Mustang_Henrietta_SSN | Reliability_Capacity_In_Model_Year | System RA | Southern_PGAE_Li_Battery_4hr_124 | 0.5 | 0.5 | 0.5 | 0.5 | 0.5 | 0.5 | 0.5 | 0.5 | 0.5 | 0.5 | 0.5 | 0.5 | 0.5 | 0.5 | 0.5 | 0.5 | 0.5 | 0.5 | 0.5 | 0.5 | 0.5 | 0.5 | 0.5 | 0.5 | 0.5 | 0.5 | 0.5 | 0.5 | 0.5 | 0.5 | 0.5
Southern_PGAE_Li_Battery_8hr_17 | caiso-deliverability | Mustang_Henrietta_SSN | Reliability_Capacity_In_Model_Year | System RA | Southern_PGAE_Li_Battery_8hr_17 | 0.5 | 0.5 | 0.5 | 0.5 | 0.5 | 0.5 | 0.5 | 0.5 | 0.5 | 0.5 | 0.5 | 0.5 | 0.5 | 0.5 | 0.5 | 0.5 | 0.5 | 0.5 | 0.5 | 0.5 | 0.5 | 0.5 | 0.5 | 0.5 | 0.5 | 0.5 | 0.5 | 0.5 | 0.5 | 0.5 | 0.5
Southern_PGAE_Li_Battery_8hr_24 | caiso-deliverability | Mustang_Henrietta_SSN | Reliability_Capacity_In_Model_Year | System RA | Southern_PGAE_Li_Battery_8hr_24 | 0.5 | 0.5 | 0.5 | 0.5 | 0.5 | 0.5 | 0.5 | 0.5 | 0.5 | 0.5 | 0.5 | 0.5 | 0.5 | 0.5 | 0.5 | 0.5 | 0.5 | 0.5 | 0.5 | 0.5 | 0.5 | 0.5 | 0.5 | 0.5 | 0.5 | 0.5 | 0.5 | 0.5 | 0.5 | 0.5 | 0.5
Southern_PGAE_Li_Battery_8hr_27 | caiso-deliverability | Mustang_Henrietta_SSN | Reliability_Capacity_In_Model_Year | System RA | Southern_PGAE_Li_Battery_8hr_27 | 0.5 | 0.5 | 0.5 | 0.5 | 0.5 | 0.5 | 0.5 | 0.5 | 0.5 | 0.5 | 0.5 | 0.5 | 0.5 | 0.5 | 0.5 | 0.5 | 0.5 | 0.5 | 0.5 | 0.5 | 0.5 | 0.5 | 0.5 | 0.5 | 0.5 | 0.5 | 0.5 | 0.5 | 0.5 | 0.5 | 0.5
Southern_PGAE_Li_Battery_8hr_45 | caiso-deliverability | Mustang_Henrietta_SSN | Reliability_Capacity_In_Model_Year | System RA | Southern_PGAE_Li_Battery_8hr_45 | 0.5 | 0.5 | 0.5 | 0.5 | 0.5 | 0.5 | 0.5 | 0.5 | 0.5 | 0.5 | 0.5 | 0.5 | 0.5 | 0.5 | 0.5 | 0.5 | 0.5 | 0.5 | 0.5 | 0.5 | 0.5 | 0.5 | 0.5 | 0.5 | 0.5 | 0.5 | 0.5 | 0.5 | 0.5 | 0.5 | 0.5
Southern_PGAE_Li_Battery_8hr_69 | caiso-deliverability | Mustang_Henrietta_SSN | Reliability_Capacity_In_Model_Year | System RA | Southern_PGAE_Li_Battery_8hr_69 | 0.5 | 0.5 | 0.5 | 0.5 | 0.5 | 0.5 | 0.5 | 0.5 | 0.5 | 0.5 | 0.5 | 0.5 | 0.5 | 0.5 | 0.5 | 0.5 | 0.5 | 0.5 | 0.5 | 0.5 | 0.5 | 0.5 | 0.5 | 0.5 | 0.5 | 0.5 | 0.5 | 0.5 | 0.5 | 0.5 | 0.5
Southern_PGAE_Li_Battery_8hr_93 | caiso-deliverability | Mustang_Henrietta_SSN | Reliability_Capacity_In_Model_Year | System RA | Southern_PGAE_Li_Battery_8hr_93 | 0.5 | 0.5 | 0.5 | 0.5 | 0.5 | 0.5 | 0.5 | 0.5 | 0.5 | 0.5 | 0.5 | 0.5 | 0.5 | 0.5 | 0.5 | 0.5 | 0.5 | 0.5 | 0.5 | 0.5 | 0.5 | 0.5 | 0.5 | 0.5 | 0.5 | 0.5 | 0.5 | 0.5 | 0.5 | 0.5 | 0.5
Southern_PGAE_Li_Battery_8hr_99 | caiso-deliverability | Mustang_Henrietta_SSN | Reliability_Capacity_In_Model_Year | System RA | Southern_PGAE_Li_Battery_8hr_99 | 0.5 | 0.5 | 0.5 | 0.5 | 0.5 | 0.5 | 0.5 | 0.5 | 0.5 | 0.5 | 0.5 | 0.5 | 0.5 | 0.5 | 0.5 | 0.5 | 0.5 | 0.5 | 0.5 | 0.5 | 0.5 | 0.5 | 0.5 | 0.5 | 0.5 | 0.5 | 0.5 | 0.5 | 0.5 | 0.5 | 0.5
Northern_California_Li_Battery_8hr_113 | caiso-deliverability | Mustang_Henrietta_SSN | Reliability_Capacity_In_Model_Year | System RA | Northern_California_Li_Battery_8hr_113 | 0.5 | 0.5 | 0.5 | 0.5 | 0.5 | 0.5 | 0.5 | 0.5 | 0.5 | 0.5 | 0.5 | 0.5 | 0.5 | 0.5 | 0.5 | 0.5 | 0.5 | 0.5 | 0.5 | 0.5 | 0.5 | 0.5 | 0.5 | 0.5 | 0.5 | 0.5 | 0.5 | 0.5 | 0.5 | 0.5 | 0.5
Southern_PGAE_Li_Battery_8hr_124 | caiso-deliverability | Mustang_Henrietta_SSN | Reliability_Capacity_In_Model_Year | System RA | Southern_PGAE_Li_Battery_8hr_124 | 0.5 | 0.5 | 0.5 | 0.5 | 0.5 | 0.5 | 0.5 | 0.5 | 0.5 | 0.5 | 0.5 | 0.5 | 0.5 | 0.5 | 0.5 | 0.5 | 0.5 | 0.5 | 0.5 | 0.5 | 0.5 | 0.5 | 0.5 | 0.5 | 0.5 | 0.5 | 0.5 | 0.5 | 0.5 | 0.5 | 0.5
Central_Valley_North_Los_Banos_Wind_17 | caiso-deliverability | Mustang_Henrietta_SSN | Reliability_Capacity_In_Model_Year | System RA | Central_Valley_North_Los_Banos_Wind_17 | 0.163 | 0.163 | 0.163 | 0.163 | 0.163 | 0.163 | 0.163 | 0.163 | 0.163 | 0.163 | 0.163 | 0.163 | 0.163 | 0.163 | 0.163 | 0.163 | 0.163 | 0.163 | 0.163 | 0.163 | 0.163 | 0.163 | 0.163 | 0.163 | 0.163 | 0.163 | 0.163 | 0.163 | 0.163 | 0.163 | 0.163
Morro_Bay_Offshore_Wind_Asset | caiso-deliverability | Mustang_Henrietta_SSN | Reliability_Capacity_In_Model_Year | System RA | Morro_Bay_Offshore_Wind_Asset | 0.49 | 0.49 | 0.49 | 0.49 | 0.49 | 0.49 | 0.49 | 0.49 | 0.49 | 0.49 | 0.49 | 0.49 | 0.49 | 0.49 | 0.49 | 0.49 | 0.49 | 0.49 | 0.49 | 0.49 | 0.49 | 0.49 | 0.49 | 0.49 | 0.49 | 0.49 | 0.49 | 0.49 | 0.49 | 0.49 | 0.49
Northern_California_Solar_113 | caiso-deliverability | Mustang_Henrietta_SSN | Reliability_Capacity_In_Model_Year | System RA | Northern_California_Solar_113 | 0.556 | 0.556 | 0.556 | 0.556 | 0.556 | 0.556 | 0.556 | 0.556 | 0.556 | 0.556 | 0.556 | 0.556 | 0.556 | 0.556 | 0.556 | 0.556 | 0.556 | 0.556 | 0.556 | 0.556 | 0.556 | 0.556 | 0.556 | 0.556 | 0.556 | 0.556 | 0.556 | 0.556 | 0.556 | 0.556 | 0.556
Southern_PGAE_Solar_17 | caiso-deliverability | Mustang_Henrietta_SSN | Reliability_Capacity_In_Model_Year | System RA | Southern_PGAE_Solar_17 | 0.556 | 0.556 | 0.556 | 0.556 | 0.556 | 0.556 | 0.556 | 0.556 | 0.556 | 0.556 | 0.556 | 0.556 | 0.556 | 0.556 | 0.556 | 0.556 | 0.556 | 0.556 | 0.556 | 0.556 | 0.556 | 0.556 | 0.556 | 0.556 | 0.556 | 0.556 | 0.556 | 0.556 | 0.556 | 0.556 | 0.556
Southern_PGAE_Solar_24 | caiso-deliverability | Mustang_Henrietta_SSN | Reliability_Capacity_In_Model_Year | System RA | Southern_PGAE_Solar_24 | 0.556 | 0.556 | 0.556 | 0.556 | 0.556 | 0.556 | 0.556 | 0.556 | 0.556 | 0.556 | 0.556 | 0.556 | 0.556 | 0.556 | 0.556 | 0.556 | 0.556 | 0.556 | 0.556 | 0.556 | 0.556 | 0.556 | 0.556 | 0.556 | 0.556 | 0.556 | 0.556 | 0.556 | 0.556 | 0.556 | 0.556
Southern_PGAE_Solar_27 | caiso-deliverability | Mustang_Henrietta_SSN | Reliability_Capacity_In_Model_Year | System RA | Southern_PGAE_Solar_27 | 0.556 | 0.556 | 0.556 | 0.556 | 0.556 | 0.556 | 0.556 | 0.556 | 0.556 | 0.556 | 0.556 | 0.556 | 0.556 | 0.556 | 0.556 | 0.556 | 0.556 | 0.556 | 0.556 | 0.556 | 0.556 | 0.556 | 0.556 | 0.556 | 0.556 | 0.556 | 0.556 | 0.556 | 0.556 | 0.556 | 0.556
Southern_PGAE_Solar_45 | caiso-deliverability | Mustang_Henrietta_SSN | Reliability_Capacity_In_Model_Year | System RA | Southern_PGAE_Solar_45 | 0.556 | 0.556 | 0.556 | 0.556 | 0.556 | 0.556 | 0.556 | 0.556 | 0.556 | 0.556 | 0.556 | 0.556 | 0.556 | 0.556 | 0.556 | 0.556 | 0.556 | 0.556 | 0.556 | 0.556 | 0.556 | 0.556 | 0.556 | 0.556 | 0.556 | 0.556 | 0.556 | 0.556 | 0.556 | 0.556 | 0.556
Southern_PGAE_Solar_69 | caiso-deliverability | Mustang_Henrietta_SSN | Reliability_Capacity_In_Model_Year | System RA | Southern_PGAE_Solar_69 | 0.556 | 0.556 | 0.556 | 0.556 | 0.556 | 0.556 | 0.556 | 0.556 | 0.556 | 0.556 | 0.556 | 0.556 | 0.556 | 0.556 | 0.556 | 0.556 | 0.556 | 0.556 | 0.556 | 0.556 | 0.556 | 0.556 | 0.556 | 0.556 | 0.556 | 0.556 | 0.556 | 0.556 | 0.556 | 0.556 | 0.556
Southern_PGAE_Solar_93 | caiso-deliverability | Mustang_Henrietta_SSN | Reliability_Capacity_In_Model_Year | System RA | Southern_PGAE_Solar_93 | 0.556 | 0.556 | 0.556 | 0.556 | 0.556 | 0.556 | 0.556 | 0.556 | 0.556 | 0.556 | 0.556 | 0.556 | 0.556 | 0.556 | 0.556 | 0.556 | 0.556 | 0.556 | 0.556 | 0.556 | 0.556 | 0.556 | 0.556 | 0.556 | 0.556 | 0.556 | 0.556 | 0.556 | 0.556 | 0.556 | 0.556
Southern_PGAE_Solar_99 | caiso-deliverability | Mustang_Henrietta_SSN | Reliability_Capacity_In_Model_Year | System RA | Southern_PGAE_Solar_99 | 0.556 | 0.556 | 0.556 | 0.556 | 0.556 | 0.556 | 0.556 | 0.556 | 0.556 | 0.556 | 0.556 | 0.556 | 0.556 | 0.556 | 0.556 | 0.556 | 0.556 | 0.556 | 0.556 | 0.556 | 0.556 | 0.556 | 0.556 | 0.556 | 0.556 | 0.556 | 0.556 | 0.556 | 0.556 | 0.556 | 0.556
Southern_PGAE_Solar_124 | caiso-deliverability | Mustang_Henrietta_SSN | Reliability_Capacity_In_Model_Year | System RA | Southern_PGAE_Solar_124 | 0.556 | 0.556 | 0.556 | 0.556 | 0.556 | 0.556 | 0.556 | 0.556 | 0.556 | 0.556 | 0.556 | 0.556 | 0.556 | 0.556 | 0.556 | 0.556 | 0.556 | 0.556 | 0.556 | 0.556 | 0.556 | 0.556 | 0.556 | 0.556 | 0.556 | 0.556 | 0.556 | 0.556 | 0.556 | 0.556 | 0.556
Diablo_Midway_4_group | caiso-deliverability | Mustang_Henrietta_SSN | Operational_New_Capacity_MW | Diablo_Midway_4_group |  | -0.60097 | -0.60097 | -0.60097 | -0.60097 | -0.60097 | -0.60097 | -0.60097 | -0.60097 | -0.60097 | -0.60097 | -0.60097 | -0.60097 | -0.60097 | -0.60097 | -0.60097 | -0.60097 | -0.60097 | -0.60097 | -0.60097 | -0.60097 | -0.60097 | -0.60097 | -0.60097 | -0.60097 | -0.60097 | -0.60097 | -0.60097 | -0.60097 | -0.60097 | -0.60097 | -0.60097
Northern_California_Flow_Battery_41 | caiso-deliverability | Newark_Los_Esteros_HSN | Reliability_Capacity_In_Model_Year | System RA | Northern_California_Flow_Battery_41 | 1 | 1 | 1 | 1 | 1 | 1 | 1 | 1 | 1 | 1 | 1 | 1 | 1 | 1 | 1 | 1 | 1 | 1 | 1 | 1 | 1 | 1 | 1 | 1 | 1 | 1 | 1 | 1 | 1 | 1 | 1
Northern_California_Flow_Battery_57 | caiso-deliverability | Newark_Los_Esteros_HSN | Reliability_Capacity_In_Model_Year | System RA | Northern_California_Flow_Battery_57 | 1 | 1 | 1 | 1 | 1 | 1 | 1 | 1 | 1 | 1 | 1 | 1 | 1 | 1 | 1 | 1 | 1 | 1 | 1 | 1 | 1 | 1 | 1 | 1 | 1 | 1 | 1 | 1 | 1 | 1 | 1
Northern_California_Flow_Battery_73 | caiso-deliverability | Newark_Los_Esteros_HSN | Reliability_Capacity_In_Model_Year | System RA | Northern_California_Flow_Battery_73 | 1 | 1 | 1 | 1 | 1 | 1 | 1 | 1 | 1 | 1 | 1 | 1 | 1 | 1 | 1 | 1 | 1 | 1 | 1 | 1 | 1 | 1 | 1 | 1 | 1 | 1 | 1 | 1 | 1 | 1 | 1
Northern_California_Flow_Battery_82 | caiso-deliverability | Newark_Los_Esteros_HSN | Reliability_Capacity_In_Model_Year | System RA | Northern_California_Flow_Battery_82 | 1 | 1 | 1 | 1 | 1 | 1 | 1 | 1 | 1 | 1 | 1 | 1 | 1 | 1 | 1 | 1 | 1 | 1 | 1 | 1 | 1 | 1 | 1 | 1 | 1 | 1 | 1 | 1 | 1 | 1 | 1
Northern_California_Flow_Battery_96 | caiso-deliverability | Newark_Los_Esteros_HSN | Reliability_Capacity_In_Model_Year | System RA | Northern_California_Flow_Battery_96 | 1 | 1 | 1 | 1 | 1 | 1 | 1 | 1 | 1 | 1 | 1 | 1 | 1 | 1 | 1 | 1 | 1 | 1 | 1 | 1 | 1 | 1 | 1 | 1 | 1 | 1 | 1 | 1 | 1 | 1 | 1
Southern_PGAE_Flow_Battery_99 | caiso-deliverability | Newark_Los_Esteros_HSN | Reliability_Capacity_In_Model_Year | System RA | Southern_PGAE_Flow_Battery_99 | 1 | 1 | 1 | 1 | 1 | 1 | 1 | 1 | 1 | 1 | 1 | 1 | 1 | 1 | 1 | 1 | 1 | 1 | 1 | 1 | 1 | 1 | 1 | 1 | 1 | 1 | 1 | 1 | 1 | 1 | 1
Northern_California_Flow_Battery_113 | caiso-deliverability | Newark_Los_Esteros_HSN | Reliability_Capacity_In_Model_Year | System RA | Northern_California_Flow_Battery_113 | 1 | 1 | 1 | 1 | 1 | 1 | 1 | 1 | 1 | 1 | 1 | 1 | 1 | 1 | 1 | 1 | 1 | 1 | 1 | 1 | 1 | 1 | 1 | 1 | 1 | 1 | 1 | 1 | 1 | 1 | 1
Northern_California_Flow_Battery_116 | caiso-deliverability | Newark_Los_Esteros_HSN | Reliability_Capacity_In_Model_Year | System RA | Northern_California_Flow_Battery_116 | 1 | 1 | 1 | 1 | 1 | 1 | 1 | 1 | 1 | 1 | 1 | 1 | 1 | 1 | 1 | 1 | 1 | 1 | 1 | 1 | 1 | 1 | 1 | 1 | 1 | 1 | 1 | 1 | 1 | 1 | 1
Southern_PGAE_Flow_Battery_124 | caiso-deliverability | Newark_Los_Esteros_HSN | Reliability_Capacity_In_Model_Year | System RA | Southern_PGAE_Flow_Battery_124 | 1 | 1 | 1 | 1 | 1 | 1 | 1 | 1 | 1 | 1 | 1 | 1 | 1 | 1 | 1 | 1 | 1 | 1 | 1 | 1 | 1 | 1 | 1 | 1 | 1 | 1 | 1 | 1 | 1 | 1 | 1
Northern_California_Li_Battery_4hr_41 | caiso-deliverability | Newark_Los_Esteros_HSN | Reliability_Capacity_In_Model_Year | System RA | Northern_California_Li_Battery_4hr_41 | 1 | 1 | 1 | 1 | 1 | 1 | 1 | 1 | 1 | 1 | 1 | 1 | 1 | 1 | 1 | 1 | 1 | 1 | 1 | 1 | 1 | 1 | 1 | 1 | 1 | 1 | 1 | 1 | 1 | 1 | 1
Northern_California_Li_Battery_4hr_57 | caiso-deliverability | Newark_Los_Esteros_HSN | Reliability_Capacity_In_Model_Year | System RA | Northern_California_Li_Battery_4hr_57 | 1 | 1 | 1 | 1 | 1 | 1 | 1 | 1 | 1 | 1 | 1 | 1 | 1 | 1 | 1 | 1 | 1 | 1 | 1 | 1 | 1 | 1 | 1 | 1 | 1 | 1 | 1 | 1 | 1 | 1 | 1
Northern_California_Li_Battery_4hr_73 | caiso-deliverability | Newark_Los_Esteros_HSN | Reliability_Capacity_In_Model_Year | System RA | Northern_California_Li_Battery_4hr_73 | 1 | 1 | 1 | 1 | 1 | 1 | 1 | 1 | 1 | 1 | 1 | 1 | 1 | 1 | 1 | 1 | 1 | 1 | 1 | 1 | 1 | 1 | 1 | 1 | 1 | 1 | 1 | 1 | 1 | 1 | 1
Northern_California_Li_Battery_4hr_82 | caiso-deliverability | Newark_Los_Esteros_HSN | Reliability_Capacity_In_Model_Year | System RA | Northern_California_Li_Battery_4hr_82 | 1 | 1 | 1 | 1 | 1 | 1 | 1 | 1 | 1 | 1 | 1 | 1 | 1 | 1 | 1 | 1 | 1 | 1 | 1 | 1 | 1 | 1 | 1 | 1 | 1 | 1 | 1 | 1 | 1 | 1 | 1
Northern_California_Li_Battery_4hr_96 | caiso-deliverability | Newark_Los_Esteros_HSN | Reliability_Capacity_In_Model_Year | System RA | Northern_California_Li_Battery_4hr_96 | 1 | 1 | 1 | 1 | 1 | 1 | 1 | 1 | 1 | 1 | 1 | 1 | 1 | 1 | 1 | 1 | 1 | 1 | 1 | 1 | 1 | 1 | 1 | 1 | 1 | 1 | 1 | 1 | 1 | 1 | 1
Southern_PGAE_Li_Battery_4hr_99 | caiso-deliverability | Newark_Los_Esteros_HSN | Reliability_Capacity_In_Model_Year | System RA | Southern_PGAE_Li_Battery_4hr_99 | 1 | 1 | 1 | 1 | 1 | 1 | 1 | 1 | 1 | 1 | 1 | 1 | 1 | 1 | 1 | 1 | 1 | 1 | 1 | 1 | 1 | 1 | 1 | 1 | 1 | 1 | 1 | 1 | 1 | 1 | 1
Northern_California_Li_Battery_4hr_113 | caiso-deliverability | Newark_Los_Esteros_HSN | Reliability_Capacity_In_Model_Year | System RA | Northern_California_Li_Battery_4hr_113 | 1 | 1 | 1 | 1 | 1 | 1 | 1 | 1 | 1 | 1 | 1 | 1 | 1 | 1 | 1 | 1 | 1 | 1 | 1 | 1 | 1 | 1 | 1 | 1 | 1 | 1 | 1 | 1 | 1 | 1 | 1
Northern_California_Li_Battery_4hr_116 | caiso-deliverability | Newark_Los_Esteros_HSN | Reliability_Capacity_In_Model_Year | System RA | Northern_California_Li_Battery_4hr_116 | 1 | 1 | 1 | 1 | 1 | 1 | 1 | 1 | 1 | 1 | 1 | 1 | 1 | 1 | 1 | 1 | 1 | 1 | 1 | 1 | 1 | 1 | 1 | 1 | 1 | 1 | 1 | 1 | 1 | 1 | 1
Southern_PGAE_Li_Battery_4hr_124 | caiso-deliverability | Newark_Los_Esteros_HSN | Reliability_Capacity_In_Model_Year | System RA | Southern_PGAE_Li_Battery_4hr_124 | 1 | 1 | 1 | 1 | 1 | 1 | 1 | 1 | 1 | 1 | 1 | 1 | 1 | 1 | 1 | 1 | 1 | 1 | 1 | 1 | 1 | 1 | 1 | 1 | 1 | 1 | 1 | 1 | 1 | 1 | 1
Northern_California_Li_Battery_8hr_41 | caiso-deliverability | Newark_Los_Esteros_HSN | Reliability_Capacity_In_Model_Year | System RA | Northern_California_Li_Battery_8hr_41 | 1 | 1 | 1 | 1 | 1 | 1 | 1 | 1 | 1 | 1 | 1 | 1 | 1 | 1 | 1 | 1 | 1 | 1 | 1 | 1 | 1 | 1 | 1 | 1 | 1 | 1 | 1 | 1 | 1 | 1 | 1
Northern_California_Li_Battery_8hr_57 | caiso-deliverability | Newark_Los_Esteros_HSN | Reliability_Capacity_In_Model_Year | System RA | Northern_California_Li_Battery_8hr_57 | 1 | 1 | 1 | 1 | 1 | 1 | 1 | 1 | 1 | 1 | 1 | 1 | 1 | 1 | 1 | 1 | 1 | 1 | 1 | 1 | 1 | 1 | 1 | 1 | 1 | 1 | 1 | 1 | 1 | 1 | 1
Northern_California_Li_Battery_8hr_73 | caiso-deliverability | Newark_Los_Esteros_HSN | Reliability_Capacity_In_Model_Year | System RA | Northern_California_Li_Battery_8hr_73 | 1 | 1 | 1 | 1 | 1 | 1 | 1 | 1 | 1 | 1 | 1 | 1 | 1 | 1 | 1 | 1 | 1 | 1 | 1 | 1 | 1 | 1 | 1 | 1 | 1 | 1 | 1 | 1 | 1 | 1 | 1
Northern_California_Li_Battery_8hr_82 | caiso-deliverability | Newark_Los_Esteros_HSN | Reliability_Capacity_In_Model_Year | System RA | Northern_California_Li_Battery_8hr_82 | 1 | 1 | 1 | 1 | 1 | 1 | 1 | 1 | 1 | 1 | 1 | 1 | 1 | 1 | 1 | 1 | 1 | 1 | 1 | 1 | 1 | 1 | 1 | 1 | 1 | 1 | 1 | 1 | 1 | 1 | 1
Northern_California_Li_Battery_8hr_96 | caiso-deliverability | Newark_Los_Esteros_HSN | Reliability_Capacity_In_Model_Year | System RA | Northern_California_Li_Battery_8hr_96 | 1 | 1 | 1 | 1 | 1 | 1 | 1 | 1 | 1 | 1 | 1 | 1 | 1 | 1 | 1 | 1 | 1 | 1 | 1 | 1 | 1 | 1 | 1 | 1 | 1 | 1 | 1 | 1 | 1 | 1 | 1
Southern_PGAE_Li_Battery_8hr_99 | caiso-deliverability | Newark_Los_Esteros_HSN | Reliability_Capacity_In_Model_Year | System RA | Southern_PGAE_Li_Battery_8hr_99 | 1 | 1 | 1 | 1 | 1 | 1 | 1 | 1 | 1 | 1 | 1 | 1 | 1 | 1 | 1 | 1 | 1 | 1 | 1 | 1 | 1 | 1 | 1 | 1 | 1 | 1 | 1 | 1 | 1 | 1 | 1
Northern_California_Li_Battery_8hr_113 | caiso-deliverability | Newark_Los_Esteros_HSN | Reliability_Capacity_In_Model_Year | System RA | Northern_California_Li_Battery_8hr_113 | 1 | 1 | 1 | 1 | 1 | 1 | 1 | 1 | 1 | 1 | 1 | 1 | 1 | 1 | 1 | 1 | 1 | 1 | 1 | 1 | 1 | 1 | 1 | 1 | 1 | 1 | 1 | 1 | 1 | 1 | 1
Northern_California_Li_Battery_8hr_116 | caiso-deliverability | Newark_Los_Esteros_HSN | Reliability_Capacity_In_Model_Year | System RA | Northern_California_Li_Battery_8hr_116 | 1 | 1 | 1 | 1 | 1 | 1 | 1 | 1 | 1 | 1 | 1 | 1 | 1 | 1 | 1 | 1 | 1 | 1 | 1 | 1 | 1 | 1 | 1 | 1 | 1 | 1 | 1 | 1 | 1 | 1 | 1
Southern_PGAE_Li_Battery_8hr_124 | caiso-deliverability | Newark_Los_Esteros_HSN | Reliability_Capacity_In_Model_Year | System RA | Southern_PGAE_Li_Battery_8hr_124 | 1 | 1 | 1 | 1 | 1 | 1 | 1 | 1 | 1 | 1 | 1 | 1 | 1 | 1 | 1 | 1 | 1 | 1 | 1 | 1 | 1 | 1 | 1 | 1 | 1 | 1 | 1 | 1 | 1 | 1 | 1
Northern_California_Solar_41 | caiso-deliverability | Newark_Los_Esteros_HSN | Reliability_Capacity_In_Model_Year | System RA | Northern_California_Solar_41 | 0.1 | 0.1 | 0.1 | 0.1 | 0.1 | 0.1 | 0.1 | 0.1 | 0.1 | 0.1 | 0.1 | 0.1 | 0.1 | 0.1 | 0.1 | 0.1 | 0.1 | 0.1 | 0.1 | 0.1 | 0.1 | 0.1 | 0.1 | 0.1 | 0.1 | 0.1 | 0.1 | 0.1 | 0.1 | 0.1 | 0.1
Northern_California_Solar_57 | caiso-deliverability | Newark_Los_Esteros_HSN | Reliability_Capacity_In_Model_Year | System RA | Northern_California_Solar_57 | 0.1 | 0.1 | 0.1 | 0.1 | 0.1 | 0.1 | 0.1 | 0.1 | 0.1 | 0.1 | 0.1 | 0.1 | 0.1 | 0.1 | 0.1 | 0.1 | 0.1 | 0.1 | 0.1 | 0.1 | 0.1 | 0.1 | 0.1 | 0.1 | 0.1 | 0.1 | 0.1 | 0.1 | 0.1 | 0.1 | 0.1
Northern_California_Solar_73 | caiso-deliverability | Newark_Los_Esteros_HSN | Reliability_Capacity_In_Model_Year | System RA | Northern_California_Solar_73 | 0.1 | 0.1 | 0.1 | 0.1 | 0.1 | 0.1 | 0.1 | 0.1 | 0.1 | 0.1 | 0.1 | 0.1 | 0.1 | 0.1 | 0.1 | 0.1 | 0.1 | 0.1 | 0.1 | 0.1 | 0.1 | 0.1 | 0.1 | 0.1 | 0.1 | 0.1 | 0.1 | 0.1 | 0.1 | 0.1 | 0.1
Northern_California_Solar_82 | caiso-deliverability | Newark_Los_Esteros_HSN | Reliability_Capacity_In_Model_Year | System RA | Northern_California_Solar_82 | 0.1 | 0.1 | 0.1 | 0.1 | 0.1 | 0.1 | 0.1 | 0.1 | 0.1 | 0.1 | 0.1 | 0.1 | 0.1 | 0.1 | 0.1 | 0.1 | 0.1 | 0.1 | 0.1 | 0.1 | 0.1 | 0.1 | 0.1 | 0.1 | 0.1 | 0.1 | 0.1 | 0.1 | 0.1 | 0.1 | 0.1
Northern_California_Solar_96 | caiso-deliverability | Newark_Los_Esteros_HSN | Reliability_Capacity_In_Model_Year | System RA | Northern_California_Solar_96 | 0.1 | 0.1 | 0.1 | 0.1 | 0.1 | 0.1 | 0.1 | 0.1 | 0.1 | 0.1 | 0.1 | 0.1 | 0.1 | 0.1 | 0.1 | 0.1 | 0.1 | 0.1 | 0.1 | 0.1 | 0.1 | 0.1 | 0.1 | 0.1 | 0.1 | 0.1 | 0.1 | 0.1 | 0.1 | 0.1 | 0.1
Northern_California_Solar_113 | caiso-deliverability | Newark_Los_Esteros_HSN | Reliability_Capacity_In_Model_Year | System RA | Northern_California_Solar_113 | 0.1 | 0.1 | 0.1 | 0.1 | 0.1 | 0.1 | 0.1 | 0.1 | 0.1 | 0.1 | 0.1 | 0.1 | 0.1 | 0.1 | 0.1 | 0.1 | 0.1 | 0.1 | 0.1 | 0.1 | 0.1 | 0.1 | 0.1 | 0.1 | 0.1 | 0.1 | 0.1 | 0.1 | 0.1 | 0.1 | 0.1
Northern_California_Solar_116 | caiso-deliverability | Newark_Los_Esteros_HSN | Reliability_Capacity_In_Model_Year | System RA | Northern_California_Solar_116 | 0.1 | 0.1 | 0.1 | 0.1 | 0.1 | 0.1 | 0.1 | 0.1 | 0.1 | 0.1 | 0.1 | 0.1 | 0.1 | 0.1 | 0.1 | 0.1 | 0.1 | 0.1 | 0.1 | 0.1 | 0.1 | 0.1 | 0.1 | 0.1 | 0.1 | 0.1 | 0.1 | 0.1 | 0.1 | 0.1 | 0.1
Southern_PGAE_Solar_99 | caiso-deliverability | Newark_Los_Esteros_HSN | Reliability_Capacity_In_Model_Year | System RA | Southern_PGAE_Solar_99 | 0.1 | 0.1 | 0.1 | 0.1 | 0.1 | 0.1 | 0.1 | 0.1 | 0.1 | 0.1 | 0.1 | 0.1 | 0.1 | 0.1 | 0.1 | 0.1 | 0.1 | 0.1 | 0.1 | 0.1 | 0.1 | 0.1 | 0.1 | 0.1 | 0.1 | 0.1 | 0.1 | 0.1 | 0.1 | 0.1 | 0.1
Southern_PGAE_Solar_124 | caiso-deliverability | Newark_Los_Esteros_HSN | Reliability_Capacity_In_Model_Year | System RA | Southern_PGAE_Solar_124 | 0.1 | 0.1 | 0.1 | 0.1 | 0.1 | 0.1 | 0.1 | 0.1 | 0.1 | 0.1 | 0.1 | 0.1 | 0.1 | 0.1 | 0.1 | 0.1 | 0.1 | 0.1 | 0.1 | 0.1 | 0.1 | 0.1 | 0.1 | 0.1 | 0.1 | 0.1 | 0.1 | 0.1 | 0.1 | 0.1 | 0.1
Newark_Los_Esteros_group | caiso-deliverability | Newark_Los_Esteros_HSN | Operational_New_Capacity_MW | Newark_Los_Esteros_group |  | -0.20115 | -0.20115 | -0.20115 | -0.20115 | -0.20115 | -0.20115 | -0.20115 | -0.20115 | -0.20115 | -0.20115 | -0.20115 | -0.20115 | -0.20115 | -0.20115 | -0.20115 | -0.20115 | -0.20115 | -0.20115 | -0.20115 | -0.20115 | -0.20115 | -0.20115 | -0.20115 | -0.20115 | -0.20115 | -0.20115 | -0.20115 | -0.20115 | -0.20115 | -0.20115 | -0.20115
Northern_California_Flow_Battery_41 | caiso-deliverability | Newark_Los_Esteros_offpeak | Operational_New_Capacity_MW | Northern_California_Flow_Battery_41 |  | -1 | -1 | -1 | -1 | -1 | -1 | -1 | -1 | -1 | -1 | -1 | -1 | -1 | -1 | -1 | -1 | -1 | -1 | -1 | -1 | -1 | -1 | -1 | -1 | -1 | -1 | -1 | -1 | -1 | -1 | -1
Northern_California_Flow_Battery_57 | caiso-deliverability | Newark_Los_Esteros_offpeak | Operational_New_Capacity_MW | Northern_California_Flow_Battery_57 |  | -1 | -1 | -1 | -1 | -1 | -1 | -1 | -1 | -1 | -1 | -1 | -1 | -1 | -1 | -1 | -1 | -1 | -1 | -1 | -1 | -1 | -1 | -1 | -1 | -1 | -1 | -1 | -1 | -1 | -1 | -1
Northern_California_Flow_Battery_73 | caiso-deliverability | Newark_Los_Esteros_offpeak | Operational_New_Capacity_MW | Northern_California_Flow_Battery_73 |  | -1 | -1 | -1 | -1 | -1 | -1 | -1 | -1 | -1 | -1 | -1 | -1 | -1 | -1 | -1 | -1 | -1 | -1 | -1 | -1 | -1 | -1 | -1 | -1 | -1 | -1 | -1 | -1 | -1 | -1 | -1
Northern_California_Flow_Battery_82 | caiso-deliverability | Newark_Los_Esteros_offpeak | Operational_New_Capacity_MW | Northern_California_Flow_Battery_82 |  | -1 | -1 | -1 | -1 | -1 | -1 | -1 | -1 | -1 | -1 | -1 | -1 | -1 | -1 | -1 | -1 | -1 | -1 | -1 | -1 | -1 | -1 | -1 | -1 | -1 | -1 | -1 | -1 | -1 | -1 | -1
Northern_California_Flow_Battery_96 | caiso-deliverability | Newark_Los_Esteros_offpeak | Operational_New_Capacity_MW | Northern_California_Flow_Battery_96 |  | -1 | -1 | -1 | -1 | -1 | -1 | -1 | -1 | -1 | -1 | -1 | -1 | -1 | -1 | -1 | -1 | -1 | -1 | -1 | -1 | -1 | -1 | -1 | -1 | -1 | -1 | -1 | -1 | -1 | -1 | -1
Southern_PGAE_Flow_Battery_99 | caiso-deliverability | Newark_Los_Esteros_offpeak | Operational_New_Capacity_MW | Southern_PGAE_Flow_Battery_99 |  | -1 | -1 | -1 | -1 | -1 | -1 | -1 | -1 | -1 | -1 | -1 | -1 | -1 | -1 | -1 | -1 | -1 | -1 | -1 | -1 | -1 | -1 | -1 | -1 | -1 | -1 | -1 | -1 | -1 | -1 | -1
Northern_California_Flow_Battery_113 | caiso-deliverability | Newark_Los_Esteros_offpeak | Operational_New_Capacity_MW | Northern_California_Flow_Battery_113 |  | -1 | -1 | -1 | -1 | -1 | -1 | -1 | -1 | -1 | -1 | -1 | -1 | -1 | -1 | -1 | -1 | -1 | -1 | -1 | -1 | -1 | -1 | -1 | -1 | -1 | -1 | -1 | -1 | -1 | -1 | -1
Northern_California_Flow_Battery_116 | caiso-deliverability | Newark_Los_Esteros_offpeak | Operational_New_Capacity_MW | Northern_California_Flow_Battery_116 |  | -1 | -1 | -1 | -1 | -1 | -1 | -1 | -1 | -1 | -1 | -1 | -1 | -1 | -1 | -1 | -1 | -1 | -1 | -1 | -1 | -1 | -1 | -1 | -1 | -1 | -1 | -1 | -1 | -1 | -1 | -1
Southern_PGAE_Flow_Battery_124 | caiso-deliverability | Newark_Los_Esteros_offpeak | Operational_New_Capacity_MW | Southern_PGAE_Flow_Battery_124 |  | -1 | -1 | -1 | -1 | -1 | -1 | -1 | -1 | -1 | -1 | -1 | -1 | -1 | -1 | -1 | -1 | -1 | -1 | -1 | -1 | -1 | -1 | -1 | -1 | -1 | -1 | -1 | -1 | -1 | -1 | -1
Northern_California_Li_Battery_4hr_41 | caiso-deliverability | Newark_Los_Esteros_offpeak | Operational_New_Capacity_MW | Northern_California_Li_Battery_4hr_41 |  | -1 | -1 | -1 | -1 | -1 | -1 | -1 | -1 | -1 | -1 | -1 | -1 | -1 | -1 | -1 | -1 | -1 | -1 | -1 | -1 | -1 | -1 | -1 | -1 | -1 | -1 | -1 | -1 | -1 | -1 | -1
Northern_California_Li_Battery_4hr_57 | caiso-deliverability | Newark_Los_Esteros_offpeak | Operational_New_Capacity_MW | Northern_California_Li_Battery_4hr_57 |  | -1 | -1 | -1 | -1 | -1 | -1 | -1 | -1 | -1 | -1 | -1 | -1 | -1 | -1 | -1 | -1 | -1 | -1 | -1 | -1 | -1 | -1 | -1 | -1 | -1 | -1 | -1 | -1 | -1 | -1 | -1
Northern_California_Li_Battery_4hr_73 | caiso-deliverability | Newark_Los_Esteros_offpeak | Operational_New_Capacity_MW | Northern_California_Li_Battery_4hr_73 |  | -1 | -1 | -1 | -1 | -1 | -1 | -1 | -1 | -1 | -1 | -1 | -1 | -1 | -1 | -1 | -1 | -1 | -1 | -1 | -1 | -1 | -1 | -1 | -1 | -1 | -1 | -1 | -1 | -1 | -1 | -1
Northern_California_Li_Battery_4hr_82 | caiso-deliverability | Newark_Los_Esteros_offpeak | Operational_New_Capacity_MW | Northern_California_Li_Battery_4hr_82 |  | -1 | -1 | -1 | -1 | -1 | -1 | -1 | -1 | -1 | -1 | -1 | -1 | -1 | -1 | -1 | -1 | -1 | -1 | -1 | -1 | -1 | -1 | -1 | -1 | -1 | -1 | -1 | -1 | -1 | -1 | -1
Northern_California_Li_Battery_4hr_96 | caiso-deliverability | Newark_Los_Esteros_offpeak | Operational_New_Capacity_MW | Northern_California_Li_Battery_4hr_96 |  | -1 | -1 | -1 | -1 | -1 | -1 | -1 | -1 | -1 | -1 | -1 | -1 | -1 | -1 | -1 | -1 | -1 | -1 | -1 | -1 | -1 | -1 | -1 | -1 | -1 | -1 | -1 | -1 | -1 | -1 | -1
Southern_PGAE_Li_Battery_4hr_99 | caiso-deliverability | Newark_Los_Esteros_offpeak | Operational_New_Capacity_MW | Southern_PGAE_Li_Battery_4hr_99 |  | -1 | -1 | -1 | -1 | -1 | -1 | -1 | -1 | -1 | -1 | -1 | -1 | -1 | -1 | -1 | -1 | -1 | -1 | -1 | -1 | -1 | -1 | -1 | -1 | -1 | -1 | -1 | -1 | -1 | -1 | -1
Northern_California_Li_Battery_4hr_113 | caiso-deliverability | Newark_Los_Esteros_offpeak | Operational_New_Capacity_MW | Northern_California_Li_Battery_4hr_113 |  | -1 | -1 | -1 | -1 | -1 | -1 | -1 | -1 | -1 | -1 | -1 | -1 | -1 | -1 | -1 | -1 | -1 | -1 | -1 | -1 | -1 | -1 | -1 | -1 | -1 | -1 | -1 | -1 | -1 | -1 | -1
Northern_California_Li_Battery_4hr_116 | caiso-deliverability | Newark_Los_Esteros_offpeak | Operational_New_Capacity_MW | Northern_California_Li_Battery_4hr_116 |  | -1 | -1 | -1 | -1 | -1 | -1 | -1 | -1 | -1 | -1 | -1 | -1 | -1 | -1 | -1 | -1 | -1 | -1 | -1 | -1 | -1 | -1 | -1 | -1 | -1 | -1 | -1 | -1 | -1 | -1 | -1
Southern_PGAE_Li_Battery_4hr_124 | caiso-deliverability | Newark_Los_Esteros_offpeak | Operational_New_Capacity_MW | Southern_PGAE_Li_Battery_4hr_124 |  | -1 | -1 | -1 | -1 | -1 | -1 | -1 | -1 | -1 | -1 | -1 | -1 | -1 | -1 | -1 | -1 | -1 | -1 | -1 | -1 | -1 | -1 | -1 | -1 | -1 | -1 | -1 | -1 | -1 | -1 | -1
Northern_California_Li_Battery_8hr_41 | caiso-deliverability | Newark_Los_Esteros_offpeak | Operational_New_Capacity_MW | Northern_California_Li_Battery_8hr_41 |  | -1 | -1 | -1 | -1 | -1 | -1 | -1 | -1 | -1 | -1 | -1 | -1 | -1 | -1 | -1 | -1 | -1 | -1 | -1 | -1 | -1 | -1 | -1 | -1 | -1 | -1 | -1 | -1 | -1 | -1 | -1
Northern_California_Li_Battery_8hr_57 | caiso-deliverability | Newark_Los_Esteros_offpeak | Operational_New_Capacity_MW | Northern_California_Li_Battery_8hr_57 |  | -1 | -1 | -1 | -1 | -1 | -1 | -1 | -1 | -1 | -1 | -1 | -1 | -1 | -1 | -1 | -1 | -1 | -1 | -1 | -1 | -1 | -1 | -1 | -1 | -1 | -1 | -1 | -1 | -1 | -1 | -1
Northern_California_Li_Battery_8hr_73 | caiso-deliverability | Newark_Los_Esteros_offpeak | Operational_New_Capacity_MW | Northern_California_Li_Battery_8hr_73 |  | -1 | -1 | -1 | -1 | -1 | -1 | -1 | -1 | -1 | -1 | -1 | -1 | -1 | -1 | -1 | -1 | -1 | -1 | -1 | -1 | -1 | -1 | -1 | -1 | -1 | -1 | -1 | -1 | -1 | -1 | -1
Northern_California_Li_Battery_8hr_82 | caiso-deliverability | Newark_Los_Esteros_offpeak | Operational_New_Capacity_MW | Northern_California_Li_Battery_8hr_82 |  | -1 | -1 | -1 | -1 | -1 | -1 | -1 | -1 | -1 | -1 | -1 | -1 | -1 | -1 | -1 | -1 | -1 | -1 | -1 | -1 | -1 | -1 | -1 | -1 | -1 | -1 | -1 | -1 | -1 | -1 | -1
Northern_California_Li_Battery_8hr_96 | caiso-deliverability | Newark_Los_Esteros_offpeak | Operational_New_Capacity_MW | Northern_California_Li_Battery_8hr_96 |  | -1 | -1 | -1 | -1 | -1 | -1 | -1 | -1 | -1 | -1 | -1 | -1 | -1 | -1 | -1 | -1 | -1 | -1 | -1 | -1 | -1 | -1 | -1 | -1 | -1 | -1 | -1 | -1 | -1 | -1 | -1
Southern_PGAE_Li_Battery_8hr_99 | caiso-deliverability | Newark_Los_Esteros_offpeak | Operational_New_Capacity_MW | Southern_PGAE_Li_Battery_8hr_99 |  | -1 | -1 | -1 | -1 | -1 | -1 | -1 | -1 | -1 | -1 | -1 | -1 | -1 | -1 | -1 | -1 | -1 | -1 | -1 | -1 | -1 | -1 | -1 | -1 | -1 | -1 | -1 | -1 | -1 | -1 | -1
Northern_California_Li_Battery_8hr_113 | caiso-deliverability | Newark_Los_Esteros_offpeak | Operational_New_Capacity_MW | Northern_California_Li_Battery_8hr_113 |  | -1 | -1 | -1 | -1 | -1 | -1 | -1 | -1 | -1 | -1 | -1 | -1 | -1 | -1 | -1 | -1 | -1 | -1 | -1 | -1 | -1 | -1 | -1 | -1 | -1 | -1 | -1 | -1 | -1 | -1 | -1
Northern_California_Li_Battery_8hr_116 | caiso-deliverability | Newark_Los_Esteros_offpeak | Operational_New_Capacity_MW | Northern_California_Li_Battery_8hr_116 |  | -1 | -1 | -1 | -1 | -1 | -1 | -1 | -1 | -1 | -1 | -1 | -1 | -1 | -1 | -1 | -1 | -1 | -1 | -1 | -1 | -1 | -1 | -1 | -1 | -1 | -1 | -1 | -1 | -1 | -1 | -1
Southern_PGAE_Li_Battery_8hr_124 | caiso-deliverability | Newark_Los_Esteros_offpeak | Operational_New_Capacity_MW | Southern_PGAE_Li_Battery_8hr_124 |  | -1 | -1 | -1 | -1 | -1 | -1 | -1 | -1 | -1 | -1 | -1 | -1 | -1 | -1 | -1 | -1 | -1 | -1 | -1 | -1 | -1 | -1 | -1 | -1 | -1 | -1 | -1 | -1 | -1 | -1 | -1
Northern_California_Solar_41 | caiso-deliverability | Newark_Los_Esteros_offpeak | Operational_New_Capacity_MW | Northern_California_Solar_41 |  | 0.68 | 0.68 | 0.68 | 0.68 | 0.68 | 0.68 | 0.68 | 0.68 | 0.68 | 0.68 | 0.68 | 0.68 | 0.68 | 0.68 | 0.68 | 0.68 | 0.68 | 0.68 | 0.68 | 0.68 | 0.68 | 0.68 | 0.68 | 0.68 | 0.68 | 0.68 | 0.68 | 0.68 | 0.68 | 0.68 | 0.68
Northern_California_Solar_57 | caiso-deliverability | Newark_Los_Esteros_offpeak | Operational_New_Capacity_MW | Northern_California_Solar_57 |  | 0.68 | 0.68 | 0.68 | 0.68 | 0.68 | 0.68 | 0.68 | 0.68 | 0.68 | 0.68 | 0.68 | 0.68 | 0.68 | 0.68 | 0.68 | 0.68 | 0.68 | 0.68 | 0.68 | 0.68 | 0.68 | 0.68 | 0.68 | 0.68 | 0.68 | 0.68 | 0.68 | 0.68 | 0.68 | 0.68 | 0.68
Northern_California_Solar_73 | caiso-deliverability | Newark_Los_Esteros_offpeak | Operational_New_Capacity_MW | Northern_California_Solar_73 |  | 0.68 | 0.68 | 0.68 | 0.68 | 0.68 | 0.68 | 0.68 | 0.68 | 0.68 | 0.68 | 0.68 | 0.68 | 0.68 | 0.68 | 0.68 | 0.68 | 0.68 | 0.68 | 0.68 | 0.68 | 0.68 | 0.68 | 0.68 | 0.68 | 0.68 | 0.68 | 0.68 | 0.68 | 0.68 | 0.68 | 0.68
Northern_California_Solar_82 | caiso-deliverability | Newark_Los_Esteros_offpeak | Operational_New_Capacity_MW | Northern_California_Solar_82 |  | 0.68 | 0.68 | 0.68 | 0.68 | 0.68 | 0.68 | 0.68 | 0.68 | 0.68 | 0.68 | 0.68 | 0.68 | 0.68 | 0.68 | 0.68 | 0.68 | 0.68 | 0.68 | 0.68 | 0.68 | 0.68 | 0.68 | 0.68 | 0.68 | 0.68 | 0.68 | 0.68 | 0.68 | 0.68 | 0.68 | 0.68
Northern_California_Solar_96 | caiso-deliverability | Newark_Los_Esteros_offpeak | Operational_New_Capacity_MW | Northern_California_Solar_96 |  | 0.68 | 0.68 | 0.68 | 0.68 | 0.68 | 0.68 | 0.68 | 0.68 | 0.68 | 0.68 | 0.68 | 0.68 | 0.68 | 0.68 | 0.68 | 0.68 | 0.68 | 0.68 | 0.68 | 0.68 | 0.68 | 0.68 | 0.68 | 0.68 | 0.68 | 0.68 | 0.68 | 0.68 | 0.68 | 0.68 | 0.68
Northern_California_Solar_113 | caiso-deliverability | Newark_Los_Esteros_offpeak | Operational_New_Capacity_MW | Northern_California_Solar_113 |  | 0.68 | 0.68 | 0.68 | 0.68 | 0.68 | 0.68 | 0.68 | 0.68 | 0.68 | 0.68 | 0.68 | 0.68 | 0.68 | 0.68 | 0.68 | 0.68 | 0.68 | 0.68 | 0.68 | 0.68 | 0.68 | 0.68 | 0.68 | 0.68 | 0.68 | 0.68 | 0.68 | 0.68 | 0.68 | 0.68 | 0.68
Northern_California_Solar_116 | caiso-deliverability | Newark_Los_Esteros_offpeak | Operational_New_Capacity_MW | Northern_California_Solar_116 |  | 0.68 | 0.68 | 0.68 | 0.68 | 0.68 | 0.68 | 0.68 | 0.68 | 0.68 | 0.68 | 0.68 | 0.68 | 0.68 | 0.68 | 0.68 | 0.68 | 0.68 | 0.68 | 0.68 | 0.68 | 0.68 | 0.68 | 0.68 | 0.68 | 0.68 | 0.68 | 0.68 | 0.68 | 0.68 | 0.68 | 0.68
Southern_PGAE_Solar_99 | caiso-deliverability | Newark_Los_Esteros_offpeak | Operational_New_Capacity_MW | Southern_PGAE_Solar_99 |  | 0.68 | 0.68 | 0.68 | 0.68 | 0.68 | 0.68 | 0.68 | 0.68 | 0.68 | 0.68 | 0.68 | 0.68 | 0.68 | 0.68 | 0.68 | 0.68 | 0.68 | 0.68 | 0.68 | 0.68 | 0.68 | 0.68 | 0.68 | 0.68 | 0.68 | 0.68 | 0.68 | 0.68 | 0.68 | 0.68 | 0.68
Southern_PGAE_Solar_124 | caiso-deliverability | Newark_Los_Esteros_offpeak | Operational_New_Capacity_MW | Southern_PGAE_Solar_124 |  | 0.68 | 0.68 | 0.68 | 0.68 | 0.68 | 0.68 | 0.68 | 0.68 | 0.68 | 0.68 | 0.68 | 0.68 | 0.68 | 0.68 | 0.68 | 0.68 | 0.68 | 0.68 | 0.68 | 0.68 | 0.68 | 0.68 | 0.68 | 0.68 | 0.68 | 0.68 | 0.68 | 0.68 | 0.68 | 0.68 | 0.68
Newark_Los_Esteros_group | caiso-deliverability | Newark_Los_Esteros_offpeak | Operational_New_Capacity_MW | Newark_Los_Esteros_group |  | -0.20115 | -0.20115 | -0.20115 | -0.20115 | -0.20115 | -0.20115 | -0.20115 | -0.20115 | -0.20115 | -0.20115 | -0.20115 | -0.20115 | -0.20115 | -0.20115 | -0.20115 | -0.20115 | -0.20115 | -0.20115 | -0.20115 | -0.20115 | -0.20115 | -0.20115 | -0.20115 | -0.20115 | -0.20115 | -0.20115 | -0.20115 | -0.20115 | -0.20115 | -0.20115 | -0.20115
Northern_California_Flow_Battery_41 | caiso-deliverability | Newark_Los_Esteros_SSN | Reliability_Capacity_In_Model_Year | System RA | Northern_California_Flow_Battery_41 | 0.5 | 0.5 | 0.5 | 0.5 | 0.5 | 0.5 | 0.5 | 0.5 | 0.5 | 0.5 | 0.5 | 0.5 | 0.5 | 0.5 | 0.5 | 0.5 | 0.5 | 0.5 | 0.5 | 0.5 | 0.5 | 0.5 | 0.5 | 0.5 | 0.5 | 0.5 | 0.5 | 0.5 | 0.5 | 0.5 | 0.5
Northern_California_Flow_Battery_57 | caiso-deliverability | Newark_Los_Esteros_SSN | Reliability_Capacity_In_Model_Year | System RA | Northern_California_Flow_Battery_57 | 0.5 | 0.5 | 0.5 | 0.5 | 0.5 | 0.5 | 0.5 | 0.5 | 0.5 | 0.5 | 0.5 | 0.5 | 0.5 | 0.5 | 0.5 | 0.5 | 0.5 | 0.5 | 0.5 | 0.5 | 0.5 | 0.5 | 0.5 | 0.5 | 0.5 | 0.5 | 0.5 | 0.5 | 0.5 | 0.5 | 0.5
Northern_California_Flow_Battery_73 | caiso-deliverability | Newark_Los_Esteros_SSN | Reliability_Capacity_In_Model_Year | System RA | Northern_California_Flow_Battery_73 | 0.5 | 0.5 | 0.5 | 0.5 | 0.5 | 0.5 | 0.5 | 0.5 | 0.5 | 0.5 | 0.5 | 0.5 | 0.5 | 0.5 | 0.5 | 0.5 | 0.5 | 0.5 | 0.5 | 0.5 | 0.5 | 0.5 | 0.5 | 0.5 | 0.5 | 0.5 | 0.5 | 0.5 | 0.5 | 0.5 | 0.5
Northern_California_Flow_Battery_82 | caiso-deliverability | Newark_Los_Esteros_SSN | Reliability_Capacity_In_Model_Year | System RA | Northern_California_Flow_Battery_82 | 0.5 | 0.5 | 0.5 | 0.5 | 0.5 | 0.5 | 0.5 | 0.5 | 0.5 | 0.5 | 0.5 | 0.5 | 0.5 | 0.5 | 0.5 | 0.5 | 0.5 | 0.5 | 0.5 | 0.5 | 0.5 | 0.5 | 0.5 | 0.5 | 0.5 | 0.5 | 0.5 | 0.5 | 0.5 | 0.5 | 0.5
Northern_California_Flow_Battery_96 | caiso-deliverability | Newark_Los_Esteros_SSN | Reliability_Capacity_In_Model_Year | System RA | Northern_California_Flow_Battery_96 | 0.5 | 0.5 | 0.5 | 0.5 | 0.5 | 0.5 | 0.5 | 0.5 | 0.5 | 0.5 | 0.5 | 0.5 | 0.5 | 0.5 | 0.5 | 0.5 | 0.5 | 0.5 | 0.5 | 0.5 | 0.5 | 0.5 | 0.5 | 0.5 | 0.5 | 0.5 | 0.5 | 0.5 | 0.5 | 0.5 | 0.5
Southern_PGAE_Flow_Battery_99 | caiso-deliverability | Newark_Los_Esteros_SSN | Reliability_Capacity_In_Model_Year | System RA | Southern_PGAE_Flow_Battery_99 | 0.5 | 0.5 | 0.5 | 0.5 | 0.5 | 0.5 | 0.5 | 0.5 | 0.5 | 0.5 | 0.5 | 0.5 | 0.5 | 0.5 | 0.5 | 0.5 | 0.5 | 0.5 | 0.5 | 0.5 | 0.5 | 0.5 | 0.5 | 0.5 | 0.5 | 0.5 | 0.5 | 0.5 | 0.5 | 0.5 | 0.5
Northern_California_Flow_Battery_113 | caiso-deliverability | Newark_Los_Esteros_SSN | Reliability_Capacity_In_Model_Year | System RA | Northern_California_Flow_Battery_113 | 0.5 | 0.5 | 0.5 | 0.5 | 0.5 | 0.5 | 0.5 | 0.5 | 0.5 | 0.5 | 0.5 | 0.5 | 0.5 | 0.5 | 0.5 | 0.5 | 0.5 | 0.5 | 0.5 | 0.5 | 0.5 | 0.5 | 0.5 | 0.5 | 0.5 | 0.5 | 0.5 | 0.5 | 0.5 | 0.5 | 0.5
Northern_California_Flow_Battery_116 | caiso-deliverability | Newark_Los_Esteros_SSN | Reliability_Capacity_In_Model_Year | System RA | Northern_California_Flow_Battery_116 | 0.5 | 0.5 | 0.5 | 0.5 | 0.5 | 0.5 | 0.5 | 0.5 | 0.5 | 0.5 | 0.5 | 0.5 | 0.5 | 0.5 | 0.5 | 0.5 | 0.5 | 0.5 | 0.5 | 0.5 | 0.5 | 0.5 | 0.5 | 0.5 | 0.5 | 0.5 | 0.5 | 0.5 | 0.5 | 0.5 | 0.5
Southern_PGAE_Flow_Battery_124 | caiso-deliverability | Newark_Los_Esteros_SSN | Reliability_Capacity_In_Model_Year | System RA | Southern_PGAE_Flow_Battery_124 | 0.5 | 0.5 | 0.5 | 0.5 | 0.5 | 0.5 | 0.5 | 0.5 | 0.5 | 0.5 | 0.5 | 0.5 | 0.5 | 0.5 | 0.5 | 0.5 | 0.5 | 0.5 | 0.5 | 0.5 | 0.5 | 0.5 | 0.5 | 0.5 | 0.5 | 0.5 | 0.5 | 0.5 | 0.5 | 0.5 | 0.5
Northern_California_Li_Battery_4hr_41 | caiso-deliverability | Newark_Los_Esteros_SSN | Reliability_Capacity_In_Model_Year | System RA | Northern_California_Li_Battery_4hr_41 | 0.5 | 0.5 | 0.5 | 0.5 | 0.5 | 0.5 | 0.5 | 0.5 | 0.5 | 0.5 | 0.5 | 0.5 | 0.5 | 0.5 | 0.5 | 0.5 | 0.5 | 0.5 | 0.5 | 0.5 | 0.5 | 0.5 | 0.5 | 0.5 | 0.5 | 0.5 | 0.5 | 0.5 | 0.5 | 0.5 | 0.5
Northern_California_Li_Battery_4hr_57 | caiso-deliverability | Newark_Los_Esteros_SSN | Reliability_Capacity_In_Model_Year | System RA | Northern_California_Li_Battery_4hr_57 | 0.5 | 0.5 | 0.5 | 0.5 | 0.5 | 0.5 | 0.5 | 0.5 | 0.5 | 0.5 | 0.5 | 0.5 | 0.5 | 0.5 | 0.5 | 0.5 | 0.5 | 0.5 | 0.5 | 0.5 | 0.5 | 0.5 | 0.5 | 0.5 | 0.5 | 0.5 | 0.5 | 0.5 | 0.5 | 0.5 | 0.5
Northern_California_Li_Battery_4hr_73 | caiso-deliverability | Newark_Los_Esteros_SSN | Reliability_Capacity_In_Model_Year | System RA | Northern_California_Li_Battery_4hr_73 | 0.5 | 0.5 | 0.5 | 0.5 | 0.5 | 0.5 | 0.5 | 0.5 | 0.5 | 0.5 | 0.5 | 0.5 | 0.5 | 0.5 | 0.5 | 0.5 | 0.5 | 0.5 | 0.5 | 0.5 | 0.5 | 0.5 | 0.5 | 0.5 | 0.5 | 0.5 | 0.5 | 0.5 | 0.5 | 0.5 | 0.5
Northern_California_Li_Battery_4hr_82 | caiso-deliverability | Newark_Los_Esteros_SSN | Reliability_Capacity_In_Model_Year | System RA | Northern_California_Li_Battery_4hr_82 | 0.5 | 0.5 | 0.5 | 0.5 | 0.5 | 0.5 | 0.5 | 0.5 | 0.5 | 0.5 | 0.5 | 0.5 | 0.5 | 0.5 | 0.5 | 0.5 | 0.5 | 0.5 | 0.5 | 0.5 | 0.5 | 0.5 | 0.5 | 0.5 | 0.5 | 0.5 | 0.5 | 0.5 | 0.5 | 0.5 | 0.5
Northern_California_Li_Battery_4hr_96 | caiso-deliverability | Newark_Los_Esteros_SSN | Reliability_Capacity_In_Model_Year | System RA | Northern_California_Li_Battery_4hr_96 | 0.5 | 0.5 | 0.5 | 0.5 | 0.5 | 0.5 | 0.5 | 0.5 | 0.5 | 0.5 | 0.5 | 0.5 | 0.5 | 0.5 | 0.5 | 0.5 | 0.5 | 0.5 | 0.5 | 0.5 | 0.5 | 0.5 | 0.5 | 0.5 | 0.5 | 0.5 | 0.5 | 0.5 | 0.5 | 0.5 | 0.5
Southern_PGAE_Li_Battery_4hr_99 | caiso-deliverability | Newark_Los_Esteros_SSN | Reliability_Capacity_In_Model_Year | System RA | Southern_PGAE_Li_Battery_4hr_99 | 0.5 | 0.5 | 0.5 | 0.5 | 0.5 | 0.5 | 0.5 | 0.5 | 0.5 | 0.5 | 0.5 | 0.5 | 0.5 | 0.5 | 0.5 | 0.5 | 0.5 | 0.5 | 0.5 | 0.5 | 0.5 | 0.5 | 0.5 | 0.5 | 0.5 | 0.5 | 0.5 | 0.5 | 0.5 | 0.5 | 0.5
Northern_California_Li_Battery_4hr_113 | caiso-deliverability | Newark_Los_Esteros_SSN | Reliability_Capacity_In_Model_Year | System RA | Northern_California_Li_Battery_4hr_113 | 0.5 | 0.5 | 0.5 | 0.5 | 0.5 | 0.5 | 0.5 | 0.5 | 0.5 | 0.5 | 0.5 | 0.5 | 0.5 | 0.5 | 0.5 | 0.5 | 0.5 | 0.5 | 0.5 | 0.5 | 0.5 | 0.5 | 0.5 | 0.5 | 0.5 | 0.5 | 0.5 | 0.5 | 0.5 | 0.5 | 0.5
Northern_California_Li_Battery_4hr_116 | caiso-deliverability | Newark_Los_Esteros_SSN | Reliability_Capacity_In_Model_Year | System RA | Northern_California_Li_Battery_4hr_116 | 0.5 | 0.5 | 0.5 | 0.5 | 0.5 | 0.5 | 0.5 | 0.5 | 0.5 | 0.5 | 0.5 | 0.5 | 0.5 | 0.5 | 0.5 | 0.5 | 0.5 | 0.5 | 0.5 | 0.5 | 0.5 | 0.5 | 0.5 | 0.5 | 0.5 | 0.5 | 0.5 | 0.5 | 0.5 | 0.5 | 0.5
Southern_PGAE_Li_Battery_4hr_124 | caiso-deliverability | Newark_Los_Esteros_SSN | Reliability_Capacity_In_Model_Year | System RA | Southern_PGAE_Li_Battery_4hr_124 | 0.5 | 0.5 | 0.5 | 0.5 | 0.5 | 0.5 | 0.5 | 0.5 | 0.5 | 0.5 | 0.5 | 0.5 | 0.5 | 0.5 | 0.5 | 0.5 | 0.5 | 0.5 | 0.5 | 0.5 | 0.5 | 0.5 | 0.5 | 0.5 | 0.5 | 0.5 | 0.5 | 0.5 | 0.5 | 0.5 | 0.5
Northern_California_Li_Battery_8hr_41 | caiso-deliverability | Newark_Los_Esteros_SSN | Reliability_Capacity_In_Model_Year | System RA | Northern_California_Li_Battery_8hr_41 | 0.5 | 0.5 | 0.5 | 0.5 | 0.5 | 0.5 | 0.5 | 0.5 | 0.5 | 0.5 | 0.5 | 0.5 | 0.5 | 0.5 | 0.5 | 0.5 | 0.5 | 0.5 | 0.5 | 0.5 | 0.5 | 0.5 | 0.5 | 0.5 | 0.5 | 0.5 | 0.5 | 0.5 | 0.5 | 0.5 | 0.5
Northern_California_Li_Battery_8hr_57 | caiso-deliverability | Newark_Los_Esteros_SSN | Reliability_Capacity_In_Model_Year | System RA | Northern_California_Li_Battery_8hr_57 | 0.5 | 0.5 | 0.5 | 0.5 | 0.5 | 0.5 | 0.5 | 0.5 | 0.5 | 0.5 | 0.5 | 0.5 | 0.5 | 0.5 | 0.5 | 0.5 | 0.5 | 0.5 | 0.5 | 0.5 | 0.5 | 0.5 | 0.5 | 0.5 | 0.5 | 0.5 | 0.5 | 0.5 | 0.5 | 0.5 | 0.5
Northern_California_Li_Battery_8hr_73 | caiso-deliverability | Newark_Los_Esteros_SSN | Reliability_Capacity_In_Model_Year | System RA | Northern_California_Li_Battery_8hr_73 | 0.5 | 0.5 | 0.5 | 0.5 | 0.5 | 0.5 | 0.5 | 0.5 | 0.5 | 0.5 | 0.5 | 0.5 | 0.5 | 0.5 | 0.5 | 0.5 | 0.5 | 0.5 | 0.5 | 0.5 | 0.5 | 0.5 | 0.5 | 0.5 | 0.5 | 0.5 | 0.5 | 0.5 | 0.5 | 0.5 | 0.5
Northern_California_Li_Battery_8hr_82 | caiso-deliverability | Newark_Los_Esteros_SSN | Reliability_Capacity_In_Model_Year | System RA | Northern_California_Li_Battery_8hr_82 | 0.5 | 0.5 | 0.5 | 0.5 | 0.5 | 0.5 | 0.5 | 0.5 | 0.5 | 0.5 | 0.5 | 0.5 | 0.5 | 0.5 | 0.5 | 0.5 | 0.5 | 0.5 | 0.5 | 0.5 | 0.5 | 0.5 | 0.5 | 0.5 | 0.5 | 0.5 | 0.5 | 0.5 | 0.5 | 0.5 | 0.5
Northern_California_Li_Battery_8hr_96 | caiso-deliverability | Newark_Los_Esteros_SSN | Reliability_Capacity_In_Model_Year | System RA | Northern_California_Li_Battery_8hr_96 | 0.5 | 0.5 | 0.5 | 0.5 | 0.5 | 0.5 | 0.5 | 0.5 | 0.5 | 0.5 | 0.5 | 0.5 | 0.5 | 0.5 | 0.5 | 0.5 | 0.5 | 0.5 | 0.5 | 0.5 | 0.5 | 0.5 | 0.5 | 0.5 | 0.5 | 0.5 | 0.5 | 0.5 | 0.5 | 0.5 | 0.5
Southern_PGAE_Li_Battery_8hr_99 | caiso-deliverability | Newark_Los_Esteros_SSN | Reliability_Capacity_In_Model_Year | System RA | Southern_PGAE_Li_Battery_8hr_99 | 0.5 | 0.5 | 0.5 | 0.5 | 0.5 | 0.5 | 0.5 | 0.5 | 0.5 | 0.5 | 0.5 | 0.5 | 0.5 | 0.5 | 0.5 | 0.5 | 0.5 | 0.5 | 0.5 | 0.5 | 0.5 | 0.5 | 0.5 | 0.5 | 0.5 | 0.5 | 0.5 | 0.5 | 0.5 | 0.5 | 0.5
Northern_California_Li_Battery_8hr_113 | caiso-deliverability | Newark_Los_Esteros_SSN | Reliability_Capacity_In_Model_Year | System RA | Northern_California_Li_Battery_8hr_113 | 0.5 | 0.5 | 0.5 | 0.5 | 0.5 | 0.5 | 0.5 | 0.5 | 0.5 | 0.5 | 0.5 | 0.5 | 0.5 | 0.5 | 0.5 | 0.5 | 0.5 | 0.5 | 0.5 | 0.5 | 0.5 | 0.5 | 0.5 | 0.5 | 0.5 | 0.5 | 0.5 | 0.5 | 0.5 | 0.5 | 0.5
Northern_California_Li_Battery_8hr_116 | caiso-deliverability | Newark_Los_Esteros_SSN | Reliability_Capacity_In_Model_Year | System RA | Northern_California_Li_Battery_8hr_116 | 0.5 | 0.5 | 0.5 | 0.5 | 0.5 | 0.5 | 0.5 | 0.5 | 0.5 | 0.5 | 0.5 | 0.5 | 0.5 | 0.5 | 0.5 | 0.5 | 0.5 | 0.5 | 0.5 | 0.5 | 0.5 | 0.5 | 0.5 | 0.5 | 0.5 | 0.5 | 0.5 | 0.5 | 0.5 | 0.5 | 0.5
Southern_PGAE_Li_Battery_8hr_124 | caiso-deliverability | Newark_Los_Esteros_SSN | Reliability_Capacity_In_Model_Year | System RA | Southern_PGAE_Li_Battery_8hr_124 | 0.5 | 0.5 | 0.5 | 0.5 | 0.5 | 0.5 | 0.5 | 0.5 | 0.5 | 0.5 | 0.5 | 0.5 | 0.5 | 0.5 | 0.5 | 0.5 | 0.5 | 0.5 | 0.5 | 0.5 | 0.5 | 0.5 | 0.5 | 0.5 | 0.5 | 0.5 | 0.5 | 0.5 | 0.5 | 0.5 | 0.5
Northern_California_Solar_41 | caiso-deliverability | Newark_Los_Esteros_SSN | Reliability_Capacity_In_Model_Year | System RA | Northern_California_Solar_41 | 0.556 | 0.556 | 0.556 | 0.556 | 0.556 | 0.556 | 0.556 | 0.556 | 0.556 | 0.556 | 0.556 | 0.556 | 0.556 | 0.556 | 0.556 | 0.556 | 0.556 | 0.556 | 0.556 | 0.556 | 0.556 | 0.556 | 0.556 | 0.556 | 0.556 | 0.556 | 0.556 | 0.556 | 0.556 | 0.556 | 0.556
Northern_California_Solar_57 | caiso-deliverability | Newark_Los_Esteros_SSN | Reliability_Capacity_In_Model_Year | System RA | Northern_California_Solar_57 | 0.556 | 0.556 | 0.556 | 0.556 | 0.556 | 0.556 | 0.556 | 0.556 | 0.556 | 0.556 | 0.556 | 0.556 | 0.556 | 0.556 | 0.556 | 0.556 | 0.556 | 0.556 | 0.556 | 0.556 | 0.556 | 0.556 | 0.556 | 0.556 | 0.556 | 0.556 | 0.556 | 0.556 | 0.556 | 0.556 | 0.556
Northern_California_Solar_73 | caiso-deliverability | Newark_Los_Esteros_SSN | Reliability_Capacity_In_Model_Year | System RA | Northern_California_Solar_73 | 0.556 | 0.556 | 0.556 | 0.556 | 0.556 | 0.556 | 0.556 | 0.556 | 0.556 | 0.556 | 0.556 | 0.556 | 0.556 | 0.556 | 0.556 | 0.556 | 0.556 | 0.556 | 0.556 | 0.556 | 0.556 | 0.556 | 0.556 | 0.556 | 0.556 | 0.556 | 0.556 | 0.556 | 0.556 | 0.556 | 0.556
Northern_California_Solar_82 | caiso-deliverability | Newark_Los_Esteros_SSN | Reliability_Capacity_In_Model_Year | System RA | Northern_California_Solar_82 | 0.556 | 0.556 | 0.556 | 0.556 | 0.556 | 0.556 | 0.556 | 0.556 | 0.556 | 0.556 | 0.556 | 0.556 | 0.556 | 0.556 | 0.556 | 0.556 | 0.556 | 0.556 | 0.556 | 0.556 | 0.556 | 0.556 | 0.556 | 0.556 | 0.556 | 0.556 | 0.556 | 0.556 | 0.556 | 0.556 | 0.556
Northern_California_Solar_96 | caiso-deliverability | Newark_Los_Esteros_SSN | Reliability_Capacity_In_Model_Year | System RA | Northern_California_Solar_96 | 0.556 | 0.556 | 0.556 | 0.556 | 0.556 | 0.556 | 0.556 | 0.556 | 0.556 | 0.556 | 0.556 | 0.556 | 0.556 | 0.556 | 0.556 | 0.556 | 0.556 | 0.556 | 0.556 | 0.556 | 0.556 | 0.556 | 0.556 | 0.556 | 0.556 | 0.556 | 0.556 | 0.556 | 0.556 | 0.556 | 0.556
Northern_California_Solar_113 | caiso-deliverability | Newark_Los_Esteros_SSN | Reliability_Capacity_In_Model_Year | System RA | Northern_California_Solar_113 | 0.556 | 0.556 | 0.556 | 0.556 | 0.556 | 0.556 | 0.556 | 0.556 | 0.556 | 0.556 | 0.556 | 0.556 | 0.556 | 0.556 | 0.556 | 0.556 | 0.556 | 0.556 | 0.556 | 0.556 | 0.556 | 0.556 | 0.556 | 0.556 | 0.556 | 0.556 | 0.556 | 0.556 | 0.556 | 0.556 | 0.556
Northern_California_Solar_116 | caiso-deliverability | Newark_Los_Esteros_SSN | Reliability_Capacity_In_Model_Year | System RA | Northern_California_Solar_116 | 0.556 | 0.556 | 0.556 | 0.556 | 0.556 | 0.556 | 0.556 | 0.556 | 0.556 | 0.556 | 0.556 | 0.556 | 0.556 | 0.556 | 0.556 | 0.556 | 0.556 | 0.556 | 0.556 | 0.556 | 0.556 | 0.556 | 0.556 | 0.556 | 0.556 | 0.556 | 0.556 | 0.556 | 0.556 | 0.556 | 0.556
Southern_PGAE_Solar_99 | caiso-deliverability | Newark_Los_Esteros_SSN | Reliability_Capacity_In_Model_Year | System RA | Southern_PGAE_Solar_99 | 0.556 | 0.556 | 0.556 | 0.556 | 0.556 | 0.556 | 0.556 | 0.556 | 0.556 | 0.556 | 0.556 | 0.556 | 0.556 | 0.556 | 0.556 | 0.556 | 0.556 | 0.556 | 0.556 | 0.556 | 0.556 | 0.556 | 0.556 | 0.556 | 0.556 | 0.556 | 0.556 | 0.556 | 0.556 | 0.556 | 0.556
Southern_PGAE_Solar_124 | caiso-deliverability | Newark_Los_Esteros_SSN | Reliability_Capacity_In_Model_Year | System RA | Southern_PGAE_Solar_124 | 0.556 | 0.556 | 0.556 | 0.556 | 0.556 | 0.556 | 0.556 | 0.556 | 0.556 | 0.556 | 0.556 | 0.556 | 0.556 | 0.556 | 0.556 | 0.556 | 0.556 | 0.556 | 0.556 | 0.556 | 0.556 | 0.556 | 0.556 | 0.556 | 0.556 | 0.556 | 0.556 | 0.556 | 0.556 | 0.556 | 0.556
Newark_Los_Esteros_group | caiso-deliverability | Newark_Los_Esteros_SSN | Operational_New_Capacity_MW | Newark_Los_Esteros_group |  | -0.20115 | -0.20115 | -0.20115 | -0.20115 | -0.20115 | -0.20115 | -0.20115 | -0.20115 | -0.20115 | -0.20115 | -0.20115 | -0.20115 | -0.20115 | -0.20115 | -0.20115 | -0.20115 | -0.20115 | -0.20115 | -0.20115 | -0.20115 | -0.20115 | -0.20115 | -0.20115 | -0.20115 | -0.20115 | -0.20115 | -0.20115 | -0.20115 | -0.20115 | -0.20115 | -0.20115
Southern_PGAE_Flow_Battery_95 | caiso-deliverability | Newark_Newark_Dist_HSN | Reliability_Capacity_In_Model_Year | System RA | Southern_PGAE_Flow_Battery_95 | 1 | 1 | 1 | 1 | 1 | 1 | 1 | 1 | 1 | 1 | 1 | 1 | 1 | 1 | 1 | 1 | 1 | 1 | 1 | 1 | 1 | 1 | 1 | 1 | 1 | 1 | 1 | 1 | 1 | 1 | 1
Northern_California_Flow_Battery_112 | caiso-deliverability | Newark_Newark_Dist_HSN | Reliability_Capacity_In_Model_Year | System RA | Northern_California_Flow_Battery_112 | 1 | 1 | 1 | 1 | 1 | 1 | 1 | 1 | 1 | 1 | 1 | 1 | 1 | 1 | 1 | 1 | 1 | 1 | 1 | 1 | 1 | 1 | 1 | 1 | 1 | 1 | 1 | 1 | 1 | 1 | 1
Northern_California_Flow_Battery_126 | caiso-deliverability | Newark_Newark_Dist_HSN | Reliability_Capacity_In_Model_Year | System RA | Northern_California_Flow_Battery_126 | 1 | 1 | 1 | 1 | 1 | 1 | 1 | 1 | 1 | 1 | 1 | 1 | 1 | 1 | 1 | 1 | 1 | 1 | 1 | 1 | 1 | 1 | 1 | 1 | 1 | 1 | 1 | 1 | 1 | 1 | 1
Northern_California_Flow_Battery_150 | caiso-deliverability | Newark_Newark_Dist_HSN | Reliability_Capacity_In_Model_Year | System RA | Northern_California_Flow_Battery_150 | 1 | 1 | 1 | 1 | 1 | 1 | 1 | 1 | 1 | 1 | 1 | 1 | 1 | 1 | 1 | 1 | 1 | 1 | 1 | 1 | 1 | 1 | 1 | 1 | 1 | 1 | 1 | 1 | 1 | 1 | 1
Northern_California_Flow_Battery_155 | caiso-deliverability | Newark_Newark_Dist_HSN | Reliability_Capacity_In_Model_Year | System RA | Northern_California_Flow_Battery_155 | 1 | 1 | 1 | 1 | 1 | 1 | 1 | 1 | 1 | 1 | 1 | 1 | 1 | 1 | 1 | 1 | 1 | 1 | 1 | 1 | 1 | 1 | 1 | 1 | 1 | 1 | 1 | 1 | 1 | 1 | 1
Southern_PGAE_Li_Battery_4hr_95 | caiso-deliverability | Newark_Newark_Dist_HSN | Reliability_Capacity_In_Model_Year | System RA | Southern_PGAE_Li_Battery_4hr_95 | 1 | 1 | 1 | 1 | 1 | 1 | 1 | 1 | 1 | 1 | 1 | 1 | 1 | 1 | 1 | 1 | 1 | 1 | 1 | 1 | 1 | 1 | 1 | 1 | 1 | 1 | 1 | 1 | 1 | 1 | 1
Northern_California_Li_Battery_4hr_112 | caiso-deliverability | Newark_Newark_Dist_HSN | Reliability_Capacity_In_Model_Year | System RA | Northern_California_Li_Battery_4hr_112 | 1 | 1 | 1 | 1 | 1 | 1 | 1 | 1 | 1 | 1 | 1 | 1 | 1 | 1 | 1 | 1 | 1 | 1 | 1 | 1 | 1 | 1 | 1 | 1 | 1 | 1 | 1 | 1 | 1 | 1 | 1
Northern_California_Li_Battery_4hr_126 | caiso-deliverability | Newark_Newark_Dist_HSN | Reliability_Capacity_In_Model_Year | System RA | Northern_California_Li_Battery_4hr_126 | 1 | 1 | 1 | 1 | 1 | 1 | 1 | 1 | 1 | 1 | 1 | 1 | 1 | 1 | 1 | 1 | 1 | 1 | 1 | 1 | 1 | 1 | 1 | 1 | 1 | 1 | 1 | 1 | 1 | 1 | 1
Northern_California_Li_Battery_4hr_150 | caiso-deliverability | Newark_Newark_Dist_HSN | Reliability_Capacity_In_Model_Year | System RA | Northern_California_Li_Battery_4hr_150 | 1 | 1 | 1 | 1 | 1 | 1 | 1 | 1 | 1 | 1 | 1 | 1 | 1 | 1 | 1 | 1 | 1 | 1 | 1 | 1 | 1 | 1 | 1 | 1 | 1 | 1 | 1 | 1 | 1 | 1 | 1
Northern_California_Li_Battery_4hr_155 | caiso-deliverability | Newark_Newark_Dist_HSN | Reliability_Capacity_In_Model_Year | System RA | Northern_California_Li_Battery_4hr_155 | 1 | 1 | 1 | 1 | 1 | 1 | 1 | 1 | 1 | 1 | 1 | 1 | 1 | 1 | 1 | 1 | 1 | 1 | 1 | 1 | 1 | 1 | 1 | 1 | 1 | 1 | 1 | 1 | 1 | 1 | 1
Southern_PGAE_Li_Battery_8hr_95 | caiso-deliverability | Newark_Newark_Dist_HSN | Reliability_Capacity_In_Model_Year | System RA | Southern_PGAE_Li_Battery_8hr_95 | 1 | 1 | 1 | 1 | 1 | 1 | 1 | 1 | 1 | 1 | 1 | 1 | 1 | 1 | 1 | 1 | 1 | 1 | 1 | 1 | 1 | 1 | 1 | 1 | 1 | 1 | 1 | 1 | 1 | 1 | 1
Northern_California_Li_Battery_8hr_112 | caiso-deliverability | Newark_Newark_Dist_HSN | Reliability_Capacity_In_Model_Year | System RA | Northern_California_Li_Battery_8hr_112 | 1 | 1 | 1 | 1 | 1 | 1 | 1 | 1 | 1 | 1 | 1 | 1 | 1 | 1 | 1 | 1 | 1 | 1 | 1 | 1 | 1 | 1 | 1 | 1 | 1 | 1 | 1 | 1 | 1 | 1 | 1
Northern_California_Li_Battery_8hr_126 | caiso-deliverability | Newark_Newark_Dist_HSN | Reliability_Capacity_In_Model_Year | System RA | Northern_California_Li_Battery_8hr_126 | 1 | 1 | 1 | 1 | 1 | 1 | 1 | 1 | 1 | 1 | 1 | 1 | 1 | 1 | 1 | 1 | 1 | 1 | 1 | 1 | 1 | 1 | 1 | 1 | 1 | 1 | 1 | 1 | 1 | 1 | 1
Northern_California_Li_Battery_8hr_150 | caiso-deliverability | Newark_Newark_Dist_HSN | Reliability_Capacity_In_Model_Year | System RA | Northern_California_Li_Battery_8hr_150 | 1 | 1 | 1 | 1 | 1 | 1 | 1 | 1 | 1 | 1 | 1 | 1 | 1 | 1 | 1 | 1 | 1 | 1 | 1 | 1 | 1 | 1 | 1 | 1 | 1 | 1 | 1 | 1 | 1 | 1 | 1
Northern_California_Li_Battery_8hr_155 | caiso-deliverability | Newark_Newark_Dist_HSN | Reliability_Capacity_In_Model_Year | System RA | Northern_California_Li_Battery_8hr_155 | 1 | 1 | 1 | 1 | 1 | 1 | 1 | 1 | 1 | 1 | 1 | 1 | 1 | 1 | 1 | 1 | 1 | 1 | 1 | 1 | 1 | 1 | 1 | 1 | 1 | 1 | 1 | 1 | 1 | 1 | 1
Northern_California_Solar_112 | caiso-deliverability | Newark_Newark_Dist_HSN | Reliability_Capacity_In_Model_Year | System RA | Northern_California_Solar_112 | 0.1 | 0.1 | 0.1 | 0.1 | 0.1 | 0.1 | 0.1 | 0.1 | 0.1 | 0.1 | 0.1 | 0.1 | 0.1 | 0.1 | 0.1 | 0.1 | 0.1 | 0.1 | 0.1 | 0.1 | 0.1 | 0.1 | 0.1 | 0.1 | 0.1 | 0.1 | 0.1 | 0.1 | 0.1 | 0.1 | 0.1
Northern_California_Solar_126 | caiso-deliverability | Newark_Newark_Dist_HSN | Reliability_Capacity_In_Model_Year | System RA | Northern_California_Solar_126 | 0.1 | 0.1 | 0.1 | 0.1 | 0.1 | 0.1 | 0.1 | 0.1 | 0.1 | 0.1 | 0.1 | 0.1 | 0.1 | 0.1 | 0.1 | 0.1 | 0.1 | 0.1 | 0.1 | 0.1 | 0.1 | 0.1 | 0.1 | 0.1 | 0.1 | 0.1 | 0.1 | 0.1 | 0.1 | 0.1 | 0.1
Northern_California_Solar_150 | caiso-deliverability | Newark_Newark_Dist_HSN | Reliability_Capacity_In_Model_Year | System RA | Northern_California_Solar_150 | 0.1 | 0.1 | 0.1 | 0.1 | 0.1 | 0.1 | 0.1 | 0.1 | 0.1 | 0.1 | 0.1 | 0.1 | 0.1 | 0.1 | 0.1 | 0.1 | 0.1 | 0.1 | 0.1 | 0.1 | 0.1 | 0.1 | 0.1 | 0.1 | 0.1 | 0.1 | 0.1 | 0.1 | 0.1 | 0.1 | 0.1
Northern_California_Solar_155 | caiso-deliverability | Newark_Newark_Dist_HSN | Reliability_Capacity_In_Model_Year | System RA | Northern_California_Solar_155 | 0.1 | 0.1 | 0.1 | 0.1 | 0.1 | 0.1 | 0.1 | 0.1 | 0.1 | 0.1 | 0.1 | 0.1 | 0.1 | 0.1 | 0.1 | 0.1 | 0.1 | 0.1 | 0.1 | 0.1 | 0.1 | 0.1 | 0.1 | 0.1 | 0.1 | 0.1 | 0.1 | 0.1 | 0.1 | 0.1 | 0.1
Solano_Wind_126 | caiso-deliverability | Newark_Newark_Dist_HSN | Reliability_Capacity_In_Model_Year | System RA | Solano_Wind_126 | 0.665 | 0.665 | 0.665 | 0.665 | 0.665 | 0.665 | 0.665 | 0.665 | 0.665 | 0.665 | 0.665 | 0.665 | 0.665 | 0.665 | 0.665 | 0.665 | 0.665 | 0.665 | 0.665 | 0.665 | 0.665 | 0.665 | 0.665 | 0.665 | 0.665 | 0.665 | 0.665 | 0.665 | 0.665 | 0.665 | 0.665
Southern_PGAE_Solar_95 | caiso-deliverability | Newark_Newark_Dist_HSN | Reliability_Capacity_In_Model_Year | System RA | Southern_PGAE_Solar_95 | 0.1 | 0.1 | 0.1 | 0.1 | 0.1 | 0.1 | 0.1 | 0.1 | 0.1 | 0.1 | 0.1 | 0.1 | 0.1 | 0.1 | 0.1 | 0.1 | 0.1 | 0.1 | 0.1 | 0.1 | 0.1 | 0.1 | 0.1 | 0.1 | 0.1 | 0.1 | 0.1 | 0.1 | 0.1 | 0.1 | 0.1
Nikola_group | caiso-deliverability | Newark_Newark_Dist_HSN | Operational_New_Capacity_MW | Nikola_group |  | -0.66215 | -0.66215 | -0.66215 | -0.66215 | -0.66215 | -0.66215 | -0.66215 | -0.66215 | -0.66215 | -0.66215 | -0.66215 | -0.66215 | -0.66215 | -0.66215 | -0.66215 | -0.66215 | -0.66215 | -0.66215 | -0.66215 | -0.66215 | -0.66215 | -0.66215 | -0.66215 | -0.66215 | -0.66215 | -0.66215 | -0.66215 | -0.66215 | -0.66215 | -0.66215 | -0.66215
Southern_PGAE_Flow_Battery_95 | caiso-deliverability | Newark_Newark_Dist_offpeak | Operational_New_Capacity_MW | Southern_PGAE_Flow_Battery_95 |  | -1 | -1 | -1 | -1 | -1 | -1 | -1 | -1 | -1 | -1 | -1 | -1 | -1 | -1 | -1 | -1 | -1 | -1 | -1 | -1 | -1 | -1 | -1 | -1 | -1 | -1 | -1 | -1 | -1 | -1 | -1
Northern_California_Flow_Battery_112 | caiso-deliverability | Newark_Newark_Dist_offpeak | Operational_New_Capacity_MW | Northern_California_Flow_Battery_112 |  | -1 | -1 | -1 | -1 | -1 | -1 | -1 | -1 | -1 | -1 | -1 | -1 | -1 | -1 | -1 | -1 | -1 | -1 | -1 | -1 | -1 | -1 | -1 | -1 | -1 | -1 | -1 | -1 | -1 | -1 | -1
Northern_California_Flow_Battery_126 | caiso-deliverability | Newark_Newark_Dist_offpeak | Operational_New_Capacity_MW | Northern_California_Flow_Battery_126 |  | -1 | -1 | -1 | -1 | -1 | -1 | -1 | -1 | -1 | -1 | -1 | -1 | -1 | -1 | -1 | -1 | -1 | -1 | -1 | -1 | -1 | -1 | -1 | -1 | -1 | -1 | -1 | -1 | -1 | -1 | -1
Northern_California_Flow_Battery_150 | caiso-deliverability | Newark_Newark_Dist_offpeak | Operational_New_Capacity_MW | Northern_California_Flow_Battery_150 |  | -1 | -1 | -1 | -1 | -1 | -1 | -1 | -1 | -1 | -1 | -1 | -1 | -1 | -1 | -1 | -1 | -1 | -1 | -1 | -1 | -1 | -1 | -1 | -1 | -1 | -1 | -1 | -1 | -1 | -1 | -1
Northern_California_Flow_Battery_155 | caiso-deliverability | Newark_Newark_Dist_offpeak | Operational_New_Capacity_MW | Northern_California_Flow_Battery_155 |  | -1 | -1 | -1 | -1 | -1 | -1 | -1 | -1 | -1 | -1 | -1 | -1 | -1 | -1 | -1 | -1 | -1 | -1 | -1 | -1 | -1 | -1 | -1 | -1 | -1 | -1 | -1 | -1 | -1 | -1 | -1
Southern_PGAE_Li_Battery_4hr_95 | caiso-deliverability | Newark_Newark_Dist_offpeak | Operational_New_Capacity_MW | Southern_PGAE_Li_Battery_4hr_95 |  | -1 | -1 | -1 | -1 | -1 | -1 | -1 | -1 | -1 | -1 | -1 | -1 | -1 | -1 | -1 | -1 | -1 | -1 | -1 | -1 | -1 | -1 | -1 | -1 | -1 | -1 | -1 | -1 | -1 | -1 | -1
Northern_California_Li_Battery_4hr_112 | caiso-deliverability | Newark_Newark_Dist_offpeak | Operational_New_Capacity_MW | Northern_California_Li_Battery_4hr_112 |  | -1 | -1 | -1 | -1 | -1 | -1 | -1 | -1 | -1 | -1 | -1 | -1 | -1 | -1 | -1 | -1 | -1 | -1 | -1 | -1 | -1 | -1 | -1 | -1 | -1 | -1 | -1 | -1 | -1 | -1 | -1
Northern_California_Li_Battery_4hr_126 | caiso-deliverability | Newark_Newark_Dist_offpeak | Operational_New_Capacity_MW | Northern_California_Li_Battery_4hr_126 |  | -1 | -1 | -1 | -1 | -1 | -1 | -1 | -1 | -1 | -1 | -1 | -1 | -1 | -1 | -1 | -1 | -1 | -1 | -1 | -1 | -1 | -1 | -1 | -1 | -1 | -1 | -1 | -1 | -1 | -1 | -1
Northern_California_Li_Battery_4hr_150 | caiso-deliverability | Newark_Newark_Dist_offpeak | Operational_New_Capacity_MW | Northern_California_Li_Battery_4hr_150 |  | -1 | -1 | -1 | -1 | -1 | -1 | -1 | -1 | -1 | -1 | -1 | -1 | -1 | -1 | -1 | -1 | -1 | -1 | -1 | -1 | -1 | -1 | -1 | -1 | -1 | -1 | -1 | -1 | -1 | -1 | -1
Northern_California_Li_Battery_4hr_155 | caiso-deliverability | Newark_Newark_Dist_offpeak | Operational_New_Capacity_MW | Northern_California_Li_Battery_4hr_155 |  | -1 | -1 | -1 | -1 | -1 | -1 | -1 | -1 | -1 | -1 | -1 | -1 | -1 | -1 | -1 | -1 | -1 | -1 | -1 | -1 | -1 | -1 | -1 | -1 | -1 | -1 | -1 | -1 | -1 | -1 | -1
Southern_PGAE_Li_Battery_8hr_95 | caiso-deliverability | Newark_Newark_Dist_offpeak | Operational_New_Capacity_MW | Southern_PGAE_Li_Battery_8hr_95 |  | -1 | -1 | -1 | -1 | -1 | -1 | -1 | -1 | -1 | -1 | -1 | -1 | -1 | -1 | -1 | -1 | -1 | -1 | -1 | -1 | -1 | -1 | -1 | -1 | -1 | -1 | -1 | -1 | -1 | -1 | -1
Northern_California_Li_Battery_8hr_112 | caiso-deliverability | Newark_Newark_Dist_offpeak | Operational_New_Capacity_MW | Northern_California_Li_Battery_8hr_112 |  | -1 | -1 | -1 | -1 | -1 | -1 | -1 | -1 | -1 | -1 | -1 | -1 | -1 | -1 | -1 | -1 | -1 | -1 | -1 | -1 | -1 | -1 | -1 | -1 | -1 | -1 | -1 | -1 | -1 | -1 | -1
Northern_California_Li_Battery_8hr_126 | caiso-deliverability | Newark_Newark_Dist_offpeak | Operational_New_Capacity_MW | Northern_California_Li_Battery_8hr_126 |  | -1 | -1 | -1 | -1 | -1 | -1 | -1 | -1 | -1 | -1 | -1 | -1 | -1 | -1 | -1 | -1 | -1 | -1 | -1 | -1 | -1 | -1 | -1 | -1 | -1 | -1 | -1 | -1 | -1 | -1 | -1
Northern_California_Li_Battery_8hr_150 | caiso-deliverability | Newark_Newark_Dist_offpeak | Operational_New_Capacity_MW | Northern_California_Li_Battery_8hr_150 |  | -1 | -1 | -1 | -1 | -1 | -1 | -1 | -1 | -1 | -1 | -1 | -1 | -1 | -1 | -1 | -1 | -1 | -1 | -1 | -1 | -1 | -1 | -1 | -1 | -1 | -1 | -1 | -1 | -1 | -1 | -1
Northern_California_Li_Battery_8hr_155 | caiso-deliverability | Newark_Newark_Dist_offpeak | Operational_New_Capacity_MW | Northern_California_Li_Battery_8hr_155 |  | -1 | -1 | -1 | -1 | -1 | -1 | -1 | -1 | -1 | -1 | -1 | -1 | -1 | -1 | -1 | -1 | -1 | -1 | -1 | -1 | -1 | -1 | -1 | -1 | -1 | -1 | -1 | -1 | -1 | -1 | -1
Northern_California_Solar_112 | caiso-deliverability | Newark_Newark_Dist_offpeak | Operational_New_Capacity_MW | Northern_California_Solar_112 |  | 0.68 | 0.68 | 0.68 | 0.68 | 0.68 | 0.68 | 0.68 | 0.68 | 0.68 | 0.68 | 0.68 | 0.68 | 0.68 | 0.68 | 0.68 | 0.68 | 0.68 | 0.68 | 0.68 | 0.68 | 0.68 | 0.68 | 0.68 | 0.68 | 0.68 | 0.68 | 0.68 | 0.68 | 0.68 | 0.68 | 0.68
Northern_California_Solar_126 | caiso-deliverability | Newark_Newark_Dist_offpeak | Operational_New_Capacity_MW | Northern_California_Solar_126 |  | 0.68 | 0.68 | 0.68 | 0.68 | 0.68 | 0.68 | 0.68 | 0.68 | 0.68 | 0.68 | 0.68 | 0.68 | 0.68 | 0.68 | 0.68 | 0.68 | 0.68 | 0.68 | 0.68 | 0.68 | 0.68 | 0.68 | 0.68 | 0.68 | 0.68 | 0.68 | 0.68 | 0.68 | 0.68 | 0.68 | 0.68
Northern_California_Solar_150 | caiso-deliverability | Newark_Newark_Dist_offpeak | Operational_New_Capacity_MW | Northern_California_Solar_150 |  | 0.68 | 0.68 | 0.68 | 0.68 | 0.68 | 0.68 | 0.68 | 0.68 | 0.68 | 0.68 | 0.68 | 0.68 | 0.68 | 0.68 | 0.68 | 0.68 | 0.68 | 0.68 | 0.68 | 0.68 | 0.68 | 0.68 | 0.68 | 0.68 | 0.68 | 0.68 | 0.68 | 0.68 | 0.68 | 0.68 | 0.68
Northern_California_Solar_155 | caiso-deliverability | Newark_Newark_Dist_offpeak | Operational_New_Capacity_MW | Northern_California_Solar_155 |  | 0.68 | 0.68 | 0.68 | 0.68 | 0.68 | 0.68 | 0.68 | 0.68 | 0.68 | 0.68 | 0.68 | 0.68 | 0.68 | 0.68 | 0.68 | 0.68 | 0.68 | 0.68 | 0.68 | 0.68 | 0.68 | 0.68 | 0.68 | 0.68 | 0.68 | 0.68 | 0.68 | 0.68 | 0.68 | 0.68 | 0.68
Solano_Wind_126 | caiso-deliverability | Newark_Newark_Dist_offpeak | Operational_New_Capacity_MW | Solano_Wind_126 |  | 0.63 | 0.63 | 0.63 | 0.63 | 0.63 | 0.63 | 0.63 | 0.63 | 0.63 | 0.63 | 0.63 | 0.63 | 0.63 | 0.63 | 0.63 | 0.63 | 0.63 | 0.63 | 0.63 | 0.63 | 0.63 | 0.63 | 0.63 | 0.63 | 0.63 | 0.63 | 0.63 | 0.63 | 0.63 | 0.63 | 0.63
Southern_PGAE_Solar_95 | caiso-deliverability | Newark_Newark_Dist_offpeak | Operational_New_Capacity_MW | Southern_PGAE_Solar_95 |  | 0.68 | 0.68 | 0.68 | 0.68 | 0.68 | 0.68 | 0.68 | 0.68 | 0.68 | 0.68 | 0.68 | 0.68 | 0.68 | 0.68 | 0.68 | 0.68 | 0.68 | 0.68 | 0.68 | 0.68 | 0.68 | 0.68 | 0.68 | 0.68 | 0.68 | 0.68 | 0.68 | 0.68 | 0.68 | 0.68 | 0.68
Nikola_group | caiso-deliverability | Newark_Newark_Dist_offpeak | Operational_New_Capacity_MW | Nikola_group |  | -0.66215 | -0.66215 | -0.66215 | -0.66215 | -0.66215 | -0.66215 | -0.66215 | -0.66215 | -0.66215 | -0.66215 | -0.66215 | -0.66215 | -0.66215 | -0.66215 | -0.66215 | -0.66215 | -0.66215 | -0.66215 | -0.66215 | -0.66215 | -0.66215 | -0.66215 | -0.66215 | -0.66215 | -0.66215 | -0.66215 | -0.66215 | -0.66215 | -0.66215 | -0.66215 | -0.66215
Southern_PGAE_Flow_Battery_95 | caiso-deliverability | Newark_Newark_Dist_SSN | Reliability_Capacity_In_Model_Year | System RA | Southern_PGAE_Flow_Battery_95 | 0.5 | 0.5 | 0.5 | 0.5 | 0.5 | 0.5 | 0.5 | 0.5 | 0.5 | 0.5 | 0.5 | 0.5 | 0.5 | 0.5 | 0.5 | 0.5 | 0.5 | 0.5 | 0.5 | 0.5 | 0.5 | 0.5 | 0.5 | 0.5 | 0.5 | 0.5 | 0.5 | 0.5 | 0.5 | 0.5 | 0.5
Northern_California_Flow_Battery_112 | caiso-deliverability | Newark_Newark_Dist_SSN | Reliability_Capacity_In_Model_Year | System RA | Northern_California_Flow_Battery_112 | 0.5 | 0.5 | 0.5 | 0.5 | 0.5 | 0.5 | 0.5 | 0.5 | 0.5 | 0.5 | 0.5 | 0.5 | 0.5 | 0.5 | 0.5 | 0.5 | 0.5 | 0.5 | 0.5 | 0.5 | 0.5 | 0.5 | 0.5 | 0.5 | 0.5 | 0.5 | 0.5 | 0.5 | 0.5 | 0.5 | 0.5
Northern_California_Flow_Battery_126 | caiso-deliverability | Newark_Newark_Dist_SSN | Reliability_Capacity_In_Model_Year | System RA | Northern_California_Flow_Battery_126 | 0.5 | 0.5 | 0.5 | 0.5 | 0.5 | 0.5 | 0.5 | 0.5 | 0.5 | 0.5 | 0.5 | 0.5 | 0.5 | 0.5 | 0.5 | 0.5 | 0.5 | 0.5 | 0.5 | 0.5 | 0.5 | 0.5 | 0.5 | 0.5 | 0.5 | 0.5 | 0.5 | 0.5 | 0.5 | 0.5 | 0.5
Northern_California_Flow_Battery_150 | caiso-deliverability | Newark_Newark_Dist_SSN | Reliability_Capacity_In_Model_Year | System RA | Northern_California_Flow_Battery_150 | 0.5 | 0.5 | 0.5 | 0.5 | 0.5 | 0.5 | 0.5 | 0.5 | 0.5 | 0.5 | 0.5 | 0.5 | 0.5 | 0.5 | 0.5 | 0.5 | 0.5 | 0.5 | 0.5 | 0.5 | 0.5 | 0.5 | 0.5 | 0.5 | 0.5 | 0.5 | 0.5 | 0.5 | 0.5 | 0.5 | 0.5
Northern_California_Flow_Battery_155 | caiso-deliverability | Newark_Newark_Dist_SSN | Reliability_Capacity_In_Model_Year | System RA | Northern_California_Flow_Battery_155 | 0.5 | 0.5 | 0.5 | 0.5 | 0.5 | 0.5 | 0.5 | 0.5 | 0.5 | 0.5 | 0.5 | 0.5 | 0.5 | 0.5 | 0.5 | 0.5 | 0.5 | 0.5 | 0.5 | 0.5 | 0.5 | 0.5 | 0.5 | 0.5 | 0.5 | 0.5 | 0.5 | 0.5 | 0.5 | 0.5 | 0.5
Southern_PGAE_Li_Battery_4hr_95 | caiso-deliverability | Newark_Newark_Dist_SSN | Reliability_Capacity_In_Model_Year | System RA | Southern_PGAE_Li_Battery_4hr_95 | 0.5 | 0.5 | 0.5 | 0.5 | 0.5 | 0.5 | 0.5 | 0.5 | 0.5 | 0.5 | 0.5 | 0.5 | 0.5 | 0.5 | 0.5 | 0.5 | 0.5 | 0.5 | 0.5 | 0.5 | 0.5 | 0.5 | 0.5 | 0.5 | 0.5 | 0.5 | 0.5 | 0.5 | 0.5 | 0.5 | 0.5
Northern_California_Li_Battery_4hr_112 | caiso-deliverability | Newark_Newark_Dist_SSN | Reliability_Capacity_In_Model_Year | System RA | Northern_California_Li_Battery_4hr_112 | 0.5 | 0.5 | 0.5 | 0.5 | 0.5 | 0.5 | 0.5 | 0.5 | 0.5 | 0.5 | 0.5 | 0.5 | 0.5 | 0.5 | 0.5 | 0.5 | 0.5 | 0.5 | 0.5 | 0.5 | 0.5 | 0.5 | 0.5 | 0.5 | 0.5 | 0.5 | 0.5 | 0.5 | 0.5 | 0.5 | 0.5
Northern_California_Li_Battery_4hr_126 | caiso-deliverability | Newark_Newark_Dist_SSN | Reliability_Capacity_In_Model_Year | System RA | Northern_California_Li_Battery_4hr_126 | 0.5 | 0.5 | 0.5 | 0.5 | 0.5 | 0.5 | 0.5 | 0.5 | 0.5 | 0.5 | 0.5 | 0.5 | 0.5 | 0.5 | 0.5 | 0.5 | 0.5 | 0.5 | 0.5 | 0.5 | 0.5 | 0.5 | 0.5 | 0.5 | 0.5 | 0.5 | 0.5 | 0.5 | 0.5 | 0.5 | 0.5
Northern_California_Li_Battery_4hr_150 | caiso-deliverability | Newark_Newark_Dist_SSN | Reliability_Capacity_In_Model_Year | System RA | Northern_California_Li_Battery_4hr_150 | 0.5 | 0.5 | 0.5 | 0.5 | 0.5 | 0.5 | 0.5 | 0.5 | 0.5 | 0.5 | 0.5 | 0.5 | 0.5 | 0.5 | 0.5 | 0.5 | 0.5 | 0.5 | 0.5 | 0.5 | 0.5 | 0.5 | 0.5 | 0.5 | 0.5 | 0.5 | 0.5 | 0.5 | 0.5 | 0.5 | 0.5
Northern_California_Li_Battery_4hr_155 | caiso-deliverability | Newark_Newark_Dist_SSN | Reliability_Capacity_In_Model_Year | System RA | Northern_California_Li_Battery_4hr_155 | 0.5 | 0.5 | 0.5 | 0.5 | 0.5 | 0.5 | 0.5 | 0.5 | 0.5 | 0.5 | 0.5 | 0.5 | 0.5 | 0.5 | 0.5 | 0.5 | 0.5 | 0.5 | 0.5 | 0.5 | 0.5 | 0.5 | 0.5 | 0.5 | 0.5 | 0.5 | 0.5 | 0.5 | 0.5 | 0.5 | 0.5
Southern_PGAE_Li_Battery_8hr_95 | caiso-deliverability | Newark_Newark_Dist_SSN | Reliability_Capacity_In_Model_Year | System RA | Southern_PGAE_Li_Battery_8hr_95 | 0.5 | 0.5 | 0.5 | 0.5 | 0.5 | 0.5 | 0.5 | 0.5 | 0.5 | 0.5 | 0.5 | 0.5 | 0.5 | 0.5 | 0.5 | 0.5 | 0.5 | 0.5 | 0.5 | 0.5 | 0.5 | 0.5 | 0.5 | 0.5 | 0.5 | 0.5 | 0.5 | 0.5 | 0.5 | 0.5 | 0.5
Northern_California_Li_Battery_8hr_112 | caiso-deliverability | Newark_Newark_Dist_SSN | Reliability_Capacity_In_Model_Year | System RA | Northern_California_Li_Battery_8hr_112 | 0.5 | 0.5 | 0.5 | 0.5 | 0.5 | 0.5 | 0.5 | 0.5 | 0.5 | 0.5 | 0.5 | 0.5 | 0.5 | 0.5 | 0.5 | 0.5 | 0.5 | 0.5 | 0.5 | 0.5 | 0.5 | 0.5 | 0.5 | 0.5 | 0.5 | 0.5 | 0.5 | 0.5 | 0.5 | 0.5 | 0.5
Northern_California_Li_Battery_8hr_126 | caiso-deliverability | Newark_Newark_Dist_SSN | Reliability_Capacity_In_Model_Year | System RA | Northern_California_Li_Battery_8hr_126 | 0.5 | 0.5 | 0.5 | 0.5 | 0.5 | 0.5 | 0.5 | 0.5 | 0.5 | 0.5 | 0.5 | 0.5 | 0.5 | 0.5 | 0.5 | 0.5 | 0.5 | 0.5 | 0.5 | 0.5 | 0.5 | 0.5 | 0.5 | 0.5 | 0.5 | 0.5 | 0.5 | 0.5 | 0.5 | 0.5 | 0.5
Northern_California_Li_Battery_8hr_150 | caiso-deliverability | Newark_Newark_Dist_SSN | Reliability_Capacity_In_Model_Year | System RA | Northern_California_Li_Battery_8hr_150 | 0.5 | 0.5 | 0.5 | 0.5 | 0.5 | 0.5 | 0.5 | 0.5 | 0.5 | 0.5 | 0.5 | 0.5 | 0.5 | 0.5 | 0.5 | 0.5 | 0.5 | 0.5 | 0.5 | 0.5 | 0.5 | 0.5 | 0.5 | 0.5 | 0.5 | 0.5 | 0.5 | 0.5 | 0.5 | 0.5 | 0.5
Northern_California_Li_Battery_8hr_155 | caiso-deliverability | Newark_Newark_Dist_SSN | Reliability_Capacity_In_Model_Year | System RA | Northern_California_Li_Battery_8hr_155 | 0.5 | 0.5 | 0.5 | 0.5 | 0.5 | 0.5 | 0.5 | 0.5 | 0.5 | 0.5 | 0.5 | 0.5 | 0.5 | 0.5 | 0.5 | 0.5 | 0.5 | 0.5 | 0.5 | 0.5 | 0.5 | 0.5 | 0.5 | 0.5 | 0.5 | 0.5 | 0.5 | 0.5 | 0.5 | 0.5 | 0.5
Northern_California_Solar_112 | caiso-deliverability | Newark_Newark_Dist_SSN | Reliability_Capacity_In_Model_Year | System RA | Northern_California_Solar_112 | 0.556 | 0.556 | 0.556 | 0.556 | 0.556 | 0.556 | 0.556 | 0.556 | 0.556 | 0.556 | 0.556 | 0.556 | 0.556 | 0.556 | 0.556 | 0.556 | 0.556 | 0.556 | 0.556 | 0.556 | 0.556 | 0.556 | 0.556 | 0.556 | 0.556 | 0.556 | 0.556 | 0.556 | 0.556 | 0.556 | 0.556
Northern_California_Solar_126 | caiso-deliverability | Newark_Newark_Dist_SSN | Reliability_Capacity_In_Model_Year | System RA | Northern_California_Solar_126 | 0.556 | 0.556 | 0.556 | 0.556 | 0.556 | 0.556 | 0.556 | 0.556 | 0.556 | 0.556 | 0.556 | 0.556 | 0.556 | 0.556 | 0.556 | 0.556 | 0.556 | 0.556 | 0.556 | 0.556 | 0.556 | 0.556 | 0.556 | 0.556 | 0.556 | 0.556 | 0.556 | 0.556 | 0.556 | 0.556 | 0.556
Northern_California_Solar_150 | caiso-deliverability | Newark_Newark_Dist_SSN | Reliability_Capacity_In_Model_Year | System RA | Northern_California_Solar_150 | 0.556 | 0.556 | 0.556 | 0.556 | 0.556 | 0.556 | 0.556 | 0.556 | 0.556 | 0.556 | 0.556 | 0.556 | 0.556 | 0.556 | 0.556 | 0.556 | 0.556 | 0.556 | 0.556 | 0.556 | 0.556 | 0.556 | 0.556 | 0.556 | 0.556 | 0.556 | 0.556 | 0.556 | 0.556 | 0.556 | 0.556
Northern_California_Solar_155 | caiso-deliverability | Newark_Newark_Dist_SSN | Reliability_Capacity_In_Model_Year | System RA | Northern_California_Solar_155 | 0.556 | 0.556 | 0.556 | 0.556 | 0.556 | 0.556 | 0.556 | 0.556 | 0.556 | 0.556 | 0.556 | 0.556 | 0.556 | 0.556 | 0.556 | 0.556 | 0.556 | 0.556 | 0.556 | 0.556 | 0.556 | 0.556 | 0.556 | 0.556 | 0.556 | 0.556 | 0.556 | 0.556 | 0.556 | 0.556 | 0.556
Solano_Wind_126 | caiso-deliverability | Newark_Newark_Dist_SSN | Reliability_Capacity_In_Model_Year | System RA | Solano_Wind_126 | 0.163 | 0.163 | 0.163 | 0.163 | 0.163 | 0.163 | 0.163 | 0.163 | 0.163 | 0.163 | 0.163 | 0.163 | 0.163 | 0.163 | 0.163 | 0.163 | 0.163 | 0.163 | 0.163 | 0.163 | 0.163 | 0.163 | 0.163 | 0.163 | 0.163 | 0.163 | 0.163 | 0.163 | 0.163 | 0.163 | 0.163
Southern_PGAE_Solar_95 | caiso-deliverability | Newark_Newark_Dist_SSN | Reliability_Capacity_In_Model_Year | System RA | Southern_PGAE_Solar_95 | 0.556 | 0.556 | 0.556 | 0.556 | 0.556 | 0.556 | 0.556 | 0.556 | 0.556 | 0.556 | 0.556 | 0.556 | 0.556 | 0.556 | 0.556 | 0.556 | 0.556 | 0.556 | 0.556 | 0.556 | 0.556 | 0.556 | 0.556 | 0.556 | 0.556 | 0.556 | 0.556 | 0.556 | 0.556 | 0.556 | 0.556
Nikola_group | caiso-deliverability | Newark_Newark_Dist_SSN | Operational_New_Capacity_MW | Nikola_group |  | -0.66215 | -0.66215 | -0.66215 | -0.66215 | -0.66215 | -0.66215 | -0.66215 | -0.66215 | -0.66215 | -0.66215 | -0.66215 | -0.66215 | -0.66215 | -0.66215 | -0.66215 | -0.66215 | -0.66215 | -0.66215 | -0.66215 | -0.66215 | -0.66215 | -0.66215 | -0.66215 | -0.66215 | -0.66215 | -0.66215 | -0.66215 | -0.66215 | -0.66215 | -0.66215 | -0.66215
Tehachapi_Flow_Battery_101 | caiso-deliverability | North_Magunden_HSN | Reliability_Capacity_In_Model_Year | System RA | Tehachapi_Flow_Battery_101 | 1 | 1 | 1 | 1 | 1 | 1 | 1 | 1 | 1 | 1 | 1 | 1 | 1 | 1 | 1 | 1 | 1 | 1 | 1 | 1 | 1 | 1 | 1 | 1 | 1 | 1 | 1 | 1 | 1 | 1 | 1
Tehachapi_Li_Battery_4hr_101 | caiso-deliverability | North_Magunden_HSN | Reliability_Capacity_In_Model_Year | System RA | Tehachapi_Li_Battery_4hr_101 | 1 | 1 | 1 | 1 | 1 | 1 | 1 | 1 | 1 | 1 | 1 | 1 | 1 | 1 | 1 | 1 | 1 | 1 | 1 | 1 | 1 | 1 | 1 | 1 | 1 | 1 | 1 | 1 | 1 | 1 | 1
Tehachapi_Li_Battery_8hr_101 | caiso-deliverability | North_Magunden_HSN | Reliability_Capacity_In_Model_Year | System RA | Tehachapi_Li_Battery_8hr_101 | 1 | 1 | 1 | 1 | 1 | 1 | 1 | 1 | 1 | 1 | 1 | 1 | 1 | 1 | 1 | 1 | 1 | 1 | 1 | 1 | 1 | 1 | 1 | 1 | 1 | 1 | 1 | 1 | 1 | 1 | 1
Tehachapi_Solar_101 | caiso-deliverability | North_Magunden_HSN | Reliability_Capacity_In_Model_Year | System RA | Tehachapi_Solar_101 | 0.106 | 0.106 | 0.106 | 0.106 | 0.106 | 0.106 | 0.106 | 0.106 | 0.106 | 0.106 | 0.106 | 0.106 | 0.106 | 0.106 | 0.106 | 0.106 | 0.106 | 0.106 | 0.106 | 0.106 | 0.106 | 0.106 | 0.106 | 0.106 | 0.106 | 0.106 | 0.106 | 0.106 | 0.106 | 0.106 | 0.106
North_Magunden_group | caiso-deliverability | North_Magunden_HSN | Operational_New_Capacity_MW | North_Magunden_group |  | -1 | -1 | -1 | -1 | -1 | -1 | -1 | -1 | -1 | -1 | -1 | -1 | -1 | -1 | -1 | -1 | -1 | -1 | -1 | -1 | -1 | -1 | -1 | -1 | -1 | -1 | -1 | -1 | -1 | -1 | -1
Tehachapi_Flow_Battery_101 | caiso-deliverability | North_Magunden_offpeak | Operational_New_Capacity_MW | Tehachapi_Flow_Battery_101 |  | -1 | -1 | -1 | -1 | -1 | -1 | -1 | -1 | -1 | -1 | -1 | -1 | -1 | -1 | -1 | -1 | -1 | -1 | -1 | -1 | -1 | -1 | -1 | -1 | -1 | -1 | -1 | -1 | -1 | -1 | -1
Tehachapi_Li_Battery_4hr_101 | caiso-deliverability | North_Magunden_offpeak | Operational_New_Capacity_MW | Tehachapi_Li_Battery_4hr_101 |  | -1 | -1 | -1 | -1 | -1 | -1 | -1 | -1 | -1 | -1 | -1 | -1 | -1 | -1 | -1 | -1 | -1 | -1 | -1 | -1 | -1 | -1 | -1 | -1 | -1 | -1 | -1 | -1 | -1 | -1 | -1
Tehachapi_Li_Battery_8hr_101 | caiso-deliverability | North_Magunden_offpeak | Operational_New_Capacity_MW | Tehachapi_Li_Battery_8hr_101 |  | -1 | -1 | -1 | -1 | -1 | -1 | -1 | -1 | -1 | -1 | -1 | -1 | -1 | -1 | -1 | -1 | -1 | -1 | -1 | -1 | -1 | -1 | -1 | -1 | -1 | -1 | -1 | -1 | -1 | -1 | -1
Tehachapi_Solar_101 | caiso-deliverability | North_Magunden_offpeak | Operational_New_Capacity_MW | Tehachapi_Solar_101 |  | 0.77 | 0.77 | 0.77 | 0.77 | 0.77 | 0.77 | 0.77 | 0.77 | 0.77 | 0.77 | 0.77 | 0.77 | 0.77 | 0.77 | 0.77 | 0.77 | 0.77 | 0.77 | 0.77 | 0.77 | 0.77 | 0.77 | 0.77 | 0.77 | 0.77 | 0.77 | 0.77 | 0.77 | 0.77 | 0.77 | 0.77
North_Magunden_group | caiso-deliverability | North_Magunden_offpeak | Operational_New_Capacity_MW | North_Magunden_group |  | -1 | -1 | -1 | -1 | -1 | -1 | -1 | -1 | -1 | -1 | -1 | -1 | -1 | -1 | -1 | -1 | -1 | -1 | -1 | -1 | -1 | -1 | -1 | -1 | -1 | -1 | -1 | -1 | -1 | -1 | -1
Tehachapi_Flow_Battery_101 | caiso-deliverability | North_Magunden_SSN | Reliability_Capacity_In_Model_Year | System RA | Tehachapi_Flow_Battery_101 | 0.5 | 0.5 | 0.5 | 0.5 | 0.5 | 0.5 | 0.5 | 0.5 | 0.5 | 0.5 | 0.5 | 0.5 | 0.5 | 0.5 | 0.5 | 0.5 | 0.5 | 0.5 | 0.5 | 0.5 | 0.5 | 0.5 | 0.5 | 0.5 | 0.5 | 0.5 | 0.5 | 0.5 | 0.5 | 0.5 | 0.5
Tehachapi_Li_Battery_4hr_101 | caiso-deliverability | North_Magunden_SSN | Reliability_Capacity_In_Model_Year | System RA | Tehachapi_Li_Battery_4hr_101 | 0.5 | 0.5 | 0.5 | 0.5 | 0.5 | 0.5 | 0.5 | 0.5 | 0.5 | 0.5 | 0.5 | 0.5 | 0.5 | 0.5 | 0.5 | 0.5 | 0.5 | 0.5 | 0.5 | 0.5 | 0.5 | 0.5 | 0.5 | 0.5 | 0.5 | 0.5 | 0.5 | 0.5 | 0.5 | 0.5 | 0.5
Tehachapi_Li_Battery_8hr_101 | caiso-deliverability | North_Magunden_SSN | Reliability_Capacity_In_Model_Year | System RA | Tehachapi_Li_Battery_8hr_101 | 0.5 | 0.5 | 0.5 | 0.5 | 0.5 | 0.5 | 0.5 | 0.5 | 0.5 | 0.5 | 0.5 | 0.5 | 0.5 | 0.5 | 0.5 | 0.5 | 0.5 | 0.5 | 0.5 | 0.5 | 0.5 | 0.5 | 0.5 | 0.5 | 0.5 | 0.5 | 0.5 | 0.5 | 0.5 | 0.5 | 0.5
Tehachapi_Solar_101 | caiso-deliverability | North_Magunden_SSN | Reliability_Capacity_In_Model_Year | System RA | Tehachapi_Solar_101 | 0.427 | 0.427 | 0.427 | 0.427 | 0.427 | 0.427 | 0.427 | 0.427 | 0.427 | 0.427 | 0.427 | 0.427 | 0.427 | 0.427 | 0.427 | 0.427 | 0.427 | 0.427 | 0.427 | 0.427 | 0.427 | 0.427 | 0.427 | 0.427 | 0.427 | 0.427 | 0.427 | 0.427 | 0.427 | 0.427 | 0.427
North_Magunden_group | caiso-deliverability | North_Magunden_SSN | Operational_New_Capacity_MW | North_Magunden_group |  | -1 | -1 | -1 | -1 | -1 | -1 | -1 | -1 | -1 | -1 | -1 | -1 | -1 | -1 | -1 | -1 | -1 | -1 | -1 | -1 | -1 | -1 | -1 | -1 | -1 | -1 | -1 | -1 | -1 | -1 | -1
Southern_PGAE_Adiabatic_CAES_12 | caiso-deliverability | Oceano_Calendar_HSN | Reliability_Capacity_In_Model_Year | System RA | Southern_PGAE_Adiabatic_CAES_12 | 1 | 1 | 1 | 1 | 1 | 1 | 1 | 1 | 1 | 1 | 1 | 1 | 1 | 1 | 1 | 1 | 1 | 1 | 1 | 1 | 1 | 1 | 1 | 1 | 1 | 1 | 1 | 1 | 1 | 1 | 1
Southern_PGAE_Flow_Battery_12 | caiso-deliverability | Oceano_Calendar_HSN | Reliability_Capacity_In_Model_Year | System RA | Southern_PGAE_Flow_Battery_12 | 1 | 1 | 1 | 1 | 1 | 1 | 1 | 1 | 1 | 1 | 1 | 1 | 1 | 1 | 1 | 1 | 1 | 1 | 1 | 1 | 1 | 1 | 1 | 1 | 1 | 1 | 1 | 1 | 1 | 1 | 1
Southern_PGAE_Flow_Battery_33 | caiso-deliverability | Oceano_Calendar_HSN | Reliability_Capacity_In_Model_Year | System RA | Southern_PGAE_Flow_Battery_33 | 1 | 1 | 1 | 1 | 1 | 1 | 1 | 1 | 1 | 1 | 1 | 1 | 1 | 1 | 1 | 1 | 1 | 1 | 1 | 1 | 1 | 1 | 1 | 1 | 1 | 1 | 1 | 1 | 1 | 1 | 1
Southern_PGAE_Flow_Battery_37 | caiso-deliverability | Oceano_Calendar_HSN | Reliability_Capacity_In_Model_Year | System RA | Southern_PGAE_Flow_Battery_37 | 1 | 1 | 1 | 1 | 1 | 1 | 1 | 1 | 1 | 1 | 1 | 1 | 1 | 1 | 1 | 1 | 1 | 1 | 1 | 1 | 1 | 1 | 1 | 1 | 1 | 1 | 1 | 1 | 1 | 1 | 1
Southern_PGAE_Flow_Battery_45 | caiso-deliverability | Oceano_Calendar_HSN | Reliability_Capacity_In_Model_Year | System RA | Southern_PGAE_Flow_Battery_45 | 1 | 1 | 1 | 1 | 1 | 1 | 1 | 1 | 1 | 1 | 1 | 1 | 1 | 1 | 1 | 1 | 1 | 1 | 1 | 1 | 1 | 1 | 1 | 1 | 1 | 1 | 1 | 1 | 1 | 1 | 1
Southern_PGAE_Flow_Battery_46 | caiso-deliverability | Oceano_Calendar_HSN | Reliability_Capacity_In_Model_Year | System RA | Southern_PGAE_Flow_Battery_46 | 1 | 1 | 1 | 1 | 1 | 1 | 1 | 1 | 1 | 1 | 1 | 1 | 1 | 1 | 1 | 1 | 1 | 1 | 1 | 1 | 1 | 1 | 1 | 1 | 1 | 1 | 1 | 1 | 1 | 1 | 1
Southern_PGAE_Flow_Battery_61 | caiso-deliverability | Oceano_Calendar_HSN | Reliability_Capacity_In_Model_Year | System RA | Southern_PGAE_Flow_Battery_61 | 1 | 1 | 1 | 1 | 1 | 1 | 1 | 1 | 1 | 1 | 1 | 1 | 1 | 1 | 1 | 1 | 1 | 1 | 1 | 1 | 1 | 1 | 1 | 1 | 1 | 1 | 1 | 1 | 1 | 1 | 1
Southern_PGAE_Flow_Battery_74 | caiso-deliverability | Oceano_Calendar_HSN | Reliability_Capacity_In_Model_Year | System RA | Southern_PGAE_Flow_Battery_74 | 1 | 1 | 1 | 1 | 1 | 1 | 1 | 1 | 1 | 1 | 1 | 1 | 1 | 1 | 1 | 1 | 1 | 1 | 1 | 1 | 1 | 1 | 1 | 1 | 1 | 1 | 1 | 1 | 1 | 1 | 1
Southern_PGAE_Flow_Battery_98 | caiso-deliverability | Oceano_Calendar_HSN | Reliability_Capacity_In_Model_Year | System RA | Southern_PGAE_Flow_Battery_98 | 1 | 1 | 1 | 1 | 1 | 1 | 1 | 1 | 1 | 1 | 1 | 1 | 1 | 1 | 1 | 1 | 1 | 1 | 1 | 1 | 1 | 1 | 1 | 1 | 1 | 1 | 1 | 1 | 1 | 1 | 1
Southern_PGAE_Flow_Battery_109 | caiso-deliverability | Oceano_Calendar_HSN | Reliability_Capacity_In_Model_Year | System RA | Southern_PGAE_Flow_Battery_109 | 1 | 1 | 1 | 1 | 1 | 1 | 1 | 1 | 1 | 1 | 1 | 1 | 1 | 1 | 1 | 1 | 1 | 1 | 1 | 1 | 1 | 1 | 1 | 1 | 1 | 1 | 1 | 1 | 1 | 1 | 1
Southern_PGAE_Flow_Battery_118 | caiso-deliverability | Oceano_Calendar_HSN | Reliability_Capacity_In_Model_Year | System RA | Southern_PGAE_Flow_Battery_118 | 1 | 1 | 1 | 1 | 1 | 1 | 1 | 1 | 1 | 1 | 1 | 1 | 1 | 1 | 1 | 1 | 1 | 1 | 1 | 1 | 1 | 1 | 1 | 1 | 1 | 1 | 1 | 1 | 1 | 1 | 1
Southern_PGAE_Li_Battery_4hr_12 | caiso-deliverability | Oceano_Calendar_HSN | Reliability_Capacity_In_Model_Year | System RA | Southern_PGAE_Li_Battery_4hr_12 | 1 | 1 | 1 | 1 | 1 | 1 | 1 | 1 | 1 | 1 | 1 | 1 | 1 | 1 | 1 | 1 | 1 | 1 | 1 | 1 | 1 | 1 | 1 | 1 | 1 | 1 | 1 | 1 | 1 | 1 | 1
Southern_PGAE_Li_Battery_4hr_33 | caiso-deliverability | Oceano_Calendar_HSN | Reliability_Capacity_In_Model_Year | System RA | Southern_PGAE_Li_Battery_4hr_33 | 1 | 1 | 1 | 1 | 1 | 1 | 1 | 1 | 1 | 1 | 1 | 1 | 1 | 1 | 1 | 1 | 1 | 1 | 1 | 1 | 1 | 1 | 1 | 1 | 1 | 1 | 1 | 1 | 1 | 1 | 1
Southern_PGAE_Li_Battery_4hr_37 | caiso-deliverability | Oceano_Calendar_HSN | Reliability_Capacity_In_Model_Year | System RA | Southern_PGAE_Li_Battery_4hr_37 | 1 | 1 | 1 | 1 | 1 | 1 | 1 | 1 | 1 | 1 | 1 | 1 | 1 | 1 | 1 | 1 | 1 | 1 | 1 | 1 | 1 | 1 | 1 | 1 | 1 | 1 | 1 | 1 | 1 | 1 | 1
Southern_PGAE_Li_Battery_4hr_45 | caiso-deliverability | Oceano_Calendar_HSN | Reliability_Capacity_In_Model_Year | System RA | Southern_PGAE_Li_Battery_4hr_45 | 1 | 1 | 1 | 1 | 1 | 1 | 1 | 1 | 1 | 1 | 1 | 1 | 1 | 1 | 1 | 1 | 1 | 1 | 1 | 1 | 1 | 1 | 1 | 1 | 1 | 1 | 1 | 1 | 1 | 1 | 1
Southern_PGAE_Li_Battery_4hr_46 | caiso-deliverability | Oceano_Calendar_HSN | Reliability_Capacity_In_Model_Year | System RA | Southern_PGAE_Li_Battery_4hr_46 | 1 | 1 | 1 | 1 | 1 | 1 | 1 | 1 | 1 | 1 | 1 | 1 | 1 | 1 | 1 | 1 | 1 | 1 | 1 | 1 | 1 | 1 | 1 | 1 | 1 | 1 | 1 | 1 | 1 | 1 | 1
Southern_PGAE_Li_Battery_4hr_61 | caiso-deliverability | Oceano_Calendar_HSN | Reliability_Capacity_In_Model_Year | System RA | Southern_PGAE_Li_Battery_4hr_61 | 1 | 1 | 1 | 1 | 1 | 1 | 1 | 1 | 1 | 1 | 1 | 1 | 1 | 1 | 1 | 1 | 1 | 1 | 1 | 1 | 1 | 1 | 1 | 1 | 1 | 1 | 1 | 1 | 1 | 1 | 1
Southern_PGAE_Li_Battery_4hr_74 | caiso-deliverability | Oceano_Calendar_HSN | Reliability_Capacity_In_Model_Year | System RA | Southern_PGAE_Li_Battery_4hr_74 | 1 | 1 | 1 | 1 | 1 | 1 | 1 | 1 | 1 | 1 | 1 | 1 | 1 | 1 | 1 | 1 | 1 | 1 | 1 | 1 | 1 | 1 | 1 | 1 | 1 | 1 | 1 | 1 | 1 | 1 | 1
Southern_PGAE_Li_Battery_4hr_98 | caiso-deliverability | Oceano_Calendar_HSN | Reliability_Capacity_In_Model_Year | System RA | Southern_PGAE_Li_Battery_4hr_98 | 1 | 1 | 1 | 1 | 1 | 1 | 1 | 1 | 1 | 1 | 1 | 1 | 1 | 1 | 1 | 1 | 1 | 1 | 1 | 1 | 1 | 1 | 1 | 1 | 1 | 1 | 1 | 1 | 1 | 1 | 1
Southern_PGAE_Li_Battery_4hr_109 | caiso-deliverability | Oceano_Calendar_HSN | Reliability_Capacity_In_Model_Year | System RA | Southern_PGAE_Li_Battery_4hr_109 | 1 | 1 | 1 | 1 | 1 | 1 | 1 | 1 | 1 | 1 | 1 | 1 | 1 | 1 | 1 | 1 | 1 | 1 | 1 | 1 | 1 | 1 | 1 | 1 | 1 | 1 | 1 | 1 | 1 | 1 | 1
Southern_PGAE_Li_Battery_4hr_118 | caiso-deliverability | Oceano_Calendar_HSN | Reliability_Capacity_In_Model_Year | System RA | Southern_PGAE_Li_Battery_4hr_118 | 1 | 1 | 1 | 1 | 1 | 1 | 1 | 1 | 1 | 1 | 1 | 1 | 1 | 1 | 1 | 1 | 1 | 1 | 1 | 1 | 1 | 1 | 1 | 1 | 1 | 1 | 1 | 1 | 1 | 1 | 1
Southern_PGAE_Li_Battery_8hr_12 | caiso-deliverability | Oceano_Calendar_HSN | Reliability_Capacity_In_Model_Year | System RA | Southern_PGAE_Li_Battery_8hr_12 | 1 | 1 | 1 | 1 | 1 | 1 | 1 | 1 | 1 | 1 | 1 | 1 | 1 | 1 | 1 | 1 | 1 | 1 | 1 | 1 | 1 | 1 | 1 | 1 | 1 | 1 | 1 | 1 | 1 | 1 | 1
Southern_PGAE_Li_Battery_8hr_33 | caiso-deliverability | Oceano_Calendar_HSN | Reliability_Capacity_In_Model_Year | System RA | Southern_PGAE_Li_Battery_8hr_33 | 1 | 1 | 1 | 1 | 1 | 1 | 1 | 1 | 1 | 1 | 1 | 1 | 1 | 1 | 1 | 1 | 1 | 1 | 1 | 1 | 1 | 1 | 1 | 1 | 1 | 1 | 1 | 1 | 1 | 1 | 1
Southern_PGAE_Li_Battery_8hr_37 | caiso-deliverability | Oceano_Calendar_HSN | Reliability_Capacity_In_Model_Year | System RA | Southern_PGAE_Li_Battery_8hr_37 | 1 | 1 | 1 | 1 | 1 | 1 | 1 | 1 | 1 | 1 | 1 | 1 | 1 | 1 | 1 | 1 | 1 | 1 | 1 | 1 | 1 | 1 | 1 | 1 | 1 | 1 | 1 | 1 | 1 | 1 | 1
Southern_PGAE_Li_Battery_8hr_45 | caiso-deliverability | Oceano_Calendar_HSN | Reliability_Capacity_In_Model_Year | System RA | Southern_PGAE_Li_Battery_8hr_45 | 1 | 1 | 1 | 1 | 1 | 1 | 1 | 1 | 1 | 1 | 1 | 1 | 1 | 1 | 1 | 1 | 1 | 1 | 1 | 1 | 1 | 1 | 1 | 1 | 1 | 1 | 1 | 1 | 1 | 1 | 1
Southern_PGAE_Li_Battery_8hr_46 | caiso-deliverability | Oceano_Calendar_HSN | Reliability_Capacity_In_Model_Year | System RA | Southern_PGAE_Li_Battery_8hr_46 | 1 | 1 | 1 | 1 | 1 | 1 | 1 | 1 | 1 | 1 | 1 | 1 | 1 | 1 | 1 | 1 | 1 | 1 | 1 | 1 | 1 | 1 | 1 | 1 | 1 | 1 | 1 | 1 | 1 | 1 | 1
Southern_PGAE_Li_Battery_8hr_61 | caiso-deliverability | Oceano_Calendar_HSN | Reliability_Capacity_In_Model_Year | System RA | Southern_PGAE_Li_Battery_8hr_61 | 1 | 1 | 1 | 1 | 1 | 1 | 1 | 1 | 1 | 1 | 1 | 1 | 1 | 1 | 1 | 1 | 1 | 1 | 1 | 1 | 1 | 1 | 1 | 1 | 1 | 1 | 1 | 1 | 1 | 1 | 1
Southern_PGAE_Li_Battery_8hr_74 | caiso-deliverability | Oceano_Calendar_HSN | Reliability_Capacity_In_Model_Year | System RA | Southern_PGAE_Li_Battery_8hr_74 | 1 | 1 | 1 | 1 | 1 | 1 | 1 | 1 | 1 | 1 | 1 | 1 | 1 | 1 | 1 | 1 | 1 | 1 | 1 | 1 | 1 | 1 | 1 | 1 | 1 | 1 | 1 | 1 | 1 | 1 | 1
Southern_PGAE_Li_Battery_8hr_98 | caiso-deliverability | Oceano_Calendar_HSN | Reliability_Capacity_In_Model_Year | System RA | Southern_PGAE_Li_Battery_8hr_98 | 1 | 1 | 1 | 1 | 1 | 1 | 1 | 1 | 1 | 1 | 1 | 1 | 1 | 1 | 1 | 1 | 1 | 1 | 1 | 1 | 1 | 1 | 1 | 1 | 1 | 1 | 1 | 1 | 1 | 1 | 1
Southern_PGAE_Li_Battery_8hr_109 | caiso-deliverability | Oceano_Calendar_HSN | Reliability_Capacity_In_Model_Year | System RA | Southern_PGAE_Li_Battery_8hr_109 | 1 | 1 | 1 | 1 | 1 | 1 | 1 | 1 | 1 | 1 | 1 | 1 | 1 | 1 | 1 | 1 | 1 | 1 | 1 | 1 | 1 | 1 | 1 | 1 | 1 | 1 | 1 | 1 | 1 | 1 | 1
Southern_PGAE_Li_Battery_8hr_118 | caiso-deliverability | Oceano_Calendar_HSN | Reliability_Capacity_In_Model_Year | System RA | Southern_PGAE_Li_Battery_8hr_118 | 1 | 1 | 1 | 1 | 1 | 1 | 1 | 1 | 1 | 1 | 1 | 1 | 1 | 1 | 1 | 1 | 1 | 1 | 1 | 1 | 1 | 1 | 1 | 1 | 1 | 1 | 1 | 1 | 1 | 1 | 1
Southern_PGAE_Solar_12 | caiso-deliverability | Oceano_Calendar_HSN | Reliability_Capacity_In_Model_Year | System RA | Southern_PGAE_Solar_12 | 0.1 | 0.1 | 0.1 | 0.1 | 0.1 | 0.1 | 0.1 | 0.1 | 0.1 | 0.1 | 0.1 | 0.1 | 0.1 | 0.1 | 0.1 | 0.1 | 0.1 | 0.1 | 0.1 | 0.1 | 0.1 | 0.1 | 0.1 | 0.1 | 0.1 | 0.1 | 0.1 | 0.1 | 0.1 | 0.1 | 0.1
Southern_PGAE_Solar_33 | caiso-deliverability | Oceano_Calendar_HSN | Reliability_Capacity_In_Model_Year | System RA | Southern_PGAE_Solar_33 | 0.1 | 0.1 | 0.1 | 0.1 | 0.1 | 0.1 | 0.1 | 0.1 | 0.1 | 0.1 | 0.1 | 0.1 | 0.1 | 0.1 | 0.1 | 0.1 | 0.1 | 0.1 | 0.1 | 0.1 | 0.1 | 0.1 | 0.1 | 0.1 | 0.1 | 0.1 | 0.1 | 0.1 | 0.1 | 0.1 | 0.1
Southern_PGAE_Solar_37 | caiso-deliverability | Oceano_Calendar_HSN | Reliability_Capacity_In_Model_Year | System RA | Southern_PGAE_Solar_37 | 0.1 | 0.1 | 0.1 | 0.1 | 0.1 | 0.1 | 0.1 | 0.1 | 0.1 | 0.1 | 0.1 | 0.1 | 0.1 | 0.1 | 0.1 | 0.1 | 0.1 | 0.1 | 0.1 | 0.1 | 0.1 | 0.1 | 0.1 | 0.1 | 0.1 | 0.1 | 0.1 | 0.1 | 0.1 | 0.1 | 0.1
Southern_PGAE_Solar_45 | caiso-deliverability | Oceano_Calendar_HSN | Reliability_Capacity_In_Model_Year | System RA | Southern_PGAE_Solar_45 | 0.1 | 0.1 | 0.1 | 0.1 | 0.1 | 0.1 | 0.1 | 0.1 | 0.1 | 0.1 | 0.1 | 0.1 | 0.1 | 0.1 | 0.1 | 0.1 | 0.1 | 0.1 | 0.1 | 0.1 | 0.1 | 0.1 | 0.1 | 0.1 | 0.1 | 0.1 | 0.1 | 0.1 | 0.1 | 0.1 | 0.1
Southern_PGAE_Solar_46 | caiso-deliverability | Oceano_Calendar_HSN | Reliability_Capacity_In_Model_Year | System RA | Southern_PGAE_Solar_46 | 0.1 | 0.1 | 0.1 | 0.1 | 0.1 | 0.1 | 0.1 | 0.1 | 0.1 | 0.1 | 0.1 | 0.1 | 0.1 | 0.1 | 0.1 | 0.1 | 0.1 | 0.1 | 0.1 | 0.1 | 0.1 | 0.1 | 0.1 | 0.1 | 0.1 | 0.1 | 0.1 | 0.1 | 0.1 | 0.1 | 0.1
Southern_PGAE_Solar_61 | caiso-deliverability | Oceano_Calendar_HSN | Reliability_Capacity_In_Model_Year | System RA | Southern_PGAE_Solar_61 | 0.1 | 0.1 | 0.1 | 0.1 | 0.1 | 0.1 | 0.1 | 0.1 | 0.1 | 0.1 | 0.1 | 0.1 | 0.1 | 0.1 | 0.1 | 0.1 | 0.1 | 0.1 | 0.1 | 0.1 | 0.1 | 0.1 | 0.1 | 0.1 | 0.1 | 0.1 | 0.1 | 0.1 | 0.1 | 0.1 | 0.1
Southern_PGAE_Solar_74 | caiso-deliverability | Oceano_Calendar_HSN | Reliability_Capacity_In_Model_Year | System RA | Southern_PGAE_Solar_74 | 0.1 | 0.1 | 0.1 | 0.1 | 0.1 | 0.1 | 0.1 | 0.1 | 0.1 | 0.1 | 0.1 | 0.1 | 0.1 | 0.1 | 0.1 | 0.1 | 0.1 | 0.1 | 0.1 | 0.1 | 0.1 | 0.1 | 0.1 | 0.1 | 0.1 | 0.1 | 0.1 | 0.1 | 0.1 | 0.1 | 0.1
Southern_PGAE_Solar_98 | caiso-deliverability | Oceano_Calendar_HSN | Reliability_Capacity_In_Model_Year | System RA | Southern_PGAE_Solar_98 | 0.1 | 0.1 | 0.1 | 0.1 | 0.1 | 0.1 | 0.1 | 0.1 | 0.1 | 0.1 | 0.1 | 0.1 | 0.1 | 0.1 | 0.1 | 0.1 | 0.1 | 0.1 | 0.1 | 0.1 | 0.1 | 0.1 | 0.1 | 0.1 | 0.1 | 0.1 | 0.1 | 0.1 | 0.1 | 0.1 | 0.1
Southern_PGAE_Solar_109 | caiso-deliverability | Oceano_Calendar_HSN | Reliability_Capacity_In_Model_Year | System RA | Southern_PGAE_Solar_109 | 0.1 | 0.1 | 0.1 | 0.1 | 0.1 | 0.1 | 0.1 | 0.1 | 0.1 | 0.1 | 0.1 | 0.1 | 0.1 | 0.1 | 0.1 | 0.1 | 0.1 | 0.1 | 0.1 | 0.1 | 0.1 | 0.1 | 0.1 | 0.1 | 0.1 | 0.1 | 0.1 | 0.1 | 0.1 | 0.1 | 0.1
Southern_PGAE_Solar_118 | caiso-deliverability | Oceano_Calendar_HSN | Reliability_Capacity_In_Model_Year | System RA | Southern_PGAE_Solar_118 | 0.1 | 0.1 | 0.1 | 0.1 | 0.1 | 0.1 | 0.1 | 0.1 | 0.1 | 0.1 | 0.1 | 0.1 | 0.1 | 0.1 | 0.1 | 0.1 | 0.1 | 0.1 | 0.1 | 0.1 | 0.1 | 0.1 | 0.1 | 0.1 | 0.1 | 0.1 | 0.1 | 0.1 | 0.1 | 0.1 | 0.1
Oceano_Calendar_group | caiso-deliverability | Oceano_Calendar_HSN | Operational_New_Capacity_MW | Oceano_Calendar_group |  | -1 | -1 | -1 | -1 | -1 | -1 | -1 | -1 | -1 | -1 | -1 | -1 | -1 | -1 | -1 | -1 | -1 | -1 | -1 | -1 | -1 | -1 | -1 | -1 | -1 | -1 | -1 | -1 | -1 | -1 | -1
Southern_PGAE_Adiabatic_CAES_12 | caiso-deliverability | Oceano_Calendar_offpeak | Operational_New_Capacity_MW | Southern_PGAE_Adiabatic_CAES_12 |  | -1 | -1 | -1 | -1 | -1 | -1 | -1 | -1 | -1 | -1 | -1 | -1 | -1 | -1 | -1 | -1 | -1 | -1 | -1 | -1 | -1 | -1 | -1 | -1 | -1 | -1 | -1 | -1 | -1 | -1 | -1
Southern_PGAE_Flow_Battery_12 | caiso-deliverability | Oceano_Calendar_offpeak | Operational_New_Capacity_MW | Southern_PGAE_Flow_Battery_12 |  | -1 | -1 | -1 | -1 | -1 | -1 | -1 | -1 | -1 | -1 | -1 | -1 | -1 | -1 | -1 | -1 | -1 | -1 | -1 | -1 | -1 | -1 | -1 | -1 | -1 | -1 | -1 | -1 | -1 | -1 | -1
Southern_PGAE_Flow_Battery_33 | caiso-deliverability | Oceano_Calendar_offpeak | Operational_New_Capacity_MW | Southern_PGAE_Flow_Battery_33 |  | -1 | -1 | -1 | -1 | -1 | -1 | -1 | -1 | -1 | -1 | -1 | -1 | -1 | -1 | -1 | -1 | -1 | -1 | -1 | -1 | -1 | -1 | -1 | -1 | -1 | -1 | -1 | -1 | -1 | -1 | -1
Southern_PGAE_Flow_Battery_37 | caiso-deliverability | Oceano_Calendar_offpeak | Operational_New_Capacity_MW | Southern_PGAE_Flow_Battery_37 |  | -1 | -1 | -1 | -1 | -1 | -1 | -1 | -1 | -1 | -1 | -1 | -1 | -1 | -1 | -1 | -1 | -1 | -1 | -1 | -1 | -1 | -1 | -1 | -1 | -1 | -1 | -1 | -1 | -1 | -1 | -1
Southern_PGAE_Flow_Battery_45 | caiso-deliverability | Oceano_Calendar_offpeak | Operational_New_Capacity_MW | Southern_PGAE_Flow_Battery_45 |  | -1 | -1 | -1 | -1 | -1 | -1 | -1 | -1 | -1 | -1 | -1 | -1 | -1 | -1 | -1 | -1 | -1 | -1 | -1 | -1 | -1 | -1 | -1 | -1 | -1 | -1 | -1 | -1 | -1 | -1 | -1
Southern_PGAE_Flow_Battery_46 | caiso-deliverability | Oceano_Calendar_offpeak | Operational_New_Capacity_MW | Southern_PGAE_Flow_Battery_46 |  | -1 | -1 | -1 | -1 | -1 | -1 | -1 | -1 | -1 | -1 | -1 | -1 | -1 | -1 | -1 | -1 | -1 | -1 | -1 | -1 | -1 | -1 | -1 | -1 | -1 | -1 | -1 | -1 | -1 | -1 | -1
Southern_PGAE_Flow_Battery_61 | caiso-deliverability | Oceano_Calendar_offpeak | Operational_New_Capacity_MW | Southern_PGAE_Flow_Battery_61 |  | -1 | -1 | -1 | -1 | -1 | -1 | -1 | -1 | -1 | -1 | -1 | -1 | -1 | -1 | -1 | -1 | -1 | -1 | -1 | -1 | -1 | -1 | -1 | -1 | -1 | -1 | -1 | -1 | -1 | -1 | -1
Southern_PGAE_Flow_Battery_74 | caiso-deliverability | Oceano_Calendar_offpeak | Operational_New_Capacity_MW | Southern_PGAE_Flow_Battery_74 |  | -1 | -1 | -1 | -1 | -1 | -1 | -1 | -1 | -1 | -1 | -1 | -1 | -1 | -1 | -1 | -1 | -1 | -1 | -1 | -1 | -1 | -1 | -1 | -1 | -1 | -1 | -1 | -1 | -1 | -1 | -1
Southern_PGAE_Flow_Battery_98 | caiso-deliverability | Oceano_Calendar_offpeak | Operational_New_Capacity_MW | Southern_PGAE_Flow_Battery_98 |  | -1 | -1 | -1 | -1 | -1 | -1 | -1 | -1 | -1 | -1 | -1 | -1 | -1 | -1 | -1 | -1 | -1 | -1 | -1 | -1 | -1 | -1 | -1 | -1 | -1 | -1 | -1 | -1 | -1 | -1 | -1
Southern_PGAE_Flow_Battery_109 | caiso-deliverability | Oceano_Calendar_offpeak | Operational_New_Capacity_MW | Southern_PGAE_Flow_Battery_109 |  | -1 | -1 | -1 | -1 | -1 | -1 | -1 | -1 | -1 | -1 | -1 | -1 | -1 | -1 | -1 | -1 | -1 | -1 | -1 | -1 | -1 | -1 | -1 | -1 | -1 | -1 | -1 | -1 | -1 | -1 | -1
Southern_PGAE_Flow_Battery_118 | caiso-deliverability | Oceano_Calendar_offpeak | Operational_New_Capacity_MW | Southern_PGAE_Flow_Battery_118 |  | -1 | -1 | -1 | -1 | -1 | -1 | -1 | -1 | -1 | -1 | -1 | -1 | -1 | -1 | -1 | -1 | -1 | -1 | -1 | -1 | -1 | -1 | -1 | -1 | -1 | -1 | -1 | -1 | -1 | -1 | -1
Southern_PGAE_Li_Battery_4hr_12 | caiso-deliverability | Oceano_Calendar_offpeak | Operational_New_Capacity_MW | Southern_PGAE_Li_Battery_4hr_12 |  | -1 | -1 | -1 | -1 | -1 | -1 | -1 | -1 | -1 | -1 | -1 | -1 | -1 | -1 | -1 | -1 | -1 | -1 | -1 | -1 | -1 | -1 | -1 | -1 | -1 | -1 | -1 | -1 | -1 | -1 | -1
Southern_PGAE_Li_Battery_4hr_33 | caiso-deliverability | Oceano_Calendar_offpeak | Operational_New_Capacity_MW | Southern_PGAE_Li_Battery_4hr_33 |  | -1 | -1 | -1 | -1 | -1 | -1 | -1 | -1 | -1 | -1 | -1 | -1 | -1 | -1 | -1 | -1 | -1 | -1 | -1 | -1 | -1 | -1 | -1 | -1 | -1 | -1 | -1 | -1 | -1 | -1 | -1
Southern_PGAE_Li_Battery_4hr_37 | caiso-deliverability | Oceano_Calendar_offpeak | Operational_New_Capacity_MW | Southern_PGAE_Li_Battery_4hr_37 |  | -1 | -1 | -1 | -1 | -1 | -1 | -1 | -1 | -1 | -1 | -1 | -1 | -1 | -1 | -1 | -1 | -1 | -1 | -1 | -1 | -1 | -1 | -1 | -1 | -1 | -1 | -1 | -1 | -1 | -1 | -1
Southern_PGAE_Li_Battery_4hr_45 | caiso-deliverability | Oceano_Calendar_offpeak | Operational_New_Capacity_MW | Southern_PGAE_Li_Battery_4hr_45 |  | -1 | -1 | -1 | -1 | -1 | -1 | -1 | -1 | -1 | -1 | -1 | -1 | -1 | -1 | -1 | -1 | -1 | -1 | -1 | -1 | -1 | -1 | -1 | -1 | -1 | -1 | -1 | -1 | -1 | -1 | -1
Southern_PGAE_Li_Battery_4hr_46 | caiso-deliverability | Oceano_Calendar_offpeak | Operational_New_Capacity_MW | Southern_PGAE_Li_Battery_4hr_46 |  | -1 | -1 | -1 | -1 | -1 | -1 | -1 | -1 | -1 | -1 | -1 | -1 | -1 | -1 | -1 | -1 | -1 | -1 | -1 | -1 | -1 | -1 | -1 | -1 | -1 | -1 | -1 | -1 | -1 | -1 | -1
Southern_PGAE_Li_Battery_4hr_61 | caiso-deliverability | Oceano_Calendar_offpeak | Operational_New_Capacity_MW | Southern_PGAE_Li_Battery_4hr_61 |  | -1 | -1 | -1 | -1 | -1 | -1 | -1 | -1 | -1 | -1 | -1 | -1 | -1 | -1 | -1 | -1 | -1 | -1 | -1 | -1 | -1 | -1 | -1 | -1 | -1 | -1 | -1 | -1 | -1 | -1 | -1
Southern_PGAE_Li_Battery_4hr_74 | caiso-deliverability | Oceano_Calendar_offpeak | Operational_New_Capacity_MW | Southern_PGAE_Li_Battery_4hr_74 |  | -1 | -1 | -1 | -1 | -1 | -1 | -1 | -1 | -1 | -1 | -1 | -1 | -1 | -1 | -1 | -1 | -1 | -1 | -1 | -1 | -1 | -1 | -1 | -1 | -1 | -1 | -1 | -1 | -1 | -1 | -1
Southern_PGAE_Li_Battery_4hr_98 | caiso-deliverability | Oceano_Calendar_offpeak | Operational_New_Capacity_MW | Southern_PGAE_Li_Battery_4hr_98 |  | -1 | -1 | -1 | -1 | -1 | -1 | -1 | -1 | -1 | -1 | -1 | -1 | -1 | -1 | -1 | -1 | -1 | -1 | -1 | -1 | -1 | -1 | -1 | -1 | -1 | -1 | -1 | -1 | -1 | -1 | -1
Southern_PGAE_Li_Battery_4hr_109 | caiso-deliverability | Oceano_Calendar_offpeak | Operational_New_Capacity_MW | Southern_PGAE_Li_Battery_4hr_109 |  | -1 | -1 | -1 | -1 | -1 | -1 | -1 | -1 | -1 | -1 | -1 | -1 | -1 | -1 | -1 | -1 | -1 | -1 | -1 | -1 | -1 | -1 | -1 | -1 | -1 | -1 | -1 | -1 | -1 | -1 | -1
Southern_PGAE_Li_Battery_4hr_118 | caiso-deliverability | Oceano_Calendar_offpeak | Operational_New_Capacity_MW | Southern_PGAE_Li_Battery_4hr_118 |  | -1 | -1 | -1 | -1 | -1 | -1 | -1 | -1 | -1 | -1 | -1 | -1 | -1 | -1 | -1 | -1 | -1 | -1 | -1 | -1 | -1 | -1 | -1 | -1 | -1 | -1 | -1 | -1 | -1 | -1 | -1
Southern_PGAE_Li_Battery_8hr_12 | caiso-deliverability | Oceano_Calendar_offpeak | Operational_New_Capacity_MW | Southern_PGAE_Li_Battery_8hr_12 |  | -1 | -1 | -1 | -1 | -1 | -1 | -1 | -1 | -1 | -1 | -1 | -1 | -1 | -1 | -1 | -1 | -1 | -1 | -1 | -1 | -1 | -1 | -1 | -1 | -1 | -1 | -1 | -1 | -1 | -1 | -1
Southern_PGAE_Li_Battery_8hr_33 | caiso-deliverability | Oceano_Calendar_offpeak | Operational_New_Capacity_MW | Southern_PGAE_Li_Battery_8hr_33 |  | -1 | -1 | -1 | -1 | -1 | -1 | -1 | -1 | -1 | -1 | -1 | -1 | -1 | -1 | -1 | -1 | -1 | -1 | -1 | -1 | -1 | -1 | -1 | -1 | -1 | -1 | -1 | -1 | -1 | -1 | -1
Southern_PGAE_Li_Battery_8hr_37 | caiso-deliverability | Oceano_Calendar_offpeak | Operational_New_Capacity_MW | Southern_PGAE_Li_Battery_8hr_37 |  | -1 | -1 | -1 | -1 | -1 | -1 | -1 | -1 | -1 | -1 | -1 | -1 | -1 | -1 | -1 | -1 | -1 | -1 | -1 | -1 | -1 | -1 | -1 | -1 | -1 | -1 | -1 | -1 | -1 | -1 | -1
Southern_PGAE_Li_Battery_8hr_45 | caiso-deliverability | Oceano_Calendar_offpeak | Operational_New_Capacity_MW | Southern_PGAE_Li_Battery_8hr_45 |  | -1 | -1 | -1 | -1 | -1 | -1 | -1 | -1 | -1 | -1 | -1 | -1 | -1 | -1 | -1 | -1 | -1 | -1 | -1 | -1 | -1 | -1 | -1 | -1 | -1 | -1 | -1 | -1 | -1 | -1 | -1
Southern_PGAE_Li_Battery_8hr_46 | caiso-deliverability | Oceano_Calendar_offpeak | Operational_New_Capacity_MW | Southern_PGAE_Li_Battery_8hr_46 |  | -1 | -1 | -1 | -1 | -1 | -1 | -1 | -1 | -1 | -1 | -1 | -1 | -1 | -1 | -1 | -1 | -1 | -1 | -1 | -1 | -1 | -1 | -1 | -1 | -1 | -1 | -1 | -1 | -1 | -1 | -1
Southern_PGAE_Li_Battery_8hr_61 | caiso-deliverability | Oceano_Calendar_offpeak | Operational_New_Capacity_MW | Southern_PGAE_Li_Battery_8hr_61 |  | -1 | -1 | -1 | -1 | -1 | -1 | -1 | -1 | -1 | -1 | -1 | -1 | -1 | -1 | -1 | -1 | -1 | -1 | -1 | -1 | -1 | -1 | -1 | -1 | -1 | -1 | -1 | -1 | -1 | -1 | -1
Southern_PGAE_Li_Battery_8hr_74 | caiso-deliverability | Oceano_Calendar_offpeak | Operational_New_Capacity_MW | Southern_PGAE_Li_Battery_8hr_74 |  | -1 | -1 | -1 | -1 | -1 | -1 | -1 | -1 | -1 | -1 | -1 | -1 | -1 | -1 | -1 | -1 | -1 | -1 | -1 | -1 | -1 | -1 | -1 | -1 | -1 | -1 | -1 | -1 | -1 | -1 | -1
Southern_PGAE_Li_Battery_8hr_98 | caiso-deliverability | Oceano_Calendar_offpeak | Operational_New_Capacity_MW | Southern_PGAE_Li_Battery_8hr_98 |  | -1 | -1 | -1 | -1 | -1 | -1 | -1 | -1 | -1 | -1 | -1 | -1 | -1 | -1 | -1 | -1 | -1 | -1 | -1 | -1 | -1 | -1 | -1 | -1 | -1 | -1 | -1 | -1 | -1 | -1 | -1
Southern_PGAE_Li_Battery_8hr_109 | caiso-deliverability | Oceano_Calendar_offpeak | Operational_New_Capacity_MW | Southern_PGAE_Li_Battery_8hr_109 |  | -1 | -1 | -1 | -1 | -1 | -1 | -1 | -1 | -1 | -1 | -1 | -1 | -1 | -1 | -1 | -1 | -1 | -1 | -1 | -1 | -1 | -1 | -1 | -1 | -1 | -1 | -1 | -1 | -1 | -1 | -1
Southern_PGAE_Li_Battery_8hr_118 | caiso-deliverability | Oceano_Calendar_offpeak | Operational_New_Capacity_MW | Southern_PGAE_Li_Battery_8hr_118 |  | -1 | -1 | -1 | -1 | -1 | -1 | -1 | -1 | -1 | -1 | -1 | -1 | -1 | -1 | -1 | -1 | -1 | -1 | -1 | -1 | -1 | -1 | -1 | -1 | -1 | -1 | -1 | -1 | -1 | -1 | -1
Southern_PGAE_Solar_12 | caiso-deliverability | Oceano_Calendar_offpeak | Operational_New_Capacity_MW | Southern_PGAE_Solar_12 |  | 0.79 | 0.79 | 0.79 | 0.79 | 0.79 | 0.79 | 0.79 | 0.79 | 0.79 | 0.79 | 0.79 | 0.79 | 0.79 | 0.79 | 0.79 | 0.79 | 0.79 | 0.79 | 0.79 | 0.79 | 0.79 | 0.79 | 0.79 | 0.79 | 0.79 | 0.79 | 0.79 | 0.79 | 0.79 | 0.79 | 0.79
Southern_PGAE_Solar_33 | caiso-deliverability | Oceano_Calendar_offpeak | Operational_New_Capacity_MW | Southern_PGAE_Solar_33 |  | 0.79 | 0.79 | 0.79 | 0.79 | 0.79 | 0.79 | 0.79 | 0.79 | 0.79 | 0.79 | 0.79 | 0.79 | 0.79 | 0.79 | 0.79 | 0.79 | 0.79 | 0.79 | 0.79 | 0.79 | 0.79 | 0.79 | 0.79 | 0.79 | 0.79 | 0.79 | 0.79 | 0.79 | 0.79 | 0.79 | 0.79
Southern_PGAE_Solar_37 | caiso-deliverability | Oceano_Calendar_offpeak | Operational_New_Capacity_MW | Southern_PGAE_Solar_37 |  | 0.79 | 0.79 | 0.79 | 0.79 | 0.79 | 0.79 | 0.79 | 0.79 | 0.79 | 0.79 | 0.79 | 0.79 | 0.79 | 0.79 | 0.79 | 0.79 | 0.79 | 0.79 | 0.79 | 0.79 | 0.79 | 0.79 | 0.79 | 0.79 | 0.79 | 0.79 | 0.79 | 0.79 | 0.79 | 0.79 | 0.79
Southern_PGAE_Solar_45 | caiso-deliverability | Oceano_Calendar_offpeak | Operational_New_Capacity_MW | Southern_PGAE_Solar_45 |  | 0.79 | 0.79 | 0.79 | 0.79 | 0.79 | 0.79 | 0.79 | 0.79 | 0.79 | 0.79 | 0.79 | 0.79 | 0.79 | 0.79 | 0.79 | 0.79 | 0.79 | 0.79 | 0.79 | 0.79 | 0.79 | 0.79 | 0.79 | 0.79 | 0.79 | 0.79 | 0.79 | 0.79 | 0.79 | 0.79 | 0.79
Southern_PGAE_Solar_46 | caiso-deliverability | Oceano_Calendar_offpeak | Operational_New_Capacity_MW | Southern_PGAE_Solar_46 |  | 0.79 | 0.79 | 0.79 | 0.79 | 0.79 | 0.79 | 0.79 | 0.79 | 0.79 | 0.79 | 0.79 | 0.79 | 0.79 | 0.79 | 0.79 | 0.79 | 0.79 | 0.79 | 0.79 | 0.79 | 0.79 | 0.79 | 0.79 | 0.79 | 0.79 | 0.79 | 0.79 | 0.79 | 0.79 | 0.79 | 0.79
Southern_PGAE_Solar_61 | caiso-deliverability | Oceano_Calendar_offpeak | Operational_New_Capacity_MW | Southern_PGAE_Solar_61 |  | 0.79 | 0.79 | 0.79 | 0.79 | 0.79 | 0.79 | 0.79 | 0.79 | 0.79 | 0.79 | 0.79 | 0.79 | 0.79 | 0.79 | 0.79 | 0.79 | 0.79 | 0.79 | 0.79 | 0.79 | 0.79 | 0.79 | 0.79 | 0.79 | 0.79 | 0.79 | 0.79 | 0.79 | 0.79 | 0.79 | 0.79
Southern_PGAE_Solar_74 | caiso-deliverability | Oceano_Calendar_offpeak | Operational_New_Capacity_MW | Southern_PGAE_Solar_74 |  | 0.79 | 0.79 | 0.79 | 0.79 | 0.79 | 0.79 | 0.79 | 0.79 | 0.79 | 0.79 | 0.79 | 0.79 | 0.79 | 0.79 | 0.79 | 0.79 | 0.79 | 0.79 | 0.79 | 0.79 | 0.79 | 0.79 | 0.79 | 0.79 | 0.79 | 0.79 | 0.79 | 0.79 | 0.79 | 0.79 | 0.79
Southern_PGAE_Solar_98 | caiso-deliverability | Oceano_Calendar_offpeak | Operational_New_Capacity_MW | Southern_PGAE_Solar_98 |  | 0.79 | 0.79 | 0.79 | 0.79 | 0.79 | 0.79 | 0.79 | 0.79 | 0.79 | 0.79 | 0.79 | 0.79 | 0.79 | 0.79 | 0.79 | 0.79 | 0.79 | 0.79 | 0.79 | 0.79 | 0.79 | 0.79 | 0.79 | 0.79 | 0.79 | 0.79 | 0.79 | 0.79 | 0.79 | 0.79 | 0.79
Southern_PGAE_Solar_109 | caiso-deliverability | Oceano_Calendar_offpeak | Operational_New_Capacity_MW | Southern_PGAE_Solar_109 |  | 0.79 | 0.79 | 0.79 | 0.79 | 0.79 | 0.79 | 0.79 | 0.79 | 0.79 | 0.79 | 0.79 | 0.79 | 0.79 | 0.79 | 0.79 | 0.79 | 0.79 | 0.79 | 0.79 | 0.79 | 0.79 | 0.79 | 0.79 | 0.79 | 0.79 | 0.79 | 0.79 | 0.79 | 0.79 | 0.79 | 0.79
Southern_PGAE_Solar_118 | caiso-deliverability | Oceano_Calendar_offpeak | Operational_New_Capacity_MW | Southern_PGAE_Solar_118 |  | 0.79 | 0.79 | 0.79 | 0.79 | 0.79 | 0.79 | 0.79 | 0.79 | 0.79 | 0.79 | 0.79 | 0.79 | 0.79 | 0.79 | 0.79 | 0.79 | 0.79 | 0.79 | 0.79 | 0.79 | 0.79 | 0.79 | 0.79 | 0.79 | 0.79 | 0.79 | 0.79 | 0.79 | 0.79 | 0.79 | 0.79
Oceano_Calendar_group | caiso-deliverability | Oceano_Calendar_offpeak | Operational_New_Capacity_MW | Oceano_Calendar_group |  | -0.1622 | -0.1622 | -0.1622 | -0.1622 | -0.1622 | -0.1622 | -0.1622 | -0.1622 | -0.1622 | -0.1622 | -0.1622 | -0.1622 | -0.1622 | -0.1622 | -0.1622 | -0.1622 | -0.1622 | -0.1622 | -0.1622 | -0.1622 | -0.1622 | -0.1622 | -0.1622 | -0.1622 | -0.1622 | -0.1622 | -0.1622 | -0.1622 | -0.1622 | -0.1622 | -0.1622
Southern_PGAE_Adiabatic_CAES_12 | caiso-deliverability | Oceano_Calendar_SSN | Reliability_Capacity_In_Model_Year | System RA | Southern_PGAE_Adiabatic_CAES_12 | 0.5 | 0.5 | 0.5 | 0.5 | 0.5 | 0.5 | 0.5 | 0.5 | 0.5 | 0.5 | 0.5 | 0.5 | 0.5 | 0.5 | 0.5 | 0.5 | 0.5 | 0.5 | 0.5 | 0.5 | 0.5 | 0.5 | 0.5 | 0.5 | 0.5 | 0.5 | 0.5 | 0.5 | 0.5 | 0.5 | 0.5
Southern_PGAE_Flow_Battery_12 | caiso-deliverability | Oceano_Calendar_SSN | Reliability_Capacity_In_Model_Year | System RA | Southern_PGAE_Flow_Battery_12 | 0.5 | 0.5 | 0.5 | 0.5 | 0.5 | 0.5 | 0.5 | 0.5 | 0.5 | 0.5 | 0.5 | 0.5 | 0.5 | 0.5 | 0.5 | 0.5 | 0.5 | 0.5 | 0.5 | 0.5 | 0.5 | 0.5 | 0.5 | 0.5 | 0.5 | 0.5 | 0.5 | 0.5 | 0.5 | 0.5 | 0.5
Southern_PGAE_Flow_Battery_33 | caiso-deliverability | Oceano_Calendar_SSN | Reliability_Capacity_In_Model_Year | System RA | Southern_PGAE_Flow_Battery_33 | 0.5 | 0.5 | 0.5 | 0.5 | 0.5 | 0.5 | 0.5 | 0.5 | 0.5 | 0.5 | 0.5 | 0.5 | 0.5 | 0.5 | 0.5 | 0.5 | 0.5 | 0.5 | 0.5 | 0.5 | 0.5 | 0.5 | 0.5 | 0.5 | 0.5 | 0.5 | 0.5 | 0.5 | 0.5 | 0.5 | 0.5
Southern_PGAE_Flow_Battery_37 | caiso-deliverability | Oceano_Calendar_SSN | Reliability_Capacity_In_Model_Year | System RA | Southern_PGAE_Flow_Battery_37 | 0.5 | 0.5 | 0.5 | 0.5 | 0.5 | 0.5 | 0.5 | 0.5 | 0.5 | 0.5 | 0.5 | 0.5 | 0.5 | 0.5 | 0.5 | 0.5 | 0.5 | 0.5 | 0.5 | 0.5 | 0.5 | 0.5 | 0.5 | 0.5 | 0.5 | 0.5 | 0.5 | 0.5 | 0.5 | 0.5 | 0.5
Southern_PGAE_Flow_Battery_45 | caiso-deliverability | Oceano_Calendar_SSN | Reliability_Capacity_In_Model_Year | System RA | Southern_PGAE_Flow_Battery_45 | 0.5 | 0.5 | 0.5 | 0.5 | 0.5 | 0.5 | 0.5 | 0.5 | 0.5 | 0.5 | 0.5 | 0.5 | 0.5 | 0.5 | 0.5 | 0.5 | 0.5 | 0.5 | 0.5 | 0.5 | 0.5 | 0.5 | 0.5 | 0.5 | 0.5 | 0.5 | 0.5 | 0.5 | 0.5 | 0.5 | 0.5
Southern_PGAE_Flow_Battery_46 | caiso-deliverability | Oceano_Calendar_SSN | Reliability_Capacity_In_Model_Year | System RA | Southern_PGAE_Flow_Battery_46 | 0.5 | 0.5 | 0.5 | 0.5 | 0.5 | 0.5 | 0.5 | 0.5 | 0.5 | 0.5 | 0.5 | 0.5 | 0.5 | 0.5 | 0.5 | 0.5 | 0.5 | 0.5 | 0.5 | 0.5 | 0.5 | 0.5 | 0.5 | 0.5 | 0.5 | 0.5 | 0.5 | 0.5 | 0.5 | 0.5 | 0.5
Southern_PGAE_Flow_Battery_61 | caiso-deliverability | Oceano_Calendar_SSN | Reliability_Capacity_In_Model_Year | System RA | Southern_PGAE_Flow_Battery_61 | 0.5 | 0.5 | 0.5 | 0.5 | 0.5 | 0.5 | 0.5 | 0.5 | 0.5 | 0.5 | 0.5 | 0.5 | 0.5 | 0.5 | 0.5 | 0.5 | 0.5 | 0.5 | 0.5 | 0.5 | 0.5 | 0.5 | 0.5 | 0.5 | 0.5 | 0.5 | 0.5 | 0.5 | 0.5 | 0.5 | 0.5
Southern_PGAE_Flow_Battery_74 | caiso-deliverability | Oceano_Calendar_SSN | Reliability_Capacity_In_Model_Year | System RA | Southern_PGAE_Flow_Battery_74 | 0.5 | 0.5 | 0.5 | 0.5 | 0.5 | 0.5 | 0.5 | 0.5 | 0.5 | 0.5 | 0.5 | 0.5 | 0.5 | 0.5 | 0.5 | 0.5 | 0.5 | 0.5 | 0.5 | 0.5 | 0.5 | 0.5 | 0.5 | 0.5 | 0.5 | 0.5 | 0.5 | 0.5 | 0.5 | 0.5 | 0.5
Southern_PGAE_Flow_Battery_98 | caiso-deliverability | Oceano_Calendar_SSN | Reliability_Capacity_In_Model_Year | System RA | Southern_PGAE_Flow_Battery_98 | 0.5 | 0.5 | 0.5 | 0.5 | 0.5 | 0.5 | 0.5 | 0.5 | 0.5 | 0.5 | 0.5 | 0.5 | 0.5 | 0.5 | 0.5 | 0.5 | 0.5 | 0.5 | 0.5 | 0.5 | 0.5 | 0.5 | 0.5 | 0.5 | 0.5 | 0.5 | 0.5 | 0.5 | 0.5 | 0.5 | 0.5
Southern_PGAE_Flow_Battery_109 | caiso-deliverability | Oceano_Calendar_SSN | Reliability_Capacity_In_Model_Year | System RA | Southern_PGAE_Flow_Battery_109 | 0.5 | 0.5 | 0.5 | 0.5 | 0.5 | 0.5 | 0.5 | 0.5 | 0.5 | 0.5 | 0.5 | 0.5 | 0.5 | 0.5 | 0.5 | 0.5 | 0.5 | 0.5 | 0.5 | 0.5 | 0.5 | 0.5 | 0.5 | 0.5 | 0.5 | 0.5 | 0.5 | 0.5 | 0.5 | 0.5 | 0.5
Southern_PGAE_Flow_Battery_118 | caiso-deliverability | Oceano_Calendar_SSN | Reliability_Capacity_In_Model_Year | System RA | Southern_PGAE_Flow_Battery_118 | 0.5 | 0.5 | 0.5 | 0.5 | 0.5 | 0.5 | 0.5 | 0.5 | 0.5 | 0.5 | 0.5 | 0.5 | 0.5 | 0.5 | 0.5 | 0.5 | 0.5 | 0.5 | 0.5 | 0.5 | 0.5 | 0.5 | 0.5 | 0.5 | 0.5 | 0.5 | 0.5 | 0.5 | 0.5 | 0.5 | 0.5
Southern_PGAE_Li_Battery_4hr_12 | caiso-deliverability | Oceano_Calendar_SSN | Reliability_Capacity_In_Model_Year | System RA | Southern_PGAE_Li_Battery_4hr_12 | 0.5 | 0.5 | 0.5 | 0.5 | 0.5 | 0.5 | 0.5 | 0.5 | 0.5 | 0.5 | 0.5 | 0.5 | 0.5 | 0.5 | 0.5 | 0.5 | 0.5 | 0.5 | 0.5 | 0.5 | 0.5 | 0.5 | 0.5 | 0.5 | 0.5 | 0.5 | 0.5 | 0.5 | 0.5 | 0.5 | 0.5
Southern_PGAE_Li_Battery_4hr_33 | caiso-deliverability | Oceano_Calendar_SSN | Reliability_Capacity_In_Model_Year | System RA | Southern_PGAE_Li_Battery_4hr_33 | 0.5 | 0.5 | 0.5 | 0.5 | 0.5 | 0.5 | 0.5 | 0.5 | 0.5 | 0.5 | 0.5 | 0.5 | 0.5 | 0.5 | 0.5 | 0.5 | 0.5 | 0.5 | 0.5 | 0.5 | 0.5 | 0.5 | 0.5 | 0.5 | 0.5 | 0.5 | 0.5 | 0.5 | 0.5 | 0.5 | 0.5
Southern_PGAE_Li_Battery_4hr_37 | caiso-deliverability | Oceano_Calendar_SSN | Reliability_Capacity_In_Model_Year | System RA | Southern_PGAE_Li_Battery_4hr_37 | 0.5 | 0.5 | 0.5 | 0.5 | 0.5 | 0.5 | 0.5 | 0.5 | 0.5 | 0.5 | 0.5 | 0.5 | 0.5 | 0.5 | 0.5 | 0.5 | 0.5 | 0.5 | 0.5 | 0.5 | 0.5 | 0.5 | 0.5 | 0.5 | 0.5 | 0.5 | 0.5 | 0.5 | 0.5 | 0.5 | 0.5
Southern_PGAE_Li_Battery_4hr_45 | caiso-deliverability | Oceano_Calendar_SSN | Reliability_Capacity_In_Model_Year | System RA | Southern_PGAE_Li_Battery_4hr_45 | 0.5 | 0.5 | 0.5 | 0.5 | 0.5 | 0.5 | 0.5 | 0.5 | 0.5 | 0.5 | 0.5 | 0.5 | 0.5 | 0.5 | 0.5 | 0.5 | 0.5 | 0.5 | 0.5 | 0.5 | 0.5 | 0.5 | 0.5 | 0.5 | 0.5 | 0.5 | 0.5 | 0.5 | 0.5 | 0.5 | 0.5
Southern_PGAE_Li_Battery_4hr_46 | caiso-deliverability | Oceano_Calendar_SSN | Reliability_Capacity_In_Model_Year | System RA | Southern_PGAE_Li_Battery_4hr_46 | 0.5 | 0.5 | 0.5 | 0.5 | 0.5 | 0.5 | 0.5 | 0.5 | 0.5 | 0.5 | 0.5 | 0.5 | 0.5 | 0.5 | 0.5 | 0.5 | 0.5 | 0.5 | 0.5 | 0.5 | 0.5 | 0.5 | 0.5 | 0.5 | 0.5 | 0.5 | 0.5 | 0.5 | 0.5 | 0.5 | 0.5
Southern_PGAE_Li_Battery_4hr_61 | caiso-deliverability | Oceano_Calendar_SSN | Reliability_Capacity_In_Model_Year | System RA | Southern_PGAE_Li_Battery_4hr_61 | 0.5 | 0.5 | 0.5 | 0.5 | 0.5 | 0.5 | 0.5 | 0.5 | 0.5 | 0.5 | 0.5 | 0.5 | 0.5 | 0.5 | 0.5 | 0.5 | 0.5 | 0.5 | 0.5 | 0.5 | 0.5 | 0.5 | 0.5 | 0.5 | 0.5 | 0.5 | 0.5 | 0.5 | 0.5 | 0.5 | 0.5
Southern_PGAE_Li_Battery_4hr_74 | caiso-deliverability | Oceano_Calendar_SSN | Reliability_Capacity_In_Model_Year | System RA | Southern_PGAE_Li_Battery_4hr_74 | 0.5 | 0.5 | 0.5 | 0.5 | 0.5 | 0.5 | 0.5 | 0.5 | 0.5 | 0.5 | 0.5 | 0.5 | 0.5 | 0.5 | 0.5 | 0.5 | 0.5 | 0.5 | 0.5 | 0.5 | 0.5 | 0.5 | 0.5 | 0.5 | 0.5 | 0.5 | 0.5 | 0.5 | 0.5 | 0.5 | 0.5
Southern_PGAE_Li_Battery_4hr_98 | caiso-deliverability | Oceano_Calendar_SSN | Reliability_Capacity_In_Model_Year | System RA | Southern_PGAE_Li_Battery_4hr_98 | 0.5 | 0.5 | 0.5 | 0.5 | 0.5 | 0.5 | 0.5 | 0.5 | 0.5 | 0.5 | 0.5 | 0.5 | 0.5 | 0.5 | 0.5 | 0.5 | 0.5 | 0.5 | 0.5 | 0.5 | 0.5 | 0.5 | 0.5 | 0.5 | 0.5 | 0.5 | 0.5 | 0.5 | 0.5 | 0.5 | 0.5
Southern_PGAE_Li_Battery_4hr_109 | caiso-deliverability | Oceano_Calendar_SSN | Reliability_Capacity_In_Model_Year | System RA | Southern_PGAE_Li_Battery_4hr_109 | 0.5 | 0.5 | 0.5 | 0.5 | 0.5 | 0.5 | 0.5 | 0.5 | 0.5 | 0.5 | 0.5 | 0.5 | 0.5 | 0.5 | 0.5 | 0.5 | 0.5 | 0.5 | 0.5 | 0.5 | 0.5 | 0.5 | 0.5 | 0.5 | 0.5 | 0.5 | 0.5 | 0.5 | 0.5 | 0.5 | 0.5
Southern_PGAE_Li_Battery_4hr_118 | caiso-deliverability | Oceano_Calendar_SSN | Reliability_Capacity_In_Model_Year | System RA | Southern_PGAE_Li_Battery_4hr_118 | 0.5 | 0.5 | 0.5 | 0.5 | 0.5 | 0.5 | 0.5 | 0.5 | 0.5 | 0.5 | 0.5 | 0.5 | 0.5 | 0.5 | 0.5 | 0.5 | 0.5 | 0.5 | 0.5 | 0.5 | 0.5 | 0.5 | 0.5 | 0.5 | 0.5 | 0.5 | 0.5 | 0.5 | 0.5 | 0.5 | 0.5
Southern_PGAE_Li_Battery_8hr_12 | caiso-deliverability | Oceano_Calendar_SSN | Reliability_Capacity_In_Model_Year | System RA | Southern_PGAE_Li_Battery_8hr_12 | 0.5 | 0.5 | 0.5 | 0.5 | 0.5 | 0.5 | 0.5 | 0.5 | 0.5 | 0.5 | 0.5 | 0.5 | 0.5 | 0.5 | 0.5 | 0.5 | 0.5 | 0.5 | 0.5 | 0.5 | 0.5 | 0.5 | 0.5 | 0.5 | 0.5 | 0.5 | 0.5 | 0.5 | 0.5 | 0.5 | 0.5
Southern_PGAE_Li_Battery_8hr_33 | caiso-deliverability | Oceano_Calendar_SSN | Reliability_Capacity_In_Model_Year | System RA | Southern_PGAE_Li_Battery_8hr_33 | 0.5 | 0.5 | 0.5 | 0.5 | 0.5 | 0.5 | 0.5 | 0.5 | 0.5 | 0.5 | 0.5 | 0.5 | 0.5 | 0.5 | 0.5 | 0.5 | 0.5 | 0.5 | 0.5 | 0.5 | 0.5 | 0.5 | 0.5 | 0.5 | 0.5 | 0.5 | 0.5 | 0.5 | 0.5 | 0.5 | 0.5
Southern_PGAE_Li_Battery_8hr_37 | caiso-deliverability | Oceano_Calendar_SSN | Reliability_Capacity_In_Model_Year | System RA | Southern_PGAE_Li_Battery_8hr_37 | 0.5 | 0.5 | 0.5 | 0.5 | 0.5 | 0.5 | 0.5 | 0.5 | 0.5 | 0.5 | 0.5 | 0.5 | 0.5 | 0.5 | 0.5 | 0.5 | 0.5 | 0.5 | 0.5 | 0.5 | 0.5 | 0.5 | 0.5 | 0.5 | 0.5 | 0.5 | 0.5 | 0.5 | 0.5 | 0.5 | 0.5
Southern_PGAE_Li_Battery_8hr_45 | caiso-deliverability | Oceano_Calendar_SSN | Reliability_Capacity_In_Model_Year | System RA | Southern_PGAE_Li_Battery_8hr_45 | 0.5 | 0.5 | 0.5 | 0.5 | 0.5 | 0.5 | 0.5 | 0.5 | 0.5 | 0.5 | 0.5 | 0.5 | 0.5 | 0.5 | 0.5 | 0.5 | 0.5 | 0.5 | 0.5 | 0.5 | 0.5 | 0.5 | 0.5 | 0.5 | 0.5 | 0.5 | 0.5 | 0.5 | 0.5 | 0.5 | 0.5
Southern_PGAE_Li_Battery_8hr_46 | caiso-deliverability | Oceano_Calendar_SSN | Reliability_Capacity_In_Model_Year | System RA | Southern_PGAE_Li_Battery_8hr_46 | 0.5 | 0.5 | 0.5 | 0.5 | 0.5 | 0.5 | 0.5 | 0.5 | 0.5 | 0.5 | 0.5 | 0.5 | 0.5 | 0.5 | 0.5 | 0.5 | 0.5 | 0.5 | 0.5 | 0.5 | 0.5 | 0.5 | 0.5 | 0.5 | 0.5 | 0.5 | 0.5 | 0.5 | 0.5 | 0.5 | 0.5
Southern_PGAE_Li_Battery_8hr_61 | caiso-deliverability | Oceano_Calendar_SSN | Reliability_Capacity_In_Model_Year | System RA | Southern_PGAE_Li_Battery_8hr_61 | 0.5 | 0.5 | 0.5 | 0.5 | 0.5 | 0.5 | 0.5 | 0.5 | 0.5 | 0.5 | 0.5 | 0.5 | 0.5 | 0.5 | 0.5 | 0.5 | 0.5 | 0.5 | 0.5 | 0.5 | 0.5 | 0.5 | 0.5 | 0.5 | 0.5 | 0.5 | 0.5 | 0.5 | 0.5 | 0.5 | 0.5
Southern_PGAE_Li_Battery_8hr_74 | caiso-deliverability | Oceano_Calendar_SSN | Reliability_Capacity_In_Model_Year | System RA | Southern_PGAE_Li_Battery_8hr_74 | 0.5 | 0.5 | 0.5 | 0.5 | 0.5 | 0.5 | 0.5 | 0.5 | 0.5 | 0.5 | 0.5 | 0.5 | 0.5 | 0.5 | 0.5 | 0.5 | 0.5 | 0.5 | 0.5 | 0.5 | 0.5 | 0.5 | 0.5 | 0.5 | 0.5 | 0.5 | 0.5 | 0.5 | 0.5 | 0.5 | 0.5
Southern_PGAE_Li_Battery_8hr_98 | caiso-deliverability | Oceano_Calendar_SSN | Reliability_Capacity_In_Model_Year | System RA | Southern_PGAE_Li_Battery_8hr_98 | 0.5 | 0.5 | 0.5 | 0.5 | 0.5 | 0.5 | 0.5 | 0.5 | 0.5 | 0.5 | 0.5 | 0.5 | 0.5 | 0.5 | 0.5 | 0.5 | 0.5 | 0.5 | 0.5 | 0.5 | 0.5 | 0.5 | 0.5 | 0.5 | 0.5 | 0.5 | 0.5 | 0.5 | 0.5 | 0.5 | 0.5
Southern_PGAE_Li_Battery_8hr_109 | caiso-deliverability | Oceano_Calendar_SSN | Reliability_Capacity_In_Model_Year | System RA | Southern_PGAE_Li_Battery_8hr_109 | 0.5 | 0.5 | 0.5 | 0.5 | 0.5 | 0.5 | 0.5 | 0.5 | 0.5 | 0.5 | 0.5 | 0.5 | 0.5 | 0.5 | 0.5 | 0.5 | 0.5 | 0.5 | 0.5 | 0.5 | 0.5 | 0.5 | 0.5 | 0.5 | 0.5 | 0.5 | 0.5 | 0.5 | 0.5 | 0.5 | 0.5
Southern_PGAE_Li_Battery_8hr_118 | caiso-deliverability | Oceano_Calendar_SSN | Reliability_Capacity_In_Model_Year | System RA | Southern_PGAE_Li_Battery_8hr_118 | 0.5 | 0.5 | 0.5 | 0.5 | 0.5 | 0.5 | 0.5 | 0.5 | 0.5 | 0.5 | 0.5 | 0.5 | 0.5 | 0.5 | 0.5 | 0.5 | 0.5 | 0.5 | 0.5 | 0.5 | 0.5 | 0.5 | 0.5 | 0.5 | 0.5 | 0.5 | 0.5 | 0.5 | 0.5 | 0.5 | 0.5
Southern_PGAE_Solar_12 | caiso-deliverability | Oceano_Calendar_SSN | Reliability_Capacity_In_Model_Year | System RA | Southern_PGAE_Solar_12 | 0.556 | 0.556 | 0.556 | 0.556 | 0.556 | 0.556 | 0.556 | 0.556 | 0.556 | 0.556 | 0.556 | 0.556 | 0.556 | 0.556 | 0.556 | 0.556 | 0.556 | 0.556 | 0.556 | 0.556 | 0.556 | 0.556 | 0.556 | 0.556 | 0.556 | 0.556 | 0.556 | 0.556 | 0.556 | 0.556 | 0.556
Southern_PGAE_Solar_33 | caiso-deliverability | Oceano_Calendar_SSN | Reliability_Capacity_In_Model_Year | System RA | Southern_PGAE_Solar_33 | 0.556 | 0.556 | 0.556 | 0.556 | 0.556 | 0.556 | 0.556 | 0.556 | 0.556 | 0.556 | 0.556 | 0.556 | 0.556 | 0.556 | 0.556 | 0.556 | 0.556 | 0.556 | 0.556 | 0.556 | 0.556 | 0.556 | 0.556 | 0.556 | 0.556 | 0.556 | 0.556 | 0.556 | 0.556 | 0.556 | 0.556
Southern_PGAE_Solar_37 | caiso-deliverability | Oceano_Calendar_SSN | Reliability_Capacity_In_Model_Year | System RA | Southern_PGAE_Solar_37 | 0.556 | 0.556 | 0.556 | 0.556 | 0.556 | 0.556 | 0.556 | 0.556 | 0.556 | 0.556 | 0.556 | 0.556 | 0.556 | 0.556 | 0.556 | 0.556 | 0.556 | 0.556 | 0.556 | 0.556 | 0.556 | 0.556 | 0.556 | 0.556 | 0.556 | 0.556 | 0.556 | 0.556 | 0.556 | 0.556 | 0.556
Southern_PGAE_Solar_45 | caiso-deliverability | Oceano_Calendar_SSN | Reliability_Capacity_In_Model_Year | System RA | Southern_PGAE_Solar_45 | 0.556 | 0.556 | 0.556 | 0.556 | 0.556 | 0.556 | 0.556 | 0.556 | 0.556 | 0.556 | 0.556 | 0.556 | 0.556 | 0.556 | 0.556 | 0.556 | 0.556 | 0.556 | 0.556 | 0.556 | 0.556 | 0.556 | 0.556 | 0.556 | 0.556 | 0.556 | 0.556 | 0.556 | 0.556 | 0.556 | 0.556
Southern_PGAE_Solar_46 | caiso-deliverability | Oceano_Calendar_SSN | Reliability_Capacity_In_Model_Year | System RA | Southern_PGAE_Solar_46 | 0.556 | 0.556 | 0.556 | 0.556 | 0.556 | 0.556 | 0.556 | 0.556 | 0.556 | 0.556 | 0.556 | 0.556 | 0.556 | 0.556 | 0.556 | 0.556 | 0.556 | 0.556 | 0.556 | 0.556 | 0.556 | 0.556 | 0.556 | 0.556 | 0.556 | 0.556 | 0.556 | 0.556 | 0.556 | 0.556 | 0.556
Southern_PGAE_Solar_61 | caiso-deliverability | Oceano_Calendar_SSN | Reliability_Capacity_In_Model_Year | System RA | Southern_PGAE_Solar_61 | 0.556 | 0.556 | 0.556 | 0.556 | 0.556 | 0.556 | 0.556 | 0.556 | 0.556 | 0.556 | 0.556 | 0.556 | 0.556 | 0.556 | 0.556 | 0.556 | 0.556 | 0.556 | 0.556 | 0.556 | 0.556 | 0.556 | 0.556 | 0.556 | 0.556 | 0.556 | 0.556 | 0.556 | 0.556 | 0.556 | 0.556
Southern_PGAE_Solar_74 | caiso-deliverability | Oceano_Calendar_SSN | Reliability_Capacity_In_Model_Year | System RA | Southern_PGAE_Solar_74 | 0.556 | 0.556 | 0.556 | 0.556 | 0.556 | 0.556 | 0.556 | 0.556 | 0.556 | 0.556 | 0.556 | 0.556 | 0.556 | 0.556 | 0.556 | 0.556 | 0.556 | 0.556 | 0.556 | 0.556 | 0.556 | 0.556 | 0.556 | 0.556 | 0.556 | 0.556 | 0.556 | 0.556 | 0.556 | 0.556 | 0.556
Southern_PGAE_Solar_98 | caiso-deliverability | Oceano_Calendar_SSN | Reliability_Capacity_In_Model_Year | System RA | Southern_PGAE_Solar_98 | 0.556 | 0.556 | 0.556 | 0.556 | 0.556 | 0.556 | 0.556 | 0.556 | 0.556 | 0.556 | 0.556 | 0.556 | 0.556 | 0.556 | 0.556 | 0.556 | 0.556 | 0.556 | 0.556 | 0.556 | 0.556 | 0.556 | 0.556 | 0.556 | 0.556 | 0.556 | 0.556 | 0.556 | 0.556 | 0.556 | 0.556
Southern_PGAE_Solar_109 | caiso-deliverability | Oceano_Calendar_SSN | Reliability_Capacity_In_Model_Year | System RA | Southern_PGAE_Solar_109 | 0.556 | 0.556 | 0.556 | 0.556 | 0.556 | 0.556 | 0.556 | 0.556 | 0.556 | 0.556 | 0.556 | 0.556 | 0.556 | 0.556 | 0.556 | 0.556 | 0.556 | 0.556 | 0.556 | 0.556 | 0.556 | 0.556 | 0.556 | 0.556 | 0.556 | 0.556 | 0.556 | 0.556 | 0.556 | 0.556 | 0.556
Southern_PGAE_Solar_118 | caiso-deliverability | Oceano_Calendar_SSN | Reliability_Capacity_In_Model_Year | System RA | Southern_PGAE_Solar_118 | 0.556 | 0.556 | 0.556 | 0.556 | 0.556 | 0.556 | 0.556 | 0.556 | 0.556 | 0.556 | 0.556 | 0.556 | 0.556 | 0.556 | 0.556 | 0.556 | 0.556 | 0.556 | 0.556 | 0.556 | 0.556 | 0.556 | 0.556 | 0.556 | 0.556 | 0.556 | 0.556 | 0.556 | 0.556 | 0.556 | 0.556
Oceano_Calendar_group | caiso-deliverability | Oceano_Calendar_SSN | Operational_New_Capacity_MW | Oceano_Calendar_group |  | -1 | -1 | -1 | -1 | -1 | -1 | -1 | -1 | -1 | -1 | -1 | -1 | -1 | -1 | -1 | -1 | -1 | -1 | -1 | -1 | -1 | -1 | -1 | -1 | -1 | -1 | -1 | -1 | -1 | -1 | -1
Northern_California_Flow_Battery_114 | caiso-deliverability | Oro Loma_El_Nido_HSN | Reliability_Capacity_In_Model_Year | System RA | Northern_California_Flow_Battery_114 | 1 | 1 | 1 | 1 | 1 | 1 | 1 | 1 | 1 | 1 | 1 | 1 | 1 | 1 | 1 | 1 | 1 | 1 | 1 | 1 | 1 | 1 | 1 | 1 | 1 | 1 | 1 | 1 | 1 | 1 | 1
Northern_California_Flow_Battery_138 | caiso-deliverability | Oro Loma_El_Nido_HSN | Reliability_Capacity_In_Model_Year | System RA | Northern_California_Flow_Battery_138 | 1 | 1 | 1 | 1 | 1 | 1 | 1 | 1 | 1 | 1 | 1 | 1 | 1 | 1 | 1 | 1 | 1 | 1 | 1 | 1 | 1 | 1 | 1 | 1 | 1 | 1 | 1 | 1 | 1 | 1 | 1
Southern_PGAE_Flow_Battery_140 | caiso-deliverability | Oro Loma_El_Nido_HSN | Reliability_Capacity_In_Model_Year | System RA | Southern_PGAE_Flow_Battery_140 | 1 | 1 | 1 | 1 | 1 | 1 | 1 | 1 | 1 | 1 | 1 | 1 | 1 | 1 | 1 | 1 | 1 | 1 | 1 | 1 | 1 | 1 | 1 | 1 | 1 | 1 | 1 | 1 | 1 | 1 | 1
Southern_PGAE_Flow_Battery_151 | caiso-deliverability | Oro Loma_El_Nido_HSN | Reliability_Capacity_In_Model_Year | System RA | Southern_PGAE_Flow_Battery_151 | 1 | 1 | 1 | 1 | 1 | 1 | 1 | 1 | 1 | 1 | 1 | 1 | 1 | 1 | 1 | 1 | 1 | 1 | 1 | 1 | 1 | 1 | 1 | 1 | 1 | 1 | 1 | 1 | 1 | 1 | 1
Southern_PGAE_Flow_Battery_154 | caiso-deliverability | Oro Loma_El_Nido_HSN | Reliability_Capacity_In_Model_Year | System RA | Southern_PGAE_Flow_Battery_154 | 1 | 1 | 1 | 1 | 1 | 1 | 1 | 1 | 1 | 1 | 1 | 1 | 1 | 1 | 1 | 1 | 1 | 1 | 1 | 1 | 1 | 1 | 1 | 1 | 1 | 1 | 1 | 1 | 1 | 1 | 1
Southern_PGAE_Flow_Battery_161 | caiso-deliverability | Oro Loma_El_Nido_HSN | Reliability_Capacity_In_Model_Year | System RA | Southern_PGAE_Flow_Battery_161 | 1 | 1 | 1 | 1 | 1 | 1 | 1 | 1 | 1 | 1 | 1 | 1 | 1 | 1 | 1 | 1 | 1 | 1 | 1 | 1 | 1 | 1 | 1 | 1 | 1 | 1 | 1 | 1 | 1 | 1 | 1
Southern_PGAE_Flow_Battery_162 | caiso-deliverability | Oro Loma_El_Nido_HSN | Reliability_Capacity_In_Model_Year | System RA | Southern_PGAE_Flow_Battery_162 | 1 | 1 | 1 | 1 | 1 | 1 | 1 | 1 | 1 | 1 | 1 | 1 | 1 | 1 | 1 | 1 | 1 | 1 | 1 | 1 | 1 | 1 | 1 | 1 | 1 | 1 | 1 | 1 | 1 | 1 | 1
Southern_PGAE_Flow_Battery_163 | caiso-deliverability | Oro Loma_El_Nido_HSN | Reliability_Capacity_In_Model_Year | System RA | Southern_PGAE_Flow_Battery_163 | 1 | 1 | 1 | 1 | 1 | 1 | 1 | 1 | 1 | 1 | 1 | 1 | 1 | 1 | 1 | 1 | 1 | 1 | 1 | 1 | 1 | 1 | 1 | 1 | 1 | 1 | 1 | 1 | 1 | 1 | 1
Southern_PGAE_Flow_Battery_164 | caiso-deliverability | Oro Loma_El_Nido_HSN | Reliability_Capacity_In_Model_Year | System RA | Southern_PGAE_Flow_Battery_164 | 1 | 1 | 1 | 1 | 1 | 1 | 1 | 1 | 1 | 1 | 1 | 1 | 1 | 1 | 1 | 1 | 1 | 1 | 1 | 1 | 1 | 1 | 1 | 1 | 1 | 1 | 1 | 1 | 1 | 1 | 1
Southern_PGAE_Flow_Battery_165 | caiso-deliverability | Oro Loma_El_Nido_HSN | Reliability_Capacity_In_Model_Year | System RA | Southern_PGAE_Flow_Battery_165 | 1 | 1 | 1 | 1 | 1 | 1 | 1 | 1 | 1 | 1 | 1 | 1 | 1 | 1 | 1 | 1 | 1 | 1 | 1 | 1 | 1 | 1 | 1 | 1 | 1 | 1 | 1 | 1 | 1 | 1 | 1
Northern_California_Flow_Battery_166 | caiso-deliverability | Oro Loma_El_Nido_HSN | Reliability_Capacity_In_Model_Year | System RA | Northern_California_Flow_Battery_166 | 1 | 1 | 1 | 1 | 1 | 1 | 1 | 1 | 1 | 1 | 1 | 1 | 1 | 1 | 1 | 1 | 1 | 1 | 1 | 1 | 1 | 1 | 1 | 1 | 1 | 1 | 1 | 1 | 1 | 1 | 1
Southern_PGAE_Flow_Battery_168 | caiso-deliverability | Oro Loma_El_Nido_HSN | Reliability_Capacity_In_Model_Year | System RA | Southern_PGAE_Flow_Battery_168 | 1 | 1 | 1 | 1 | 1 | 1 | 1 | 1 | 1 | 1 | 1 | 1 | 1 | 1 | 1 | 1 | 1 | 1 | 1 | 1 | 1 | 1 | 1 | 1 | 1 | 1 | 1 | 1 | 1 | 1 | 1
Southern_PGAE_Flow_Battery_169 | caiso-deliverability | Oro Loma_El_Nido_HSN | Reliability_Capacity_In_Model_Year | System RA | Southern_PGAE_Flow_Battery_169 | 1 | 1 | 1 | 1 | 1 | 1 | 1 | 1 | 1 | 1 | 1 | 1 | 1 | 1 | 1 | 1 | 1 | 1 | 1 | 1 | 1 | 1 | 1 | 1 | 1 | 1 | 1 | 1 | 1 | 1 | 1
Southern_PGAE_Flow_Battery_170 | caiso-deliverability | Oro Loma_El_Nido_HSN | Reliability_Capacity_In_Model_Year | System RA | Southern_PGAE_Flow_Battery_170 | 1 | 1 | 1 | 1 | 1 | 1 | 1 | 1 | 1 | 1 | 1 | 1 | 1 | 1 | 1 | 1 | 1 | 1 | 1 | 1 | 1 | 1 | 1 | 1 | 1 | 1 | 1 | 1 | 1 | 1 | 1
Southern_PGAE_Flow_Battery_174 | caiso-deliverability | Oro Loma_El_Nido_HSN | Reliability_Capacity_In_Model_Year | System RA | Southern_PGAE_Flow_Battery_174 | 1 | 1 | 1 | 1 | 1 | 1 | 1 | 1 | 1 | 1 | 1 | 1 | 1 | 1 | 1 | 1 | 1 | 1 | 1 | 1 | 1 | 1 | 1 | 1 | 1 | 1 | 1 | 1 | 1 | 1 | 1
Southern_PGAE_Flow_Battery_176 | caiso-deliverability | Oro Loma_El_Nido_HSN | Reliability_Capacity_In_Model_Year | System RA | Southern_PGAE_Flow_Battery_176 | 1 | 1 | 1 | 1 | 1 | 1 | 1 | 1 | 1 | 1 | 1 | 1 | 1 | 1 | 1 | 1 | 1 | 1 | 1 | 1 | 1 | 1 | 1 | 1 | 1 | 1 | 1 | 1 | 1 | 1 | 1
Northern_California_Li_Battery_4hr_114 | caiso-deliverability | Oro Loma_El_Nido_HSN | Reliability_Capacity_In_Model_Year | System RA | Northern_California_Li_Battery_4hr_114 | 1 | 1 | 1 | 1 | 1 | 1 | 1 | 1 | 1 | 1 | 1 | 1 | 1 | 1 | 1 | 1 | 1 | 1 | 1 | 1 | 1 | 1 | 1 | 1 | 1 | 1 | 1 | 1 | 1 | 1 | 1
Northern_California_Li_Battery_4hr_138 | caiso-deliverability | Oro Loma_El_Nido_HSN | Reliability_Capacity_In_Model_Year | System RA | Northern_California_Li_Battery_4hr_138 | 1 | 1 | 1 | 1 | 1 | 1 | 1 | 1 | 1 | 1 | 1 | 1 | 1 | 1 | 1 | 1 | 1 | 1 | 1 | 1 | 1 | 1 | 1 | 1 | 1 | 1 | 1 | 1 | 1 | 1 | 1
Southern_PGAE_Li_Battery_4hr_140 | caiso-deliverability | Oro Loma_El_Nido_HSN | Reliability_Capacity_In_Model_Year | System RA | Southern_PGAE_Li_Battery_4hr_140 | 1 | 1 | 1 | 1 | 1 | 1 | 1 | 1 | 1 | 1 | 1 | 1 | 1 | 1 | 1 | 1 | 1 | 1 | 1 | 1 | 1 | 1 | 1 | 1 | 1 | 1 | 1 | 1 | 1 | 1 | 1
Southern_PGAE_Li_Battery_4hr_151 | caiso-deliverability | Oro Loma_El_Nido_HSN | Reliability_Capacity_In_Model_Year | System RA | Southern_PGAE_Li_Battery_4hr_151 | 1 | 1 | 1 | 1 | 1 | 1 | 1 | 1 | 1 | 1 | 1 | 1 | 1 | 1 | 1 | 1 | 1 | 1 | 1 | 1 | 1 | 1 | 1 | 1 | 1 | 1 | 1 | 1 | 1 | 1 | 1
Southern_PGAE_Li_Battery_4hr_154 | caiso-deliverability | Oro Loma_El_Nido_HSN | Reliability_Capacity_In_Model_Year | System RA | Southern_PGAE_Li_Battery_4hr_154 | 1 | 1 | 1 | 1 | 1 | 1 | 1 | 1 | 1 | 1 | 1 | 1 | 1 | 1 | 1 | 1 | 1 | 1 | 1 | 1 | 1 | 1 | 1 | 1 | 1 | 1 | 1 | 1 | 1 | 1 | 1
Southern_PGAE_Li_Battery_4hr_161 | caiso-deliverability | Oro Loma_El_Nido_HSN | Reliability_Capacity_In_Model_Year | System RA | Southern_PGAE_Li_Battery_4hr_161 | 1 | 1 | 1 | 1 | 1 | 1 | 1 | 1 | 1 | 1 | 1 | 1 | 1 | 1 | 1 | 1 | 1 | 1 | 1 | 1 | 1 | 1 | 1 | 1 | 1 | 1 | 1 | 1 | 1 | 1 | 1
Southern_PGAE_Li_Battery_4hr_162 | caiso-deliverability | Oro Loma_El_Nido_HSN | Reliability_Capacity_In_Model_Year | System RA | Southern_PGAE_Li_Battery_4hr_162 | 1 | 1 | 1 | 1 | 1 | 1 | 1 | 1 | 1 | 1 | 1 | 1 | 1 | 1 | 1 | 1 | 1 | 1 | 1 | 1 | 1 | 1 | 1 | 1 | 1 | 1 | 1 | 1 | 1 | 1 | 1
Southern_PGAE_Li_Battery_4hr_163 | caiso-deliverability | Oro Loma_El_Nido_HSN | Reliability_Capacity_In_Model_Year | System RA | Southern_PGAE_Li_Battery_4hr_163 | 1 | 1 | 1 | 1 | 1 | 1 | 1 | 1 | 1 | 1 | 1 | 1 | 1 | 1 | 1 | 1 | 1 | 1 | 1 | 1 | 1 | 1 | 1 | 1 | 1 | 1 | 1 | 1 | 1 | 1 | 1
Southern_PGAE_Li_Battery_4hr_164 | caiso-deliverability | Oro Loma_El_Nido_HSN | Reliability_Capacity_In_Model_Year | System RA | Southern_PGAE_Li_Battery_4hr_164 | 1 | 1 | 1 | 1 | 1 | 1 | 1 | 1 | 1 | 1 | 1 | 1 | 1 | 1 | 1 | 1 | 1 | 1 | 1 | 1 | 1 | 1 | 1 | 1 | 1 | 1 | 1 | 1 | 1 | 1 | 1
Southern_PGAE_Li_Battery_4hr_165 | caiso-deliverability | Oro Loma_El_Nido_HSN | Reliability_Capacity_In_Model_Year | System RA | Southern_PGAE_Li_Battery_4hr_165 | 1 | 1 | 1 | 1 | 1 | 1 | 1 | 1 | 1 | 1 | 1 | 1 | 1 | 1 | 1 | 1 | 1 | 1 | 1 | 1 | 1 | 1 | 1 | 1 | 1 | 1 | 1 | 1 | 1 | 1 | 1
Northern_California_Li_Battery_4hr_166 | caiso-deliverability | Oro Loma_El_Nido_HSN | Reliability_Capacity_In_Model_Year | System RA | Northern_California_Li_Battery_4hr_166 | 1 | 1 | 1 | 1 | 1 | 1 | 1 | 1 | 1 | 1 | 1 | 1 | 1 | 1 | 1 | 1 | 1 | 1 | 1 | 1 | 1 | 1 | 1 | 1 | 1 | 1 | 1 | 1 | 1 | 1 | 1
Southern_PGAE_Li_Battery_4hr_168 | caiso-deliverability | Oro Loma_El_Nido_HSN | Reliability_Capacity_In_Model_Year | System RA | Southern_PGAE_Li_Battery_4hr_168 | 1 | 1 | 1 | 1 | 1 | 1 | 1 | 1 | 1 | 1 | 1 | 1 | 1 | 1 | 1 | 1 | 1 | 1 | 1 | 1 | 1 | 1 | 1 | 1 | 1 | 1 | 1 | 1 | 1 | 1 | 1
Southern_PGAE_Li_Battery_4hr_169 | caiso-deliverability | Oro Loma_El_Nido_HSN | Reliability_Capacity_In_Model_Year | System RA | Southern_PGAE_Li_Battery_4hr_169 | 1 | 1 | 1 | 1 | 1 | 1 | 1 | 1 | 1 | 1 | 1 | 1 | 1 | 1 | 1 | 1 | 1 | 1 | 1 | 1 | 1 | 1 | 1 | 1 | 1 | 1 | 1 | 1 | 1 | 1 | 1
Southern_PGAE_Li_Battery_4hr_170 | caiso-deliverability | Oro Loma_El_Nido_HSN | Reliability_Capacity_In_Model_Year | System RA | Southern_PGAE_Li_Battery_4hr_170 | 1 | 1 | 1 | 1 | 1 | 1 | 1 | 1 | 1 | 1 | 1 | 1 | 1 | 1 | 1 | 1 | 1 | 1 | 1 | 1 | 1 | 1 | 1 | 1 | 1 | 1 | 1 | 1 | 1 | 1 | 1
Southern_PGAE_Li_Battery_4hr_174 | caiso-deliverability | Oro Loma_El_Nido_HSN | Reliability_Capacity_In_Model_Year | System RA | Southern_PGAE_Li_Battery_4hr_174 | 1 | 1 | 1 | 1 | 1 | 1 | 1 | 1 | 1 | 1 | 1 | 1 | 1 | 1 | 1 | 1 | 1 | 1 | 1 | 1 | 1 | 1 | 1 | 1 | 1 | 1 | 1 | 1 | 1 | 1 | 1
Southern_PGAE_Li_Battery_4hr_176 | caiso-deliverability | Oro Loma_El_Nido_HSN | Reliability_Capacity_In_Model_Year | System RA | Southern_PGAE_Li_Battery_4hr_176 | 1 | 1 | 1 | 1 | 1 | 1 | 1 | 1 | 1 | 1 | 1 | 1 | 1 | 1 | 1 | 1 | 1 | 1 | 1 | 1 | 1 | 1 | 1 | 1 | 1 | 1 | 1 | 1 | 1 | 1 | 1
Northern_California_Li_Battery_8hr_114 | caiso-deliverability | Oro Loma_El_Nido_HSN | Reliability_Capacity_In_Model_Year | System RA | Northern_California_Li_Battery_8hr_114 | 1 | 1 | 1 | 1 | 1 | 1 | 1 | 1 | 1 | 1 | 1 | 1 | 1 | 1 | 1 | 1 | 1 | 1 | 1 | 1 | 1 | 1 | 1 | 1 | 1 | 1 | 1 | 1 | 1 | 1 | 1
Northern_California_Li_Battery_8hr_138 | caiso-deliverability | Oro Loma_El_Nido_HSN | Reliability_Capacity_In_Model_Year | System RA | Northern_California_Li_Battery_8hr_138 | 1 | 1 | 1 | 1 | 1 | 1 | 1 | 1 | 1 | 1 | 1 | 1 | 1 | 1 | 1 | 1 | 1 | 1 | 1 | 1 | 1 | 1 | 1 | 1 | 1 | 1 | 1 | 1 | 1 | 1 | 1
Southern_PGAE_Li_Battery_8hr_140 | caiso-deliverability | Oro Loma_El_Nido_HSN | Reliability_Capacity_In_Model_Year | System RA | Southern_PGAE_Li_Battery_8hr_140 | 1 | 1 | 1 | 1 | 1 | 1 | 1 | 1 | 1 | 1 | 1 | 1 | 1 | 1 | 1 | 1 | 1 | 1 | 1 | 1 | 1 | 1 | 1 | 1 | 1 | 1 | 1 | 1 | 1 | 1 | 1
Southern_PGAE_Li_Battery_8hr_151 | caiso-deliverability | Oro Loma_El_Nido_HSN | Reliability_Capacity_In_Model_Year | System RA | Southern_PGAE_Li_Battery_8hr_151 | 1 | 1 | 1 | 1 | 1 | 1 | 1 | 1 | 1 | 1 | 1 | 1 | 1 | 1 | 1 | 1 | 1 | 1 | 1 | 1 | 1 | 1 | 1 | 1 | 1 | 1 | 1 | 1 | 1 | 1 | 1
Southern_PGAE_Li_Battery_8hr_154 | caiso-deliverability | Oro Loma_El_Nido_HSN | Reliability_Capacity_In_Model_Year | System RA | Southern_PGAE_Li_Battery_8hr_154 | 1 | 1 | 1 | 1 | 1 | 1 | 1 | 1 | 1 | 1 | 1 | 1 | 1 | 1 | 1 | 1 | 1 | 1 | 1 | 1 | 1 | 1 | 1 | 1 | 1 | 1 | 1 | 1 | 1 | 1 | 1
Southern_PGAE_Li_Battery_8hr_161 | caiso-deliverability | Oro Loma_El_Nido_HSN | Reliability_Capacity_In_Model_Year | System RA | Southern_PGAE_Li_Battery_8hr_161 | 1 | 1 | 1 | 1 | 1 | 1 | 1 | 1 | 1 | 1 | 1 | 1 | 1 | 1 | 1 | 1 | 1 | 1 | 1 | 1 | 1 | 1 | 1 | 1 | 1 | 1 | 1 | 1 | 1 | 1 | 1
Southern_PGAE_Li_Battery_8hr_162 | caiso-deliverability | Oro Loma_El_Nido_HSN | Reliability_Capacity_In_Model_Year | System RA | Southern_PGAE_Li_Battery_8hr_162 | 1 | 1 | 1 | 1 | 1 | 1 | 1 | 1 | 1 | 1 | 1 | 1 | 1 | 1 | 1 | 1 | 1 | 1 | 1 | 1 | 1 | 1 | 1 | 1 | 1 | 1 | 1 | 1 | 1 | 1 | 1
Southern_PGAE_Li_Battery_8hr_163 | caiso-deliverability | Oro Loma_El_Nido_HSN | Reliability_Capacity_In_Model_Year | System RA | Southern_PGAE_Li_Battery_8hr_163 | 1 | 1 | 1 | 1 | 1 | 1 | 1 | 1 | 1 | 1 | 1 | 1 | 1 | 1 | 1 | 1 | 1 | 1 | 1 | 1 | 1 | 1 | 1 | 1 | 1 | 1 | 1 | 1 | 1 | 1 | 1
Southern_PGAE_Li_Battery_8hr_164 | caiso-deliverability | Oro Loma_El_Nido_HSN | Reliability_Capacity_In_Model_Year | System RA | Southern_PGAE_Li_Battery_8hr_164 | 1 | 1 | 1 | 1 | 1 | 1 | 1 | 1 | 1 | 1 | 1 | 1 | 1 | 1 | 1 | 1 | 1 | 1 | 1 | 1 | 1 | 1 | 1 | 1 | 1 | 1 | 1 | 1 | 1 | 1 | 1
Southern_PGAE_Li_Battery_8hr_165 | caiso-deliverability | Oro Loma_El_Nido_HSN | Reliability_Capacity_In_Model_Year | System RA | Southern_PGAE_Li_Battery_8hr_165 | 1 | 1 | 1 | 1 | 1 | 1 | 1 | 1 | 1 | 1 | 1 | 1 | 1 | 1 | 1 | 1 | 1 | 1 | 1 | 1 | 1 | 1 | 1 | 1 | 1 | 1 | 1 | 1 | 1 | 1 | 1
Northern_California_Li_Battery_8hr_166 | caiso-deliverability | Oro Loma_El_Nido_HSN | Reliability_Capacity_In_Model_Year | System RA | Northern_California_Li_Battery_8hr_166 | 1 | 1 | 1 | 1 | 1 | 1 | 1 | 1 | 1 | 1 | 1 | 1 | 1 | 1 | 1 | 1 | 1 | 1 | 1 | 1 | 1 | 1 | 1 | 1 | 1 | 1 | 1 | 1 | 1 | 1 | 1
Southern_PGAE_Li_Battery_8hr_168 | caiso-deliverability | Oro Loma_El_Nido_HSN | Reliability_Capacity_In_Model_Year | System RA | Southern_PGAE_Li_Battery_8hr_168 | 1 | 1 | 1 | 1 | 1 | 1 | 1 | 1 | 1 | 1 | 1 | 1 | 1 | 1 | 1 | 1 | 1 | 1 | 1 | 1 | 1 | 1 | 1 | 1 | 1 | 1 | 1 | 1 | 1 | 1 | 1
Southern_PGAE_Li_Battery_8hr_169 | caiso-deliverability | Oro Loma_El_Nido_HSN | Reliability_Capacity_In_Model_Year | System RA | Southern_PGAE_Li_Battery_8hr_169 | 1 | 1 | 1 | 1 | 1 | 1 | 1 | 1 | 1 | 1 | 1 | 1 | 1 | 1 | 1 | 1 | 1 | 1 | 1 | 1 | 1 | 1 | 1 | 1 | 1 | 1 | 1 | 1 | 1 | 1 | 1
Southern_PGAE_Li_Battery_8hr_170 | caiso-deliverability | Oro Loma_El_Nido_HSN | Reliability_Capacity_In_Model_Year | System RA | Southern_PGAE_Li_Battery_8hr_170 | 1 | 1 | 1 | 1 | 1 | 1 | 1 | 1 | 1 | 1 | 1 | 1 | 1 | 1 | 1 | 1 | 1 | 1 | 1 | 1 | 1 | 1 | 1 | 1 | 1 | 1 | 1 | 1 | 1 | 1 | 1
Southern_PGAE_Li_Battery_8hr_174 | caiso-deliverability | Oro Loma_El_Nido_HSN | Reliability_Capacity_In_Model_Year | System RA | Southern_PGAE_Li_Battery_8hr_174 | 1 | 1 | 1 | 1 | 1 | 1 | 1 | 1 | 1 | 1 | 1 | 1 | 1 | 1 | 1 | 1 | 1 | 1 | 1 | 1 | 1 | 1 | 1 | 1 | 1 | 1 | 1 | 1 | 1 | 1 | 1
Southern_PGAE_Li_Battery_8hr_176 | caiso-deliverability | Oro Loma_El_Nido_HSN | Reliability_Capacity_In_Model_Year | System RA | Southern_PGAE_Li_Battery_8hr_176 | 1 | 1 | 1 | 1 | 1 | 1 | 1 | 1 | 1 | 1 | 1 | 1 | 1 | 1 | 1 | 1 | 1 | 1 | 1 | 1 | 1 | 1 | 1 | 1 | 1 | 1 | 1 | 1 | 1 | 1 | 1
Central_Valley_North_Los_Banos_Wind_154 | caiso-deliverability | Oro Loma_El_Nido_HSN | Reliability_Capacity_In_Model_Year | System RA | Central_Valley_North_Los_Banos_Wind_154 | 0.665 | 0.665 | 0.665 | 0.665 | 0.665 | 0.665 | 0.665 | 0.665 | 0.665 | 0.665 | 0.665 | 0.665 | 0.665 | 0.665 | 0.665 | 0.665 | 0.665 | 0.665 | 0.665 | 0.665 | 0.665 | 0.665 | 0.665 | 0.665 | 0.665 | 0.665 | 0.665 | 0.665 | 0.665 | 0.665 | 0.665
Central_Valley_North_Los_Banos_Wind_162 | caiso-deliverability | Oro Loma_El_Nido_HSN | Reliability_Capacity_In_Model_Year | System RA | Central_Valley_North_Los_Banos_Wind_162 | 0.665 | 0.665 | 0.665 | 0.665 | 0.665 | 0.665 | 0.665 | 0.665 | 0.665 | 0.665 | 0.665 | 0.665 | 0.665 | 0.665 | 0.665 | 0.665 | 0.665 | 0.665 | 0.665 | 0.665 | 0.665 | 0.665 | 0.665 | 0.665 | 0.665 | 0.665 | 0.665 | 0.665 | 0.665 | 0.665 | 0.665
Northern_California_Solar_114 | caiso-deliverability | Oro Loma_El_Nido_HSN | Reliability_Capacity_In_Model_Year | System RA | Northern_California_Solar_114 | 0.1 | 0.1 | 0.1 | 0.1 | 0.1 | 0.1 | 0.1 | 0.1 | 0.1 | 0.1 | 0.1 | 0.1 | 0.1 | 0.1 | 0.1 | 0.1 | 0.1 | 0.1 | 0.1 | 0.1 | 0.1 | 0.1 | 0.1 | 0.1 | 0.1 | 0.1 | 0.1 | 0.1 | 0.1 | 0.1 | 0.1
Northern_California_Solar_138 | caiso-deliverability | Oro Loma_El_Nido_HSN | Reliability_Capacity_In_Model_Year | System RA | Northern_California_Solar_138 | 0.1 | 0.1 | 0.1 | 0.1 | 0.1 | 0.1 | 0.1 | 0.1 | 0.1 | 0.1 | 0.1 | 0.1 | 0.1 | 0.1 | 0.1 | 0.1 | 0.1 | 0.1 | 0.1 | 0.1 | 0.1 | 0.1 | 0.1 | 0.1 | 0.1 | 0.1 | 0.1 | 0.1 | 0.1 | 0.1 | 0.1
Northern_California_Solar_166 | caiso-deliverability | Oro Loma_El_Nido_HSN | Reliability_Capacity_In_Model_Year | System RA | Northern_California_Solar_166 | 0.1 | 0.1 | 0.1 | 0.1 | 0.1 | 0.1 | 0.1 | 0.1 | 0.1 | 0.1 | 0.1 | 0.1 | 0.1 | 0.1 | 0.1 | 0.1 | 0.1 | 0.1 | 0.1 | 0.1 | 0.1 | 0.1 | 0.1 | 0.1 | 0.1 | 0.1 | 0.1 | 0.1 | 0.1 | 0.1 | 0.1
Southern_PGAE_Solar_140 | caiso-deliverability | Oro Loma_El_Nido_HSN | Reliability_Capacity_In_Model_Year | System RA | Southern_PGAE_Solar_140 | 0.1 | 0.1 | 0.1 | 0.1 | 0.1 | 0.1 | 0.1 | 0.1 | 0.1 | 0.1 | 0.1 | 0.1 | 0.1 | 0.1 | 0.1 | 0.1 | 0.1 | 0.1 | 0.1 | 0.1 | 0.1 | 0.1 | 0.1 | 0.1 | 0.1 | 0.1 | 0.1 | 0.1 | 0.1 | 0.1 | 0.1
Southern_PGAE_Solar_151 | caiso-deliverability | Oro Loma_El_Nido_HSN | Reliability_Capacity_In_Model_Year | System RA | Southern_PGAE_Solar_151 | 0.1 | 0.1 | 0.1 | 0.1 | 0.1 | 0.1 | 0.1 | 0.1 | 0.1 | 0.1 | 0.1 | 0.1 | 0.1 | 0.1 | 0.1 | 0.1 | 0.1 | 0.1 | 0.1 | 0.1 | 0.1 | 0.1 | 0.1 | 0.1 | 0.1 | 0.1 | 0.1 | 0.1 | 0.1 | 0.1 | 0.1
Southern_PGAE_Solar_154 | caiso-deliverability | Oro Loma_El_Nido_HSN | Reliability_Capacity_In_Model_Year | System RA | Southern_PGAE_Solar_154 | 0.1 | 0.1 | 0.1 | 0.1 | 0.1 | 0.1 | 0.1 | 0.1 | 0.1 | 0.1 | 0.1 | 0.1 | 0.1 | 0.1 | 0.1 | 0.1 | 0.1 | 0.1 | 0.1 | 0.1 | 0.1 | 0.1 | 0.1 | 0.1 | 0.1 | 0.1 | 0.1 | 0.1 | 0.1 | 0.1 | 0.1
Southern_PGAE_Solar_161 | caiso-deliverability | Oro Loma_El_Nido_HSN | Reliability_Capacity_In_Model_Year | System RA | Southern_PGAE_Solar_161 | 0.1 | 0.1 | 0.1 | 0.1 | 0.1 | 0.1 | 0.1 | 0.1 | 0.1 | 0.1 | 0.1 | 0.1 | 0.1 | 0.1 | 0.1 | 0.1 | 0.1 | 0.1 | 0.1 | 0.1 | 0.1 | 0.1 | 0.1 | 0.1 | 0.1 | 0.1 | 0.1 | 0.1 | 0.1 | 0.1 | 0.1
Southern_PGAE_Solar_162 | caiso-deliverability | Oro Loma_El_Nido_HSN | Reliability_Capacity_In_Model_Year | System RA | Southern_PGAE_Solar_162 | 0.1 | 0.1 | 0.1 | 0.1 | 0.1 | 0.1 | 0.1 | 0.1 | 0.1 | 0.1 | 0.1 | 0.1 | 0.1 | 0.1 | 0.1 | 0.1 | 0.1 | 0.1 | 0.1 | 0.1 | 0.1 | 0.1 | 0.1 | 0.1 | 0.1 | 0.1 | 0.1 | 0.1 | 0.1 | 0.1 | 0.1
Southern_PGAE_Solar_163 | caiso-deliverability | Oro Loma_El_Nido_HSN | Reliability_Capacity_In_Model_Year | System RA | Southern_PGAE_Solar_163 | 0.1 | 0.1 | 0.1 | 0.1 | 0.1 | 0.1 | 0.1 | 0.1 | 0.1 | 0.1 | 0.1 | 0.1 | 0.1 | 0.1 | 0.1 | 0.1 | 0.1 | 0.1 | 0.1 | 0.1 | 0.1 | 0.1 | 0.1 | 0.1 | 0.1 | 0.1 | 0.1 | 0.1 | 0.1 | 0.1 | 0.1
Southern_PGAE_Solar_164 | caiso-deliverability | Oro Loma_El_Nido_HSN | Reliability_Capacity_In_Model_Year | System RA | Southern_PGAE_Solar_164 | 0.1 | 0.1 | 0.1 | 0.1 | 0.1 | 0.1 | 0.1 | 0.1 | 0.1 | 0.1 | 0.1 | 0.1 | 0.1 | 0.1 | 0.1 | 0.1 | 0.1 | 0.1 | 0.1 | 0.1 | 0.1 | 0.1 | 0.1 | 0.1 | 0.1 | 0.1 | 0.1 | 0.1 | 0.1 | 0.1 | 0.1
Southern_PGAE_Solar_165 | caiso-deliverability | Oro Loma_El_Nido_HSN | Reliability_Capacity_In_Model_Year | System RA | Southern_PGAE_Solar_165 | 0.1 | 0.1 | 0.1 | 0.1 | 0.1 | 0.1 | 0.1 | 0.1 | 0.1 | 0.1 | 0.1 | 0.1 | 0.1 | 0.1 | 0.1 | 0.1 | 0.1 | 0.1 | 0.1 | 0.1 | 0.1 | 0.1 | 0.1 | 0.1 | 0.1 | 0.1 | 0.1 | 0.1 | 0.1 | 0.1 | 0.1
Southern_PGAE_Solar_168 | caiso-deliverability | Oro Loma_El_Nido_HSN | Reliability_Capacity_In_Model_Year | System RA | Southern_PGAE_Solar_168 | 0.1 | 0.1 | 0.1 | 0.1 | 0.1 | 0.1 | 0.1 | 0.1 | 0.1 | 0.1 | 0.1 | 0.1 | 0.1 | 0.1 | 0.1 | 0.1 | 0.1 | 0.1 | 0.1 | 0.1 | 0.1 | 0.1 | 0.1 | 0.1 | 0.1 | 0.1 | 0.1 | 0.1 | 0.1 | 0.1 | 0.1
Southern_PGAE_Solar_169 | caiso-deliverability | Oro Loma_El_Nido_HSN | Reliability_Capacity_In_Model_Year | System RA | Southern_PGAE_Solar_169 | 0.1 | 0.1 | 0.1 | 0.1 | 0.1 | 0.1 | 0.1 | 0.1 | 0.1 | 0.1 | 0.1 | 0.1 | 0.1 | 0.1 | 0.1 | 0.1 | 0.1 | 0.1 | 0.1 | 0.1 | 0.1 | 0.1 | 0.1 | 0.1 | 0.1 | 0.1 | 0.1 | 0.1 | 0.1 | 0.1 | 0.1
Southern_PGAE_Solar_170 | caiso-deliverability | Oro Loma_El_Nido_HSN | Reliability_Capacity_In_Model_Year | System RA | Southern_PGAE_Solar_170 | 0.1 | 0.1 | 0.1 | 0.1 | 0.1 | 0.1 | 0.1 | 0.1 | 0.1 | 0.1 | 0.1 | 0.1 | 0.1 | 0.1 | 0.1 | 0.1 | 0.1 | 0.1 | 0.1 | 0.1 | 0.1 | 0.1 | 0.1 | 0.1 | 0.1 | 0.1 | 0.1 | 0.1 | 0.1 | 0.1 | 0.1
Southern_PGAE_Solar_174 | caiso-deliverability | Oro Loma_El_Nido_HSN | Reliability_Capacity_In_Model_Year | System RA | Southern_PGAE_Solar_174 | 0.1 | 0.1 | 0.1 | 0.1 | 0.1 | 0.1 | 0.1 | 0.1 | 0.1 | 0.1 | 0.1 | 0.1 | 0.1 | 0.1 | 0.1 | 0.1 | 0.1 | 0.1 | 0.1 | 0.1 | 0.1 | 0.1 | 0.1 | 0.1 | 0.1 | 0.1 | 0.1 | 0.1 | 0.1 | 0.1 | 0.1
Southern_PGAE_Solar_176 | caiso-deliverability | Oro Loma_El_Nido_HSN | Reliability_Capacity_In_Model_Year | System RA | Southern_PGAE_Solar_176 | 0.1 | 0.1 | 0.1 | 0.1 | 0.1 | 0.1 | 0.1 | 0.1 | 0.1 | 0.1 | 0.1 | 0.1 | 0.1 | 0.1 | 0.1 | 0.1 | 0.1 | 0.1 | 0.1 | 0.1 | 0.1 | 0.1 | 0.1 | 0.1 | 0.1 | 0.1 | 0.1 | 0.1 | 0.1 | 0.1 | 0.1
Oro Loma_El_Nido_group | caiso-deliverability | Oro Loma_El_Nido_HSN | Operational_New_Capacity_MW | Oro Loma_El_Nido_group |  | -1 | -1 | -1 | -1 | -1 | -1 | -1 | -1 | -1 | -1 | -1 | -1 | -1 | -1 | -1 | -1 | -1 | -1 | -1 | -1 | -1 | -1 | -1 | -1 | -1 | -1 | -1 | -1 | -1 | -1 | -1
Northern_California_Flow_Battery_114 | caiso-deliverability | Oro Loma_El_Nido_offpeak | Operational_New_Capacity_MW | Northern_California_Flow_Battery_114 |  | -1 | -1 | -1 | -1 | -1 | -1 | -1 | -1 | -1 | -1 | -1 | -1 | -1 | -1 | -1 | -1 | -1 | -1 | -1 | -1 | -1 | -1 | -1 | -1 | -1 | -1 | -1 | -1 | -1 | -1 | -1
Northern_California_Flow_Battery_138 | caiso-deliverability | Oro Loma_El_Nido_offpeak | Operational_New_Capacity_MW | Northern_California_Flow_Battery_138 |  | -1 | -1 | -1 | -1 | -1 | -1 | -1 | -1 | -1 | -1 | -1 | -1 | -1 | -1 | -1 | -1 | -1 | -1 | -1 | -1 | -1 | -1 | -1 | -1 | -1 | -1 | -1 | -1 | -1 | -1 | -1
Southern_PGAE_Flow_Battery_140 | caiso-deliverability | Oro Loma_El_Nido_offpeak | Operational_New_Capacity_MW | Southern_PGAE_Flow_Battery_140 |  | -1 | -1 | -1 | -1 | -1 | -1 | -1 | -1 | -1 | -1 | -1 | -1 | -1 | -1 | -1 | -1 | -1 | -1 | -1 | -1 | -1 | -1 | -1 | -1 | -1 | -1 | -1 | -1 | -1 | -1 | -1
Southern_PGAE_Flow_Battery_151 | caiso-deliverability | Oro Loma_El_Nido_offpeak | Operational_New_Capacity_MW | Southern_PGAE_Flow_Battery_151 |  | -1 | -1 | -1 | -1 | -1 | -1 | -1 | -1 | -1 | -1 | -1 | -1 | -1 | -1 | -1 | -1 | -1 | -1 | -1 | -1 | -1 | -1 | -1 | -1 | -1 | -1 | -1 | -1 | -1 | -1 | -1
Southern_PGAE_Flow_Battery_154 | caiso-deliverability | Oro Loma_El_Nido_offpeak | Operational_New_Capacity_MW | Southern_PGAE_Flow_Battery_154 |  | -1 | -1 | -1 | -1 | -1 | -1 | -1 | -1 | -1 | -1 | -1 | -1 | -1 | -1 | -1 | -1 | -1 | -1 | -1 | -1 | -1 | -1 | -1 | -1 | -1 | -1 | -1 | -1 | -1 | -1 | -1
Southern_PGAE_Flow_Battery_161 | caiso-deliverability | Oro Loma_El_Nido_offpeak | Operational_New_Capacity_MW | Southern_PGAE_Flow_Battery_161 |  | -1 | -1 | -1 | -1 | -1 | -1 | -1 | -1 | -1 | -1 | -1 | -1 | -1 | -1 | -1 | -1 | -1 | -1 | -1 | -1 | -1 | -1 | -1 | -1 | -1 | -1 | -1 | -1 | -1 | -1 | -1
Southern_PGAE_Flow_Battery_162 | caiso-deliverability | Oro Loma_El_Nido_offpeak | Operational_New_Capacity_MW | Southern_PGAE_Flow_Battery_162 |  | -1 | -1 | -1 | -1 | -1 | -1 | -1 | -1 | -1 | -1 | -1 | -1 | -1 | -1 | -1 | -1 | -1 | -1 | -1 | -1 | -1 | -1 | -1 | -1 | -1 | -1 | -1 | -1 | -1 | -1 | -1
Southern_PGAE_Flow_Battery_163 | caiso-deliverability | Oro Loma_El_Nido_offpeak | Operational_New_Capacity_MW | Southern_PGAE_Flow_Battery_163 |  | -1 | -1 | -1 | -1 | -1 | -1 | -1 | -1 | -1 | -1 | -1 | -1 | -1 | -1 | -1 | -1 | -1 | -1 | -1 | -1 | -1 | -1 | -1 | -1 | -1 | -1 | -1 | -1 | -1 | -1 | -1
Southern_PGAE_Flow_Battery_164 | caiso-deliverability | Oro Loma_El_Nido_offpeak | Operational_New_Capacity_MW | Southern_PGAE_Flow_Battery_164 |  | -1 | -1 | -1 | -1 | -1 | -1 | -1 | -1 | -1 | -1 | -1 | -1 | -1 | -1 | -1 | -1 | -1 | -1 | -1 | -1 | -1 | -1 | -1 | -1 | -1 | -1 | -1 | -1 | -1 | -1 | -1
Southern_PGAE_Flow_Battery_165 | caiso-deliverability | Oro Loma_El_Nido_offpeak | Operational_New_Capacity_MW | Southern_PGAE_Flow_Battery_165 |  | -1 | -1 | -1 | -1 | -1 | -1 | -1 | -1 | -1 | -1 | -1 | -1 | -1 | -1 | -1 | -1 | -1 | -1 | -1 | -1 | -1 | -1 | -1 | -1 | -1 | -1 | -1 | -1 | -1 | -1 | -1
Northern_California_Flow_Battery_166 | caiso-deliverability | Oro Loma_El_Nido_offpeak | Operational_New_Capacity_MW | Northern_California_Flow_Battery_166 |  | -1 | -1 | -1 | -1 | -1 | -1 | -1 | -1 | -1 | -1 | -1 | -1 | -1 | -1 | -1 | -1 | -1 | -1 | -1 | -1 | -1 | -1 | -1 | -1 | -1 | -1 | -1 | -1 | -1 | -1 | -1
Southern_PGAE_Flow_Battery_168 | caiso-deliverability | Oro Loma_El_Nido_offpeak | Operational_New_Capacity_MW | Southern_PGAE_Flow_Battery_168 |  | -1 | -1 | -1 | -1 | -1 | -1 | -1 | -1 | -1 | -1 | -1 | -1 | -1 | -1 | -1 | -1 | -1 | -1 | -1 | -1 | -1 | -1 | -1 | -1 | -1 | -1 | -1 | -1 | -1 | -1 | -1
Southern_PGAE_Flow_Battery_169 | caiso-deliverability | Oro Loma_El_Nido_offpeak | Operational_New_Capacity_MW | Southern_PGAE_Flow_Battery_169 |  | -1 | -1 | -1 | -1 | -1 | -1 | -1 | -1 | -1 | -1 | -1 | -1 | -1 | -1 | -1 | -1 | -1 | -1 | -1 | -1 | -1 | -1 | -1 | -1 | -1 | -1 | -1 | -1 | -1 | -1 | -1
Southern_PGAE_Flow_Battery_170 | caiso-deliverability | Oro Loma_El_Nido_offpeak | Operational_New_Capacity_MW | Southern_PGAE_Flow_Battery_170 |  | -1 | -1 | -1 | -1 | -1 | -1 | -1 | -1 | -1 | -1 | -1 | -1 | -1 | -1 | -1 | -1 | -1 | -1 | -1 | -1 | -1 | -1 | -1 | -1 | -1 | -1 | -1 | -1 | -1 | -1 | -1
Southern_PGAE_Flow_Battery_174 | caiso-deliverability | Oro Loma_El_Nido_offpeak | Operational_New_Capacity_MW | Southern_PGAE_Flow_Battery_174 |  | -1 | -1 | -1 | -1 | -1 | -1 | -1 | -1 | -1 | -1 | -1 | -1 | -1 | -1 | -1 | -1 | -1 | -1 | -1 | -1 | -1 | -1 | -1 | -1 | -1 | -1 | -1 | -1 | -1 | -1 | -1
Southern_PGAE_Flow_Battery_176 | caiso-deliverability | Oro Loma_El_Nido_offpeak | Operational_New_Capacity_MW | Southern_PGAE_Flow_Battery_176 |  | -1 | -1 | -1 | -1 | -1 | -1 | -1 | -1 | -1 | -1 | -1 | -1 | -1 | -1 | -1 | -1 | -1 | -1 | -1 | -1 | -1 | -1 | -1 | -1 | -1 | -1 | -1 | -1 | -1 | -1 | -1
Northern_California_Li_Battery_4hr_114 | caiso-deliverability | Oro Loma_El_Nido_offpeak | Operational_New_Capacity_MW | Northern_California_Li_Battery_4hr_114 |  | -1 | -1 | -1 | -1 | -1 | -1 | -1 | -1 | -1 | -1 | -1 | -1 | -1 | -1 | -1 | -1 | -1 | -1 | -1 | -1 | -1 | -1 | -1 | -1 | -1 | -1 | -1 | -1 | -1 | -1 | -1
Northern_California_Li_Battery_4hr_138 | caiso-deliverability | Oro Loma_El_Nido_offpeak | Operational_New_Capacity_MW | Northern_California_Li_Battery_4hr_138 |  | -1 | -1 | -1 | -1 | -1 | -1 | -1 | -1 | -1 | -1 | -1 | -1 | -1 | -1 | -1 | -1 | -1 | -1 | -1 | -1 | -1 | -1 | -1 | -1 | -1 | -1 | -1 | -1 | -1 | -1 | -1
Southern_PGAE_Li_Battery_4hr_140 | caiso-deliverability | Oro Loma_El_Nido_offpeak | Operational_New_Capacity_MW | Southern_PGAE_Li_Battery_4hr_140 |  | -1 | -1 | -1 | -1 | -1 | -1 | -1 | -1 | -1 | -1 | -1 | -1 | -1 | -1 | -1 | -1 | -1 | -1 | -1 | -1 | -1 | -1 | -1 | -1 | -1 | -1 | -1 | -1 | -1 | -1 | -1
Southern_PGAE_Li_Battery_4hr_151 | caiso-deliverability | Oro Loma_El_Nido_offpeak | Operational_New_Capacity_MW | Southern_PGAE_Li_Battery_4hr_151 |  | -1 | -1 | -1 | -1 | -1 | -1 | -1 | -1 | -1 | -1 | -1 | -1 | -1 | -1 | -1 | -1 | -1 | -1 | -1 | -1 | -1 | -1 | -1 | -1 | -1 | -1 | -1 | -1 | -1 | -1 | -1
Southern_PGAE_Li_Battery_4hr_154 | caiso-deliverability | Oro Loma_El_Nido_offpeak | Operational_New_Capacity_MW | Southern_PGAE_Li_Battery_4hr_154 |  | -1 | -1 | -1 | -1 | -1 | -1 | -1 | -1 | -1 | -1 | -1 | -1 | -1 | -1 | -1 | -1 | -1 | -1 | -1 | -1 | -1 | -1 | -1 | -1 | -1 | -1 | -1 | -1 | -1 | -1 | -1
Southern_PGAE_Li_Battery_4hr_161 | caiso-deliverability | Oro Loma_El_Nido_offpeak | Operational_New_Capacity_MW | Southern_PGAE_Li_Battery_4hr_161 |  | -1 | -1 | -1 | -1 | -1 | -1 | -1 | -1 | -1 | -1 | -1 | -1 | -1 | -1 | -1 | -1 | -1 | -1 | -1 | -1 | -1 | -1 | -1 | -1 | -1 | -1 | -1 | -1 | -1 | -1 | -1
Southern_PGAE_Li_Battery_4hr_162 | caiso-deliverability | Oro Loma_El_Nido_offpeak | Operational_New_Capacity_MW | Southern_PGAE_Li_Battery_4hr_162 |  | -1 | -1 | -1 | -1 | -1 | -1 | -1 | -1 | -1 | -1 | -1 | -1 | -1 | -1 | -1 | -1 | -1 | -1 | -1 | -1 | -1 | -1 | -1 | -1 | -1 | -1 | -1 | -1 | -1 | -1 | -1
Southern_PGAE_Li_Battery_4hr_163 | caiso-deliverability | Oro Loma_El_Nido_offpeak | Operational_New_Capacity_MW | Southern_PGAE_Li_Battery_4hr_163 |  | -1 | -1 | -1 | -1 | -1 | -1 | -1 | -1 | -1 | -1 | -1 | -1 | -1 | -1 | -1 | -1 | -1 | -1 | -1 | -1 | -1 | -1 | -1 | -1 | -1 | -1 | -1 | -1 | -1 | -1 | -1
Southern_PGAE_Li_Battery_4hr_164 | caiso-deliverability | Oro Loma_El_Nido_offpeak | Operational_New_Capacity_MW | Southern_PGAE_Li_Battery_4hr_164 |  | -1 | -1 | -1 | -1 | -1 | -1 | -1 | -1 | -1 | -1 | -1 | -1 | -1 | -1 | -1 | -1 | -1 | -1 | -1 | -1 | -1 | -1 | -1 | -1 | -1 | -1 | -1 | -1 | -1 | -1 | -1
Southern_PGAE_Li_Battery_4hr_165 | caiso-deliverability | Oro Loma_El_Nido_offpeak | Operational_New_Capacity_MW | Southern_PGAE_Li_Battery_4hr_165 |  | -1 | -1 | -1 | -1 | -1 | -1 | -1 | -1 | -1 | -1 | -1 | -1 | -1 | -1 | -1 | -1 | -1 | -1 | -1 | -1 | -1 | -1 | -1 | -1 | -1 | -1 | -1 | -1 | -1 | -1 | -1
Northern_California_Li_Battery_4hr_166 | caiso-deliverability | Oro Loma_El_Nido_offpeak | Operational_New_Capacity_MW | Northern_California_Li_Battery_4hr_166 |  | -1 | -1 | -1 | -1 | -1 | -1 | -1 | -1 | -1 | -1 | -1 | -1 | -1 | -1 | -1 | -1 | -1 | -1 | -1 | -1 | -1 | -1 | -1 | -1 | -1 | -1 | -1 | -1 | -1 | -1 | -1
Southern_PGAE_Li_Battery_4hr_168 | caiso-deliverability | Oro Loma_El_Nido_offpeak | Operational_New_Capacity_MW | Southern_PGAE_Li_Battery_4hr_168 |  | -1 | -1 | -1 | -1 | -1 | -1 | -1 | -1 | -1 | -1 | -1 | -1 | -1 | -1 | -1 | -1 | -1 | -1 | -1 | -1 | -1 | -1 | -1 | -1 | -1 | -1 | -1 | -1 | -1 | -1 | -1
Southern_PGAE_Li_Battery_4hr_169 | caiso-deliverability | Oro Loma_El_Nido_offpeak | Operational_New_Capacity_MW | Southern_PGAE_Li_Battery_4hr_169 |  | -1 | -1 | -1 | -1 | -1 | -1 | -1 | -1 | -1 | -1 | -1 | -1 | -1 | -1 | -1 | -1 | -1 | -1 | -1 | -1 | -1 | -1 | -1 | -1 | -1 | -1 | -1 | -1 | -1 | -1 | -1
Southern_PGAE_Li_Battery_4hr_170 | caiso-deliverability | Oro Loma_El_Nido_offpeak | Operational_New_Capacity_MW | Southern_PGAE_Li_Battery_4hr_170 |  | -1 | -1 | -1 | -1 | -1 | -1 | -1 | -1 | -1 | -1 | -1 | -1 | -1 | -1 | -1 | -1 | -1 | -1 | -1 | -1 | -1 | -1 | -1 | -1 | -1 | -1 | -1 | -1 | -1 | -1 | -1
Southern_PGAE_Li_Battery_4hr_174 | caiso-deliverability | Oro Loma_El_Nido_offpeak | Operational_New_Capacity_MW | Southern_PGAE_Li_Battery_4hr_174 |  | -1 | -1 | -1 | -1 | -1 | -1 | -1 | -1 | -1 | -1 | -1 | -1 | -1 | -1 | -1 | -1 | -1 | -1 | -1 | -1 | -1 | -1 | -1 | -1 | -1 | -1 | -1 | -1 | -1 | -1 | -1
Southern_PGAE_Li_Battery_4hr_176 | caiso-deliverability | Oro Loma_El_Nido_offpeak | Operational_New_Capacity_MW | Southern_PGAE_Li_Battery_4hr_176 |  | -1 | -1 | -1 | -1 | -1 | -1 | -1 | -1 | -1 | -1 | -1 | -1 | -1 | -1 | -1 | -1 | -1 | -1 | -1 | -1 | -1 | -1 | -1 | -1 | -1 | -1 | -1 | -1 | -1 | -1 | -1
Northern_California_Li_Battery_8hr_114 | caiso-deliverability | Oro Loma_El_Nido_offpeak | Operational_New_Capacity_MW | Northern_California_Li_Battery_8hr_114 |  | -1 | -1 | -1 | -1 | -1 | -1 | -1 | -1 | -1 | -1 | -1 | -1 | -1 | -1 | -1 | -1 | -1 | -1 | -1 | -1 | -1 | -1 | -1 | -1 | -1 | -1 | -1 | -1 | -1 | -1 | -1
Northern_California_Li_Battery_8hr_138 | caiso-deliverability | Oro Loma_El_Nido_offpeak | Operational_New_Capacity_MW | Northern_California_Li_Battery_8hr_138 |  | -1 | -1 | -1 | -1 | -1 | -1 | -1 | -1 | -1 | -1 | -1 | -1 | -1 | -1 | -1 | -1 | -1 | -1 | -1 | -1 | -1 | -1 | -1 | -1 | -1 | -1 | -1 | -1 | -1 | -1 | -1
Southern_PGAE_Li_Battery_8hr_140 | caiso-deliverability | Oro Loma_El_Nido_offpeak | Operational_New_Capacity_MW | Southern_PGAE_Li_Battery_8hr_140 |  | -1 | -1 | -1 | -1 | -1 | -1 | -1 | -1 | -1 | -1 | -1 | -1 | -1 | -1 | -1 | -1 | -1 | -1 | -1 | -1 | -1 | -1 | -1 | -1 | -1 | -1 | -1 | -1 | -1 | -1 | -1
Southern_PGAE_Li_Battery_8hr_151 | caiso-deliverability | Oro Loma_El_Nido_offpeak | Operational_New_Capacity_MW | Southern_PGAE_Li_Battery_8hr_151 |  | -1 | -1 | -1 | -1 | -1 | -1 | -1 | -1 | -1 | -1 | -1 | -1 | -1 | -1 | -1 | -1 | -1 | -1 | -1 | -1 | -1 | -1 | -1 | -1 | -1 | -1 | -1 | -1 | -1 | -1 | -1
Southern_PGAE_Li_Battery_8hr_154 | caiso-deliverability | Oro Loma_El_Nido_offpeak | Operational_New_Capacity_MW | Southern_PGAE_Li_Battery_8hr_154 |  | -1 | -1 | -1 | -1 | -1 | -1 | -1 | -1 | -1 | -1 | -1 | -1 | -1 | -1 | -1 | -1 | -1 | -1 | -1 | -1 | -1 | -1 | -1 | -1 | -1 | -1 | -1 | -1 | -1 | -1 | -1
Southern_PGAE_Li_Battery_8hr_161 | caiso-deliverability | Oro Loma_El_Nido_offpeak | Operational_New_Capacity_MW | Southern_PGAE_Li_Battery_8hr_161 |  | -1 | -1 | -1 | -1 | -1 | -1 | -1 | -1 | -1 | -1 | -1 | -1 | -1 | -1 | -1 | -1 | -1 | -1 | -1 | -1 | -1 | -1 | -1 | -1 | -1 | -1 | -1 | -1 | -1 | -1 | -1
Southern_PGAE_Li_Battery_8hr_162 | caiso-deliverability | Oro Loma_El_Nido_offpeak | Operational_New_Capacity_MW | Southern_PGAE_Li_Battery_8hr_162 |  | -1 | -1 | -1 | -1 | -1 | -1 | -1 | -1 | -1 | -1 | -1 | -1 | -1 | -1 | -1 | -1 | -1 | -1 | -1 | -1 | -1 | -1 | -1 | -1 | -1 | -1 | -1 | -1 | -1 | -1 | -1
Southern_PGAE_Li_Battery_8hr_163 | caiso-deliverability | Oro Loma_El_Nido_offpeak | Operational_New_Capacity_MW | Southern_PGAE_Li_Battery_8hr_163 |  | -1 | -1 | -1 | -1 | -1 | -1 | -1 | -1 | -1 | -1 | -1 | -1 | -1 | -1 | -1 | -1 | -1 | -1 | -1 | -1 | -1 | -1 | -1 | -1 | -1 | -1 | -1 | -1 | -1 | -1 | -1
Southern_PGAE_Li_Battery_8hr_164 | caiso-deliverability | Oro Loma_El_Nido_offpeak | Operational_New_Capacity_MW | Southern_PGAE_Li_Battery_8hr_164 |  | -1 | -1 | -1 | -1 | -1 | -1 | -1 | -1 | -1 | -1 | -1 | -1 | -1 | -1 | -1 | -1 | -1 | -1 | -1 | -1 | -1 | -1 | -1 | -1 | -1 | -1 | -1 | -1 | -1 | -1 | -1
Southern_PGAE_Li_Battery_8hr_165 | caiso-deliverability | Oro Loma_El_Nido_offpeak | Operational_New_Capacity_MW | Southern_PGAE_Li_Battery_8hr_165 |  | -1 | -1 | -1 | -1 | -1 | -1 | -1 | -1 | -1 | -1 | -1 | -1 | -1 | -1 | -1 | -1 | -1 | -1 | -1 | -1 | -1 | -1 | -1 | -1 | -1 | -1 | -1 | -1 | -1 | -1 | -1
Northern_California_Li_Battery_8hr_166 | caiso-deliverability | Oro Loma_El_Nido_offpeak | Operational_New_Capacity_MW | Northern_California_Li_Battery_8hr_166 |  | -1 | -1 | -1 | -1 | -1 | -1 | -1 | -1 | -1 | -1 | -1 | -1 | -1 | -1 | -1 | -1 | -1 | -1 | -1 | -1 | -1 | -1 | -1 | -1 | -1 | -1 | -1 | -1 | -1 | -1 | -1
Southern_PGAE_Li_Battery_8hr_168 | caiso-deliverability | Oro Loma_El_Nido_offpeak | Operational_New_Capacity_MW | Southern_PGAE_Li_Battery_8hr_168 |  | -1 | -1 | -1 | -1 | -1 | -1 | -1 | -1 | -1 | -1 | -1 | -1 | -1 | -1 | -1 | -1 | -1 | -1 | -1 | -1 | -1 | -1 | -1 | -1 | -1 | -1 | -1 | -1 | -1 | -1 | -1
Southern_PGAE_Li_Battery_8hr_169 | caiso-deliverability | Oro Loma_El_Nido_offpeak | Operational_New_Capacity_MW | Southern_PGAE_Li_Battery_8hr_169 |  | -1 | -1 | -1 | -1 | -1 | -1 | -1 | -1 | -1 | -1 | -1 | -1 | -1 | -1 | -1 | -1 | -1 | -1 | -1 | -1 | -1 | -1 | -1 | -1 | -1 | -1 | -1 | -1 | -1 | -1 | -1
Southern_PGAE_Li_Battery_8hr_170 | caiso-deliverability | Oro Loma_El_Nido_offpeak | Operational_New_Capacity_MW | Southern_PGAE_Li_Battery_8hr_170 |  | -1 | -1 | -1 | -1 | -1 | -1 | -1 | -1 | -1 | -1 | -1 | -1 | -1 | -1 | -1 | -1 | -1 | -1 | -1 | -1 | -1 | -1 | -1 | -1 | -1 | -1 | -1 | -1 | -1 | -1 | -1
Southern_PGAE_Li_Battery_8hr_174 | caiso-deliverability | Oro Loma_El_Nido_offpeak | Operational_New_Capacity_MW | Southern_PGAE_Li_Battery_8hr_174 |  | -1 | -1 | -1 | -1 | -1 | -1 | -1 | -1 | -1 | -1 | -1 | -1 | -1 | -1 | -1 | -1 | -1 | -1 | -1 | -1 | -1 | -1 | -1 | -1 | -1 | -1 | -1 | -1 | -1 | -1 | -1
Southern_PGAE_Li_Battery_8hr_176 | caiso-deliverability | Oro Loma_El_Nido_offpeak | Operational_New_Capacity_MW | Southern_PGAE_Li_Battery_8hr_176 |  | -1 | -1 | -1 | -1 | -1 | -1 | -1 | -1 | -1 | -1 | -1 | -1 | -1 | -1 | -1 | -1 | -1 | -1 | -1 | -1 | -1 | -1 | -1 | -1 | -1 | -1 | -1 | -1 | -1 | -1 | -1
Central_Valley_North_Los_Banos_Wind_154 | caiso-deliverability | Oro Loma_El_Nido_offpeak | Operational_New_Capacity_MW | Central_Valley_North_Los_Banos_Wind_154 |  | 0.44 | 0.44 | 0.44 | 0.44 | 0.44 | 0.44 | 0.44 | 0.44 | 0.44 | 0.44 | 0.44 | 0.44 | 0.44 | 0.44 | 0.44 | 0.44 | 0.44 | 0.44 | 0.44 | 0.44 | 0.44 | 0.44 | 0.44 | 0.44 | 0.44 | 0.44 | 0.44 | 0.44 | 0.44 | 0.44 | 0.44
Central_Valley_North_Los_Banos_Wind_162 | caiso-deliverability | Oro Loma_El_Nido_offpeak | Operational_New_Capacity_MW | Central_Valley_North_Los_Banos_Wind_162 |  | 0.44 | 0.44 | 0.44 | 0.44 | 0.44 | 0.44 | 0.44 | 0.44 | 0.44 | 0.44 | 0.44 | 0.44 | 0.44 | 0.44 | 0.44 | 0.44 | 0.44 | 0.44 | 0.44 | 0.44 | 0.44 | 0.44 | 0.44 | 0.44 | 0.44 | 0.44 | 0.44 | 0.44 | 0.44 | 0.44 | 0.44
Northern_California_Solar_114 | caiso-deliverability | Oro Loma_El_Nido_offpeak | Operational_New_Capacity_MW | Northern_California_Solar_114 |  | 0.79 | 0.79 | 0.79 | 0.79 | 0.79 | 0.79 | 0.79 | 0.79 | 0.79 | 0.79 | 0.79 | 0.79 | 0.79 | 0.79 | 0.79 | 0.79 | 0.79 | 0.79 | 0.79 | 0.79 | 0.79 | 0.79 | 0.79 | 0.79 | 0.79 | 0.79 | 0.79 | 0.79 | 0.79 | 0.79 | 0.79
Northern_California_Solar_138 | caiso-deliverability | Oro Loma_El_Nido_offpeak | Operational_New_Capacity_MW | Northern_California_Solar_138 |  | 0.79 | 0.79 | 0.79 | 0.79 | 0.79 | 0.79 | 0.79 | 0.79 | 0.79 | 0.79 | 0.79 | 0.79 | 0.79 | 0.79 | 0.79 | 0.79 | 0.79 | 0.79 | 0.79 | 0.79 | 0.79 | 0.79 | 0.79 | 0.79 | 0.79 | 0.79 | 0.79 | 0.79 | 0.79 | 0.79 | 0.79
Northern_California_Solar_166 | caiso-deliverability | Oro Loma_El_Nido_offpeak | Operational_New_Capacity_MW | Northern_California_Solar_166 |  | 0.79 | 0.79 | 0.79 | 0.79 | 0.79 | 0.79 | 0.79 | 0.79 | 0.79 | 0.79 | 0.79 | 0.79 | 0.79 | 0.79 | 0.79 | 0.79 | 0.79 | 0.79 | 0.79 | 0.79 | 0.79 | 0.79 | 0.79 | 0.79 | 0.79 | 0.79 | 0.79 | 0.79 | 0.79 | 0.79 | 0.79
Southern_PGAE_Solar_140 | caiso-deliverability | Oro Loma_El_Nido_offpeak | Operational_New_Capacity_MW | Southern_PGAE_Solar_140 |  | 0.79 | 0.79 | 0.79 | 0.79 | 0.79 | 0.79 | 0.79 | 0.79 | 0.79 | 0.79 | 0.79 | 0.79 | 0.79 | 0.79 | 0.79 | 0.79 | 0.79 | 0.79 | 0.79 | 0.79 | 0.79 | 0.79 | 0.79 | 0.79 | 0.79 | 0.79 | 0.79 | 0.79 | 0.79 | 0.79 | 0.79
Southern_PGAE_Solar_151 | caiso-deliverability | Oro Loma_El_Nido_offpeak | Operational_New_Capacity_MW | Southern_PGAE_Solar_151 |  | 0.79 | 0.79 | 0.79 | 0.79 | 0.79 | 0.79 | 0.79 | 0.79 | 0.79 | 0.79 | 0.79 | 0.79 | 0.79 | 0.79 | 0.79 | 0.79 | 0.79 | 0.79 | 0.79 | 0.79 | 0.79 | 0.79 | 0.79 | 0.79 | 0.79 | 0.79 | 0.79 | 0.79 | 0.79 | 0.79 | 0.79
Southern_PGAE_Solar_154 | caiso-deliverability | Oro Loma_El_Nido_offpeak | Operational_New_Capacity_MW | Southern_PGAE_Solar_154 |  | 0.79 | 0.79 | 0.79 | 0.79 | 0.79 | 0.79 | 0.79 | 0.79 | 0.79 | 0.79 | 0.79 | 0.79 | 0.79 | 0.79 | 0.79 | 0.79 | 0.79 | 0.79 | 0.79 | 0.79 | 0.79 | 0.79 | 0.79 | 0.79 | 0.79 | 0.79 | 0.79 | 0.79 | 0.79 | 0.79 | 0.79
Southern_PGAE_Solar_161 | caiso-deliverability | Oro Loma_El_Nido_offpeak | Operational_New_Capacity_MW | Southern_PGAE_Solar_161 |  | 0.79 | 0.79 | 0.79 | 0.79 | 0.79 | 0.79 | 0.79 | 0.79 | 0.79 | 0.79 | 0.79 | 0.79 | 0.79 | 0.79 | 0.79 | 0.79 | 0.79 | 0.79 | 0.79 | 0.79 | 0.79 | 0.79 | 0.79 | 0.79 | 0.79 | 0.79 | 0.79 | 0.79 | 0.79 | 0.79 | 0.79
Southern_PGAE_Solar_162 | caiso-deliverability | Oro Loma_El_Nido_offpeak | Operational_New_Capacity_MW | Southern_PGAE_Solar_162 |  | 0.79 | 0.79 | 0.79 | 0.79 | 0.79 | 0.79 | 0.79 | 0.79 | 0.79 | 0.79 | 0.79 | 0.79 | 0.79 | 0.79 | 0.79 | 0.79 | 0.79 | 0.79 | 0.79 | 0.79 | 0.79 | 0.79 | 0.79 | 0.79 | 0.79 | 0.79 | 0.79 | 0.79 | 0.79 | 0.79 | 0.79
Southern_PGAE_Solar_163 | caiso-deliverability | Oro Loma_El_Nido_offpeak | Operational_New_Capacity_MW | Southern_PGAE_Solar_163 |  | 0.79 | 0.79 | 0.79 | 0.79 | 0.79 | 0.79 | 0.79 | 0.79 | 0.79 | 0.79 | 0.79 | 0.79 | 0.79 | 0.79 | 0.79 | 0.79 | 0.79 | 0.79 | 0.79 | 0.79 | 0.79 | 0.79 | 0.79 | 0.79 | 0.79 | 0.79 | 0.79 | 0.79 | 0.79 | 0.79 | 0.79
Southern_PGAE_Solar_164 | caiso-deliverability | Oro Loma_El_Nido_offpeak | Operational_New_Capacity_MW | Southern_PGAE_Solar_164 |  | 0.79 | 0.79 | 0.79 | 0.79 | 0.79 | 0.79 | 0.79 | 0.79 | 0.79 | 0.79 | 0.79 | 0.79 | 0.79 | 0.79 | 0.79 | 0.79 | 0.79 | 0.79 | 0.79 | 0.79 | 0.79 | 0.79 | 0.79 | 0.79 | 0.79 | 0.79 | 0.79 | 0.79 | 0.79 | 0.79 | 0.79
Southern_PGAE_Solar_165 | caiso-deliverability | Oro Loma_El_Nido_offpeak | Operational_New_Capacity_MW | Southern_PGAE_Solar_165 |  | 0.79 | 0.79 | 0.79 | 0.79 | 0.79 | 0.79 | 0.79 | 0.79 | 0.79 | 0.79 | 0.79 | 0.79 | 0.79 | 0.79 | 0.79 | 0.79 | 0.79 | 0.79 | 0.79 | 0.79 | 0.79 | 0.79 | 0.79 | 0.79 | 0.79 | 0.79 | 0.79 | 0.79 | 0.79 | 0.79 | 0.79
Southern_PGAE_Solar_168 | caiso-deliverability | Oro Loma_El_Nido_offpeak | Operational_New_Capacity_MW | Southern_PGAE_Solar_168 |  | 0.79 | 0.79 | 0.79 | 0.79 | 0.79 | 0.79 | 0.79 | 0.79 | 0.79 | 0.79 | 0.79 | 0.79 | 0.79 | 0.79 | 0.79 | 0.79 | 0.79 | 0.79 | 0.79 | 0.79 | 0.79 | 0.79 | 0.79 | 0.79 | 0.79 | 0.79 | 0.79 | 0.79 | 0.79 | 0.79 | 0.79
Southern_PGAE_Solar_169 | caiso-deliverability | Oro Loma_El_Nido_offpeak | Operational_New_Capacity_MW | Southern_PGAE_Solar_169 |  | 0.79 | 0.79 | 0.79 | 0.79 | 0.79 | 0.79 | 0.79 | 0.79 | 0.79 | 0.79 | 0.79 | 0.79 | 0.79 | 0.79 | 0.79 | 0.79 | 0.79 | 0.79 | 0.79 | 0.79 | 0.79 | 0.79 | 0.79 | 0.79 | 0.79 | 0.79 | 0.79 | 0.79 | 0.79 | 0.79 | 0.79
Southern_PGAE_Solar_170 | caiso-deliverability | Oro Loma_El_Nido_offpeak | Operational_New_Capacity_MW | Southern_PGAE_Solar_170 |  | 0.79 | 0.79 | 0.79 | 0.79 | 0.79 | 0.79 | 0.79 | 0.79 | 0.79 | 0.79 | 0.79 | 0.79 | 0.79 | 0.79 | 0.79 | 0.79 | 0.79 | 0.79 | 0.79 | 0.79 | 0.79 | 0.79 | 0.79 | 0.79 | 0.79 | 0.79 | 0.79 | 0.79 | 0.79 | 0.79 | 0.79
Southern_PGAE_Solar_174 | caiso-deliverability | Oro Loma_El_Nido_offpeak | Operational_New_Capacity_MW | Southern_PGAE_Solar_174 |  | 0.79 | 0.79 | 0.79 | 0.79 | 0.79 | 0.79 | 0.79 | 0.79 | 0.79 | 0.79 | 0.79 | 0.79 | 0.79 | 0.79 | 0.79 | 0.79 | 0.79 | 0.79 | 0.79 | 0.79 | 0.79 | 0.79 | 0.79 | 0.79 | 0.79 | 0.79 | 0.79 | 0.79 | 0.79 | 0.79 | 0.79
Southern_PGAE_Solar_176 | caiso-deliverability | Oro Loma_El_Nido_offpeak | Operational_New_Capacity_MW | Southern_PGAE_Solar_176 |  | 0.79 | 0.79 | 0.79 | 0.79 | 0.79 | 0.79 | 0.79 | 0.79 | 0.79 | 0.79 | 0.79 | 0.79 | 0.79 | 0.79 | 0.79 | 0.79 | 0.79 | 0.79 | 0.79 | 0.79 | 0.79 | 0.79 | 0.79 | 0.79 | 0.79 | 0.79 | 0.79 | 0.79 | 0.79 | 0.79 | 0.79
Oro Loma_El_Nido_group | caiso-deliverability | Oro Loma_El_Nido_offpeak | Operational_New_Capacity_MW | Oro Loma_El_Nido_group |  | -0.020363 | -0.020363 | -0.020363 | -0.020363 | -0.020363 | -0.020363 | -0.020363 | -0.020363 | -0.020363 | -0.020363 | -0.020363 | -0.020363 | -0.020363 | -0.020363 | -0.020363 | -0.020363 | -0.020363 | -0.020363 | -0.020363 | -0.020363 | -0.020363 | -0.020363 | -0.020363 | -0.020363 | -0.020363 | -0.020363 | -0.020363 | -0.020363 | -0.020363 | -0.020363 | -0.020363
Northern_California_Flow_Battery_114 | caiso-deliverability | Oro Loma_El_Nido_SSN | Reliability_Capacity_In_Model_Year | System RA | Northern_California_Flow_Battery_114 | 0.5 | 0.5 | 0.5 | 0.5 | 0.5 | 0.5 | 0.5 | 0.5 | 0.5 | 0.5 | 0.5 | 0.5 | 0.5 | 0.5 | 0.5 | 0.5 | 0.5 | 0.5 | 0.5 | 0.5 | 0.5 | 0.5 | 0.5 | 0.5 | 0.5 | 0.5 | 0.5 | 0.5 | 0.5 | 0.5 | 0.5
Northern_California_Flow_Battery_138 | caiso-deliverability | Oro Loma_El_Nido_SSN | Reliability_Capacity_In_Model_Year | System RA | Northern_California_Flow_Battery_138 | 0.5 | 0.5 | 0.5 | 0.5 | 0.5 | 0.5 | 0.5 | 0.5 | 0.5 | 0.5 | 0.5 | 0.5 | 0.5 | 0.5 | 0.5 | 0.5 | 0.5 | 0.5 | 0.5 | 0.5 | 0.5 | 0.5 | 0.5 | 0.5 | 0.5 | 0.5 | 0.5 | 0.5 | 0.5 | 0.5 | 0.5
Southern_PGAE_Flow_Battery_140 | caiso-deliverability | Oro Loma_El_Nido_SSN | Reliability_Capacity_In_Model_Year | System RA | Southern_PGAE_Flow_Battery_140 | 0.5 | 0.5 | 0.5 | 0.5 | 0.5 | 0.5 | 0.5 | 0.5 | 0.5 | 0.5 | 0.5 | 0.5 | 0.5 | 0.5 | 0.5 | 0.5 | 0.5 | 0.5 | 0.5 | 0.5 | 0.5 | 0.5 | 0.5 | 0.5 | 0.5 | 0.5 | 0.5 | 0.5 | 0.5 | 0.5 | 0.5
Southern_PGAE_Flow_Battery_151 | caiso-deliverability | Oro Loma_El_Nido_SSN | Reliability_Capacity_In_Model_Year | System RA | Southern_PGAE_Flow_Battery_151 | 0.5 | 0.5 | 0.5 | 0.5 | 0.5 | 0.5 | 0.5 | 0.5 | 0.5 | 0.5 | 0.5 | 0.5 | 0.5 | 0.5 | 0.5 | 0.5 | 0.5 | 0.5 | 0.5 | 0.5 | 0.5 | 0.5 | 0.5 | 0.5 | 0.5 | 0.5 | 0.5 | 0.5 | 0.5 | 0.5 | 0.5
Southern_PGAE_Flow_Battery_154 | caiso-deliverability | Oro Loma_El_Nido_SSN | Reliability_Capacity_In_Model_Year | System RA | Southern_PGAE_Flow_Battery_154 | 0.5 | 0.5 | 0.5 | 0.5 | 0.5 | 0.5 | 0.5 | 0.5 | 0.5 | 0.5 | 0.5 | 0.5 | 0.5 | 0.5 | 0.5 | 0.5 | 0.5 | 0.5 | 0.5 | 0.5 | 0.5 | 0.5 | 0.5 | 0.5 | 0.5 | 0.5 | 0.5 | 0.5 | 0.5 | 0.5 | 0.5
Southern_PGAE_Flow_Battery_161 | caiso-deliverability | Oro Loma_El_Nido_SSN | Reliability_Capacity_In_Model_Year | System RA | Southern_PGAE_Flow_Battery_161 | 0.5 | 0.5 | 0.5 | 0.5 | 0.5 | 0.5 | 0.5 | 0.5 | 0.5 | 0.5 | 0.5 | 0.5 | 0.5 | 0.5 | 0.5 | 0.5 | 0.5 | 0.5 | 0.5 | 0.5 | 0.5 | 0.5 | 0.5 | 0.5 | 0.5 | 0.5 | 0.5 | 0.5 | 0.5 | 0.5 | 0.5
Southern_PGAE_Flow_Battery_162 | caiso-deliverability | Oro Loma_El_Nido_SSN | Reliability_Capacity_In_Model_Year | System RA | Southern_PGAE_Flow_Battery_162 | 0.5 | 0.5 | 0.5 | 0.5 | 0.5 | 0.5 | 0.5 | 0.5 | 0.5 | 0.5 | 0.5 | 0.5 | 0.5 | 0.5 | 0.5 | 0.5 | 0.5 | 0.5 | 0.5 | 0.5 | 0.5 | 0.5 | 0.5 | 0.5 | 0.5 | 0.5 | 0.5 | 0.5 | 0.5 | 0.5 | 0.5
Southern_PGAE_Flow_Battery_163 | caiso-deliverability | Oro Loma_El_Nido_SSN | Reliability_Capacity_In_Model_Year | System RA | Southern_PGAE_Flow_Battery_163 | 0.5 | 0.5 | 0.5 | 0.5 | 0.5 | 0.5 | 0.5 | 0.5 | 0.5 | 0.5 | 0.5 | 0.5 | 0.5 | 0.5 | 0.5 | 0.5 | 0.5 | 0.5 | 0.5 | 0.5 | 0.5 | 0.5 | 0.5 | 0.5 | 0.5 | 0.5 | 0.5 | 0.5 | 0.5 | 0.5 | 0.5
Southern_PGAE_Flow_Battery_164 | caiso-deliverability | Oro Loma_El_Nido_SSN | Reliability_Capacity_In_Model_Year | System RA | Southern_PGAE_Flow_Battery_164 | 0.5 | 0.5 | 0.5 | 0.5 | 0.5 | 0.5 | 0.5 | 0.5 | 0.5 | 0.5 | 0.5 | 0.5 | 0.5 | 0.5 | 0.5 | 0.5 | 0.5 | 0.5 | 0.5 | 0.5 | 0.5 | 0.5 | 0.5 | 0.5 | 0.5 | 0.5 | 0.5 | 0.5 | 0.5 | 0.5 | 0.5
Southern_PGAE_Flow_Battery_165 | caiso-deliverability | Oro Loma_El_Nido_SSN | Reliability_Capacity_In_Model_Year | System RA | Southern_PGAE_Flow_Battery_165 | 0.5 | 0.5 | 0.5 | 0.5 | 0.5 | 0.5 | 0.5 | 0.5 | 0.5 | 0.5 | 0.5 | 0.5 | 0.5 | 0.5 | 0.5 | 0.5 | 0.5 | 0.5 | 0.5 | 0.5 | 0.5 | 0.5 | 0.5 | 0.5 | 0.5 | 0.5 | 0.5 | 0.5 | 0.5 | 0.5 | 0.5
Northern_California_Flow_Battery_166 | caiso-deliverability | Oro Loma_El_Nido_SSN | Reliability_Capacity_In_Model_Year | System RA | Northern_California_Flow_Battery_166 | 0.5 | 0.5 | 0.5 | 0.5 | 0.5 | 0.5 | 0.5 | 0.5 | 0.5 | 0.5 | 0.5 | 0.5 | 0.5 | 0.5 | 0.5 | 0.5 | 0.5 | 0.5 | 0.5 | 0.5 | 0.5 | 0.5 | 0.5 | 0.5 | 0.5 | 0.5 | 0.5 | 0.5 | 0.5 | 0.5 | 0.5
Southern_PGAE_Flow_Battery_168 | caiso-deliverability | Oro Loma_El_Nido_SSN | Reliability_Capacity_In_Model_Year | System RA | Southern_PGAE_Flow_Battery_168 | 0.5 | 0.5 | 0.5 | 0.5 | 0.5 | 0.5 | 0.5 | 0.5 | 0.5 | 0.5 | 0.5 | 0.5 | 0.5 | 0.5 | 0.5 | 0.5 | 0.5 | 0.5 | 0.5 | 0.5 | 0.5 | 0.5 | 0.5 | 0.5 | 0.5 | 0.5 | 0.5 | 0.5 | 0.5 | 0.5 | 0.5
Southern_PGAE_Flow_Battery_169 | caiso-deliverability | Oro Loma_El_Nido_SSN | Reliability_Capacity_In_Model_Year | System RA | Southern_PGAE_Flow_Battery_169 | 0.5 | 0.5 | 0.5 | 0.5 | 0.5 | 0.5 | 0.5 | 0.5 | 0.5 | 0.5 | 0.5 | 0.5 | 0.5 | 0.5 | 0.5 | 0.5 | 0.5 | 0.5 | 0.5 | 0.5 | 0.5 | 0.5 | 0.5 | 0.5 | 0.5 | 0.5 | 0.5 | 0.5 | 0.5 | 0.5 | 0.5
Southern_PGAE_Flow_Battery_170 | caiso-deliverability | Oro Loma_El_Nido_SSN | Reliability_Capacity_In_Model_Year | System RA | Southern_PGAE_Flow_Battery_170 | 0.5 | 0.5 | 0.5 | 0.5 | 0.5 | 0.5 | 0.5 | 0.5 | 0.5 | 0.5 | 0.5 | 0.5 | 0.5 | 0.5 | 0.5 | 0.5 | 0.5 | 0.5 | 0.5 | 0.5 | 0.5 | 0.5 | 0.5 | 0.5 | 0.5 | 0.5 | 0.5 | 0.5 | 0.5 | 0.5 | 0.5
Southern_PGAE_Flow_Battery_174 | caiso-deliverability | Oro Loma_El_Nido_SSN | Reliability_Capacity_In_Model_Year | System RA | Southern_PGAE_Flow_Battery_174 | 0.5 | 0.5 | 0.5 | 0.5 | 0.5 | 0.5 | 0.5 | 0.5 | 0.5 | 0.5 | 0.5 | 0.5 | 0.5 | 0.5 | 0.5 | 0.5 | 0.5 | 0.5 | 0.5 | 0.5 | 0.5 | 0.5 | 0.5 | 0.5 | 0.5 | 0.5 | 0.5 | 0.5 | 0.5 | 0.5 | 0.5
Southern_PGAE_Flow_Battery_176 | caiso-deliverability | Oro Loma_El_Nido_SSN | Reliability_Capacity_In_Model_Year | System RA | Southern_PGAE_Flow_Battery_176 | 0.5 | 0.5 | 0.5 | 0.5 | 0.5 | 0.5 | 0.5 | 0.5 | 0.5 | 0.5 | 0.5 | 0.5 | 0.5 | 0.5 | 0.5 | 0.5 | 0.5 | 0.5 | 0.5 | 0.5 | 0.5 | 0.5 | 0.5 | 0.5 | 0.5 | 0.5 | 0.5 | 0.5 | 0.5 | 0.5 | 0.5
Northern_California_Li_Battery_4hr_114 | caiso-deliverability | Oro Loma_El_Nido_SSN | Reliability_Capacity_In_Model_Year | System RA | Northern_California_Li_Battery_4hr_114 | 0.5 | 0.5 | 0.5 | 0.5 | 0.5 | 0.5 | 0.5 | 0.5 | 0.5 | 0.5 | 0.5 | 0.5 | 0.5 | 0.5 | 0.5 | 0.5 | 0.5 | 0.5 | 0.5 | 0.5 | 0.5 | 0.5 | 0.5 | 0.5 | 0.5 | 0.5 | 0.5 | 0.5 | 0.5 | 0.5 | 0.5
Northern_California_Li_Battery_4hr_138 | caiso-deliverability | Oro Loma_El_Nido_SSN | Reliability_Capacity_In_Model_Year | System RA | Northern_California_Li_Battery_4hr_138 | 0.5 | 0.5 | 0.5 | 0.5 | 0.5 | 0.5 | 0.5 | 0.5 | 0.5 | 0.5 | 0.5 | 0.5 | 0.5 | 0.5 | 0.5 | 0.5 | 0.5 | 0.5 | 0.5 | 0.5 | 0.5 | 0.5 | 0.5 | 0.5 | 0.5 | 0.5 | 0.5 | 0.5 | 0.5 | 0.5 | 0.5
Southern_PGAE_Li_Battery_4hr_140 | caiso-deliverability | Oro Loma_El_Nido_SSN | Reliability_Capacity_In_Model_Year | System RA | Southern_PGAE_Li_Battery_4hr_140 | 0.5 | 0.5 | 0.5 | 0.5 | 0.5 | 0.5 | 0.5 | 0.5 | 0.5 | 0.5 | 0.5 | 0.5 | 0.5 | 0.5 | 0.5 | 0.5 | 0.5 | 0.5 | 0.5 | 0.5 | 0.5 | 0.5 | 0.5 | 0.5 | 0.5 | 0.5 | 0.5 | 0.5 | 0.5 | 0.5 | 0.5
Southern_PGAE_Li_Battery_4hr_151 | caiso-deliverability | Oro Loma_El_Nido_SSN | Reliability_Capacity_In_Model_Year | System RA | Southern_PGAE_Li_Battery_4hr_151 | 0.5 | 0.5 | 0.5 | 0.5 | 0.5 | 0.5 | 0.5 | 0.5 | 0.5 | 0.5 | 0.5 | 0.5 | 0.5 | 0.5 | 0.5 | 0.5 | 0.5 | 0.5 | 0.5 | 0.5 | 0.5 | 0.5 | 0.5 | 0.5 | 0.5 | 0.5 | 0.5 | 0.5 | 0.5 | 0.5 | 0.5
Southern_PGAE_Li_Battery_4hr_154 | caiso-deliverability | Oro Loma_El_Nido_SSN | Reliability_Capacity_In_Model_Year | System RA | Southern_PGAE_Li_Battery_4hr_154 | 0.5 | 0.5 | 0.5 | 0.5 | 0.5 | 0.5 | 0.5 | 0.5 | 0.5 | 0.5 | 0.5 | 0.5 | 0.5 | 0.5 | 0.5 | 0.5 | 0.5 | 0.5 | 0.5 | 0.5 | 0.5 | 0.5 | 0.5 | 0.5 | 0.5 | 0.5 | 0.5 | 0.5 | 0.5 | 0.5 | 0.5
Southern_PGAE_Li_Battery_4hr_161 | caiso-deliverability | Oro Loma_El_Nido_SSN | Reliability_Capacity_In_Model_Year | System RA | Southern_PGAE_Li_Battery_4hr_161 | 0.5 | 0.5 | 0.5 | 0.5 | 0.5 | 0.5 | 0.5 | 0.5 | 0.5 | 0.5 | 0.5 | 0.5 | 0.5 | 0.5 | 0.5 | 0.5 | 0.5 | 0.5 | 0.5 | 0.5 | 0.5 | 0.5 | 0.5 | 0.5 | 0.5 | 0.5 | 0.5 | 0.5 | 0.5 | 0.5 | 0.5
Southern_PGAE_Li_Battery_4hr_162 | caiso-deliverability | Oro Loma_El_Nido_SSN | Reliability_Capacity_In_Model_Year | System RA | Southern_PGAE_Li_Battery_4hr_162 | 0.5 | 0.5 | 0.5 | 0.5 | 0.5 | 0.5 | 0.5 | 0.5 | 0.5 | 0.5 | 0.5 | 0.5 | 0.5 | 0.5 | 0.5 | 0.5 | 0.5 | 0.5 | 0.5 | 0.5 | 0.5 | 0.5 | 0.5 | 0.5 | 0.5 | 0.5 | 0.5 | 0.5 | 0.5 | 0.5 | 0.5
Southern_PGAE_Li_Battery_4hr_163 | caiso-deliverability | Oro Loma_El_Nido_SSN | Reliability_Capacity_In_Model_Year | System RA | Southern_PGAE_Li_Battery_4hr_163 | 0.5 | 0.5 | 0.5 | 0.5 | 0.5 | 0.5 | 0.5 | 0.5 | 0.5 | 0.5 | 0.5 | 0.5 | 0.5 | 0.5 | 0.5 | 0.5 | 0.5 | 0.5 | 0.5 | 0.5 | 0.5 | 0.5 | 0.5 | 0.5 | 0.5 | 0.5 | 0.5 | 0.5 | 0.5 | 0.5 | 0.5
Southern_PGAE_Li_Battery_4hr_164 | caiso-deliverability | Oro Loma_El_Nido_SSN | Reliability_Capacity_In_Model_Year | System RA | Southern_PGAE_Li_Battery_4hr_164 | 0.5 | 0.5 | 0.5 | 0.5 | 0.5 | 0.5 | 0.5 | 0.5 | 0.5 | 0.5 | 0.5 | 0.5 | 0.5 | 0.5 | 0.5 | 0.5 | 0.5 | 0.5 | 0.5 | 0.5 | 0.5 | 0.5 | 0.5 | 0.5 | 0.5 | 0.5 | 0.5 | 0.5 | 0.5 | 0.5 | 0.5
Southern_PGAE_Li_Battery_4hr_165 | caiso-deliverability | Oro Loma_El_Nido_SSN | Reliability_Capacity_In_Model_Year | System RA | Southern_PGAE_Li_Battery_4hr_165 | 0.5 | 0.5 | 0.5 | 0.5 | 0.5 | 0.5 | 0.5 | 0.5 | 0.5 | 0.5 | 0.5 | 0.5 | 0.5 | 0.5 | 0.5 | 0.5 | 0.5 | 0.5 | 0.5 | 0.5 | 0.5 | 0.5 | 0.5 | 0.5 | 0.5 | 0.5 | 0.5 | 0.5 | 0.5 | 0.5 | 0.5
Northern_California_Li_Battery_4hr_166 | caiso-deliverability | Oro Loma_El_Nido_SSN | Reliability_Capacity_In_Model_Year | System RA | Northern_California_Li_Battery_4hr_166 | 0.5 | 0.5 | 0.5 | 0.5 | 0.5 | 0.5 | 0.5 | 0.5 | 0.5 | 0.5 | 0.5 | 0.5 | 0.5 | 0.5 | 0.5 | 0.5 | 0.5 | 0.5 | 0.5 | 0.5 | 0.5 | 0.5 | 0.5 | 0.5 | 0.5 | 0.5 | 0.5 | 0.5 | 0.5 | 0.5 | 0.5
Southern_PGAE_Li_Battery_4hr_168 | caiso-deliverability | Oro Loma_El_Nido_SSN | Reliability_Capacity_In_Model_Year | System RA | Southern_PGAE_Li_Battery_4hr_168 | 0.5 | 0.5 | 0.5 | 0.5 | 0.5 | 0.5 | 0.5 | 0.5 | 0.5 | 0.5 | 0.5 | 0.5 | 0.5 | 0.5 | 0.5 | 0.5 | 0.5 | 0.5 | 0.5 | 0.5 | 0.5 | 0.5 | 0.5 | 0.5 | 0.5 | 0.5 | 0.5 | 0.5 | 0.5 | 0.5 | 0.5
Southern_PGAE_Li_Battery_4hr_169 | caiso-deliverability | Oro Loma_El_Nido_SSN | Reliability_Capacity_In_Model_Year | System RA | Southern_PGAE_Li_Battery_4hr_169 | 0.5 | 0.5 | 0.5 | 0.5 | 0.5 | 0.5 | 0.5 | 0.5 | 0.5 | 0.5 | 0.5 | 0.5 | 0.5 | 0.5 | 0.5 | 0.5 | 0.5 | 0.5 | 0.5 | 0.5 | 0.5 | 0.5 | 0.5 | 0.5 | 0.5 | 0.5 | 0.5 | 0.5 | 0.5 | 0.5 | 0.5
Southern_PGAE_Li_Battery_4hr_170 | caiso-deliverability | Oro Loma_El_Nido_SSN | Reliability_Capacity_In_Model_Year | System RA | Southern_PGAE_Li_Battery_4hr_170 | 0.5 | 0.5 | 0.5 | 0.5 | 0.5 | 0.5 | 0.5 | 0.5 | 0.5 | 0.5 | 0.5 | 0.5 | 0.5 | 0.5 | 0.5 | 0.5 | 0.5 | 0.5 | 0.5 | 0.5 | 0.5 | 0.5 | 0.5 | 0.5 | 0.5 | 0.5 | 0.5 | 0.5 | 0.5 | 0.5 | 0.5
Southern_PGAE_Li_Battery_4hr_174 | caiso-deliverability | Oro Loma_El_Nido_SSN | Reliability_Capacity_In_Model_Year | System RA | Southern_PGAE_Li_Battery_4hr_174 | 0.5 | 0.5 | 0.5 | 0.5 | 0.5 | 0.5 | 0.5 | 0.5 | 0.5 | 0.5 | 0.5 | 0.5 | 0.5 | 0.5 | 0.5 | 0.5 | 0.5 | 0.5 | 0.5 | 0.5 | 0.5 | 0.5 | 0.5 | 0.5 | 0.5 | 0.5 | 0.5 | 0.5 | 0.5 | 0.5 | 0.5
Southern_PGAE_Li_Battery_4hr_176 | caiso-deliverability | Oro Loma_El_Nido_SSN | Reliability_Capacity_In_Model_Year | System RA | Southern_PGAE_Li_Battery_4hr_176 | 0.5 | 0.5 | 0.5 | 0.5 | 0.5 | 0.5 | 0.5 | 0.5 | 0.5 | 0.5 | 0.5 | 0.5 | 0.5 | 0.5 | 0.5 | 0.5 | 0.5 | 0.5 | 0.5 | 0.5 | 0.5 | 0.5 | 0.5 | 0.5 | 0.5 | 0.5 | 0.5 | 0.5 | 0.5 | 0.5 | 0.5
Northern_California_Li_Battery_8hr_114 | caiso-deliverability | Oro Loma_El_Nido_SSN | Reliability_Capacity_In_Model_Year | System RA | Northern_California_Li_Battery_8hr_114 | 0.5 | 0.5 | 0.5 | 0.5 | 0.5 | 0.5 | 0.5 | 0.5 | 0.5 | 0.5 | 0.5 | 0.5 | 0.5 | 0.5 | 0.5 | 0.5 | 0.5 | 0.5 | 0.5 | 0.5 | 0.5 | 0.5 | 0.5 | 0.5 | 0.5 | 0.5 | 0.5 | 0.5 | 0.5 | 0.5 | 0.5
Northern_California_Li_Battery_8hr_138 | caiso-deliverability | Oro Loma_El_Nido_SSN | Reliability_Capacity_In_Model_Year | System RA | Northern_California_Li_Battery_8hr_138 | 0.5 | 0.5 | 0.5 | 0.5 | 0.5 | 0.5 | 0.5 | 0.5 | 0.5 | 0.5 | 0.5 | 0.5 | 0.5 | 0.5 | 0.5 | 0.5 | 0.5 | 0.5 | 0.5 | 0.5 | 0.5 | 0.5 | 0.5 | 0.5 | 0.5 | 0.5 | 0.5 | 0.5 | 0.5 | 0.5 | 0.5
Southern_PGAE_Li_Battery_8hr_140 | caiso-deliverability | Oro Loma_El_Nido_SSN | Reliability_Capacity_In_Model_Year | System RA | Southern_PGAE_Li_Battery_8hr_140 | 0.5 | 0.5 | 0.5 | 0.5 | 0.5 | 0.5 | 0.5 | 0.5 | 0.5 | 0.5 | 0.5 | 0.5 | 0.5 | 0.5 | 0.5 | 0.5 | 0.5 | 0.5 | 0.5 | 0.5 | 0.5 | 0.5 | 0.5 | 0.5 | 0.5 | 0.5 | 0.5 | 0.5 | 0.5 | 0.5 | 0.5
Southern_PGAE_Li_Battery_8hr_151 | caiso-deliverability | Oro Loma_El_Nido_SSN | Reliability_Capacity_In_Model_Year | System RA | Southern_PGAE_Li_Battery_8hr_151 | 0.5 | 0.5 | 0.5 | 0.5 | 0.5 | 0.5 | 0.5 | 0.5 | 0.5 | 0.5 | 0.5 | 0.5 | 0.5 | 0.5 | 0.5 | 0.5 | 0.5 | 0.5 | 0.5 | 0.5 | 0.5 | 0.5 | 0.5 | 0.5 | 0.5 | 0.5 | 0.5 | 0.5 | 0.5 | 0.5 | 0.5
Southern_PGAE_Li_Battery_8hr_154 | caiso-deliverability | Oro Loma_El_Nido_SSN | Reliability_Capacity_In_Model_Year | System RA | Southern_PGAE_Li_Battery_8hr_154 | 0.5 | 0.5 | 0.5 | 0.5 | 0.5 | 0.5 | 0.5 | 0.5 | 0.5 | 0.5 | 0.5 | 0.5 | 0.5 | 0.5 | 0.5 | 0.5 | 0.5 | 0.5 | 0.5 | 0.5 | 0.5 | 0.5 | 0.5 | 0.5 | 0.5 | 0.5 | 0.5 | 0.5 | 0.5 | 0.5 | 0.5
Southern_PGAE_Li_Battery_8hr_161 | caiso-deliverability | Oro Loma_El_Nido_SSN | Reliability_Capacity_In_Model_Year | System RA | Southern_PGAE_Li_Battery_8hr_161 | 0.5 | 0.5 | 0.5 | 0.5 | 0.5 | 0.5 | 0.5 | 0.5 | 0.5 | 0.5 | 0.5 | 0.5 | 0.5 | 0.5 | 0.5 | 0.5 | 0.5 | 0.5 | 0.5 | 0.5 | 0.5 | 0.5 | 0.5 | 0.5 | 0.5 | 0.5 | 0.5 | 0.5 | 0.5 | 0.5 | 0.5
Southern_PGAE_Li_Battery_8hr_162 | caiso-deliverability | Oro Loma_El_Nido_SSN | Reliability_Capacity_In_Model_Year | System RA | Southern_PGAE_Li_Battery_8hr_162 | 0.5 | 0.5 | 0.5 | 0.5 | 0.5 | 0.5 | 0.5 | 0.5 | 0.5 | 0.5 | 0.5 | 0.5 | 0.5 | 0.5 | 0.5 | 0.5 | 0.5 | 0.5 | 0.5 | 0.5 | 0.5 | 0.5 | 0.5 | 0.5 | 0.5 | 0.5 | 0.5 | 0.5 | 0.5 | 0.5 | 0.5
Southern_PGAE_Li_Battery_8hr_163 | caiso-deliverability | Oro Loma_El_Nido_SSN | Reliability_Capacity_In_Model_Year | System RA | Southern_PGAE_Li_Battery_8hr_163 | 0.5 | 0.5 | 0.5 | 0.5 | 0.5 | 0.5 | 0.5 | 0.5 | 0.5 | 0.5 | 0.5 | 0.5 | 0.5 | 0.5 | 0.5 | 0.5 | 0.5 | 0.5 | 0.5 | 0.5 | 0.5 | 0.5 | 0.5 | 0.5 | 0.5 | 0.5 | 0.5 | 0.5 | 0.5 | 0.5 | 0.5
Southern_PGAE_Li_Battery_8hr_164 | caiso-deliverability | Oro Loma_El_Nido_SSN | Reliability_Capacity_In_Model_Year | System RA | Southern_PGAE_Li_Battery_8hr_164 | 0.5 | 0.5 | 0.5 | 0.5 | 0.5 | 0.5 | 0.5 | 0.5 | 0.5 | 0.5 | 0.5 | 0.5 | 0.5 | 0.5 | 0.5 | 0.5 | 0.5 | 0.5 | 0.5 | 0.5 | 0.5 | 0.5 | 0.5 | 0.5 | 0.5 | 0.5 | 0.5 | 0.5 | 0.5 | 0.5 | 0.5
Southern_PGAE_Li_Battery_8hr_165 | caiso-deliverability | Oro Loma_El_Nido_SSN | Reliability_Capacity_In_Model_Year | System RA | Southern_PGAE_Li_Battery_8hr_165 | 0.5 | 0.5 | 0.5 | 0.5 | 0.5 | 0.5 | 0.5 | 0.5 | 0.5 | 0.5 | 0.5 | 0.5 | 0.5 | 0.5 | 0.5 | 0.5 | 0.5 | 0.5 | 0.5 | 0.5 | 0.5 | 0.5 | 0.5 | 0.5 | 0.5 | 0.5 | 0.5 | 0.5 | 0.5 | 0.5 | 0.5
Northern_California_Li_Battery_8hr_166 | caiso-deliverability | Oro Loma_El_Nido_SSN | Reliability_Capacity_In_Model_Year | System RA | Northern_California_Li_Battery_8hr_166 | 0.5 | 0.5 | 0.5 | 0.5 | 0.5 | 0.5 | 0.5 | 0.5 | 0.5 | 0.5 | 0.5 | 0.5 | 0.5 | 0.5 | 0.5 | 0.5 | 0.5 | 0.5 | 0.5 | 0.5 | 0.5 | 0.5 | 0.5 | 0.5 | 0.5 | 0.5 | 0.5 | 0.5 | 0.5 | 0.5 | 0.5
Southern_PGAE_Li_Battery_8hr_168 | caiso-deliverability | Oro Loma_El_Nido_SSN | Reliability_Capacity_In_Model_Year | System RA | Southern_PGAE_Li_Battery_8hr_168 | 0.5 | 0.5 | 0.5 | 0.5 | 0.5 | 0.5 | 0.5 | 0.5 | 0.5 | 0.5 | 0.5 | 0.5 | 0.5 | 0.5 | 0.5 | 0.5 | 0.5 | 0.5 | 0.5 | 0.5 | 0.5 | 0.5 | 0.5 | 0.5 | 0.5 | 0.5 | 0.5 | 0.5 | 0.5 | 0.5 | 0.5
Southern_PGAE_Li_Battery_8hr_169 | caiso-deliverability | Oro Loma_El_Nido_SSN | Reliability_Capacity_In_Model_Year | System RA | Southern_PGAE_Li_Battery_8hr_169 | 0.5 | 0.5 | 0.5 | 0.5 | 0.5 | 0.5 | 0.5 | 0.5 | 0.5 | 0.5 | 0.5 | 0.5 | 0.5 | 0.5 | 0.5 | 0.5 | 0.5 | 0.5 | 0.5 | 0.5 | 0.5 | 0.5 | 0.5 | 0.5 | 0.5 | 0.5 | 0.5 | 0.5 | 0.5 | 0.5 | 0.5
Southern_PGAE_Li_Battery_8hr_170 | caiso-deliverability | Oro Loma_El_Nido_SSN | Reliability_Capacity_In_Model_Year | System RA | Southern_PGAE_Li_Battery_8hr_170 | 0.5 | 0.5 | 0.5 | 0.5 | 0.5 | 0.5 | 0.5 | 0.5 | 0.5 | 0.5 | 0.5 | 0.5 | 0.5 | 0.5 | 0.5 | 0.5 | 0.5 | 0.5 | 0.5 | 0.5 | 0.5 | 0.5 | 0.5 | 0.5 | 0.5 | 0.5 | 0.5 | 0.5 | 0.5 | 0.5 | 0.5
Southern_PGAE_Li_Battery_8hr_174 | caiso-deliverability | Oro Loma_El_Nido_SSN | Reliability_Capacity_In_Model_Year | System RA | Southern_PGAE_Li_Battery_8hr_174 | 0.5 | 0.5 | 0.5 | 0.5 | 0.5 | 0.5 | 0.5 | 0.5 | 0.5 | 0.5 | 0.5 | 0.5 | 0.5 | 0.5 | 0.5 | 0.5 | 0.5 | 0.5 | 0.5 | 0.5 | 0.5 | 0.5 | 0.5 | 0.5 | 0.5 | 0.5 | 0.5 | 0.5 | 0.5 | 0.5 | 0.5
Southern_PGAE_Li_Battery_8hr_176 | caiso-deliverability | Oro Loma_El_Nido_SSN | Reliability_Capacity_In_Model_Year | System RA | Southern_PGAE_Li_Battery_8hr_176 | 0.5 | 0.5 | 0.5 | 0.5 | 0.5 | 0.5 | 0.5 | 0.5 | 0.5 | 0.5 | 0.5 | 0.5 | 0.5 | 0.5 | 0.5 | 0.5 | 0.5 | 0.5 | 0.5 | 0.5 | 0.5 | 0.5 | 0.5 | 0.5 | 0.5 | 0.5 | 0.5 | 0.5 | 0.5 | 0.5 | 0.5
Central_Valley_North_Los_Banos_Wind_154 | caiso-deliverability | Oro Loma_El_Nido_SSN | Reliability_Capacity_In_Model_Year | System RA | Central_Valley_North_Los_Banos_Wind_154 | 0.163 | 0.163 | 0.163 | 0.163 | 0.163 | 0.163 | 0.163 | 0.163 | 0.163 | 0.163 | 0.163 | 0.163 | 0.163 | 0.163 | 0.163 | 0.163 | 0.163 | 0.163 | 0.163 | 0.163 | 0.163 | 0.163 | 0.163 | 0.163 | 0.163 | 0.163 | 0.163 | 0.163 | 0.163 | 0.163 | 0.163
Central_Valley_North_Los_Banos_Wind_162 | caiso-deliverability | Oro Loma_El_Nido_SSN | Reliability_Capacity_In_Model_Year | System RA | Central_Valley_North_Los_Banos_Wind_162 | 0.163 | 0.163 | 0.163 | 0.163 | 0.163 | 0.163 | 0.163 | 0.163 | 0.163 | 0.163 | 0.163 | 0.163 | 0.163 | 0.163 | 0.163 | 0.163 | 0.163 | 0.163 | 0.163 | 0.163 | 0.163 | 0.163 | 0.163 | 0.163 | 0.163 | 0.163 | 0.163 | 0.163 | 0.163 | 0.163 | 0.163
Northern_California_Solar_114 | caiso-deliverability | Oro Loma_El_Nido_SSN | Reliability_Capacity_In_Model_Year | System RA | Northern_California_Solar_114 | 0.556 | 0.556 | 0.556 | 0.556 | 0.556 | 0.556 | 0.556 | 0.556 | 0.556 | 0.556 | 0.556 | 0.556 | 0.556 | 0.556 | 0.556 | 0.556 | 0.556 | 0.556 | 0.556 | 0.556 | 0.556 | 0.556 | 0.556 | 0.556 | 0.556 | 0.556 | 0.556 | 0.556 | 0.556 | 0.556 | 0.556
Northern_California_Solar_138 | caiso-deliverability | Oro Loma_El_Nido_SSN | Reliability_Capacity_In_Model_Year | System RA | Northern_California_Solar_138 | 0.556 | 0.556 | 0.556 | 0.556 | 0.556 | 0.556 | 0.556 | 0.556 | 0.556 | 0.556 | 0.556 | 0.556 | 0.556 | 0.556 | 0.556 | 0.556 | 0.556 | 0.556 | 0.556 | 0.556 | 0.556 | 0.556 | 0.556 | 0.556 | 0.556 | 0.556 | 0.556 | 0.556 | 0.556 | 0.556 | 0.556
Northern_California_Solar_166 | caiso-deliverability | Oro Loma_El_Nido_SSN | Reliability_Capacity_In_Model_Year | System RA | Northern_California_Solar_166 | 0.556 | 0.556 | 0.556 | 0.556 | 0.556 | 0.556 | 0.556 | 0.556 | 0.556 | 0.556 | 0.556 | 0.556 | 0.556 | 0.556 | 0.556 | 0.556 | 0.556 | 0.556 | 0.556 | 0.556 | 0.556 | 0.556 | 0.556 | 0.556 | 0.556 | 0.556 | 0.556 | 0.556 | 0.556 | 0.556 | 0.556
Southern_PGAE_Solar_140 | caiso-deliverability | Oro Loma_El_Nido_SSN | Reliability_Capacity_In_Model_Year | System RA | Southern_PGAE_Solar_140 | 0.556 | 0.556 | 0.556 | 0.556 | 0.556 | 0.556 | 0.556 | 0.556 | 0.556 | 0.556 | 0.556 | 0.556 | 0.556 | 0.556 | 0.556 | 0.556 | 0.556 | 0.556 | 0.556 | 0.556 | 0.556 | 0.556 | 0.556 | 0.556 | 0.556 | 0.556 | 0.556 | 0.556 | 0.556 | 0.556 | 0.556
Southern_PGAE_Solar_151 | caiso-deliverability | Oro Loma_El_Nido_SSN | Reliability_Capacity_In_Model_Year | System RA | Southern_PGAE_Solar_151 | 0.556 | 0.556 | 0.556 | 0.556 | 0.556 | 0.556 | 0.556 | 0.556 | 0.556 | 0.556 | 0.556 | 0.556 | 0.556 | 0.556 | 0.556 | 0.556 | 0.556 | 0.556 | 0.556 | 0.556 | 0.556 | 0.556 | 0.556 | 0.556 | 0.556 | 0.556 | 0.556 | 0.556 | 0.556 | 0.556 | 0.556
Southern_PGAE_Solar_154 | caiso-deliverability | Oro Loma_El_Nido_SSN | Reliability_Capacity_In_Model_Year | System RA | Southern_PGAE_Solar_154 | 0.556 | 0.556 | 0.556 | 0.556 | 0.556 | 0.556 | 0.556 | 0.556 | 0.556 | 0.556 | 0.556 | 0.556 | 0.556 | 0.556 | 0.556 | 0.556 | 0.556 | 0.556 | 0.556 | 0.556 | 0.556 | 0.556 | 0.556 | 0.556 | 0.556 | 0.556 | 0.556 | 0.556 | 0.556 | 0.556 | 0.556
Southern_PGAE_Solar_161 | caiso-deliverability | Oro Loma_El_Nido_SSN | Reliability_Capacity_In_Model_Year | System RA | Southern_PGAE_Solar_161 | 0.556 | 0.556 | 0.556 | 0.556 | 0.556 | 0.556 | 0.556 | 0.556 | 0.556 | 0.556 | 0.556 | 0.556 | 0.556 | 0.556 | 0.556 | 0.556 | 0.556 | 0.556 | 0.556 | 0.556 | 0.556 | 0.556 | 0.556 | 0.556 | 0.556 | 0.556 | 0.556 | 0.556 | 0.556 | 0.556 | 0.556
Southern_PGAE_Solar_162 | caiso-deliverability | Oro Loma_El_Nido_SSN | Reliability_Capacity_In_Model_Year | System RA | Southern_PGAE_Solar_162 | 0.556 | 0.556 | 0.556 | 0.556 | 0.556 | 0.556 | 0.556 | 0.556 | 0.556 | 0.556 | 0.556 | 0.556 | 0.556 | 0.556 | 0.556 | 0.556 | 0.556 | 0.556 | 0.556 | 0.556 | 0.556 | 0.556 | 0.556 | 0.556 | 0.556 | 0.556 | 0.556 | 0.556 | 0.556 | 0.556 | 0.556
Southern_PGAE_Solar_163 | caiso-deliverability | Oro Loma_El_Nido_SSN | Reliability_Capacity_In_Model_Year | System RA | Southern_PGAE_Solar_163 | 0.556 | 0.556 | 0.556 | 0.556 | 0.556 | 0.556 | 0.556 | 0.556 | 0.556 | 0.556 | 0.556 | 0.556 | 0.556 | 0.556 | 0.556 | 0.556 | 0.556 | 0.556 | 0.556 | 0.556 | 0.556 | 0.556 | 0.556 | 0.556 | 0.556 | 0.556 | 0.556 | 0.556 | 0.556 | 0.556 | 0.556
Southern_PGAE_Solar_164 | caiso-deliverability | Oro Loma_El_Nido_SSN | Reliability_Capacity_In_Model_Year | System RA | Southern_PGAE_Solar_164 | 0.556 | 0.556 | 0.556 | 0.556 | 0.556 | 0.556 | 0.556 | 0.556 | 0.556 | 0.556 | 0.556 | 0.556 | 0.556 | 0.556 | 0.556 | 0.556 | 0.556 | 0.556 | 0.556 | 0.556 | 0.556 | 0.556 | 0.556 | 0.556 | 0.556 | 0.556 | 0.556 | 0.556 | 0.556 | 0.556 | 0.556
Southern_PGAE_Solar_165 | caiso-deliverability | Oro Loma_El_Nido_SSN | Reliability_Capacity_In_Model_Year | System RA | Southern_PGAE_Solar_165 | 0.556 | 0.556 | 0.556 | 0.556 | 0.556 | 0.556 | 0.556 | 0.556 | 0.556 | 0.556 | 0.556 | 0.556 | 0.556 | 0.556 | 0.556 | 0.556 | 0.556 | 0.556 | 0.556 | 0.556 | 0.556 | 0.556 | 0.556 | 0.556 | 0.556 | 0.556 | 0.556 | 0.556 | 0.556 | 0.556 | 0.556
Southern_PGAE_Solar_168 | caiso-deliverability | Oro Loma_El_Nido_SSN | Reliability_Capacity_In_Model_Year | System RA | Southern_PGAE_Solar_168 | 0.556 | 0.556 | 0.556 | 0.556 | 0.556 | 0.556 | 0.556 | 0.556 | 0.556 | 0.556 | 0.556 | 0.556 | 0.556 | 0.556 | 0.556 | 0.556 | 0.556 | 0.556 | 0.556 | 0.556 | 0.556 | 0.556 | 0.556 | 0.556 | 0.556 | 0.556 | 0.556 | 0.556 | 0.556 | 0.556 | 0.556
Southern_PGAE_Solar_169 | caiso-deliverability | Oro Loma_El_Nido_SSN | Reliability_Capacity_In_Model_Year | System RA | Southern_PGAE_Solar_169 | 0.556 | 0.556 | 0.556 | 0.556 | 0.556 | 0.556 | 0.556 | 0.556 | 0.556 | 0.556 | 0.556 | 0.556 | 0.556 | 0.556 | 0.556 | 0.556 | 0.556 | 0.556 | 0.556 | 0.556 | 0.556 | 0.556 | 0.556 | 0.556 | 0.556 | 0.556 | 0.556 | 0.556 | 0.556 | 0.556 | 0.556
Southern_PGAE_Solar_170 | caiso-deliverability | Oro Loma_El_Nido_SSN | Reliability_Capacity_In_Model_Year | System RA | Southern_PGAE_Solar_170 | 0.556 | 0.556 | 0.556 | 0.556 | 0.556 | 0.556 | 0.556 | 0.556 | 0.556 | 0.556 | 0.556 | 0.556 | 0.556 | 0.556 | 0.556 | 0.556 | 0.556 | 0.556 | 0.556 | 0.556 | 0.556 | 0.556 | 0.556 | 0.556 | 0.556 | 0.556 | 0.556 | 0.556 | 0.556 | 0.556 | 0.556
Southern_PGAE_Solar_174 | caiso-deliverability | Oro Loma_El_Nido_SSN | Reliability_Capacity_In_Model_Year | System RA | Southern_PGAE_Solar_174 | 0.556 | 0.556 | 0.556 | 0.556 | 0.556 | 0.556 | 0.556 | 0.556 | 0.556 | 0.556 | 0.556 | 0.556 | 0.556 | 0.556 | 0.556 | 0.556 | 0.556 | 0.556 | 0.556 | 0.556 | 0.556 | 0.556 | 0.556 | 0.556 | 0.556 | 0.556 | 0.556 | 0.556 | 0.556 | 0.556 | 0.556
Southern_PGAE_Solar_176 | caiso-deliverability | Oro Loma_El_Nido_SSN | Reliability_Capacity_In_Model_Year | System RA | Southern_PGAE_Solar_176 | 0.556 | 0.556 | 0.556 | 0.556 | 0.556 | 0.556 | 0.556 | 0.556 | 0.556 | 0.556 | 0.556 | 0.556 | 0.556 | 0.556 | 0.556 | 0.556 | 0.556 | 0.556 | 0.556 | 0.556 | 0.556 | 0.556 | 0.556 | 0.556 | 0.556 | 0.556 | 0.556 | 0.556 | 0.556 | 0.556 | 0.556
Oro Loma_El_Nido_group | caiso-deliverability | Oro Loma_El_Nido_SSN | Operational_New_Capacity_MW | Oro Loma_El_Nido_group |  | -1 | -1 | -1 | -1 | -1 | -1 | -1 | -1 | -1 | -1 | -1 | -1 | -1 | -1 | -1 | -1 | -1 | -1 | -1 | -1 | -1 | -1 | -1 | -1 | -1 | -1 | -1 | -1 | -1 | -1 | -1
Southern_PGAE_Flow_Battery_34 | caiso-deliverability | Panoche_Los_Banos_HSN | Reliability_Capacity_In_Model_Year | System RA | Southern_PGAE_Flow_Battery_34 | 1 | 1 | 1 | 1 | 1 | 1 | 1 | 1 | 1 | 1 | 1 | 1 | 1 | 1 | 1 | 1 | 1 | 1 | 1 | 1 | 1 | 1 | 1 | 1 | 1 | 1 | 1 | 1 | 1 | 1 | 1
Southern_PGAE_Flow_Battery_69 | caiso-deliverability | Panoche_Los_Banos_HSN | Reliability_Capacity_In_Model_Year | System RA | Southern_PGAE_Flow_Battery_69 | 1 | 1 | 1 | 1 | 1 | 1 | 1 | 1 | 1 | 1 | 1 | 1 | 1 | 1 | 1 | 1 | 1 | 1 | 1 | 1 | 1 | 1 | 1 | 1 | 1 | 1 | 1 | 1 | 1 | 1 | 1
Southern_PGAE_Flow_Battery_72 | caiso-deliverability | Panoche_Los_Banos_HSN | Reliability_Capacity_In_Model_Year | System RA | Southern_PGAE_Flow_Battery_72 | 1 | 1 | 1 | 1 | 1 | 1 | 1 | 1 | 1 | 1 | 1 | 1 | 1 | 1 | 1 | 1 | 1 | 1 | 1 | 1 | 1 | 1 | 1 | 1 | 1 | 1 | 1 | 1 | 1 | 1 | 1
Southern_PGAE_Flow_Battery_124 | caiso-deliverability | Panoche_Los_Banos_HSN | Reliability_Capacity_In_Model_Year | System RA | Southern_PGAE_Flow_Battery_124 | 1 | 1 | 1 | 1 | 1 | 1 | 1 | 1 | 1 | 1 | 1 | 1 | 1 | 1 | 1 | 1 | 1 | 1 | 1 | 1 | 1 | 1 | 1 | 1 | 1 | 1 | 1 | 1 | 1 | 1 | 1
Southern_PGAE_Flow_Battery_139 | caiso-deliverability | Panoche_Los_Banos_HSN | Reliability_Capacity_In_Model_Year | System RA | Southern_PGAE_Flow_Battery_139 | 1 | 1 | 1 | 1 | 1 | 1 | 1 | 1 | 1 | 1 | 1 | 1 | 1 | 1 | 1 | 1 | 1 | 1 | 1 | 1 | 1 | 1 | 1 | 1 | 1 | 1 | 1 | 1 | 1 | 1 | 1
Southern_PGAE_Flow_Battery_140 | caiso-deliverability | Panoche_Los_Banos_HSN | Reliability_Capacity_In_Model_Year | System RA | Southern_PGAE_Flow_Battery_140 | 1 | 1 | 1 | 1 | 1 | 1 | 1 | 1 | 1 | 1 | 1 | 1 | 1 | 1 | 1 | 1 | 1 | 1 | 1 | 1 | 1 | 1 | 1 | 1 | 1 | 1 | 1 | 1 | 1 | 1 | 1
Southern_PGAE_Flow_Battery_151 | caiso-deliverability | Panoche_Los_Banos_HSN | Reliability_Capacity_In_Model_Year | System RA | Southern_PGAE_Flow_Battery_151 | 1 | 1 | 1 | 1 | 1 | 1 | 1 | 1 | 1 | 1 | 1 | 1 | 1 | 1 | 1 | 1 | 1 | 1 | 1 | 1 | 1 | 1 | 1 | 1 | 1 | 1 | 1 | 1 | 1 | 1 | 1
Southern_PGAE_Flow_Battery_154 | caiso-deliverability | Panoche_Los_Banos_HSN | Reliability_Capacity_In_Model_Year | System RA | Southern_PGAE_Flow_Battery_154 | 1 | 1 | 1 | 1 | 1 | 1 | 1 | 1 | 1 | 1 | 1 | 1 | 1 | 1 | 1 | 1 | 1 | 1 | 1 | 1 | 1 | 1 | 1 | 1 | 1 | 1 | 1 | 1 | 1 | 1 | 1
Southern_PGAE_Flow_Battery_161 | caiso-deliverability | Panoche_Los_Banos_HSN | Reliability_Capacity_In_Model_Year | System RA | Southern_PGAE_Flow_Battery_161 | 1 | 1 | 1 | 1 | 1 | 1 | 1 | 1 | 1 | 1 | 1 | 1 | 1 | 1 | 1 | 1 | 1 | 1 | 1 | 1 | 1 | 1 | 1 | 1 | 1 | 1 | 1 | 1 | 1 | 1 | 1
Southern_PGAE_Flow_Battery_162 | caiso-deliverability | Panoche_Los_Banos_HSN | Reliability_Capacity_In_Model_Year | System RA | Southern_PGAE_Flow_Battery_162 | 1 | 1 | 1 | 1 | 1 | 1 | 1 | 1 | 1 | 1 | 1 | 1 | 1 | 1 | 1 | 1 | 1 | 1 | 1 | 1 | 1 | 1 | 1 | 1 | 1 | 1 | 1 | 1 | 1 | 1 | 1
Southern_PGAE_Flow_Battery_164 | caiso-deliverability | Panoche_Los_Banos_HSN | Reliability_Capacity_In_Model_Year | System RA | Southern_PGAE_Flow_Battery_164 | 1 | 1 | 1 | 1 | 1 | 1 | 1 | 1 | 1 | 1 | 1 | 1 | 1 | 1 | 1 | 1 | 1 | 1 | 1 | 1 | 1 | 1 | 1 | 1 | 1 | 1 | 1 | 1 | 1 | 1 | 1
Southern_PGAE_Flow_Battery_165 | caiso-deliverability | Panoche_Los_Banos_HSN | Reliability_Capacity_In_Model_Year | System RA | Southern_PGAE_Flow_Battery_165 | 1 | 1 | 1 | 1 | 1 | 1 | 1 | 1 | 1 | 1 | 1 | 1 | 1 | 1 | 1 | 1 | 1 | 1 | 1 | 1 | 1 | 1 | 1 | 1 | 1 | 1 | 1 | 1 | 1 | 1 | 1
Southern_PGAE_Flow_Battery_168 | caiso-deliverability | Panoche_Los_Banos_HSN | Reliability_Capacity_In_Model_Year | System RA | Southern_PGAE_Flow_Battery_168 | 1 | 1 | 1 | 1 | 1 | 1 | 1 | 1 | 1 | 1 | 1 | 1 | 1 | 1 | 1 | 1 | 1 | 1 | 1 | 1 | 1 | 1 | 1 | 1 | 1 | 1 | 1 | 1 | 1 | 1 | 1
Southern_PGAE_Flow_Battery_169 | caiso-deliverability | Panoche_Los_Banos_HSN | Reliability_Capacity_In_Model_Year | System RA | Southern_PGAE_Flow_Battery_169 | 1 | 1 | 1 | 1 | 1 | 1 | 1 | 1 | 1 | 1 | 1 | 1 | 1 | 1 | 1 | 1 | 1 | 1 | 1 | 1 | 1 | 1 | 1 | 1 | 1 | 1 | 1 | 1 | 1 | 1 | 1
Southern_PGAE_Flow_Battery_170 | caiso-deliverability | Panoche_Los_Banos_HSN | Reliability_Capacity_In_Model_Year | System RA | Southern_PGAE_Flow_Battery_170 | 1 | 1 | 1 | 1 | 1 | 1 | 1 | 1 | 1 | 1 | 1 | 1 | 1 | 1 | 1 | 1 | 1 | 1 | 1 | 1 | 1 | 1 | 1 | 1 | 1 | 1 | 1 | 1 | 1 | 1 | 1
Southern_PGAE_Flow_Battery_174 | caiso-deliverability | Panoche_Los_Banos_HSN | Reliability_Capacity_In_Model_Year | System RA | Southern_PGAE_Flow_Battery_174 | 1 | 1 | 1 | 1 | 1 | 1 | 1 | 1 | 1 | 1 | 1 | 1 | 1 | 1 | 1 | 1 | 1 | 1 | 1 | 1 | 1 | 1 | 1 | 1 | 1 | 1 | 1 | 1 | 1 | 1 | 1
Southern_PGAE_Flow_Battery_176 | caiso-deliverability | Panoche_Los_Banos_HSN | Reliability_Capacity_In_Model_Year | System RA | Southern_PGAE_Flow_Battery_176 | 1 | 1 | 1 | 1 | 1 | 1 | 1 | 1 | 1 | 1 | 1 | 1 | 1 | 1 | 1 | 1 | 1 | 1 | 1 | 1 | 1 | 1 | 1 | 1 | 1 | 1 | 1 | 1 | 1 | 1 | 1
Southern_PGAE_Li_Battery_4hr_34 | caiso-deliverability | Panoche_Los_Banos_HSN | Reliability_Capacity_In_Model_Year | System RA | Southern_PGAE_Li_Battery_4hr_34 | 1 | 1 | 1 | 1 | 1 | 1 | 1 | 1 | 1 | 1 | 1 | 1 | 1 | 1 | 1 | 1 | 1 | 1 | 1 | 1 | 1 | 1 | 1 | 1 | 1 | 1 | 1 | 1 | 1 | 1 | 1
Southern_PGAE_Li_Battery_4hr_69 | caiso-deliverability | Panoche_Los_Banos_HSN | Reliability_Capacity_In_Model_Year | System RA | Southern_PGAE_Li_Battery_4hr_69 | 1 | 1 | 1 | 1 | 1 | 1 | 1 | 1 | 1 | 1 | 1 | 1 | 1 | 1 | 1 | 1 | 1 | 1 | 1 | 1 | 1 | 1 | 1 | 1 | 1 | 1 | 1 | 1 | 1 | 1 | 1
Southern_PGAE_Li_Battery_4hr_72 | caiso-deliverability | Panoche_Los_Banos_HSN | Reliability_Capacity_In_Model_Year | System RA | Southern_PGAE_Li_Battery_4hr_72 | 1 | 1 | 1 | 1 | 1 | 1 | 1 | 1 | 1 | 1 | 1 | 1 | 1 | 1 | 1 | 1 | 1 | 1 | 1 | 1 | 1 | 1 | 1 | 1 | 1 | 1 | 1 | 1 | 1 | 1 | 1
Southern_PGAE_Li_Battery_4hr_124 | caiso-deliverability | Panoche_Los_Banos_HSN | Reliability_Capacity_In_Model_Year | System RA | Southern_PGAE_Li_Battery_4hr_124 | 1 | 1 | 1 | 1 | 1 | 1 | 1 | 1 | 1 | 1 | 1 | 1 | 1 | 1 | 1 | 1 | 1 | 1 | 1 | 1 | 1 | 1 | 1 | 1 | 1 | 1 | 1 | 1 | 1 | 1 | 1
Southern_PGAE_Li_Battery_4hr_139 | caiso-deliverability | Panoche_Los_Banos_HSN | Reliability_Capacity_In_Model_Year | System RA | Southern_PGAE_Li_Battery_4hr_139 | 1 | 1 | 1 | 1 | 1 | 1 | 1 | 1 | 1 | 1 | 1 | 1 | 1 | 1 | 1 | 1 | 1 | 1 | 1 | 1 | 1 | 1 | 1 | 1 | 1 | 1 | 1 | 1 | 1 | 1 | 1
Southern_PGAE_Li_Battery_4hr_140 | caiso-deliverability | Panoche_Los_Banos_HSN | Reliability_Capacity_In_Model_Year | System RA | Southern_PGAE_Li_Battery_4hr_140 | 1 | 1 | 1 | 1 | 1 | 1 | 1 | 1 | 1 | 1 | 1 | 1 | 1 | 1 | 1 | 1 | 1 | 1 | 1 | 1 | 1 | 1 | 1 | 1 | 1 | 1 | 1 | 1 | 1 | 1 | 1
Southern_PGAE_Li_Battery_4hr_151 | caiso-deliverability | Panoche_Los_Banos_HSN | Reliability_Capacity_In_Model_Year | System RA | Southern_PGAE_Li_Battery_4hr_151 | 1 | 1 | 1 | 1 | 1 | 1 | 1 | 1 | 1 | 1 | 1 | 1 | 1 | 1 | 1 | 1 | 1 | 1 | 1 | 1 | 1 | 1 | 1 | 1 | 1 | 1 | 1 | 1 | 1 | 1 | 1
Southern_PGAE_Li_Battery_4hr_154 | caiso-deliverability | Panoche_Los_Banos_HSN | Reliability_Capacity_In_Model_Year | System RA | Southern_PGAE_Li_Battery_4hr_154 | 1 | 1 | 1 | 1 | 1 | 1 | 1 | 1 | 1 | 1 | 1 | 1 | 1 | 1 | 1 | 1 | 1 | 1 | 1 | 1 | 1 | 1 | 1 | 1 | 1 | 1 | 1 | 1 | 1 | 1 | 1
Southern_PGAE_Li_Battery_4hr_161 | caiso-deliverability | Panoche_Los_Banos_HSN | Reliability_Capacity_In_Model_Year | System RA | Southern_PGAE_Li_Battery_4hr_161 | 1 | 1 | 1 | 1 | 1 | 1 | 1 | 1 | 1 | 1 | 1 | 1 | 1 | 1 | 1 | 1 | 1 | 1 | 1 | 1 | 1 | 1 | 1 | 1 | 1 | 1 | 1 | 1 | 1 | 1 | 1
Southern_PGAE_Li_Battery_4hr_162 | caiso-deliverability | Panoche_Los_Banos_HSN | Reliability_Capacity_In_Model_Year | System RA | Southern_PGAE_Li_Battery_4hr_162 | 1 | 1 | 1 | 1 | 1 | 1 | 1 | 1 | 1 | 1 | 1 | 1 | 1 | 1 | 1 | 1 | 1 | 1 | 1 | 1 | 1 | 1 | 1 | 1 | 1 | 1 | 1 | 1 | 1 | 1 | 1
Southern_PGAE_Li_Battery_4hr_164 | caiso-deliverability | Panoche_Los_Banos_HSN | Reliability_Capacity_In_Model_Year | System RA | Southern_PGAE_Li_Battery_4hr_164 | 1 | 1 | 1 | 1 | 1 | 1 | 1 | 1 | 1 | 1 | 1 | 1 | 1 | 1 | 1 | 1 | 1 | 1 | 1 | 1 | 1 | 1 | 1 | 1 | 1 | 1 | 1 | 1 | 1 | 1 | 1
Southern_PGAE_Li_Battery_4hr_165 | caiso-deliverability | Panoche_Los_Banos_HSN | Reliability_Capacity_In_Model_Year | System RA | Southern_PGAE_Li_Battery_4hr_165 | 1 | 1 | 1 | 1 | 1 | 1 | 1 | 1 | 1 | 1 | 1 | 1 | 1 | 1 | 1 | 1 | 1 | 1 | 1 | 1 | 1 | 1 | 1 | 1 | 1 | 1 | 1 | 1 | 1 | 1 | 1
Southern_PGAE_Li_Battery_4hr_168 | caiso-deliverability | Panoche_Los_Banos_HSN | Reliability_Capacity_In_Model_Year | System RA | Southern_PGAE_Li_Battery_4hr_168 | 1 | 1 | 1 | 1 | 1 | 1 | 1 | 1 | 1 | 1 | 1 | 1 | 1 | 1 | 1 | 1 | 1 | 1 | 1 | 1 | 1 | 1 | 1 | 1 | 1 | 1 | 1 | 1 | 1 | 1 | 1
Southern_PGAE_Li_Battery_4hr_169 | caiso-deliverability | Panoche_Los_Banos_HSN | Reliability_Capacity_In_Model_Year | System RA | Southern_PGAE_Li_Battery_4hr_169 | 1 | 1 | 1 | 1 | 1 | 1 | 1 | 1 | 1 | 1 | 1 | 1 | 1 | 1 | 1 | 1 | 1 | 1 | 1 | 1 | 1 | 1 | 1 | 1 | 1 | 1 | 1 | 1 | 1 | 1 | 1
Southern_PGAE_Li_Battery_4hr_170 | caiso-deliverability | Panoche_Los_Banos_HSN | Reliability_Capacity_In_Model_Year | System RA | Southern_PGAE_Li_Battery_4hr_170 | 1 | 1 | 1 | 1 | 1 | 1 | 1 | 1 | 1 | 1 | 1 | 1 | 1 | 1 | 1 | 1 | 1 | 1 | 1 | 1 | 1 | 1 | 1 | 1 | 1 | 1 | 1 | 1 | 1 | 1 | 1
Southern_PGAE_Li_Battery_4hr_174 | caiso-deliverability | Panoche_Los_Banos_HSN | Reliability_Capacity_In_Model_Year | System RA | Southern_PGAE_Li_Battery_4hr_174 | 1 | 1 | 1 | 1 | 1 | 1 | 1 | 1 | 1 | 1 | 1 | 1 | 1 | 1 | 1 | 1 | 1 | 1 | 1 | 1 | 1 | 1 | 1 | 1 | 1 | 1 | 1 | 1 | 1 | 1 | 1
Southern_PGAE_Li_Battery_4hr_176 | caiso-deliverability | Panoche_Los_Banos_HSN | Reliability_Capacity_In_Model_Year | System RA | Southern_PGAE_Li_Battery_4hr_176 | 1 | 1 | 1 | 1 | 1 | 1 | 1 | 1 | 1 | 1 | 1 | 1 | 1 | 1 | 1 | 1 | 1 | 1 | 1 | 1 | 1 | 1 | 1 | 1 | 1 | 1 | 1 | 1 | 1 | 1 | 1
Southern_PGAE_Li_Battery_8hr_34 | caiso-deliverability | Panoche_Los_Banos_HSN | Reliability_Capacity_In_Model_Year | System RA | Southern_PGAE_Li_Battery_8hr_34 | 1 | 1 | 1 | 1 | 1 | 1 | 1 | 1 | 1 | 1 | 1 | 1 | 1 | 1 | 1 | 1 | 1 | 1 | 1 | 1 | 1 | 1 | 1 | 1 | 1 | 1 | 1 | 1 | 1 | 1 | 1
Southern_PGAE_Li_Battery_8hr_69 | caiso-deliverability | Panoche_Los_Banos_HSN | Reliability_Capacity_In_Model_Year | System RA | Southern_PGAE_Li_Battery_8hr_69 | 1 | 1 | 1 | 1 | 1 | 1 | 1 | 1 | 1 | 1 | 1 | 1 | 1 | 1 | 1 | 1 | 1 | 1 | 1 | 1 | 1 | 1 | 1 | 1 | 1 | 1 | 1 | 1 | 1 | 1 | 1
Southern_PGAE_Li_Battery_8hr_72 | caiso-deliverability | Panoche_Los_Banos_HSN | Reliability_Capacity_In_Model_Year | System RA | Southern_PGAE_Li_Battery_8hr_72 | 1 | 1 | 1 | 1 | 1 | 1 | 1 | 1 | 1 | 1 | 1 | 1 | 1 | 1 | 1 | 1 | 1 | 1 | 1 | 1 | 1 | 1 | 1 | 1 | 1 | 1 | 1 | 1 | 1 | 1 | 1
Southern_PGAE_Li_Battery_8hr_124 | caiso-deliverability | Panoche_Los_Banos_HSN | Reliability_Capacity_In_Model_Year | System RA | Southern_PGAE_Li_Battery_8hr_124 | 1 | 1 | 1 | 1 | 1 | 1 | 1 | 1 | 1 | 1 | 1 | 1 | 1 | 1 | 1 | 1 | 1 | 1 | 1 | 1 | 1 | 1 | 1 | 1 | 1 | 1 | 1 | 1 | 1 | 1 | 1
Southern_PGAE_Li_Battery_8hr_139 | caiso-deliverability | Panoche_Los_Banos_HSN | Reliability_Capacity_In_Model_Year | System RA | Southern_PGAE_Li_Battery_8hr_139 | 1 | 1 | 1 | 1 | 1 | 1 | 1 | 1 | 1 | 1 | 1 | 1 | 1 | 1 | 1 | 1 | 1 | 1 | 1 | 1 | 1 | 1 | 1 | 1 | 1 | 1 | 1 | 1 | 1 | 1 | 1
Southern_PGAE_Li_Battery_8hr_140 | caiso-deliverability | Panoche_Los_Banos_HSN | Reliability_Capacity_In_Model_Year | System RA | Southern_PGAE_Li_Battery_8hr_140 | 1 | 1 | 1 | 1 | 1 | 1 | 1 | 1 | 1 | 1 | 1 | 1 | 1 | 1 | 1 | 1 | 1 | 1 | 1 | 1 | 1 | 1 | 1 | 1 | 1 | 1 | 1 | 1 | 1 | 1 | 1
Southern_PGAE_Li_Battery_8hr_151 | caiso-deliverability | Panoche_Los_Banos_HSN | Reliability_Capacity_In_Model_Year | System RA | Southern_PGAE_Li_Battery_8hr_151 | 1 | 1 | 1 | 1 | 1 | 1 | 1 | 1 | 1 | 1 | 1 | 1 | 1 | 1 | 1 | 1 | 1 | 1 | 1 | 1 | 1 | 1 | 1 | 1 | 1 | 1 | 1 | 1 | 1 | 1 | 1
Southern_PGAE_Li_Battery_8hr_154 | caiso-deliverability | Panoche_Los_Banos_HSN | Reliability_Capacity_In_Model_Year | System RA | Southern_PGAE_Li_Battery_8hr_154 | 1 | 1 | 1 | 1 | 1 | 1 | 1 | 1 | 1 | 1 | 1 | 1 | 1 | 1 | 1 | 1 | 1 | 1 | 1 | 1 | 1 | 1 | 1 | 1 | 1 | 1 | 1 | 1 | 1 | 1 | 1
Southern_PGAE_Li_Battery_8hr_161 | caiso-deliverability | Panoche_Los_Banos_HSN | Reliability_Capacity_In_Model_Year | System RA | Southern_PGAE_Li_Battery_8hr_161 | 1 | 1 | 1 | 1 | 1 | 1 | 1 | 1 | 1 | 1 | 1 | 1 | 1 | 1 | 1 | 1 | 1 | 1 | 1 | 1 | 1 | 1 | 1 | 1 | 1 | 1 | 1 | 1 | 1 | 1 | 1
Southern_PGAE_Li_Battery_8hr_162 | caiso-deliverability | Panoche_Los_Banos_HSN | Reliability_Capacity_In_Model_Year | System RA | Southern_PGAE_Li_Battery_8hr_162 | 1 | 1 | 1 | 1 | 1 | 1 | 1 | 1 | 1 | 1 | 1 | 1 | 1 | 1 | 1 | 1 | 1 | 1 | 1 | 1 | 1 | 1 | 1 | 1 | 1 | 1 | 1 | 1 | 1 | 1 | 1
Southern_PGAE_Li_Battery_8hr_164 | caiso-deliverability | Panoche_Los_Banos_HSN | Reliability_Capacity_In_Model_Year | System RA | Southern_PGAE_Li_Battery_8hr_164 | 1 | 1 | 1 | 1 | 1 | 1 | 1 | 1 | 1 | 1 | 1 | 1 | 1 | 1 | 1 | 1 | 1 | 1 | 1 | 1 | 1 | 1 | 1 | 1 | 1 | 1 | 1 | 1 | 1 | 1 | 1
Southern_PGAE_Li_Battery_8hr_165 | caiso-deliverability | Panoche_Los_Banos_HSN | Reliability_Capacity_In_Model_Year | System RA | Southern_PGAE_Li_Battery_8hr_165 | 1 | 1 | 1 | 1 | 1 | 1 | 1 | 1 | 1 | 1 | 1 | 1 | 1 | 1 | 1 | 1 | 1 | 1 | 1 | 1 | 1 | 1 | 1 | 1 | 1 | 1 | 1 | 1 | 1 | 1 | 1
Southern_PGAE_Li_Battery_8hr_168 | caiso-deliverability | Panoche_Los_Banos_HSN | Reliability_Capacity_In_Model_Year | System RA | Southern_PGAE_Li_Battery_8hr_168 | 1 | 1 | 1 | 1 | 1 | 1 | 1 | 1 | 1 | 1 | 1 | 1 | 1 | 1 | 1 | 1 | 1 | 1 | 1 | 1 | 1 | 1 | 1 | 1 | 1 | 1 | 1 | 1 | 1 | 1 | 1
Southern_PGAE_Li_Battery_8hr_169 | caiso-deliverability | Panoche_Los_Banos_HSN | Reliability_Capacity_In_Model_Year | System RA | Southern_PGAE_Li_Battery_8hr_169 | 1 | 1 | 1 | 1 | 1 | 1 | 1 | 1 | 1 | 1 | 1 | 1 | 1 | 1 | 1 | 1 | 1 | 1 | 1 | 1 | 1 | 1 | 1 | 1 | 1 | 1 | 1 | 1 | 1 | 1 | 1
Southern_PGAE_Li_Battery_8hr_170 | caiso-deliverability | Panoche_Los_Banos_HSN | Reliability_Capacity_In_Model_Year | System RA | Southern_PGAE_Li_Battery_8hr_170 | 1 | 1 | 1 | 1 | 1 | 1 | 1 | 1 | 1 | 1 | 1 | 1 | 1 | 1 | 1 | 1 | 1 | 1 | 1 | 1 | 1 | 1 | 1 | 1 | 1 | 1 | 1 | 1 | 1 | 1 | 1
Southern_PGAE_Li_Battery_8hr_174 | caiso-deliverability | Panoche_Los_Banos_HSN | Reliability_Capacity_In_Model_Year | System RA | Southern_PGAE_Li_Battery_8hr_174 | 1 | 1 | 1 | 1 | 1 | 1 | 1 | 1 | 1 | 1 | 1 | 1 | 1 | 1 | 1 | 1 | 1 | 1 | 1 | 1 | 1 | 1 | 1 | 1 | 1 | 1 | 1 | 1 | 1 | 1 | 1
Southern_PGAE_Li_Battery_8hr_176 | caiso-deliverability | Panoche_Los_Banos_HSN | Reliability_Capacity_In_Model_Year | System RA | Southern_PGAE_Li_Battery_8hr_176 | 1 | 1 | 1 | 1 | 1 | 1 | 1 | 1 | 1 | 1 | 1 | 1 | 1 | 1 | 1 | 1 | 1 | 1 | 1 | 1 | 1 | 1 | 1 | 1 | 1 | 1 | 1 | 1 | 1 | 1 | 1
Central_Valley_North_Los_Banos_Wind_154 | caiso-deliverability | Panoche_Los_Banos_HSN | Reliability_Capacity_In_Model_Year | System RA | Central_Valley_North_Los_Banos_Wind_154 | 0.665 | 0.665 | 0.665 | 0.665 | 0.665 | 0.665 | 0.665 | 0.665 | 0.665 | 0.665 | 0.665 | 0.665 | 0.665 | 0.665 | 0.665 | 0.665 | 0.665 | 0.665 | 0.665 | 0.665 | 0.665 | 0.665 | 0.665 | 0.665 | 0.665 | 0.665 | 0.665 | 0.665 | 0.665 | 0.665 | 0.665
Central_Valley_North_Los_Banos_Wind_162 | caiso-deliverability | Panoche_Los_Banos_HSN | Reliability_Capacity_In_Model_Year | System RA | Central_Valley_North_Los_Banos_Wind_162 | 0.665 | 0.665 | 0.665 | 0.665 | 0.665 | 0.665 | 0.665 | 0.665 | 0.665 | 0.665 | 0.665 | 0.665 | 0.665 | 0.665 | 0.665 | 0.665 | 0.665 | 0.665 | 0.665 | 0.665 | 0.665 | 0.665 | 0.665 | 0.665 | 0.665 | 0.665 | 0.665 | 0.665 | 0.665 | 0.665 | 0.665
Southern_PGAE_Solar_34 | caiso-deliverability | Panoche_Los_Banos_HSN | Reliability_Capacity_In_Model_Year | System RA | Southern_PGAE_Solar_34 | 0.1 | 0.1 | 0.1 | 0.1 | 0.1 | 0.1 | 0.1 | 0.1 | 0.1 | 0.1 | 0.1 | 0.1 | 0.1 | 0.1 | 0.1 | 0.1 | 0.1 | 0.1 | 0.1 | 0.1 | 0.1 | 0.1 | 0.1 | 0.1 | 0.1 | 0.1 | 0.1 | 0.1 | 0.1 | 0.1 | 0.1
Southern_PGAE_Solar_69 | caiso-deliverability | Panoche_Los_Banos_HSN | Reliability_Capacity_In_Model_Year | System RA | Southern_PGAE_Solar_69 | 0.1 | 0.1 | 0.1 | 0.1 | 0.1 | 0.1 | 0.1 | 0.1 | 0.1 | 0.1 | 0.1 | 0.1 | 0.1 | 0.1 | 0.1 | 0.1 | 0.1 | 0.1 | 0.1 | 0.1 | 0.1 | 0.1 | 0.1 | 0.1 | 0.1 | 0.1 | 0.1 | 0.1 | 0.1 | 0.1 | 0.1
Southern_PGAE_Solar_72 | caiso-deliverability | Panoche_Los_Banos_HSN | Reliability_Capacity_In_Model_Year | System RA | Southern_PGAE_Solar_72 | 0.1 | 0.1 | 0.1 | 0.1 | 0.1 | 0.1 | 0.1 | 0.1 | 0.1 | 0.1 | 0.1 | 0.1 | 0.1 | 0.1 | 0.1 | 0.1 | 0.1 | 0.1 | 0.1 | 0.1 | 0.1 | 0.1 | 0.1 | 0.1 | 0.1 | 0.1 | 0.1 | 0.1 | 0.1 | 0.1 | 0.1
Southern_PGAE_Solar_124 | caiso-deliverability | Panoche_Los_Banos_HSN | Reliability_Capacity_In_Model_Year | System RA | Southern_PGAE_Solar_124 | 0.1 | 0.1 | 0.1 | 0.1 | 0.1 | 0.1 | 0.1 | 0.1 | 0.1 | 0.1 | 0.1 | 0.1 | 0.1 | 0.1 | 0.1 | 0.1 | 0.1 | 0.1 | 0.1 | 0.1 | 0.1 | 0.1 | 0.1 | 0.1 | 0.1 | 0.1 | 0.1 | 0.1 | 0.1 | 0.1 | 0.1
Southern_PGAE_Solar_139 | caiso-deliverability | Panoche_Los_Banos_HSN | Reliability_Capacity_In_Model_Year | System RA | Southern_PGAE_Solar_139 | 0.1 | 0.1 | 0.1 | 0.1 | 0.1 | 0.1 | 0.1 | 0.1 | 0.1 | 0.1 | 0.1 | 0.1 | 0.1 | 0.1 | 0.1 | 0.1 | 0.1 | 0.1 | 0.1 | 0.1 | 0.1 | 0.1 | 0.1 | 0.1 | 0.1 | 0.1 | 0.1 | 0.1 | 0.1 | 0.1 | 0.1
Southern_PGAE_Solar_140 | caiso-deliverability | Panoche_Los_Banos_HSN | Reliability_Capacity_In_Model_Year | System RA | Southern_PGAE_Solar_140 | 0.1 | 0.1 | 0.1 | 0.1 | 0.1 | 0.1 | 0.1 | 0.1 | 0.1 | 0.1 | 0.1 | 0.1 | 0.1 | 0.1 | 0.1 | 0.1 | 0.1 | 0.1 | 0.1 | 0.1 | 0.1 | 0.1 | 0.1 | 0.1 | 0.1 | 0.1 | 0.1 | 0.1 | 0.1 | 0.1 | 0.1
Southern_PGAE_Solar_151 | caiso-deliverability | Panoche_Los_Banos_HSN | Reliability_Capacity_In_Model_Year | System RA | Southern_PGAE_Solar_151 | 0.1 | 0.1 | 0.1 | 0.1 | 0.1 | 0.1 | 0.1 | 0.1 | 0.1 | 0.1 | 0.1 | 0.1 | 0.1 | 0.1 | 0.1 | 0.1 | 0.1 | 0.1 | 0.1 | 0.1 | 0.1 | 0.1 | 0.1 | 0.1 | 0.1 | 0.1 | 0.1 | 0.1 | 0.1 | 0.1 | 0.1
Southern_PGAE_Solar_154 | caiso-deliverability | Panoche_Los_Banos_HSN | Reliability_Capacity_In_Model_Year | System RA | Southern_PGAE_Solar_154 | 0.1 | 0.1 | 0.1 | 0.1 | 0.1 | 0.1 | 0.1 | 0.1 | 0.1 | 0.1 | 0.1 | 0.1 | 0.1 | 0.1 | 0.1 | 0.1 | 0.1 | 0.1 | 0.1 | 0.1 | 0.1 | 0.1 | 0.1 | 0.1 | 0.1 | 0.1 | 0.1 | 0.1 | 0.1 | 0.1 | 0.1
Southern_PGAE_Solar_161 | caiso-deliverability | Panoche_Los_Banos_HSN | Reliability_Capacity_In_Model_Year | System RA | Southern_PGAE_Solar_161 | 0.1 | 0.1 | 0.1 | 0.1 | 0.1 | 0.1 | 0.1 | 0.1 | 0.1 | 0.1 | 0.1 | 0.1 | 0.1 | 0.1 | 0.1 | 0.1 | 0.1 | 0.1 | 0.1 | 0.1 | 0.1 | 0.1 | 0.1 | 0.1 | 0.1 | 0.1 | 0.1 | 0.1 | 0.1 | 0.1 | 0.1
Southern_PGAE_Solar_162 | caiso-deliverability | Panoche_Los_Banos_HSN | Reliability_Capacity_In_Model_Year | System RA | Southern_PGAE_Solar_162 | 0.1 | 0.1 | 0.1 | 0.1 | 0.1 | 0.1 | 0.1 | 0.1 | 0.1 | 0.1 | 0.1 | 0.1 | 0.1 | 0.1 | 0.1 | 0.1 | 0.1 | 0.1 | 0.1 | 0.1 | 0.1 | 0.1 | 0.1 | 0.1 | 0.1 | 0.1 | 0.1 | 0.1 | 0.1 | 0.1 | 0.1
Southern_PGAE_Solar_164 | caiso-deliverability | Panoche_Los_Banos_HSN | Reliability_Capacity_In_Model_Year | System RA | Southern_PGAE_Solar_164 | 0.1 | 0.1 | 0.1 | 0.1 | 0.1 | 0.1 | 0.1 | 0.1 | 0.1 | 0.1 | 0.1 | 0.1 | 0.1 | 0.1 | 0.1 | 0.1 | 0.1 | 0.1 | 0.1 | 0.1 | 0.1 | 0.1 | 0.1 | 0.1 | 0.1 | 0.1 | 0.1 | 0.1 | 0.1 | 0.1 | 0.1
Southern_PGAE_Solar_165 | caiso-deliverability | Panoche_Los_Banos_HSN | Reliability_Capacity_In_Model_Year | System RA | Southern_PGAE_Solar_165 | 0.1 | 0.1 | 0.1 | 0.1 | 0.1 | 0.1 | 0.1 | 0.1 | 0.1 | 0.1 | 0.1 | 0.1 | 0.1 | 0.1 | 0.1 | 0.1 | 0.1 | 0.1 | 0.1 | 0.1 | 0.1 | 0.1 | 0.1 | 0.1 | 0.1 | 0.1 | 0.1 | 0.1 | 0.1 | 0.1 | 0.1
Southern_PGAE_Solar_168 | caiso-deliverability | Panoche_Los_Banos_HSN | Reliability_Capacity_In_Model_Year | System RA | Southern_PGAE_Solar_168 | 0.1 | 0.1 | 0.1 | 0.1 | 0.1 | 0.1 | 0.1 | 0.1 | 0.1 | 0.1 | 0.1 | 0.1 | 0.1 | 0.1 | 0.1 | 0.1 | 0.1 | 0.1 | 0.1 | 0.1 | 0.1 | 0.1 | 0.1 | 0.1 | 0.1 | 0.1 | 0.1 | 0.1 | 0.1 | 0.1 | 0.1
Southern_PGAE_Solar_169 | caiso-deliverability | Panoche_Los_Banos_HSN | Reliability_Capacity_In_Model_Year | System RA | Southern_PGAE_Solar_169 | 0.1 | 0.1 | 0.1 | 0.1 | 0.1 | 0.1 | 0.1 | 0.1 | 0.1 | 0.1 | 0.1 | 0.1 | 0.1 | 0.1 | 0.1 | 0.1 | 0.1 | 0.1 | 0.1 | 0.1 | 0.1 | 0.1 | 0.1 | 0.1 | 0.1 | 0.1 | 0.1 | 0.1 | 0.1 | 0.1 | 0.1
Southern_PGAE_Solar_170 | caiso-deliverability | Panoche_Los_Banos_HSN | Reliability_Capacity_In_Model_Year | System RA | Southern_PGAE_Solar_170 | 0.1 | 0.1 | 0.1 | 0.1 | 0.1 | 0.1 | 0.1 | 0.1 | 0.1 | 0.1 | 0.1 | 0.1 | 0.1 | 0.1 | 0.1 | 0.1 | 0.1 | 0.1 | 0.1 | 0.1 | 0.1 | 0.1 | 0.1 | 0.1 | 0.1 | 0.1 | 0.1 | 0.1 | 0.1 | 0.1 | 0.1
Southern_PGAE_Solar_174 | caiso-deliverability | Panoche_Los_Banos_HSN | Reliability_Capacity_In_Model_Year | System RA | Southern_PGAE_Solar_174 | 0.1 | 0.1 | 0.1 | 0.1 | 0.1 | 0.1 | 0.1 | 0.1 | 0.1 | 0.1 | 0.1 | 0.1 | 0.1 | 0.1 | 0.1 | 0.1 | 0.1 | 0.1 | 0.1 | 0.1 | 0.1 | 0.1 | 0.1 | 0.1 | 0.1 | 0.1 | 0.1 | 0.1 | 0.1 | 0.1 | 0.1
Southern_PGAE_Solar_176 | caiso-deliverability | Panoche_Los_Banos_HSN | Reliability_Capacity_In_Model_Year | System RA | Southern_PGAE_Solar_176 | 0.1 | 0.1 | 0.1 | 0.1 | 0.1 | 0.1 | 0.1 | 0.1 | 0.1 | 0.1 | 0.1 | 0.1 | 0.1 | 0.1 | 0.1 | 0.1 | 0.1 | 0.1 | 0.1 | 0.1 | 0.1 | 0.1 | 0.1 | 0.1 | 0.1 | 0.1 | 0.1 | 0.1 | 0.1 | 0.1 | 0.1
Manning_500_group | caiso-deliverability | Panoche_Los_Banos_HSN | Operational_New_Capacity_MW | Manning_500_group |  | -1.2912 | -1.2912 | -1.2912 | -1.2912 | -1.2912 | -1.2912 | -1.2912 | -1.2912 | -1.2912 | -1.2912 | -1.2912 | -1.2912 | -1.2912 | -1.2912 | -1.2912 | -1.2912 | -1.2912 | -1.2912 | -1.2912 | -1.2912 | -1.2912 | -1.2912 | -1.2912 | -1.2912 | -1.2912 | -1.2912 | -1.2912 | -1.2912 | -1.2912 | -1.2912 | -1.2912
Southern_PGAE_Flow_Battery_34 | caiso-deliverability | Panoche_Los_Banos_offpeak | Operational_New_Capacity_MW | Southern_PGAE_Flow_Battery_34 |  | -1 | -1 | -1 | -1 | -1 | -1 | -1 | -1 | -1 | -1 | -1 | -1 | -1 | -1 | -1 | -1 | -1 | -1 | -1 | -1 | -1 | -1 | -1 | -1 | -1 | -1 | -1 | -1 | -1 | -1 | -1
Southern_PGAE_Flow_Battery_69 | caiso-deliverability | Panoche_Los_Banos_offpeak | Operational_New_Capacity_MW | Southern_PGAE_Flow_Battery_69 |  | -1 | -1 | -1 | -1 | -1 | -1 | -1 | -1 | -1 | -1 | -1 | -1 | -1 | -1 | -1 | -1 | -1 | -1 | -1 | -1 | -1 | -1 | -1 | -1 | -1 | -1 | -1 | -1 | -1 | -1 | -1
Southern_PGAE_Flow_Battery_72 | caiso-deliverability | Panoche_Los_Banos_offpeak | Operational_New_Capacity_MW | Southern_PGAE_Flow_Battery_72 |  | -1 | -1 | -1 | -1 | -1 | -1 | -1 | -1 | -1 | -1 | -1 | -1 | -1 | -1 | -1 | -1 | -1 | -1 | -1 | -1 | -1 | -1 | -1 | -1 | -1 | -1 | -1 | -1 | -1 | -1 | -1
Southern_PGAE_Flow_Battery_124 | caiso-deliverability | Panoche_Los_Banos_offpeak | Operational_New_Capacity_MW | Southern_PGAE_Flow_Battery_124 |  | -1 | -1 | -1 | -1 | -1 | -1 | -1 | -1 | -1 | -1 | -1 | -1 | -1 | -1 | -1 | -1 | -1 | -1 | -1 | -1 | -1 | -1 | -1 | -1 | -1 | -1 | -1 | -1 | -1 | -1 | -1
Southern_PGAE_Flow_Battery_139 | caiso-deliverability | Panoche_Los_Banos_offpeak | Operational_New_Capacity_MW | Southern_PGAE_Flow_Battery_139 |  | -1 | -1 | -1 | -1 | -1 | -1 | -1 | -1 | -1 | -1 | -1 | -1 | -1 | -1 | -1 | -1 | -1 | -1 | -1 | -1 | -1 | -1 | -1 | -1 | -1 | -1 | -1 | -1 | -1 | -1 | -1
Southern_PGAE_Flow_Battery_140 | caiso-deliverability | Panoche_Los_Banos_offpeak | Operational_New_Capacity_MW | Southern_PGAE_Flow_Battery_140 |  | -1 | -1 | -1 | -1 | -1 | -1 | -1 | -1 | -1 | -1 | -1 | -1 | -1 | -1 | -1 | -1 | -1 | -1 | -1 | -1 | -1 | -1 | -1 | -1 | -1 | -1 | -1 | -1 | -1 | -1 | -1
Southern_PGAE_Flow_Battery_151 | caiso-deliverability | Panoche_Los_Banos_offpeak | Operational_New_Capacity_MW | Southern_PGAE_Flow_Battery_151 |  | -1 | -1 | -1 | -1 | -1 | -1 | -1 | -1 | -1 | -1 | -1 | -1 | -1 | -1 | -1 | -1 | -1 | -1 | -1 | -1 | -1 | -1 | -1 | -1 | -1 | -1 | -1 | -1 | -1 | -1 | -1
Southern_PGAE_Flow_Battery_154 | caiso-deliverability | Panoche_Los_Banos_offpeak | Operational_New_Capacity_MW | Southern_PGAE_Flow_Battery_154 |  | -1 | -1 | -1 | -1 | -1 | -1 | -1 | -1 | -1 | -1 | -1 | -1 | -1 | -1 | -1 | -1 | -1 | -1 | -1 | -1 | -1 | -1 | -1 | -1 | -1 | -1 | -1 | -1 | -1 | -1 | -1
Southern_PGAE_Flow_Battery_161 | caiso-deliverability | Panoche_Los_Banos_offpeak | Operational_New_Capacity_MW | Southern_PGAE_Flow_Battery_161 |  | -1 | -1 | -1 | -1 | -1 | -1 | -1 | -1 | -1 | -1 | -1 | -1 | -1 | -1 | -1 | -1 | -1 | -1 | -1 | -1 | -1 | -1 | -1 | -1 | -1 | -1 | -1 | -1 | -1 | -1 | -1
Southern_PGAE_Flow_Battery_162 | caiso-deliverability | Panoche_Los_Banos_offpeak | Operational_New_Capacity_MW | Southern_PGAE_Flow_Battery_162 |  | -1 | -1 | -1 | -1 | -1 | -1 | -1 | -1 | -1 | -1 | -1 | -1 | -1 | -1 | -1 | -1 | -1 | -1 | -1 | -1 | -1 | -1 | -1 | -1 | -1 | -1 | -1 | -1 | -1 | -1 | -1
Southern_PGAE_Flow_Battery_164 | caiso-deliverability | Panoche_Los_Banos_offpeak | Operational_New_Capacity_MW | Southern_PGAE_Flow_Battery_164 |  | -1 | -1 | -1 | -1 | -1 | -1 | -1 | -1 | -1 | -1 | -1 | -1 | -1 | -1 | -1 | -1 | -1 | -1 | -1 | -1 | -1 | -1 | -1 | -1 | -1 | -1 | -1 | -1 | -1 | -1 | -1
Southern_PGAE_Flow_Battery_165 | caiso-deliverability | Panoche_Los_Banos_offpeak | Operational_New_Capacity_MW | Southern_PGAE_Flow_Battery_165 |  | -1 | -1 | -1 | -1 | -1 | -1 | -1 | -1 | -1 | -1 | -1 | -1 | -1 | -1 | -1 | -1 | -1 | -1 | -1 | -1 | -1 | -1 | -1 | -1 | -1 | -1 | -1 | -1 | -1 | -1 | -1
Southern_PGAE_Flow_Battery_168 | caiso-deliverability | Panoche_Los_Banos_offpeak | Operational_New_Capacity_MW | Southern_PGAE_Flow_Battery_168 |  | -1 | -1 | -1 | -1 | -1 | -1 | -1 | -1 | -1 | -1 | -1 | -1 | -1 | -1 | -1 | -1 | -1 | -1 | -1 | -1 | -1 | -1 | -1 | -1 | -1 | -1 | -1 | -1 | -1 | -1 | -1
Southern_PGAE_Flow_Battery_169 | caiso-deliverability | Panoche_Los_Banos_offpeak | Operational_New_Capacity_MW | Southern_PGAE_Flow_Battery_169 |  | -1 | -1 | -1 | -1 | -1 | -1 | -1 | -1 | -1 | -1 | -1 | -1 | -1 | -1 | -1 | -1 | -1 | -1 | -1 | -1 | -1 | -1 | -1 | -1 | -1 | -1 | -1 | -1 | -1 | -1 | -1
Southern_PGAE_Flow_Battery_170 | caiso-deliverability | Panoche_Los_Banos_offpeak | Operational_New_Capacity_MW | Southern_PGAE_Flow_Battery_170 |  | -1 | -1 | -1 | -1 | -1 | -1 | -1 | -1 | -1 | -1 | -1 | -1 | -1 | -1 | -1 | -1 | -1 | -1 | -1 | -1 | -1 | -1 | -1 | -1 | -1 | -1 | -1 | -1 | -1 | -1 | -1
Southern_PGAE_Flow_Battery_174 | caiso-deliverability | Panoche_Los_Banos_offpeak | Operational_New_Capacity_MW | Southern_PGAE_Flow_Battery_174 |  | -1 | -1 | -1 | -1 | -1 | -1 | -1 | -1 | -1 | -1 | -1 | -1 | -1 | -1 | -1 | -1 | -1 | -1 | -1 | -1 | -1 | -1 | -1 | -1 | -1 | -1 | -1 | -1 | -1 | -1 | -1
Southern_PGAE_Flow_Battery_176 | caiso-deliverability | Panoche_Los_Banos_offpeak | Operational_New_Capacity_MW | Southern_PGAE_Flow_Battery_176 |  | -1 | -1 | -1 | -1 | -1 | -1 | -1 | -1 | -1 | -1 | -1 | -1 | -1 | -1 | -1 | -1 | -1 | -1 | -1 | -1 | -1 | -1 | -1 | -1 | -1 | -1 | -1 | -1 | -1 | -1 | -1
Southern_PGAE_Li_Battery_4hr_34 | caiso-deliverability | Panoche_Los_Banos_offpeak | Operational_New_Capacity_MW | Southern_PGAE_Li_Battery_4hr_34 |  | -1 | -1 | -1 | -1 | -1 | -1 | -1 | -1 | -1 | -1 | -1 | -1 | -1 | -1 | -1 | -1 | -1 | -1 | -1 | -1 | -1 | -1 | -1 | -1 | -1 | -1 | -1 | -1 | -1 | -1 | -1
Southern_PGAE_Li_Battery_4hr_69 | caiso-deliverability | Panoche_Los_Banos_offpeak | Operational_New_Capacity_MW | Southern_PGAE_Li_Battery_4hr_69 |  | -1 | -1 | -1 | -1 | -1 | -1 | -1 | -1 | -1 | -1 | -1 | -1 | -1 | -1 | -1 | -1 | -1 | -1 | -1 | -1 | -1 | -1 | -1 | -1 | -1 | -1 | -1 | -1 | -1 | -1 | -1
Southern_PGAE_Li_Battery_4hr_72 | caiso-deliverability | Panoche_Los_Banos_offpeak | Operational_New_Capacity_MW | Southern_PGAE_Li_Battery_4hr_72 |  | -1 | -1 | -1 | -1 | -1 | -1 | -1 | -1 | -1 | -1 | -1 | -1 | -1 | -1 | -1 | -1 | -1 | -1 | -1 | -1 | -1 | -1 | -1 | -1 | -1 | -1 | -1 | -1 | -1 | -1 | -1
Southern_PGAE_Li_Battery_4hr_124 | caiso-deliverability | Panoche_Los_Banos_offpeak | Operational_New_Capacity_MW | Southern_PGAE_Li_Battery_4hr_124 |  | -1 | -1 | -1 | -1 | -1 | -1 | -1 | -1 | -1 | -1 | -1 | -1 | -1 | -1 | -1 | -1 | -1 | -1 | -1 | -1 | -1 | -1 | -1 | -1 | -1 | -1 | -1 | -1 | -1 | -1 | -1
Southern_PGAE_Li_Battery_4hr_139 | caiso-deliverability | Panoche_Los_Banos_offpeak | Operational_New_Capacity_MW | Southern_PGAE_Li_Battery_4hr_139 |  | -1 | -1 | -1 | -1 | -1 | -1 | -1 | -1 | -1 | -1 | -1 | -1 | -1 | -1 | -1 | -1 | -1 | -1 | -1 | -1 | -1 | -1 | -1 | -1 | -1 | -1 | -1 | -1 | -1 | -1 | -1
Southern_PGAE_Li_Battery_4hr_140 | caiso-deliverability | Panoche_Los_Banos_offpeak | Operational_New_Capacity_MW | Southern_PGAE_Li_Battery_4hr_140 |  | -1 | -1 | -1 | -1 | -1 | -1 | -1 | -1 | -1 | -1 | -1 | -1 | -1 | -1 | -1 | -1 | -1 | -1 | -1 | -1 | -1 | -1 | -1 | -1 | -1 | -1 | -1 | -1 | -1 | -1 | -1
Southern_PGAE_Li_Battery_4hr_151 | caiso-deliverability | Panoche_Los_Banos_offpeak | Operational_New_Capacity_MW | Southern_PGAE_Li_Battery_4hr_151 |  | -1 | -1 | -1 | -1 | -1 | -1 | -1 | -1 | -1 | -1 | -1 | -1 | -1 | -1 | -1 | -1 | -1 | -1 | -1 | -1 | -1 | -1 | -1 | -1 | -1 | -1 | -1 | -1 | -1 | -1 | -1
Southern_PGAE_Li_Battery_4hr_154 | caiso-deliverability | Panoche_Los_Banos_offpeak | Operational_New_Capacity_MW | Southern_PGAE_Li_Battery_4hr_154 |  | -1 | -1 | -1 | -1 | -1 | -1 | -1 | -1 | -1 | -1 | -1 | -1 | -1 | -1 | -1 | -1 | -1 | -1 | -1 | -1 | -1 | -1 | -1 | -1 | -1 | -1 | -1 | -1 | -1 | -1 | -1
Southern_PGAE_Li_Battery_4hr_161 | caiso-deliverability | Panoche_Los_Banos_offpeak | Operational_New_Capacity_MW | Southern_PGAE_Li_Battery_4hr_161 |  | -1 | -1 | -1 | -1 | -1 | -1 | -1 | -1 | -1 | -1 | -1 | -1 | -1 | -1 | -1 | -1 | -1 | -1 | -1 | -1 | -1 | -1 | -1 | -1 | -1 | -1 | -1 | -1 | -1 | -1 | -1
Southern_PGAE_Li_Battery_4hr_162 | caiso-deliverability | Panoche_Los_Banos_offpeak | Operational_New_Capacity_MW | Southern_PGAE_Li_Battery_4hr_162 |  | -1 | -1 | -1 | -1 | -1 | -1 | -1 | -1 | -1 | -1 | -1 | -1 | -1 | -1 | -1 | -1 | -1 | -1 | -1 | -1 | -1 | -1 | -1 | -1 | -1 | -1 | -1 | -1 | -1 | -1 | -1
Southern_PGAE_Li_Battery_4hr_164 | caiso-deliverability | Panoche_Los_Banos_offpeak | Operational_New_Capacity_MW | Southern_PGAE_Li_Battery_4hr_164 |  | -1 | -1 | -1 | -1 | -1 | -1 | -1 | -1 | -1 | -1 | -1 | -1 | -1 | -1 | -1 | -1 | -1 | -1 | -1 | -1 | -1 | -1 | -1 | -1 | -1 | -1 | -1 | -1 | -1 | -1 | -1
Southern_PGAE_Li_Battery_4hr_165 | caiso-deliverability | Panoche_Los_Banos_offpeak | Operational_New_Capacity_MW | Southern_PGAE_Li_Battery_4hr_165 |  | -1 | -1 | -1 | -1 | -1 | -1 | -1 | -1 | -1 | -1 | -1 | -1 | -1 | -1 | -1 | -1 | -1 | -1 | -1 | -1 | -1 | -1 | -1 | -1 | -1 | -1 | -1 | -1 | -1 | -1 | -1
Southern_PGAE_Li_Battery_4hr_168 | caiso-deliverability | Panoche_Los_Banos_offpeak | Operational_New_Capacity_MW | Southern_PGAE_Li_Battery_4hr_168 |  | -1 | -1 | -1 | -1 | -1 | -1 | -1 | -1 | -1 | -1 | -1 | -1 | -1 | -1 | -1 | -1 | -1 | -1 | -1 | -1 | -1 | -1 | -1 | -1 | -1 | -1 | -1 | -1 | -1 | -1 | -1
Southern_PGAE_Li_Battery_4hr_169 | caiso-deliverability | Panoche_Los_Banos_offpeak | Operational_New_Capacity_MW | Southern_PGAE_Li_Battery_4hr_169 |  | -1 | -1 | -1 | -1 | -1 | -1 | -1 | -1 | -1 | -1 | -1 | -1 | -1 | -1 | -1 | -1 | -1 | -1 | -1 | -1 | -1 | -1 | -1 | -1 | -1 | -1 | -1 | -1 | -1 | -1 | -1
Southern_PGAE_Li_Battery_4hr_170 | caiso-deliverability | Panoche_Los_Banos_offpeak | Operational_New_Capacity_MW | Southern_PGAE_Li_Battery_4hr_170 |  | -1 | -1 | -1 | -1 | -1 | -1 | -1 | -1 | -1 | -1 | -1 | -1 | -1 | -1 | -1 | -1 | -1 | -1 | -1 | -1 | -1 | -1 | -1 | -1 | -1 | -1 | -1 | -1 | -1 | -1 | -1
Southern_PGAE_Li_Battery_4hr_174 | caiso-deliverability | Panoche_Los_Banos_offpeak | Operational_New_Capacity_MW | Southern_PGAE_Li_Battery_4hr_174 |  | -1 | -1 | -1 | -1 | -1 | -1 | -1 | -1 | -1 | -1 | -1 | -1 | -1 | -1 | -1 | -1 | -1 | -1 | -1 | -1 | -1 | -1 | -1 | -1 | -1 | -1 | -1 | -1 | -1 | -1 | -1
Southern_PGAE_Li_Battery_4hr_176 | caiso-deliverability | Panoche_Los_Banos_offpeak | Operational_New_Capacity_MW | Southern_PGAE_Li_Battery_4hr_176 |  | -1 | -1 | -1 | -1 | -1 | -1 | -1 | -1 | -1 | -1 | -1 | -1 | -1 | -1 | -1 | -1 | -1 | -1 | -1 | -1 | -1 | -1 | -1 | -1 | -1 | -1 | -1 | -1 | -1 | -1 | -1
Southern_PGAE_Li_Battery_8hr_34 | caiso-deliverability | Panoche_Los_Banos_offpeak | Operational_New_Capacity_MW | Southern_PGAE_Li_Battery_8hr_34 |  | -1 | -1 | -1 | -1 | -1 | -1 | -1 | -1 | -1 | -1 | -1 | -1 | -1 | -1 | -1 | -1 | -1 | -1 | -1 | -1 | -1 | -1 | -1 | -1 | -1 | -1 | -1 | -1 | -1 | -1 | -1
Southern_PGAE_Li_Battery_8hr_69 | caiso-deliverability | Panoche_Los_Banos_offpeak | Operational_New_Capacity_MW | Southern_PGAE_Li_Battery_8hr_69 |  | -1 | -1 | -1 | -1 | -1 | -1 | -1 | -1 | -1 | -1 | -1 | -1 | -1 | -1 | -1 | -1 | -1 | -1 | -1 | -1 | -1 | -1 | -1 | -1 | -1 | -1 | -1 | -1 | -1 | -1 | -1
Southern_PGAE_Li_Battery_8hr_72 | caiso-deliverability | Panoche_Los_Banos_offpeak | Operational_New_Capacity_MW | Southern_PGAE_Li_Battery_8hr_72 |  | -1 | -1 | -1 | -1 | -1 | -1 | -1 | -1 | -1 | -1 | -1 | -1 | -1 | -1 | -1 | -1 | -1 | -1 | -1 | -1 | -1 | -1 | -1 | -1 | -1 | -1 | -1 | -1 | -1 | -1 | -1
Southern_PGAE_Li_Battery_8hr_124 | caiso-deliverability | Panoche_Los_Banos_offpeak | Operational_New_Capacity_MW | Southern_PGAE_Li_Battery_8hr_124 |  | -1 | -1 | -1 | -1 | -1 | -1 | -1 | -1 | -1 | -1 | -1 | -1 | -1 | -1 | -1 | -1 | -1 | -1 | -1 | -1 | -1 | -1 | -1 | -1 | -1 | -1 | -1 | -1 | -1 | -1 | -1
Southern_PGAE_Li_Battery_8hr_139 | caiso-deliverability | Panoche_Los_Banos_offpeak | Operational_New_Capacity_MW | Southern_PGAE_Li_Battery_8hr_139 |  | -1 | -1 | -1 | -1 | -1 | -1 | -1 | -1 | -1 | -1 | -1 | -1 | -1 | -1 | -1 | -1 | -1 | -1 | -1 | -1 | -1 | -1 | -1 | -1 | -1 | -1 | -1 | -1 | -1 | -1 | -1
Southern_PGAE_Li_Battery_8hr_140 | caiso-deliverability | Panoche_Los_Banos_offpeak | Operational_New_Capacity_MW | Southern_PGAE_Li_Battery_8hr_140 |  | -1 | -1 | -1 | -1 | -1 | -1 | -1 | -1 | -1 | -1 | -1 | -1 | -1 | -1 | -1 | -1 | -1 | -1 | -1 | -1 | -1 | -1 | -1 | -1 | -1 | -1 | -1 | -1 | -1 | -1 | -1
Southern_PGAE_Li_Battery_8hr_151 | caiso-deliverability | Panoche_Los_Banos_offpeak | Operational_New_Capacity_MW | Southern_PGAE_Li_Battery_8hr_151 |  | -1 | -1 | -1 | -1 | -1 | -1 | -1 | -1 | -1 | -1 | -1 | -1 | -1 | -1 | -1 | -1 | -1 | -1 | -1 | -1 | -1 | -1 | -1 | -1 | -1 | -1 | -1 | -1 | -1 | -1 | -1
Southern_PGAE_Li_Battery_8hr_154 | caiso-deliverability | Panoche_Los_Banos_offpeak | Operational_New_Capacity_MW | Southern_PGAE_Li_Battery_8hr_154 |  | -1 | -1 | -1 | -1 | -1 | -1 | -1 | -1 | -1 | -1 | -1 | -1 | -1 | -1 | -1 | -1 | -1 | -1 | -1 | -1 | -1 | -1 | -1 | -1 | -1 | -1 | -1 | -1 | -1 | -1 | -1
Southern_PGAE_Li_Battery_8hr_161 | caiso-deliverability | Panoche_Los_Banos_offpeak | Operational_New_Capacity_MW | Southern_PGAE_Li_Battery_8hr_161 |  | -1 | -1 | -1 | -1 | -1 | -1 | -1 | -1 | -1 | -1 | -1 | -1 | -1 | -1 | -1 | -1 | -1 | -1 | -1 | -1 | -1 | -1 | -1 | -1 | -1 | -1 | -1 | -1 | -1 | -1 | -1
Southern_PGAE_Li_Battery_8hr_162 | caiso-deliverability | Panoche_Los_Banos_offpeak | Operational_New_Capacity_MW | Southern_PGAE_Li_Battery_8hr_162 |  | -1 | -1 | -1 | -1 | -1 | -1 | -1 | -1 | -1 | -1 | -1 | -1 | -1 | -1 | -1 | -1 | -1 | -1 | -1 | -1 | -1 | -1 | -1 | -1 | -1 | -1 | -1 | -1 | -1 | -1 | -1
Southern_PGAE_Li_Battery_8hr_164 | caiso-deliverability | Panoche_Los_Banos_offpeak | Operational_New_Capacity_MW | Southern_PGAE_Li_Battery_8hr_164 |  | -1 | -1 | -1 | -1 | -1 | -1 | -1 | -1 | -1 | -1 | -1 | -1 | -1 | -1 | -1 | -1 | -1 | -1 | -1 | -1 | -1 | -1 | -1 | -1 | -1 | -1 | -1 | -1 | -1 | -1 | -1
Southern_PGAE_Li_Battery_8hr_165 | caiso-deliverability | Panoche_Los_Banos_offpeak | Operational_New_Capacity_MW | Southern_PGAE_Li_Battery_8hr_165 |  | -1 | -1 | -1 | -1 | -1 | -1 | -1 | -1 | -1 | -1 | -1 | -1 | -1 | -1 | -1 | -1 | -1 | -1 | -1 | -1 | -1 | -1 | -1 | -1 | -1 | -1 | -1 | -1 | -1 | -1 | -1
Southern_PGAE_Li_Battery_8hr_168 | caiso-deliverability | Panoche_Los_Banos_offpeak | Operational_New_Capacity_MW | Southern_PGAE_Li_Battery_8hr_168 |  | -1 | -1 | -1 | -1 | -1 | -1 | -1 | -1 | -1 | -1 | -1 | -1 | -1 | -1 | -1 | -1 | -1 | -1 | -1 | -1 | -1 | -1 | -1 | -1 | -1 | -1 | -1 | -1 | -1 | -1 | -1
Southern_PGAE_Li_Battery_8hr_169 | caiso-deliverability | Panoche_Los_Banos_offpeak | Operational_New_Capacity_MW | Southern_PGAE_Li_Battery_8hr_169 |  | -1 | -1 | -1 | -1 | -1 | -1 | -1 | -1 | -1 | -1 | -1 | -1 | -1 | -1 | -1 | -1 | -1 | -1 | -1 | -1 | -1 | -1 | -1 | -1 | -1 | -1 | -1 | -1 | -1 | -1 | -1
Southern_PGAE_Li_Battery_8hr_170 | caiso-deliverability | Panoche_Los_Banos_offpeak | Operational_New_Capacity_MW | Southern_PGAE_Li_Battery_8hr_170 |  | -1 | -1 | -1 | -1 | -1 | -1 | -1 | -1 | -1 | -1 | -1 | -1 | -1 | -1 | -1 | -1 | -1 | -1 | -1 | -1 | -1 | -1 | -1 | -1 | -1 | -1 | -1 | -1 | -1 | -1 | -1
Southern_PGAE_Li_Battery_8hr_174 | caiso-deliverability | Panoche_Los_Banos_offpeak | Operational_New_Capacity_MW | Southern_PGAE_Li_Battery_8hr_174 |  | -1 | -1 | -1 | -1 | -1 | -1 | -1 | -1 | -1 | -1 | -1 | -1 | -1 | -1 | -1 | -1 | -1 | -1 | -1 | -1 | -1 | -1 | -1 | -1 | -1 | -1 | -1 | -1 | -1 | -1 | -1
Southern_PGAE_Li_Battery_8hr_176 | caiso-deliverability | Panoche_Los_Banos_offpeak | Operational_New_Capacity_MW | Southern_PGAE_Li_Battery_8hr_176 |  | -1 | -1 | -1 | -1 | -1 | -1 | -1 | -1 | -1 | -1 | -1 | -1 | -1 | -1 | -1 | -1 | -1 | -1 | -1 | -1 | -1 | -1 | -1 | -1 | -1 | -1 | -1 | -1 | -1 | -1 | -1
Central_Valley_North_Los_Banos_Wind_154 | caiso-deliverability | Panoche_Los_Banos_offpeak | Operational_New_Capacity_MW | Central_Valley_North_Los_Banos_Wind_154 |  | 0.44 | 0.44 | 0.44 | 0.44 | 0.44 | 0.44 | 0.44 | 0.44 | 0.44 | 0.44 | 0.44 | 0.44 | 0.44 | 0.44 | 0.44 | 0.44 | 0.44 | 0.44 | 0.44 | 0.44 | 0.44 | 0.44 | 0.44 | 0.44 | 0.44 | 0.44 | 0.44 | 0.44 | 0.44 | 0.44 | 0.44
Central_Valley_North_Los_Banos_Wind_162 | caiso-deliverability | Panoche_Los_Banos_offpeak | Operational_New_Capacity_MW | Central_Valley_North_Los_Banos_Wind_162 |  | 0.44 | 0.44 | 0.44 | 0.44 | 0.44 | 0.44 | 0.44 | 0.44 | 0.44 | 0.44 | 0.44 | 0.44 | 0.44 | 0.44 | 0.44 | 0.44 | 0.44 | 0.44 | 0.44 | 0.44 | 0.44 | 0.44 | 0.44 | 0.44 | 0.44 | 0.44 | 0.44 | 0.44 | 0.44 | 0.44 | 0.44
Southern_PGAE_Solar_34 | caiso-deliverability | Panoche_Los_Banos_offpeak | Operational_New_Capacity_MW | Southern_PGAE_Solar_34 |  | 0.79 | 0.79 | 0.79 | 0.79 | 0.79 | 0.79 | 0.79 | 0.79 | 0.79 | 0.79 | 0.79 | 0.79 | 0.79 | 0.79 | 0.79 | 0.79 | 0.79 | 0.79 | 0.79 | 0.79 | 0.79 | 0.79 | 0.79 | 0.79 | 0.79 | 0.79 | 0.79 | 0.79 | 0.79 | 0.79 | 0.79
Southern_PGAE_Solar_69 | caiso-deliverability | Panoche_Los_Banos_offpeak | Operational_New_Capacity_MW | Southern_PGAE_Solar_69 |  | 0.79 | 0.79 | 0.79 | 0.79 | 0.79 | 0.79 | 0.79 | 0.79 | 0.79 | 0.79 | 0.79 | 0.79 | 0.79 | 0.79 | 0.79 | 0.79 | 0.79 | 0.79 | 0.79 | 0.79 | 0.79 | 0.79 | 0.79 | 0.79 | 0.79 | 0.79 | 0.79 | 0.79 | 0.79 | 0.79 | 0.79
Southern_PGAE_Solar_72 | caiso-deliverability | Panoche_Los_Banos_offpeak | Operational_New_Capacity_MW | Southern_PGAE_Solar_72 |  | 0.79 | 0.79 | 0.79 | 0.79 | 0.79 | 0.79 | 0.79 | 0.79 | 0.79 | 0.79 | 0.79 | 0.79 | 0.79 | 0.79 | 0.79 | 0.79 | 0.79 | 0.79 | 0.79 | 0.79 | 0.79 | 0.79 | 0.79 | 0.79 | 0.79 | 0.79 | 0.79 | 0.79 | 0.79 | 0.79 | 0.79
Southern_PGAE_Solar_124 | caiso-deliverability | Panoche_Los_Banos_offpeak | Operational_New_Capacity_MW | Southern_PGAE_Solar_124 |  | 0.79 | 0.79 | 0.79 | 0.79 | 0.79 | 0.79 | 0.79 | 0.79 | 0.79 | 0.79 | 0.79 | 0.79 | 0.79 | 0.79 | 0.79 | 0.79 | 0.79 | 0.79 | 0.79 | 0.79 | 0.79 | 0.79 | 0.79 | 0.79 | 0.79 | 0.79 | 0.79 | 0.79 | 0.79 | 0.79 | 0.79
Southern_PGAE_Solar_139 | caiso-deliverability | Panoche_Los_Banos_offpeak | Operational_New_Capacity_MW | Southern_PGAE_Solar_139 |  | 0.79 | 0.79 | 0.79 | 0.79 | 0.79 | 0.79 | 0.79 | 0.79 | 0.79 | 0.79 | 0.79 | 0.79 | 0.79 | 0.79 | 0.79 | 0.79 | 0.79 | 0.79 | 0.79 | 0.79 | 0.79 | 0.79 | 0.79 | 0.79 | 0.79 | 0.79 | 0.79 | 0.79 | 0.79 | 0.79 | 0.79
Southern_PGAE_Solar_140 | caiso-deliverability | Panoche_Los_Banos_offpeak | Operational_New_Capacity_MW | Southern_PGAE_Solar_140 |  | 0.79 | 0.79 | 0.79 | 0.79 | 0.79 | 0.79 | 0.79 | 0.79 | 0.79 | 0.79 | 0.79 | 0.79 | 0.79 | 0.79 | 0.79 | 0.79 | 0.79 | 0.79 | 0.79 | 0.79 | 0.79 | 0.79 | 0.79 | 0.79 | 0.79 | 0.79 | 0.79 | 0.79 | 0.79 | 0.79 | 0.79
Southern_PGAE_Solar_151 | caiso-deliverability | Panoche_Los_Banos_offpeak | Operational_New_Capacity_MW | Southern_PGAE_Solar_151 |  | 0.79 | 0.79 | 0.79 | 0.79 | 0.79 | 0.79 | 0.79 | 0.79 | 0.79 | 0.79 | 0.79 | 0.79 | 0.79 | 0.79 | 0.79 | 0.79 | 0.79 | 0.79 | 0.79 | 0.79 | 0.79 | 0.79 | 0.79 | 0.79 | 0.79 | 0.79 | 0.79 | 0.79 | 0.79 | 0.79 | 0.79
Southern_PGAE_Solar_154 | caiso-deliverability | Panoche_Los_Banos_offpeak | Operational_New_Capacity_MW | Southern_PGAE_Solar_154 |  | 0.79 | 0.79 | 0.79 | 0.79 | 0.79 | 0.79 | 0.79 | 0.79 | 0.79 | 0.79 | 0.79 | 0.79 | 0.79 | 0.79 | 0.79 | 0.79 | 0.79 | 0.79 | 0.79 | 0.79 | 0.79 | 0.79 | 0.79 | 0.79 | 0.79 | 0.79 | 0.79 | 0.79 | 0.79 | 0.79 | 0.79
Southern_PGAE_Solar_161 | caiso-deliverability | Panoche_Los_Banos_offpeak | Operational_New_Capacity_MW | Southern_PGAE_Solar_161 |  | 0.79 | 0.79 | 0.79 | 0.79 | 0.79 | 0.79 | 0.79 | 0.79 | 0.79 | 0.79 | 0.79 | 0.79 | 0.79 | 0.79 | 0.79 | 0.79 | 0.79 | 0.79 | 0.79 | 0.79 | 0.79 | 0.79 | 0.79 | 0.79 | 0.79 | 0.79 | 0.79 | 0.79 | 0.79 | 0.79 | 0.79
Southern_PGAE_Solar_162 | caiso-deliverability | Panoche_Los_Banos_offpeak | Operational_New_Capacity_MW | Southern_PGAE_Solar_162 |  | 0.79 | 0.79 | 0.79 | 0.79 | 0.79 | 0.79 | 0.79 | 0.79 | 0.79 | 0.79 | 0.79 | 0.79 | 0.79 | 0.79 | 0.79 | 0.79 | 0.79 | 0.79 | 0.79 | 0.79 | 0.79 | 0.79 | 0.79 | 0.79 | 0.79 | 0.79 | 0.79 | 0.79 | 0.79 | 0.79 | 0.79
Southern_PGAE_Solar_164 | caiso-deliverability | Panoche_Los_Banos_offpeak | Operational_New_Capacity_MW | Southern_PGAE_Solar_164 |  | 0.79 | 0.79 | 0.79 | 0.79 | 0.79 | 0.79 | 0.79 | 0.79 | 0.79 | 0.79 | 0.79 | 0.79 | 0.79 | 0.79 | 0.79 | 0.79 | 0.79 | 0.79 | 0.79 | 0.79 | 0.79 | 0.79 | 0.79 | 0.79 | 0.79 | 0.79 | 0.79 | 0.79 | 0.79 | 0.79 | 0.79
Southern_PGAE_Solar_165 | caiso-deliverability | Panoche_Los_Banos_offpeak | Operational_New_Capacity_MW | Southern_PGAE_Solar_165 |  | 0.79 | 0.79 | 0.79 | 0.79 | 0.79 | 0.79 | 0.79 | 0.79 | 0.79 | 0.79 | 0.79 | 0.79 | 0.79 | 0.79 | 0.79 | 0.79 | 0.79 | 0.79 | 0.79 | 0.79 | 0.79 | 0.79 | 0.79 | 0.79 | 0.79 | 0.79 | 0.79 | 0.79 | 0.79 | 0.79 | 0.79
Southern_PGAE_Solar_168 | caiso-deliverability | Panoche_Los_Banos_offpeak | Operational_New_Capacity_MW | Southern_PGAE_Solar_168 |  | 0.79 | 0.79 | 0.79 | 0.79 | 0.79 | 0.79 | 0.79 | 0.79 | 0.79 | 0.79 | 0.79 | 0.79 | 0.79 | 0.79 | 0.79 | 0.79 | 0.79 | 0.79 | 0.79 | 0.79 | 0.79 | 0.79 | 0.79 | 0.79 | 0.79 | 0.79 | 0.79 | 0.79 | 0.79 | 0.79 | 0.79
Southern_PGAE_Solar_169 | caiso-deliverability | Panoche_Los_Banos_offpeak | Operational_New_Capacity_MW | Southern_PGAE_Solar_169 |  | 0.79 | 0.79 | 0.79 | 0.79 | 0.79 | 0.79 | 0.79 | 0.79 | 0.79 | 0.79 | 0.79 | 0.79 | 0.79 | 0.79 | 0.79 | 0.79 | 0.79 | 0.79 | 0.79 | 0.79 | 0.79 | 0.79 | 0.79 | 0.79 | 0.79 | 0.79 | 0.79 | 0.79 | 0.79 | 0.79 | 0.79
Southern_PGAE_Solar_170 | caiso-deliverability | Panoche_Los_Banos_offpeak | Operational_New_Capacity_MW | Southern_PGAE_Solar_170 |  | 0.79 | 0.79 | 0.79 | 0.79 | 0.79 | 0.79 | 0.79 | 0.79 | 0.79 | 0.79 | 0.79 | 0.79 | 0.79 | 0.79 | 0.79 | 0.79 | 0.79 | 0.79 | 0.79 | 0.79 | 0.79 | 0.79 | 0.79 | 0.79 | 0.79 | 0.79 | 0.79 | 0.79 | 0.79 | 0.79 | 0.79
Southern_PGAE_Solar_174 | caiso-deliverability | Panoche_Los_Banos_offpeak | Operational_New_Capacity_MW | Southern_PGAE_Solar_174 |  | 0.79 | 0.79 | 0.79 | 0.79 | 0.79 | 0.79 | 0.79 | 0.79 | 0.79 | 0.79 | 0.79 | 0.79 | 0.79 | 0.79 | 0.79 | 0.79 | 0.79 | 0.79 | 0.79 | 0.79 | 0.79 | 0.79 | 0.79 | 0.79 | 0.79 | 0.79 | 0.79 | 0.79 | 0.79 | 0.79 | 0.79
Southern_PGAE_Solar_176 | caiso-deliverability | Panoche_Los_Banos_offpeak | Operational_New_Capacity_MW | Southern_PGAE_Solar_176 |  | 0.79 | 0.79 | 0.79 | 0.79 | 0.79 | 0.79 | 0.79 | 0.79 | 0.79 | 0.79 | 0.79 | 0.79 | 0.79 | 0.79 | 0.79 | 0.79 | 0.79 | 0.79 | 0.79 | 0.79 | 0.79 | 0.79 | 0.79 | 0.79 | 0.79 | 0.79 | 0.79 | 0.79 | 0.79 | 0.79 | 0.79
Manning_500_group | caiso-deliverability | Panoche_Los_Banos_offpeak | Operational_New_Capacity_MW | Manning_500_group |  | -0.63658 | -0.63658 | -0.63658 | -0.63658 | -0.63658 | -0.63658 | -0.63658 | -0.63658 | -0.63658 | -0.63658 | -0.63658 | -0.63658 | -0.63658 | -0.63658 | -0.63658 | -0.63658 | -0.63658 | -0.63658 | -0.63658 | -0.63658 | -0.63658 | -0.63658 | -0.63658 | -0.63658 | -0.63658 | -0.63658 | -0.63658 | -0.63658 | -0.63658 | -0.63658 | -0.63658
Southern_PGAE_Flow_Battery_34 | caiso-deliverability | Panoche_Los_Banos_SSN | Reliability_Capacity_In_Model_Year | System RA | Southern_PGAE_Flow_Battery_34 | 0.5 | 0.5 | 0.5 | 0.5 | 0.5 | 0.5 | 0.5 | 0.5 | 0.5 | 0.5 | 0.5 | 0.5 | 0.5 | 0.5 | 0.5 | 0.5 | 0.5 | 0.5 | 0.5 | 0.5 | 0.5 | 0.5 | 0.5 | 0.5 | 0.5 | 0.5 | 0.5 | 0.5 | 0.5 | 0.5 | 0.5
Southern_PGAE_Flow_Battery_69 | caiso-deliverability | Panoche_Los_Banos_SSN | Reliability_Capacity_In_Model_Year | System RA | Southern_PGAE_Flow_Battery_69 | 0.5 | 0.5 | 0.5 | 0.5 | 0.5 | 0.5 | 0.5 | 0.5 | 0.5 | 0.5 | 0.5 | 0.5 | 0.5 | 0.5 | 0.5 | 0.5 | 0.5 | 0.5 | 0.5 | 0.5 | 0.5 | 0.5 | 0.5 | 0.5 | 0.5 | 0.5 | 0.5 | 0.5 | 0.5 | 0.5 | 0.5
Southern_PGAE_Flow_Battery_72 | caiso-deliverability | Panoche_Los_Banos_SSN | Reliability_Capacity_In_Model_Year | System RA | Southern_PGAE_Flow_Battery_72 | 0.5 | 0.5 | 0.5 | 0.5 | 0.5 | 0.5 | 0.5 | 0.5 | 0.5 | 0.5 | 0.5 | 0.5 | 0.5 | 0.5 | 0.5 | 0.5 | 0.5 | 0.5 | 0.5 | 0.5 | 0.5 | 0.5 | 0.5 | 0.5 | 0.5 | 0.5 | 0.5 | 0.5 | 0.5 | 0.5 | 0.5
Southern_PGAE_Flow_Battery_124 | caiso-deliverability | Panoche_Los_Banos_SSN | Reliability_Capacity_In_Model_Year | System RA | Southern_PGAE_Flow_Battery_124 | 0.5 | 0.5 | 0.5 | 0.5 | 0.5 | 0.5 | 0.5 | 0.5 | 0.5 | 0.5 | 0.5 | 0.5 | 0.5 | 0.5 | 0.5 | 0.5 | 0.5 | 0.5 | 0.5 | 0.5 | 0.5 | 0.5 | 0.5 | 0.5 | 0.5 | 0.5 | 0.5 | 0.5 | 0.5 | 0.5 | 0.5
Southern_PGAE_Flow_Battery_139 | caiso-deliverability | Panoche_Los_Banos_SSN | Reliability_Capacity_In_Model_Year | System RA | Southern_PGAE_Flow_Battery_139 | 0.5 | 0.5 | 0.5 | 0.5 | 0.5 | 0.5 | 0.5 | 0.5 | 0.5 | 0.5 | 0.5 | 0.5 | 0.5 | 0.5 | 0.5 | 0.5 | 0.5 | 0.5 | 0.5 | 0.5 | 0.5 | 0.5 | 0.5 | 0.5 | 0.5 | 0.5 | 0.5 | 0.5 | 0.5 | 0.5 | 0.5
Southern_PGAE_Flow_Battery_140 | caiso-deliverability | Panoche_Los_Banos_SSN | Reliability_Capacity_In_Model_Year | System RA | Southern_PGAE_Flow_Battery_140 | 0.5 | 0.5 | 0.5 | 0.5 | 0.5 | 0.5 | 0.5 | 0.5 | 0.5 | 0.5 | 0.5 | 0.5 | 0.5 | 0.5 | 0.5 | 0.5 | 0.5 | 0.5 | 0.5 | 0.5 | 0.5 | 0.5 | 0.5 | 0.5 | 0.5 | 0.5 | 0.5 | 0.5 | 0.5 | 0.5 | 0.5
Southern_PGAE_Flow_Battery_151 | caiso-deliverability | Panoche_Los_Banos_SSN | Reliability_Capacity_In_Model_Year | System RA | Southern_PGAE_Flow_Battery_151 | 0.5 | 0.5 | 0.5 | 0.5 | 0.5 | 0.5 | 0.5 | 0.5 | 0.5 | 0.5 | 0.5 | 0.5 | 0.5 | 0.5 | 0.5 | 0.5 | 0.5 | 0.5 | 0.5 | 0.5 | 0.5 | 0.5 | 0.5 | 0.5 | 0.5 | 0.5 | 0.5 | 0.5 | 0.5 | 0.5 | 0.5
Southern_PGAE_Flow_Battery_154 | caiso-deliverability | Panoche_Los_Banos_SSN | Reliability_Capacity_In_Model_Year | System RA | Southern_PGAE_Flow_Battery_154 | 0.5 | 0.5 | 0.5 | 0.5 | 0.5 | 0.5 | 0.5 | 0.5 | 0.5 | 0.5 | 0.5 | 0.5 | 0.5 | 0.5 | 0.5 | 0.5 | 0.5 | 0.5 | 0.5 | 0.5 | 0.5 | 0.5 | 0.5 | 0.5 | 0.5 | 0.5 | 0.5 | 0.5 | 0.5 | 0.5 | 0.5
Southern_PGAE_Flow_Battery_161 | caiso-deliverability | Panoche_Los_Banos_SSN | Reliability_Capacity_In_Model_Year | System RA | Southern_PGAE_Flow_Battery_161 | 0.5 | 0.5 | 0.5 | 0.5 | 0.5 | 0.5 | 0.5 | 0.5 | 0.5 | 0.5 | 0.5 | 0.5 | 0.5 | 0.5 | 0.5 | 0.5 | 0.5 | 0.5 | 0.5 | 0.5 | 0.5 | 0.5 | 0.5 | 0.5 | 0.5 | 0.5 | 0.5 | 0.5 | 0.5 | 0.5 | 0.5
Southern_PGAE_Flow_Battery_162 | caiso-deliverability | Panoche_Los_Banos_SSN | Reliability_Capacity_In_Model_Year | System RA | Southern_PGAE_Flow_Battery_162 | 0.5 | 0.5 | 0.5 | 0.5 | 0.5 | 0.5 | 0.5 | 0.5 | 0.5 | 0.5 | 0.5 | 0.5 | 0.5 | 0.5 | 0.5 | 0.5 | 0.5 | 0.5 | 0.5 | 0.5 | 0.5 | 0.5 | 0.5 | 0.5 | 0.5 | 0.5 | 0.5 | 0.5 | 0.5 | 0.5 | 0.5
Southern_PGAE_Flow_Battery_164 | caiso-deliverability | Panoche_Los_Banos_SSN | Reliability_Capacity_In_Model_Year | System RA | Southern_PGAE_Flow_Battery_164 | 0.5 | 0.5 | 0.5 | 0.5 | 0.5 | 0.5 | 0.5 | 0.5 | 0.5 | 0.5 | 0.5 | 0.5 | 0.5 | 0.5 | 0.5 | 0.5 | 0.5 | 0.5 | 0.5 | 0.5 | 0.5 | 0.5 | 0.5 | 0.5 | 0.5 | 0.5 | 0.5 | 0.5 | 0.5 | 0.5 | 0.5
Southern_PGAE_Flow_Battery_165 | caiso-deliverability | Panoche_Los_Banos_SSN | Reliability_Capacity_In_Model_Year | System RA | Southern_PGAE_Flow_Battery_165 | 0.5 | 0.5 | 0.5 | 0.5 | 0.5 | 0.5 | 0.5 | 0.5 | 0.5 | 0.5 | 0.5 | 0.5 | 0.5 | 0.5 | 0.5 | 0.5 | 0.5 | 0.5 | 0.5 | 0.5 | 0.5 | 0.5 | 0.5 | 0.5 | 0.5 | 0.5 | 0.5 | 0.5 | 0.5 | 0.5 | 0.5
Southern_PGAE_Flow_Battery_168 | caiso-deliverability | Panoche_Los_Banos_SSN | Reliability_Capacity_In_Model_Year | System RA | Southern_PGAE_Flow_Battery_168 | 0.5 | 0.5 | 0.5 | 0.5 | 0.5 | 0.5 | 0.5 | 0.5 | 0.5 | 0.5 | 0.5 | 0.5 | 0.5 | 0.5 | 0.5 | 0.5 | 0.5 | 0.5 | 0.5 | 0.5 | 0.5 | 0.5 | 0.5 | 0.5 | 0.5 | 0.5 | 0.5 | 0.5 | 0.5 | 0.5 | 0.5
Southern_PGAE_Flow_Battery_169 | caiso-deliverability | Panoche_Los_Banos_SSN | Reliability_Capacity_In_Model_Year | System RA | Southern_PGAE_Flow_Battery_169 | 0.5 | 0.5 | 0.5 | 0.5 | 0.5 | 0.5 | 0.5 | 0.5 | 0.5 | 0.5 | 0.5 | 0.5 | 0.5 | 0.5 | 0.5 | 0.5 | 0.5 | 0.5 | 0.5 | 0.5 | 0.5 | 0.5 | 0.5 | 0.5 | 0.5 | 0.5 | 0.5 | 0.5 | 0.5 | 0.5 | 0.5
Southern_PGAE_Flow_Battery_170 | caiso-deliverability | Panoche_Los_Banos_SSN | Reliability_Capacity_In_Model_Year | System RA | Southern_PGAE_Flow_Battery_170 | 0.5 | 0.5 | 0.5 | 0.5 | 0.5 | 0.5 | 0.5 | 0.5 | 0.5 | 0.5 | 0.5 | 0.5 | 0.5 | 0.5 | 0.5 | 0.5 | 0.5 | 0.5 | 0.5 | 0.5 | 0.5 | 0.5 | 0.5 | 0.5 | 0.5 | 0.5 | 0.5 | 0.5 | 0.5 | 0.5 | 0.5
Southern_PGAE_Flow_Battery_174 | caiso-deliverability | Panoche_Los_Banos_SSN | Reliability_Capacity_In_Model_Year | System RA | Southern_PGAE_Flow_Battery_174 | 0.5 | 0.5 | 0.5 | 0.5 | 0.5 | 0.5 | 0.5 | 0.5 | 0.5 | 0.5 | 0.5 | 0.5 | 0.5 | 0.5 | 0.5 | 0.5 | 0.5 | 0.5 | 0.5 | 0.5 | 0.5 | 0.5 | 0.5 | 0.5 | 0.5 | 0.5 | 0.5 | 0.5 | 0.5 | 0.5 | 0.5
Southern_PGAE_Flow_Battery_176 | caiso-deliverability | Panoche_Los_Banos_SSN | Reliability_Capacity_In_Model_Year | System RA | Southern_PGAE_Flow_Battery_176 | 0.5 | 0.5 | 0.5 | 0.5 | 0.5 | 0.5 | 0.5 | 0.5 | 0.5 | 0.5 | 0.5 | 0.5 | 0.5 | 0.5 | 0.5 | 0.5 | 0.5 | 0.5 | 0.5 | 0.5 | 0.5 | 0.5 | 0.5 | 0.5 | 0.5 | 0.5 | 0.5 | 0.5 | 0.5 | 0.5 | 0.5
Southern_PGAE_Li_Battery_4hr_34 | caiso-deliverability | Panoche_Los_Banos_SSN | Reliability_Capacity_In_Model_Year | System RA | Southern_PGAE_Li_Battery_4hr_34 | 0.5 | 0.5 | 0.5 | 0.5 | 0.5 | 0.5 | 0.5 | 0.5 | 0.5 | 0.5 | 0.5 | 0.5 | 0.5 | 0.5 | 0.5 | 0.5 | 0.5 | 0.5 | 0.5 | 0.5 | 0.5 | 0.5 | 0.5 | 0.5 | 0.5 | 0.5 | 0.5 | 0.5 | 0.5 | 0.5 | 0.5
Southern_PGAE_Li_Battery_4hr_69 | caiso-deliverability | Panoche_Los_Banos_SSN | Reliability_Capacity_In_Model_Year | System RA | Southern_PGAE_Li_Battery_4hr_69 | 0.5 | 0.5 | 0.5 | 0.5 | 0.5 | 0.5 | 0.5 | 0.5 | 0.5 | 0.5 | 0.5 | 0.5 | 0.5 | 0.5 | 0.5 | 0.5 | 0.5 | 0.5 | 0.5 | 0.5 | 0.5 | 0.5 | 0.5 | 0.5 | 0.5 | 0.5 | 0.5 | 0.5 | 0.5 | 0.5 | 0.5
Southern_PGAE_Li_Battery_4hr_72 | caiso-deliverability | Panoche_Los_Banos_SSN | Reliability_Capacity_In_Model_Year | System RA | Southern_PGAE_Li_Battery_4hr_72 | 0.5 | 0.5 | 0.5 | 0.5 | 0.5 | 0.5 | 0.5 | 0.5 | 0.5 | 0.5 | 0.5 | 0.5 | 0.5 | 0.5 | 0.5 | 0.5 | 0.5 | 0.5 | 0.5 | 0.5 | 0.5 | 0.5 | 0.5 | 0.5 | 0.5 | 0.5 | 0.5 | 0.5 | 0.5 | 0.5 | 0.5
Southern_PGAE_Li_Battery_4hr_124 | caiso-deliverability | Panoche_Los_Banos_SSN | Reliability_Capacity_In_Model_Year | System RA | Southern_PGAE_Li_Battery_4hr_124 | 0.5 | 0.5 | 0.5 | 0.5 | 0.5 | 0.5 | 0.5 | 0.5 | 0.5 | 0.5 | 0.5 | 0.5 | 0.5 | 0.5 | 0.5 | 0.5 | 0.5 | 0.5 | 0.5 | 0.5 | 0.5 | 0.5 | 0.5 | 0.5 | 0.5 | 0.5 | 0.5 | 0.5 | 0.5 | 0.5 | 0.5
Southern_PGAE_Li_Battery_4hr_139 | caiso-deliverability | Panoche_Los_Banos_SSN | Reliability_Capacity_In_Model_Year | System RA | Southern_PGAE_Li_Battery_4hr_139 | 0.5 | 0.5 | 0.5 | 0.5 | 0.5 | 0.5 | 0.5 | 0.5 | 0.5 | 0.5 | 0.5 | 0.5 | 0.5 | 0.5 | 0.5 | 0.5 | 0.5 | 0.5 | 0.5 | 0.5 | 0.5 | 0.5 | 0.5 | 0.5 | 0.5 | 0.5 | 0.5 | 0.5 | 0.5 | 0.5 | 0.5
Southern_PGAE_Li_Battery_4hr_140 | caiso-deliverability | Panoche_Los_Banos_SSN | Reliability_Capacity_In_Model_Year | System RA | Southern_PGAE_Li_Battery_4hr_140 | 0.5 | 0.5 | 0.5 | 0.5 | 0.5 | 0.5 | 0.5 | 0.5 | 0.5 | 0.5 | 0.5 | 0.5 | 0.5 | 0.5 | 0.5 | 0.5 | 0.5 | 0.5 | 0.5 | 0.5 | 0.5 | 0.5 | 0.5 | 0.5 | 0.5 | 0.5 | 0.5 | 0.5 | 0.5 | 0.5 | 0.5
Southern_PGAE_Li_Battery_4hr_151 | caiso-deliverability | Panoche_Los_Banos_SSN | Reliability_Capacity_In_Model_Year | System RA | Southern_PGAE_Li_Battery_4hr_151 | 0.5 | 0.5 | 0.5 | 0.5 | 0.5 | 0.5 | 0.5 | 0.5 | 0.5 | 0.5 | 0.5 | 0.5 | 0.5 | 0.5 | 0.5 | 0.5 | 0.5 | 0.5 | 0.5 | 0.5 | 0.5 | 0.5 | 0.5 | 0.5 | 0.5 | 0.5 | 0.5 | 0.5 | 0.5 | 0.5 | 0.5
Southern_PGAE_Li_Battery_4hr_154 | caiso-deliverability | Panoche_Los_Banos_SSN | Reliability_Capacity_In_Model_Year | System RA | Southern_PGAE_Li_Battery_4hr_154 | 0.5 | 0.5 | 0.5 | 0.5 | 0.5 | 0.5 | 0.5 | 0.5 | 0.5 | 0.5 | 0.5 | 0.5 | 0.5 | 0.5 | 0.5 | 0.5 | 0.5 | 0.5 | 0.5 | 0.5 | 0.5 | 0.5 | 0.5 | 0.5 | 0.5 | 0.5 | 0.5 | 0.5 | 0.5 | 0.5 | 0.5
Southern_PGAE_Li_Battery_4hr_161 | caiso-deliverability | Panoche_Los_Banos_SSN | Reliability_Capacity_In_Model_Year | System RA | Southern_PGAE_Li_Battery_4hr_161 | 0.5 | 0.5 | 0.5 | 0.5 | 0.5 | 0.5 | 0.5 | 0.5 | 0.5 | 0.5 | 0.5 | 0.5 | 0.5 | 0.5 | 0.5 | 0.5 | 0.5 | 0.5 | 0.5 | 0.5 | 0.5 | 0.5 | 0.5 | 0.5 | 0.5 | 0.5 | 0.5 | 0.5 | 0.5 | 0.5 | 0.5
Southern_PGAE_Li_Battery_4hr_162 | caiso-deliverability | Panoche_Los_Banos_SSN | Reliability_Capacity_In_Model_Year | System RA | Southern_PGAE_Li_Battery_4hr_162 | 0.5 | 0.5 | 0.5 | 0.5 | 0.5 | 0.5 | 0.5 | 0.5 | 0.5 | 0.5 | 0.5 | 0.5 | 0.5 | 0.5 | 0.5 | 0.5 | 0.5 | 0.5 | 0.5 | 0.5 | 0.5 | 0.5 | 0.5 | 0.5 | 0.5 | 0.5 | 0.5 | 0.5 | 0.5 | 0.5 | 0.5
Southern_PGAE_Li_Battery_4hr_164 | caiso-deliverability | Panoche_Los_Banos_SSN | Reliability_Capacity_In_Model_Year | System RA | Southern_PGAE_Li_Battery_4hr_164 | 0.5 | 0.5 | 0.5 | 0.5 | 0.5 | 0.5 | 0.5 | 0.5 | 0.5 | 0.5 | 0.5 | 0.5 | 0.5 | 0.5 | 0.5 | 0.5 | 0.5 | 0.5 | 0.5 | 0.5 | 0.5 | 0.5 | 0.5 | 0.5 | 0.5 | 0.5 | 0.5 | 0.5 | 0.5 | 0.5 | 0.5
Southern_PGAE_Li_Battery_4hr_165 | caiso-deliverability | Panoche_Los_Banos_SSN | Reliability_Capacity_In_Model_Year | System RA | Southern_PGAE_Li_Battery_4hr_165 | 0.5 | 0.5 | 0.5 | 0.5 | 0.5 | 0.5 | 0.5 | 0.5 | 0.5 | 0.5 | 0.5 | 0.5 | 0.5 | 0.5 | 0.5 | 0.5 | 0.5 | 0.5 | 0.5 | 0.5 | 0.5 | 0.5 | 0.5 | 0.5 | 0.5 | 0.5 | 0.5 | 0.5 | 0.5 | 0.5 | 0.5
Southern_PGAE_Li_Battery_4hr_168 | caiso-deliverability | Panoche_Los_Banos_SSN | Reliability_Capacity_In_Model_Year | System RA | Southern_PGAE_Li_Battery_4hr_168 | 0.5 | 0.5 | 0.5 | 0.5 | 0.5 | 0.5 | 0.5 | 0.5 | 0.5 | 0.5 | 0.5 | 0.5 | 0.5 | 0.5 | 0.5 | 0.5 | 0.5 | 0.5 | 0.5 | 0.5 | 0.5 | 0.5 | 0.5 | 0.5 | 0.5 | 0.5 | 0.5 | 0.5 | 0.5 | 0.5 | 0.5
Southern_PGAE_Li_Battery_4hr_169 | caiso-deliverability | Panoche_Los_Banos_SSN | Reliability_Capacity_In_Model_Year | System RA | Southern_PGAE_Li_Battery_4hr_169 | 0.5 | 0.5 | 0.5 | 0.5 | 0.5 | 0.5 | 0.5 | 0.5 | 0.5 | 0.5 | 0.5 | 0.5 | 0.5 | 0.5 | 0.5 | 0.5 | 0.5 | 0.5 | 0.5 | 0.5 | 0.5 | 0.5 | 0.5 | 0.5 | 0.5 | 0.5 | 0.5 | 0.5 | 0.5 | 0.5 | 0.5
Southern_PGAE_Li_Battery_4hr_170 | caiso-deliverability | Panoche_Los_Banos_SSN | Reliability_Capacity_In_Model_Year | System RA | Southern_PGAE_Li_Battery_4hr_170 | 0.5 | 0.5 | 0.5 | 0.5 | 0.5 | 0.5 | 0.5 | 0.5 | 0.5 | 0.5 | 0.5 | 0.5 | 0.5 | 0.5 | 0.5 | 0.5 | 0.5 | 0.5 | 0.5 | 0.5 | 0.5 | 0.5 | 0.5 | 0.5 | 0.5 | 0.5 | 0.5 | 0.5 | 0.5 | 0.5 | 0.5
Southern_PGAE_Li_Battery_4hr_174 | caiso-deliverability | Panoche_Los_Banos_SSN | Reliability_Capacity_In_Model_Year | System RA | Southern_PGAE_Li_Battery_4hr_174 | 0.5 | 0.5 | 0.5 | 0.5 | 0.5 | 0.5 | 0.5 | 0.5 | 0.5 | 0.5 | 0.5 | 0.5 | 0.5 | 0.5 | 0.5 | 0.5 | 0.5 | 0.5 | 0.5 | 0.5 | 0.5 | 0.5 | 0.5 | 0.5 | 0.5 | 0.5 | 0.5 | 0.5 | 0.5 | 0.5 | 0.5
Southern_PGAE_Li_Battery_4hr_176 | caiso-deliverability | Panoche_Los_Banos_SSN | Reliability_Capacity_In_Model_Year | System RA | Southern_PGAE_Li_Battery_4hr_176 | 0.5 | 0.5 | 0.5 | 0.5 | 0.5 | 0.5 | 0.5 | 0.5 | 0.5 | 0.5 | 0.5 | 0.5 | 0.5 | 0.5 | 0.5 | 0.5 | 0.5 | 0.5 | 0.5 | 0.5 | 0.5 | 0.5 | 0.5 | 0.5 | 0.5 | 0.5 | 0.5 | 0.5 | 0.5 | 0.5 | 0.5
Southern_PGAE_Li_Battery_8hr_34 | caiso-deliverability | Panoche_Los_Banos_SSN | Reliability_Capacity_In_Model_Year | System RA | Southern_PGAE_Li_Battery_8hr_34 | 0.5 | 0.5 | 0.5 | 0.5 | 0.5 | 0.5 | 0.5 | 0.5 | 0.5 | 0.5 | 0.5 | 0.5 | 0.5 | 0.5 | 0.5 | 0.5 | 0.5 | 0.5 | 0.5 | 0.5 | 0.5 | 0.5 | 0.5 | 0.5 | 0.5 | 0.5 | 0.5 | 0.5 | 0.5 | 0.5 | 0.5
Southern_PGAE_Li_Battery_8hr_69 | caiso-deliverability | Panoche_Los_Banos_SSN | Reliability_Capacity_In_Model_Year | System RA | Southern_PGAE_Li_Battery_8hr_69 | 0.5 | 0.5 | 0.5 | 0.5 | 0.5 | 0.5 | 0.5 | 0.5 | 0.5 | 0.5 | 0.5 | 0.5 | 0.5 | 0.5 | 0.5 | 0.5 | 0.5 | 0.5 | 0.5 | 0.5 | 0.5 | 0.5 | 0.5 | 0.5 | 0.5 | 0.5 | 0.5 | 0.5 | 0.5 | 0.5 | 0.5
Southern_PGAE_Li_Battery_8hr_72 | caiso-deliverability | Panoche_Los_Banos_SSN | Reliability_Capacity_In_Model_Year | System RA | Southern_PGAE_Li_Battery_8hr_72 | 0.5 | 0.5 | 0.5 | 0.5 | 0.5 | 0.5 | 0.5 | 0.5 | 0.5 | 0.5 | 0.5 | 0.5 | 0.5 | 0.5 | 0.5 | 0.5 | 0.5 | 0.5 | 0.5 | 0.5 | 0.5 | 0.5 | 0.5 | 0.5 | 0.5 | 0.5 | 0.5 | 0.5 | 0.5 | 0.5 | 0.5
Southern_PGAE_Li_Battery_8hr_124 | caiso-deliverability | Panoche_Los_Banos_SSN | Reliability_Capacity_In_Model_Year | System RA | Southern_PGAE_Li_Battery_8hr_124 | 0.5 | 0.5 | 0.5 | 0.5 | 0.5 | 0.5 | 0.5 | 0.5 | 0.5 | 0.5 | 0.5 | 0.5 | 0.5 | 0.5 | 0.5 | 0.5 | 0.5 | 0.5 | 0.5 | 0.5 | 0.5 | 0.5 | 0.5 | 0.5 | 0.5 | 0.5 | 0.5 | 0.5 | 0.5 | 0.5 | 0.5
Southern_PGAE_Li_Battery_8hr_139 | caiso-deliverability | Panoche_Los_Banos_SSN | Reliability_Capacity_In_Model_Year | System RA | Southern_PGAE_Li_Battery_8hr_139 | 0.5 | 0.5 | 0.5 | 0.5 | 0.5 | 0.5 | 0.5 | 0.5 | 0.5 | 0.5 | 0.5 | 0.5 | 0.5 | 0.5 | 0.5 | 0.5 | 0.5 | 0.5 | 0.5 | 0.5 | 0.5 | 0.5 | 0.5 | 0.5 | 0.5 | 0.5 | 0.5 | 0.5 | 0.5 | 0.5 | 0.5
Southern_PGAE_Li_Battery_8hr_140 | caiso-deliverability | Panoche_Los_Banos_SSN | Reliability_Capacity_In_Model_Year | System RA | Southern_PGAE_Li_Battery_8hr_140 | 0.5 | 0.5 | 0.5 | 0.5 | 0.5 | 0.5 | 0.5 | 0.5 | 0.5 | 0.5 | 0.5 | 0.5 | 0.5 | 0.5 | 0.5 | 0.5 | 0.5 | 0.5 | 0.5 | 0.5 | 0.5 | 0.5 | 0.5 | 0.5 | 0.5 | 0.5 | 0.5 | 0.5 | 0.5 | 0.5 | 0.5
Southern_PGAE_Li_Battery_8hr_151 | caiso-deliverability | Panoche_Los_Banos_SSN | Reliability_Capacity_In_Model_Year | System RA | Southern_PGAE_Li_Battery_8hr_151 | 0.5 | 0.5 | 0.5 | 0.5 | 0.5 | 0.5 | 0.5 | 0.5 | 0.5 | 0.5 | 0.5 | 0.5 | 0.5 | 0.5 | 0.5 | 0.5 | 0.5 | 0.5 | 0.5 | 0.5 | 0.5 | 0.5 | 0.5 | 0.5 | 0.5 | 0.5 | 0.5 | 0.5 | 0.5 | 0.5 | 0.5
Southern_PGAE_Li_Battery_8hr_154 | caiso-deliverability | Panoche_Los_Banos_SSN | Reliability_Capacity_In_Model_Year | System RA | Southern_PGAE_Li_Battery_8hr_154 | 0.5 | 0.5 | 0.5 | 0.5 | 0.5 | 0.5 | 0.5 | 0.5 | 0.5 | 0.5 | 0.5 | 0.5 | 0.5 | 0.5 | 0.5 | 0.5 | 0.5 | 0.5 | 0.5 | 0.5 | 0.5 | 0.5 | 0.5 | 0.5 | 0.5 | 0.5 | 0.5 | 0.5 | 0.5 | 0.5 | 0.5
Southern_PGAE_Li_Battery_8hr_161 | caiso-deliverability | Panoche_Los_Banos_SSN | Reliability_Capacity_In_Model_Year | System RA | Southern_PGAE_Li_Battery_8hr_161 | 0.5 | 0.5 | 0.5 | 0.5 | 0.5 | 0.5 | 0.5 | 0.5 | 0.5 | 0.5 | 0.5 | 0.5 | 0.5 | 0.5 | 0.5 | 0.5 | 0.5 | 0.5 | 0.5 | 0.5 | 0.5 | 0.5 | 0.5 | 0.5 | 0.5 | 0.5 | 0.5 | 0.5 | 0.5 | 0.5 | 0.5
Southern_PGAE_Li_Battery_8hr_162 | caiso-deliverability | Panoche_Los_Banos_SSN | Reliability_Capacity_In_Model_Year | System RA | Southern_PGAE_Li_Battery_8hr_162 | 0.5 | 0.5 | 0.5 | 0.5 | 0.5 | 0.5 | 0.5 | 0.5 | 0.5 | 0.5 | 0.5 | 0.5 | 0.5 | 0.5 | 0.5 | 0.5 | 0.5 | 0.5 | 0.5 | 0.5 | 0.5 | 0.5 | 0.5 | 0.5 | 0.5 | 0.5 | 0.5 | 0.5 | 0.5 | 0.5 | 0.5
Southern_PGAE_Li_Battery_8hr_164 | caiso-deliverability | Panoche_Los_Banos_SSN | Reliability_Capacity_In_Model_Year | System RA | Southern_PGAE_Li_Battery_8hr_164 | 0.5 | 0.5 | 0.5 | 0.5 | 0.5 | 0.5 | 0.5 | 0.5 | 0.5 | 0.5 | 0.5 | 0.5 | 0.5 | 0.5 | 0.5 | 0.5 | 0.5 | 0.5 | 0.5 | 0.5 | 0.5 | 0.5 | 0.5 | 0.5 | 0.5 | 0.5 | 0.5 | 0.5 | 0.5 | 0.5 | 0.5
Southern_PGAE_Li_Battery_8hr_165 | caiso-deliverability | Panoche_Los_Banos_SSN | Reliability_Capacity_In_Model_Year | System RA | Southern_PGAE_Li_Battery_8hr_165 | 0.5 | 0.5 | 0.5 | 0.5 | 0.5 | 0.5 | 0.5 | 0.5 | 0.5 | 0.5 | 0.5 | 0.5 | 0.5 | 0.5 | 0.5 | 0.5 | 0.5 | 0.5 | 0.5 | 0.5 | 0.5 | 0.5 | 0.5 | 0.5 | 0.5 | 0.5 | 0.5 | 0.5 | 0.5 | 0.5 | 0.5
Southern_PGAE_Li_Battery_8hr_168 | caiso-deliverability | Panoche_Los_Banos_SSN | Reliability_Capacity_In_Model_Year | System RA | Southern_PGAE_Li_Battery_8hr_168 | 0.5 | 0.5 | 0.5 | 0.5 | 0.5 | 0.5 | 0.5 | 0.5 | 0.5 | 0.5 | 0.5 | 0.5 | 0.5 | 0.5 | 0.5 | 0.5 | 0.5 | 0.5 | 0.5 | 0.5 | 0.5 | 0.5 | 0.5 | 0.5 | 0.5 | 0.5 | 0.5 | 0.5 | 0.5 | 0.5 | 0.5
Southern_PGAE_Li_Battery_8hr_169 | caiso-deliverability | Panoche_Los_Banos_SSN | Reliability_Capacity_In_Model_Year | System RA | Southern_PGAE_Li_Battery_8hr_169 | 0.5 | 0.5 | 0.5 | 0.5 | 0.5 | 0.5 | 0.5 | 0.5 | 0.5 | 0.5 | 0.5 | 0.5 | 0.5 | 0.5 | 0.5 | 0.5 | 0.5 | 0.5 | 0.5 | 0.5 | 0.5 | 0.5 | 0.5 | 0.5 | 0.5 | 0.5 | 0.5 | 0.5 | 0.5 | 0.5 | 0.5
Southern_PGAE_Li_Battery_8hr_170 | caiso-deliverability | Panoche_Los_Banos_SSN | Reliability_Capacity_In_Model_Year | System RA | Southern_PGAE_Li_Battery_8hr_170 | 0.5 | 0.5 | 0.5 | 0.5 | 0.5 | 0.5 | 0.5 | 0.5 | 0.5 | 0.5 | 0.5 | 0.5 | 0.5 | 0.5 | 0.5 | 0.5 | 0.5 | 0.5 | 0.5 | 0.5 | 0.5 | 0.5 | 0.5 | 0.5 | 0.5 | 0.5 | 0.5 | 0.5 | 0.5 | 0.5 | 0.5
Southern_PGAE_Li_Battery_8hr_174 | caiso-deliverability | Panoche_Los_Banos_SSN | Reliability_Capacity_In_Model_Year | System RA | Southern_PGAE_Li_Battery_8hr_174 | 0.5 | 0.5 | 0.5 | 0.5 | 0.5 | 0.5 | 0.5 | 0.5 | 0.5 | 0.5 | 0.5 | 0.5 | 0.5 | 0.5 | 0.5 | 0.5 | 0.5 | 0.5 | 0.5 | 0.5 | 0.5 | 0.5 | 0.5 | 0.5 | 0.5 | 0.5 | 0.5 | 0.5 | 0.5 | 0.5 | 0.5
Southern_PGAE_Li_Battery_8hr_176 | caiso-deliverability | Panoche_Los_Banos_SSN | Reliability_Capacity_In_Model_Year | System RA | Southern_PGAE_Li_Battery_8hr_176 | 0.5 | 0.5 | 0.5 | 0.5 | 0.5 | 0.5 | 0.5 | 0.5 | 0.5 | 0.5 | 0.5 | 0.5 | 0.5 | 0.5 | 0.5 | 0.5 | 0.5 | 0.5 | 0.5 | 0.5 | 0.5 | 0.5 | 0.5 | 0.5 | 0.5 | 0.5 | 0.5 | 0.5 | 0.5 | 0.5 | 0.5
Central_Valley_North_Los_Banos_Wind_154 | caiso-deliverability | Panoche_Los_Banos_SSN | Reliability_Capacity_In_Model_Year | System RA | Central_Valley_North_Los_Banos_Wind_154 | 0.163 | 0.163 | 0.163 | 0.163 | 0.163 | 0.163 | 0.163 | 0.163 | 0.163 | 0.163 | 0.163 | 0.163 | 0.163 | 0.163 | 0.163 | 0.163 | 0.163 | 0.163 | 0.163 | 0.163 | 0.163 | 0.163 | 0.163 | 0.163 | 0.163 | 0.163 | 0.163 | 0.163 | 0.163 | 0.163 | 0.163
Central_Valley_North_Los_Banos_Wind_162 | caiso-deliverability | Panoche_Los_Banos_SSN | Reliability_Capacity_In_Model_Year | System RA | Central_Valley_North_Los_Banos_Wind_162 | 0.163 | 0.163 | 0.163 | 0.163 | 0.163 | 0.163 | 0.163 | 0.163 | 0.163 | 0.163 | 0.163 | 0.163 | 0.163 | 0.163 | 0.163 | 0.163 | 0.163 | 0.163 | 0.163 | 0.163 | 0.163 | 0.163 | 0.163 | 0.163 | 0.163 | 0.163 | 0.163 | 0.163 | 0.163 | 0.163 | 0.163
Southern_PGAE_Solar_34 | caiso-deliverability | Panoche_Los_Banos_SSN | Reliability_Capacity_In_Model_Year | System RA | Southern_PGAE_Solar_34 | 0.556 | 0.556 | 0.556 | 0.556 | 0.556 | 0.556 | 0.556 | 0.556 | 0.556 | 0.556 | 0.556 | 0.556 | 0.556 | 0.556 | 0.556 | 0.556 | 0.556 | 0.556 | 0.556 | 0.556 | 0.556 | 0.556 | 0.556 | 0.556 | 0.556 | 0.556 | 0.556 | 0.556 | 0.556 | 0.556 | 0.556
Southern_PGAE_Solar_69 | caiso-deliverability | Panoche_Los_Banos_SSN | Reliability_Capacity_In_Model_Year | System RA | Southern_PGAE_Solar_69 | 0.556 | 0.556 | 0.556 | 0.556 | 0.556 | 0.556 | 0.556 | 0.556 | 0.556 | 0.556 | 0.556 | 0.556 | 0.556 | 0.556 | 0.556 | 0.556 | 0.556 | 0.556 | 0.556 | 0.556 | 0.556 | 0.556 | 0.556 | 0.556 | 0.556 | 0.556 | 0.556 | 0.556 | 0.556 | 0.556 | 0.556
Southern_PGAE_Solar_72 | caiso-deliverability | Panoche_Los_Banos_SSN | Reliability_Capacity_In_Model_Year | System RA | Southern_PGAE_Solar_72 | 0.556 | 0.556 | 0.556 | 0.556 | 0.556 | 0.556 | 0.556 | 0.556 | 0.556 | 0.556 | 0.556 | 0.556 | 0.556 | 0.556 | 0.556 | 0.556 | 0.556 | 0.556 | 0.556 | 0.556 | 0.556 | 0.556 | 0.556 | 0.556 | 0.556 | 0.556 | 0.556 | 0.556 | 0.556 | 0.556 | 0.556
Southern_PGAE_Solar_124 | caiso-deliverability | Panoche_Los_Banos_SSN | Reliability_Capacity_In_Model_Year | System RA | Southern_PGAE_Solar_124 | 0.556 | 0.556 | 0.556 | 0.556 | 0.556 | 0.556 | 0.556 | 0.556 | 0.556 | 0.556 | 0.556 | 0.556 | 0.556 | 0.556 | 0.556 | 0.556 | 0.556 | 0.556 | 0.556 | 0.556 | 0.556 | 0.556 | 0.556 | 0.556 | 0.556 | 0.556 | 0.556 | 0.556 | 0.556 | 0.556 | 0.556
Southern_PGAE_Solar_139 | caiso-deliverability | Panoche_Los_Banos_SSN | Reliability_Capacity_In_Model_Year | System RA | Southern_PGAE_Solar_139 | 0.556 | 0.556 | 0.556 | 0.556 | 0.556 | 0.556 | 0.556 | 0.556 | 0.556 | 0.556 | 0.556 | 0.556 | 0.556 | 0.556 | 0.556 | 0.556 | 0.556 | 0.556 | 0.556 | 0.556 | 0.556 | 0.556 | 0.556 | 0.556 | 0.556 | 0.556 | 0.556 | 0.556 | 0.556 | 0.556 | 0.556
Southern_PGAE_Solar_140 | caiso-deliverability | Panoche_Los_Banos_SSN | Reliability_Capacity_In_Model_Year | System RA | Southern_PGAE_Solar_140 | 0.556 | 0.556 | 0.556 | 0.556 | 0.556 | 0.556 | 0.556 | 0.556 | 0.556 | 0.556 | 0.556 | 0.556 | 0.556 | 0.556 | 0.556 | 0.556 | 0.556 | 0.556 | 0.556 | 0.556 | 0.556 | 0.556 | 0.556 | 0.556 | 0.556 | 0.556 | 0.556 | 0.556 | 0.556 | 0.556 | 0.556
Southern_PGAE_Solar_151 | caiso-deliverability | Panoche_Los_Banos_SSN | Reliability_Capacity_In_Model_Year | System RA | Southern_PGAE_Solar_151 | 0.556 | 0.556 | 0.556 | 0.556 | 0.556 | 0.556 | 0.556 | 0.556 | 0.556 | 0.556 | 0.556 | 0.556 | 0.556 | 0.556 | 0.556 | 0.556 | 0.556 | 0.556 | 0.556 | 0.556 | 0.556 | 0.556 | 0.556 | 0.556 | 0.556 | 0.556 | 0.556 | 0.556 | 0.556 | 0.556 | 0.556
Southern_PGAE_Solar_154 | caiso-deliverability | Panoche_Los_Banos_SSN | Reliability_Capacity_In_Model_Year | System RA | Southern_PGAE_Solar_154 | 0.556 | 0.556 | 0.556 | 0.556 | 0.556 | 0.556 | 0.556 | 0.556 | 0.556 | 0.556 | 0.556 | 0.556 | 0.556 | 0.556 | 0.556 | 0.556 | 0.556 | 0.556 | 0.556 | 0.556 | 0.556 | 0.556 | 0.556 | 0.556 | 0.556 | 0.556 | 0.556 | 0.556 | 0.556 | 0.556 | 0.556
Southern_PGAE_Solar_161 | caiso-deliverability | Panoche_Los_Banos_SSN | Reliability_Capacity_In_Model_Year | System RA | Southern_PGAE_Solar_161 | 0.556 | 0.556 | 0.556 | 0.556 | 0.556 | 0.556 | 0.556 | 0.556 | 0.556 | 0.556 | 0.556 | 0.556 | 0.556 | 0.556 | 0.556 | 0.556 | 0.556 | 0.556 | 0.556 | 0.556 | 0.556 | 0.556 | 0.556 | 0.556 | 0.556 | 0.556 | 0.556 | 0.556 | 0.556 | 0.556 | 0.556
Southern_PGAE_Solar_162 | caiso-deliverability | Panoche_Los_Banos_SSN | Reliability_Capacity_In_Model_Year | System RA | Southern_PGAE_Solar_162 | 0.556 | 0.556 | 0.556 | 0.556 | 0.556 | 0.556 | 0.556 | 0.556 | 0.556 | 0.556 | 0.556 | 0.556 | 0.556 | 0.556 | 0.556 | 0.556 | 0.556 | 0.556 | 0.556 | 0.556 | 0.556 | 0.556 | 0.556 | 0.556 | 0.556 | 0.556 | 0.556 | 0.556 | 0.556 | 0.556 | 0.556
Southern_PGAE_Solar_164 | caiso-deliverability | Panoche_Los_Banos_SSN | Reliability_Capacity_In_Model_Year | System RA | Southern_PGAE_Solar_164 | 0.556 | 0.556 | 0.556 | 0.556 | 0.556 | 0.556 | 0.556 | 0.556 | 0.556 | 0.556 | 0.556 | 0.556 | 0.556 | 0.556 | 0.556 | 0.556 | 0.556 | 0.556 | 0.556 | 0.556 | 0.556 | 0.556 | 0.556 | 0.556 | 0.556 | 0.556 | 0.556 | 0.556 | 0.556 | 0.556 | 0.556
Southern_PGAE_Solar_165 | caiso-deliverability | Panoche_Los_Banos_SSN | Reliability_Capacity_In_Model_Year | System RA | Southern_PGAE_Solar_165 | 0.556 | 0.556 | 0.556 | 0.556 | 0.556 | 0.556 | 0.556 | 0.556 | 0.556 | 0.556 | 0.556 | 0.556 | 0.556 | 0.556 | 0.556 | 0.556 | 0.556 | 0.556 | 0.556 | 0.556 | 0.556 | 0.556 | 0.556 | 0.556 | 0.556 | 0.556 | 0.556 | 0.556 | 0.556 | 0.556 | 0.556
Southern_PGAE_Solar_168 | caiso-deliverability | Panoche_Los_Banos_SSN | Reliability_Capacity_In_Model_Year | System RA | Southern_PGAE_Solar_168 | 0.556 | 0.556 | 0.556 | 0.556 | 0.556 | 0.556 | 0.556 | 0.556 | 0.556 | 0.556 | 0.556 | 0.556 | 0.556 | 0.556 | 0.556 | 0.556 | 0.556 | 0.556 | 0.556 | 0.556 | 0.556 | 0.556 | 0.556 | 0.556 | 0.556 | 0.556 | 0.556 | 0.556 | 0.556 | 0.556 | 0.556
Southern_PGAE_Solar_169 | caiso-deliverability | Panoche_Los_Banos_SSN | Reliability_Capacity_In_Model_Year | System RA | Southern_PGAE_Solar_169 | 0.556 | 0.556 | 0.556 | 0.556 | 0.556 | 0.556 | 0.556 | 0.556 | 0.556 | 0.556 | 0.556 | 0.556 | 0.556 | 0.556 | 0.556 | 0.556 | 0.556 | 0.556 | 0.556 | 0.556 | 0.556 | 0.556 | 0.556 | 0.556 | 0.556 | 0.556 | 0.556 | 0.556 | 0.556 | 0.556 | 0.556
Southern_PGAE_Solar_170 | caiso-deliverability | Panoche_Los_Banos_SSN | Reliability_Capacity_In_Model_Year | System RA | Southern_PGAE_Solar_170 | 0.556 | 0.556 | 0.556 | 0.556 | 0.556 | 0.556 | 0.556 | 0.556 | 0.556 | 0.556 | 0.556 | 0.556 | 0.556 | 0.556 | 0.556 | 0.556 | 0.556 | 0.556 | 0.556 | 0.556 | 0.556 | 0.556 | 0.556 | 0.556 | 0.556 | 0.556 | 0.556 | 0.556 | 0.556 | 0.556 | 0.556
Southern_PGAE_Solar_174 | caiso-deliverability | Panoche_Los_Banos_SSN | Reliability_Capacity_In_Model_Year | System RA | Southern_PGAE_Solar_174 | 0.556 | 0.556 | 0.556 | 0.556 | 0.556 | 0.556 | 0.556 | 0.556 | 0.556 | 0.556 | 0.556 | 0.556 | 0.556 | 0.556 | 0.556 | 0.556 | 0.556 | 0.556 | 0.556 | 0.556 | 0.556 | 0.556 | 0.556 | 0.556 | 0.556 | 0.556 | 0.556 | 0.556 | 0.556 | 0.556 | 0.556
Southern_PGAE_Solar_176 | caiso-deliverability | Panoche_Los_Banos_SSN | Reliability_Capacity_In_Model_Year | System RA | Southern_PGAE_Solar_176 | 0.556 | 0.556 | 0.556 | 0.556 | 0.556 | 0.556 | 0.556 | 0.556 | 0.556 | 0.556 | 0.556 | 0.556 | 0.556 | 0.556 | 0.556 | 0.556 | 0.556 | 0.556 | 0.556 | 0.556 | 0.556 | 0.556 | 0.556 | 0.556 | 0.556 | 0.556 | 0.556 | 0.556 | 0.556 | 0.556 | 0.556
Manning_500_group | caiso-deliverability | Panoche_Los_Banos_SSN | Operational_New_Capacity_MW | Manning_500_group |  | -1.2912 | -1.2912 | -1.2912 | -1.2912 | -1.2912 | -1.2912 | -1.2912 | -1.2912 | -1.2912 | -1.2912 | -1.2912 | -1.2912 | -1.2912 | -1.2912 | -1.2912 | -1.2912 | -1.2912 | -1.2912 | -1.2912 | -1.2912 | -1.2912 | -1.2912 | -1.2912 | -1.2912 | -1.2912 | -1.2912 | -1.2912 | -1.2912 | -1.2912 | -1.2912 | -1.2912
Southern_PGAE_Flow_Battery_22 | caiso-deliverability | Panoche_Mendota_HSN | Reliability_Capacity_In_Model_Year | System RA | Southern_PGAE_Flow_Battery_22 | 1 | 1 | 1 | 1 | 1 | 1 | 1 | 1 | 1 | 1 | 1 | 1 | 1 | 1 | 1 | 1 | 1 | 1 | 1 | 1 | 1 | 1 | 1 | 1 | 1 | 1 | 1 | 1 | 1 | 1 | 1
Southern_PGAE_Flow_Battery_109 | caiso-deliverability | Panoche_Mendota_HSN | Reliability_Capacity_In_Model_Year | System RA | Southern_PGAE_Flow_Battery_109 | 1 | 1 | 1 | 1 | 1 | 1 | 1 | 1 | 1 | 1 | 1 | 1 | 1 | 1 | 1 | 1 | 1 | 1 | 1 | 1 | 1 | 1 | 1 | 1 | 1 | 1 | 1 | 1 | 1 | 1 | 1
Southern_PGAE_Flow_Battery_117 | caiso-deliverability | Panoche_Mendota_HSN | Reliability_Capacity_In_Model_Year | System RA | Southern_PGAE_Flow_Battery_117 | 1 | 1 | 1 | 1 | 1 | 1 | 1 | 1 | 1 | 1 | 1 | 1 | 1 | 1 | 1 | 1 | 1 | 1 | 1 | 1 | 1 | 1 | 1 | 1 | 1 | 1 | 1 | 1 | 1 | 1 | 1
Southern_PGAE_Flow_Battery_139 | caiso-deliverability | Panoche_Mendota_HSN | Reliability_Capacity_In_Model_Year | System RA | Southern_PGAE_Flow_Battery_139 | 1 | 1 | 1 | 1 | 1 | 1 | 1 | 1 | 1 | 1 | 1 | 1 | 1 | 1 | 1 | 1 | 1 | 1 | 1 | 1 | 1 | 1 | 1 | 1 | 1 | 1 | 1 | 1 | 1 | 1 | 1
Southern_PGAE_Flow_Battery_151 | caiso-deliverability | Panoche_Mendota_HSN | Reliability_Capacity_In_Model_Year | System RA | Southern_PGAE_Flow_Battery_151 | 1 | 1 | 1 | 1 | 1 | 1 | 1 | 1 | 1 | 1 | 1 | 1 | 1 | 1 | 1 | 1 | 1 | 1 | 1 | 1 | 1 | 1 | 1 | 1 | 1 | 1 | 1 | 1 | 1 | 1 | 1
Southern_PGAE_Flow_Battery_154 | caiso-deliverability | Panoche_Mendota_HSN | Reliability_Capacity_In_Model_Year | System RA | Southern_PGAE_Flow_Battery_154 | 1 | 1 | 1 | 1 | 1 | 1 | 1 | 1 | 1 | 1 | 1 | 1 | 1 | 1 | 1 | 1 | 1 | 1 | 1 | 1 | 1 | 1 | 1 | 1 | 1 | 1 | 1 | 1 | 1 | 1 | 1
Southern_PGAE_Flow_Battery_161 | caiso-deliverability | Panoche_Mendota_HSN | Reliability_Capacity_In_Model_Year | System RA | Southern_PGAE_Flow_Battery_161 | 1 | 1 | 1 | 1 | 1 | 1 | 1 | 1 | 1 | 1 | 1 | 1 | 1 | 1 | 1 | 1 | 1 | 1 | 1 | 1 | 1 | 1 | 1 | 1 | 1 | 1 | 1 | 1 | 1 | 1 | 1
Southern_PGAE_Flow_Battery_162 | caiso-deliverability | Panoche_Mendota_HSN | Reliability_Capacity_In_Model_Year | System RA | Southern_PGAE_Flow_Battery_162 | 1 | 1 | 1 | 1 | 1 | 1 | 1 | 1 | 1 | 1 | 1 | 1 | 1 | 1 | 1 | 1 | 1 | 1 | 1 | 1 | 1 | 1 | 1 | 1 | 1 | 1 | 1 | 1 | 1 | 1 | 1
Southern_PGAE_Flow_Battery_163 | caiso-deliverability | Panoche_Mendota_HSN | Reliability_Capacity_In_Model_Year | System RA | Southern_PGAE_Flow_Battery_163 | 1 | 1 | 1 | 1 | 1 | 1 | 1 | 1 | 1 | 1 | 1 | 1 | 1 | 1 | 1 | 1 | 1 | 1 | 1 | 1 | 1 | 1 | 1 | 1 | 1 | 1 | 1 | 1 | 1 | 1 | 1
Southern_PGAE_Flow_Battery_164 | caiso-deliverability | Panoche_Mendota_HSN | Reliability_Capacity_In_Model_Year | System RA | Southern_PGAE_Flow_Battery_164 | 1 | 1 | 1 | 1 | 1 | 1 | 1 | 1 | 1 | 1 | 1 | 1 | 1 | 1 | 1 | 1 | 1 | 1 | 1 | 1 | 1 | 1 | 1 | 1 | 1 | 1 | 1 | 1 | 1 | 1 | 1
Southern_PGAE_Flow_Battery_165 | caiso-deliverability | Panoche_Mendota_HSN | Reliability_Capacity_In_Model_Year | System RA | Southern_PGAE_Flow_Battery_165 | 1 | 1 | 1 | 1 | 1 | 1 | 1 | 1 | 1 | 1 | 1 | 1 | 1 | 1 | 1 | 1 | 1 | 1 | 1 | 1 | 1 | 1 | 1 | 1 | 1 | 1 | 1 | 1 | 1 | 1 | 1
Northern_California_Flow_Battery_166 | caiso-deliverability | Panoche_Mendota_HSN | Reliability_Capacity_In_Model_Year | System RA | Northern_California_Flow_Battery_166 | 1 | 1 | 1 | 1 | 1 | 1 | 1 | 1 | 1 | 1 | 1 | 1 | 1 | 1 | 1 | 1 | 1 | 1 | 1 | 1 | 1 | 1 | 1 | 1 | 1 | 1 | 1 | 1 | 1 | 1 | 1
Southern_PGAE_Flow_Battery_168 | caiso-deliverability | Panoche_Mendota_HSN | Reliability_Capacity_In_Model_Year | System RA | Southern_PGAE_Flow_Battery_168 | 1 | 1 | 1 | 1 | 1 | 1 | 1 | 1 | 1 | 1 | 1 | 1 | 1 | 1 | 1 | 1 | 1 | 1 | 1 | 1 | 1 | 1 | 1 | 1 | 1 | 1 | 1 | 1 | 1 | 1 | 1
Southern_PGAE_Flow_Battery_169 | caiso-deliverability | Panoche_Mendota_HSN | Reliability_Capacity_In_Model_Year | System RA | Southern_PGAE_Flow_Battery_169 | 1 | 1 | 1 | 1 | 1 | 1 | 1 | 1 | 1 | 1 | 1 | 1 | 1 | 1 | 1 | 1 | 1 | 1 | 1 | 1 | 1 | 1 | 1 | 1 | 1 | 1 | 1 | 1 | 1 | 1 | 1
Southern_PGAE_Flow_Battery_170 | caiso-deliverability | Panoche_Mendota_HSN | Reliability_Capacity_In_Model_Year | System RA | Southern_PGAE_Flow_Battery_170 | 1 | 1 | 1 | 1 | 1 | 1 | 1 | 1 | 1 | 1 | 1 | 1 | 1 | 1 | 1 | 1 | 1 | 1 | 1 | 1 | 1 | 1 | 1 | 1 | 1 | 1 | 1 | 1 | 1 | 1 | 1
Southern_PGAE_Flow_Battery_174 | caiso-deliverability | Panoche_Mendota_HSN | Reliability_Capacity_In_Model_Year | System RA | Southern_PGAE_Flow_Battery_174 | 1 | 1 | 1 | 1 | 1 | 1 | 1 | 1 | 1 | 1 | 1 | 1 | 1 | 1 | 1 | 1 | 1 | 1 | 1 | 1 | 1 | 1 | 1 | 1 | 1 | 1 | 1 | 1 | 1 | 1 | 1
Southern_PGAE_Flow_Battery_176 | caiso-deliverability | Panoche_Mendota_HSN | Reliability_Capacity_In_Model_Year | System RA | Southern_PGAE_Flow_Battery_176 | 1 | 1 | 1 | 1 | 1 | 1 | 1 | 1 | 1 | 1 | 1 | 1 | 1 | 1 | 1 | 1 | 1 | 1 | 1 | 1 | 1 | 1 | 1 | 1 | 1 | 1 | 1 | 1 | 1 | 1 | 1
Southern_PGAE_Li_Battery_4hr_22 | caiso-deliverability | Panoche_Mendota_HSN | Reliability_Capacity_In_Model_Year | System RA | Southern_PGAE_Li_Battery_4hr_22 | 1 | 1 | 1 | 1 | 1 | 1 | 1 | 1 | 1 | 1 | 1 | 1 | 1 | 1 | 1 | 1 | 1 | 1 | 1 | 1 | 1 | 1 | 1 | 1 | 1 | 1 | 1 | 1 | 1 | 1 | 1
Southern_PGAE_Li_Battery_4hr_109 | caiso-deliverability | Panoche_Mendota_HSN | Reliability_Capacity_In_Model_Year | System RA | Southern_PGAE_Li_Battery_4hr_109 | 1 | 1 | 1 | 1 | 1 | 1 | 1 | 1 | 1 | 1 | 1 | 1 | 1 | 1 | 1 | 1 | 1 | 1 | 1 | 1 | 1 | 1 | 1 | 1 | 1 | 1 | 1 | 1 | 1 | 1 | 1
Southern_PGAE_Li_Battery_4hr_117 | caiso-deliverability | Panoche_Mendota_HSN | Reliability_Capacity_In_Model_Year | System RA | Southern_PGAE_Li_Battery_4hr_117 | 1 | 1 | 1 | 1 | 1 | 1 | 1 | 1 | 1 | 1 | 1 | 1 | 1 | 1 | 1 | 1 | 1 | 1 | 1 | 1 | 1 | 1 | 1 | 1 | 1 | 1 | 1 | 1 | 1 | 1 | 1
Southern_PGAE_Li_Battery_4hr_139 | caiso-deliverability | Panoche_Mendota_HSN | Reliability_Capacity_In_Model_Year | System RA | Southern_PGAE_Li_Battery_4hr_139 | 1 | 1 | 1 | 1 | 1 | 1 | 1 | 1 | 1 | 1 | 1 | 1 | 1 | 1 | 1 | 1 | 1 | 1 | 1 | 1 | 1 | 1 | 1 | 1 | 1 | 1 | 1 | 1 | 1 | 1 | 1
Southern_PGAE_Li_Battery_4hr_151 | caiso-deliverability | Panoche_Mendota_HSN | Reliability_Capacity_In_Model_Year | System RA | Southern_PGAE_Li_Battery_4hr_151 | 1 | 1 | 1 | 1 | 1 | 1 | 1 | 1 | 1 | 1 | 1 | 1 | 1 | 1 | 1 | 1 | 1 | 1 | 1 | 1 | 1 | 1 | 1 | 1 | 1 | 1 | 1 | 1 | 1 | 1 | 1
Southern_PGAE_Li_Battery_4hr_154 | caiso-deliverability | Panoche_Mendota_HSN | Reliability_Capacity_In_Model_Year | System RA | Southern_PGAE_Li_Battery_4hr_154 | 1 | 1 | 1 | 1 | 1 | 1 | 1 | 1 | 1 | 1 | 1 | 1 | 1 | 1 | 1 | 1 | 1 | 1 | 1 | 1 | 1 | 1 | 1 | 1 | 1 | 1 | 1 | 1 | 1 | 1 | 1
Southern_PGAE_Li_Battery_4hr_161 | caiso-deliverability | Panoche_Mendota_HSN | Reliability_Capacity_In_Model_Year | System RA | Southern_PGAE_Li_Battery_4hr_161 | 1 | 1 | 1 | 1 | 1 | 1 | 1 | 1 | 1 | 1 | 1 | 1 | 1 | 1 | 1 | 1 | 1 | 1 | 1 | 1 | 1 | 1 | 1 | 1 | 1 | 1 | 1 | 1 | 1 | 1 | 1
Southern_PGAE_Li_Battery_4hr_162 | caiso-deliverability | Panoche_Mendota_HSN | Reliability_Capacity_In_Model_Year | System RA | Southern_PGAE_Li_Battery_4hr_162 | 1 | 1 | 1 | 1 | 1 | 1 | 1 | 1 | 1 | 1 | 1 | 1 | 1 | 1 | 1 | 1 | 1 | 1 | 1 | 1 | 1 | 1 | 1 | 1 | 1 | 1 | 1 | 1 | 1 | 1 | 1
Southern_PGAE_Li_Battery_4hr_163 | caiso-deliverability | Panoche_Mendota_HSN | Reliability_Capacity_In_Model_Year | System RA | Southern_PGAE_Li_Battery_4hr_163 | 1 | 1 | 1 | 1 | 1 | 1 | 1 | 1 | 1 | 1 | 1 | 1 | 1 | 1 | 1 | 1 | 1 | 1 | 1 | 1 | 1 | 1 | 1 | 1 | 1 | 1 | 1 | 1 | 1 | 1 | 1
Southern_PGAE_Li_Battery_4hr_164 | caiso-deliverability | Panoche_Mendota_HSN | Reliability_Capacity_In_Model_Year | System RA | Southern_PGAE_Li_Battery_4hr_164 | 1 | 1 | 1 | 1 | 1 | 1 | 1 | 1 | 1 | 1 | 1 | 1 | 1 | 1 | 1 | 1 | 1 | 1 | 1 | 1 | 1 | 1 | 1 | 1 | 1 | 1 | 1 | 1 | 1 | 1 | 1
Southern_PGAE_Li_Battery_4hr_165 | caiso-deliverability | Panoche_Mendota_HSN | Reliability_Capacity_In_Model_Year | System RA | Southern_PGAE_Li_Battery_4hr_165 | 1 | 1 | 1 | 1 | 1 | 1 | 1 | 1 | 1 | 1 | 1 | 1 | 1 | 1 | 1 | 1 | 1 | 1 | 1 | 1 | 1 | 1 | 1 | 1 | 1 | 1 | 1 | 1 | 1 | 1 | 1
Northern_California_Li_Battery_4hr_166 | caiso-deliverability | Panoche_Mendota_HSN | Reliability_Capacity_In_Model_Year | System RA | Northern_California_Li_Battery_4hr_166 | 1 | 1 | 1 | 1 | 1 | 1 | 1 | 1 | 1 | 1 | 1 | 1 | 1 | 1 | 1 | 1 | 1 | 1 | 1 | 1 | 1 | 1 | 1 | 1 | 1 | 1 | 1 | 1 | 1 | 1 | 1
Southern_PGAE_Li_Battery_4hr_168 | caiso-deliverability | Panoche_Mendota_HSN | Reliability_Capacity_In_Model_Year | System RA | Southern_PGAE_Li_Battery_4hr_168 | 1 | 1 | 1 | 1 | 1 | 1 | 1 | 1 | 1 | 1 | 1 | 1 | 1 | 1 | 1 | 1 | 1 | 1 | 1 | 1 | 1 | 1 | 1 | 1 | 1 | 1 | 1 | 1 | 1 | 1 | 1
Southern_PGAE_Li_Battery_4hr_169 | caiso-deliverability | Panoche_Mendota_HSN | Reliability_Capacity_In_Model_Year | System RA | Southern_PGAE_Li_Battery_4hr_169 | 1 | 1 | 1 | 1 | 1 | 1 | 1 | 1 | 1 | 1 | 1 | 1 | 1 | 1 | 1 | 1 | 1 | 1 | 1 | 1 | 1 | 1 | 1 | 1 | 1 | 1 | 1 | 1 | 1 | 1 | 1
Southern_PGAE_Li_Battery_4hr_170 | caiso-deliverability | Panoche_Mendota_HSN | Reliability_Capacity_In_Model_Year | System RA | Southern_PGAE_Li_Battery_4hr_170 | 1 | 1 | 1 | 1 | 1 | 1 | 1 | 1 | 1 | 1 | 1 | 1 | 1 | 1 | 1 | 1 | 1 | 1 | 1 | 1 | 1 | 1 | 1 | 1 | 1 | 1 | 1 | 1 | 1 | 1 | 1
Southern_PGAE_Li_Battery_4hr_174 | caiso-deliverability | Panoche_Mendota_HSN | Reliability_Capacity_In_Model_Year | System RA | Southern_PGAE_Li_Battery_4hr_174 | 1 | 1 | 1 | 1 | 1 | 1 | 1 | 1 | 1 | 1 | 1 | 1 | 1 | 1 | 1 | 1 | 1 | 1 | 1 | 1 | 1 | 1 | 1 | 1 | 1 | 1 | 1 | 1 | 1 | 1 | 1
Southern_PGAE_Li_Battery_4hr_176 | caiso-deliverability | Panoche_Mendota_HSN | Reliability_Capacity_In_Model_Year | System RA | Southern_PGAE_Li_Battery_4hr_176 | 1 | 1 | 1 | 1 | 1 | 1 | 1 | 1 | 1 | 1 | 1 | 1 | 1 | 1 | 1 | 1 | 1 | 1 | 1 | 1 | 1 | 1 | 1 | 1 | 1 | 1 | 1 | 1 | 1 | 1 | 1
Southern_PGAE_Li_Battery_8hr_22 | caiso-deliverability | Panoche_Mendota_HSN | Reliability_Capacity_In_Model_Year | System RA | Southern_PGAE_Li_Battery_8hr_22 | 1 | 1 | 1 | 1 | 1 | 1 | 1 | 1 | 1 | 1 | 1 | 1 | 1 | 1 | 1 | 1 | 1 | 1 | 1 | 1 | 1 | 1 | 1 | 1 | 1 | 1 | 1 | 1 | 1 | 1 | 1
Southern_PGAE_Li_Battery_8hr_109 | caiso-deliverability | Panoche_Mendota_HSN | Reliability_Capacity_In_Model_Year | System RA | Southern_PGAE_Li_Battery_8hr_109 | 1 | 1 | 1 | 1 | 1 | 1 | 1 | 1 | 1 | 1 | 1 | 1 | 1 | 1 | 1 | 1 | 1 | 1 | 1 | 1 | 1 | 1 | 1 | 1 | 1 | 1 | 1 | 1 | 1 | 1 | 1
Southern_PGAE_Li_Battery_8hr_117 | caiso-deliverability | Panoche_Mendota_HSN | Reliability_Capacity_In_Model_Year | System RA | Southern_PGAE_Li_Battery_8hr_117 | 1 | 1 | 1 | 1 | 1 | 1 | 1 | 1 | 1 | 1 | 1 | 1 | 1 | 1 | 1 | 1 | 1 | 1 | 1 | 1 | 1 | 1 | 1 | 1 | 1 | 1 | 1 | 1 | 1 | 1 | 1
Southern_PGAE_Li_Battery_8hr_139 | caiso-deliverability | Panoche_Mendota_HSN | Reliability_Capacity_In_Model_Year | System RA | Southern_PGAE_Li_Battery_8hr_139 | 1 | 1 | 1 | 1 | 1 | 1 | 1 | 1 | 1 | 1 | 1 | 1 | 1 | 1 | 1 | 1 | 1 | 1 | 1 | 1 | 1 | 1 | 1 | 1 | 1 | 1 | 1 | 1 | 1 | 1 | 1
Southern_PGAE_Li_Battery_8hr_151 | caiso-deliverability | Panoche_Mendota_HSN | Reliability_Capacity_In_Model_Year | System RA | Southern_PGAE_Li_Battery_8hr_151 | 1 | 1 | 1 | 1 | 1 | 1 | 1 | 1 | 1 | 1 | 1 | 1 | 1 | 1 | 1 | 1 | 1 | 1 | 1 | 1 | 1 | 1 | 1 | 1 | 1 | 1 | 1 | 1 | 1 | 1 | 1
Southern_PGAE_Li_Battery_8hr_154 | caiso-deliverability | Panoche_Mendota_HSN | Reliability_Capacity_In_Model_Year | System RA | Southern_PGAE_Li_Battery_8hr_154 | 1 | 1 | 1 | 1 | 1 | 1 | 1 | 1 | 1 | 1 | 1 | 1 | 1 | 1 | 1 | 1 | 1 | 1 | 1 | 1 | 1 | 1 | 1 | 1 | 1 | 1 | 1 | 1 | 1 | 1 | 1
Southern_PGAE_Li_Battery_8hr_161 | caiso-deliverability | Panoche_Mendota_HSN | Reliability_Capacity_In_Model_Year | System RA | Southern_PGAE_Li_Battery_8hr_161 | 1 | 1 | 1 | 1 | 1 | 1 | 1 | 1 | 1 | 1 | 1 | 1 | 1 | 1 | 1 | 1 | 1 | 1 | 1 | 1 | 1 | 1 | 1 | 1 | 1 | 1 | 1 | 1 | 1 | 1 | 1
Southern_PGAE_Li_Battery_8hr_162 | caiso-deliverability | Panoche_Mendota_HSN | Reliability_Capacity_In_Model_Year | System RA | Southern_PGAE_Li_Battery_8hr_162 | 1 | 1 | 1 | 1 | 1 | 1 | 1 | 1 | 1 | 1 | 1 | 1 | 1 | 1 | 1 | 1 | 1 | 1 | 1 | 1 | 1 | 1 | 1 | 1 | 1 | 1 | 1 | 1 | 1 | 1 | 1
Southern_PGAE_Li_Battery_8hr_163 | caiso-deliverability | Panoche_Mendota_HSN | Reliability_Capacity_In_Model_Year | System RA | Southern_PGAE_Li_Battery_8hr_163 | 1 | 1 | 1 | 1 | 1 | 1 | 1 | 1 | 1 | 1 | 1 | 1 | 1 | 1 | 1 | 1 | 1 | 1 | 1 | 1 | 1 | 1 | 1 | 1 | 1 | 1 | 1 | 1 | 1 | 1 | 1
Southern_PGAE_Li_Battery_8hr_164 | caiso-deliverability | Panoche_Mendota_HSN | Reliability_Capacity_In_Model_Year | System RA | Southern_PGAE_Li_Battery_8hr_164 | 1 | 1 | 1 | 1 | 1 | 1 | 1 | 1 | 1 | 1 | 1 | 1 | 1 | 1 | 1 | 1 | 1 | 1 | 1 | 1 | 1 | 1 | 1 | 1 | 1 | 1 | 1 | 1 | 1 | 1 | 1
Southern_PGAE_Li_Battery_8hr_165 | caiso-deliverability | Panoche_Mendota_HSN | Reliability_Capacity_In_Model_Year | System RA | Southern_PGAE_Li_Battery_8hr_165 | 1 | 1 | 1 | 1 | 1 | 1 | 1 | 1 | 1 | 1 | 1 | 1 | 1 | 1 | 1 | 1 | 1 | 1 | 1 | 1 | 1 | 1 | 1 | 1 | 1 | 1 | 1 | 1 | 1 | 1 | 1
Northern_California_Li_Battery_8hr_166 | caiso-deliverability | Panoche_Mendota_HSN | Reliability_Capacity_In_Model_Year | System RA | Northern_California_Li_Battery_8hr_166 | 1 | 1 | 1 | 1 | 1 | 1 | 1 | 1 | 1 | 1 | 1 | 1 | 1 | 1 | 1 | 1 | 1 | 1 | 1 | 1 | 1 | 1 | 1 | 1 | 1 | 1 | 1 | 1 | 1 | 1 | 1
Southern_PGAE_Li_Battery_8hr_168 | caiso-deliverability | Panoche_Mendota_HSN | Reliability_Capacity_In_Model_Year | System RA | Southern_PGAE_Li_Battery_8hr_168 | 1 | 1 | 1 | 1 | 1 | 1 | 1 | 1 | 1 | 1 | 1 | 1 | 1 | 1 | 1 | 1 | 1 | 1 | 1 | 1 | 1 | 1 | 1 | 1 | 1 | 1 | 1 | 1 | 1 | 1 | 1
Southern_PGAE_Li_Battery_8hr_169 | caiso-deliverability | Panoche_Mendota_HSN | Reliability_Capacity_In_Model_Year | System RA | Southern_PGAE_Li_Battery_8hr_169 | 1 | 1 | 1 | 1 | 1 | 1 | 1 | 1 | 1 | 1 | 1 | 1 | 1 | 1 | 1 | 1 | 1 | 1 | 1 | 1 | 1 | 1 | 1 | 1 | 1 | 1 | 1 | 1 | 1 | 1 | 1
Southern_PGAE_Li_Battery_8hr_170 | caiso-deliverability | Panoche_Mendota_HSN | Reliability_Capacity_In_Model_Year | System RA | Southern_PGAE_Li_Battery_8hr_170 | 1 | 1 | 1 | 1 | 1 | 1 | 1 | 1 | 1 | 1 | 1 | 1 | 1 | 1 | 1 | 1 | 1 | 1 | 1 | 1 | 1 | 1 | 1 | 1 | 1 | 1 | 1 | 1 | 1 | 1 | 1
Southern_PGAE_Li_Battery_8hr_174 | caiso-deliverability | Panoche_Mendota_HSN | Reliability_Capacity_In_Model_Year | System RA | Southern_PGAE_Li_Battery_8hr_174 | 1 | 1 | 1 | 1 | 1 | 1 | 1 | 1 | 1 | 1 | 1 | 1 | 1 | 1 | 1 | 1 | 1 | 1 | 1 | 1 | 1 | 1 | 1 | 1 | 1 | 1 | 1 | 1 | 1 | 1 | 1
Southern_PGAE_Li_Battery_8hr_176 | caiso-deliverability | Panoche_Mendota_HSN | Reliability_Capacity_In_Model_Year | System RA | Southern_PGAE_Li_Battery_8hr_176 | 1 | 1 | 1 | 1 | 1 | 1 | 1 | 1 | 1 | 1 | 1 | 1 | 1 | 1 | 1 | 1 | 1 | 1 | 1 | 1 | 1 | 1 | 1 | 1 | 1 | 1 | 1 | 1 | 1 | 1 | 1
Central_Valley_North_Los_Banos_Wind_154 | caiso-deliverability | Panoche_Mendota_HSN | Reliability_Capacity_In_Model_Year | System RA | Central_Valley_North_Los_Banos_Wind_154 | 0.665 | 0.665 | 0.665 | 0.665 | 0.665 | 0.665 | 0.665 | 0.665 | 0.665 | 0.665 | 0.665 | 0.665 | 0.665 | 0.665 | 0.665 | 0.665 | 0.665 | 0.665 | 0.665 | 0.665 | 0.665 | 0.665 | 0.665 | 0.665 | 0.665 | 0.665 | 0.665 | 0.665 | 0.665 | 0.665 | 0.665
Central_Valley_North_Los_Banos_Wind_162 | caiso-deliverability | Panoche_Mendota_HSN | Reliability_Capacity_In_Model_Year | System RA | Central_Valley_North_Los_Banos_Wind_162 | 0.665 | 0.665 | 0.665 | 0.665 | 0.665 | 0.665 | 0.665 | 0.665 | 0.665 | 0.665 | 0.665 | 0.665 | 0.665 | 0.665 | 0.665 | 0.665 | 0.665 | 0.665 | 0.665 | 0.665 | 0.665 | 0.665 | 0.665 | 0.665 | 0.665 | 0.665 | 0.665 | 0.665 | 0.665 | 0.665 | 0.665
Northern_California_Solar_166 | caiso-deliverability | Panoche_Mendota_HSN | Reliability_Capacity_In_Model_Year | System RA | Northern_California_Solar_166 | 0.1 | 0.1 | 0.1 | 0.1 | 0.1 | 0.1 | 0.1 | 0.1 | 0.1 | 0.1 | 0.1 | 0.1 | 0.1 | 0.1 | 0.1 | 0.1 | 0.1 | 0.1 | 0.1 | 0.1 | 0.1 | 0.1 | 0.1 | 0.1 | 0.1 | 0.1 | 0.1 | 0.1 | 0.1 | 0.1 | 0.1
Southern_PGAE_Solar_22 | caiso-deliverability | Panoche_Mendota_HSN | Reliability_Capacity_In_Model_Year | System RA | Southern_PGAE_Solar_22 | 0.1 | 0.1 | 0.1 | 0.1 | 0.1 | 0.1 | 0.1 | 0.1 | 0.1 | 0.1 | 0.1 | 0.1 | 0.1 | 0.1 | 0.1 | 0.1 | 0.1 | 0.1 | 0.1 | 0.1 | 0.1 | 0.1 | 0.1 | 0.1 | 0.1 | 0.1 | 0.1 | 0.1 | 0.1 | 0.1 | 0.1
Southern_PGAE_Solar_109 | caiso-deliverability | Panoche_Mendota_HSN | Reliability_Capacity_In_Model_Year | System RA | Southern_PGAE_Solar_109 | 0.1 | 0.1 | 0.1 | 0.1 | 0.1 | 0.1 | 0.1 | 0.1 | 0.1 | 0.1 | 0.1 | 0.1 | 0.1 | 0.1 | 0.1 | 0.1 | 0.1 | 0.1 | 0.1 | 0.1 | 0.1 | 0.1 | 0.1 | 0.1 | 0.1 | 0.1 | 0.1 | 0.1 | 0.1 | 0.1 | 0.1
Southern_PGAE_Solar_117 | caiso-deliverability | Panoche_Mendota_HSN | Reliability_Capacity_In_Model_Year | System RA | Southern_PGAE_Solar_117 | 0.1 | 0.1 | 0.1 | 0.1 | 0.1 | 0.1 | 0.1 | 0.1 | 0.1 | 0.1 | 0.1 | 0.1 | 0.1 | 0.1 | 0.1 | 0.1 | 0.1 | 0.1 | 0.1 | 0.1 | 0.1 | 0.1 | 0.1 | 0.1 | 0.1 | 0.1 | 0.1 | 0.1 | 0.1 | 0.1 | 0.1
Southern_PGAE_Solar_139 | caiso-deliverability | Panoche_Mendota_HSN | Reliability_Capacity_In_Model_Year | System RA | Southern_PGAE_Solar_139 | 0.1 | 0.1 | 0.1 | 0.1 | 0.1 | 0.1 | 0.1 | 0.1 | 0.1 | 0.1 | 0.1 | 0.1 | 0.1 | 0.1 | 0.1 | 0.1 | 0.1 | 0.1 | 0.1 | 0.1 | 0.1 | 0.1 | 0.1 | 0.1 | 0.1 | 0.1 | 0.1 | 0.1 | 0.1 | 0.1 | 0.1
Southern_PGAE_Solar_151 | caiso-deliverability | Panoche_Mendota_HSN | Reliability_Capacity_In_Model_Year | System RA | Southern_PGAE_Solar_151 | 0.1 | 0.1 | 0.1 | 0.1 | 0.1 | 0.1 | 0.1 | 0.1 | 0.1 | 0.1 | 0.1 | 0.1 | 0.1 | 0.1 | 0.1 | 0.1 | 0.1 | 0.1 | 0.1 | 0.1 | 0.1 | 0.1 | 0.1 | 0.1 | 0.1 | 0.1 | 0.1 | 0.1 | 0.1 | 0.1 | 0.1
Southern_PGAE_Solar_154 | caiso-deliverability | Panoche_Mendota_HSN | Reliability_Capacity_In_Model_Year | System RA | Southern_PGAE_Solar_154 | 0.1 | 0.1 | 0.1 | 0.1 | 0.1 | 0.1 | 0.1 | 0.1 | 0.1 | 0.1 | 0.1 | 0.1 | 0.1 | 0.1 | 0.1 | 0.1 | 0.1 | 0.1 | 0.1 | 0.1 | 0.1 | 0.1 | 0.1 | 0.1 | 0.1 | 0.1 | 0.1 | 0.1 | 0.1 | 0.1 | 0.1
Southern_PGAE_Solar_161 | caiso-deliverability | Panoche_Mendota_HSN | Reliability_Capacity_In_Model_Year | System RA | Southern_PGAE_Solar_161 | 0.1 | 0.1 | 0.1 | 0.1 | 0.1 | 0.1 | 0.1 | 0.1 | 0.1 | 0.1 | 0.1 | 0.1 | 0.1 | 0.1 | 0.1 | 0.1 | 0.1 | 0.1 | 0.1 | 0.1 | 0.1 | 0.1 | 0.1 | 0.1 | 0.1 | 0.1 | 0.1 | 0.1 | 0.1 | 0.1 | 0.1
Southern_PGAE_Solar_162 | caiso-deliverability | Panoche_Mendota_HSN | Reliability_Capacity_In_Model_Year | System RA | Southern_PGAE_Solar_162 | 0.1 | 0.1 | 0.1 | 0.1 | 0.1 | 0.1 | 0.1 | 0.1 | 0.1 | 0.1 | 0.1 | 0.1 | 0.1 | 0.1 | 0.1 | 0.1 | 0.1 | 0.1 | 0.1 | 0.1 | 0.1 | 0.1 | 0.1 | 0.1 | 0.1 | 0.1 | 0.1 | 0.1 | 0.1 | 0.1 | 0.1
Southern_PGAE_Solar_163 | caiso-deliverability | Panoche_Mendota_HSN | Reliability_Capacity_In_Model_Year | System RA | Southern_PGAE_Solar_163 | 0.1 | 0.1 | 0.1 | 0.1 | 0.1 | 0.1 | 0.1 | 0.1 | 0.1 | 0.1 | 0.1 | 0.1 | 0.1 | 0.1 | 0.1 | 0.1 | 0.1 | 0.1 | 0.1 | 0.1 | 0.1 | 0.1 | 0.1 | 0.1 | 0.1 | 0.1 | 0.1 | 0.1 | 0.1 | 0.1 | 0.1
Southern_PGAE_Solar_164 | caiso-deliverability | Panoche_Mendota_HSN | Reliability_Capacity_In_Model_Year | System RA | Southern_PGAE_Solar_164 | 0.1 | 0.1 | 0.1 | 0.1 | 0.1 | 0.1 | 0.1 | 0.1 | 0.1 | 0.1 | 0.1 | 0.1 | 0.1 | 0.1 | 0.1 | 0.1 | 0.1 | 0.1 | 0.1 | 0.1 | 0.1 | 0.1 | 0.1 | 0.1 | 0.1 | 0.1 | 0.1 | 0.1 | 0.1 | 0.1 | 0.1
Southern_PGAE_Solar_165 | caiso-deliverability | Panoche_Mendota_HSN | Reliability_Capacity_In_Model_Year | System RA | Southern_PGAE_Solar_165 | 0.1 | 0.1 | 0.1 | 0.1 | 0.1 | 0.1 | 0.1 | 0.1 | 0.1 | 0.1 | 0.1 | 0.1 | 0.1 | 0.1 | 0.1 | 0.1 | 0.1 | 0.1 | 0.1 | 0.1 | 0.1 | 0.1 | 0.1 | 0.1 | 0.1 | 0.1 | 0.1 | 0.1 | 0.1 | 0.1 | 0.1
Southern_PGAE_Solar_168 | caiso-deliverability | Panoche_Mendota_HSN | Reliability_Capacity_In_Model_Year | System RA | Southern_PGAE_Solar_168 | 0.1 | 0.1 | 0.1 | 0.1 | 0.1 | 0.1 | 0.1 | 0.1 | 0.1 | 0.1 | 0.1 | 0.1 | 0.1 | 0.1 | 0.1 | 0.1 | 0.1 | 0.1 | 0.1 | 0.1 | 0.1 | 0.1 | 0.1 | 0.1 | 0.1 | 0.1 | 0.1 | 0.1 | 0.1 | 0.1 | 0.1
Southern_PGAE_Solar_169 | caiso-deliverability | Panoche_Mendota_HSN | Reliability_Capacity_In_Model_Year | System RA | Southern_PGAE_Solar_169 | 0.1 | 0.1 | 0.1 | 0.1 | 0.1 | 0.1 | 0.1 | 0.1 | 0.1 | 0.1 | 0.1 | 0.1 | 0.1 | 0.1 | 0.1 | 0.1 | 0.1 | 0.1 | 0.1 | 0.1 | 0.1 | 0.1 | 0.1 | 0.1 | 0.1 | 0.1 | 0.1 | 0.1 | 0.1 | 0.1 | 0.1
Southern_PGAE_Solar_170 | caiso-deliverability | Panoche_Mendota_HSN | Reliability_Capacity_In_Model_Year | System RA | Southern_PGAE_Solar_170 | 0.1 | 0.1 | 0.1 | 0.1 | 0.1 | 0.1 | 0.1 | 0.1 | 0.1 | 0.1 | 0.1 | 0.1 | 0.1 | 0.1 | 0.1 | 0.1 | 0.1 | 0.1 | 0.1 | 0.1 | 0.1 | 0.1 | 0.1 | 0.1 | 0.1 | 0.1 | 0.1 | 0.1 | 0.1 | 0.1 | 0.1
Southern_PGAE_Solar_174 | caiso-deliverability | Panoche_Mendota_HSN | Reliability_Capacity_In_Model_Year | System RA | Southern_PGAE_Solar_174 | 0.1 | 0.1 | 0.1 | 0.1 | 0.1 | 0.1 | 0.1 | 0.1 | 0.1 | 0.1 | 0.1 | 0.1 | 0.1 | 0.1 | 0.1 | 0.1 | 0.1 | 0.1 | 0.1 | 0.1 | 0.1 | 0.1 | 0.1 | 0.1 | 0.1 | 0.1 | 0.1 | 0.1 | 0.1 | 0.1 | 0.1
Southern_PGAE_Solar_176 | caiso-deliverability | Panoche_Mendota_HSN | Reliability_Capacity_In_Model_Year | System RA | Southern_PGAE_Solar_176 | 0.1 | 0.1 | 0.1 | 0.1 | 0.1 | 0.1 | 0.1 | 0.1 | 0.1 | 0.1 | 0.1 | 0.1 | 0.1 | 0.1 | 0.1 | 0.1 | 0.1 | 0.1 | 0.1 | 0.1 | 0.1 | 0.1 | 0.1 | 0.1 | 0.1 | 0.1 | 0.1 | 0.1 | 0.1 | 0.1 | 0.1
Manning_115_group | caiso-deliverability | Panoche_Mendota_HSN | Operational_New_Capacity_MW | Manning_115_group |  | -0.63892 | -0.63892 | -0.63892 | -0.63892 | -0.63892 | -0.63892 | -0.63892 | -0.63892 | -0.63892 | -0.63892 | -0.63892 | -0.63892 | -0.63892 | -0.63892 | -0.63892 | -0.63892 | -0.63892 | -0.63892 | -0.63892 | -0.63892 | -0.63892 | -0.63892 | -0.63892 | -0.63892 | -0.63892 | -0.63892 | -0.63892 | -0.63892 | -0.63892 | -0.63892 | -0.63892
Southern_PGAE_Flow_Battery_22 | caiso-deliverability | Panoche_Mendota_offpeak | Operational_New_Capacity_MW | Southern_PGAE_Flow_Battery_22 |  | -1 | -1 | -1 | -1 | -1 | -1 | -1 | -1 | -1 | -1 | -1 | -1 | -1 | -1 | -1 | -1 | -1 | -1 | -1 | -1 | -1 | -1 | -1 | -1 | -1 | -1 | -1 | -1 | -1 | -1 | -1
Southern_PGAE_Flow_Battery_109 | caiso-deliverability | Panoche_Mendota_offpeak | Operational_New_Capacity_MW | Southern_PGAE_Flow_Battery_109 |  | -1 | -1 | -1 | -1 | -1 | -1 | -1 | -1 | -1 | -1 | -1 | -1 | -1 | -1 | -1 | -1 | -1 | -1 | -1 | -1 | -1 | -1 | -1 | -1 | -1 | -1 | -1 | -1 | -1 | -1 | -1
Southern_PGAE_Flow_Battery_117 | caiso-deliverability | Panoche_Mendota_offpeak | Operational_New_Capacity_MW | Southern_PGAE_Flow_Battery_117 |  | -1 | -1 | -1 | -1 | -1 | -1 | -1 | -1 | -1 | -1 | -1 | -1 | -1 | -1 | -1 | -1 | -1 | -1 | -1 | -1 | -1 | -1 | -1 | -1 | -1 | -1 | -1 | -1 | -1 | -1 | -1
Southern_PGAE_Flow_Battery_139 | caiso-deliverability | Panoche_Mendota_offpeak | Operational_New_Capacity_MW | Southern_PGAE_Flow_Battery_139 |  | -1 | -1 | -1 | -1 | -1 | -1 | -1 | -1 | -1 | -1 | -1 | -1 | -1 | -1 | -1 | -1 | -1 | -1 | -1 | -1 | -1 | -1 | -1 | -1 | -1 | -1 | -1 | -1 | -1 | -1 | -1
Southern_PGAE_Flow_Battery_151 | caiso-deliverability | Panoche_Mendota_offpeak | Operational_New_Capacity_MW | Southern_PGAE_Flow_Battery_151 |  | -1 | -1 | -1 | -1 | -1 | -1 | -1 | -1 | -1 | -1 | -1 | -1 | -1 | -1 | -1 | -1 | -1 | -1 | -1 | -1 | -1 | -1 | -1 | -1 | -1 | -1 | -1 | -1 | -1 | -1 | -1
Southern_PGAE_Flow_Battery_154 | caiso-deliverability | Panoche_Mendota_offpeak | Operational_New_Capacity_MW | Southern_PGAE_Flow_Battery_154 |  | -1 | -1 | -1 | -1 | -1 | -1 | -1 | -1 | -1 | -1 | -1 | -1 | -1 | -1 | -1 | -1 | -1 | -1 | -1 | -1 | -1 | -1 | -1 | -1 | -1 | -1 | -1 | -1 | -1 | -1 | -1
Southern_PGAE_Flow_Battery_161 | caiso-deliverability | Panoche_Mendota_offpeak | Operational_New_Capacity_MW | Southern_PGAE_Flow_Battery_161 |  | -1 | -1 | -1 | -1 | -1 | -1 | -1 | -1 | -1 | -1 | -1 | -1 | -1 | -1 | -1 | -1 | -1 | -1 | -1 | -1 | -1 | -1 | -1 | -1 | -1 | -1 | -1 | -1 | -1 | -1 | -1
Southern_PGAE_Flow_Battery_162 | caiso-deliverability | Panoche_Mendota_offpeak | Operational_New_Capacity_MW | Southern_PGAE_Flow_Battery_162 |  | -1 | -1 | -1 | -1 | -1 | -1 | -1 | -1 | -1 | -1 | -1 | -1 | -1 | -1 | -1 | -1 | -1 | -1 | -1 | -1 | -1 | -1 | -1 | -1 | -1 | -1 | -1 | -1 | -1 | -1 | -1
Southern_PGAE_Flow_Battery_163 | caiso-deliverability | Panoche_Mendota_offpeak | Operational_New_Capacity_MW | Southern_PGAE_Flow_Battery_163 |  | -1 | -1 | -1 | -1 | -1 | -1 | -1 | -1 | -1 | -1 | -1 | -1 | -1 | -1 | -1 | -1 | -1 | -1 | -1 | -1 | -1 | -1 | -1 | -1 | -1 | -1 | -1 | -1 | -1 | -1 | -1
Southern_PGAE_Flow_Battery_164 | caiso-deliverability | Panoche_Mendota_offpeak | Operational_New_Capacity_MW | Southern_PGAE_Flow_Battery_164 |  | -1 | -1 | -1 | -1 | -1 | -1 | -1 | -1 | -1 | -1 | -1 | -1 | -1 | -1 | -1 | -1 | -1 | -1 | -1 | -1 | -1 | -1 | -1 | -1 | -1 | -1 | -1 | -1 | -1 | -1 | -1
Southern_PGAE_Flow_Battery_165 | caiso-deliverability | Panoche_Mendota_offpeak | Operational_New_Capacity_MW | Southern_PGAE_Flow_Battery_165 |  | -1 | -1 | -1 | -1 | -1 | -1 | -1 | -1 | -1 | -1 | -1 | -1 | -1 | -1 | -1 | -1 | -1 | -1 | -1 | -1 | -1 | -1 | -1 | -1 | -1 | -1 | -1 | -1 | -1 | -1 | -1
Northern_California_Flow_Battery_166 | caiso-deliverability | Panoche_Mendota_offpeak | Operational_New_Capacity_MW | Northern_California_Flow_Battery_166 |  | -1 | -1 | -1 | -1 | -1 | -1 | -1 | -1 | -1 | -1 | -1 | -1 | -1 | -1 | -1 | -1 | -1 | -1 | -1 | -1 | -1 | -1 | -1 | -1 | -1 | -1 | -1 | -1 | -1 | -1 | -1
Southern_PGAE_Flow_Battery_168 | caiso-deliverability | Panoche_Mendota_offpeak | Operational_New_Capacity_MW | Southern_PGAE_Flow_Battery_168 |  | -1 | -1 | -1 | -1 | -1 | -1 | -1 | -1 | -1 | -1 | -1 | -1 | -1 | -1 | -1 | -1 | -1 | -1 | -1 | -1 | -1 | -1 | -1 | -1 | -1 | -1 | -1 | -1 | -1 | -1 | -1
Southern_PGAE_Flow_Battery_169 | caiso-deliverability | Panoche_Mendota_offpeak | Operational_New_Capacity_MW | Southern_PGAE_Flow_Battery_169 |  | -1 | -1 | -1 | -1 | -1 | -1 | -1 | -1 | -1 | -1 | -1 | -1 | -1 | -1 | -1 | -1 | -1 | -1 | -1 | -1 | -1 | -1 | -1 | -1 | -1 | -1 | -1 | -1 | -1 | -1 | -1
Southern_PGAE_Flow_Battery_170 | caiso-deliverability | Panoche_Mendota_offpeak | Operational_New_Capacity_MW | Southern_PGAE_Flow_Battery_170 |  | -1 | -1 | -1 | -1 | -1 | -1 | -1 | -1 | -1 | -1 | -1 | -1 | -1 | -1 | -1 | -1 | -1 | -1 | -1 | -1 | -1 | -1 | -1 | -1 | -1 | -1 | -1 | -1 | -1 | -1 | -1
Southern_PGAE_Flow_Battery_174 | caiso-deliverability | Panoche_Mendota_offpeak | Operational_New_Capacity_MW | Southern_PGAE_Flow_Battery_174 |  | -1 | -1 | -1 | -1 | -1 | -1 | -1 | -1 | -1 | -1 | -1 | -1 | -1 | -1 | -1 | -1 | -1 | -1 | -1 | -1 | -1 | -1 | -1 | -1 | -1 | -1 | -1 | -1 | -1 | -1 | -1
Southern_PGAE_Flow_Battery_176 | caiso-deliverability | Panoche_Mendota_offpeak | Operational_New_Capacity_MW | Southern_PGAE_Flow_Battery_176 |  | -1 | -1 | -1 | -1 | -1 | -1 | -1 | -1 | -1 | -1 | -1 | -1 | -1 | -1 | -1 | -1 | -1 | -1 | -1 | -1 | -1 | -1 | -1 | -1 | -1 | -1 | -1 | -1 | -1 | -1 | -1
Southern_PGAE_Li_Battery_4hr_22 | caiso-deliverability | Panoche_Mendota_offpeak | Operational_New_Capacity_MW | Southern_PGAE_Li_Battery_4hr_22 |  | -1 | -1 | -1 | -1 | -1 | -1 | -1 | -1 | -1 | -1 | -1 | -1 | -1 | -1 | -1 | -1 | -1 | -1 | -1 | -1 | -1 | -1 | -1 | -1 | -1 | -1 | -1 | -1 | -1 | -1 | -1
Southern_PGAE_Li_Battery_4hr_109 | caiso-deliverability | Panoche_Mendota_offpeak | Operational_New_Capacity_MW | Southern_PGAE_Li_Battery_4hr_109 |  | -1 | -1 | -1 | -1 | -1 | -1 | -1 | -1 | -1 | -1 | -1 | -1 | -1 | -1 | -1 | -1 | -1 | -1 | -1 | -1 | -1 | -1 | -1 | -1 | -1 | -1 | -1 | -1 | -1 | -1 | -1
Southern_PGAE_Li_Battery_4hr_117 | caiso-deliverability | Panoche_Mendota_offpeak | Operational_New_Capacity_MW | Southern_PGAE_Li_Battery_4hr_117 |  | -1 | -1 | -1 | -1 | -1 | -1 | -1 | -1 | -1 | -1 | -1 | -1 | -1 | -1 | -1 | -1 | -1 | -1 | -1 | -1 | -1 | -1 | -1 | -1 | -1 | -1 | -1 | -1 | -1 | -1 | -1
Southern_PGAE_Li_Battery_4hr_139 | caiso-deliverability | Panoche_Mendota_offpeak | Operational_New_Capacity_MW | Southern_PGAE_Li_Battery_4hr_139 |  | -1 | -1 | -1 | -1 | -1 | -1 | -1 | -1 | -1 | -1 | -1 | -1 | -1 | -1 | -1 | -1 | -1 | -1 | -1 | -1 | -1 | -1 | -1 | -1 | -1 | -1 | -1 | -1 | -1 | -1 | -1
Southern_PGAE_Li_Battery_4hr_151 | caiso-deliverability | Panoche_Mendota_offpeak | Operational_New_Capacity_MW | Southern_PGAE_Li_Battery_4hr_151 |  | -1 | -1 | -1 | -1 | -1 | -1 | -1 | -1 | -1 | -1 | -1 | -1 | -1 | -1 | -1 | -1 | -1 | -1 | -1 | -1 | -1 | -1 | -1 | -1 | -1 | -1 | -1 | -1 | -1 | -1 | -1
Southern_PGAE_Li_Battery_4hr_154 | caiso-deliverability | Panoche_Mendota_offpeak | Operational_New_Capacity_MW | Southern_PGAE_Li_Battery_4hr_154 |  | -1 | -1 | -1 | -1 | -1 | -1 | -1 | -1 | -1 | -1 | -1 | -1 | -1 | -1 | -1 | -1 | -1 | -1 | -1 | -1 | -1 | -1 | -1 | -1 | -1 | -1 | -1 | -1 | -1 | -1 | -1
Southern_PGAE_Li_Battery_4hr_161 | caiso-deliverability | Panoche_Mendota_offpeak | Operational_New_Capacity_MW | Southern_PGAE_Li_Battery_4hr_161 |  | -1 | -1 | -1 | -1 | -1 | -1 | -1 | -1 | -1 | -1 | -1 | -1 | -1 | -1 | -1 | -1 | -1 | -1 | -1 | -1 | -1 | -1 | -1 | -1 | -1 | -1 | -1 | -1 | -1 | -1 | -1
Southern_PGAE_Li_Battery_4hr_162 | caiso-deliverability | Panoche_Mendota_offpeak | Operational_New_Capacity_MW | Southern_PGAE_Li_Battery_4hr_162 |  | -1 | -1 | -1 | -1 | -1 | -1 | -1 | -1 | -1 | -1 | -1 | -1 | -1 | -1 | -1 | -1 | -1 | -1 | -1 | -1 | -1 | -1 | -1 | -1 | -1 | -1 | -1 | -1 | -1 | -1 | -1
Southern_PGAE_Li_Battery_4hr_163 | caiso-deliverability | Panoche_Mendota_offpeak | Operational_New_Capacity_MW | Southern_PGAE_Li_Battery_4hr_163 |  | -1 | -1 | -1 | -1 | -1 | -1 | -1 | -1 | -1 | -1 | -1 | -1 | -1 | -1 | -1 | -1 | -1 | -1 | -1 | -1 | -1 | -1 | -1 | -1 | -1 | -1 | -1 | -1 | -1 | -1 | -1
Southern_PGAE_Li_Battery_4hr_164 | caiso-deliverability | Panoche_Mendota_offpeak | Operational_New_Capacity_MW | Southern_PGAE_Li_Battery_4hr_164 |  | -1 | -1 | -1 | -1 | -1 | -1 | -1 | -1 | -1 | -1 | -1 | -1 | -1 | -1 | -1 | -1 | -1 | -1 | -1 | -1 | -1 | -1 | -1 | -1 | -1 | -1 | -1 | -1 | -1 | -1 | -1
Southern_PGAE_Li_Battery_4hr_165 | caiso-deliverability | Panoche_Mendota_offpeak | Operational_New_Capacity_MW | Southern_PGAE_Li_Battery_4hr_165 |  | -1 | -1 | -1 | -1 | -1 | -1 | -1 | -1 | -1 | -1 | -1 | -1 | -1 | -1 | -1 | -1 | -1 | -1 | -1 | -1 | -1 | -1 | -1 | -1 | -1 | -1 | -1 | -1 | -1 | -1 | -1
Northern_California_Li_Battery_4hr_166 | caiso-deliverability | Panoche_Mendota_offpeak | Operational_New_Capacity_MW | Northern_California_Li_Battery_4hr_166 |  | -1 | -1 | -1 | -1 | -1 | -1 | -1 | -1 | -1 | -1 | -1 | -1 | -1 | -1 | -1 | -1 | -1 | -1 | -1 | -1 | -1 | -1 | -1 | -1 | -1 | -1 | -1 | -1 | -1 | -1 | -1
Southern_PGAE_Li_Battery_4hr_168 | caiso-deliverability | Panoche_Mendota_offpeak | Operational_New_Capacity_MW | Southern_PGAE_Li_Battery_4hr_168 |  | -1 | -1 | -1 | -1 | -1 | -1 | -1 | -1 | -1 | -1 | -1 | -1 | -1 | -1 | -1 | -1 | -1 | -1 | -1 | -1 | -1 | -1 | -1 | -1 | -1 | -1 | -1 | -1 | -1 | -1 | -1
Southern_PGAE_Li_Battery_4hr_169 | caiso-deliverability | Panoche_Mendota_offpeak | Operational_New_Capacity_MW | Southern_PGAE_Li_Battery_4hr_169 |  | -1 | -1 | -1 | -1 | -1 | -1 | -1 | -1 | -1 | -1 | -1 | -1 | -1 | -1 | -1 | -1 | -1 | -1 | -1 | -1 | -1 | -1 | -1 | -1 | -1 | -1 | -1 | -1 | -1 | -1 | -1
Southern_PGAE_Li_Battery_4hr_170 | caiso-deliverability | Panoche_Mendota_offpeak | Operational_New_Capacity_MW | Southern_PGAE_Li_Battery_4hr_170 |  | -1 | -1 | -1 | -1 | -1 | -1 | -1 | -1 | -1 | -1 | -1 | -1 | -1 | -1 | -1 | -1 | -1 | -1 | -1 | -1 | -1 | -1 | -1 | -1 | -1 | -1 | -1 | -1 | -1 | -1 | -1
Southern_PGAE_Li_Battery_4hr_174 | caiso-deliverability | Panoche_Mendota_offpeak | Operational_New_Capacity_MW | Southern_PGAE_Li_Battery_4hr_174 |  | -1 | -1 | -1 | -1 | -1 | -1 | -1 | -1 | -1 | -1 | -1 | -1 | -1 | -1 | -1 | -1 | -1 | -1 | -1 | -1 | -1 | -1 | -1 | -1 | -1 | -1 | -1 | -1 | -1 | -1 | -1
Southern_PGAE_Li_Battery_4hr_176 | caiso-deliverability | Panoche_Mendota_offpeak | Operational_New_Capacity_MW | Southern_PGAE_Li_Battery_4hr_176 |  | -1 | -1 | -1 | -1 | -1 | -1 | -1 | -1 | -1 | -1 | -1 | -1 | -1 | -1 | -1 | -1 | -1 | -1 | -1 | -1 | -1 | -1 | -1 | -1 | -1 | -1 | -1 | -1 | -1 | -1 | -1
Southern_PGAE_Li_Battery_8hr_22 | caiso-deliverability | Panoche_Mendota_offpeak | Operational_New_Capacity_MW | Southern_PGAE_Li_Battery_8hr_22 |  | -1 | -1 | -1 | -1 | -1 | -1 | -1 | -1 | -1 | -1 | -1 | -1 | -1 | -1 | -1 | -1 | -1 | -1 | -1 | -1 | -1 | -1 | -1 | -1 | -1 | -1 | -1 | -1 | -1 | -1 | -1
Southern_PGAE_Li_Battery_8hr_109 | caiso-deliverability | Panoche_Mendota_offpeak | Operational_New_Capacity_MW | Southern_PGAE_Li_Battery_8hr_109 |  | -1 | -1 | -1 | -1 | -1 | -1 | -1 | -1 | -1 | -1 | -1 | -1 | -1 | -1 | -1 | -1 | -1 | -1 | -1 | -1 | -1 | -1 | -1 | -1 | -1 | -1 | -1 | -1 | -1 | -1 | -1
Southern_PGAE_Li_Battery_8hr_117 | caiso-deliverability | Panoche_Mendota_offpeak | Operational_New_Capacity_MW | Southern_PGAE_Li_Battery_8hr_117 |  | -1 | -1 | -1 | -1 | -1 | -1 | -1 | -1 | -1 | -1 | -1 | -1 | -1 | -1 | -1 | -1 | -1 | -1 | -1 | -1 | -1 | -1 | -1 | -1 | -1 | -1 | -1 | -1 | -1 | -1 | -1
Southern_PGAE_Li_Battery_8hr_139 | caiso-deliverability | Panoche_Mendota_offpeak | Operational_New_Capacity_MW | Southern_PGAE_Li_Battery_8hr_139 |  | -1 | -1 | -1 | -1 | -1 | -1 | -1 | -1 | -1 | -1 | -1 | -1 | -1 | -1 | -1 | -1 | -1 | -1 | -1 | -1 | -1 | -1 | -1 | -1 | -1 | -1 | -1 | -1 | -1 | -1 | -1
Southern_PGAE_Li_Battery_8hr_151 | caiso-deliverability | Panoche_Mendota_offpeak | Operational_New_Capacity_MW | Southern_PGAE_Li_Battery_8hr_151 |  | -1 | -1 | -1 | -1 | -1 | -1 | -1 | -1 | -1 | -1 | -1 | -1 | -1 | -1 | -1 | -1 | -1 | -1 | -1 | -1 | -1 | -1 | -1 | -1 | -1 | -1 | -1 | -1 | -1 | -1 | -1
Southern_PGAE_Li_Battery_8hr_154 | caiso-deliverability | Panoche_Mendota_offpeak | Operational_New_Capacity_MW | Southern_PGAE_Li_Battery_8hr_154 |  | -1 | -1 | -1 | -1 | -1 | -1 | -1 | -1 | -1 | -1 | -1 | -1 | -1 | -1 | -1 | -1 | -1 | -1 | -1 | -1 | -1 | -1 | -1 | -1 | -1 | -1 | -1 | -1 | -1 | -1 | -1
Southern_PGAE_Li_Battery_8hr_161 | caiso-deliverability | Panoche_Mendota_offpeak | Operational_New_Capacity_MW | Southern_PGAE_Li_Battery_8hr_161 |  | -1 | -1 | -1 | -1 | -1 | -1 | -1 | -1 | -1 | -1 | -1 | -1 | -1 | -1 | -1 | -1 | -1 | -1 | -1 | -1 | -1 | -1 | -1 | -1 | -1 | -1 | -1 | -1 | -1 | -1 | -1
Southern_PGAE_Li_Battery_8hr_162 | caiso-deliverability | Panoche_Mendota_offpeak | Operational_New_Capacity_MW | Southern_PGAE_Li_Battery_8hr_162 |  | -1 | -1 | -1 | -1 | -1 | -1 | -1 | -1 | -1 | -1 | -1 | -1 | -1 | -1 | -1 | -1 | -1 | -1 | -1 | -1 | -1 | -1 | -1 | -1 | -1 | -1 | -1 | -1 | -1 | -1 | -1
Southern_PGAE_Li_Battery_8hr_163 | caiso-deliverability | Panoche_Mendota_offpeak | Operational_New_Capacity_MW | Southern_PGAE_Li_Battery_8hr_163 |  | -1 | -1 | -1 | -1 | -1 | -1 | -1 | -1 | -1 | -1 | -1 | -1 | -1 | -1 | -1 | -1 | -1 | -1 | -1 | -1 | -1 | -1 | -1 | -1 | -1 | -1 | -1 | -1 | -1 | -1 | -1
Southern_PGAE_Li_Battery_8hr_164 | caiso-deliverability | Panoche_Mendota_offpeak | Operational_New_Capacity_MW | Southern_PGAE_Li_Battery_8hr_164 |  | -1 | -1 | -1 | -1 | -1 | -1 | -1 | -1 | -1 | -1 | -1 | -1 | -1 | -1 | -1 | -1 | -1 | -1 | -1 | -1 | -1 | -1 | -1 | -1 | -1 | -1 | -1 | -1 | -1 | -1 | -1
Southern_PGAE_Li_Battery_8hr_165 | caiso-deliverability | Panoche_Mendota_offpeak | Operational_New_Capacity_MW | Southern_PGAE_Li_Battery_8hr_165 |  | -1 | -1 | -1 | -1 | -1 | -1 | -1 | -1 | -1 | -1 | -1 | -1 | -1 | -1 | -1 | -1 | -1 | -1 | -1 | -1 | -1 | -1 | -1 | -1 | -1 | -1 | -1 | -1 | -1 | -1 | -1
Northern_California_Li_Battery_8hr_166 | caiso-deliverability | Panoche_Mendota_offpeak | Operational_New_Capacity_MW | Northern_California_Li_Battery_8hr_166 |  | -1 | -1 | -1 | -1 | -1 | -1 | -1 | -1 | -1 | -1 | -1 | -1 | -1 | -1 | -1 | -1 | -1 | -1 | -1 | -1 | -1 | -1 | -1 | -1 | -1 | -1 | -1 | -1 | -1 | -1 | -1
Southern_PGAE_Li_Battery_8hr_168 | caiso-deliverability | Panoche_Mendota_offpeak | Operational_New_Capacity_MW | Southern_PGAE_Li_Battery_8hr_168 |  | -1 | -1 | -1 | -1 | -1 | -1 | -1 | -1 | -1 | -1 | -1 | -1 | -1 | -1 | -1 | -1 | -1 | -1 | -1 | -1 | -1 | -1 | -1 | -1 | -1 | -1 | -1 | -1 | -1 | -1 | -1
Southern_PGAE_Li_Battery_8hr_169 | caiso-deliverability | Panoche_Mendota_offpeak | Operational_New_Capacity_MW | Southern_PGAE_Li_Battery_8hr_169 |  | -1 | -1 | -1 | -1 | -1 | -1 | -1 | -1 | -1 | -1 | -1 | -1 | -1 | -1 | -1 | -1 | -1 | -1 | -1 | -1 | -1 | -1 | -1 | -1 | -1 | -1 | -1 | -1 | -1 | -1 | -1
Southern_PGAE_Li_Battery_8hr_170 | caiso-deliverability | Panoche_Mendota_offpeak | Operational_New_Capacity_MW | Southern_PGAE_Li_Battery_8hr_170 |  | -1 | -1 | -1 | -1 | -1 | -1 | -1 | -1 | -1 | -1 | -1 | -1 | -1 | -1 | -1 | -1 | -1 | -1 | -1 | -1 | -1 | -1 | -1 | -1 | -1 | -1 | -1 | -1 | -1 | -1 | -1
Southern_PGAE_Li_Battery_8hr_174 | caiso-deliverability | Panoche_Mendota_offpeak | Operational_New_Capacity_MW | Southern_PGAE_Li_Battery_8hr_174 |  | -1 | -1 | -1 | -1 | -1 | -1 | -1 | -1 | -1 | -1 | -1 | -1 | -1 | -1 | -1 | -1 | -1 | -1 | -1 | -1 | -1 | -1 | -1 | -1 | -1 | -1 | -1 | -1 | -1 | -1 | -1
Southern_PGAE_Li_Battery_8hr_176 | caiso-deliverability | Panoche_Mendota_offpeak | Operational_New_Capacity_MW | Southern_PGAE_Li_Battery_8hr_176 |  | -1 | -1 | -1 | -1 | -1 | -1 | -1 | -1 | -1 | -1 | -1 | -1 | -1 | -1 | -1 | -1 | -1 | -1 | -1 | -1 | -1 | -1 | -1 | -1 | -1 | -1 | -1 | -1 | -1 | -1 | -1
Central_Valley_North_Los_Banos_Wind_154 | caiso-deliverability | Panoche_Mendota_offpeak | Operational_New_Capacity_MW | Central_Valley_North_Los_Banos_Wind_154 |  | 0.44 | 0.44 | 0.44 | 0.44 | 0.44 | 0.44 | 0.44 | 0.44 | 0.44 | 0.44 | 0.44 | 0.44 | 0.44 | 0.44 | 0.44 | 0.44 | 0.44 | 0.44 | 0.44 | 0.44 | 0.44 | 0.44 | 0.44 | 0.44 | 0.44 | 0.44 | 0.44 | 0.44 | 0.44 | 0.44 | 0.44
Central_Valley_North_Los_Banos_Wind_162 | caiso-deliverability | Panoche_Mendota_offpeak | Operational_New_Capacity_MW | Central_Valley_North_Los_Banos_Wind_162 |  | 0.44 | 0.44 | 0.44 | 0.44 | 0.44 | 0.44 | 0.44 | 0.44 | 0.44 | 0.44 | 0.44 | 0.44 | 0.44 | 0.44 | 0.44 | 0.44 | 0.44 | 0.44 | 0.44 | 0.44 | 0.44 | 0.44 | 0.44 | 0.44 | 0.44 | 0.44 | 0.44 | 0.44 | 0.44 | 0.44 | 0.44
Northern_California_Solar_166 | caiso-deliverability | Panoche_Mendota_offpeak | Operational_New_Capacity_MW | Northern_California_Solar_166 |  | 0.79 | 0.79 | 0.79 | 0.79 | 0.79 | 0.79 | 0.79 | 0.79 | 0.79 | 0.79 | 0.79 | 0.79 | 0.79 | 0.79 | 0.79 | 0.79 | 0.79 | 0.79 | 0.79 | 0.79 | 0.79 | 0.79 | 0.79 | 0.79 | 0.79 | 0.79 | 0.79 | 0.79 | 0.79 | 0.79 | 0.79
Southern_PGAE_Solar_22 | caiso-deliverability | Panoche_Mendota_offpeak | Operational_New_Capacity_MW | Southern_PGAE_Solar_22 |  | 0.79 | 0.79 | 0.79 | 0.79 | 0.79 | 0.79 | 0.79 | 0.79 | 0.79 | 0.79 | 0.79 | 0.79 | 0.79 | 0.79 | 0.79 | 0.79 | 0.79 | 0.79 | 0.79 | 0.79 | 0.79 | 0.79 | 0.79 | 0.79 | 0.79 | 0.79 | 0.79 | 0.79 | 0.79 | 0.79 | 0.79
Southern_PGAE_Solar_109 | caiso-deliverability | Panoche_Mendota_offpeak | Operational_New_Capacity_MW | Southern_PGAE_Solar_109 |  | 0.79 | 0.79 | 0.79 | 0.79 | 0.79 | 0.79 | 0.79 | 0.79 | 0.79 | 0.79 | 0.79 | 0.79 | 0.79 | 0.79 | 0.79 | 0.79 | 0.79 | 0.79 | 0.79 | 0.79 | 0.79 | 0.79 | 0.79 | 0.79 | 0.79 | 0.79 | 0.79 | 0.79 | 0.79 | 0.79 | 0.79
Southern_PGAE_Solar_117 | caiso-deliverability | Panoche_Mendota_offpeak | Operational_New_Capacity_MW | Southern_PGAE_Solar_117 |  | 0.79 | 0.79 | 0.79 | 0.79 | 0.79 | 0.79 | 0.79 | 0.79 | 0.79 | 0.79 | 0.79 | 0.79 | 0.79 | 0.79 | 0.79 | 0.79 | 0.79 | 0.79 | 0.79 | 0.79 | 0.79 | 0.79 | 0.79 | 0.79 | 0.79 | 0.79 | 0.79 | 0.79 | 0.79 | 0.79 | 0.79
Southern_PGAE_Solar_139 | caiso-deliverability | Panoche_Mendota_offpeak | Operational_New_Capacity_MW | Southern_PGAE_Solar_139 |  | 0.79 | 0.79 | 0.79 | 0.79 | 0.79 | 0.79 | 0.79 | 0.79 | 0.79 | 0.79 | 0.79 | 0.79 | 0.79 | 0.79 | 0.79 | 0.79 | 0.79 | 0.79 | 0.79 | 0.79 | 0.79 | 0.79 | 0.79 | 0.79 | 0.79 | 0.79 | 0.79 | 0.79 | 0.79 | 0.79 | 0.79
Southern_PGAE_Solar_151 | caiso-deliverability | Panoche_Mendota_offpeak | Operational_New_Capacity_MW | Southern_PGAE_Solar_151 |  | 0.79 | 0.79 | 0.79 | 0.79 | 0.79 | 0.79 | 0.79 | 0.79 | 0.79 | 0.79 | 0.79 | 0.79 | 0.79 | 0.79 | 0.79 | 0.79 | 0.79 | 0.79 | 0.79 | 0.79 | 0.79 | 0.79 | 0.79 | 0.79 | 0.79 | 0.79 | 0.79 | 0.79 | 0.79 | 0.79 | 0.79
Southern_PGAE_Solar_154 | caiso-deliverability | Panoche_Mendota_offpeak | Operational_New_Capacity_MW | Southern_PGAE_Solar_154 |  | 0.79 | 0.79 | 0.79 | 0.79 | 0.79 | 0.79 | 0.79 | 0.79 | 0.79 | 0.79 | 0.79 | 0.79 | 0.79 | 0.79 | 0.79 | 0.79 | 0.79 | 0.79 | 0.79 | 0.79 | 0.79 | 0.79 | 0.79 | 0.79 | 0.79 | 0.79 | 0.79 | 0.79 | 0.79 | 0.79 | 0.79
Southern_PGAE_Solar_161 | caiso-deliverability | Panoche_Mendota_offpeak | Operational_New_Capacity_MW | Southern_PGAE_Solar_161 |  | 0.79 | 0.79 | 0.79 | 0.79 | 0.79 | 0.79 | 0.79 | 0.79 | 0.79 | 0.79 | 0.79 | 0.79 | 0.79 | 0.79 | 0.79 | 0.79 | 0.79 | 0.79 | 0.79 | 0.79 | 0.79 | 0.79 | 0.79 | 0.79 | 0.79 | 0.79 | 0.79 | 0.79 | 0.79 | 0.79 | 0.79
Southern_PGAE_Solar_162 | caiso-deliverability | Panoche_Mendota_offpeak | Operational_New_Capacity_MW | Southern_PGAE_Solar_162 |  | 0.79 | 0.79 | 0.79 | 0.79 | 0.79 | 0.79 | 0.79 | 0.79 | 0.79 | 0.79 | 0.79 | 0.79 | 0.79 | 0.79 | 0.79 | 0.79 | 0.79 | 0.79 | 0.79 | 0.79 | 0.79 | 0.79 | 0.79 | 0.79 | 0.79 | 0.79 | 0.79 | 0.79 | 0.79 | 0.79 | 0.79
Southern_PGAE_Solar_163 | caiso-deliverability | Panoche_Mendota_offpeak | Operational_New_Capacity_MW | Southern_PGAE_Solar_163 |  | 0.79 | 0.79 | 0.79 | 0.79 | 0.79 | 0.79 | 0.79 | 0.79 | 0.79 | 0.79 | 0.79 | 0.79 | 0.79 | 0.79 | 0.79 | 0.79 | 0.79 | 0.79 | 0.79 | 0.79 | 0.79 | 0.79 | 0.79 | 0.79 | 0.79 | 0.79 | 0.79 | 0.79 | 0.79 | 0.79 | 0.79
Southern_PGAE_Solar_164 | caiso-deliverability | Panoche_Mendota_offpeak | Operational_New_Capacity_MW | Southern_PGAE_Solar_164 |  | 0.79 | 0.79 | 0.79 | 0.79 | 0.79 | 0.79 | 0.79 | 0.79 | 0.79 | 0.79 | 0.79 | 0.79 | 0.79 | 0.79 | 0.79 | 0.79 | 0.79 | 0.79 | 0.79 | 0.79 | 0.79 | 0.79 | 0.79 | 0.79 | 0.79 | 0.79 | 0.79 | 0.79 | 0.79 | 0.79 | 0.79
Southern_PGAE_Solar_165 | caiso-deliverability | Panoche_Mendota_offpeak | Operational_New_Capacity_MW | Southern_PGAE_Solar_165 |  | 0.79 | 0.79 | 0.79 | 0.79 | 0.79 | 0.79 | 0.79 | 0.79 | 0.79 | 0.79 | 0.79 | 0.79 | 0.79 | 0.79 | 0.79 | 0.79 | 0.79 | 0.79 | 0.79 | 0.79 | 0.79 | 0.79 | 0.79 | 0.79 | 0.79 | 0.79 | 0.79 | 0.79 | 0.79 | 0.79 | 0.79
Southern_PGAE_Solar_168 | caiso-deliverability | Panoche_Mendota_offpeak | Operational_New_Capacity_MW | Southern_PGAE_Solar_168 |  | 0.79 | 0.79 | 0.79 | 0.79 | 0.79 | 0.79 | 0.79 | 0.79 | 0.79 | 0.79 | 0.79 | 0.79 | 0.79 | 0.79 | 0.79 | 0.79 | 0.79 | 0.79 | 0.79 | 0.79 | 0.79 | 0.79 | 0.79 | 0.79 | 0.79 | 0.79 | 0.79 | 0.79 | 0.79 | 0.79 | 0.79
Southern_PGAE_Solar_169 | caiso-deliverability | Panoche_Mendota_offpeak | Operational_New_Capacity_MW | Southern_PGAE_Solar_169 |  | 0.79 | 0.79 | 0.79 | 0.79 | 0.79 | 0.79 | 0.79 | 0.79 | 0.79 | 0.79 | 0.79 | 0.79 | 0.79 | 0.79 | 0.79 | 0.79 | 0.79 | 0.79 | 0.79 | 0.79 | 0.79 | 0.79 | 0.79 | 0.79 | 0.79 | 0.79 | 0.79 | 0.79 | 0.79 | 0.79 | 0.79
Southern_PGAE_Solar_170 | caiso-deliverability | Panoche_Mendota_offpeak | Operational_New_Capacity_MW | Southern_PGAE_Solar_170 |  | 0.79 | 0.79 | 0.79 | 0.79 | 0.79 | 0.79 | 0.79 | 0.79 | 0.79 | 0.79 | 0.79 | 0.79 | 0.79 | 0.79 | 0.79 | 0.79 | 0.79 | 0.79 | 0.79 | 0.79 | 0.79 | 0.79 | 0.79 | 0.79 | 0.79 | 0.79 | 0.79 | 0.79 | 0.79 | 0.79 | 0.79
Southern_PGAE_Solar_174 | caiso-deliverability | Panoche_Mendota_offpeak | Operational_New_Capacity_MW | Southern_PGAE_Solar_174 |  | 0.79 | 0.79 | 0.79 | 0.79 | 0.79 | 0.79 | 0.79 | 0.79 | 0.79 | 0.79 | 0.79 | 0.79 | 0.79 | 0.79 | 0.79 | 0.79 | 0.79 | 0.79 | 0.79 | 0.79 | 0.79 | 0.79 | 0.79 | 0.79 | 0.79 | 0.79 | 0.79 | 0.79 | 0.79 | 0.79 | 0.79
Southern_PGAE_Solar_176 | caiso-deliverability | Panoche_Mendota_offpeak | Operational_New_Capacity_MW | Southern_PGAE_Solar_176 |  | 0.79 | 0.79 | 0.79 | 0.79 | 0.79 | 0.79 | 0.79 | 0.79 | 0.79 | 0.79 | 0.79 | 0.79 | 0.79 | 0.79 | 0.79 | 0.79 | 0.79 | 0.79 | 0.79 | 0.79 | 0.79 | 0.79 | 0.79 | 0.79 | 0.79 | 0.79 | 0.79 | 0.79 | 0.79 | 0.79 | 0.79
Manning_115_group | caiso-deliverability | Panoche_Mendota_offpeak | Operational_New_Capacity_MW | Manning_115_group |  | -0.09557 | -0.09557 | -0.09557 | -0.09557 | -0.09557 | -0.09557 | -0.09557 | -0.09557 | -0.09557 | -0.09557 | -0.09557 | -0.09557 | -0.09557 | -0.09557 | -0.09557 | -0.09557 | -0.09557 | -0.09557 | -0.09557 | -0.09557 | -0.09557 | -0.09557 | -0.09557 | -0.09557 | -0.09557 | -0.09557 | -0.09557 | -0.09557 | -0.09557 | -0.09557 | -0.09557
Southern_PGAE_Flow_Battery_22 | caiso-deliverability | Panoche_Mendota_SSN | Reliability_Capacity_In_Model_Year | System RA | Southern_PGAE_Flow_Battery_22 | 0.5 | 0.5 | 0.5 | 0.5 | 0.5 | 0.5 | 0.5 | 0.5 | 0.5 | 0.5 | 0.5 | 0.5 | 0.5 | 0.5 | 0.5 | 0.5 | 0.5 | 0.5 | 0.5 | 0.5 | 0.5 | 0.5 | 0.5 | 0.5 | 0.5 | 0.5 | 0.5 | 0.5 | 0.5 | 0.5 | 0.5
Southern_PGAE_Flow_Battery_109 | caiso-deliverability | Panoche_Mendota_SSN | Reliability_Capacity_In_Model_Year | System RA | Southern_PGAE_Flow_Battery_109 | 0.5 | 0.5 | 0.5 | 0.5 | 0.5 | 0.5 | 0.5 | 0.5 | 0.5 | 0.5 | 0.5 | 0.5 | 0.5 | 0.5 | 0.5 | 0.5 | 0.5 | 0.5 | 0.5 | 0.5 | 0.5 | 0.5 | 0.5 | 0.5 | 0.5 | 0.5 | 0.5 | 0.5 | 0.5 | 0.5 | 0.5
Southern_PGAE_Flow_Battery_117 | caiso-deliverability | Panoche_Mendota_SSN | Reliability_Capacity_In_Model_Year | System RA | Southern_PGAE_Flow_Battery_117 | 0.5 | 0.5 | 0.5 | 0.5 | 0.5 | 0.5 | 0.5 | 0.5 | 0.5 | 0.5 | 0.5 | 0.5 | 0.5 | 0.5 | 0.5 | 0.5 | 0.5 | 0.5 | 0.5 | 0.5 | 0.5 | 0.5 | 0.5 | 0.5 | 0.5 | 0.5 | 0.5 | 0.5 | 0.5 | 0.5 | 0.5
Southern_PGAE_Flow_Battery_139 | caiso-deliverability | Panoche_Mendota_SSN | Reliability_Capacity_In_Model_Year | System RA | Southern_PGAE_Flow_Battery_139 | 0.5 | 0.5 | 0.5 | 0.5 | 0.5 | 0.5 | 0.5 | 0.5 | 0.5 | 0.5 | 0.5 | 0.5 | 0.5 | 0.5 | 0.5 | 0.5 | 0.5 | 0.5 | 0.5 | 0.5 | 0.5 | 0.5 | 0.5 | 0.5 | 0.5 | 0.5 | 0.5 | 0.5 | 0.5 | 0.5 | 0.5
Southern_PGAE_Flow_Battery_151 | caiso-deliverability | Panoche_Mendota_SSN | Reliability_Capacity_In_Model_Year | System RA | Southern_PGAE_Flow_Battery_151 | 0.5 | 0.5 | 0.5 | 0.5 | 0.5 | 0.5 | 0.5 | 0.5 | 0.5 | 0.5 | 0.5 | 0.5 | 0.5 | 0.5 | 0.5 | 0.5 | 0.5 | 0.5 | 0.5 | 0.5 | 0.5 | 0.5 | 0.5 | 0.5 | 0.5 | 0.5 | 0.5 | 0.5 | 0.5 | 0.5 | 0.5
Southern_PGAE_Flow_Battery_154 | caiso-deliverability | Panoche_Mendota_SSN | Reliability_Capacity_In_Model_Year | System RA | Southern_PGAE_Flow_Battery_154 | 0.5 | 0.5 | 0.5 | 0.5 | 0.5 | 0.5 | 0.5 | 0.5 | 0.5 | 0.5 | 0.5 | 0.5 | 0.5 | 0.5 | 0.5 | 0.5 | 0.5 | 0.5 | 0.5 | 0.5 | 0.5 | 0.5 | 0.5 | 0.5 | 0.5 | 0.5 | 0.5 | 0.5 | 0.5 | 0.5 | 0.5
Southern_PGAE_Flow_Battery_161 | caiso-deliverability | Panoche_Mendota_SSN | Reliability_Capacity_In_Model_Year | System RA | Southern_PGAE_Flow_Battery_161 | 0.5 | 0.5 | 0.5 | 0.5 | 0.5 | 0.5 | 0.5 | 0.5 | 0.5 | 0.5 | 0.5 | 0.5 | 0.5 | 0.5 | 0.5 | 0.5 | 0.5 | 0.5 | 0.5 | 0.5 | 0.5 | 0.5 | 0.5 | 0.5 | 0.5 | 0.5 | 0.5 | 0.5 | 0.5 | 0.5 | 0.5
Southern_PGAE_Flow_Battery_162 | caiso-deliverability | Panoche_Mendota_SSN | Reliability_Capacity_In_Model_Year | System RA | Southern_PGAE_Flow_Battery_162 | 0.5 | 0.5 | 0.5 | 0.5 | 0.5 | 0.5 | 0.5 | 0.5 | 0.5 | 0.5 | 0.5 | 0.5 | 0.5 | 0.5 | 0.5 | 0.5 | 0.5 | 0.5 | 0.5 | 0.5 | 0.5 | 0.5 | 0.5 | 0.5 | 0.5 | 0.5 | 0.5 | 0.5 | 0.5 | 0.5 | 0.5
Southern_PGAE_Flow_Battery_163 | caiso-deliverability | Panoche_Mendota_SSN | Reliability_Capacity_In_Model_Year | System RA | Southern_PGAE_Flow_Battery_163 | 0.5 | 0.5 | 0.5 | 0.5 | 0.5 | 0.5 | 0.5 | 0.5 | 0.5 | 0.5 | 0.5 | 0.5 | 0.5 | 0.5 | 0.5 | 0.5 | 0.5 | 0.5 | 0.5 | 0.5 | 0.5 | 0.5 | 0.5 | 0.5 | 0.5 | 0.5 | 0.5 | 0.5 | 0.5 | 0.5 | 0.5
Southern_PGAE_Flow_Battery_164 | caiso-deliverability | Panoche_Mendota_SSN | Reliability_Capacity_In_Model_Year | System RA | Southern_PGAE_Flow_Battery_164 | 0.5 | 0.5 | 0.5 | 0.5 | 0.5 | 0.5 | 0.5 | 0.5 | 0.5 | 0.5 | 0.5 | 0.5 | 0.5 | 0.5 | 0.5 | 0.5 | 0.5 | 0.5 | 0.5 | 0.5 | 0.5 | 0.5 | 0.5 | 0.5 | 0.5 | 0.5 | 0.5 | 0.5 | 0.5 | 0.5 | 0.5
Southern_PGAE_Flow_Battery_165 | caiso-deliverability | Panoche_Mendota_SSN | Reliability_Capacity_In_Model_Year | System RA | Southern_PGAE_Flow_Battery_165 | 0.5 | 0.5 | 0.5 | 0.5 | 0.5 | 0.5 | 0.5 | 0.5 | 0.5 | 0.5 | 0.5 | 0.5 | 0.5 | 0.5 | 0.5 | 0.5 | 0.5 | 0.5 | 0.5 | 0.5 | 0.5 | 0.5 | 0.5 | 0.5 | 0.5 | 0.5 | 0.5 | 0.5 | 0.5 | 0.5 | 0.5
Northern_California_Flow_Battery_166 | caiso-deliverability | Panoche_Mendota_SSN | Reliability_Capacity_In_Model_Year | System RA | Northern_California_Flow_Battery_166 | 0.5 | 0.5 | 0.5 | 0.5 | 0.5 | 0.5 | 0.5 | 0.5 | 0.5 | 0.5 | 0.5 | 0.5 | 0.5 | 0.5 | 0.5 | 0.5 | 0.5 | 0.5 | 0.5 | 0.5 | 0.5 | 0.5 | 0.5 | 0.5 | 0.5 | 0.5 | 0.5 | 0.5 | 0.5 | 0.5 | 0.5
Southern_PGAE_Flow_Battery_168 | caiso-deliverability | Panoche_Mendota_SSN | Reliability_Capacity_In_Model_Year | System RA | Southern_PGAE_Flow_Battery_168 | 0.5 | 0.5 | 0.5 | 0.5 | 0.5 | 0.5 | 0.5 | 0.5 | 0.5 | 0.5 | 0.5 | 0.5 | 0.5 | 0.5 | 0.5 | 0.5 | 0.5 | 0.5 | 0.5 | 0.5 | 0.5 | 0.5 | 0.5 | 0.5 | 0.5 | 0.5 | 0.5 | 0.5 | 0.5 | 0.5 | 0.5
Southern_PGAE_Flow_Battery_169 | caiso-deliverability | Panoche_Mendota_SSN | Reliability_Capacity_In_Model_Year | System RA | Southern_PGAE_Flow_Battery_169 | 0.5 | 0.5 | 0.5 | 0.5 | 0.5 | 0.5 | 0.5 | 0.5 | 0.5 | 0.5 | 0.5 | 0.5 | 0.5 | 0.5 | 0.5 | 0.5 | 0.5 | 0.5 | 0.5 | 0.5 | 0.5 | 0.5 | 0.5 | 0.5 | 0.5 | 0.5 | 0.5 | 0.5 | 0.5 | 0.5 | 0.5
Southern_PGAE_Flow_Battery_170 | caiso-deliverability | Panoche_Mendota_SSN | Reliability_Capacity_In_Model_Year | System RA | Southern_PGAE_Flow_Battery_170 | 0.5 | 0.5 | 0.5 | 0.5 | 0.5 | 0.5 | 0.5 | 0.5 | 0.5 | 0.5 | 0.5 | 0.5 | 0.5 | 0.5 | 0.5 | 0.5 | 0.5 | 0.5 | 0.5 | 0.5 | 0.5 | 0.5 | 0.5 | 0.5 | 0.5 | 0.5 | 0.5 | 0.5 | 0.5 | 0.5 | 0.5
Southern_PGAE_Flow_Battery_174 | caiso-deliverability | Panoche_Mendota_SSN | Reliability_Capacity_In_Model_Year | System RA | Southern_PGAE_Flow_Battery_174 | 0.5 | 0.5 | 0.5 | 0.5 | 0.5 | 0.5 | 0.5 | 0.5 | 0.5 | 0.5 | 0.5 | 0.5 | 0.5 | 0.5 | 0.5 | 0.5 | 0.5 | 0.5 | 0.5 | 0.5 | 0.5 | 0.5 | 0.5 | 0.5 | 0.5 | 0.5 | 0.5 | 0.5 | 0.5 | 0.5 | 0.5
Southern_PGAE_Flow_Battery_176 | caiso-deliverability | Panoche_Mendota_SSN | Reliability_Capacity_In_Model_Year | System RA | Southern_PGAE_Flow_Battery_176 | 0.5 | 0.5 | 0.5 | 0.5 | 0.5 | 0.5 | 0.5 | 0.5 | 0.5 | 0.5 | 0.5 | 0.5 | 0.5 | 0.5 | 0.5 | 0.5 | 0.5 | 0.5 | 0.5 | 0.5 | 0.5 | 0.5 | 0.5 | 0.5 | 0.5 | 0.5 | 0.5 | 0.5 | 0.5 | 0.5 | 0.5
Southern_PGAE_Li_Battery_4hr_22 | caiso-deliverability | Panoche_Mendota_SSN | Reliability_Capacity_In_Model_Year | System RA | Southern_PGAE_Li_Battery_4hr_22 | 0.5 | 0.5 | 0.5 | 0.5 | 0.5 | 0.5 | 0.5 | 0.5 | 0.5 | 0.5 | 0.5 | 0.5 | 0.5 | 0.5 | 0.5 | 0.5 | 0.5 | 0.5 | 0.5 | 0.5 | 0.5 | 0.5 | 0.5 | 0.5 | 0.5 | 0.5 | 0.5 | 0.5 | 0.5 | 0.5 | 0.5
Southern_PGAE_Li_Battery_4hr_109 | caiso-deliverability | Panoche_Mendota_SSN | Reliability_Capacity_In_Model_Year | System RA | Southern_PGAE_Li_Battery_4hr_109 | 0.5 | 0.5 | 0.5 | 0.5 | 0.5 | 0.5 | 0.5 | 0.5 | 0.5 | 0.5 | 0.5 | 0.5 | 0.5 | 0.5 | 0.5 | 0.5 | 0.5 | 0.5 | 0.5 | 0.5 | 0.5 | 0.5 | 0.5 | 0.5 | 0.5 | 0.5 | 0.5 | 0.5 | 0.5 | 0.5 | 0.5
Southern_PGAE_Li_Battery_4hr_117 | caiso-deliverability | Panoche_Mendota_SSN | Reliability_Capacity_In_Model_Year | System RA | Southern_PGAE_Li_Battery_4hr_117 | 0.5 | 0.5 | 0.5 | 0.5 | 0.5 | 0.5 | 0.5 | 0.5 | 0.5 | 0.5 | 0.5 | 0.5 | 0.5 | 0.5 | 0.5 | 0.5 | 0.5 | 0.5 | 0.5 | 0.5 | 0.5 | 0.5 | 0.5 | 0.5 | 0.5 | 0.5 | 0.5 | 0.5 | 0.5 | 0.5 | 0.5
Southern_PGAE_Li_Battery_4hr_139 | caiso-deliverability | Panoche_Mendota_SSN | Reliability_Capacity_In_Model_Year | System RA | Southern_PGAE_Li_Battery_4hr_139 | 0.5 | 0.5 | 0.5 | 0.5 | 0.5 | 0.5 | 0.5 | 0.5 | 0.5 | 0.5 | 0.5 | 0.5 | 0.5 | 0.5 | 0.5 | 0.5 | 0.5 | 0.5 | 0.5 | 0.5 | 0.5 | 0.5 | 0.5 | 0.5 | 0.5 | 0.5 | 0.5 | 0.5 | 0.5 | 0.5 | 0.5
Southern_PGAE_Li_Battery_4hr_151 | caiso-deliverability | Panoche_Mendota_SSN | Reliability_Capacity_In_Model_Year | System RA | Southern_PGAE_Li_Battery_4hr_151 | 0.5 | 0.5 | 0.5 | 0.5 | 0.5 | 0.5 | 0.5 | 0.5 | 0.5 | 0.5 | 0.5 | 0.5 | 0.5 | 0.5 | 0.5 | 0.5 | 0.5 | 0.5 | 0.5 | 0.5 | 0.5 | 0.5 | 0.5 | 0.5 | 0.5 | 0.5 | 0.5 | 0.5 | 0.5 | 0.5 | 0.5
Southern_PGAE_Li_Battery_4hr_154 | caiso-deliverability | Panoche_Mendota_SSN | Reliability_Capacity_In_Model_Year | System RA | Southern_PGAE_Li_Battery_4hr_154 | 0.5 | 0.5 | 0.5 | 0.5 | 0.5 | 0.5 | 0.5 | 0.5 | 0.5 | 0.5 | 0.5 | 0.5 | 0.5 | 0.5 | 0.5 | 0.5 | 0.5 | 0.5 | 0.5 | 0.5 | 0.5 | 0.5 | 0.5 | 0.5 | 0.5 | 0.5 | 0.5 | 0.5 | 0.5 | 0.5 | 0.5
Southern_PGAE_Li_Battery_4hr_161 | caiso-deliverability | Panoche_Mendota_SSN | Reliability_Capacity_In_Model_Year | System RA | Southern_PGAE_Li_Battery_4hr_161 | 0.5 | 0.5 | 0.5 | 0.5 | 0.5 | 0.5 | 0.5 | 0.5 | 0.5 | 0.5 | 0.5 | 0.5 | 0.5 | 0.5 | 0.5 | 0.5 | 0.5 | 0.5 | 0.5 | 0.5 | 0.5 | 0.5 | 0.5 | 0.5 | 0.5 | 0.5 | 0.5 | 0.5 | 0.5 | 0.5 | 0.5
Southern_PGAE_Li_Battery_4hr_162 | caiso-deliverability | Panoche_Mendota_SSN | Reliability_Capacity_In_Model_Year | System RA | Southern_PGAE_Li_Battery_4hr_162 | 0.5 | 0.5 | 0.5 | 0.5 | 0.5 | 0.5 | 0.5 | 0.5 | 0.5 | 0.5 | 0.5 | 0.5 | 0.5 | 0.5 | 0.5 | 0.5 | 0.5 | 0.5 | 0.5 | 0.5 | 0.5 | 0.5 | 0.5 | 0.5 | 0.5 | 0.5 | 0.5 | 0.5 | 0.5 | 0.5 | 0.5
Southern_PGAE_Li_Battery_4hr_163 | caiso-deliverability | Panoche_Mendota_SSN | Reliability_Capacity_In_Model_Year | System RA | Southern_PGAE_Li_Battery_4hr_163 | 0.5 | 0.5 | 0.5 | 0.5 | 0.5 | 0.5 | 0.5 | 0.5 | 0.5 | 0.5 | 0.5 | 0.5 | 0.5 | 0.5 | 0.5 | 0.5 | 0.5 | 0.5 | 0.5 | 0.5 | 0.5 | 0.5 | 0.5 | 0.5 | 0.5 | 0.5 | 0.5 | 0.5 | 0.5 | 0.5 | 0.5
Southern_PGAE_Li_Battery_4hr_164 | caiso-deliverability | Panoche_Mendota_SSN | Reliability_Capacity_In_Model_Year | System RA | Southern_PGAE_Li_Battery_4hr_164 | 0.5 | 0.5 | 0.5 | 0.5 | 0.5 | 0.5 | 0.5 | 0.5 | 0.5 | 0.5 | 0.5 | 0.5 | 0.5 | 0.5 | 0.5 | 0.5 | 0.5 | 0.5 | 0.5 | 0.5 | 0.5 | 0.5 | 0.5 | 0.5 | 0.5 | 0.5 | 0.5 | 0.5 | 0.5 | 0.5 | 0.5
Southern_PGAE_Li_Battery_4hr_165 | caiso-deliverability | Panoche_Mendota_SSN | Reliability_Capacity_In_Model_Year | System RA | Southern_PGAE_Li_Battery_4hr_165 | 0.5 | 0.5 | 0.5 | 0.5 | 0.5 | 0.5 | 0.5 | 0.5 | 0.5 | 0.5 | 0.5 | 0.5 | 0.5 | 0.5 | 0.5 | 0.5 | 0.5 | 0.5 | 0.5 | 0.5 | 0.5 | 0.5 | 0.5 | 0.5 | 0.5 | 0.5 | 0.5 | 0.5 | 0.5 | 0.5 | 0.5
Northern_California_Li_Battery_4hr_166 | caiso-deliverability | Panoche_Mendota_SSN | Reliability_Capacity_In_Model_Year | System RA | Northern_California_Li_Battery_4hr_166 | 0.5 | 0.5 | 0.5 | 0.5 | 0.5 | 0.5 | 0.5 | 0.5 | 0.5 | 0.5 | 0.5 | 0.5 | 0.5 | 0.5 | 0.5 | 0.5 | 0.5 | 0.5 | 0.5 | 0.5 | 0.5 | 0.5 | 0.5 | 0.5 | 0.5 | 0.5 | 0.5 | 0.5 | 0.5 | 0.5 | 0.5
Southern_PGAE_Li_Battery_4hr_168 | caiso-deliverability | Panoche_Mendota_SSN | Reliability_Capacity_In_Model_Year | System RA | Southern_PGAE_Li_Battery_4hr_168 | 0.5 | 0.5 | 0.5 | 0.5 | 0.5 | 0.5 | 0.5 | 0.5 | 0.5 | 0.5 | 0.5 | 0.5 | 0.5 | 0.5 | 0.5 | 0.5 | 0.5 | 0.5 | 0.5 | 0.5 | 0.5 | 0.5 | 0.5 | 0.5 | 0.5 | 0.5 | 0.5 | 0.5 | 0.5 | 0.5 | 0.5
Southern_PGAE_Li_Battery_4hr_169 | caiso-deliverability | Panoche_Mendota_SSN | Reliability_Capacity_In_Model_Year | System RA | Southern_PGAE_Li_Battery_4hr_169 | 0.5 | 0.5 | 0.5 | 0.5 | 0.5 | 0.5 | 0.5 | 0.5 | 0.5 | 0.5 | 0.5 | 0.5 | 0.5 | 0.5 | 0.5 | 0.5 | 0.5 | 0.5 | 0.5 | 0.5 | 0.5 | 0.5 | 0.5 | 0.5 | 0.5 | 0.5 | 0.5 | 0.5 | 0.5 | 0.5 | 0.5
Southern_PGAE_Li_Battery_4hr_170 | caiso-deliverability | Panoche_Mendota_SSN | Reliability_Capacity_In_Model_Year | System RA | Southern_PGAE_Li_Battery_4hr_170 | 0.5 | 0.5 | 0.5 | 0.5 | 0.5 | 0.5 | 0.5 | 0.5 | 0.5 | 0.5 | 0.5 | 0.5 | 0.5 | 0.5 | 0.5 | 0.5 | 0.5 | 0.5 | 0.5 | 0.5 | 0.5 | 0.5 | 0.5 | 0.5 | 0.5 | 0.5 | 0.5 | 0.5 | 0.5 | 0.5 | 0.5
Southern_PGAE_Li_Battery_4hr_174 | caiso-deliverability | Panoche_Mendota_SSN | Reliability_Capacity_In_Model_Year | System RA | Southern_PGAE_Li_Battery_4hr_174 | 0.5 | 0.5 | 0.5 | 0.5 | 0.5 | 0.5 | 0.5 | 0.5 | 0.5 | 0.5 | 0.5 | 0.5 | 0.5 | 0.5 | 0.5 | 0.5 | 0.5 | 0.5 | 0.5 | 0.5 | 0.5 | 0.5 | 0.5 | 0.5 | 0.5 | 0.5 | 0.5 | 0.5 | 0.5 | 0.5 | 0.5
Southern_PGAE_Li_Battery_4hr_176 | caiso-deliverability | Panoche_Mendota_SSN | Reliability_Capacity_In_Model_Year | System RA | Southern_PGAE_Li_Battery_4hr_176 | 0.5 | 0.5 | 0.5 | 0.5 | 0.5 | 0.5 | 0.5 | 0.5 | 0.5 | 0.5 | 0.5 | 0.5 | 0.5 | 0.5 | 0.5 | 0.5 | 0.5 | 0.5 | 0.5 | 0.5 | 0.5 | 0.5 | 0.5 | 0.5 | 0.5 | 0.5 | 0.5 | 0.5 | 0.5 | 0.5 | 0.5
Southern_PGAE_Li_Battery_8hr_22 | caiso-deliverability | Panoche_Mendota_SSN | Reliability_Capacity_In_Model_Year | System RA | Southern_PGAE_Li_Battery_8hr_22 | 0.5 | 0.5 | 0.5 | 0.5 | 0.5 | 0.5 | 0.5 | 0.5 | 0.5 | 0.5 | 0.5 | 0.5 | 0.5 | 0.5 | 0.5 | 0.5 | 0.5 | 0.5 | 0.5 | 0.5 | 0.5 | 0.5 | 0.5 | 0.5 | 0.5 | 0.5 | 0.5 | 0.5 | 0.5 | 0.5 | 0.5
Southern_PGAE_Li_Battery_8hr_109 | caiso-deliverability | Panoche_Mendota_SSN | Reliability_Capacity_In_Model_Year | System RA | Southern_PGAE_Li_Battery_8hr_109 | 0.5 | 0.5 | 0.5 | 0.5 | 0.5 | 0.5 | 0.5 | 0.5 | 0.5 | 0.5 | 0.5 | 0.5 | 0.5 | 0.5 | 0.5 | 0.5 | 0.5 | 0.5 | 0.5 | 0.5 | 0.5 | 0.5 | 0.5 | 0.5 | 0.5 | 0.5 | 0.5 | 0.5 | 0.5 | 0.5 | 0.5
Southern_PGAE_Li_Battery_8hr_117 | caiso-deliverability | Panoche_Mendota_SSN | Reliability_Capacity_In_Model_Year | System RA | Southern_PGAE_Li_Battery_8hr_117 | 0.5 | 0.5 | 0.5 | 0.5 | 0.5 | 0.5 | 0.5 | 0.5 | 0.5 | 0.5 | 0.5 | 0.5 | 0.5 | 0.5 | 0.5 | 0.5 | 0.5 | 0.5 | 0.5 | 0.5 | 0.5 | 0.5 | 0.5 | 0.5 | 0.5 | 0.5 | 0.5 | 0.5 | 0.5 | 0.5 | 0.5
Southern_PGAE_Li_Battery_8hr_139 | caiso-deliverability | Panoche_Mendota_SSN | Reliability_Capacity_In_Model_Year | System RA | Southern_PGAE_Li_Battery_8hr_139 | 0.5 | 0.5 | 0.5 | 0.5 | 0.5 | 0.5 | 0.5 | 0.5 | 0.5 | 0.5 | 0.5 | 0.5 | 0.5 | 0.5 | 0.5 | 0.5 | 0.5 | 0.5 | 0.5 | 0.5 | 0.5 | 0.5 | 0.5 | 0.5 | 0.5 | 0.5 | 0.5 | 0.5 | 0.5 | 0.5 | 0.5
Southern_PGAE_Li_Battery_8hr_151 | caiso-deliverability | Panoche_Mendota_SSN | Reliability_Capacity_In_Model_Year | System RA | Southern_PGAE_Li_Battery_8hr_151 | 0.5 | 0.5 | 0.5 | 0.5 | 0.5 | 0.5 | 0.5 | 0.5 | 0.5 | 0.5 | 0.5 | 0.5 | 0.5 | 0.5 | 0.5 | 0.5 | 0.5 | 0.5 | 0.5 | 0.5 | 0.5 | 0.5 | 0.5 | 0.5 | 0.5 | 0.5 | 0.5 | 0.5 | 0.5 | 0.5 | 0.5
Southern_PGAE_Li_Battery_8hr_154 | caiso-deliverability | Panoche_Mendota_SSN | Reliability_Capacity_In_Model_Year | System RA | Southern_PGAE_Li_Battery_8hr_154 | 0.5 | 0.5 | 0.5 | 0.5 | 0.5 | 0.5 | 0.5 | 0.5 | 0.5 | 0.5 | 0.5 | 0.5 | 0.5 | 0.5 | 0.5 | 0.5 | 0.5 | 0.5 | 0.5 | 0.5 | 0.5 | 0.5 | 0.5 | 0.5 | 0.5 | 0.5 | 0.5 | 0.5 | 0.5 | 0.5 | 0.5
Southern_PGAE_Li_Battery_8hr_161 | caiso-deliverability | Panoche_Mendota_SSN | Reliability_Capacity_In_Model_Year | System RA | Southern_PGAE_Li_Battery_8hr_161 | 0.5 | 0.5 | 0.5 | 0.5 | 0.5 | 0.5 | 0.5 | 0.5 | 0.5 | 0.5 | 0.5 | 0.5 | 0.5 | 0.5 | 0.5 | 0.5 | 0.5 | 0.5 | 0.5 | 0.5 | 0.5 | 0.5 | 0.5 | 0.5 | 0.5 | 0.5 | 0.5 | 0.5 | 0.5 | 0.5 | 0.5
Southern_PGAE_Li_Battery_8hr_162 | caiso-deliverability | Panoche_Mendota_SSN | Reliability_Capacity_In_Model_Year | System RA | Southern_PGAE_Li_Battery_8hr_162 | 0.5 | 0.5 | 0.5 | 0.5 | 0.5 | 0.5 | 0.5 | 0.5 | 0.5 | 0.5 | 0.5 | 0.5 | 0.5 | 0.5 | 0.5 | 0.5 | 0.5 | 0.5 | 0.5 | 0.5 | 0.5 | 0.5 | 0.5 | 0.5 | 0.5 | 0.5 | 0.5 | 0.5 | 0.5 | 0.5 | 0.5
Southern_PGAE_Li_Battery_8hr_163 | caiso-deliverability | Panoche_Mendota_SSN | Reliability_Capacity_In_Model_Year | System RA | Southern_PGAE_Li_Battery_8hr_163 | 0.5 | 0.5 | 0.5 | 0.5 | 0.5 | 0.5 | 0.5 | 0.5 | 0.5 | 0.5 | 0.5 | 0.5 | 0.5 | 0.5 | 0.5 | 0.5 | 0.5 | 0.5 | 0.5 | 0.5 | 0.5 | 0.5 | 0.5 | 0.5 | 0.5 | 0.5 | 0.5 | 0.5 | 0.5 | 0.5 | 0.5
Southern_PGAE_Li_Battery_8hr_164 | caiso-deliverability | Panoche_Mendota_SSN | Reliability_Capacity_In_Model_Year | System RA | Southern_PGAE_Li_Battery_8hr_164 | 0.5 | 0.5 | 0.5 | 0.5 | 0.5 | 0.5 | 0.5 | 0.5 | 0.5 | 0.5 | 0.5 | 0.5 | 0.5 | 0.5 | 0.5 | 0.5 | 0.5 | 0.5 | 0.5 | 0.5 | 0.5 | 0.5 | 0.5 | 0.5 | 0.5 | 0.5 | 0.5 | 0.5 | 0.5 | 0.5 | 0.5
Southern_PGAE_Li_Battery_8hr_165 | caiso-deliverability | Panoche_Mendota_SSN | Reliability_Capacity_In_Model_Year | System RA | Southern_PGAE_Li_Battery_8hr_165 | 0.5 | 0.5 | 0.5 | 0.5 | 0.5 | 0.5 | 0.5 | 0.5 | 0.5 | 0.5 | 0.5 | 0.5 | 0.5 | 0.5 | 0.5 | 0.5 | 0.5 | 0.5 | 0.5 | 0.5 | 0.5 | 0.5 | 0.5 | 0.5 | 0.5 | 0.5 | 0.5 | 0.5 | 0.5 | 0.5 | 0.5
Northern_California_Li_Battery_8hr_166 | caiso-deliverability | Panoche_Mendota_SSN | Reliability_Capacity_In_Model_Year | System RA | Northern_California_Li_Battery_8hr_166 | 0.5 | 0.5 | 0.5 | 0.5 | 0.5 | 0.5 | 0.5 | 0.5 | 0.5 | 0.5 | 0.5 | 0.5 | 0.5 | 0.5 | 0.5 | 0.5 | 0.5 | 0.5 | 0.5 | 0.5 | 0.5 | 0.5 | 0.5 | 0.5 | 0.5 | 0.5 | 0.5 | 0.5 | 0.5 | 0.5 | 0.5
Southern_PGAE_Li_Battery_8hr_168 | caiso-deliverability | Panoche_Mendota_SSN | Reliability_Capacity_In_Model_Year | System RA | Southern_PGAE_Li_Battery_8hr_168 | 0.5 | 0.5 | 0.5 | 0.5 | 0.5 | 0.5 | 0.5 | 0.5 | 0.5 | 0.5 | 0.5 | 0.5 | 0.5 | 0.5 | 0.5 | 0.5 | 0.5 | 0.5 | 0.5 | 0.5 | 0.5 | 0.5 | 0.5 | 0.5 | 0.5 | 0.5 | 0.5 | 0.5 | 0.5 | 0.5 | 0.5
Southern_PGAE_Li_Battery_8hr_169 | caiso-deliverability | Panoche_Mendota_SSN | Reliability_Capacity_In_Model_Year | System RA | Southern_PGAE_Li_Battery_8hr_169 | 0.5 | 0.5 | 0.5 | 0.5 | 0.5 | 0.5 | 0.5 | 0.5 | 0.5 | 0.5 | 0.5 | 0.5 | 0.5 | 0.5 | 0.5 | 0.5 | 0.5 | 0.5 | 0.5 | 0.5 | 0.5 | 0.5 | 0.5 | 0.5 | 0.5 | 0.5 | 0.5 | 0.5 | 0.5 | 0.5 | 0.5
Southern_PGAE_Li_Battery_8hr_170 | caiso-deliverability | Panoche_Mendota_SSN | Reliability_Capacity_In_Model_Year | System RA | Southern_PGAE_Li_Battery_8hr_170 | 0.5 | 0.5 | 0.5 | 0.5 | 0.5 | 0.5 | 0.5 | 0.5 | 0.5 | 0.5 | 0.5 | 0.5 | 0.5 | 0.5 | 0.5 | 0.5 | 0.5 | 0.5 | 0.5 | 0.5 | 0.5 | 0.5 | 0.5 | 0.5 | 0.5 | 0.5 | 0.5 | 0.5 | 0.5 | 0.5 | 0.5
Southern_PGAE_Li_Battery_8hr_174 | caiso-deliverability | Panoche_Mendota_SSN | Reliability_Capacity_In_Model_Year | System RA | Southern_PGAE_Li_Battery_8hr_174 | 0.5 | 0.5 | 0.5 | 0.5 | 0.5 | 0.5 | 0.5 | 0.5 | 0.5 | 0.5 | 0.5 | 0.5 | 0.5 | 0.5 | 0.5 | 0.5 | 0.5 | 0.5 | 0.5 | 0.5 | 0.5 | 0.5 | 0.5 | 0.5 | 0.5 | 0.5 | 0.5 | 0.5 | 0.5 | 0.5 | 0.5
Southern_PGAE_Li_Battery_8hr_176 | caiso-deliverability | Panoche_Mendota_SSN | Reliability_Capacity_In_Model_Year | System RA | Southern_PGAE_Li_Battery_8hr_176 | 0.5 | 0.5 | 0.5 | 0.5 | 0.5 | 0.5 | 0.5 | 0.5 | 0.5 | 0.5 | 0.5 | 0.5 | 0.5 | 0.5 | 0.5 | 0.5 | 0.5 | 0.5 | 0.5 | 0.5 | 0.5 | 0.5 | 0.5 | 0.5 | 0.5 | 0.5 | 0.5 | 0.5 | 0.5 | 0.5 | 0.5
Central_Valley_North_Los_Banos_Wind_154 | caiso-deliverability | Panoche_Mendota_SSN | Reliability_Capacity_In_Model_Year | System RA | Central_Valley_North_Los_Banos_Wind_154 | 0.163 | 0.163 | 0.163 | 0.163 | 0.163 | 0.163 | 0.163 | 0.163 | 0.163 | 0.163 | 0.163 | 0.163 | 0.163 | 0.163 | 0.163 | 0.163 | 0.163 | 0.163 | 0.163 | 0.163 | 0.163 | 0.163 | 0.163 | 0.163 | 0.163 | 0.163 | 0.163 | 0.163 | 0.163 | 0.163 | 0.163
Central_Valley_North_Los_Banos_Wind_162 | caiso-deliverability | Panoche_Mendota_SSN | Reliability_Capacity_In_Model_Year | System RA | Central_Valley_North_Los_Banos_Wind_162 | 0.163 | 0.163 | 0.163 | 0.163 | 0.163 | 0.163 | 0.163 | 0.163 | 0.163 | 0.163 | 0.163 | 0.163 | 0.163 | 0.163 | 0.163 | 0.163 | 0.163 | 0.163 | 0.163 | 0.163 | 0.163 | 0.163 | 0.163 | 0.163 | 0.163 | 0.163 | 0.163 | 0.163 | 0.163 | 0.163 | 0.163
Northern_California_Solar_166 | caiso-deliverability | Panoche_Mendota_SSN | Reliability_Capacity_In_Model_Year | System RA | Northern_California_Solar_166 | 0.556 | 0.556 | 0.556 | 0.556 | 0.556 | 0.556 | 0.556 | 0.556 | 0.556 | 0.556 | 0.556 | 0.556 | 0.556 | 0.556 | 0.556 | 0.556 | 0.556 | 0.556 | 0.556 | 0.556 | 0.556 | 0.556 | 0.556 | 0.556 | 0.556 | 0.556 | 0.556 | 0.556 | 0.556 | 0.556 | 0.556
Southern_PGAE_Solar_22 | caiso-deliverability | Panoche_Mendota_SSN | Reliability_Capacity_In_Model_Year | System RA | Southern_PGAE_Solar_22 | 0.556 | 0.556 | 0.556 | 0.556 | 0.556 | 0.556 | 0.556 | 0.556 | 0.556 | 0.556 | 0.556 | 0.556 | 0.556 | 0.556 | 0.556 | 0.556 | 0.556 | 0.556 | 0.556 | 0.556 | 0.556 | 0.556 | 0.556 | 0.556 | 0.556 | 0.556 | 0.556 | 0.556 | 0.556 | 0.556 | 0.556
Southern_PGAE_Solar_109 | caiso-deliverability | Panoche_Mendota_SSN | Reliability_Capacity_In_Model_Year | System RA | Southern_PGAE_Solar_109 | 0.556 | 0.556 | 0.556 | 0.556 | 0.556 | 0.556 | 0.556 | 0.556 | 0.556 | 0.556 | 0.556 | 0.556 | 0.556 | 0.556 | 0.556 | 0.556 | 0.556 | 0.556 | 0.556 | 0.556 | 0.556 | 0.556 | 0.556 | 0.556 | 0.556 | 0.556 | 0.556 | 0.556 | 0.556 | 0.556 | 0.556
Southern_PGAE_Solar_117 | caiso-deliverability | Panoche_Mendota_SSN | Reliability_Capacity_In_Model_Year | System RA | Southern_PGAE_Solar_117 | 0.556 | 0.556 | 0.556 | 0.556 | 0.556 | 0.556 | 0.556 | 0.556 | 0.556 | 0.556 | 0.556 | 0.556 | 0.556 | 0.556 | 0.556 | 0.556 | 0.556 | 0.556 | 0.556 | 0.556 | 0.556 | 0.556 | 0.556 | 0.556 | 0.556 | 0.556 | 0.556 | 0.556 | 0.556 | 0.556 | 0.556
Southern_PGAE_Solar_139 | caiso-deliverability | Panoche_Mendota_SSN | Reliability_Capacity_In_Model_Year | System RA | Southern_PGAE_Solar_139 | 0.556 | 0.556 | 0.556 | 0.556 | 0.556 | 0.556 | 0.556 | 0.556 | 0.556 | 0.556 | 0.556 | 0.556 | 0.556 | 0.556 | 0.556 | 0.556 | 0.556 | 0.556 | 0.556 | 0.556 | 0.556 | 0.556 | 0.556 | 0.556 | 0.556 | 0.556 | 0.556 | 0.556 | 0.556 | 0.556 | 0.556
Southern_PGAE_Solar_151 | caiso-deliverability | Panoche_Mendota_SSN | Reliability_Capacity_In_Model_Year | System RA | Southern_PGAE_Solar_151 | 0.556 | 0.556 | 0.556 | 0.556 | 0.556 | 0.556 | 0.556 | 0.556 | 0.556 | 0.556 | 0.556 | 0.556 | 0.556 | 0.556 | 0.556 | 0.556 | 0.556 | 0.556 | 0.556 | 0.556 | 0.556 | 0.556 | 0.556 | 0.556 | 0.556 | 0.556 | 0.556 | 0.556 | 0.556 | 0.556 | 0.556
Southern_PGAE_Solar_154 | caiso-deliverability | Panoche_Mendota_SSN | Reliability_Capacity_In_Model_Year | System RA | Southern_PGAE_Solar_154 | 0.556 | 0.556 | 0.556 | 0.556 | 0.556 | 0.556 | 0.556 | 0.556 | 0.556 | 0.556 | 0.556 | 0.556 | 0.556 | 0.556 | 0.556 | 0.556 | 0.556 | 0.556 | 0.556 | 0.556 | 0.556 | 0.556 | 0.556 | 0.556 | 0.556 | 0.556 | 0.556 | 0.556 | 0.556 | 0.556 | 0.556
Southern_PGAE_Solar_161 | caiso-deliverability | Panoche_Mendota_SSN | Reliability_Capacity_In_Model_Year | System RA | Southern_PGAE_Solar_161 | 0.556 | 0.556 | 0.556 | 0.556 | 0.556 | 0.556 | 0.556 | 0.556 | 0.556 | 0.556 | 0.556 | 0.556 | 0.556 | 0.556 | 0.556 | 0.556 | 0.556 | 0.556 | 0.556 | 0.556 | 0.556 | 0.556 | 0.556 | 0.556 | 0.556 | 0.556 | 0.556 | 0.556 | 0.556 | 0.556 | 0.556
Southern_PGAE_Solar_162 | caiso-deliverability | Panoche_Mendota_SSN | Reliability_Capacity_In_Model_Year | System RA | Southern_PGAE_Solar_162 | 0.556 | 0.556 | 0.556 | 0.556 | 0.556 | 0.556 | 0.556 | 0.556 | 0.556 | 0.556 | 0.556 | 0.556 | 0.556 | 0.556 | 0.556 | 0.556 | 0.556 | 0.556 | 0.556 | 0.556 | 0.556 | 0.556 | 0.556 | 0.556 | 0.556 | 0.556 | 0.556 | 0.556 | 0.556 | 0.556 | 0.556
Southern_PGAE_Solar_163 | caiso-deliverability | Panoche_Mendota_SSN | Reliability_Capacity_In_Model_Year | System RA | Southern_PGAE_Solar_163 | 0.556 | 0.556 | 0.556 | 0.556 | 0.556 | 0.556 | 0.556 | 0.556 | 0.556 | 0.556 | 0.556 | 0.556 | 0.556 | 0.556 | 0.556 | 0.556 | 0.556 | 0.556 | 0.556 | 0.556 | 0.556 | 0.556 | 0.556 | 0.556 | 0.556 | 0.556 | 0.556 | 0.556 | 0.556 | 0.556 | 0.556
Southern_PGAE_Solar_164 | caiso-deliverability | Panoche_Mendota_SSN | Reliability_Capacity_In_Model_Year | System RA | Southern_PGAE_Solar_164 | 0.556 | 0.556 | 0.556 | 0.556 | 0.556 | 0.556 | 0.556 | 0.556 | 0.556 | 0.556 | 0.556 | 0.556 | 0.556 | 0.556 | 0.556 | 0.556 | 0.556 | 0.556 | 0.556 | 0.556 | 0.556 | 0.556 | 0.556 | 0.556 | 0.556 | 0.556 | 0.556 | 0.556 | 0.556 | 0.556 | 0.556
Southern_PGAE_Solar_165 | caiso-deliverability | Panoche_Mendota_SSN | Reliability_Capacity_In_Model_Year | System RA | Southern_PGAE_Solar_165 | 0.556 | 0.556 | 0.556 | 0.556 | 0.556 | 0.556 | 0.556 | 0.556 | 0.556 | 0.556 | 0.556 | 0.556 | 0.556 | 0.556 | 0.556 | 0.556 | 0.556 | 0.556 | 0.556 | 0.556 | 0.556 | 0.556 | 0.556 | 0.556 | 0.556 | 0.556 | 0.556 | 0.556 | 0.556 | 0.556 | 0.556
Southern_PGAE_Solar_168 | caiso-deliverability | Panoche_Mendota_SSN | Reliability_Capacity_In_Model_Year | System RA | Southern_PGAE_Solar_168 | 0.556 | 0.556 | 0.556 | 0.556 | 0.556 | 0.556 | 0.556 | 0.556 | 0.556 | 0.556 | 0.556 | 0.556 | 0.556 | 0.556 | 0.556 | 0.556 | 0.556 | 0.556 | 0.556 | 0.556 | 0.556 | 0.556 | 0.556 | 0.556 | 0.556 | 0.556 | 0.556 | 0.556 | 0.556 | 0.556 | 0.556
Southern_PGAE_Solar_169 | caiso-deliverability | Panoche_Mendota_SSN | Reliability_Capacity_In_Model_Year | System RA | Southern_PGAE_Solar_169 | 0.556 | 0.556 | 0.556 | 0.556 | 0.556 | 0.556 | 0.556 | 0.556 | 0.556 | 0.556 | 0.556 | 0.556 | 0.556 | 0.556 | 0.556 | 0.556 | 0.556 | 0.556 | 0.556 | 0.556 | 0.556 | 0.556 | 0.556 | 0.556 | 0.556 | 0.556 | 0.556 | 0.556 | 0.556 | 0.556 | 0.556
Southern_PGAE_Solar_170 | caiso-deliverability | Panoche_Mendota_SSN | Reliability_Capacity_In_Model_Year | System RA | Southern_PGAE_Solar_170 | 0.556 | 0.556 | 0.556 | 0.556 | 0.556 | 0.556 | 0.556 | 0.556 | 0.556 | 0.556 | 0.556 | 0.556 | 0.556 | 0.556 | 0.556 | 0.556 | 0.556 | 0.556 | 0.556 | 0.556 | 0.556 | 0.556 | 0.556 | 0.556 | 0.556 | 0.556 | 0.556 | 0.556 | 0.556 | 0.556 | 0.556
Southern_PGAE_Solar_174 | caiso-deliverability | Panoche_Mendota_SSN | Reliability_Capacity_In_Model_Year | System RA | Southern_PGAE_Solar_174 | 0.556 | 0.556 | 0.556 | 0.556 | 0.556 | 0.556 | 0.556 | 0.556 | 0.556 | 0.556 | 0.556 | 0.556 | 0.556 | 0.556 | 0.556 | 0.556 | 0.556 | 0.556 | 0.556 | 0.556 | 0.556 | 0.556 | 0.556 | 0.556 | 0.556 | 0.556 | 0.556 | 0.556 | 0.556 | 0.556 | 0.556
Southern_PGAE_Solar_176 | caiso-deliverability | Panoche_Mendota_SSN | Reliability_Capacity_In_Model_Year | System RA | Southern_PGAE_Solar_176 | 0.556 | 0.556 | 0.556 | 0.556 | 0.556 | 0.556 | 0.556 | 0.556 | 0.556 | 0.556 | 0.556 | 0.556 | 0.556 | 0.556 | 0.556 | 0.556 | 0.556 | 0.556 | 0.556 | 0.556 | 0.556 | 0.556 | 0.556 | 0.556 | 0.556 | 0.556 | 0.556 | 0.556 | 0.556 | 0.556 | 0.556
Manning_115_group | caiso-deliverability | Panoche_Mendota_SSN | Operational_New_Capacity_MW | Manning_115_group |  | -0.63892 | -0.63892 | -0.63892 | -0.63892 | -0.63892 | -0.63892 | -0.63892 | -0.63892 | -0.63892 | -0.63892 | -0.63892 | -0.63892 | -0.63892 | -0.63892 | -0.63892 | -0.63892 | -0.63892 | -0.63892 | -0.63892 | -0.63892 | -0.63892 | -0.63892 | -0.63892 | -0.63892 | -0.63892 | -0.63892 | -0.63892 | -0.63892 | -0.63892 | -0.63892 | -0.63892
Southern_PGAE_Flow_Battery_154 | caiso-deliverability | Panoche_Oro_Loma_HSN | Reliability_Capacity_In_Model_Year | System RA | Southern_PGAE_Flow_Battery_154 | 1 | 1 | 1 | 1 | 1 | 1 | 1 | 1 | 1 | 1 | 1 | 1 | 1 | 1 | 1 | 1 | 1 | 1 | 1 | 1 | 1 | 1 | 1 | 1 | 1 | 1 | 1 | 1 | 1 | 1 | 1
Southern_PGAE_Flow_Battery_161 | caiso-deliverability | Panoche_Oro_Loma_HSN | Reliability_Capacity_In_Model_Year | System RA | Southern_PGAE_Flow_Battery_161 | 1 | 1 | 1 | 1 | 1 | 1 | 1 | 1 | 1 | 1 | 1 | 1 | 1 | 1 | 1 | 1 | 1 | 1 | 1 | 1 | 1 | 1 | 1 | 1 | 1 | 1 | 1 | 1 | 1 | 1 | 1
Southern_PGAE_Flow_Battery_162 | caiso-deliverability | Panoche_Oro_Loma_HSN | Reliability_Capacity_In_Model_Year | System RA | Southern_PGAE_Flow_Battery_162 | 1 | 1 | 1 | 1 | 1 | 1 | 1 | 1 | 1 | 1 | 1 | 1 | 1 | 1 | 1 | 1 | 1 | 1 | 1 | 1 | 1 | 1 | 1 | 1 | 1 | 1 | 1 | 1 | 1 | 1 | 1
Southern_PGAE_Flow_Battery_163 | caiso-deliverability | Panoche_Oro_Loma_HSN | Reliability_Capacity_In_Model_Year | System RA | Southern_PGAE_Flow_Battery_163 | 1 | 1 | 1 | 1 | 1 | 1 | 1 | 1 | 1 | 1 | 1 | 1 | 1 | 1 | 1 | 1 | 1 | 1 | 1 | 1 | 1 | 1 | 1 | 1 | 1 | 1 | 1 | 1 | 1 | 1 | 1
Southern_PGAE_Flow_Battery_164 | caiso-deliverability | Panoche_Oro_Loma_HSN | Reliability_Capacity_In_Model_Year | System RA | Southern_PGAE_Flow_Battery_164 | 1 | 1 | 1 | 1 | 1 | 1 | 1 | 1 | 1 | 1 | 1 | 1 | 1 | 1 | 1 | 1 | 1 | 1 | 1 | 1 | 1 | 1 | 1 | 1 | 1 | 1 | 1 | 1 | 1 | 1 | 1
Southern_PGAE_Flow_Battery_165 | caiso-deliverability | Panoche_Oro_Loma_HSN | Reliability_Capacity_In_Model_Year | System RA | Southern_PGAE_Flow_Battery_165 | 1 | 1 | 1 | 1 | 1 | 1 | 1 | 1 | 1 | 1 | 1 | 1 | 1 | 1 | 1 | 1 | 1 | 1 | 1 | 1 | 1 | 1 | 1 | 1 | 1 | 1 | 1 | 1 | 1 | 1 | 1
Northern_California_Flow_Battery_166 | caiso-deliverability | Panoche_Oro_Loma_HSN | Reliability_Capacity_In_Model_Year | System RA | Northern_California_Flow_Battery_166 | 1 | 1 | 1 | 1 | 1 | 1 | 1 | 1 | 1 | 1 | 1 | 1 | 1 | 1 | 1 | 1 | 1 | 1 | 1 | 1 | 1 | 1 | 1 | 1 | 1 | 1 | 1 | 1 | 1 | 1 | 1
Southern_PGAE_Flow_Battery_168 | caiso-deliverability | Panoche_Oro_Loma_HSN | Reliability_Capacity_In_Model_Year | System RA | Southern_PGAE_Flow_Battery_168 | 1 | 1 | 1 | 1 | 1 | 1 | 1 | 1 | 1 | 1 | 1 | 1 | 1 | 1 | 1 | 1 | 1 | 1 | 1 | 1 | 1 | 1 | 1 | 1 | 1 | 1 | 1 | 1 | 1 | 1 | 1
Southern_PGAE_Flow_Battery_169 | caiso-deliverability | Panoche_Oro_Loma_HSN | Reliability_Capacity_In_Model_Year | System RA | Southern_PGAE_Flow_Battery_169 | 1 | 1 | 1 | 1 | 1 | 1 | 1 | 1 | 1 | 1 | 1 | 1 | 1 | 1 | 1 | 1 | 1 | 1 | 1 | 1 | 1 | 1 | 1 | 1 | 1 | 1 | 1 | 1 | 1 | 1 | 1
Southern_PGAE_Flow_Battery_170 | caiso-deliverability | Panoche_Oro_Loma_HSN | Reliability_Capacity_In_Model_Year | System RA | Southern_PGAE_Flow_Battery_170 | 1 | 1 | 1 | 1 | 1 | 1 | 1 | 1 | 1 | 1 | 1 | 1 | 1 | 1 | 1 | 1 | 1 | 1 | 1 | 1 | 1 | 1 | 1 | 1 | 1 | 1 | 1 | 1 | 1 | 1 | 1
Southern_PGAE_Flow_Battery_174 | caiso-deliverability | Panoche_Oro_Loma_HSN | Reliability_Capacity_In_Model_Year | System RA | Southern_PGAE_Flow_Battery_174 | 1 | 1 | 1 | 1 | 1 | 1 | 1 | 1 | 1 | 1 | 1 | 1 | 1 | 1 | 1 | 1 | 1 | 1 | 1 | 1 | 1 | 1 | 1 | 1 | 1 | 1 | 1 | 1 | 1 | 1 | 1
Southern_PGAE_Li_Battery_4hr_154 | caiso-deliverability | Panoche_Oro_Loma_HSN | Reliability_Capacity_In_Model_Year | System RA | Southern_PGAE_Li_Battery_4hr_154 | 1 | 1 | 1 | 1 | 1 | 1 | 1 | 1 | 1 | 1 | 1 | 1 | 1 | 1 | 1 | 1 | 1 | 1 | 1 | 1 | 1 | 1 | 1 | 1 | 1 | 1 | 1 | 1 | 1 | 1 | 1
Southern_PGAE_Li_Battery_4hr_161 | caiso-deliverability | Panoche_Oro_Loma_HSN | Reliability_Capacity_In_Model_Year | System RA | Southern_PGAE_Li_Battery_4hr_161 | 1 | 1 | 1 | 1 | 1 | 1 | 1 | 1 | 1 | 1 | 1 | 1 | 1 | 1 | 1 | 1 | 1 | 1 | 1 | 1 | 1 | 1 | 1 | 1 | 1 | 1 | 1 | 1 | 1 | 1 | 1
Southern_PGAE_Li_Battery_4hr_162 | caiso-deliverability | Panoche_Oro_Loma_HSN | Reliability_Capacity_In_Model_Year | System RA | Southern_PGAE_Li_Battery_4hr_162 | 1 | 1 | 1 | 1 | 1 | 1 | 1 | 1 | 1 | 1 | 1 | 1 | 1 | 1 | 1 | 1 | 1 | 1 | 1 | 1 | 1 | 1 | 1 | 1 | 1 | 1 | 1 | 1 | 1 | 1 | 1
Southern_PGAE_Li_Battery_4hr_163 | caiso-deliverability | Panoche_Oro_Loma_HSN | Reliability_Capacity_In_Model_Year | System RA | Southern_PGAE_Li_Battery_4hr_163 | 1 | 1 | 1 | 1 | 1 | 1 | 1 | 1 | 1 | 1 | 1 | 1 | 1 | 1 | 1 | 1 | 1 | 1 | 1 | 1 | 1 | 1 | 1 | 1 | 1 | 1 | 1 | 1 | 1 | 1 | 1
Southern_PGAE_Li_Battery_4hr_164 | caiso-deliverability | Panoche_Oro_Loma_HSN | Reliability_Capacity_In_Model_Year | System RA | Southern_PGAE_Li_Battery_4hr_164 | 1 | 1 | 1 | 1 | 1 | 1 | 1 | 1 | 1 | 1 | 1 | 1 | 1 | 1 | 1 | 1 | 1 | 1 | 1 | 1 | 1 | 1 | 1 | 1 | 1 | 1 | 1 | 1 | 1 | 1 | 1
Southern_PGAE_Li_Battery_4hr_165 | caiso-deliverability | Panoche_Oro_Loma_HSN | Reliability_Capacity_In_Model_Year | System RA | Southern_PGAE_Li_Battery_4hr_165 | 1 | 1 | 1 | 1 | 1 | 1 | 1 | 1 | 1 | 1 | 1 | 1 | 1 | 1 | 1 | 1 | 1 | 1 | 1 | 1 | 1 | 1 | 1 | 1 | 1 | 1 | 1 | 1 | 1 | 1 | 1
Northern_California_Li_Battery_4hr_166 | caiso-deliverability | Panoche_Oro_Loma_HSN | Reliability_Capacity_In_Model_Year | System RA | Northern_California_Li_Battery_4hr_166 | 1 | 1 | 1 | 1 | 1 | 1 | 1 | 1 | 1 | 1 | 1 | 1 | 1 | 1 | 1 | 1 | 1 | 1 | 1 | 1 | 1 | 1 | 1 | 1 | 1 | 1 | 1 | 1 | 1 | 1 | 1
Southern_PGAE_Li_Battery_4hr_168 | caiso-deliverability | Panoche_Oro_Loma_HSN | Reliability_Capacity_In_Model_Year | System RA | Southern_PGAE_Li_Battery_4hr_168 | 1 | 1 | 1 | 1 | 1 | 1 | 1 | 1 | 1 | 1 | 1 | 1 | 1 | 1 | 1 | 1 | 1 | 1 | 1 | 1 | 1 | 1 | 1 | 1 | 1 | 1 | 1 | 1 | 1 | 1 | 1
Southern_PGAE_Li_Battery_4hr_169 | caiso-deliverability | Panoche_Oro_Loma_HSN | Reliability_Capacity_In_Model_Year | System RA | Southern_PGAE_Li_Battery_4hr_169 | 1 | 1 | 1 | 1 | 1 | 1 | 1 | 1 | 1 | 1 | 1 | 1 | 1 | 1 | 1 | 1 | 1 | 1 | 1 | 1 | 1 | 1 | 1 | 1 | 1 | 1 | 1 | 1 | 1 | 1 | 1
Southern_PGAE_Li_Battery_4hr_170 | caiso-deliverability | Panoche_Oro_Loma_HSN | Reliability_Capacity_In_Model_Year | System RA | Southern_PGAE_Li_Battery_4hr_170 | 1 | 1 | 1 | 1 | 1 | 1 | 1 | 1 | 1 | 1 | 1 | 1 | 1 | 1 | 1 | 1 | 1 | 1 | 1 | 1 | 1 | 1 | 1 | 1 | 1 | 1 | 1 | 1 | 1 | 1 | 1
Southern_PGAE_Li_Battery_4hr_174 | caiso-deliverability | Panoche_Oro_Loma_HSN | Reliability_Capacity_In_Model_Year | System RA | Southern_PGAE_Li_Battery_4hr_174 | 1 | 1 | 1 | 1 | 1 | 1 | 1 | 1 | 1 | 1 | 1 | 1 | 1 | 1 | 1 | 1 | 1 | 1 | 1 | 1 | 1 | 1 | 1 | 1 | 1 | 1 | 1 | 1 | 1 | 1 | 1
Southern_PGAE_Li_Battery_8hr_154 | caiso-deliverability | Panoche_Oro_Loma_HSN | Reliability_Capacity_In_Model_Year | System RA | Southern_PGAE_Li_Battery_8hr_154 | 1 | 1 | 1 | 1 | 1 | 1 | 1 | 1 | 1 | 1 | 1 | 1 | 1 | 1 | 1 | 1 | 1 | 1 | 1 | 1 | 1 | 1 | 1 | 1 | 1 | 1 | 1 | 1 | 1 | 1 | 1
Southern_PGAE_Li_Battery_8hr_161 | caiso-deliverability | Panoche_Oro_Loma_HSN | Reliability_Capacity_In_Model_Year | System RA | Southern_PGAE_Li_Battery_8hr_161 | 1 | 1 | 1 | 1 | 1 | 1 | 1 | 1 | 1 | 1 | 1 | 1 | 1 | 1 | 1 | 1 | 1 | 1 | 1 | 1 | 1 | 1 | 1 | 1 | 1 | 1 | 1 | 1 | 1 | 1 | 1
Southern_PGAE_Li_Battery_8hr_162 | caiso-deliverability | Panoche_Oro_Loma_HSN | Reliability_Capacity_In_Model_Year | System RA | Southern_PGAE_Li_Battery_8hr_162 | 1 | 1 | 1 | 1 | 1 | 1 | 1 | 1 | 1 | 1 | 1 | 1 | 1 | 1 | 1 | 1 | 1 | 1 | 1 | 1 | 1 | 1 | 1 | 1 | 1 | 1 | 1 | 1 | 1 | 1 | 1
Southern_PGAE_Li_Battery_8hr_163 | caiso-deliverability | Panoche_Oro_Loma_HSN | Reliability_Capacity_In_Model_Year | System RA | Southern_PGAE_Li_Battery_8hr_163 | 1 | 1 | 1 | 1 | 1 | 1 | 1 | 1 | 1 | 1 | 1 | 1 | 1 | 1 | 1 | 1 | 1 | 1 | 1 | 1 | 1 | 1 | 1 | 1 | 1 | 1 | 1 | 1 | 1 | 1 | 1
Southern_PGAE_Li_Battery_8hr_164 | caiso-deliverability | Panoche_Oro_Loma_HSN | Reliability_Capacity_In_Model_Year | System RA | Southern_PGAE_Li_Battery_8hr_164 | 1 | 1 | 1 | 1 | 1 | 1 | 1 | 1 | 1 | 1 | 1 | 1 | 1 | 1 | 1 | 1 | 1 | 1 | 1 | 1 | 1 | 1 | 1 | 1 | 1 | 1 | 1 | 1 | 1 | 1 | 1
Southern_PGAE_Li_Battery_8hr_165 | caiso-deliverability | Panoche_Oro_Loma_HSN | Reliability_Capacity_In_Model_Year | System RA | Southern_PGAE_Li_Battery_8hr_165 | 1 | 1 | 1 | 1 | 1 | 1 | 1 | 1 | 1 | 1 | 1 | 1 | 1 | 1 | 1 | 1 | 1 | 1 | 1 | 1 | 1 | 1 | 1 | 1 | 1 | 1 | 1 | 1 | 1 | 1 | 1
Northern_California_Li_Battery_8hr_166 | caiso-deliverability | Panoche_Oro_Loma_HSN | Reliability_Capacity_In_Model_Year | System RA | Northern_California_Li_Battery_8hr_166 | 1 | 1 | 1 | 1 | 1 | 1 | 1 | 1 | 1 | 1 | 1 | 1 | 1 | 1 | 1 | 1 | 1 | 1 | 1 | 1 | 1 | 1 | 1 | 1 | 1 | 1 | 1 | 1 | 1 | 1 | 1
Southern_PGAE_Li_Battery_8hr_168 | caiso-deliverability | Panoche_Oro_Loma_HSN | Reliability_Capacity_In_Model_Year | System RA | Southern_PGAE_Li_Battery_8hr_168 | 1 | 1 | 1 | 1 | 1 | 1 | 1 | 1 | 1 | 1 | 1 | 1 | 1 | 1 | 1 | 1 | 1 | 1 | 1 | 1 | 1 | 1 | 1 | 1 | 1 | 1 | 1 | 1 | 1 | 1 | 1
Southern_PGAE_Li_Battery_8hr_169 | caiso-deliverability | Panoche_Oro_Loma_HSN | Reliability_Capacity_In_Model_Year | System RA | Southern_PGAE_Li_Battery_8hr_169 | 1 | 1 | 1 | 1 | 1 | 1 | 1 | 1 | 1 | 1 | 1 | 1 | 1 | 1 | 1 | 1 | 1 | 1 | 1 | 1 | 1 | 1 | 1 | 1 | 1 | 1 | 1 | 1 | 1 | 1 | 1
Southern_PGAE_Li_Battery_8hr_170 | caiso-deliverability | Panoche_Oro_Loma_HSN | Reliability_Capacity_In_Model_Year | System RA | Southern_PGAE_Li_Battery_8hr_170 | 1 | 1 | 1 | 1 | 1 | 1 | 1 | 1 | 1 | 1 | 1 | 1 | 1 | 1 | 1 | 1 | 1 | 1 | 1 | 1 | 1 | 1 | 1 | 1 | 1 | 1 | 1 | 1 | 1 | 1 | 1
Southern_PGAE_Li_Battery_8hr_174 | caiso-deliverability | Panoche_Oro_Loma_HSN | Reliability_Capacity_In_Model_Year | System RA | Southern_PGAE_Li_Battery_8hr_174 | 1 | 1 | 1 | 1 | 1 | 1 | 1 | 1 | 1 | 1 | 1 | 1 | 1 | 1 | 1 | 1 | 1 | 1 | 1 | 1 | 1 | 1 | 1 | 1 | 1 | 1 | 1 | 1 | 1 | 1 | 1
Central_Valley_North_Los_Banos_Wind_154 | caiso-deliverability | Panoche_Oro_Loma_HSN | Reliability_Capacity_In_Model_Year | System RA | Central_Valley_North_Los_Banos_Wind_154 | 0.665 | 0.665 | 0.665 | 0.665 | 0.665 | 0.665 | 0.665 | 0.665 | 0.665 | 0.665 | 0.665 | 0.665 | 0.665 | 0.665 | 0.665 | 0.665 | 0.665 | 0.665 | 0.665 | 0.665 | 0.665 | 0.665 | 0.665 | 0.665 | 0.665 | 0.665 | 0.665 | 0.665 | 0.665 | 0.665 | 0.665
Central_Valley_North_Los_Banos_Wind_162 | caiso-deliverability | Panoche_Oro_Loma_HSN | Reliability_Capacity_In_Model_Year | System RA | Central_Valley_North_Los_Banos_Wind_162 | 0.665 | 0.665 | 0.665 | 0.665 | 0.665 | 0.665 | 0.665 | 0.665 | 0.665 | 0.665 | 0.665 | 0.665 | 0.665 | 0.665 | 0.665 | 0.665 | 0.665 | 0.665 | 0.665 | 0.665 | 0.665 | 0.665 | 0.665 | 0.665 | 0.665 | 0.665 | 0.665 | 0.665 | 0.665 | 0.665 | 0.665
Northern_California_Solar_166 | caiso-deliverability | Panoche_Oro_Loma_HSN | Reliability_Capacity_In_Model_Year | System RA | Northern_California_Solar_166 | 0.1 | 0.1 | 0.1 | 0.1 | 0.1 | 0.1 | 0.1 | 0.1 | 0.1 | 0.1 | 0.1 | 0.1 | 0.1 | 0.1 | 0.1 | 0.1 | 0.1 | 0.1 | 0.1 | 0.1 | 0.1 | 0.1 | 0.1 | 0.1 | 0.1 | 0.1 | 0.1 | 0.1 | 0.1 | 0.1 | 0.1
Southern_PGAE_Solar_154 | caiso-deliverability | Panoche_Oro_Loma_HSN | Reliability_Capacity_In_Model_Year | System RA | Southern_PGAE_Solar_154 | 0.1 | 0.1 | 0.1 | 0.1 | 0.1 | 0.1 | 0.1 | 0.1 | 0.1 | 0.1 | 0.1 | 0.1 | 0.1 | 0.1 | 0.1 | 0.1 | 0.1 | 0.1 | 0.1 | 0.1 | 0.1 | 0.1 | 0.1 | 0.1 | 0.1 | 0.1 | 0.1 | 0.1 | 0.1 | 0.1 | 0.1
Southern_PGAE_Solar_161 | caiso-deliverability | Panoche_Oro_Loma_HSN | Reliability_Capacity_In_Model_Year | System RA | Southern_PGAE_Solar_161 | 0.1 | 0.1 | 0.1 | 0.1 | 0.1 | 0.1 | 0.1 | 0.1 | 0.1 | 0.1 | 0.1 | 0.1 | 0.1 | 0.1 | 0.1 | 0.1 | 0.1 | 0.1 | 0.1 | 0.1 | 0.1 | 0.1 | 0.1 | 0.1 | 0.1 | 0.1 | 0.1 | 0.1 | 0.1 | 0.1 | 0.1
Southern_PGAE_Solar_162 | caiso-deliverability | Panoche_Oro_Loma_HSN | Reliability_Capacity_In_Model_Year | System RA | Southern_PGAE_Solar_162 | 0.1 | 0.1 | 0.1 | 0.1 | 0.1 | 0.1 | 0.1 | 0.1 | 0.1 | 0.1 | 0.1 | 0.1 | 0.1 | 0.1 | 0.1 | 0.1 | 0.1 | 0.1 | 0.1 | 0.1 | 0.1 | 0.1 | 0.1 | 0.1 | 0.1 | 0.1 | 0.1 | 0.1 | 0.1 | 0.1 | 0.1
Southern_PGAE_Solar_163 | caiso-deliverability | Panoche_Oro_Loma_HSN | Reliability_Capacity_In_Model_Year | System RA | Southern_PGAE_Solar_163 | 0.1 | 0.1 | 0.1 | 0.1 | 0.1 | 0.1 | 0.1 | 0.1 | 0.1 | 0.1 | 0.1 | 0.1 | 0.1 | 0.1 | 0.1 | 0.1 | 0.1 | 0.1 | 0.1 | 0.1 | 0.1 | 0.1 | 0.1 | 0.1 | 0.1 | 0.1 | 0.1 | 0.1 | 0.1 | 0.1 | 0.1
Southern_PGAE_Solar_164 | caiso-deliverability | Panoche_Oro_Loma_HSN | Reliability_Capacity_In_Model_Year | System RA | Southern_PGAE_Solar_164 | 0.1 | 0.1 | 0.1 | 0.1 | 0.1 | 0.1 | 0.1 | 0.1 | 0.1 | 0.1 | 0.1 | 0.1 | 0.1 | 0.1 | 0.1 | 0.1 | 0.1 | 0.1 | 0.1 | 0.1 | 0.1 | 0.1 | 0.1 | 0.1 | 0.1 | 0.1 | 0.1 | 0.1 | 0.1 | 0.1 | 0.1
Southern_PGAE_Solar_165 | caiso-deliverability | Panoche_Oro_Loma_HSN | Reliability_Capacity_In_Model_Year | System RA | Southern_PGAE_Solar_165 | 0.1 | 0.1 | 0.1 | 0.1 | 0.1 | 0.1 | 0.1 | 0.1 | 0.1 | 0.1 | 0.1 | 0.1 | 0.1 | 0.1 | 0.1 | 0.1 | 0.1 | 0.1 | 0.1 | 0.1 | 0.1 | 0.1 | 0.1 | 0.1 | 0.1 | 0.1 | 0.1 | 0.1 | 0.1 | 0.1 | 0.1
Southern_PGAE_Solar_168 | caiso-deliverability | Panoche_Oro_Loma_HSN | Reliability_Capacity_In_Model_Year | System RA | Southern_PGAE_Solar_168 | 0.1 | 0.1 | 0.1 | 0.1 | 0.1 | 0.1 | 0.1 | 0.1 | 0.1 | 0.1 | 0.1 | 0.1 | 0.1 | 0.1 | 0.1 | 0.1 | 0.1 | 0.1 | 0.1 | 0.1 | 0.1 | 0.1 | 0.1 | 0.1 | 0.1 | 0.1 | 0.1 | 0.1 | 0.1 | 0.1 | 0.1
Southern_PGAE_Solar_169 | caiso-deliverability | Panoche_Oro_Loma_HSN | Reliability_Capacity_In_Model_Year | System RA | Southern_PGAE_Solar_169 | 0.1 | 0.1 | 0.1 | 0.1 | 0.1 | 0.1 | 0.1 | 0.1 | 0.1 | 0.1 | 0.1 | 0.1 | 0.1 | 0.1 | 0.1 | 0.1 | 0.1 | 0.1 | 0.1 | 0.1 | 0.1 | 0.1 | 0.1 | 0.1 | 0.1 | 0.1 | 0.1 | 0.1 | 0.1 | 0.1 | 0.1
Southern_PGAE_Solar_170 | caiso-deliverability | Panoche_Oro_Loma_HSN | Reliability_Capacity_In_Model_Year | System RA | Southern_PGAE_Solar_170 | 0.1 | 0.1 | 0.1 | 0.1 | 0.1 | 0.1 | 0.1 | 0.1 | 0.1 | 0.1 | 0.1 | 0.1 | 0.1 | 0.1 | 0.1 | 0.1 | 0.1 | 0.1 | 0.1 | 0.1 | 0.1 | 0.1 | 0.1 | 0.1 | 0.1 | 0.1 | 0.1 | 0.1 | 0.1 | 0.1 | 0.1
Southern_PGAE_Solar_174 | caiso-deliverability | Panoche_Oro_Loma_HSN | Reliability_Capacity_In_Model_Year | System RA | Southern_PGAE_Solar_174 | 0.1 | 0.1 | 0.1 | 0.1 | 0.1 | 0.1 | 0.1 | 0.1 | 0.1 | 0.1 | 0.1 | 0.1 | 0.1 | 0.1 | 0.1 | 0.1 | 0.1 | 0.1 | 0.1 | 0.1 | 0.1 | 0.1 | 0.1 | 0.1 | 0.1 | 0.1 | 0.1 | 0.1 | 0.1 | 0.1 | 0.1
Panoche_Oro_Loma_group | caiso-deliverability | Panoche_Oro_Loma_HSN | Operational_New_Capacity_MW | Panoche_Oro_Loma_group |  | -1 | -1 | -1 | -1 | -1 | -1 | -1 | -1 | -1 | -1 | -1 | -1 | -1 | -1 | -1 | -1 | -1 | -1 | -1 | -1 | -1 | -1 | -1 | -1 | -1 | -1 | -1 | -1 | -1 | -1 | -1
Southern_PGAE_Flow_Battery_154 | caiso-deliverability | Panoche_Oro_Loma_offpeak | Operational_New_Capacity_MW | Southern_PGAE_Flow_Battery_154 |  | -1 | -1 | -1 | -1 | -1 | -1 | -1 | -1 | -1 | -1 | -1 | -1 | -1 | -1 | -1 | -1 | -1 | -1 | -1 | -1 | -1 | -1 | -1 | -1 | -1 | -1 | -1 | -1 | -1 | -1 | -1
Southern_PGAE_Flow_Battery_161 | caiso-deliverability | Panoche_Oro_Loma_offpeak | Operational_New_Capacity_MW | Southern_PGAE_Flow_Battery_161 |  | -1 | -1 | -1 | -1 | -1 | -1 | -1 | -1 | -1 | -1 | -1 | -1 | -1 | -1 | -1 | -1 | -1 | -1 | -1 | -1 | -1 | -1 | -1 | -1 | -1 | -1 | -1 | -1 | -1 | -1 | -1
Southern_PGAE_Flow_Battery_162 | caiso-deliverability | Panoche_Oro_Loma_offpeak | Operational_New_Capacity_MW | Southern_PGAE_Flow_Battery_162 |  | -1 | -1 | -1 | -1 | -1 | -1 | -1 | -1 | -1 | -1 | -1 | -1 | -1 | -1 | -1 | -1 | -1 | -1 | -1 | -1 | -1 | -1 | -1 | -1 | -1 | -1 | -1 | -1 | -1 | -1 | -1
Southern_PGAE_Flow_Battery_163 | caiso-deliverability | Panoche_Oro_Loma_offpeak | Operational_New_Capacity_MW | Southern_PGAE_Flow_Battery_163 |  | -1 | -1 | -1 | -1 | -1 | -1 | -1 | -1 | -1 | -1 | -1 | -1 | -1 | -1 | -1 | -1 | -1 | -1 | -1 | -1 | -1 | -1 | -1 | -1 | -1 | -1 | -1 | -1 | -1 | -1 | -1
Southern_PGAE_Flow_Battery_164 | caiso-deliverability | Panoche_Oro_Loma_offpeak | Operational_New_Capacity_MW | Southern_PGAE_Flow_Battery_164 |  | -1 | -1 | -1 | -1 | -1 | -1 | -1 | -1 | -1 | -1 | -1 | -1 | -1 | -1 | -1 | -1 | -1 | -1 | -1 | -1 | -1 | -1 | -1 | -1 | -1 | -1 | -1 | -1 | -1 | -1 | -1
Southern_PGAE_Flow_Battery_165 | caiso-deliverability | Panoche_Oro_Loma_offpeak | Operational_New_Capacity_MW | Southern_PGAE_Flow_Battery_165 |  | -1 | -1 | -1 | -1 | -1 | -1 | -1 | -1 | -1 | -1 | -1 | -1 | -1 | -1 | -1 | -1 | -1 | -1 | -1 | -1 | -1 | -1 | -1 | -1 | -1 | -1 | -1 | -1 | -1 | -1 | -1
Northern_California_Flow_Battery_166 | caiso-deliverability | Panoche_Oro_Loma_offpeak | Operational_New_Capacity_MW | Northern_California_Flow_Battery_166 |  | -1 | -1 | -1 | -1 | -1 | -1 | -1 | -1 | -1 | -1 | -1 | -1 | -1 | -1 | -1 | -1 | -1 | -1 | -1 | -1 | -1 | -1 | -1 | -1 | -1 | -1 | -1 | -1 | -1 | -1 | -1
Southern_PGAE_Flow_Battery_168 | caiso-deliverability | Panoche_Oro_Loma_offpeak | Operational_New_Capacity_MW | Southern_PGAE_Flow_Battery_168 |  | -1 | -1 | -1 | -1 | -1 | -1 | -1 | -1 | -1 | -1 | -1 | -1 | -1 | -1 | -1 | -1 | -1 | -1 | -1 | -1 | -1 | -1 | -1 | -1 | -1 | -1 | -1 | -1 | -1 | -1 | -1
Southern_PGAE_Flow_Battery_169 | caiso-deliverability | Panoche_Oro_Loma_offpeak | Operational_New_Capacity_MW | Southern_PGAE_Flow_Battery_169 |  | -1 | -1 | -1 | -1 | -1 | -1 | -1 | -1 | -1 | -1 | -1 | -1 | -1 | -1 | -1 | -1 | -1 | -1 | -1 | -1 | -1 | -1 | -1 | -1 | -1 | -1 | -1 | -1 | -1 | -1 | -1
Southern_PGAE_Flow_Battery_170 | caiso-deliverability | Panoche_Oro_Loma_offpeak | Operational_New_Capacity_MW | Southern_PGAE_Flow_Battery_170 |  | -1 | -1 | -1 | -1 | -1 | -1 | -1 | -1 | -1 | -1 | -1 | -1 | -1 | -1 | -1 | -1 | -1 | -1 | -1 | -1 | -1 | -1 | -1 | -1 | -1 | -1 | -1 | -1 | -1 | -1 | -1
Southern_PGAE_Flow_Battery_174 | caiso-deliverability | Panoche_Oro_Loma_offpeak | Operational_New_Capacity_MW | Southern_PGAE_Flow_Battery_174 |  | -1 | -1 | -1 | -1 | -1 | -1 | -1 | -1 | -1 | -1 | -1 | -1 | -1 | -1 | -1 | -1 | -1 | -1 | -1 | -1 | -1 | -1 | -1 | -1 | -1 | -1 | -1 | -1 | -1 | -1 | -1
Southern_PGAE_Li_Battery_4hr_154 | caiso-deliverability | Panoche_Oro_Loma_offpeak | Operational_New_Capacity_MW | Southern_PGAE_Li_Battery_4hr_154 |  | -1 | -1 | -1 | -1 | -1 | -1 | -1 | -1 | -1 | -1 | -1 | -1 | -1 | -1 | -1 | -1 | -1 | -1 | -1 | -1 | -1 | -1 | -1 | -1 | -1 | -1 | -1 | -1 | -1 | -1 | -1
Southern_PGAE_Li_Battery_4hr_161 | caiso-deliverability | Panoche_Oro_Loma_offpeak | Operational_New_Capacity_MW | Southern_PGAE_Li_Battery_4hr_161 |  | -1 | -1 | -1 | -1 | -1 | -1 | -1 | -1 | -1 | -1 | -1 | -1 | -1 | -1 | -1 | -1 | -1 | -1 | -1 | -1 | -1 | -1 | -1 | -1 | -1 | -1 | -1 | -1 | -1 | -1 | -1
Southern_PGAE_Li_Battery_4hr_162 | caiso-deliverability | Panoche_Oro_Loma_offpeak | Operational_New_Capacity_MW | Southern_PGAE_Li_Battery_4hr_162 |  | -1 | -1 | -1 | -1 | -1 | -1 | -1 | -1 | -1 | -1 | -1 | -1 | -1 | -1 | -1 | -1 | -1 | -1 | -1 | -1 | -1 | -1 | -1 | -1 | -1 | -1 | -1 | -1 | -1 | -1 | -1
Southern_PGAE_Li_Battery_4hr_163 | caiso-deliverability | Panoche_Oro_Loma_offpeak | Operational_New_Capacity_MW | Southern_PGAE_Li_Battery_4hr_163 |  | -1 | -1 | -1 | -1 | -1 | -1 | -1 | -1 | -1 | -1 | -1 | -1 | -1 | -1 | -1 | -1 | -1 | -1 | -1 | -1 | -1 | -1 | -1 | -1 | -1 | -1 | -1 | -1 | -1 | -1 | -1
Southern_PGAE_Li_Battery_4hr_164 | caiso-deliverability | Panoche_Oro_Loma_offpeak | Operational_New_Capacity_MW | Southern_PGAE_Li_Battery_4hr_164 |  | -1 | -1 | -1 | -1 | -1 | -1 | -1 | -1 | -1 | -1 | -1 | -1 | -1 | -1 | -1 | -1 | -1 | -1 | -1 | -1 | -1 | -1 | -1 | -1 | -1 | -1 | -1 | -1 | -1 | -1 | -1
Southern_PGAE_Li_Battery_4hr_165 | caiso-deliverability | Panoche_Oro_Loma_offpeak | Operational_New_Capacity_MW | Southern_PGAE_Li_Battery_4hr_165 |  | -1 | -1 | -1 | -1 | -1 | -1 | -1 | -1 | -1 | -1 | -1 | -1 | -1 | -1 | -1 | -1 | -1 | -1 | -1 | -1 | -1 | -1 | -1 | -1 | -1 | -1 | -1 | -1 | -1 | -1 | -1
Northern_California_Li_Battery_4hr_166 | caiso-deliverability | Panoche_Oro_Loma_offpeak | Operational_New_Capacity_MW | Northern_California_Li_Battery_4hr_166 |  | -1 | -1 | -1 | -1 | -1 | -1 | -1 | -1 | -1 | -1 | -1 | -1 | -1 | -1 | -1 | -1 | -1 | -1 | -1 | -1 | -1 | -1 | -1 | -1 | -1 | -1 | -1 | -1 | -1 | -1 | -1
Southern_PGAE_Li_Battery_4hr_168 | caiso-deliverability | Panoche_Oro_Loma_offpeak | Operational_New_Capacity_MW | Southern_PGAE_Li_Battery_4hr_168 |  | -1 | -1 | -1 | -1 | -1 | -1 | -1 | -1 | -1 | -1 | -1 | -1 | -1 | -1 | -1 | -1 | -1 | -1 | -1 | -1 | -1 | -1 | -1 | -1 | -1 | -1 | -1 | -1 | -1 | -1 | -1
Southern_PGAE_Li_Battery_4hr_169 | caiso-deliverability | Panoche_Oro_Loma_offpeak | Operational_New_Capacity_MW | Southern_PGAE_Li_Battery_4hr_169 |  | -1 | -1 | -1 | -1 | -1 | -1 | -1 | -1 | -1 | -1 | -1 | -1 | -1 | -1 | -1 | -1 | -1 | -1 | -1 | -1 | -1 | -1 | -1 | -1 | -1 | -1 | -1 | -1 | -1 | -1 | -1
Southern_PGAE_Li_Battery_4hr_170 | caiso-deliverability | Panoche_Oro_Loma_offpeak | Operational_New_Capacity_MW | Southern_PGAE_Li_Battery_4hr_170 |  | -1 | -1 | -1 | -1 | -1 | -1 | -1 | -1 | -1 | -1 | -1 | -1 | -1 | -1 | -1 | -1 | -1 | -1 | -1 | -1 | -1 | -1 | -1 | -1 | -1 | -1 | -1 | -1 | -1 | -1 | -1
Southern_PGAE_Li_Battery_4hr_174 | caiso-deliverability | Panoche_Oro_Loma_offpeak | Operational_New_Capacity_MW | Southern_PGAE_Li_Battery_4hr_174 |  | -1 | -1 | -1 | -1 | -1 | -1 | -1 | -1 | -1 | -1 | -1 | -1 | -1 | -1 | -1 | -1 | -1 | -1 | -1 | -1 | -1 | -1 | -1 | -1 | -1 | -1 | -1 | -1 | -1 | -1 | -1
Southern_PGAE_Li_Battery_8hr_154 | caiso-deliverability | Panoche_Oro_Loma_offpeak | Operational_New_Capacity_MW | Southern_PGAE_Li_Battery_8hr_154 |  | -1 | -1 | -1 | -1 | -1 | -1 | -1 | -1 | -1 | -1 | -1 | -1 | -1 | -1 | -1 | -1 | -1 | -1 | -1 | -1 | -1 | -1 | -1 | -1 | -1 | -1 | -1 | -1 | -1 | -1 | -1
Southern_PGAE_Li_Battery_8hr_161 | caiso-deliverability | Panoche_Oro_Loma_offpeak | Operational_New_Capacity_MW | Southern_PGAE_Li_Battery_8hr_161 |  | -1 | -1 | -1 | -1 | -1 | -1 | -1 | -1 | -1 | -1 | -1 | -1 | -1 | -1 | -1 | -1 | -1 | -1 | -1 | -1 | -1 | -1 | -1 | -1 | -1 | -1 | -1 | -1 | -1 | -1 | -1
Southern_PGAE_Li_Battery_8hr_162 | caiso-deliverability | Panoche_Oro_Loma_offpeak | Operational_New_Capacity_MW | Southern_PGAE_Li_Battery_8hr_162 |  | -1 | -1 | -1 | -1 | -1 | -1 | -1 | -1 | -1 | -1 | -1 | -1 | -1 | -1 | -1 | -1 | -1 | -1 | -1 | -1 | -1 | -1 | -1 | -1 | -1 | -1 | -1 | -1 | -1 | -1 | -1
Southern_PGAE_Li_Battery_8hr_163 | caiso-deliverability | Panoche_Oro_Loma_offpeak | Operational_New_Capacity_MW | Southern_PGAE_Li_Battery_8hr_163 |  | -1 | -1 | -1 | -1 | -1 | -1 | -1 | -1 | -1 | -1 | -1 | -1 | -1 | -1 | -1 | -1 | -1 | -1 | -1 | -1 | -1 | -1 | -1 | -1 | -1 | -1 | -1 | -1 | -1 | -1 | -1
Southern_PGAE_Li_Battery_8hr_164 | caiso-deliverability | Panoche_Oro_Loma_offpeak | Operational_New_Capacity_MW | Southern_PGAE_Li_Battery_8hr_164 |  | -1 | -1 | -1 | -1 | -1 | -1 | -1 | -1 | -1 | -1 | -1 | -1 | -1 | -1 | -1 | -1 | -1 | -1 | -1 | -1 | -1 | -1 | -1 | -1 | -1 | -1 | -1 | -1 | -1 | -1 | -1
Southern_PGAE_Li_Battery_8hr_165 | caiso-deliverability | Panoche_Oro_Loma_offpeak | Operational_New_Capacity_MW | Southern_PGAE_Li_Battery_8hr_165 |  | -1 | -1 | -1 | -1 | -1 | -1 | -1 | -1 | -1 | -1 | -1 | -1 | -1 | -1 | -1 | -1 | -1 | -1 | -1 | -1 | -1 | -1 | -1 | -1 | -1 | -1 | -1 | -1 | -1 | -1 | -1
Northern_California_Li_Battery_8hr_166 | caiso-deliverability | Panoche_Oro_Loma_offpeak | Operational_New_Capacity_MW | Northern_California_Li_Battery_8hr_166 |  | -1 | -1 | -1 | -1 | -1 | -1 | -1 | -1 | -1 | -1 | -1 | -1 | -1 | -1 | -1 | -1 | -1 | -1 | -1 | -1 | -1 | -1 | -1 | -1 | -1 | -1 | -1 | -1 | -1 | -1 | -1
Southern_PGAE_Li_Battery_8hr_168 | caiso-deliverability | Panoche_Oro_Loma_offpeak | Operational_New_Capacity_MW | Southern_PGAE_Li_Battery_8hr_168 |  | -1 | -1 | -1 | -1 | -1 | -1 | -1 | -1 | -1 | -1 | -1 | -1 | -1 | -1 | -1 | -1 | -1 | -1 | -1 | -1 | -1 | -1 | -1 | -1 | -1 | -1 | -1 | -1 | -1 | -1 | -1
Southern_PGAE_Li_Battery_8hr_169 | caiso-deliverability | Panoche_Oro_Loma_offpeak | Operational_New_Capacity_MW | Southern_PGAE_Li_Battery_8hr_169 |  | -1 | -1 | -1 | -1 | -1 | -1 | -1 | -1 | -1 | -1 | -1 | -1 | -1 | -1 | -1 | -1 | -1 | -1 | -1 | -1 | -1 | -1 | -1 | -1 | -1 | -1 | -1 | -1 | -1 | -1 | -1
Southern_PGAE_Li_Battery_8hr_170 | caiso-deliverability | Panoche_Oro_Loma_offpeak | Operational_New_Capacity_MW | Southern_PGAE_Li_Battery_8hr_170 |  | -1 | -1 | -1 | -1 | -1 | -1 | -1 | -1 | -1 | -1 | -1 | -1 | -1 | -1 | -1 | -1 | -1 | -1 | -1 | -1 | -1 | -1 | -1 | -1 | -1 | -1 | -1 | -1 | -1 | -1 | -1
Southern_PGAE_Li_Battery_8hr_174 | caiso-deliverability | Panoche_Oro_Loma_offpeak | Operational_New_Capacity_MW | Southern_PGAE_Li_Battery_8hr_174 |  | -1 | -1 | -1 | -1 | -1 | -1 | -1 | -1 | -1 | -1 | -1 | -1 | -1 | -1 | -1 | -1 | -1 | -1 | -1 | -1 | -1 | -1 | -1 | -1 | -1 | -1 | -1 | -1 | -1 | -1 | -1
Central_Valley_North_Los_Banos_Wind_154 | caiso-deliverability | Panoche_Oro_Loma_offpeak | Operational_New_Capacity_MW | Central_Valley_North_Los_Banos_Wind_154 |  | 0.44 | 0.44 | 0.44 | 0.44 | 0.44 | 0.44 | 0.44 | 0.44 | 0.44 | 0.44 | 0.44 | 0.44 | 0.44 | 0.44 | 0.44 | 0.44 | 0.44 | 0.44 | 0.44 | 0.44 | 0.44 | 0.44 | 0.44 | 0.44 | 0.44 | 0.44 | 0.44 | 0.44 | 0.44 | 0.44 | 0.44
Central_Valley_North_Los_Banos_Wind_162 | caiso-deliverability | Panoche_Oro_Loma_offpeak | Operational_New_Capacity_MW | Central_Valley_North_Los_Banos_Wind_162 |  | 0.44 | 0.44 | 0.44 | 0.44 | 0.44 | 0.44 | 0.44 | 0.44 | 0.44 | 0.44 | 0.44 | 0.44 | 0.44 | 0.44 | 0.44 | 0.44 | 0.44 | 0.44 | 0.44 | 0.44 | 0.44 | 0.44 | 0.44 | 0.44 | 0.44 | 0.44 | 0.44 | 0.44 | 0.44 | 0.44 | 0.44
Northern_California_Solar_166 | caiso-deliverability | Panoche_Oro_Loma_offpeak | Operational_New_Capacity_MW | Northern_California_Solar_166 |  | 0.79 | 0.79 | 0.79 | 0.79 | 0.79 | 0.79 | 0.79 | 0.79 | 0.79 | 0.79 | 0.79 | 0.79 | 0.79 | 0.79 | 0.79 | 0.79 | 0.79 | 0.79 | 0.79 | 0.79 | 0.79 | 0.79 | 0.79 | 0.79 | 0.79 | 0.79 | 0.79 | 0.79 | 0.79 | 0.79 | 0.79
Southern_PGAE_Solar_154 | caiso-deliverability | Panoche_Oro_Loma_offpeak | Operational_New_Capacity_MW | Southern_PGAE_Solar_154 |  | 0.79 | 0.79 | 0.79 | 0.79 | 0.79 | 0.79 | 0.79 | 0.79 | 0.79 | 0.79 | 0.79 | 0.79 | 0.79 | 0.79 | 0.79 | 0.79 | 0.79 | 0.79 | 0.79 | 0.79 | 0.79 | 0.79 | 0.79 | 0.79 | 0.79 | 0.79 | 0.79 | 0.79 | 0.79 | 0.79 | 0.79
Southern_PGAE_Solar_161 | caiso-deliverability | Panoche_Oro_Loma_offpeak | Operational_New_Capacity_MW | Southern_PGAE_Solar_161 |  | 0.79 | 0.79 | 0.79 | 0.79 | 0.79 | 0.79 | 0.79 | 0.79 | 0.79 | 0.79 | 0.79 | 0.79 | 0.79 | 0.79 | 0.79 | 0.79 | 0.79 | 0.79 | 0.79 | 0.79 | 0.79 | 0.79 | 0.79 | 0.79 | 0.79 | 0.79 | 0.79 | 0.79 | 0.79 | 0.79 | 0.79
Southern_PGAE_Solar_162 | caiso-deliverability | Panoche_Oro_Loma_offpeak | Operational_New_Capacity_MW | Southern_PGAE_Solar_162 |  | 0.79 | 0.79 | 0.79 | 0.79 | 0.79 | 0.79 | 0.79 | 0.79 | 0.79 | 0.79 | 0.79 | 0.79 | 0.79 | 0.79 | 0.79 | 0.79 | 0.79 | 0.79 | 0.79 | 0.79 | 0.79 | 0.79 | 0.79 | 0.79 | 0.79 | 0.79 | 0.79 | 0.79 | 0.79 | 0.79 | 0.79
Southern_PGAE_Solar_163 | caiso-deliverability | Panoche_Oro_Loma_offpeak | Operational_New_Capacity_MW | Southern_PGAE_Solar_163 |  | 0.79 | 0.79 | 0.79 | 0.79 | 0.79 | 0.79 | 0.79 | 0.79 | 0.79 | 0.79 | 0.79 | 0.79 | 0.79 | 0.79 | 0.79 | 0.79 | 0.79 | 0.79 | 0.79 | 0.79 | 0.79 | 0.79 | 0.79 | 0.79 | 0.79 | 0.79 | 0.79 | 0.79 | 0.79 | 0.79 | 0.79
Southern_PGAE_Solar_164 | caiso-deliverability | Panoche_Oro_Loma_offpeak | Operational_New_Capacity_MW | Southern_PGAE_Solar_164 |  | 0.79 | 0.79 | 0.79 | 0.79 | 0.79 | 0.79 | 0.79 | 0.79 | 0.79 | 0.79 | 0.79 | 0.79 | 0.79 | 0.79 | 0.79 | 0.79 | 0.79 | 0.79 | 0.79 | 0.79 | 0.79 | 0.79 | 0.79 | 0.79 | 0.79 | 0.79 | 0.79 | 0.79 | 0.79 | 0.79 | 0.79
Southern_PGAE_Solar_165 | caiso-deliverability | Panoche_Oro_Loma_offpeak | Operational_New_Capacity_MW | Southern_PGAE_Solar_165 |  | 0.79 | 0.79 | 0.79 | 0.79 | 0.79 | 0.79 | 0.79 | 0.79 | 0.79 | 0.79 | 0.79 | 0.79 | 0.79 | 0.79 | 0.79 | 0.79 | 0.79 | 0.79 | 0.79 | 0.79 | 0.79 | 0.79 | 0.79 | 0.79 | 0.79 | 0.79 | 0.79 | 0.79 | 0.79 | 0.79 | 0.79
Southern_PGAE_Solar_168 | caiso-deliverability | Panoche_Oro_Loma_offpeak | Operational_New_Capacity_MW | Southern_PGAE_Solar_168 |  | 0.79 | 0.79 | 0.79 | 0.79 | 0.79 | 0.79 | 0.79 | 0.79 | 0.79 | 0.79 | 0.79 | 0.79 | 0.79 | 0.79 | 0.79 | 0.79 | 0.79 | 0.79 | 0.79 | 0.79 | 0.79 | 0.79 | 0.79 | 0.79 | 0.79 | 0.79 | 0.79 | 0.79 | 0.79 | 0.79 | 0.79
Southern_PGAE_Solar_169 | caiso-deliverability | Panoche_Oro_Loma_offpeak | Operational_New_Capacity_MW | Southern_PGAE_Solar_169 |  | 0.79 | 0.79 | 0.79 | 0.79 | 0.79 | 0.79 | 0.79 | 0.79 | 0.79 | 0.79 | 0.79 | 0.79 | 0.79 | 0.79 | 0.79 | 0.79 | 0.79 | 0.79 | 0.79 | 0.79 | 0.79 | 0.79 | 0.79 | 0.79 | 0.79 | 0.79 | 0.79 | 0.79 | 0.79 | 0.79 | 0.79
Southern_PGAE_Solar_170 | caiso-deliverability | Panoche_Oro_Loma_offpeak | Operational_New_Capacity_MW | Southern_PGAE_Solar_170 |  | 0.79 | 0.79 | 0.79 | 0.79 | 0.79 | 0.79 | 0.79 | 0.79 | 0.79 | 0.79 | 0.79 | 0.79 | 0.79 | 0.79 | 0.79 | 0.79 | 0.79 | 0.79 | 0.79 | 0.79 | 0.79 | 0.79 | 0.79 | 0.79 | 0.79 | 0.79 | 0.79 | 0.79 | 0.79 | 0.79 | 0.79
Southern_PGAE_Solar_174 | caiso-deliverability | Panoche_Oro_Loma_offpeak | Operational_New_Capacity_MW | Southern_PGAE_Solar_174 |  | 0.79 | 0.79 | 0.79 | 0.79 | 0.79 | 0.79 | 0.79 | 0.79 | 0.79 | 0.79 | 0.79 | 0.79 | 0.79 | 0.79 | 0.79 | 0.79 | 0.79 | 0.79 | 0.79 | 0.79 | 0.79 | 0.79 | 0.79 | 0.79 | 0.79 | 0.79 | 0.79 | 0.79 | 0.79 | 0.79 | 0.79
Panoche_Oro_Loma_group | caiso-deliverability | Panoche_Oro_Loma_offpeak | Operational_New_Capacity_MW | Panoche_Oro_Loma_group |  | -1 | -1 | -1 | -1 | -1 | -1 | -1 | -1 | -1 | -1 | -1 | -1 | -1 | -1 | -1 | -1 | -1 | -1 | -1 | -1 | -1 | -1 | -1 | -1 | -1 | -1 | -1 | -1 | -1 | -1 | -1
Southern_PGAE_Flow_Battery_154 | caiso-deliverability | Panoche_Oro_Loma_SSN | Reliability_Capacity_In_Model_Year | System RA | Southern_PGAE_Flow_Battery_154 | 0.5 | 0.5 | 0.5 | 0.5 | 0.5 | 0.5 | 0.5 | 0.5 | 0.5 | 0.5 | 0.5 | 0.5 | 0.5 | 0.5 | 0.5 | 0.5 | 0.5 | 0.5 | 0.5 | 0.5 | 0.5 | 0.5 | 0.5 | 0.5 | 0.5 | 0.5 | 0.5 | 0.5 | 0.5 | 0.5 | 0.5
Southern_PGAE_Flow_Battery_161 | caiso-deliverability | Panoche_Oro_Loma_SSN | Reliability_Capacity_In_Model_Year | System RA | Southern_PGAE_Flow_Battery_161 | 0.5 | 0.5 | 0.5 | 0.5 | 0.5 | 0.5 | 0.5 | 0.5 | 0.5 | 0.5 | 0.5 | 0.5 | 0.5 | 0.5 | 0.5 | 0.5 | 0.5 | 0.5 | 0.5 | 0.5 | 0.5 | 0.5 | 0.5 | 0.5 | 0.5 | 0.5 | 0.5 | 0.5 | 0.5 | 0.5 | 0.5
Southern_PGAE_Flow_Battery_162 | caiso-deliverability | Panoche_Oro_Loma_SSN | Reliability_Capacity_In_Model_Year | System RA | Southern_PGAE_Flow_Battery_162 | 0.5 | 0.5 | 0.5 | 0.5 | 0.5 | 0.5 | 0.5 | 0.5 | 0.5 | 0.5 | 0.5 | 0.5 | 0.5 | 0.5 | 0.5 | 0.5 | 0.5 | 0.5 | 0.5 | 0.5 | 0.5 | 0.5 | 0.5 | 0.5 | 0.5 | 0.5 | 0.5 | 0.5 | 0.5 | 0.5 | 0.5
Southern_PGAE_Flow_Battery_163 | caiso-deliverability | Panoche_Oro_Loma_SSN | Reliability_Capacity_In_Model_Year | System RA | Southern_PGAE_Flow_Battery_163 | 0.5 | 0.5 | 0.5 | 0.5 | 0.5 | 0.5 | 0.5 | 0.5 | 0.5 | 0.5 | 0.5 | 0.5 | 0.5 | 0.5 | 0.5 | 0.5 | 0.5 | 0.5 | 0.5 | 0.5 | 0.5 | 0.5 | 0.5 | 0.5 | 0.5 | 0.5 | 0.5 | 0.5 | 0.5 | 0.5 | 0.5
Southern_PGAE_Flow_Battery_164 | caiso-deliverability | Panoche_Oro_Loma_SSN | Reliability_Capacity_In_Model_Year | System RA | Southern_PGAE_Flow_Battery_164 | 0.5 | 0.5 | 0.5 | 0.5 | 0.5 | 0.5 | 0.5 | 0.5 | 0.5 | 0.5 | 0.5 | 0.5 | 0.5 | 0.5 | 0.5 | 0.5 | 0.5 | 0.5 | 0.5 | 0.5 | 0.5 | 0.5 | 0.5 | 0.5 | 0.5 | 0.5 | 0.5 | 0.5 | 0.5 | 0.5 | 0.5
Southern_PGAE_Flow_Battery_165 | caiso-deliverability | Panoche_Oro_Loma_SSN | Reliability_Capacity_In_Model_Year | System RA | Southern_PGAE_Flow_Battery_165 | 0.5 | 0.5 | 0.5 | 0.5 | 0.5 | 0.5 | 0.5 | 0.5 | 0.5 | 0.5 | 0.5 | 0.5 | 0.5 | 0.5 | 0.5 | 0.5 | 0.5 | 0.5 | 0.5 | 0.5 | 0.5 | 0.5 | 0.5 | 0.5 | 0.5 | 0.5 | 0.5 | 0.5 | 0.5 | 0.5 | 0.5
Northern_California_Flow_Battery_166 | caiso-deliverability | Panoche_Oro_Loma_SSN | Reliability_Capacity_In_Model_Year | System RA | Northern_California_Flow_Battery_166 | 0.5 | 0.5 | 0.5 | 0.5 | 0.5 | 0.5 | 0.5 | 0.5 | 0.5 | 0.5 | 0.5 | 0.5 | 0.5 | 0.5 | 0.5 | 0.5 | 0.5 | 0.5 | 0.5 | 0.5 | 0.5 | 0.5 | 0.5 | 0.5 | 0.5 | 0.5 | 0.5 | 0.5 | 0.5 | 0.5 | 0.5
Southern_PGAE_Flow_Battery_168 | caiso-deliverability | Panoche_Oro_Loma_SSN | Reliability_Capacity_In_Model_Year | System RA | Southern_PGAE_Flow_Battery_168 | 0.5 | 0.5 | 0.5 | 0.5 | 0.5 | 0.5 | 0.5 | 0.5 | 0.5 | 0.5 | 0.5 | 0.5 | 0.5 | 0.5 | 0.5 | 0.5 | 0.5 | 0.5 | 0.5 | 0.5 | 0.5 | 0.5 | 0.5 | 0.5 | 0.5 | 0.5 | 0.5 | 0.5 | 0.5 | 0.5 | 0.5
Southern_PGAE_Flow_Battery_169 | caiso-deliverability | Panoche_Oro_Loma_SSN | Reliability_Capacity_In_Model_Year | System RA | Southern_PGAE_Flow_Battery_169 | 0.5 | 0.5 | 0.5 | 0.5 | 0.5 | 0.5 | 0.5 | 0.5 | 0.5 | 0.5 | 0.5 | 0.5 | 0.5 | 0.5 | 0.5 | 0.5 | 0.5 | 0.5 | 0.5 | 0.5 | 0.5 | 0.5 | 0.5 | 0.5 | 0.5 | 0.5 | 0.5 | 0.5 | 0.5 | 0.5 | 0.5
Southern_PGAE_Flow_Battery_170 | caiso-deliverability | Panoche_Oro_Loma_SSN | Reliability_Capacity_In_Model_Year | System RA | Southern_PGAE_Flow_Battery_170 | 0.5 | 0.5 | 0.5 | 0.5 | 0.5 | 0.5 | 0.5 | 0.5 | 0.5 | 0.5 | 0.5 | 0.5 | 0.5 | 0.5 | 0.5 | 0.5 | 0.5 | 0.5 | 0.5 | 0.5 | 0.5 | 0.5 | 0.5 | 0.5 | 0.5 | 0.5 | 0.5 | 0.5 | 0.5 | 0.5 | 0.5
Southern_PGAE_Flow_Battery_174 | caiso-deliverability | Panoche_Oro_Loma_SSN | Reliability_Capacity_In_Model_Year | System RA | Southern_PGAE_Flow_Battery_174 | 0.5 | 0.5 | 0.5 | 0.5 | 0.5 | 0.5 | 0.5 | 0.5 | 0.5 | 0.5 | 0.5 | 0.5 | 0.5 | 0.5 | 0.5 | 0.5 | 0.5 | 0.5 | 0.5 | 0.5 | 0.5 | 0.5 | 0.5 | 0.5 | 0.5 | 0.5 | 0.5 | 0.5 | 0.5 | 0.5 | 0.5
Southern_PGAE_Li_Battery_4hr_154 | caiso-deliverability | Panoche_Oro_Loma_SSN | Reliability_Capacity_In_Model_Year | System RA | Southern_PGAE_Li_Battery_4hr_154 | 0.5 | 0.5 | 0.5 | 0.5 | 0.5 | 0.5 | 0.5 | 0.5 | 0.5 | 0.5 | 0.5 | 0.5 | 0.5 | 0.5 | 0.5 | 0.5 | 0.5 | 0.5 | 0.5 | 0.5 | 0.5 | 0.5 | 0.5 | 0.5 | 0.5 | 0.5 | 0.5 | 0.5 | 0.5 | 0.5 | 0.5
Southern_PGAE_Li_Battery_4hr_161 | caiso-deliverability | Panoche_Oro_Loma_SSN | Reliability_Capacity_In_Model_Year | System RA | Southern_PGAE_Li_Battery_4hr_161 | 0.5 | 0.5 | 0.5 | 0.5 | 0.5 | 0.5 | 0.5 | 0.5 | 0.5 | 0.5 | 0.5 | 0.5 | 0.5 | 0.5 | 0.5 | 0.5 | 0.5 | 0.5 | 0.5 | 0.5 | 0.5 | 0.5 | 0.5 | 0.5 | 0.5 | 0.5 | 0.5 | 0.5 | 0.5 | 0.5 | 0.5
Southern_PGAE_Li_Battery_4hr_162 | caiso-deliverability | Panoche_Oro_Loma_SSN | Reliability_Capacity_In_Model_Year | System RA | Southern_PGAE_Li_Battery_4hr_162 | 0.5 | 0.5 | 0.5 | 0.5 | 0.5 | 0.5 | 0.5 | 0.5 | 0.5 | 0.5 | 0.5 | 0.5 | 0.5 | 0.5 | 0.5 | 0.5 | 0.5 | 0.5 | 0.5 | 0.5 | 0.5 | 0.5 | 0.5 | 0.5 | 0.5 | 0.5 | 0.5 | 0.5 | 0.5 | 0.5 | 0.5
Southern_PGAE_Li_Battery_4hr_163 | caiso-deliverability | Panoche_Oro_Loma_SSN | Reliability_Capacity_In_Model_Year | System RA | Southern_PGAE_Li_Battery_4hr_163 | 0.5 | 0.5 | 0.5 | 0.5 | 0.5 | 0.5 | 0.5 | 0.5 | 0.5 | 0.5 | 0.5 | 0.5 | 0.5 | 0.5 | 0.5 | 0.5 | 0.5 | 0.5 | 0.5 | 0.5 | 0.5 | 0.5 | 0.5 | 0.5 | 0.5 | 0.5 | 0.5 | 0.5 | 0.5 | 0.5 | 0.5
Southern_PGAE_Li_Battery_4hr_164 | caiso-deliverability | Panoche_Oro_Loma_SSN | Reliability_Capacity_In_Model_Year | System RA | Southern_PGAE_Li_Battery_4hr_164 | 0.5 | 0.5 | 0.5 | 0.5 | 0.5 | 0.5 | 0.5 | 0.5 | 0.5 | 0.5 | 0.5 | 0.5 | 0.5 | 0.5 | 0.5 | 0.5 | 0.5 | 0.5 | 0.5 | 0.5 | 0.5 | 0.5 | 0.5 | 0.5 | 0.5 | 0.5 | 0.5 | 0.5 | 0.5 | 0.5 | 0.5
Southern_PGAE_Li_Battery_4hr_165 | caiso-deliverability | Panoche_Oro_Loma_SSN | Reliability_Capacity_In_Model_Year | System RA | Southern_PGAE_Li_Battery_4hr_165 | 0.5 | 0.5 | 0.5 | 0.5 | 0.5 | 0.5 | 0.5 | 0.5 | 0.5 | 0.5 | 0.5 | 0.5 | 0.5 | 0.5 | 0.5 | 0.5 | 0.5 | 0.5 | 0.5 | 0.5 | 0.5 | 0.5 | 0.5 | 0.5 | 0.5 | 0.5 | 0.5 | 0.5 | 0.5 | 0.5 | 0.5
Northern_California_Li_Battery_4hr_166 | caiso-deliverability | Panoche_Oro_Loma_SSN | Reliability_Capacity_In_Model_Year | System RA | Northern_California_Li_Battery_4hr_166 | 0.5 | 0.5 | 0.5 | 0.5 | 0.5 | 0.5 | 0.5 | 0.5 | 0.5 | 0.5 | 0.5 | 0.5 | 0.5 | 0.5 | 0.5 | 0.5 | 0.5 | 0.5 | 0.5 | 0.5 | 0.5 | 0.5 | 0.5 | 0.5 | 0.5 | 0.5 | 0.5 | 0.5 | 0.5 | 0.5 | 0.5
Southern_PGAE_Li_Battery_4hr_168 | caiso-deliverability | Panoche_Oro_Loma_SSN | Reliability_Capacity_In_Model_Year | System RA | Southern_PGAE_Li_Battery_4hr_168 | 0.5 | 0.5 | 0.5 | 0.5 | 0.5 | 0.5 | 0.5 | 0.5 | 0.5 | 0.5 | 0.5 | 0.5 | 0.5 | 0.5 | 0.5 | 0.5 | 0.5 | 0.5 | 0.5 | 0.5 | 0.5 | 0.5 | 0.5 | 0.5 | 0.5 | 0.5 | 0.5 | 0.5 | 0.5 | 0.5 | 0.5
Southern_PGAE_Li_Battery_4hr_169 | caiso-deliverability | Panoche_Oro_Loma_SSN | Reliability_Capacity_In_Model_Year | System RA | Southern_PGAE_Li_Battery_4hr_169 | 0.5 | 0.5 | 0.5 | 0.5 | 0.5 | 0.5 | 0.5 | 0.5 | 0.5 | 0.5 | 0.5 | 0.5 | 0.5 | 0.5 | 0.5 | 0.5 | 0.5 | 0.5 | 0.5 | 0.5 | 0.5 | 0.5 | 0.5 | 0.5 | 0.5 | 0.5 | 0.5 | 0.5 | 0.5 | 0.5 | 0.5
Southern_PGAE_Li_Battery_4hr_170 | caiso-deliverability | Panoche_Oro_Loma_SSN | Reliability_Capacity_In_Model_Year | System RA | Southern_PGAE_Li_Battery_4hr_170 | 0.5 | 0.5 | 0.5 | 0.5 | 0.5 | 0.5 | 0.5 | 0.5 | 0.5 | 0.5 | 0.5 | 0.5 | 0.5 | 0.5 | 0.5 | 0.5 | 0.5 | 0.5 | 0.5 | 0.5 | 0.5 | 0.5 | 0.5 | 0.5 | 0.5 | 0.5 | 0.5 | 0.5 | 0.5 | 0.5 | 0.5
Southern_PGAE_Li_Battery_4hr_174 | caiso-deliverability | Panoche_Oro_Loma_SSN | Reliability_Capacity_In_Model_Year | System RA | Southern_PGAE_Li_Battery_4hr_174 | 0.5 | 0.5 | 0.5 | 0.5 | 0.5 | 0.5 | 0.5 | 0.5 | 0.5 | 0.5 | 0.5 | 0.5 | 0.5 | 0.5 | 0.5 | 0.5 | 0.5 | 0.5 | 0.5 | 0.5 | 0.5 | 0.5 | 0.5 | 0.5 | 0.5 | 0.5 | 0.5 | 0.5 | 0.5 | 0.5 | 0.5
Southern_PGAE_Li_Battery_8hr_154 | caiso-deliverability | Panoche_Oro_Loma_SSN | Reliability_Capacity_In_Model_Year | System RA | Southern_PGAE_Li_Battery_8hr_154 | 0.5 | 0.5 | 0.5 | 0.5 | 0.5 | 0.5 | 0.5 | 0.5 | 0.5 | 0.5 | 0.5 | 0.5 | 0.5 | 0.5 | 0.5 | 0.5 | 0.5 | 0.5 | 0.5 | 0.5 | 0.5 | 0.5 | 0.5 | 0.5 | 0.5 | 0.5 | 0.5 | 0.5 | 0.5 | 0.5 | 0.5
Southern_PGAE_Li_Battery_8hr_161 | caiso-deliverability | Panoche_Oro_Loma_SSN | Reliability_Capacity_In_Model_Year | System RA | Southern_PGAE_Li_Battery_8hr_161 | 0.5 | 0.5 | 0.5 | 0.5 | 0.5 | 0.5 | 0.5 | 0.5 | 0.5 | 0.5 | 0.5 | 0.5 | 0.5 | 0.5 | 0.5 | 0.5 | 0.5 | 0.5 | 0.5 | 0.5 | 0.5 | 0.5 | 0.5 | 0.5 | 0.5 | 0.5 | 0.5 | 0.5 | 0.5 | 0.5 | 0.5
Southern_PGAE_Li_Battery_8hr_162 | caiso-deliverability | Panoche_Oro_Loma_SSN | Reliability_Capacity_In_Model_Year | System RA | Southern_PGAE_Li_Battery_8hr_162 | 0.5 | 0.5 | 0.5 | 0.5 | 0.5 | 0.5 | 0.5 | 0.5 | 0.5 | 0.5 | 0.5 | 0.5 | 0.5 | 0.5 | 0.5 | 0.5 | 0.5 | 0.5 | 0.5 | 0.5 | 0.5 | 0.5 | 0.5 | 0.5 | 0.5 | 0.5 | 0.5 | 0.5 | 0.5 | 0.5 | 0.5
Southern_PGAE_Li_Battery_8hr_163 | caiso-deliverability | Panoche_Oro_Loma_SSN | Reliability_Capacity_In_Model_Year | System RA | Southern_PGAE_Li_Battery_8hr_163 | 0.5 | 0.5 | 0.5 | 0.5 | 0.5 | 0.5 | 0.5 | 0.5 | 0.5 | 0.5 | 0.5 | 0.5 | 0.5 | 0.5 | 0.5 | 0.5 | 0.5 | 0.5 | 0.5 | 0.5 | 0.5 | 0.5 | 0.5 | 0.5 | 0.5 | 0.5 | 0.5 | 0.5 | 0.5 | 0.5 | 0.5
Southern_PGAE_Li_Battery_8hr_164 | caiso-deliverability | Panoche_Oro_Loma_SSN | Reliability_Capacity_In_Model_Year | System RA | Southern_PGAE_Li_Battery_8hr_164 | 0.5 | 0.5 | 0.5 | 0.5 | 0.5 | 0.5 | 0.5 | 0.5 | 0.5 | 0.5 | 0.5 | 0.5 | 0.5 | 0.5 | 0.5 | 0.5 | 0.5 | 0.5 | 0.5 | 0.5 | 0.5 | 0.5 | 0.5 | 0.5 | 0.5 | 0.5 | 0.5 | 0.5 | 0.5 | 0.5 | 0.5
Southern_PGAE_Li_Battery_8hr_165 | caiso-deliverability | Panoche_Oro_Loma_SSN | Reliability_Capacity_In_Model_Year | System RA | Southern_PGAE_Li_Battery_8hr_165 | 0.5 | 0.5 | 0.5 | 0.5 | 0.5 | 0.5 | 0.5 | 0.5 | 0.5 | 0.5 | 0.5 | 0.5 | 0.5 | 0.5 | 0.5 | 0.5 | 0.5 | 0.5 | 0.5 | 0.5 | 0.5 | 0.5 | 0.5 | 0.5 | 0.5 | 0.5 | 0.5 | 0.5 | 0.5 | 0.5 | 0.5
Northern_California_Li_Battery_8hr_166 | caiso-deliverability | Panoche_Oro_Loma_SSN | Reliability_Capacity_In_Model_Year | System RA | Northern_California_Li_Battery_8hr_166 | 0.5 | 0.5 | 0.5 | 0.5 | 0.5 | 0.5 | 0.5 | 0.5 | 0.5 | 0.5 | 0.5 | 0.5 | 0.5 | 0.5 | 0.5 | 0.5 | 0.5 | 0.5 | 0.5 | 0.5 | 0.5 | 0.5 | 0.5 | 0.5 | 0.5 | 0.5 | 0.5 | 0.5 | 0.5 | 0.5 | 0.5
Southern_PGAE_Li_Battery_8hr_168 | caiso-deliverability | Panoche_Oro_Loma_SSN | Reliability_Capacity_In_Model_Year | System RA | Southern_PGAE_Li_Battery_8hr_168 | 0.5 | 0.5 | 0.5 | 0.5 | 0.5 | 0.5 | 0.5 | 0.5 | 0.5 | 0.5 | 0.5 | 0.5 | 0.5 | 0.5 | 0.5 | 0.5 | 0.5 | 0.5 | 0.5 | 0.5 | 0.5 | 0.5 | 0.5 | 0.5 | 0.5 | 0.5 | 0.5 | 0.5 | 0.5 | 0.5 | 0.5
Southern_PGAE_Li_Battery_8hr_169 | caiso-deliverability | Panoche_Oro_Loma_SSN | Reliability_Capacity_In_Model_Year | System RA | Southern_PGAE_Li_Battery_8hr_169 | 0.5 | 0.5 | 0.5 | 0.5 | 0.5 | 0.5 | 0.5 | 0.5 | 0.5 | 0.5 | 0.5 | 0.5 | 0.5 | 0.5 | 0.5 | 0.5 | 0.5 | 0.5 | 0.5 | 0.5 | 0.5 | 0.5 | 0.5 | 0.5 | 0.5 | 0.5 | 0.5 | 0.5 | 0.5 | 0.5 | 0.5
Southern_PGAE_Li_Battery_8hr_170 | caiso-deliverability | Panoche_Oro_Loma_SSN | Reliability_Capacity_In_Model_Year | System RA | Southern_PGAE_Li_Battery_8hr_170 | 0.5 | 0.5 | 0.5 | 0.5 | 0.5 | 0.5 | 0.5 | 0.5 | 0.5 | 0.5 | 0.5 | 0.5 | 0.5 | 0.5 | 0.5 | 0.5 | 0.5 | 0.5 | 0.5 | 0.5 | 0.5 | 0.5 | 0.5 | 0.5 | 0.5 | 0.5 | 0.5 | 0.5 | 0.5 | 0.5 | 0.5
Southern_PGAE_Li_Battery_8hr_174 | caiso-deliverability | Panoche_Oro_Loma_SSN | Reliability_Capacity_In_Model_Year | System RA | Southern_PGAE_Li_Battery_8hr_174 | 0.5 | 0.5 | 0.5 | 0.5 | 0.5 | 0.5 | 0.5 | 0.5 | 0.5 | 0.5 | 0.5 | 0.5 | 0.5 | 0.5 | 0.5 | 0.5 | 0.5 | 0.5 | 0.5 | 0.5 | 0.5 | 0.5 | 0.5 | 0.5 | 0.5 | 0.5 | 0.5 | 0.5 | 0.5 | 0.5 | 0.5
Central_Valley_North_Los_Banos_Wind_154 | caiso-deliverability | Panoche_Oro_Loma_SSN | Reliability_Capacity_In_Model_Year | System RA | Central_Valley_North_Los_Banos_Wind_154 | 0.163 | 0.163 | 0.163 | 0.163 | 0.163 | 0.163 | 0.163 | 0.163 | 0.163 | 0.163 | 0.163 | 0.163 | 0.163 | 0.163 | 0.163 | 0.163 | 0.163 | 0.163 | 0.163 | 0.163 | 0.163 | 0.163 | 0.163 | 0.163 | 0.163 | 0.163 | 0.163 | 0.163 | 0.163 | 0.163 | 0.163
Central_Valley_North_Los_Banos_Wind_162 | caiso-deliverability | Panoche_Oro_Loma_SSN | Reliability_Capacity_In_Model_Year | System RA | Central_Valley_North_Los_Banos_Wind_162 | 0.163 | 0.163 | 0.163 | 0.163 | 0.163 | 0.163 | 0.163 | 0.163 | 0.163 | 0.163 | 0.163 | 0.163 | 0.163 | 0.163 | 0.163 | 0.163 | 0.163 | 0.163 | 0.163 | 0.163 | 0.163 | 0.163 | 0.163 | 0.163 | 0.163 | 0.163 | 0.163 | 0.163 | 0.163 | 0.163 | 0.163
Northern_California_Solar_166 | caiso-deliverability | Panoche_Oro_Loma_SSN | Reliability_Capacity_In_Model_Year | System RA | Northern_California_Solar_166 | 0.556 | 0.556 | 0.556 | 0.556 | 0.556 | 0.556 | 0.556 | 0.556 | 0.556 | 0.556 | 0.556 | 0.556 | 0.556 | 0.556 | 0.556 | 0.556 | 0.556 | 0.556 | 0.556 | 0.556 | 0.556 | 0.556 | 0.556 | 0.556 | 0.556 | 0.556 | 0.556 | 0.556 | 0.556 | 0.556 | 0.556
Southern_PGAE_Solar_154 | caiso-deliverability | Panoche_Oro_Loma_SSN | Reliability_Capacity_In_Model_Year | System RA | Southern_PGAE_Solar_154 | 0.556 | 0.556 | 0.556 | 0.556 | 0.556 | 0.556 | 0.556 | 0.556 | 0.556 | 0.556 | 0.556 | 0.556 | 0.556 | 0.556 | 0.556 | 0.556 | 0.556 | 0.556 | 0.556 | 0.556 | 0.556 | 0.556 | 0.556 | 0.556 | 0.556 | 0.556 | 0.556 | 0.556 | 0.556 | 0.556 | 0.556
Southern_PGAE_Solar_161 | caiso-deliverability | Panoche_Oro_Loma_SSN | Reliability_Capacity_In_Model_Year | System RA | Southern_PGAE_Solar_161 | 0.556 | 0.556 | 0.556 | 0.556 | 0.556 | 0.556 | 0.556 | 0.556 | 0.556 | 0.556 | 0.556 | 0.556 | 0.556 | 0.556 | 0.556 | 0.556 | 0.556 | 0.556 | 0.556 | 0.556 | 0.556 | 0.556 | 0.556 | 0.556 | 0.556 | 0.556 | 0.556 | 0.556 | 0.556 | 0.556 | 0.556
Southern_PGAE_Solar_162 | caiso-deliverability | Panoche_Oro_Loma_SSN | Reliability_Capacity_In_Model_Year | System RA | Southern_PGAE_Solar_162 | 0.556 | 0.556 | 0.556 | 0.556 | 0.556 | 0.556 | 0.556 | 0.556 | 0.556 | 0.556 | 0.556 | 0.556 | 0.556 | 0.556 | 0.556 | 0.556 | 0.556 | 0.556 | 0.556 | 0.556 | 0.556 | 0.556 | 0.556 | 0.556 | 0.556 | 0.556 | 0.556 | 0.556 | 0.556 | 0.556 | 0.556
Southern_PGAE_Solar_163 | caiso-deliverability | Panoche_Oro_Loma_SSN | Reliability_Capacity_In_Model_Year | System RA | Southern_PGAE_Solar_163 | 0.556 | 0.556 | 0.556 | 0.556 | 0.556 | 0.556 | 0.556 | 0.556 | 0.556 | 0.556 | 0.556 | 0.556 | 0.556 | 0.556 | 0.556 | 0.556 | 0.556 | 0.556 | 0.556 | 0.556 | 0.556 | 0.556 | 0.556 | 0.556 | 0.556 | 0.556 | 0.556 | 0.556 | 0.556 | 0.556 | 0.556
Southern_PGAE_Solar_164 | caiso-deliverability | Panoche_Oro_Loma_SSN | Reliability_Capacity_In_Model_Year | System RA | Southern_PGAE_Solar_164 | 0.556 | 0.556 | 0.556 | 0.556 | 0.556 | 0.556 | 0.556 | 0.556 | 0.556 | 0.556 | 0.556 | 0.556 | 0.556 | 0.556 | 0.556 | 0.556 | 0.556 | 0.556 | 0.556 | 0.556 | 0.556 | 0.556 | 0.556 | 0.556 | 0.556 | 0.556 | 0.556 | 0.556 | 0.556 | 0.556 | 0.556
Southern_PGAE_Solar_165 | caiso-deliverability | Panoche_Oro_Loma_SSN | Reliability_Capacity_In_Model_Year | System RA | Southern_PGAE_Solar_165 | 0.556 | 0.556 | 0.556 | 0.556 | 0.556 | 0.556 | 0.556 | 0.556 | 0.556 | 0.556 | 0.556 | 0.556 | 0.556 | 0.556 | 0.556 | 0.556 | 0.556 | 0.556 | 0.556 | 0.556 | 0.556 | 0.556 | 0.556 | 0.556 | 0.556 | 0.556 | 0.556 | 0.556 | 0.556 | 0.556 | 0.556
Southern_PGAE_Solar_168 | caiso-deliverability | Panoche_Oro_Loma_SSN | Reliability_Capacity_In_Model_Year | System RA | Southern_PGAE_Solar_168 | 0.556 | 0.556 | 0.556 | 0.556 | 0.556 | 0.556 | 0.556 | 0.556 | 0.556 | 0.556 | 0.556 | 0.556 | 0.556 | 0.556 | 0.556 | 0.556 | 0.556 | 0.556 | 0.556 | 0.556 | 0.556 | 0.556 | 0.556 | 0.556 | 0.556 | 0.556 | 0.556 | 0.556 | 0.556 | 0.556 | 0.556
Southern_PGAE_Solar_169 | caiso-deliverability | Panoche_Oro_Loma_SSN | Reliability_Capacity_In_Model_Year | System RA | Southern_PGAE_Solar_169 | 0.556 | 0.556 | 0.556 | 0.556 | 0.556 | 0.556 | 0.556 | 0.556 | 0.556 | 0.556 | 0.556 | 0.556 | 0.556 | 0.556 | 0.556 | 0.556 | 0.556 | 0.556 | 0.556 | 0.556 | 0.556 | 0.556 | 0.556 | 0.556 | 0.556 | 0.556 | 0.556 | 0.556 | 0.556 | 0.556 | 0.556
Southern_PGAE_Solar_170 | caiso-deliverability | Panoche_Oro_Loma_SSN | Reliability_Capacity_In_Model_Year | System RA | Southern_PGAE_Solar_170 | 0.556 | 0.556 | 0.556 | 0.556 | 0.556 | 0.556 | 0.556 | 0.556 | 0.556 | 0.556 | 0.556 | 0.556 | 0.556 | 0.556 | 0.556 | 0.556 | 0.556 | 0.556 | 0.556 | 0.556 | 0.556 | 0.556 | 0.556 | 0.556 | 0.556 | 0.556 | 0.556 | 0.556 | 0.556 | 0.556 | 0.556
Southern_PGAE_Solar_174 | caiso-deliverability | Panoche_Oro_Loma_SSN | Reliability_Capacity_In_Model_Year | System RA | Southern_PGAE_Solar_174 | 0.556 | 0.556 | 0.556 | 0.556 | 0.556 | 0.556 | 0.556 | 0.556 | 0.556 | 0.556 | 0.556 | 0.556 | 0.556 | 0.556 | 0.556 | 0.556 | 0.556 | 0.556 | 0.556 | 0.556 | 0.556 | 0.556 | 0.556 | 0.556 | 0.556 | 0.556 | 0.556 | 0.556 | 0.556 | 0.556 | 0.556
Panoche_Oro_Loma_group | caiso-deliverability | Panoche_Oro_Loma_SSN | Operational_New_Capacity_MW | Panoche_Oro_Loma_group |  | -1 | -1 | -1 | -1 | -1 | -1 | -1 | -1 | -1 | -1 | -1 | -1 | -1 | -1 | -1 | -1 | -1 | -1 | -1 | -1 | -1 | -1 | -1 | -1 | -1 | -1 | -1 | -1 | -1 | -1 | -1
Greater_LA_Flow_Battery_18 | caiso-deliverability | Pardee_Sylmar_HSN | Reliability_Capacity_In_Model_Year | System RA | Greater_LA_Flow_Battery_18 | 1 | 1 | 1 | 1 | 1 | 1 | 1 | 1 | 1 | 1 | 1 | 1 | 1 | 1 | 1 | 1 | 1 | 1 | 1 | 1 | 1 | 1 | 1 | 1 | 1 | 1 | 1 | 1 | 1 | 1 | 1
Tehachapi_Flow_Battery_28 | caiso-deliverability | Pardee_Sylmar_HSN | Reliability_Capacity_In_Model_Year | System RA | Tehachapi_Flow_Battery_28 | 1 | 1 | 1 | 1 | 1 | 1 | 1 | 1 | 1 | 1 | 1 | 1 | 1 | 1 | 1 | 1 | 1 | 1 | 1 | 1 | 1 | 1 | 1 | 1 | 1 | 1 | 1 | 1 | 1 | 1 | 1
Greater_LA_Flow_Battery_58 | caiso-deliverability | Pardee_Sylmar_HSN | Reliability_Capacity_In_Model_Year | System RA | Greater_LA_Flow_Battery_58 | 1 | 1 | 1 | 1 | 1 | 1 | 1 | 1 | 1 | 1 | 1 | 1 | 1 | 1 | 1 | 1 | 1 | 1 | 1 | 1 | 1 | 1 | 1 | 1 | 1 | 1 | 1 | 1 | 1 | 1 | 1
Tehachapi_Flow_Battery_66 | caiso-deliverability | Pardee_Sylmar_HSN | Reliability_Capacity_In_Model_Year | System RA | Tehachapi_Flow_Battery_66 | 1 | 1 | 1 | 1 | 1 | 1 | 1 | 1 | 1 | 1 | 1 | 1 | 1 | 1 | 1 | 1 | 1 | 1 | 1 | 1 | 1 | 1 | 1 | 1 | 1 | 1 | 1 | 1 | 1 | 1 | 1
Tehachapi_Flow_Battery_78 | caiso-deliverability | Pardee_Sylmar_HSN | Reliability_Capacity_In_Model_Year | System RA | Tehachapi_Flow_Battery_78 | 1 | 1 | 1 | 1 | 1 | 1 | 1 | 1 | 1 | 1 | 1 | 1 | 1 | 1 | 1 | 1 | 1 | 1 | 1 | 1 | 1 | 1 | 1 | 1 | 1 | 1 | 1 | 1 | 1 | 1 | 1
Tehachapi_Flow_Battery_101 | caiso-deliverability | Pardee_Sylmar_HSN | Reliability_Capacity_In_Model_Year | System RA | Tehachapi_Flow_Battery_101 | 1 | 1 | 1 | 1 | 1 | 1 | 1 | 1 | 1 | 1 | 1 | 1 | 1 | 1 | 1 | 1 | 1 | 1 | 1 | 1 | 1 | 1 | 1 | 1 | 1 | 1 | 1 | 1 | 1 | 1 | 1
Greater_LA_Li_Battery_4hr_18 | caiso-deliverability | Pardee_Sylmar_HSN | Reliability_Capacity_In_Model_Year | System RA | Greater_LA_Li_Battery_4hr_18 | 1 | 1 | 1 | 1 | 1 | 1 | 1 | 1 | 1 | 1 | 1 | 1 | 1 | 1 | 1 | 1 | 1 | 1 | 1 | 1 | 1 | 1 | 1 | 1 | 1 | 1 | 1 | 1 | 1 | 1 | 1
Tehachapi_Li_Battery_4hr_28 | caiso-deliverability | Pardee_Sylmar_HSN | Reliability_Capacity_In_Model_Year | System RA | Tehachapi_Li_Battery_4hr_28 | 1 | 1 | 1 | 1 | 1 | 1 | 1 | 1 | 1 | 1 | 1 | 1 | 1 | 1 | 1 | 1 | 1 | 1 | 1 | 1 | 1 | 1 | 1 | 1 | 1 | 1 | 1 | 1 | 1 | 1 | 1
Greater_LA_Li_Battery_4hr_58 | caiso-deliverability | Pardee_Sylmar_HSN | Reliability_Capacity_In_Model_Year | System RA | Greater_LA_Li_Battery_4hr_58 | 1 | 1 | 1 | 1 | 1 | 1 | 1 | 1 | 1 | 1 | 1 | 1 | 1 | 1 | 1 | 1 | 1 | 1 | 1 | 1 | 1 | 1 | 1 | 1 | 1 | 1 | 1 | 1 | 1 | 1 | 1
Tehachapi_Li_Battery_4hr_66 | caiso-deliverability | Pardee_Sylmar_HSN | Reliability_Capacity_In_Model_Year | System RA | Tehachapi_Li_Battery_4hr_66 | 1 | 1 | 1 | 1 | 1 | 1 | 1 | 1 | 1 | 1 | 1 | 1 | 1 | 1 | 1 | 1 | 1 | 1 | 1 | 1 | 1 | 1 | 1 | 1 | 1 | 1 | 1 | 1 | 1 | 1 | 1
Tehachapi_Li_Battery_4hr_78 | caiso-deliverability | Pardee_Sylmar_HSN | Reliability_Capacity_In_Model_Year | System RA | Tehachapi_Li_Battery_4hr_78 | 1 | 1 | 1 | 1 | 1 | 1 | 1 | 1 | 1 | 1 | 1 | 1 | 1 | 1 | 1 | 1 | 1 | 1 | 1 | 1 | 1 | 1 | 1 | 1 | 1 | 1 | 1 | 1 | 1 | 1 | 1
Tehachapi_Li_Battery_4hr_101 | caiso-deliverability | Pardee_Sylmar_HSN | Reliability_Capacity_In_Model_Year | System RA | Tehachapi_Li_Battery_4hr_101 | 1 | 1 | 1 | 1 | 1 | 1 | 1 | 1 | 1 | 1 | 1 | 1 | 1 | 1 | 1 | 1 | 1 | 1 | 1 | 1 | 1 | 1 | 1 | 1 | 1 | 1 | 1 | 1 | 1 | 1 | 1
Greater_LA_Li_Battery_8hr_18 | caiso-deliverability | Pardee_Sylmar_HSN | Reliability_Capacity_In_Model_Year | System RA | Greater_LA_Li_Battery_8hr_18 | 1 | 1 | 1 | 1 | 1 | 1 | 1 | 1 | 1 | 1 | 1 | 1 | 1 | 1 | 1 | 1 | 1 | 1 | 1 | 1 | 1 | 1 | 1 | 1 | 1 | 1 | 1 | 1 | 1 | 1 | 1
Tehachapi_Li_Battery_8hr_28 | caiso-deliverability | Pardee_Sylmar_HSN | Reliability_Capacity_In_Model_Year | System RA | Tehachapi_Li_Battery_8hr_28 | 1 | 1 | 1 | 1 | 1 | 1 | 1 | 1 | 1 | 1 | 1 | 1 | 1 | 1 | 1 | 1 | 1 | 1 | 1 | 1 | 1 | 1 | 1 | 1 | 1 | 1 | 1 | 1 | 1 | 1 | 1
Greater_LA_Li_Battery_8hr_58 | caiso-deliverability | Pardee_Sylmar_HSN | Reliability_Capacity_In_Model_Year | System RA | Greater_LA_Li_Battery_8hr_58 | 1 | 1 | 1 | 1 | 1 | 1 | 1 | 1 | 1 | 1 | 1 | 1 | 1 | 1 | 1 | 1 | 1 | 1 | 1 | 1 | 1 | 1 | 1 | 1 | 1 | 1 | 1 | 1 | 1 | 1 | 1
Tehachapi_Li_Battery_8hr_66 | caiso-deliverability | Pardee_Sylmar_HSN | Reliability_Capacity_In_Model_Year | System RA | Tehachapi_Li_Battery_8hr_66 | 1 | 1 | 1 | 1 | 1 | 1 | 1 | 1 | 1 | 1 | 1 | 1 | 1 | 1 | 1 | 1 | 1 | 1 | 1 | 1 | 1 | 1 | 1 | 1 | 1 | 1 | 1 | 1 | 1 | 1 | 1
Tehachapi_Li_Battery_8hr_78 | caiso-deliverability | Pardee_Sylmar_HSN | Reliability_Capacity_In_Model_Year | System RA | Tehachapi_Li_Battery_8hr_78 | 1 | 1 | 1 | 1 | 1 | 1 | 1 | 1 | 1 | 1 | 1 | 1 | 1 | 1 | 1 | 1 | 1 | 1 | 1 | 1 | 1 | 1 | 1 | 1 | 1 | 1 | 1 | 1 | 1 | 1 | 1
Tehachapi_Li_Battery_8hr_101 | caiso-deliverability | Pardee_Sylmar_HSN | Reliability_Capacity_In_Model_Year | System RA | Tehachapi_Li_Battery_8hr_101 | 1 | 1 | 1 | 1 | 1 | 1 | 1 | 1 | 1 | 1 | 1 | 1 | 1 | 1 | 1 | 1 | 1 | 1 | 1 | 1 | 1 | 1 | 1 | 1 | 1 | 1 | 1 | 1 | 1 | 1 | 1
Greater_LA_Solar_18 | caiso-deliverability | Pardee_Sylmar_HSN | Reliability_Capacity_In_Model_Year | System RA | Greater_LA_Solar_18 | 0.106 | 0.106 | 0.106 | 0.106 | 0.106 | 0.106 | 0.106 | 0.106 | 0.106 | 0.106 | 0.106 | 0.106 | 0.106 | 0.106 | 0.106 | 0.106 | 0.106 | 0.106 | 0.106 | 0.106 | 0.106 | 0.106 | 0.106 | 0.106 | 0.106 | 0.106 | 0.106 | 0.106 | 0.106 | 0.106 | 0.106
Greater_LA_Solar_58 | caiso-deliverability | Pardee_Sylmar_HSN | Reliability_Capacity_In_Model_Year | System RA | Greater_LA_Solar_58 | 0.106 | 0.106 | 0.106 | 0.106 | 0.106 | 0.106 | 0.106 | 0.106 | 0.106 | 0.106 | 0.106 | 0.106 | 0.106 | 0.106 | 0.106 | 0.106 | 0.106 | 0.106 | 0.106 | 0.106 | 0.106 | 0.106 | 0.106 | 0.106 | 0.106 | 0.106 | 0.106 | 0.106 | 0.106 | 0.106 | 0.106
Tehachapi_Solar_28 | caiso-deliverability | Pardee_Sylmar_HSN | Reliability_Capacity_In_Model_Year | System RA | Tehachapi_Solar_28 | 0.106 | 0.106 | 0.106 | 0.106 | 0.106 | 0.106 | 0.106 | 0.106 | 0.106 | 0.106 | 0.106 | 0.106 | 0.106 | 0.106 | 0.106 | 0.106 | 0.106 | 0.106 | 0.106 | 0.106 | 0.106 | 0.106 | 0.106 | 0.106 | 0.106 | 0.106 | 0.106 | 0.106 | 0.106 | 0.106 | 0.106
Tehachapi_Solar_66 | caiso-deliverability | Pardee_Sylmar_HSN | Reliability_Capacity_In_Model_Year | System RA | Tehachapi_Solar_66 | 0.106 | 0.106 | 0.106 | 0.106 | 0.106 | 0.106 | 0.106 | 0.106 | 0.106 | 0.106 | 0.106 | 0.106 | 0.106 | 0.106 | 0.106 | 0.106 | 0.106 | 0.106 | 0.106 | 0.106 | 0.106 | 0.106 | 0.106 | 0.106 | 0.106 | 0.106 | 0.106 | 0.106 | 0.106 | 0.106 | 0.106
Tehachapi_Solar_78 | caiso-deliverability | Pardee_Sylmar_HSN | Reliability_Capacity_In_Model_Year | System RA | Tehachapi_Solar_78 | 0.106 | 0.106 | 0.106 | 0.106 | 0.106 | 0.106 | 0.106 | 0.106 | 0.106 | 0.106 | 0.106 | 0.106 | 0.106 | 0.106 | 0.106 | 0.106 | 0.106 | 0.106 | 0.106 | 0.106 | 0.106 | 0.106 | 0.106 | 0.106 | 0.106 | 0.106 | 0.106 | 0.106 | 0.106 | 0.106 | 0.106
Tehachapi_Solar_101 | caiso-deliverability | Pardee_Sylmar_HSN | Reliability_Capacity_In_Model_Year | System RA | Tehachapi_Solar_101 | 0.106 | 0.106 | 0.106 | 0.106 | 0.106 | 0.106 | 0.106 | 0.106 | 0.106 | 0.106 | 0.106 | 0.106 | 0.106 | 0.106 | 0.106 | 0.106 | 0.106 | 0.106 | 0.106 | 0.106 | 0.106 | 0.106 | 0.106 | 0.106 | 0.106 | 0.106 | 0.106 | 0.106 | 0.106 | 0.106 | 0.106
Tehachapi_Wind_18 | caiso-deliverability | Pardee_Sylmar_HSN | Reliability_Capacity_In_Model_Year | System RA | Tehachapi_Wind_18 | 0.665 | 0.665 | 0.665 | 0.665 | 0.665 | 0.665 | 0.665 | 0.665 | 0.665 | 0.665 | 0.665 | 0.665 | 0.665 | 0.665 | 0.665 | 0.665 | 0.665 | 0.665 | 0.665 | 0.665 | 0.665 | 0.665 | 0.665 | 0.665 | 0.665 | 0.665 | 0.665 | 0.665 | 0.665 | 0.665 | 0.665
Pardee_Sylmar_group | caiso-deliverability | Pardee_Sylmar_HSN | Operational_New_Capacity_MW | Pardee_Sylmar_group |  | -1 | -1 | -1 | -1 | -1 | -1 | -1 | -1 | -1 | -1 | -1 | -1 | -1 | -1 | -1 | -1 | -1 | -1 | -1 | -1 | -1 | -1 | -1 | -1 | -1 | -1 | -1 | -1 | -1 | -1 | -1
Greater_LA_Flow_Battery_18 | caiso-deliverability | Pardee_Sylmar_offpeak | Operational_New_Capacity_MW | Greater_LA_Flow_Battery_18 |  | -1 | -1 | -1 | -1 | -1 | -1 | -1 | -1 | -1 | -1 | -1 | -1 | -1 | -1 | -1 | -1 | -1 | -1 | -1 | -1 | -1 | -1 | -1 | -1 | -1 | -1 | -1 | -1 | -1 | -1 | -1
Tehachapi_Flow_Battery_28 | caiso-deliverability | Pardee_Sylmar_offpeak | Operational_New_Capacity_MW | Tehachapi_Flow_Battery_28 |  | -1 | -1 | -1 | -1 | -1 | -1 | -1 | -1 | -1 | -1 | -1 | -1 | -1 | -1 | -1 | -1 | -1 | -1 | -1 | -1 | -1 | -1 | -1 | -1 | -1 | -1 | -1 | -1 | -1 | -1 | -1
Greater_LA_Flow_Battery_58 | caiso-deliverability | Pardee_Sylmar_offpeak | Operational_New_Capacity_MW | Greater_LA_Flow_Battery_58 |  | -1 | -1 | -1 | -1 | -1 | -1 | -1 | -1 | -1 | -1 | -1 | -1 | -1 | -1 | -1 | -1 | -1 | -1 | -1 | -1 | -1 | -1 | -1 | -1 | -1 | -1 | -1 | -1 | -1 | -1 | -1
Tehachapi_Flow_Battery_66 | caiso-deliverability | Pardee_Sylmar_offpeak | Operational_New_Capacity_MW | Tehachapi_Flow_Battery_66 |  | -1 | -1 | -1 | -1 | -1 | -1 | -1 | -1 | -1 | -1 | -1 | -1 | -1 | -1 | -1 | -1 | -1 | -1 | -1 | -1 | -1 | -1 | -1 | -1 | -1 | -1 | -1 | -1 | -1 | -1 | -1
Tehachapi_Flow_Battery_78 | caiso-deliverability | Pardee_Sylmar_offpeak | Operational_New_Capacity_MW | Tehachapi_Flow_Battery_78 |  | -1 | -1 | -1 | -1 | -1 | -1 | -1 | -1 | -1 | -1 | -1 | -1 | -1 | -1 | -1 | -1 | -1 | -1 | -1 | -1 | -1 | -1 | -1 | -1 | -1 | -1 | -1 | -1 | -1 | -1 | -1
Tehachapi_Flow_Battery_101 | caiso-deliverability | Pardee_Sylmar_offpeak | Operational_New_Capacity_MW | Tehachapi_Flow_Battery_101 |  | -1 | -1 | -1 | -1 | -1 | -1 | -1 | -1 | -1 | -1 | -1 | -1 | -1 | -1 | -1 | -1 | -1 | -1 | -1 | -1 | -1 | -1 | -1 | -1 | -1 | -1 | -1 | -1 | -1 | -1 | -1
Greater_LA_Li_Battery_4hr_18 | caiso-deliverability | Pardee_Sylmar_offpeak | Operational_New_Capacity_MW | Greater_LA_Li_Battery_4hr_18 |  | -1 | -1 | -1 | -1 | -1 | -1 | -1 | -1 | -1 | -1 | -1 | -1 | -1 | -1 | -1 | -1 | -1 | -1 | -1 | -1 | -1 | -1 | -1 | -1 | -1 | -1 | -1 | -1 | -1 | -1 | -1
Tehachapi_Li_Battery_4hr_28 | caiso-deliverability | Pardee_Sylmar_offpeak | Operational_New_Capacity_MW | Tehachapi_Li_Battery_4hr_28 |  | -1 | -1 | -1 | -1 | -1 | -1 | -1 | -1 | -1 | -1 | -1 | -1 | -1 | -1 | -1 | -1 | -1 | -1 | -1 | -1 | -1 | -1 | -1 | -1 | -1 | -1 | -1 | -1 | -1 | -1 | -1
Greater_LA_Li_Battery_4hr_58 | caiso-deliverability | Pardee_Sylmar_offpeak | Operational_New_Capacity_MW | Greater_LA_Li_Battery_4hr_58 |  | -1 | -1 | -1 | -1 | -1 | -1 | -1 | -1 | -1 | -1 | -1 | -1 | -1 | -1 | -1 | -1 | -1 | -1 | -1 | -1 | -1 | -1 | -1 | -1 | -1 | -1 | -1 | -1 | -1 | -1 | -1
Tehachapi_Li_Battery_4hr_66 | caiso-deliverability | Pardee_Sylmar_offpeak | Operational_New_Capacity_MW | Tehachapi_Li_Battery_4hr_66 |  | -1 | -1 | -1 | -1 | -1 | -1 | -1 | -1 | -1 | -1 | -1 | -1 | -1 | -1 | -1 | -1 | -1 | -1 | -1 | -1 | -1 | -1 | -1 | -1 | -1 | -1 | -1 | -1 | -1 | -1 | -1
Tehachapi_Li_Battery_4hr_78 | caiso-deliverability | Pardee_Sylmar_offpeak | Operational_New_Capacity_MW | Tehachapi_Li_Battery_4hr_78 |  | -1 | -1 | -1 | -1 | -1 | -1 | -1 | -1 | -1 | -1 | -1 | -1 | -1 | -1 | -1 | -1 | -1 | -1 | -1 | -1 | -1 | -1 | -1 | -1 | -1 | -1 | -1 | -1 | -1 | -1 | -1
Tehachapi_Li_Battery_4hr_101 | caiso-deliverability | Pardee_Sylmar_offpeak | Operational_New_Capacity_MW | Tehachapi_Li_Battery_4hr_101 |  | -1 | -1 | -1 | -1 | -1 | -1 | -1 | -1 | -1 | -1 | -1 | -1 | -1 | -1 | -1 | -1 | -1 | -1 | -1 | -1 | -1 | -1 | -1 | -1 | -1 | -1 | -1 | -1 | -1 | -1 | -1
Greater_LA_Li_Battery_8hr_18 | caiso-deliverability | Pardee_Sylmar_offpeak | Operational_New_Capacity_MW | Greater_LA_Li_Battery_8hr_18 |  | -1 | -1 | -1 | -1 | -1 | -1 | -1 | -1 | -1 | -1 | -1 | -1 | -1 | -1 | -1 | -1 | -1 | -1 | -1 | -1 | -1 | -1 | -1 | -1 | -1 | -1 | -1 | -1 | -1 | -1 | -1
Tehachapi_Li_Battery_8hr_28 | caiso-deliverability | Pardee_Sylmar_offpeak | Operational_New_Capacity_MW | Tehachapi_Li_Battery_8hr_28 |  | -1 | -1 | -1 | -1 | -1 | -1 | -1 | -1 | -1 | -1 | -1 | -1 | -1 | -1 | -1 | -1 | -1 | -1 | -1 | -1 | -1 | -1 | -1 | -1 | -1 | -1 | -1 | -1 | -1 | -1 | -1
Greater_LA_Li_Battery_8hr_58 | caiso-deliverability | Pardee_Sylmar_offpeak | Operational_New_Capacity_MW | Greater_LA_Li_Battery_8hr_58 |  | -1 | -1 | -1 | -1 | -1 | -1 | -1 | -1 | -1 | -1 | -1 | -1 | -1 | -1 | -1 | -1 | -1 | -1 | -1 | -1 | -1 | -1 | -1 | -1 | -1 | -1 | -1 | -1 | -1 | -1 | -1
Tehachapi_Li_Battery_8hr_66 | caiso-deliverability | Pardee_Sylmar_offpeak | Operational_New_Capacity_MW | Tehachapi_Li_Battery_8hr_66 |  | -1 | -1 | -1 | -1 | -1 | -1 | -1 | -1 | -1 | -1 | -1 | -1 | -1 | -1 | -1 | -1 | -1 | -1 | -1 | -1 | -1 | -1 | -1 | -1 | -1 | -1 | -1 | -1 | -1 | -1 | -1
Tehachapi_Li_Battery_8hr_78 | caiso-deliverability | Pardee_Sylmar_offpeak | Operational_New_Capacity_MW | Tehachapi_Li_Battery_8hr_78 |  | -1 | -1 | -1 | -1 | -1 | -1 | -1 | -1 | -1 | -1 | -1 | -1 | -1 | -1 | -1 | -1 | -1 | -1 | -1 | -1 | -1 | -1 | -1 | -1 | -1 | -1 | -1 | -1 | -1 | -1 | -1
Tehachapi_Li_Battery_8hr_101 | caiso-deliverability | Pardee_Sylmar_offpeak | Operational_New_Capacity_MW | Tehachapi_Li_Battery_8hr_101 |  | -1 | -1 | -1 | -1 | -1 | -1 | -1 | -1 | -1 | -1 | -1 | -1 | -1 | -1 | -1 | -1 | -1 | -1 | -1 | -1 | -1 | -1 | -1 | -1 | -1 | -1 | -1 | -1 | -1 | -1 | -1
Greater_LA_Solar_18 | caiso-deliverability | Pardee_Sylmar_offpeak | Operational_New_Capacity_MW | Greater_LA_Solar_18 |  | 0.77 | 0.77 | 0.77 | 0.77 | 0.77 | 0.77 | 0.77 | 0.77 | 0.77 | 0.77 | 0.77 | 0.77 | 0.77 | 0.77 | 0.77 | 0.77 | 0.77 | 0.77 | 0.77 | 0.77 | 0.77 | 0.77 | 0.77 | 0.77 | 0.77 | 0.77 | 0.77 | 0.77 | 0.77 | 0.77 | 0.77
Greater_LA_Solar_58 | caiso-deliverability | Pardee_Sylmar_offpeak | Operational_New_Capacity_MW | Greater_LA_Solar_58 |  | 0.77 | 0.77 | 0.77 | 0.77 | 0.77 | 0.77 | 0.77 | 0.77 | 0.77 | 0.77 | 0.77 | 0.77 | 0.77 | 0.77 | 0.77 | 0.77 | 0.77 | 0.77 | 0.77 | 0.77 | 0.77 | 0.77 | 0.77 | 0.77 | 0.77 | 0.77 | 0.77 | 0.77 | 0.77 | 0.77 | 0.77
Tehachapi_Solar_28 | caiso-deliverability | Pardee_Sylmar_offpeak | Operational_New_Capacity_MW | Tehachapi_Solar_28 |  | 0.77 | 0.77 | 0.77 | 0.77 | 0.77 | 0.77 | 0.77 | 0.77 | 0.77 | 0.77 | 0.77 | 0.77 | 0.77 | 0.77 | 0.77 | 0.77 | 0.77 | 0.77 | 0.77 | 0.77 | 0.77 | 0.77 | 0.77 | 0.77 | 0.77 | 0.77 | 0.77 | 0.77 | 0.77 | 0.77 | 0.77
Tehachapi_Solar_66 | caiso-deliverability | Pardee_Sylmar_offpeak | Operational_New_Capacity_MW | Tehachapi_Solar_66 |  | 0.77 | 0.77 | 0.77 | 0.77 | 0.77 | 0.77 | 0.77 | 0.77 | 0.77 | 0.77 | 0.77 | 0.77 | 0.77 | 0.77 | 0.77 | 0.77 | 0.77 | 0.77 | 0.77 | 0.77 | 0.77 | 0.77 | 0.77 | 0.77 | 0.77 | 0.77 | 0.77 | 0.77 | 0.77 | 0.77 | 0.77
Tehachapi_Solar_78 | caiso-deliverability | Pardee_Sylmar_offpeak | Operational_New_Capacity_MW | Tehachapi_Solar_78 |  | 0.77 | 0.77 | 0.77 | 0.77 | 0.77 | 0.77 | 0.77 | 0.77 | 0.77 | 0.77 | 0.77 | 0.77 | 0.77 | 0.77 | 0.77 | 0.77 | 0.77 | 0.77 | 0.77 | 0.77 | 0.77 | 0.77 | 0.77 | 0.77 | 0.77 | 0.77 | 0.77 | 0.77 | 0.77 | 0.77 | 0.77
Tehachapi_Solar_101 | caiso-deliverability | Pardee_Sylmar_offpeak | Operational_New_Capacity_MW | Tehachapi_Solar_101 |  | 0.77 | 0.77 | 0.77 | 0.77 | 0.77 | 0.77 | 0.77 | 0.77 | 0.77 | 0.77 | 0.77 | 0.77 | 0.77 | 0.77 | 0.77 | 0.77 | 0.77 | 0.77 | 0.77 | 0.77 | 0.77 | 0.77 | 0.77 | 0.77 | 0.77 | 0.77 | 0.77 | 0.77 | 0.77 | 0.77 | 0.77
Tehachapi_Wind_18 | caiso-deliverability | Pardee_Sylmar_offpeak | Operational_New_Capacity_MW | Tehachapi_Wind_18 |  | 0.44 | 0.44 | 0.44 | 0.44 | 0.44 | 0.44 | 0.44 | 0.44 | 0.44 | 0.44 | 0.44 | 0.44 | 0.44 | 0.44 | 0.44 | 0.44 | 0.44 | 0.44 | 0.44 | 0.44 | 0.44 | 0.44 | 0.44 | 0.44 | 0.44 | 0.44 | 0.44 | 0.44 | 0.44 | 0.44 | 0.44
Pardee_Sylmar_group | caiso-deliverability | Pardee_Sylmar_offpeak | Operational_New_Capacity_MW | Pardee_Sylmar_group |  | -1 | -1 | -1 | -1 | -1 | -1 | -1 | -1 | -1 | -1 | -1 | -1 | -1 | -1 | -1 | -1 | -1 | -1 | -1 | -1 | -1 | -1 | -1 | -1 | -1 | -1 | -1 | -1 | -1 | -1 | -1
Greater_LA_Flow_Battery_18 | caiso-deliverability | Pardee_Sylmar_SSN | Reliability_Capacity_In_Model_Year | System RA | Greater_LA_Flow_Battery_18 | 0.5 | 0.5 | 0.5 | 0.5 | 0.5 | 0.5 | 0.5 | 0.5 | 0.5 | 0.5 | 0.5 | 0.5 | 0.5 | 0.5 | 0.5 | 0.5 | 0.5 | 0.5 | 0.5 | 0.5 | 0.5 | 0.5 | 0.5 | 0.5 | 0.5 | 0.5 | 0.5 | 0.5 | 0.5 | 0.5 | 0.5
Tehachapi_Flow_Battery_28 | caiso-deliverability | Pardee_Sylmar_SSN | Reliability_Capacity_In_Model_Year | System RA | Tehachapi_Flow_Battery_28 | 0.5 | 0.5 | 0.5 | 0.5 | 0.5 | 0.5 | 0.5 | 0.5 | 0.5 | 0.5 | 0.5 | 0.5 | 0.5 | 0.5 | 0.5 | 0.5 | 0.5 | 0.5 | 0.5 | 0.5 | 0.5 | 0.5 | 0.5 | 0.5 | 0.5 | 0.5 | 0.5 | 0.5 | 0.5 | 0.5 | 0.5
Greater_LA_Flow_Battery_58 | caiso-deliverability | Pardee_Sylmar_SSN | Reliability_Capacity_In_Model_Year | System RA | Greater_LA_Flow_Battery_58 | 0.5 | 0.5 | 0.5 | 0.5 | 0.5 | 0.5 | 0.5 | 0.5 | 0.5 | 0.5 | 0.5 | 0.5 | 0.5 | 0.5 | 0.5 | 0.5 | 0.5 | 0.5 | 0.5 | 0.5 | 0.5 | 0.5 | 0.5 | 0.5 | 0.5 | 0.5 | 0.5 | 0.5 | 0.5 | 0.5 | 0.5
Tehachapi_Flow_Battery_66 | caiso-deliverability | Pardee_Sylmar_SSN | Reliability_Capacity_In_Model_Year | System RA | Tehachapi_Flow_Battery_66 | 0.5 | 0.5 | 0.5 | 0.5 | 0.5 | 0.5 | 0.5 | 0.5 | 0.5 | 0.5 | 0.5 | 0.5 | 0.5 | 0.5 | 0.5 | 0.5 | 0.5 | 0.5 | 0.5 | 0.5 | 0.5 | 0.5 | 0.5 | 0.5 | 0.5 | 0.5 | 0.5 | 0.5 | 0.5 | 0.5 | 0.5
Tehachapi_Flow_Battery_78 | caiso-deliverability | Pardee_Sylmar_SSN | Reliability_Capacity_In_Model_Year | System RA | Tehachapi_Flow_Battery_78 | 0.5 | 0.5 | 0.5 | 0.5 | 0.5 | 0.5 | 0.5 | 0.5 | 0.5 | 0.5 | 0.5 | 0.5 | 0.5 | 0.5 | 0.5 | 0.5 | 0.5 | 0.5 | 0.5 | 0.5 | 0.5 | 0.5 | 0.5 | 0.5 | 0.5 | 0.5 | 0.5 | 0.5 | 0.5 | 0.5 | 0.5
Tehachapi_Flow_Battery_101 | caiso-deliverability | Pardee_Sylmar_SSN | Reliability_Capacity_In_Model_Year | System RA | Tehachapi_Flow_Battery_101 | 0.5 | 0.5 | 0.5 | 0.5 | 0.5 | 0.5 | 0.5 | 0.5 | 0.5 | 0.5 | 0.5 | 0.5 | 0.5 | 0.5 | 0.5 | 0.5 | 0.5 | 0.5 | 0.5 | 0.5 | 0.5 | 0.5 | 0.5 | 0.5 | 0.5 | 0.5 | 0.5 | 0.5 | 0.5 | 0.5 | 0.5
Greater_LA_Li_Battery_4hr_18 | caiso-deliverability | Pardee_Sylmar_SSN | Reliability_Capacity_In_Model_Year | System RA | Greater_LA_Li_Battery_4hr_18 | 0.5 | 0.5 | 0.5 | 0.5 | 0.5 | 0.5 | 0.5 | 0.5 | 0.5 | 0.5 | 0.5 | 0.5 | 0.5 | 0.5 | 0.5 | 0.5 | 0.5 | 0.5 | 0.5 | 0.5 | 0.5 | 0.5 | 0.5 | 0.5 | 0.5 | 0.5 | 0.5 | 0.5 | 0.5 | 0.5 | 0.5
Tehachapi_Li_Battery_4hr_28 | caiso-deliverability | Pardee_Sylmar_SSN | Reliability_Capacity_In_Model_Year | System RA | Tehachapi_Li_Battery_4hr_28 | 0.5 | 0.5 | 0.5 | 0.5 | 0.5 | 0.5 | 0.5 | 0.5 | 0.5 | 0.5 | 0.5 | 0.5 | 0.5 | 0.5 | 0.5 | 0.5 | 0.5 | 0.5 | 0.5 | 0.5 | 0.5 | 0.5 | 0.5 | 0.5 | 0.5 | 0.5 | 0.5 | 0.5 | 0.5 | 0.5 | 0.5
Greater_LA_Li_Battery_4hr_58 | caiso-deliverability | Pardee_Sylmar_SSN | Reliability_Capacity_In_Model_Year | System RA | Greater_LA_Li_Battery_4hr_58 | 0.5 | 0.5 | 0.5 | 0.5 | 0.5 | 0.5 | 0.5 | 0.5 | 0.5 | 0.5 | 0.5 | 0.5 | 0.5 | 0.5 | 0.5 | 0.5 | 0.5 | 0.5 | 0.5 | 0.5 | 0.5 | 0.5 | 0.5 | 0.5 | 0.5 | 0.5 | 0.5 | 0.5 | 0.5 | 0.5 | 0.5
Tehachapi_Li_Battery_4hr_66 | caiso-deliverability | Pardee_Sylmar_SSN | Reliability_Capacity_In_Model_Year | System RA | Tehachapi_Li_Battery_4hr_66 | 0.5 | 0.5 | 0.5 | 0.5 | 0.5 | 0.5 | 0.5 | 0.5 | 0.5 | 0.5 | 0.5 | 0.5 | 0.5 | 0.5 | 0.5 | 0.5 | 0.5 | 0.5 | 0.5 | 0.5 | 0.5 | 0.5 | 0.5 | 0.5 | 0.5 | 0.5 | 0.5 | 0.5 | 0.5 | 0.5 | 0.5
Tehachapi_Li_Battery_4hr_78 | caiso-deliverability | Pardee_Sylmar_SSN | Reliability_Capacity_In_Model_Year | System RA | Tehachapi_Li_Battery_4hr_78 | 0.5 | 0.5 | 0.5 | 0.5 | 0.5 | 0.5 | 0.5 | 0.5 | 0.5 | 0.5 | 0.5 | 0.5 | 0.5 | 0.5 | 0.5 | 0.5 | 0.5 | 0.5 | 0.5 | 0.5 | 0.5 | 0.5 | 0.5 | 0.5 | 0.5 | 0.5 | 0.5 | 0.5 | 0.5 | 0.5 | 0.5
Tehachapi_Li_Battery_4hr_101 | caiso-deliverability | Pardee_Sylmar_SSN | Reliability_Capacity_In_Model_Year | System RA | Tehachapi_Li_Battery_4hr_101 | 0.5 | 0.5 | 0.5 | 0.5 | 0.5 | 0.5 | 0.5 | 0.5 | 0.5 | 0.5 | 0.5 | 0.5 | 0.5 | 0.5 | 0.5 | 0.5 | 0.5 | 0.5 | 0.5 | 0.5 | 0.5 | 0.5 | 0.5 | 0.5 | 0.5 | 0.5 | 0.5 | 0.5 | 0.5 | 0.5 | 0.5
Greater_LA_Li_Battery_8hr_18 | caiso-deliverability | Pardee_Sylmar_SSN | Reliability_Capacity_In_Model_Year | System RA | Greater_LA_Li_Battery_8hr_18 | 0.5 | 0.5 | 0.5 | 0.5 | 0.5 | 0.5 | 0.5 | 0.5 | 0.5 | 0.5 | 0.5 | 0.5 | 0.5 | 0.5 | 0.5 | 0.5 | 0.5 | 0.5 | 0.5 | 0.5 | 0.5 | 0.5 | 0.5 | 0.5 | 0.5 | 0.5 | 0.5 | 0.5 | 0.5 | 0.5 | 0.5
Tehachapi_Li_Battery_8hr_28 | caiso-deliverability | Pardee_Sylmar_SSN | Reliability_Capacity_In_Model_Year | System RA | Tehachapi_Li_Battery_8hr_28 | 0.5 | 0.5 | 0.5 | 0.5 | 0.5 | 0.5 | 0.5 | 0.5 | 0.5 | 0.5 | 0.5 | 0.5 | 0.5 | 0.5 | 0.5 | 0.5 | 0.5 | 0.5 | 0.5 | 0.5 | 0.5 | 0.5 | 0.5 | 0.5 | 0.5 | 0.5 | 0.5 | 0.5 | 0.5 | 0.5 | 0.5
Greater_LA_Li_Battery_8hr_58 | caiso-deliverability | Pardee_Sylmar_SSN | Reliability_Capacity_In_Model_Year | System RA | Greater_LA_Li_Battery_8hr_58 | 0.5 | 0.5 | 0.5 | 0.5 | 0.5 | 0.5 | 0.5 | 0.5 | 0.5 | 0.5 | 0.5 | 0.5 | 0.5 | 0.5 | 0.5 | 0.5 | 0.5 | 0.5 | 0.5 | 0.5 | 0.5 | 0.5 | 0.5 | 0.5 | 0.5 | 0.5 | 0.5 | 0.5 | 0.5 | 0.5 | 0.5
Tehachapi_Li_Battery_8hr_66 | caiso-deliverability | Pardee_Sylmar_SSN | Reliability_Capacity_In_Model_Year | System RA | Tehachapi_Li_Battery_8hr_66 | 0.5 | 0.5 | 0.5 | 0.5 | 0.5 | 0.5 | 0.5 | 0.5 | 0.5 | 0.5 | 0.5 | 0.5 | 0.5 | 0.5 | 0.5 | 0.5 | 0.5 | 0.5 | 0.5 | 0.5 | 0.5 | 0.5 | 0.5 | 0.5 | 0.5 | 0.5 | 0.5 | 0.5 | 0.5 | 0.5 | 0.5
Tehachapi_Li_Battery_8hr_78 | caiso-deliverability | Pardee_Sylmar_SSN | Reliability_Capacity_In_Model_Year | System RA | Tehachapi_Li_Battery_8hr_78 | 0.5 | 0.5 | 0.5 | 0.5 | 0.5 | 0.5 | 0.5 | 0.5 | 0.5 | 0.5 | 0.5 | 0.5 | 0.5 | 0.5 | 0.5 | 0.5 | 0.5 | 0.5 | 0.5 | 0.5 | 0.5 | 0.5 | 0.5 | 0.5 | 0.5 | 0.5 | 0.5 | 0.5 | 0.5 | 0.5 | 0.5
Tehachapi_Li_Battery_8hr_101 | caiso-deliverability | Pardee_Sylmar_SSN | Reliability_Capacity_In_Model_Year | System RA | Tehachapi_Li_Battery_8hr_101 | 0.5 | 0.5 | 0.5 | 0.5 | 0.5 | 0.5 | 0.5 | 0.5 | 0.5 | 0.5 | 0.5 | 0.5 | 0.5 | 0.5 | 0.5 | 0.5 | 0.5 | 0.5 | 0.5 | 0.5 | 0.5 | 0.5 | 0.5 | 0.5 | 0.5 | 0.5 | 0.5 | 0.5 | 0.5 | 0.5 | 0.5
Greater_LA_Solar_18 | caiso-deliverability | Pardee_Sylmar_SSN | Reliability_Capacity_In_Model_Year | System RA | Greater_LA_Solar_18 | 0.427 | 0.427 | 0.427 | 0.427 | 0.427 | 0.427 | 0.427 | 0.427 | 0.427 | 0.427 | 0.427 | 0.427 | 0.427 | 0.427 | 0.427 | 0.427 | 0.427 | 0.427 | 0.427 | 0.427 | 0.427 | 0.427 | 0.427 | 0.427 | 0.427 | 0.427 | 0.427 | 0.427 | 0.427 | 0.427 | 0.427
Greater_LA_Solar_58 | caiso-deliverability | Pardee_Sylmar_SSN | Reliability_Capacity_In_Model_Year | System RA | Greater_LA_Solar_58 | 0.427 | 0.427 | 0.427 | 0.427 | 0.427 | 0.427 | 0.427 | 0.427 | 0.427 | 0.427 | 0.427 | 0.427 | 0.427 | 0.427 | 0.427 | 0.427 | 0.427 | 0.427 | 0.427 | 0.427 | 0.427 | 0.427 | 0.427 | 0.427 | 0.427 | 0.427 | 0.427 | 0.427 | 0.427 | 0.427 | 0.427
Tehachapi_Solar_28 | caiso-deliverability | Pardee_Sylmar_SSN | Reliability_Capacity_In_Model_Year | System RA | Tehachapi_Solar_28 | 0.427 | 0.427 | 0.427 | 0.427 | 0.427 | 0.427 | 0.427 | 0.427 | 0.427 | 0.427 | 0.427 | 0.427 | 0.427 | 0.427 | 0.427 | 0.427 | 0.427 | 0.427 | 0.427 | 0.427 | 0.427 | 0.427 | 0.427 | 0.427 | 0.427 | 0.427 | 0.427 | 0.427 | 0.427 | 0.427 | 0.427
Tehachapi_Solar_66 | caiso-deliverability | Pardee_Sylmar_SSN | Reliability_Capacity_In_Model_Year | System RA | Tehachapi_Solar_66 | 0.427 | 0.427 | 0.427 | 0.427 | 0.427 | 0.427 | 0.427 | 0.427 | 0.427 | 0.427 | 0.427 | 0.427 | 0.427 | 0.427 | 0.427 | 0.427 | 0.427 | 0.427 | 0.427 | 0.427 | 0.427 | 0.427 | 0.427 | 0.427 | 0.427 | 0.427 | 0.427 | 0.427 | 0.427 | 0.427 | 0.427
Tehachapi_Solar_78 | caiso-deliverability | Pardee_Sylmar_SSN | Reliability_Capacity_In_Model_Year | System RA | Tehachapi_Solar_78 | 0.427 | 0.427 | 0.427 | 0.427 | 0.427 | 0.427 | 0.427 | 0.427 | 0.427 | 0.427 | 0.427 | 0.427 | 0.427 | 0.427 | 0.427 | 0.427 | 0.427 | 0.427 | 0.427 | 0.427 | 0.427 | 0.427 | 0.427 | 0.427 | 0.427 | 0.427 | 0.427 | 0.427 | 0.427 | 0.427 | 0.427
Tehachapi_Solar_101 | caiso-deliverability | Pardee_Sylmar_SSN | Reliability_Capacity_In_Model_Year | System RA | Tehachapi_Solar_101 | 0.427 | 0.427 | 0.427 | 0.427 | 0.427 | 0.427 | 0.427 | 0.427 | 0.427 | 0.427 | 0.427 | 0.427 | 0.427 | 0.427 | 0.427 | 0.427 | 0.427 | 0.427 | 0.427 | 0.427 | 0.427 | 0.427 | 0.427 | 0.427 | 0.427 | 0.427 | 0.427 | 0.427 | 0.427 | 0.427 | 0.427
Tehachapi_Wind_18 | caiso-deliverability | Pardee_Sylmar_SSN | Reliability_Capacity_In_Model_Year | System RA | Tehachapi_Wind_18 | 0.163 | 0.163 | 0.163 | 0.163 | 0.163 | 0.163 | 0.163 | 0.163 | 0.163 | 0.163 | 0.163 | 0.163 | 0.163 | 0.163 | 0.163 | 0.163 | 0.163 | 0.163 | 0.163 | 0.163 | 0.163 | 0.163 | 0.163 | 0.163 | 0.163 | 0.163 | 0.163 | 0.163 | 0.163 | 0.163 | 0.163
Pardee_Sylmar_group | caiso-deliverability | Pardee_Sylmar_SSN | Operational_New_Capacity_MW | Pardee_Sylmar_group |  | -1 | -1 | -1 | -1 | -1 | -1 | -1 | -1 | -1 | -1 | -1 | -1 | -1 | -1 | -1 | -1 | -1 | -1 | -1 | -1 | -1 | -1 | -1 | -1 | -1 | -1 | -1 | -1 | -1 | -1 | -1
Southern_PGAE_Flow_Battery_27 | caiso-deliverability | Q2008_Gates_HSN | Reliability_Capacity_In_Model_Year | System RA | Southern_PGAE_Flow_Battery_27 | 1 | 1 | 1 | 1 | 1 | 1 | 1 | 1 | 1 | 1 | 1 | 1 | 1 | 1 | 1 | 1 | 1 | 1 | 1 | 1 | 1 | 1 | 1 | 1 | 1 | 1 | 1 | 1 | 1 | 1 | 1
Southern_PGAE_Li_Battery_4hr_27 | caiso-deliverability | Q2008_Gates_HSN | Reliability_Capacity_In_Model_Year | System RA | Southern_PGAE_Li_Battery_4hr_27 | 1 | 1 | 1 | 1 | 1 | 1 | 1 | 1 | 1 | 1 | 1 | 1 | 1 | 1 | 1 | 1 | 1 | 1 | 1 | 1 | 1 | 1 | 1 | 1 | 1 | 1 | 1 | 1 | 1 | 1 | 1
Southern_PGAE_Li_Battery_8hr_27 | caiso-deliverability | Q2008_Gates_HSN | Reliability_Capacity_In_Model_Year | System RA | Southern_PGAE_Li_Battery_8hr_27 | 1 | 1 | 1 | 1 | 1 | 1 | 1 | 1 | 1 | 1 | 1 | 1 | 1 | 1 | 1 | 1 | 1 | 1 | 1 | 1 | 1 | 1 | 1 | 1 | 1 | 1 | 1 | 1 | 1 | 1 | 1
Morro_Bay_Offshore_Wind_Asset | caiso-deliverability | Q2008_Gates_HSN | Reliability_Capacity_In_Model_Year | System RA | Morro_Bay_Offshore_Wind_Asset | 1 | 1 | 1 | 1 | 1 | 1 | 1 | 1 | 1 | 1 | 1 | 1 | 1 | 1 | 1 | 1 | 1 | 1 | 1 | 1 | 1 | 1 | 1 | 1 | 1 | 1 | 1 | 1 | 1 | 1 | 1
Southern_PGAE_Solar_27 | caiso-deliverability | Q2008_Gates_HSN | Reliability_Capacity_In_Model_Year | System RA | Southern_PGAE_Solar_27 | 0.1 | 0.1 | 0.1 | 0.1 | 0.1 | 0.1 | 0.1 | 0.1 | 0.1 | 0.1 | 0.1 | 0.1 | 0.1 | 0.1 | 0.1 | 0.1 | 0.1 | 0.1 | 0.1 | 0.1 | 0.1 | 0.1 | 0.1 | 0.1 | 0.1 | 0.1 | 0.1 | 0.1 | 0.1 | 0.1 | 0.1
Diablo_Midway_4_group | caiso-deliverability | Q2008_Gates_HSN | Operational_New_Capacity_MW | Diablo_Midway_4_group |  | -1 | -1 | -1 | -1 | -1 | -1 | -1 | -1 | -1 | -1 | -1 | -1 | -1 | -1 | -1 | -1 | -1 | -1 | -1 | -1 | -1 | -1 | -1 | -1 | -1 | -1 | -1 | -1 | -1 | -1 | -1
Southern_PGAE_Flow_Battery_27 | caiso-deliverability | Q2008_Gates_offpeak | Operational_New_Capacity_MW | Southern_PGAE_Flow_Battery_27 |  | -1 | -1 | -1 | -1 | -1 | -1 | -1 | -1 | -1 | -1 | -1 | -1 | -1 | -1 | -1 | -1 | -1 | -1 | -1 | -1 | -1 | -1 | -1 | -1 | -1 | -1 | -1 | -1 | -1 | -1 | -1
Southern_PGAE_Li_Battery_4hr_27 | caiso-deliverability | Q2008_Gates_offpeak | Operational_New_Capacity_MW | Southern_PGAE_Li_Battery_4hr_27 |  | -1 | -1 | -1 | -1 | -1 | -1 | -1 | -1 | -1 | -1 | -1 | -1 | -1 | -1 | -1 | -1 | -1 | -1 | -1 | -1 | -1 | -1 | -1 | -1 | -1 | -1 | -1 | -1 | -1 | -1 | -1
Southern_PGAE_Li_Battery_8hr_27 | caiso-deliverability | Q2008_Gates_offpeak | Operational_New_Capacity_MW | Southern_PGAE_Li_Battery_8hr_27 |  | -1 | -1 | -1 | -1 | -1 | -1 | -1 | -1 | -1 | -1 | -1 | -1 | -1 | -1 | -1 | -1 | -1 | -1 | -1 | -1 | -1 | -1 | -1 | -1 | -1 | -1 | -1 | -1 | -1 | -1 | -1
Morro_Bay_Offshore_Wind_Asset | caiso-deliverability | Q2008_Gates_offpeak | Operational_New_Capacity_MW | Morro_Bay_Offshore_Wind_Asset |  | 1 | 1 | 1 | 1 | 1 | 1 | 1 | 1 | 1 | 1 | 1 | 1 | 1 | 1 | 1 | 1 | 1 | 1 | 1 | 1 | 1 | 1 | 1 | 1 | 1 | 1 | 1 | 1 | 1 | 1 | 1
Southern_PGAE_Solar_27 | caiso-deliverability | Q2008_Gates_offpeak | Operational_New_Capacity_MW | Southern_PGAE_Solar_27 |  | 0.79 | 0.79 | 0.79 | 0.79 | 0.79 | 0.79 | 0.79 | 0.79 | 0.79 | 0.79 | 0.79 | 0.79 | 0.79 | 0.79 | 0.79 | 0.79 | 0.79 | 0.79 | 0.79 | 0.79 | 0.79 | 0.79 | 0.79 | 0.79 | 0.79 | 0.79 | 0.79 | 0.79 | 0.79 | 0.79 | 0.79
Diablo_Midway_4_group | caiso-deliverability | Q2008_Gates_offpeak | Operational_New_Capacity_MW | Diablo_Midway_4_group |  | -1 | -1 | -1 | -1 | -1 | -1 | -1 | -1 | -1 | -1 | -1 | -1 | -1 | -1 | -1 | -1 | -1 | -1 | -1 | -1 | -1 | -1 | -1 | -1 | -1 | -1 | -1 | -1 | -1 | -1 | -1
Southern_PGAE_Flow_Battery_27 | caiso-deliverability | Q2008_Gates_SSN | Reliability_Capacity_In_Model_Year | System RA | Southern_PGAE_Flow_Battery_27 | 0.5 | 0.5 | 0.5 | 0.5 | 0.5 | 0.5 | 0.5 | 0.5 | 0.5 | 0.5 | 0.5 | 0.5 | 0.5 | 0.5 | 0.5 | 0.5 | 0.5 | 0.5 | 0.5 | 0.5 | 0.5 | 0.5 | 0.5 | 0.5 | 0.5 | 0.5 | 0.5 | 0.5 | 0.5 | 0.5 | 0.5
Southern_PGAE_Li_Battery_4hr_27 | caiso-deliverability | Q2008_Gates_SSN | Reliability_Capacity_In_Model_Year | System RA | Southern_PGAE_Li_Battery_4hr_27 | 0.5 | 0.5 | 0.5 | 0.5 | 0.5 | 0.5 | 0.5 | 0.5 | 0.5 | 0.5 | 0.5 | 0.5 | 0.5 | 0.5 | 0.5 | 0.5 | 0.5 | 0.5 | 0.5 | 0.5 | 0.5 | 0.5 | 0.5 | 0.5 | 0.5 | 0.5 | 0.5 | 0.5 | 0.5 | 0.5 | 0.5
Southern_PGAE_Li_Battery_8hr_27 | caiso-deliverability | Q2008_Gates_SSN | Reliability_Capacity_In_Model_Year | System RA | Southern_PGAE_Li_Battery_8hr_27 | 0.5 | 0.5 | 0.5 | 0.5 | 0.5 | 0.5 | 0.5 | 0.5 | 0.5 | 0.5 | 0.5 | 0.5 | 0.5 | 0.5 | 0.5 | 0.5 | 0.5 | 0.5 | 0.5 | 0.5 | 0.5 | 0.5 | 0.5 | 0.5 | 0.5 | 0.5 | 0.5 | 0.5 | 0.5 | 0.5 | 0.5
Morro_Bay_Offshore_Wind_Asset | caiso-deliverability | Q2008_Gates_SSN | Reliability_Capacity_In_Model_Year | System RA | Morro_Bay_Offshore_Wind_Asset | 0.49 | 0.49 | 0.49 | 0.49 | 0.49 | 0.49 | 0.49 | 0.49 | 0.49 | 0.49 | 0.49 | 0.49 | 0.49 | 0.49 | 0.49 | 0.49 | 0.49 | 0.49 | 0.49 | 0.49 | 0.49 | 0.49 | 0.49 | 0.49 | 0.49 | 0.49 | 0.49 | 0.49 | 0.49 | 0.49 | 0.49
Southern_PGAE_Solar_27 | caiso-deliverability | Q2008_Gates_SSN | Reliability_Capacity_In_Model_Year | System RA | Southern_PGAE_Solar_27 | 0.556 | 0.556 | 0.556 | 0.556 | 0.556 | 0.556 | 0.556 | 0.556 | 0.556 | 0.556 | 0.556 | 0.556 | 0.556 | 0.556 | 0.556 | 0.556 | 0.556 | 0.556 | 0.556 | 0.556 | 0.556 | 0.556 | 0.556 | 0.556 | 0.556 | 0.556 | 0.556 | 0.556 | 0.556 | 0.556 | 0.556
Diablo_Midway_4_group | caiso-deliverability | Q2008_Gates_SSN | Operational_New_Capacity_MW | Diablo_Midway_4_group |  | -1 | -1 | -1 | -1 | -1 | -1 | -1 | -1 | -1 | -1 | -1 | -1 | -1 | -1 | -1 | -1 | -1 | -1 | -1 | -1 | -1 | -1 | -1 | -1 | -1 | -1 | -1 | -1 | -1 | -1 | -1
Riverside_Flow_Battery_59 | caiso-deliverability | Red_Bluff_230_HSN | Reliability_Capacity_In_Model_Year | System RA | Riverside_Flow_Battery_59 | 1 | 1 | 1 | 1 | 1 | 1 | 1 | 1 | 1 | 1 | 1 | 1 | 1 | 1 | 1 | 1 | 1 | 1 | 1 | 1 | 1 | 1 | 1 | 1 | 1 | 1 | 1 | 1 | 1 | 1 | 1
Riverside_Li_Battery_4hr_59 | caiso-deliverability | Red_Bluff_230_HSN | Reliability_Capacity_In_Model_Year | System RA | Riverside_Li_Battery_4hr_59 | 1 | 1 | 1 | 1 | 1 | 1 | 1 | 1 | 1 | 1 | 1 | 1 | 1 | 1 | 1 | 1 | 1 | 1 | 1 | 1 | 1 | 1 | 1 | 1 | 1 | 1 | 1 | 1 | 1 | 1 | 1
Riverside_Li_Battery_8hr_59 | caiso-deliverability | Red_Bluff_230_HSN | Reliability_Capacity_In_Model_Year | System RA | Riverside_Li_Battery_8hr_59 | 1 | 1 | 1 | 1 | 1 | 1 | 1 | 1 | 1 | 1 | 1 | 1 | 1 | 1 | 1 | 1 | 1 | 1 | 1 | 1 | 1 | 1 | 1 | 1 | 1 | 1 | 1 | 1 | 1 | 1 | 1
Riverside_East_Pumped_Storage_59 | caiso-deliverability | Red_Bluff_230_HSN | Reliability_Capacity_In_Model_Year | System RA | Riverside_East_Pumped_Storage_59 | 1 | 1 | 1 | 1 | 1 | 1 | 1 | 1 | 1 | 1 | 1 | 1 | 1 | 1 | 1 | 1 | 1 | 1 | 1 | 1 | 1 | 1 | 1 | 1 | 1 | 1 | 1 | 1 | 1 | 1 | 1
Riverside_Solar_59 | caiso-deliverability | Red_Bluff_230_HSN | Reliability_Capacity_In_Model_Year | System RA | Riverside_Solar_59 | 0.106 | 0.106 | 0.106 | 0.106 | 0.106 | 0.106 | 0.106 | 0.106 | 0.106 | 0.106 | 0.106 | 0.106 | 0.106 | 0.106 | 0.106 | 0.106 | 0.106 | 0.106 | 0.106 | 0.106 | 0.106 | 0.106 | 0.106 | 0.106 | 0.106 | 0.106 | 0.106 | 0.106 | 0.106 | 0.106 | 0.106
Red_Bluff_230_group | caiso-deliverability | Red_Bluff_230_HSN | Operational_New_Capacity_MW | Red_Bluff_230_group |  | -1 | -1 | -1 | -1 | -1 | -1 | -1 | -1 | -1 | -1 | -1 | -1 | -1 | -1 | -1 | -1 | -1 | -1 | -1 | -1 | -1 | -1 | -1 | -1 | -1 | -1 | -1 | -1 | -1 | -1 | -1
Riverside_Flow_Battery_59 | caiso-deliverability | Red_Bluff_230_offpeak | Operational_New_Capacity_MW | Riverside_Flow_Battery_59 |  | -1 | -1 | -1 | -1 | -1 | -1 | -1 | -1 | -1 | -1 | -1 | -1 | -1 | -1 | -1 | -1 | -1 | -1 | -1 | -1 | -1 | -1 | -1 | -1 | -1 | -1 | -1 | -1 | -1 | -1 | -1
Riverside_Li_Battery_4hr_59 | caiso-deliverability | Red_Bluff_230_offpeak | Operational_New_Capacity_MW | Riverside_Li_Battery_4hr_59 |  | -1 | -1 | -1 | -1 | -1 | -1 | -1 | -1 | -1 | -1 | -1 | -1 | -1 | -1 | -1 | -1 | -1 | -1 | -1 | -1 | -1 | -1 | -1 | -1 | -1 | -1 | -1 | -1 | -1 | -1 | -1
Riverside_Li_Battery_8hr_59 | caiso-deliverability | Red_Bluff_230_offpeak | Operational_New_Capacity_MW | Riverside_Li_Battery_8hr_59 |  | -1 | -1 | -1 | -1 | -1 | -1 | -1 | -1 | -1 | -1 | -1 | -1 | -1 | -1 | -1 | -1 | -1 | -1 | -1 | -1 | -1 | -1 | -1 | -1 | -1 | -1 | -1 | -1 | -1 | -1 | -1
Riverside_East_Pumped_Storage_59 | caiso-deliverability | Red_Bluff_230_offpeak | Operational_New_Capacity_MW | Riverside_East_Pumped_Storage_59 |  | -1 | -1 | -1 | -1 | -1 | -1 | -1 | -1 | -1 | -1 | -1 | -1 | -1 | -1 | -1 | -1 | -1 | -1 | -1 | -1 | -1 | -1 | -1 | -1 | -1 | -1 | -1 | -1 | -1 | -1 | -1
Riverside_Solar_59 | caiso-deliverability | Red_Bluff_230_offpeak | Operational_New_Capacity_MW | Riverside_Solar_59 |  | 0.77 | 0.77 | 0.77 | 0.77 | 0.77 | 0.77 | 0.77 | 0.77 | 0.77 | 0.77 | 0.77 | 0.77 | 0.77 | 0.77 | 0.77 | 0.77 | 0.77 | 0.77 | 0.77 | 0.77 | 0.77 | 0.77 | 0.77 | 0.77 | 0.77 | 0.77 | 0.77 | 0.77 | 0.77 | 0.77 | 0.77
Red_Bluff_230_group | caiso-deliverability | Red_Bluff_230_offpeak | Operational_New_Capacity_MW | Red_Bluff_230_group |  | -1 | -1 | -1 | -1 | -1 | -1 | -1 | -1 | -1 | -1 | -1 | -1 | -1 | -1 | -1 | -1 | -1 | -1 | -1 | -1 | -1 | -1 | -1 | -1 | -1 | -1 | -1 | -1 | -1 | -1 | -1
Riverside_Flow_Battery_59 | caiso-deliverability | Red_Bluff_230_SSN | Reliability_Capacity_In_Model_Year | System RA | Riverside_Flow_Battery_59 | 0.5 | 0.5 | 0.5 | 0.5 | 0.5 | 0.5 | 0.5 | 0.5 | 0.5 | 0.5 | 0.5 | 0.5 | 0.5 | 0.5 | 0.5 | 0.5 | 0.5 | 0.5 | 0.5 | 0.5 | 0.5 | 0.5 | 0.5 | 0.5 | 0.5 | 0.5 | 0.5 | 0.5 | 0.5 | 0.5 | 0.5
Riverside_Li_Battery_4hr_59 | caiso-deliverability | Red_Bluff_230_SSN | Reliability_Capacity_In_Model_Year | System RA | Riverside_Li_Battery_4hr_59 | 0.5 | 0.5 | 0.5 | 0.5 | 0.5 | 0.5 | 0.5 | 0.5 | 0.5 | 0.5 | 0.5 | 0.5 | 0.5 | 0.5 | 0.5 | 0.5 | 0.5 | 0.5 | 0.5 | 0.5 | 0.5 | 0.5 | 0.5 | 0.5 | 0.5 | 0.5 | 0.5 | 0.5 | 0.5 | 0.5 | 0.5
Riverside_Li_Battery_8hr_59 | caiso-deliverability | Red_Bluff_230_SSN | Reliability_Capacity_In_Model_Year | System RA | Riverside_Li_Battery_8hr_59 | 0.5 | 0.5 | 0.5 | 0.5 | 0.5 | 0.5 | 0.5 | 0.5 | 0.5 | 0.5 | 0.5 | 0.5 | 0.5 | 0.5 | 0.5 | 0.5 | 0.5 | 0.5 | 0.5 | 0.5 | 0.5 | 0.5 | 0.5 | 0.5 | 0.5 | 0.5 | 0.5 | 0.5 | 0.5 | 0.5 | 0.5
Riverside_East_Pumped_Storage_59 | caiso-deliverability | Red_Bluff_230_SSN | Reliability_Capacity_In_Model_Year | System RA | Riverside_East_Pumped_Storage_59 | 0.5 | 0.5 | 0.5 | 0.5 | 0.5 | 0.5 | 0.5 | 0.5 | 0.5 | 0.5 | 0.5 | 0.5 | 0.5 | 0.5 | 0.5 | 0.5 | 0.5 | 0.5 | 0.5 | 0.5 | 0.5 | 0.5 | 0.5 | 0.5 | 0.5 | 0.5 | 0.5 | 0.5 | 0.5 | 0.5 | 0.5
Riverside_Solar_59 | caiso-deliverability | Red_Bluff_230_SSN | Reliability_Capacity_In_Model_Year | System RA | Riverside_Solar_59 | 0.427 | 0.427 | 0.427 | 0.427 | 0.427 | 0.427 | 0.427 | 0.427 | 0.427 | 0.427 | 0.427 | 0.427 | 0.427 | 0.427 | 0.427 | 0.427 | 0.427 | 0.427 | 0.427 | 0.427 | 0.427 | 0.427 | 0.427 | 0.427 | 0.427 | 0.427 | 0.427 | 0.427 | 0.427 | 0.427 | 0.427
Red_Bluff_230_group | caiso-deliverability | Red_Bluff_230_SSN | Operational_New_Capacity_MW | Red_Bluff_230_group |  | -1 | -1 | -1 | -1 | -1 | -1 | -1 | -1 | -1 | -1 | -1 | -1 | -1 | -1 | -1 | -1 | -1 | -1 | -1 | -1 | -1 | -1 | -1 | -1 | -1 | -1 | -1 | -1 | -1 | -1 | -1
Northern_California_Flow_Battery_122 | caiso-deliverability | Rio_Oso_Brighton_HSN | Reliability_Capacity_In_Model_Year | System RA | Northern_California_Flow_Battery_122 | 1 | 1 | 1 | 1 | 1 | 1 | 1 | 1 | 1 | 1 | 1 | 1 | 1 | 1 | 1 | 1 | 1 | 1 | 1 | 1 | 1 | 1 | 1 | 1 | 1 | 1 | 1 | 1 | 1 | 1 | 1
Northern_California_Flow_Battery_141 | caiso-deliverability | Rio_Oso_Brighton_HSN | Reliability_Capacity_In_Model_Year | System RA | Northern_California_Flow_Battery_141 | 1 | 1 | 1 | 1 | 1 | 1 | 1 | 1 | 1 | 1 | 1 | 1 | 1 | 1 | 1 | 1 | 1 | 1 | 1 | 1 | 1 | 1 | 1 | 1 | 1 | 1 | 1 | 1 | 1 | 1 | 1
Northern_California_Flow_Battery_144 | caiso-deliverability | Rio_Oso_Brighton_HSN | Reliability_Capacity_In_Model_Year | System RA | Northern_California_Flow_Battery_144 | 1 | 1 | 1 | 1 | 1 | 1 | 1 | 1 | 1 | 1 | 1 | 1 | 1 | 1 | 1 | 1 | 1 | 1 | 1 | 1 | 1 | 1 | 1 | 1 | 1 | 1 | 1 | 1 | 1 | 1 | 1
Northern_California_Flow_Battery_149 | caiso-deliverability | Rio_Oso_Brighton_HSN | Reliability_Capacity_In_Model_Year | System RA | Northern_California_Flow_Battery_149 | 1 | 1 | 1 | 1 | 1 | 1 | 1 | 1 | 1 | 1 | 1 | 1 | 1 | 1 | 1 | 1 | 1 | 1 | 1 | 1 | 1 | 1 | 1 | 1 | 1 | 1 | 1 | 1 | 1 | 1 | 1
Northern_California_Flow_Battery_157 | caiso-deliverability | Rio_Oso_Brighton_HSN | Reliability_Capacity_In_Model_Year | System RA | Northern_California_Flow_Battery_157 | 1 | 1 | 1 | 1 | 1 | 1 | 1 | 1 | 1 | 1 | 1 | 1 | 1 | 1 | 1 | 1 | 1 | 1 | 1 | 1 | 1 | 1 | 1 | 1 | 1 | 1 | 1 | 1 | 1 | 1 | 1
Northern_California_Flow_Battery_159 | caiso-deliverability | Rio_Oso_Brighton_HSN | Reliability_Capacity_In_Model_Year | System RA | Northern_California_Flow_Battery_159 | 1 | 1 | 1 | 1 | 1 | 1 | 1 | 1 | 1 | 1 | 1 | 1 | 1 | 1 | 1 | 1 | 1 | 1 | 1 | 1 | 1 | 1 | 1 | 1 | 1 | 1 | 1 | 1 | 1 | 1 | 1
Northern_California_Flow_Battery_172 | caiso-deliverability | Rio_Oso_Brighton_HSN | Reliability_Capacity_In_Model_Year | System RA | Northern_California_Flow_Battery_172 | 1 | 1 | 1 | 1 | 1 | 1 | 1 | 1 | 1 | 1 | 1 | 1 | 1 | 1 | 1 | 1 | 1 | 1 | 1 | 1 | 1 | 1 | 1 | 1 | 1 | 1 | 1 | 1 | 1 | 1 | 1
Northern_California_Flow_Battery_179 | caiso-deliverability | Rio_Oso_Brighton_HSN | Reliability_Capacity_In_Model_Year | System RA | Northern_California_Flow_Battery_179 | 1 | 1 | 1 | 1 | 1 | 1 | 1 | 1 | 1 | 1 | 1 | 1 | 1 | 1 | 1 | 1 | 1 | 1 | 1 | 1 | 1 | 1 | 1 | 1 | 1 | 1 | 1 | 1 | 1 | 1 | 1
Northern_California_Li_Battery_4hr_122 | caiso-deliverability | Rio_Oso_Brighton_HSN | Reliability_Capacity_In_Model_Year | System RA | Northern_California_Li_Battery_4hr_122 | 1 | 1 | 1 | 1 | 1 | 1 | 1 | 1 | 1 | 1 | 1 | 1 | 1 | 1 | 1 | 1 | 1 | 1 | 1 | 1 | 1 | 1 | 1 | 1 | 1 | 1 | 1 | 1 | 1 | 1 | 1
Northern_California_Li_Battery_4hr_141 | caiso-deliverability | Rio_Oso_Brighton_HSN | Reliability_Capacity_In_Model_Year | System RA | Northern_California_Li_Battery_4hr_141 | 1 | 1 | 1 | 1 | 1 | 1 | 1 | 1 | 1 | 1 | 1 | 1 | 1 | 1 | 1 | 1 | 1 | 1 | 1 | 1 | 1 | 1 | 1 | 1 | 1 | 1 | 1 | 1 | 1 | 1 | 1
Northern_California_Li_Battery_4hr_144 | caiso-deliverability | Rio_Oso_Brighton_HSN | Reliability_Capacity_In_Model_Year | System RA | Northern_California_Li_Battery_4hr_144 | 1 | 1 | 1 | 1 | 1 | 1 | 1 | 1 | 1 | 1 | 1 | 1 | 1 | 1 | 1 | 1 | 1 | 1 | 1 | 1 | 1 | 1 | 1 | 1 | 1 | 1 | 1 | 1 | 1 | 1 | 1
Northern_California_Li_Battery_4hr_149 | caiso-deliverability | Rio_Oso_Brighton_HSN | Reliability_Capacity_In_Model_Year | System RA | Northern_California_Li_Battery_4hr_149 | 1 | 1 | 1 | 1 | 1 | 1 | 1 | 1 | 1 | 1 | 1 | 1 | 1 | 1 | 1 | 1 | 1 | 1 | 1 | 1 | 1 | 1 | 1 | 1 | 1 | 1 | 1 | 1 | 1 | 1 | 1
Northern_California_Li_Battery_4hr_157 | caiso-deliverability | Rio_Oso_Brighton_HSN | Reliability_Capacity_In_Model_Year | System RA | Northern_California_Li_Battery_4hr_157 | 1 | 1 | 1 | 1 | 1 | 1 | 1 | 1 | 1 | 1 | 1 | 1 | 1 | 1 | 1 | 1 | 1 | 1 | 1 | 1 | 1 | 1 | 1 | 1 | 1 | 1 | 1 | 1 | 1 | 1 | 1
Northern_California_Li_Battery_4hr_159 | caiso-deliverability | Rio_Oso_Brighton_HSN | Reliability_Capacity_In_Model_Year | System RA | Northern_California_Li_Battery_4hr_159 | 1 | 1 | 1 | 1 | 1 | 1 | 1 | 1 | 1 | 1 | 1 | 1 | 1 | 1 | 1 | 1 | 1 | 1 | 1 | 1 | 1 | 1 | 1 | 1 | 1 | 1 | 1 | 1 | 1 | 1 | 1
Northern_California_Li_Battery_4hr_172 | caiso-deliverability | Rio_Oso_Brighton_HSN | Reliability_Capacity_In_Model_Year | System RA | Northern_California_Li_Battery_4hr_172 | 1 | 1 | 1 | 1 | 1 | 1 | 1 | 1 | 1 | 1 | 1 | 1 | 1 | 1 | 1 | 1 | 1 | 1 | 1 | 1 | 1 | 1 | 1 | 1 | 1 | 1 | 1 | 1 | 1 | 1 | 1
Northern_California_Li_Battery_4hr_179 | caiso-deliverability | Rio_Oso_Brighton_HSN | Reliability_Capacity_In_Model_Year | System RA | Northern_California_Li_Battery_4hr_179 | 1 | 1 | 1 | 1 | 1 | 1 | 1 | 1 | 1 | 1 | 1 | 1 | 1 | 1 | 1 | 1 | 1 | 1 | 1 | 1 | 1 | 1 | 1 | 1 | 1 | 1 | 1 | 1 | 1 | 1 | 1
Northern_California_Li_Battery_8hr_122 | caiso-deliverability | Rio_Oso_Brighton_HSN | Reliability_Capacity_In_Model_Year | System RA | Northern_California_Li_Battery_8hr_122 | 1 | 1 | 1 | 1 | 1 | 1 | 1 | 1 | 1 | 1 | 1 | 1 | 1 | 1 | 1 | 1 | 1 | 1 | 1 | 1 | 1 | 1 | 1 | 1 | 1 | 1 | 1 | 1 | 1 | 1 | 1
Northern_California_Li_Battery_8hr_141 | caiso-deliverability | Rio_Oso_Brighton_HSN | Reliability_Capacity_In_Model_Year | System RA | Northern_California_Li_Battery_8hr_141 | 1 | 1 | 1 | 1 | 1 | 1 | 1 | 1 | 1 | 1 | 1 | 1 | 1 | 1 | 1 | 1 | 1 | 1 | 1 | 1 | 1 | 1 | 1 | 1 | 1 | 1 | 1 | 1 | 1 | 1 | 1
Northern_California_Li_Battery_8hr_144 | caiso-deliverability | Rio_Oso_Brighton_HSN | Reliability_Capacity_In_Model_Year | System RA | Northern_California_Li_Battery_8hr_144 | 1 | 1 | 1 | 1 | 1 | 1 | 1 | 1 | 1 | 1 | 1 | 1 | 1 | 1 | 1 | 1 | 1 | 1 | 1 | 1 | 1 | 1 | 1 | 1 | 1 | 1 | 1 | 1 | 1 | 1 | 1
Northern_California_Li_Battery_8hr_149 | caiso-deliverability | Rio_Oso_Brighton_HSN | Reliability_Capacity_In_Model_Year | System RA | Northern_California_Li_Battery_8hr_149 | 1 | 1 | 1 | 1 | 1 | 1 | 1 | 1 | 1 | 1 | 1 | 1 | 1 | 1 | 1 | 1 | 1 | 1 | 1 | 1 | 1 | 1 | 1 | 1 | 1 | 1 | 1 | 1 | 1 | 1 | 1
Northern_California_Li_Battery_8hr_157 | caiso-deliverability | Rio_Oso_Brighton_HSN | Reliability_Capacity_In_Model_Year | System RA | Northern_California_Li_Battery_8hr_157 | 1 | 1 | 1 | 1 | 1 | 1 | 1 | 1 | 1 | 1 | 1 | 1 | 1 | 1 | 1 | 1 | 1 | 1 | 1 | 1 | 1 | 1 | 1 | 1 | 1 | 1 | 1 | 1 | 1 | 1 | 1
Northern_California_Li_Battery_8hr_159 | caiso-deliverability | Rio_Oso_Brighton_HSN | Reliability_Capacity_In_Model_Year | System RA | Northern_California_Li_Battery_8hr_159 | 1 | 1 | 1 | 1 | 1 | 1 | 1 | 1 | 1 | 1 | 1 | 1 | 1 | 1 | 1 | 1 | 1 | 1 | 1 | 1 | 1 | 1 | 1 | 1 | 1 | 1 | 1 | 1 | 1 | 1 | 1
Northern_California_Li_Battery_8hr_172 | caiso-deliverability | Rio_Oso_Brighton_HSN | Reliability_Capacity_In_Model_Year | System RA | Northern_California_Li_Battery_8hr_172 | 1 | 1 | 1 | 1 | 1 | 1 | 1 | 1 | 1 | 1 | 1 | 1 | 1 | 1 | 1 | 1 | 1 | 1 | 1 | 1 | 1 | 1 | 1 | 1 | 1 | 1 | 1 | 1 | 1 | 1 | 1
Northern_California_Li_Battery_8hr_179 | caiso-deliverability | Rio_Oso_Brighton_HSN | Reliability_Capacity_In_Model_Year | System RA | Northern_California_Li_Battery_8hr_179 | 1 | 1 | 1 | 1 | 1 | 1 | 1 | 1 | 1 | 1 | 1 | 1 | 1 | 1 | 1 | 1 | 1 | 1 | 1 | 1 | 1 | 1 | 1 | 1 | 1 | 1 | 1 | 1 | 1 | 1 | 1
Northern_California_Solar_122 | caiso-deliverability | Rio_Oso_Brighton_HSN | Reliability_Capacity_In_Model_Year | System RA | Northern_California_Solar_122 | 0.1 | 0.1 | 0.1 | 0.1 | 0.1 | 0.1 | 0.1 | 0.1 | 0.1 | 0.1 | 0.1 | 0.1 | 0.1 | 0.1 | 0.1 | 0.1 | 0.1 | 0.1 | 0.1 | 0.1 | 0.1 | 0.1 | 0.1 | 0.1 | 0.1 | 0.1 | 0.1 | 0.1 | 0.1 | 0.1 | 0.1
Northern_California_Solar_141 | caiso-deliverability | Rio_Oso_Brighton_HSN | Reliability_Capacity_In_Model_Year | System RA | Northern_California_Solar_141 | 0.1 | 0.1 | 0.1 | 0.1 | 0.1 | 0.1 | 0.1 | 0.1 | 0.1 | 0.1 | 0.1 | 0.1 | 0.1 | 0.1 | 0.1 | 0.1 | 0.1 | 0.1 | 0.1 | 0.1 | 0.1 | 0.1 | 0.1 | 0.1 | 0.1 | 0.1 | 0.1 | 0.1 | 0.1 | 0.1 | 0.1
Northern_California_Solar_144 | caiso-deliverability | Rio_Oso_Brighton_HSN | Reliability_Capacity_In_Model_Year | System RA | Northern_California_Solar_144 | 0.1 | 0.1 | 0.1 | 0.1 | 0.1 | 0.1 | 0.1 | 0.1 | 0.1 | 0.1 | 0.1 | 0.1 | 0.1 | 0.1 | 0.1 | 0.1 | 0.1 | 0.1 | 0.1 | 0.1 | 0.1 | 0.1 | 0.1 | 0.1 | 0.1 | 0.1 | 0.1 | 0.1 | 0.1 | 0.1 | 0.1
Northern_California_Solar_149 | caiso-deliverability | Rio_Oso_Brighton_HSN | Reliability_Capacity_In_Model_Year | System RA | Northern_California_Solar_149 | 0.1 | 0.1 | 0.1 | 0.1 | 0.1 | 0.1 | 0.1 | 0.1 | 0.1 | 0.1 | 0.1 | 0.1 | 0.1 | 0.1 | 0.1 | 0.1 | 0.1 | 0.1 | 0.1 | 0.1 | 0.1 | 0.1 | 0.1 | 0.1 | 0.1 | 0.1 | 0.1 | 0.1 | 0.1 | 0.1 | 0.1
Northern_California_Solar_157 | caiso-deliverability | Rio_Oso_Brighton_HSN | Reliability_Capacity_In_Model_Year | System RA | Northern_California_Solar_157 | 0.1 | 0.1 | 0.1 | 0.1 | 0.1 | 0.1 | 0.1 | 0.1 | 0.1 | 0.1 | 0.1 | 0.1 | 0.1 | 0.1 | 0.1 | 0.1 | 0.1 | 0.1 | 0.1 | 0.1 | 0.1 | 0.1 | 0.1 | 0.1 | 0.1 | 0.1 | 0.1 | 0.1 | 0.1 | 0.1 | 0.1
Northern_California_Solar_159 | caiso-deliverability | Rio_Oso_Brighton_HSN | Reliability_Capacity_In_Model_Year | System RA | Northern_California_Solar_159 | 0.1 | 0.1 | 0.1 | 0.1 | 0.1 | 0.1 | 0.1 | 0.1 | 0.1 | 0.1 | 0.1 | 0.1 | 0.1 | 0.1 | 0.1 | 0.1 | 0.1 | 0.1 | 0.1 | 0.1 | 0.1 | 0.1 | 0.1 | 0.1 | 0.1 | 0.1 | 0.1 | 0.1 | 0.1 | 0.1 | 0.1
Northern_California_Solar_172 | caiso-deliverability | Rio_Oso_Brighton_HSN | Reliability_Capacity_In_Model_Year | System RA | Northern_California_Solar_172 | 0.1 | 0.1 | 0.1 | 0.1 | 0.1 | 0.1 | 0.1 | 0.1 | 0.1 | 0.1 | 0.1 | 0.1 | 0.1 | 0.1 | 0.1 | 0.1 | 0.1 | 0.1 | 0.1 | 0.1 | 0.1 | 0.1 | 0.1 | 0.1 | 0.1 | 0.1 | 0.1 | 0.1 | 0.1 | 0.1 | 0.1
Northern_California_Solar_179 | caiso-deliverability | Rio_Oso_Brighton_HSN | Reliability_Capacity_In_Model_Year | System RA | Northern_California_Solar_179 | 0.1 | 0.1 | 0.1 | 0.1 | 0.1 | 0.1 | 0.1 | 0.1 | 0.1 | 0.1 | 0.1 | 0.1 | 0.1 | 0.1 | 0.1 | 0.1 | 0.1 | 0.1 | 0.1 | 0.1 | 0.1 | 0.1 | 0.1 | 0.1 | 0.1 | 0.1 | 0.1 | 0.1 | 0.1 | 0.1 | 0.1
Northern_California_Wind_159 | caiso-deliverability | Rio_Oso_Brighton_HSN | Reliability_Capacity_In_Model_Year | System RA | Northern_California_Wind_159 | 0.665 | 0.665 | 0.665 | 0.665 | 0.665 | 0.665 | 0.665 | 0.665 | 0.665 | 0.665 | 0.665 | 0.665 | 0.665 | 0.665 | 0.665 | 0.665 | 0.665 | 0.665 | 0.665 | 0.665 | 0.665 | 0.665 | 0.665 | 0.665 | 0.665 | 0.665 | 0.665 | 0.665 | 0.665 | 0.665 | 0.665
Solano_Wind_122 | caiso-deliverability | Rio_Oso_Brighton_HSN | Reliability_Capacity_In_Model_Year | System RA | Solano_Wind_122 | 0.665 | 0.665 | 0.665 | 0.665 | 0.665 | 0.665 | 0.665 | 0.665 | 0.665 | 0.665 | 0.665 | 0.665 | 0.665 | 0.665 | 0.665 | 0.665 | 0.665 | 0.665 | 0.665 | 0.665 | 0.665 | 0.665 | 0.665 | 0.665 | 0.665 | 0.665 | 0.665 | 0.665 | 0.665 | 0.665 | 0.665
Subacco_group | caiso-deliverability | Rio_Oso_Brighton_HSN | Operational_New_Capacity_MW | Subacco_group |  | -1.2478 | -1.2478 | -1.2478 | -1.2478 | -1.2478 | -1.2478 | -1.2478 | -1.2478 | -1.2478 | -1.2478 | -1.2478 | -1.2478 | -1.2478 | -1.2478 | -1.2478 | -1.2478 | -1.2478 | -1.2478 | -1.2478 | -1.2478 | -1.2478 | -1.2478 | -1.2478 | -1.2478 | -1.2478 | -1.2478 | -1.2478 | -1.2478 | -1.2478 | -1.2478 | -1.2478
Northern_California_Flow_Battery_122 | caiso-deliverability | Rio_Oso_Brighton_offpeak | Operational_New_Capacity_MW | Northern_California_Flow_Battery_122 |  | -1 | -1 | -1 | -1 | -1 | -1 | -1 | -1 | -1 | -1 | -1 | -1 | -1 | -1 | -1 | -1 | -1 | -1 | -1 | -1 | -1 | -1 | -1 | -1 | -1 | -1 | -1 | -1 | -1 | -1 | -1
Northern_California_Flow_Battery_141 | caiso-deliverability | Rio_Oso_Brighton_offpeak | Operational_New_Capacity_MW | Northern_California_Flow_Battery_141 |  | -1 | -1 | -1 | -1 | -1 | -1 | -1 | -1 | -1 | -1 | -1 | -1 | -1 | -1 | -1 | -1 | -1 | -1 | -1 | -1 | -1 | -1 | -1 | -1 | -1 | -1 | -1 | -1 | -1 | -1 | -1
Northern_California_Flow_Battery_144 | caiso-deliverability | Rio_Oso_Brighton_offpeak | Operational_New_Capacity_MW | Northern_California_Flow_Battery_144 |  | -1 | -1 | -1 | -1 | -1 | -1 | -1 | -1 | -1 | -1 | -1 | -1 | -1 | -1 | -1 | -1 | -1 | -1 | -1 | -1 | -1 | -1 | -1 | -1 | -1 | -1 | -1 | -1 | -1 | -1 | -1
Northern_California_Flow_Battery_149 | caiso-deliverability | Rio_Oso_Brighton_offpeak | Operational_New_Capacity_MW | Northern_California_Flow_Battery_149 |  | -1 | -1 | -1 | -1 | -1 | -1 | -1 | -1 | -1 | -1 | -1 | -1 | -1 | -1 | -1 | -1 | -1 | -1 | -1 | -1 | -1 | -1 | -1 | -1 | -1 | -1 | -1 | -1 | -1 | -1 | -1
Northern_California_Flow_Battery_157 | caiso-deliverability | Rio_Oso_Brighton_offpeak | Operational_New_Capacity_MW | Northern_California_Flow_Battery_157 |  | -1 | -1 | -1 | -1 | -1 | -1 | -1 | -1 | -1 | -1 | -1 | -1 | -1 | -1 | -1 | -1 | -1 | -1 | -1 | -1 | -1 | -1 | -1 | -1 | -1 | -1 | -1 | -1 | -1 | -1 | -1
Northern_California_Flow_Battery_159 | caiso-deliverability | Rio_Oso_Brighton_offpeak | Operational_New_Capacity_MW | Northern_California_Flow_Battery_159 |  | -1 | -1 | -1 | -1 | -1 | -1 | -1 | -1 | -1 | -1 | -1 | -1 | -1 | -1 | -1 | -1 | -1 | -1 | -1 | -1 | -1 | -1 | -1 | -1 | -1 | -1 | -1 | -1 | -1 | -1 | -1
Northern_California_Flow_Battery_172 | caiso-deliverability | Rio_Oso_Brighton_offpeak | Operational_New_Capacity_MW | Northern_California_Flow_Battery_172 |  | -1 | -1 | -1 | -1 | -1 | -1 | -1 | -1 | -1 | -1 | -1 | -1 | -1 | -1 | -1 | -1 | -1 | -1 | -1 | -1 | -1 | -1 | -1 | -1 | -1 | -1 | -1 | -1 | -1 | -1 | -1
Northern_California_Flow_Battery_179 | caiso-deliverability | Rio_Oso_Brighton_offpeak | Operational_New_Capacity_MW | Northern_California_Flow_Battery_179 |  | -1 | -1 | -1 | -1 | -1 | -1 | -1 | -1 | -1 | -1 | -1 | -1 | -1 | -1 | -1 | -1 | -1 | -1 | -1 | -1 | -1 | -1 | -1 | -1 | -1 | -1 | -1 | -1 | -1 | -1 | -1
Northern_California_Li_Battery_4hr_122 | caiso-deliverability | Rio_Oso_Brighton_offpeak | Operational_New_Capacity_MW | Northern_California_Li_Battery_4hr_122 |  | -1 | -1 | -1 | -1 | -1 | -1 | -1 | -1 | -1 | -1 | -1 | -1 | -1 | -1 | -1 | -1 | -1 | -1 | -1 | -1 | -1 | -1 | -1 | -1 | -1 | -1 | -1 | -1 | -1 | -1 | -1
Northern_California_Li_Battery_4hr_141 | caiso-deliverability | Rio_Oso_Brighton_offpeak | Operational_New_Capacity_MW | Northern_California_Li_Battery_4hr_141 |  | -1 | -1 | -1 | -1 | -1 | -1 | -1 | -1 | -1 | -1 | -1 | -1 | -1 | -1 | -1 | -1 | -1 | -1 | -1 | -1 | -1 | -1 | -1 | -1 | -1 | -1 | -1 | -1 | -1 | -1 | -1
Northern_California_Li_Battery_4hr_144 | caiso-deliverability | Rio_Oso_Brighton_offpeak | Operational_New_Capacity_MW | Northern_California_Li_Battery_4hr_144 |  | -1 | -1 | -1 | -1 | -1 | -1 | -1 | -1 | -1 | -1 | -1 | -1 | -1 | -1 | -1 | -1 | -1 | -1 | -1 | -1 | -1 | -1 | -1 | -1 | -1 | -1 | -1 | -1 | -1 | -1 | -1
Northern_California_Li_Battery_4hr_149 | caiso-deliverability | Rio_Oso_Brighton_offpeak | Operational_New_Capacity_MW | Northern_California_Li_Battery_4hr_149 |  | -1 | -1 | -1 | -1 | -1 | -1 | -1 | -1 | -1 | -1 | -1 | -1 | -1 | -1 | -1 | -1 | -1 | -1 | -1 | -1 | -1 | -1 | -1 | -1 | -1 | -1 | -1 | -1 | -1 | -1 | -1
Northern_California_Li_Battery_4hr_157 | caiso-deliverability | Rio_Oso_Brighton_offpeak | Operational_New_Capacity_MW | Northern_California_Li_Battery_4hr_157 |  | -1 | -1 | -1 | -1 | -1 | -1 | -1 | -1 | -1 | -1 | -1 | -1 | -1 | -1 | -1 | -1 | -1 | -1 | -1 | -1 | -1 | -1 | -1 | -1 | -1 | -1 | -1 | -1 | -1 | -1 | -1
Northern_California_Li_Battery_4hr_159 | caiso-deliverability | Rio_Oso_Brighton_offpeak | Operational_New_Capacity_MW | Northern_California_Li_Battery_4hr_159 |  | -1 | -1 | -1 | -1 | -1 | -1 | -1 | -1 | -1 | -1 | -1 | -1 | -1 | -1 | -1 | -1 | -1 | -1 | -1 | -1 | -1 | -1 | -1 | -1 | -1 | -1 | -1 | -1 | -1 | -1 | -1
Northern_California_Li_Battery_4hr_172 | caiso-deliverability | Rio_Oso_Brighton_offpeak | Operational_New_Capacity_MW | Northern_California_Li_Battery_4hr_172 |  | -1 | -1 | -1 | -1 | -1 | -1 | -1 | -1 | -1 | -1 | -1 | -1 | -1 | -1 | -1 | -1 | -1 | -1 | -1 | -1 | -1 | -1 | -1 | -1 | -1 | -1 | -1 | -1 | -1 | -1 | -1
Northern_California_Li_Battery_4hr_179 | caiso-deliverability | Rio_Oso_Brighton_offpeak | Operational_New_Capacity_MW | Northern_California_Li_Battery_4hr_179 |  | -1 | -1 | -1 | -1 | -1 | -1 | -1 | -1 | -1 | -1 | -1 | -1 | -1 | -1 | -1 | -1 | -1 | -1 | -1 | -1 | -1 | -1 | -1 | -1 | -1 | -1 | -1 | -1 | -1 | -1 | -1
Northern_California_Li_Battery_8hr_122 | caiso-deliverability | Rio_Oso_Brighton_offpeak | Operational_New_Capacity_MW | Northern_California_Li_Battery_8hr_122 |  | -1 | -1 | -1 | -1 | -1 | -1 | -1 | -1 | -1 | -1 | -1 | -1 | -1 | -1 | -1 | -1 | -1 | -1 | -1 | -1 | -1 | -1 | -1 | -1 | -1 | -1 | -1 | -1 | -1 | -1 | -1
Northern_California_Li_Battery_8hr_141 | caiso-deliverability | Rio_Oso_Brighton_offpeak | Operational_New_Capacity_MW | Northern_California_Li_Battery_8hr_141 |  | -1 | -1 | -1 | -1 | -1 | -1 | -1 | -1 | -1 | -1 | -1 | -1 | -1 | -1 | -1 | -1 | -1 | -1 | -1 | -1 | -1 | -1 | -1 | -1 | -1 | -1 | -1 | -1 | -1 | -1 | -1
Northern_California_Li_Battery_8hr_144 | caiso-deliverability | Rio_Oso_Brighton_offpeak | Operational_New_Capacity_MW | Northern_California_Li_Battery_8hr_144 |  | -1 | -1 | -1 | -1 | -1 | -1 | -1 | -1 | -1 | -1 | -1 | -1 | -1 | -1 | -1 | -1 | -1 | -1 | -1 | -1 | -1 | -1 | -1 | -1 | -1 | -1 | -1 | -1 | -1 | -1 | -1
Northern_California_Li_Battery_8hr_149 | caiso-deliverability | Rio_Oso_Brighton_offpeak | Operational_New_Capacity_MW | Northern_California_Li_Battery_8hr_149 |  | -1 | -1 | -1 | -1 | -1 | -1 | -1 | -1 | -1 | -1 | -1 | -1 | -1 | -1 | -1 | -1 | -1 | -1 | -1 | -1 | -1 | -1 | -1 | -1 | -1 | -1 | -1 | -1 | -1 | -1 | -1
Northern_California_Li_Battery_8hr_157 | caiso-deliverability | Rio_Oso_Brighton_offpeak | Operational_New_Capacity_MW | Northern_California_Li_Battery_8hr_157 |  | -1 | -1 | -1 | -1 | -1 | -1 | -1 | -1 | -1 | -1 | -1 | -1 | -1 | -1 | -1 | -1 | -1 | -1 | -1 | -1 | -1 | -1 | -1 | -1 | -1 | -1 | -1 | -1 | -1 | -1 | -1
Northern_California_Li_Battery_8hr_159 | caiso-deliverability | Rio_Oso_Brighton_offpeak | Operational_New_Capacity_MW | Northern_California_Li_Battery_8hr_159 |  | -1 | -1 | -1 | -1 | -1 | -1 | -1 | -1 | -1 | -1 | -1 | -1 | -1 | -1 | -1 | -1 | -1 | -1 | -1 | -1 | -1 | -1 | -1 | -1 | -1 | -1 | -1 | -1 | -1 | -1 | -1
Northern_California_Li_Battery_8hr_172 | caiso-deliverability | Rio_Oso_Brighton_offpeak | Operational_New_Capacity_MW | Northern_California_Li_Battery_8hr_172 |  | -1 | -1 | -1 | -1 | -1 | -1 | -1 | -1 | -1 | -1 | -1 | -1 | -1 | -1 | -1 | -1 | -1 | -1 | -1 | -1 | -1 | -1 | -1 | -1 | -1 | -1 | -1 | -1 | -1 | -1 | -1
Northern_California_Li_Battery_8hr_179 | caiso-deliverability | Rio_Oso_Brighton_offpeak | Operational_New_Capacity_MW | Northern_California_Li_Battery_8hr_179 |  | -1 | -1 | -1 | -1 | -1 | -1 | -1 | -1 | -1 | -1 | -1 | -1 | -1 | -1 | -1 | -1 | -1 | -1 | -1 | -1 | -1 | -1 | -1 | -1 | -1 | -1 | -1 | -1 | -1 | -1 | -1
Northern_California_Solar_122 | caiso-deliverability | Rio_Oso_Brighton_offpeak | Operational_New_Capacity_MW | Northern_California_Solar_122 |  | 0.68 | 0.68 | 0.68 | 0.68 | 0.68 | 0.68 | 0.68 | 0.68 | 0.68 | 0.68 | 0.68 | 0.68 | 0.68 | 0.68 | 0.68 | 0.68 | 0.68 | 0.68 | 0.68 | 0.68 | 0.68 | 0.68 | 0.68 | 0.68 | 0.68 | 0.68 | 0.68 | 0.68 | 0.68 | 0.68 | 0.68
Northern_California_Solar_141 | caiso-deliverability | Rio_Oso_Brighton_offpeak | Operational_New_Capacity_MW | Northern_California_Solar_141 |  | 0.68 | 0.68 | 0.68 | 0.68 | 0.68 | 0.68 | 0.68 | 0.68 | 0.68 | 0.68 | 0.68 | 0.68 | 0.68 | 0.68 | 0.68 | 0.68 | 0.68 | 0.68 | 0.68 | 0.68 | 0.68 | 0.68 | 0.68 | 0.68 | 0.68 | 0.68 | 0.68 | 0.68 | 0.68 | 0.68 | 0.68
Northern_California_Solar_144 | caiso-deliverability | Rio_Oso_Brighton_offpeak | Operational_New_Capacity_MW | Northern_California_Solar_144 |  | 0.68 | 0.68 | 0.68 | 0.68 | 0.68 | 0.68 | 0.68 | 0.68 | 0.68 | 0.68 | 0.68 | 0.68 | 0.68 | 0.68 | 0.68 | 0.68 | 0.68 | 0.68 | 0.68 | 0.68 | 0.68 | 0.68 | 0.68 | 0.68 | 0.68 | 0.68 | 0.68 | 0.68 | 0.68 | 0.68 | 0.68
Northern_California_Solar_149 | caiso-deliverability | Rio_Oso_Brighton_offpeak | Operational_New_Capacity_MW | Northern_California_Solar_149 |  | 0.68 | 0.68 | 0.68 | 0.68 | 0.68 | 0.68 | 0.68 | 0.68 | 0.68 | 0.68 | 0.68 | 0.68 | 0.68 | 0.68 | 0.68 | 0.68 | 0.68 | 0.68 | 0.68 | 0.68 | 0.68 | 0.68 | 0.68 | 0.68 | 0.68 | 0.68 | 0.68 | 0.68 | 0.68 | 0.68 | 0.68
Northern_California_Solar_157 | caiso-deliverability | Rio_Oso_Brighton_offpeak | Operational_New_Capacity_MW | Northern_California_Solar_157 |  | 0.68 | 0.68 | 0.68 | 0.68 | 0.68 | 0.68 | 0.68 | 0.68 | 0.68 | 0.68 | 0.68 | 0.68 | 0.68 | 0.68 | 0.68 | 0.68 | 0.68 | 0.68 | 0.68 | 0.68 | 0.68 | 0.68 | 0.68 | 0.68 | 0.68 | 0.68 | 0.68 | 0.68 | 0.68 | 0.68 | 0.68
Northern_California_Solar_159 | caiso-deliverability | Rio_Oso_Brighton_offpeak | Operational_New_Capacity_MW | Northern_California_Solar_159 |  | 0.68 | 0.68 | 0.68 | 0.68 | 0.68 | 0.68 | 0.68 | 0.68 | 0.68 | 0.68 | 0.68 | 0.68 | 0.68 | 0.68 | 0.68 | 0.68 | 0.68 | 0.68 | 0.68 | 0.68 | 0.68 | 0.68 | 0.68 | 0.68 | 0.68 | 0.68 | 0.68 | 0.68 | 0.68 | 0.68 | 0.68
Northern_California_Solar_172 | caiso-deliverability | Rio_Oso_Brighton_offpeak | Operational_New_Capacity_MW | Northern_California_Solar_172 |  | 0.68 | 0.68 | 0.68 | 0.68 | 0.68 | 0.68 | 0.68 | 0.68 | 0.68 | 0.68 | 0.68 | 0.68 | 0.68 | 0.68 | 0.68 | 0.68 | 0.68 | 0.68 | 0.68 | 0.68 | 0.68 | 0.68 | 0.68 | 0.68 | 0.68 | 0.68 | 0.68 | 0.68 | 0.68 | 0.68 | 0.68
Northern_California_Solar_179 | caiso-deliverability | Rio_Oso_Brighton_offpeak | Operational_New_Capacity_MW | Northern_California_Solar_179 |  | 0.68 | 0.68 | 0.68 | 0.68 | 0.68 | 0.68 | 0.68 | 0.68 | 0.68 | 0.68 | 0.68 | 0.68 | 0.68 | 0.68 | 0.68 | 0.68 | 0.68 | 0.68 | 0.68 | 0.68 | 0.68 | 0.68 | 0.68 | 0.68 | 0.68 | 0.68 | 0.68 | 0.68 | 0.68 | 0.68 | 0.68
Northern_California_Wind_159 | caiso-deliverability | Rio_Oso_Brighton_offpeak | Operational_New_Capacity_MW | Northern_California_Wind_159 |  | 0.63 | 0.63 | 0.63 | 0.63 | 0.63 | 0.63 | 0.63 | 0.63 | 0.63 | 0.63 | 0.63 | 0.63 | 0.63 | 0.63 | 0.63 | 0.63 | 0.63 | 0.63 | 0.63 | 0.63 | 0.63 | 0.63 | 0.63 | 0.63 | 0.63 | 0.63 | 0.63 | 0.63 | 0.63 | 0.63 | 0.63
Solano_Wind_122 | caiso-deliverability | Rio_Oso_Brighton_offpeak | Operational_New_Capacity_MW | Solano_Wind_122 |  | 0.63 | 0.63 | 0.63 | 0.63 | 0.63 | 0.63 | 0.63 | 0.63 | 0.63 | 0.63 | 0.63 | 0.63 | 0.63 | 0.63 | 0.63 | 0.63 | 0.63 | 0.63 | 0.63 | 0.63 | 0.63 | 0.63 | 0.63 | 0.63 | 0.63 | 0.63 | 0.63 | 0.63 | 0.63 | 0.63 | 0.63
Subacco_group | caiso-deliverability | Rio_Oso_Brighton_offpeak | Operational_New_Capacity_MW | Subacco_group |  | -1.2478 | -1.2478 | -1.2478 | -1.2478 | -1.2478 | -1.2478 | -1.2478 | -1.2478 | -1.2478 | -1.2478 | -1.2478 | -1.2478 | -1.2478 | -1.2478 | -1.2478 | -1.2478 | -1.2478 | -1.2478 | -1.2478 | -1.2478 | -1.2478 | -1.2478 | -1.2478 | -1.2478 | -1.2478 | -1.2478 | -1.2478 | -1.2478 | -1.2478 | -1.2478 | -1.2478
Northern_California_Flow_Battery_122 | caiso-deliverability | Rio_Oso_Brighton_SSN | Reliability_Capacity_In_Model_Year | System RA | Northern_California_Flow_Battery_122 | 0.5 | 0.5 | 0.5 | 0.5 | 0.5 | 0.5 | 0.5 | 0.5 | 0.5 | 0.5 | 0.5 | 0.5 | 0.5 | 0.5 | 0.5 | 0.5 | 0.5 | 0.5 | 0.5 | 0.5 | 0.5 | 0.5 | 0.5 | 0.5 | 0.5 | 0.5 | 0.5 | 0.5 | 0.5 | 0.5 | 0.5
Northern_California_Flow_Battery_141 | caiso-deliverability | Rio_Oso_Brighton_SSN | Reliability_Capacity_In_Model_Year | System RA | Northern_California_Flow_Battery_141 | 0.5 | 0.5 | 0.5 | 0.5 | 0.5 | 0.5 | 0.5 | 0.5 | 0.5 | 0.5 | 0.5 | 0.5 | 0.5 | 0.5 | 0.5 | 0.5 | 0.5 | 0.5 | 0.5 | 0.5 | 0.5 | 0.5 | 0.5 | 0.5 | 0.5 | 0.5 | 0.5 | 0.5 | 0.5 | 0.5 | 0.5
Northern_California_Flow_Battery_144 | caiso-deliverability | Rio_Oso_Brighton_SSN | Reliability_Capacity_In_Model_Year | System RA | Northern_California_Flow_Battery_144 | 0.5 | 0.5 | 0.5 | 0.5 | 0.5 | 0.5 | 0.5 | 0.5 | 0.5 | 0.5 | 0.5 | 0.5 | 0.5 | 0.5 | 0.5 | 0.5 | 0.5 | 0.5 | 0.5 | 0.5 | 0.5 | 0.5 | 0.5 | 0.5 | 0.5 | 0.5 | 0.5 | 0.5 | 0.5 | 0.5 | 0.5
Northern_California_Flow_Battery_149 | caiso-deliverability | Rio_Oso_Brighton_SSN | Reliability_Capacity_In_Model_Year | System RA | Northern_California_Flow_Battery_149 | 0.5 | 0.5 | 0.5 | 0.5 | 0.5 | 0.5 | 0.5 | 0.5 | 0.5 | 0.5 | 0.5 | 0.5 | 0.5 | 0.5 | 0.5 | 0.5 | 0.5 | 0.5 | 0.5 | 0.5 | 0.5 | 0.5 | 0.5 | 0.5 | 0.5 | 0.5 | 0.5 | 0.5 | 0.5 | 0.5 | 0.5
Northern_California_Flow_Battery_157 | caiso-deliverability | Rio_Oso_Brighton_SSN | Reliability_Capacity_In_Model_Year | System RA | Northern_California_Flow_Battery_157 | 0.5 | 0.5 | 0.5 | 0.5 | 0.5 | 0.5 | 0.5 | 0.5 | 0.5 | 0.5 | 0.5 | 0.5 | 0.5 | 0.5 | 0.5 | 0.5 | 0.5 | 0.5 | 0.5 | 0.5 | 0.5 | 0.5 | 0.5 | 0.5 | 0.5 | 0.5 | 0.5 | 0.5 | 0.5 | 0.5 | 0.5
Northern_California_Flow_Battery_159 | caiso-deliverability | Rio_Oso_Brighton_SSN | Reliability_Capacity_In_Model_Year | System RA | Northern_California_Flow_Battery_159 | 0.5 | 0.5 | 0.5 | 0.5 | 0.5 | 0.5 | 0.5 | 0.5 | 0.5 | 0.5 | 0.5 | 0.5 | 0.5 | 0.5 | 0.5 | 0.5 | 0.5 | 0.5 | 0.5 | 0.5 | 0.5 | 0.5 | 0.5 | 0.5 | 0.5 | 0.5 | 0.5 | 0.5 | 0.5 | 0.5 | 0.5
Northern_California_Flow_Battery_172 | caiso-deliverability | Rio_Oso_Brighton_SSN | Reliability_Capacity_In_Model_Year | System RA | Northern_California_Flow_Battery_172 | 0.5 | 0.5 | 0.5 | 0.5 | 0.5 | 0.5 | 0.5 | 0.5 | 0.5 | 0.5 | 0.5 | 0.5 | 0.5 | 0.5 | 0.5 | 0.5 | 0.5 | 0.5 | 0.5 | 0.5 | 0.5 | 0.5 | 0.5 | 0.5 | 0.5 | 0.5 | 0.5 | 0.5 | 0.5 | 0.5 | 0.5
Northern_California_Flow_Battery_179 | caiso-deliverability | Rio_Oso_Brighton_SSN | Reliability_Capacity_In_Model_Year | System RA | Northern_California_Flow_Battery_179 | 0.5 | 0.5 | 0.5 | 0.5 | 0.5 | 0.5 | 0.5 | 0.5 | 0.5 | 0.5 | 0.5 | 0.5 | 0.5 | 0.5 | 0.5 | 0.5 | 0.5 | 0.5 | 0.5 | 0.5 | 0.5 | 0.5 | 0.5 | 0.5 | 0.5 | 0.5 | 0.5 | 0.5 | 0.5 | 0.5 | 0.5
Northern_California_Li_Battery_4hr_122 | caiso-deliverability | Rio_Oso_Brighton_SSN | Reliability_Capacity_In_Model_Year | System RA | Northern_California_Li_Battery_4hr_122 | 0.5 | 0.5 | 0.5 | 0.5 | 0.5 | 0.5 | 0.5 | 0.5 | 0.5 | 0.5 | 0.5 | 0.5 | 0.5 | 0.5 | 0.5 | 0.5 | 0.5 | 0.5 | 0.5 | 0.5 | 0.5 | 0.5 | 0.5 | 0.5 | 0.5 | 0.5 | 0.5 | 0.5 | 0.5 | 0.5 | 0.5
Northern_California_Li_Battery_4hr_141 | caiso-deliverability | Rio_Oso_Brighton_SSN | Reliability_Capacity_In_Model_Year | System RA | Northern_California_Li_Battery_4hr_141 | 0.5 | 0.5 | 0.5 | 0.5 | 0.5 | 0.5 | 0.5 | 0.5 | 0.5 | 0.5 | 0.5 | 0.5 | 0.5 | 0.5 | 0.5 | 0.5 | 0.5 | 0.5 | 0.5 | 0.5 | 0.5 | 0.5 | 0.5 | 0.5 | 0.5 | 0.5 | 0.5 | 0.5 | 0.5 | 0.5 | 0.5
Northern_California_Li_Battery_4hr_144 | caiso-deliverability | Rio_Oso_Brighton_SSN | Reliability_Capacity_In_Model_Year | System RA | Northern_California_Li_Battery_4hr_144 | 0.5 | 0.5 | 0.5 | 0.5 | 0.5 | 0.5 | 0.5 | 0.5 | 0.5 | 0.5 | 0.5 | 0.5 | 0.5 | 0.5 | 0.5 | 0.5 | 0.5 | 0.5 | 0.5 | 0.5 | 0.5 | 0.5 | 0.5 | 0.5 | 0.5 | 0.5 | 0.5 | 0.5 | 0.5 | 0.5 | 0.5
Northern_California_Li_Battery_4hr_149 | caiso-deliverability | Rio_Oso_Brighton_SSN | Reliability_Capacity_In_Model_Year | System RA | Northern_California_Li_Battery_4hr_149 | 0.5 | 0.5 | 0.5 | 0.5 | 0.5 | 0.5 | 0.5 | 0.5 | 0.5 | 0.5 | 0.5 | 0.5 | 0.5 | 0.5 | 0.5 | 0.5 | 0.5 | 0.5 | 0.5 | 0.5 | 0.5 | 0.5 | 0.5 | 0.5 | 0.5 | 0.5 | 0.5 | 0.5 | 0.5 | 0.5 | 0.5
Northern_California_Li_Battery_4hr_157 | caiso-deliverability | Rio_Oso_Brighton_SSN | Reliability_Capacity_In_Model_Year | System RA | Northern_California_Li_Battery_4hr_157 | 0.5 | 0.5 | 0.5 | 0.5 | 0.5 | 0.5 | 0.5 | 0.5 | 0.5 | 0.5 | 0.5 | 0.5 | 0.5 | 0.5 | 0.5 | 0.5 | 0.5 | 0.5 | 0.5 | 0.5 | 0.5 | 0.5 | 0.5 | 0.5 | 0.5 | 0.5 | 0.5 | 0.5 | 0.5 | 0.5 | 0.5
Northern_California_Li_Battery_4hr_159 | caiso-deliverability | Rio_Oso_Brighton_SSN | Reliability_Capacity_In_Model_Year | System RA | Northern_California_Li_Battery_4hr_159 | 0.5 | 0.5 | 0.5 | 0.5 | 0.5 | 0.5 | 0.5 | 0.5 | 0.5 | 0.5 | 0.5 | 0.5 | 0.5 | 0.5 | 0.5 | 0.5 | 0.5 | 0.5 | 0.5 | 0.5 | 0.5 | 0.5 | 0.5 | 0.5 | 0.5 | 0.5 | 0.5 | 0.5 | 0.5 | 0.5 | 0.5
Northern_California_Li_Battery_4hr_172 | caiso-deliverability | Rio_Oso_Brighton_SSN | Reliability_Capacity_In_Model_Year | System RA | Northern_California_Li_Battery_4hr_172 | 0.5 | 0.5 | 0.5 | 0.5 | 0.5 | 0.5 | 0.5 | 0.5 | 0.5 | 0.5 | 0.5 | 0.5 | 0.5 | 0.5 | 0.5 | 0.5 | 0.5 | 0.5 | 0.5 | 0.5 | 0.5 | 0.5 | 0.5 | 0.5 | 0.5 | 0.5 | 0.5 | 0.5 | 0.5 | 0.5 | 0.5
Northern_California_Li_Battery_4hr_179 | caiso-deliverability | Rio_Oso_Brighton_SSN | Reliability_Capacity_In_Model_Year | System RA | Northern_California_Li_Battery_4hr_179 | 0.5 | 0.5 | 0.5 | 0.5 | 0.5 | 0.5 | 0.5 | 0.5 | 0.5 | 0.5 | 0.5 | 0.5 | 0.5 | 0.5 | 0.5 | 0.5 | 0.5 | 0.5 | 0.5 | 0.5 | 0.5 | 0.5 | 0.5 | 0.5 | 0.5 | 0.5 | 0.5 | 0.5 | 0.5 | 0.5 | 0.5
Northern_California_Li_Battery_8hr_122 | caiso-deliverability | Rio_Oso_Brighton_SSN | Reliability_Capacity_In_Model_Year | System RA | Northern_California_Li_Battery_8hr_122 | 0.5 | 0.5 | 0.5 | 0.5 | 0.5 | 0.5 | 0.5 | 0.5 | 0.5 | 0.5 | 0.5 | 0.5 | 0.5 | 0.5 | 0.5 | 0.5 | 0.5 | 0.5 | 0.5 | 0.5 | 0.5 | 0.5 | 0.5 | 0.5 | 0.5 | 0.5 | 0.5 | 0.5 | 0.5 | 0.5 | 0.5
Northern_California_Li_Battery_8hr_141 | caiso-deliverability | Rio_Oso_Brighton_SSN | Reliability_Capacity_In_Model_Year | System RA | Northern_California_Li_Battery_8hr_141 | 0.5 | 0.5 | 0.5 | 0.5 | 0.5 | 0.5 | 0.5 | 0.5 | 0.5 | 0.5 | 0.5 | 0.5 | 0.5 | 0.5 | 0.5 | 0.5 | 0.5 | 0.5 | 0.5 | 0.5 | 0.5 | 0.5 | 0.5 | 0.5 | 0.5 | 0.5 | 0.5 | 0.5 | 0.5 | 0.5 | 0.5
Northern_California_Li_Battery_8hr_144 | caiso-deliverability | Rio_Oso_Brighton_SSN | Reliability_Capacity_In_Model_Year | System RA | Northern_California_Li_Battery_8hr_144 | 0.5 | 0.5 | 0.5 | 0.5 | 0.5 | 0.5 | 0.5 | 0.5 | 0.5 | 0.5 | 0.5 | 0.5 | 0.5 | 0.5 | 0.5 | 0.5 | 0.5 | 0.5 | 0.5 | 0.5 | 0.5 | 0.5 | 0.5 | 0.5 | 0.5 | 0.5 | 0.5 | 0.5 | 0.5 | 0.5 | 0.5
Northern_California_Li_Battery_8hr_149 | caiso-deliverability | Rio_Oso_Brighton_SSN | Reliability_Capacity_In_Model_Year | System RA | Northern_California_Li_Battery_8hr_149 | 0.5 | 0.5 | 0.5 | 0.5 | 0.5 | 0.5 | 0.5 | 0.5 | 0.5 | 0.5 | 0.5 | 0.5 | 0.5 | 0.5 | 0.5 | 0.5 | 0.5 | 0.5 | 0.5 | 0.5 | 0.5 | 0.5 | 0.5 | 0.5 | 0.5 | 0.5 | 0.5 | 0.5 | 0.5 | 0.5 | 0.5
Northern_California_Li_Battery_8hr_157 | caiso-deliverability | Rio_Oso_Brighton_SSN | Reliability_Capacity_In_Model_Year | System RA | Northern_California_Li_Battery_8hr_157 | 0.5 | 0.5 | 0.5 | 0.5 | 0.5 | 0.5 | 0.5 | 0.5 | 0.5 | 0.5 | 0.5 | 0.5 | 0.5 | 0.5 | 0.5 | 0.5 | 0.5 | 0.5 | 0.5 | 0.5 | 0.5 | 0.5 | 0.5 | 0.5 | 0.5 | 0.5 | 0.5 | 0.5 | 0.5 | 0.5 | 0.5
Northern_California_Li_Battery_8hr_159 | caiso-deliverability | Rio_Oso_Brighton_SSN | Reliability_Capacity_In_Model_Year | System RA | Northern_California_Li_Battery_8hr_159 | 0.5 | 0.5 | 0.5 | 0.5 | 0.5 | 0.5 | 0.5 | 0.5 | 0.5 | 0.5 | 0.5 | 0.5 | 0.5 | 0.5 | 0.5 | 0.5 | 0.5 | 0.5 | 0.5 | 0.5 | 0.5 | 0.5 | 0.5 | 0.5 | 0.5 | 0.5 | 0.5 | 0.5 | 0.5 | 0.5 | 0.5
Northern_California_Li_Battery_8hr_172 | caiso-deliverability | Rio_Oso_Brighton_SSN | Reliability_Capacity_In_Model_Year | System RA | Northern_California_Li_Battery_8hr_172 | 0.5 | 0.5 | 0.5 | 0.5 | 0.5 | 0.5 | 0.5 | 0.5 | 0.5 | 0.5 | 0.5 | 0.5 | 0.5 | 0.5 | 0.5 | 0.5 | 0.5 | 0.5 | 0.5 | 0.5 | 0.5 | 0.5 | 0.5 | 0.5 | 0.5 | 0.5 | 0.5 | 0.5 | 0.5 | 0.5 | 0.5
Northern_California_Li_Battery_8hr_179 | caiso-deliverability | Rio_Oso_Brighton_SSN | Reliability_Capacity_In_Model_Year | System RA | Northern_California_Li_Battery_8hr_179 | 0.5 | 0.5 | 0.5 | 0.5 | 0.5 | 0.5 | 0.5 | 0.5 | 0.5 | 0.5 | 0.5 | 0.5 | 0.5 | 0.5 | 0.5 | 0.5 | 0.5 | 0.5 | 0.5 | 0.5 | 0.5 | 0.5 | 0.5 | 0.5 | 0.5 | 0.5 | 0.5 | 0.5 | 0.5 | 0.5 | 0.5
Northern_California_Solar_122 | caiso-deliverability | Rio_Oso_Brighton_SSN | Reliability_Capacity_In_Model_Year | System RA | Northern_California_Solar_122 | 0.556 | 0.556 | 0.556 | 0.556 | 0.556 | 0.556 | 0.556 | 0.556 | 0.556 | 0.556 | 0.556 | 0.556 | 0.556 | 0.556 | 0.556 | 0.556 | 0.556 | 0.556 | 0.556 | 0.556 | 0.556 | 0.556 | 0.556 | 0.556 | 0.556 | 0.556 | 0.556 | 0.556 | 0.556 | 0.556 | 0.556
Northern_California_Solar_141 | caiso-deliverability | Rio_Oso_Brighton_SSN | Reliability_Capacity_In_Model_Year | System RA | Northern_California_Solar_141 | 0.556 | 0.556 | 0.556 | 0.556 | 0.556 | 0.556 | 0.556 | 0.556 | 0.556 | 0.556 | 0.556 | 0.556 | 0.556 | 0.556 | 0.556 | 0.556 | 0.556 | 0.556 | 0.556 | 0.556 | 0.556 | 0.556 | 0.556 | 0.556 | 0.556 | 0.556 | 0.556 | 0.556 | 0.556 | 0.556 | 0.556
Northern_California_Solar_144 | caiso-deliverability | Rio_Oso_Brighton_SSN | Reliability_Capacity_In_Model_Year | System RA | Northern_California_Solar_144 | 0.556 | 0.556 | 0.556 | 0.556 | 0.556 | 0.556 | 0.556 | 0.556 | 0.556 | 0.556 | 0.556 | 0.556 | 0.556 | 0.556 | 0.556 | 0.556 | 0.556 | 0.556 | 0.556 | 0.556 | 0.556 | 0.556 | 0.556 | 0.556 | 0.556 | 0.556 | 0.556 | 0.556 | 0.556 | 0.556 | 0.556
Northern_California_Solar_149 | caiso-deliverability | Rio_Oso_Brighton_SSN | Reliability_Capacity_In_Model_Year | System RA | Northern_California_Solar_149 | 0.556 | 0.556 | 0.556 | 0.556 | 0.556 | 0.556 | 0.556 | 0.556 | 0.556 | 0.556 | 0.556 | 0.556 | 0.556 | 0.556 | 0.556 | 0.556 | 0.556 | 0.556 | 0.556 | 0.556 | 0.556 | 0.556 | 0.556 | 0.556 | 0.556 | 0.556 | 0.556 | 0.556 | 0.556 | 0.556 | 0.556
Northern_California_Solar_157 | caiso-deliverability | Rio_Oso_Brighton_SSN | Reliability_Capacity_In_Model_Year | System RA | Northern_California_Solar_157 | 0.556 | 0.556 | 0.556 | 0.556 | 0.556 | 0.556 | 0.556 | 0.556 | 0.556 | 0.556 | 0.556 | 0.556 | 0.556 | 0.556 | 0.556 | 0.556 | 0.556 | 0.556 | 0.556 | 0.556 | 0.556 | 0.556 | 0.556 | 0.556 | 0.556 | 0.556 | 0.556 | 0.556 | 0.556 | 0.556 | 0.556
Northern_California_Solar_159 | caiso-deliverability | Rio_Oso_Brighton_SSN | Reliability_Capacity_In_Model_Year | System RA | Northern_California_Solar_159 | 0.556 | 0.556 | 0.556 | 0.556 | 0.556 | 0.556 | 0.556 | 0.556 | 0.556 | 0.556 | 0.556 | 0.556 | 0.556 | 0.556 | 0.556 | 0.556 | 0.556 | 0.556 | 0.556 | 0.556 | 0.556 | 0.556 | 0.556 | 0.556 | 0.556 | 0.556 | 0.556 | 0.556 | 0.556 | 0.556 | 0.556
Northern_California_Solar_172 | caiso-deliverability | Rio_Oso_Brighton_SSN | Reliability_Capacity_In_Model_Year | System RA | Northern_California_Solar_172 | 0.556 | 0.556 | 0.556 | 0.556 | 0.556 | 0.556 | 0.556 | 0.556 | 0.556 | 0.556 | 0.556 | 0.556 | 0.556 | 0.556 | 0.556 | 0.556 | 0.556 | 0.556 | 0.556 | 0.556 | 0.556 | 0.556 | 0.556 | 0.556 | 0.556 | 0.556 | 0.556 | 0.556 | 0.556 | 0.556 | 0.556
Northern_California_Solar_179 | caiso-deliverability | Rio_Oso_Brighton_SSN | Reliability_Capacity_In_Model_Year | System RA | Northern_California_Solar_179 | 0.556 | 0.556 | 0.556 | 0.556 | 0.556 | 0.556 | 0.556 | 0.556 | 0.556 | 0.556 | 0.556 | 0.556 | 0.556 | 0.556 | 0.556 | 0.556 | 0.556 | 0.556 | 0.556 | 0.556 | 0.556 | 0.556 | 0.556 | 0.556 | 0.556 | 0.556 | 0.556 | 0.556 | 0.556 | 0.556 | 0.556
Northern_California_Wind_159 | caiso-deliverability | Rio_Oso_Brighton_SSN | Reliability_Capacity_In_Model_Year | System RA | Northern_California_Wind_159 | 0.163 | 0.163 | 0.163 | 0.163 | 0.163 | 0.163 | 0.163 | 0.163 | 0.163 | 0.163 | 0.163 | 0.163 | 0.163 | 0.163 | 0.163 | 0.163 | 0.163 | 0.163 | 0.163 | 0.163 | 0.163 | 0.163 | 0.163 | 0.163 | 0.163 | 0.163 | 0.163 | 0.163 | 0.163 | 0.163 | 0.163
Solano_Wind_122 | caiso-deliverability | Rio_Oso_Brighton_SSN | Reliability_Capacity_In_Model_Year | System RA | Solano_Wind_122 | 0.163 | 0.163 | 0.163 | 0.163 | 0.163 | 0.163 | 0.163 | 0.163 | 0.163 | 0.163 | 0.163 | 0.163 | 0.163 | 0.163 | 0.163 | 0.163 | 0.163 | 0.163 | 0.163 | 0.163 | 0.163 | 0.163 | 0.163 | 0.163 | 0.163 | 0.163 | 0.163 | 0.163 | 0.163 | 0.163 | 0.163
Subacco_group | caiso-deliverability | Rio_Oso_Brighton_SSN | Operational_New_Capacity_MW | Subacco_group |  | -1.2478 | -1.2478 | -1.2478 | -1.2478 | -1.2478 | -1.2478 | -1.2478 | -1.2478 | -1.2478 | -1.2478 | -1.2478 | -1.2478 | -1.2478 | -1.2478 | -1.2478 | -1.2478 | -1.2478 | -1.2478 | -1.2478 | -1.2478 | -1.2478 | -1.2478 | -1.2478 | -1.2478 | -1.2478 | -1.2478 | -1.2478 | -1.2478 | -1.2478 | -1.2478 | -1.2478
Northern_California_Flow_Battery_141 | caiso-deliverability | Rio_Oso_Lockeford_HSN | Reliability_Capacity_In_Model_Year | System RA | Northern_California_Flow_Battery_141 | 1 | 1 | 1 | 1 | 1 | 1 | 1 | 1 | 1 | 1 | 1 | 1 | 1 | 1 | 1 | 1 | 1 | 1 | 1 | 1 | 1 | 1 | 1 | 1 | 1 | 1 | 1 | 1 | 1 | 1 | 1
Northern_California_Flow_Battery_149 | caiso-deliverability | Rio_Oso_Lockeford_HSN | Reliability_Capacity_In_Model_Year | System RA | Northern_California_Flow_Battery_149 | 1 | 1 | 1 | 1 | 1 | 1 | 1 | 1 | 1 | 1 | 1 | 1 | 1 | 1 | 1 | 1 | 1 | 1 | 1 | 1 | 1 | 1 | 1 | 1 | 1 | 1 | 1 | 1 | 1 | 1 | 1
Northern_California_Flow_Battery_157 | caiso-deliverability | Rio_Oso_Lockeford_HSN | Reliability_Capacity_In_Model_Year | System RA | Northern_California_Flow_Battery_157 | 1 | 1 | 1 | 1 | 1 | 1 | 1 | 1 | 1 | 1 | 1 | 1 | 1 | 1 | 1 | 1 | 1 | 1 | 1 | 1 | 1 | 1 | 1 | 1 | 1 | 1 | 1 | 1 | 1 | 1 | 1
Northern_California_Flow_Battery_159 | caiso-deliverability | Rio_Oso_Lockeford_HSN | Reliability_Capacity_In_Model_Year | System RA | Northern_California_Flow_Battery_159 | 1 | 1 | 1 | 1 | 1 | 1 | 1 | 1 | 1 | 1 | 1 | 1 | 1 | 1 | 1 | 1 | 1 | 1 | 1 | 1 | 1 | 1 | 1 | 1 | 1 | 1 | 1 | 1 | 1 | 1 | 1
Northern_California_Flow_Battery_172 | caiso-deliverability | Rio_Oso_Lockeford_HSN | Reliability_Capacity_In_Model_Year | System RA | Northern_California_Flow_Battery_172 | 1 | 1 | 1 | 1 | 1 | 1 | 1 | 1 | 1 | 1 | 1 | 1 | 1 | 1 | 1 | 1 | 1 | 1 | 1 | 1 | 1 | 1 | 1 | 1 | 1 | 1 | 1 | 1 | 1 | 1 | 1
Northern_California_Flow_Battery_179 | caiso-deliverability | Rio_Oso_Lockeford_HSN | Reliability_Capacity_In_Model_Year | System RA | Northern_California_Flow_Battery_179 | 1 | 1 | 1 | 1 | 1 | 1 | 1 | 1 | 1 | 1 | 1 | 1 | 1 | 1 | 1 | 1 | 1 | 1 | 1 | 1 | 1 | 1 | 1 | 1 | 1 | 1 | 1 | 1 | 1 | 1 | 1
Northern_California_Li_Battery_4hr_141 | caiso-deliverability | Rio_Oso_Lockeford_HSN | Reliability_Capacity_In_Model_Year | System RA | Northern_California_Li_Battery_4hr_141 | 1 | 1 | 1 | 1 | 1 | 1 | 1 | 1 | 1 | 1 | 1 | 1 | 1 | 1 | 1 | 1 | 1 | 1 | 1 | 1 | 1 | 1 | 1 | 1 | 1 | 1 | 1 | 1 | 1 | 1 | 1
Northern_California_Li_Battery_4hr_149 | caiso-deliverability | Rio_Oso_Lockeford_HSN | Reliability_Capacity_In_Model_Year | System RA | Northern_California_Li_Battery_4hr_149 | 1 | 1 | 1 | 1 | 1 | 1 | 1 | 1 | 1 | 1 | 1 | 1 | 1 | 1 | 1 | 1 | 1 | 1 | 1 | 1 | 1 | 1 | 1 | 1 | 1 | 1 | 1 | 1 | 1 | 1 | 1
Northern_California_Li_Battery_4hr_157 | caiso-deliverability | Rio_Oso_Lockeford_HSN | Reliability_Capacity_In_Model_Year | System RA | Northern_California_Li_Battery_4hr_157 | 1 | 1 | 1 | 1 | 1 | 1 | 1 | 1 | 1 | 1 | 1 | 1 | 1 | 1 | 1 | 1 | 1 | 1 | 1 | 1 | 1 | 1 | 1 | 1 | 1 | 1 | 1 | 1 | 1 | 1 | 1
Northern_California_Li_Battery_4hr_159 | caiso-deliverability | Rio_Oso_Lockeford_HSN | Reliability_Capacity_In_Model_Year | System RA | Northern_California_Li_Battery_4hr_159 | 1 | 1 | 1 | 1 | 1 | 1 | 1 | 1 | 1 | 1 | 1 | 1 | 1 | 1 | 1 | 1 | 1 | 1 | 1 | 1 | 1 | 1 | 1 | 1 | 1 | 1 | 1 | 1 | 1 | 1 | 1
Northern_California_Li_Battery_4hr_172 | caiso-deliverability | Rio_Oso_Lockeford_HSN | Reliability_Capacity_In_Model_Year | System RA | Northern_California_Li_Battery_4hr_172 | 1 | 1 | 1 | 1 | 1 | 1 | 1 | 1 | 1 | 1 | 1 | 1 | 1 | 1 | 1 | 1 | 1 | 1 | 1 | 1 | 1 | 1 | 1 | 1 | 1 | 1 | 1 | 1 | 1 | 1 | 1
Northern_California_Li_Battery_4hr_179 | caiso-deliverability | Rio_Oso_Lockeford_HSN | Reliability_Capacity_In_Model_Year | System RA | Northern_California_Li_Battery_4hr_179 | 1 | 1 | 1 | 1 | 1 | 1 | 1 | 1 | 1 | 1 | 1 | 1 | 1 | 1 | 1 | 1 | 1 | 1 | 1 | 1 | 1 | 1 | 1 | 1 | 1 | 1 | 1 | 1 | 1 | 1 | 1
Northern_California_Li_Battery_8hr_141 | caiso-deliverability | Rio_Oso_Lockeford_HSN | Reliability_Capacity_In_Model_Year | System RA | Northern_California_Li_Battery_8hr_141 | 1 | 1 | 1 | 1 | 1 | 1 | 1 | 1 | 1 | 1 | 1 | 1 | 1 | 1 | 1 | 1 | 1 | 1 | 1 | 1 | 1 | 1 | 1 | 1 | 1 | 1 | 1 | 1 | 1 | 1 | 1
Northern_California_Li_Battery_8hr_149 | caiso-deliverability | Rio_Oso_Lockeford_HSN | Reliability_Capacity_In_Model_Year | System RA | Northern_California_Li_Battery_8hr_149 | 1 | 1 | 1 | 1 | 1 | 1 | 1 | 1 | 1 | 1 | 1 | 1 | 1 | 1 | 1 | 1 | 1 | 1 | 1 | 1 | 1 | 1 | 1 | 1 | 1 | 1 | 1 | 1 | 1 | 1 | 1
Northern_California_Li_Battery_8hr_157 | caiso-deliverability | Rio_Oso_Lockeford_HSN | Reliability_Capacity_In_Model_Year | System RA | Northern_California_Li_Battery_8hr_157 | 1 | 1 | 1 | 1 | 1 | 1 | 1 | 1 | 1 | 1 | 1 | 1 | 1 | 1 | 1 | 1 | 1 | 1 | 1 | 1 | 1 | 1 | 1 | 1 | 1 | 1 | 1 | 1 | 1 | 1 | 1
Northern_California_Li_Battery_8hr_159 | caiso-deliverability | Rio_Oso_Lockeford_HSN | Reliability_Capacity_In_Model_Year | System RA | Northern_California_Li_Battery_8hr_159 | 1 | 1 | 1 | 1 | 1 | 1 | 1 | 1 | 1 | 1 | 1 | 1 | 1 | 1 | 1 | 1 | 1 | 1 | 1 | 1 | 1 | 1 | 1 | 1 | 1 | 1 | 1 | 1 | 1 | 1 | 1
Northern_California_Li_Battery_8hr_172 | caiso-deliverability | Rio_Oso_Lockeford_HSN | Reliability_Capacity_In_Model_Year | System RA | Northern_California_Li_Battery_8hr_172 | 1 | 1 | 1 | 1 | 1 | 1 | 1 | 1 | 1 | 1 | 1 | 1 | 1 | 1 | 1 | 1 | 1 | 1 | 1 | 1 | 1 | 1 | 1 | 1 | 1 | 1 | 1 | 1 | 1 | 1 | 1
Northern_California_Li_Battery_8hr_179 | caiso-deliverability | Rio_Oso_Lockeford_HSN | Reliability_Capacity_In_Model_Year | System RA | Northern_California_Li_Battery_8hr_179 | 1 | 1 | 1 | 1 | 1 | 1 | 1 | 1 | 1 | 1 | 1 | 1 | 1 | 1 | 1 | 1 | 1 | 1 | 1 | 1 | 1 | 1 | 1 | 1 | 1 | 1 | 1 | 1 | 1 | 1 | 1
Northern_California_Solar_141 | caiso-deliverability | Rio_Oso_Lockeford_HSN | Reliability_Capacity_In_Model_Year | System RA | Northern_California_Solar_141 | 0.1 | 0.1 | 0.1 | 0.1 | 0.1 | 0.1 | 0.1 | 0.1 | 0.1 | 0.1 | 0.1 | 0.1 | 0.1 | 0.1 | 0.1 | 0.1 | 0.1 | 0.1 | 0.1 | 0.1 | 0.1 | 0.1 | 0.1 | 0.1 | 0.1 | 0.1 | 0.1 | 0.1 | 0.1 | 0.1 | 0.1
Northern_California_Solar_149 | caiso-deliverability | Rio_Oso_Lockeford_HSN | Reliability_Capacity_In_Model_Year | System RA | Northern_California_Solar_149 | 0.1 | 0.1 | 0.1 | 0.1 | 0.1 | 0.1 | 0.1 | 0.1 | 0.1 | 0.1 | 0.1 | 0.1 | 0.1 | 0.1 | 0.1 | 0.1 | 0.1 | 0.1 | 0.1 | 0.1 | 0.1 | 0.1 | 0.1 | 0.1 | 0.1 | 0.1 | 0.1 | 0.1 | 0.1 | 0.1 | 0.1
Northern_California_Solar_157 | caiso-deliverability | Rio_Oso_Lockeford_HSN | Reliability_Capacity_In_Model_Year | System RA | Northern_California_Solar_157 | 0.1 | 0.1 | 0.1 | 0.1 | 0.1 | 0.1 | 0.1 | 0.1 | 0.1 | 0.1 | 0.1 | 0.1 | 0.1 | 0.1 | 0.1 | 0.1 | 0.1 | 0.1 | 0.1 | 0.1 | 0.1 | 0.1 | 0.1 | 0.1 | 0.1 | 0.1 | 0.1 | 0.1 | 0.1 | 0.1 | 0.1
Northern_California_Solar_159 | caiso-deliverability | Rio_Oso_Lockeford_HSN | Reliability_Capacity_In_Model_Year | System RA | Northern_California_Solar_159 | 0.1 | 0.1 | 0.1 | 0.1 | 0.1 | 0.1 | 0.1 | 0.1 | 0.1 | 0.1 | 0.1 | 0.1 | 0.1 | 0.1 | 0.1 | 0.1 | 0.1 | 0.1 | 0.1 | 0.1 | 0.1 | 0.1 | 0.1 | 0.1 | 0.1 | 0.1 | 0.1 | 0.1 | 0.1 | 0.1 | 0.1
Northern_California_Solar_172 | caiso-deliverability | Rio_Oso_Lockeford_HSN | Reliability_Capacity_In_Model_Year | System RA | Northern_California_Solar_172 | 0.1 | 0.1 | 0.1 | 0.1 | 0.1 | 0.1 | 0.1 | 0.1 | 0.1 | 0.1 | 0.1 | 0.1 | 0.1 | 0.1 | 0.1 | 0.1 | 0.1 | 0.1 | 0.1 | 0.1 | 0.1 | 0.1 | 0.1 | 0.1 | 0.1 | 0.1 | 0.1 | 0.1 | 0.1 | 0.1 | 0.1
Northern_California_Solar_179 | caiso-deliverability | Rio_Oso_Lockeford_HSN | Reliability_Capacity_In_Model_Year | System RA | Northern_California_Solar_179 | 0.1 | 0.1 | 0.1 | 0.1 | 0.1 | 0.1 | 0.1 | 0.1 | 0.1 | 0.1 | 0.1 | 0.1 | 0.1 | 0.1 | 0.1 | 0.1 | 0.1 | 0.1 | 0.1 | 0.1 | 0.1 | 0.1 | 0.1 | 0.1 | 0.1 | 0.1 | 0.1 | 0.1 | 0.1 | 0.1 | 0.1
Northern_California_Wind_159 | caiso-deliverability | Rio_Oso_Lockeford_HSN | Reliability_Capacity_In_Model_Year | System RA | Northern_California_Wind_159 | 0.665 | 0.665 | 0.665 | 0.665 | 0.665 | 0.665 | 0.665 | 0.665 | 0.665 | 0.665 | 0.665 | 0.665 | 0.665 | 0.665 | 0.665 | 0.665 | 0.665 | 0.665 | 0.665 | 0.665 | 0.665 | 0.665 | 0.665 | 0.665 | 0.665 | 0.665 | 0.665 | 0.665 | 0.665 | 0.665 | 0.665
Subacco_group | caiso-deliverability | Rio_Oso_Lockeford_HSN | Operational_New_Capacity_MW | Subacco_group |  | -1.0543 | -1.0543 | -1.0543 | -1.0543 | -1.0543 | -1.0543 | -1.0543 | -1.0543 | -1.0543 | -1.0543 | -1.0543 | -1.0543 | -1.0543 | -1.0543 | -1.0543 | -1.0543 | -1.0543 | -1.0543 | -1.0543 | -1.0543 | -1.0543 | -1.0543 | -1.0543 | -1.0543 | -1.0543 | -1.0543 | -1.0543 | -1.0543 | -1.0543 | -1.0543 | -1.0543
Northern_California_Flow_Battery_141 | caiso-deliverability | Rio_Oso_Lockeford_offpeak | Operational_New_Capacity_MW | Northern_California_Flow_Battery_141 |  | -1 | -1 | -1 | -1 | -1 | -1 | -1 | -1 | -1 | -1 | -1 | -1 | -1 | -1 | -1 | -1 | -1 | -1 | -1 | -1 | -1 | -1 | -1 | -1 | -1 | -1 | -1 | -1 | -1 | -1 | -1
Northern_California_Flow_Battery_149 | caiso-deliverability | Rio_Oso_Lockeford_offpeak | Operational_New_Capacity_MW | Northern_California_Flow_Battery_149 |  | -1 | -1 | -1 | -1 | -1 | -1 | -1 | -1 | -1 | -1 | -1 | -1 | -1 | -1 | -1 | -1 | -1 | -1 | -1 | -1 | -1 | -1 | -1 | -1 | -1 | -1 | -1 | -1 | -1 | -1 | -1
Northern_California_Flow_Battery_157 | caiso-deliverability | Rio_Oso_Lockeford_offpeak | Operational_New_Capacity_MW | Northern_California_Flow_Battery_157 |  | -1 | -1 | -1 | -1 | -1 | -1 | -1 | -1 | -1 | -1 | -1 | -1 | -1 | -1 | -1 | -1 | -1 | -1 | -1 | -1 | -1 | -1 | -1 | -1 | -1 | -1 | -1 | -1 | -1 | -1 | -1
Northern_California_Flow_Battery_159 | caiso-deliverability | Rio_Oso_Lockeford_offpeak | Operational_New_Capacity_MW | Northern_California_Flow_Battery_159 |  | -1 | -1 | -1 | -1 | -1 | -1 | -1 | -1 | -1 | -1 | -1 | -1 | -1 | -1 | -1 | -1 | -1 | -1 | -1 | -1 | -1 | -1 | -1 | -1 | -1 | -1 | -1 | -1 | -1 | -1 | -1
Northern_California_Flow_Battery_172 | caiso-deliverability | Rio_Oso_Lockeford_offpeak | Operational_New_Capacity_MW | Northern_California_Flow_Battery_172 |  | -1 | -1 | -1 | -1 | -1 | -1 | -1 | -1 | -1 | -1 | -1 | -1 | -1 | -1 | -1 | -1 | -1 | -1 | -1 | -1 | -1 | -1 | -1 | -1 | -1 | -1 | -1 | -1 | -1 | -1 | -1
Northern_California_Flow_Battery_179 | caiso-deliverability | Rio_Oso_Lockeford_offpeak | Operational_New_Capacity_MW | Northern_California_Flow_Battery_179 |  | -1 | -1 | -1 | -1 | -1 | -1 | -1 | -1 | -1 | -1 | -1 | -1 | -1 | -1 | -1 | -1 | -1 | -1 | -1 | -1 | -1 | -1 | -1 | -1 | -1 | -1 | -1 | -1 | -1 | -1 | -1
Northern_California_Li_Battery_4hr_141 | caiso-deliverability | Rio_Oso_Lockeford_offpeak | Operational_New_Capacity_MW | Northern_California_Li_Battery_4hr_141 |  | -1 | -1 | -1 | -1 | -1 | -1 | -1 | -1 | -1 | -1 | -1 | -1 | -1 | -1 | -1 | -1 | -1 | -1 | -1 | -1 | -1 | -1 | -1 | -1 | -1 | -1 | -1 | -1 | -1 | -1 | -1
Northern_California_Li_Battery_4hr_149 | caiso-deliverability | Rio_Oso_Lockeford_offpeak | Operational_New_Capacity_MW | Northern_California_Li_Battery_4hr_149 |  | -1 | -1 | -1 | -1 | -1 | -1 | -1 | -1 | -1 | -1 | -1 | -1 | -1 | -1 | -1 | -1 | -1 | -1 | -1 | -1 | -1 | -1 | -1 | -1 | -1 | -1 | -1 | -1 | -1 | -1 | -1
Northern_California_Li_Battery_4hr_157 | caiso-deliverability | Rio_Oso_Lockeford_offpeak | Operational_New_Capacity_MW | Northern_California_Li_Battery_4hr_157 |  | -1 | -1 | -1 | -1 | -1 | -1 | -1 | -1 | -1 | -1 | -1 | -1 | -1 | -1 | -1 | -1 | -1 | -1 | -1 | -1 | -1 | -1 | -1 | -1 | -1 | -1 | -1 | -1 | -1 | -1 | -1
Northern_California_Li_Battery_4hr_159 | caiso-deliverability | Rio_Oso_Lockeford_offpeak | Operational_New_Capacity_MW | Northern_California_Li_Battery_4hr_159 |  | -1 | -1 | -1 | -1 | -1 | -1 | -1 | -1 | -1 | -1 | -1 | -1 | -1 | -1 | -1 | -1 | -1 | -1 | -1 | -1 | -1 | -1 | -1 | -1 | -1 | -1 | -1 | -1 | -1 | -1 | -1
Northern_California_Li_Battery_4hr_172 | caiso-deliverability | Rio_Oso_Lockeford_offpeak | Operational_New_Capacity_MW | Northern_California_Li_Battery_4hr_172 |  | -1 | -1 | -1 | -1 | -1 | -1 | -1 | -1 | -1 | -1 | -1 | -1 | -1 | -1 | -1 | -1 | -1 | -1 | -1 | -1 | -1 | -1 | -1 | -1 | -1 | -1 | -1 | -1 | -1 | -1 | -1
Northern_California_Li_Battery_4hr_179 | caiso-deliverability | Rio_Oso_Lockeford_offpeak | Operational_New_Capacity_MW | Northern_California_Li_Battery_4hr_179 |  | -1 | -1 | -1 | -1 | -1 | -1 | -1 | -1 | -1 | -1 | -1 | -1 | -1 | -1 | -1 | -1 | -1 | -1 | -1 | -1 | -1 | -1 | -1 | -1 | -1 | -1 | -1 | -1 | -1 | -1 | -1
Northern_California_Li_Battery_8hr_141 | caiso-deliverability | Rio_Oso_Lockeford_offpeak | Operational_New_Capacity_MW | Northern_California_Li_Battery_8hr_141 |  | -1 | -1 | -1 | -1 | -1 | -1 | -1 | -1 | -1 | -1 | -1 | -1 | -1 | -1 | -1 | -1 | -1 | -1 | -1 | -1 | -1 | -1 | -1 | -1 | -1 | -1 | -1 | -1 | -1 | -1 | -1
Northern_California_Li_Battery_8hr_149 | caiso-deliverability | Rio_Oso_Lockeford_offpeak | Operational_New_Capacity_MW | Northern_California_Li_Battery_8hr_149 |  | -1 | -1 | -1 | -1 | -1 | -1 | -1 | -1 | -1 | -1 | -1 | -1 | -1 | -1 | -1 | -1 | -1 | -1 | -1 | -1 | -1 | -1 | -1 | -1 | -1 | -1 | -1 | -1 | -1 | -1 | -1
Northern_California_Li_Battery_8hr_157 | caiso-deliverability | Rio_Oso_Lockeford_offpeak | Operational_New_Capacity_MW | Northern_California_Li_Battery_8hr_157 |  | -1 | -1 | -1 | -1 | -1 | -1 | -1 | -1 | -1 | -1 | -1 | -1 | -1 | -1 | -1 | -1 | -1 | -1 | -1 | -1 | -1 | -1 | -1 | -1 | -1 | -1 | -1 | -1 | -1 | -1 | -1
Northern_California_Li_Battery_8hr_159 | caiso-deliverability | Rio_Oso_Lockeford_offpeak | Operational_New_Capacity_MW | Northern_California_Li_Battery_8hr_159 |  | -1 | -1 | -1 | -1 | -1 | -1 | -1 | -1 | -1 | -1 | -1 | -1 | -1 | -1 | -1 | -1 | -1 | -1 | -1 | -1 | -1 | -1 | -1 | -1 | -1 | -1 | -1 | -1 | -1 | -1 | -1
Northern_California_Li_Battery_8hr_172 | caiso-deliverability | Rio_Oso_Lockeford_offpeak | Operational_New_Capacity_MW | Northern_California_Li_Battery_8hr_172 |  | -1 | -1 | -1 | -1 | -1 | -1 | -1 | -1 | -1 | -1 | -1 | -1 | -1 | -1 | -1 | -1 | -1 | -1 | -1 | -1 | -1 | -1 | -1 | -1 | -1 | -1 | -1 | -1 | -1 | -1 | -1
Northern_California_Li_Battery_8hr_179 | caiso-deliverability | Rio_Oso_Lockeford_offpeak | Operational_New_Capacity_MW | Northern_California_Li_Battery_8hr_179 |  | -1 | -1 | -1 | -1 | -1 | -1 | -1 | -1 | -1 | -1 | -1 | -1 | -1 | -1 | -1 | -1 | -1 | -1 | -1 | -1 | -1 | -1 | -1 | -1 | -1 | -1 | -1 | -1 | -1 | -1 | -1
Northern_California_Solar_141 | caiso-deliverability | Rio_Oso_Lockeford_offpeak | Operational_New_Capacity_MW | Northern_California_Solar_141 |  | 0.68 | 0.68 | 0.68 | 0.68 | 0.68 | 0.68 | 0.68 | 0.68 | 0.68 | 0.68 | 0.68 | 0.68 | 0.68 | 0.68 | 0.68 | 0.68 | 0.68 | 0.68 | 0.68 | 0.68 | 0.68 | 0.68 | 0.68 | 0.68 | 0.68 | 0.68 | 0.68 | 0.68 | 0.68 | 0.68 | 0.68
Northern_California_Solar_149 | caiso-deliverability | Rio_Oso_Lockeford_offpeak | Operational_New_Capacity_MW | Northern_California_Solar_149 |  | 0.68 | 0.68 | 0.68 | 0.68 | 0.68 | 0.68 | 0.68 | 0.68 | 0.68 | 0.68 | 0.68 | 0.68 | 0.68 | 0.68 | 0.68 | 0.68 | 0.68 | 0.68 | 0.68 | 0.68 | 0.68 | 0.68 | 0.68 | 0.68 | 0.68 | 0.68 | 0.68 | 0.68 | 0.68 | 0.68 | 0.68
Northern_California_Solar_157 | caiso-deliverability | Rio_Oso_Lockeford_offpeak | Operational_New_Capacity_MW | Northern_California_Solar_157 |  | 0.68 | 0.68 | 0.68 | 0.68 | 0.68 | 0.68 | 0.68 | 0.68 | 0.68 | 0.68 | 0.68 | 0.68 | 0.68 | 0.68 | 0.68 | 0.68 | 0.68 | 0.68 | 0.68 | 0.68 | 0.68 | 0.68 | 0.68 | 0.68 | 0.68 | 0.68 | 0.68 | 0.68 | 0.68 | 0.68 | 0.68
Northern_California_Solar_159 | caiso-deliverability | Rio_Oso_Lockeford_offpeak | Operational_New_Capacity_MW | Northern_California_Solar_159 |  | 0.68 | 0.68 | 0.68 | 0.68 | 0.68 | 0.68 | 0.68 | 0.68 | 0.68 | 0.68 | 0.68 | 0.68 | 0.68 | 0.68 | 0.68 | 0.68 | 0.68 | 0.68 | 0.68 | 0.68 | 0.68 | 0.68 | 0.68 | 0.68 | 0.68 | 0.68 | 0.68 | 0.68 | 0.68 | 0.68 | 0.68
Northern_California_Solar_172 | caiso-deliverability | Rio_Oso_Lockeford_offpeak | Operational_New_Capacity_MW | Northern_California_Solar_172 |  | 0.68 | 0.68 | 0.68 | 0.68 | 0.68 | 0.68 | 0.68 | 0.68 | 0.68 | 0.68 | 0.68 | 0.68 | 0.68 | 0.68 | 0.68 | 0.68 | 0.68 | 0.68 | 0.68 | 0.68 | 0.68 | 0.68 | 0.68 | 0.68 | 0.68 | 0.68 | 0.68 | 0.68 | 0.68 | 0.68 | 0.68
Northern_California_Solar_179 | caiso-deliverability | Rio_Oso_Lockeford_offpeak | Operational_New_Capacity_MW | Northern_California_Solar_179 |  | 0.68 | 0.68 | 0.68 | 0.68 | 0.68 | 0.68 | 0.68 | 0.68 | 0.68 | 0.68 | 0.68 | 0.68 | 0.68 | 0.68 | 0.68 | 0.68 | 0.68 | 0.68 | 0.68 | 0.68 | 0.68 | 0.68 | 0.68 | 0.68 | 0.68 | 0.68 | 0.68 | 0.68 | 0.68 | 0.68 | 0.68
Northern_California_Wind_159 | caiso-deliverability | Rio_Oso_Lockeford_offpeak | Operational_New_Capacity_MW | Northern_California_Wind_159 |  | 0.63 | 0.63 | 0.63 | 0.63 | 0.63 | 0.63 | 0.63 | 0.63 | 0.63 | 0.63 | 0.63 | 0.63 | 0.63 | 0.63 | 0.63 | 0.63 | 0.63 | 0.63 | 0.63 | 0.63 | 0.63 | 0.63 | 0.63 | 0.63 | 0.63 | 0.63 | 0.63 | 0.63 | 0.63 | 0.63 | 0.63
Subacco_group | caiso-deliverability | Rio_Oso_Lockeford_offpeak | Operational_New_Capacity_MW | Subacco_group |  | -1.0543 | -1.0543 | -1.0543 | -1.0543 | -1.0543 | -1.0543 | -1.0543 | -1.0543 | -1.0543 | -1.0543 | -1.0543 | -1.0543 | -1.0543 | -1.0543 | -1.0543 | -1.0543 | -1.0543 | -1.0543 | -1.0543 | -1.0543 | -1.0543 | -1.0543 | -1.0543 | -1.0543 | -1.0543 | -1.0543 | -1.0543 | -1.0543 | -1.0543 | -1.0543 | -1.0543
Northern_California_Flow_Battery_141 | caiso-deliverability | Rio_Oso_Lockeford_SSN | Reliability_Capacity_In_Model_Year | System RA | Northern_California_Flow_Battery_141 | 0.5 | 0.5 | 0.5 | 0.5 | 0.5 | 0.5 | 0.5 | 0.5 | 0.5 | 0.5 | 0.5 | 0.5 | 0.5 | 0.5 | 0.5 | 0.5 | 0.5 | 0.5 | 0.5 | 0.5 | 0.5 | 0.5 | 0.5 | 0.5 | 0.5 | 0.5 | 0.5 | 0.5 | 0.5 | 0.5 | 0.5
Northern_California_Flow_Battery_149 | caiso-deliverability | Rio_Oso_Lockeford_SSN | Reliability_Capacity_In_Model_Year | System RA | Northern_California_Flow_Battery_149 | 0.5 | 0.5 | 0.5 | 0.5 | 0.5 | 0.5 | 0.5 | 0.5 | 0.5 | 0.5 | 0.5 | 0.5 | 0.5 | 0.5 | 0.5 | 0.5 | 0.5 | 0.5 | 0.5 | 0.5 | 0.5 | 0.5 | 0.5 | 0.5 | 0.5 | 0.5 | 0.5 | 0.5 | 0.5 | 0.5 | 0.5
Northern_California_Flow_Battery_157 | caiso-deliverability | Rio_Oso_Lockeford_SSN | Reliability_Capacity_In_Model_Year | System RA | Northern_California_Flow_Battery_157 | 0.5 | 0.5 | 0.5 | 0.5 | 0.5 | 0.5 | 0.5 | 0.5 | 0.5 | 0.5 | 0.5 | 0.5 | 0.5 | 0.5 | 0.5 | 0.5 | 0.5 | 0.5 | 0.5 | 0.5 | 0.5 | 0.5 | 0.5 | 0.5 | 0.5 | 0.5 | 0.5 | 0.5 | 0.5 | 0.5 | 0.5
Northern_California_Flow_Battery_159 | caiso-deliverability | Rio_Oso_Lockeford_SSN | Reliability_Capacity_In_Model_Year | System RA | Northern_California_Flow_Battery_159 | 0.5 | 0.5 | 0.5 | 0.5 | 0.5 | 0.5 | 0.5 | 0.5 | 0.5 | 0.5 | 0.5 | 0.5 | 0.5 | 0.5 | 0.5 | 0.5 | 0.5 | 0.5 | 0.5 | 0.5 | 0.5 | 0.5 | 0.5 | 0.5 | 0.5 | 0.5 | 0.5 | 0.5 | 0.5 | 0.5 | 0.5
Northern_California_Flow_Battery_172 | caiso-deliverability | Rio_Oso_Lockeford_SSN | Reliability_Capacity_In_Model_Year | System RA | Northern_California_Flow_Battery_172 | 0.5 | 0.5 | 0.5 | 0.5 | 0.5 | 0.5 | 0.5 | 0.5 | 0.5 | 0.5 | 0.5 | 0.5 | 0.5 | 0.5 | 0.5 | 0.5 | 0.5 | 0.5 | 0.5 | 0.5 | 0.5 | 0.5 | 0.5 | 0.5 | 0.5 | 0.5 | 0.5 | 0.5 | 0.5 | 0.5 | 0.5
Northern_California_Flow_Battery_179 | caiso-deliverability | Rio_Oso_Lockeford_SSN | Reliability_Capacity_In_Model_Year | System RA | Northern_California_Flow_Battery_179 | 0.5 | 0.5 | 0.5 | 0.5 | 0.5 | 0.5 | 0.5 | 0.5 | 0.5 | 0.5 | 0.5 | 0.5 | 0.5 | 0.5 | 0.5 | 0.5 | 0.5 | 0.5 | 0.5 | 0.5 | 0.5 | 0.5 | 0.5 | 0.5 | 0.5 | 0.5 | 0.5 | 0.5 | 0.5 | 0.5 | 0.5
Northern_California_Li_Battery_4hr_141 | caiso-deliverability | Rio_Oso_Lockeford_SSN | Reliability_Capacity_In_Model_Year | System RA | Northern_California_Li_Battery_4hr_141 | 0.5 | 0.5 | 0.5 | 0.5 | 0.5 | 0.5 | 0.5 | 0.5 | 0.5 | 0.5 | 0.5 | 0.5 | 0.5 | 0.5 | 0.5 | 0.5 | 0.5 | 0.5 | 0.5 | 0.5 | 0.5 | 0.5 | 0.5 | 0.5 | 0.5 | 0.5 | 0.5 | 0.5 | 0.5 | 0.5 | 0.5
Northern_California_Li_Battery_4hr_149 | caiso-deliverability | Rio_Oso_Lockeford_SSN | Reliability_Capacity_In_Model_Year | System RA | Northern_California_Li_Battery_4hr_149 | 0.5 | 0.5 | 0.5 | 0.5 | 0.5 | 0.5 | 0.5 | 0.5 | 0.5 | 0.5 | 0.5 | 0.5 | 0.5 | 0.5 | 0.5 | 0.5 | 0.5 | 0.5 | 0.5 | 0.5 | 0.5 | 0.5 | 0.5 | 0.5 | 0.5 | 0.5 | 0.5 | 0.5 | 0.5 | 0.5 | 0.5
Northern_California_Li_Battery_4hr_157 | caiso-deliverability | Rio_Oso_Lockeford_SSN | Reliability_Capacity_In_Model_Year | System RA | Northern_California_Li_Battery_4hr_157 | 0.5 | 0.5 | 0.5 | 0.5 | 0.5 | 0.5 | 0.5 | 0.5 | 0.5 | 0.5 | 0.5 | 0.5 | 0.5 | 0.5 | 0.5 | 0.5 | 0.5 | 0.5 | 0.5 | 0.5 | 0.5 | 0.5 | 0.5 | 0.5 | 0.5 | 0.5 | 0.5 | 0.5 | 0.5 | 0.5 | 0.5
Northern_California_Li_Battery_4hr_159 | caiso-deliverability | Rio_Oso_Lockeford_SSN | Reliability_Capacity_In_Model_Year | System RA | Northern_California_Li_Battery_4hr_159 | 0.5 | 0.5 | 0.5 | 0.5 | 0.5 | 0.5 | 0.5 | 0.5 | 0.5 | 0.5 | 0.5 | 0.5 | 0.5 | 0.5 | 0.5 | 0.5 | 0.5 | 0.5 | 0.5 | 0.5 | 0.5 | 0.5 | 0.5 | 0.5 | 0.5 | 0.5 | 0.5 | 0.5 | 0.5 | 0.5 | 0.5
Northern_California_Li_Battery_4hr_172 | caiso-deliverability | Rio_Oso_Lockeford_SSN | Reliability_Capacity_In_Model_Year | System RA | Northern_California_Li_Battery_4hr_172 | 0.5 | 0.5 | 0.5 | 0.5 | 0.5 | 0.5 | 0.5 | 0.5 | 0.5 | 0.5 | 0.5 | 0.5 | 0.5 | 0.5 | 0.5 | 0.5 | 0.5 | 0.5 | 0.5 | 0.5 | 0.5 | 0.5 | 0.5 | 0.5 | 0.5 | 0.5 | 0.5 | 0.5 | 0.5 | 0.5 | 0.5
Northern_California_Li_Battery_4hr_179 | caiso-deliverability | Rio_Oso_Lockeford_SSN | Reliability_Capacity_In_Model_Year | System RA | Northern_California_Li_Battery_4hr_179 | 0.5 | 0.5 | 0.5 | 0.5 | 0.5 | 0.5 | 0.5 | 0.5 | 0.5 | 0.5 | 0.5 | 0.5 | 0.5 | 0.5 | 0.5 | 0.5 | 0.5 | 0.5 | 0.5 | 0.5 | 0.5 | 0.5 | 0.5 | 0.5 | 0.5 | 0.5 | 0.5 | 0.5 | 0.5 | 0.5 | 0.5
Northern_California_Li_Battery_8hr_141 | caiso-deliverability | Rio_Oso_Lockeford_SSN | Reliability_Capacity_In_Model_Year | System RA | Northern_California_Li_Battery_8hr_141 | 0.5 | 0.5 | 0.5 | 0.5 | 0.5 | 0.5 | 0.5 | 0.5 | 0.5 | 0.5 | 0.5 | 0.5 | 0.5 | 0.5 | 0.5 | 0.5 | 0.5 | 0.5 | 0.5 | 0.5 | 0.5 | 0.5 | 0.5 | 0.5 | 0.5 | 0.5 | 0.5 | 0.5 | 0.5 | 0.5 | 0.5
Northern_California_Li_Battery_8hr_149 | caiso-deliverability | Rio_Oso_Lockeford_SSN | Reliability_Capacity_In_Model_Year | System RA | Northern_California_Li_Battery_8hr_149 | 0.5 | 0.5 | 0.5 | 0.5 | 0.5 | 0.5 | 0.5 | 0.5 | 0.5 | 0.5 | 0.5 | 0.5 | 0.5 | 0.5 | 0.5 | 0.5 | 0.5 | 0.5 | 0.5 | 0.5 | 0.5 | 0.5 | 0.5 | 0.5 | 0.5 | 0.5 | 0.5 | 0.5 | 0.5 | 0.5 | 0.5
Northern_California_Li_Battery_8hr_157 | caiso-deliverability | Rio_Oso_Lockeford_SSN | Reliability_Capacity_In_Model_Year | System RA | Northern_California_Li_Battery_8hr_157 | 0.5 | 0.5 | 0.5 | 0.5 | 0.5 | 0.5 | 0.5 | 0.5 | 0.5 | 0.5 | 0.5 | 0.5 | 0.5 | 0.5 | 0.5 | 0.5 | 0.5 | 0.5 | 0.5 | 0.5 | 0.5 | 0.5 | 0.5 | 0.5 | 0.5 | 0.5 | 0.5 | 0.5 | 0.5 | 0.5 | 0.5
Northern_California_Li_Battery_8hr_159 | caiso-deliverability | Rio_Oso_Lockeford_SSN | Reliability_Capacity_In_Model_Year | System RA | Northern_California_Li_Battery_8hr_159 | 0.5 | 0.5 | 0.5 | 0.5 | 0.5 | 0.5 | 0.5 | 0.5 | 0.5 | 0.5 | 0.5 | 0.5 | 0.5 | 0.5 | 0.5 | 0.5 | 0.5 | 0.5 | 0.5 | 0.5 | 0.5 | 0.5 | 0.5 | 0.5 | 0.5 | 0.5 | 0.5 | 0.5 | 0.5 | 0.5 | 0.5
Northern_California_Li_Battery_8hr_172 | caiso-deliverability | Rio_Oso_Lockeford_SSN | Reliability_Capacity_In_Model_Year | System RA | Northern_California_Li_Battery_8hr_172 | 0.5 | 0.5 | 0.5 | 0.5 | 0.5 | 0.5 | 0.5 | 0.5 | 0.5 | 0.5 | 0.5 | 0.5 | 0.5 | 0.5 | 0.5 | 0.5 | 0.5 | 0.5 | 0.5 | 0.5 | 0.5 | 0.5 | 0.5 | 0.5 | 0.5 | 0.5 | 0.5 | 0.5 | 0.5 | 0.5 | 0.5
Northern_California_Li_Battery_8hr_179 | caiso-deliverability | Rio_Oso_Lockeford_SSN | Reliability_Capacity_In_Model_Year | System RA | Northern_California_Li_Battery_8hr_179 | 0.5 | 0.5 | 0.5 | 0.5 | 0.5 | 0.5 | 0.5 | 0.5 | 0.5 | 0.5 | 0.5 | 0.5 | 0.5 | 0.5 | 0.5 | 0.5 | 0.5 | 0.5 | 0.5 | 0.5 | 0.5 | 0.5 | 0.5 | 0.5 | 0.5 | 0.5 | 0.5 | 0.5 | 0.5 | 0.5 | 0.5
Northern_California_Solar_141 | caiso-deliverability | Rio_Oso_Lockeford_SSN | Reliability_Capacity_In_Model_Year | System RA | Northern_California_Solar_141 | 0.556 | 0.556 | 0.556 | 0.556 | 0.556 | 0.556 | 0.556 | 0.556 | 0.556 | 0.556 | 0.556 | 0.556 | 0.556 | 0.556 | 0.556 | 0.556 | 0.556 | 0.556 | 0.556 | 0.556 | 0.556 | 0.556 | 0.556 | 0.556 | 0.556 | 0.556 | 0.556 | 0.556 | 0.556 | 0.556 | 0.556
Northern_California_Solar_149 | caiso-deliverability | Rio_Oso_Lockeford_SSN | Reliability_Capacity_In_Model_Year | System RA | Northern_California_Solar_149 | 0.556 | 0.556 | 0.556 | 0.556 | 0.556 | 0.556 | 0.556 | 0.556 | 0.556 | 0.556 | 0.556 | 0.556 | 0.556 | 0.556 | 0.556 | 0.556 | 0.556 | 0.556 | 0.556 | 0.556 | 0.556 | 0.556 | 0.556 | 0.556 | 0.556 | 0.556 | 0.556 | 0.556 | 0.556 | 0.556 | 0.556
Northern_California_Solar_157 | caiso-deliverability | Rio_Oso_Lockeford_SSN | Reliability_Capacity_In_Model_Year | System RA | Northern_California_Solar_157 | 0.556 | 0.556 | 0.556 | 0.556 | 0.556 | 0.556 | 0.556 | 0.556 | 0.556 | 0.556 | 0.556 | 0.556 | 0.556 | 0.556 | 0.556 | 0.556 | 0.556 | 0.556 | 0.556 | 0.556 | 0.556 | 0.556 | 0.556 | 0.556 | 0.556 | 0.556 | 0.556 | 0.556 | 0.556 | 0.556 | 0.556
Northern_California_Solar_159 | caiso-deliverability | Rio_Oso_Lockeford_SSN | Reliability_Capacity_In_Model_Year | System RA | Northern_California_Solar_159 | 0.556 | 0.556 | 0.556 | 0.556 | 0.556 | 0.556 | 0.556 | 0.556 | 0.556 | 0.556 | 0.556 | 0.556 | 0.556 | 0.556 | 0.556 | 0.556 | 0.556 | 0.556 | 0.556 | 0.556 | 0.556 | 0.556 | 0.556 | 0.556 | 0.556 | 0.556 | 0.556 | 0.556 | 0.556 | 0.556 | 0.556
Northern_California_Solar_172 | caiso-deliverability | Rio_Oso_Lockeford_SSN | Reliability_Capacity_In_Model_Year | System RA | Northern_California_Solar_172 | 0.556 | 0.556 | 0.556 | 0.556 | 0.556 | 0.556 | 0.556 | 0.556 | 0.556 | 0.556 | 0.556 | 0.556 | 0.556 | 0.556 | 0.556 | 0.556 | 0.556 | 0.556 | 0.556 | 0.556 | 0.556 | 0.556 | 0.556 | 0.556 | 0.556 | 0.556 | 0.556 | 0.556 | 0.556 | 0.556 | 0.556
Northern_California_Solar_179 | caiso-deliverability | Rio_Oso_Lockeford_SSN | Reliability_Capacity_In_Model_Year | System RA | Northern_California_Solar_179 | 0.556 | 0.556 | 0.556 | 0.556 | 0.556 | 0.556 | 0.556 | 0.556 | 0.556 | 0.556 | 0.556 | 0.556 | 0.556 | 0.556 | 0.556 | 0.556 | 0.556 | 0.556 | 0.556 | 0.556 | 0.556 | 0.556 | 0.556 | 0.556 | 0.556 | 0.556 | 0.556 | 0.556 | 0.556 | 0.556 | 0.556
Northern_California_Wind_159 | caiso-deliverability | Rio_Oso_Lockeford_SSN | Reliability_Capacity_In_Model_Year | System RA | Northern_California_Wind_159 | 0.163 | 0.163 | 0.163 | 0.163 | 0.163 | 0.163 | 0.163 | 0.163 | 0.163 | 0.163 | 0.163 | 0.163 | 0.163 | 0.163 | 0.163 | 0.163 | 0.163 | 0.163 | 0.163 | 0.163 | 0.163 | 0.163 | 0.163 | 0.163 | 0.163 | 0.163 | 0.163 | 0.163 | 0.163 | 0.163 | 0.163
Subacco_group | caiso-deliverability | Rio_Oso_Lockeford_SSN | Operational_New_Capacity_MW | Subacco_group |  | -1.0543 | -1.0543 | -1.0543 | -1.0543 | -1.0543 | -1.0543 | -1.0543 | -1.0543 | -1.0543 | -1.0543 | -1.0543 | -1.0543 | -1.0543 | -1.0543 | -1.0543 | -1.0543 | -1.0543 | -1.0543 | -1.0543 | -1.0543 | -1.0543 | -1.0543 | -1.0543 | -1.0543 | -1.0543 | -1.0543 | -1.0543 | -1.0543 | -1.0543 | -1.0543 | -1.0543
Northern_California_Flow_Battery_35 | caiso-deliverability | Rocklin_Pleasant_Grove_HSN | Reliability_Capacity_In_Model_Year | System RA | Northern_California_Flow_Battery_35 | 1 | 1 | 1 | 1 | 1 | 1 | 1 | 1 | 1 | 1 | 1 | 1 | 1 | 1 | 1 | 1 | 1 | 1 | 1 | 1 | 1 | 1 | 1 | 1 | 1 | 1 | 1 | 1 | 1 | 1 | 1
Northern_California_Flow_Battery_144 | caiso-deliverability | Rocklin_Pleasant_Grove_HSN | Reliability_Capacity_In_Model_Year | System RA | Northern_California_Flow_Battery_144 | 1 | 1 | 1 | 1 | 1 | 1 | 1 | 1 | 1 | 1 | 1 | 1 | 1 | 1 | 1 | 1 | 1 | 1 | 1 | 1 | 1 | 1 | 1 | 1 | 1 | 1 | 1 | 1 | 1 | 1 | 1
Northern_California_Flow_Battery_149 | caiso-deliverability | Rocklin_Pleasant_Grove_HSN | Reliability_Capacity_In_Model_Year | System RA | Northern_California_Flow_Battery_149 | 1 | 1 | 1 | 1 | 1 | 1 | 1 | 1 | 1 | 1 | 1 | 1 | 1 | 1 | 1 | 1 | 1 | 1 | 1 | 1 | 1 | 1 | 1 | 1 | 1 | 1 | 1 | 1 | 1 | 1 | 1
Northern_California_Flow_Battery_159 | caiso-deliverability | Rocklin_Pleasant_Grove_HSN | Reliability_Capacity_In_Model_Year | System RA | Northern_California_Flow_Battery_159 | 1 | 1 | 1 | 1 | 1 | 1 | 1 | 1 | 1 | 1 | 1 | 1 | 1 | 1 | 1 | 1 | 1 | 1 | 1 | 1 | 1 | 1 | 1 | 1 | 1 | 1 | 1 | 1 | 1 | 1 | 1
Northern_California_Flow_Battery_172 | caiso-deliverability | Rocklin_Pleasant_Grove_HSN | Reliability_Capacity_In_Model_Year | System RA | Northern_California_Flow_Battery_172 | 1 | 1 | 1 | 1 | 1 | 1 | 1 | 1 | 1 | 1 | 1 | 1 | 1 | 1 | 1 | 1 | 1 | 1 | 1 | 1 | 1 | 1 | 1 | 1 | 1 | 1 | 1 | 1 | 1 | 1 | 1
Northern_California_Flow_Battery_179 | caiso-deliverability | Rocklin_Pleasant_Grove_HSN | Reliability_Capacity_In_Model_Year | System RA | Northern_California_Flow_Battery_179 | 1 | 1 | 1 | 1 | 1 | 1 | 1 | 1 | 1 | 1 | 1 | 1 | 1 | 1 | 1 | 1 | 1 | 1 | 1 | 1 | 1 | 1 | 1 | 1 | 1 | 1 | 1 | 1 | 1 | 1 | 1
Northern_California_Li_Battery_4hr_35 | caiso-deliverability | Rocklin_Pleasant_Grove_HSN | Reliability_Capacity_In_Model_Year | System RA | Northern_California_Li_Battery_4hr_35 | 1 | 1 | 1 | 1 | 1 | 1 | 1 | 1 | 1 | 1 | 1 | 1 | 1 | 1 | 1 | 1 | 1 | 1 | 1 | 1 | 1 | 1 | 1 | 1 | 1 | 1 | 1 | 1 | 1 | 1 | 1
Northern_California_Li_Battery_4hr_144 | caiso-deliverability | Rocklin_Pleasant_Grove_HSN | Reliability_Capacity_In_Model_Year | System RA | Northern_California_Li_Battery_4hr_144 | 1 | 1 | 1 | 1 | 1 | 1 | 1 | 1 | 1 | 1 | 1 | 1 | 1 | 1 | 1 | 1 | 1 | 1 | 1 | 1 | 1 | 1 | 1 | 1 | 1 | 1 | 1 | 1 | 1 | 1 | 1
Northern_California_Li_Battery_4hr_149 | caiso-deliverability | Rocklin_Pleasant_Grove_HSN | Reliability_Capacity_In_Model_Year | System RA | Northern_California_Li_Battery_4hr_149 | 1 | 1 | 1 | 1 | 1 | 1 | 1 | 1 | 1 | 1 | 1 | 1 | 1 | 1 | 1 | 1 | 1 | 1 | 1 | 1 | 1 | 1 | 1 | 1 | 1 | 1 | 1 | 1 | 1 | 1 | 1
Northern_California_Li_Battery_4hr_159 | caiso-deliverability | Rocklin_Pleasant_Grove_HSN | Reliability_Capacity_In_Model_Year | System RA | Northern_California_Li_Battery_4hr_159 | 1 | 1 | 1 | 1 | 1 | 1 | 1 | 1 | 1 | 1 | 1 | 1 | 1 | 1 | 1 | 1 | 1 | 1 | 1 | 1 | 1 | 1 | 1 | 1 | 1 | 1 | 1 | 1 | 1 | 1 | 1
Northern_California_Li_Battery_4hr_172 | caiso-deliverability | Rocklin_Pleasant_Grove_HSN | Reliability_Capacity_In_Model_Year | System RA | Northern_California_Li_Battery_4hr_172 | 1 | 1 | 1 | 1 | 1 | 1 | 1 | 1 | 1 | 1 | 1 | 1 | 1 | 1 | 1 | 1 | 1 | 1 | 1 | 1 | 1 | 1 | 1 | 1 | 1 | 1 | 1 | 1 | 1 | 1 | 1
Northern_California_Li_Battery_4hr_179 | caiso-deliverability | Rocklin_Pleasant_Grove_HSN | Reliability_Capacity_In_Model_Year | System RA | Northern_California_Li_Battery_4hr_179 | 1 | 1 | 1 | 1 | 1 | 1 | 1 | 1 | 1 | 1 | 1 | 1 | 1 | 1 | 1 | 1 | 1 | 1 | 1 | 1 | 1 | 1 | 1 | 1 | 1 | 1 | 1 | 1 | 1 | 1 | 1
Northern_California_Li_Battery_8hr_35 | caiso-deliverability | Rocklin_Pleasant_Grove_HSN | Reliability_Capacity_In_Model_Year | System RA | Northern_California_Li_Battery_8hr_35 | 1 | 1 | 1 | 1 | 1 | 1 | 1 | 1 | 1 | 1 | 1 | 1 | 1 | 1 | 1 | 1 | 1 | 1 | 1 | 1 | 1 | 1 | 1 | 1 | 1 | 1 | 1 | 1 | 1 | 1 | 1
Northern_California_Li_Battery_8hr_144 | caiso-deliverability | Rocklin_Pleasant_Grove_HSN | Reliability_Capacity_In_Model_Year | System RA | Northern_California_Li_Battery_8hr_144 | 1 | 1 | 1 | 1 | 1 | 1 | 1 | 1 | 1 | 1 | 1 | 1 | 1 | 1 | 1 | 1 | 1 | 1 | 1 | 1 | 1 | 1 | 1 | 1 | 1 | 1 | 1 | 1 | 1 | 1 | 1
Northern_California_Li_Battery_8hr_149 | caiso-deliverability | Rocklin_Pleasant_Grove_HSN | Reliability_Capacity_In_Model_Year | System RA | Northern_California_Li_Battery_8hr_149 | 1 | 1 | 1 | 1 | 1 | 1 | 1 | 1 | 1 | 1 | 1 | 1 | 1 | 1 | 1 | 1 | 1 | 1 | 1 | 1 | 1 | 1 | 1 | 1 | 1 | 1 | 1 | 1 | 1 | 1 | 1
Northern_California_Li_Battery_8hr_159 | caiso-deliverability | Rocklin_Pleasant_Grove_HSN | Reliability_Capacity_In_Model_Year | System RA | Northern_California_Li_Battery_8hr_159 | 1 | 1 | 1 | 1 | 1 | 1 | 1 | 1 | 1 | 1 | 1 | 1 | 1 | 1 | 1 | 1 | 1 | 1 | 1 | 1 | 1 | 1 | 1 | 1 | 1 | 1 | 1 | 1 | 1 | 1 | 1
Northern_California_Li_Battery_8hr_172 | caiso-deliverability | Rocklin_Pleasant_Grove_HSN | Reliability_Capacity_In_Model_Year | System RA | Northern_California_Li_Battery_8hr_172 | 1 | 1 | 1 | 1 | 1 | 1 | 1 | 1 | 1 | 1 | 1 | 1 | 1 | 1 | 1 | 1 | 1 | 1 | 1 | 1 | 1 | 1 | 1 | 1 | 1 | 1 | 1 | 1 | 1 | 1 | 1
Northern_California_Li_Battery_8hr_179 | caiso-deliverability | Rocklin_Pleasant_Grove_HSN | Reliability_Capacity_In_Model_Year | System RA | Northern_California_Li_Battery_8hr_179 | 1 | 1 | 1 | 1 | 1 | 1 | 1 | 1 | 1 | 1 | 1 | 1 | 1 | 1 | 1 | 1 | 1 | 1 | 1 | 1 | 1 | 1 | 1 | 1 | 1 | 1 | 1 | 1 | 1 | 1 | 1
Northern_California_Geothermal_35 | caiso-deliverability | Rocklin_Pleasant_Grove_HSN | Reliability_Capacity_In_Model_Year | System RA | Northern_California_Geothermal_35 | 1 | 1 | 1 | 1 | 1 | 1 | 1 | 1 | 1 | 1 | 1 | 1 | 1 | 1 | 1 | 1 | 1 | 1 | 1 | 1 | 1 | 1 | 1 | 1 | 1 | 1 | 1 | 1 | 1 | 1 | 1
Northern_California_Solar_35 | caiso-deliverability | Rocklin_Pleasant_Grove_HSN | Reliability_Capacity_In_Model_Year | System RA | Northern_California_Solar_35 | 0.1 | 0.1 | 0.1 | 0.1 | 0.1 | 0.1 | 0.1 | 0.1 | 0.1 | 0.1 | 0.1 | 0.1 | 0.1 | 0.1 | 0.1 | 0.1 | 0.1 | 0.1 | 0.1 | 0.1 | 0.1 | 0.1 | 0.1 | 0.1 | 0.1 | 0.1 | 0.1 | 0.1 | 0.1 | 0.1 | 0.1
Northern_California_Solar_144 | caiso-deliverability | Rocklin_Pleasant_Grove_HSN | Reliability_Capacity_In_Model_Year | System RA | Northern_California_Solar_144 | 0.1 | 0.1 | 0.1 | 0.1 | 0.1 | 0.1 | 0.1 | 0.1 | 0.1 | 0.1 | 0.1 | 0.1 | 0.1 | 0.1 | 0.1 | 0.1 | 0.1 | 0.1 | 0.1 | 0.1 | 0.1 | 0.1 | 0.1 | 0.1 | 0.1 | 0.1 | 0.1 | 0.1 | 0.1 | 0.1 | 0.1
Northern_California_Solar_149 | caiso-deliverability | Rocklin_Pleasant_Grove_HSN | Reliability_Capacity_In_Model_Year | System RA | Northern_California_Solar_149 | 0.1 | 0.1 | 0.1 | 0.1 | 0.1 | 0.1 | 0.1 | 0.1 | 0.1 | 0.1 | 0.1 | 0.1 | 0.1 | 0.1 | 0.1 | 0.1 | 0.1 | 0.1 | 0.1 | 0.1 | 0.1 | 0.1 | 0.1 | 0.1 | 0.1 | 0.1 | 0.1 | 0.1 | 0.1 | 0.1 | 0.1
Northern_California_Solar_159 | caiso-deliverability | Rocklin_Pleasant_Grove_HSN | Reliability_Capacity_In_Model_Year | System RA | Northern_California_Solar_159 | 0.1 | 0.1 | 0.1 | 0.1 | 0.1 | 0.1 | 0.1 | 0.1 | 0.1 | 0.1 | 0.1 | 0.1 | 0.1 | 0.1 | 0.1 | 0.1 | 0.1 | 0.1 | 0.1 | 0.1 | 0.1 | 0.1 | 0.1 | 0.1 | 0.1 | 0.1 | 0.1 | 0.1 | 0.1 | 0.1 | 0.1
Northern_California_Solar_172 | caiso-deliverability | Rocklin_Pleasant_Grove_HSN | Reliability_Capacity_In_Model_Year | System RA | Northern_California_Solar_172 | 0.1 | 0.1 | 0.1 | 0.1 | 0.1 | 0.1 | 0.1 | 0.1 | 0.1 | 0.1 | 0.1 | 0.1 | 0.1 | 0.1 | 0.1 | 0.1 | 0.1 | 0.1 | 0.1 | 0.1 | 0.1 | 0.1 | 0.1 | 0.1 | 0.1 | 0.1 | 0.1 | 0.1 | 0.1 | 0.1 | 0.1
Northern_California_Solar_179 | caiso-deliverability | Rocklin_Pleasant_Grove_HSN | Reliability_Capacity_In_Model_Year | System RA | Northern_California_Solar_179 | 0.1 | 0.1 | 0.1 | 0.1 | 0.1 | 0.1 | 0.1 | 0.1 | 0.1 | 0.1 | 0.1 | 0.1 | 0.1 | 0.1 | 0.1 | 0.1 | 0.1 | 0.1 | 0.1 | 0.1 | 0.1 | 0.1 | 0.1 | 0.1 | 0.1 | 0.1 | 0.1 | 0.1 | 0.1 | 0.1 | 0.1
Northern_California_Wind_35 | caiso-deliverability | Rocklin_Pleasant_Grove_HSN | Reliability_Capacity_In_Model_Year | System RA | Northern_California_Wind_35 | 0.665 | 0.665 | 0.665 | 0.665 | 0.665 | 0.665 | 0.665 | 0.665 | 0.665 | 0.665 | 0.665 | 0.665 | 0.665 | 0.665 | 0.665 | 0.665 | 0.665 | 0.665 | 0.665 | 0.665 | 0.665 | 0.665 | 0.665 | 0.665 | 0.665 | 0.665 | 0.665 | 0.665 | 0.665 | 0.665 | 0.665
Northern_California_Wind_159 | caiso-deliverability | Rocklin_Pleasant_Grove_HSN | Reliability_Capacity_In_Model_Year | System RA | Northern_California_Wind_159 | 0.665 | 0.665 | 0.665 | 0.665 | 0.665 | 0.665 | 0.665 | 0.665 | 0.665 | 0.665 | 0.665 | 0.665 | 0.665 | 0.665 | 0.665 | 0.665 | 0.665 | 0.665 | 0.665 | 0.665 | 0.665 | 0.665 | 0.665 | 0.665 | 0.665 | 0.665 | 0.665 | 0.665 | 0.665 | 0.665 | 0.665
Rocklin_Pleasant_Grove_group | caiso-deliverability | Rocklin_Pleasant_Grove_HSN | Operational_New_Capacity_MW | Rocklin_Pleasant_Grove_group |  | -1 | -1 | -1 | -1 | -1 | -1 | -1 | -1 | -1 | -1 | -1 | -1 | -1 | -1 | -1 | -1 | -1 | -1 | -1 | -1 | -1 | -1 | -1 | -1 | -1 | -1 | -1 | -1 | -1 | -1 | -1
Northern_California_Flow_Battery_35 | caiso-deliverability | Rocklin_Pleasant_Grove_offpeak | Operational_New_Capacity_MW | Northern_California_Flow_Battery_35 |  | -1 | -1 | -1 | -1 | -1 | -1 | -1 | -1 | -1 | -1 | -1 | -1 | -1 | -1 | -1 | -1 | -1 | -1 | -1 | -1 | -1 | -1 | -1 | -1 | -1 | -1 | -1 | -1 | -1 | -1 | -1
Northern_California_Flow_Battery_144 | caiso-deliverability | Rocklin_Pleasant_Grove_offpeak | Operational_New_Capacity_MW | Northern_California_Flow_Battery_144 |  | -1 | -1 | -1 | -1 | -1 | -1 | -1 | -1 | -1 | -1 | -1 | -1 | -1 | -1 | -1 | -1 | -1 | -1 | -1 | -1 | -1 | -1 | -1 | -1 | -1 | -1 | -1 | -1 | -1 | -1 | -1
Northern_California_Flow_Battery_149 | caiso-deliverability | Rocklin_Pleasant_Grove_offpeak | Operational_New_Capacity_MW | Northern_California_Flow_Battery_149 |  | -1 | -1 | -1 | -1 | -1 | -1 | -1 | -1 | -1 | -1 | -1 | -1 | -1 | -1 | -1 | -1 | -1 | -1 | -1 | -1 | -1 | -1 | -1 | -1 | -1 | -1 | -1 | -1 | -1 | -1 | -1
Northern_California_Flow_Battery_159 | caiso-deliverability | Rocklin_Pleasant_Grove_offpeak | Operational_New_Capacity_MW | Northern_California_Flow_Battery_159 |  | -1 | -1 | -1 | -1 | -1 | -1 | -1 | -1 | -1 | -1 | -1 | -1 | -1 | -1 | -1 | -1 | -1 | -1 | -1 | -1 | -1 | -1 | -1 | -1 | -1 | -1 | -1 | -1 | -1 | -1 | -1
Northern_California_Flow_Battery_172 | caiso-deliverability | Rocklin_Pleasant_Grove_offpeak | Operational_New_Capacity_MW | Northern_California_Flow_Battery_172 |  | -1 | -1 | -1 | -1 | -1 | -1 | -1 | -1 | -1 | -1 | -1 | -1 | -1 | -1 | -1 | -1 | -1 | -1 | -1 | -1 | -1 | -1 | -1 | -1 | -1 | -1 | -1 | -1 | -1 | -1 | -1
Northern_California_Flow_Battery_179 | caiso-deliverability | Rocklin_Pleasant_Grove_offpeak | Operational_New_Capacity_MW | Northern_California_Flow_Battery_179 |  | -1 | -1 | -1 | -1 | -1 | -1 | -1 | -1 | -1 | -1 | -1 | -1 | -1 | -1 | -1 | -1 | -1 | -1 | -1 | -1 | -1 | -1 | -1 | -1 | -1 | -1 | -1 | -1 | -1 | -1 | -1
Northern_California_Li_Battery_4hr_35 | caiso-deliverability | Rocklin_Pleasant_Grove_offpeak | Operational_New_Capacity_MW | Northern_California_Li_Battery_4hr_35 |  | -1 | -1 | -1 | -1 | -1 | -1 | -1 | -1 | -1 | -1 | -1 | -1 | -1 | -1 | -1 | -1 | -1 | -1 | -1 | -1 | -1 | -1 | -1 | -1 | -1 | -1 | -1 | -1 | -1 | -1 | -1
Northern_California_Li_Battery_4hr_144 | caiso-deliverability | Rocklin_Pleasant_Grove_offpeak | Operational_New_Capacity_MW | Northern_California_Li_Battery_4hr_144 |  | -1 | -1 | -1 | -1 | -1 | -1 | -1 | -1 | -1 | -1 | -1 | -1 | -1 | -1 | -1 | -1 | -1 | -1 | -1 | -1 | -1 | -1 | -1 | -1 | -1 | -1 | -1 | -1 | -1 | -1 | -1
Northern_California_Li_Battery_4hr_149 | caiso-deliverability | Rocklin_Pleasant_Grove_offpeak | Operational_New_Capacity_MW | Northern_California_Li_Battery_4hr_149 |  | -1 | -1 | -1 | -1 | -1 | -1 | -1 | -1 | -1 | -1 | -1 | -1 | -1 | -1 | -1 | -1 | -1 | -1 | -1 | -1 | -1 | -1 | -1 | -1 | -1 | -1 | -1 | -1 | -1 | -1 | -1
Northern_California_Li_Battery_4hr_159 | caiso-deliverability | Rocklin_Pleasant_Grove_offpeak | Operational_New_Capacity_MW | Northern_California_Li_Battery_4hr_159 |  | -1 | -1 | -1 | -1 | -1 | -1 | -1 | -1 | -1 | -1 | -1 | -1 | -1 | -1 | -1 | -1 | -1 | -1 | -1 | -1 | -1 | -1 | -1 | -1 | -1 | -1 | -1 | -1 | -1 | -1 | -1
Northern_California_Li_Battery_4hr_172 | caiso-deliverability | Rocklin_Pleasant_Grove_offpeak | Operational_New_Capacity_MW | Northern_California_Li_Battery_4hr_172 |  | -1 | -1 | -1 | -1 | -1 | -1 | -1 | -1 | -1 | -1 | -1 | -1 | -1 | -1 | -1 | -1 | -1 | -1 | -1 | -1 | -1 | -1 | -1 | -1 | -1 | -1 | -1 | -1 | -1 | -1 | -1
Northern_California_Li_Battery_4hr_179 | caiso-deliverability | Rocklin_Pleasant_Grove_offpeak | Operational_New_Capacity_MW | Northern_California_Li_Battery_4hr_179 |  | -1 | -1 | -1 | -1 | -1 | -1 | -1 | -1 | -1 | -1 | -1 | -1 | -1 | -1 | -1 | -1 | -1 | -1 | -1 | -1 | -1 | -1 | -1 | -1 | -1 | -1 | -1 | -1 | -1 | -1 | -1
Northern_California_Li_Battery_8hr_35 | caiso-deliverability | Rocklin_Pleasant_Grove_offpeak | Operational_New_Capacity_MW | Northern_California_Li_Battery_8hr_35 |  | -1 | -1 | -1 | -1 | -1 | -1 | -1 | -1 | -1 | -1 | -1 | -1 | -1 | -1 | -1 | -1 | -1 | -1 | -1 | -1 | -1 | -1 | -1 | -1 | -1 | -1 | -1 | -1 | -1 | -1 | -1
Northern_California_Li_Battery_8hr_144 | caiso-deliverability | Rocklin_Pleasant_Grove_offpeak | Operational_New_Capacity_MW | Northern_California_Li_Battery_8hr_144 |  | -1 | -1 | -1 | -1 | -1 | -1 | -1 | -1 | -1 | -1 | -1 | -1 | -1 | -1 | -1 | -1 | -1 | -1 | -1 | -1 | -1 | -1 | -1 | -1 | -1 | -1 | -1 | -1 | -1 | -1 | -1
Northern_California_Li_Battery_8hr_149 | caiso-deliverability | Rocklin_Pleasant_Grove_offpeak | Operational_New_Capacity_MW | Northern_California_Li_Battery_8hr_149 |  | -1 | -1 | -1 | -1 | -1 | -1 | -1 | -1 | -1 | -1 | -1 | -1 | -1 | -1 | -1 | -1 | -1 | -1 | -1 | -1 | -1 | -1 | -1 | -1 | -1 | -1 | -1 | -1 | -1 | -1 | -1
Northern_California_Li_Battery_8hr_159 | caiso-deliverability | Rocklin_Pleasant_Grove_offpeak | Operational_New_Capacity_MW | Northern_California_Li_Battery_8hr_159 |  | -1 | -1 | -1 | -1 | -1 | -1 | -1 | -1 | -1 | -1 | -1 | -1 | -1 | -1 | -1 | -1 | -1 | -1 | -1 | -1 | -1 | -1 | -1 | -1 | -1 | -1 | -1 | -1 | -1 | -1 | -1
Northern_California_Li_Battery_8hr_172 | caiso-deliverability | Rocklin_Pleasant_Grove_offpeak | Operational_New_Capacity_MW | Northern_California_Li_Battery_8hr_172 |  | -1 | -1 | -1 | -1 | -1 | -1 | -1 | -1 | -1 | -1 | -1 | -1 | -1 | -1 | -1 | -1 | -1 | -1 | -1 | -1 | -1 | -1 | -1 | -1 | -1 | -1 | -1 | -1 | -1 | -1 | -1
Northern_California_Li_Battery_8hr_179 | caiso-deliverability | Rocklin_Pleasant_Grove_offpeak | Operational_New_Capacity_MW | Northern_California_Li_Battery_8hr_179 |  | -1 | -1 | -1 | -1 | -1 | -1 | -1 | -1 | -1 | -1 | -1 | -1 | -1 | -1 | -1 | -1 | -1 | -1 | -1 | -1 | -1 | -1 | -1 | -1 | -1 | -1 | -1 | -1 | -1 | -1 | -1
Northern_California_Geothermal_35 | caiso-deliverability | Rocklin_Pleasant_Grove_offpeak | Operational_New_Capacity_MW | Northern_California_Geothermal_35 |  | 1 | 1 | 1 | 1 | 1 | 1 | 1 | 1 | 1 | 1 | 1 | 1 | 1 | 1 | 1 | 1 | 1 | 1 | 1 | 1 | 1 | 1 | 1 | 1 | 1 | 1 | 1 | 1 | 1 | 1 | 1
Northern_California_Solar_35 | caiso-deliverability | Rocklin_Pleasant_Grove_offpeak | Operational_New_Capacity_MW | Northern_California_Solar_35 |  | 0.68 | 0.68 | 0.68 | 0.68 | 0.68 | 0.68 | 0.68 | 0.68 | 0.68 | 0.68 | 0.68 | 0.68 | 0.68 | 0.68 | 0.68 | 0.68 | 0.68 | 0.68 | 0.68 | 0.68 | 0.68 | 0.68 | 0.68 | 0.68 | 0.68 | 0.68 | 0.68 | 0.68 | 0.68 | 0.68 | 0.68
Northern_California_Solar_144 | caiso-deliverability | Rocklin_Pleasant_Grove_offpeak | Operational_New_Capacity_MW | Northern_California_Solar_144 |  | 0.68 | 0.68 | 0.68 | 0.68 | 0.68 | 0.68 | 0.68 | 0.68 | 0.68 | 0.68 | 0.68 | 0.68 | 0.68 | 0.68 | 0.68 | 0.68 | 0.68 | 0.68 | 0.68 | 0.68 | 0.68 | 0.68 | 0.68 | 0.68 | 0.68 | 0.68 | 0.68 | 0.68 | 0.68 | 0.68 | 0.68
Northern_California_Solar_149 | caiso-deliverability | Rocklin_Pleasant_Grove_offpeak | Operational_New_Capacity_MW | Northern_California_Solar_149 |  | 0.68 | 0.68 | 0.68 | 0.68 | 0.68 | 0.68 | 0.68 | 0.68 | 0.68 | 0.68 | 0.68 | 0.68 | 0.68 | 0.68 | 0.68 | 0.68 | 0.68 | 0.68 | 0.68 | 0.68 | 0.68 | 0.68 | 0.68 | 0.68 | 0.68 | 0.68 | 0.68 | 0.68 | 0.68 | 0.68 | 0.68
Northern_California_Solar_159 | caiso-deliverability | Rocklin_Pleasant_Grove_offpeak | Operational_New_Capacity_MW | Northern_California_Solar_159 |  | 0.68 | 0.68 | 0.68 | 0.68 | 0.68 | 0.68 | 0.68 | 0.68 | 0.68 | 0.68 | 0.68 | 0.68 | 0.68 | 0.68 | 0.68 | 0.68 | 0.68 | 0.68 | 0.68 | 0.68 | 0.68 | 0.68 | 0.68 | 0.68 | 0.68 | 0.68 | 0.68 | 0.68 | 0.68 | 0.68 | 0.68
Northern_California_Solar_172 | caiso-deliverability | Rocklin_Pleasant_Grove_offpeak | Operational_New_Capacity_MW | Northern_California_Solar_172 |  | 0.68 | 0.68 | 0.68 | 0.68 | 0.68 | 0.68 | 0.68 | 0.68 | 0.68 | 0.68 | 0.68 | 0.68 | 0.68 | 0.68 | 0.68 | 0.68 | 0.68 | 0.68 | 0.68 | 0.68 | 0.68 | 0.68 | 0.68 | 0.68 | 0.68 | 0.68 | 0.68 | 0.68 | 0.68 | 0.68 | 0.68
Northern_California_Solar_179 | caiso-deliverability | Rocklin_Pleasant_Grove_offpeak | Operational_New_Capacity_MW | Northern_California_Solar_179 |  | 0.68 | 0.68 | 0.68 | 0.68 | 0.68 | 0.68 | 0.68 | 0.68 | 0.68 | 0.68 | 0.68 | 0.68 | 0.68 | 0.68 | 0.68 | 0.68 | 0.68 | 0.68 | 0.68 | 0.68 | 0.68 | 0.68 | 0.68 | 0.68 | 0.68 | 0.68 | 0.68 | 0.68 | 0.68 | 0.68 | 0.68
Northern_California_Wind_35 | caiso-deliverability | Rocklin_Pleasant_Grove_offpeak | Operational_New_Capacity_MW | Northern_California_Wind_35 |  | 0.63 | 0.63 | 0.63 | 0.63 | 0.63 | 0.63 | 0.63 | 0.63 | 0.63 | 0.63 | 0.63 | 0.63 | 0.63 | 0.63 | 0.63 | 0.63 | 0.63 | 0.63 | 0.63 | 0.63 | 0.63 | 0.63 | 0.63 | 0.63 | 0.63 | 0.63 | 0.63 | 0.63 | 0.63 | 0.63 | 0.63
Northern_California_Wind_159 | caiso-deliverability | Rocklin_Pleasant_Grove_offpeak | Operational_New_Capacity_MW | Northern_California_Wind_159 |  | 0.63 | 0.63 | 0.63 | 0.63 | 0.63 | 0.63 | 0.63 | 0.63 | 0.63 | 0.63 | 0.63 | 0.63 | 0.63 | 0.63 | 0.63 | 0.63 | 0.63 | 0.63 | 0.63 | 0.63 | 0.63 | 0.63 | 0.63 | 0.63 | 0.63 | 0.63 | 0.63 | 0.63 | 0.63 | 0.63 | 0.63
Rocklin_Pleasant_Grove_group | caiso-deliverability | Rocklin_Pleasant_Grove_offpeak | Operational_New_Capacity_MW | Rocklin_Pleasant_Grove_group |  | -1 | -1 | -1 | -1 | -1 | -1 | -1 | -1 | -1 | -1 | -1 | -1 | -1 | -1 | -1 | -1 | -1 | -1 | -1 | -1 | -1 | -1 | -1 | -1 | -1 | -1 | -1 | -1 | -1 | -1 | -1
Northern_California_Flow_Battery_35 | caiso-deliverability | Rocklin_Pleasant_Grove_SSN | Reliability_Capacity_In_Model_Year | System RA | Northern_California_Flow_Battery_35 | 0.5 | 0.5 | 0.5 | 0.5 | 0.5 | 0.5 | 0.5 | 0.5 | 0.5 | 0.5 | 0.5 | 0.5 | 0.5 | 0.5 | 0.5 | 0.5 | 0.5 | 0.5 | 0.5 | 0.5 | 0.5 | 0.5 | 0.5 | 0.5 | 0.5 | 0.5 | 0.5 | 0.5 | 0.5 | 0.5 | 0.5
Northern_California_Flow_Battery_144 | caiso-deliverability | Rocklin_Pleasant_Grove_SSN | Reliability_Capacity_In_Model_Year | System RA | Northern_California_Flow_Battery_144 | 0.5 | 0.5 | 0.5 | 0.5 | 0.5 | 0.5 | 0.5 | 0.5 | 0.5 | 0.5 | 0.5 | 0.5 | 0.5 | 0.5 | 0.5 | 0.5 | 0.5 | 0.5 | 0.5 | 0.5 | 0.5 | 0.5 | 0.5 | 0.5 | 0.5 | 0.5 | 0.5 | 0.5 | 0.5 | 0.5 | 0.5
Northern_California_Flow_Battery_149 | caiso-deliverability | Rocklin_Pleasant_Grove_SSN | Reliability_Capacity_In_Model_Year | System RA | Northern_California_Flow_Battery_149 | 0.5 | 0.5 | 0.5 | 0.5 | 0.5 | 0.5 | 0.5 | 0.5 | 0.5 | 0.5 | 0.5 | 0.5 | 0.5 | 0.5 | 0.5 | 0.5 | 0.5 | 0.5 | 0.5 | 0.5 | 0.5 | 0.5 | 0.5 | 0.5 | 0.5 | 0.5 | 0.5 | 0.5 | 0.5 | 0.5 | 0.5
Northern_California_Flow_Battery_159 | caiso-deliverability | Rocklin_Pleasant_Grove_SSN | Reliability_Capacity_In_Model_Year | System RA | Northern_California_Flow_Battery_159 | 0.5 | 0.5 | 0.5 | 0.5 | 0.5 | 0.5 | 0.5 | 0.5 | 0.5 | 0.5 | 0.5 | 0.5 | 0.5 | 0.5 | 0.5 | 0.5 | 0.5 | 0.5 | 0.5 | 0.5 | 0.5 | 0.5 | 0.5 | 0.5 | 0.5 | 0.5 | 0.5 | 0.5 | 0.5 | 0.5 | 0.5
Northern_California_Flow_Battery_172 | caiso-deliverability | Rocklin_Pleasant_Grove_SSN | Reliability_Capacity_In_Model_Year | System RA | Northern_California_Flow_Battery_172 | 0.5 | 0.5 | 0.5 | 0.5 | 0.5 | 0.5 | 0.5 | 0.5 | 0.5 | 0.5 | 0.5 | 0.5 | 0.5 | 0.5 | 0.5 | 0.5 | 0.5 | 0.5 | 0.5 | 0.5 | 0.5 | 0.5 | 0.5 | 0.5 | 0.5 | 0.5 | 0.5 | 0.5 | 0.5 | 0.5 | 0.5
Northern_California_Flow_Battery_179 | caiso-deliverability | Rocklin_Pleasant_Grove_SSN | Reliability_Capacity_In_Model_Year | System RA | Northern_California_Flow_Battery_179 | 0.5 | 0.5 | 0.5 | 0.5 | 0.5 | 0.5 | 0.5 | 0.5 | 0.5 | 0.5 | 0.5 | 0.5 | 0.5 | 0.5 | 0.5 | 0.5 | 0.5 | 0.5 | 0.5 | 0.5 | 0.5 | 0.5 | 0.5 | 0.5 | 0.5 | 0.5 | 0.5 | 0.5 | 0.5 | 0.5 | 0.5
Northern_California_Li_Battery_4hr_35 | caiso-deliverability | Rocklin_Pleasant_Grove_SSN | Reliability_Capacity_In_Model_Year | System RA | Northern_California_Li_Battery_4hr_35 | 0.5 | 0.5 | 0.5 | 0.5 | 0.5 | 0.5 | 0.5 | 0.5 | 0.5 | 0.5 | 0.5 | 0.5 | 0.5 | 0.5 | 0.5 | 0.5 | 0.5 | 0.5 | 0.5 | 0.5 | 0.5 | 0.5 | 0.5 | 0.5 | 0.5 | 0.5 | 0.5 | 0.5 | 0.5 | 0.5 | 0.5
Northern_California_Li_Battery_4hr_144 | caiso-deliverability | Rocklin_Pleasant_Grove_SSN | Reliability_Capacity_In_Model_Year | System RA | Northern_California_Li_Battery_4hr_144 | 0.5 | 0.5 | 0.5 | 0.5 | 0.5 | 0.5 | 0.5 | 0.5 | 0.5 | 0.5 | 0.5 | 0.5 | 0.5 | 0.5 | 0.5 | 0.5 | 0.5 | 0.5 | 0.5 | 0.5 | 0.5 | 0.5 | 0.5 | 0.5 | 0.5 | 0.5 | 0.5 | 0.5 | 0.5 | 0.5 | 0.5
Northern_California_Li_Battery_4hr_149 | caiso-deliverability | Rocklin_Pleasant_Grove_SSN | Reliability_Capacity_In_Model_Year | System RA | Northern_California_Li_Battery_4hr_149 | 0.5 | 0.5 | 0.5 | 0.5 | 0.5 | 0.5 | 0.5 | 0.5 | 0.5 | 0.5 | 0.5 | 0.5 | 0.5 | 0.5 | 0.5 | 0.5 | 0.5 | 0.5 | 0.5 | 0.5 | 0.5 | 0.5 | 0.5 | 0.5 | 0.5 | 0.5 | 0.5 | 0.5 | 0.5 | 0.5 | 0.5
Northern_California_Li_Battery_4hr_159 | caiso-deliverability | Rocklin_Pleasant_Grove_SSN | Reliability_Capacity_In_Model_Year | System RA | Northern_California_Li_Battery_4hr_159 | 0.5 | 0.5 | 0.5 | 0.5 | 0.5 | 0.5 | 0.5 | 0.5 | 0.5 | 0.5 | 0.5 | 0.5 | 0.5 | 0.5 | 0.5 | 0.5 | 0.5 | 0.5 | 0.5 | 0.5 | 0.5 | 0.5 | 0.5 | 0.5 | 0.5 | 0.5 | 0.5 | 0.5 | 0.5 | 0.5 | 0.5
Northern_California_Li_Battery_4hr_172 | caiso-deliverability | Rocklin_Pleasant_Grove_SSN | Reliability_Capacity_In_Model_Year | System RA | Northern_California_Li_Battery_4hr_172 | 0.5 | 0.5 | 0.5 | 0.5 | 0.5 | 0.5 | 0.5 | 0.5 | 0.5 | 0.5 | 0.5 | 0.5 | 0.5 | 0.5 | 0.5 | 0.5 | 0.5 | 0.5 | 0.5 | 0.5 | 0.5 | 0.5 | 0.5 | 0.5 | 0.5 | 0.5 | 0.5 | 0.5 | 0.5 | 0.5 | 0.5
Northern_California_Li_Battery_4hr_179 | caiso-deliverability | Rocklin_Pleasant_Grove_SSN | Reliability_Capacity_In_Model_Year | System RA | Northern_California_Li_Battery_4hr_179 | 0.5 | 0.5 | 0.5 | 0.5 | 0.5 | 0.5 | 0.5 | 0.5 | 0.5 | 0.5 | 0.5 | 0.5 | 0.5 | 0.5 | 0.5 | 0.5 | 0.5 | 0.5 | 0.5 | 0.5 | 0.5 | 0.5 | 0.5 | 0.5 | 0.5 | 0.5 | 0.5 | 0.5 | 0.5 | 0.5 | 0.5
Northern_California_Li_Battery_8hr_35 | caiso-deliverability | Rocklin_Pleasant_Grove_SSN | Reliability_Capacity_In_Model_Year | System RA | Northern_California_Li_Battery_8hr_35 | 0.5 | 0.5 | 0.5 | 0.5 | 0.5 | 0.5 | 0.5 | 0.5 | 0.5 | 0.5 | 0.5 | 0.5 | 0.5 | 0.5 | 0.5 | 0.5 | 0.5 | 0.5 | 0.5 | 0.5 | 0.5 | 0.5 | 0.5 | 0.5 | 0.5 | 0.5 | 0.5 | 0.5 | 0.5 | 0.5 | 0.5
Northern_California_Li_Battery_8hr_144 | caiso-deliverability | Rocklin_Pleasant_Grove_SSN | Reliability_Capacity_In_Model_Year | System RA | Northern_California_Li_Battery_8hr_144 | 0.5 | 0.5 | 0.5 | 0.5 | 0.5 | 0.5 | 0.5 | 0.5 | 0.5 | 0.5 | 0.5 | 0.5 | 0.5 | 0.5 | 0.5 | 0.5 | 0.5 | 0.5 | 0.5 | 0.5 | 0.5 | 0.5 | 0.5 | 0.5 | 0.5 | 0.5 | 0.5 | 0.5 | 0.5 | 0.5 | 0.5
Northern_California_Li_Battery_8hr_149 | caiso-deliverability | Rocklin_Pleasant_Grove_SSN | Reliability_Capacity_In_Model_Year | System RA | Northern_California_Li_Battery_8hr_149 | 0.5 | 0.5 | 0.5 | 0.5 | 0.5 | 0.5 | 0.5 | 0.5 | 0.5 | 0.5 | 0.5 | 0.5 | 0.5 | 0.5 | 0.5 | 0.5 | 0.5 | 0.5 | 0.5 | 0.5 | 0.5 | 0.5 | 0.5 | 0.5 | 0.5 | 0.5 | 0.5 | 0.5 | 0.5 | 0.5 | 0.5
Northern_California_Li_Battery_8hr_159 | caiso-deliverability | Rocklin_Pleasant_Grove_SSN | Reliability_Capacity_In_Model_Year | System RA | Northern_California_Li_Battery_8hr_159 | 0.5 | 0.5 | 0.5 | 0.5 | 0.5 | 0.5 | 0.5 | 0.5 | 0.5 | 0.5 | 0.5 | 0.5 | 0.5 | 0.5 | 0.5 | 0.5 | 0.5 | 0.5 | 0.5 | 0.5 | 0.5 | 0.5 | 0.5 | 0.5 | 0.5 | 0.5 | 0.5 | 0.5 | 0.5 | 0.5 | 0.5
Northern_California_Li_Battery_8hr_172 | caiso-deliverability | Rocklin_Pleasant_Grove_SSN | Reliability_Capacity_In_Model_Year | System RA | Northern_California_Li_Battery_8hr_172 | 0.5 | 0.5 | 0.5 | 0.5 | 0.5 | 0.5 | 0.5 | 0.5 | 0.5 | 0.5 | 0.5 | 0.5 | 0.5 | 0.5 | 0.5 | 0.5 | 0.5 | 0.5 | 0.5 | 0.5 | 0.5 | 0.5 | 0.5 | 0.5 | 0.5 | 0.5 | 0.5 | 0.5 | 0.5 | 0.5 | 0.5
Northern_California_Li_Battery_8hr_179 | caiso-deliverability | Rocklin_Pleasant_Grove_SSN | Reliability_Capacity_In_Model_Year | System RA | Northern_California_Li_Battery_8hr_179 | 0.5 | 0.5 | 0.5 | 0.5 | 0.5 | 0.5 | 0.5 | 0.5 | 0.5 | 0.5 | 0.5 | 0.5 | 0.5 | 0.5 | 0.5 | 0.5 | 0.5 | 0.5 | 0.5 | 0.5 | 0.5 | 0.5 | 0.5 | 0.5 | 0.5 | 0.5 | 0.5 | 0.5 | 0.5 | 0.5 | 0.5
Northern_California_Geothermal_35 | caiso-deliverability | Rocklin_Pleasant_Grove_SSN | Reliability_Capacity_In_Model_Year | System RA | Northern_California_Geothermal_35 | 1 | 1 | 1 | 1 | 1 | 1 | 1 | 1 | 1 | 1 | 1 | 1 | 1 | 1 | 1 | 1 | 1 | 1 | 1 | 1 | 1 | 1 | 1 | 1 | 1 | 1 | 1 | 1 | 1 | 1 | 1
Northern_California_Solar_35 | caiso-deliverability | Rocklin_Pleasant_Grove_SSN | Reliability_Capacity_In_Model_Year | System RA | Northern_California_Solar_35 | 0.556 | 0.556 | 0.556 | 0.556 | 0.556 | 0.556 | 0.556 | 0.556 | 0.556 | 0.556 | 0.556 | 0.556 | 0.556 | 0.556 | 0.556 | 0.556 | 0.556 | 0.556 | 0.556 | 0.556 | 0.556 | 0.556 | 0.556 | 0.556 | 0.556 | 0.556 | 0.556 | 0.556 | 0.556 | 0.556 | 0.556
Northern_California_Solar_144 | caiso-deliverability | Rocklin_Pleasant_Grove_SSN | Reliability_Capacity_In_Model_Year | System RA | Northern_California_Solar_144 | 0.556 | 0.556 | 0.556 | 0.556 | 0.556 | 0.556 | 0.556 | 0.556 | 0.556 | 0.556 | 0.556 | 0.556 | 0.556 | 0.556 | 0.556 | 0.556 | 0.556 | 0.556 | 0.556 | 0.556 | 0.556 | 0.556 | 0.556 | 0.556 | 0.556 | 0.556 | 0.556 | 0.556 | 0.556 | 0.556 | 0.556
Northern_California_Solar_149 | caiso-deliverability | Rocklin_Pleasant_Grove_SSN | Reliability_Capacity_In_Model_Year | System RA | Northern_California_Solar_149 | 0.556 | 0.556 | 0.556 | 0.556 | 0.556 | 0.556 | 0.556 | 0.556 | 0.556 | 0.556 | 0.556 | 0.556 | 0.556 | 0.556 | 0.556 | 0.556 | 0.556 | 0.556 | 0.556 | 0.556 | 0.556 | 0.556 | 0.556 | 0.556 | 0.556 | 0.556 | 0.556 | 0.556 | 0.556 | 0.556 | 0.556
Northern_California_Solar_159 | caiso-deliverability | Rocklin_Pleasant_Grove_SSN | Reliability_Capacity_In_Model_Year | System RA | Northern_California_Solar_159 | 0.556 | 0.556 | 0.556 | 0.556 | 0.556 | 0.556 | 0.556 | 0.556 | 0.556 | 0.556 | 0.556 | 0.556 | 0.556 | 0.556 | 0.556 | 0.556 | 0.556 | 0.556 | 0.556 | 0.556 | 0.556 | 0.556 | 0.556 | 0.556 | 0.556 | 0.556 | 0.556 | 0.556 | 0.556 | 0.556 | 0.556
Northern_California_Solar_172 | caiso-deliverability | Rocklin_Pleasant_Grove_SSN | Reliability_Capacity_In_Model_Year | System RA | Northern_California_Solar_172 | 0.556 | 0.556 | 0.556 | 0.556 | 0.556 | 0.556 | 0.556 | 0.556 | 0.556 | 0.556 | 0.556 | 0.556 | 0.556 | 0.556 | 0.556 | 0.556 | 0.556 | 0.556 | 0.556 | 0.556 | 0.556 | 0.556 | 0.556 | 0.556 | 0.556 | 0.556 | 0.556 | 0.556 | 0.556 | 0.556 | 0.556
Northern_California_Solar_179 | caiso-deliverability | Rocklin_Pleasant_Grove_SSN | Reliability_Capacity_In_Model_Year | System RA | Northern_California_Solar_179 | 0.556 | 0.556 | 0.556 | 0.556 | 0.556 | 0.556 | 0.556 | 0.556 | 0.556 | 0.556 | 0.556 | 0.556 | 0.556 | 0.556 | 0.556 | 0.556 | 0.556 | 0.556 | 0.556 | 0.556 | 0.556 | 0.556 | 0.556 | 0.556 | 0.556 | 0.556 | 0.556 | 0.556 | 0.556 | 0.556 | 0.556
Northern_California_Wind_35 | caiso-deliverability | Rocklin_Pleasant_Grove_SSN | Reliability_Capacity_In_Model_Year | System RA | Northern_California_Wind_35 | 0.163 | 0.163 | 0.163 | 0.163 | 0.163 | 0.163 | 0.163 | 0.163 | 0.163 | 0.163 | 0.163 | 0.163 | 0.163 | 0.163 | 0.163 | 0.163 | 0.163 | 0.163 | 0.163 | 0.163 | 0.163 | 0.163 | 0.163 | 0.163 | 0.163 | 0.163 | 0.163 | 0.163 | 0.163 | 0.163 | 0.163
Northern_California_Wind_159 | caiso-deliverability | Rocklin_Pleasant_Grove_SSN | Reliability_Capacity_In_Model_Year | System RA | Northern_California_Wind_159 | 0.163 | 0.163 | 0.163 | 0.163 | 0.163 | 0.163 | 0.163 | 0.163 | 0.163 | 0.163 | 0.163 | 0.163 | 0.163 | 0.163 | 0.163 | 0.163 | 0.163 | 0.163 | 0.163 | 0.163 | 0.163 | 0.163 | 0.163 | 0.163 | 0.163 | 0.163 | 0.163 | 0.163 | 0.163 | 0.163 | 0.163
Rocklin_Pleasant_Grove_group | caiso-deliverability | Rocklin_Pleasant_Grove_SSN | Operational_New_Capacity_MW | Rocklin_Pleasant_Grove_group |  | -1 | -1 | -1 | -1 | -1 | -1 | -1 | -1 | -1 | -1 | -1 | -1 | -1 | -1 | -1 | -1 | -1 | -1 | -1 | -1 | -1 | -1 | -1 | -1 | -1 | -1 | -1 | -1 | -1 | -1 | -1
Arizona_Solar_48 | caiso-deliverability | San_Luis_Rey_San_Onofre_HSN | Reliability_Capacity_In_Model_Year | System RA | Arizona_Solar_48 | 0.106 | 0.106 | 0.106 | 0.106 | 0.106 | 0.106 | 0.106 | 0.106 | 0.106 | 0.106 | 0.106 | 0.106 | 0.106 | 0.106 | 0.106 | 0.106 | 0.106 | 0.106 | 0.106 | 0.106 | 0.106 | 0.106 | 0.106 | 0.106 | 0.106 | 0.106 | 0.106 | 0.106 | 0.106 | 0.106 | 0.106
Arizona_Solar_90 | caiso-deliverability | San_Luis_Rey_San_Onofre_HSN | Reliability_Capacity_In_Model_Year | System RA | Arizona_Solar_90 | 0.106 | 0.106 | 0.106 | 0.106 | 0.106 | 0.106 | 0.106 | 0.106 | 0.106 | 0.106 | 0.106 | 0.106 | 0.106 | 0.106 | 0.106 | 0.106 | 0.106 | 0.106 | 0.106 | 0.106 | 0.106 | 0.106 | 0.106 | 0.106 | 0.106 | 0.106 | 0.106 | 0.106 | 0.106 | 0.106 | 0.106
Baja_California_Wind_133 | caiso-deliverability | San_Luis_Rey_San_Onofre_HSN | Reliability_Capacity_In_Model_Year | System RA | Baja_California_Wind_133 | 0.337 | 0.337 | 0.337 | 0.337 | 0.337 | 0.337 | 0.337 | 0.337 | 0.337 | 0.337 | 0.337 | 0.337 | 0.337 | 0.337 | 0.337 | 0.337 | 0.337 | 0.337 | 0.337 | 0.337 | 0.337 | 0.337 | 0.337 | 0.337 | 0.337 | 0.337 | 0.337 | 0.337 | 0.337 | 0.337 | 0.337
Arizona_Flow_Battery_48 | caiso-deliverability | San_Luis_Rey_San_Onofre_HSN | Reliability_Capacity_In_Model_Year | System RA | Arizona_Flow_Battery_48 | 1 | 1 | 1 | 1 | 1 | 1 | 1 | 1 | 1 | 1 | 1 | 1 | 1 | 1 | 1 | 1 | 1 | 1 | 1 | 1 | 1 | 1 | 1 | 1 | 1 | 1 | 1 | 1 | 1 | 1 | 1
Arizona_Flow_Battery_90 | caiso-deliverability | San_Luis_Rey_San_Onofre_HSN | Reliability_Capacity_In_Model_Year | System RA | Arizona_Flow_Battery_90 | 1 | 1 | 1 | 1 | 1 | 1 | 1 | 1 | 1 | 1 | 1 | 1 | 1 | 1 | 1 | 1 | 1 | 1 | 1 | 1 | 1 | 1 | 1 | 1 | 1 | 1 | 1 | 1 | 1 | 1 | 1
Greater_Imperial_Flow_Battery_107 | caiso-deliverability | San_Luis_Rey_San_Onofre_HSN | Reliability_Capacity_In_Model_Year | System RA | Greater_Imperial_Flow_Battery_107 | 1 | 1 | 1 | 1 | 1 | 1 | 1 | 1 | 1 | 1 | 1 | 1 | 1 | 1 | 1 | 1 | 1 | 1 | 1 | 1 | 1 | 1 | 1 | 1 | 1 | 1 | 1 | 1 | 1 | 1 | 1
Greater_Imperial_Flow_Battery_108 | caiso-deliverability | San_Luis_Rey_San_Onofre_HSN | Reliability_Capacity_In_Model_Year | System RA | Greater_Imperial_Flow_Battery_108 | 1 | 1 | 1 | 1 | 1 | 1 | 1 | 1 | 1 | 1 | 1 | 1 | 1 | 1 | 1 | 1 | 1 | 1 | 1 | 1 | 1 | 1 | 1 | 1 | 1 | 1 | 1 | 1 | 1 | 1 | 1
Greater_Imperial_Flow_Battery_133 | caiso-deliverability | San_Luis_Rey_San_Onofre_HSN | Reliability_Capacity_In_Model_Year | System RA | Greater_Imperial_Flow_Battery_133 | 1 | 1 | 1 | 1 | 1 | 1 | 1 | 1 | 1 | 1 | 1 | 1 | 1 | 1 | 1 | 1 | 1 | 1 | 1 | 1 | 1 | 1 | 1 | 1 | 1 | 1 | 1 | 1 | 1 | 1 | 1
Arizona_Li_Battery_4hr_48 | caiso-deliverability | San_Luis_Rey_San_Onofre_HSN | Reliability_Capacity_In_Model_Year | System RA | Arizona_Li_Battery_4hr_48 | 1 | 1 | 1 | 1 | 1 | 1 | 1 | 1 | 1 | 1 | 1 | 1 | 1 | 1 | 1 | 1 | 1 | 1 | 1 | 1 | 1 | 1 | 1 | 1 | 1 | 1 | 1 | 1 | 1 | 1 | 1
Arizona_Li_Battery_4hr_90 | caiso-deliverability | San_Luis_Rey_San_Onofre_HSN | Reliability_Capacity_In_Model_Year | System RA | Arizona_Li_Battery_4hr_90 | 1 | 1 | 1 | 1 | 1 | 1 | 1 | 1 | 1 | 1 | 1 | 1 | 1 | 1 | 1 | 1 | 1 | 1 | 1 | 1 | 1 | 1 | 1 | 1 | 1 | 1 | 1 | 1 | 1 | 1 | 1
Greater_Imperial_Li_Battery_4hr_107 | caiso-deliverability | San_Luis_Rey_San_Onofre_HSN | Reliability_Capacity_In_Model_Year | System RA | Greater_Imperial_Li_Battery_4hr_107 | 1 | 1 | 1 | 1 | 1 | 1 | 1 | 1 | 1 | 1 | 1 | 1 | 1 | 1 | 1 | 1 | 1 | 1 | 1 | 1 | 1 | 1 | 1 | 1 | 1 | 1 | 1 | 1 | 1 | 1 | 1
Greater_Imperial_Li_Battery_4hr_108 | caiso-deliverability | San_Luis_Rey_San_Onofre_HSN | Reliability_Capacity_In_Model_Year | System RA | Greater_Imperial_Li_Battery_4hr_108 | 1 | 1 | 1 | 1 | 1 | 1 | 1 | 1 | 1 | 1 | 1 | 1 | 1 | 1 | 1 | 1 | 1 | 1 | 1 | 1 | 1 | 1 | 1 | 1 | 1 | 1 | 1 | 1 | 1 | 1 | 1
Greater_Imperial_Li_Battery_4hr_133 | caiso-deliverability | San_Luis_Rey_San_Onofre_HSN | Reliability_Capacity_In_Model_Year | System RA | Greater_Imperial_Li_Battery_4hr_133 | 1 | 1 | 1 | 1 | 1 | 1 | 1 | 1 | 1 | 1 | 1 | 1 | 1 | 1 | 1 | 1 | 1 | 1 | 1 | 1 | 1 | 1 | 1 | 1 | 1 | 1 | 1 | 1 | 1 | 1 | 1
Arizona_Li_Battery_8hr_48 | caiso-deliverability | San_Luis_Rey_San_Onofre_HSN | Reliability_Capacity_In_Model_Year | System RA | Arizona_Li_Battery_8hr_48 | 1 | 1 | 1 | 1 | 1 | 1 | 1 | 1 | 1 | 1 | 1 | 1 | 1 | 1 | 1 | 1 | 1 | 1 | 1 | 1 | 1 | 1 | 1 | 1 | 1 | 1 | 1 | 1 | 1 | 1 | 1
Arizona_Li_Battery_8hr_90 | caiso-deliverability | San_Luis_Rey_San_Onofre_HSN | Reliability_Capacity_In_Model_Year | System RA | Arizona_Li_Battery_8hr_90 | 1 | 1 | 1 | 1 | 1 | 1 | 1 | 1 | 1 | 1 | 1 | 1 | 1 | 1 | 1 | 1 | 1 | 1 | 1 | 1 | 1 | 1 | 1 | 1 | 1 | 1 | 1 | 1 | 1 | 1 | 1
Greater_Imperial_Li_Battery_8hr_107 | caiso-deliverability | San_Luis_Rey_San_Onofre_HSN | Reliability_Capacity_In_Model_Year | System RA | Greater_Imperial_Li_Battery_8hr_107 | 1 | 1 | 1 | 1 | 1 | 1 | 1 | 1 | 1 | 1 | 1 | 1 | 1 | 1 | 1 | 1 | 1 | 1 | 1 | 1 | 1 | 1 | 1 | 1 | 1 | 1 | 1 | 1 | 1 | 1 | 1
Greater_Imperial_Li_Battery_8hr_108 | caiso-deliverability | San_Luis_Rey_San_Onofre_HSN | Reliability_Capacity_In_Model_Year | System RA | Greater_Imperial_Li_Battery_8hr_108 | 1 | 1 | 1 | 1 | 1 | 1 | 1 | 1 | 1 | 1 | 1 | 1 | 1 | 1 | 1 | 1 | 1 | 1 | 1 | 1 | 1 | 1 | 1 | 1 | 1 | 1 | 1 | 1 | 1 | 1 | 1
Greater_Imperial_Li_Battery_8hr_133 | caiso-deliverability | San_Luis_Rey_San_Onofre_HSN | Reliability_Capacity_In_Model_Year | System RA | Greater_Imperial_Li_Battery_8hr_133 | 1 | 1 | 1 | 1 | 1 | 1 | 1 | 1 | 1 | 1 | 1 | 1 | 1 | 1 | 1 | 1 | 1 | 1 | 1 | 1 | 1 | 1 | 1 | 1 | 1 | 1 | 1 | 1 | 1 | 1 | 1
Greater_Imperial_Solar_107 | caiso-deliverability | San_Luis_Rey_San_Onofre_HSN | Reliability_Capacity_In_Model_Year | System RA | Greater_Imperial_Solar_107 | 0.106 | 0.106 | 0.106 | 0.106 | 0.106 | 0.106 | 0.106 | 0.106 | 0.106 | 0.106 | 0.106 | 0.106 | 0.106 | 0.106 | 0.106 | 0.106 | 0.106 | 0.106 | 0.106 | 0.106 | 0.106 | 0.106 | 0.106 | 0.106 | 0.106 | 0.106 | 0.106 | 0.106 | 0.106 | 0.106 | 0.106
Greater_Imperial_Solar_108 | caiso-deliverability | San_Luis_Rey_San_Onofre_HSN | Reliability_Capacity_In_Model_Year | System RA | Greater_Imperial_Solar_108 | 0.106 | 0.106 | 0.106 | 0.106 | 0.106 | 0.106 | 0.106 | 0.106 | 0.106 | 0.106 | 0.106 | 0.106 | 0.106 | 0.106 | 0.106 | 0.106 | 0.106 | 0.106 | 0.106 | 0.106 | 0.106 | 0.106 | 0.106 | 0.106 | 0.106 | 0.106 | 0.106 | 0.106 | 0.106 | 0.106 | 0.106
Greater_Imperial_Solar_133 | caiso-deliverability | San_Luis_Rey_San_Onofre_HSN | Reliability_Capacity_In_Model_Year | System RA | Greater_Imperial_Solar_133 | 0.106 | 0.106 | 0.106 | 0.106 | 0.106 | 0.106 | 0.106 | 0.106 | 0.106 | 0.106 | 0.106 | 0.106 | 0.106 | 0.106 | 0.106 | 0.106 | 0.106 | 0.106 | 0.106 | 0.106 | 0.106 | 0.106 | 0.106 | 0.106 | 0.106 | 0.106 | 0.106 | 0.106 | 0.106 | 0.106 | 0.106
Greater_Imperial_Wind_108 | caiso-deliverability | San_Luis_Rey_San_Onofre_HSN | Reliability_Capacity_In_Model_Year | System RA | Greater_Imperial_Wind_108 | 0.557 | 0.557 | 0.557 | 0.557 | 0.557 | 0.557 | 0.557 | 0.557 | 0.557 | 0.557 | 0.557 | 0.557 | 0.557 | 0.557 | 0.557 | 0.557 | 0.557 | 0.557 | 0.557 | 0.557 | 0.557 | 0.557 | 0.557 | 0.557 | 0.557 | 0.557 | 0.557 | 0.557 | 0.557 | 0.557 | 0.557
San_Luis_Rey_San_Onofre_group | caiso-deliverability | San_Luis_Rey_San_Onofre_HSN | Operational_New_Capacity_MW | San_Luis_Rey_San_Onofre_group |  | -1 | -1 | -1 | -1 | -1 | -1 | -1 | -1 | -1 | -1 | -1 | -1 | -1 | -1 | -1 | -1 | -1 | -1 | -1 | -1 | -1 | -1 | -1 | -1 | -1 | -1 | -1 | -1 | -1 | -1 | -1
Arizona_Solar_48 | caiso-deliverability | San_Luis_Rey_San_Onofre_offpeak | Operational_New_Capacity_MW | Arizona_Solar_48 |  | 0.77 | 0.77 | 0.77 | 0.77 | 0.77 | 0.77 | 0.77 | 0.77 | 0.77 | 0.77 | 0.77 | 0.77 | 0.77 | 0.77 | 0.77 | 0.77 | 0.77 | 0.77 | 0.77 | 0.77 | 0.77 | 0.77 | 0.77 | 0.77 | 0.77 | 0.77 | 0.77 | 0.77 | 0.77 | 0.77 | 0.77
Arizona_Solar_90 | caiso-deliverability | San_Luis_Rey_San_Onofre_offpeak | Operational_New_Capacity_MW | Arizona_Solar_90 |  | 0.77 | 0.77 | 0.77 | 0.77 | 0.77 | 0.77 | 0.77 | 0.77 | 0.77 | 0.77 | 0.77 | 0.77 | 0.77 | 0.77 | 0.77 | 0.77 | 0.77 | 0.77 | 0.77 | 0.77 | 0.77 | 0.77 | 0.77 | 0.77 | 0.77 | 0.77 | 0.77 | 0.77 | 0.77 | 0.77 | 0.77
Baja_California_Wind_133 | caiso-deliverability | San_Luis_Rey_San_Onofre_offpeak | Operational_New_Capacity_MW | Baja_California_Wind_133 |  | 0.44 | 0.44 | 0.44 | 0.44 | 0.44 | 0.44 | 0.44 | 0.44 | 0.44 | 0.44 | 0.44 | 0.44 | 0.44 | 0.44 | 0.44 | 0.44 | 0.44 | 0.44 | 0.44 | 0.44 | 0.44 | 0.44 | 0.44 | 0.44 | 0.44 | 0.44 | 0.44 | 0.44 | 0.44 | 0.44 | 0.44
Arizona_Flow_Battery_48 | caiso-deliverability | San_Luis_Rey_San_Onofre_offpeak | Operational_New_Capacity_MW | Arizona_Flow_Battery_48 |  | -1 | -1 | -1 | -1 | -1 | -1 | -1 | -1 | -1 | -1 | -1 | -1 | -1 | -1 | -1 | -1 | -1 | -1 | -1 | -1 | -1 | -1 | -1 | -1 | -1 | -1 | -1 | -1 | -1 | -1 | -1
Arizona_Flow_Battery_90 | caiso-deliverability | San_Luis_Rey_San_Onofre_offpeak | Operational_New_Capacity_MW | Arizona_Flow_Battery_90 |  | -1 | -1 | -1 | -1 | -1 | -1 | -1 | -1 | -1 | -1 | -1 | -1 | -1 | -1 | -1 | -1 | -1 | -1 | -1 | -1 | -1 | -1 | -1 | -1 | -1 | -1 | -1 | -1 | -1 | -1 | -1
Greater_Imperial_Flow_Battery_107 | caiso-deliverability | San_Luis_Rey_San_Onofre_offpeak | Operational_New_Capacity_MW | Greater_Imperial_Flow_Battery_107 |  | -1 | -1 | -1 | -1 | -1 | -1 | -1 | -1 | -1 | -1 | -1 | -1 | -1 | -1 | -1 | -1 | -1 | -1 | -1 | -1 | -1 | -1 | -1 | -1 | -1 | -1 | -1 | -1 | -1 | -1 | -1
Greater_Imperial_Flow_Battery_108 | caiso-deliverability | San_Luis_Rey_San_Onofre_offpeak | Operational_New_Capacity_MW | Greater_Imperial_Flow_Battery_108 |  | -1 | -1 | -1 | -1 | -1 | -1 | -1 | -1 | -1 | -1 | -1 | -1 | -1 | -1 | -1 | -1 | -1 | -1 | -1 | -1 | -1 | -1 | -1 | -1 | -1 | -1 | -1 | -1 | -1 | -1 | -1
Greater_Imperial_Flow_Battery_133 | caiso-deliverability | San_Luis_Rey_San_Onofre_offpeak | Operational_New_Capacity_MW | Greater_Imperial_Flow_Battery_133 |  | -1 | -1 | -1 | -1 | -1 | -1 | -1 | -1 | -1 | -1 | -1 | -1 | -1 | -1 | -1 | -1 | -1 | -1 | -1 | -1 | -1 | -1 | -1 | -1 | -1 | -1 | -1 | -1 | -1 | -1 | -1
Arizona_Li_Battery_4hr_48 | caiso-deliverability | San_Luis_Rey_San_Onofre_offpeak | Operational_New_Capacity_MW | Arizona_Li_Battery_4hr_48 |  | -1 | -1 | -1 | -1 | -1 | -1 | -1 | -1 | -1 | -1 | -1 | -1 | -1 | -1 | -1 | -1 | -1 | -1 | -1 | -1 | -1 | -1 | -1 | -1 | -1 | -1 | -1 | -1 | -1 | -1 | -1
Arizona_Li_Battery_4hr_90 | caiso-deliverability | San_Luis_Rey_San_Onofre_offpeak | Operational_New_Capacity_MW | Arizona_Li_Battery_4hr_90 |  | -1 | -1 | -1 | -1 | -1 | -1 | -1 | -1 | -1 | -1 | -1 | -1 | -1 | -1 | -1 | -1 | -1 | -1 | -1 | -1 | -1 | -1 | -1 | -1 | -1 | -1 | -1 | -1 | -1 | -1 | -1
Greater_Imperial_Li_Battery_4hr_107 | caiso-deliverability | San_Luis_Rey_San_Onofre_offpeak | Operational_New_Capacity_MW | Greater_Imperial_Li_Battery_4hr_107 |  | -1 | -1 | -1 | -1 | -1 | -1 | -1 | -1 | -1 | -1 | -1 | -1 | -1 | -1 | -1 | -1 | -1 | -1 | -1 | -1 | -1 | -1 | -1 | -1 | -1 | -1 | -1 | -1 | -1 | -1 | -1
Greater_Imperial_Li_Battery_4hr_108 | caiso-deliverability | San_Luis_Rey_San_Onofre_offpeak | Operational_New_Capacity_MW | Greater_Imperial_Li_Battery_4hr_108 |  | -1 | -1 | -1 | -1 | -1 | -1 | -1 | -1 | -1 | -1 | -1 | -1 | -1 | -1 | -1 | -1 | -1 | -1 | -1 | -1 | -1 | -1 | -1 | -1 | -1 | -1 | -1 | -1 | -1 | -1 | -1
Greater_Imperial_Li_Battery_4hr_133 | caiso-deliverability | San_Luis_Rey_San_Onofre_offpeak | Operational_New_Capacity_MW | Greater_Imperial_Li_Battery_4hr_133 |  | -1 | -1 | -1 | -1 | -1 | -1 | -1 | -1 | -1 | -1 | -1 | -1 | -1 | -1 | -1 | -1 | -1 | -1 | -1 | -1 | -1 | -1 | -1 | -1 | -1 | -1 | -1 | -1 | -1 | -1 | -1
Arizona_Li_Battery_8hr_48 | caiso-deliverability | San_Luis_Rey_San_Onofre_offpeak | Operational_New_Capacity_MW | Arizona_Li_Battery_8hr_48 |  | -1 | -1 | -1 | -1 | -1 | -1 | -1 | -1 | -1 | -1 | -1 | -1 | -1 | -1 | -1 | -1 | -1 | -1 | -1 | -1 | -1 | -1 | -1 | -1 | -1 | -1 | -1 | -1 | -1 | -1 | -1
Arizona_Li_Battery_8hr_90 | caiso-deliverability | San_Luis_Rey_San_Onofre_offpeak | Operational_New_Capacity_MW | Arizona_Li_Battery_8hr_90 |  | -1 | -1 | -1 | -1 | -1 | -1 | -1 | -1 | -1 | -1 | -1 | -1 | -1 | -1 | -1 | -1 | -1 | -1 | -1 | -1 | -1 | -1 | -1 | -1 | -1 | -1 | -1 | -1 | -1 | -1 | -1
Greater_Imperial_Li_Battery_8hr_107 | caiso-deliverability | San_Luis_Rey_San_Onofre_offpeak | Operational_New_Capacity_MW | Greater_Imperial_Li_Battery_8hr_107 |  | -1 | -1 | -1 | -1 | -1 | -1 | -1 | -1 | -1 | -1 | -1 | -1 | -1 | -1 | -1 | -1 | -1 | -1 | -1 | -1 | -1 | -1 | -1 | -1 | -1 | -1 | -1 | -1 | -1 | -1 | -1
Greater_Imperial_Li_Battery_8hr_108 | caiso-deliverability | San_Luis_Rey_San_Onofre_offpeak | Operational_New_Capacity_MW | Greater_Imperial_Li_Battery_8hr_108 |  | -1 | -1 | -1 | -1 | -1 | -1 | -1 | -1 | -1 | -1 | -1 | -1 | -1 | -1 | -1 | -1 | -1 | -1 | -1 | -1 | -1 | -1 | -1 | -1 | -1 | -1 | -1 | -1 | -1 | -1 | -1
Greater_Imperial_Li_Battery_8hr_133 | caiso-deliverability | San_Luis_Rey_San_Onofre_offpeak | Operational_New_Capacity_MW | Greater_Imperial_Li_Battery_8hr_133 |  | -1 | -1 | -1 | -1 | -1 | -1 | -1 | -1 | -1 | -1 | -1 | -1 | -1 | -1 | -1 | -1 | -1 | -1 | -1 | -1 | -1 | -1 | -1 | -1 | -1 | -1 | -1 | -1 | -1 | -1 | -1
Greater_Imperial_Solar_107 | caiso-deliverability | San_Luis_Rey_San_Onofre_offpeak | Operational_New_Capacity_MW | Greater_Imperial_Solar_107 |  | 0.77 | 0.77 | 0.77 | 0.77 | 0.77 | 0.77 | 0.77 | 0.77 | 0.77 | 0.77 | 0.77 | 0.77 | 0.77 | 0.77 | 0.77 | 0.77 | 0.77 | 0.77 | 0.77 | 0.77 | 0.77 | 0.77 | 0.77 | 0.77 | 0.77 | 0.77 | 0.77 | 0.77 | 0.77 | 0.77 | 0.77
Greater_Imperial_Solar_108 | caiso-deliverability | San_Luis_Rey_San_Onofre_offpeak | Operational_New_Capacity_MW | Greater_Imperial_Solar_108 |  | 0.77 | 0.77 | 0.77 | 0.77 | 0.77 | 0.77 | 0.77 | 0.77 | 0.77 | 0.77 | 0.77 | 0.77 | 0.77 | 0.77 | 0.77 | 0.77 | 0.77 | 0.77 | 0.77 | 0.77 | 0.77 | 0.77 | 0.77 | 0.77 | 0.77 | 0.77 | 0.77 | 0.77 | 0.77 | 0.77 | 0.77
Greater_Imperial_Solar_133 | caiso-deliverability | San_Luis_Rey_San_Onofre_offpeak | Operational_New_Capacity_MW | Greater_Imperial_Solar_133 |  | 0.77 | 0.77 | 0.77 | 0.77 | 0.77 | 0.77 | 0.77 | 0.77 | 0.77 | 0.77 | 0.77 | 0.77 | 0.77 | 0.77 | 0.77 | 0.77 | 0.77 | 0.77 | 0.77 | 0.77 | 0.77 | 0.77 | 0.77 | 0.77 | 0.77 | 0.77 | 0.77 | 0.77 | 0.77 | 0.77 | 0.77
Greater_Imperial_Wind_108 | caiso-deliverability | San_Luis_Rey_San_Onofre_offpeak | Operational_New_Capacity_MW | Greater_Imperial_Wind_108 |  | 0.44 | 0.44 | 0.44 | 0.44 | 0.44 | 0.44 | 0.44 | 0.44 | 0.44 | 0.44 | 0.44 | 0.44 | 0.44 | 0.44 | 0.44 | 0.44 | 0.44 | 0.44 | 0.44 | 0.44 | 0.44 | 0.44 | 0.44 | 0.44 | 0.44 | 0.44 | 0.44 | 0.44 | 0.44 | 0.44 | 0.44
San_Luis_Rey_San_Onofre_group | caiso-deliverability | San_Luis_Rey_San_Onofre_offpeak | Operational_New_Capacity_MW | San_Luis_Rey_San_Onofre_group |  | -1.2384 | -1.2384 | -1.2384 | -1.2384 | -1.2384 | -1.2384 | -1.2384 | -1.2384 | -1.2384 | -1.2384 | -1.2384 | -1.2384 | -1.2384 | -1.2384 | -1.2384 | -1.2384 | -1.2384 | -1.2384 | -1.2384 | -1.2384 | -1.2384 | -1.2384 | -1.2384 | -1.2384 | -1.2384 | -1.2384 | -1.2384 | -1.2384 | -1.2384 | -1.2384 | -1.2384
Arizona_Solar_48 | caiso-deliverability | San_Luis_Rey_San_Onofre_SSN | Reliability_Capacity_In_Model_Year | System RA | Arizona_Solar_48 | 0.427 | 0.427 | 0.427 | 0.427 | 0.427 | 0.427 | 0.427 | 0.427 | 0.427 | 0.427 | 0.427 | 0.427 | 0.427 | 0.427 | 0.427 | 0.427 | 0.427 | 0.427 | 0.427 | 0.427 | 0.427 | 0.427 | 0.427 | 0.427 | 0.427 | 0.427 | 0.427 | 0.427 | 0.427 | 0.427 | 0.427
Arizona_Solar_90 | caiso-deliverability | San_Luis_Rey_San_Onofre_SSN | Reliability_Capacity_In_Model_Year | System RA | Arizona_Solar_90 | 0.427 | 0.427 | 0.427 | 0.427 | 0.427 | 0.427 | 0.427 | 0.427 | 0.427 | 0.427 | 0.427 | 0.427 | 0.427 | 0.427 | 0.427 | 0.427 | 0.427 | 0.427 | 0.427 | 0.427 | 0.427 | 0.427 | 0.427 | 0.427 | 0.427 | 0.427 | 0.427 | 0.427 | 0.427 | 0.427 | 0.427
Baja_California_Wind_133 | caiso-deliverability | San_Luis_Rey_San_Onofre_SSN | Reliability_Capacity_In_Model_Year | System RA | Baja_California_Wind_133 | 0.112 | 0.112 | 0.112 | 0.112 | 0.112 | 0.112 | 0.112 | 0.112 | 0.112 | 0.112 | 0.112 | 0.112 | 0.112 | 0.112 | 0.112 | 0.112 | 0.112 | 0.112 | 0.112 | 0.112 | 0.112 | 0.112 | 0.112 | 0.112 | 0.112 | 0.112 | 0.112 | 0.112 | 0.112 | 0.112 | 0.112
Arizona_Flow_Battery_48 | caiso-deliverability | San_Luis_Rey_San_Onofre_SSN | Reliability_Capacity_In_Model_Year | System RA | Arizona_Flow_Battery_48 | 0.5 | 0.5 | 0.5 | 0.5 | 0.5 | 0.5 | 0.5 | 0.5 | 0.5 | 0.5 | 0.5 | 0.5 | 0.5 | 0.5 | 0.5 | 0.5 | 0.5 | 0.5 | 0.5 | 0.5 | 0.5 | 0.5 | 0.5 | 0.5 | 0.5 | 0.5 | 0.5 | 0.5 | 0.5 | 0.5 | 0.5
Arizona_Flow_Battery_90 | caiso-deliverability | San_Luis_Rey_San_Onofre_SSN | Reliability_Capacity_In_Model_Year | System RA | Arizona_Flow_Battery_90 | 0.5 | 0.5 | 0.5 | 0.5 | 0.5 | 0.5 | 0.5 | 0.5 | 0.5 | 0.5 | 0.5 | 0.5 | 0.5 | 0.5 | 0.5 | 0.5 | 0.5 | 0.5 | 0.5 | 0.5 | 0.5 | 0.5 | 0.5 | 0.5 | 0.5 | 0.5 | 0.5 | 0.5 | 0.5 | 0.5 | 0.5
Greater_Imperial_Flow_Battery_107 | caiso-deliverability | San_Luis_Rey_San_Onofre_SSN | Reliability_Capacity_In_Model_Year | System RA | Greater_Imperial_Flow_Battery_107 | 0.5 | 0.5 | 0.5 | 0.5 | 0.5 | 0.5 | 0.5 | 0.5 | 0.5 | 0.5 | 0.5 | 0.5 | 0.5 | 0.5 | 0.5 | 0.5 | 0.5 | 0.5 | 0.5 | 0.5 | 0.5 | 0.5 | 0.5 | 0.5 | 0.5 | 0.5 | 0.5 | 0.5 | 0.5 | 0.5 | 0.5
Greater_Imperial_Flow_Battery_108 | caiso-deliverability | San_Luis_Rey_San_Onofre_SSN | Reliability_Capacity_In_Model_Year | System RA | Greater_Imperial_Flow_Battery_108 | 0.5 | 0.5 | 0.5 | 0.5 | 0.5 | 0.5 | 0.5 | 0.5 | 0.5 | 0.5 | 0.5 | 0.5 | 0.5 | 0.5 | 0.5 | 0.5 | 0.5 | 0.5 | 0.5 | 0.5 | 0.5 | 0.5 | 0.5 | 0.5 | 0.5 | 0.5 | 0.5 | 0.5 | 0.5 | 0.5 | 0.5
Greater_Imperial_Flow_Battery_133 | caiso-deliverability | San_Luis_Rey_San_Onofre_SSN | Reliability_Capacity_In_Model_Year | System RA | Greater_Imperial_Flow_Battery_133 | 0.5 | 0.5 | 0.5 | 0.5 | 0.5 | 0.5 | 0.5 | 0.5 | 0.5 | 0.5 | 0.5 | 0.5 | 0.5 | 0.5 | 0.5 | 0.5 | 0.5 | 0.5 | 0.5 | 0.5 | 0.5 | 0.5 | 0.5 | 0.5 | 0.5 | 0.5 | 0.5 | 0.5 | 0.5 | 0.5 | 0.5
Arizona_Li_Battery_4hr_48 | caiso-deliverability | San_Luis_Rey_San_Onofre_SSN | Reliability_Capacity_In_Model_Year | System RA | Arizona_Li_Battery_4hr_48 | 0.5 | 0.5 | 0.5 | 0.5 | 0.5 | 0.5 | 0.5 | 0.5 | 0.5 | 0.5 | 0.5 | 0.5 | 0.5 | 0.5 | 0.5 | 0.5 | 0.5 | 0.5 | 0.5 | 0.5 | 0.5 | 0.5 | 0.5 | 0.5 | 0.5 | 0.5 | 0.5 | 0.5 | 0.5 | 0.5 | 0.5
Arizona_Li_Battery_4hr_90 | caiso-deliverability | San_Luis_Rey_San_Onofre_SSN | Reliability_Capacity_In_Model_Year | System RA | Arizona_Li_Battery_4hr_90 | 0.5 | 0.5 | 0.5 | 0.5 | 0.5 | 0.5 | 0.5 | 0.5 | 0.5 | 0.5 | 0.5 | 0.5 | 0.5 | 0.5 | 0.5 | 0.5 | 0.5 | 0.5 | 0.5 | 0.5 | 0.5 | 0.5 | 0.5 | 0.5 | 0.5 | 0.5 | 0.5 | 0.5 | 0.5 | 0.5 | 0.5
Greater_Imperial_Li_Battery_4hr_107 | caiso-deliverability | San_Luis_Rey_San_Onofre_SSN | Reliability_Capacity_In_Model_Year | System RA | Greater_Imperial_Li_Battery_4hr_107 | 0.5 | 0.5 | 0.5 | 0.5 | 0.5 | 0.5 | 0.5 | 0.5 | 0.5 | 0.5 | 0.5 | 0.5 | 0.5 | 0.5 | 0.5 | 0.5 | 0.5 | 0.5 | 0.5 | 0.5 | 0.5 | 0.5 | 0.5 | 0.5 | 0.5 | 0.5 | 0.5 | 0.5 | 0.5 | 0.5 | 0.5
Greater_Imperial_Li_Battery_4hr_108 | caiso-deliverability | San_Luis_Rey_San_Onofre_SSN | Reliability_Capacity_In_Model_Year | System RA | Greater_Imperial_Li_Battery_4hr_108 | 0.5 | 0.5 | 0.5 | 0.5 | 0.5 | 0.5 | 0.5 | 0.5 | 0.5 | 0.5 | 0.5 | 0.5 | 0.5 | 0.5 | 0.5 | 0.5 | 0.5 | 0.5 | 0.5 | 0.5 | 0.5 | 0.5 | 0.5 | 0.5 | 0.5 | 0.5 | 0.5 | 0.5 | 0.5 | 0.5 | 0.5
Greater_Imperial_Li_Battery_4hr_133 | caiso-deliverability | San_Luis_Rey_San_Onofre_SSN | Reliability_Capacity_In_Model_Year | System RA | Greater_Imperial_Li_Battery_4hr_133 | 0.5 | 0.5 | 0.5 | 0.5 | 0.5 | 0.5 | 0.5 | 0.5 | 0.5 | 0.5 | 0.5 | 0.5 | 0.5 | 0.5 | 0.5 | 0.5 | 0.5 | 0.5 | 0.5 | 0.5 | 0.5 | 0.5 | 0.5 | 0.5 | 0.5 | 0.5 | 0.5 | 0.5 | 0.5 | 0.5 | 0.5
Arizona_Li_Battery_8hr_48 | caiso-deliverability | San_Luis_Rey_San_Onofre_SSN | Reliability_Capacity_In_Model_Year | System RA | Arizona_Li_Battery_8hr_48 | 0.5 | 0.5 | 0.5 | 0.5 | 0.5 | 0.5 | 0.5 | 0.5 | 0.5 | 0.5 | 0.5 | 0.5 | 0.5 | 0.5 | 0.5 | 0.5 | 0.5 | 0.5 | 0.5 | 0.5 | 0.5 | 0.5 | 0.5 | 0.5 | 0.5 | 0.5 | 0.5 | 0.5 | 0.5 | 0.5 | 0.5
Arizona_Li_Battery_8hr_90 | caiso-deliverability | San_Luis_Rey_San_Onofre_SSN | Reliability_Capacity_In_Model_Year | System RA | Arizona_Li_Battery_8hr_90 | 0.5 | 0.5 | 0.5 | 0.5 | 0.5 | 0.5 | 0.5 | 0.5 | 0.5 | 0.5 | 0.5 | 0.5 | 0.5 | 0.5 | 0.5 | 0.5 | 0.5 | 0.5 | 0.5 | 0.5 | 0.5 | 0.5 | 0.5 | 0.5 | 0.5 | 0.5 | 0.5 | 0.5 | 0.5 | 0.5 | 0.5
Greater_Imperial_Li_Battery_8hr_107 | caiso-deliverability | San_Luis_Rey_San_Onofre_SSN | Reliability_Capacity_In_Model_Year | System RA | Greater_Imperial_Li_Battery_8hr_107 | 0.5 | 0.5 | 0.5 | 0.5 | 0.5 | 0.5 | 0.5 | 0.5 | 0.5 | 0.5 | 0.5 | 0.5 | 0.5 | 0.5 | 0.5 | 0.5 | 0.5 | 0.5 | 0.5 | 0.5 | 0.5 | 0.5 | 0.5 | 0.5 | 0.5 | 0.5 | 0.5 | 0.5 | 0.5 | 0.5 | 0.5
Greater_Imperial_Li_Battery_8hr_108 | caiso-deliverability | San_Luis_Rey_San_Onofre_SSN | Reliability_Capacity_In_Model_Year | System RA | Greater_Imperial_Li_Battery_8hr_108 | 0.5 | 0.5 | 0.5 | 0.5 | 0.5 | 0.5 | 0.5 | 0.5 | 0.5 | 0.5 | 0.5 | 0.5 | 0.5 | 0.5 | 0.5 | 0.5 | 0.5 | 0.5 | 0.5 | 0.5 | 0.5 | 0.5 | 0.5 | 0.5 | 0.5 | 0.5 | 0.5 | 0.5 | 0.5 | 0.5 | 0.5
Greater_Imperial_Li_Battery_8hr_133 | caiso-deliverability | San_Luis_Rey_San_Onofre_SSN | Reliability_Capacity_In_Model_Year | System RA | Greater_Imperial_Li_Battery_8hr_133 | 0.5 | 0.5 | 0.5 | 0.5 | 0.5 | 0.5 | 0.5 | 0.5 | 0.5 | 0.5 | 0.5 | 0.5 | 0.5 | 0.5 | 0.5 | 0.5 | 0.5 | 0.5 | 0.5 | 0.5 | 0.5 | 0.5 | 0.5 | 0.5 | 0.5 | 0.5 | 0.5 | 0.5 | 0.5 | 0.5 | 0.5
Greater_Imperial_Solar_107 | caiso-deliverability | San_Luis_Rey_San_Onofre_SSN | Reliability_Capacity_In_Model_Year | System RA | Greater_Imperial_Solar_107 | 0.427 | 0.427 | 0.427 | 0.427 | 0.427 | 0.427 | 0.427 | 0.427 | 0.427 | 0.427 | 0.427 | 0.427 | 0.427 | 0.427 | 0.427 | 0.427 | 0.427 | 0.427 | 0.427 | 0.427 | 0.427 | 0.427 | 0.427 | 0.427 | 0.427 | 0.427 | 0.427 | 0.427 | 0.427 | 0.427 | 0.427
Greater_Imperial_Solar_108 | caiso-deliverability | San_Luis_Rey_San_Onofre_SSN | Reliability_Capacity_In_Model_Year | System RA | Greater_Imperial_Solar_108 | 0.427 | 0.427 | 0.427 | 0.427 | 0.427 | 0.427 | 0.427 | 0.427 | 0.427 | 0.427 | 0.427 | 0.427 | 0.427 | 0.427 | 0.427 | 0.427 | 0.427 | 0.427 | 0.427 | 0.427 | 0.427 | 0.427 | 0.427 | 0.427 | 0.427 | 0.427 | 0.427 | 0.427 | 0.427 | 0.427 | 0.427
Greater_Imperial_Solar_133 | caiso-deliverability | San_Luis_Rey_San_Onofre_SSN | Reliability_Capacity_In_Model_Year | System RA | Greater_Imperial_Solar_133 | 0.427 | 0.427 | 0.427 | 0.427 | 0.427 | 0.427 | 0.427 | 0.427 | 0.427 | 0.427 | 0.427 | 0.427 | 0.427 | 0.427 | 0.427 | 0.427 | 0.427 | 0.427 | 0.427 | 0.427 | 0.427 | 0.427 | 0.427 | 0.427 | 0.427 | 0.427 | 0.427 | 0.427 | 0.427 | 0.427 | 0.427
Greater_Imperial_Wind_108 | caiso-deliverability | San_Luis_Rey_San_Onofre_SSN | Reliability_Capacity_In_Model_Year | System RA | Greater_Imperial_Wind_108 | 0.208 | 0.208 | 0.208 | 0.208 | 0.208 | 0.208 | 0.208 | 0.208 | 0.208 | 0.208 | 0.208 | 0.208 | 0.208 | 0.208 | 0.208 | 0.208 | 0.208 | 0.208 | 0.208 | 0.208 | 0.208 | 0.208 | 0.208 | 0.208 | 0.208 | 0.208 | 0.208 | 0.208 | 0.208 | 0.208 | 0.208
San_Luis_Rey_San_Onofre_group | caiso-deliverability | San_Luis_Rey_San_Onofre_SSN | Operational_New_Capacity_MW | San_Luis_Rey_San_Onofre_group |  | -1 | -1 | -1 | -1 | -1 | -1 | -1 | -1 | -1 | -1 | -1 | -1 | -1 | -1 | -1 | -1 | -1 | -1 | -1 | -1 | -1 | -1 | -1 | -1 | -1 | -1 | -1 | -1 | -1 | -1 | -1
Northern_California_Flow_Battery_127 | caiso-deliverability | Santa_Rosa_Corona_HSN | Reliability_Capacity_In_Model_Year | System RA | Northern_California_Flow_Battery_127 | 1 | 1 | 1 | 1 | 1 | 1 | 1 | 1 | 1 | 1 | 1 | 1 | 1 | 1 | 1 | 1 | 1 | 1 | 1 | 1 | 1 | 1 | 1 | 1 | 1 | 1 | 1 | 1 | 1 | 1 | 1
Northern_California_Flow_Battery_150 | caiso-deliverability | Santa_Rosa_Corona_HSN | Reliability_Capacity_In_Model_Year | System RA | Northern_California_Flow_Battery_150 | 1 | 1 | 1 | 1 | 1 | 1 | 1 | 1 | 1 | 1 | 1 | 1 | 1 | 1 | 1 | 1 | 1 | 1 | 1 | 1 | 1 | 1 | 1 | 1 | 1 | 1 | 1 | 1 | 1 | 1 | 1
Northern_California_Flow_Battery_155 | caiso-deliverability | Santa_Rosa_Corona_HSN | Reliability_Capacity_In_Model_Year | System RA | Northern_California_Flow_Battery_155 | 1 | 1 | 1 | 1 | 1 | 1 | 1 | 1 | 1 | 1 | 1 | 1 | 1 | 1 | 1 | 1 | 1 | 1 | 1 | 1 | 1 | 1 | 1 | 1 | 1 | 1 | 1 | 1 | 1 | 1 | 1
Northern_California_Flow_Battery_158 | caiso-deliverability | Santa_Rosa_Corona_HSN | Reliability_Capacity_In_Model_Year | System RA | Northern_California_Flow_Battery_158 | 1 | 1 | 1 | 1 | 1 | 1 | 1 | 1 | 1 | 1 | 1 | 1 | 1 | 1 | 1 | 1 | 1 | 1 | 1 | 1 | 1 | 1 | 1 | 1 | 1 | 1 | 1 | 1 | 1 | 1 | 1
Northern_California_Li_Battery_4hr_127 | caiso-deliverability | Santa_Rosa_Corona_HSN | Reliability_Capacity_In_Model_Year | System RA | Northern_California_Li_Battery_4hr_127 | 1 | 1 | 1 | 1 | 1 | 1 | 1 | 1 | 1 | 1 | 1 | 1 | 1 | 1 | 1 | 1 | 1 | 1 | 1 | 1 | 1 | 1 | 1 | 1 | 1 | 1 | 1 | 1 | 1 | 1 | 1
Northern_California_Li_Battery_4hr_150 | caiso-deliverability | Santa_Rosa_Corona_HSN | Reliability_Capacity_In_Model_Year | System RA | Northern_California_Li_Battery_4hr_150 | 1 | 1 | 1 | 1 | 1 | 1 | 1 | 1 | 1 | 1 | 1 | 1 | 1 | 1 | 1 | 1 | 1 | 1 | 1 | 1 | 1 | 1 | 1 | 1 | 1 | 1 | 1 | 1 | 1 | 1 | 1
Northern_California_Li_Battery_4hr_155 | caiso-deliverability | Santa_Rosa_Corona_HSN | Reliability_Capacity_In_Model_Year | System RA | Northern_California_Li_Battery_4hr_155 | 1 | 1 | 1 | 1 | 1 | 1 | 1 | 1 | 1 | 1 | 1 | 1 | 1 | 1 | 1 | 1 | 1 | 1 | 1 | 1 | 1 | 1 | 1 | 1 | 1 | 1 | 1 | 1 | 1 | 1 | 1
Northern_California_Li_Battery_4hr_158 | caiso-deliverability | Santa_Rosa_Corona_HSN | Reliability_Capacity_In_Model_Year | System RA | Northern_California_Li_Battery_4hr_158 | 1 | 1 | 1 | 1 | 1 | 1 | 1 | 1 | 1 | 1 | 1 | 1 | 1 | 1 | 1 | 1 | 1 | 1 | 1 | 1 | 1 | 1 | 1 | 1 | 1 | 1 | 1 | 1 | 1 | 1 | 1
Northern_California_Li_Battery_8hr_127 | caiso-deliverability | Santa_Rosa_Corona_HSN | Reliability_Capacity_In_Model_Year | System RA | Northern_California_Li_Battery_8hr_127 | 1 | 1 | 1 | 1 | 1 | 1 | 1 | 1 | 1 | 1 | 1 | 1 | 1 | 1 | 1 | 1 | 1 | 1 | 1 | 1 | 1 | 1 | 1 | 1 | 1 | 1 | 1 | 1 | 1 | 1 | 1
Northern_California_Li_Battery_8hr_150 | caiso-deliverability | Santa_Rosa_Corona_HSN | Reliability_Capacity_In_Model_Year | System RA | Northern_California_Li_Battery_8hr_150 | 1 | 1 | 1 | 1 | 1 | 1 | 1 | 1 | 1 | 1 | 1 | 1 | 1 | 1 | 1 | 1 | 1 | 1 | 1 | 1 | 1 | 1 | 1 | 1 | 1 | 1 | 1 | 1 | 1 | 1 | 1
Northern_California_Li_Battery_8hr_155 | caiso-deliverability | Santa_Rosa_Corona_HSN | Reliability_Capacity_In_Model_Year | System RA | Northern_California_Li_Battery_8hr_155 | 1 | 1 | 1 | 1 | 1 | 1 | 1 | 1 | 1 | 1 | 1 | 1 | 1 | 1 | 1 | 1 | 1 | 1 | 1 | 1 | 1 | 1 | 1 | 1 | 1 | 1 | 1 | 1 | 1 | 1 | 1
Northern_California_Li_Battery_8hr_158 | caiso-deliverability | Santa_Rosa_Corona_HSN | Reliability_Capacity_In_Model_Year | System RA | Northern_California_Li_Battery_8hr_158 | 1 | 1 | 1 | 1 | 1 | 1 | 1 | 1 | 1 | 1 | 1 | 1 | 1 | 1 | 1 | 1 | 1 | 1 | 1 | 1 | 1 | 1 | 1 | 1 | 1 | 1 | 1 | 1 | 1 | 1 | 1
Northern_California_Solar_127 | caiso-deliverability | Santa_Rosa_Corona_HSN | Reliability_Capacity_In_Model_Year | System RA | Northern_California_Solar_127 | 0.1 | 0.1 | 0.1 | 0.1 | 0.1 | 0.1 | 0.1 | 0.1 | 0.1 | 0.1 | 0.1 | 0.1 | 0.1 | 0.1 | 0.1 | 0.1 | 0.1 | 0.1 | 0.1 | 0.1 | 0.1 | 0.1 | 0.1 | 0.1 | 0.1 | 0.1 | 0.1 | 0.1 | 0.1 | 0.1 | 0.1
Northern_California_Solar_150 | caiso-deliverability | Santa_Rosa_Corona_HSN | Reliability_Capacity_In_Model_Year | System RA | Northern_California_Solar_150 | 0.1 | 0.1 | 0.1 | 0.1 | 0.1 | 0.1 | 0.1 | 0.1 | 0.1 | 0.1 | 0.1 | 0.1 | 0.1 | 0.1 | 0.1 | 0.1 | 0.1 | 0.1 | 0.1 | 0.1 | 0.1 | 0.1 | 0.1 | 0.1 | 0.1 | 0.1 | 0.1 | 0.1 | 0.1 | 0.1 | 0.1
Northern_California_Solar_155 | caiso-deliverability | Santa_Rosa_Corona_HSN | Reliability_Capacity_In_Model_Year | System RA | Northern_California_Solar_155 | 0.1 | 0.1 | 0.1 | 0.1 | 0.1 | 0.1 | 0.1 | 0.1 | 0.1 | 0.1 | 0.1 | 0.1 | 0.1 | 0.1 | 0.1 | 0.1 | 0.1 | 0.1 | 0.1 | 0.1 | 0.1 | 0.1 | 0.1 | 0.1 | 0.1 | 0.1 | 0.1 | 0.1 | 0.1 | 0.1 | 0.1
Northern_California_Solar_158 | caiso-deliverability | Santa_Rosa_Corona_HSN | Reliability_Capacity_In_Model_Year | System RA | Northern_California_Solar_158 | 0.1 | 0.1 | 0.1 | 0.1 | 0.1 | 0.1 | 0.1 | 0.1 | 0.1 | 0.1 | 0.1 | 0.1 | 0.1 | 0.1 | 0.1 | 0.1 | 0.1 | 0.1 | 0.1 | 0.1 | 0.1 | 0.1 | 0.1 | 0.1 | 0.1 | 0.1 | 0.1 | 0.1 | 0.1 | 0.1 | 0.1
Santa_Rosa_Corona_group | caiso-deliverability | Santa_Rosa_Corona_HSN | Operational_New_Capacity_MW | Santa_Rosa_Corona_group |  | -1 | -1 | -1 | -1 | -1 | -1 | -1 | -1 | -1 | -1 | -1 | -1 | -1 | -1 | -1 | -1 | -1 | -1 | -1 | -1 | -1 | -1 | -1 | -1 | -1 | -1 | -1 | -1 | -1 | -1 | -1
Northern_California_Flow_Battery_127 | caiso-deliverability | Santa_Rosa_Corona_offpeak | Operational_New_Capacity_MW | Northern_California_Flow_Battery_127 |  | -1 | -1 | -1 | -1 | -1 | -1 | -1 | -1 | -1 | -1 | -1 | -1 | -1 | -1 | -1 | -1 | -1 | -1 | -1 | -1 | -1 | -1 | -1 | -1 | -1 | -1 | -1 | -1 | -1 | -1 | -1
Northern_California_Flow_Battery_150 | caiso-deliverability | Santa_Rosa_Corona_offpeak | Operational_New_Capacity_MW | Northern_California_Flow_Battery_150 |  | -1 | -1 | -1 | -1 | -1 | -1 | -1 | -1 | -1 | -1 | -1 | -1 | -1 | -1 | -1 | -1 | -1 | -1 | -1 | -1 | -1 | -1 | -1 | -1 | -1 | -1 | -1 | -1 | -1 | -1 | -1
Northern_California_Flow_Battery_155 | caiso-deliverability | Santa_Rosa_Corona_offpeak | Operational_New_Capacity_MW | Northern_California_Flow_Battery_155 |  | -1 | -1 | -1 | -1 | -1 | -1 | -1 | -1 | -1 | -1 | -1 | -1 | -1 | -1 | -1 | -1 | -1 | -1 | -1 | -1 | -1 | -1 | -1 | -1 | -1 | -1 | -1 | -1 | -1 | -1 | -1
Northern_California_Flow_Battery_158 | caiso-deliverability | Santa_Rosa_Corona_offpeak | Operational_New_Capacity_MW | Northern_California_Flow_Battery_158 |  | -1 | -1 | -1 | -1 | -1 | -1 | -1 | -1 | -1 | -1 | -1 | -1 | -1 | -1 | -1 | -1 | -1 | -1 | -1 | -1 | -1 | -1 | -1 | -1 | -1 | -1 | -1 | -1 | -1 | -1 | -1
Northern_California_Li_Battery_4hr_127 | caiso-deliverability | Santa_Rosa_Corona_offpeak | Operational_New_Capacity_MW | Northern_California_Li_Battery_4hr_127 |  | -1 | -1 | -1 | -1 | -1 | -1 | -1 | -1 | -1 | -1 | -1 | -1 | -1 | -1 | -1 | -1 | -1 | -1 | -1 | -1 | -1 | -1 | -1 | -1 | -1 | -1 | -1 | -1 | -1 | -1 | -1
Northern_California_Li_Battery_4hr_150 | caiso-deliverability | Santa_Rosa_Corona_offpeak | Operational_New_Capacity_MW | Northern_California_Li_Battery_4hr_150 |  | -1 | -1 | -1 | -1 | -1 | -1 | -1 | -1 | -1 | -1 | -1 | -1 | -1 | -1 | -1 | -1 | -1 | -1 | -1 | -1 | -1 | -1 | -1 | -1 | -1 | -1 | -1 | -1 | -1 | -1 | -1
Northern_California_Li_Battery_4hr_155 | caiso-deliverability | Santa_Rosa_Corona_offpeak | Operational_New_Capacity_MW | Northern_California_Li_Battery_4hr_155 |  | -1 | -1 | -1 | -1 | -1 | -1 | -1 | -1 | -1 | -1 | -1 | -1 | -1 | -1 | -1 | -1 | -1 | -1 | -1 | -1 | -1 | -1 | -1 | -1 | -1 | -1 | -1 | -1 | -1 | -1 | -1
Northern_California_Li_Battery_4hr_158 | caiso-deliverability | Santa_Rosa_Corona_offpeak | Operational_New_Capacity_MW | Northern_California_Li_Battery_4hr_158 |  | -1 | -1 | -1 | -1 | -1 | -1 | -1 | -1 | -1 | -1 | -1 | -1 | -1 | -1 | -1 | -1 | -1 | -1 | -1 | -1 | -1 | -1 | -1 | -1 | -1 | -1 | -1 | -1 | -1 | -1 | -1
Northern_California_Li_Battery_8hr_127 | caiso-deliverability | Santa_Rosa_Corona_offpeak | Operational_New_Capacity_MW | Northern_California_Li_Battery_8hr_127 |  | -1 | -1 | -1 | -1 | -1 | -1 | -1 | -1 | -1 | -1 | -1 | -1 | -1 | -1 | -1 | -1 | -1 | -1 | -1 | -1 | -1 | -1 | -1 | -1 | -1 | -1 | -1 | -1 | -1 | -1 | -1
Northern_California_Li_Battery_8hr_150 | caiso-deliverability | Santa_Rosa_Corona_offpeak | Operational_New_Capacity_MW | Northern_California_Li_Battery_8hr_150 |  | -1 | -1 | -1 | -1 | -1 | -1 | -1 | -1 | -1 | -1 | -1 | -1 | -1 | -1 | -1 | -1 | -1 | -1 | -1 | -1 | -1 | -1 | -1 | -1 | -1 | -1 | -1 | -1 | -1 | -1 | -1
Northern_California_Li_Battery_8hr_155 | caiso-deliverability | Santa_Rosa_Corona_offpeak | Operational_New_Capacity_MW | Northern_California_Li_Battery_8hr_155 |  | -1 | -1 | -1 | -1 | -1 | -1 | -1 | -1 | -1 | -1 | -1 | -1 | -1 | -1 | -1 | -1 | -1 | -1 | -1 | -1 | -1 | -1 | -1 | -1 | -1 | -1 | -1 | -1 | -1 | -1 | -1
Northern_California_Li_Battery_8hr_158 | caiso-deliverability | Santa_Rosa_Corona_offpeak | Operational_New_Capacity_MW | Northern_California_Li_Battery_8hr_158 |  | -1 | -1 | -1 | -1 | -1 | -1 | -1 | -1 | -1 | -1 | -1 | -1 | -1 | -1 | -1 | -1 | -1 | -1 | -1 | -1 | -1 | -1 | -1 | -1 | -1 | -1 | -1 | -1 | -1 | -1 | -1
Northern_California_Solar_127 | caiso-deliverability | Santa_Rosa_Corona_offpeak | Operational_New_Capacity_MW | Northern_California_Solar_127 |  | 0.68 | 0.68 | 0.68 | 0.68 | 0.68 | 0.68 | 0.68 | 0.68 | 0.68 | 0.68 | 0.68 | 0.68 | 0.68 | 0.68 | 0.68 | 0.68 | 0.68 | 0.68 | 0.68 | 0.68 | 0.68 | 0.68 | 0.68 | 0.68 | 0.68 | 0.68 | 0.68 | 0.68 | 0.68 | 0.68 | 0.68
Northern_California_Solar_150 | caiso-deliverability | Santa_Rosa_Corona_offpeak | Operational_New_Capacity_MW | Northern_California_Solar_150 |  | 0.68 | 0.68 | 0.68 | 0.68 | 0.68 | 0.68 | 0.68 | 0.68 | 0.68 | 0.68 | 0.68 | 0.68 | 0.68 | 0.68 | 0.68 | 0.68 | 0.68 | 0.68 | 0.68 | 0.68 | 0.68 | 0.68 | 0.68 | 0.68 | 0.68 | 0.68 | 0.68 | 0.68 | 0.68 | 0.68 | 0.68
Northern_California_Solar_155 | caiso-deliverability | Santa_Rosa_Corona_offpeak | Operational_New_Capacity_MW | Northern_California_Solar_155 |  | 0.68 | 0.68 | 0.68 | 0.68 | 0.68 | 0.68 | 0.68 | 0.68 | 0.68 | 0.68 | 0.68 | 0.68 | 0.68 | 0.68 | 0.68 | 0.68 | 0.68 | 0.68 | 0.68 | 0.68 | 0.68 | 0.68 | 0.68 | 0.68 | 0.68 | 0.68 | 0.68 | 0.68 | 0.68 | 0.68 | 0.68
Northern_California_Solar_158 | caiso-deliverability | Santa_Rosa_Corona_offpeak | Operational_New_Capacity_MW | Northern_California_Solar_158 |  | 0.68 | 0.68 | 0.68 | 0.68 | 0.68 | 0.68 | 0.68 | 0.68 | 0.68 | 0.68 | 0.68 | 0.68 | 0.68 | 0.68 | 0.68 | 0.68 | 0.68 | 0.68 | 0.68 | 0.68 | 0.68 | 0.68 | 0.68 | 0.68 | 0.68 | 0.68 | 0.68 | 0.68 | 0.68 | 0.68 | 0.68
Santa_Rosa_Corona_group | caiso-deliverability | Santa_Rosa_Corona_offpeak | Operational_New_Capacity_MW | Santa_Rosa_Corona_group |  | -1 | -1 | -1 | -1 | -1 | -1 | -1 | -1 | -1 | -1 | -1 | -1 | -1 | -1 | -1 | -1 | -1 | -1 | -1 | -1 | -1 | -1 | -1 | -1 | -1 | -1 | -1 | -1 | -1 | -1 | -1
Northern_California_Flow_Battery_127 | caiso-deliverability | Santa_Rosa_Corona_SSN | Reliability_Capacity_In_Model_Year | System RA | Northern_California_Flow_Battery_127 | 0.5 | 0.5 | 0.5 | 0.5 | 0.5 | 0.5 | 0.5 | 0.5 | 0.5 | 0.5 | 0.5 | 0.5 | 0.5 | 0.5 | 0.5 | 0.5 | 0.5 | 0.5 | 0.5 | 0.5 | 0.5 | 0.5 | 0.5 | 0.5 | 0.5 | 0.5 | 0.5 | 0.5 | 0.5 | 0.5 | 0.5
Northern_California_Flow_Battery_150 | caiso-deliverability | Santa_Rosa_Corona_SSN | Reliability_Capacity_In_Model_Year | System RA | Northern_California_Flow_Battery_150 | 0.5 | 0.5 | 0.5 | 0.5 | 0.5 | 0.5 | 0.5 | 0.5 | 0.5 | 0.5 | 0.5 | 0.5 | 0.5 | 0.5 | 0.5 | 0.5 | 0.5 | 0.5 | 0.5 | 0.5 | 0.5 | 0.5 | 0.5 | 0.5 | 0.5 | 0.5 | 0.5 | 0.5 | 0.5 | 0.5 | 0.5
Northern_California_Flow_Battery_155 | caiso-deliverability | Santa_Rosa_Corona_SSN | Reliability_Capacity_In_Model_Year | System RA | Northern_California_Flow_Battery_155 | 0.5 | 0.5 | 0.5 | 0.5 | 0.5 | 0.5 | 0.5 | 0.5 | 0.5 | 0.5 | 0.5 | 0.5 | 0.5 | 0.5 | 0.5 | 0.5 | 0.5 | 0.5 | 0.5 | 0.5 | 0.5 | 0.5 | 0.5 | 0.5 | 0.5 | 0.5 | 0.5 | 0.5 | 0.5 | 0.5 | 0.5
Northern_California_Flow_Battery_158 | caiso-deliverability | Santa_Rosa_Corona_SSN | Reliability_Capacity_In_Model_Year | System RA | Northern_California_Flow_Battery_158 | 0.5 | 0.5 | 0.5 | 0.5 | 0.5 | 0.5 | 0.5 | 0.5 | 0.5 | 0.5 | 0.5 | 0.5 | 0.5 | 0.5 | 0.5 | 0.5 | 0.5 | 0.5 | 0.5 | 0.5 | 0.5 | 0.5 | 0.5 | 0.5 | 0.5 | 0.5 | 0.5 | 0.5 | 0.5 | 0.5 | 0.5
Northern_California_Li_Battery_4hr_127 | caiso-deliverability | Santa_Rosa_Corona_SSN | Reliability_Capacity_In_Model_Year | System RA | Northern_California_Li_Battery_4hr_127 | 0.5 | 0.5 | 0.5 | 0.5 | 0.5 | 0.5 | 0.5 | 0.5 | 0.5 | 0.5 | 0.5 | 0.5 | 0.5 | 0.5 | 0.5 | 0.5 | 0.5 | 0.5 | 0.5 | 0.5 | 0.5 | 0.5 | 0.5 | 0.5 | 0.5 | 0.5 | 0.5 | 0.5 | 0.5 | 0.5 | 0.5
Northern_California_Li_Battery_4hr_150 | caiso-deliverability | Santa_Rosa_Corona_SSN | Reliability_Capacity_In_Model_Year | System RA | Northern_California_Li_Battery_4hr_150 | 0.5 | 0.5 | 0.5 | 0.5 | 0.5 | 0.5 | 0.5 | 0.5 | 0.5 | 0.5 | 0.5 | 0.5 | 0.5 | 0.5 | 0.5 | 0.5 | 0.5 | 0.5 | 0.5 | 0.5 | 0.5 | 0.5 | 0.5 | 0.5 | 0.5 | 0.5 | 0.5 | 0.5 | 0.5 | 0.5 | 0.5
Northern_California_Li_Battery_4hr_155 | caiso-deliverability | Santa_Rosa_Corona_SSN | Reliability_Capacity_In_Model_Year | System RA | Northern_California_Li_Battery_4hr_155 | 0.5 | 0.5 | 0.5 | 0.5 | 0.5 | 0.5 | 0.5 | 0.5 | 0.5 | 0.5 | 0.5 | 0.5 | 0.5 | 0.5 | 0.5 | 0.5 | 0.5 | 0.5 | 0.5 | 0.5 | 0.5 | 0.5 | 0.5 | 0.5 | 0.5 | 0.5 | 0.5 | 0.5 | 0.5 | 0.5 | 0.5
Northern_California_Li_Battery_4hr_158 | caiso-deliverability | Santa_Rosa_Corona_SSN | Reliability_Capacity_In_Model_Year | System RA | Northern_California_Li_Battery_4hr_158 | 0.5 | 0.5 | 0.5 | 0.5 | 0.5 | 0.5 | 0.5 | 0.5 | 0.5 | 0.5 | 0.5 | 0.5 | 0.5 | 0.5 | 0.5 | 0.5 | 0.5 | 0.5 | 0.5 | 0.5 | 0.5 | 0.5 | 0.5 | 0.5 | 0.5 | 0.5 | 0.5 | 0.5 | 0.5 | 0.5 | 0.5
Northern_California_Li_Battery_8hr_127 | caiso-deliverability | Santa_Rosa_Corona_SSN | Reliability_Capacity_In_Model_Year | System RA | Northern_California_Li_Battery_8hr_127 | 0.5 | 0.5 | 0.5 | 0.5 | 0.5 | 0.5 | 0.5 | 0.5 | 0.5 | 0.5 | 0.5 | 0.5 | 0.5 | 0.5 | 0.5 | 0.5 | 0.5 | 0.5 | 0.5 | 0.5 | 0.5 | 0.5 | 0.5 | 0.5 | 0.5 | 0.5 | 0.5 | 0.5 | 0.5 | 0.5 | 0.5
Northern_California_Li_Battery_8hr_150 | caiso-deliverability | Santa_Rosa_Corona_SSN | Reliability_Capacity_In_Model_Year | System RA | Northern_California_Li_Battery_8hr_150 | 0.5 | 0.5 | 0.5 | 0.5 | 0.5 | 0.5 | 0.5 | 0.5 | 0.5 | 0.5 | 0.5 | 0.5 | 0.5 | 0.5 | 0.5 | 0.5 | 0.5 | 0.5 | 0.5 | 0.5 | 0.5 | 0.5 | 0.5 | 0.5 | 0.5 | 0.5 | 0.5 | 0.5 | 0.5 | 0.5 | 0.5
Northern_California_Li_Battery_8hr_155 | caiso-deliverability | Santa_Rosa_Corona_SSN | Reliability_Capacity_In_Model_Year | System RA | Northern_California_Li_Battery_8hr_155 | 0.5 | 0.5 | 0.5 | 0.5 | 0.5 | 0.5 | 0.5 | 0.5 | 0.5 | 0.5 | 0.5 | 0.5 | 0.5 | 0.5 | 0.5 | 0.5 | 0.5 | 0.5 | 0.5 | 0.5 | 0.5 | 0.5 | 0.5 | 0.5 | 0.5 | 0.5 | 0.5 | 0.5 | 0.5 | 0.5 | 0.5
Northern_California_Li_Battery_8hr_158 | caiso-deliverability | Santa_Rosa_Corona_SSN | Reliability_Capacity_In_Model_Year | System RA | Northern_California_Li_Battery_8hr_158 | 0.5 | 0.5 | 0.5 | 0.5 | 0.5 | 0.5 | 0.5 | 0.5 | 0.5 | 0.5 | 0.5 | 0.5 | 0.5 | 0.5 | 0.5 | 0.5 | 0.5 | 0.5 | 0.5 | 0.5 | 0.5 | 0.5 | 0.5 | 0.5 | 0.5 | 0.5 | 0.5 | 0.5 | 0.5 | 0.5 | 0.5
Northern_California_Solar_127 | caiso-deliverability | Santa_Rosa_Corona_SSN | Reliability_Capacity_In_Model_Year | System RA | Northern_California_Solar_127 | 0.556 | 0.556 | 0.556 | 0.556 | 0.556 | 0.556 | 0.556 | 0.556 | 0.556 | 0.556 | 0.556 | 0.556 | 0.556 | 0.556 | 0.556 | 0.556 | 0.556 | 0.556 | 0.556 | 0.556 | 0.556 | 0.556 | 0.556 | 0.556 | 0.556 | 0.556 | 0.556 | 0.556 | 0.556 | 0.556 | 0.556
Northern_California_Solar_150 | caiso-deliverability | Santa_Rosa_Corona_SSN | Reliability_Capacity_In_Model_Year | System RA | Northern_California_Solar_150 | 0.556 | 0.556 | 0.556 | 0.556 | 0.556 | 0.556 | 0.556 | 0.556 | 0.556 | 0.556 | 0.556 | 0.556 | 0.556 | 0.556 | 0.556 | 0.556 | 0.556 | 0.556 | 0.556 | 0.556 | 0.556 | 0.556 | 0.556 | 0.556 | 0.556 | 0.556 | 0.556 | 0.556 | 0.556 | 0.556 | 0.556
Northern_California_Solar_155 | caiso-deliverability | Santa_Rosa_Corona_SSN | Reliability_Capacity_In_Model_Year | System RA | Northern_California_Solar_155 | 0.556 | 0.556 | 0.556 | 0.556 | 0.556 | 0.556 | 0.556 | 0.556 | 0.556 | 0.556 | 0.556 | 0.556 | 0.556 | 0.556 | 0.556 | 0.556 | 0.556 | 0.556 | 0.556 | 0.556 | 0.556 | 0.556 | 0.556 | 0.556 | 0.556 | 0.556 | 0.556 | 0.556 | 0.556 | 0.556 | 0.556
Northern_California_Solar_158 | caiso-deliverability | Santa_Rosa_Corona_SSN | Reliability_Capacity_In_Model_Year | System RA | Northern_California_Solar_158 | 0.556 | 0.556 | 0.556 | 0.556 | 0.556 | 0.556 | 0.556 | 0.556 | 0.556 | 0.556 | 0.556 | 0.556 | 0.556 | 0.556 | 0.556 | 0.556 | 0.556 | 0.556 | 0.556 | 0.556 | 0.556 | 0.556 | 0.556 | 0.556 | 0.556 | 0.556 | 0.556 | 0.556 | 0.556 | 0.556 | 0.556
Santa_Rosa_Corona_group | caiso-deliverability | Santa_Rosa_Corona_SSN | Operational_New_Capacity_MW | Santa_Rosa_Corona_group |  | -1 | -1 | -1 | -1 | -1 | -1 | -1 | -1 | -1 | -1 | -1 | -1 | -1 | -1 | -1 | -1 | -1 | -1 | -1 | -1 | -1 | -1 | -1 | -1 | -1 | -1 | -1 | -1 | -1 | -1 | -1
Greater_LA_Flow_Battery_4 | caiso-deliverability | SCE_Metro_Default_HSN | Reliability_Capacity_In_Model_Year | System RA | Greater_LA_Flow_Battery_4 | 1 | 1 | 1 | 1 | 1 | 1 | 1 | 1 | 1 | 1 | 1 | 1 | 1 | 1 | 1 | 1 | 1 | 1 | 1 | 1 | 1 | 1 | 1 | 1 | 1 | 1 | 1 | 1 | 1 | 1 | 1
Greater_LA_Flow_Battery_30 | caiso-deliverability | SCE_Metro_Default_HSN | Reliability_Capacity_In_Model_Year | System RA | Greater_LA_Flow_Battery_30 | 1 | 1 | 1 | 1 | 1 | 1 | 1 | 1 | 1 | 1 | 1 | 1 | 1 | 1 | 1 | 1 | 1 | 1 | 1 | 1 | 1 | 1 | 1 | 1 | 1 | 1 | 1 | 1 | 1 | 1 | 1
Greater_LA_Li_Battery_4hr_4 | caiso-deliverability | SCE_Metro_Default_HSN | Reliability_Capacity_In_Model_Year | System RA | Greater_LA_Li_Battery_4hr_4 | 1 | 1 | 1 | 1 | 1 | 1 | 1 | 1 | 1 | 1 | 1 | 1 | 1 | 1 | 1 | 1 | 1 | 1 | 1 | 1 | 1 | 1 | 1 | 1 | 1 | 1 | 1 | 1 | 1 | 1 | 1
Greater_LA_Li_Battery_4hr_30 | caiso-deliverability | SCE_Metro_Default_HSN | Reliability_Capacity_In_Model_Year | System RA | Greater_LA_Li_Battery_4hr_30 | 1 | 1 | 1 | 1 | 1 | 1 | 1 | 1 | 1 | 1 | 1 | 1 | 1 | 1 | 1 | 1 | 1 | 1 | 1 | 1 | 1 | 1 | 1 | 1 | 1 | 1 | 1 | 1 | 1 | 1 | 1
Greater_LA_Li_Battery_8hr_4 | caiso-deliverability | SCE_Metro_Default_HSN | Reliability_Capacity_In_Model_Year | System RA | Greater_LA_Li_Battery_8hr_4 | 1 | 1 | 1 | 1 | 1 | 1 | 1 | 1 | 1 | 1 | 1 | 1 | 1 | 1 | 1 | 1 | 1 | 1 | 1 | 1 | 1 | 1 | 1 | 1 | 1 | 1 | 1 | 1 | 1 | 1 | 1
Greater_LA_Li_Battery_8hr_30 | caiso-deliverability | SCE_Metro_Default_HSN | Reliability_Capacity_In_Model_Year | System RA | Greater_LA_Li_Battery_8hr_30 | 1 | 1 | 1 | 1 | 1 | 1 | 1 | 1 | 1 | 1 | 1 | 1 | 1 | 1 | 1 | 1 | 1 | 1 | 1 | 1 | 1 | 1 | 1 | 1 | 1 | 1 | 1 | 1 | 1 | 1 | 1
Greater_LA_Solar_4 | caiso-deliverability | SCE_Metro_Default_HSN | Reliability_Capacity_In_Model_Year | System RA | Greater_LA_Solar_4 | 0.106 | 0.106 | 0.106 | 0.106 | 0.106 | 0.106 | 0.106 | 0.106 | 0.106 | 0.106 | 0.106 | 0.106 | 0.106 | 0.106 | 0.106 | 0.106 | 0.106 | 0.106 | 0.106 | 0.106 | 0.106 | 0.106 | 0.106 | 0.106 | 0.106 | 0.106 | 0.106 | 0.106 | 0.106 | 0.106 | 0.106
Greater_LA_Solar_30 | caiso-deliverability | SCE_Metro_Default_HSN | Reliability_Capacity_In_Model_Year | System RA | Greater_LA_Solar_30 | 0.106 | 0.106 | 0.106 | 0.106 | 0.106 | 0.106 | 0.106 | 0.106 | 0.106 | 0.106 | 0.106 | 0.106 | 0.106 | 0.106 | 0.106 | 0.106 | 0.106 | 0.106 | 0.106 | 0.106 | 0.106 | 0.106 | 0.106 | 0.106 | 0.106 | 0.106 | 0.106 | 0.106 | 0.106 | 0.106 | 0.106
SCE_Metro_Default_group | caiso-deliverability | SCE_Metro_Default_HSN | Operational_New_Capacity_MW | SCE_Metro_Default_group |  | 0 | 0 | 0 | 0 | 0 | 0 | 0 | 0 | 0 | 0 | 0 | 0 | 0 | 0 | 0 | 0 | 0 | 0 | 0 | 0 | 0 | 0 | 0 | 0 | 0 | 0 | 0 | 0 | 0 | 0 | 0
Greater_LA_Flow_Battery_4 | caiso-deliverability | SCE_Metro_Default_offpeak | Operational_New_Capacity_MW | Greater_LA_Flow_Battery_4 |  | -1 | -1 | -1 | -1 | -1 | -1 | -1 | -1 | -1 | -1 | -1 | -1 | -1 | -1 | -1 | -1 | -1 | -1 | -1 | -1 | -1 | -1 | -1 | -1 | -1 | -1 | -1 | -1 | -1 | -1 | -1
Greater_LA_Flow_Battery_30 | caiso-deliverability | SCE_Metro_Default_offpeak | Operational_New_Capacity_MW | Greater_LA_Flow_Battery_30 |  | -1 | -1 | -1 | -1 | -1 | -1 | -1 | -1 | -1 | -1 | -1 | -1 | -1 | -1 | -1 | -1 | -1 | -1 | -1 | -1 | -1 | -1 | -1 | -1 | -1 | -1 | -1 | -1 | -1 | -1 | -1
Greater_LA_Li_Battery_4hr_4 | caiso-deliverability | SCE_Metro_Default_offpeak | Operational_New_Capacity_MW | Greater_LA_Li_Battery_4hr_4 |  | -1 | -1 | -1 | -1 | -1 | -1 | -1 | -1 | -1 | -1 | -1 | -1 | -1 | -1 | -1 | -1 | -1 | -1 | -1 | -1 | -1 | -1 | -1 | -1 | -1 | -1 | -1 | -1 | -1 | -1 | -1
Greater_LA_Li_Battery_4hr_30 | caiso-deliverability | SCE_Metro_Default_offpeak | Operational_New_Capacity_MW | Greater_LA_Li_Battery_4hr_30 |  | -1 | -1 | -1 | -1 | -1 | -1 | -1 | -1 | -1 | -1 | -1 | -1 | -1 | -1 | -1 | -1 | -1 | -1 | -1 | -1 | -1 | -1 | -1 | -1 | -1 | -1 | -1 | -1 | -1 | -1 | -1
Greater_LA_Li_Battery_8hr_4 | caiso-deliverability | SCE_Metro_Default_offpeak | Operational_New_Capacity_MW | Greater_LA_Li_Battery_8hr_4 |  | -1 | -1 | -1 | -1 | -1 | -1 | -1 | -1 | -1 | -1 | -1 | -1 | -1 | -1 | -1 | -1 | -1 | -1 | -1 | -1 | -1 | -1 | -1 | -1 | -1 | -1 | -1 | -1 | -1 | -1 | -1
Greater_LA_Li_Battery_8hr_30 | caiso-deliverability | SCE_Metro_Default_offpeak | Operational_New_Capacity_MW | Greater_LA_Li_Battery_8hr_30 |  | -1 | -1 | -1 | -1 | -1 | -1 | -1 | -1 | -1 | -1 | -1 | -1 | -1 | -1 | -1 | -1 | -1 | -1 | -1 | -1 | -1 | -1 | -1 | -1 | -1 | -1 | -1 | -1 | -1 | -1 | -1
Greater_LA_Solar_4 | caiso-deliverability | SCE_Metro_Default_offpeak | Operational_New_Capacity_MW | Greater_LA_Solar_4 |  | 0.77 | 0.77 | 0.77 | 0.77 | 0.77 | 0.77 | 0.77 | 0.77 | 0.77 | 0.77 | 0.77 | 0.77 | 0.77 | 0.77 | 0.77 | 0.77 | 0.77 | 0.77 | 0.77 | 0.77 | 0.77 | 0.77 | 0.77 | 0.77 | 0.77 | 0.77 | 0.77 | 0.77 | 0.77 | 0.77 | 0.77
Greater_LA_Solar_30 | caiso-deliverability | SCE_Metro_Default_offpeak | Operational_New_Capacity_MW | Greater_LA_Solar_30 |  | 0.77 | 0.77 | 0.77 | 0.77 | 0.77 | 0.77 | 0.77 | 0.77 | 0.77 | 0.77 | 0.77 | 0.77 | 0.77 | 0.77 | 0.77 | 0.77 | 0.77 | 0.77 | 0.77 | 0.77 | 0.77 | 0.77 | 0.77 | 0.77 | 0.77 | 0.77 | 0.77 | 0.77 | 0.77 | 0.77 | 0.77
SCE_Metro_Default_group | caiso-deliverability | SCE_Metro_Default_offpeak | Operational_New_Capacity_MW | SCE_Metro_Default_group |  | 0 | 0 | 0 | 0 | 0 | 0 | 0 | 0 | 0 | 0 | 0 | 0 | 0 | 0 | 0 | 0 | 0 | 0 | 0 | 0 | 0 | 0 | 0 | 0 | 0 | 0 | 0 | 0 | 0 | 0 | 0
Greater_LA_Flow_Battery_4 | caiso-deliverability | SCE_Metro_Default_SSN | Reliability_Capacity_In_Model_Year | System RA | Greater_LA_Flow_Battery_4 | 0.5 | 0.5 | 0.5 | 0.5 | 0.5 | 0.5 | 0.5 | 0.5 | 0.5 | 0.5 | 0.5 | 0.5 | 0.5 | 0.5 | 0.5 | 0.5 | 0.5 | 0.5 | 0.5 | 0.5 | 0.5 | 0.5 | 0.5 | 0.5 | 0.5 | 0.5 | 0.5 | 0.5 | 0.5 | 0.5 | 0.5
Greater_LA_Flow_Battery_30 | caiso-deliverability | SCE_Metro_Default_SSN | Reliability_Capacity_In_Model_Year | System RA | Greater_LA_Flow_Battery_30 | 0.5 | 0.5 | 0.5 | 0.5 | 0.5 | 0.5 | 0.5 | 0.5 | 0.5 | 0.5 | 0.5 | 0.5 | 0.5 | 0.5 | 0.5 | 0.5 | 0.5 | 0.5 | 0.5 | 0.5 | 0.5 | 0.5 | 0.5 | 0.5 | 0.5 | 0.5 | 0.5 | 0.5 | 0.5 | 0.5 | 0.5
Greater_LA_Li_Battery_4hr_4 | caiso-deliverability | SCE_Metro_Default_SSN | Reliability_Capacity_In_Model_Year | System RA | Greater_LA_Li_Battery_4hr_4 | 0.5 | 0.5 | 0.5 | 0.5 | 0.5 | 0.5 | 0.5 | 0.5 | 0.5 | 0.5 | 0.5 | 0.5 | 0.5 | 0.5 | 0.5 | 0.5 | 0.5 | 0.5 | 0.5 | 0.5 | 0.5 | 0.5 | 0.5 | 0.5 | 0.5 | 0.5 | 0.5 | 0.5 | 0.5 | 0.5 | 0.5
Greater_LA_Li_Battery_4hr_30 | caiso-deliverability | SCE_Metro_Default_SSN | Reliability_Capacity_In_Model_Year | System RA | Greater_LA_Li_Battery_4hr_30 | 0.5 | 0.5 | 0.5 | 0.5 | 0.5 | 0.5 | 0.5 | 0.5 | 0.5 | 0.5 | 0.5 | 0.5 | 0.5 | 0.5 | 0.5 | 0.5 | 0.5 | 0.5 | 0.5 | 0.5 | 0.5 | 0.5 | 0.5 | 0.5 | 0.5 | 0.5 | 0.5 | 0.5 | 0.5 | 0.5 | 0.5
Greater_LA_Li_Battery_8hr_4 | caiso-deliverability | SCE_Metro_Default_SSN | Reliability_Capacity_In_Model_Year | System RA | Greater_LA_Li_Battery_8hr_4 | 0.5 | 0.5 | 0.5 | 0.5 | 0.5 | 0.5 | 0.5 | 0.5 | 0.5 | 0.5 | 0.5 | 0.5 | 0.5 | 0.5 | 0.5 | 0.5 | 0.5 | 0.5 | 0.5 | 0.5 | 0.5 | 0.5 | 0.5 | 0.5 | 0.5 | 0.5 | 0.5 | 0.5 | 0.5 | 0.5 | 0.5
Greater_LA_Li_Battery_8hr_30 | caiso-deliverability | SCE_Metro_Default_SSN | Reliability_Capacity_In_Model_Year | System RA | Greater_LA_Li_Battery_8hr_30 | 0.5 | 0.5 | 0.5 | 0.5 | 0.5 | 0.5 | 0.5 | 0.5 | 0.5 | 0.5 | 0.5 | 0.5 | 0.5 | 0.5 | 0.5 | 0.5 | 0.5 | 0.5 | 0.5 | 0.5 | 0.5 | 0.5 | 0.5 | 0.5 | 0.5 | 0.5 | 0.5 | 0.5 | 0.5 | 0.5 | 0.5
Greater_LA_Solar_4 | caiso-deliverability | SCE_Metro_Default_SSN | Reliability_Capacity_In_Model_Year | System RA | Greater_LA_Solar_4 | 0.427 | 0.427 | 0.427 | 0.427 | 0.427 | 0.427 | 0.427 | 0.427 | 0.427 | 0.427 | 0.427 | 0.427 | 0.427 | 0.427 | 0.427 | 0.427 | 0.427 | 0.427 | 0.427 | 0.427 | 0.427 | 0.427 | 0.427 | 0.427 | 0.427 | 0.427 | 0.427 | 0.427 | 0.427 | 0.427 | 0.427
Greater_LA_Solar_30 | caiso-deliverability | SCE_Metro_Default_SSN | Reliability_Capacity_In_Model_Year | System RA | Greater_LA_Solar_30 | 0.427 | 0.427 | 0.427 | 0.427 | 0.427 | 0.427 | 0.427 | 0.427 | 0.427 | 0.427 | 0.427 | 0.427 | 0.427 | 0.427 | 0.427 | 0.427 | 0.427 | 0.427 | 0.427 | 0.427 | 0.427 | 0.427 | 0.427 | 0.427 | 0.427 | 0.427 | 0.427 | 0.427 | 0.427 | 0.427 | 0.427
SCE_Metro_Default_group | caiso-deliverability | SCE_Metro_Default_SSN | Operational_New_Capacity_MW | SCE_Metro_Default_group |  | 0 | 0 | 0 | 0 | 0 | 0 | 0 | 0 | 0 | 0 | 0 | 0 | 0 | 0 | 0 | 0 | 0 | 0 | 0 | 0 | 0 | 0 | 0 | 0 | 0 | 0 | 0 | 0 | 0 | 0 | 0
Southern_PGAE_Flow_Battery_162 | caiso-deliverability | Schindler_TB_1_HSN | Reliability_Capacity_In_Model_Year | System RA | Southern_PGAE_Flow_Battery_162 | 1 | 1 | 1 | 1 | 1 | 1 | 1 | 1 | 1 | 1 | 1 | 1 | 1 | 1 | 1 | 1 | 1 | 1 | 1 | 1 | 1 | 1 | 1 | 1 | 1 | 1 | 1 | 1 | 1 | 1 | 1
Southern_PGAE_Flow_Battery_168 | caiso-deliverability | Schindler_TB_1_HSN | Reliability_Capacity_In_Model_Year | System RA | Southern_PGAE_Flow_Battery_168 | 1 | 1 | 1 | 1 | 1 | 1 | 1 | 1 | 1 | 1 | 1 | 1 | 1 | 1 | 1 | 1 | 1 | 1 | 1 | 1 | 1 | 1 | 1 | 1 | 1 | 1 | 1 | 1 | 1 | 1 | 1
Southern_PGAE_Flow_Battery_169 | caiso-deliverability | Schindler_TB_1_HSN | Reliability_Capacity_In_Model_Year | System RA | Southern_PGAE_Flow_Battery_169 | 1 | 1 | 1 | 1 | 1 | 1 | 1 | 1 | 1 | 1 | 1 | 1 | 1 | 1 | 1 | 1 | 1 | 1 | 1 | 1 | 1 | 1 | 1 | 1 | 1 | 1 | 1 | 1 | 1 | 1 | 1
Southern_PGAE_Flow_Battery_174 | caiso-deliverability | Schindler_TB_1_HSN | Reliability_Capacity_In_Model_Year | System RA | Southern_PGAE_Flow_Battery_174 | 1 | 1 | 1 | 1 | 1 | 1 | 1 | 1 | 1 | 1 | 1 | 1 | 1 | 1 | 1 | 1 | 1 | 1 | 1 | 1 | 1 | 1 | 1 | 1 | 1 | 1 | 1 | 1 | 1 | 1 | 1
Southern_PGAE_Flow_Battery_176 | caiso-deliverability | Schindler_TB_1_HSN | Reliability_Capacity_In_Model_Year | System RA | Southern_PGAE_Flow_Battery_176 | 1 | 1 | 1 | 1 | 1 | 1 | 1 | 1 | 1 | 1 | 1 | 1 | 1 | 1 | 1 | 1 | 1 | 1 | 1 | 1 | 1 | 1 | 1 | 1 | 1 | 1 | 1 | 1 | 1 | 1 | 1
Southern_PGAE_Li_Battery_4hr_162 | caiso-deliverability | Schindler_TB_1_HSN | Reliability_Capacity_In_Model_Year | System RA | Southern_PGAE_Li_Battery_4hr_162 | 1 | 1 | 1 | 1 | 1 | 1 | 1 | 1 | 1 | 1 | 1 | 1 | 1 | 1 | 1 | 1 | 1 | 1 | 1 | 1 | 1 | 1 | 1 | 1 | 1 | 1 | 1 | 1 | 1 | 1 | 1
Southern_PGAE_Li_Battery_4hr_168 | caiso-deliverability | Schindler_TB_1_HSN | Reliability_Capacity_In_Model_Year | System RA | Southern_PGAE_Li_Battery_4hr_168 | 1 | 1 | 1 | 1 | 1 | 1 | 1 | 1 | 1 | 1 | 1 | 1 | 1 | 1 | 1 | 1 | 1 | 1 | 1 | 1 | 1 | 1 | 1 | 1 | 1 | 1 | 1 | 1 | 1 | 1 | 1
Southern_PGAE_Li_Battery_4hr_169 | caiso-deliverability | Schindler_TB_1_HSN | Reliability_Capacity_In_Model_Year | System RA | Southern_PGAE_Li_Battery_4hr_169 | 1 | 1 | 1 | 1 | 1 | 1 | 1 | 1 | 1 | 1 | 1 | 1 | 1 | 1 | 1 | 1 | 1 | 1 | 1 | 1 | 1 | 1 | 1 | 1 | 1 | 1 | 1 | 1 | 1 | 1 | 1
Southern_PGAE_Li_Battery_4hr_174 | caiso-deliverability | Schindler_TB_1_HSN | Reliability_Capacity_In_Model_Year | System RA | Southern_PGAE_Li_Battery_4hr_174 | 1 | 1 | 1 | 1 | 1 | 1 | 1 | 1 | 1 | 1 | 1 | 1 | 1 | 1 | 1 | 1 | 1 | 1 | 1 | 1 | 1 | 1 | 1 | 1 | 1 | 1 | 1 | 1 | 1 | 1 | 1
Southern_PGAE_Li_Battery_4hr_176 | caiso-deliverability | Schindler_TB_1_HSN | Reliability_Capacity_In_Model_Year | System RA | Southern_PGAE_Li_Battery_4hr_176 | 1 | 1 | 1 | 1 | 1 | 1 | 1 | 1 | 1 | 1 | 1 | 1 | 1 | 1 | 1 | 1 | 1 | 1 | 1 | 1 | 1 | 1 | 1 | 1 | 1 | 1 | 1 | 1 | 1 | 1 | 1
Southern_PGAE_Li_Battery_8hr_162 | caiso-deliverability | Schindler_TB_1_HSN | Reliability_Capacity_In_Model_Year | System RA | Southern_PGAE_Li_Battery_8hr_162 | 1 | 1 | 1 | 1 | 1 | 1 | 1 | 1 | 1 | 1 | 1 | 1 | 1 | 1 | 1 | 1 | 1 | 1 | 1 | 1 | 1 | 1 | 1 | 1 | 1 | 1 | 1 | 1 | 1 | 1 | 1
Southern_PGAE_Li_Battery_8hr_168 | caiso-deliverability | Schindler_TB_1_HSN | Reliability_Capacity_In_Model_Year | System RA | Southern_PGAE_Li_Battery_8hr_168 | 1 | 1 | 1 | 1 | 1 | 1 | 1 | 1 | 1 | 1 | 1 | 1 | 1 | 1 | 1 | 1 | 1 | 1 | 1 | 1 | 1 | 1 | 1 | 1 | 1 | 1 | 1 | 1 | 1 | 1 | 1
Southern_PGAE_Li_Battery_8hr_169 | caiso-deliverability | Schindler_TB_1_HSN | Reliability_Capacity_In_Model_Year | System RA | Southern_PGAE_Li_Battery_8hr_169 | 1 | 1 | 1 | 1 | 1 | 1 | 1 | 1 | 1 | 1 | 1 | 1 | 1 | 1 | 1 | 1 | 1 | 1 | 1 | 1 | 1 | 1 | 1 | 1 | 1 | 1 | 1 | 1 | 1 | 1 | 1
Southern_PGAE_Li_Battery_8hr_174 | caiso-deliverability | Schindler_TB_1_HSN | Reliability_Capacity_In_Model_Year | System RA | Southern_PGAE_Li_Battery_8hr_174 | 1 | 1 | 1 | 1 | 1 | 1 | 1 | 1 | 1 | 1 | 1 | 1 | 1 | 1 | 1 | 1 | 1 | 1 | 1 | 1 | 1 | 1 | 1 | 1 | 1 | 1 | 1 | 1 | 1 | 1 | 1
Southern_PGAE_Li_Battery_8hr_176 | caiso-deliverability | Schindler_TB_1_HSN | Reliability_Capacity_In_Model_Year | System RA | Southern_PGAE_Li_Battery_8hr_176 | 1 | 1 | 1 | 1 | 1 | 1 | 1 | 1 | 1 | 1 | 1 | 1 | 1 | 1 | 1 | 1 | 1 | 1 | 1 | 1 | 1 | 1 | 1 | 1 | 1 | 1 | 1 | 1 | 1 | 1 | 1
Central_Valley_North_Los_Banos_Wind_162 | caiso-deliverability | Schindler_TB_1_HSN | Reliability_Capacity_In_Model_Year | System RA | Central_Valley_North_Los_Banos_Wind_162 | 0.665 | 0.665 | 0.665 | 0.665 | 0.665 | 0.665 | 0.665 | 0.665 | 0.665 | 0.665 | 0.665 | 0.665 | 0.665 | 0.665 | 0.665 | 0.665 | 0.665 | 0.665 | 0.665 | 0.665 | 0.665 | 0.665 | 0.665 | 0.665 | 0.665 | 0.665 | 0.665 | 0.665 | 0.665 | 0.665 | 0.665
Southern_PGAE_Solar_162 | caiso-deliverability | Schindler_TB_1_HSN | Reliability_Capacity_In_Model_Year | System RA | Southern_PGAE_Solar_162 | 0.1 | 0.1 | 0.1 | 0.1 | 0.1 | 0.1 | 0.1 | 0.1 | 0.1 | 0.1 | 0.1 | 0.1 | 0.1 | 0.1 | 0.1 | 0.1 | 0.1 | 0.1 | 0.1 | 0.1 | 0.1 | 0.1 | 0.1 | 0.1 | 0.1 | 0.1 | 0.1 | 0.1 | 0.1 | 0.1 | 0.1
Southern_PGAE_Solar_168 | caiso-deliverability | Schindler_TB_1_HSN | Reliability_Capacity_In_Model_Year | System RA | Southern_PGAE_Solar_168 | 0.1 | 0.1 | 0.1 | 0.1 | 0.1 | 0.1 | 0.1 | 0.1 | 0.1 | 0.1 | 0.1 | 0.1 | 0.1 | 0.1 | 0.1 | 0.1 | 0.1 | 0.1 | 0.1 | 0.1 | 0.1 | 0.1 | 0.1 | 0.1 | 0.1 | 0.1 | 0.1 | 0.1 | 0.1 | 0.1 | 0.1
Southern_PGAE_Solar_169 | caiso-deliverability | Schindler_TB_1_HSN | Reliability_Capacity_In_Model_Year | System RA | Southern_PGAE_Solar_169 | 0.1 | 0.1 | 0.1 | 0.1 | 0.1 | 0.1 | 0.1 | 0.1 | 0.1 | 0.1 | 0.1 | 0.1 | 0.1 | 0.1 | 0.1 | 0.1 | 0.1 | 0.1 | 0.1 | 0.1 | 0.1 | 0.1 | 0.1 | 0.1 | 0.1 | 0.1 | 0.1 | 0.1 | 0.1 | 0.1 | 0.1
Southern_PGAE_Solar_174 | caiso-deliverability | Schindler_TB_1_HSN | Reliability_Capacity_In_Model_Year | System RA | Southern_PGAE_Solar_174 | 0.1 | 0.1 | 0.1 | 0.1 | 0.1 | 0.1 | 0.1 | 0.1 | 0.1 | 0.1 | 0.1 | 0.1 | 0.1 | 0.1 | 0.1 | 0.1 | 0.1 | 0.1 | 0.1 | 0.1 | 0.1 | 0.1 | 0.1 | 0.1 | 0.1 | 0.1 | 0.1 | 0.1 | 0.1 | 0.1 | 0.1
Southern_PGAE_Solar_176 | caiso-deliverability | Schindler_TB_1_HSN | Reliability_Capacity_In_Model_Year | System RA | Southern_PGAE_Solar_176 | 0.1 | 0.1 | 0.1 | 0.1 | 0.1 | 0.1 | 0.1 | 0.1 | 0.1 | 0.1 | 0.1 | 0.1 | 0.1 | 0.1 | 0.1 | 0.1 | 0.1 | 0.1 | 0.1 | 0.1 | 0.1 | 0.1 | 0.1 | 0.1 | 0.1 | 0.1 | 0.1 | 0.1 | 0.1 | 0.1 | 0.1
Manning_115_group | caiso-deliverability | Schindler_TB_1_HSN | Operational_New_Capacity_MW | Manning_115_group |  | -1 | -1 | -1 | -1 | -1 | -1 | -1 | -1 | -1 | -1 | -1 | -1 | -1 | -1 | -1 | -1 | -1 | -1 | -1 | -1 | -1 | -1 | -1 | -1 | -1 | -1 | -1 | -1 | -1 | -1 | -1
Southern_PGAE_Flow_Battery_162 | caiso-deliverability | Schindler_TB_1_offpeak | Operational_New_Capacity_MW | Southern_PGAE_Flow_Battery_162 |  | -1 | -1 | -1 | -1 | -1 | -1 | -1 | -1 | -1 | -1 | -1 | -1 | -1 | -1 | -1 | -1 | -1 | -1 | -1 | -1 | -1 | -1 | -1 | -1 | -1 | -1 | -1 | -1 | -1 | -1 | -1
Southern_PGAE_Flow_Battery_168 | caiso-deliverability | Schindler_TB_1_offpeak | Operational_New_Capacity_MW | Southern_PGAE_Flow_Battery_168 |  | -1 | -1 | -1 | -1 | -1 | -1 | -1 | -1 | -1 | -1 | -1 | -1 | -1 | -1 | -1 | -1 | -1 | -1 | -1 | -1 | -1 | -1 | -1 | -1 | -1 | -1 | -1 | -1 | -1 | -1 | -1
Southern_PGAE_Flow_Battery_169 | caiso-deliverability | Schindler_TB_1_offpeak | Operational_New_Capacity_MW | Southern_PGAE_Flow_Battery_169 |  | -1 | -1 | -1 | -1 | -1 | -1 | -1 | -1 | -1 | -1 | -1 | -1 | -1 | -1 | -1 | -1 | -1 | -1 | -1 | -1 | -1 | -1 | -1 | -1 | -1 | -1 | -1 | -1 | -1 | -1 | -1
Southern_PGAE_Flow_Battery_174 | caiso-deliverability | Schindler_TB_1_offpeak | Operational_New_Capacity_MW | Southern_PGAE_Flow_Battery_174 |  | -1 | -1 | -1 | -1 | -1 | -1 | -1 | -1 | -1 | -1 | -1 | -1 | -1 | -1 | -1 | -1 | -1 | -1 | -1 | -1 | -1 | -1 | -1 | -1 | -1 | -1 | -1 | -1 | -1 | -1 | -1
Southern_PGAE_Flow_Battery_176 | caiso-deliverability | Schindler_TB_1_offpeak | Operational_New_Capacity_MW | Southern_PGAE_Flow_Battery_176 |  | -1 | -1 | -1 | -1 | -1 | -1 | -1 | -1 | -1 | -1 | -1 | -1 | -1 | -1 | -1 | -1 | -1 | -1 | -1 | -1 | -1 | -1 | -1 | -1 | -1 | -1 | -1 | -1 | -1 | -1 | -1
Southern_PGAE_Li_Battery_4hr_162 | caiso-deliverability | Schindler_TB_1_offpeak | Operational_New_Capacity_MW | Southern_PGAE_Li_Battery_4hr_162 |  | -1 | -1 | -1 | -1 | -1 | -1 | -1 | -1 | -1 | -1 | -1 | -1 | -1 | -1 | -1 | -1 | -1 | -1 | -1 | -1 | -1 | -1 | -1 | -1 | -1 | -1 | -1 | -1 | -1 | -1 | -1
Southern_PGAE_Li_Battery_4hr_168 | caiso-deliverability | Schindler_TB_1_offpeak | Operational_New_Capacity_MW | Southern_PGAE_Li_Battery_4hr_168 |  | -1 | -1 | -1 | -1 | -1 | -1 | -1 | -1 | -1 | -1 | -1 | -1 | -1 | -1 | -1 | -1 | -1 | -1 | -1 | -1 | -1 | -1 | -1 | -1 | -1 | -1 | -1 | -1 | -1 | -1 | -1
Southern_PGAE_Li_Battery_4hr_169 | caiso-deliverability | Schindler_TB_1_offpeak | Operational_New_Capacity_MW | Southern_PGAE_Li_Battery_4hr_169 |  | -1 | -1 | -1 | -1 | -1 | -1 | -1 | -1 | -1 | -1 | -1 | -1 | -1 | -1 | -1 | -1 | -1 | -1 | -1 | -1 | -1 | -1 | -1 | -1 | -1 | -1 | -1 | -1 | -1 | -1 | -1
Southern_PGAE_Li_Battery_4hr_174 | caiso-deliverability | Schindler_TB_1_offpeak | Operational_New_Capacity_MW | Southern_PGAE_Li_Battery_4hr_174 |  | -1 | -1 | -1 | -1 | -1 | -1 | -1 | -1 | -1 | -1 | -1 | -1 | -1 | -1 | -1 | -1 | -1 | -1 | -1 | -1 | -1 | -1 | -1 | -1 | -1 | -1 | -1 | -1 | -1 | -1 | -1
Southern_PGAE_Li_Battery_4hr_176 | caiso-deliverability | Schindler_TB_1_offpeak | Operational_New_Capacity_MW | Southern_PGAE_Li_Battery_4hr_176 |  | -1 | -1 | -1 | -1 | -1 | -1 | -1 | -1 | -1 | -1 | -1 | -1 | -1 | -1 | -1 | -1 | -1 | -1 | -1 | -1 | -1 | -1 | -1 | -1 | -1 | -1 | -1 | -1 | -1 | -1 | -1
Southern_PGAE_Li_Battery_8hr_162 | caiso-deliverability | Schindler_TB_1_offpeak | Operational_New_Capacity_MW | Southern_PGAE_Li_Battery_8hr_162 |  | -1 | -1 | -1 | -1 | -1 | -1 | -1 | -1 | -1 | -1 | -1 | -1 | -1 | -1 | -1 | -1 | -1 | -1 | -1 | -1 | -1 | -1 | -1 | -1 | -1 | -1 | -1 | -1 | -1 | -1 | -1
Southern_PGAE_Li_Battery_8hr_168 | caiso-deliverability | Schindler_TB_1_offpeak | Operational_New_Capacity_MW | Southern_PGAE_Li_Battery_8hr_168 |  | -1 | -1 | -1 | -1 | -1 | -1 | -1 | -1 | -1 | -1 | -1 | -1 | -1 | -1 | -1 | -1 | -1 | -1 | -1 | -1 | -1 | -1 | -1 | -1 | -1 | -1 | -1 | -1 | -1 | -1 | -1
Southern_PGAE_Li_Battery_8hr_169 | caiso-deliverability | Schindler_TB_1_offpeak | Operational_New_Capacity_MW | Southern_PGAE_Li_Battery_8hr_169 |  | -1 | -1 | -1 | -1 | -1 | -1 | -1 | -1 | -1 | -1 | -1 | -1 | -1 | -1 | -1 | -1 | -1 | -1 | -1 | -1 | -1 | -1 | -1 | -1 | -1 | -1 | -1 | -1 | -1 | -1 | -1
Southern_PGAE_Li_Battery_8hr_174 | caiso-deliverability | Schindler_TB_1_offpeak | Operational_New_Capacity_MW | Southern_PGAE_Li_Battery_8hr_174 |  | -1 | -1 | -1 | -1 | -1 | -1 | -1 | -1 | -1 | -1 | -1 | -1 | -1 | -1 | -1 | -1 | -1 | -1 | -1 | -1 | -1 | -1 | -1 | -1 | -1 | -1 | -1 | -1 | -1 | -1 | -1
Southern_PGAE_Li_Battery_8hr_176 | caiso-deliverability | Schindler_TB_1_offpeak | Operational_New_Capacity_MW | Southern_PGAE_Li_Battery_8hr_176 |  | -1 | -1 | -1 | -1 | -1 | -1 | -1 | -1 | -1 | -1 | -1 | -1 | -1 | -1 | -1 | -1 | -1 | -1 | -1 | -1 | -1 | -1 | -1 | -1 | -1 | -1 | -1 | -1 | -1 | -1 | -1
Central_Valley_North_Los_Banos_Wind_162 | caiso-deliverability | Schindler_TB_1_offpeak | Operational_New_Capacity_MW | Central_Valley_North_Los_Banos_Wind_162 |  | 0.44 | 0.44 | 0.44 | 0.44 | 0.44 | 0.44 | 0.44 | 0.44 | 0.44 | 0.44 | 0.44 | 0.44 | 0.44 | 0.44 | 0.44 | 0.44 | 0.44 | 0.44 | 0.44 | 0.44 | 0.44 | 0.44 | 0.44 | 0.44 | 0.44 | 0.44 | 0.44 | 0.44 | 0.44 | 0.44 | 0.44
Southern_PGAE_Solar_162 | caiso-deliverability | Schindler_TB_1_offpeak | Operational_New_Capacity_MW | Southern_PGAE_Solar_162 |  | 0.79 | 0.79 | 0.79 | 0.79 | 0.79 | 0.79 | 0.79 | 0.79 | 0.79 | 0.79 | 0.79 | 0.79 | 0.79 | 0.79 | 0.79 | 0.79 | 0.79 | 0.79 | 0.79 | 0.79 | 0.79 | 0.79 | 0.79 | 0.79 | 0.79 | 0.79 | 0.79 | 0.79 | 0.79 | 0.79 | 0.79
Southern_PGAE_Solar_168 | caiso-deliverability | Schindler_TB_1_offpeak | Operational_New_Capacity_MW | Southern_PGAE_Solar_168 |  | 0.79 | 0.79 | 0.79 | 0.79 | 0.79 | 0.79 | 0.79 | 0.79 | 0.79 | 0.79 | 0.79 | 0.79 | 0.79 | 0.79 | 0.79 | 0.79 | 0.79 | 0.79 | 0.79 | 0.79 | 0.79 | 0.79 | 0.79 | 0.79 | 0.79 | 0.79 | 0.79 | 0.79 | 0.79 | 0.79 | 0.79
Southern_PGAE_Solar_169 | caiso-deliverability | Schindler_TB_1_offpeak | Operational_New_Capacity_MW | Southern_PGAE_Solar_169 |  | 0.79 | 0.79 | 0.79 | 0.79 | 0.79 | 0.79 | 0.79 | 0.79 | 0.79 | 0.79 | 0.79 | 0.79 | 0.79 | 0.79 | 0.79 | 0.79 | 0.79 | 0.79 | 0.79 | 0.79 | 0.79 | 0.79 | 0.79 | 0.79 | 0.79 | 0.79 | 0.79 | 0.79 | 0.79 | 0.79 | 0.79
Southern_PGAE_Solar_174 | caiso-deliverability | Schindler_TB_1_offpeak | Operational_New_Capacity_MW | Southern_PGAE_Solar_174 |  | 0.79 | 0.79 | 0.79 | 0.79 | 0.79 | 0.79 | 0.79 | 0.79 | 0.79 | 0.79 | 0.79 | 0.79 | 0.79 | 0.79 | 0.79 | 0.79 | 0.79 | 0.79 | 0.79 | 0.79 | 0.79 | 0.79 | 0.79 | 0.79 | 0.79 | 0.79 | 0.79 | 0.79 | 0.79 | 0.79 | 0.79
Southern_PGAE_Solar_176 | caiso-deliverability | Schindler_TB_1_offpeak | Operational_New_Capacity_MW | Southern_PGAE_Solar_176 |  | 0.79 | 0.79 | 0.79 | 0.79 | 0.79 | 0.79 | 0.79 | 0.79 | 0.79 | 0.79 | 0.79 | 0.79 | 0.79 | 0.79 | 0.79 | 0.79 | 0.79 | 0.79 | 0.79 | 0.79 | 0.79 | 0.79 | 0.79 | 0.79 | 0.79 | 0.79 | 0.79 | 0.79 | 0.79 | 0.79 | 0.79
Manning_115_group | caiso-deliverability | Schindler_TB_1_offpeak | Operational_New_Capacity_MW | Manning_115_group |  | -0.027532 | -0.027532 | -0.027532 | -0.027532 | -0.027532 | -0.027532 | -0.027532 | -0.027532 | -0.027532 | -0.027532 | -0.027532 | -0.027532 | -0.027532 | -0.027532 | -0.027532 | -0.027532 | -0.027532 | -0.027532 | -0.027532 | -0.027532 | -0.027532 | -0.027532 | -0.027532 | -0.027532 | -0.027532 | -0.027532 | -0.027532 | -0.027532 | -0.027532 | -0.027532 | -0.027532
Southern_PGAE_Flow_Battery_162 | caiso-deliverability | Schindler_TB_1_SSN | Reliability_Capacity_In_Model_Year | System RA | Southern_PGAE_Flow_Battery_162 | 0.5 | 0.5 | 0.5 | 0.5 | 0.5 | 0.5 | 0.5 | 0.5 | 0.5 | 0.5 | 0.5 | 0.5 | 0.5 | 0.5 | 0.5 | 0.5 | 0.5 | 0.5 | 0.5 | 0.5 | 0.5 | 0.5 | 0.5 | 0.5 | 0.5 | 0.5 | 0.5 | 0.5 | 0.5 | 0.5 | 0.5
Southern_PGAE_Flow_Battery_168 | caiso-deliverability | Schindler_TB_1_SSN | Reliability_Capacity_In_Model_Year | System RA | Southern_PGAE_Flow_Battery_168 | 0.5 | 0.5 | 0.5 | 0.5 | 0.5 | 0.5 | 0.5 | 0.5 | 0.5 | 0.5 | 0.5 | 0.5 | 0.5 | 0.5 | 0.5 | 0.5 | 0.5 | 0.5 | 0.5 | 0.5 | 0.5 | 0.5 | 0.5 | 0.5 | 0.5 | 0.5 | 0.5 | 0.5 | 0.5 | 0.5 | 0.5
Southern_PGAE_Flow_Battery_169 | caiso-deliverability | Schindler_TB_1_SSN | Reliability_Capacity_In_Model_Year | System RA | Southern_PGAE_Flow_Battery_169 | 0.5 | 0.5 | 0.5 | 0.5 | 0.5 | 0.5 | 0.5 | 0.5 | 0.5 | 0.5 | 0.5 | 0.5 | 0.5 | 0.5 | 0.5 | 0.5 | 0.5 | 0.5 | 0.5 | 0.5 | 0.5 | 0.5 | 0.5 | 0.5 | 0.5 | 0.5 | 0.5 | 0.5 | 0.5 | 0.5 | 0.5
Southern_PGAE_Flow_Battery_174 | caiso-deliverability | Schindler_TB_1_SSN | Reliability_Capacity_In_Model_Year | System RA | Southern_PGAE_Flow_Battery_174 | 0.5 | 0.5 | 0.5 | 0.5 | 0.5 | 0.5 | 0.5 | 0.5 | 0.5 | 0.5 | 0.5 | 0.5 | 0.5 | 0.5 | 0.5 | 0.5 | 0.5 | 0.5 | 0.5 | 0.5 | 0.5 | 0.5 | 0.5 | 0.5 | 0.5 | 0.5 | 0.5 | 0.5 | 0.5 | 0.5 | 0.5
Southern_PGAE_Flow_Battery_176 | caiso-deliverability | Schindler_TB_1_SSN | Reliability_Capacity_In_Model_Year | System RA | Southern_PGAE_Flow_Battery_176 | 0.5 | 0.5 | 0.5 | 0.5 | 0.5 | 0.5 | 0.5 | 0.5 | 0.5 | 0.5 | 0.5 | 0.5 | 0.5 | 0.5 | 0.5 | 0.5 | 0.5 | 0.5 | 0.5 | 0.5 | 0.5 | 0.5 | 0.5 | 0.5 | 0.5 | 0.5 | 0.5 | 0.5 | 0.5 | 0.5 | 0.5
Southern_PGAE_Li_Battery_4hr_162 | caiso-deliverability | Schindler_TB_1_SSN | Reliability_Capacity_In_Model_Year | System RA | Southern_PGAE_Li_Battery_4hr_162 | 0.5 | 0.5 | 0.5 | 0.5 | 0.5 | 0.5 | 0.5 | 0.5 | 0.5 | 0.5 | 0.5 | 0.5 | 0.5 | 0.5 | 0.5 | 0.5 | 0.5 | 0.5 | 0.5 | 0.5 | 0.5 | 0.5 | 0.5 | 0.5 | 0.5 | 0.5 | 0.5 | 0.5 | 0.5 | 0.5 | 0.5
Southern_PGAE_Li_Battery_4hr_168 | caiso-deliverability | Schindler_TB_1_SSN | Reliability_Capacity_In_Model_Year | System RA | Southern_PGAE_Li_Battery_4hr_168 | 0.5 | 0.5 | 0.5 | 0.5 | 0.5 | 0.5 | 0.5 | 0.5 | 0.5 | 0.5 | 0.5 | 0.5 | 0.5 | 0.5 | 0.5 | 0.5 | 0.5 | 0.5 | 0.5 | 0.5 | 0.5 | 0.5 | 0.5 | 0.5 | 0.5 | 0.5 | 0.5 | 0.5 | 0.5 | 0.5 | 0.5
Southern_PGAE_Li_Battery_4hr_169 | caiso-deliverability | Schindler_TB_1_SSN | Reliability_Capacity_In_Model_Year | System RA | Southern_PGAE_Li_Battery_4hr_169 | 0.5 | 0.5 | 0.5 | 0.5 | 0.5 | 0.5 | 0.5 | 0.5 | 0.5 | 0.5 | 0.5 | 0.5 | 0.5 | 0.5 | 0.5 | 0.5 | 0.5 | 0.5 | 0.5 | 0.5 | 0.5 | 0.5 | 0.5 | 0.5 | 0.5 | 0.5 | 0.5 | 0.5 | 0.5 | 0.5 | 0.5
Southern_PGAE_Li_Battery_4hr_174 | caiso-deliverability | Schindler_TB_1_SSN | Reliability_Capacity_In_Model_Year | System RA | Southern_PGAE_Li_Battery_4hr_174 | 0.5 | 0.5 | 0.5 | 0.5 | 0.5 | 0.5 | 0.5 | 0.5 | 0.5 | 0.5 | 0.5 | 0.5 | 0.5 | 0.5 | 0.5 | 0.5 | 0.5 | 0.5 | 0.5 | 0.5 | 0.5 | 0.5 | 0.5 | 0.5 | 0.5 | 0.5 | 0.5 | 0.5 | 0.5 | 0.5 | 0.5
Southern_PGAE_Li_Battery_4hr_176 | caiso-deliverability | Schindler_TB_1_SSN | Reliability_Capacity_In_Model_Year | System RA | Southern_PGAE_Li_Battery_4hr_176 | 0.5 | 0.5 | 0.5 | 0.5 | 0.5 | 0.5 | 0.5 | 0.5 | 0.5 | 0.5 | 0.5 | 0.5 | 0.5 | 0.5 | 0.5 | 0.5 | 0.5 | 0.5 | 0.5 | 0.5 | 0.5 | 0.5 | 0.5 | 0.5 | 0.5 | 0.5 | 0.5 | 0.5 | 0.5 | 0.5 | 0.5
Southern_PGAE_Li_Battery_8hr_162 | caiso-deliverability | Schindler_TB_1_SSN | Reliability_Capacity_In_Model_Year | System RA | Southern_PGAE_Li_Battery_8hr_162 | 0.5 | 0.5 | 0.5 | 0.5 | 0.5 | 0.5 | 0.5 | 0.5 | 0.5 | 0.5 | 0.5 | 0.5 | 0.5 | 0.5 | 0.5 | 0.5 | 0.5 | 0.5 | 0.5 | 0.5 | 0.5 | 0.5 | 0.5 | 0.5 | 0.5 | 0.5 | 0.5 | 0.5 | 0.5 | 0.5 | 0.5
Southern_PGAE_Li_Battery_8hr_168 | caiso-deliverability | Schindler_TB_1_SSN | Reliability_Capacity_In_Model_Year | System RA | Southern_PGAE_Li_Battery_8hr_168 | 0.5 | 0.5 | 0.5 | 0.5 | 0.5 | 0.5 | 0.5 | 0.5 | 0.5 | 0.5 | 0.5 | 0.5 | 0.5 | 0.5 | 0.5 | 0.5 | 0.5 | 0.5 | 0.5 | 0.5 | 0.5 | 0.5 | 0.5 | 0.5 | 0.5 | 0.5 | 0.5 | 0.5 | 0.5 | 0.5 | 0.5
Southern_PGAE_Li_Battery_8hr_169 | caiso-deliverability | Schindler_TB_1_SSN | Reliability_Capacity_In_Model_Year | System RA | Southern_PGAE_Li_Battery_8hr_169 | 0.5 | 0.5 | 0.5 | 0.5 | 0.5 | 0.5 | 0.5 | 0.5 | 0.5 | 0.5 | 0.5 | 0.5 | 0.5 | 0.5 | 0.5 | 0.5 | 0.5 | 0.5 | 0.5 | 0.5 | 0.5 | 0.5 | 0.5 | 0.5 | 0.5 | 0.5 | 0.5 | 0.5 | 0.5 | 0.5 | 0.5
Southern_PGAE_Li_Battery_8hr_174 | caiso-deliverability | Schindler_TB_1_SSN | Reliability_Capacity_In_Model_Year | System RA | Southern_PGAE_Li_Battery_8hr_174 | 0.5 | 0.5 | 0.5 | 0.5 | 0.5 | 0.5 | 0.5 | 0.5 | 0.5 | 0.5 | 0.5 | 0.5 | 0.5 | 0.5 | 0.5 | 0.5 | 0.5 | 0.5 | 0.5 | 0.5 | 0.5 | 0.5 | 0.5 | 0.5 | 0.5 | 0.5 | 0.5 | 0.5 | 0.5 | 0.5 | 0.5
Southern_PGAE_Li_Battery_8hr_176 | caiso-deliverability | Schindler_TB_1_SSN | Reliability_Capacity_In_Model_Year | System RA | Southern_PGAE_Li_Battery_8hr_176 | 0.5 | 0.5 | 0.5 | 0.5 | 0.5 | 0.5 | 0.5 | 0.5 | 0.5 | 0.5 | 0.5 | 0.5 | 0.5 | 0.5 | 0.5 | 0.5 | 0.5 | 0.5 | 0.5 | 0.5 | 0.5 | 0.5 | 0.5 | 0.5 | 0.5 | 0.5 | 0.5 | 0.5 | 0.5 | 0.5 | 0.5
Central_Valley_North_Los_Banos_Wind_162 | caiso-deliverability | Schindler_TB_1_SSN | Reliability_Capacity_In_Model_Year | System RA | Central_Valley_North_Los_Banos_Wind_162 | 0.163 | 0.163 | 0.163 | 0.163 | 0.163 | 0.163 | 0.163 | 0.163 | 0.163 | 0.163 | 0.163 | 0.163 | 0.163 | 0.163 | 0.163 | 0.163 | 0.163 | 0.163 | 0.163 | 0.163 | 0.163 | 0.163 | 0.163 | 0.163 | 0.163 | 0.163 | 0.163 | 0.163 | 0.163 | 0.163 | 0.163
Southern_PGAE_Solar_162 | caiso-deliverability | Schindler_TB_1_SSN | Reliability_Capacity_In_Model_Year | System RA | Southern_PGAE_Solar_162 | 0.556 | 0.556 | 0.556 | 0.556 | 0.556 | 0.556 | 0.556 | 0.556 | 0.556 | 0.556 | 0.556 | 0.556 | 0.556 | 0.556 | 0.556 | 0.556 | 0.556 | 0.556 | 0.556 | 0.556 | 0.556 | 0.556 | 0.556 | 0.556 | 0.556 | 0.556 | 0.556 | 0.556 | 0.556 | 0.556 | 0.556
Southern_PGAE_Solar_168 | caiso-deliverability | Schindler_TB_1_SSN | Reliability_Capacity_In_Model_Year | System RA | Southern_PGAE_Solar_168 | 0.556 | 0.556 | 0.556 | 0.556 | 0.556 | 0.556 | 0.556 | 0.556 | 0.556 | 0.556 | 0.556 | 0.556 | 0.556 | 0.556 | 0.556 | 0.556 | 0.556 | 0.556 | 0.556 | 0.556 | 0.556 | 0.556 | 0.556 | 0.556 | 0.556 | 0.556 | 0.556 | 0.556 | 0.556 | 0.556 | 0.556
Southern_PGAE_Solar_169 | caiso-deliverability | Schindler_TB_1_SSN | Reliability_Capacity_In_Model_Year | System RA | Southern_PGAE_Solar_169 | 0.556 | 0.556 | 0.556 | 0.556 | 0.556 | 0.556 | 0.556 | 0.556 | 0.556 | 0.556 | 0.556 | 0.556 | 0.556 | 0.556 | 0.556 | 0.556 | 0.556 | 0.556 | 0.556 | 0.556 | 0.556 | 0.556 | 0.556 | 0.556 | 0.556 | 0.556 | 0.556 | 0.556 | 0.556 | 0.556 | 0.556
Southern_PGAE_Solar_174 | caiso-deliverability | Schindler_TB_1_SSN | Reliability_Capacity_In_Model_Year | System RA | Southern_PGAE_Solar_174 | 0.556 | 0.556 | 0.556 | 0.556 | 0.556 | 0.556 | 0.556 | 0.556 | 0.556 | 0.556 | 0.556 | 0.556 | 0.556 | 0.556 | 0.556 | 0.556 | 0.556 | 0.556 | 0.556 | 0.556 | 0.556 | 0.556 | 0.556 | 0.556 | 0.556 | 0.556 | 0.556 | 0.556 | 0.556 | 0.556 | 0.556
Southern_PGAE_Solar_176 | caiso-deliverability | Schindler_TB_1_SSN | Reliability_Capacity_In_Model_Year | System RA | Southern_PGAE_Solar_176 | 0.556 | 0.556 | 0.556 | 0.556 | 0.556 | 0.556 | 0.556 | 0.556 | 0.556 | 0.556 | 0.556 | 0.556 | 0.556 | 0.556 | 0.556 | 0.556 | 0.556 | 0.556 | 0.556 | 0.556 | 0.556 | 0.556 | 0.556 | 0.556 | 0.556 | 0.556 | 0.556 | 0.556 | 0.556 | 0.556 | 0.556
Manning_115_group | caiso-deliverability | Schindler_TB_1_SSN | Operational_New_Capacity_MW | Manning_115_group |  | -1 | -1 | -1 | -1 | -1 | -1 | -1 | -1 | -1 | -1 | -1 | -1 | -1 | -1 | -1 | -1 | -1 | -1 | -1 | -1 | -1 | -1 | -1 | -1 | -1 | -1 | -1 | -1 | -1 | -1 | -1
Southern_PGAE_Flow_Battery_52 | caiso-deliverability | Semitropic_Midway_HSN | Reliability_Capacity_In_Model_Year | System RA | Southern_PGAE_Flow_Battery_52 | 1 | 1 | 1 | 1 | 1 | 1 | 1 | 1 | 1 | 1 | 1 | 1 | 1 | 1 | 1 | 1 | 1 | 1 | 1 | 1 | 1 | 1 | 1 | 1 | 1 | 1 | 1 | 1 | 1 | 1 | 1
Southern_PGAE_Flow_Battery_74 | caiso-deliverability | Semitropic_Midway_HSN | Reliability_Capacity_In_Model_Year | System RA | Southern_PGAE_Flow_Battery_74 | 1 | 1 | 1 | 1 | 1 | 1 | 1 | 1 | 1 | 1 | 1 | 1 | 1 | 1 | 1 | 1 | 1 | 1 | 1 | 1 | 1 | 1 | 1 | 1 | 1 | 1 | 1 | 1 | 1 | 1 | 1
Southern_PGAE_Flow_Battery_75 | caiso-deliverability | Semitropic_Midway_HSN | Reliability_Capacity_In_Model_Year | System RA | Southern_PGAE_Flow_Battery_75 | 1 | 1 | 1 | 1 | 1 | 1 | 1 | 1 | 1 | 1 | 1 | 1 | 1 | 1 | 1 | 1 | 1 | 1 | 1 | 1 | 1 | 1 | 1 | 1 | 1 | 1 | 1 | 1 | 1 | 1 | 1
Southern_PGAE_Flow_Battery_79 | caiso-deliverability | Semitropic_Midway_HSN | Reliability_Capacity_In_Model_Year | System RA | Southern_PGAE_Flow_Battery_79 | 1 | 1 | 1 | 1 | 1 | 1 | 1 | 1 | 1 | 1 | 1 | 1 | 1 | 1 | 1 | 1 | 1 | 1 | 1 | 1 | 1 | 1 | 1 | 1 | 1 | 1 | 1 | 1 | 1 | 1 | 1
Southern_PGAE_Flow_Battery_102 | caiso-deliverability | Semitropic_Midway_HSN | Reliability_Capacity_In_Model_Year | System RA | Southern_PGAE_Flow_Battery_102 | 1 | 1 | 1 | 1 | 1 | 1 | 1 | 1 | 1 | 1 | 1 | 1 | 1 | 1 | 1 | 1 | 1 | 1 | 1 | 1 | 1 | 1 | 1 | 1 | 1 | 1 | 1 | 1 | 1 | 1 | 1
Southern_PGAE_Flow_Battery_118 | caiso-deliverability | Semitropic_Midway_HSN | Reliability_Capacity_In_Model_Year | System RA | Southern_PGAE_Flow_Battery_118 | 1 | 1 | 1 | 1 | 1 | 1 | 1 | 1 | 1 | 1 | 1 | 1 | 1 | 1 | 1 | 1 | 1 | 1 | 1 | 1 | 1 | 1 | 1 | 1 | 1 | 1 | 1 | 1 | 1 | 1 | 1
Northern_California_Flow_Battery_130 | caiso-deliverability | Semitropic_Midway_HSN | Reliability_Capacity_In_Model_Year | System RA | Northern_California_Flow_Battery_130 | 1 | 1 | 1 | 1 | 1 | 1 | 1 | 1 | 1 | 1 | 1 | 1 | 1 | 1 | 1 | 1 | 1 | 1 | 1 | 1 | 1 | 1 | 1 | 1 | 1 | 1 | 1 | 1 | 1 | 1 | 1
Southern_PGAE_Flow_Battery_136 | caiso-deliverability | Semitropic_Midway_HSN | Reliability_Capacity_In_Model_Year | System RA | Southern_PGAE_Flow_Battery_136 | 1 | 1 | 1 | 1 | 1 | 1 | 1 | 1 | 1 | 1 | 1 | 1 | 1 | 1 | 1 | 1 | 1 | 1 | 1 | 1 | 1 | 1 | 1 | 1 | 1 | 1 | 1 | 1 | 1 | 1 | 1
Southern_PGAE_Flow_Battery_152 | caiso-deliverability | Semitropic_Midway_HSN | Reliability_Capacity_In_Model_Year | System RA | Southern_PGAE_Flow_Battery_152 | 1 | 1 | 1 | 1 | 1 | 1 | 1 | 1 | 1 | 1 | 1 | 1 | 1 | 1 | 1 | 1 | 1 | 1 | 1 | 1 | 1 | 1 | 1 | 1 | 1 | 1 | 1 | 1 | 1 | 1 | 1
Southern_PGAE_Flow_Battery_173 | caiso-deliverability | Semitropic_Midway_HSN | Reliability_Capacity_In_Model_Year | System RA | Southern_PGAE_Flow_Battery_173 | 1 | 1 | 1 | 1 | 1 | 1 | 1 | 1 | 1 | 1 | 1 | 1 | 1 | 1 | 1 | 1 | 1 | 1 | 1 | 1 | 1 | 1 | 1 | 1 | 1 | 1 | 1 | 1 | 1 | 1 | 1
Southern_PGAE_Flow_Battery_175 | caiso-deliverability | Semitropic_Midway_HSN | Reliability_Capacity_In_Model_Year | System RA | Southern_PGAE_Flow_Battery_175 | 1 | 1 | 1 | 1 | 1 | 1 | 1 | 1 | 1 | 1 | 1 | 1 | 1 | 1 | 1 | 1 | 1 | 1 | 1 | 1 | 1 | 1 | 1 | 1 | 1 | 1 | 1 | 1 | 1 | 1 | 1
Southern_PGAE_Flow_Battery_177 | caiso-deliverability | Semitropic_Midway_HSN | Reliability_Capacity_In_Model_Year | System RA | Southern_PGAE_Flow_Battery_177 | 1 | 1 | 1 | 1 | 1 | 1 | 1 | 1 | 1 | 1 | 1 | 1 | 1 | 1 | 1 | 1 | 1 | 1 | 1 | 1 | 1 | 1 | 1 | 1 | 1 | 1 | 1 | 1 | 1 | 1 | 1
Southern_PGAE_Li_Battery_4hr_52 | caiso-deliverability | Semitropic_Midway_HSN | Reliability_Capacity_In_Model_Year | System RA | Southern_PGAE_Li_Battery_4hr_52 | 1 | 1 | 1 | 1 | 1 | 1 | 1 | 1 | 1 | 1 | 1 | 1 | 1 | 1 | 1 | 1 | 1 | 1 | 1 | 1 | 1 | 1 | 1 | 1 | 1 | 1 | 1 | 1 | 1 | 1 | 1
Southern_PGAE_Li_Battery_4hr_74 | caiso-deliverability | Semitropic_Midway_HSN | Reliability_Capacity_In_Model_Year | System RA | Southern_PGAE_Li_Battery_4hr_74 | 1 | 1 | 1 | 1 | 1 | 1 | 1 | 1 | 1 | 1 | 1 | 1 | 1 | 1 | 1 | 1 | 1 | 1 | 1 | 1 | 1 | 1 | 1 | 1 | 1 | 1 | 1 | 1 | 1 | 1 | 1
Southern_PGAE_Li_Battery_4hr_75 | caiso-deliverability | Semitropic_Midway_HSN | Reliability_Capacity_In_Model_Year | System RA | Southern_PGAE_Li_Battery_4hr_75 | 1 | 1 | 1 | 1 | 1 | 1 | 1 | 1 | 1 | 1 | 1 | 1 | 1 | 1 | 1 | 1 | 1 | 1 | 1 | 1 | 1 | 1 | 1 | 1 | 1 | 1 | 1 | 1 | 1 | 1 | 1
Southern_PGAE_Li_Battery_4hr_79 | caiso-deliverability | Semitropic_Midway_HSN | Reliability_Capacity_In_Model_Year | System RA | Southern_PGAE_Li_Battery_4hr_79 | 1 | 1 | 1 | 1 | 1 | 1 | 1 | 1 | 1 | 1 | 1 | 1 | 1 | 1 | 1 | 1 | 1 | 1 | 1 | 1 | 1 | 1 | 1 | 1 | 1 | 1 | 1 | 1 | 1 | 1 | 1
Southern_PGAE_Li_Battery_4hr_102 | caiso-deliverability | Semitropic_Midway_HSN | Reliability_Capacity_In_Model_Year | System RA | Southern_PGAE_Li_Battery_4hr_102 | 1 | 1 | 1 | 1 | 1 | 1 | 1 | 1 | 1 | 1 | 1 | 1 | 1 | 1 | 1 | 1 | 1 | 1 | 1 | 1 | 1 | 1 | 1 | 1 | 1 | 1 | 1 | 1 | 1 | 1 | 1
Southern_PGAE_Li_Battery_4hr_118 | caiso-deliverability | Semitropic_Midway_HSN | Reliability_Capacity_In_Model_Year | System RA | Southern_PGAE_Li_Battery_4hr_118 | 1 | 1 | 1 | 1 | 1 | 1 | 1 | 1 | 1 | 1 | 1 | 1 | 1 | 1 | 1 | 1 | 1 | 1 | 1 | 1 | 1 | 1 | 1 | 1 | 1 | 1 | 1 | 1 | 1 | 1 | 1
Northern_California_Li_Battery_4hr_130 | caiso-deliverability | Semitropic_Midway_HSN | Reliability_Capacity_In_Model_Year | System RA | Northern_California_Li_Battery_4hr_130 | 1 | 1 | 1 | 1 | 1 | 1 | 1 | 1 | 1 | 1 | 1 | 1 | 1 | 1 | 1 | 1 | 1 | 1 | 1 | 1 | 1 | 1 | 1 | 1 | 1 | 1 | 1 | 1 | 1 | 1 | 1
Southern_PGAE_Li_Battery_4hr_136 | caiso-deliverability | Semitropic_Midway_HSN | Reliability_Capacity_In_Model_Year | System RA | Southern_PGAE_Li_Battery_4hr_136 | 1 | 1 | 1 | 1 | 1 | 1 | 1 | 1 | 1 | 1 | 1 | 1 | 1 | 1 | 1 | 1 | 1 | 1 | 1 | 1 | 1 | 1 | 1 | 1 | 1 | 1 | 1 | 1 | 1 | 1 | 1
Southern_PGAE_Li_Battery_4hr_152 | caiso-deliverability | Semitropic_Midway_HSN | Reliability_Capacity_In_Model_Year | System RA | Southern_PGAE_Li_Battery_4hr_152 | 1 | 1 | 1 | 1 | 1 | 1 | 1 | 1 | 1 | 1 | 1 | 1 | 1 | 1 | 1 | 1 | 1 | 1 | 1 | 1 | 1 | 1 | 1 | 1 | 1 | 1 | 1 | 1 | 1 | 1 | 1
Southern_PGAE_Li_Battery_4hr_173 | caiso-deliverability | Semitropic_Midway_HSN | Reliability_Capacity_In_Model_Year | System RA | Southern_PGAE_Li_Battery_4hr_173 | 1 | 1 | 1 | 1 | 1 | 1 | 1 | 1 | 1 | 1 | 1 | 1 | 1 | 1 | 1 | 1 | 1 | 1 | 1 | 1 | 1 | 1 | 1 | 1 | 1 | 1 | 1 | 1 | 1 | 1 | 1
Southern_PGAE_Li_Battery_4hr_175 | caiso-deliverability | Semitropic_Midway_HSN | Reliability_Capacity_In_Model_Year | System RA | Southern_PGAE_Li_Battery_4hr_175 | 1 | 1 | 1 | 1 | 1 | 1 | 1 | 1 | 1 | 1 | 1 | 1 | 1 | 1 | 1 | 1 | 1 | 1 | 1 | 1 | 1 | 1 | 1 | 1 | 1 | 1 | 1 | 1 | 1 | 1 | 1
Southern_PGAE_Li_Battery_4hr_177 | caiso-deliverability | Semitropic_Midway_HSN | Reliability_Capacity_In_Model_Year | System RA | Southern_PGAE_Li_Battery_4hr_177 | 1 | 1 | 1 | 1 | 1 | 1 | 1 | 1 | 1 | 1 | 1 | 1 | 1 | 1 | 1 | 1 | 1 | 1 | 1 | 1 | 1 | 1 | 1 | 1 | 1 | 1 | 1 | 1 | 1 | 1 | 1
Southern_PGAE_Li_Battery_8hr_52 | caiso-deliverability | Semitropic_Midway_HSN | Reliability_Capacity_In_Model_Year | System RA | Southern_PGAE_Li_Battery_8hr_52 | 1 | 1 | 1 | 1 | 1 | 1 | 1 | 1 | 1 | 1 | 1 | 1 | 1 | 1 | 1 | 1 | 1 | 1 | 1 | 1 | 1 | 1 | 1 | 1 | 1 | 1 | 1 | 1 | 1 | 1 | 1
Southern_PGAE_Li_Battery_8hr_74 | caiso-deliverability | Semitropic_Midway_HSN | Reliability_Capacity_In_Model_Year | System RA | Southern_PGAE_Li_Battery_8hr_74 | 1 | 1 | 1 | 1 | 1 | 1 | 1 | 1 | 1 | 1 | 1 | 1 | 1 | 1 | 1 | 1 | 1 | 1 | 1 | 1 | 1 | 1 | 1 | 1 | 1 | 1 | 1 | 1 | 1 | 1 | 1
Southern_PGAE_Li_Battery_8hr_75 | caiso-deliverability | Semitropic_Midway_HSN | Reliability_Capacity_In_Model_Year | System RA | Southern_PGAE_Li_Battery_8hr_75 | 1 | 1 | 1 | 1 | 1 | 1 | 1 | 1 | 1 | 1 | 1 | 1 | 1 | 1 | 1 | 1 | 1 | 1 | 1 | 1 | 1 | 1 | 1 | 1 | 1 | 1 | 1 | 1 | 1 | 1 | 1
Southern_PGAE_Li_Battery_8hr_79 | caiso-deliverability | Semitropic_Midway_HSN | Reliability_Capacity_In_Model_Year | System RA | Southern_PGAE_Li_Battery_8hr_79 | 1 | 1 | 1 | 1 | 1 | 1 | 1 | 1 | 1 | 1 | 1 | 1 | 1 | 1 | 1 | 1 | 1 | 1 | 1 | 1 | 1 | 1 | 1 | 1 | 1 | 1 | 1 | 1 | 1 | 1 | 1
Southern_PGAE_Li_Battery_8hr_102 | caiso-deliverability | Semitropic_Midway_HSN | Reliability_Capacity_In_Model_Year | System RA | Southern_PGAE_Li_Battery_8hr_102 | 1 | 1 | 1 | 1 | 1 | 1 | 1 | 1 | 1 | 1 | 1 | 1 | 1 | 1 | 1 | 1 | 1 | 1 | 1 | 1 | 1 | 1 | 1 | 1 | 1 | 1 | 1 | 1 | 1 | 1 | 1
Southern_PGAE_Li_Battery_8hr_118 | caiso-deliverability | Semitropic_Midway_HSN | Reliability_Capacity_In_Model_Year | System RA | Southern_PGAE_Li_Battery_8hr_118 | 1 | 1 | 1 | 1 | 1 | 1 | 1 | 1 | 1 | 1 | 1 | 1 | 1 | 1 | 1 | 1 | 1 | 1 | 1 | 1 | 1 | 1 | 1 | 1 | 1 | 1 | 1 | 1 | 1 | 1 | 1
Northern_California_Li_Battery_8hr_130 | caiso-deliverability | Semitropic_Midway_HSN | Reliability_Capacity_In_Model_Year | System RA | Northern_California_Li_Battery_8hr_130 | 1 | 1 | 1 | 1 | 1 | 1 | 1 | 1 | 1 | 1 | 1 | 1 | 1 | 1 | 1 | 1 | 1 | 1 | 1 | 1 | 1 | 1 | 1 | 1 | 1 | 1 | 1 | 1 | 1 | 1 | 1
Southern_PGAE_Li_Battery_8hr_136 | caiso-deliverability | Semitropic_Midway_HSN | Reliability_Capacity_In_Model_Year | System RA | Southern_PGAE_Li_Battery_8hr_136 | 1 | 1 | 1 | 1 | 1 | 1 | 1 | 1 | 1 | 1 | 1 | 1 | 1 | 1 | 1 | 1 | 1 | 1 | 1 | 1 | 1 | 1 | 1 | 1 | 1 | 1 | 1 | 1 | 1 | 1 | 1
Southern_PGAE_Li_Battery_8hr_152 | caiso-deliverability | Semitropic_Midway_HSN | Reliability_Capacity_In_Model_Year | System RA | Southern_PGAE_Li_Battery_8hr_152 | 1 | 1 | 1 | 1 | 1 | 1 | 1 | 1 | 1 | 1 | 1 | 1 | 1 | 1 | 1 | 1 | 1 | 1 | 1 | 1 | 1 | 1 | 1 | 1 | 1 | 1 | 1 | 1 | 1 | 1 | 1
Southern_PGAE_Li_Battery_8hr_173 | caiso-deliverability | Semitropic_Midway_HSN | Reliability_Capacity_In_Model_Year | System RA | Southern_PGAE_Li_Battery_8hr_173 | 1 | 1 | 1 | 1 | 1 | 1 | 1 | 1 | 1 | 1 | 1 | 1 | 1 | 1 | 1 | 1 | 1 | 1 | 1 | 1 | 1 | 1 | 1 | 1 | 1 | 1 | 1 | 1 | 1 | 1 | 1
Southern_PGAE_Li_Battery_8hr_175 | caiso-deliverability | Semitropic_Midway_HSN | Reliability_Capacity_In_Model_Year | System RA | Southern_PGAE_Li_Battery_8hr_175 | 1 | 1 | 1 | 1 | 1 | 1 | 1 | 1 | 1 | 1 | 1 | 1 | 1 | 1 | 1 | 1 | 1 | 1 | 1 | 1 | 1 | 1 | 1 | 1 | 1 | 1 | 1 | 1 | 1 | 1 | 1
Southern_PGAE_Li_Battery_8hr_177 | caiso-deliverability | Semitropic_Midway_HSN | Reliability_Capacity_In_Model_Year | System RA | Southern_PGAE_Li_Battery_8hr_177 | 1 | 1 | 1 | 1 | 1 | 1 | 1 | 1 | 1 | 1 | 1 | 1 | 1 | 1 | 1 | 1 | 1 | 1 | 1 | 1 | 1 | 1 | 1 | 1 | 1 | 1 | 1 | 1 | 1 | 1 | 1
Northern_California_Solar_130 | caiso-deliverability | Semitropic_Midway_HSN | Reliability_Capacity_In_Model_Year | System RA | Northern_California_Solar_130 | 0.1 | 0.1 | 0.1 | 0.1 | 0.1 | 0.1 | 0.1 | 0.1 | 0.1 | 0.1 | 0.1 | 0.1 | 0.1 | 0.1 | 0.1 | 0.1 | 0.1 | 0.1 | 0.1 | 0.1 | 0.1 | 0.1 | 0.1 | 0.1 | 0.1 | 0.1 | 0.1 | 0.1 | 0.1 | 0.1 | 0.1
Southern_PGAE_Solar_52 | caiso-deliverability | Semitropic_Midway_HSN | Reliability_Capacity_In_Model_Year | System RA | Southern_PGAE_Solar_52 | 0.1 | 0.1 | 0.1 | 0.1 | 0.1 | 0.1 | 0.1 | 0.1 | 0.1 | 0.1 | 0.1 | 0.1 | 0.1 | 0.1 | 0.1 | 0.1 | 0.1 | 0.1 | 0.1 | 0.1 | 0.1 | 0.1 | 0.1 | 0.1 | 0.1 | 0.1 | 0.1 | 0.1 | 0.1 | 0.1 | 0.1
Southern_PGAE_Solar_74 | caiso-deliverability | Semitropic_Midway_HSN | Reliability_Capacity_In_Model_Year | System RA | Southern_PGAE_Solar_74 | 0.1 | 0.1 | 0.1 | 0.1 | 0.1 | 0.1 | 0.1 | 0.1 | 0.1 | 0.1 | 0.1 | 0.1 | 0.1 | 0.1 | 0.1 | 0.1 | 0.1 | 0.1 | 0.1 | 0.1 | 0.1 | 0.1 | 0.1 | 0.1 | 0.1 | 0.1 | 0.1 | 0.1 | 0.1 | 0.1 | 0.1
Southern_PGAE_Solar_75 | caiso-deliverability | Semitropic_Midway_HSN | Reliability_Capacity_In_Model_Year | System RA | Southern_PGAE_Solar_75 | 0.1 | 0.1 | 0.1 | 0.1 | 0.1 | 0.1 | 0.1 | 0.1 | 0.1 | 0.1 | 0.1 | 0.1 | 0.1 | 0.1 | 0.1 | 0.1 | 0.1 | 0.1 | 0.1 | 0.1 | 0.1 | 0.1 | 0.1 | 0.1 | 0.1 | 0.1 | 0.1 | 0.1 | 0.1 | 0.1 | 0.1
Southern_PGAE_Solar_79 | caiso-deliverability | Semitropic_Midway_HSN | Reliability_Capacity_In_Model_Year | System RA | Southern_PGAE_Solar_79 | 0.1 | 0.1 | 0.1 | 0.1 | 0.1 | 0.1 | 0.1 | 0.1 | 0.1 | 0.1 | 0.1 | 0.1 | 0.1 | 0.1 | 0.1 | 0.1 | 0.1 | 0.1 | 0.1 | 0.1 | 0.1 | 0.1 | 0.1 | 0.1 | 0.1 | 0.1 | 0.1 | 0.1 | 0.1 | 0.1 | 0.1
Southern_PGAE_Solar_102 | caiso-deliverability | Semitropic_Midway_HSN | Reliability_Capacity_In_Model_Year | System RA | Southern_PGAE_Solar_102 | 0.1 | 0.1 | 0.1 | 0.1 | 0.1 | 0.1 | 0.1 | 0.1 | 0.1 | 0.1 | 0.1 | 0.1 | 0.1 | 0.1 | 0.1 | 0.1 | 0.1 | 0.1 | 0.1 | 0.1 | 0.1 | 0.1 | 0.1 | 0.1 | 0.1 | 0.1 | 0.1 | 0.1 | 0.1 | 0.1 | 0.1
Southern_PGAE_Solar_118 | caiso-deliverability | Semitropic_Midway_HSN | Reliability_Capacity_In_Model_Year | System RA | Southern_PGAE_Solar_118 | 0.1 | 0.1 | 0.1 | 0.1 | 0.1 | 0.1 | 0.1 | 0.1 | 0.1 | 0.1 | 0.1 | 0.1 | 0.1 | 0.1 | 0.1 | 0.1 | 0.1 | 0.1 | 0.1 | 0.1 | 0.1 | 0.1 | 0.1 | 0.1 | 0.1 | 0.1 | 0.1 | 0.1 | 0.1 | 0.1 | 0.1
Southern_PGAE_Solar_136 | caiso-deliverability | Semitropic_Midway_HSN | Reliability_Capacity_In_Model_Year | System RA | Southern_PGAE_Solar_136 | 0.1 | 0.1 | 0.1 | 0.1 | 0.1 | 0.1 | 0.1 | 0.1 | 0.1 | 0.1 | 0.1 | 0.1 | 0.1 | 0.1 | 0.1 | 0.1 | 0.1 | 0.1 | 0.1 | 0.1 | 0.1 | 0.1 | 0.1 | 0.1 | 0.1 | 0.1 | 0.1 | 0.1 | 0.1 | 0.1 | 0.1
Southern_PGAE_Solar_152 | caiso-deliverability | Semitropic_Midway_HSN | Reliability_Capacity_In_Model_Year | System RA | Southern_PGAE_Solar_152 | 0.1 | 0.1 | 0.1 | 0.1 | 0.1 | 0.1 | 0.1 | 0.1 | 0.1 | 0.1 | 0.1 | 0.1 | 0.1 | 0.1 | 0.1 | 0.1 | 0.1 | 0.1 | 0.1 | 0.1 | 0.1 | 0.1 | 0.1 | 0.1 | 0.1 | 0.1 | 0.1 | 0.1 | 0.1 | 0.1 | 0.1
Southern_PGAE_Solar_173 | caiso-deliverability | Semitropic_Midway_HSN | Reliability_Capacity_In_Model_Year | System RA | Southern_PGAE_Solar_173 | 0.1 | 0.1 | 0.1 | 0.1 | 0.1 | 0.1 | 0.1 | 0.1 | 0.1 | 0.1 | 0.1 | 0.1 | 0.1 | 0.1 | 0.1 | 0.1 | 0.1 | 0.1 | 0.1 | 0.1 | 0.1 | 0.1 | 0.1 | 0.1 | 0.1 | 0.1 | 0.1 | 0.1 | 0.1 | 0.1 | 0.1
Southern_PGAE_Solar_175 | caiso-deliverability | Semitropic_Midway_HSN | Reliability_Capacity_In_Model_Year | System RA | Southern_PGAE_Solar_175 | 0.1 | 0.1 | 0.1 | 0.1 | 0.1 | 0.1 | 0.1 | 0.1 | 0.1 | 0.1 | 0.1 | 0.1 | 0.1 | 0.1 | 0.1 | 0.1 | 0.1 | 0.1 | 0.1 | 0.1 | 0.1 | 0.1 | 0.1 | 0.1 | 0.1 | 0.1 | 0.1 | 0.1 | 0.1 | 0.1 | 0.1
Southern_PGAE_Solar_177 | caiso-deliverability | Semitropic_Midway_HSN | Reliability_Capacity_In_Model_Year | System RA | Southern_PGAE_Solar_177 | 0.1 | 0.1 | 0.1 | 0.1 | 0.1 | 0.1 | 0.1 | 0.1 | 0.1 | 0.1 | 0.1 | 0.1 | 0.1 | 0.1 | 0.1 | 0.1 | 0.1 | 0.1 | 0.1 | 0.1 | 0.1 | 0.1 | 0.1 | 0.1 | 0.1 | 0.1 | 0.1 | 0.1 | 0.1 | 0.1 | 0.1
Semitropic_Midway_group | caiso-deliverability | Semitropic_Midway_HSN | Operational_New_Capacity_MW | Semitropic_Midway_group |  | -1 | -1 | -1 | -1 | -1 | -1 | -1 | -1 | -1 | -1 | -1 | -1 | -1 | -1 | -1 | -1 | -1 | -1 | -1 | -1 | -1 | -1 | -1 | -1 | -1 | -1 | -1 | -1 | -1 | -1 | -1
Southern_PGAE_Flow_Battery_52 | caiso-deliverability | Semitropic_Midway_offpeak | Operational_New_Capacity_MW | Southern_PGAE_Flow_Battery_52 |  | -1 | -1 | -1 | -1 | -1 | -1 | -1 | -1 | -1 | -1 | -1 | -1 | -1 | -1 | -1 | -1 | -1 | -1 | -1 | -1 | -1 | -1 | -1 | -1 | -1 | -1 | -1 | -1 | -1 | -1 | -1
Southern_PGAE_Flow_Battery_74 | caiso-deliverability | Semitropic_Midway_offpeak | Operational_New_Capacity_MW | Southern_PGAE_Flow_Battery_74 |  | -1 | -1 | -1 | -1 | -1 | -1 | -1 | -1 | -1 | -1 | -1 | -1 | -1 | -1 | -1 | -1 | -1 | -1 | -1 | -1 | -1 | -1 | -1 | -1 | -1 | -1 | -1 | -1 | -1 | -1 | -1
Southern_PGAE_Flow_Battery_75 | caiso-deliverability | Semitropic_Midway_offpeak | Operational_New_Capacity_MW | Southern_PGAE_Flow_Battery_75 |  | -1 | -1 | -1 | -1 | -1 | -1 | -1 | -1 | -1 | -1 | -1 | -1 | -1 | -1 | -1 | -1 | -1 | -1 | -1 | -1 | -1 | -1 | -1 | -1 | -1 | -1 | -1 | -1 | -1 | -1 | -1
Southern_PGAE_Flow_Battery_79 | caiso-deliverability | Semitropic_Midway_offpeak | Operational_New_Capacity_MW | Southern_PGAE_Flow_Battery_79 |  | -1 | -1 | -1 | -1 | -1 | -1 | -1 | -1 | -1 | -1 | -1 | -1 | -1 | -1 | -1 | -1 | -1 | -1 | -1 | -1 | -1 | -1 | -1 | -1 | -1 | -1 | -1 | -1 | -1 | -1 | -1
Southern_PGAE_Flow_Battery_102 | caiso-deliverability | Semitropic_Midway_offpeak | Operational_New_Capacity_MW | Southern_PGAE_Flow_Battery_102 |  | -1 | -1 | -1 | -1 | -1 | -1 | -1 | -1 | -1 | -1 | -1 | -1 | -1 | -1 | -1 | -1 | -1 | -1 | -1 | -1 | -1 | -1 | -1 | -1 | -1 | -1 | -1 | -1 | -1 | -1 | -1
Southern_PGAE_Flow_Battery_118 | caiso-deliverability | Semitropic_Midway_offpeak | Operational_New_Capacity_MW | Southern_PGAE_Flow_Battery_118 |  | -1 | -1 | -1 | -1 | -1 | -1 | -1 | -1 | -1 | -1 | -1 | -1 | -1 | -1 | -1 | -1 | -1 | -1 | -1 | -1 | -1 | -1 | -1 | -1 | -1 | -1 | -1 | -1 | -1 | -1 | -1
Northern_California_Flow_Battery_130 | caiso-deliverability | Semitropic_Midway_offpeak | Operational_New_Capacity_MW | Northern_California_Flow_Battery_130 |  | -1 | -1 | -1 | -1 | -1 | -1 | -1 | -1 | -1 | -1 | -1 | -1 | -1 | -1 | -1 | -1 | -1 | -1 | -1 | -1 | -1 | -1 | -1 | -1 | -1 | -1 | -1 | -1 | -1 | -1 | -1
Southern_PGAE_Flow_Battery_136 | caiso-deliverability | Semitropic_Midway_offpeak | Operational_New_Capacity_MW | Southern_PGAE_Flow_Battery_136 |  | -1 | -1 | -1 | -1 | -1 | -1 | -1 | -1 | -1 | -1 | -1 | -1 | -1 | -1 | -1 | -1 | -1 | -1 | -1 | -1 | -1 | -1 | -1 | -1 | -1 | -1 | -1 | -1 | -1 | -1 | -1
Southern_PGAE_Flow_Battery_152 | caiso-deliverability | Semitropic_Midway_offpeak | Operational_New_Capacity_MW | Southern_PGAE_Flow_Battery_152 |  | -1 | -1 | -1 | -1 | -1 | -1 | -1 | -1 | -1 | -1 | -1 | -1 | -1 | -1 | -1 | -1 | -1 | -1 | -1 | -1 | -1 | -1 | -1 | -1 | -1 | -1 | -1 | -1 | -1 | -1 | -1
Southern_PGAE_Flow_Battery_173 | caiso-deliverability | Semitropic_Midway_offpeak | Operational_New_Capacity_MW | Southern_PGAE_Flow_Battery_173 |  | -1 | -1 | -1 | -1 | -1 | -1 | -1 | -1 | -1 | -1 | -1 | -1 | -1 | -1 | -1 | -1 | -1 | -1 | -1 | -1 | -1 | -1 | -1 | -1 | -1 | -1 | -1 | -1 | -1 | -1 | -1
Southern_PGAE_Flow_Battery_175 | caiso-deliverability | Semitropic_Midway_offpeak | Operational_New_Capacity_MW | Southern_PGAE_Flow_Battery_175 |  | -1 | -1 | -1 | -1 | -1 | -1 | -1 | -1 | -1 | -1 | -1 | -1 | -1 | -1 | -1 | -1 | -1 | -1 | -1 | -1 | -1 | -1 | -1 | -1 | -1 | -1 | -1 | -1 | -1 | -1 | -1
Southern_PGAE_Flow_Battery_177 | caiso-deliverability | Semitropic_Midway_offpeak | Operational_New_Capacity_MW | Southern_PGAE_Flow_Battery_177 |  | -1 | -1 | -1 | -1 | -1 | -1 | -1 | -1 | -1 | -1 | -1 | -1 | -1 | -1 | -1 | -1 | -1 | -1 | -1 | -1 | -1 | -1 | -1 | -1 | -1 | -1 | -1 | -1 | -1 | -1 | -1
Southern_PGAE_Li_Battery_4hr_52 | caiso-deliverability | Semitropic_Midway_offpeak | Operational_New_Capacity_MW | Southern_PGAE_Li_Battery_4hr_52 |  | -1 | -1 | -1 | -1 | -1 | -1 | -1 | -1 | -1 | -1 | -1 | -1 | -1 | -1 | -1 | -1 | -1 | -1 | -1 | -1 | -1 | -1 | -1 | -1 | -1 | -1 | -1 | -1 | -1 | -1 | -1
Southern_PGAE_Li_Battery_4hr_74 | caiso-deliverability | Semitropic_Midway_offpeak | Operational_New_Capacity_MW | Southern_PGAE_Li_Battery_4hr_74 |  | -1 | -1 | -1 | -1 | -1 | -1 | -1 | -1 | -1 | -1 | -1 | -1 | -1 | -1 | -1 | -1 | -1 | -1 | -1 | -1 | -1 | -1 | -1 | -1 | -1 | -1 | -1 | -1 | -1 | -1 | -1
Southern_PGAE_Li_Battery_4hr_75 | caiso-deliverability | Semitropic_Midway_offpeak | Operational_New_Capacity_MW | Southern_PGAE_Li_Battery_4hr_75 |  | -1 | -1 | -1 | -1 | -1 | -1 | -1 | -1 | -1 | -1 | -1 | -1 | -1 | -1 | -1 | -1 | -1 | -1 | -1 | -1 | -1 | -1 | -1 | -1 | -1 | -1 | -1 | -1 | -1 | -1 | -1
Southern_PGAE_Li_Battery_4hr_79 | caiso-deliverability | Semitropic_Midway_offpeak | Operational_New_Capacity_MW | Southern_PGAE_Li_Battery_4hr_79 |  | -1 | -1 | -1 | -1 | -1 | -1 | -1 | -1 | -1 | -1 | -1 | -1 | -1 | -1 | -1 | -1 | -1 | -1 | -1 | -1 | -1 | -1 | -1 | -1 | -1 | -1 | -1 | -1 | -1 | -1 | -1
Southern_PGAE_Li_Battery_4hr_102 | caiso-deliverability | Semitropic_Midway_offpeak | Operational_New_Capacity_MW | Southern_PGAE_Li_Battery_4hr_102 |  | -1 | -1 | -1 | -1 | -1 | -1 | -1 | -1 | -1 | -1 | -1 | -1 | -1 | -1 | -1 | -1 | -1 | -1 | -1 | -1 | -1 | -1 | -1 | -1 | -1 | -1 | -1 | -1 | -1 | -1 | -1
Southern_PGAE_Li_Battery_4hr_118 | caiso-deliverability | Semitropic_Midway_offpeak | Operational_New_Capacity_MW | Southern_PGAE_Li_Battery_4hr_118 |  | -1 | -1 | -1 | -1 | -1 | -1 | -1 | -1 | -1 | -1 | -1 | -1 | -1 | -1 | -1 | -1 | -1 | -1 | -1 | -1 | -1 | -1 | -1 | -1 | -1 | -1 | -1 | -1 | -1 | -1 | -1
Northern_California_Li_Battery_4hr_130 | caiso-deliverability | Semitropic_Midway_offpeak | Operational_New_Capacity_MW | Northern_California_Li_Battery_4hr_130 |  | -1 | -1 | -1 | -1 | -1 | -1 | -1 | -1 | -1 | -1 | -1 | -1 | -1 | -1 | -1 | -1 | -1 | -1 | -1 | -1 | -1 | -1 | -1 | -1 | -1 | -1 | -1 | -1 | -1 | -1 | -1
Southern_PGAE_Li_Battery_4hr_136 | caiso-deliverability | Semitropic_Midway_offpeak | Operational_New_Capacity_MW | Southern_PGAE_Li_Battery_4hr_136 |  | -1 | -1 | -1 | -1 | -1 | -1 | -1 | -1 | -1 | -1 | -1 | -1 | -1 | -1 | -1 | -1 | -1 | -1 | -1 | -1 | -1 | -1 | -1 | -1 | -1 | -1 | -1 | -1 | -1 | -1 | -1
Southern_PGAE_Li_Battery_4hr_152 | caiso-deliverability | Semitropic_Midway_offpeak | Operational_New_Capacity_MW | Southern_PGAE_Li_Battery_4hr_152 |  | -1 | -1 | -1 | -1 | -1 | -1 | -1 | -1 | -1 | -1 | -1 | -1 | -1 | -1 | -1 | -1 | -1 | -1 | -1 | -1 | -1 | -1 | -1 | -1 | -1 | -1 | -1 | -1 | -1 | -1 | -1
Southern_PGAE_Li_Battery_4hr_173 | caiso-deliverability | Semitropic_Midway_offpeak | Operational_New_Capacity_MW | Southern_PGAE_Li_Battery_4hr_173 |  | -1 | -1 | -1 | -1 | -1 | -1 | -1 | -1 | -1 | -1 | -1 | -1 | -1 | -1 | -1 | -1 | -1 | -1 | -1 | -1 | -1 | -1 | -1 | -1 | -1 | -1 | -1 | -1 | -1 | -1 | -1
Southern_PGAE_Li_Battery_4hr_175 | caiso-deliverability | Semitropic_Midway_offpeak | Operational_New_Capacity_MW | Southern_PGAE_Li_Battery_4hr_175 |  | -1 | -1 | -1 | -1 | -1 | -1 | -1 | -1 | -1 | -1 | -1 | -1 | -1 | -1 | -1 | -1 | -1 | -1 | -1 | -1 | -1 | -1 | -1 | -1 | -1 | -1 | -1 | -1 | -1 | -1 | -1
Southern_PGAE_Li_Battery_4hr_177 | caiso-deliverability | Semitropic_Midway_offpeak | Operational_New_Capacity_MW | Southern_PGAE_Li_Battery_4hr_177 |  | -1 | -1 | -1 | -1 | -1 | -1 | -1 | -1 | -1 | -1 | -1 | -1 | -1 | -1 | -1 | -1 | -1 | -1 | -1 | -1 | -1 | -1 | -1 | -1 | -1 | -1 | -1 | -1 | -1 | -1 | -1
Southern_PGAE_Li_Battery_8hr_52 | caiso-deliverability | Semitropic_Midway_offpeak | Operational_New_Capacity_MW | Southern_PGAE_Li_Battery_8hr_52 |  | -1 | -1 | -1 | -1 | -1 | -1 | -1 | -1 | -1 | -1 | -1 | -1 | -1 | -1 | -1 | -1 | -1 | -1 | -1 | -1 | -1 | -1 | -1 | -1 | -1 | -1 | -1 | -1 | -1 | -1 | -1
Southern_PGAE_Li_Battery_8hr_74 | caiso-deliverability | Semitropic_Midway_offpeak | Operational_New_Capacity_MW | Southern_PGAE_Li_Battery_8hr_74 |  | -1 | -1 | -1 | -1 | -1 | -1 | -1 | -1 | -1 | -1 | -1 | -1 | -1 | -1 | -1 | -1 | -1 | -1 | -1 | -1 | -1 | -1 | -1 | -1 | -1 | -1 | -1 | -1 | -1 | -1 | -1
Southern_PGAE_Li_Battery_8hr_75 | caiso-deliverability | Semitropic_Midway_offpeak | Operational_New_Capacity_MW | Southern_PGAE_Li_Battery_8hr_75 |  | -1 | -1 | -1 | -1 | -1 | -1 | -1 | -1 | -1 | -1 | -1 | -1 | -1 | -1 | -1 | -1 | -1 | -1 | -1 | -1 | -1 | -1 | -1 | -1 | -1 | -1 | -1 | -1 | -1 | -1 | -1
Southern_PGAE_Li_Battery_8hr_79 | caiso-deliverability | Semitropic_Midway_offpeak | Operational_New_Capacity_MW | Southern_PGAE_Li_Battery_8hr_79 |  | -1 | -1 | -1 | -1 | -1 | -1 | -1 | -1 | -1 | -1 | -1 | -1 | -1 | -1 | -1 | -1 | -1 | -1 | -1 | -1 | -1 | -1 | -1 | -1 | -1 | -1 | -1 | -1 | -1 | -1 | -1
Southern_PGAE_Li_Battery_8hr_102 | caiso-deliverability | Semitropic_Midway_offpeak | Operational_New_Capacity_MW | Southern_PGAE_Li_Battery_8hr_102 |  | -1 | -1 | -1 | -1 | -1 | -1 | -1 | -1 | -1 | -1 | -1 | -1 | -1 | -1 | -1 | -1 | -1 | -1 | -1 | -1 | -1 | -1 | -1 | -1 | -1 | -1 | -1 | -1 | -1 | -1 | -1
Southern_PGAE_Li_Battery_8hr_118 | caiso-deliverability | Semitropic_Midway_offpeak | Operational_New_Capacity_MW | Southern_PGAE_Li_Battery_8hr_118 |  | -1 | -1 | -1 | -1 | -1 | -1 | -1 | -1 | -1 | -1 | -1 | -1 | -1 | -1 | -1 | -1 | -1 | -1 | -1 | -1 | -1 | -1 | -1 | -1 | -1 | -1 | -1 | -1 | -1 | -1 | -1
Northern_California_Li_Battery_8hr_130 | caiso-deliverability | Semitropic_Midway_offpeak | Operational_New_Capacity_MW | Northern_California_Li_Battery_8hr_130 |  | -1 | -1 | -1 | -1 | -1 | -1 | -1 | -1 | -1 | -1 | -1 | -1 | -1 | -1 | -1 | -1 | -1 | -1 | -1 | -1 | -1 | -1 | -1 | -1 | -1 | -1 | -1 | -1 | -1 | -1 | -1
Southern_PGAE_Li_Battery_8hr_136 | caiso-deliverability | Semitropic_Midway_offpeak | Operational_New_Capacity_MW | Southern_PGAE_Li_Battery_8hr_136 |  | -1 | -1 | -1 | -1 | -1 | -1 | -1 | -1 | -1 | -1 | -1 | -1 | -1 | -1 | -1 | -1 | -1 | -1 | -1 | -1 | -1 | -1 | -1 | -1 | -1 | -1 | -1 | -1 | -1 | -1 | -1
Southern_PGAE_Li_Battery_8hr_152 | caiso-deliverability | Semitropic_Midway_offpeak | Operational_New_Capacity_MW | Southern_PGAE_Li_Battery_8hr_152 |  | -1 | -1 | -1 | -1 | -1 | -1 | -1 | -1 | -1 | -1 | -1 | -1 | -1 | -1 | -1 | -1 | -1 | -1 | -1 | -1 | -1 | -1 | -1 | -1 | -1 | -1 | -1 | -1 | -1 | -1 | -1
Southern_PGAE_Li_Battery_8hr_173 | caiso-deliverability | Semitropic_Midway_offpeak | Operational_New_Capacity_MW | Southern_PGAE_Li_Battery_8hr_173 |  | -1 | -1 | -1 | -1 | -1 | -1 | -1 | -1 | -1 | -1 | -1 | -1 | -1 | -1 | -1 | -1 | -1 | -1 | -1 | -1 | -1 | -1 | -1 | -1 | -1 | -1 | -1 | -1 | -1 | -1 | -1
Southern_PGAE_Li_Battery_8hr_175 | caiso-deliverability | Semitropic_Midway_offpeak | Operational_New_Capacity_MW | Southern_PGAE_Li_Battery_8hr_175 |  | -1 | -1 | -1 | -1 | -1 | -1 | -1 | -1 | -1 | -1 | -1 | -1 | -1 | -1 | -1 | -1 | -1 | -1 | -1 | -1 | -1 | -1 | -1 | -1 | -1 | -1 | -1 | -1 | -1 | -1 | -1
Southern_PGAE_Li_Battery_8hr_177 | caiso-deliverability | Semitropic_Midway_offpeak | Operational_New_Capacity_MW | Southern_PGAE_Li_Battery_8hr_177 |  | -1 | -1 | -1 | -1 | -1 | -1 | -1 | -1 | -1 | -1 | -1 | -1 | -1 | -1 | -1 | -1 | -1 | -1 | -1 | -1 | -1 | -1 | -1 | -1 | -1 | -1 | -1 | -1 | -1 | -1 | -1
Northern_California_Solar_130 | caiso-deliverability | Semitropic_Midway_offpeak | Operational_New_Capacity_MW | Northern_California_Solar_130 |  | 0.79 | 0.79 | 0.79 | 0.79 | 0.79 | 0.79 | 0.79 | 0.79 | 0.79 | 0.79 | 0.79 | 0.79 | 0.79 | 0.79 | 0.79 | 0.79 | 0.79 | 0.79 | 0.79 | 0.79 | 0.79 | 0.79 | 0.79 | 0.79 | 0.79 | 0.79 | 0.79 | 0.79 | 0.79 | 0.79 | 0.79
Southern_PGAE_Solar_52 | caiso-deliverability | Semitropic_Midway_offpeak | Operational_New_Capacity_MW | Southern_PGAE_Solar_52 |  | 0.79 | 0.79 | 0.79 | 0.79 | 0.79 | 0.79 | 0.79 | 0.79 | 0.79 | 0.79 | 0.79 | 0.79 | 0.79 | 0.79 | 0.79 | 0.79 | 0.79 | 0.79 | 0.79 | 0.79 | 0.79 | 0.79 | 0.79 | 0.79 | 0.79 | 0.79 | 0.79 | 0.79 | 0.79 | 0.79 | 0.79
Southern_PGAE_Solar_74 | caiso-deliverability | Semitropic_Midway_offpeak | Operational_New_Capacity_MW | Southern_PGAE_Solar_74 |  | 0.79 | 0.79 | 0.79 | 0.79 | 0.79 | 0.79 | 0.79 | 0.79 | 0.79 | 0.79 | 0.79 | 0.79 | 0.79 | 0.79 | 0.79 | 0.79 | 0.79 | 0.79 | 0.79 | 0.79 | 0.79 | 0.79 | 0.79 | 0.79 | 0.79 | 0.79 | 0.79 | 0.79 | 0.79 | 0.79 | 0.79
Southern_PGAE_Solar_75 | caiso-deliverability | Semitropic_Midway_offpeak | Operational_New_Capacity_MW | Southern_PGAE_Solar_75 |  | 0.79 | 0.79 | 0.79 | 0.79 | 0.79 | 0.79 | 0.79 | 0.79 | 0.79 | 0.79 | 0.79 | 0.79 | 0.79 | 0.79 | 0.79 | 0.79 | 0.79 | 0.79 | 0.79 | 0.79 | 0.79 | 0.79 | 0.79 | 0.79 | 0.79 | 0.79 | 0.79 | 0.79 | 0.79 | 0.79 | 0.79
Southern_PGAE_Solar_79 | caiso-deliverability | Semitropic_Midway_offpeak | Operational_New_Capacity_MW | Southern_PGAE_Solar_79 |  | 0.79 | 0.79 | 0.79 | 0.79 | 0.79 | 0.79 | 0.79 | 0.79 | 0.79 | 0.79 | 0.79 | 0.79 | 0.79 | 0.79 | 0.79 | 0.79 | 0.79 | 0.79 | 0.79 | 0.79 | 0.79 | 0.79 | 0.79 | 0.79 | 0.79 | 0.79 | 0.79 | 0.79 | 0.79 | 0.79 | 0.79
Southern_PGAE_Solar_102 | caiso-deliverability | Semitropic_Midway_offpeak | Operational_New_Capacity_MW | Southern_PGAE_Solar_102 |  | 0.79 | 0.79 | 0.79 | 0.79 | 0.79 | 0.79 | 0.79 | 0.79 | 0.79 | 0.79 | 0.79 | 0.79 | 0.79 | 0.79 | 0.79 | 0.79 | 0.79 | 0.79 | 0.79 | 0.79 | 0.79 | 0.79 | 0.79 | 0.79 | 0.79 | 0.79 | 0.79 | 0.79 | 0.79 | 0.79 | 0.79
Southern_PGAE_Solar_118 | caiso-deliverability | Semitropic_Midway_offpeak | Operational_New_Capacity_MW | Southern_PGAE_Solar_118 |  | 0.79 | 0.79 | 0.79 | 0.79 | 0.79 | 0.79 | 0.79 | 0.79 | 0.79 | 0.79 | 0.79 | 0.79 | 0.79 | 0.79 | 0.79 | 0.79 | 0.79 | 0.79 | 0.79 | 0.79 | 0.79 | 0.79 | 0.79 | 0.79 | 0.79 | 0.79 | 0.79 | 0.79 | 0.79 | 0.79 | 0.79
Southern_PGAE_Solar_136 | caiso-deliverability | Semitropic_Midway_offpeak | Operational_New_Capacity_MW | Southern_PGAE_Solar_136 |  | 0.79 | 0.79 | 0.79 | 0.79 | 0.79 | 0.79 | 0.79 | 0.79 | 0.79 | 0.79 | 0.79 | 0.79 | 0.79 | 0.79 | 0.79 | 0.79 | 0.79 | 0.79 | 0.79 | 0.79 | 0.79 | 0.79 | 0.79 | 0.79 | 0.79 | 0.79 | 0.79 | 0.79 | 0.79 | 0.79 | 0.79
Southern_PGAE_Solar_152 | caiso-deliverability | Semitropic_Midway_offpeak | Operational_New_Capacity_MW | Southern_PGAE_Solar_152 |  | 0.79 | 0.79 | 0.79 | 0.79 | 0.79 | 0.79 | 0.79 | 0.79 | 0.79 | 0.79 | 0.79 | 0.79 | 0.79 | 0.79 | 0.79 | 0.79 | 0.79 | 0.79 | 0.79 | 0.79 | 0.79 | 0.79 | 0.79 | 0.79 | 0.79 | 0.79 | 0.79 | 0.79 | 0.79 | 0.79 | 0.79
Southern_PGAE_Solar_173 | caiso-deliverability | Semitropic_Midway_offpeak | Operational_New_Capacity_MW | Southern_PGAE_Solar_173 |  | 0.79 | 0.79 | 0.79 | 0.79 | 0.79 | 0.79 | 0.79 | 0.79 | 0.79 | 0.79 | 0.79 | 0.79 | 0.79 | 0.79 | 0.79 | 0.79 | 0.79 | 0.79 | 0.79 | 0.79 | 0.79 | 0.79 | 0.79 | 0.79 | 0.79 | 0.79 | 0.79 | 0.79 | 0.79 | 0.79 | 0.79
Southern_PGAE_Solar_175 | caiso-deliverability | Semitropic_Midway_offpeak | Operational_New_Capacity_MW | Southern_PGAE_Solar_175 |  | 0.79 | 0.79 | 0.79 | 0.79 | 0.79 | 0.79 | 0.79 | 0.79 | 0.79 | 0.79 | 0.79 | 0.79 | 0.79 | 0.79 | 0.79 | 0.79 | 0.79 | 0.79 | 0.79 | 0.79 | 0.79 | 0.79 | 0.79 | 0.79 | 0.79 | 0.79 | 0.79 | 0.79 | 0.79 | 0.79 | 0.79
Southern_PGAE_Solar_177 | caiso-deliverability | Semitropic_Midway_offpeak | Operational_New_Capacity_MW | Southern_PGAE_Solar_177 |  | 0.79 | 0.79 | 0.79 | 0.79 | 0.79 | 0.79 | 0.79 | 0.79 | 0.79 | 0.79 | 0.79 | 0.79 | 0.79 | 0.79 | 0.79 | 0.79 | 0.79 | 0.79 | 0.79 | 0.79 | 0.79 | 0.79 | 0.79 | 0.79 | 0.79 | 0.79 | 0.79 | 0.79 | 0.79 | 0.79 | 0.79
Semitropic_Midway_group | caiso-deliverability | Semitropic_Midway_offpeak | Operational_New_Capacity_MW | Semitropic_Midway_group |  | -0.74568 | -0.74568 | -0.74568 | -0.74568 | -0.74568 | -0.74568 | -0.74568 | -0.74568 | -0.74568 | -0.74568 | -0.74568 | -0.74568 | -0.74568 | -0.74568 | -0.74568 | -0.74568 | -0.74568 | -0.74568 | -0.74568 | -0.74568 | -0.74568 | -0.74568 | -0.74568 | -0.74568 | -0.74568 | -0.74568 | -0.74568 | -0.74568 | -0.74568 | -0.74568 | -0.74568
Southern_PGAE_Flow_Battery_52 | caiso-deliverability | Semitropic_Midway_SSN | Reliability_Capacity_In_Model_Year | System RA | Southern_PGAE_Flow_Battery_52 | 0.5 | 0.5 | 0.5 | 0.5 | 0.5 | 0.5 | 0.5 | 0.5 | 0.5 | 0.5 | 0.5 | 0.5 | 0.5 | 0.5 | 0.5 | 0.5 | 0.5 | 0.5 | 0.5 | 0.5 | 0.5 | 0.5 | 0.5 | 0.5 | 0.5 | 0.5 | 0.5 | 0.5 | 0.5 | 0.5 | 0.5
Southern_PGAE_Flow_Battery_74 | caiso-deliverability | Semitropic_Midway_SSN | Reliability_Capacity_In_Model_Year | System RA | Southern_PGAE_Flow_Battery_74 | 0.5 | 0.5 | 0.5 | 0.5 | 0.5 | 0.5 | 0.5 | 0.5 | 0.5 | 0.5 | 0.5 | 0.5 | 0.5 | 0.5 | 0.5 | 0.5 | 0.5 | 0.5 | 0.5 | 0.5 | 0.5 | 0.5 | 0.5 | 0.5 | 0.5 | 0.5 | 0.5 | 0.5 | 0.5 | 0.5 | 0.5
Southern_PGAE_Flow_Battery_75 | caiso-deliverability | Semitropic_Midway_SSN | Reliability_Capacity_In_Model_Year | System RA | Southern_PGAE_Flow_Battery_75 | 0.5 | 0.5 | 0.5 | 0.5 | 0.5 | 0.5 | 0.5 | 0.5 | 0.5 | 0.5 | 0.5 | 0.5 | 0.5 | 0.5 | 0.5 | 0.5 | 0.5 | 0.5 | 0.5 | 0.5 | 0.5 | 0.5 | 0.5 | 0.5 | 0.5 | 0.5 | 0.5 | 0.5 | 0.5 | 0.5 | 0.5
Southern_PGAE_Flow_Battery_79 | caiso-deliverability | Semitropic_Midway_SSN | Reliability_Capacity_In_Model_Year | System RA | Southern_PGAE_Flow_Battery_79 | 0.5 | 0.5 | 0.5 | 0.5 | 0.5 | 0.5 | 0.5 | 0.5 | 0.5 | 0.5 | 0.5 | 0.5 | 0.5 | 0.5 | 0.5 | 0.5 | 0.5 | 0.5 | 0.5 | 0.5 | 0.5 | 0.5 | 0.5 | 0.5 | 0.5 | 0.5 | 0.5 | 0.5 | 0.5 | 0.5 | 0.5
Southern_PGAE_Flow_Battery_102 | caiso-deliverability | Semitropic_Midway_SSN | Reliability_Capacity_In_Model_Year | System RA | Southern_PGAE_Flow_Battery_102 | 0.5 | 0.5 | 0.5 | 0.5 | 0.5 | 0.5 | 0.5 | 0.5 | 0.5 | 0.5 | 0.5 | 0.5 | 0.5 | 0.5 | 0.5 | 0.5 | 0.5 | 0.5 | 0.5 | 0.5 | 0.5 | 0.5 | 0.5 | 0.5 | 0.5 | 0.5 | 0.5 | 0.5 | 0.5 | 0.5 | 0.5
Southern_PGAE_Flow_Battery_118 | caiso-deliverability | Semitropic_Midway_SSN | Reliability_Capacity_In_Model_Year | System RA | Southern_PGAE_Flow_Battery_118 | 0.5 | 0.5 | 0.5 | 0.5 | 0.5 | 0.5 | 0.5 | 0.5 | 0.5 | 0.5 | 0.5 | 0.5 | 0.5 | 0.5 | 0.5 | 0.5 | 0.5 | 0.5 | 0.5 | 0.5 | 0.5 | 0.5 | 0.5 | 0.5 | 0.5 | 0.5 | 0.5 | 0.5 | 0.5 | 0.5 | 0.5
Northern_California_Flow_Battery_130 | caiso-deliverability | Semitropic_Midway_SSN | Reliability_Capacity_In_Model_Year | System RA | Northern_California_Flow_Battery_130 | 0.5 | 0.5 | 0.5 | 0.5 | 0.5 | 0.5 | 0.5 | 0.5 | 0.5 | 0.5 | 0.5 | 0.5 | 0.5 | 0.5 | 0.5 | 0.5 | 0.5 | 0.5 | 0.5 | 0.5 | 0.5 | 0.5 | 0.5 | 0.5 | 0.5 | 0.5 | 0.5 | 0.5 | 0.5 | 0.5 | 0.5
Southern_PGAE_Flow_Battery_136 | caiso-deliverability | Semitropic_Midway_SSN | Reliability_Capacity_In_Model_Year | System RA | Southern_PGAE_Flow_Battery_136 | 0.5 | 0.5 | 0.5 | 0.5 | 0.5 | 0.5 | 0.5 | 0.5 | 0.5 | 0.5 | 0.5 | 0.5 | 0.5 | 0.5 | 0.5 | 0.5 | 0.5 | 0.5 | 0.5 | 0.5 | 0.5 | 0.5 | 0.5 | 0.5 | 0.5 | 0.5 | 0.5 | 0.5 | 0.5 | 0.5 | 0.5
Southern_PGAE_Flow_Battery_152 | caiso-deliverability | Semitropic_Midway_SSN | Reliability_Capacity_In_Model_Year | System RA | Southern_PGAE_Flow_Battery_152 | 0.5 | 0.5 | 0.5 | 0.5 | 0.5 | 0.5 | 0.5 | 0.5 | 0.5 | 0.5 | 0.5 | 0.5 | 0.5 | 0.5 | 0.5 | 0.5 | 0.5 | 0.5 | 0.5 | 0.5 | 0.5 | 0.5 | 0.5 | 0.5 | 0.5 | 0.5 | 0.5 | 0.5 | 0.5 | 0.5 | 0.5
Southern_PGAE_Flow_Battery_173 | caiso-deliverability | Semitropic_Midway_SSN | Reliability_Capacity_In_Model_Year | System RA | Southern_PGAE_Flow_Battery_173 | 0.5 | 0.5 | 0.5 | 0.5 | 0.5 | 0.5 | 0.5 | 0.5 | 0.5 | 0.5 | 0.5 | 0.5 | 0.5 | 0.5 | 0.5 | 0.5 | 0.5 | 0.5 | 0.5 | 0.5 | 0.5 | 0.5 | 0.5 | 0.5 | 0.5 | 0.5 | 0.5 | 0.5 | 0.5 | 0.5 | 0.5
Southern_PGAE_Flow_Battery_175 | caiso-deliverability | Semitropic_Midway_SSN | Reliability_Capacity_In_Model_Year | System RA | Southern_PGAE_Flow_Battery_175 | 0.5 | 0.5 | 0.5 | 0.5 | 0.5 | 0.5 | 0.5 | 0.5 | 0.5 | 0.5 | 0.5 | 0.5 | 0.5 | 0.5 | 0.5 | 0.5 | 0.5 | 0.5 | 0.5 | 0.5 | 0.5 | 0.5 | 0.5 | 0.5 | 0.5 | 0.5 | 0.5 | 0.5 | 0.5 | 0.5 | 0.5
Southern_PGAE_Flow_Battery_177 | caiso-deliverability | Semitropic_Midway_SSN | Reliability_Capacity_In_Model_Year | System RA | Southern_PGAE_Flow_Battery_177 | 0.5 | 0.5 | 0.5 | 0.5 | 0.5 | 0.5 | 0.5 | 0.5 | 0.5 | 0.5 | 0.5 | 0.5 | 0.5 | 0.5 | 0.5 | 0.5 | 0.5 | 0.5 | 0.5 | 0.5 | 0.5 | 0.5 | 0.5 | 0.5 | 0.5 | 0.5 | 0.5 | 0.5 | 0.5 | 0.5 | 0.5
Southern_PGAE_Li_Battery_4hr_52 | caiso-deliverability | Semitropic_Midway_SSN | Reliability_Capacity_In_Model_Year | System RA | Southern_PGAE_Li_Battery_4hr_52 | 0.5 | 0.5 | 0.5 | 0.5 | 0.5 | 0.5 | 0.5 | 0.5 | 0.5 | 0.5 | 0.5 | 0.5 | 0.5 | 0.5 | 0.5 | 0.5 | 0.5 | 0.5 | 0.5 | 0.5 | 0.5 | 0.5 | 0.5 | 0.5 | 0.5 | 0.5 | 0.5 | 0.5 | 0.5 | 0.5 | 0.5
Southern_PGAE_Li_Battery_4hr_74 | caiso-deliverability | Semitropic_Midway_SSN | Reliability_Capacity_In_Model_Year | System RA | Southern_PGAE_Li_Battery_4hr_74 | 0.5 | 0.5 | 0.5 | 0.5 | 0.5 | 0.5 | 0.5 | 0.5 | 0.5 | 0.5 | 0.5 | 0.5 | 0.5 | 0.5 | 0.5 | 0.5 | 0.5 | 0.5 | 0.5 | 0.5 | 0.5 | 0.5 | 0.5 | 0.5 | 0.5 | 0.5 | 0.5 | 0.5 | 0.5 | 0.5 | 0.5
Southern_PGAE_Li_Battery_4hr_75 | caiso-deliverability | Semitropic_Midway_SSN | Reliability_Capacity_In_Model_Year | System RA | Southern_PGAE_Li_Battery_4hr_75 | 0.5 | 0.5 | 0.5 | 0.5 | 0.5 | 0.5 | 0.5 | 0.5 | 0.5 | 0.5 | 0.5 | 0.5 | 0.5 | 0.5 | 0.5 | 0.5 | 0.5 | 0.5 | 0.5 | 0.5 | 0.5 | 0.5 | 0.5 | 0.5 | 0.5 | 0.5 | 0.5 | 0.5 | 0.5 | 0.5 | 0.5
Southern_PGAE_Li_Battery_4hr_79 | caiso-deliverability | Semitropic_Midway_SSN | Reliability_Capacity_In_Model_Year | System RA | Southern_PGAE_Li_Battery_4hr_79 | 0.5 | 0.5 | 0.5 | 0.5 | 0.5 | 0.5 | 0.5 | 0.5 | 0.5 | 0.5 | 0.5 | 0.5 | 0.5 | 0.5 | 0.5 | 0.5 | 0.5 | 0.5 | 0.5 | 0.5 | 0.5 | 0.5 | 0.5 | 0.5 | 0.5 | 0.5 | 0.5 | 0.5 | 0.5 | 0.5 | 0.5
Southern_PGAE_Li_Battery_4hr_102 | caiso-deliverability | Semitropic_Midway_SSN | Reliability_Capacity_In_Model_Year | System RA | Southern_PGAE_Li_Battery_4hr_102 | 0.5 | 0.5 | 0.5 | 0.5 | 0.5 | 0.5 | 0.5 | 0.5 | 0.5 | 0.5 | 0.5 | 0.5 | 0.5 | 0.5 | 0.5 | 0.5 | 0.5 | 0.5 | 0.5 | 0.5 | 0.5 | 0.5 | 0.5 | 0.5 | 0.5 | 0.5 | 0.5 | 0.5 | 0.5 | 0.5 | 0.5
Southern_PGAE_Li_Battery_4hr_118 | caiso-deliverability | Semitropic_Midway_SSN | Reliability_Capacity_In_Model_Year | System RA | Southern_PGAE_Li_Battery_4hr_118 | 0.5 | 0.5 | 0.5 | 0.5 | 0.5 | 0.5 | 0.5 | 0.5 | 0.5 | 0.5 | 0.5 | 0.5 | 0.5 | 0.5 | 0.5 | 0.5 | 0.5 | 0.5 | 0.5 | 0.5 | 0.5 | 0.5 | 0.5 | 0.5 | 0.5 | 0.5 | 0.5 | 0.5 | 0.5 | 0.5 | 0.5
Northern_California_Li_Battery_4hr_130 | caiso-deliverability | Semitropic_Midway_SSN | Reliability_Capacity_In_Model_Year | System RA | Northern_California_Li_Battery_4hr_130 | 0.5 | 0.5 | 0.5 | 0.5 | 0.5 | 0.5 | 0.5 | 0.5 | 0.5 | 0.5 | 0.5 | 0.5 | 0.5 | 0.5 | 0.5 | 0.5 | 0.5 | 0.5 | 0.5 | 0.5 | 0.5 | 0.5 | 0.5 | 0.5 | 0.5 | 0.5 | 0.5 | 0.5 | 0.5 | 0.5 | 0.5
Southern_PGAE_Li_Battery_4hr_136 | caiso-deliverability | Semitropic_Midway_SSN | Reliability_Capacity_In_Model_Year | System RA | Southern_PGAE_Li_Battery_4hr_136 | 0.5 | 0.5 | 0.5 | 0.5 | 0.5 | 0.5 | 0.5 | 0.5 | 0.5 | 0.5 | 0.5 | 0.5 | 0.5 | 0.5 | 0.5 | 0.5 | 0.5 | 0.5 | 0.5 | 0.5 | 0.5 | 0.5 | 0.5 | 0.5 | 0.5 | 0.5 | 0.5 | 0.5 | 0.5 | 0.5 | 0.5
Southern_PGAE_Li_Battery_4hr_152 | caiso-deliverability | Semitropic_Midway_SSN | Reliability_Capacity_In_Model_Year | System RA | Southern_PGAE_Li_Battery_4hr_152 | 0.5 | 0.5 | 0.5 | 0.5 | 0.5 | 0.5 | 0.5 | 0.5 | 0.5 | 0.5 | 0.5 | 0.5 | 0.5 | 0.5 | 0.5 | 0.5 | 0.5 | 0.5 | 0.5 | 0.5 | 0.5 | 0.5 | 0.5 | 0.5 | 0.5 | 0.5 | 0.5 | 0.5 | 0.5 | 0.5 | 0.5
Southern_PGAE_Li_Battery_4hr_173 | caiso-deliverability | Semitropic_Midway_SSN | Reliability_Capacity_In_Model_Year | System RA | Southern_PGAE_Li_Battery_4hr_173 | 0.5 | 0.5 | 0.5 | 0.5 | 0.5 | 0.5 | 0.5 | 0.5 | 0.5 | 0.5 | 0.5 | 0.5 | 0.5 | 0.5 | 0.5 | 0.5 | 0.5 | 0.5 | 0.5 | 0.5 | 0.5 | 0.5 | 0.5 | 0.5 | 0.5 | 0.5 | 0.5 | 0.5 | 0.5 | 0.5 | 0.5
Southern_PGAE_Li_Battery_4hr_175 | caiso-deliverability | Semitropic_Midway_SSN | Reliability_Capacity_In_Model_Year | System RA | Southern_PGAE_Li_Battery_4hr_175 | 0.5 | 0.5 | 0.5 | 0.5 | 0.5 | 0.5 | 0.5 | 0.5 | 0.5 | 0.5 | 0.5 | 0.5 | 0.5 | 0.5 | 0.5 | 0.5 | 0.5 | 0.5 | 0.5 | 0.5 | 0.5 | 0.5 | 0.5 | 0.5 | 0.5 | 0.5 | 0.5 | 0.5 | 0.5 | 0.5 | 0.5
Southern_PGAE_Li_Battery_4hr_177 | caiso-deliverability | Semitropic_Midway_SSN | Reliability_Capacity_In_Model_Year | System RA | Southern_PGAE_Li_Battery_4hr_177 | 0.5 | 0.5 | 0.5 | 0.5 | 0.5 | 0.5 | 0.5 | 0.5 | 0.5 | 0.5 | 0.5 | 0.5 | 0.5 | 0.5 | 0.5 | 0.5 | 0.5 | 0.5 | 0.5 | 0.5 | 0.5 | 0.5 | 0.5 | 0.5 | 0.5 | 0.5 | 0.5 | 0.5 | 0.5 | 0.5 | 0.5
Southern_PGAE_Li_Battery_8hr_52 | caiso-deliverability | Semitropic_Midway_SSN | Reliability_Capacity_In_Model_Year | System RA | Southern_PGAE_Li_Battery_8hr_52 | 0.5 | 0.5 | 0.5 | 0.5 | 0.5 | 0.5 | 0.5 | 0.5 | 0.5 | 0.5 | 0.5 | 0.5 | 0.5 | 0.5 | 0.5 | 0.5 | 0.5 | 0.5 | 0.5 | 0.5 | 0.5 | 0.5 | 0.5 | 0.5 | 0.5 | 0.5 | 0.5 | 0.5 | 0.5 | 0.5 | 0.5
Southern_PGAE_Li_Battery_8hr_74 | caiso-deliverability | Semitropic_Midway_SSN | Reliability_Capacity_In_Model_Year | System RA | Southern_PGAE_Li_Battery_8hr_74 | 0.5 | 0.5 | 0.5 | 0.5 | 0.5 | 0.5 | 0.5 | 0.5 | 0.5 | 0.5 | 0.5 | 0.5 | 0.5 | 0.5 | 0.5 | 0.5 | 0.5 | 0.5 | 0.5 | 0.5 | 0.5 | 0.5 | 0.5 | 0.5 | 0.5 | 0.5 | 0.5 | 0.5 | 0.5 | 0.5 | 0.5
Southern_PGAE_Li_Battery_8hr_75 | caiso-deliverability | Semitropic_Midway_SSN | Reliability_Capacity_In_Model_Year | System RA | Southern_PGAE_Li_Battery_8hr_75 | 0.5 | 0.5 | 0.5 | 0.5 | 0.5 | 0.5 | 0.5 | 0.5 | 0.5 | 0.5 | 0.5 | 0.5 | 0.5 | 0.5 | 0.5 | 0.5 | 0.5 | 0.5 | 0.5 | 0.5 | 0.5 | 0.5 | 0.5 | 0.5 | 0.5 | 0.5 | 0.5 | 0.5 | 0.5 | 0.5 | 0.5
Southern_PGAE_Li_Battery_8hr_79 | caiso-deliverability | Semitropic_Midway_SSN | Reliability_Capacity_In_Model_Year | System RA | Southern_PGAE_Li_Battery_8hr_79 | 0.5 | 0.5 | 0.5 | 0.5 | 0.5 | 0.5 | 0.5 | 0.5 | 0.5 | 0.5 | 0.5 | 0.5 | 0.5 | 0.5 | 0.5 | 0.5 | 0.5 | 0.5 | 0.5 | 0.5 | 0.5 | 0.5 | 0.5 | 0.5 | 0.5 | 0.5 | 0.5 | 0.5 | 0.5 | 0.5 | 0.5
Southern_PGAE_Li_Battery_8hr_102 | caiso-deliverability | Semitropic_Midway_SSN | Reliability_Capacity_In_Model_Year | System RA | Southern_PGAE_Li_Battery_8hr_102 | 0.5 | 0.5 | 0.5 | 0.5 | 0.5 | 0.5 | 0.5 | 0.5 | 0.5 | 0.5 | 0.5 | 0.5 | 0.5 | 0.5 | 0.5 | 0.5 | 0.5 | 0.5 | 0.5 | 0.5 | 0.5 | 0.5 | 0.5 | 0.5 | 0.5 | 0.5 | 0.5 | 0.5 | 0.5 | 0.5 | 0.5
Southern_PGAE_Li_Battery_8hr_118 | caiso-deliverability | Semitropic_Midway_SSN | Reliability_Capacity_In_Model_Year | System RA | Southern_PGAE_Li_Battery_8hr_118 | 0.5 | 0.5 | 0.5 | 0.5 | 0.5 | 0.5 | 0.5 | 0.5 | 0.5 | 0.5 | 0.5 | 0.5 | 0.5 | 0.5 | 0.5 | 0.5 | 0.5 | 0.5 | 0.5 | 0.5 | 0.5 | 0.5 | 0.5 | 0.5 | 0.5 | 0.5 | 0.5 | 0.5 | 0.5 | 0.5 | 0.5
Northern_California_Li_Battery_8hr_130 | caiso-deliverability | Semitropic_Midway_SSN | Reliability_Capacity_In_Model_Year | System RA | Northern_California_Li_Battery_8hr_130 | 0.5 | 0.5 | 0.5 | 0.5 | 0.5 | 0.5 | 0.5 | 0.5 | 0.5 | 0.5 | 0.5 | 0.5 | 0.5 | 0.5 | 0.5 | 0.5 | 0.5 | 0.5 | 0.5 | 0.5 | 0.5 | 0.5 | 0.5 | 0.5 | 0.5 | 0.5 | 0.5 | 0.5 | 0.5 | 0.5 | 0.5
Southern_PGAE_Li_Battery_8hr_136 | caiso-deliverability | Semitropic_Midway_SSN | Reliability_Capacity_In_Model_Year | System RA | Southern_PGAE_Li_Battery_8hr_136 | 0.5 | 0.5 | 0.5 | 0.5 | 0.5 | 0.5 | 0.5 | 0.5 | 0.5 | 0.5 | 0.5 | 0.5 | 0.5 | 0.5 | 0.5 | 0.5 | 0.5 | 0.5 | 0.5 | 0.5 | 0.5 | 0.5 | 0.5 | 0.5 | 0.5 | 0.5 | 0.5 | 0.5 | 0.5 | 0.5 | 0.5
Southern_PGAE_Li_Battery_8hr_152 | caiso-deliverability | Semitropic_Midway_SSN | Reliability_Capacity_In_Model_Year | System RA | Southern_PGAE_Li_Battery_8hr_152 | 0.5 | 0.5 | 0.5 | 0.5 | 0.5 | 0.5 | 0.5 | 0.5 | 0.5 | 0.5 | 0.5 | 0.5 | 0.5 | 0.5 | 0.5 | 0.5 | 0.5 | 0.5 | 0.5 | 0.5 | 0.5 | 0.5 | 0.5 | 0.5 | 0.5 | 0.5 | 0.5 | 0.5 | 0.5 | 0.5 | 0.5
Southern_PGAE_Li_Battery_8hr_173 | caiso-deliverability | Semitropic_Midway_SSN | Reliability_Capacity_In_Model_Year | System RA | Southern_PGAE_Li_Battery_8hr_173 | 0.5 | 0.5 | 0.5 | 0.5 | 0.5 | 0.5 | 0.5 | 0.5 | 0.5 | 0.5 | 0.5 | 0.5 | 0.5 | 0.5 | 0.5 | 0.5 | 0.5 | 0.5 | 0.5 | 0.5 | 0.5 | 0.5 | 0.5 | 0.5 | 0.5 | 0.5 | 0.5 | 0.5 | 0.5 | 0.5 | 0.5
Southern_PGAE_Li_Battery_8hr_175 | caiso-deliverability | Semitropic_Midway_SSN | Reliability_Capacity_In_Model_Year | System RA | Southern_PGAE_Li_Battery_8hr_175 | 0.5 | 0.5 | 0.5 | 0.5 | 0.5 | 0.5 | 0.5 | 0.5 | 0.5 | 0.5 | 0.5 | 0.5 | 0.5 | 0.5 | 0.5 | 0.5 | 0.5 | 0.5 | 0.5 | 0.5 | 0.5 | 0.5 | 0.5 | 0.5 | 0.5 | 0.5 | 0.5 | 0.5 | 0.5 | 0.5 | 0.5
Southern_PGAE_Li_Battery_8hr_177 | caiso-deliverability | Semitropic_Midway_SSN | Reliability_Capacity_In_Model_Year | System RA | Southern_PGAE_Li_Battery_8hr_177 | 0.5 | 0.5 | 0.5 | 0.5 | 0.5 | 0.5 | 0.5 | 0.5 | 0.5 | 0.5 | 0.5 | 0.5 | 0.5 | 0.5 | 0.5 | 0.5 | 0.5 | 0.5 | 0.5 | 0.5 | 0.5 | 0.5 | 0.5 | 0.5 | 0.5 | 0.5 | 0.5 | 0.5 | 0.5 | 0.5 | 0.5
Northern_California_Solar_130 | caiso-deliverability | Semitropic_Midway_SSN | Reliability_Capacity_In_Model_Year | System RA | Northern_California_Solar_130 | 0.556 | 0.556 | 0.556 | 0.556 | 0.556 | 0.556 | 0.556 | 0.556 | 0.556 | 0.556 | 0.556 | 0.556 | 0.556 | 0.556 | 0.556 | 0.556 | 0.556 | 0.556 | 0.556 | 0.556 | 0.556 | 0.556 | 0.556 | 0.556 | 0.556 | 0.556 | 0.556 | 0.556 | 0.556 | 0.556 | 0.556
Southern_PGAE_Solar_52 | caiso-deliverability | Semitropic_Midway_SSN | Reliability_Capacity_In_Model_Year | System RA | Southern_PGAE_Solar_52 | 0.556 | 0.556 | 0.556 | 0.556 | 0.556 | 0.556 | 0.556 | 0.556 | 0.556 | 0.556 | 0.556 | 0.556 | 0.556 | 0.556 | 0.556 | 0.556 | 0.556 | 0.556 | 0.556 | 0.556 | 0.556 | 0.556 | 0.556 | 0.556 | 0.556 | 0.556 | 0.556 | 0.556 | 0.556 | 0.556 | 0.556
Southern_PGAE_Solar_74 | caiso-deliverability | Semitropic_Midway_SSN | Reliability_Capacity_In_Model_Year | System RA | Southern_PGAE_Solar_74 | 0.556 | 0.556 | 0.556 | 0.556 | 0.556 | 0.556 | 0.556 | 0.556 | 0.556 | 0.556 | 0.556 | 0.556 | 0.556 | 0.556 | 0.556 | 0.556 | 0.556 | 0.556 | 0.556 | 0.556 | 0.556 | 0.556 | 0.556 | 0.556 | 0.556 | 0.556 | 0.556 | 0.556 | 0.556 | 0.556 | 0.556
Southern_PGAE_Solar_75 | caiso-deliverability | Semitropic_Midway_SSN | Reliability_Capacity_In_Model_Year | System RA | Southern_PGAE_Solar_75 | 0.556 | 0.556 | 0.556 | 0.556 | 0.556 | 0.556 | 0.556 | 0.556 | 0.556 | 0.556 | 0.556 | 0.556 | 0.556 | 0.556 | 0.556 | 0.556 | 0.556 | 0.556 | 0.556 | 0.556 | 0.556 | 0.556 | 0.556 | 0.556 | 0.556 | 0.556 | 0.556 | 0.556 | 0.556 | 0.556 | 0.556
Southern_PGAE_Solar_79 | caiso-deliverability | Semitropic_Midway_SSN | Reliability_Capacity_In_Model_Year | System RA | Southern_PGAE_Solar_79 | 0.556 | 0.556 | 0.556 | 0.556 | 0.556 | 0.556 | 0.556 | 0.556 | 0.556 | 0.556 | 0.556 | 0.556 | 0.556 | 0.556 | 0.556 | 0.556 | 0.556 | 0.556 | 0.556 | 0.556 | 0.556 | 0.556 | 0.556 | 0.556 | 0.556 | 0.556 | 0.556 | 0.556 | 0.556 | 0.556 | 0.556
Southern_PGAE_Solar_102 | caiso-deliverability | Semitropic_Midway_SSN | Reliability_Capacity_In_Model_Year | System RA | Southern_PGAE_Solar_102 | 0.556 | 0.556 | 0.556 | 0.556 | 0.556 | 0.556 | 0.556 | 0.556 | 0.556 | 0.556 | 0.556 | 0.556 | 0.556 | 0.556 | 0.556 | 0.556 | 0.556 | 0.556 | 0.556 | 0.556 | 0.556 | 0.556 | 0.556 | 0.556 | 0.556 | 0.556 | 0.556 | 0.556 | 0.556 | 0.556 | 0.556
Southern_PGAE_Solar_118 | caiso-deliverability | Semitropic_Midway_SSN | Reliability_Capacity_In_Model_Year | System RA | Southern_PGAE_Solar_118 | 0.556 | 0.556 | 0.556 | 0.556 | 0.556 | 0.556 | 0.556 | 0.556 | 0.556 | 0.556 | 0.556 | 0.556 | 0.556 | 0.556 | 0.556 | 0.556 | 0.556 | 0.556 | 0.556 | 0.556 | 0.556 | 0.556 | 0.556 | 0.556 | 0.556 | 0.556 | 0.556 | 0.556 | 0.556 | 0.556 | 0.556
Southern_PGAE_Solar_136 | caiso-deliverability | Semitropic_Midway_SSN | Reliability_Capacity_In_Model_Year | System RA | Southern_PGAE_Solar_136 | 0.556 | 0.556 | 0.556 | 0.556 | 0.556 | 0.556 | 0.556 | 0.556 | 0.556 | 0.556 | 0.556 | 0.556 | 0.556 | 0.556 | 0.556 | 0.556 | 0.556 | 0.556 | 0.556 | 0.556 | 0.556 | 0.556 | 0.556 | 0.556 | 0.556 | 0.556 | 0.556 | 0.556 | 0.556 | 0.556 | 0.556
Southern_PGAE_Solar_152 | caiso-deliverability | Semitropic_Midway_SSN | Reliability_Capacity_In_Model_Year | System RA | Southern_PGAE_Solar_152 | 0.556 | 0.556 | 0.556 | 0.556 | 0.556 | 0.556 | 0.556 | 0.556 | 0.556 | 0.556 | 0.556 | 0.556 | 0.556 | 0.556 | 0.556 | 0.556 | 0.556 | 0.556 | 0.556 | 0.556 | 0.556 | 0.556 | 0.556 | 0.556 | 0.556 | 0.556 | 0.556 | 0.556 | 0.556 | 0.556 | 0.556
Southern_PGAE_Solar_173 | caiso-deliverability | Semitropic_Midway_SSN | Reliability_Capacity_In_Model_Year | System RA | Southern_PGAE_Solar_173 | 0.556 | 0.556 | 0.556 | 0.556 | 0.556 | 0.556 | 0.556 | 0.556 | 0.556 | 0.556 | 0.556 | 0.556 | 0.556 | 0.556 | 0.556 | 0.556 | 0.556 | 0.556 | 0.556 | 0.556 | 0.556 | 0.556 | 0.556 | 0.556 | 0.556 | 0.556 | 0.556 | 0.556 | 0.556 | 0.556 | 0.556
Southern_PGAE_Solar_175 | caiso-deliverability | Semitropic_Midway_SSN | Reliability_Capacity_In_Model_Year | System RA | Southern_PGAE_Solar_175 | 0.556 | 0.556 | 0.556 | 0.556 | 0.556 | 0.556 | 0.556 | 0.556 | 0.556 | 0.556 | 0.556 | 0.556 | 0.556 | 0.556 | 0.556 | 0.556 | 0.556 | 0.556 | 0.556 | 0.556 | 0.556 | 0.556 | 0.556 | 0.556 | 0.556 | 0.556 | 0.556 | 0.556 | 0.556 | 0.556 | 0.556
Southern_PGAE_Solar_177 | caiso-deliverability | Semitropic_Midway_SSN | Reliability_Capacity_In_Model_Year | System RA | Southern_PGAE_Solar_177 | 0.556 | 0.556 | 0.556 | 0.556 | 0.556 | 0.556 | 0.556 | 0.556 | 0.556 | 0.556 | 0.556 | 0.556 | 0.556 | 0.556 | 0.556 | 0.556 | 0.556 | 0.556 | 0.556 | 0.556 | 0.556 | 0.556 | 0.556 | 0.556 | 0.556 | 0.556 | 0.556 | 0.556 | 0.556 | 0.556 | 0.556
Semitropic_Midway_group | caiso-deliverability | Semitropic_Midway_SSN | Operational_New_Capacity_MW | Semitropic_Midway_group |  | -1 | -1 | -1 | -1 | -1 | -1 | -1 | -1 | -1 | -1 | -1 | -1 | -1 | -1 | -1 | -1 | -1 | -1 | -1 | -1 | -1 | -1 | -1 | -1 | -1 | -1 | -1 | -1 | -1 | -1 | -1
Arizona_Solar_55 | caiso-deliverability | Serrano_Alberhill_Valley_HSN | Reliability_Capacity_In_Model_Year | System RA | Arizona_Solar_55 | 0.106 | 0.106 | 0.106 | 0.106 | 0.106 | 0.106 | 0.106 | 0.106 | 0.106 | 0.106 | 0.106 | 0.106 | 0.106 | 0.106 | 0.106 | 0.106 | 0.106 | 0.106 | 0.106 | 0.106 | 0.106 | 0.106 | 0.106 | 0.106 | 0.106 | 0.106 | 0.106 | 0.106 | 0.106 | 0.106 | 0.106
Arizona_Solar_62 | caiso-deliverability | Serrano_Alberhill_Valley_HSN | Reliability_Capacity_In_Model_Year | System RA | Arizona_Solar_62 | 0.106 | 0.106 | 0.106 | 0.106 | 0.106 | 0.106 | 0.106 | 0.106 | 0.106 | 0.106 | 0.106 | 0.106 | 0.106 | 0.106 | 0.106 | 0.106 | 0.106 | 0.106 | 0.106 | 0.106 | 0.106 | 0.106 | 0.106 | 0.106 | 0.106 | 0.106 | 0.106 | 0.106 | 0.106 | 0.106 | 0.106
Arizona_Solar_77 | caiso-deliverability | Serrano_Alberhill_Valley_HSN | Reliability_Capacity_In_Model_Year | System RA | Arizona_Solar_77 | 0.106 | 0.106 | 0.106 | 0.106 | 0.106 | 0.106 | 0.106 | 0.106 | 0.106 | 0.106 | 0.106 | 0.106 | 0.106 | 0.106 | 0.106 | 0.106 | 0.106 | 0.106 | 0.106 | 0.106 | 0.106 | 0.106 | 0.106 | 0.106 | 0.106 | 0.106 | 0.106 | 0.106 | 0.106 | 0.106 | 0.106
Arizona_Solar_90 | caiso-deliverability | Serrano_Alberhill_Valley_HSN | Reliability_Capacity_In_Model_Year | System RA | Arizona_Solar_90 | 0.106 | 0.106 | 0.106 | 0.106 | 0.106 | 0.106 | 0.106 | 0.106 | 0.106 | 0.106 | 0.106 | 0.106 | 0.106 | 0.106 | 0.106 | 0.106 | 0.106 | 0.106 | 0.106 | 0.106 | 0.106 | 0.106 | 0.106 | 0.106 | 0.106 | 0.106 | 0.106 | 0.106 | 0.106 | 0.106 | 0.106
Baja_California_Wind_133 | caiso-deliverability | Serrano_Alberhill_Valley_HSN | Reliability_Capacity_In_Model_Year | System RA | Baja_California_Wind_133 | 0.337 | 0.337 | 0.337 | 0.337 | 0.337 | 0.337 | 0.337 | 0.337 | 0.337 | 0.337 | 0.337 | 0.337 | 0.337 | 0.337 | 0.337 | 0.337 | 0.337 | 0.337 | 0.337 | 0.337 | 0.337 | 0.337 | 0.337 | 0.337 | 0.337 | 0.337 | 0.337 | 0.337 | 0.337 | 0.337 | 0.337
Riverside_Flow_Battery_9 | caiso-deliverability | Serrano_Alberhill_Valley_HSN | Reliability_Capacity_In_Model_Year | System RA | Riverside_Flow_Battery_9 | 1 | 1 | 1 | 1 | 1 | 1 | 1 | 1 | 1 | 1 | 1 | 1 | 1 | 1 | 1 | 1 | 1 | 1 | 1 | 1 | 1 | 1 | 1 | 1 | 1 | 1 | 1 | 1 | 1 | 1 | 1
Arizona_Flow_Battery_55 | caiso-deliverability | Serrano_Alberhill_Valley_HSN | Reliability_Capacity_In_Model_Year | System RA | Arizona_Flow_Battery_55 | 1 | 1 | 1 | 1 | 1 | 1 | 1 | 1 | 1 | 1 | 1 | 1 | 1 | 1 | 1 | 1 | 1 | 1 | 1 | 1 | 1 | 1 | 1 | 1 | 1 | 1 | 1 | 1 | 1 | 1 | 1
Arizona_Flow_Battery_62 | caiso-deliverability | Serrano_Alberhill_Valley_HSN | Reliability_Capacity_In_Model_Year | System RA | Arizona_Flow_Battery_62 | 1 | 1 | 1 | 1 | 1 | 1 | 1 | 1 | 1 | 1 | 1 | 1 | 1 | 1 | 1 | 1 | 1 | 1 | 1 | 1 | 1 | 1 | 1 | 1 | 1 | 1 | 1 | 1 | 1 | 1 | 1
Greater_Imperial_Flow_Battery_63 | caiso-deliverability | Serrano_Alberhill_Valley_HSN | Reliability_Capacity_In_Model_Year | System RA | Greater_Imperial_Flow_Battery_63 | 1 | 1 | 1 | 1 | 1 | 1 | 1 | 1 | 1 | 1 | 1 | 1 | 1 | 1 | 1 | 1 | 1 | 1 | 1 | 1 | 1 | 1 | 1 | 1 | 1 | 1 | 1 | 1 | 1 | 1 | 1
Arizona_Flow_Battery_77 | caiso-deliverability | Serrano_Alberhill_Valley_HSN | Reliability_Capacity_In_Model_Year | System RA | Arizona_Flow_Battery_77 | 1 | 1 | 1 | 1 | 1 | 1 | 1 | 1 | 1 | 1 | 1 | 1 | 1 | 1 | 1 | 1 | 1 | 1 | 1 | 1 | 1 | 1 | 1 | 1 | 1 | 1 | 1 | 1 | 1 | 1 | 1
Arizona_Flow_Battery_90 | caiso-deliverability | Serrano_Alberhill_Valley_HSN | Reliability_Capacity_In_Model_Year | System RA | Arizona_Flow_Battery_90 | 1 | 1 | 1 | 1 | 1 | 1 | 1 | 1 | 1 | 1 | 1 | 1 | 1 | 1 | 1 | 1 | 1 | 1 | 1 | 1 | 1 | 1 | 1 | 1 | 1 | 1 | 1 | 1 | 1 | 1 | 1
Greater_Imperial_Flow_Battery_107 | caiso-deliverability | Serrano_Alberhill_Valley_HSN | Reliability_Capacity_In_Model_Year | System RA | Greater_Imperial_Flow_Battery_107 | 1 | 1 | 1 | 1 | 1 | 1 | 1 | 1 | 1 | 1 | 1 | 1 | 1 | 1 | 1 | 1 | 1 | 1 | 1 | 1 | 1 | 1 | 1 | 1 | 1 | 1 | 1 | 1 | 1 | 1 | 1
Greater_Imperial_Flow_Battery_133 | caiso-deliverability | Serrano_Alberhill_Valley_HSN | Reliability_Capacity_In_Model_Year | System RA | Greater_Imperial_Flow_Battery_133 | 1 | 1 | 1 | 1 | 1 | 1 | 1 | 1 | 1 | 1 | 1 | 1 | 1 | 1 | 1 | 1 | 1 | 1 | 1 | 1 | 1 | 1 | 1 | 1 | 1 | 1 | 1 | 1 | 1 | 1 | 1
Riverside_Li_Battery_4hr_9 | caiso-deliverability | Serrano_Alberhill_Valley_HSN | Reliability_Capacity_In_Model_Year | System RA | Riverside_Li_Battery_4hr_9 | 1 | 1 | 1 | 1 | 1 | 1 | 1 | 1 | 1 | 1 | 1 | 1 | 1 | 1 | 1 | 1 | 1 | 1 | 1 | 1 | 1 | 1 | 1 | 1 | 1 | 1 | 1 | 1 | 1 | 1 | 1
Arizona_Li_Battery_4hr_55 | caiso-deliverability | Serrano_Alberhill_Valley_HSN | Reliability_Capacity_In_Model_Year | System RA | Arizona_Li_Battery_4hr_55 | 1 | 1 | 1 | 1 | 1 | 1 | 1 | 1 | 1 | 1 | 1 | 1 | 1 | 1 | 1 | 1 | 1 | 1 | 1 | 1 | 1 | 1 | 1 | 1 | 1 | 1 | 1 | 1 | 1 | 1 | 1
Arizona_Li_Battery_4hr_62 | caiso-deliverability | Serrano_Alberhill_Valley_HSN | Reliability_Capacity_In_Model_Year | System RA | Arizona_Li_Battery_4hr_62 | 1 | 1 | 1 | 1 | 1 | 1 | 1 | 1 | 1 | 1 | 1 | 1 | 1 | 1 | 1 | 1 | 1 | 1 | 1 | 1 | 1 | 1 | 1 | 1 | 1 | 1 | 1 | 1 | 1 | 1 | 1
Greater_Imperial_Li_Battery_4hr_63 | caiso-deliverability | Serrano_Alberhill_Valley_HSN | Reliability_Capacity_In_Model_Year | System RA | Greater_Imperial_Li_Battery_4hr_63 | 1 | 1 | 1 | 1 | 1 | 1 | 1 | 1 | 1 | 1 | 1 | 1 | 1 | 1 | 1 | 1 | 1 | 1 | 1 | 1 | 1 | 1 | 1 | 1 | 1 | 1 | 1 | 1 | 1 | 1 | 1
Arizona_Li_Battery_4hr_77 | caiso-deliverability | Serrano_Alberhill_Valley_HSN | Reliability_Capacity_In_Model_Year | System RA | Arizona_Li_Battery_4hr_77 | 1 | 1 | 1 | 1 | 1 | 1 | 1 | 1 | 1 | 1 | 1 | 1 | 1 | 1 | 1 | 1 | 1 | 1 | 1 | 1 | 1 | 1 | 1 | 1 | 1 | 1 | 1 | 1 | 1 | 1 | 1
Arizona_Li_Battery_4hr_90 | caiso-deliverability | Serrano_Alberhill_Valley_HSN | Reliability_Capacity_In_Model_Year | System RA | Arizona_Li_Battery_4hr_90 | 1 | 1 | 1 | 1 | 1 | 1 | 1 | 1 | 1 | 1 | 1 | 1 | 1 | 1 | 1 | 1 | 1 | 1 | 1 | 1 | 1 | 1 | 1 | 1 | 1 | 1 | 1 | 1 | 1 | 1 | 1
Greater_Imperial_Li_Battery_4hr_107 | caiso-deliverability | Serrano_Alberhill_Valley_HSN | Reliability_Capacity_In_Model_Year | System RA | Greater_Imperial_Li_Battery_4hr_107 | 1 | 1 | 1 | 1 | 1 | 1 | 1 | 1 | 1 | 1 | 1 | 1 | 1 | 1 | 1 | 1 | 1 | 1 | 1 | 1 | 1 | 1 | 1 | 1 | 1 | 1 | 1 | 1 | 1 | 1 | 1
Greater_Imperial_Li_Battery_4hr_133 | caiso-deliverability | Serrano_Alberhill_Valley_HSN | Reliability_Capacity_In_Model_Year | System RA | Greater_Imperial_Li_Battery_4hr_133 | 1 | 1 | 1 | 1 | 1 | 1 | 1 | 1 | 1 | 1 | 1 | 1 | 1 | 1 | 1 | 1 | 1 | 1 | 1 | 1 | 1 | 1 | 1 | 1 | 1 | 1 | 1 | 1 | 1 | 1 | 1
Riverside_Li_Battery_8hr_9 | caiso-deliverability | Serrano_Alberhill_Valley_HSN | Reliability_Capacity_In_Model_Year | System RA | Riverside_Li_Battery_8hr_9 | 1 | 1 | 1 | 1 | 1 | 1 | 1 | 1 | 1 | 1 | 1 | 1 | 1 | 1 | 1 | 1 | 1 | 1 | 1 | 1 | 1 | 1 | 1 | 1 | 1 | 1 | 1 | 1 | 1 | 1 | 1
Arizona_Li_Battery_8hr_55 | caiso-deliverability | Serrano_Alberhill_Valley_HSN | Reliability_Capacity_In_Model_Year | System RA | Arizona_Li_Battery_8hr_55 | 1 | 1 | 1 | 1 | 1 | 1 | 1 | 1 | 1 | 1 | 1 | 1 | 1 | 1 | 1 | 1 | 1 | 1 | 1 | 1 | 1 | 1 | 1 | 1 | 1 | 1 | 1 | 1 | 1 | 1 | 1
Arizona_Li_Battery_8hr_62 | caiso-deliverability | Serrano_Alberhill_Valley_HSN | Reliability_Capacity_In_Model_Year | System RA | Arizona_Li_Battery_8hr_62 | 1 | 1 | 1 | 1 | 1 | 1 | 1 | 1 | 1 | 1 | 1 | 1 | 1 | 1 | 1 | 1 | 1 | 1 | 1 | 1 | 1 | 1 | 1 | 1 | 1 | 1 | 1 | 1 | 1 | 1 | 1
Greater_Imperial_Li_Battery_8hr_63 | caiso-deliverability | Serrano_Alberhill_Valley_HSN | Reliability_Capacity_In_Model_Year | System RA | Greater_Imperial_Li_Battery_8hr_63 | 1 | 1 | 1 | 1 | 1 | 1 | 1 | 1 | 1 | 1 | 1 | 1 | 1 | 1 | 1 | 1 | 1 | 1 | 1 | 1 | 1 | 1 | 1 | 1 | 1 | 1 | 1 | 1 | 1 | 1 | 1
Arizona_Li_Battery_8hr_77 | caiso-deliverability | Serrano_Alberhill_Valley_HSN | Reliability_Capacity_In_Model_Year | System RA | Arizona_Li_Battery_8hr_77 | 1 | 1 | 1 | 1 | 1 | 1 | 1 | 1 | 1 | 1 | 1 | 1 | 1 | 1 | 1 | 1 | 1 | 1 | 1 | 1 | 1 | 1 | 1 | 1 | 1 | 1 | 1 | 1 | 1 | 1 | 1
Arizona_Li_Battery_8hr_90 | caiso-deliverability | Serrano_Alberhill_Valley_HSN | Reliability_Capacity_In_Model_Year | System RA | Arizona_Li_Battery_8hr_90 | 1 | 1 | 1 | 1 | 1 | 1 | 1 | 1 | 1 | 1 | 1 | 1 | 1 | 1 | 1 | 1 | 1 | 1 | 1 | 1 | 1 | 1 | 1 | 1 | 1 | 1 | 1 | 1 | 1 | 1 | 1
Greater_Imperial_Li_Battery_8hr_107 | caiso-deliverability | Serrano_Alberhill_Valley_HSN | Reliability_Capacity_In_Model_Year | System RA | Greater_Imperial_Li_Battery_8hr_107 | 1 | 1 | 1 | 1 | 1 | 1 | 1 | 1 | 1 | 1 | 1 | 1 | 1 | 1 | 1 | 1 | 1 | 1 | 1 | 1 | 1 | 1 | 1 | 1 | 1 | 1 | 1 | 1 | 1 | 1 | 1
Greater_Imperial_Li_Battery_8hr_133 | caiso-deliverability | Serrano_Alberhill_Valley_HSN | Reliability_Capacity_In_Model_Year | System RA | Greater_Imperial_Li_Battery_8hr_133 | 1 | 1 | 1 | 1 | 1 | 1 | 1 | 1 | 1 | 1 | 1 | 1 | 1 | 1 | 1 | 1 | 1 | 1 | 1 | 1 | 1 | 1 | 1 | 1 | 1 | 1 | 1 | 1 | 1 | 1 | 1
Riverside_West_Pumped_Storage_9 | caiso-deliverability | Serrano_Alberhill_Valley_HSN | Reliability_Capacity_In_Model_Year | System RA | Riverside_West_Pumped_Storage_9 | 1 | 1 | 1 | 1 | 1 | 1 | 1 | 1 | 1 | 1 | 1 | 1 | 1 | 1 | 1 | 1 | 1 | 1 | 1 | 1 | 1 | 1 | 1 | 1 | 1 | 1 | 1 | 1 | 1 | 1 | 1
Greater_Imperial_Geothermal_63 | caiso-deliverability | Serrano_Alberhill_Valley_HSN | Reliability_Capacity_In_Model_Year | System RA | Greater_Imperial_Geothermal_63 | 1 | 1 | 1 | 1 | 1 | 1 | 1 | 1 | 1 | 1 | 1 | 1 | 1 | 1 | 1 | 1 | 1 | 1 | 1 | 1 | 1 | 1 | 1 | 1 | 1 | 1 | 1 | 1 | 1 | 1 | 1
Greater_Imperial_Solar_63 | caiso-deliverability | Serrano_Alberhill_Valley_HSN | Reliability_Capacity_In_Model_Year | System RA | Greater_Imperial_Solar_63 | 0.106 | 0.106 | 0.106 | 0.106 | 0.106 | 0.106 | 0.106 | 0.106 | 0.106 | 0.106 | 0.106 | 0.106 | 0.106 | 0.106 | 0.106 | 0.106 | 0.106 | 0.106 | 0.106 | 0.106 | 0.106 | 0.106 | 0.106 | 0.106 | 0.106 | 0.106 | 0.106 | 0.106 | 0.106 | 0.106 | 0.106
Greater_Imperial_Solar_107 | caiso-deliverability | Serrano_Alberhill_Valley_HSN | Reliability_Capacity_In_Model_Year | System RA | Greater_Imperial_Solar_107 | 0.106 | 0.106 | 0.106 | 0.106 | 0.106 | 0.106 | 0.106 | 0.106 | 0.106 | 0.106 | 0.106 | 0.106 | 0.106 | 0.106 | 0.106 | 0.106 | 0.106 | 0.106 | 0.106 | 0.106 | 0.106 | 0.106 | 0.106 | 0.106 | 0.106 | 0.106 | 0.106 | 0.106 | 0.106 | 0.106 | 0.106
Greater_Imperial_Solar_133 | caiso-deliverability | Serrano_Alberhill_Valley_HSN | Reliability_Capacity_In_Model_Year | System RA | Greater_Imperial_Solar_133 | 0.106 | 0.106 | 0.106 | 0.106 | 0.106 | 0.106 | 0.106 | 0.106 | 0.106 | 0.106 | 0.106 | 0.106 | 0.106 | 0.106 | 0.106 | 0.106 | 0.106 | 0.106 | 0.106 | 0.106 | 0.106 | 0.106 | 0.106 | 0.106 | 0.106 | 0.106 | 0.106 | 0.106 | 0.106 | 0.106 | 0.106
Inyokern_North_Kramer_Geothermal_9 | caiso-deliverability | Serrano_Alberhill_Valley_HSN | Reliability_Capacity_In_Model_Year | System RA | Inyokern_North_Kramer_Geothermal_9 | 1 | 1 | 1 | 1 | 1 | 1 | 1 | 1 | 1 | 1 | 1 | 1 | 1 | 1 | 1 | 1 | 1 | 1 | 1 | 1 | 1 | 1 | 1 | 1 | 1 | 1 | 1 | 1 | 1 | 1 | 1
New_Mexico_Wind_55 | caiso-deliverability | Serrano_Alberhill_Valley_HSN | Reliability_Capacity_In_Model_Year | System RA | New_Mexico_Wind_55 | 0.67 | 0.67 | 0.67 | 0.67 | 0.67 | 0.67 | 0.67 | 0.67 | 0.67 | 0.67 | 0.67 | 0.67 | 0.67 | 0.67 | 0.67 | 0.67 | 0.67 | 0.67 | 0.67 | 0.67 | 0.67 | 0.67 | 0.67 | 0.67 | 0.67 | 0.67 | 0.67 | 0.67 | 0.67 | 0.67 | 0.67
Riverside_Solar_9 | caiso-deliverability | Serrano_Alberhill_Valley_HSN | Reliability_Capacity_In_Model_Year | System RA | Riverside_Solar_9 | 0.106 | 0.106 | 0.106 | 0.106 | 0.106 | 0.106 | 0.106 | 0.106 | 0.106 | 0.106 | 0.106 | 0.106 | 0.106 | 0.106 | 0.106 | 0.106 | 0.106 | 0.106 | 0.106 | 0.106 | 0.106 | 0.106 | 0.106 | 0.106 | 0.106 | 0.106 | 0.106 | 0.106 | 0.106 | 0.106 | 0.106
Serrano_Alberhill_Valley_group | caiso-deliverability | Serrano_Alberhill_Valley_HSN | Operational_New_Capacity_MW | Serrano_Alberhill_Valley_group |  | -1 | -1 | -1 | -1 | -1 | -1 | -1 | -1 | -1 | -1 | -1 | -1 | -1 | -1 | -1 | -1 | -1 | -1 | -1 | -1 | -1 | -1 | -1 | -1 | -1 | -1 | -1 | -1 | -1 | -1 | -1
Arizona_Solar_55 | caiso-deliverability | Serrano_Alberhill_Valley_offpeak | Operational_New_Capacity_MW | Arizona_Solar_55 |  | 0.77 | 0.77 | 0.77 | 0.77 | 0.77 | 0.77 | 0.77 | 0.77 | 0.77 | 0.77 | 0.77 | 0.77 | 0.77 | 0.77 | 0.77 | 0.77 | 0.77 | 0.77 | 0.77 | 0.77 | 0.77 | 0.77 | 0.77 | 0.77 | 0.77 | 0.77 | 0.77 | 0.77 | 0.77 | 0.77 | 0.77
Arizona_Solar_62 | caiso-deliverability | Serrano_Alberhill_Valley_offpeak | Operational_New_Capacity_MW | Arizona_Solar_62 |  | 0.77 | 0.77 | 0.77 | 0.77 | 0.77 | 0.77 | 0.77 | 0.77 | 0.77 | 0.77 | 0.77 | 0.77 | 0.77 | 0.77 | 0.77 | 0.77 | 0.77 | 0.77 | 0.77 | 0.77 | 0.77 | 0.77 | 0.77 | 0.77 | 0.77 | 0.77 | 0.77 | 0.77 | 0.77 | 0.77 | 0.77
Arizona_Solar_77 | caiso-deliverability | Serrano_Alberhill_Valley_offpeak | Operational_New_Capacity_MW | Arizona_Solar_77 |  | 0.77 | 0.77 | 0.77 | 0.77 | 0.77 | 0.77 | 0.77 | 0.77 | 0.77 | 0.77 | 0.77 | 0.77 | 0.77 | 0.77 | 0.77 | 0.77 | 0.77 | 0.77 | 0.77 | 0.77 | 0.77 | 0.77 | 0.77 | 0.77 | 0.77 | 0.77 | 0.77 | 0.77 | 0.77 | 0.77 | 0.77
Arizona_Solar_90 | caiso-deliverability | Serrano_Alberhill_Valley_offpeak | Operational_New_Capacity_MW | Arizona_Solar_90 |  | 0.77 | 0.77 | 0.77 | 0.77 | 0.77 | 0.77 | 0.77 | 0.77 | 0.77 | 0.77 | 0.77 | 0.77 | 0.77 | 0.77 | 0.77 | 0.77 | 0.77 | 0.77 | 0.77 | 0.77 | 0.77 | 0.77 | 0.77 | 0.77 | 0.77 | 0.77 | 0.77 | 0.77 | 0.77 | 0.77 | 0.77
Baja_California_Wind_133 | caiso-deliverability | Serrano_Alberhill_Valley_offpeak | Operational_New_Capacity_MW | Baja_California_Wind_133 |  | 0.44 | 0.44 | 0.44 | 0.44 | 0.44 | 0.44 | 0.44 | 0.44 | 0.44 | 0.44 | 0.44 | 0.44 | 0.44 | 0.44 | 0.44 | 0.44 | 0.44 | 0.44 | 0.44 | 0.44 | 0.44 | 0.44 | 0.44 | 0.44 | 0.44 | 0.44 | 0.44 | 0.44 | 0.44 | 0.44 | 0.44
Riverside_Flow_Battery_9 | caiso-deliverability | Serrano_Alberhill_Valley_offpeak | Operational_New_Capacity_MW | Riverside_Flow_Battery_9 |  | -1 | -1 | -1 | -1 | -1 | -1 | -1 | -1 | -1 | -1 | -1 | -1 | -1 | -1 | -1 | -1 | -1 | -1 | -1 | -1 | -1 | -1 | -1 | -1 | -1 | -1 | -1 | -1 | -1 | -1 | -1
Arizona_Flow_Battery_55 | caiso-deliverability | Serrano_Alberhill_Valley_offpeak | Operational_New_Capacity_MW | Arizona_Flow_Battery_55 |  | -1 | -1 | -1 | -1 | -1 | -1 | -1 | -1 | -1 | -1 | -1 | -1 | -1 | -1 | -1 | -1 | -1 | -1 | -1 | -1 | -1 | -1 | -1 | -1 | -1 | -1 | -1 | -1 | -1 | -1 | -1
Arizona_Flow_Battery_62 | caiso-deliverability | Serrano_Alberhill_Valley_offpeak | Operational_New_Capacity_MW | Arizona_Flow_Battery_62 |  | -1 | -1 | -1 | -1 | -1 | -1 | -1 | -1 | -1 | -1 | -1 | -1 | -1 | -1 | -1 | -1 | -1 | -1 | -1 | -1 | -1 | -1 | -1 | -1 | -1 | -1 | -1 | -1 | -1 | -1 | -1
Greater_Imperial_Flow_Battery_63 | caiso-deliverability | Serrano_Alberhill_Valley_offpeak | Operational_New_Capacity_MW | Greater_Imperial_Flow_Battery_63 |  | -1 | -1 | -1 | -1 | -1 | -1 | -1 | -1 | -1 | -1 | -1 | -1 | -1 | -1 | -1 | -1 | -1 | -1 | -1 | -1 | -1 | -1 | -1 | -1 | -1 | -1 | -1 | -1 | -1 | -1 | -1
Arizona_Flow_Battery_77 | caiso-deliverability | Serrano_Alberhill_Valley_offpeak | Operational_New_Capacity_MW | Arizona_Flow_Battery_77 |  | -1 | -1 | -1 | -1 | -1 | -1 | -1 | -1 | -1 | -1 | -1 | -1 | -1 | -1 | -1 | -1 | -1 | -1 | -1 | -1 | -1 | -1 | -1 | -1 | -1 | -1 | -1 | -1 | -1 | -1 | -1
Arizona_Flow_Battery_90 | caiso-deliverability | Serrano_Alberhill_Valley_offpeak | Operational_New_Capacity_MW | Arizona_Flow_Battery_90 |  | -1 | -1 | -1 | -1 | -1 | -1 | -1 | -1 | -1 | -1 | -1 | -1 | -1 | -1 | -1 | -1 | -1 | -1 | -1 | -1 | -1 | -1 | -1 | -1 | -1 | -1 | -1 | -1 | -1 | -1 | -1
Greater_Imperial_Flow_Battery_107 | caiso-deliverability | Serrano_Alberhill_Valley_offpeak | Operational_New_Capacity_MW | Greater_Imperial_Flow_Battery_107 |  | -1 | -1 | -1 | -1 | -1 | -1 | -1 | -1 | -1 | -1 | -1 | -1 | -1 | -1 | -1 | -1 | -1 | -1 | -1 | -1 | -1 | -1 | -1 | -1 | -1 | -1 | -1 | -1 | -1 | -1 | -1
Greater_Imperial_Flow_Battery_133 | caiso-deliverability | Serrano_Alberhill_Valley_offpeak | Operational_New_Capacity_MW | Greater_Imperial_Flow_Battery_133 |  | -1 | -1 | -1 | -1 | -1 | -1 | -1 | -1 | -1 | -1 | -1 | -1 | -1 | -1 | -1 | -1 | -1 | -1 | -1 | -1 | -1 | -1 | -1 | -1 | -1 | -1 | -1 | -1 | -1 | -1 | -1
Riverside_Li_Battery_4hr_9 | caiso-deliverability | Serrano_Alberhill_Valley_offpeak | Operational_New_Capacity_MW | Riverside_Li_Battery_4hr_9 |  | -1 | -1 | -1 | -1 | -1 | -1 | -1 | -1 | -1 | -1 | -1 | -1 | -1 | -1 | -1 | -1 | -1 | -1 | -1 | -1 | -1 | -1 | -1 | -1 | -1 | -1 | -1 | -1 | -1 | -1 | -1
Arizona_Li_Battery_4hr_55 | caiso-deliverability | Serrano_Alberhill_Valley_offpeak | Operational_New_Capacity_MW | Arizona_Li_Battery_4hr_55 |  | -1 | -1 | -1 | -1 | -1 | -1 | -1 | -1 | -1 | -1 | -1 | -1 | -1 | -1 | -1 | -1 | -1 | -1 | -1 | -1 | -1 | -1 | -1 | -1 | -1 | -1 | -1 | -1 | -1 | -1 | -1
Arizona_Li_Battery_4hr_62 | caiso-deliverability | Serrano_Alberhill_Valley_offpeak | Operational_New_Capacity_MW | Arizona_Li_Battery_4hr_62 |  | -1 | -1 | -1 | -1 | -1 | -1 | -1 | -1 | -1 | -1 | -1 | -1 | -1 | -1 | -1 | -1 | -1 | -1 | -1 | -1 | -1 | -1 | -1 | -1 | -1 | -1 | -1 | -1 | -1 | -1 | -1
Greater_Imperial_Li_Battery_4hr_63 | caiso-deliverability | Serrano_Alberhill_Valley_offpeak | Operational_New_Capacity_MW | Greater_Imperial_Li_Battery_4hr_63 |  | -1 | -1 | -1 | -1 | -1 | -1 | -1 | -1 | -1 | -1 | -1 | -1 | -1 | -1 | -1 | -1 | -1 | -1 | -1 | -1 | -1 | -1 | -1 | -1 | -1 | -1 | -1 | -1 | -1 | -1 | -1
Arizona_Li_Battery_4hr_77 | caiso-deliverability | Serrano_Alberhill_Valley_offpeak | Operational_New_Capacity_MW | Arizona_Li_Battery_4hr_77 |  | -1 | -1 | -1 | -1 | -1 | -1 | -1 | -1 | -1 | -1 | -1 | -1 | -1 | -1 | -1 | -1 | -1 | -1 | -1 | -1 | -1 | -1 | -1 | -1 | -1 | -1 | -1 | -1 | -1 | -1 | -1
Arizona_Li_Battery_4hr_90 | caiso-deliverability | Serrano_Alberhill_Valley_offpeak | Operational_New_Capacity_MW | Arizona_Li_Battery_4hr_90 |  | -1 | -1 | -1 | -1 | -1 | -1 | -1 | -1 | -1 | -1 | -1 | -1 | -1 | -1 | -1 | -1 | -1 | -1 | -1 | -1 | -1 | -1 | -1 | -1 | -1 | -1 | -1 | -1 | -1 | -1 | -1
Greater_Imperial_Li_Battery_4hr_107 | caiso-deliverability | Serrano_Alberhill_Valley_offpeak | Operational_New_Capacity_MW | Greater_Imperial_Li_Battery_4hr_107 |  | -1 | -1 | -1 | -1 | -1 | -1 | -1 | -1 | -1 | -1 | -1 | -1 | -1 | -1 | -1 | -1 | -1 | -1 | -1 | -1 | -1 | -1 | -1 | -1 | -1 | -1 | -1 | -1 | -1 | -1 | -1
Greater_Imperial_Li_Battery_4hr_133 | caiso-deliverability | Serrano_Alberhill_Valley_offpeak | Operational_New_Capacity_MW | Greater_Imperial_Li_Battery_4hr_133 |  | -1 | -1 | -1 | -1 | -1 | -1 | -1 | -1 | -1 | -1 | -1 | -1 | -1 | -1 | -1 | -1 | -1 | -1 | -1 | -1 | -1 | -1 | -1 | -1 | -1 | -1 | -1 | -1 | -1 | -1 | -1
Riverside_Li_Battery_8hr_9 | caiso-deliverability | Serrano_Alberhill_Valley_offpeak | Operational_New_Capacity_MW | Riverside_Li_Battery_8hr_9 |  | -1 | -1 | -1 | -1 | -1 | -1 | -1 | -1 | -1 | -1 | -1 | -1 | -1 | -1 | -1 | -1 | -1 | -1 | -1 | -1 | -1 | -1 | -1 | -1 | -1 | -1 | -1 | -1 | -1 | -1 | -1
Arizona_Li_Battery_8hr_55 | caiso-deliverability | Serrano_Alberhill_Valley_offpeak | Operational_New_Capacity_MW | Arizona_Li_Battery_8hr_55 |  | -1 | -1 | -1 | -1 | -1 | -1 | -1 | -1 | -1 | -1 | -1 | -1 | -1 | -1 | -1 | -1 | -1 | -1 | -1 | -1 | -1 | -1 | -1 | -1 | -1 | -1 | -1 | -1 | -1 | -1 | -1
Arizona_Li_Battery_8hr_62 | caiso-deliverability | Serrano_Alberhill_Valley_offpeak | Operational_New_Capacity_MW | Arizona_Li_Battery_8hr_62 |  | -1 | -1 | -1 | -1 | -1 | -1 | -1 | -1 | -1 | -1 | -1 | -1 | -1 | -1 | -1 | -1 | -1 | -1 | -1 | -1 | -1 | -1 | -1 | -1 | -1 | -1 | -1 | -1 | -1 | -1 | -1
Greater_Imperial_Li_Battery_8hr_63 | caiso-deliverability | Serrano_Alberhill_Valley_offpeak | Operational_New_Capacity_MW | Greater_Imperial_Li_Battery_8hr_63 |  | -1 | -1 | -1 | -1 | -1 | -1 | -1 | -1 | -1 | -1 | -1 | -1 | -1 | -1 | -1 | -1 | -1 | -1 | -1 | -1 | -1 | -1 | -1 | -1 | -1 | -1 | -1 | -1 | -1 | -1 | -1
Arizona_Li_Battery_8hr_77 | caiso-deliverability | Serrano_Alberhill_Valley_offpeak | Operational_New_Capacity_MW | Arizona_Li_Battery_8hr_77 |  | -1 | -1 | -1 | -1 | -1 | -1 | -1 | -1 | -1 | -1 | -1 | -1 | -1 | -1 | -1 | -1 | -1 | -1 | -1 | -1 | -1 | -1 | -1 | -1 | -1 | -1 | -1 | -1 | -1 | -1 | -1
Arizona_Li_Battery_8hr_90 | caiso-deliverability | Serrano_Alberhill_Valley_offpeak | Operational_New_Capacity_MW | Arizona_Li_Battery_8hr_90 |  | -1 | -1 | -1 | -1 | -1 | -1 | -1 | -1 | -1 | -1 | -1 | -1 | -1 | -1 | -1 | -1 | -1 | -1 | -1 | -1 | -1 | -1 | -1 | -1 | -1 | -1 | -1 | -1 | -1 | -1 | -1
Greater_Imperial_Li_Battery_8hr_107 | caiso-deliverability | Serrano_Alberhill_Valley_offpeak | Operational_New_Capacity_MW | Greater_Imperial_Li_Battery_8hr_107 |  | -1 | -1 | -1 | -1 | -1 | -1 | -1 | -1 | -1 | -1 | -1 | -1 | -1 | -1 | -1 | -1 | -1 | -1 | -1 | -1 | -1 | -1 | -1 | -1 | -1 | -1 | -1 | -1 | -1 | -1 | -1
Greater_Imperial_Li_Battery_8hr_133 | caiso-deliverability | Serrano_Alberhill_Valley_offpeak | Operational_New_Capacity_MW | Greater_Imperial_Li_Battery_8hr_133 |  | -1 | -1 | -1 | -1 | -1 | -1 | -1 | -1 | -1 | -1 | -1 | -1 | -1 | -1 | -1 | -1 | -1 | -1 | -1 | -1 | -1 | -1 | -1 | -1 | -1 | -1 | -1 | -1 | -1 | -1 | -1
Riverside_West_Pumped_Storage_9 | caiso-deliverability | Serrano_Alberhill_Valley_offpeak | Operational_New_Capacity_MW | Riverside_West_Pumped_Storage_9 |  | -1 | -1 | -1 | -1 | -1 | -1 | -1 | -1 | -1 | -1 | -1 | -1 | -1 | -1 | -1 | -1 | -1 | -1 | -1 | -1 | -1 | -1 | -1 | -1 | -1 | -1 | -1 | -1 | -1 | -1 | -1
Greater_Imperial_Geothermal_63 | caiso-deliverability | Serrano_Alberhill_Valley_offpeak | Operational_New_Capacity_MW | Greater_Imperial_Geothermal_63 |  | 1 | 1 | 1 | 1 | 1 | 1 | 1 | 1 | 1 | 1 | 1 | 1 | 1 | 1 | 1 | 1 | 1 | 1 | 1 | 1 | 1 | 1 | 1 | 1 | 1 | 1 | 1 | 1 | 1 | 1 | 1
Greater_Imperial_Solar_63 | caiso-deliverability | Serrano_Alberhill_Valley_offpeak | Operational_New_Capacity_MW | Greater_Imperial_Solar_63 |  | 0.77 | 0.77 | 0.77 | 0.77 | 0.77 | 0.77 | 0.77 | 0.77 | 0.77 | 0.77 | 0.77 | 0.77 | 0.77 | 0.77 | 0.77 | 0.77 | 0.77 | 0.77 | 0.77 | 0.77 | 0.77 | 0.77 | 0.77 | 0.77 | 0.77 | 0.77 | 0.77 | 0.77 | 0.77 | 0.77 | 0.77
Greater_Imperial_Solar_107 | caiso-deliverability | Serrano_Alberhill_Valley_offpeak | Operational_New_Capacity_MW | Greater_Imperial_Solar_107 |  | 0.77 | 0.77 | 0.77 | 0.77 | 0.77 | 0.77 | 0.77 | 0.77 | 0.77 | 0.77 | 0.77 | 0.77 | 0.77 | 0.77 | 0.77 | 0.77 | 0.77 | 0.77 | 0.77 | 0.77 | 0.77 | 0.77 | 0.77 | 0.77 | 0.77 | 0.77 | 0.77 | 0.77 | 0.77 | 0.77 | 0.77
Greater_Imperial_Solar_133 | caiso-deliverability | Serrano_Alberhill_Valley_offpeak | Operational_New_Capacity_MW | Greater_Imperial_Solar_133 |  | 0.77 | 0.77 | 0.77 | 0.77 | 0.77 | 0.77 | 0.77 | 0.77 | 0.77 | 0.77 | 0.77 | 0.77 | 0.77 | 0.77 | 0.77 | 0.77 | 0.77 | 0.77 | 0.77 | 0.77 | 0.77 | 0.77 | 0.77 | 0.77 | 0.77 | 0.77 | 0.77 | 0.77 | 0.77 | 0.77 | 0.77
Inyokern_North_Kramer_Geothermal_9 | caiso-deliverability | Serrano_Alberhill_Valley_offpeak | Operational_New_Capacity_MW | Inyokern_North_Kramer_Geothermal_9 |  | 1 | 1 | 1 | 1 | 1 | 1 | 1 | 1 | 1 | 1 | 1 | 1 | 1 | 1 | 1 | 1 | 1 | 1 | 1 | 1 | 1 | 1 | 1 | 1 | 1 | 1 | 1 | 1 | 1 | 1 | 1
New_Mexico_Wind_55 | caiso-deliverability | Serrano_Alberhill_Valley_offpeak | Operational_New_Capacity_MW | New_Mexico_Wind_55 |  | 0.67 | 0.67 | 0.67 | 0.67 | 0.67 | 0.67 | 0.67 | 0.67 | 0.67 | 0.67 | 0.67 | 0.67 | 0.67 | 0.67 | 0.67 | 0.67 | 0.67 | 0.67 | 0.67 | 0.67 | 0.67 | 0.67 | 0.67 | 0.67 | 0.67 | 0.67 | 0.67 | 0.67 | 0.67 | 0.67 | 0.67
Riverside_Solar_9 | caiso-deliverability | Serrano_Alberhill_Valley_offpeak | Operational_New_Capacity_MW | Riverside_Solar_9 |  | 0.77 | 0.77 | 0.77 | 0.77 | 0.77 | 0.77 | 0.77 | 0.77 | 0.77 | 0.77 | 0.77 | 0.77 | 0.77 | 0.77 | 0.77 | 0.77 | 0.77 | 0.77 | 0.77 | 0.77 | 0.77 | 0.77 | 0.77 | 0.77 | 0.77 | 0.77 | 0.77 | 0.77 | 0.77 | 0.77 | 0.77
Serrano_Alberhill_Valley_group | caiso-deliverability | Serrano_Alberhill_Valley_offpeak | Operational_New_Capacity_MW | Serrano_Alberhill_Valley_group |  | 0 | 0 | 0 | 0 | 0 | 0 | 0 | 0 | 0 | 0 | 0 | 0 | 0 | 0 | 0 | 0 | 0 | 0 | 0 | 0 | 0 | 0 | 0 | 0 | 0 | 0 | 0 | 0 | 0 | 0 | 0
Arizona_Solar_55 | caiso-deliverability | Serrano_Alberhill_Valley_SSN | Reliability_Capacity_In_Model_Year | System RA | Arizona_Solar_55 | 0.427 | 0.427 | 0.427 | 0.427 | 0.427 | 0.427 | 0.427 | 0.427 | 0.427 | 0.427 | 0.427 | 0.427 | 0.427 | 0.427 | 0.427 | 0.427 | 0.427 | 0.427 | 0.427 | 0.427 | 0.427 | 0.427 | 0.427 | 0.427 | 0.427 | 0.427 | 0.427 | 0.427 | 0.427 | 0.427 | 0.427
Arizona_Solar_62 | caiso-deliverability | Serrano_Alberhill_Valley_SSN | Reliability_Capacity_In_Model_Year | System RA | Arizona_Solar_62 | 0.427 | 0.427 | 0.427 | 0.427 | 0.427 | 0.427 | 0.427 | 0.427 | 0.427 | 0.427 | 0.427 | 0.427 | 0.427 | 0.427 | 0.427 | 0.427 | 0.427 | 0.427 | 0.427 | 0.427 | 0.427 | 0.427 | 0.427 | 0.427 | 0.427 | 0.427 | 0.427 | 0.427 | 0.427 | 0.427 | 0.427
Arizona_Solar_77 | caiso-deliverability | Serrano_Alberhill_Valley_SSN | Reliability_Capacity_In_Model_Year | System RA | Arizona_Solar_77 | 0.427 | 0.427 | 0.427 | 0.427 | 0.427 | 0.427 | 0.427 | 0.427 | 0.427 | 0.427 | 0.427 | 0.427 | 0.427 | 0.427 | 0.427 | 0.427 | 0.427 | 0.427 | 0.427 | 0.427 | 0.427 | 0.427 | 0.427 | 0.427 | 0.427 | 0.427 | 0.427 | 0.427 | 0.427 | 0.427 | 0.427
Arizona_Solar_90 | caiso-deliverability | Serrano_Alberhill_Valley_SSN | Reliability_Capacity_In_Model_Year | System RA | Arizona_Solar_90 | 0.427 | 0.427 | 0.427 | 0.427 | 0.427 | 0.427 | 0.427 | 0.427 | 0.427 | 0.427 | 0.427 | 0.427 | 0.427 | 0.427 | 0.427 | 0.427 | 0.427 | 0.427 | 0.427 | 0.427 | 0.427 | 0.427 | 0.427 | 0.427 | 0.427 | 0.427 | 0.427 | 0.427 | 0.427 | 0.427 | 0.427
Baja_California_Wind_133 | caiso-deliverability | Serrano_Alberhill_Valley_SSN | Reliability_Capacity_In_Model_Year | System RA | Baja_California_Wind_133 | 0.112 | 0.112 | 0.112 | 0.112 | 0.112 | 0.112 | 0.112 | 0.112 | 0.112 | 0.112 | 0.112 | 0.112 | 0.112 | 0.112 | 0.112 | 0.112 | 0.112 | 0.112 | 0.112 | 0.112 | 0.112 | 0.112 | 0.112 | 0.112 | 0.112 | 0.112 | 0.112 | 0.112 | 0.112 | 0.112 | 0.112
Riverside_Flow_Battery_9 | caiso-deliverability | Serrano_Alberhill_Valley_SSN | Reliability_Capacity_In_Model_Year | System RA | Riverside_Flow_Battery_9 | 0.5 | 0.5 | 0.5 | 0.5 | 0.5 | 0.5 | 0.5 | 0.5 | 0.5 | 0.5 | 0.5 | 0.5 | 0.5 | 0.5 | 0.5 | 0.5 | 0.5 | 0.5 | 0.5 | 0.5 | 0.5 | 0.5 | 0.5 | 0.5 | 0.5 | 0.5 | 0.5 | 0.5 | 0.5 | 0.5 | 0.5
Arizona_Flow_Battery_55 | caiso-deliverability | Serrano_Alberhill_Valley_SSN | Reliability_Capacity_In_Model_Year | System RA | Arizona_Flow_Battery_55 | 0.5 | 0.5 | 0.5 | 0.5 | 0.5 | 0.5 | 0.5 | 0.5 | 0.5 | 0.5 | 0.5 | 0.5 | 0.5 | 0.5 | 0.5 | 0.5 | 0.5 | 0.5 | 0.5 | 0.5 | 0.5 | 0.5 | 0.5 | 0.5 | 0.5 | 0.5 | 0.5 | 0.5 | 0.5 | 0.5 | 0.5
Arizona_Flow_Battery_62 | caiso-deliverability | Serrano_Alberhill_Valley_SSN | Reliability_Capacity_In_Model_Year | System RA | Arizona_Flow_Battery_62 | 0.5 | 0.5 | 0.5 | 0.5 | 0.5 | 0.5 | 0.5 | 0.5 | 0.5 | 0.5 | 0.5 | 0.5 | 0.5 | 0.5 | 0.5 | 0.5 | 0.5 | 0.5 | 0.5 | 0.5 | 0.5 | 0.5 | 0.5 | 0.5 | 0.5 | 0.5 | 0.5 | 0.5 | 0.5 | 0.5 | 0.5
Greater_Imperial_Flow_Battery_63 | caiso-deliverability | Serrano_Alberhill_Valley_SSN | Reliability_Capacity_In_Model_Year | System RA | Greater_Imperial_Flow_Battery_63 | 0.5 | 0.5 | 0.5 | 0.5 | 0.5 | 0.5 | 0.5 | 0.5 | 0.5 | 0.5 | 0.5 | 0.5 | 0.5 | 0.5 | 0.5 | 0.5 | 0.5 | 0.5 | 0.5 | 0.5 | 0.5 | 0.5 | 0.5 | 0.5 | 0.5 | 0.5 | 0.5 | 0.5 | 0.5 | 0.5 | 0.5
Arizona_Flow_Battery_77 | caiso-deliverability | Serrano_Alberhill_Valley_SSN | Reliability_Capacity_In_Model_Year | System RA | Arizona_Flow_Battery_77 | 0.5 | 0.5 | 0.5 | 0.5 | 0.5 | 0.5 | 0.5 | 0.5 | 0.5 | 0.5 | 0.5 | 0.5 | 0.5 | 0.5 | 0.5 | 0.5 | 0.5 | 0.5 | 0.5 | 0.5 | 0.5 | 0.5 | 0.5 | 0.5 | 0.5 | 0.5 | 0.5 | 0.5 | 0.5 | 0.5 | 0.5
Arizona_Flow_Battery_90 | caiso-deliverability | Serrano_Alberhill_Valley_SSN | Reliability_Capacity_In_Model_Year | System RA | Arizona_Flow_Battery_90 | 0.5 | 0.5 | 0.5 | 0.5 | 0.5 | 0.5 | 0.5 | 0.5 | 0.5 | 0.5 | 0.5 | 0.5 | 0.5 | 0.5 | 0.5 | 0.5 | 0.5 | 0.5 | 0.5 | 0.5 | 0.5 | 0.5 | 0.5 | 0.5 | 0.5 | 0.5 | 0.5 | 0.5 | 0.5 | 0.5 | 0.5
Greater_Imperial_Flow_Battery_107 | caiso-deliverability | Serrano_Alberhill_Valley_SSN | Reliability_Capacity_In_Model_Year | System RA | Greater_Imperial_Flow_Battery_107 | 0.5 | 0.5 | 0.5 | 0.5 | 0.5 | 0.5 | 0.5 | 0.5 | 0.5 | 0.5 | 0.5 | 0.5 | 0.5 | 0.5 | 0.5 | 0.5 | 0.5 | 0.5 | 0.5 | 0.5 | 0.5 | 0.5 | 0.5 | 0.5 | 0.5 | 0.5 | 0.5 | 0.5 | 0.5 | 0.5 | 0.5
Greater_Imperial_Flow_Battery_133 | caiso-deliverability | Serrano_Alberhill_Valley_SSN | Reliability_Capacity_In_Model_Year | System RA | Greater_Imperial_Flow_Battery_133 | 0.5 | 0.5 | 0.5 | 0.5 | 0.5 | 0.5 | 0.5 | 0.5 | 0.5 | 0.5 | 0.5 | 0.5 | 0.5 | 0.5 | 0.5 | 0.5 | 0.5 | 0.5 | 0.5 | 0.5 | 0.5 | 0.5 | 0.5 | 0.5 | 0.5 | 0.5 | 0.5 | 0.5 | 0.5 | 0.5 | 0.5
Riverside_Li_Battery_4hr_9 | caiso-deliverability | Serrano_Alberhill_Valley_SSN | Reliability_Capacity_In_Model_Year | System RA | Riverside_Li_Battery_4hr_9 | 0.5 | 0.5 | 0.5 | 0.5 | 0.5 | 0.5 | 0.5 | 0.5 | 0.5 | 0.5 | 0.5 | 0.5 | 0.5 | 0.5 | 0.5 | 0.5 | 0.5 | 0.5 | 0.5 | 0.5 | 0.5 | 0.5 | 0.5 | 0.5 | 0.5 | 0.5 | 0.5 | 0.5 | 0.5 | 0.5 | 0.5
Arizona_Li_Battery_4hr_55 | caiso-deliverability | Serrano_Alberhill_Valley_SSN | Reliability_Capacity_In_Model_Year | System RA | Arizona_Li_Battery_4hr_55 | 0.5 | 0.5 | 0.5 | 0.5 | 0.5 | 0.5 | 0.5 | 0.5 | 0.5 | 0.5 | 0.5 | 0.5 | 0.5 | 0.5 | 0.5 | 0.5 | 0.5 | 0.5 | 0.5 | 0.5 | 0.5 | 0.5 | 0.5 | 0.5 | 0.5 | 0.5 | 0.5 | 0.5 | 0.5 | 0.5 | 0.5
Arizona_Li_Battery_4hr_62 | caiso-deliverability | Serrano_Alberhill_Valley_SSN | Reliability_Capacity_In_Model_Year | System RA | Arizona_Li_Battery_4hr_62 | 0.5 | 0.5 | 0.5 | 0.5 | 0.5 | 0.5 | 0.5 | 0.5 | 0.5 | 0.5 | 0.5 | 0.5 | 0.5 | 0.5 | 0.5 | 0.5 | 0.5 | 0.5 | 0.5 | 0.5 | 0.5 | 0.5 | 0.5 | 0.5 | 0.5 | 0.5 | 0.5 | 0.5 | 0.5 | 0.5 | 0.5
Greater_Imperial_Li_Battery_4hr_63 | caiso-deliverability | Serrano_Alberhill_Valley_SSN | Reliability_Capacity_In_Model_Year | System RA | Greater_Imperial_Li_Battery_4hr_63 | 0.5 | 0.5 | 0.5 | 0.5 | 0.5 | 0.5 | 0.5 | 0.5 | 0.5 | 0.5 | 0.5 | 0.5 | 0.5 | 0.5 | 0.5 | 0.5 | 0.5 | 0.5 | 0.5 | 0.5 | 0.5 | 0.5 | 0.5 | 0.5 | 0.5 | 0.5 | 0.5 | 0.5 | 0.5 | 0.5 | 0.5
Arizona_Li_Battery_4hr_77 | caiso-deliverability | Serrano_Alberhill_Valley_SSN | Reliability_Capacity_In_Model_Year | System RA | Arizona_Li_Battery_4hr_77 | 0.5 | 0.5 | 0.5 | 0.5 | 0.5 | 0.5 | 0.5 | 0.5 | 0.5 | 0.5 | 0.5 | 0.5 | 0.5 | 0.5 | 0.5 | 0.5 | 0.5 | 0.5 | 0.5 | 0.5 | 0.5 | 0.5 | 0.5 | 0.5 | 0.5 | 0.5 | 0.5 | 0.5 | 0.5 | 0.5 | 0.5
Arizona_Li_Battery_4hr_90 | caiso-deliverability | Serrano_Alberhill_Valley_SSN | Reliability_Capacity_In_Model_Year | System RA | Arizona_Li_Battery_4hr_90 | 0.5 | 0.5 | 0.5 | 0.5 | 0.5 | 0.5 | 0.5 | 0.5 | 0.5 | 0.5 | 0.5 | 0.5 | 0.5 | 0.5 | 0.5 | 0.5 | 0.5 | 0.5 | 0.5 | 0.5 | 0.5 | 0.5 | 0.5 | 0.5 | 0.5 | 0.5 | 0.5 | 0.5 | 0.5 | 0.5 | 0.5
Greater_Imperial_Li_Battery_4hr_107 | caiso-deliverability | Serrano_Alberhill_Valley_SSN | Reliability_Capacity_In_Model_Year | System RA | Greater_Imperial_Li_Battery_4hr_107 | 0.5 | 0.5 | 0.5 | 0.5 | 0.5 | 0.5 | 0.5 | 0.5 | 0.5 | 0.5 | 0.5 | 0.5 | 0.5 | 0.5 | 0.5 | 0.5 | 0.5 | 0.5 | 0.5 | 0.5 | 0.5 | 0.5 | 0.5 | 0.5 | 0.5 | 0.5 | 0.5 | 0.5 | 0.5 | 0.5 | 0.5
Greater_Imperial_Li_Battery_4hr_133 | caiso-deliverability | Serrano_Alberhill_Valley_SSN | Reliability_Capacity_In_Model_Year | System RA | Greater_Imperial_Li_Battery_4hr_133 | 0.5 | 0.5 | 0.5 | 0.5 | 0.5 | 0.5 | 0.5 | 0.5 | 0.5 | 0.5 | 0.5 | 0.5 | 0.5 | 0.5 | 0.5 | 0.5 | 0.5 | 0.5 | 0.5 | 0.5 | 0.5 | 0.5 | 0.5 | 0.5 | 0.5 | 0.5 | 0.5 | 0.5 | 0.5 | 0.5 | 0.5
Riverside_Li_Battery_8hr_9 | caiso-deliverability | Serrano_Alberhill_Valley_SSN | Reliability_Capacity_In_Model_Year | System RA | Riverside_Li_Battery_8hr_9 | 0.5 | 0.5 | 0.5 | 0.5 | 0.5 | 0.5 | 0.5 | 0.5 | 0.5 | 0.5 | 0.5 | 0.5 | 0.5 | 0.5 | 0.5 | 0.5 | 0.5 | 0.5 | 0.5 | 0.5 | 0.5 | 0.5 | 0.5 | 0.5 | 0.5 | 0.5 | 0.5 | 0.5 | 0.5 | 0.5 | 0.5
Arizona_Li_Battery_8hr_55 | caiso-deliverability | Serrano_Alberhill_Valley_SSN | Reliability_Capacity_In_Model_Year | System RA | Arizona_Li_Battery_8hr_55 | 0.5 | 0.5 | 0.5 | 0.5 | 0.5 | 0.5 | 0.5 | 0.5 | 0.5 | 0.5 | 0.5 | 0.5 | 0.5 | 0.5 | 0.5 | 0.5 | 0.5 | 0.5 | 0.5 | 0.5 | 0.5 | 0.5 | 0.5 | 0.5 | 0.5 | 0.5 | 0.5 | 0.5 | 0.5 | 0.5 | 0.5
Arizona_Li_Battery_8hr_62 | caiso-deliverability | Serrano_Alberhill_Valley_SSN | Reliability_Capacity_In_Model_Year | System RA | Arizona_Li_Battery_8hr_62 | 0.5 | 0.5 | 0.5 | 0.5 | 0.5 | 0.5 | 0.5 | 0.5 | 0.5 | 0.5 | 0.5 | 0.5 | 0.5 | 0.5 | 0.5 | 0.5 | 0.5 | 0.5 | 0.5 | 0.5 | 0.5 | 0.5 | 0.5 | 0.5 | 0.5 | 0.5 | 0.5 | 0.5 | 0.5 | 0.5 | 0.5
Greater_Imperial_Li_Battery_8hr_63 | caiso-deliverability | Serrano_Alberhill_Valley_SSN | Reliability_Capacity_In_Model_Year | System RA | Greater_Imperial_Li_Battery_8hr_63 | 0.5 | 0.5 | 0.5 | 0.5 | 0.5 | 0.5 | 0.5 | 0.5 | 0.5 | 0.5 | 0.5 | 0.5 | 0.5 | 0.5 | 0.5 | 0.5 | 0.5 | 0.5 | 0.5 | 0.5 | 0.5 | 0.5 | 0.5 | 0.5 | 0.5 | 0.5 | 0.5 | 0.5 | 0.5 | 0.5 | 0.5
Arizona_Li_Battery_8hr_77 | caiso-deliverability | Serrano_Alberhill_Valley_SSN | Reliability_Capacity_In_Model_Year | System RA | Arizona_Li_Battery_8hr_77 | 0.5 | 0.5 | 0.5 | 0.5 | 0.5 | 0.5 | 0.5 | 0.5 | 0.5 | 0.5 | 0.5 | 0.5 | 0.5 | 0.5 | 0.5 | 0.5 | 0.5 | 0.5 | 0.5 | 0.5 | 0.5 | 0.5 | 0.5 | 0.5 | 0.5 | 0.5 | 0.5 | 0.5 | 0.5 | 0.5 | 0.5
Arizona_Li_Battery_8hr_90 | caiso-deliverability | Serrano_Alberhill_Valley_SSN | Reliability_Capacity_In_Model_Year | System RA | Arizona_Li_Battery_8hr_90 | 0.5 | 0.5 | 0.5 | 0.5 | 0.5 | 0.5 | 0.5 | 0.5 | 0.5 | 0.5 | 0.5 | 0.5 | 0.5 | 0.5 | 0.5 | 0.5 | 0.5 | 0.5 | 0.5 | 0.5 | 0.5 | 0.5 | 0.5 | 0.5 | 0.5 | 0.5 | 0.5 | 0.5 | 0.5 | 0.5 | 0.5
Greater_Imperial_Li_Battery_8hr_107 | caiso-deliverability | Serrano_Alberhill_Valley_SSN | Reliability_Capacity_In_Model_Year | System RA | Greater_Imperial_Li_Battery_8hr_107 | 0.5 | 0.5 | 0.5 | 0.5 | 0.5 | 0.5 | 0.5 | 0.5 | 0.5 | 0.5 | 0.5 | 0.5 | 0.5 | 0.5 | 0.5 | 0.5 | 0.5 | 0.5 | 0.5 | 0.5 | 0.5 | 0.5 | 0.5 | 0.5 | 0.5 | 0.5 | 0.5 | 0.5 | 0.5 | 0.5 | 0.5
Greater_Imperial_Li_Battery_8hr_133 | caiso-deliverability | Serrano_Alberhill_Valley_SSN | Reliability_Capacity_In_Model_Year | System RA | Greater_Imperial_Li_Battery_8hr_133 | 0.5 | 0.5 | 0.5 | 0.5 | 0.5 | 0.5 | 0.5 | 0.5 | 0.5 | 0.5 | 0.5 | 0.5 | 0.5 | 0.5 | 0.5 | 0.5 | 0.5 | 0.5 | 0.5 | 0.5 | 0.5 | 0.5 | 0.5 | 0.5 | 0.5 | 0.5 | 0.5 | 0.5 | 0.5 | 0.5 | 0.5
Riverside_West_Pumped_Storage_9 | caiso-deliverability | Serrano_Alberhill_Valley_SSN | Reliability_Capacity_In_Model_Year | System RA | Riverside_West_Pumped_Storage_9 | 0.5 | 0.5 | 0.5 | 0.5 | 0.5 | 0.5 | 0.5 | 0.5 | 0.5 | 0.5 | 0.5 | 0.5 | 0.5 | 0.5 | 0.5 | 0.5 | 0.5 | 0.5 | 0.5 | 0.5 | 0.5 | 0.5 | 0.5 | 0.5 | 0.5 | 0.5 | 0.5 | 0.5 | 0.5 | 0.5 | 0.5
Greater_Imperial_Geothermal_63 | caiso-deliverability | Serrano_Alberhill_Valley_SSN | Reliability_Capacity_In_Model_Year | System RA | Greater_Imperial_Geothermal_63 | 1 | 1 | 1 | 1 | 1 | 1 | 1 | 1 | 1 | 1 | 1 | 1 | 1 | 1 | 1 | 1 | 1 | 1 | 1 | 1 | 1 | 1 | 1 | 1 | 1 | 1 | 1 | 1 | 1 | 1 | 1
Greater_Imperial_Solar_63 | caiso-deliverability | Serrano_Alberhill_Valley_SSN | Reliability_Capacity_In_Model_Year | System RA | Greater_Imperial_Solar_63 | 0.427 | 0.427 | 0.427 | 0.427 | 0.427 | 0.427 | 0.427 | 0.427 | 0.427 | 0.427 | 0.427 | 0.427 | 0.427 | 0.427 | 0.427 | 0.427 | 0.427 | 0.427 | 0.427 | 0.427 | 0.427 | 0.427 | 0.427 | 0.427 | 0.427 | 0.427 | 0.427 | 0.427 | 0.427 | 0.427 | 0.427
Greater_Imperial_Solar_107 | caiso-deliverability | Serrano_Alberhill_Valley_SSN | Reliability_Capacity_In_Model_Year | System RA | Greater_Imperial_Solar_107 | 0.427 | 0.427 | 0.427 | 0.427 | 0.427 | 0.427 | 0.427 | 0.427 | 0.427 | 0.427 | 0.427 | 0.427 | 0.427 | 0.427 | 0.427 | 0.427 | 0.427 | 0.427 | 0.427 | 0.427 | 0.427 | 0.427 | 0.427 | 0.427 | 0.427 | 0.427 | 0.427 | 0.427 | 0.427 | 0.427 | 0.427
Greater_Imperial_Solar_133 | caiso-deliverability | Serrano_Alberhill_Valley_SSN | Reliability_Capacity_In_Model_Year | System RA | Greater_Imperial_Solar_133 | 0.427 | 0.427 | 0.427 | 0.427 | 0.427 | 0.427 | 0.427 | 0.427 | 0.427 | 0.427 | 0.427 | 0.427 | 0.427 | 0.427 | 0.427 | 0.427 | 0.427 | 0.427 | 0.427 | 0.427 | 0.427 | 0.427 | 0.427 | 0.427 | 0.427 | 0.427 | 0.427 | 0.427 | 0.427 | 0.427 | 0.427
Inyokern_North_Kramer_Geothermal_9 | caiso-deliverability | Serrano_Alberhill_Valley_SSN | Reliability_Capacity_In_Model_Year | System RA | Inyokern_North_Kramer_Geothermal_9 | 1 | 1 | 1 | 1 | 1 | 1 | 1 | 1 | 1 | 1 | 1 | 1 | 1 | 1 | 1 | 1 | 1 | 1 | 1 | 1 | 1 | 1 | 1 | 1 | 1 | 1 | 1 | 1 | 1 | 1 | 1
New_Mexico_Wind_55 | caiso-deliverability | Serrano_Alberhill_Valley_SSN | Reliability_Capacity_In_Model_Year | System RA | New_Mexico_Wind_55 | 0.35 | 0.35 | 0.35 | 0.35 | 0.35 | 0.35 | 0.35 | 0.35 | 0.35 | 0.35 | 0.35 | 0.35 | 0.35 | 0.35 | 0.35 | 0.35 | 0.35 | 0.35 | 0.35 | 0.35 | 0.35 | 0.35 | 0.35 | 0.35 | 0.35 | 0.35 | 0.35 | 0.35 | 0.35 | 0.35 | 0.35
Riverside_Solar_9 | caiso-deliverability | Serrano_Alberhill_Valley_SSN | Reliability_Capacity_In_Model_Year | System RA | Riverside_Solar_9 | 0.427 | 0.427 | 0.427 | 0.427 | 0.427 | 0.427 | 0.427 | 0.427 | 0.427 | 0.427 | 0.427 | 0.427 | 0.427 | 0.427 | 0.427 | 0.427 | 0.427 | 0.427 | 0.427 | 0.427 | 0.427 | 0.427 | 0.427 | 0.427 | 0.427 | 0.427 | 0.427 | 0.427 | 0.427 | 0.427 | 0.427
Serrano_Alberhill_Valley_group | caiso-deliverability | Serrano_Alberhill_Valley_SSN | Operational_New_Capacity_MW | Serrano_Alberhill_Valley_group |  | -1 | -1 | -1 | -1 | -1 | -1 | -1 | -1 | -1 | -1 | -1 | -1 | -1 | -1 | -1 | -1 | -1 | -1 | -1 | -1 | -1 | -1 | -1 | -1 | -1 | -1 | -1 | -1 | -1 | -1 | -1
Baja_California_Wind_133 | caiso-deliverability | Silvergate_Bay_Blvd_HSN | Reliability_Capacity_In_Model_Year | System RA | Baja_California_Wind_133 | 0.337 | 0.337 | 0.337 | 0.337 | 0.337 | 0.337 | 0.337 | 0.337 | 0.337 | 0.337 | 0.337 | 0.337 | 0.337 | 0.337 | 0.337 | 0.337 | 0.337 | 0.337 | 0.337 | 0.337 | 0.337 | 0.337 | 0.337 | 0.337 | 0.337 | 0.337 | 0.337 | 0.337 | 0.337 | 0.337 | 0.337
Greater_Imperial_Flow_Battery_107 | caiso-deliverability | Silvergate_Bay_Blvd_HSN | Reliability_Capacity_In_Model_Year | System RA | Greater_Imperial_Flow_Battery_107 | 1 | 1 | 1 | 1 | 1 | 1 | 1 | 1 | 1 | 1 | 1 | 1 | 1 | 1 | 1 | 1 | 1 | 1 | 1 | 1 | 1 | 1 | 1 | 1 | 1 | 1 | 1 | 1 | 1 | 1 | 1
Greater_Imperial_Flow_Battery_108 | caiso-deliverability | Silvergate_Bay_Blvd_HSN | Reliability_Capacity_In_Model_Year | System RA | Greater_Imperial_Flow_Battery_108 | 1 | 1 | 1 | 1 | 1 | 1 | 1 | 1 | 1 | 1 | 1 | 1 | 1 | 1 | 1 | 1 | 1 | 1 | 1 | 1 | 1 | 1 | 1 | 1 | 1 | 1 | 1 | 1 | 1 | 1 | 1
Greater_Imperial_Flow_Battery_133 | caiso-deliverability | Silvergate_Bay_Blvd_HSN | Reliability_Capacity_In_Model_Year | System RA | Greater_Imperial_Flow_Battery_133 | 1 | 1 | 1 | 1 | 1 | 1 | 1 | 1 | 1 | 1 | 1 | 1 | 1 | 1 | 1 | 1 | 1 | 1 | 1 | 1 | 1 | 1 | 1 | 1 | 1 | 1 | 1 | 1 | 1 | 1 | 1
Greater_Imperial_Li_Battery_4hr_107 | caiso-deliverability | Silvergate_Bay_Blvd_HSN | Reliability_Capacity_In_Model_Year | System RA | Greater_Imperial_Li_Battery_4hr_107 | 1 | 1 | 1 | 1 | 1 | 1 | 1 | 1 | 1 | 1 | 1 | 1 | 1 | 1 | 1 | 1 | 1 | 1 | 1 | 1 | 1 | 1 | 1 | 1 | 1 | 1 | 1 | 1 | 1 | 1 | 1
Greater_Imperial_Li_Battery_4hr_108 | caiso-deliverability | Silvergate_Bay_Blvd_HSN | Reliability_Capacity_In_Model_Year | System RA | Greater_Imperial_Li_Battery_4hr_108 | 1 | 1 | 1 | 1 | 1 | 1 | 1 | 1 | 1 | 1 | 1 | 1 | 1 | 1 | 1 | 1 | 1 | 1 | 1 | 1 | 1 | 1 | 1 | 1 | 1 | 1 | 1 | 1 | 1 | 1 | 1
Greater_Imperial_Li_Battery_4hr_133 | caiso-deliverability | Silvergate_Bay_Blvd_HSN | Reliability_Capacity_In_Model_Year | System RA | Greater_Imperial_Li_Battery_4hr_133 | 1 | 1 | 1 | 1 | 1 | 1 | 1 | 1 | 1 | 1 | 1 | 1 | 1 | 1 | 1 | 1 | 1 | 1 | 1 | 1 | 1 | 1 | 1 | 1 | 1 | 1 | 1 | 1 | 1 | 1 | 1
Greater_Imperial_Li_Battery_8hr_107 | caiso-deliverability | Silvergate_Bay_Blvd_HSN | Reliability_Capacity_In_Model_Year | System RA | Greater_Imperial_Li_Battery_8hr_107 | 1 | 1 | 1 | 1 | 1 | 1 | 1 | 1 | 1 | 1 | 1 | 1 | 1 | 1 | 1 | 1 | 1 | 1 | 1 | 1 | 1 | 1 | 1 | 1 | 1 | 1 | 1 | 1 | 1 | 1 | 1
Greater_Imperial_Li_Battery_8hr_108 | caiso-deliverability | Silvergate_Bay_Blvd_HSN | Reliability_Capacity_In_Model_Year | System RA | Greater_Imperial_Li_Battery_8hr_108 | 1 | 1 | 1 | 1 | 1 | 1 | 1 | 1 | 1 | 1 | 1 | 1 | 1 | 1 | 1 | 1 | 1 | 1 | 1 | 1 | 1 | 1 | 1 | 1 | 1 | 1 | 1 | 1 | 1 | 1 | 1
Greater_Imperial_Li_Battery_8hr_133 | caiso-deliverability | Silvergate_Bay_Blvd_HSN | Reliability_Capacity_In_Model_Year | System RA | Greater_Imperial_Li_Battery_8hr_133 | 1 | 1 | 1 | 1 | 1 | 1 | 1 | 1 | 1 | 1 | 1 | 1 | 1 | 1 | 1 | 1 | 1 | 1 | 1 | 1 | 1 | 1 | 1 | 1 | 1 | 1 | 1 | 1 | 1 | 1 | 1
Greater_Imperial_Solar_107 | caiso-deliverability | Silvergate_Bay_Blvd_HSN | Reliability_Capacity_In_Model_Year | System RA | Greater_Imperial_Solar_107 | 0.106 | 0.106 | 0.106 | 0.106 | 0.106 | 0.106 | 0.106 | 0.106 | 0.106 | 0.106 | 0.106 | 0.106 | 0.106 | 0.106 | 0.106 | 0.106 | 0.106 | 0.106 | 0.106 | 0.106 | 0.106 | 0.106 | 0.106 | 0.106 | 0.106 | 0.106 | 0.106 | 0.106 | 0.106 | 0.106 | 0.106
Greater_Imperial_Solar_108 | caiso-deliverability | Silvergate_Bay_Blvd_HSN | Reliability_Capacity_In_Model_Year | System RA | Greater_Imperial_Solar_108 | 0.106 | 0.106 | 0.106 | 0.106 | 0.106 | 0.106 | 0.106 | 0.106 | 0.106 | 0.106 | 0.106 | 0.106 | 0.106 | 0.106 | 0.106 | 0.106 | 0.106 | 0.106 | 0.106 | 0.106 | 0.106 | 0.106 | 0.106 | 0.106 | 0.106 | 0.106 | 0.106 | 0.106 | 0.106 | 0.106 | 0.106
Greater_Imperial_Solar_133 | caiso-deliverability | Silvergate_Bay_Blvd_HSN | Reliability_Capacity_In_Model_Year | System RA | Greater_Imperial_Solar_133 | 0.106 | 0.106 | 0.106 | 0.106 | 0.106 | 0.106 | 0.106 | 0.106 | 0.106 | 0.106 | 0.106 | 0.106 | 0.106 | 0.106 | 0.106 | 0.106 | 0.106 | 0.106 | 0.106 | 0.106 | 0.106 | 0.106 | 0.106 | 0.106 | 0.106 | 0.106 | 0.106 | 0.106 | 0.106 | 0.106 | 0.106
Greater_Imperial_Wind_108 | caiso-deliverability | Silvergate_Bay_Blvd_HSN | Reliability_Capacity_In_Model_Year | System RA | Greater_Imperial_Wind_108 | 0.557 | 0.557 | 0.557 | 0.557 | 0.557 | 0.557 | 0.557 | 0.557 | 0.557 | 0.557 | 0.557 | 0.557 | 0.557 | 0.557 | 0.557 | 0.557 | 0.557 | 0.557 | 0.557 | 0.557 | 0.557 | 0.557 | 0.557 | 0.557 | 0.557 | 0.557 | 0.557 | 0.557 | 0.557 | 0.557 | 0.557
Silvergate_Bay_Blvd_group | caiso-deliverability | Silvergate_Bay_Blvd_HSN | Operational_New_Capacity_MW | Silvergate_Bay_Blvd_group |  | -1 | -1 | -1 | -1 | -1 | -1 | -1 | -1 | -1 | -1 | -1 | -1 | -1 | -1 | -1 | -1 | -1 | -1 | -1 | -1 | -1 | -1 | -1 | -1 | -1 | -1 | -1 | -1 | -1 | -1 | -1
Baja_California_Wind_133 | caiso-deliverability | Silvergate_Bay_Blvd_offpeak | Operational_New_Capacity_MW | Baja_California_Wind_133 |  | 0.44 | 0.44 | 0.44 | 0.44 | 0.44 | 0.44 | 0.44 | 0.44 | 0.44 | 0.44 | 0.44 | 0.44 | 0.44 | 0.44 | 0.44 | 0.44 | 0.44 | 0.44 | 0.44 | 0.44 | 0.44 | 0.44 | 0.44 | 0.44 | 0.44 | 0.44 | 0.44 | 0.44 | 0.44 | 0.44 | 0.44
Greater_Imperial_Flow_Battery_107 | caiso-deliverability | Silvergate_Bay_Blvd_offpeak | Operational_New_Capacity_MW | Greater_Imperial_Flow_Battery_107 |  | -1 | -1 | -1 | -1 | -1 | -1 | -1 | -1 | -1 | -1 | -1 | -1 | -1 | -1 | -1 | -1 | -1 | -1 | -1 | -1 | -1 | -1 | -1 | -1 | -1 | -1 | -1 | -1 | -1 | -1 | -1
Greater_Imperial_Flow_Battery_108 | caiso-deliverability | Silvergate_Bay_Blvd_offpeak | Operational_New_Capacity_MW | Greater_Imperial_Flow_Battery_108 |  | -1 | -1 | -1 | -1 | -1 | -1 | -1 | -1 | -1 | -1 | -1 | -1 | -1 | -1 | -1 | -1 | -1 | -1 | -1 | -1 | -1 | -1 | -1 | -1 | -1 | -1 | -1 | -1 | -1 | -1 | -1
Greater_Imperial_Flow_Battery_133 | caiso-deliverability | Silvergate_Bay_Blvd_offpeak | Operational_New_Capacity_MW | Greater_Imperial_Flow_Battery_133 |  | -1 | -1 | -1 | -1 | -1 | -1 | -1 | -1 | -1 | -1 | -1 | -1 | -1 | -1 | -1 | -1 | -1 | -1 | -1 | -1 | -1 | -1 | -1 | -1 | -1 | -1 | -1 | -1 | -1 | -1 | -1
Greater_Imperial_Li_Battery_4hr_107 | caiso-deliverability | Silvergate_Bay_Blvd_offpeak | Operational_New_Capacity_MW | Greater_Imperial_Li_Battery_4hr_107 |  | -1 | -1 | -1 | -1 | -1 | -1 | -1 | -1 | -1 | -1 | -1 | -1 | -1 | -1 | -1 | -1 | -1 | -1 | -1 | -1 | -1 | -1 | -1 | -1 | -1 | -1 | -1 | -1 | -1 | -1 | -1
Greater_Imperial_Li_Battery_4hr_108 | caiso-deliverability | Silvergate_Bay_Blvd_offpeak | Operational_New_Capacity_MW | Greater_Imperial_Li_Battery_4hr_108 |  | -1 | -1 | -1 | -1 | -1 | -1 | -1 | -1 | -1 | -1 | -1 | -1 | -1 | -1 | -1 | -1 | -1 | -1 | -1 | -1 | -1 | -1 | -1 | -1 | -1 | -1 | -1 | -1 | -1 | -1 | -1
Greater_Imperial_Li_Battery_4hr_133 | caiso-deliverability | Silvergate_Bay_Blvd_offpeak | Operational_New_Capacity_MW | Greater_Imperial_Li_Battery_4hr_133 |  | -1 | -1 | -1 | -1 | -1 | -1 | -1 | -1 | -1 | -1 | -1 | -1 | -1 | -1 | -1 | -1 | -1 | -1 | -1 | -1 | -1 | -1 | -1 | -1 | -1 | -1 | -1 | -1 | -1 | -1 | -1
Greater_Imperial_Li_Battery_8hr_107 | caiso-deliverability | Silvergate_Bay_Blvd_offpeak | Operational_New_Capacity_MW | Greater_Imperial_Li_Battery_8hr_107 |  | -1 | -1 | -1 | -1 | -1 | -1 | -1 | -1 | -1 | -1 | -1 | -1 | -1 | -1 | -1 | -1 | -1 | -1 | -1 | -1 | -1 | -1 | -1 | -1 | -1 | -1 | -1 | -1 | -1 | -1 | -1
Greater_Imperial_Li_Battery_8hr_108 | caiso-deliverability | Silvergate_Bay_Blvd_offpeak | Operational_New_Capacity_MW | Greater_Imperial_Li_Battery_8hr_108 |  | -1 | -1 | -1 | -1 | -1 | -1 | -1 | -1 | -1 | -1 | -1 | -1 | -1 | -1 | -1 | -1 | -1 | -1 | -1 | -1 | -1 | -1 | -1 | -1 | -1 | -1 | -1 | -1 | -1 | -1 | -1
Greater_Imperial_Li_Battery_8hr_133 | caiso-deliverability | Silvergate_Bay_Blvd_offpeak | Operational_New_Capacity_MW | Greater_Imperial_Li_Battery_8hr_133 |  | -1 | -1 | -1 | -1 | -1 | -1 | -1 | -1 | -1 | -1 | -1 | -1 | -1 | -1 | -1 | -1 | -1 | -1 | -1 | -1 | -1 | -1 | -1 | -1 | -1 | -1 | -1 | -1 | -1 | -1 | -1
Greater_Imperial_Solar_107 | caiso-deliverability | Silvergate_Bay_Blvd_offpeak | Operational_New_Capacity_MW | Greater_Imperial_Solar_107 |  | 0.77 | 0.77 | 0.77 | 0.77 | 0.77 | 0.77 | 0.77 | 0.77 | 0.77 | 0.77 | 0.77 | 0.77 | 0.77 | 0.77 | 0.77 | 0.77 | 0.77 | 0.77 | 0.77 | 0.77 | 0.77 | 0.77 | 0.77 | 0.77 | 0.77 | 0.77 | 0.77 | 0.77 | 0.77 | 0.77 | 0.77
Greater_Imperial_Solar_108 | caiso-deliverability | Silvergate_Bay_Blvd_offpeak | Operational_New_Capacity_MW | Greater_Imperial_Solar_108 |  | 0.77 | 0.77 | 0.77 | 0.77 | 0.77 | 0.77 | 0.77 | 0.77 | 0.77 | 0.77 | 0.77 | 0.77 | 0.77 | 0.77 | 0.77 | 0.77 | 0.77 | 0.77 | 0.77 | 0.77 | 0.77 | 0.77 | 0.77 | 0.77 | 0.77 | 0.77 | 0.77 | 0.77 | 0.77 | 0.77 | 0.77
Greater_Imperial_Solar_133 | caiso-deliverability | Silvergate_Bay_Blvd_offpeak | Operational_New_Capacity_MW | Greater_Imperial_Solar_133 |  | 0.77 | 0.77 | 0.77 | 0.77 | 0.77 | 0.77 | 0.77 | 0.77 | 0.77 | 0.77 | 0.77 | 0.77 | 0.77 | 0.77 | 0.77 | 0.77 | 0.77 | 0.77 | 0.77 | 0.77 | 0.77 | 0.77 | 0.77 | 0.77 | 0.77 | 0.77 | 0.77 | 0.77 | 0.77 | 0.77 | 0.77
Greater_Imperial_Wind_108 | caiso-deliverability | Silvergate_Bay_Blvd_offpeak | Operational_New_Capacity_MW | Greater_Imperial_Wind_108 |  | 0.44 | 0.44 | 0.44 | 0.44 | 0.44 | 0.44 | 0.44 | 0.44 | 0.44 | 0.44 | 0.44 | 0.44 | 0.44 | 0.44 | 0.44 | 0.44 | 0.44 | 0.44 | 0.44 | 0.44 | 0.44 | 0.44 | 0.44 | 0.44 | 0.44 | 0.44 | 0.44 | 0.44 | 0.44 | 0.44 | 0.44
Silvergate_Bay_Blvd_group | caiso-deliverability | Silvergate_Bay_Blvd_offpeak | Operational_New_Capacity_MW | Silvergate_Bay_Blvd_group |  | -1 | -1 | -1 | -1 | -1 | -1 | -1 | -1 | -1 | -1 | -1 | -1 | -1 | -1 | -1 | -1 | -1 | -1 | -1 | -1 | -1 | -1 | -1 | -1 | -1 | -1 | -1 | -1 | -1 | -1 | -1
Baja_California_Wind_133 | caiso-deliverability | Silvergate_Bay_Blvd_SSN | Reliability_Capacity_In_Model_Year | System RA | Baja_California_Wind_133 | 0.112 | 0.112 | 0.112 | 0.112 | 0.112 | 0.112 | 0.112 | 0.112 | 0.112 | 0.112 | 0.112 | 0.112 | 0.112 | 0.112 | 0.112 | 0.112 | 0.112 | 0.112 | 0.112 | 0.112 | 0.112 | 0.112 | 0.112 | 0.112 | 0.112 | 0.112 | 0.112 | 0.112 | 0.112 | 0.112 | 0.112
Greater_Imperial_Flow_Battery_107 | caiso-deliverability | Silvergate_Bay_Blvd_SSN | Reliability_Capacity_In_Model_Year | System RA | Greater_Imperial_Flow_Battery_107 | 0.5 | 0.5 | 0.5 | 0.5 | 0.5 | 0.5 | 0.5 | 0.5 | 0.5 | 0.5 | 0.5 | 0.5 | 0.5 | 0.5 | 0.5 | 0.5 | 0.5 | 0.5 | 0.5 | 0.5 | 0.5 | 0.5 | 0.5 | 0.5 | 0.5 | 0.5 | 0.5 | 0.5 | 0.5 | 0.5 | 0.5
Greater_Imperial_Flow_Battery_108 | caiso-deliverability | Silvergate_Bay_Blvd_SSN | Reliability_Capacity_In_Model_Year | System RA | Greater_Imperial_Flow_Battery_108 | 0.5 | 0.5 | 0.5 | 0.5 | 0.5 | 0.5 | 0.5 | 0.5 | 0.5 | 0.5 | 0.5 | 0.5 | 0.5 | 0.5 | 0.5 | 0.5 | 0.5 | 0.5 | 0.5 | 0.5 | 0.5 | 0.5 | 0.5 | 0.5 | 0.5 | 0.5 | 0.5 | 0.5 | 0.5 | 0.5 | 0.5
Greater_Imperial_Flow_Battery_133 | caiso-deliverability | Silvergate_Bay_Blvd_SSN | Reliability_Capacity_In_Model_Year | System RA | Greater_Imperial_Flow_Battery_133 | 0.5 | 0.5 | 0.5 | 0.5 | 0.5 | 0.5 | 0.5 | 0.5 | 0.5 | 0.5 | 0.5 | 0.5 | 0.5 | 0.5 | 0.5 | 0.5 | 0.5 | 0.5 | 0.5 | 0.5 | 0.5 | 0.5 | 0.5 | 0.5 | 0.5 | 0.5 | 0.5 | 0.5 | 0.5 | 0.5 | 0.5
Greater_Imperial_Li_Battery_4hr_107 | caiso-deliverability | Silvergate_Bay_Blvd_SSN | Reliability_Capacity_In_Model_Year | System RA | Greater_Imperial_Li_Battery_4hr_107 | 0.5 | 0.5 | 0.5 | 0.5 | 0.5 | 0.5 | 0.5 | 0.5 | 0.5 | 0.5 | 0.5 | 0.5 | 0.5 | 0.5 | 0.5 | 0.5 | 0.5 | 0.5 | 0.5 | 0.5 | 0.5 | 0.5 | 0.5 | 0.5 | 0.5 | 0.5 | 0.5 | 0.5 | 0.5 | 0.5 | 0.5
Greater_Imperial_Li_Battery_4hr_108 | caiso-deliverability | Silvergate_Bay_Blvd_SSN | Reliability_Capacity_In_Model_Year | System RA | Greater_Imperial_Li_Battery_4hr_108 | 0.5 | 0.5 | 0.5 | 0.5 | 0.5 | 0.5 | 0.5 | 0.5 | 0.5 | 0.5 | 0.5 | 0.5 | 0.5 | 0.5 | 0.5 | 0.5 | 0.5 | 0.5 | 0.5 | 0.5 | 0.5 | 0.5 | 0.5 | 0.5 | 0.5 | 0.5 | 0.5 | 0.5 | 0.5 | 0.5 | 0.5
Greater_Imperial_Li_Battery_4hr_133 | caiso-deliverability | Silvergate_Bay_Blvd_SSN | Reliability_Capacity_In_Model_Year | System RA | Greater_Imperial_Li_Battery_4hr_133 | 0.5 | 0.5 | 0.5 | 0.5 | 0.5 | 0.5 | 0.5 | 0.5 | 0.5 | 0.5 | 0.5 | 0.5 | 0.5 | 0.5 | 0.5 | 0.5 | 0.5 | 0.5 | 0.5 | 0.5 | 0.5 | 0.5 | 0.5 | 0.5 | 0.5 | 0.5 | 0.5 | 0.5 | 0.5 | 0.5 | 0.5
Greater_Imperial_Li_Battery_8hr_107 | caiso-deliverability | Silvergate_Bay_Blvd_SSN | Reliability_Capacity_In_Model_Year | System RA | Greater_Imperial_Li_Battery_8hr_107 | 0.5 | 0.5 | 0.5 | 0.5 | 0.5 | 0.5 | 0.5 | 0.5 | 0.5 | 0.5 | 0.5 | 0.5 | 0.5 | 0.5 | 0.5 | 0.5 | 0.5 | 0.5 | 0.5 | 0.5 | 0.5 | 0.5 | 0.5 | 0.5 | 0.5 | 0.5 | 0.5 | 0.5 | 0.5 | 0.5 | 0.5
Greater_Imperial_Li_Battery_8hr_108 | caiso-deliverability | Silvergate_Bay_Blvd_SSN | Reliability_Capacity_In_Model_Year | System RA | Greater_Imperial_Li_Battery_8hr_108 | 0.5 | 0.5 | 0.5 | 0.5 | 0.5 | 0.5 | 0.5 | 0.5 | 0.5 | 0.5 | 0.5 | 0.5 | 0.5 | 0.5 | 0.5 | 0.5 | 0.5 | 0.5 | 0.5 | 0.5 | 0.5 | 0.5 | 0.5 | 0.5 | 0.5 | 0.5 | 0.5 | 0.5 | 0.5 | 0.5 | 0.5
Greater_Imperial_Li_Battery_8hr_133 | caiso-deliverability | Silvergate_Bay_Blvd_SSN | Reliability_Capacity_In_Model_Year | System RA | Greater_Imperial_Li_Battery_8hr_133 | 0.5 | 0.5 | 0.5 | 0.5 | 0.5 | 0.5 | 0.5 | 0.5 | 0.5 | 0.5 | 0.5 | 0.5 | 0.5 | 0.5 | 0.5 | 0.5 | 0.5 | 0.5 | 0.5 | 0.5 | 0.5 | 0.5 | 0.5 | 0.5 | 0.5 | 0.5 | 0.5 | 0.5 | 0.5 | 0.5 | 0.5
Greater_Imperial_Solar_107 | caiso-deliverability | Silvergate_Bay_Blvd_SSN | Reliability_Capacity_In_Model_Year | System RA | Greater_Imperial_Solar_107 | 0.427 | 0.427 | 0.427 | 0.427 | 0.427 | 0.427 | 0.427 | 0.427 | 0.427 | 0.427 | 0.427 | 0.427 | 0.427 | 0.427 | 0.427 | 0.427 | 0.427 | 0.427 | 0.427 | 0.427 | 0.427 | 0.427 | 0.427 | 0.427 | 0.427 | 0.427 | 0.427 | 0.427 | 0.427 | 0.427 | 0.427
Greater_Imperial_Solar_108 | caiso-deliverability | Silvergate_Bay_Blvd_SSN | Reliability_Capacity_In_Model_Year | System RA | Greater_Imperial_Solar_108 | 0.427 | 0.427 | 0.427 | 0.427 | 0.427 | 0.427 | 0.427 | 0.427 | 0.427 | 0.427 | 0.427 | 0.427 | 0.427 | 0.427 | 0.427 | 0.427 | 0.427 | 0.427 | 0.427 | 0.427 | 0.427 | 0.427 | 0.427 | 0.427 | 0.427 | 0.427 | 0.427 | 0.427 | 0.427 | 0.427 | 0.427
Greater_Imperial_Solar_133 | caiso-deliverability | Silvergate_Bay_Blvd_SSN | Reliability_Capacity_In_Model_Year | System RA | Greater_Imperial_Solar_133 | 0.427 | 0.427 | 0.427 | 0.427 | 0.427 | 0.427 | 0.427 | 0.427 | 0.427 | 0.427 | 0.427 | 0.427 | 0.427 | 0.427 | 0.427 | 0.427 | 0.427 | 0.427 | 0.427 | 0.427 | 0.427 | 0.427 | 0.427 | 0.427 | 0.427 | 0.427 | 0.427 | 0.427 | 0.427 | 0.427 | 0.427
Greater_Imperial_Wind_108 | caiso-deliverability | Silvergate_Bay_Blvd_SSN | Reliability_Capacity_In_Model_Year | System RA | Greater_Imperial_Wind_108 | 0.208 | 0.208 | 0.208 | 0.208 | 0.208 | 0.208 | 0.208 | 0.208 | 0.208 | 0.208 | 0.208 | 0.208 | 0.208 | 0.208 | 0.208 | 0.208 | 0.208 | 0.208 | 0.208 | 0.208 | 0.208 | 0.208 | 0.208 | 0.208 | 0.208 | 0.208 | 0.208 | 0.208 | 0.208 | 0.208 | 0.208
Silvergate_Bay_Blvd_group | caiso-deliverability | Silvergate_Bay_Blvd_SSN | Operational_New_Capacity_MW | Silvergate_Bay_Blvd_group |  | -1 | -1 | -1 | -1 | -1 | -1 | -1 | -1 | -1 | -1 | -1 | -1 | -1 | -1 | -1 | -1 | -1 | -1 | -1 | -1 | -1 | -1 | -1 | -1 | -1 | -1 | -1 | -1 | -1 | -1 | -1
Baja_California_Wind_133 | caiso-deliverability | Silvergate_Old_Town_HSN | Reliability_Capacity_In_Model_Year | System RA | Baja_California_Wind_133 | 0.337 | 0.337 | 0.337 | 0.337 | 0.337 | 0.337 | 0.337 | 0.337 | 0.337 | 0.337 | 0.337 | 0.337 | 0.337 | 0.337 | 0.337 | 0.337 | 0.337 | 0.337 | 0.337 | 0.337 | 0.337 | 0.337 | 0.337 | 0.337 | 0.337 | 0.337 | 0.337 | 0.337 | 0.337 | 0.337 | 0.337
Greater_Imperial_Flow_Battery_108 | caiso-deliverability | Silvergate_Old_Town_HSN | Reliability_Capacity_In_Model_Year | System RA | Greater_Imperial_Flow_Battery_108 | 1 | 1 | 1 | 1 | 1 | 1 | 1 | 1 | 1 | 1 | 1 | 1 | 1 | 1 | 1 | 1 | 1 | 1 | 1 | 1 | 1 | 1 | 1 | 1 | 1 | 1 | 1 | 1 | 1 | 1 | 1
Greater_Imperial_Flow_Battery_133 | caiso-deliverability | Silvergate_Old_Town_HSN | Reliability_Capacity_In_Model_Year | System RA | Greater_Imperial_Flow_Battery_133 | 1 | 1 | 1 | 1 | 1 | 1 | 1 | 1 | 1 | 1 | 1 | 1 | 1 | 1 | 1 | 1 | 1 | 1 | 1 | 1 | 1 | 1 | 1 | 1 | 1 | 1 | 1 | 1 | 1 | 1 | 1
Greater_Imperial_Li_Battery_4hr_108 | caiso-deliverability | Silvergate_Old_Town_HSN | Reliability_Capacity_In_Model_Year | System RA | Greater_Imperial_Li_Battery_4hr_108 | 1 | 1 | 1 | 1 | 1 | 1 | 1 | 1 | 1 | 1 | 1 | 1 | 1 | 1 | 1 | 1 | 1 | 1 | 1 | 1 | 1 | 1 | 1 | 1 | 1 | 1 | 1 | 1 | 1 | 1 | 1
Greater_Imperial_Li_Battery_4hr_133 | caiso-deliverability | Silvergate_Old_Town_HSN | Reliability_Capacity_In_Model_Year | System RA | Greater_Imperial_Li_Battery_4hr_133 | 1 | 1 | 1 | 1 | 1 | 1 | 1 | 1 | 1 | 1 | 1 | 1 | 1 | 1 | 1 | 1 | 1 | 1 | 1 | 1 | 1 | 1 | 1 | 1 | 1 | 1 | 1 | 1 | 1 | 1 | 1
Greater_Imperial_Li_Battery_8hr_108 | caiso-deliverability | Silvergate_Old_Town_HSN | Reliability_Capacity_In_Model_Year | System RA | Greater_Imperial_Li_Battery_8hr_108 | 1 | 1 | 1 | 1 | 1 | 1 | 1 | 1 | 1 | 1 | 1 | 1 | 1 | 1 | 1 | 1 | 1 | 1 | 1 | 1 | 1 | 1 | 1 | 1 | 1 | 1 | 1 | 1 | 1 | 1 | 1
Greater_Imperial_Li_Battery_8hr_133 | caiso-deliverability | Silvergate_Old_Town_HSN | Reliability_Capacity_In_Model_Year | System RA | Greater_Imperial_Li_Battery_8hr_133 | 1 | 1 | 1 | 1 | 1 | 1 | 1 | 1 | 1 | 1 | 1 | 1 | 1 | 1 | 1 | 1 | 1 | 1 | 1 | 1 | 1 | 1 | 1 | 1 | 1 | 1 | 1 | 1 | 1 | 1 | 1
Greater_Imperial_Solar_108 | caiso-deliverability | Silvergate_Old_Town_HSN | Reliability_Capacity_In_Model_Year | System RA | Greater_Imperial_Solar_108 | 0.106 | 0.106 | 0.106 | 0.106 | 0.106 | 0.106 | 0.106 | 0.106 | 0.106 | 0.106 | 0.106 | 0.106 | 0.106 | 0.106 | 0.106 | 0.106 | 0.106 | 0.106 | 0.106 | 0.106 | 0.106 | 0.106 | 0.106 | 0.106 | 0.106 | 0.106 | 0.106 | 0.106 | 0.106 | 0.106 | 0.106
Greater_Imperial_Solar_133 | caiso-deliverability | Silvergate_Old_Town_HSN | Reliability_Capacity_In_Model_Year | System RA | Greater_Imperial_Solar_133 | 0.106 | 0.106 | 0.106 | 0.106 | 0.106 | 0.106 | 0.106 | 0.106 | 0.106 | 0.106 | 0.106 | 0.106 | 0.106 | 0.106 | 0.106 | 0.106 | 0.106 | 0.106 | 0.106 | 0.106 | 0.106 | 0.106 | 0.106 | 0.106 | 0.106 | 0.106 | 0.106 | 0.106 | 0.106 | 0.106 | 0.106
Greater_Imperial_Wind_108 | caiso-deliverability | Silvergate_Old_Town_HSN | Reliability_Capacity_In_Model_Year | System RA | Greater_Imperial_Wind_108 | 0.557 | 0.557 | 0.557 | 0.557 | 0.557 | 0.557 | 0.557 | 0.557 | 0.557 | 0.557 | 0.557 | 0.557 | 0.557 | 0.557 | 0.557 | 0.557 | 0.557 | 0.557 | 0.557 | 0.557 | 0.557 | 0.557 | 0.557 | 0.557 | 0.557 | 0.557 | 0.557 | 0.557 | 0.557 | 0.557 | 0.557
Silvergate_Old_Town_group | caiso-deliverability | Silvergate_Old_Town_HSN | Operational_New_Capacity_MW | Silvergate_Old_Town_group |  | -1 | -1 | -1 | -1 | -1 | -1 | -1 | -1 | -1 | -1 | -1 | -1 | -1 | -1 | -1 | -1 | -1 | -1 | -1 | -1 | -1 | -1 | -1 | -1 | -1 | -1 | -1 | -1 | -1 | -1 | -1
Baja_California_Wind_133 | caiso-deliverability | Silvergate_Old_Town_offpeak | Operational_New_Capacity_MW | Baja_California_Wind_133 |  | 0.44 | 0.44 | 0.44 | 0.44 | 0.44 | 0.44 | 0.44 | 0.44 | 0.44 | 0.44 | 0.44 | 0.44 | 0.44 | 0.44 | 0.44 | 0.44 | 0.44 | 0.44 | 0.44 | 0.44 | 0.44 | 0.44 | 0.44 | 0.44 | 0.44 | 0.44 | 0.44 | 0.44 | 0.44 | 0.44 | 0.44
Greater_Imperial_Flow_Battery_108 | caiso-deliverability | Silvergate_Old_Town_offpeak | Operational_New_Capacity_MW | Greater_Imperial_Flow_Battery_108 |  | -1 | -1 | -1 | -1 | -1 | -1 | -1 | -1 | -1 | -1 | -1 | -1 | -1 | -1 | -1 | -1 | -1 | -1 | -1 | -1 | -1 | -1 | -1 | -1 | -1 | -1 | -1 | -1 | -1 | -1 | -1
Greater_Imperial_Flow_Battery_133 | caiso-deliverability | Silvergate_Old_Town_offpeak | Operational_New_Capacity_MW | Greater_Imperial_Flow_Battery_133 |  | -1 | -1 | -1 | -1 | -1 | -1 | -1 | -1 | -1 | -1 | -1 | -1 | -1 | -1 | -1 | -1 | -1 | -1 | -1 | -1 | -1 | -1 | -1 | -1 | -1 | -1 | -1 | -1 | -1 | -1 | -1
Greater_Imperial_Li_Battery_4hr_108 | caiso-deliverability | Silvergate_Old_Town_offpeak | Operational_New_Capacity_MW | Greater_Imperial_Li_Battery_4hr_108 |  | -1 | -1 | -1 | -1 | -1 | -1 | -1 | -1 | -1 | -1 | -1 | -1 | -1 | -1 | -1 | -1 | -1 | -1 | -1 | -1 | -1 | -1 | -1 | -1 | -1 | -1 | -1 | -1 | -1 | -1 | -1
Greater_Imperial_Li_Battery_4hr_133 | caiso-deliverability | Silvergate_Old_Town_offpeak | Operational_New_Capacity_MW | Greater_Imperial_Li_Battery_4hr_133 |  | -1 | -1 | -1 | -1 | -1 | -1 | -1 | -1 | -1 | -1 | -1 | -1 | -1 | -1 | -1 | -1 | -1 | -1 | -1 | -1 | -1 | -1 | -1 | -1 | -1 | -1 | -1 | -1 | -1 | -1 | -1
Greater_Imperial_Li_Battery_8hr_108 | caiso-deliverability | Silvergate_Old_Town_offpeak | Operational_New_Capacity_MW | Greater_Imperial_Li_Battery_8hr_108 |  | -1 | -1 | -1 | -1 | -1 | -1 | -1 | -1 | -1 | -1 | -1 | -1 | -1 | -1 | -1 | -1 | -1 | -1 | -1 | -1 | -1 | -1 | -1 | -1 | -1 | -1 | -1 | -1 | -1 | -1 | -1
Greater_Imperial_Li_Battery_8hr_133 | caiso-deliverability | Silvergate_Old_Town_offpeak | Operational_New_Capacity_MW | Greater_Imperial_Li_Battery_8hr_133 |  | -1 | -1 | -1 | -1 | -1 | -1 | -1 | -1 | -1 | -1 | -1 | -1 | -1 | -1 | -1 | -1 | -1 | -1 | -1 | -1 | -1 | -1 | -1 | -1 | -1 | -1 | -1 | -1 | -1 | -1 | -1
Greater_Imperial_Solar_108 | caiso-deliverability | Silvergate_Old_Town_offpeak | Operational_New_Capacity_MW | Greater_Imperial_Solar_108 |  | 0.77 | 0.77 | 0.77 | 0.77 | 0.77 | 0.77 | 0.77 | 0.77 | 0.77 | 0.77 | 0.77 | 0.77 | 0.77 | 0.77 | 0.77 | 0.77 | 0.77 | 0.77 | 0.77 | 0.77 | 0.77 | 0.77 | 0.77 | 0.77 | 0.77 | 0.77 | 0.77 | 0.77 | 0.77 | 0.77 | 0.77
Greater_Imperial_Solar_133 | caiso-deliverability | Silvergate_Old_Town_offpeak | Operational_New_Capacity_MW | Greater_Imperial_Solar_133 |  | 0.77 | 0.77 | 0.77 | 0.77 | 0.77 | 0.77 | 0.77 | 0.77 | 0.77 | 0.77 | 0.77 | 0.77 | 0.77 | 0.77 | 0.77 | 0.77 | 0.77 | 0.77 | 0.77 | 0.77 | 0.77 | 0.77 | 0.77 | 0.77 | 0.77 | 0.77 | 0.77 | 0.77 | 0.77 | 0.77 | 0.77
Greater_Imperial_Wind_108 | caiso-deliverability | Silvergate_Old_Town_offpeak | Operational_New_Capacity_MW | Greater_Imperial_Wind_108 |  | 0.44 | 0.44 | 0.44 | 0.44 | 0.44 | 0.44 | 0.44 | 0.44 | 0.44 | 0.44 | 0.44 | 0.44 | 0.44 | 0.44 | 0.44 | 0.44 | 0.44 | 0.44 | 0.44 | 0.44 | 0.44 | 0.44 | 0.44 | 0.44 | 0.44 | 0.44 | 0.44 | 0.44 | 0.44 | 0.44 | 0.44
Silvergate_Old_Town_group | caiso-deliverability | Silvergate_Old_Town_offpeak | Operational_New_Capacity_MW | Silvergate_Old_Town_group |  | -1 | -1 | -1 | -1 | -1 | -1 | -1 | -1 | -1 | -1 | -1 | -1 | -1 | -1 | -1 | -1 | -1 | -1 | -1 | -1 | -1 | -1 | -1 | -1 | -1 | -1 | -1 | -1 | -1 | -1 | -1
Baja_California_Wind_133 | caiso-deliverability | Silvergate_Old_Town_SSN | Reliability_Capacity_In_Model_Year | System RA | Baja_California_Wind_133 | 0.112 | 0.112 | 0.112 | 0.112 | 0.112 | 0.112 | 0.112 | 0.112 | 0.112 | 0.112 | 0.112 | 0.112 | 0.112 | 0.112 | 0.112 | 0.112 | 0.112 | 0.112 | 0.112 | 0.112 | 0.112 | 0.112 | 0.112 | 0.112 | 0.112 | 0.112 | 0.112 | 0.112 | 0.112 | 0.112 | 0.112
Greater_Imperial_Flow_Battery_108 | caiso-deliverability | Silvergate_Old_Town_SSN | Reliability_Capacity_In_Model_Year | System RA | Greater_Imperial_Flow_Battery_108 | 0.5 | 0.5 | 0.5 | 0.5 | 0.5 | 0.5 | 0.5 | 0.5 | 0.5 | 0.5 | 0.5 | 0.5 | 0.5 | 0.5 | 0.5 | 0.5 | 0.5 | 0.5 | 0.5 | 0.5 | 0.5 | 0.5 | 0.5 | 0.5 | 0.5 | 0.5 | 0.5 | 0.5 | 0.5 | 0.5 | 0.5
Greater_Imperial_Flow_Battery_133 | caiso-deliverability | Silvergate_Old_Town_SSN | Reliability_Capacity_In_Model_Year | System RA | Greater_Imperial_Flow_Battery_133 | 0.5 | 0.5 | 0.5 | 0.5 | 0.5 | 0.5 | 0.5 | 0.5 | 0.5 | 0.5 | 0.5 | 0.5 | 0.5 | 0.5 | 0.5 | 0.5 | 0.5 | 0.5 | 0.5 | 0.5 | 0.5 | 0.5 | 0.5 | 0.5 | 0.5 | 0.5 | 0.5 | 0.5 | 0.5 | 0.5 | 0.5
Greater_Imperial_Li_Battery_4hr_108 | caiso-deliverability | Silvergate_Old_Town_SSN | Reliability_Capacity_In_Model_Year | System RA | Greater_Imperial_Li_Battery_4hr_108 | 0.5 | 0.5 | 0.5 | 0.5 | 0.5 | 0.5 | 0.5 | 0.5 | 0.5 | 0.5 | 0.5 | 0.5 | 0.5 | 0.5 | 0.5 | 0.5 | 0.5 | 0.5 | 0.5 | 0.5 | 0.5 | 0.5 | 0.5 | 0.5 | 0.5 | 0.5 | 0.5 | 0.5 | 0.5 | 0.5 | 0.5
Greater_Imperial_Li_Battery_4hr_133 | caiso-deliverability | Silvergate_Old_Town_SSN | Reliability_Capacity_In_Model_Year | System RA | Greater_Imperial_Li_Battery_4hr_133 | 0.5 | 0.5 | 0.5 | 0.5 | 0.5 | 0.5 | 0.5 | 0.5 | 0.5 | 0.5 | 0.5 | 0.5 | 0.5 | 0.5 | 0.5 | 0.5 | 0.5 | 0.5 | 0.5 | 0.5 | 0.5 | 0.5 | 0.5 | 0.5 | 0.5 | 0.5 | 0.5 | 0.5 | 0.5 | 0.5 | 0.5
Greater_Imperial_Li_Battery_8hr_108 | caiso-deliverability | Silvergate_Old_Town_SSN | Reliability_Capacity_In_Model_Year | System RA | Greater_Imperial_Li_Battery_8hr_108 | 0.5 | 0.5 | 0.5 | 0.5 | 0.5 | 0.5 | 0.5 | 0.5 | 0.5 | 0.5 | 0.5 | 0.5 | 0.5 | 0.5 | 0.5 | 0.5 | 0.5 | 0.5 | 0.5 | 0.5 | 0.5 | 0.5 | 0.5 | 0.5 | 0.5 | 0.5 | 0.5 | 0.5 | 0.5 | 0.5 | 0.5
Greater_Imperial_Li_Battery_8hr_133 | caiso-deliverability | Silvergate_Old_Town_SSN | Reliability_Capacity_In_Model_Year | System RA | Greater_Imperial_Li_Battery_8hr_133 | 0.5 | 0.5 | 0.5 | 0.5 | 0.5 | 0.5 | 0.5 | 0.5 | 0.5 | 0.5 | 0.5 | 0.5 | 0.5 | 0.5 | 0.5 | 0.5 | 0.5 | 0.5 | 0.5 | 0.5 | 0.5 | 0.5 | 0.5 | 0.5 | 0.5 | 0.5 | 0.5 | 0.5 | 0.5 | 0.5 | 0.5
Greater_Imperial_Solar_108 | caiso-deliverability | Silvergate_Old_Town_SSN | Reliability_Capacity_In_Model_Year | System RA | Greater_Imperial_Solar_108 | 0.427 | 0.427 | 0.427 | 0.427 | 0.427 | 0.427 | 0.427 | 0.427 | 0.427 | 0.427 | 0.427 | 0.427 | 0.427 | 0.427 | 0.427 | 0.427 | 0.427 | 0.427 | 0.427 | 0.427 | 0.427 | 0.427 | 0.427 | 0.427 | 0.427 | 0.427 | 0.427 | 0.427 | 0.427 | 0.427 | 0.427
Greater_Imperial_Solar_133 | caiso-deliverability | Silvergate_Old_Town_SSN | Reliability_Capacity_In_Model_Year | System RA | Greater_Imperial_Solar_133 | 0.427 | 0.427 | 0.427 | 0.427 | 0.427 | 0.427 | 0.427 | 0.427 | 0.427 | 0.427 | 0.427 | 0.427 | 0.427 | 0.427 | 0.427 | 0.427 | 0.427 | 0.427 | 0.427 | 0.427 | 0.427 | 0.427 | 0.427 | 0.427 | 0.427 | 0.427 | 0.427 | 0.427 | 0.427 | 0.427 | 0.427
Greater_Imperial_Wind_108 | caiso-deliverability | Silvergate_Old_Town_SSN | Reliability_Capacity_In_Model_Year | System RA | Greater_Imperial_Wind_108 | 0.208 | 0.208 | 0.208 | 0.208 | 0.208 | 0.208 | 0.208 | 0.208 | 0.208 | 0.208 | 0.208 | 0.208 | 0.208 | 0.208 | 0.208 | 0.208 | 0.208 | 0.208 | 0.208 | 0.208 | 0.208 | 0.208 | 0.208 | 0.208 | 0.208 | 0.208 | 0.208 | 0.208 | 0.208 | 0.208 | 0.208
Silvergate_Old_Town_group | caiso-deliverability | Silvergate_Old_Town_SSN | Operational_New_Capacity_MW | Silvergate_Old_Town_group |  | -1 | -1 | -1 | -1 | -1 | -1 | -1 | -1 | -1 | -1 | -1 | -1 | -1 | -1 | -1 | -1 | -1 | -1 | -1 | -1 | -1 | -1 | -1 | -1 | -1 | -1 | -1 | -1 | -1 | -1 | -1
Southern_PGAE_Flow_Battery_118 | caiso-deliverability | Smyrna _Q1984_HSN | Reliability_Capacity_In_Model_Year | System RA | Southern_PGAE_Flow_Battery_118 | 1 | 1 | 1 | 1 | 1 | 1 | 1 | 1 | 1 | 1 | 1 | 1 | 1 | 1 | 1 | 1 | 1 | 1 | 1 | 1 | 1 | 1 | 1 | 1 | 1 | 1 | 1 | 1 | 1 | 1 | 1
Southern_PGAE_Flow_Battery_175 | caiso-deliverability | Smyrna _Q1984_HSN | Reliability_Capacity_In_Model_Year | System RA | Southern_PGAE_Flow_Battery_175 | 1 | 1 | 1 | 1 | 1 | 1 | 1 | 1 | 1 | 1 | 1 | 1 | 1 | 1 | 1 | 1 | 1 | 1 | 1 | 1 | 1 | 1 | 1 | 1 | 1 | 1 | 1 | 1 | 1 | 1 | 1
Southern_PGAE_Li_Battery_4hr_118 | caiso-deliverability | Smyrna _Q1984_HSN | Reliability_Capacity_In_Model_Year | System RA | Southern_PGAE_Li_Battery_4hr_118 | 1 | 1 | 1 | 1 | 1 | 1 | 1 | 1 | 1 | 1 | 1 | 1 | 1 | 1 | 1 | 1 | 1 | 1 | 1 | 1 | 1 | 1 | 1 | 1 | 1 | 1 | 1 | 1 | 1 | 1 | 1
Southern_PGAE_Li_Battery_4hr_175 | caiso-deliverability | Smyrna _Q1984_HSN | Reliability_Capacity_In_Model_Year | System RA | Southern_PGAE_Li_Battery_4hr_175 | 1 | 1 | 1 | 1 | 1 | 1 | 1 | 1 | 1 | 1 | 1 | 1 | 1 | 1 | 1 | 1 | 1 | 1 | 1 | 1 | 1 | 1 | 1 | 1 | 1 | 1 | 1 | 1 | 1 | 1 | 1
Southern_PGAE_Li_Battery_8hr_118 | caiso-deliverability | Smyrna _Q1984_HSN | Reliability_Capacity_In_Model_Year | System RA | Southern_PGAE_Li_Battery_8hr_118 | 1 | 1 | 1 | 1 | 1 | 1 | 1 | 1 | 1 | 1 | 1 | 1 | 1 | 1 | 1 | 1 | 1 | 1 | 1 | 1 | 1 | 1 | 1 | 1 | 1 | 1 | 1 | 1 | 1 | 1 | 1
Southern_PGAE_Li_Battery_8hr_175 | caiso-deliverability | Smyrna _Q1984_HSN | Reliability_Capacity_In_Model_Year | System RA | Southern_PGAE_Li_Battery_8hr_175 | 1 | 1 | 1 | 1 | 1 | 1 | 1 | 1 | 1 | 1 | 1 | 1 | 1 | 1 | 1 | 1 | 1 | 1 | 1 | 1 | 1 | 1 | 1 | 1 | 1 | 1 | 1 | 1 | 1 | 1 | 1
Southern_PGAE_Solar_118 | caiso-deliverability | Smyrna _Q1984_HSN | Reliability_Capacity_In_Model_Year | System RA | Southern_PGAE_Solar_118 | 0.1 | 0.1 | 0.1 | 0.1 | 0.1 | 0.1 | 0.1 | 0.1 | 0.1 | 0.1 | 0.1 | 0.1 | 0.1 | 0.1 | 0.1 | 0.1 | 0.1 | 0.1 | 0.1 | 0.1 | 0.1 | 0.1 | 0.1 | 0.1 | 0.1 | 0.1 | 0.1 | 0.1 | 0.1 | 0.1 | 0.1
Southern_PGAE_Solar_175 | caiso-deliverability | Smyrna _Q1984_HSN | Reliability_Capacity_In_Model_Year | System RA | Southern_PGAE_Solar_175 | 0.1 | 0.1 | 0.1 | 0.1 | 0.1 | 0.1 | 0.1 | 0.1 | 0.1 | 0.1 | 0.1 | 0.1 | 0.1 | 0.1 | 0.1 | 0.1 | 0.1 | 0.1 | 0.1 | 0.1 | 0.1 | 0.1 | 0.1 | 0.1 | 0.1 | 0.1 | 0.1 | 0.1 | 0.1 | 0.1 | 0.1
Smyrna _Q1984_group | caiso-deliverability | Smyrna _Q1984_HSN | Operational_New_Capacity_MW | Smyrna _Q1984_group |  | -1 | -1 | -1 | -1 | -1 | -1 | -1 | -1 | -1 | -1 | -1 | -1 | -1 | -1 | -1 | -1 | -1 | -1 | -1 | -1 | -1 | -1 | -1 | -1 | -1 | -1 | -1 | -1 | -1 | -1 | -1
Southern_PGAE_Flow_Battery_118 | caiso-deliverability | Smyrna _Q1984_offpeak | Operational_New_Capacity_MW | Southern_PGAE_Flow_Battery_118 |  | -1 | -1 | -1 | -1 | -1 | -1 | -1 | -1 | -1 | -1 | -1 | -1 | -1 | -1 | -1 | -1 | -1 | -1 | -1 | -1 | -1 | -1 | -1 | -1 | -1 | -1 | -1 | -1 | -1 | -1 | -1
Southern_PGAE_Flow_Battery_175 | caiso-deliverability | Smyrna _Q1984_offpeak | Operational_New_Capacity_MW | Southern_PGAE_Flow_Battery_175 |  | -1 | -1 | -1 | -1 | -1 | -1 | -1 | -1 | -1 | -1 | -1 | -1 | -1 | -1 | -1 | -1 | -1 | -1 | -1 | -1 | -1 | -1 | -1 | -1 | -1 | -1 | -1 | -1 | -1 | -1 | -1
Southern_PGAE_Li_Battery_4hr_118 | caiso-deliverability | Smyrna _Q1984_offpeak | Operational_New_Capacity_MW | Southern_PGAE_Li_Battery_4hr_118 |  | -1 | -1 | -1 | -1 | -1 | -1 | -1 | -1 | -1 | -1 | -1 | -1 | -1 | -1 | -1 | -1 | -1 | -1 | -1 | -1 | -1 | -1 | -1 | -1 | -1 | -1 | -1 | -1 | -1 | -1 | -1
Southern_PGAE_Li_Battery_4hr_175 | caiso-deliverability | Smyrna _Q1984_offpeak | Operational_New_Capacity_MW | Southern_PGAE_Li_Battery_4hr_175 |  | -1 | -1 | -1 | -1 | -1 | -1 | -1 | -1 | -1 | -1 | -1 | -1 | -1 | -1 | -1 | -1 | -1 | -1 | -1 | -1 | -1 | -1 | -1 | -1 | -1 | -1 | -1 | -1 | -1 | -1 | -1
Southern_PGAE_Li_Battery_8hr_118 | caiso-deliverability | Smyrna _Q1984_offpeak | Operational_New_Capacity_MW | Southern_PGAE_Li_Battery_8hr_118 |  | -1 | -1 | -1 | -1 | -1 | -1 | -1 | -1 | -1 | -1 | -1 | -1 | -1 | -1 | -1 | -1 | -1 | -1 | -1 | -1 | -1 | -1 | -1 | -1 | -1 | -1 | -1 | -1 | -1 | -1 | -1
Southern_PGAE_Li_Battery_8hr_175 | caiso-deliverability | Smyrna _Q1984_offpeak | Operational_New_Capacity_MW | Southern_PGAE_Li_Battery_8hr_175 |  | -1 | -1 | -1 | -1 | -1 | -1 | -1 | -1 | -1 | -1 | -1 | -1 | -1 | -1 | -1 | -1 | -1 | -1 | -1 | -1 | -1 | -1 | -1 | -1 | -1 | -1 | -1 | -1 | -1 | -1 | -1
Southern_PGAE_Solar_118 | caiso-deliverability | Smyrna _Q1984_offpeak | Operational_New_Capacity_MW | Southern_PGAE_Solar_118 |  | 0.79 | 0.79 | 0.79 | 0.79 | 0.79 | 0.79 | 0.79 | 0.79 | 0.79 | 0.79 | 0.79 | 0.79 | 0.79 | 0.79 | 0.79 | 0.79 | 0.79 | 0.79 | 0.79 | 0.79 | 0.79 | 0.79 | 0.79 | 0.79 | 0.79 | 0.79 | 0.79 | 0.79 | 0.79 | 0.79 | 0.79
Southern_PGAE_Solar_175 | caiso-deliverability | Smyrna _Q1984_offpeak | Operational_New_Capacity_MW | Southern_PGAE_Solar_175 |  | 0.79 | 0.79 | 0.79 | 0.79 | 0.79 | 0.79 | 0.79 | 0.79 | 0.79 | 0.79 | 0.79 | 0.79 | 0.79 | 0.79 | 0.79 | 0.79 | 0.79 | 0.79 | 0.79 | 0.79 | 0.79 | 0.79 | 0.79 | 0.79 | 0.79 | 0.79 | 0.79 | 0.79 | 0.79 | 0.79 | 0.79
Smyrna _Q1984_group | caiso-deliverability | Smyrna _Q1984_offpeak | Operational_New_Capacity_MW | Smyrna _Q1984_group |  | -0.91994 | -0.91994 | -0.91994 | -0.91994 | -0.91994 | -0.91994 | -0.91994 | -0.91994 | -0.91994 | -0.91994 | -0.91994 | -0.91994 | -0.91994 | -0.91994 | -0.91994 | -0.91994 | -0.91994 | -0.91994 | -0.91994 | -0.91994 | -0.91994 | -0.91994 | -0.91994 | -0.91994 | -0.91994 | -0.91994 | -0.91994 | -0.91994 | -0.91994 | -0.91994 | -0.91994
Southern_PGAE_Flow_Battery_118 | caiso-deliverability | Smyrna _Q1984_SSN | Reliability_Capacity_In_Model_Year | System RA | Southern_PGAE_Flow_Battery_118 | 0.5 | 0.5 | 0.5 | 0.5 | 0.5 | 0.5 | 0.5 | 0.5 | 0.5 | 0.5 | 0.5 | 0.5 | 0.5 | 0.5 | 0.5 | 0.5 | 0.5 | 0.5 | 0.5 | 0.5 | 0.5 | 0.5 | 0.5 | 0.5 | 0.5 | 0.5 | 0.5 | 0.5 | 0.5 | 0.5 | 0.5
Southern_PGAE_Flow_Battery_175 | caiso-deliverability | Smyrna _Q1984_SSN | Reliability_Capacity_In_Model_Year | System RA | Southern_PGAE_Flow_Battery_175 | 0.5 | 0.5 | 0.5 | 0.5 | 0.5 | 0.5 | 0.5 | 0.5 | 0.5 | 0.5 | 0.5 | 0.5 | 0.5 | 0.5 | 0.5 | 0.5 | 0.5 | 0.5 | 0.5 | 0.5 | 0.5 | 0.5 | 0.5 | 0.5 | 0.5 | 0.5 | 0.5 | 0.5 | 0.5 | 0.5 | 0.5
Southern_PGAE_Li_Battery_4hr_118 | caiso-deliverability | Smyrna _Q1984_SSN | Reliability_Capacity_In_Model_Year | System RA | Southern_PGAE_Li_Battery_4hr_118 | 0.5 | 0.5 | 0.5 | 0.5 | 0.5 | 0.5 | 0.5 | 0.5 | 0.5 | 0.5 | 0.5 | 0.5 | 0.5 | 0.5 | 0.5 | 0.5 | 0.5 | 0.5 | 0.5 | 0.5 | 0.5 | 0.5 | 0.5 | 0.5 | 0.5 | 0.5 | 0.5 | 0.5 | 0.5 | 0.5 | 0.5
Southern_PGAE_Li_Battery_4hr_175 | caiso-deliverability | Smyrna _Q1984_SSN | Reliability_Capacity_In_Model_Year | System RA | Southern_PGAE_Li_Battery_4hr_175 | 0.5 | 0.5 | 0.5 | 0.5 | 0.5 | 0.5 | 0.5 | 0.5 | 0.5 | 0.5 | 0.5 | 0.5 | 0.5 | 0.5 | 0.5 | 0.5 | 0.5 | 0.5 | 0.5 | 0.5 | 0.5 | 0.5 | 0.5 | 0.5 | 0.5 | 0.5 | 0.5 | 0.5 | 0.5 | 0.5 | 0.5
Southern_PGAE_Li_Battery_8hr_118 | caiso-deliverability | Smyrna _Q1984_SSN | Reliability_Capacity_In_Model_Year | System RA | Southern_PGAE_Li_Battery_8hr_118 | 0.5 | 0.5 | 0.5 | 0.5 | 0.5 | 0.5 | 0.5 | 0.5 | 0.5 | 0.5 | 0.5 | 0.5 | 0.5 | 0.5 | 0.5 | 0.5 | 0.5 | 0.5 | 0.5 | 0.5 | 0.5 | 0.5 | 0.5 | 0.5 | 0.5 | 0.5 | 0.5 | 0.5 | 0.5 | 0.5 | 0.5
Southern_PGAE_Li_Battery_8hr_175 | caiso-deliverability | Smyrna _Q1984_SSN | Reliability_Capacity_In_Model_Year | System RA | Southern_PGAE_Li_Battery_8hr_175 | 0.5 | 0.5 | 0.5 | 0.5 | 0.5 | 0.5 | 0.5 | 0.5 | 0.5 | 0.5 | 0.5 | 0.5 | 0.5 | 0.5 | 0.5 | 0.5 | 0.5 | 0.5 | 0.5 | 0.5 | 0.5 | 0.5 | 0.5 | 0.5 | 0.5 | 0.5 | 0.5 | 0.5 | 0.5 | 0.5 | 0.5
Southern_PGAE_Solar_118 | caiso-deliverability | Smyrna _Q1984_SSN | Reliability_Capacity_In_Model_Year | System RA | Southern_PGAE_Solar_118 | 0.556 | 0.556 | 0.556 | 0.556 | 0.556 | 0.556 | 0.556 | 0.556 | 0.556 | 0.556 | 0.556 | 0.556 | 0.556 | 0.556 | 0.556 | 0.556 | 0.556 | 0.556 | 0.556 | 0.556 | 0.556 | 0.556 | 0.556 | 0.556 | 0.556 | 0.556 | 0.556 | 0.556 | 0.556 | 0.556 | 0.556
Southern_PGAE_Solar_175 | caiso-deliverability | Smyrna _Q1984_SSN | Reliability_Capacity_In_Model_Year | System RA | Southern_PGAE_Solar_175 | 0.556 | 0.556 | 0.556 | 0.556 | 0.556 | 0.556 | 0.556 | 0.556 | 0.556 | 0.556 | 0.556 | 0.556 | 0.556 | 0.556 | 0.556 | 0.556 | 0.556 | 0.556 | 0.556 | 0.556 | 0.556 | 0.556 | 0.556 | 0.556 | 0.556 | 0.556 | 0.556 | 0.556 | 0.556 | 0.556 | 0.556
Smyrna _Q1984_group | caiso-deliverability | Smyrna _Q1984_SSN | Operational_New_Capacity_MW | Smyrna _Q1984_group |  | -1 | -1 | -1 | -1 | -1 | -1 | -1 | -1 | -1 | -1 | -1 | -1 | -1 | -1 | -1 | -1 | -1 | -1 | -1 | -1 | -1 | -1 | -1 | -1 | -1 | -1 | -1 | -1 | -1 | -1 | -1
Northern_California_Flow_Battery_73 | caiso-deliverability | Sobrante_Moraga_HSN | Reliability_Capacity_In_Model_Year | System RA | Northern_California_Flow_Battery_73 | 1 | 1 | 1 | 1 | 1 | 1 | 1 | 1 | 1 | 1 | 1 | 1 | 1 | 1 | 1 | 1 | 1 | 1 | 1 | 1 | 1 | 1 | 1 | 1 | 1 | 1 | 1 | 1 | 1 | 1 | 1
Northern_California_Flow_Battery_82 | caiso-deliverability | Sobrante_Moraga_HSN | Reliability_Capacity_In_Model_Year | System RA | Northern_California_Flow_Battery_82 | 1 | 1 | 1 | 1 | 1 | 1 | 1 | 1 | 1 | 1 | 1 | 1 | 1 | 1 | 1 | 1 | 1 | 1 | 1 | 1 | 1 | 1 | 1 | 1 | 1 | 1 | 1 | 1 | 1 | 1 | 1
Northern_California_Flow_Battery_113 | caiso-deliverability | Sobrante_Moraga_HSN | Reliability_Capacity_In_Model_Year | System RA | Northern_California_Flow_Battery_113 | 1 | 1 | 1 | 1 | 1 | 1 | 1 | 1 | 1 | 1 | 1 | 1 | 1 | 1 | 1 | 1 | 1 | 1 | 1 | 1 | 1 | 1 | 1 | 1 | 1 | 1 | 1 | 1 | 1 | 1 | 1
Northern_California_Flow_Battery_116 | caiso-deliverability | Sobrante_Moraga_HSN | Reliability_Capacity_In_Model_Year | System RA | Northern_California_Flow_Battery_116 | 1 | 1 | 1 | 1 | 1 | 1 | 1 | 1 | 1 | 1 | 1 | 1 | 1 | 1 | 1 | 1 | 1 | 1 | 1 | 1 | 1 | 1 | 1 | 1 | 1 | 1 | 1 | 1 | 1 | 1 | 1
Northern_California_Flow_Battery_127 | caiso-deliverability | Sobrante_Moraga_HSN | Reliability_Capacity_In_Model_Year | System RA | Northern_California_Flow_Battery_127 | 1 | 1 | 1 | 1 | 1 | 1 | 1 | 1 | 1 | 1 | 1 | 1 | 1 | 1 | 1 | 1 | 1 | 1 | 1 | 1 | 1 | 1 | 1 | 1 | 1 | 1 | 1 | 1 | 1 | 1 | 1
Northern_California_Flow_Battery_150 | caiso-deliverability | Sobrante_Moraga_HSN | Reliability_Capacity_In_Model_Year | System RA | Northern_California_Flow_Battery_150 | 1 | 1 | 1 | 1 | 1 | 1 | 1 | 1 | 1 | 1 | 1 | 1 | 1 | 1 | 1 | 1 | 1 | 1 | 1 | 1 | 1 | 1 | 1 | 1 | 1 | 1 | 1 | 1 | 1 | 1 | 1
Northern_California_Flow_Battery_155 | caiso-deliverability | Sobrante_Moraga_HSN | Reliability_Capacity_In_Model_Year | System RA | Northern_California_Flow_Battery_155 | 1 | 1 | 1 | 1 | 1 | 1 | 1 | 1 | 1 | 1 | 1 | 1 | 1 | 1 | 1 | 1 | 1 | 1 | 1 | 1 | 1 | 1 | 1 | 1 | 1 | 1 | 1 | 1 | 1 | 1 | 1
Northern_California_Flow_Battery_158 | caiso-deliverability | Sobrante_Moraga_HSN | Reliability_Capacity_In_Model_Year | System RA | Northern_California_Flow_Battery_158 | 1 | 1 | 1 | 1 | 1 | 1 | 1 | 1 | 1 | 1 | 1 | 1 | 1 | 1 | 1 | 1 | 1 | 1 | 1 | 1 | 1 | 1 | 1 | 1 | 1 | 1 | 1 | 1 | 1 | 1 | 1
Northern_California_Li_Battery_4hr_73 | caiso-deliverability | Sobrante_Moraga_HSN | Reliability_Capacity_In_Model_Year | System RA | Northern_California_Li_Battery_4hr_73 | 1 | 1 | 1 | 1 | 1 | 1 | 1 | 1 | 1 | 1 | 1 | 1 | 1 | 1 | 1 | 1 | 1 | 1 | 1 | 1 | 1 | 1 | 1 | 1 | 1 | 1 | 1 | 1 | 1 | 1 | 1
Northern_California_Li_Battery_4hr_82 | caiso-deliverability | Sobrante_Moraga_HSN | Reliability_Capacity_In_Model_Year | System RA | Northern_California_Li_Battery_4hr_82 | 1 | 1 | 1 | 1 | 1 | 1 | 1 | 1 | 1 | 1 | 1 | 1 | 1 | 1 | 1 | 1 | 1 | 1 | 1 | 1 | 1 | 1 | 1 | 1 | 1 | 1 | 1 | 1 | 1 | 1 | 1
Northern_California_Li_Battery_4hr_113 | caiso-deliverability | Sobrante_Moraga_HSN | Reliability_Capacity_In_Model_Year | System RA | Northern_California_Li_Battery_4hr_113 | 1 | 1 | 1 | 1 | 1 | 1 | 1 | 1 | 1 | 1 | 1 | 1 | 1 | 1 | 1 | 1 | 1 | 1 | 1 | 1 | 1 | 1 | 1 | 1 | 1 | 1 | 1 | 1 | 1 | 1 | 1
Northern_California_Li_Battery_4hr_116 | caiso-deliverability | Sobrante_Moraga_HSN | Reliability_Capacity_In_Model_Year | System RA | Northern_California_Li_Battery_4hr_116 | 1 | 1 | 1 | 1 | 1 | 1 | 1 | 1 | 1 | 1 | 1 | 1 | 1 | 1 | 1 | 1 | 1 | 1 | 1 | 1 | 1 | 1 | 1 | 1 | 1 | 1 | 1 | 1 | 1 | 1 | 1
Northern_California_Li_Battery_4hr_127 | caiso-deliverability | Sobrante_Moraga_HSN | Reliability_Capacity_In_Model_Year | System RA | Northern_California_Li_Battery_4hr_127 | 1 | 1 | 1 | 1 | 1 | 1 | 1 | 1 | 1 | 1 | 1 | 1 | 1 | 1 | 1 | 1 | 1 | 1 | 1 | 1 | 1 | 1 | 1 | 1 | 1 | 1 | 1 | 1 | 1 | 1 | 1
Northern_California_Li_Battery_4hr_150 | caiso-deliverability | Sobrante_Moraga_HSN | Reliability_Capacity_In_Model_Year | System RA | Northern_California_Li_Battery_4hr_150 | 1 | 1 | 1 | 1 | 1 | 1 | 1 | 1 | 1 | 1 | 1 | 1 | 1 | 1 | 1 | 1 | 1 | 1 | 1 | 1 | 1 | 1 | 1 | 1 | 1 | 1 | 1 | 1 | 1 | 1 | 1
Northern_California_Li_Battery_4hr_155 | caiso-deliverability | Sobrante_Moraga_HSN | Reliability_Capacity_In_Model_Year | System RA | Northern_California_Li_Battery_4hr_155 | 1 | 1 | 1 | 1 | 1 | 1 | 1 | 1 | 1 | 1 | 1 | 1 | 1 | 1 | 1 | 1 | 1 | 1 | 1 | 1 | 1 | 1 | 1 | 1 | 1 | 1 | 1 | 1 | 1 | 1 | 1
Northern_California_Li_Battery_4hr_158 | caiso-deliverability | Sobrante_Moraga_HSN | Reliability_Capacity_In_Model_Year | System RA | Northern_California_Li_Battery_4hr_158 | 1 | 1 | 1 | 1 | 1 | 1 | 1 | 1 | 1 | 1 | 1 | 1 | 1 | 1 | 1 | 1 | 1 | 1 | 1 | 1 | 1 | 1 | 1 | 1 | 1 | 1 | 1 | 1 | 1 | 1 | 1
Northern_California_Li_Battery_8hr_73 | caiso-deliverability | Sobrante_Moraga_HSN | Reliability_Capacity_In_Model_Year | System RA | Northern_California_Li_Battery_8hr_73 | 1 | 1 | 1 | 1 | 1 | 1 | 1 | 1 | 1 | 1 | 1 | 1 | 1 | 1 | 1 | 1 | 1 | 1 | 1 | 1 | 1 | 1 | 1 | 1 | 1 | 1 | 1 | 1 | 1 | 1 | 1
Northern_California_Li_Battery_8hr_82 | caiso-deliverability | Sobrante_Moraga_HSN | Reliability_Capacity_In_Model_Year | System RA | Northern_California_Li_Battery_8hr_82 | 1 | 1 | 1 | 1 | 1 | 1 | 1 | 1 | 1 | 1 | 1 | 1 | 1 | 1 | 1 | 1 | 1 | 1 | 1 | 1 | 1 | 1 | 1 | 1 | 1 | 1 | 1 | 1 | 1 | 1 | 1
Northern_California_Li_Battery_8hr_113 | caiso-deliverability | Sobrante_Moraga_HSN | Reliability_Capacity_In_Model_Year | System RA | Northern_California_Li_Battery_8hr_113 | 1 | 1 | 1 | 1 | 1 | 1 | 1 | 1 | 1 | 1 | 1 | 1 | 1 | 1 | 1 | 1 | 1 | 1 | 1 | 1 | 1 | 1 | 1 | 1 | 1 | 1 | 1 | 1 | 1 | 1 | 1
Northern_California_Li_Battery_8hr_116 | caiso-deliverability | Sobrante_Moraga_HSN | Reliability_Capacity_In_Model_Year | System RA | Northern_California_Li_Battery_8hr_116 | 1 | 1 | 1 | 1 | 1 | 1 | 1 | 1 | 1 | 1 | 1 | 1 | 1 | 1 | 1 | 1 | 1 | 1 | 1 | 1 | 1 | 1 | 1 | 1 | 1 | 1 | 1 | 1 | 1 | 1 | 1
Northern_California_Li_Battery_8hr_127 | caiso-deliverability | Sobrante_Moraga_HSN | Reliability_Capacity_In_Model_Year | System RA | Northern_California_Li_Battery_8hr_127 | 1 | 1 | 1 | 1 | 1 | 1 | 1 | 1 | 1 | 1 | 1 | 1 | 1 | 1 | 1 | 1 | 1 | 1 | 1 | 1 | 1 | 1 | 1 | 1 | 1 | 1 | 1 | 1 | 1 | 1 | 1
Northern_California_Li_Battery_8hr_150 | caiso-deliverability | Sobrante_Moraga_HSN | Reliability_Capacity_In_Model_Year | System RA | Northern_California_Li_Battery_8hr_150 | 1 | 1 | 1 | 1 | 1 | 1 | 1 | 1 | 1 | 1 | 1 | 1 | 1 | 1 | 1 | 1 | 1 | 1 | 1 | 1 | 1 | 1 | 1 | 1 | 1 | 1 | 1 | 1 | 1 | 1 | 1
Northern_California_Li_Battery_8hr_155 | caiso-deliverability | Sobrante_Moraga_HSN | Reliability_Capacity_In_Model_Year | System RA | Northern_California_Li_Battery_8hr_155 | 1 | 1 | 1 | 1 | 1 | 1 | 1 | 1 | 1 | 1 | 1 | 1 | 1 | 1 | 1 | 1 | 1 | 1 | 1 | 1 | 1 | 1 | 1 | 1 | 1 | 1 | 1 | 1 | 1 | 1 | 1
Northern_California_Li_Battery_8hr_158 | caiso-deliverability | Sobrante_Moraga_HSN | Reliability_Capacity_In_Model_Year | System RA | Northern_California_Li_Battery_8hr_158 | 1 | 1 | 1 | 1 | 1 | 1 | 1 | 1 | 1 | 1 | 1 | 1 | 1 | 1 | 1 | 1 | 1 | 1 | 1 | 1 | 1 | 1 | 1 | 1 | 1 | 1 | 1 | 1 | 1 | 1 | 1
Northern_California_Solar_73 | caiso-deliverability | Sobrante_Moraga_HSN | Reliability_Capacity_In_Model_Year | System RA | Northern_California_Solar_73 | 0.1 | 0.1 | 0.1 | 0.1 | 0.1 | 0.1 | 0.1 | 0.1 | 0.1 | 0.1 | 0.1 | 0.1 | 0.1 | 0.1 | 0.1 | 0.1 | 0.1 | 0.1 | 0.1 | 0.1 | 0.1 | 0.1 | 0.1 | 0.1 | 0.1 | 0.1 | 0.1 | 0.1 | 0.1 | 0.1 | 0.1
Northern_California_Solar_82 | caiso-deliverability | Sobrante_Moraga_HSN | Reliability_Capacity_In_Model_Year | System RA | Northern_California_Solar_82 | 0.1 | 0.1 | 0.1 | 0.1 | 0.1 | 0.1 | 0.1 | 0.1 | 0.1 | 0.1 | 0.1 | 0.1 | 0.1 | 0.1 | 0.1 | 0.1 | 0.1 | 0.1 | 0.1 | 0.1 | 0.1 | 0.1 | 0.1 | 0.1 | 0.1 | 0.1 | 0.1 | 0.1 | 0.1 | 0.1 | 0.1
Northern_California_Solar_113 | caiso-deliverability | Sobrante_Moraga_HSN | Reliability_Capacity_In_Model_Year | System RA | Northern_California_Solar_113 | 0.1 | 0.1 | 0.1 | 0.1 | 0.1 | 0.1 | 0.1 | 0.1 | 0.1 | 0.1 | 0.1 | 0.1 | 0.1 | 0.1 | 0.1 | 0.1 | 0.1 | 0.1 | 0.1 | 0.1 | 0.1 | 0.1 | 0.1 | 0.1 | 0.1 | 0.1 | 0.1 | 0.1 | 0.1 | 0.1 | 0.1
Northern_California_Solar_116 | caiso-deliverability | Sobrante_Moraga_HSN | Reliability_Capacity_In_Model_Year | System RA | Northern_California_Solar_116 | 0.1 | 0.1 | 0.1 | 0.1 | 0.1 | 0.1 | 0.1 | 0.1 | 0.1 | 0.1 | 0.1 | 0.1 | 0.1 | 0.1 | 0.1 | 0.1 | 0.1 | 0.1 | 0.1 | 0.1 | 0.1 | 0.1 | 0.1 | 0.1 | 0.1 | 0.1 | 0.1 | 0.1 | 0.1 | 0.1 | 0.1
Northern_California_Solar_127 | caiso-deliverability | Sobrante_Moraga_HSN | Reliability_Capacity_In_Model_Year | System RA | Northern_California_Solar_127 | 0.1 | 0.1 | 0.1 | 0.1 | 0.1 | 0.1 | 0.1 | 0.1 | 0.1 | 0.1 | 0.1 | 0.1 | 0.1 | 0.1 | 0.1 | 0.1 | 0.1 | 0.1 | 0.1 | 0.1 | 0.1 | 0.1 | 0.1 | 0.1 | 0.1 | 0.1 | 0.1 | 0.1 | 0.1 | 0.1 | 0.1
Northern_California_Solar_150 | caiso-deliverability | Sobrante_Moraga_HSN | Reliability_Capacity_In_Model_Year | System RA | Northern_California_Solar_150 | 0.1 | 0.1 | 0.1 | 0.1 | 0.1 | 0.1 | 0.1 | 0.1 | 0.1 | 0.1 | 0.1 | 0.1 | 0.1 | 0.1 | 0.1 | 0.1 | 0.1 | 0.1 | 0.1 | 0.1 | 0.1 | 0.1 | 0.1 | 0.1 | 0.1 | 0.1 | 0.1 | 0.1 | 0.1 | 0.1 | 0.1
Northern_California_Solar_155 | caiso-deliverability | Sobrante_Moraga_HSN | Reliability_Capacity_In_Model_Year | System RA | Northern_California_Solar_155 | 0.1 | 0.1 | 0.1 | 0.1 | 0.1 | 0.1 | 0.1 | 0.1 | 0.1 | 0.1 | 0.1 | 0.1 | 0.1 | 0.1 | 0.1 | 0.1 | 0.1 | 0.1 | 0.1 | 0.1 | 0.1 | 0.1 | 0.1 | 0.1 | 0.1 | 0.1 | 0.1 | 0.1 | 0.1 | 0.1 | 0.1
Northern_California_Solar_158 | caiso-deliverability | Sobrante_Moraga_HSN | Reliability_Capacity_In_Model_Year | System RA | Northern_California_Solar_158 | 0.1 | 0.1 | 0.1 | 0.1 | 0.1 | 0.1 | 0.1 | 0.1 | 0.1 | 0.1 | 0.1 | 0.1 | 0.1 | 0.1 | 0.1 | 0.1 | 0.1 | 0.1 | 0.1 | 0.1 | 0.1 | 0.1 | 0.1 | 0.1 | 0.1 | 0.1 | 0.1 | 0.1 | 0.1 | 0.1 | 0.1
Collinsville_500_group | caiso-deliverability | Sobrante_Moraga_HSN | Operational_New_Capacity_MW | Collinsville_500_group |  | -0.66769 | -0.66769 | -0.66769 | -0.66769 | -0.66769 | -0.66769 | -0.66769 | -0.66769 | -0.66769 | -0.66769 | -0.66769 | -0.66769 | -0.66769 | -0.66769 | -0.66769 | -0.66769 | -0.66769 | -0.66769 | -0.66769 | -0.66769 | -0.66769 | -0.66769 | -0.66769 | -0.66769 | -0.66769 | -0.66769 | -0.66769 | -0.66769 | -0.66769 | -0.66769 | -0.66769
Northern_California_Flow_Battery_73 | caiso-deliverability | Sobrante_Moraga_offpeak | Operational_New_Capacity_MW | Northern_California_Flow_Battery_73 |  | -1 | -1 | -1 | -1 | -1 | -1 | -1 | -1 | -1 | -1 | -1 | -1 | -1 | -1 | -1 | -1 | -1 | -1 | -1 | -1 | -1 | -1 | -1 | -1 | -1 | -1 | -1 | -1 | -1 | -1 | -1
Northern_California_Flow_Battery_82 | caiso-deliverability | Sobrante_Moraga_offpeak | Operational_New_Capacity_MW | Northern_California_Flow_Battery_82 |  | -1 | -1 | -1 | -1 | -1 | -1 | -1 | -1 | -1 | -1 | -1 | -1 | -1 | -1 | -1 | -1 | -1 | -1 | -1 | -1 | -1 | -1 | -1 | -1 | -1 | -1 | -1 | -1 | -1 | -1 | -1
Northern_California_Flow_Battery_113 | caiso-deliverability | Sobrante_Moraga_offpeak | Operational_New_Capacity_MW | Northern_California_Flow_Battery_113 |  | -1 | -1 | -1 | -1 | -1 | -1 | -1 | -1 | -1 | -1 | -1 | -1 | -1 | -1 | -1 | -1 | -1 | -1 | -1 | -1 | -1 | -1 | -1 | -1 | -1 | -1 | -1 | -1 | -1 | -1 | -1
Northern_California_Flow_Battery_116 | caiso-deliverability | Sobrante_Moraga_offpeak | Operational_New_Capacity_MW | Northern_California_Flow_Battery_116 |  | -1 | -1 | -1 | -1 | -1 | -1 | -1 | -1 | -1 | -1 | -1 | -1 | -1 | -1 | -1 | -1 | -1 | -1 | -1 | -1 | -1 | -1 | -1 | -1 | -1 | -1 | -1 | -1 | -1 | -1 | -1
Northern_California_Flow_Battery_127 | caiso-deliverability | Sobrante_Moraga_offpeak | Operational_New_Capacity_MW | Northern_California_Flow_Battery_127 |  | -1 | -1 | -1 | -1 | -1 | -1 | -1 | -1 | -1 | -1 | -1 | -1 | -1 | -1 | -1 | -1 | -1 | -1 | -1 | -1 | -1 | -1 | -1 | -1 | -1 | -1 | -1 | -1 | -1 | -1 | -1
Northern_California_Flow_Battery_150 | caiso-deliverability | Sobrante_Moraga_offpeak | Operational_New_Capacity_MW | Northern_California_Flow_Battery_150 |  | -1 | -1 | -1 | -1 | -1 | -1 | -1 | -1 | -1 | -1 | -1 | -1 | -1 | -1 | -1 | -1 | -1 | -1 | -1 | -1 | -1 | -1 | -1 | -1 | -1 | -1 | -1 | -1 | -1 | -1 | -1
Northern_California_Flow_Battery_155 | caiso-deliverability | Sobrante_Moraga_offpeak | Operational_New_Capacity_MW | Northern_California_Flow_Battery_155 |  | -1 | -1 | -1 | -1 | -1 | -1 | -1 | -1 | -1 | -1 | -1 | -1 | -1 | -1 | -1 | -1 | -1 | -1 | -1 | -1 | -1 | -1 | -1 | -1 | -1 | -1 | -1 | -1 | -1 | -1 | -1
Northern_California_Flow_Battery_158 | caiso-deliverability | Sobrante_Moraga_offpeak | Operational_New_Capacity_MW | Northern_California_Flow_Battery_158 |  | -1 | -1 | -1 | -1 | -1 | -1 | -1 | -1 | -1 | -1 | -1 | -1 | -1 | -1 | -1 | -1 | -1 | -1 | -1 | -1 | -1 | -1 | -1 | -1 | -1 | -1 | -1 | -1 | -1 | -1 | -1
Northern_California_Li_Battery_4hr_73 | caiso-deliverability | Sobrante_Moraga_offpeak | Operational_New_Capacity_MW | Northern_California_Li_Battery_4hr_73 |  | -1 | -1 | -1 | -1 | -1 | -1 | -1 | -1 | -1 | -1 | -1 | -1 | -1 | -1 | -1 | -1 | -1 | -1 | -1 | -1 | -1 | -1 | -1 | -1 | -1 | -1 | -1 | -1 | -1 | -1 | -1
Northern_California_Li_Battery_4hr_82 | caiso-deliverability | Sobrante_Moraga_offpeak | Operational_New_Capacity_MW | Northern_California_Li_Battery_4hr_82 |  | -1 | -1 | -1 | -1 | -1 | -1 | -1 | -1 | -1 | -1 | -1 | -1 | -1 | -1 | -1 | -1 | -1 | -1 | -1 | -1 | -1 | -1 | -1 | -1 | -1 | -1 | -1 | -1 | -1 | -1 | -1
Northern_California_Li_Battery_4hr_113 | caiso-deliverability | Sobrante_Moraga_offpeak | Operational_New_Capacity_MW | Northern_California_Li_Battery_4hr_113 |  | -1 | -1 | -1 | -1 | -1 | -1 | -1 | -1 | -1 | -1 | -1 | -1 | -1 | -1 | -1 | -1 | -1 | -1 | -1 | -1 | -1 | -1 | -1 | -1 | -1 | -1 | -1 | -1 | -1 | -1 | -1
Northern_California_Li_Battery_4hr_116 | caiso-deliverability | Sobrante_Moraga_offpeak | Operational_New_Capacity_MW | Northern_California_Li_Battery_4hr_116 |  | -1 | -1 | -1 | -1 | -1 | -1 | -1 | -1 | -1 | -1 | -1 | -1 | -1 | -1 | -1 | -1 | -1 | -1 | -1 | -1 | -1 | -1 | -1 | -1 | -1 | -1 | -1 | -1 | -1 | -1 | -1
Northern_California_Li_Battery_4hr_127 | caiso-deliverability | Sobrante_Moraga_offpeak | Operational_New_Capacity_MW | Northern_California_Li_Battery_4hr_127 |  | -1 | -1 | -1 | -1 | -1 | -1 | -1 | -1 | -1 | -1 | -1 | -1 | -1 | -1 | -1 | -1 | -1 | -1 | -1 | -1 | -1 | -1 | -1 | -1 | -1 | -1 | -1 | -1 | -1 | -1 | -1
Northern_California_Li_Battery_4hr_150 | caiso-deliverability | Sobrante_Moraga_offpeak | Operational_New_Capacity_MW | Northern_California_Li_Battery_4hr_150 |  | -1 | -1 | -1 | -1 | -1 | -1 | -1 | -1 | -1 | -1 | -1 | -1 | -1 | -1 | -1 | -1 | -1 | -1 | -1 | -1 | -1 | -1 | -1 | -1 | -1 | -1 | -1 | -1 | -1 | -1 | -1
Northern_California_Li_Battery_4hr_155 | caiso-deliverability | Sobrante_Moraga_offpeak | Operational_New_Capacity_MW | Northern_California_Li_Battery_4hr_155 |  | -1 | -1 | -1 | -1 | -1 | -1 | -1 | -1 | -1 | -1 | -1 | -1 | -1 | -1 | -1 | -1 | -1 | -1 | -1 | -1 | -1 | -1 | -1 | -1 | -1 | -1 | -1 | -1 | -1 | -1 | -1
Northern_California_Li_Battery_4hr_158 | caiso-deliverability | Sobrante_Moraga_offpeak | Operational_New_Capacity_MW | Northern_California_Li_Battery_4hr_158 |  | -1 | -1 | -1 | -1 | -1 | -1 | -1 | -1 | -1 | -1 | -1 | -1 | -1 | -1 | -1 | -1 | -1 | -1 | -1 | -1 | -1 | -1 | -1 | -1 | -1 | -1 | -1 | -1 | -1 | -1 | -1
Northern_California_Li_Battery_8hr_73 | caiso-deliverability | Sobrante_Moraga_offpeak | Operational_New_Capacity_MW | Northern_California_Li_Battery_8hr_73 |  | -1 | -1 | -1 | -1 | -1 | -1 | -1 | -1 | -1 | -1 | -1 | -1 | -1 | -1 | -1 | -1 | -1 | -1 | -1 | -1 | -1 | -1 | -1 | -1 | -1 | -1 | -1 | -1 | -1 | -1 | -1
Northern_California_Li_Battery_8hr_82 | caiso-deliverability | Sobrante_Moraga_offpeak | Operational_New_Capacity_MW | Northern_California_Li_Battery_8hr_82 |  | -1 | -1 | -1 | -1 | -1 | -1 | -1 | -1 | -1 | -1 | -1 | -1 | -1 | -1 | -1 | -1 | -1 | -1 | -1 | -1 | -1 | -1 | -1 | -1 | -1 | -1 | -1 | -1 | -1 | -1 | -1
Northern_California_Li_Battery_8hr_113 | caiso-deliverability | Sobrante_Moraga_offpeak | Operational_New_Capacity_MW | Northern_California_Li_Battery_8hr_113 |  | -1 | -1 | -1 | -1 | -1 | -1 | -1 | -1 | -1 | -1 | -1 | -1 | -1 | -1 | -1 | -1 | -1 | -1 | -1 | -1 | -1 | -1 | -1 | -1 | -1 | -1 | -1 | -1 | -1 | -1 | -1
Northern_California_Li_Battery_8hr_116 | caiso-deliverability | Sobrante_Moraga_offpeak | Operational_New_Capacity_MW | Northern_California_Li_Battery_8hr_116 |  | -1 | -1 | -1 | -1 | -1 | -1 | -1 | -1 | -1 | -1 | -1 | -1 | -1 | -1 | -1 | -1 | -1 | -1 | -1 | -1 | -1 | -1 | -1 | -1 | -1 | -1 | -1 | -1 | -1 | -1 | -1
Northern_California_Li_Battery_8hr_127 | caiso-deliverability | Sobrante_Moraga_offpeak | Operational_New_Capacity_MW | Northern_California_Li_Battery_8hr_127 |  | -1 | -1 | -1 | -1 | -1 | -1 | -1 | -1 | -1 | -1 | -1 | -1 | -1 | -1 | -1 | -1 | -1 | -1 | -1 | -1 | -1 | -1 | -1 | -1 | -1 | -1 | -1 | -1 | -1 | -1 | -1
Northern_California_Li_Battery_8hr_150 | caiso-deliverability | Sobrante_Moraga_offpeak | Operational_New_Capacity_MW | Northern_California_Li_Battery_8hr_150 |  | -1 | -1 | -1 | -1 | -1 | -1 | -1 | -1 | -1 | -1 | -1 | -1 | -1 | -1 | -1 | -1 | -1 | -1 | -1 | -1 | -1 | -1 | -1 | -1 | -1 | -1 | -1 | -1 | -1 | -1 | -1
Northern_California_Li_Battery_8hr_155 | caiso-deliverability | Sobrante_Moraga_offpeak | Operational_New_Capacity_MW | Northern_California_Li_Battery_8hr_155 |  | -1 | -1 | -1 | -1 | -1 | -1 | -1 | -1 | -1 | -1 | -1 | -1 | -1 | -1 | -1 | -1 | -1 | -1 | -1 | -1 | -1 | -1 | -1 | -1 | -1 | -1 | -1 | -1 | -1 | -1 | -1
Northern_California_Li_Battery_8hr_158 | caiso-deliverability | Sobrante_Moraga_offpeak | Operational_New_Capacity_MW | Northern_California_Li_Battery_8hr_158 |  | -1 | -1 | -1 | -1 | -1 | -1 | -1 | -1 | -1 | -1 | -1 | -1 | -1 | -1 | -1 | -1 | -1 | -1 | -1 | -1 | -1 | -1 | -1 | -1 | -1 | -1 | -1 | -1 | -1 | -1 | -1
Northern_California_Solar_73 | caiso-deliverability | Sobrante_Moraga_offpeak | Operational_New_Capacity_MW | Northern_California_Solar_73 |  | 0.68 | 0.68 | 0.68 | 0.68 | 0.68 | 0.68 | 0.68 | 0.68 | 0.68 | 0.68 | 0.68 | 0.68 | 0.68 | 0.68 | 0.68 | 0.68 | 0.68 | 0.68 | 0.68 | 0.68 | 0.68 | 0.68 | 0.68 | 0.68 | 0.68 | 0.68 | 0.68 | 0.68 | 0.68 | 0.68 | 0.68
Northern_California_Solar_82 | caiso-deliverability | Sobrante_Moraga_offpeak | Operational_New_Capacity_MW | Northern_California_Solar_82 |  | 0.68 | 0.68 | 0.68 | 0.68 | 0.68 | 0.68 | 0.68 | 0.68 | 0.68 | 0.68 | 0.68 | 0.68 | 0.68 | 0.68 | 0.68 | 0.68 | 0.68 | 0.68 | 0.68 | 0.68 | 0.68 | 0.68 | 0.68 | 0.68 | 0.68 | 0.68 | 0.68 | 0.68 | 0.68 | 0.68 | 0.68
Northern_California_Solar_113 | caiso-deliverability | Sobrante_Moraga_offpeak | Operational_New_Capacity_MW | Northern_California_Solar_113 |  | 0.68 | 0.68 | 0.68 | 0.68 | 0.68 | 0.68 | 0.68 | 0.68 | 0.68 | 0.68 | 0.68 | 0.68 | 0.68 | 0.68 | 0.68 | 0.68 | 0.68 | 0.68 | 0.68 | 0.68 | 0.68 | 0.68 | 0.68 | 0.68 | 0.68 | 0.68 | 0.68 | 0.68 | 0.68 | 0.68 | 0.68
Northern_California_Solar_116 | caiso-deliverability | Sobrante_Moraga_offpeak | Operational_New_Capacity_MW | Northern_California_Solar_116 |  | 0.68 | 0.68 | 0.68 | 0.68 | 0.68 | 0.68 | 0.68 | 0.68 | 0.68 | 0.68 | 0.68 | 0.68 | 0.68 | 0.68 | 0.68 | 0.68 | 0.68 | 0.68 | 0.68 | 0.68 | 0.68 | 0.68 | 0.68 | 0.68 | 0.68 | 0.68 | 0.68 | 0.68 | 0.68 | 0.68 | 0.68
Northern_California_Solar_127 | caiso-deliverability | Sobrante_Moraga_offpeak | Operational_New_Capacity_MW | Northern_California_Solar_127 |  | 0.68 | 0.68 | 0.68 | 0.68 | 0.68 | 0.68 | 0.68 | 0.68 | 0.68 | 0.68 | 0.68 | 0.68 | 0.68 | 0.68 | 0.68 | 0.68 | 0.68 | 0.68 | 0.68 | 0.68 | 0.68 | 0.68 | 0.68 | 0.68 | 0.68 | 0.68 | 0.68 | 0.68 | 0.68 | 0.68 | 0.68
Northern_California_Solar_150 | caiso-deliverability | Sobrante_Moraga_offpeak | Operational_New_Capacity_MW | Northern_California_Solar_150 |  | 0.68 | 0.68 | 0.68 | 0.68 | 0.68 | 0.68 | 0.68 | 0.68 | 0.68 | 0.68 | 0.68 | 0.68 | 0.68 | 0.68 | 0.68 | 0.68 | 0.68 | 0.68 | 0.68 | 0.68 | 0.68 | 0.68 | 0.68 | 0.68 | 0.68 | 0.68 | 0.68 | 0.68 | 0.68 | 0.68 | 0.68
Northern_California_Solar_155 | caiso-deliverability | Sobrante_Moraga_offpeak | Operational_New_Capacity_MW | Northern_California_Solar_155 |  | 0.68 | 0.68 | 0.68 | 0.68 | 0.68 | 0.68 | 0.68 | 0.68 | 0.68 | 0.68 | 0.68 | 0.68 | 0.68 | 0.68 | 0.68 | 0.68 | 0.68 | 0.68 | 0.68 | 0.68 | 0.68 | 0.68 | 0.68 | 0.68 | 0.68 | 0.68 | 0.68 | 0.68 | 0.68 | 0.68 | 0.68
Northern_California_Solar_158 | caiso-deliverability | Sobrante_Moraga_offpeak | Operational_New_Capacity_MW | Northern_California_Solar_158 |  | 0.68 | 0.68 | 0.68 | 0.68 | 0.68 | 0.68 | 0.68 | 0.68 | 0.68 | 0.68 | 0.68 | 0.68 | 0.68 | 0.68 | 0.68 | 0.68 | 0.68 | 0.68 | 0.68 | 0.68 | 0.68 | 0.68 | 0.68 | 0.68 | 0.68 | 0.68 | 0.68 | 0.68 | 0.68 | 0.68 | 0.68
Collinsville_500_group | caiso-deliverability | Sobrante_Moraga_offpeak | Operational_New_Capacity_MW | Collinsville_500_group |  | -0.66769 | -0.66769 | -0.66769 | -0.66769 | -0.66769 | -0.66769 | -0.66769 | -0.66769 | -0.66769 | -0.66769 | -0.66769 | -0.66769 | -0.66769 | -0.66769 | -0.66769 | -0.66769 | -0.66769 | -0.66769 | -0.66769 | -0.66769 | -0.66769 | -0.66769 | -0.66769 | -0.66769 | -0.66769 | -0.66769 | -0.66769 | -0.66769 | -0.66769 | -0.66769 | -0.66769
Northern_California_Flow_Battery_73 | caiso-deliverability | Sobrante_Moraga_SSN | Reliability_Capacity_In_Model_Year | System RA | Northern_California_Flow_Battery_73 | 0.5 | 0.5 | 0.5 | 0.5 | 0.5 | 0.5 | 0.5 | 0.5 | 0.5 | 0.5 | 0.5 | 0.5 | 0.5 | 0.5 | 0.5 | 0.5 | 0.5 | 0.5 | 0.5 | 0.5 | 0.5 | 0.5 | 0.5 | 0.5 | 0.5 | 0.5 | 0.5 | 0.5 | 0.5 | 0.5 | 0.5
Northern_California_Flow_Battery_82 | caiso-deliverability | Sobrante_Moraga_SSN | Reliability_Capacity_In_Model_Year | System RA | Northern_California_Flow_Battery_82 | 0.5 | 0.5 | 0.5 | 0.5 | 0.5 | 0.5 | 0.5 | 0.5 | 0.5 | 0.5 | 0.5 | 0.5 | 0.5 | 0.5 | 0.5 | 0.5 | 0.5 | 0.5 | 0.5 | 0.5 | 0.5 | 0.5 | 0.5 | 0.5 | 0.5 | 0.5 | 0.5 | 0.5 | 0.5 | 0.5 | 0.5
Northern_California_Flow_Battery_113 | caiso-deliverability | Sobrante_Moraga_SSN | Reliability_Capacity_In_Model_Year | System RA | Northern_California_Flow_Battery_113 | 0.5 | 0.5 | 0.5 | 0.5 | 0.5 | 0.5 | 0.5 | 0.5 | 0.5 | 0.5 | 0.5 | 0.5 | 0.5 | 0.5 | 0.5 | 0.5 | 0.5 | 0.5 | 0.5 | 0.5 | 0.5 | 0.5 | 0.5 | 0.5 | 0.5 | 0.5 | 0.5 | 0.5 | 0.5 | 0.5 | 0.5
Northern_California_Flow_Battery_116 | caiso-deliverability | Sobrante_Moraga_SSN | Reliability_Capacity_In_Model_Year | System RA | Northern_California_Flow_Battery_116 | 0.5 | 0.5 | 0.5 | 0.5 | 0.5 | 0.5 | 0.5 | 0.5 | 0.5 | 0.5 | 0.5 | 0.5 | 0.5 | 0.5 | 0.5 | 0.5 | 0.5 | 0.5 | 0.5 | 0.5 | 0.5 | 0.5 | 0.5 | 0.5 | 0.5 | 0.5 | 0.5 | 0.5 | 0.5 | 0.5 | 0.5
Northern_California_Flow_Battery_127 | caiso-deliverability | Sobrante_Moraga_SSN | Reliability_Capacity_In_Model_Year | System RA | Northern_California_Flow_Battery_127 | 0.5 | 0.5 | 0.5 | 0.5 | 0.5 | 0.5 | 0.5 | 0.5 | 0.5 | 0.5 | 0.5 | 0.5 | 0.5 | 0.5 | 0.5 | 0.5 | 0.5 | 0.5 | 0.5 | 0.5 | 0.5 | 0.5 | 0.5 | 0.5 | 0.5 | 0.5 | 0.5 | 0.5 | 0.5 | 0.5 | 0.5
Northern_California_Flow_Battery_150 | caiso-deliverability | Sobrante_Moraga_SSN | Reliability_Capacity_In_Model_Year | System RA | Northern_California_Flow_Battery_150 | 0.5 | 0.5 | 0.5 | 0.5 | 0.5 | 0.5 | 0.5 | 0.5 | 0.5 | 0.5 | 0.5 | 0.5 | 0.5 | 0.5 | 0.5 | 0.5 | 0.5 | 0.5 | 0.5 | 0.5 | 0.5 | 0.5 | 0.5 | 0.5 | 0.5 | 0.5 | 0.5 | 0.5 | 0.5 | 0.5 | 0.5
Northern_California_Flow_Battery_155 | caiso-deliverability | Sobrante_Moraga_SSN | Reliability_Capacity_In_Model_Year | System RA | Northern_California_Flow_Battery_155 | 0.5 | 0.5 | 0.5 | 0.5 | 0.5 | 0.5 | 0.5 | 0.5 | 0.5 | 0.5 | 0.5 | 0.5 | 0.5 | 0.5 | 0.5 | 0.5 | 0.5 | 0.5 | 0.5 | 0.5 | 0.5 | 0.5 | 0.5 | 0.5 | 0.5 | 0.5 | 0.5 | 0.5 | 0.5 | 0.5 | 0.5
Northern_California_Flow_Battery_158 | caiso-deliverability | Sobrante_Moraga_SSN | Reliability_Capacity_In_Model_Year | System RA | Northern_California_Flow_Battery_158 | 0.5 | 0.5 | 0.5 | 0.5 | 0.5 | 0.5 | 0.5 | 0.5 | 0.5 | 0.5 | 0.5 | 0.5 | 0.5 | 0.5 | 0.5 | 0.5 | 0.5 | 0.5 | 0.5 | 0.5 | 0.5 | 0.5 | 0.5 | 0.5 | 0.5 | 0.5 | 0.5 | 0.5 | 0.5 | 0.5 | 0.5
Northern_California_Li_Battery_4hr_73 | caiso-deliverability | Sobrante_Moraga_SSN | Reliability_Capacity_In_Model_Year | System RA | Northern_California_Li_Battery_4hr_73 | 0.5 | 0.5 | 0.5 | 0.5 | 0.5 | 0.5 | 0.5 | 0.5 | 0.5 | 0.5 | 0.5 | 0.5 | 0.5 | 0.5 | 0.5 | 0.5 | 0.5 | 0.5 | 0.5 | 0.5 | 0.5 | 0.5 | 0.5 | 0.5 | 0.5 | 0.5 | 0.5 | 0.5 | 0.5 | 0.5 | 0.5
Northern_California_Li_Battery_4hr_82 | caiso-deliverability | Sobrante_Moraga_SSN | Reliability_Capacity_In_Model_Year | System RA | Northern_California_Li_Battery_4hr_82 | 0.5 | 0.5 | 0.5 | 0.5 | 0.5 | 0.5 | 0.5 | 0.5 | 0.5 | 0.5 | 0.5 | 0.5 | 0.5 | 0.5 | 0.5 | 0.5 | 0.5 | 0.5 | 0.5 | 0.5 | 0.5 | 0.5 | 0.5 | 0.5 | 0.5 | 0.5 | 0.5 | 0.5 | 0.5 | 0.5 | 0.5
Northern_California_Li_Battery_4hr_113 | caiso-deliverability | Sobrante_Moraga_SSN | Reliability_Capacity_In_Model_Year | System RA | Northern_California_Li_Battery_4hr_113 | 0.5 | 0.5 | 0.5 | 0.5 | 0.5 | 0.5 | 0.5 | 0.5 | 0.5 | 0.5 | 0.5 | 0.5 | 0.5 | 0.5 | 0.5 | 0.5 | 0.5 | 0.5 | 0.5 | 0.5 | 0.5 | 0.5 | 0.5 | 0.5 | 0.5 | 0.5 | 0.5 | 0.5 | 0.5 | 0.5 | 0.5
Northern_California_Li_Battery_4hr_116 | caiso-deliverability | Sobrante_Moraga_SSN | Reliability_Capacity_In_Model_Year | System RA | Northern_California_Li_Battery_4hr_116 | 0.5 | 0.5 | 0.5 | 0.5 | 0.5 | 0.5 | 0.5 | 0.5 | 0.5 | 0.5 | 0.5 | 0.5 | 0.5 | 0.5 | 0.5 | 0.5 | 0.5 | 0.5 | 0.5 | 0.5 | 0.5 | 0.5 | 0.5 | 0.5 | 0.5 | 0.5 | 0.5 | 0.5 | 0.5 | 0.5 | 0.5
Northern_California_Li_Battery_4hr_127 | caiso-deliverability | Sobrante_Moraga_SSN | Reliability_Capacity_In_Model_Year | System RA | Northern_California_Li_Battery_4hr_127 | 0.5 | 0.5 | 0.5 | 0.5 | 0.5 | 0.5 | 0.5 | 0.5 | 0.5 | 0.5 | 0.5 | 0.5 | 0.5 | 0.5 | 0.5 | 0.5 | 0.5 | 0.5 | 0.5 | 0.5 | 0.5 | 0.5 | 0.5 | 0.5 | 0.5 | 0.5 | 0.5 | 0.5 | 0.5 | 0.5 | 0.5
Northern_California_Li_Battery_4hr_150 | caiso-deliverability | Sobrante_Moraga_SSN | Reliability_Capacity_In_Model_Year | System RA | Northern_California_Li_Battery_4hr_150 | 0.5 | 0.5 | 0.5 | 0.5 | 0.5 | 0.5 | 0.5 | 0.5 | 0.5 | 0.5 | 0.5 | 0.5 | 0.5 | 0.5 | 0.5 | 0.5 | 0.5 | 0.5 | 0.5 | 0.5 | 0.5 | 0.5 | 0.5 | 0.5 | 0.5 | 0.5 | 0.5 | 0.5 | 0.5 | 0.5 | 0.5
Northern_California_Li_Battery_4hr_155 | caiso-deliverability | Sobrante_Moraga_SSN | Reliability_Capacity_In_Model_Year | System RA | Northern_California_Li_Battery_4hr_155 | 0.5 | 0.5 | 0.5 | 0.5 | 0.5 | 0.5 | 0.5 | 0.5 | 0.5 | 0.5 | 0.5 | 0.5 | 0.5 | 0.5 | 0.5 | 0.5 | 0.5 | 0.5 | 0.5 | 0.5 | 0.5 | 0.5 | 0.5 | 0.5 | 0.5 | 0.5 | 0.5 | 0.5 | 0.5 | 0.5 | 0.5
Northern_California_Li_Battery_4hr_158 | caiso-deliverability | Sobrante_Moraga_SSN | Reliability_Capacity_In_Model_Year | System RA | Northern_California_Li_Battery_4hr_158 | 0.5 | 0.5 | 0.5 | 0.5 | 0.5 | 0.5 | 0.5 | 0.5 | 0.5 | 0.5 | 0.5 | 0.5 | 0.5 | 0.5 | 0.5 | 0.5 | 0.5 | 0.5 | 0.5 | 0.5 | 0.5 | 0.5 | 0.5 | 0.5 | 0.5 | 0.5 | 0.5 | 0.5 | 0.5 | 0.5 | 0.5
Northern_California_Li_Battery_8hr_73 | caiso-deliverability | Sobrante_Moraga_SSN | Reliability_Capacity_In_Model_Year | System RA | Northern_California_Li_Battery_8hr_73 | 0.5 | 0.5 | 0.5 | 0.5 | 0.5 | 0.5 | 0.5 | 0.5 | 0.5 | 0.5 | 0.5 | 0.5 | 0.5 | 0.5 | 0.5 | 0.5 | 0.5 | 0.5 | 0.5 | 0.5 | 0.5 | 0.5 | 0.5 | 0.5 | 0.5 | 0.5 | 0.5 | 0.5 | 0.5 | 0.5 | 0.5
Northern_California_Li_Battery_8hr_82 | caiso-deliverability | Sobrante_Moraga_SSN | Reliability_Capacity_In_Model_Year | System RA | Northern_California_Li_Battery_8hr_82 | 0.5 | 0.5 | 0.5 | 0.5 | 0.5 | 0.5 | 0.5 | 0.5 | 0.5 | 0.5 | 0.5 | 0.5 | 0.5 | 0.5 | 0.5 | 0.5 | 0.5 | 0.5 | 0.5 | 0.5 | 0.5 | 0.5 | 0.5 | 0.5 | 0.5 | 0.5 | 0.5 | 0.5 | 0.5 | 0.5 | 0.5
Northern_California_Li_Battery_8hr_113 | caiso-deliverability | Sobrante_Moraga_SSN | Reliability_Capacity_In_Model_Year | System RA | Northern_California_Li_Battery_8hr_113 | 0.5 | 0.5 | 0.5 | 0.5 | 0.5 | 0.5 | 0.5 | 0.5 | 0.5 | 0.5 | 0.5 | 0.5 | 0.5 | 0.5 | 0.5 | 0.5 | 0.5 | 0.5 | 0.5 | 0.5 | 0.5 | 0.5 | 0.5 | 0.5 | 0.5 | 0.5 | 0.5 | 0.5 | 0.5 | 0.5 | 0.5
Northern_California_Li_Battery_8hr_116 | caiso-deliverability | Sobrante_Moraga_SSN | Reliability_Capacity_In_Model_Year | System RA | Northern_California_Li_Battery_8hr_116 | 0.5 | 0.5 | 0.5 | 0.5 | 0.5 | 0.5 | 0.5 | 0.5 | 0.5 | 0.5 | 0.5 | 0.5 | 0.5 | 0.5 | 0.5 | 0.5 | 0.5 | 0.5 | 0.5 | 0.5 | 0.5 | 0.5 | 0.5 | 0.5 | 0.5 | 0.5 | 0.5 | 0.5 | 0.5 | 0.5 | 0.5
Northern_California_Li_Battery_8hr_127 | caiso-deliverability | Sobrante_Moraga_SSN | Reliability_Capacity_In_Model_Year | System RA | Northern_California_Li_Battery_8hr_127 | 0.5 | 0.5 | 0.5 | 0.5 | 0.5 | 0.5 | 0.5 | 0.5 | 0.5 | 0.5 | 0.5 | 0.5 | 0.5 | 0.5 | 0.5 | 0.5 | 0.5 | 0.5 | 0.5 | 0.5 | 0.5 | 0.5 | 0.5 | 0.5 | 0.5 | 0.5 | 0.5 | 0.5 | 0.5 | 0.5 | 0.5
Northern_California_Li_Battery_8hr_150 | caiso-deliverability | Sobrante_Moraga_SSN | Reliability_Capacity_In_Model_Year | System RA | Northern_California_Li_Battery_8hr_150 | 0.5 | 0.5 | 0.5 | 0.5 | 0.5 | 0.5 | 0.5 | 0.5 | 0.5 | 0.5 | 0.5 | 0.5 | 0.5 | 0.5 | 0.5 | 0.5 | 0.5 | 0.5 | 0.5 | 0.5 | 0.5 | 0.5 | 0.5 | 0.5 | 0.5 | 0.5 | 0.5 | 0.5 | 0.5 | 0.5 | 0.5
Northern_California_Li_Battery_8hr_155 | caiso-deliverability | Sobrante_Moraga_SSN | Reliability_Capacity_In_Model_Year | System RA | Northern_California_Li_Battery_8hr_155 | 0.5 | 0.5 | 0.5 | 0.5 | 0.5 | 0.5 | 0.5 | 0.5 | 0.5 | 0.5 | 0.5 | 0.5 | 0.5 | 0.5 | 0.5 | 0.5 | 0.5 | 0.5 | 0.5 | 0.5 | 0.5 | 0.5 | 0.5 | 0.5 | 0.5 | 0.5 | 0.5 | 0.5 | 0.5 | 0.5 | 0.5
Northern_California_Li_Battery_8hr_158 | caiso-deliverability | Sobrante_Moraga_SSN | Reliability_Capacity_In_Model_Year | System RA | Northern_California_Li_Battery_8hr_158 | 0.5 | 0.5 | 0.5 | 0.5 | 0.5 | 0.5 | 0.5 | 0.5 | 0.5 | 0.5 | 0.5 | 0.5 | 0.5 | 0.5 | 0.5 | 0.5 | 0.5 | 0.5 | 0.5 | 0.5 | 0.5 | 0.5 | 0.5 | 0.5 | 0.5 | 0.5 | 0.5 | 0.5 | 0.5 | 0.5 | 0.5
Northern_California_Solar_73 | caiso-deliverability | Sobrante_Moraga_SSN | Reliability_Capacity_In_Model_Year | System RA | Northern_California_Solar_73 | 0.556 | 0.556 | 0.556 | 0.556 | 0.556 | 0.556 | 0.556 | 0.556 | 0.556 | 0.556 | 0.556 | 0.556 | 0.556 | 0.556 | 0.556 | 0.556 | 0.556 | 0.556 | 0.556 | 0.556 | 0.556 | 0.556 | 0.556 | 0.556 | 0.556 | 0.556 | 0.556 | 0.556 | 0.556 | 0.556 | 0.556
Northern_California_Solar_82 | caiso-deliverability | Sobrante_Moraga_SSN | Reliability_Capacity_In_Model_Year | System RA | Northern_California_Solar_82 | 0.556 | 0.556 | 0.556 | 0.556 | 0.556 | 0.556 | 0.556 | 0.556 | 0.556 | 0.556 | 0.556 | 0.556 | 0.556 | 0.556 | 0.556 | 0.556 | 0.556 | 0.556 | 0.556 | 0.556 | 0.556 | 0.556 | 0.556 | 0.556 | 0.556 | 0.556 | 0.556 | 0.556 | 0.556 | 0.556 | 0.556
Northern_California_Solar_113 | caiso-deliverability | Sobrante_Moraga_SSN | Reliability_Capacity_In_Model_Year | System RA | Northern_California_Solar_113 | 0.556 | 0.556 | 0.556 | 0.556 | 0.556 | 0.556 | 0.556 | 0.556 | 0.556 | 0.556 | 0.556 | 0.556 | 0.556 | 0.556 | 0.556 | 0.556 | 0.556 | 0.556 | 0.556 | 0.556 | 0.556 | 0.556 | 0.556 | 0.556 | 0.556 | 0.556 | 0.556 | 0.556 | 0.556 | 0.556 | 0.556
Northern_California_Solar_116 | caiso-deliverability | Sobrante_Moraga_SSN | Reliability_Capacity_In_Model_Year | System RA | Northern_California_Solar_116 | 0.556 | 0.556 | 0.556 | 0.556 | 0.556 | 0.556 | 0.556 | 0.556 | 0.556 | 0.556 | 0.556 | 0.556 | 0.556 | 0.556 | 0.556 | 0.556 | 0.556 | 0.556 | 0.556 | 0.556 | 0.556 | 0.556 | 0.556 | 0.556 | 0.556 | 0.556 | 0.556 | 0.556 | 0.556 | 0.556 | 0.556
Northern_California_Solar_127 | caiso-deliverability | Sobrante_Moraga_SSN | Reliability_Capacity_In_Model_Year | System RA | Northern_California_Solar_127 | 0.556 | 0.556 | 0.556 | 0.556 | 0.556 | 0.556 | 0.556 | 0.556 | 0.556 | 0.556 | 0.556 | 0.556 | 0.556 | 0.556 | 0.556 | 0.556 | 0.556 | 0.556 | 0.556 | 0.556 | 0.556 | 0.556 | 0.556 | 0.556 | 0.556 | 0.556 | 0.556 | 0.556 | 0.556 | 0.556 | 0.556
Northern_California_Solar_150 | caiso-deliverability | Sobrante_Moraga_SSN | Reliability_Capacity_In_Model_Year | System RA | Northern_California_Solar_150 | 0.556 | 0.556 | 0.556 | 0.556 | 0.556 | 0.556 | 0.556 | 0.556 | 0.556 | 0.556 | 0.556 | 0.556 | 0.556 | 0.556 | 0.556 | 0.556 | 0.556 | 0.556 | 0.556 | 0.556 | 0.556 | 0.556 | 0.556 | 0.556 | 0.556 | 0.556 | 0.556 | 0.556 | 0.556 | 0.556 | 0.556
Northern_California_Solar_155 | caiso-deliverability | Sobrante_Moraga_SSN | Reliability_Capacity_In_Model_Year | System RA | Northern_California_Solar_155 | 0.556 | 0.556 | 0.556 | 0.556 | 0.556 | 0.556 | 0.556 | 0.556 | 0.556 | 0.556 | 0.556 | 0.556 | 0.556 | 0.556 | 0.556 | 0.556 | 0.556 | 0.556 | 0.556 | 0.556 | 0.556 | 0.556 | 0.556 | 0.556 | 0.556 | 0.556 | 0.556 | 0.556 | 0.556 | 0.556 | 0.556
Northern_California_Solar_158 | caiso-deliverability | Sobrante_Moraga_SSN | Reliability_Capacity_In_Model_Year | System RA | Northern_California_Solar_158 | 0.556 | 0.556 | 0.556 | 0.556 | 0.556 | 0.556 | 0.556 | 0.556 | 0.556 | 0.556 | 0.556 | 0.556 | 0.556 | 0.556 | 0.556 | 0.556 | 0.556 | 0.556 | 0.556 | 0.556 | 0.556 | 0.556 | 0.556 | 0.556 | 0.556 | 0.556 | 0.556 | 0.556 | 0.556 | 0.556 | 0.556
Collinsville_500_group | caiso-deliverability | Sobrante_Moraga_SSN | Operational_New_Capacity_MW | Collinsville_500_group |  | -0.66769 | -0.66769 | -0.66769 | -0.66769 | -0.66769 | -0.66769 | -0.66769 | -0.66769 | -0.66769 | -0.66769 | -0.66769 | -0.66769 | -0.66769 | -0.66769 | -0.66769 | -0.66769 | -0.66769 | -0.66769 | -0.66769 | -0.66769 | -0.66769 | -0.66769 | -0.66769 | -0.66769 | -0.66769 | -0.66769 | -0.66769 | -0.66769 | -0.66769 | -0.66769 | -0.66769
Tehachapi_Flow_Battery_101 | caiso-deliverability | South_Magunden_Off_Peak_offpeak | Operational_New_Capacity_MW | Tehachapi_Flow_Battery_101 |  | -1 | -1 | -1 | -1 | -1 | -1 | -1 | -1 | -1 | -1 | -1 | -1 | -1 | -1 | -1 | -1 | -1 | -1 | -1 | -1 | -1 | -1 | -1 | -1 | -1 | -1 | -1 | -1 | -1 | -1 | -1
Tehachapi_Li_Battery_4hr_101 | caiso-deliverability | South_Magunden_Off_Peak_offpeak | Operational_New_Capacity_MW | Tehachapi_Li_Battery_4hr_101 |  | -1 | -1 | -1 | -1 | -1 | -1 | -1 | -1 | -1 | -1 | -1 | -1 | -1 | -1 | -1 | -1 | -1 | -1 | -1 | -1 | -1 | -1 | -1 | -1 | -1 | -1 | -1 | -1 | -1 | -1 | -1
Tehachapi_Li_Battery_8hr_101 | caiso-deliverability | South_Magunden_Off_Peak_offpeak | Operational_New_Capacity_MW | Tehachapi_Li_Battery_8hr_101 |  | -1 | -1 | -1 | -1 | -1 | -1 | -1 | -1 | -1 | -1 | -1 | -1 | -1 | -1 | -1 | -1 | -1 | -1 | -1 | -1 | -1 | -1 | -1 | -1 | -1 | -1 | -1 | -1 | -1 | -1 | -1
Tehachapi_Solar_101 | caiso-deliverability | South_Magunden_Off_Peak_offpeak | Operational_New_Capacity_MW | Tehachapi_Solar_101 |  | 0.77 | 0.77 | 0.77 | 0.77 | 0.77 | 0.77 | 0.77 | 0.77 | 0.77 | 0.77 | 0.77 | 0.77 | 0.77 | 0.77 | 0.77 | 0.77 | 0.77 | 0.77 | 0.77 | 0.77 | 0.77 | 0.77 | 0.77 | 0.77 | 0.77 | 0.77 | 0.77 | 0.77 | 0.77 | 0.77 | 0.77
South_Magunden_Off_Peak_group | caiso-deliverability | South_Magunden_Off_Peak_offpeak | Operational_New_Capacity_MW | South_Magunden_Off_Peak_group |  | -1 | -1 | -1 | -1 | -1 | -1 | -1 | -1 | -1 | -1 | -1 | -1 | -1 | -1 | -1 | -1 | -1 | -1 | -1 | -1 | -1 | -1 | -1 | -1 | -1 | -1 | -1 | -1 | -1 | -1 | -1
Tehachapi_Flow_Battery_28 | caiso-deliverability | South_Magunden_On_Peak_HSN | Reliability_Capacity_In_Model_Year | System RA | Tehachapi_Flow_Battery_28 | 1 | 1 | 1 | 1 | 1 | 1 | 1 | 1 | 1 | 1 | 1 | 1 | 1 | 1 | 1 | 1 | 1 | 1 | 1 | 1 | 1 | 1 | 1 | 1 | 1 | 1 | 1 | 1 | 1 | 1 | 1
Greater_LA_Flow_Battery_58 | caiso-deliverability | South_Magunden_On_Peak_HSN | Reliability_Capacity_In_Model_Year | System RA | Greater_LA_Flow_Battery_58 | 1 | 1 | 1 | 1 | 1 | 1 | 1 | 1 | 1 | 1 | 1 | 1 | 1 | 1 | 1 | 1 | 1 | 1 | 1 | 1 | 1 | 1 | 1 | 1 | 1 | 1 | 1 | 1 | 1 | 1 | 1
Tehachapi_Flow_Battery_78 | caiso-deliverability | South_Magunden_On_Peak_HSN | Reliability_Capacity_In_Model_Year | System RA | Tehachapi_Flow_Battery_78 | 1 | 1 | 1 | 1 | 1 | 1 | 1 | 1 | 1 | 1 | 1 | 1 | 1 | 1 | 1 | 1 | 1 | 1 | 1 | 1 | 1 | 1 | 1 | 1 | 1 | 1 | 1 | 1 | 1 | 1 | 1
Tehachapi_Flow_Battery_101 | caiso-deliverability | South_Magunden_On_Peak_HSN | Reliability_Capacity_In_Model_Year | System RA | Tehachapi_Flow_Battery_101 | 1 | 1 | 1 | 1 | 1 | 1 | 1 | 1 | 1 | 1 | 1 | 1 | 1 | 1 | 1 | 1 | 1 | 1 | 1 | 1 | 1 | 1 | 1 | 1 | 1 | 1 | 1 | 1 | 1 | 1 | 1
Tehachapi_Li_Battery_4hr_28 | caiso-deliverability | South_Magunden_On_Peak_HSN | Reliability_Capacity_In_Model_Year | System RA | Tehachapi_Li_Battery_4hr_28 | 1 | 1 | 1 | 1 | 1 | 1 | 1 | 1 | 1 | 1 | 1 | 1 | 1 | 1 | 1 | 1 | 1 | 1 | 1 | 1 | 1 | 1 | 1 | 1 | 1 | 1 | 1 | 1 | 1 | 1 | 1
Greater_LA_Li_Battery_4hr_58 | caiso-deliverability | South_Magunden_On_Peak_HSN | Reliability_Capacity_In_Model_Year | System RA | Greater_LA_Li_Battery_4hr_58 | 1 | 1 | 1 | 1 | 1 | 1 | 1 | 1 | 1 | 1 | 1 | 1 | 1 | 1 | 1 | 1 | 1 | 1 | 1 | 1 | 1 | 1 | 1 | 1 | 1 | 1 | 1 | 1 | 1 | 1 | 1
Tehachapi_Li_Battery_4hr_78 | caiso-deliverability | South_Magunden_On_Peak_HSN | Reliability_Capacity_In_Model_Year | System RA | Tehachapi_Li_Battery_4hr_78 | 1 | 1 | 1 | 1 | 1 | 1 | 1 | 1 | 1 | 1 | 1 | 1 | 1 | 1 | 1 | 1 | 1 | 1 | 1 | 1 | 1 | 1 | 1 | 1 | 1 | 1 | 1 | 1 | 1 | 1 | 1
Tehachapi_Li_Battery_4hr_101 | caiso-deliverability | South_Magunden_On_Peak_HSN | Reliability_Capacity_In_Model_Year | System RA | Tehachapi_Li_Battery_4hr_101 | 1 | 1 | 1 | 1 | 1 | 1 | 1 | 1 | 1 | 1 | 1 | 1 | 1 | 1 | 1 | 1 | 1 | 1 | 1 | 1 | 1 | 1 | 1 | 1 | 1 | 1 | 1 | 1 | 1 | 1 | 1
Tehachapi_Li_Battery_8hr_28 | caiso-deliverability | South_Magunden_On_Peak_HSN | Reliability_Capacity_In_Model_Year | System RA | Tehachapi_Li_Battery_8hr_28 | 1 | 1 | 1 | 1 | 1 | 1 | 1 | 1 | 1 | 1 | 1 | 1 | 1 | 1 | 1 | 1 | 1 | 1 | 1 | 1 | 1 | 1 | 1 | 1 | 1 | 1 | 1 | 1 | 1 | 1 | 1
Greater_LA_Li_Battery_8hr_58 | caiso-deliverability | South_Magunden_On_Peak_HSN | Reliability_Capacity_In_Model_Year | System RA | Greater_LA_Li_Battery_8hr_58 | 1 | 1 | 1 | 1 | 1 | 1 | 1 | 1 | 1 | 1 | 1 | 1 | 1 | 1 | 1 | 1 | 1 | 1 | 1 | 1 | 1 | 1 | 1 | 1 | 1 | 1 | 1 | 1 | 1 | 1 | 1
Tehachapi_Li_Battery_8hr_78 | caiso-deliverability | South_Magunden_On_Peak_HSN | Reliability_Capacity_In_Model_Year | System RA | Tehachapi_Li_Battery_8hr_78 | 1 | 1 | 1 | 1 | 1 | 1 | 1 | 1 | 1 | 1 | 1 | 1 | 1 | 1 | 1 | 1 | 1 | 1 | 1 | 1 | 1 | 1 | 1 | 1 | 1 | 1 | 1 | 1 | 1 | 1 | 1
Tehachapi_Li_Battery_8hr_101 | caiso-deliverability | South_Magunden_On_Peak_HSN | Reliability_Capacity_In_Model_Year | System RA | Tehachapi_Li_Battery_8hr_101 | 1 | 1 | 1 | 1 | 1 | 1 | 1 | 1 | 1 | 1 | 1 | 1 | 1 | 1 | 1 | 1 | 1 | 1 | 1 | 1 | 1 | 1 | 1 | 1 | 1 | 1 | 1 | 1 | 1 | 1 | 1
Greater_LA_Solar_58 | caiso-deliverability | South_Magunden_On_Peak_HSN | Reliability_Capacity_In_Model_Year | System RA | Greater_LA_Solar_58 | 0.106 | 0.106 | 0.106 | 0.106 | 0.106 | 0.106 | 0.106 | 0.106 | 0.106 | 0.106 | 0.106 | 0.106 | 0.106 | 0.106 | 0.106 | 0.106 | 0.106 | 0.106 | 0.106 | 0.106 | 0.106 | 0.106 | 0.106 | 0.106 | 0.106 | 0.106 | 0.106 | 0.106 | 0.106 | 0.106 | 0.106
Tehachapi_Solar_28 | caiso-deliverability | South_Magunden_On_Peak_HSN | Reliability_Capacity_In_Model_Year | System RA | Tehachapi_Solar_28 | 0.106 | 0.106 | 0.106 | 0.106 | 0.106 | 0.106 | 0.106 | 0.106 | 0.106 | 0.106 | 0.106 | 0.106 | 0.106 | 0.106 | 0.106 | 0.106 | 0.106 | 0.106 | 0.106 | 0.106 | 0.106 | 0.106 | 0.106 | 0.106 | 0.106 | 0.106 | 0.106 | 0.106 | 0.106 | 0.106 | 0.106
Tehachapi_Solar_78 | caiso-deliverability | South_Magunden_On_Peak_HSN | Reliability_Capacity_In_Model_Year | System RA | Tehachapi_Solar_78 | 0.106 | 0.106 | 0.106 | 0.106 | 0.106 | 0.106 | 0.106 | 0.106 | 0.106 | 0.106 | 0.106 | 0.106 | 0.106 | 0.106 | 0.106 | 0.106 | 0.106 | 0.106 | 0.106 | 0.106 | 0.106 | 0.106 | 0.106 | 0.106 | 0.106 | 0.106 | 0.106 | 0.106 | 0.106 | 0.106 | 0.106
Tehachapi_Solar_101 | caiso-deliverability | South_Magunden_On_Peak_HSN | Reliability_Capacity_In_Model_Year | System RA | Tehachapi_Solar_101 | 0.106 | 0.106 | 0.106 | 0.106 | 0.106 | 0.106 | 0.106 | 0.106 | 0.106 | 0.106 | 0.106 | 0.106 | 0.106 | 0.106 | 0.106 | 0.106 | 0.106 | 0.106 | 0.106 | 0.106 | 0.106 | 0.106 | 0.106 | 0.106 | 0.106 | 0.106 | 0.106 | 0.106 | 0.106 | 0.106 | 0.106
South_Magunden_On_Peak_group | caiso-deliverability | South_Magunden_On_Peak_HSN | Operational_New_Capacity_MW | South_Magunden_On_Peak_group |  | -1 | -1 | -1 | -1 | -1 | -1 | -1 | -1 | -1 | -1 | -1 | -1 | -1 | -1 | -1 | -1 | -1 | -1 | -1 | -1 | -1 | -1 | -1 | -1 | -1 | -1 | -1 | -1 | -1 | -1 | -1
Tehachapi_Flow_Battery_28 | caiso-deliverability | South_Magunden_On_Peak_SSN | Reliability_Capacity_In_Model_Year | System RA | Tehachapi_Flow_Battery_28 | 0.5 | 0.5 | 0.5 | 0.5 | 0.5 | 0.5 | 0.5 | 0.5 | 0.5 | 0.5 | 0.5 | 0.5 | 0.5 | 0.5 | 0.5 | 0.5 | 0.5 | 0.5 | 0.5 | 0.5 | 0.5 | 0.5 | 0.5 | 0.5 | 0.5 | 0.5 | 0.5 | 0.5 | 0.5 | 0.5 | 0.5
Greater_LA_Flow_Battery_58 | caiso-deliverability | South_Magunden_On_Peak_SSN | Reliability_Capacity_In_Model_Year | System RA | Greater_LA_Flow_Battery_58 | 0.5 | 0.5 | 0.5 | 0.5 | 0.5 | 0.5 | 0.5 | 0.5 | 0.5 | 0.5 | 0.5 | 0.5 | 0.5 | 0.5 | 0.5 | 0.5 | 0.5 | 0.5 | 0.5 | 0.5 | 0.5 | 0.5 | 0.5 | 0.5 | 0.5 | 0.5 | 0.5 | 0.5 | 0.5 | 0.5 | 0.5
Tehachapi_Flow_Battery_78 | caiso-deliverability | South_Magunden_On_Peak_SSN | Reliability_Capacity_In_Model_Year | System RA | Tehachapi_Flow_Battery_78 | 0.5 | 0.5 | 0.5 | 0.5 | 0.5 | 0.5 | 0.5 | 0.5 | 0.5 | 0.5 | 0.5 | 0.5 | 0.5 | 0.5 | 0.5 | 0.5 | 0.5 | 0.5 | 0.5 | 0.5 | 0.5 | 0.5 | 0.5 | 0.5 | 0.5 | 0.5 | 0.5 | 0.5 | 0.5 | 0.5 | 0.5
Tehachapi_Flow_Battery_101 | caiso-deliverability | South_Magunden_On_Peak_SSN | Reliability_Capacity_In_Model_Year | System RA | Tehachapi_Flow_Battery_101 | 0.5 | 0.5 | 0.5 | 0.5 | 0.5 | 0.5 | 0.5 | 0.5 | 0.5 | 0.5 | 0.5 | 0.5 | 0.5 | 0.5 | 0.5 | 0.5 | 0.5 | 0.5 | 0.5 | 0.5 | 0.5 | 0.5 | 0.5 | 0.5 | 0.5 | 0.5 | 0.5 | 0.5 | 0.5 | 0.5 | 0.5
Tehachapi_Li_Battery_4hr_28 | caiso-deliverability | South_Magunden_On_Peak_SSN | Reliability_Capacity_In_Model_Year | System RA | Tehachapi_Li_Battery_4hr_28 | 0.5 | 0.5 | 0.5 | 0.5 | 0.5 | 0.5 | 0.5 | 0.5 | 0.5 | 0.5 | 0.5 | 0.5 | 0.5 | 0.5 | 0.5 | 0.5 | 0.5 | 0.5 | 0.5 | 0.5 | 0.5 | 0.5 | 0.5 | 0.5 | 0.5 | 0.5 | 0.5 | 0.5 | 0.5 | 0.5 | 0.5
Greater_LA_Li_Battery_4hr_58 | caiso-deliverability | South_Magunden_On_Peak_SSN | Reliability_Capacity_In_Model_Year | System RA | Greater_LA_Li_Battery_4hr_58 | 0.5 | 0.5 | 0.5 | 0.5 | 0.5 | 0.5 | 0.5 | 0.5 | 0.5 | 0.5 | 0.5 | 0.5 | 0.5 | 0.5 | 0.5 | 0.5 | 0.5 | 0.5 | 0.5 | 0.5 | 0.5 | 0.5 | 0.5 | 0.5 | 0.5 | 0.5 | 0.5 | 0.5 | 0.5 | 0.5 | 0.5
Tehachapi_Li_Battery_4hr_78 | caiso-deliverability | South_Magunden_On_Peak_SSN | Reliability_Capacity_In_Model_Year | System RA | Tehachapi_Li_Battery_4hr_78 | 0.5 | 0.5 | 0.5 | 0.5 | 0.5 | 0.5 | 0.5 | 0.5 | 0.5 | 0.5 | 0.5 | 0.5 | 0.5 | 0.5 | 0.5 | 0.5 | 0.5 | 0.5 | 0.5 | 0.5 | 0.5 | 0.5 | 0.5 | 0.5 | 0.5 | 0.5 | 0.5 | 0.5 | 0.5 | 0.5 | 0.5
Tehachapi_Li_Battery_4hr_101 | caiso-deliverability | South_Magunden_On_Peak_SSN | Reliability_Capacity_In_Model_Year | System RA | Tehachapi_Li_Battery_4hr_101 | 0.5 | 0.5 | 0.5 | 0.5 | 0.5 | 0.5 | 0.5 | 0.5 | 0.5 | 0.5 | 0.5 | 0.5 | 0.5 | 0.5 | 0.5 | 0.5 | 0.5 | 0.5 | 0.5 | 0.5 | 0.5 | 0.5 | 0.5 | 0.5 | 0.5 | 0.5 | 0.5 | 0.5 | 0.5 | 0.5 | 0.5
Tehachapi_Li_Battery_8hr_28 | caiso-deliverability | South_Magunden_On_Peak_SSN | Reliability_Capacity_In_Model_Year | System RA | Tehachapi_Li_Battery_8hr_28 | 0.5 | 0.5 | 0.5 | 0.5 | 0.5 | 0.5 | 0.5 | 0.5 | 0.5 | 0.5 | 0.5 | 0.5 | 0.5 | 0.5 | 0.5 | 0.5 | 0.5 | 0.5 | 0.5 | 0.5 | 0.5 | 0.5 | 0.5 | 0.5 | 0.5 | 0.5 | 0.5 | 0.5 | 0.5 | 0.5 | 0.5
Greater_LA_Li_Battery_8hr_58 | caiso-deliverability | South_Magunden_On_Peak_SSN | Reliability_Capacity_In_Model_Year | System RA | Greater_LA_Li_Battery_8hr_58 | 0.5 | 0.5 | 0.5 | 0.5 | 0.5 | 0.5 | 0.5 | 0.5 | 0.5 | 0.5 | 0.5 | 0.5 | 0.5 | 0.5 | 0.5 | 0.5 | 0.5 | 0.5 | 0.5 | 0.5 | 0.5 | 0.5 | 0.5 | 0.5 | 0.5 | 0.5 | 0.5 | 0.5 | 0.5 | 0.5 | 0.5
Tehachapi_Li_Battery_8hr_78 | caiso-deliverability | South_Magunden_On_Peak_SSN | Reliability_Capacity_In_Model_Year | System RA | Tehachapi_Li_Battery_8hr_78 | 0.5 | 0.5 | 0.5 | 0.5 | 0.5 | 0.5 | 0.5 | 0.5 | 0.5 | 0.5 | 0.5 | 0.5 | 0.5 | 0.5 | 0.5 | 0.5 | 0.5 | 0.5 | 0.5 | 0.5 | 0.5 | 0.5 | 0.5 | 0.5 | 0.5 | 0.5 | 0.5 | 0.5 | 0.5 | 0.5 | 0.5
Tehachapi_Li_Battery_8hr_101 | caiso-deliverability | South_Magunden_On_Peak_SSN | Reliability_Capacity_In_Model_Year | System RA | Tehachapi_Li_Battery_8hr_101 | 0.5 | 0.5 | 0.5 | 0.5 | 0.5 | 0.5 | 0.5 | 0.5 | 0.5 | 0.5 | 0.5 | 0.5 | 0.5 | 0.5 | 0.5 | 0.5 | 0.5 | 0.5 | 0.5 | 0.5 | 0.5 | 0.5 | 0.5 | 0.5 | 0.5 | 0.5 | 0.5 | 0.5 | 0.5 | 0.5 | 0.5
Greater_LA_Solar_58 | caiso-deliverability | South_Magunden_On_Peak_SSN | Reliability_Capacity_In_Model_Year | System RA | Greater_LA_Solar_58 | 0.427 | 0.427 | 0.427 | 0.427 | 0.427 | 0.427 | 0.427 | 0.427 | 0.427 | 0.427 | 0.427 | 0.427 | 0.427 | 0.427 | 0.427 | 0.427 | 0.427 | 0.427 | 0.427 | 0.427 | 0.427 | 0.427 | 0.427 | 0.427 | 0.427 | 0.427 | 0.427 | 0.427 | 0.427 | 0.427 | 0.427
Tehachapi_Solar_28 | caiso-deliverability | South_Magunden_On_Peak_SSN | Reliability_Capacity_In_Model_Year | System RA | Tehachapi_Solar_28 | 0.427 | 0.427 | 0.427 | 0.427 | 0.427 | 0.427 | 0.427 | 0.427 | 0.427 | 0.427 | 0.427 | 0.427 | 0.427 | 0.427 | 0.427 | 0.427 | 0.427 | 0.427 | 0.427 | 0.427 | 0.427 | 0.427 | 0.427 | 0.427 | 0.427 | 0.427 | 0.427 | 0.427 | 0.427 | 0.427 | 0.427
Tehachapi_Solar_78 | caiso-deliverability | South_Magunden_On_Peak_SSN | Reliability_Capacity_In_Model_Year | System RA | Tehachapi_Solar_78 | 0.427 | 0.427 | 0.427 | 0.427 | 0.427 | 0.427 | 0.427 | 0.427 | 0.427 | 0.427 | 0.427 | 0.427 | 0.427 | 0.427 | 0.427 | 0.427 | 0.427 | 0.427 | 0.427 | 0.427 | 0.427 | 0.427 | 0.427 | 0.427 | 0.427 | 0.427 | 0.427 | 0.427 | 0.427 | 0.427 | 0.427
Tehachapi_Solar_101 | caiso-deliverability | South_Magunden_On_Peak_SSN | Reliability_Capacity_In_Model_Year | System RA | Tehachapi_Solar_101 | 0.427 | 0.427 | 0.427 | 0.427 | 0.427 | 0.427 | 0.427 | 0.427 | 0.427 | 0.427 | 0.427 | 0.427 | 0.427 | 0.427 | 0.427 | 0.427 | 0.427 | 0.427 | 0.427 | 0.427 | 0.427 | 0.427 | 0.427 | 0.427 | 0.427 | 0.427 | 0.427 | 0.427 | 0.427 | 0.427 | 0.427
South_Magunden_On_Peak_group | caiso-deliverability | South_Magunden_On_Peak_SSN | Operational_New_Capacity_MW | South_Magunden_On_Peak_group |  | -1 | -1 | -1 | -1 | -1 | -1 | -1 | -1 | -1 | -1 | -1 | -1 | -1 | -1 | -1 | -1 | -1 | -1 | -1 | -1 | -1 | -1 | -1 | -1 | -1 | -1 | -1 | -1 | -1 | -1 | -1
Riverside_Flow_Battery_129 | caiso-deliverability | Talega_230_HSN | Reliability_Capacity_In_Model_Year | System RA | Riverside_Flow_Battery_129 | 1 | 1 | 1 | 1 | 1 | 1 | 1 | 1 | 1 | 1 | 1 | 1 | 1 | 1 | 1 | 1 | 1 | 1 | 1 | 1 | 1 | 1 | 1 | 1 | 1 | 1 | 1 | 1 | 1 | 1 | 1
Riverside_Li_Battery_4hr_129 | caiso-deliverability | Talega_230_HSN | Reliability_Capacity_In_Model_Year | System RA | Riverside_Li_Battery_4hr_129 | 1 | 1 | 1 | 1 | 1 | 1 | 1 | 1 | 1 | 1 | 1 | 1 | 1 | 1 | 1 | 1 | 1 | 1 | 1 | 1 | 1 | 1 | 1 | 1 | 1 | 1 | 1 | 1 | 1 | 1 | 1
Riverside_Li_Battery_8hr_129 | caiso-deliverability | Talega_230_HSN | Reliability_Capacity_In_Model_Year | System RA | Riverside_Li_Battery_8hr_129 | 1 | 1 | 1 | 1 | 1 | 1 | 1 | 1 | 1 | 1 | 1 | 1 | 1 | 1 | 1 | 1 | 1 | 1 | 1 | 1 | 1 | 1 | 1 | 1 | 1 | 1 | 1 | 1 | 1 | 1 | 1
San_Diego_Pumped_Storage_119 | caiso-deliverability | Talega_230_HSN | Reliability_Capacity_In_Model_Year | System RA | San_Diego_Pumped_Storage_119 | 1 | 1 | 1 | 1 | 1 | 1 | 1 | 1 | 1 | 1 | 1 | 1 | 1 | 1 | 1 | 1 | 1 | 1 | 1 | 1 | 1 | 1 | 1 | 1 | 1 | 1 | 1 | 1 | 1 | 1 | 1
Riverside_Solar_129 | caiso-deliverability | Talega_230_HSN | Reliability_Capacity_In_Model_Year | System RA | Riverside_Solar_129 | 0.106 | 0.106 | 0.106 | 0.106 | 0.106 | 0.106 | 0.106 | 0.106 | 0.106 | 0.106 | 0.106 | 0.106 | 0.106 | 0.106 | 0.106 | 0.106 | 0.106 | 0.106 | 0.106 | 0.106 | 0.106 | 0.106 | 0.106 | 0.106 | 0.106 | 0.106 | 0.106 | 0.106 | 0.106 | 0.106 | 0.106
Talega_230_group | caiso-deliverability | Talega_230_HSN | Operational_New_Capacity_MW | Talega_230_group |  | -1 | -1 | -1 | -1 | -1 | -1 | -1 | -1 | -1 | -1 | -1 | -1 | -1 | -1 | -1 | -1 | -1 | -1 | -1 | -1 | -1 | -1 | -1 | -1 | -1 | -1 | -1 | -1 | -1 | -1 | -1
Riverside_Flow_Battery_129 | caiso-deliverability | Talega_230_offpeak | Operational_New_Capacity_MW | Riverside_Flow_Battery_129 |  | -1 | -1 | -1 | -1 | -1 | -1 | -1 | -1 | -1 | -1 | -1 | -1 | -1 | -1 | -1 | -1 | -1 | -1 | -1 | -1 | -1 | -1 | -1 | -1 | -1 | -1 | -1 | -1 | -1 | -1 | -1
Riverside_Li_Battery_4hr_129 | caiso-deliverability | Talega_230_offpeak | Operational_New_Capacity_MW | Riverside_Li_Battery_4hr_129 |  | -1 | -1 | -1 | -1 | -1 | -1 | -1 | -1 | -1 | -1 | -1 | -1 | -1 | -1 | -1 | -1 | -1 | -1 | -1 | -1 | -1 | -1 | -1 | -1 | -1 | -1 | -1 | -1 | -1 | -1 | -1
Riverside_Li_Battery_8hr_129 | caiso-deliverability | Talega_230_offpeak | Operational_New_Capacity_MW | Riverside_Li_Battery_8hr_129 |  | -1 | -1 | -1 | -1 | -1 | -1 | -1 | -1 | -1 | -1 | -1 | -1 | -1 | -1 | -1 | -1 | -1 | -1 | -1 | -1 | -1 | -1 | -1 | -1 | -1 | -1 | -1 | -1 | -1 | -1 | -1
San_Diego_Pumped_Storage_119 | caiso-deliverability | Talega_230_offpeak | Operational_New_Capacity_MW | San_Diego_Pumped_Storage_119 |  | -1 | -1 | -1 | -1 | -1 | -1 | -1 | -1 | -1 | -1 | -1 | -1 | -1 | -1 | -1 | -1 | -1 | -1 | -1 | -1 | -1 | -1 | -1 | -1 | -1 | -1 | -1 | -1 | -1 | -1 | -1
Riverside_Solar_129 | caiso-deliverability | Talega_230_offpeak | Operational_New_Capacity_MW | Riverside_Solar_129 |  | 0.77 | 0.77 | 0.77 | 0.77 | 0.77 | 0.77 | 0.77 | 0.77 | 0.77 | 0.77 | 0.77 | 0.77 | 0.77 | 0.77 | 0.77 | 0.77 | 0.77 | 0.77 | 0.77 | 0.77 | 0.77 | 0.77 | 0.77 | 0.77 | 0.77 | 0.77 | 0.77 | 0.77 | 0.77 | 0.77 | 0.77
Talega_230_group | caiso-deliverability | Talega_230_offpeak | Operational_New_Capacity_MW | Talega_230_group |  | -1 | -1 | -1 | -1 | -1 | -1 | -1 | -1 | -1 | -1 | -1 | -1 | -1 | -1 | -1 | -1 | -1 | -1 | -1 | -1 | -1 | -1 | -1 | -1 | -1 | -1 | -1 | -1 | -1 | -1 | -1
Riverside_Flow_Battery_129 | caiso-deliverability | Talega_230_SSN | Reliability_Capacity_In_Model_Year | System RA | Riverside_Flow_Battery_129 | 0.5 | 0.5 | 0.5 | 0.5 | 0.5 | 0.5 | 0.5 | 0.5 | 0.5 | 0.5 | 0.5 | 0.5 | 0.5 | 0.5 | 0.5 | 0.5 | 0.5 | 0.5 | 0.5 | 0.5 | 0.5 | 0.5 | 0.5 | 0.5 | 0.5 | 0.5 | 0.5 | 0.5 | 0.5 | 0.5 | 0.5
Riverside_Li_Battery_4hr_129 | caiso-deliverability | Talega_230_SSN | Reliability_Capacity_In_Model_Year | System RA | Riverside_Li_Battery_4hr_129 | 0.5 | 0.5 | 0.5 | 0.5 | 0.5 | 0.5 | 0.5 | 0.5 | 0.5 | 0.5 | 0.5 | 0.5 | 0.5 | 0.5 | 0.5 | 0.5 | 0.5 | 0.5 | 0.5 | 0.5 | 0.5 | 0.5 | 0.5 | 0.5 | 0.5 | 0.5 | 0.5 | 0.5 | 0.5 | 0.5 | 0.5
Riverside_Li_Battery_8hr_129 | caiso-deliverability | Talega_230_SSN | Reliability_Capacity_In_Model_Year | System RA | Riverside_Li_Battery_8hr_129 | 0.5 | 0.5 | 0.5 | 0.5 | 0.5 | 0.5 | 0.5 | 0.5 | 0.5 | 0.5 | 0.5 | 0.5 | 0.5 | 0.5 | 0.5 | 0.5 | 0.5 | 0.5 | 0.5 | 0.5 | 0.5 | 0.5 | 0.5 | 0.5 | 0.5 | 0.5 | 0.5 | 0.5 | 0.5 | 0.5 | 0.5
San_Diego_Pumped_Storage_119 | caiso-deliverability | Talega_230_SSN | Reliability_Capacity_In_Model_Year | System RA | San_Diego_Pumped_Storage_119 | 0.5 | 0.5 | 0.5 | 0.5 | 0.5 | 0.5 | 0.5 | 0.5 | 0.5 | 0.5 | 0.5 | 0.5 | 0.5 | 0.5 | 0.5 | 0.5 | 0.5 | 0.5 | 0.5 | 0.5 | 0.5 | 0.5 | 0.5 | 0.5 | 0.5 | 0.5 | 0.5 | 0.5 | 0.5 | 0.5 | 0.5
Riverside_Solar_129 | caiso-deliverability | Talega_230_SSN | Reliability_Capacity_In_Model_Year | System RA | Riverside_Solar_129 | 0.427 | 0.427 | 0.427 | 0.427 | 0.427 | 0.427 | 0.427 | 0.427 | 0.427 | 0.427 | 0.427 | 0.427 | 0.427 | 0.427 | 0.427 | 0.427 | 0.427 | 0.427 | 0.427 | 0.427 | 0.427 | 0.427 | 0.427 | 0.427 | 0.427 | 0.427 | 0.427 | 0.427 | 0.427 | 0.427 | 0.427
Talega_230_group | caiso-deliverability | Talega_230_SSN | Operational_New_Capacity_MW | Talega_230_group |  | -1 | -1 | -1 | -1 | -1 | -1 | -1 | -1 | -1 | -1 | -1 | -1 | -1 | -1 | -1 | -1 | -1 | -1 | -1 | -1 | -1 | -1 | -1 | -1 | -1 | -1 | -1 | -1 | -1 | -1 | -1
Northern_California_Flow_Battery_41 | caiso-deliverability | Tesla_Bellota_HSN | Reliability_Capacity_In_Model_Year | System RA | Northern_California_Flow_Battery_41 | 1 | 1 | 1 | 1 | 1 | 1 | 1 | 1 | 1 | 1 | 1 | 1 | 1 | 1 | 1 | 1 | 1 | 1 | 1 | 1 | 1 | 1 | 1 | 1 | 1 | 1 | 1 | 1 | 1 | 1 | 1
Northern_California_Flow_Battery_57 | caiso-deliverability | Tesla_Bellota_HSN | Reliability_Capacity_In_Model_Year | System RA | Northern_California_Flow_Battery_57 | 1 | 1 | 1 | 1 | 1 | 1 | 1 | 1 | 1 | 1 | 1 | 1 | 1 | 1 | 1 | 1 | 1 | 1 | 1 | 1 | 1 | 1 | 1 | 1 | 1 | 1 | 1 | 1 | 1 | 1 | 1
Northern_California_Flow_Battery_68 | caiso-deliverability | Tesla_Bellota_HSN | Reliability_Capacity_In_Model_Year | System RA | Northern_California_Flow_Battery_68 | 1 | 1 | 1 | 1 | 1 | 1 | 1 | 1 | 1 | 1 | 1 | 1 | 1 | 1 | 1 | 1 | 1 | 1 | 1 | 1 | 1 | 1 | 1 | 1 | 1 | 1 | 1 | 1 | 1 | 1 | 1
Northern_California_Flow_Battery_73 | caiso-deliverability | Tesla_Bellota_HSN | Reliability_Capacity_In_Model_Year | System RA | Northern_California_Flow_Battery_73 | 1 | 1 | 1 | 1 | 1 | 1 | 1 | 1 | 1 | 1 | 1 | 1 | 1 | 1 | 1 | 1 | 1 | 1 | 1 | 1 | 1 | 1 | 1 | 1 | 1 | 1 | 1 | 1 | 1 | 1 | 1
Northern_California_Flow_Battery_76 | caiso-deliverability | Tesla_Bellota_HSN | Reliability_Capacity_In_Model_Year | System RA | Northern_California_Flow_Battery_76 | 1 | 1 | 1 | 1 | 1 | 1 | 1 | 1 | 1 | 1 | 1 | 1 | 1 | 1 | 1 | 1 | 1 | 1 | 1 | 1 | 1 | 1 | 1 | 1 | 1 | 1 | 1 | 1 | 1 | 1 | 1
Northern_California_Flow_Battery_82 | caiso-deliverability | Tesla_Bellota_HSN | Reliability_Capacity_In_Model_Year | System RA | Northern_California_Flow_Battery_82 | 1 | 1 | 1 | 1 | 1 | 1 | 1 | 1 | 1 | 1 | 1 | 1 | 1 | 1 | 1 | 1 | 1 | 1 | 1 | 1 | 1 | 1 | 1 | 1 | 1 | 1 | 1 | 1 | 1 | 1 | 1
Northern_California_Flow_Battery_92 | caiso-deliverability | Tesla_Bellota_HSN | Reliability_Capacity_In_Model_Year | System RA | Northern_California_Flow_Battery_92 | 1 | 1 | 1 | 1 | 1 | 1 | 1 | 1 | 1 | 1 | 1 | 1 | 1 | 1 | 1 | 1 | 1 | 1 | 1 | 1 | 1 | 1 | 1 | 1 | 1 | 1 | 1 | 1 | 1 | 1 | 1
Southern_PGAE_Flow_Battery_95 | caiso-deliverability | Tesla_Bellota_HSN | Reliability_Capacity_In_Model_Year | System RA | Southern_PGAE_Flow_Battery_95 | 1 | 1 | 1 | 1 | 1 | 1 | 1 | 1 | 1 | 1 | 1 | 1 | 1 | 1 | 1 | 1 | 1 | 1 | 1 | 1 | 1 | 1 | 1 | 1 | 1 | 1 | 1 | 1 | 1 | 1 | 1
Northern_California_Flow_Battery_96 | caiso-deliverability | Tesla_Bellota_HSN | Reliability_Capacity_In_Model_Year | System RA | Northern_California_Flow_Battery_96 | 1 | 1 | 1 | 1 | 1 | 1 | 1 | 1 | 1 | 1 | 1 | 1 | 1 | 1 | 1 | 1 | 1 | 1 | 1 | 1 | 1 | 1 | 1 | 1 | 1 | 1 | 1 | 1 | 1 | 1 | 1
Southern_PGAE_Flow_Battery_99 | caiso-deliverability | Tesla_Bellota_HSN | Reliability_Capacity_In_Model_Year | System RA | Southern_PGAE_Flow_Battery_99 | 1 | 1 | 1 | 1 | 1 | 1 | 1 | 1 | 1 | 1 | 1 | 1 | 1 | 1 | 1 | 1 | 1 | 1 | 1 | 1 | 1 | 1 | 1 | 1 | 1 | 1 | 1 | 1 | 1 | 1 | 1
Southern_PGAE_Flow_Battery_111 | caiso-deliverability | Tesla_Bellota_HSN | Reliability_Capacity_In_Model_Year | System RA | Southern_PGAE_Flow_Battery_111 | 1 | 1 | 1 | 1 | 1 | 1 | 1 | 1 | 1 | 1 | 1 | 1 | 1 | 1 | 1 | 1 | 1 | 1 | 1 | 1 | 1 | 1 | 1 | 1 | 1 | 1 | 1 | 1 | 1 | 1 | 1
Northern_California_Flow_Battery_112 | caiso-deliverability | Tesla_Bellota_HSN | Reliability_Capacity_In_Model_Year | System RA | Northern_California_Flow_Battery_112 | 1 | 1 | 1 | 1 | 1 | 1 | 1 | 1 | 1 | 1 | 1 | 1 | 1 | 1 | 1 | 1 | 1 | 1 | 1 | 1 | 1 | 1 | 1 | 1 | 1 | 1 | 1 | 1 | 1 | 1 | 1
Northern_California_Flow_Battery_113 | caiso-deliverability | Tesla_Bellota_HSN | Reliability_Capacity_In_Model_Year | System RA | Northern_California_Flow_Battery_113 | 1 | 1 | 1 | 1 | 1 | 1 | 1 | 1 | 1 | 1 | 1 | 1 | 1 | 1 | 1 | 1 | 1 | 1 | 1 | 1 | 1 | 1 | 1 | 1 | 1 | 1 | 1 | 1 | 1 | 1 | 1
Northern_California_Flow_Battery_114 | caiso-deliverability | Tesla_Bellota_HSN | Reliability_Capacity_In_Model_Year | System RA | Northern_California_Flow_Battery_114 | 1 | 1 | 1 | 1 | 1 | 1 | 1 | 1 | 1 | 1 | 1 | 1 | 1 | 1 | 1 | 1 | 1 | 1 | 1 | 1 | 1 | 1 | 1 | 1 | 1 | 1 | 1 | 1 | 1 | 1 | 1
Northern_California_Flow_Battery_116 | caiso-deliverability | Tesla_Bellota_HSN | Reliability_Capacity_In_Model_Year | System RA | Northern_California_Flow_Battery_116 | 1 | 1 | 1 | 1 | 1 | 1 | 1 | 1 | 1 | 1 | 1 | 1 | 1 | 1 | 1 | 1 | 1 | 1 | 1 | 1 | 1 | 1 | 1 | 1 | 1 | 1 | 1 | 1 | 1 | 1 | 1
Northern_California_Flow_Battery_122 | caiso-deliverability | Tesla_Bellota_HSN | Reliability_Capacity_In_Model_Year | System RA | Northern_California_Flow_Battery_122 | 1 | 1 | 1 | 1 | 1 | 1 | 1 | 1 | 1 | 1 | 1 | 1 | 1 | 1 | 1 | 1 | 1 | 1 | 1 | 1 | 1 | 1 | 1 | 1 | 1 | 1 | 1 | 1 | 1 | 1 | 1
Southern_PGAE_Flow_Battery_124 | caiso-deliverability | Tesla_Bellota_HSN | Reliability_Capacity_In_Model_Year | System RA | Southern_PGAE_Flow_Battery_124 | 1 | 1 | 1 | 1 | 1 | 1 | 1 | 1 | 1 | 1 | 1 | 1 | 1 | 1 | 1 | 1 | 1 | 1 | 1 | 1 | 1 | 1 | 1 | 1 | 1 | 1 | 1 | 1 | 1 | 1 | 1
Northern_California_Flow_Battery_126 | caiso-deliverability | Tesla_Bellota_HSN | Reliability_Capacity_In_Model_Year | System RA | Northern_California_Flow_Battery_126 | 1 | 1 | 1 | 1 | 1 | 1 | 1 | 1 | 1 | 1 | 1 | 1 | 1 | 1 | 1 | 1 | 1 | 1 | 1 | 1 | 1 | 1 | 1 | 1 | 1 | 1 | 1 | 1 | 1 | 1 | 1
Northern_California_Flow_Battery_135 | caiso-deliverability | Tesla_Bellota_HSN | Reliability_Capacity_In_Model_Year | System RA | Northern_California_Flow_Battery_135 | 1 | 1 | 1 | 1 | 1 | 1 | 1 | 1 | 1 | 1 | 1 | 1 | 1 | 1 | 1 | 1 | 1 | 1 | 1 | 1 | 1 | 1 | 1 | 1 | 1 | 1 | 1 | 1 | 1 | 1 | 1
Northern_California_Flow_Battery_138 | caiso-deliverability | Tesla_Bellota_HSN | Reliability_Capacity_In_Model_Year | System RA | Northern_California_Flow_Battery_138 | 1 | 1 | 1 | 1 | 1 | 1 | 1 | 1 | 1 | 1 | 1 | 1 | 1 | 1 | 1 | 1 | 1 | 1 | 1 | 1 | 1 | 1 | 1 | 1 | 1 | 1 | 1 | 1 | 1 | 1 | 1
Southern_PGAE_Flow_Battery_139 | caiso-deliverability | Tesla_Bellota_HSN | Reliability_Capacity_In_Model_Year | System RA | Southern_PGAE_Flow_Battery_139 | 1 | 1 | 1 | 1 | 1 | 1 | 1 | 1 | 1 | 1 | 1 | 1 | 1 | 1 | 1 | 1 | 1 | 1 | 1 | 1 | 1 | 1 | 1 | 1 | 1 | 1 | 1 | 1 | 1 | 1 | 1
Northern_California_Flow_Battery_141 | caiso-deliverability | Tesla_Bellota_HSN | Reliability_Capacity_In_Model_Year | System RA | Northern_California_Flow_Battery_141 | 1 | 1 | 1 | 1 | 1 | 1 | 1 | 1 | 1 | 1 | 1 | 1 | 1 | 1 | 1 | 1 | 1 | 1 | 1 | 1 | 1 | 1 | 1 | 1 | 1 | 1 | 1 | 1 | 1 | 1 | 1
Northern_California_Flow_Battery_144 | caiso-deliverability | Tesla_Bellota_HSN | Reliability_Capacity_In_Model_Year | System RA | Northern_California_Flow_Battery_144 | 1 | 1 | 1 | 1 | 1 | 1 | 1 | 1 | 1 | 1 | 1 | 1 | 1 | 1 | 1 | 1 | 1 | 1 | 1 | 1 | 1 | 1 | 1 | 1 | 1 | 1 | 1 | 1 | 1 | 1 | 1
Northern_California_Flow_Battery_149 | caiso-deliverability | Tesla_Bellota_HSN | Reliability_Capacity_In_Model_Year | System RA | Northern_California_Flow_Battery_149 | 1 | 1 | 1 | 1 | 1 | 1 | 1 | 1 | 1 | 1 | 1 | 1 | 1 | 1 | 1 | 1 | 1 | 1 | 1 | 1 | 1 | 1 | 1 | 1 | 1 | 1 | 1 | 1 | 1 | 1 | 1
Northern_California_Flow_Battery_155 | caiso-deliverability | Tesla_Bellota_HSN | Reliability_Capacity_In_Model_Year | System RA | Northern_California_Flow_Battery_155 | 1 | 1 | 1 | 1 | 1 | 1 | 1 | 1 | 1 | 1 | 1 | 1 | 1 | 1 | 1 | 1 | 1 | 1 | 1 | 1 | 1 | 1 | 1 | 1 | 1 | 1 | 1 | 1 | 1 | 1 | 1
Northern_California_Flow_Battery_157 | caiso-deliverability | Tesla_Bellota_HSN | Reliability_Capacity_In_Model_Year | System RA | Northern_California_Flow_Battery_157 | 1 | 1 | 1 | 1 | 1 | 1 | 1 | 1 | 1 | 1 | 1 | 1 | 1 | 1 | 1 | 1 | 1 | 1 | 1 | 1 | 1 | 1 | 1 | 1 | 1 | 1 | 1 | 1 | 1 | 1 | 1
Northern_California_Flow_Battery_158 | caiso-deliverability | Tesla_Bellota_HSN | Reliability_Capacity_In_Model_Year | System RA | Northern_California_Flow_Battery_158 | 1 | 1 | 1 | 1 | 1 | 1 | 1 | 1 | 1 | 1 | 1 | 1 | 1 | 1 | 1 | 1 | 1 | 1 | 1 | 1 | 1 | 1 | 1 | 1 | 1 | 1 | 1 | 1 | 1 | 1 | 1
Northern_California_Flow_Battery_159 | caiso-deliverability | Tesla_Bellota_HSN | Reliability_Capacity_In_Model_Year | System RA | Northern_California_Flow_Battery_159 | 1 | 1 | 1 | 1 | 1 | 1 | 1 | 1 | 1 | 1 | 1 | 1 | 1 | 1 | 1 | 1 | 1 | 1 | 1 | 1 | 1 | 1 | 1 | 1 | 1 | 1 | 1 | 1 | 1 | 1 | 1
Southern_PGAE_Flow_Battery_161 | caiso-deliverability | Tesla_Bellota_HSN | Reliability_Capacity_In_Model_Year | System RA | Southern_PGAE_Flow_Battery_161 | 1 | 1 | 1 | 1 | 1 | 1 | 1 | 1 | 1 | 1 | 1 | 1 | 1 | 1 | 1 | 1 | 1 | 1 | 1 | 1 | 1 | 1 | 1 | 1 | 1 | 1 | 1 | 1 | 1 | 1 | 1
Southern_PGAE_Flow_Battery_163 | caiso-deliverability | Tesla_Bellota_HSN | Reliability_Capacity_In_Model_Year | System RA | Southern_PGAE_Flow_Battery_163 | 1 | 1 | 1 | 1 | 1 | 1 | 1 | 1 | 1 | 1 | 1 | 1 | 1 | 1 | 1 | 1 | 1 | 1 | 1 | 1 | 1 | 1 | 1 | 1 | 1 | 1 | 1 | 1 | 1 | 1 | 1
Northern_California_Flow_Battery_166 | caiso-deliverability | Tesla_Bellota_HSN | Reliability_Capacity_In_Model_Year | System RA | Northern_California_Flow_Battery_166 | 1 | 1 | 1 | 1 | 1 | 1 | 1 | 1 | 1 | 1 | 1 | 1 | 1 | 1 | 1 | 1 | 1 | 1 | 1 | 1 | 1 | 1 | 1 | 1 | 1 | 1 | 1 | 1 | 1 | 1 | 1
Northern_California_Flow_Battery_172 | caiso-deliverability | Tesla_Bellota_HSN | Reliability_Capacity_In_Model_Year | System RA | Northern_California_Flow_Battery_172 | 1 | 1 | 1 | 1 | 1 | 1 | 1 | 1 | 1 | 1 | 1 | 1 | 1 | 1 | 1 | 1 | 1 | 1 | 1 | 1 | 1 | 1 | 1 | 1 | 1 | 1 | 1 | 1 | 1 | 1 | 1
Northern_California_Flow_Battery_179 | caiso-deliverability | Tesla_Bellota_HSN | Reliability_Capacity_In_Model_Year | System RA | Northern_California_Flow_Battery_179 | 1 | 1 | 1 | 1 | 1 | 1 | 1 | 1 | 1 | 1 | 1 | 1 | 1 | 1 | 1 | 1 | 1 | 1 | 1 | 1 | 1 | 1 | 1 | 1 | 1 | 1 | 1 | 1 | 1 | 1 | 1
Northern_California_Li_Battery_4hr_41 | caiso-deliverability | Tesla_Bellota_HSN | Reliability_Capacity_In_Model_Year | System RA | Northern_California_Li_Battery_4hr_41 | 1 | 1 | 1 | 1 | 1 | 1 | 1 | 1 | 1 | 1 | 1 | 1 | 1 | 1 | 1 | 1 | 1 | 1 | 1 | 1 | 1 | 1 | 1 | 1 | 1 | 1 | 1 | 1 | 1 | 1 | 1
Northern_California_Li_Battery_4hr_57 | caiso-deliverability | Tesla_Bellota_HSN | Reliability_Capacity_In_Model_Year | System RA | Northern_California_Li_Battery_4hr_57 | 1 | 1 | 1 | 1 | 1 | 1 | 1 | 1 | 1 | 1 | 1 | 1 | 1 | 1 | 1 | 1 | 1 | 1 | 1 | 1 | 1 | 1 | 1 | 1 | 1 | 1 | 1 | 1 | 1 | 1 | 1
Northern_California_Li_Battery_4hr_68 | caiso-deliverability | Tesla_Bellota_HSN | Reliability_Capacity_In_Model_Year | System RA | Northern_California_Li_Battery_4hr_68 | 1 | 1 | 1 | 1 | 1 | 1 | 1 | 1 | 1 | 1 | 1 | 1 | 1 | 1 | 1 | 1 | 1 | 1 | 1 | 1 | 1 | 1 | 1 | 1 | 1 | 1 | 1 | 1 | 1 | 1 | 1
Northern_California_Li_Battery_4hr_73 | caiso-deliverability | Tesla_Bellota_HSN | Reliability_Capacity_In_Model_Year | System RA | Northern_California_Li_Battery_4hr_73 | 1 | 1 | 1 | 1 | 1 | 1 | 1 | 1 | 1 | 1 | 1 | 1 | 1 | 1 | 1 | 1 | 1 | 1 | 1 | 1 | 1 | 1 | 1 | 1 | 1 | 1 | 1 | 1 | 1 | 1 | 1
Northern_California_Li_Battery_4hr_76 | caiso-deliverability | Tesla_Bellota_HSN | Reliability_Capacity_In_Model_Year | System RA | Northern_California_Li_Battery_4hr_76 | 1 | 1 | 1 | 1 | 1 | 1 | 1 | 1 | 1 | 1 | 1 | 1 | 1 | 1 | 1 | 1 | 1 | 1 | 1 | 1 | 1 | 1 | 1 | 1 | 1 | 1 | 1 | 1 | 1 | 1 | 1
Northern_California_Li_Battery_4hr_82 | caiso-deliverability | Tesla_Bellota_HSN | Reliability_Capacity_In_Model_Year | System RA | Northern_California_Li_Battery_4hr_82 | 1 | 1 | 1 | 1 | 1 | 1 | 1 | 1 | 1 | 1 | 1 | 1 | 1 | 1 | 1 | 1 | 1 | 1 | 1 | 1 | 1 | 1 | 1 | 1 | 1 | 1 | 1 | 1 | 1 | 1 | 1
Northern_California_Li_Battery_4hr_92 | caiso-deliverability | Tesla_Bellota_HSN | Reliability_Capacity_In_Model_Year | System RA | Northern_California_Li_Battery_4hr_92 | 1 | 1 | 1 | 1 | 1 | 1 | 1 | 1 | 1 | 1 | 1 | 1 | 1 | 1 | 1 | 1 | 1 | 1 | 1 | 1 | 1 | 1 | 1 | 1 | 1 | 1 | 1 | 1 | 1 | 1 | 1
Southern_PGAE_Li_Battery_4hr_95 | caiso-deliverability | Tesla_Bellota_HSN | Reliability_Capacity_In_Model_Year | System RA | Southern_PGAE_Li_Battery_4hr_95 | 1 | 1 | 1 | 1 | 1 | 1 | 1 | 1 | 1 | 1 | 1 | 1 | 1 | 1 | 1 | 1 | 1 | 1 | 1 | 1 | 1 | 1 | 1 | 1 | 1 | 1 | 1 | 1 | 1 | 1 | 1
Northern_California_Li_Battery_4hr_96 | caiso-deliverability | Tesla_Bellota_HSN | Reliability_Capacity_In_Model_Year | System RA | Northern_California_Li_Battery_4hr_96 | 1 | 1 | 1 | 1 | 1 | 1 | 1 | 1 | 1 | 1 | 1 | 1 | 1 | 1 | 1 | 1 | 1 | 1 | 1 | 1 | 1 | 1 | 1 | 1 | 1 | 1 | 1 | 1 | 1 | 1 | 1
Southern_PGAE_Li_Battery_4hr_99 | caiso-deliverability | Tesla_Bellota_HSN | Reliability_Capacity_In_Model_Year | System RA | Southern_PGAE_Li_Battery_4hr_99 | 1 | 1 | 1 | 1 | 1 | 1 | 1 | 1 | 1 | 1 | 1 | 1 | 1 | 1 | 1 | 1 | 1 | 1 | 1 | 1 | 1 | 1 | 1 | 1 | 1 | 1 | 1 | 1 | 1 | 1 | 1
Southern_PGAE_Li_Battery_4hr_111 | caiso-deliverability | Tesla_Bellota_HSN | Reliability_Capacity_In_Model_Year | System RA | Southern_PGAE_Li_Battery_4hr_111 | 1 | 1 | 1 | 1 | 1 | 1 | 1 | 1 | 1 | 1 | 1 | 1 | 1 | 1 | 1 | 1 | 1 | 1 | 1 | 1 | 1 | 1 | 1 | 1 | 1 | 1 | 1 | 1 | 1 | 1 | 1
Northern_California_Li_Battery_4hr_112 | caiso-deliverability | Tesla_Bellota_HSN | Reliability_Capacity_In_Model_Year | System RA | Northern_California_Li_Battery_4hr_112 | 1 | 1 | 1 | 1 | 1 | 1 | 1 | 1 | 1 | 1 | 1 | 1 | 1 | 1 | 1 | 1 | 1 | 1 | 1 | 1 | 1 | 1 | 1 | 1 | 1 | 1 | 1 | 1 | 1 | 1 | 1
Northern_California_Li_Battery_4hr_113 | caiso-deliverability | Tesla_Bellota_HSN | Reliability_Capacity_In_Model_Year | System RA | Northern_California_Li_Battery_4hr_113 | 1 | 1 | 1 | 1 | 1 | 1 | 1 | 1 | 1 | 1 | 1 | 1 | 1 | 1 | 1 | 1 | 1 | 1 | 1 | 1 | 1 | 1 | 1 | 1 | 1 | 1 | 1 | 1 | 1 | 1 | 1
Northern_California_Li_Battery_4hr_114 | caiso-deliverability | Tesla_Bellota_HSN | Reliability_Capacity_In_Model_Year | System RA | Northern_California_Li_Battery_4hr_114 | 1 | 1 | 1 | 1 | 1 | 1 | 1 | 1 | 1 | 1 | 1 | 1 | 1 | 1 | 1 | 1 | 1 | 1 | 1 | 1 | 1 | 1 | 1 | 1 | 1 | 1 | 1 | 1 | 1 | 1 | 1
Northern_California_Li_Battery_4hr_116 | caiso-deliverability | Tesla_Bellota_HSN | Reliability_Capacity_In_Model_Year | System RA | Northern_California_Li_Battery_4hr_116 | 1 | 1 | 1 | 1 | 1 | 1 | 1 | 1 | 1 | 1 | 1 | 1 | 1 | 1 | 1 | 1 | 1 | 1 | 1 | 1 | 1 | 1 | 1 | 1 | 1 | 1 | 1 | 1 | 1 | 1 | 1
Northern_California_Li_Battery_4hr_122 | caiso-deliverability | Tesla_Bellota_HSN | Reliability_Capacity_In_Model_Year | System RA | Northern_California_Li_Battery_4hr_122 | 1 | 1 | 1 | 1 | 1 | 1 | 1 | 1 | 1 | 1 | 1 | 1 | 1 | 1 | 1 | 1 | 1 | 1 | 1 | 1 | 1 | 1 | 1 | 1 | 1 | 1 | 1 | 1 | 1 | 1 | 1
Southern_PGAE_Li_Battery_4hr_124 | caiso-deliverability | Tesla_Bellota_HSN | Reliability_Capacity_In_Model_Year | System RA | Southern_PGAE_Li_Battery_4hr_124 | 1 | 1 | 1 | 1 | 1 | 1 | 1 | 1 | 1 | 1 | 1 | 1 | 1 | 1 | 1 | 1 | 1 | 1 | 1 | 1 | 1 | 1 | 1 | 1 | 1 | 1 | 1 | 1 | 1 | 1 | 1
Northern_California_Li_Battery_4hr_126 | caiso-deliverability | Tesla_Bellota_HSN | Reliability_Capacity_In_Model_Year | System RA | Northern_California_Li_Battery_4hr_126 | 1 | 1 | 1 | 1 | 1 | 1 | 1 | 1 | 1 | 1 | 1 | 1 | 1 | 1 | 1 | 1 | 1 | 1 | 1 | 1 | 1 | 1 | 1 | 1 | 1 | 1 | 1 | 1 | 1 | 1 | 1
Northern_California_Li_Battery_4hr_135 | caiso-deliverability | Tesla_Bellota_HSN | Reliability_Capacity_In_Model_Year | System RA | Northern_California_Li_Battery_4hr_135 | 1 | 1 | 1 | 1 | 1 | 1 | 1 | 1 | 1 | 1 | 1 | 1 | 1 | 1 | 1 | 1 | 1 | 1 | 1 | 1 | 1 | 1 | 1 | 1 | 1 | 1 | 1 | 1 | 1 | 1 | 1
Northern_California_Li_Battery_4hr_138 | caiso-deliverability | Tesla_Bellota_HSN | Reliability_Capacity_In_Model_Year | System RA | Northern_California_Li_Battery_4hr_138 | 1 | 1 | 1 | 1 | 1 | 1 | 1 | 1 | 1 | 1 | 1 | 1 | 1 | 1 | 1 | 1 | 1 | 1 | 1 | 1 | 1 | 1 | 1 | 1 | 1 | 1 | 1 | 1 | 1 | 1 | 1
Southern_PGAE_Li_Battery_4hr_139 | caiso-deliverability | Tesla_Bellota_HSN | Reliability_Capacity_In_Model_Year | System RA | Southern_PGAE_Li_Battery_4hr_139 | 1 | 1 | 1 | 1 | 1 | 1 | 1 | 1 | 1 | 1 | 1 | 1 | 1 | 1 | 1 | 1 | 1 | 1 | 1 | 1 | 1 | 1 | 1 | 1 | 1 | 1 | 1 | 1 | 1 | 1 | 1
Northern_California_Li_Battery_4hr_141 | caiso-deliverability | Tesla_Bellota_HSN | Reliability_Capacity_In_Model_Year | System RA | Northern_California_Li_Battery_4hr_141 | 1 | 1 | 1 | 1 | 1 | 1 | 1 | 1 | 1 | 1 | 1 | 1 | 1 | 1 | 1 | 1 | 1 | 1 | 1 | 1 | 1 | 1 | 1 | 1 | 1 | 1 | 1 | 1 | 1 | 1 | 1
Northern_California_Li_Battery_4hr_144 | caiso-deliverability | Tesla_Bellota_HSN | Reliability_Capacity_In_Model_Year | System RA | Northern_California_Li_Battery_4hr_144 | 1 | 1 | 1 | 1 | 1 | 1 | 1 | 1 | 1 | 1 | 1 | 1 | 1 | 1 | 1 | 1 | 1 | 1 | 1 | 1 | 1 | 1 | 1 | 1 | 1 | 1 | 1 | 1 | 1 | 1 | 1
Northern_California_Li_Battery_4hr_149 | caiso-deliverability | Tesla_Bellota_HSN | Reliability_Capacity_In_Model_Year | System RA | Northern_California_Li_Battery_4hr_149 | 1 | 1 | 1 | 1 | 1 | 1 | 1 | 1 | 1 | 1 | 1 | 1 | 1 | 1 | 1 | 1 | 1 | 1 | 1 | 1 | 1 | 1 | 1 | 1 | 1 | 1 | 1 | 1 | 1 | 1 | 1
Northern_California_Li_Battery_4hr_155 | caiso-deliverability | Tesla_Bellota_HSN | Reliability_Capacity_In_Model_Year | System RA | Northern_California_Li_Battery_4hr_155 | 1 | 1 | 1 | 1 | 1 | 1 | 1 | 1 | 1 | 1 | 1 | 1 | 1 | 1 | 1 | 1 | 1 | 1 | 1 | 1 | 1 | 1 | 1 | 1 | 1 | 1 | 1 | 1 | 1 | 1 | 1
Northern_California_Li_Battery_4hr_157 | caiso-deliverability | Tesla_Bellota_HSN | Reliability_Capacity_In_Model_Year | System RA | Northern_California_Li_Battery_4hr_157 | 1 | 1 | 1 | 1 | 1 | 1 | 1 | 1 | 1 | 1 | 1 | 1 | 1 | 1 | 1 | 1 | 1 | 1 | 1 | 1 | 1 | 1 | 1 | 1 | 1 | 1 | 1 | 1 | 1 | 1 | 1
Northern_California_Li_Battery_4hr_158 | caiso-deliverability | Tesla_Bellota_HSN | Reliability_Capacity_In_Model_Year | System RA | Northern_California_Li_Battery_4hr_158 | 1 | 1 | 1 | 1 | 1 | 1 | 1 | 1 | 1 | 1 | 1 | 1 | 1 | 1 | 1 | 1 | 1 | 1 | 1 | 1 | 1 | 1 | 1 | 1 | 1 | 1 | 1 | 1 | 1 | 1 | 1
Northern_California_Li_Battery_4hr_159 | caiso-deliverability | Tesla_Bellota_HSN | Reliability_Capacity_In_Model_Year | System RA | Northern_California_Li_Battery_4hr_159 | 1 | 1 | 1 | 1 | 1 | 1 | 1 | 1 | 1 | 1 | 1 | 1 | 1 | 1 | 1 | 1 | 1 | 1 | 1 | 1 | 1 | 1 | 1 | 1 | 1 | 1 | 1 | 1 | 1 | 1 | 1
Southern_PGAE_Li_Battery_4hr_161 | caiso-deliverability | Tesla_Bellota_HSN | Reliability_Capacity_In_Model_Year | System RA | Southern_PGAE_Li_Battery_4hr_161 | 1 | 1 | 1 | 1 | 1 | 1 | 1 | 1 | 1 | 1 | 1 | 1 | 1 | 1 | 1 | 1 | 1 | 1 | 1 | 1 | 1 | 1 | 1 | 1 | 1 | 1 | 1 | 1 | 1 | 1 | 1
Southern_PGAE_Li_Battery_4hr_163 | caiso-deliverability | Tesla_Bellota_HSN | Reliability_Capacity_In_Model_Year | System RA | Southern_PGAE_Li_Battery_4hr_163 | 1 | 1 | 1 | 1 | 1 | 1 | 1 | 1 | 1 | 1 | 1 | 1 | 1 | 1 | 1 | 1 | 1 | 1 | 1 | 1 | 1 | 1 | 1 | 1 | 1 | 1 | 1 | 1 | 1 | 1 | 1
Northern_California_Li_Battery_4hr_166 | caiso-deliverability | Tesla_Bellota_HSN | Reliability_Capacity_In_Model_Year | System RA | Northern_California_Li_Battery_4hr_166 | 1 | 1 | 1 | 1 | 1 | 1 | 1 | 1 | 1 | 1 | 1 | 1 | 1 | 1 | 1 | 1 | 1 | 1 | 1 | 1 | 1 | 1 | 1 | 1 | 1 | 1 | 1 | 1 | 1 | 1 | 1
Northern_California_Li_Battery_4hr_172 | caiso-deliverability | Tesla_Bellota_HSN | Reliability_Capacity_In_Model_Year | System RA | Northern_California_Li_Battery_4hr_172 | 1 | 1 | 1 | 1 | 1 | 1 | 1 | 1 | 1 | 1 | 1 | 1 | 1 | 1 | 1 | 1 | 1 | 1 | 1 | 1 | 1 | 1 | 1 | 1 | 1 | 1 | 1 | 1 | 1 | 1 | 1
Northern_California_Li_Battery_4hr_179 | caiso-deliverability | Tesla_Bellota_HSN | Reliability_Capacity_In_Model_Year | System RA | Northern_California_Li_Battery_4hr_179 | 1 | 1 | 1 | 1 | 1 | 1 | 1 | 1 | 1 | 1 | 1 | 1 | 1 | 1 | 1 | 1 | 1 | 1 | 1 | 1 | 1 | 1 | 1 | 1 | 1 | 1 | 1 | 1 | 1 | 1 | 1
Northern_California_Li_Battery_8hr_41 | caiso-deliverability | Tesla_Bellota_HSN | Reliability_Capacity_In_Model_Year | System RA | Northern_California_Li_Battery_8hr_41 | 1 | 1 | 1 | 1 | 1 | 1 | 1 | 1 | 1 | 1 | 1 | 1 | 1 | 1 | 1 | 1 | 1 | 1 | 1 | 1 | 1 | 1 | 1 | 1 | 1 | 1 | 1 | 1 | 1 | 1 | 1
Northern_California_Li_Battery_8hr_57 | caiso-deliverability | Tesla_Bellota_HSN | Reliability_Capacity_In_Model_Year | System RA | Northern_California_Li_Battery_8hr_57 | 1 | 1 | 1 | 1 | 1 | 1 | 1 | 1 | 1 | 1 | 1 | 1 | 1 | 1 | 1 | 1 | 1 | 1 | 1 | 1 | 1 | 1 | 1 | 1 | 1 | 1 | 1 | 1 | 1 | 1 | 1
Northern_California_Li_Battery_8hr_68 | caiso-deliverability | Tesla_Bellota_HSN | Reliability_Capacity_In_Model_Year | System RA | Northern_California_Li_Battery_8hr_68 | 1 | 1 | 1 | 1 | 1 | 1 | 1 | 1 | 1 | 1 | 1 | 1 | 1 | 1 | 1 | 1 | 1 | 1 | 1 | 1 | 1 | 1 | 1 | 1 | 1 | 1 | 1 | 1 | 1 | 1 | 1
Northern_California_Li_Battery_8hr_73 | caiso-deliverability | Tesla_Bellota_HSN | Reliability_Capacity_In_Model_Year | System RA | Northern_California_Li_Battery_8hr_73 | 1 | 1 | 1 | 1 | 1 | 1 | 1 | 1 | 1 | 1 | 1 | 1 | 1 | 1 | 1 | 1 | 1 | 1 | 1 | 1 | 1 | 1 | 1 | 1 | 1 | 1 | 1 | 1 | 1 | 1 | 1
Northern_California_Li_Battery_8hr_76 | caiso-deliverability | Tesla_Bellota_HSN | Reliability_Capacity_In_Model_Year | System RA | Northern_California_Li_Battery_8hr_76 | 1 | 1 | 1 | 1 | 1 | 1 | 1 | 1 | 1 | 1 | 1 | 1 | 1 | 1 | 1 | 1 | 1 | 1 | 1 | 1 | 1 | 1 | 1 | 1 | 1 | 1 | 1 | 1 | 1 | 1 | 1
Northern_California_Li_Battery_8hr_82 | caiso-deliverability | Tesla_Bellota_HSN | Reliability_Capacity_In_Model_Year | System RA | Northern_California_Li_Battery_8hr_82 | 1 | 1 | 1 | 1 | 1 | 1 | 1 | 1 | 1 | 1 | 1 | 1 | 1 | 1 | 1 | 1 | 1 | 1 | 1 | 1 | 1 | 1 | 1 | 1 | 1 | 1 | 1 | 1 | 1 | 1 | 1
Northern_California_Li_Battery_8hr_92 | caiso-deliverability | Tesla_Bellota_HSN | Reliability_Capacity_In_Model_Year | System RA | Northern_California_Li_Battery_8hr_92 | 1 | 1 | 1 | 1 | 1 | 1 | 1 | 1 | 1 | 1 | 1 | 1 | 1 | 1 | 1 | 1 | 1 | 1 | 1 | 1 | 1 | 1 | 1 | 1 | 1 | 1 | 1 | 1 | 1 | 1 | 1
Southern_PGAE_Li_Battery_8hr_95 | caiso-deliverability | Tesla_Bellota_HSN | Reliability_Capacity_In_Model_Year | System RA | Southern_PGAE_Li_Battery_8hr_95 | 1 | 1 | 1 | 1 | 1 | 1 | 1 | 1 | 1 | 1 | 1 | 1 | 1 | 1 | 1 | 1 | 1 | 1 | 1 | 1 | 1 | 1 | 1 | 1 | 1 | 1 | 1 | 1 | 1 | 1 | 1
Northern_California_Li_Battery_8hr_96 | caiso-deliverability | Tesla_Bellota_HSN | Reliability_Capacity_In_Model_Year | System RA | Northern_California_Li_Battery_8hr_96 | 1 | 1 | 1 | 1 | 1 | 1 | 1 | 1 | 1 | 1 | 1 | 1 | 1 | 1 | 1 | 1 | 1 | 1 | 1 | 1 | 1 | 1 | 1 | 1 | 1 | 1 | 1 | 1 | 1 | 1 | 1
Southern_PGAE_Li_Battery_8hr_99 | caiso-deliverability | Tesla_Bellota_HSN | Reliability_Capacity_In_Model_Year | System RA | Southern_PGAE_Li_Battery_8hr_99 | 1 | 1 | 1 | 1 | 1 | 1 | 1 | 1 | 1 | 1 | 1 | 1 | 1 | 1 | 1 | 1 | 1 | 1 | 1 | 1 | 1 | 1 | 1 | 1 | 1 | 1 | 1 | 1 | 1 | 1 | 1
Southern_PGAE_Li_Battery_8hr_111 | caiso-deliverability | Tesla_Bellota_HSN | Reliability_Capacity_In_Model_Year | System RA | Southern_PGAE_Li_Battery_8hr_111 | 1 | 1 | 1 | 1 | 1 | 1 | 1 | 1 | 1 | 1 | 1 | 1 | 1 | 1 | 1 | 1 | 1 | 1 | 1 | 1 | 1 | 1 | 1 | 1 | 1 | 1 | 1 | 1 | 1 | 1 | 1
Northern_California_Li_Battery_8hr_112 | caiso-deliverability | Tesla_Bellota_HSN | Reliability_Capacity_In_Model_Year | System RA | Northern_California_Li_Battery_8hr_112 | 1 | 1 | 1 | 1 | 1 | 1 | 1 | 1 | 1 | 1 | 1 | 1 | 1 | 1 | 1 | 1 | 1 | 1 | 1 | 1 | 1 | 1 | 1 | 1 | 1 | 1 | 1 | 1 | 1 | 1 | 1
Northern_California_Li_Battery_8hr_113 | caiso-deliverability | Tesla_Bellota_HSN | Reliability_Capacity_In_Model_Year | System RA | Northern_California_Li_Battery_8hr_113 | 1 | 1 | 1 | 1 | 1 | 1 | 1 | 1 | 1 | 1 | 1 | 1 | 1 | 1 | 1 | 1 | 1 | 1 | 1 | 1 | 1 | 1 | 1 | 1 | 1 | 1 | 1 | 1 | 1 | 1 | 1
Northern_California_Li_Battery_8hr_114 | caiso-deliverability | Tesla_Bellota_HSN | Reliability_Capacity_In_Model_Year | System RA | Northern_California_Li_Battery_8hr_114 | 1 | 1 | 1 | 1 | 1 | 1 | 1 | 1 | 1 | 1 | 1 | 1 | 1 | 1 | 1 | 1 | 1 | 1 | 1 | 1 | 1 | 1 | 1 | 1 | 1 | 1 | 1 | 1 | 1 | 1 | 1
Northern_California_Li_Battery_8hr_116 | caiso-deliverability | Tesla_Bellota_HSN | Reliability_Capacity_In_Model_Year | System RA | Northern_California_Li_Battery_8hr_116 | 1 | 1 | 1 | 1 | 1 | 1 | 1 | 1 | 1 | 1 | 1 | 1 | 1 | 1 | 1 | 1 | 1 | 1 | 1 | 1 | 1 | 1 | 1 | 1 | 1 | 1 | 1 | 1 | 1 | 1 | 1
Northern_California_Li_Battery_8hr_122 | caiso-deliverability | Tesla_Bellota_HSN | Reliability_Capacity_In_Model_Year | System RA | Northern_California_Li_Battery_8hr_122 | 1 | 1 | 1 | 1 | 1 | 1 | 1 | 1 | 1 | 1 | 1 | 1 | 1 | 1 | 1 | 1 | 1 | 1 | 1 | 1 | 1 | 1 | 1 | 1 | 1 | 1 | 1 | 1 | 1 | 1 | 1
Southern_PGAE_Li_Battery_8hr_124 | caiso-deliverability | Tesla_Bellota_HSN | Reliability_Capacity_In_Model_Year | System RA | Southern_PGAE_Li_Battery_8hr_124 | 1 | 1 | 1 | 1 | 1 | 1 | 1 | 1 | 1 | 1 | 1 | 1 | 1 | 1 | 1 | 1 | 1 | 1 | 1 | 1 | 1 | 1 | 1 | 1 | 1 | 1 | 1 | 1 | 1 | 1 | 1
Northern_California_Li_Battery_8hr_126 | caiso-deliverability | Tesla_Bellota_HSN | Reliability_Capacity_In_Model_Year | System RA | Northern_California_Li_Battery_8hr_126 | 1 | 1 | 1 | 1 | 1 | 1 | 1 | 1 | 1 | 1 | 1 | 1 | 1 | 1 | 1 | 1 | 1 | 1 | 1 | 1 | 1 | 1 | 1 | 1 | 1 | 1 | 1 | 1 | 1 | 1 | 1
Northern_California_Li_Battery_8hr_135 | caiso-deliverability | Tesla_Bellota_HSN | Reliability_Capacity_In_Model_Year | System RA | Northern_California_Li_Battery_8hr_135 | 1 | 1 | 1 | 1 | 1 | 1 | 1 | 1 | 1 | 1 | 1 | 1 | 1 | 1 | 1 | 1 | 1 | 1 | 1 | 1 | 1 | 1 | 1 | 1 | 1 | 1 | 1 | 1 | 1 | 1 | 1
Northern_California_Li_Battery_8hr_138 | caiso-deliverability | Tesla_Bellota_HSN | Reliability_Capacity_In_Model_Year | System RA | Northern_California_Li_Battery_8hr_138 | 1 | 1 | 1 | 1 | 1 | 1 | 1 | 1 | 1 | 1 | 1 | 1 | 1 | 1 | 1 | 1 | 1 | 1 | 1 | 1 | 1 | 1 | 1 | 1 | 1 | 1 | 1 | 1 | 1 | 1 | 1
Southern_PGAE_Li_Battery_8hr_139 | caiso-deliverability | Tesla_Bellota_HSN | Reliability_Capacity_In_Model_Year | System RA | Southern_PGAE_Li_Battery_8hr_139 | 1 | 1 | 1 | 1 | 1 | 1 | 1 | 1 | 1 | 1 | 1 | 1 | 1 | 1 | 1 | 1 | 1 | 1 | 1 | 1 | 1 | 1 | 1 | 1 | 1 | 1 | 1 | 1 | 1 | 1 | 1
Northern_California_Li_Battery_8hr_141 | caiso-deliverability | Tesla_Bellota_HSN | Reliability_Capacity_In_Model_Year | System RA | Northern_California_Li_Battery_8hr_141 | 1 | 1 | 1 | 1 | 1 | 1 | 1 | 1 | 1 | 1 | 1 | 1 | 1 | 1 | 1 | 1 | 1 | 1 | 1 | 1 | 1 | 1 | 1 | 1 | 1 | 1 | 1 | 1 | 1 | 1 | 1
Northern_California_Li_Battery_8hr_144 | caiso-deliverability | Tesla_Bellota_HSN | Reliability_Capacity_In_Model_Year | System RA | Northern_California_Li_Battery_8hr_144 | 1 | 1 | 1 | 1 | 1 | 1 | 1 | 1 | 1 | 1 | 1 | 1 | 1 | 1 | 1 | 1 | 1 | 1 | 1 | 1 | 1 | 1 | 1 | 1 | 1 | 1 | 1 | 1 | 1 | 1 | 1
Northern_California_Li_Battery_8hr_149 | caiso-deliverability | Tesla_Bellota_HSN | Reliability_Capacity_In_Model_Year | System RA | Northern_California_Li_Battery_8hr_149 | 1 | 1 | 1 | 1 | 1 | 1 | 1 | 1 | 1 | 1 | 1 | 1 | 1 | 1 | 1 | 1 | 1 | 1 | 1 | 1 | 1 | 1 | 1 | 1 | 1 | 1 | 1 | 1 | 1 | 1 | 1
Northern_California_Li_Battery_8hr_155 | caiso-deliverability | Tesla_Bellota_HSN | Reliability_Capacity_In_Model_Year | System RA | Northern_California_Li_Battery_8hr_155 | 1 | 1 | 1 | 1 | 1 | 1 | 1 | 1 | 1 | 1 | 1 | 1 | 1 | 1 | 1 | 1 | 1 | 1 | 1 | 1 | 1 | 1 | 1 | 1 | 1 | 1 | 1 | 1 | 1 | 1 | 1
Northern_California_Li_Battery_8hr_157 | caiso-deliverability | Tesla_Bellota_HSN | Reliability_Capacity_In_Model_Year | System RA | Northern_California_Li_Battery_8hr_157 | 1 | 1 | 1 | 1 | 1 | 1 | 1 | 1 | 1 | 1 | 1 | 1 | 1 | 1 | 1 | 1 | 1 | 1 | 1 | 1 | 1 | 1 | 1 | 1 | 1 | 1 | 1 | 1 | 1 | 1 | 1
Northern_California_Li_Battery_8hr_158 | caiso-deliverability | Tesla_Bellota_HSN | Reliability_Capacity_In_Model_Year | System RA | Northern_California_Li_Battery_8hr_158 | 1 | 1 | 1 | 1 | 1 | 1 | 1 | 1 | 1 | 1 | 1 | 1 | 1 | 1 | 1 | 1 | 1 | 1 | 1 | 1 | 1 | 1 | 1 | 1 | 1 | 1 | 1 | 1 | 1 | 1 | 1
Northern_California_Li_Battery_8hr_159 | caiso-deliverability | Tesla_Bellota_HSN | Reliability_Capacity_In_Model_Year | System RA | Northern_California_Li_Battery_8hr_159 | 1 | 1 | 1 | 1 | 1 | 1 | 1 | 1 | 1 | 1 | 1 | 1 | 1 | 1 | 1 | 1 | 1 | 1 | 1 | 1 | 1 | 1 | 1 | 1 | 1 | 1 | 1 | 1 | 1 | 1 | 1
Southern_PGAE_Li_Battery_8hr_161 | caiso-deliverability | Tesla_Bellota_HSN | Reliability_Capacity_In_Model_Year | System RA | Southern_PGAE_Li_Battery_8hr_161 | 1 | 1 | 1 | 1 | 1 | 1 | 1 | 1 | 1 | 1 | 1 | 1 | 1 | 1 | 1 | 1 | 1 | 1 | 1 | 1 | 1 | 1 | 1 | 1 | 1 | 1 | 1 | 1 | 1 | 1 | 1
Southern_PGAE_Li_Battery_8hr_163 | caiso-deliverability | Tesla_Bellota_HSN | Reliability_Capacity_In_Model_Year | System RA | Southern_PGAE_Li_Battery_8hr_163 | 1 | 1 | 1 | 1 | 1 | 1 | 1 | 1 | 1 | 1 | 1 | 1 | 1 | 1 | 1 | 1 | 1 | 1 | 1 | 1 | 1 | 1 | 1 | 1 | 1 | 1 | 1 | 1 | 1 | 1 | 1
Northern_California_Li_Battery_8hr_166 | caiso-deliverability | Tesla_Bellota_HSN | Reliability_Capacity_In_Model_Year | System RA | Northern_California_Li_Battery_8hr_166 | 1 | 1 | 1 | 1 | 1 | 1 | 1 | 1 | 1 | 1 | 1 | 1 | 1 | 1 | 1 | 1 | 1 | 1 | 1 | 1 | 1 | 1 | 1 | 1 | 1 | 1 | 1 | 1 | 1 | 1 | 1
Northern_California_Li_Battery_8hr_172 | caiso-deliverability | Tesla_Bellota_HSN | Reliability_Capacity_In_Model_Year | System RA | Northern_California_Li_Battery_8hr_172 | 1 | 1 | 1 | 1 | 1 | 1 | 1 | 1 | 1 | 1 | 1 | 1 | 1 | 1 | 1 | 1 | 1 | 1 | 1 | 1 | 1 | 1 | 1 | 1 | 1 | 1 | 1 | 1 | 1 | 1 | 1
Northern_California_Li_Battery_8hr_179 | caiso-deliverability | Tesla_Bellota_HSN | Reliability_Capacity_In_Model_Year | System RA | Northern_California_Li_Battery_8hr_179 | 1 | 1 | 1 | 1 | 1 | 1 | 1 | 1 | 1 | 1 | 1 | 1 | 1 | 1 | 1 | 1 | 1 | 1 | 1 | 1 | 1 | 1 | 1 | 1 | 1 | 1 | 1 | 1 | 1 | 1 | 1
Northern_California_Solar_41 | caiso-deliverability | Tesla_Bellota_HSN | Reliability_Capacity_In_Model_Year | System RA | Northern_California_Solar_41 | 0.1 | 0.1 | 0.1 | 0.1 | 0.1 | 0.1 | 0.1 | 0.1 | 0.1 | 0.1 | 0.1 | 0.1 | 0.1 | 0.1 | 0.1 | 0.1 | 0.1 | 0.1 | 0.1 | 0.1 | 0.1 | 0.1 | 0.1 | 0.1 | 0.1 | 0.1 | 0.1 | 0.1 | 0.1 | 0.1 | 0.1
Northern_California_Solar_57 | caiso-deliverability | Tesla_Bellota_HSN | Reliability_Capacity_In_Model_Year | System RA | Northern_California_Solar_57 | 0.1 | 0.1 | 0.1 | 0.1 | 0.1 | 0.1 | 0.1 | 0.1 | 0.1 | 0.1 | 0.1 | 0.1 | 0.1 | 0.1 | 0.1 | 0.1 | 0.1 | 0.1 | 0.1 | 0.1 | 0.1 | 0.1 | 0.1 | 0.1 | 0.1 | 0.1 | 0.1 | 0.1 | 0.1 | 0.1 | 0.1
Northern_California_Solar_68 | caiso-deliverability | Tesla_Bellota_HSN | Reliability_Capacity_In_Model_Year | System RA | Northern_California_Solar_68 | 0.1 | 0.1 | 0.1 | 0.1 | 0.1 | 0.1 | 0.1 | 0.1 | 0.1 | 0.1 | 0.1 | 0.1 | 0.1 | 0.1 | 0.1 | 0.1 | 0.1 | 0.1 | 0.1 | 0.1 | 0.1 | 0.1 | 0.1 | 0.1 | 0.1 | 0.1 | 0.1 | 0.1 | 0.1 | 0.1 | 0.1
Northern_California_Solar_73 | caiso-deliverability | Tesla_Bellota_HSN | Reliability_Capacity_In_Model_Year | System RA | Northern_California_Solar_73 | 0.1 | 0.1 | 0.1 | 0.1 | 0.1 | 0.1 | 0.1 | 0.1 | 0.1 | 0.1 | 0.1 | 0.1 | 0.1 | 0.1 | 0.1 | 0.1 | 0.1 | 0.1 | 0.1 | 0.1 | 0.1 | 0.1 | 0.1 | 0.1 | 0.1 | 0.1 | 0.1 | 0.1 | 0.1 | 0.1 | 0.1
Northern_California_Solar_76 | caiso-deliverability | Tesla_Bellota_HSN | Reliability_Capacity_In_Model_Year | System RA | Northern_California_Solar_76 | 0.1 | 0.1 | 0.1 | 0.1 | 0.1 | 0.1 | 0.1 | 0.1 | 0.1 | 0.1 | 0.1 | 0.1 | 0.1 | 0.1 | 0.1 | 0.1 | 0.1 | 0.1 | 0.1 | 0.1 | 0.1 | 0.1 | 0.1 | 0.1 | 0.1 | 0.1 | 0.1 | 0.1 | 0.1 | 0.1 | 0.1
Northern_California_Solar_82 | caiso-deliverability | Tesla_Bellota_HSN | Reliability_Capacity_In_Model_Year | System RA | Northern_California_Solar_82 | 0.1 | 0.1 | 0.1 | 0.1 | 0.1 | 0.1 | 0.1 | 0.1 | 0.1 | 0.1 | 0.1 | 0.1 | 0.1 | 0.1 | 0.1 | 0.1 | 0.1 | 0.1 | 0.1 | 0.1 | 0.1 | 0.1 | 0.1 | 0.1 | 0.1 | 0.1 | 0.1 | 0.1 | 0.1 | 0.1 | 0.1
Northern_California_Solar_92 | caiso-deliverability | Tesla_Bellota_HSN | Reliability_Capacity_In_Model_Year | System RA | Northern_California_Solar_92 | 0.1 | 0.1 | 0.1 | 0.1 | 0.1 | 0.1 | 0.1 | 0.1 | 0.1 | 0.1 | 0.1 | 0.1 | 0.1 | 0.1 | 0.1 | 0.1 | 0.1 | 0.1 | 0.1 | 0.1 | 0.1 | 0.1 | 0.1 | 0.1 | 0.1 | 0.1 | 0.1 | 0.1 | 0.1 | 0.1 | 0.1
Northern_California_Solar_96 | caiso-deliverability | Tesla_Bellota_HSN | Reliability_Capacity_In_Model_Year | System RA | Northern_California_Solar_96 | 0.1 | 0.1 | 0.1 | 0.1 | 0.1 | 0.1 | 0.1 | 0.1 | 0.1 | 0.1 | 0.1 | 0.1 | 0.1 | 0.1 | 0.1 | 0.1 | 0.1 | 0.1 | 0.1 | 0.1 | 0.1 | 0.1 | 0.1 | 0.1 | 0.1 | 0.1 | 0.1 | 0.1 | 0.1 | 0.1 | 0.1
Northern_California_Solar_112 | caiso-deliverability | Tesla_Bellota_HSN | Reliability_Capacity_In_Model_Year | System RA | Northern_California_Solar_112 | 0.1 | 0.1 | 0.1 | 0.1 | 0.1 | 0.1 | 0.1 | 0.1 | 0.1 | 0.1 | 0.1 | 0.1 | 0.1 | 0.1 | 0.1 | 0.1 | 0.1 | 0.1 | 0.1 | 0.1 | 0.1 | 0.1 | 0.1 | 0.1 | 0.1 | 0.1 | 0.1 | 0.1 | 0.1 | 0.1 | 0.1
Northern_California_Solar_113 | caiso-deliverability | Tesla_Bellota_HSN | Reliability_Capacity_In_Model_Year | System RA | Northern_California_Solar_113 | 0.1 | 0.1 | 0.1 | 0.1 | 0.1 | 0.1 | 0.1 | 0.1 | 0.1 | 0.1 | 0.1 | 0.1 | 0.1 | 0.1 | 0.1 | 0.1 | 0.1 | 0.1 | 0.1 | 0.1 | 0.1 | 0.1 | 0.1 | 0.1 | 0.1 | 0.1 | 0.1 | 0.1 | 0.1 | 0.1 | 0.1
Northern_California_Solar_114 | caiso-deliverability | Tesla_Bellota_HSN | Reliability_Capacity_In_Model_Year | System RA | Northern_California_Solar_114 | 0.1 | 0.1 | 0.1 | 0.1 | 0.1 | 0.1 | 0.1 | 0.1 | 0.1 | 0.1 | 0.1 | 0.1 | 0.1 | 0.1 | 0.1 | 0.1 | 0.1 | 0.1 | 0.1 | 0.1 | 0.1 | 0.1 | 0.1 | 0.1 | 0.1 | 0.1 | 0.1 | 0.1 | 0.1 | 0.1 | 0.1
Northern_California_Solar_116 | caiso-deliverability | Tesla_Bellota_HSN | Reliability_Capacity_In_Model_Year | System RA | Northern_California_Solar_116 | 0.1 | 0.1 | 0.1 | 0.1 | 0.1 | 0.1 | 0.1 | 0.1 | 0.1 | 0.1 | 0.1 | 0.1 | 0.1 | 0.1 | 0.1 | 0.1 | 0.1 | 0.1 | 0.1 | 0.1 | 0.1 | 0.1 | 0.1 | 0.1 | 0.1 | 0.1 | 0.1 | 0.1 | 0.1 | 0.1 | 0.1
Northern_California_Solar_122 | caiso-deliverability | Tesla_Bellota_HSN | Reliability_Capacity_In_Model_Year | System RA | Northern_California_Solar_122 | 0.1 | 0.1 | 0.1 | 0.1 | 0.1 | 0.1 | 0.1 | 0.1 | 0.1 | 0.1 | 0.1 | 0.1 | 0.1 | 0.1 | 0.1 | 0.1 | 0.1 | 0.1 | 0.1 | 0.1 | 0.1 | 0.1 | 0.1 | 0.1 | 0.1 | 0.1 | 0.1 | 0.1 | 0.1 | 0.1 | 0.1
Northern_California_Solar_126 | caiso-deliverability | Tesla_Bellota_HSN | Reliability_Capacity_In_Model_Year | System RA | Northern_California_Solar_126 | 0.1 | 0.1 | 0.1 | 0.1 | 0.1 | 0.1 | 0.1 | 0.1 | 0.1 | 0.1 | 0.1 | 0.1 | 0.1 | 0.1 | 0.1 | 0.1 | 0.1 | 0.1 | 0.1 | 0.1 | 0.1 | 0.1 | 0.1 | 0.1 | 0.1 | 0.1 | 0.1 | 0.1 | 0.1 | 0.1 | 0.1
Northern_California_Solar_135 | caiso-deliverability | Tesla_Bellota_HSN | Reliability_Capacity_In_Model_Year | System RA | Northern_California_Solar_135 | 0.1 | 0.1 | 0.1 | 0.1 | 0.1 | 0.1 | 0.1 | 0.1 | 0.1 | 0.1 | 0.1 | 0.1 | 0.1 | 0.1 | 0.1 | 0.1 | 0.1 | 0.1 | 0.1 | 0.1 | 0.1 | 0.1 | 0.1 | 0.1 | 0.1 | 0.1 | 0.1 | 0.1 | 0.1 | 0.1 | 0.1
Northern_California_Solar_138 | caiso-deliverability | Tesla_Bellota_HSN | Reliability_Capacity_In_Model_Year | System RA | Northern_California_Solar_138 | 0.1 | 0.1 | 0.1 | 0.1 | 0.1 | 0.1 | 0.1 | 0.1 | 0.1 | 0.1 | 0.1 | 0.1 | 0.1 | 0.1 | 0.1 | 0.1 | 0.1 | 0.1 | 0.1 | 0.1 | 0.1 | 0.1 | 0.1 | 0.1 | 0.1 | 0.1 | 0.1 | 0.1 | 0.1 | 0.1 | 0.1
Northern_California_Solar_141 | caiso-deliverability | Tesla_Bellota_HSN | Reliability_Capacity_In_Model_Year | System RA | Northern_California_Solar_141 | 0.1 | 0.1 | 0.1 | 0.1 | 0.1 | 0.1 | 0.1 | 0.1 | 0.1 | 0.1 | 0.1 | 0.1 | 0.1 | 0.1 | 0.1 | 0.1 | 0.1 | 0.1 | 0.1 | 0.1 | 0.1 | 0.1 | 0.1 | 0.1 | 0.1 | 0.1 | 0.1 | 0.1 | 0.1 | 0.1 | 0.1
Northern_California_Solar_144 | caiso-deliverability | Tesla_Bellota_HSN | Reliability_Capacity_In_Model_Year | System RA | Northern_California_Solar_144 | 0.1 | 0.1 | 0.1 | 0.1 | 0.1 | 0.1 | 0.1 | 0.1 | 0.1 | 0.1 | 0.1 | 0.1 | 0.1 | 0.1 | 0.1 | 0.1 | 0.1 | 0.1 | 0.1 | 0.1 | 0.1 | 0.1 | 0.1 | 0.1 | 0.1 | 0.1 | 0.1 | 0.1 | 0.1 | 0.1 | 0.1
Northern_California_Solar_149 | caiso-deliverability | Tesla_Bellota_HSN | Reliability_Capacity_In_Model_Year | System RA | Northern_California_Solar_149 | 0.1 | 0.1 | 0.1 | 0.1 | 0.1 | 0.1 | 0.1 | 0.1 | 0.1 | 0.1 | 0.1 | 0.1 | 0.1 | 0.1 | 0.1 | 0.1 | 0.1 | 0.1 | 0.1 | 0.1 | 0.1 | 0.1 | 0.1 | 0.1 | 0.1 | 0.1 | 0.1 | 0.1 | 0.1 | 0.1 | 0.1
Northern_California_Solar_155 | caiso-deliverability | Tesla_Bellota_HSN | Reliability_Capacity_In_Model_Year | System RA | Northern_California_Solar_155 | 0.1 | 0.1 | 0.1 | 0.1 | 0.1 | 0.1 | 0.1 | 0.1 | 0.1 | 0.1 | 0.1 | 0.1 | 0.1 | 0.1 | 0.1 | 0.1 | 0.1 | 0.1 | 0.1 | 0.1 | 0.1 | 0.1 | 0.1 | 0.1 | 0.1 | 0.1 | 0.1 | 0.1 | 0.1 | 0.1 | 0.1
Northern_California_Solar_157 | caiso-deliverability | Tesla_Bellota_HSN | Reliability_Capacity_In_Model_Year | System RA | Northern_California_Solar_157 | 0.1 | 0.1 | 0.1 | 0.1 | 0.1 | 0.1 | 0.1 | 0.1 | 0.1 | 0.1 | 0.1 | 0.1 | 0.1 | 0.1 | 0.1 | 0.1 | 0.1 | 0.1 | 0.1 | 0.1 | 0.1 | 0.1 | 0.1 | 0.1 | 0.1 | 0.1 | 0.1 | 0.1 | 0.1 | 0.1 | 0.1
Northern_California_Solar_158 | caiso-deliverability | Tesla_Bellota_HSN | Reliability_Capacity_In_Model_Year | System RA | Northern_California_Solar_158 | 0.1 | 0.1 | 0.1 | 0.1 | 0.1 | 0.1 | 0.1 | 0.1 | 0.1 | 0.1 | 0.1 | 0.1 | 0.1 | 0.1 | 0.1 | 0.1 | 0.1 | 0.1 | 0.1 | 0.1 | 0.1 | 0.1 | 0.1 | 0.1 | 0.1 | 0.1 | 0.1 | 0.1 | 0.1 | 0.1 | 0.1
Northern_California_Solar_159 | caiso-deliverability | Tesla_Bellota_HSN | Reliability_Capacity_In_Model_Year | System RA | Northern_California_Solar_159 | 0.1 | 0.1 | 0.1 | 0.1 | 0.1 | 0.1 | 0.1 | 0.1 | 0.1 | 0.1 | 0.1 | 0.1 | 0.1 | 0.1 | 0.1 | 0.1 | 0.1 | 0.1 | 0.1 | 0.1 | 0.1 | 0.1 | 0.1 | 0.1 | 0.1 | 0.1 | 0.1 | 0.1 | 0.1 | 0.1 | 0.1
Northern_California_Solar_166 | caiso-deliverability | Tesla_Bellota_HSN | Reliability_Capacity_In_Model_Year | System RA | Northern_California_Solar_166 | 0.1 | 0.1 | 0.1 | 0.1 | 0.1 | 0.1 | 0.1 | 0.1 | 0.1 | 0.1 | 0.1 | 0.1 | 0.1 | 0.1 | 0.1 | 0.1 | 0.1 | 0.1 | 0.1 | 0.1 | 0.1 | 0.1 | 0.1 | 0.1 | 0.1 | 0.1 | 0.1 | 0.1 | 0.1 | 0.1 | 0.1
Northern_California_Solar_172 | caiso-deliverability | Tesla_Bellota_HSN | Reliability_Capacity_In_Model_Year | System RA | Northern_California_Solar_172 | 0.1 | 0.1 | 0.1 | 0.1 | 0.1 | 0.1 | 0.1 | 0.1 | 0.1 | 0.1 | 0.1 | 0.1 | 0.1 | 0.1 | 0.1 | 0.1 | 0.1 | 0.1 | 0.1 | 0.1 | 0.1 | 0.1 | 0.1 | 0.1 | 0.1 | 0.1 | 0.1 | 0.1 | 0.1 | 0.1 | 0.1
Northern_California_Solar_179 | caiso-deliverability | Tesla_Bellota_HSN | Reliability_Capacity_In_Model_Year | System RA | Northern_California_Solar_179 | 0.1 | 0.1 | 0.1 | 0.1 | 0.1 | 0.1 | 0.1 | 0.1 | 0.1 | 0.1 | 0.1 | 0.1 | 0.1 | 0.1 | 0.1 | 0.1 | 0.1 | 0.1 | 0.1 | 0.1 | 0.1 | 0.1 | 0.1 | 0.1 | 0.1 | 0.1 | 0.1 | 0.1 | 0.1 | 0.1 | 0.1
Northern_California_Wind_76 | caiso-deliverability | Tesla_Bellota_HSN | Reliability_Capacity_In_Model_Year | System RA | Northern_California_Wind_76 | 0.665 | 0.665 | 0.665 | 0.665 | 0.665 | 0.665 | 0.665 | 0.665 | 0.665 | 0.665 | 0.665 | 0.665 | 0.665 | 0.665 | 0.665 | 0.665 | 0.665 | 0.665 | 0.665 | 0.665 | 0.665 | 0.665 | 0.665 | 0.665 | 0.665 | 0.665 | 0.665 | 0.665 | 0.665 | 0.665 | 0.665
Northern_California_Wind_159 | caiso-deliverability | Tesla_Bellota_HSN | Reliability_Capacity_In_Model_Year | System RA | Northern_California_Wind_159 | 0.665 | 0.665 | 0.665 | 0.665 | 0.665 | 0.665 | 0.665 | 0.665 | 0.665 | 0.665 | 0.665 | 0.665 | 0.665 | 0.665 | 0.665 | 0.665 | 0.665 | 0.665 | 0.665 | 0.665 | 0.665 | 0.665 | 0.665 | 0.665 | 0.665 | 0.665 | 0.665 | 0.665 | 0.665 | 0.665 | 0.665
Solano_Wind_122 | caiso-deliverability | Tesla_Bellota_HSN | Reliability_Capacity_In_Model_Year | System RA | Solano_Wind_122 | 0.665 | 0.665 | 0.665 | 0.665 | 0.665 | 0.665 | 0.665 | 0.665 | 0.665 | 0.665 | 0.665 | 0.665 | 0.665 | 0.665 | 0.665 | 0.665 | 0.665 | 0.665 | 0.665 | 0.665 | 0.665 | 0.665 | 0.665 | 0.665 | 0.665 | 0.665 | 0.665 | 0.665 | 0.665 | 0.665 | 0.665
Solano_Wind_126 | caiso-deliverability | Tesla_Bellota_HSN | Reliability_Capacity_In_Model_Year | System RA | Solano_Wind_126 | 0.665 | 0.665 | 0.665 | 0.665 | 0.665 | 0.665 | 0.665 | 0.665 | 0.665 | 0.665 | 0.665 | 0.665 | 0.665 | 0.665 | 0.665 | 0.665 | 0.665 | 0.665 | 0.665 | 0.665 | 0.665 | 0.665 | 0.665 | 0.665 | 0.665 | 0.665 | 0.665 | 0.665 | 0.665 | 0.665 | 0.665
Southern_PGAE_Solar_95 | caiso-deliverability | Tesla_Bellota_HSN | Reliability_Capacity_In_Model_Year | System RA | Southern_PGAE_Solar_95 | 0.1 | 0.1 | 0.1 | 0.1 | 0.1 | 0.1 | 0.1 | 0.1 | 0.1 | 0.1 | 0.1 | 0.1 | 0.1 | 0.1 | 0.1 | 0.1 | 0.1 | 0.1 | 0.1 | 0.1 | 0.1 | 0.1 | 0.1 | 0.1 | 0.1 | 0.1 | 0.1 | 0.1 | 0.1 | 0.1 | 0.1
Southern_PGAE_Solar_99 | caiso-deliverability | Tesla_Bellota_HSN | Reliability_Capacity_In_Model_Year | System RA | Southern_PGAE_Solar_99 | 0.1 | 0.1 | 0.1 | 0.1 | 0.1 | 0.1 | 0.1 | 0.1 | 0.1 | 0.1 | 0.1 | 0.1 | 0.1 | 0.1 | 0.1 | 0.1 | 0.1 | 0.1 | 0.1 | 0.1 | 0.1 | 0.1 | 0.1 | 0.1 | 0.1 | 0.1 | 0.1 | 0.1 | 0.1 | 0.1 | 0.1
Southern_PGAE_Solar_111 | caiso-deliverability | Tesla_Bellota_HSN | Reliability_Capacity_In_Model_Year | System RA | Southern_PGAE_Solar_111 | 0.1 | 0.1 | 0.1 | 0.1 | 0.1 | 0.1 | 0.1 | 0.1 | 0.1 | 0.1 | 0.1 | 0.1 | 0.1 | 0.1 | 0.1 | 0.1 | 0.1 | 0.1 | 0.1 | 0.1 | 0.1 | 0.1 | 0.1 | 0.1 | 0.1 | 0.1 | 0.1 | 0.1 | 0.1 | 0.1 | 0.1
Southern_PGAE_Solar_124 | caiso-deliverability | Tesla_Bellota_HSN | Reliability_Capacity_In_Model_Year | System RA | Southern_PGAE_Solar_124 | 0.1 | 0.1 | 0.1 | 0.1 | 0.1 | 0.1 | 0.1 | 0.1 | 0.1 | 0.1 | 0.1 | 0.1 | 0.1 | 0.1 | 0.1 | 0.1 | 0.1 | 0.1 | 0.1 | 0.1 | 0.1 | 0.1 | 0.1 | 0.1 | 0.1 | 0.1 | 0.1 | 0.1 | 0.1 | 0.1 | 0.1
Southern_PGAE_Solar_139 | caiso-deliverability | Tesla_Bellota_HSN | Reliability_Capacity_In_Model_Year | System RA | Southern_PGAE_Solar_139 | 0.1 | 0.1 | 0.1 | 0.1 | 0.1 | 0.1 | 0.1 | 0.1 | 0.1 | 0.1 | 0.1 | 0.1 | 0.1 | 0.1 | 0.1 | 0.1 | 0.1 | 0.1 | 0.1 | 0.1 | 0.1 | 0.1 | 0.1 | 0.1 | 0.1 | 0.1 | 0.1 | 0.1 | 0.1 | 0.1 | 0.1
Southern_PGAE_Solar_161 | caiso-deliverability | Tesla_Bellota_HSN | Reliability_Capacity_In_Model_Year | System RA | Southern_PGAE_Solar_161 | 0.1 | 0.1 | 0.1 | 0.1 | 0.1 | 0.1 | 0.1 | 0.1 | 0.1 | 0.1 | 0.1 | 0.1 | 0.1 | 0.1 | 0.1 | 0.1 | 0.1 | 0.1 | 0.1 | 0.1 | 0.1 | 0.1 | 0.1 | 0.1 | 0.1 | 0.1 | 0.1 | 0.1 | 0.1 | 0.1 | 0.1
Southern_PGAE_Solar_163 | caiso-deliverability | Tesla_Bellota_HSN | Reliability_Capacity_In_Model_Year | System RA | Southern_PGAE_Solar_163 | 0.1 | 0.1 | 0.1 | 0.1 | 0.1 | 0.1 | 0.1 | 0.1 | 0.1 | 0.1 | 0.1 | 0.1 | 0.1 | 0.1 | 0.1 | 0.1 | 0.1 | 0.1 | 0.1 | 0.1 | 0.1 | 0.1 | 0.1 | 0.1 | 0.1 | 0.1 | 0.1 | 0.1 | 0.1 | 0.1 | 0.1
Nikola_group | caiso-deliverability | Tesla_Bellota_HSN | Operational_New_Capacity_MW | Nikola_group |  | -0.23904 | -0.23904 | -0.23904 | -0.23904 | -0.23904 | -0.23904 | -0.23904 | -0.23904 | -0.23904 | -0.23904 | -0.23904 | -0.23904 | -0.23904 | -0.23904 | -0.23904 | -0.23904 | -0.23904 | -0.23904 | -0.23904 | -0.23904 | -0.23904 | -0.23904 | -0.23904 | -0.23904 | -0.23904 | -0.23904 | -0.23904 | -0.23904 | -0.23904 | -0.23904 | -0.23904
Northern_California_Flow_Battery_41 | caiso-deliverability | Tesla_Bellota_offpeak | Operational_New_Capacity_MW | Northern_California_Flow_Battery_41 |  | -1 | -1 | -1 | -1 | -1 | -1 | -1 | -1 | -1 | -1 | -1 | -1 | -1 | -1 | -1 | -1 | -1 | -1 | -1 | -1 | -1 | -1 | -1 | -1 | -1 | -1 | -1 | -1 | -1 | -1 | -1
Northern_California_Flow_Battery_57 | caiso-deliverability | Tesla_Bellota_offpeak | Operational_New_Capacity_MW | Northern_California_Flow_Battery_57 |  | -1 | -1 | -1 | -1 | -1 | -1 | -1 | -1 | -1 | -1 | -1 | -1 | -1 | -1 | -1 | -1 | -1 | -1 | -1 | -1 | -1 | -1 | -1 | -1 | -1 | -1 | -1 | -1 | -1 | -1 | -1
Northern_California_Flow_Battery_68 | caiso-deliverability | Tesla_Bellota_offpeak | Operational_New_Capacity_MW | Northern_California_Flow_Battery_68 |  | -1 | -1 | -1 | -1 | -1 | -1 | -1 | -1 | -1 | -1 | -1 | -1 | -1 | -1 | -1 | -1 | -1 | -1 | -1 | -1 | -1 | -1 | -1 | -1 | -1 | -1 | -1 | -1 | -1 | -1 | -1
Northern_California_Flow_Battery_73 | caiso-deliverability | Tesla_Bellota_offpeak | Operational_New_Capacity_MW | Northern_California_Flow_Battery_73 |  | -1 | -1 | -1 | -1 | -1 | -1 | -1 | -1 | -1 | -1 | -1 | -1 | -1 | -1 | -1 | -1 | -1 | -1 | -1 | -1 | -1 | -1 | -1 | -1 | -1 | -1 | -1 | -1 | -1 | -1 | -1
Northern_California_Flow_Battery_76 | caiso-deliverability | Tesla_Bellota_offpeak | Operational_New_Capacity_MW | Northern_California_Flow_Battery_76 |  | -1 | -1 | -1 | -1 | -1 | -1 | -1 | -1 | -1 | -1 | -1 | -1 | -1 | -1 | -1 | -1 | -1 | -1 | -1 | -1 | -1 | -1 | -1 | -1 | -1 | -1 | -1 | -1 | -1 | -1 | -1
Northern_California_Flow_Battery_82 | caiso-deliverability | Tesla_Bellota_offpeak | Operational_New_Capacity_MW | Northern_California_Flow_Battery_82 |  | -1 | -1 | -1 | -1 | -1 | -1 | -1 | -1 | -1 | -1 | -1 | -1 | -1 | -1 | -1 | -1 | -1 | -1 | -1 | -1 | -1 | -1 | -1 | -1 | -1 | -1 | -1 | -1 | -1 | -1 | -1
Northern_California_Flow_Battery_92 | caiso-deliverability | Tesla_Bellota_offpeak | Operational_New_Capacity_MW | Northern_California_Flow_Battery_92 |  | -1 | -1 | -1 | -1 | -1 | -1 | -1 | -1 | -1 | -1 | -1 | -1 | -1 | -1 | -1 | -1 | -1 | -1 | -1 | -1 | -1 | -1 | -1 | -1 | -1 | -1 | -1 | -1 | -1 | -1 | -1
Southern_PGAE_Flow_Battery_95 | caiso-deliverability | Tesla_Bellota_offpeak | Operational_New_Capacity_MW | Southern_PGAE_Flow_Battery_95 |  | -1 | -1 | -1 | -1 | -1 | -1 | -1 | -1 | -1 | -1 | -1 | -1 | -1 | -1 | -1 | -1 | -1 | -1 | -1 | -1 | -1 | -1 | -1 | -1 | -1 | -1 | -1 | -1 | -1 | -1 | -1
Northern_California_Flow_Battery_96 | caiso-deliverability | Tesla_Bellota_offpeak | Operational_New_Capacity_MW | Northern_California_Flow_Battery_96 |  | -1 | -1 | -1 | -1 | -1 | -1 | -1 | -1 | -1 | -1 | -1 | -1 | -1 | -1 | -1 | -1 | -1 | -1 | -1 | -1 | -1 | -1 | -1 | -1 | -1 | -1 | -1 | -1 | -1 | -1 | -1
Southern_PGAE_Flow_Battery_99 | caiso-deliverability | Tesla_Bellota_offpeak | Operational_New_Capacity_MW | Southern_PGAE_Flow_Battery_99 |  | -1 | -1 | -1 | -1 | -1 | -1 | -1 | -1 | -1 | -1 | -1 | -1 | -1 | -1 | -1 | -1 | -1 | -1 | -1 | -1 | -1 | -1 | -1 | -1 | -1 | -1 | -1 | -1 | -1 | -1 | -1
Southern_PGAE_Flow_Battery_111 | caiso-deliverability | Tesla_Bellota_offpeak | Operational_New_Capacity_MW | Southern_PGAE_Flow_Battery_111 |  | -1 | -1 | -1 | -1 | -1 | -1 | -1 | -1 | -1 | -1 | -1 | -1 | -1 | -1 | -1 | -1 | -1 | -1 | -1 | -1 | -1 | -1 | -1 | -1 | -1 | -1 | -1 | -1 | -1 | -1 | -1
Northern_California_Flow_Battery_112 | caiso-deliverability | Tesla_Bellota_offpeak | Operational_New_Capacity_MW | Northern_California_Flow_Battery_112 |  | -1 | -1 | -1 | -1 | -1 | -1 | -1 | -1 | -1 | -1 | -1 | -1 | -1 | -1 | -1 | -1 | -1 | -1 | -1 | -1 | -1 | -1 | -1 | -1 | -1 | -1 | -1 | -1 | -1 | -1 | -1
Northern_California_Flow_Battery_113 | caiso-deliverability | Tesla_Bellota_offpeak | Operational_New_Capacity_MW | Northern_California_Flow_Battery_113 |  | -1 | -1 | -1 | -1 | -1 | -1 | -1 | -1 | -1 | -1 | -1 | -1 | -1 | -1 | -1 | -1 | -1 | -1 | -1 | -1 | -1 | -1 | -1 | -1 | -1 | -1 | -1 | -1 | -1 | -1 | -1
Northern_California_Flow_Battery_114 | caiso-deliverability | Tesla_Bellota_offpeak | Operational_New_Capacity_MW | Northern_California_Flow_Battery_114 |  | -1 | -1 | -1 | -1 | -1 | -1 | -1 | -1 | -1 | -1 | -1 | -1 | -1 | -1 | -1 | -1 | -1 | -1 | -1 | -1 | -1 | -1 | -1 | -1 | -1 | -1 | -1 | -1 | -1 | -1 | -1
Northern_California_Flow_Battery_116 | caiso-deliverability | Tesla_Bellota_offpeak | Operational_New_Capacity_MW | Northern_California_Flow_Battery_116 |  | -1 | -1 | -1 | -1 | -1 | -1 | -1 | -1 | -1 | -1 | -1 | -1 | -1 | -1 | -1 | -1 | -1 | -1 | -1 | -1 | -1 | -1 | -1 | -1 | -1 | -1 | -1 | -1 | -1 | -1 | -1
Northern_California_Flow_Battery_122 | caiso-deliverability | Tesla_Bellota_offpeak | Operational_New_Capacity_MW | Northern_California_Flow_Battery_122 |  | -1 | -1 | -1 | -1 | -1 | -1 | -1 | -1 | -1 | -1 | -1 | -1 | -1 | -1 | -1 | -1 | -1 | -1 | -1 | -1 | -1 | -1 | -1 | -1 | -1 | -1 | -1 | -1 | -1 | -1 | -1
Southern_PGAE_Flow_Battery_124 | caiso-deliverability | Tesla_Bellota_offpeak | Operational_New_Capacity_MW | Southern_PGAE_Flow_Battery_124 |  | -1 | -1 | -1 | -1 | -1 | -1 | -1 | -1 | -1 | -1 | -1 | -1 | -1 | -1 | -1 | -1 | -1 | -1 | -1 | -1 | -1 | -1 | -1 | -1 | -1 | -1 | -1 | -1 | -1 | -1 | -1
Northern_California_Flow_Battery_126 | caiso-deliverability | Tesla_Bellota_offpeak | Operational_New_Capacity_MW | Northern_California_Flow_Battery_126 |  | -1 | -1 | -1 | -1 | -1 | -1 | -1 | -1 | -1 | -1 | -1 | -1 | -1 | -1 | -1 | -1 | -1 | -1 | -1 | -1 | -1 | -1 | -1 | -1 | -1 | -1 | -1 | -1 | -1 | -1 | -1
Northern_California_Flow_Battery_135 | caiso-deliverability | Tesla_Bellota_offpeak | Operational_New_Capacity_MW | Northern_California_Flow_Battery_135 |  | -1 | -1 | -1 | -1 | -1 | -1 | -1 | -1 | -1 | -1 | -1 | -1 | -1 | -1 | -1 | -1 | -1 | -1 | -1 | -1 | -1 | -1 | -1 | -1 | -1 | -1 | -1 | -1 | -1 | -1 | -1
Northern_California_Flow_Battery_138 | caiso-deliverability | Tesla_Bellota_offpeak | Operational_New_Capacity_MW | Northern_California_Flow_Battery_138 |  | -1 | -1 | -1 | -1 | -1 | -1 | -1 | -1 | -1 | -1 | -1 | -1 | -1 | -1 | -1 | -1 | -1 | -1 | -1 | -1 | -1 | -1 | -1 | -1 | -1 | -1 | -1 | -1 | -1 | -1 | -1
Southern_PGAE_Flow_Battery_139 | caiso-deliverability | Tesla_Bellota_offpeak | Operational_New_Capacity_MW | Southern_PGAE_Flow_Battery_139 |  | -1 | -1 | -1 | -1 | -1 | -1 | -1 | -1 | -1 | -1 | -1 | -1 | -1 | -1 | -1 | -1 | -1 | -1 | -1 | -1 | -1 | -1 | -1 | -1 | -1 | -1 | -1 | -1 | -1 | -1 | -1
Northern_California_Flow_Battery_141 | caiso-deliverability | Tesla_Bellota_offpeak | Operational_New_Capacity_MW | Northern_California_Flow_Battery_141 |  | -1 | -1 | -1 | -1 | -1 | -1 | -1 | -1 | -1 | -1 | -1 | -1 | -1 | -1 | -1 | -1 | -1 | -1 | -1 | -1 | -1 | -1 | -1 | -1 | -1 | -1 | -1 | -1 | -1 | -1 | -1
Northern_California_Flow_Battery_144 | caiso-deliverability | Tesla_Bellota_offpeak | Operational_New_Capacity_MW | Northern_California_Flow_Battery_144 |  | -1 | -1 | -1 | -1 | -1 | -1 | -1 | -1 | -1 | -1 | -1 | -1 | -1 | -1 | -1 | -1 | -1 | -1 | -1 | -1 | -1 | -1 | -1 | -1 | -1 | -1 | -1 | -1 | -1 | -1 | -1
Northern_California_Flow_Battery_149 | caiso-deliverability | Tesla_Bellota_offpeak | Operational_New_Capacity_MW | Northern_California_Flow_Battery_149 |  | -1 | -1 | -1 | -1 | -1 | -1 | -1 | -1 | -1 | -1 | -1 | -1 | -1 | -1 | -1 | -1 | -1 | -1 | -1 | -1 | -1 | -1 | -1 | -1 | -1 | -1 | -1 | -1 | -1 | -1 | -1
Northern_California_Flow_Battery_155 | caiso-deliverability | Tesla_Bellota_offpeak | Operational_New_Capacity_MW | Northern_California_Flow_Battery_155 |  | -1 | -1 | -1 | -1 | -1 | -1 | -1 | -1 | -1 | -1 | -1 | -1 | -1 | -1 | -1 | -1 | -1 | -1 | -1 | -1 | -1 | -1 | -1 | -1 | -1 | -1 | -1 | -1 | -1 | -1 | -1
Northern_California_Flow_Battery_157 | caiso-deliverability | Tesla_Bellota_offpeak | Operational_New_Capacity_MW | Northern_California_Flow_Battery_157 |  | -1 | -1 | -1 | -1 | -1 | -1 | -1 | -1 | -1 | -1 | -1 | -1 | -1 | -1 | -1 | -1 | -1 | -1 | -1 | -1 | -1 | -1 | -1 | -1 | -1 | -1 | -1 | -1 | -1 | -1 | -1
Northern_California_Flow_Battery_158 | caiso-deliverability | Tesla_Bellota_offpeak | Operational_New_Capacity_MW | Northern_California_Flow_Battery_158 |  | -1 | -1 | -1 | -1 | -1 | -1 | -1 | -1 | -1 | -1 | -1 | -1 | -1 | -1 | -1 | -1 | -1 | -1 | -1 | -1 | -1 | -1 | -1 | -1 | -1 | -1 | -1 | -1 | -1 | -1 | -1
Northern_California_Flow_Battery_159 | caiso-deliverability | Tesla_Bellota_offpeak | Operational_New_Capacity_MW | Northern_California_Flow_Battery_159 |  | -1 | -1 | -1 | -1 | -1 | -1 | -1 | -1 | -1 | -1 | -1 | -1 | -1 | -1 | -1 | -1 | -1 | -1 | -1 | -1 | -1 | -1 | -1 | -1 | -1 | -1 | -1 | -1 | -1 | -1 | -1
Southern_PGAE_Flow_Battery_161 | caiso-deliverability | Tesla_Bellota_offpeak | Operational_New_Capacity_MW | Southern_PGAE_Flow_Battery_161 |  | -1 | -1 | -1 | -1 | -1 | -1 | -1 | -1 | -1 | -1 | -1 | -1 | -1 | -1 | -1 | -1 | -1 | -1 | -1 | -1 | -1 | -1 | -1 | -1 | -1 | -1 | -1 | -1 | -1 | -1 | -1
Southern_PGAE_Flow_Battery_163 | caiso-deliverability | Tesla_Bellota_offpeak | Operational_New_Capacity_MW | Southern_PGAE_Flow_Battery_163 |  | -1 | -1 | -1 | -1 | -1 | -1 | -1 | -1 | -1 | -1 | -1 | -1 | -1 | -1 | -1 | -1 | -1 | -1 | -1 | -1 | -1 | -1 | -1 | -1 | -1 | -1 | -1 | -1 | -1 | -1 | -1
Northern_California_Flow_Battery_166 | caiso-deliverability | Tesla_Bellota_offpeak | Operational_New_Capacity_MW | Northern_California_Flow_Battery_166 |  | -1 | -1 | -1 | -1 | -1 | -1 | -1 | -1 | -1 | -1 | -1 | -1 | -1 | -1 | -1 | -1 | -1 | -1 | -1 | -1 | -1 | -1 | -1 | -1 | -1 | -1 | -1 | -1 | -1 | -1 | -1
Northern_California_Flow_Battery_172 | caiso-deliverability | Tesla_Bellota_offpeak | Operational_New_Capacity_MW | Northern_California_Flow_Battery_172 |  | -1 | -1 | -1 | -1 | -1 | -1 | -1 | -1 | -1 | -1 | -1 | -1 | -1 | -1 | -1 | -1 | -1 | -1 | -1 | -1 | -1 | -1 | -1 | -1 | -1 | -1 | -1 | -1 | -1 | -1 | -1
Northern_California_Flow_Battery_179 | caiso-deliverability | Tesla_Bellota_offpeak | Operational_New_Capacity_MW | Northern_California_Flow_Battery_179 |  | -1 | -1 | -1 | -1 | -1 | -1 | -1 | -1 | -1 | -1 | -1 | -1 | -1 | -1 | -1 | -1 | -1 | -1 | -1 | -1 | -1 | -1 | -1 | -1 | -1 | -1 | -1 | -1 | -1 | -1 | -1
Northern_California_Li_Battery_4hr_41 | caiso-deliverability | Tesla_Bellota_offpeak | Operational_New_Capacity_MW | Northern_California_Li_Battery_4hr_41 |  | -1 | -1 | -1 | -1 | -1 | -1 | -1 | -1 | -1 | -1 | -1 | -1 | -1 | -1 | -1 | -1 | -1 | -1 | -1 | -1 | -1 | -1 | -1 | -1 | -1 | -1 | -1 | -1 | -1 | -1 | -1
Northern_California_Li_Battery_4hr_57 | caiso-deliverability | Tesla_Bellota_offpeak | Operational_New_Capacity_MW | Northern_California_Li_Battery_4hr_57 |  | -1 | -1 | -1 | -1 | -1 | -1 | -1 | -1 | -1 | -1 | -1 | -1 | -1 | -1 | -1 | -1 | -1 | -1 | -1 | -1 | -1 | -1 | -1 | -1 | -1 | -1 | -1 | -1 | -1 | -1 | -1
Northern_California_Li_Battery_4hr_68 | caiso-deliverability | Tesla_Bellota_offpeak | Operational_New_Capacity_MW | Northern_California_Li_Battery_4hr_68 |  | -1 | -1 | -1 | -1 | -1 | -1 | -1 | -1 | -1 | -1 | -1 | -1 | -1 | -1 | -1 | -1 | -1 | -1 | -1 | -1 | -1 | -1 | -1 | -1 | -1 | -1 | -1 | -1 | -1 | -1 | -1
Northern_California_Li_Battery_4hr_73 | caiso-deliverability | Tesla_Bellota_offpeak | Operational_New_Capacity_MW | Northern_California_Li_Battery_4hr_73 |  | -1 | -1 | -1 | -1 | -1 | -1 | -1 | -1 | -1 | -1 | -1 | -1 | -1 | -1 | -1 | -1 | -1 | -1 | -1 | -1 | -1 | -1 | -1 | -1 | -1 | -1 | -1 | -1 | -1 | -1 | -1
Northern_California_Li_Battery_4hr_76 | caiso-deliverability | Tesla_Bellota_offpeak | Operational_New_Capacity_MW | Northern_California_Li_Battery_4hr_76 |  | -1 | -1 | -1 | -1 | -1 | -1 | -1 | -1 | -1 | -1 | -1 | -1 | -1 | -1 | -1 | -1 | -1 | -1 | -1 | -1 | -1 | -1 | -1 | -1 | -1 | -1 | -1 | -1 | -1 | -1 | -1
Northern_California_Li_Battery_4hr_82 | caiso-deliverability | Tesla_Bellota_offpeak | Operational_New_Capacity_MW | Northern_California_Li_Battery_4hr_82 |  | -1 | -1 | -1 | -1 | -1 | -1 | -1 | -1 | -1 | -1 | -1 | -1 | -1 | -1 | -1 | -1 | -1 | -1 | -1 | -1 | -1 | -1 | -1 | -1 | -1 | -1 | -1 | -1 | -1 | -1 | -1
Northern_California_Li_Battery_4hr_92 | caiso-deliverability | Tesla_Bellota_offpeak | Operational_New_Capacity_MW | Northern_California_Li_Battery_4hr_92 |  | -1 | -1 | -1 | -1 | -1 | -1 | -1 | -1 | -1 | -1 | -1 | -1 | -1 | -1 | -1 | -1 | -1 | -1 | -1 | -1 | -1 | -1 | -1 | -1 | -1 | -1 | -1 | -1 | -1 | -1 | -1
Southern_PGAE_Li_Battery_4hr_95 | caiso-deliverability | Tesla_Bellota_offpeak | Operational_New_Capacity_MW | Southern_PGAE_Li_Battery_4hr_95 |  | -1 | -1 | -1 | -1 | -1 | -1 | -1 | -1 | -1 | -1 | -1 | -1 | -1 | -1 | -1 | -1 | -1 | -1 | -1 | -1 | -1 | -1 | -1 | -1 | -1 | -1 | -1 | -1 | -1 | -1 | -1
Northern_California_Li_Battery_4hr_96 | caiso-deliverability | Tesla_Bellota_offpeak | Operational_New_Capacity_MW | Northern_California_Li_Battery_4hr_96 |  | -1 | -1 | -1 | -1 | -1 | -1 | -1 | -1 | -1 | -1 | -1 | -1 | -1 | -1 | -1 | -1 | -1 | -1 | -1 | -1 | -1 | -1 | -1 | -1 | -1 | -1 | -1 | -1 | -1 | -1 | -1
Southern_PGAE_Li_Battery_4hr_99 | caiso-deliverability | Tesla_Bellota_offpeak | Operational_New_Capacity_MW | Southern_PGAE_Li_Battery_4hr_99 |  | -1 | -1 | -1 | -1 | -1 | -1 | -1 | -1 | -1 | -1 | -1 | -1 | -1 | -1 | -1 | -1 | -1 | -1 | -1 | -1 | -1 | -1 | -1 | -1 | -1 | -1 | -1 | -1 | -1 | -1 | -1
Southern_PGAE_Li_Battery_4hr_111 | caiso-deliverability | Tesla_Bellota_offpeak | Operational_New_Capacity_MW | Southern_PGAE_Li_Battery_4hr_111 |  | -1 | -1 | -1 | -1 | -1 | -1 | -1 | -1 | -1 | -1 | -1 | -1 | -1 | -1 | -1 | -1 | -1 | -1 | -1 | -1 | -1 | -1 | -1 | -1 | -1 | -1 | -1 | -1 | -1 | -1 | -1
Northern_California_Li_Battery_4hr_112 | caiso-deliverability | Tesla_Bellota_offpeak | Operational_New_Capacity_MW | Northern_California_Li_Battery_4hr_112 |  | -1 | -1 | -1 | -1 | -1 | -1 | -1 | -1 | -1 | -1 | -1 | -1 | -1 | -1 | -1 | -1 | -1 | -1 | -1 | -1 | -1 | -1 | -1 | -1 | -1 | -1 | -1 | -1 | -1 | -1 | -1
Northern_California_Li_Battery_4hr_113 | caiso-deliverability | Tesla_Bellota_offpeak | Operational_New_Capacity_MW | Northern_California_Li_Battery_4hr_113 |  | -1 | -1 | -1 | -1 | -1 | -1 | -1 | -1 | -1 | -1 | -1 | -1 | -1 | -1 | -1 | -1 | -1 | -1 | -1 | -1 | -1 | -1 | -1 | -1 | -1 | -1 | -1 | -1 | -1 | -1 | -1
Northern_California_Li_Battery_4hr_114 | caiso-deliverability | Tesla_Bellota_offpeak | Operational_New_Capacity_MW | Northern_California_Li_Battery_4hr_114 |  | -1 | -1 | -1 | -1 | -1 | -1 | -1 | -1 | -1 | -1 | -1 | -1 | -1 | -1 | -1 | -1 | -1 | -1 | -1 | -1 | -1 | -1 | -1 | -1 | -1 | -1 | -1 | -1 | -1 | -1 | -1
Northern_California_Li_Battery_4hr_116 | caiso-deliverability | Tesla_Bellota_offpeak | Operational_New_Capacity_MW | Northern_California_Li_Battery_4hr_116 |  | -1 | -1 | -1 | -1 | -1 | -1 | -1 | -1 | -1 | -1 | -1 | -1 | -1 | -1 | -1 | -1 | -1 | -1 | -1 | -1 | -1 | -1 | -1 | -1 | -1 | -1 | -1 | -1 | -1 | -1 | -1
Northern_California_Li_Battery_4hr_122 | caiso-deliverability | Tesla_Bellota_offpeak | Operational_New_Capacity_MW | Northern_California_Li_Battery_4hr_122 |  | -1 | -1 | -1 | -1 | -1 | -1 | -1 | -1 | -1 | -1 | -1 | -1 | -1 | -1 | -1 | -1 | -1 | -1 | -1 | -1 | -1 | -1 | -1 | -1 | -1 | -1 | -1 | -1 | -1 | -1 | -1
Southern_PGAE_Li_Battery_4hr_124 | caiso-deliverability | Tesla_Bellota_offpeak | Operational_New_Capacity_MW | Southern_PGAE_Li_Battery_4hr_124 |  | -1 | -1 | -1 | -1 | -1 | -1 | -1 | -1 | -1 | -1 | -1 | -1 | -1 | -1 | -1 | -1 | -1 | -1 | -1 | -1 | -1 | -1 | -1 | -1 | -1 | -1 | -1 | -1 | -1 | -1 | -1
Northern_California_Li_Battery_4hr_126 | caiso-deliverability | Tesla_Bellota_offpeak | Operational_New_Capacity_MW | Northern_California_Li_Battery_4hr_126 |  | -1 | -1 | -1 | -1 | -1 | -1 | -1 | -1 | -1 | -1 | -1 | -1 | -1 | -1 | -1 | -1 | -1 | -1 | -1 | -1 | -1 | -1 | -1 | -1 | -1 | -1 | -1 | -1 | -1 | -1 | -1
Northern_California_Li_Battery_4hr_135 | caiso-deliverability | Tesla_Bellota_offpeak | Operational_New_Capacity_MW | Northern_California_Li_Battery_4hr_135 |  | -1 | -1 | -1 | -1 | -1 | -1 | -1 | -1 | -1 | -1 | -1 | -1 | -1 | -1 | -1 | -1 | -1 | -1 | -1 | -1 | -1 | -1 | -1 | -1 | -1 | -1 | -1 | -1 | -1 | -1 | -1
Northern_California_Li_Battery_4hr_138 | caiso-deliverability | Tesla_Bellota_offpeak | Operational_New_Capacity_MW | Northern_California_Li_Battery_4hr_138 |  | -1 | -1 | -1 | -1 | -1 | -1 | -1 | -1 | -1 | -1 | -1 | -1 | -1 | -1 | -1 | -1 | -1 | -1 | -1 | -1 | -1 | -1 | -1 | -1 | -1 | -1 | -1 | -1 | -1 | -1 | -1
Southern_PGAE_Li_Battery_4hr_139 | caiso-deliverability | Tesla_Bellota_offpeak | Operational_New_Capacity_MW | Southern_PGAE_Li_Battery_4hr_139 |  | -1 | -1 | -1 | -1 | -1 | -1 | -1 | -1 | -1 | -1 | -1 | -1 | -1 | -1 | -1 | -1 | -1 | -1 | -1 | -1 | -1 | -1 | -1 | -1 | -1 | -1 | -1 | -1 | -1 | -1 | -1
Northern_California_Li_Battery_4hr_141 | caiso-deliverability | Tesla_Bellota_offpeak | Operational_New_Capacity_MW | Northern_California_Li_Battery_4hr_141 |  | -1 | -1 | -1 | -1 | -1 | -1 | -1 | -1 | -1 | -1 | -1 | -1 | -1 | -1 | -1 | -1 | -1 | -1 | -1 | -1 | -1 | -1 | -1 | -1 | -1 | -1 | -1 | -1 | -1 | -1 | -1
Northern_California_Li_Battery_4hr_144 | caiso-deliverability | Tesla_Bellota_offpeak | Operational_New_Capacity_MW | Northern_California_Li_Battery_4hr_144 |  | -1 | -1 | -1 | -1 | -1 | -1 | -1 | -1 | -1 | -1 | -1 | -1 | -1 | -1 | -1 | -1 | -1 | -1 | -1 | -1 | -1 | -1 | -1 | -1 | -1 | -1 | -1 | -1 | -1 | -1 | -1
Northern_California_Li_Battery_4hr_149 | caiso-deliverability | Tesla_Bellota_offpeak | Operational_New_Capacity_MW | Northern_California_Li_Battery_4hr_149 |  | -1 | -1 | -1 | -1 | -1 | -1 | -1 | -1 | -1 | -1 | -1 | -1 | -1 | -1 | -1 | -1 | -1 | -1 | -1 | -1 | -1 | -1 | -1 | -1 | -1 | -1 | -1 | -1 | -1 | -1 | -1
Northern_California_Li_Battery_4hr_155 | caiso-deliverability | Tesla_Bellota_offpeak | Operational_New_Capacity_MW | Northern_California_Li_Battery_4hr_155 |  | -1 | -1 | -1 | -1 | -1 | -1 | -1 | -1 | -1 | -1 | -1 | -1 | -1 | -1 | -1 | -1 | -1 | -1 | -1 | -1 | -1 | -1 | -1 | -1 | -1 | -1 | -1 | -1 | -1 | -1 | -1
Northern_California_Li_Battery_4hr_157 | caiso-deliverability | Tesla_Bellota_offpeak | Operational_New_Capacity_MW | Northern_California_Li_Battery_4hr_157 |  | -1 | -1 | -1 | -1 | -1 | -1 | -1 | -1 | -1 | -1 | -1 | -1 | -1 | -1 | -1 | -1 | -1 | -1 | -1 | -1 | -1 | -1 | -1 | -1 | -1 | -1 | -1 | -1 | -1 | -1 | -1
Northern_California_Li_Battery_4hr_158 | caiso-deliverability | Tesla_Bellota_offpeak | Operational_New_Capacity_MW | Northern_California_Li_Battery_4hr_158 |  | -1 | -1 | -1 | -1 | -1 | -1 | -1 | -1 | -1 | -1 | -1 | -1 | -1 | -1 | -1 | -1 | -1 | -1 | -1 | -1 | -1 | -1 | -1 | -1 | -1 | -1 | -1 | -1 | -1 | -1 | -1
Northern_California_Li_Battery_4hr_159 | caiso-deliverability | Tesla_Bellota_offpeak | Operational_New_Capacity_MW | Northern_California_Li_Battery_4hr_159 |  | -1 | -1 | -1 | -1 | -1 | -1 | -1 | -1 | -1 | -1 | -1 | -1 | -1 | -1 | -1 | -1 | -1 | -1 | -1 | -1 | -1 | -1 | -1 | -1 | -1 | -1 | -1 | -1 | -1 | -1 | -1
Southern_PGAE_Li_Battery_4hr_161 | caiso-deliverability | Tesla_Bellota_offpeak | Operational_New_Capacity_MW | Southern_PGAE_Li_Battery_4hr_161 |  | -1 | -1 | -1 | -1 | -1 | -1 | -1 | -1 | -1 | -1 | -1 | -1 | -1 | -1 | -1 | -1 | -1 | -1 | -1 | -1 | -1 | -1 | -1 | -1 | -1 | -1 | -1 | -1 | -1 | -1 | -1
Southern_PGAE_Li_Battery_4hr_163 | caiso-deliverability | Tesla_Bellota_offpeak | Operational_New_Capacity_MW | Southern_PGAE_Li_Battery_4hr_163 |  | -1 | -1 | -1 | -1 | -1 | -1 | -1 | -1 | -1 | -1 | -1 | -1 | -1 | -1 | -1 | -1 | -1 | -1 | -1 | -1 | -1 | -1 | -1 | -1 | -1 | -1 | -1 | -1 | -1 | -1 | -1
Northern_California_Li_Battery_4hr_166 | caiso-deliverability | Tesla_Bellota_offpeak | Operational_New_Capacity_MW | Northern_California_Li_Battery_4hr_166 |  | -1 | -1 | -1 | -1 | -1 | -1 | -1 | -1 | -1 | -1 | -1 | -1 | -1 | -1 | -1 | -1 | -1 | -1 | -1 | -1 | -1 | -1 | -1 | -1 | -1 | -1 | -1 | -1 | -1 | -1 | -1
Northern_California_Li_Battery_4hr_172 | caiso-deliverability | Tesla_Bellota_offpeak | Operational_New_Capacity_MW | Northern_California_Li_Battery_4hr_172 |  | -1 | -1 | -1 | -1 | -1 | -1 | -1 | -1 | -1 | -1 | -1 | -1 | -1 | -1 | -1 | -1 | -1 | -1 | -1 | -1 | -1 | -1 | -1 | -1 | -1 | -1 | -1 | -1 | -1 | -1 | -1
Northern_California_Li_Battery_4hr_179 | caiso-deliverability | Tesla_Bellota_offpeak | Operational_New_Capacity_MW | Northern_California_Li_Battery_4hr_179 |  | -1 | -1 | -1 | -1 | -1 | -1 | -1 | -1 | -1 | -1 | -1 | -1 | -1 | -1 | -1 | -1 | -1 | -1 | -1 | -1 | -1 | -1 | -1 | -1 | -1 | -1 | -1 | -1 | -1 | -1 | -1
Northern_California_Li_Battery_8hr_41 | caiso-deliverability | Tesla_Bellota_offpeak | Operational_New_Capacity_MW | Northern_California_Li_Battery_8hr_41 |  | -1 | -1 | -1 | -1 | -1 | -1 | -1 | -1 | -1 | -1 | -1 | -1 | -1 | -1 | -1 | -1 | -1 | -1 | -1 | -1 | -1 | -1 | -1 | -1 | -1 | -1 | -1 | -1 | -1 | -1 | -1
Northern_California_Li_Battery_8hr_57 | caiso-deliverability | Tesla_Bellota_offpeak | Operational_New_Capacity_MW | Northern_California_Li_Battery_8hr_57 |  | -1 | -1 | -1 | -1 | -1 | -1 | -1 | -1 | -1 | -1 | -1 | -1 | -1 | -1 | -1 | -1 | -1 | -1 | -1 | -1 | -1 | -1 | -1 | -1 | -1 | -1 | -1 | -1 | -1 | -1 | -1
Northern_California_Li_Battery_8hr_68 | caiso-deliverability | Tesla_Bellota_offpeak | Operational_New_Capacity_MW | Northern_California_Li_Battery_8hr_68 |  | -1 | -1 | -1 | -1 | -1 | -1 | -1 | -1 | -1 | -1 | -1 | -1 | -1 | -1 | -1 | -1 | -1 | -1 | -1 | -1 | -1 | -1 | -1 | -1 | -1 | -1 | -1 | -1 | -1 | -1 | -1
Northern_California_Li_Battery_8hr_73 | caiso-deliverability | Tesla_Bellota_offpeak | Operational_New_Capacity_MW | Northern_California_Li_Battery_8hr_73 |  | -1 | -1 | -1 | -1 | -1 | -1 | -1 | -1 | -1 | -1 | -1 | -1 | -1 | -1 | -1 | -1 | -1 | -1 | -1 | -1 | -1 | -1 | -1 | -1 | -1 | -1 | -1 | -1 | -1 | -1 | -1
Northern_California_Li_Battery_8hr_76 | caiso-deliverability | Tesla_Bellota_offpeak | Operational_New_Capacity_MW | Northern_California_Li_Battery_8hr_76 |  | -1 | -1 | -1 | -1 | -1 | -1 | -1 | -1 | -1 | -1 | -1 | -1 | -1 | -1 | -1 | -1 | -1 | -1 | -1 | -1 | -1 | -1 | -1 | -1 | -1 | -1 | -1 | -1 | -1 | -1 | -1
Northern_California_Li_Battery_8hr_82 | caiso-deliverability | Tesla_Bellota_offpeak | Operational_New_Capacity_MW | Northern_California_Li_Battery_8hr_82 |  | -1 | -1 | -1 | -1 | -1 | -1 | -1 | -1 | -1 | -1 | -1 | -1 | -1 | -1 | -1 | -1 | -1 | -1 | -1 | -1 | -1 | -1 | -1 | -1 | -1 | -1 | -1 | -1 | -1 | -1 | -1
Northern_California_Li_Battery_8hr_92 | caiso-deliverability | Tesla_Bellota_offpeak | Operational_New_Capacity_MW | Northern_California_Li_Battery_8hr_92 |  | -1 | -1 | -1 | -1 | -1 | -1 | -1 | -1 | -1 | -1 | -1 | -1 | -1 | -1 | -1 | -1 | -1 | -1 | -1 | -1 | -1 | -1 | -1 | -1 | -1 | -1 | -1 | -1 | -1 | -1 | -1
Southern_PGAE_Li_Battery_8hr_95 | caiso-deliverability | Tesla_Bellota_offpeak | Operational_New_Capacity_MW | Southern_PGAE_Li_Battery_8hr_95 |  | -1 | -1 | -1 | -1 | -1 | -1 | -1 | -1 | -1 | -1 | -1 | -1 | -1 | -1 | -1 | -1 | -1 | -1 | -1 | -1 | -1 | -1 | -1 | -1 | -1 | -1 | -1 | -1 | -1 | -1 | -1
Northern_California_Li_Battery_8hr_96 | caiso-deliverability | Tesla_Bellota_offpeak | Operational_New_Capacity_MW | Northern_California_Li_Battery_8hr_96 |  | -1 | -1 | -1 | -1 | -1 | -1 | -1 | -1 | -1 | -1 | -1 | -1 | -1 | -1 | -1 | -1 | -1 | -1 | -1 | -1 | -1 | -1 | -1 | -1 | -1 | -1 | -1 | -1 | -1 | -1 | -1
Southern_PGAE_Li_Battery_8hr_99 | caiso-deliverability | Tesla_Bellota_offpeak | Operational_New_Capacity_MW | Southern_PGAE_Li_Battery_8hr_99 |  | -1 | -1 | -1 | -1 | -1 | -1 | -1 | -1 | -1 | -1 | -1 | -1 | -1 | -1 | -1 | -1 | -1 | -1 | -1 | -1 | -1 | -1 | -1 | -1 | -1 | -1 | -1 | -1 | -1 | -1 | -1
Southern_PGAE_Li_Battery_8hr_111 | caiso-deliverability | Tesla_Bellota_offpeak | Operational_New_Capacity_MW | Southern_PGAE_Li_Battery_8hr_111 |  | -1 | -1 | -1 | -1 | -1 | -1 | -1 | -1 | -1 | -1 | -1 | -1 | -1 | -1 | -1 | -1 | -1 | -1 | -1 | -1 | -1 | -1 | -1 | -1 | -1 | -1 | -1 | -1 | -1 | -1 | -1
Northern_California_Li_Battery_8hr_112 | caiso-deliverability | Tesla_Bellota_offpeak | Operational_New_Capacity_MW | Northern_California_Li_Battery_8hr_112 |  | -1 | -1 | -1 | -1 | -1 | -1 | -1 | -1 | -1 | -1 | -1 | -1 | -1 | -1 | -1 | -1 | -1 | -1 | -1 | -1 | -1 | -1 | -1 | -1 | -1 | -1 | -1 | -1 | -1 | -1 | -1
Northern_California_Li_Battery_8hr_113 | caiso-deliverability | Tesla_Bellota_offpeak | Operational_New_Capacity_MW | Northern_California_Li_Battery_8hr_113 |  | -1 | -1 | -1 | -1 | -1 | -1 | -1 | -1 | -1 | -1 | -1 | -1 | -1 | -1 | -1 | -1 | -1 | -1 | -1 | -1 | -1 | -1 | -1 | -1 | -1 | -1 | -1 | -1 | -1 | -1 | -1
Northern_California_Li_Battery_8hr_114 | caiso-deliverability | Tesla_Bellota_offpeak | Operational_New_Capacity_MW | Northern_California_Li_Battery_8hr_114 |  | -1 | -1 | -1 | -1 | -1 | -1 | -1 | -1 | -1 | -1 | -1 | -1 | -1 | -1 | -1 | -1 | -1 | -1 | -1 | -1 | -1 | -1 | -1 | -1 | -1 | -1 | -1 | -1 | -1 | -1 | -1
Northern_California_Li_Battery_8hr_116 | caiso-deliverability | Tesla_Bellota_offpeak | Operational_New_Capacity_MW | Northern_California_Li_Battery_8hr_116 |  | -1 | -1 | -1 | -1 | -1 | -1 | -1 | -1 | -1 | -1 | -1 | -1 | -1 | -1 | -1 | -1 | -1 | -1 | -1 | -1 | -1 | -1 | -1 | -1 | -1 | -1 | -1 | -1 | -1 | -1 | -1
Northern_California_Li_Battery_8hr_122 | caiso-deliverability | Tesla_Bellota_offpeak | Operational_New_Capacity_MW | Northern_California_Li_Battery_8hr_122 |  | -1 | -1 | -1 | -1 | -1 | -1 | -1 | -1 | -1 | -1 | -1 | -1 | -1 | -1 | -1 | -1 | -1 | -1 | -1 | -1 | -1 | -1 | -1 | -1 | -1 | -1 | -1 | -1 | -1 | -1 | -1
Southern_PGAE_Li_Battery_8hr_124 | caiso-deliverability | Tesla_Bellota_offpeak | Operational_New_Capacity_MW | Southern_PGAE_Li_Battery_8hr_124 |  | -1 | -1 | -1 | -1 | -1 | -1 | -1 | -1 | -1 | -1 | -1 | -1 | -1 | -1 | -1 | -1 | -1 | -1 | -1 | -1 | -1 | -1 | -1 | -1 | -1 | -1 | -1 | -1 | -1 | -1 | -1
Northern_California_Li_Battery_8hr_126 | caiso-deliverability | Tesla_Bellota_offpeak | Operational_New_Capacity_MW | Northern_California_Li_Battery_8hr_126 |  | -1 | -1 | -1 | -1 | -1 | -1 | -1 | -1 | -1 | -1 | -1 | -1 | -1 | -1 | -1 | -1 | -1 | -1 | -1 | -1 | -1 | -1 | -1 | -1 | -1 | -1 | -1 | -1 | -1 | -1 | -1
Northern_California_Li_Battery_8hr_135 | caiso-deliverability | Tesla_Bellota_offpeak | Operational_New_Capacity_MW | Northern_California_Li_Battery_8hr_135 |  | -1 | -1 | -1 | -1 | -1 | -1 | -1 | -1 | -1 | -1 | -1 | -1 | -1 | -1 | -1 | -1 | -1 | -1 | -1 | -1 | -1 | -1 | -1 | -1 | -1 | -1 | -1 | -1 | -1 | -1 | -1
Northern_California_Li_Battery_8hr_138 | caiso-deliverability | Tesla_Bellota_offpeak | Operational_New_Capacity_MW | Northern_California_Li_Battery_8hr_138 |  | -1 | -1 | -1 | -1 | -1 | -1 | -1 | -1 | -1 | -1 | -1 | -1 | -1 | -1 | -1 | -1 | -1 | -1 | -1 | -1 | -1 | -1 | -1 | -1 | -1 | -1 | -1 | -1 | -1 | -1 | -1
Southern_PGAE_Li_Battery_8hr_139 | caiso-deliverability | Tesla_Bellota_offpeak | Operational_New_Capacity_MW | Southern_PGAE_Li_Battery_8hr_139 |  | -1 | -1 | -1 | -1 | -1 | -1 | -1 | -1 | -1 | -1 | -1 | -1 | -1 | -1 | -1 | -1 | -1 | -1 | -1 | -1 | -1 | -1 | -1 | -1 | -1 | -1 | -1 | -1 | -1 | -1 | -1
Northern_California_Li_Battery_8hr_141 | caiso-deliverability | Tesla_Bellota_offpeak | Operational_New_Capacity_MW | Northern_California_Li_Battery_8hr_141 |  | -1 | -1 | -1 | -1 | -1 | -1 | -1 | -1 | -1 | -1 | -1 | -1 | -1 | -1 | -1 | -1 | -1 | -1 | -1 | -1 | -1 | -1 | -1 | -1 | -1 | -1 | -1 | -1 | -1 | -1 | -1
Northern_California_Li_Battery_8hr_144 | caiso-deliverability | Tesla_Bellota_offpeak | Operational_New_Capacity_MW | Northern_California_Li_Battery_8hr_144 |  | -1 | -1 | -1 | -1 | -1 | -1 | -1 | -1 | -1 | -1 | -1 | -1 | -1 | -1 | -1 | -1 | -1 | -1 | -1 | -1 | -1 | -1 | -1 | -1 | -1 | -1 | -1 | -1 | -1 | -1 | -1
Northern_California_Li_Battery_8hr_149 | caiso-deliverability | Tesla_Bellota_offpeak | Operational_New_Capacity_MW | Northern_California_Li_Battery_8hr_149 |  | -1 | -1 | -1 | -1 | -1 | -1 | -1 | -1 | -1 | -1 | -1 | -1 | -1 | -1 | -1 | -1 | -1 | -1 | -1 | -1 | -1 | -1 | -1 | -1 | -1 | -1 | -1 | -1 | -1 | -1 | -1
Northern_California_Li_Battery_8hr_155 | caiso-deliverability | Tesla_Bellota_offpeak | Operational_New_Capacity_MW | Northern_California_Li_Battery_8hr_155 |  | -1 | -1 | -1 | -1 | -1 | -1 | -1 | -1 | -1 | -1 | -1 | -1 | -1 | -1 | -1 | -1 | -1 | -1 | -1 | -1 | -1 | -1 | -1 | -1 | -1 | -1 | -1 | -1 | -1 | -1 | -1
Northern_California_Li_Battery_8hr_157 | caiso-deliverability | Tesla_Bellota_offpeak | Operational_New_Capacity_MW | Northern_California_Li_Battery_8hr_157 |  | -1 | -1 | -1 | -1 | -1 | -1 | -1 | -1 | -1 | -1 | -1 | -1 | -1 | -1 | -1 | -1 | -1 | -1 | -1 | -1 | -1 | -1 | -1 | -1 | -1 | -1 | -1 | -1 | -1 | -1 | -1
Northern_California_Li_Battery_8hr_158 | caiso-deliverability | Tesla_Bellota_offpeak | Operational_New_Capacity_MW | Northern_California_Li_Battery_8hr_158 |  | -1 | -1 | -1 | -1 | -1 | -1 | -1 | -1 | -1 | -1 | -1 | -1 | -1 | -1 | -1 | -1 | -1 | -1 | -1 | -1 | -1 | -1 | -1 | -1 | -1 | -1 | -1 | -1 | -1 | -1 | -1
Northern_California_Li_Battery_8hr_159 | caiso-deliverability | Tesla_Bellota_offpeak | Operational_New_Capacity_MW | Northern_California_Li_Battery_8hr_159 |  | -1 | -1 | -1 | -1 | -1 | -1 | -1 | -1 | -1 | -1 | -1 | -1 | -1 | -1 | -1 | -1 | -1 | -1 | -1 | -1 | -1 | -1 | -1 | -1 | -1 | -1 | -1 | -1 | -1 | -1 | -1
Southern_PGAE_Li_Battery_8hr_161 | caiso-deliverability | Tesla_Bellota_offpeak | Operational_New_Capacity_MW | Southern_PGAE_Li_Battery_8hr_161 |  | -1 | -1 | -1 | -1 | -1 | -1 | -1 | -1 | -1 | -1 | -1 | -1 | -1 | -1 | -1 | -1 | -1 | -1 | -1 | -1 | -1 | -1 | -1 | -1 | -1 | -1 | -1 | -1 | -1 | -1 | -1
Southern_PGAE_Li_Battery_8hr_163 | caiso-deliverability | Tesla_Bellota_offpeak | Operational_New_Capacity_MW | Southern_PGAE_Li_Battery_8hr_163 |  | -1 | -1 | -1 | -1 | -1 | -1 | -1 | -1 | -1 | -1 | -1 | -1 | -1 | -1 | -1 | -1 | -1 | -1 | -1 | -1 | -1 | -1 | -1 | -1 | -1 | -1 | -1 | -1 | -1 | -1 | -1
Northern_California_Li_Battery_8hr_166 | caiso-deliverability | Tesla_Bellota_offpeak | Operational_New_Capacity_MW | Northern_California_Li_Battery_8hr_166 |  | -1 | -1 | -1 | -1 | -1 | -1 | -1 | -1 | -1 | -1 | -1 | -1 | -1 | -1 | -1 | -1 | -1 | -1 | -1 | -1 | -1 | -1 | -1 | -1 | -1 | -1 | -1 | -1 | -1 | -1 | -1
Northern_California_Li_Battery_8hr_172 | caiso-deliverability | Tesla_Bellota_offpeak | Operational_New_Capacity_MW | Northern_California_Li_Battery_8hr_172 |  | -1 | -1 | -1 | -1 | -1 | -1 | -1 | -1 | -1 | -1 | -1 | -1 | -1 | -1 | -1 | -1 | -1 | -1 | -1 | -1 | -1 | -1 | -1 | -1 | -1 | -1 | -1 | -1 | -1 | -1 | -1
Northern_California_Li_Battery_8hr_179 | caiso-deliverability | Tesla_Bellota_offpeak | Operational_New_Capacity_MW | Northern_California_Li_Battery_8hr_179 |  | -1 | -1 | -1 | -1 | -1 | -1 | -1 | -1 | -1 | -1 | -1 | -1 | -1 | -1 | -1 | -1 | -1 | -1 | -1 | -1 | -1 | -1 | -1 | -1 | -1 | -1 | -1 | -1 | -1 | -1 | -1
Northern_California_Solar_41 | caiso-deliverability | Tesla_Bellota_offpeak | Operational_New_Capacity_MW | Northern_California_Solar_41 |  | 0.68 | 0.68 | 0.68 | 0.68 | 0.68 | 0.68 | 0.68 | 0.68 | 0.68 | 0.68 | 0.68 | 0.68 | 0.68 | 0.68 | 0.68 | 0.68 | 0.68 | 0.68 | 0.68 | 0.68 | 0.68 | 0.68 | 0.68 | 0.68 | 0.68 | 0.68 | 0.68 | 0.68 | 0.68 | 0.68 | 0.68
Northern_California_Solar_57 | caiso-deliverability | Tesla_Bellota_offpeak | Operational_New_Capacity_MW | Northern_California_Solar_57 |  | 0.68 | 0.68 | 0.68 | 0.68 | 0.68 | 0.68 | 0.68 | 0.68 | 0.68 | 0.68 | 0.68 | 0.68 | 0.68 | 0.68 | 0.68 | 0.68 | 0.68 | 0.68 | 0.68 | 0.68 | 0.68 | 0.68 | 0.68 | 0.68 | 0.68 | 0.68 | 0.68 | 0.68 | 0.68 | 0.68 | 0.68
Northern_California_Solar_68 | caiso-deliverability | Tesla_Bellota_offpeak | Operational_New_Capacity_MW | Northern_California_Solar_68 |  | 0.68 | 0.68 | 0.68 | 0.68 | 0.68 | 0.68 | 0.68 | 0.68 | 0.68 | 0.68 | 0.68 | 0.68 | 0.68 | 0.68 | 0.68 | 0.68 | 0.68 | 0.68 | 0.68 | 0.68 | 0.68 | 0.68 | 0.68 | 0.68 | 0.68 | 0.68 | 0.68 | 0.68 | 0.68 | 0.68 | 0.68
Northern_California_Solar_73 | caiso-deliverability | Tesla_Bellota_offpeak | Operational_New_Capacity_MW | Northern_California_Solar_73 |  | 0.68 | 0.68 | 0.68 | 0.68 | 0.68 | 0.68 | 0.68 | 0.68 | 0.68 | 0.68 | 0.68 | 0.68 | 0.68 | 0.68 | 0.68 | 0.68 | 0.68 | 0.68 | 0.68 | 0.68 | 0.68 | 0.68 | 0.68 | 0.68 | 0.68 | 0.68 | 0.68 | 0.68 | 0.68 | 0.68 | 0.68
Northern_California_Solar_76 | caiso-deliverability | Tesla_Bellota_offpeak | Operational_New_Capacity_MW | Northern_California_Solar_76 |  | 0.68 | 0.68 | 0.68 | 0.68 | 0.68 | 0.68 | 0.68 | 0.68 | 0.68 | 0.68 | 0.68 | 0.68 | 0.68 | 0.68 | 0.68 | 0.68 | 0.68 | 0.68 | 0.68 | 0.68 | 0.68 | 0.68 | 0.68 | 0.68 | 0.68 | 0.68 | 0.68 | 0.68 | 0.68 | 0.68 | 0.68
Northern_California_Solar_82 | caiso-deliverability | Tesla_Bellota_offpeak | Operational_New_Capacity_MW | Northern_California_Solar_82 |  | 0.68 | 0.68 | 0.68 | 0.68 | 0.68 | 0.68 | 0.68 | 0.68 | 0.68 | 0.68 | 0.68 | 0.68 | 0.68 | 0.68 | 0.68 | 0.68 | 0.68 | 0.68 | 0.68 | 0.68 | 0.68 | 0.68 | 0.68 | 0.68 | 0.68 | 0.68 | 0.68 | 0.68 | 0.68 | 0.68 | 0.68
Northern_California_Solar_92 | caiso-deliverability | Tesla_Bellota_offpeak | Operational_New_Capacity_MW | Northern_California_Solar_92 |  | 0.68 | 0.68 | 0.68 | 0.68 | 0.68 | 0.68 | 0.68 | 0.68 | 0.68 | 0.68 | 0.68 | 0.68 | 0.68 | 0.68 | 0.68 | 0.68 | 0.68 | 0.68 | 0.68 | 0.68 | 0.68 | 0.68 | 0.68 | 0.68 | 0.68 | 0.68 | 0.68 | 0.68 | 0.68 | 0.68 | 0.68
Northern_California_Solar_96 | caiso-deliverability | Tesla_Bellota_offpeak | Operational_New_Capacity_MW | Northern_California_Solar_96 |  | 0.68 | 0.68 | 0.68 | 0.68 | 0.68 | 0.68 | 0.68 | 0.68 | 0.68 | 0.68 | 0.68 | 0.68 | 0.68 | 0.68 | 0.68 | 0.68 | 0.68 | 0.68 | 0.68 | 0.68 | 0.68 | 0.68 | 0.68 | 0.68 | 0.68 | 0.68 | 0.68 | 0.68 | 0.68 | 0.68 | 0.68
Northern_California_Solar_112 | caiso-deliverability | Tesla_Bellota_offpeak | Operational_New_Capacity_MW | Northern_California_Solar_112 |  | 0.68 | 0.68 | 0.68 | 0.68 | 0.68 | 0.68 | 0.68 | 0.68 | 0.68 | 0.68 | 0.68 | 0.68 | 0.68 | 0.68 | 0.68 | 0.68 | 0.68 | 0.68 | 0.68 | 0.68 | 0.68 | 0.68 | 0.68 | 0.68 | 0.68 | 0.68 | 0.68 | 0.68 | 0.68 | 0.68 | 0.68
Northern_California_Solar_113 | caiso-deliverability | Tesla_Bellota_offpeak | Operational_New_Capacity_MW | Northern_California_Solar_113 |  | 0.68 | 0.68 | 0.68 | 0.68 | 0.68 | 0.68 | 0.68 | 0.68 | 0.68 | 0.68 | 0.68 | 0.68 | 0.68 | 0.68 | 0.68 | 0.68 | 0.68 | 0.68 | 0.68 | 0.68 | 0.68 | 0.68 | 0.68 | 0.68 | 0.68 | 0.68 | 0.68 | 0.68 | 0.68 | 0.68 | 0.68
Northern_California_Solar_114 | caiso-deliverability | Tesla_Bellota_offpeak | Operational_New_Capacity_MW | Northern_California_Solar_114 |  | 0.68 | 0.68 | 0.68 | 0.68 | 0.68 | 0.68 | 0.68 | 0.68 | 0.68 | 0.68 | 0.68 | 0.68 | 0.68 | 0.68 | 0.68 | 0.68 | 0.68 | 0.68 | 0.68 | 0.68 | 0.68 | 0.68 | 0.68 | 0.68 | 0.68 | 0.68 | 0.68 | 0.68 | 0.68 | 0.68 | 0.68
Northern_California_Solar_116 | caiso-deliverability | Tesla_Bellota_offpeak | Operational_New_Capacity_MW | Northern_California_Solar_116 |  | 0.68 | 0.68 | 0.68 | 0.68 | 0.68 | 0.68 | 0.68 | 0.68 | 0.68 | 0.68 | 0.68 | 0.68 | 0.68 | 0.68 | 0.68 | 0.68 | 0.68 | 0.68 | 0.68 | 0.68 | 0.68 | 0.68 | 0.68 | 0.68 | 0.68 | 0.68 | 0.68 | 0.68 | 0.68 | 0.68 | 0.68
Northern_California_Solar_122 | caiso-deliverability | Tesla_Bellota_offpeak | Operational_New_Capacity_MW | Northern_California_Solar_122 |  | 0.68 | 0.68 | 0.68 | 0.68 | 0.68 | 0.68 | 0.68 | 0.68 | 0.68 | 0.68 | 0.68 | 0.68 | 0.68 | 0.68 | 0.68 | 0.68 | 0.68 | 0.68 | 0.68 | 0.68 | 0.68 | 0.68 | 0.68 | 0.68 | 0.68 | 0.68 | 0.68 | 0.68 | 0.68 | 0.68 | 0.68
Northern_California_Solar_126 | caiso-deliverability | Tesla_Bellota_offpeak | Operational_New_Capacity_MW | Northern_California_Solar_126 |  | 0.68 | 0.68 | 0.68 | 0.68 | 0.68 | 0.68 | 0.68 | 0.68 | 0.68 | 0.68 | 0.68 | 0.68 | 0.68 | 0.68 | 0.68 | 0.68 | 0.68 | 0.68 | 0.68 | 0.68 | 0.68 | 0.68 | 0.68 | 0.68 | 0.68 | 0.68 | 0.68 | 0.68 | 0.68 | 0.68 | 0.68
Northern_California_Solar_135 | caiso-deliverability | Tesla_Bellota_offpeak | Operational_New_Capacity_MW | Northern_California_Solar_135 |  | 0.68 | 0.68 | 0.68 | 0.68 | 0.68 | 0.68 | 0.68 | 0.68 | 0.68 | 0.68 | 0.68 | 0.68 | 0.68 | 0.68 | 0.68 | 0.68 | 0.68 | 0.68 | 0.68 | 0.68 | 0.68 | 0.68 | 0.68 | 0.68 | 0.68 | 0.68 | 0.68 | 0.68 | 0.68 | 0.68 | 0.68
Northern_California_Solar_138 | caiso-deliverability | Tesla_Bellota_offpeak | Operational_New_Capacity_MW | Northern_California_Solar_138 |  | 0.68 | 0.68 | 0.68 | 0.68 | 0.68 | 0.68 | 0.68 | 0.68 | 0.68 | 0.68 | 0.68 | 0.68 | 0.68 | 0.68 | 0.68 | 0.68 | 0.68 | 0.68 | 0.68 | 0.68 | 0.68 | 0.68 | 0.68 | 0.68 | 0.68 | 0.68 | 0.68 | 0.68 | 0.68 | 0.68 | 0.68
Northern_California_Solar_141 | caiso-deliverability | Tesla_Bellota_offpeak | Operational_New_Capacity_MW | Northern_California_Solar_141 |  | 0.68 | 0.68 | 0.68 | 0.68 | 0.68 | 0.68 | 0.68 | 0.68 | 0.68 | 0.68 | 0.68 | 0.68 | 0.68 | 0.68 | 0.68 | 0.68 | 0.68 | 0.68 | 0.68 | 0.68 | 0.68 | 0.68 | 0.68 | 0.68 | 0.68 | 0.68 | 0.68 | 0.68 | 0.68 | 0.68 | 0.68
Northern_California_Solar_144 | caiso-deliverability | Tesla_Bellota_offpeak | Operational_New_Capacity_MW | Northern_California_Solar_144 |  | 0.68 | 0.68 | 0.68 | 0.68 | 0.68 | 0.68 | 0.68 | 0.68 | 0.68 | 0.68 | 0.68 | 0.68 | 0.68 | 0.68 | 0.68 | 0.68 | 0.68 | 0.68 | 0.68 | 0.68 | 0.68 | 0.68 | 0.68 | 0.68 | 0.68 | 0.68 | 0.68 | 0.68 | 0.68 | 0.68 | 0.68
Northern_California_Solar_149 | caiso-deliverability | Tesla_Bellota_offpeak | Operational_New_Capacity_MW | Northern_California_Solar_149 |  | 0.68 | 0.68 | 0.68 | 0.68 | 0.68 | 0.68 | 0.68 | 0.68 | 0.68 | 0.68 | 0.68 | 0.68 | 0.68 | 0.68 | 0.68 | 0.68 | 0.68 | 0.68 | 0.68 | 0.68 | 0.68 | 0.68 | 0.68 | 0.68 | 0.68 | 0.68 | 0.68 | 0.68 | 0.68 | 0.68 | 0.68
Northern_California_Solar_155 | caiso-deliverability | Tesla_Bellota_offpeak | Operational_New_Capacity_MW | Northern_California_Solar_155 |  | 0.68 | 0.68 | 0.68 | 0.68 | 0.68 | 0.68 | 0.68 | 0.68 | 0.68 | 0.68 | 0.68 | 0.68 | 0.68 | 0.68 | 0.68 | 0.68 | 0.68 | 0.68 | 0.68 | 0.68 | 0.68 | 0.68 | 0.68 | 0.68 | 0.68 | 0.68 | 0.68 | 0.68 | 0.68 | 0.68 | 0.68
Northern_California_Solar_157 | caiso-deliverability | Tesla_Bellota_offpeak | Operational_New_Capacity_MW | Northern_California_Solar_157 |  | 0.68 | 0.68 | 0.68 | 0.68 | 0.68 | 0.68 | 0.68 | 0.68 | 0.68 | 0.68 | 0.68 | 0.68 | 0.68 | 0.68 | 0.68 | 0.68 | 0.68 | 0.68 | 0.68 | 0.68 | 0.68 | 0.68 | 0.68 | 0.68 | 0.68 | 0.68 | 0.68 | 0.68 | 0.68 | 0.68 | 0.68
Northern_California_Solar_158 | caiso-deliverability | Tesla_Bellota_offpeak | Operational_New_Capacity_MW | Northern_California_Solar_158 |  | 0.68 | 0.68 | 0.68 | 0.68 | 0.68 | 0.68 | 0.68 | 0.68 | 0.68 | 0.68 | 0.68 | 0.68 | 0.68 | 0.68 | 0.68 | 0.68 | 0.68 | 0.68 | 0.68 | 0.68 | 0.68 | 0.68 | 0.68 | 0.68 | 0.68 | 0.68 | 0.68 | 0.68 | 0.68 | 0.68 | 0.68
Northern_California_Solar_159 | caiso-deliverability | Tesla_Bellota_offpeak | Operational_New_Capacity_MW | Northern_California_Solar_159 |  | 0.68 | 0.68 | 0.68 | 0.68 | 0.68 | 0.68 | 0.68 | 0.68 | 0.68 | 0.68 | 0.68 | 0.68 | 0.68 | 0.68 | 0.68 | 0.68 | 0.68 | 0.68 | 0.68 | 0.68 | 0.68 | 0.68 | 0.68 | 0.68 | 0.68 | 0.68 | 0.68 | 0.68 | 0.68 | 0.68 | 0.68
Northern_California_Solar_166 | caiso-deliverability | Tesla_Bellota_offpeak | Operational_New_Capacity_MW | Northern_California_Solar_166 |  | 0.68 | 0.68 | 0.68 | 0.68 | 0.68 | 0.68 | 0.68 | 0.68 | 0.68 | 0.68 | 0.68 | 0.68 | 0.68 | 0.68 | 0.68 | 0.68 | 0.68 | 0.68 | 0.68 | 0.68 | 0.68 | 0.68 | 0.68 | 0.68 | 0.68 | 0.68 | 0.68 | 0.68 | 0.68 | 0.68 | 0.68
Northern_California_Solar_172 | caiso-deliverability | Tesla_Bellota_offpeak | Operational_New_Capacity_MW | Northern_California_Solar_172 |  | 0.68 | 0.68 | 0.68 | 0.68 | 0.68 | 0.68 | 0.68 | 0.68 | 0.68 | 0.68 | 0.68 | 0.68 | 0.68 | 0.68 | 0.68 | 0.68 | 0.68 | 0.68 | 0.68 | 0.68 | 0.68 | 0.68 | 0.68 | 0.68 | 0.68 | 0.68 | 0.68 | 0.68 | 0.68 | 0.68 | 0.68
Northern_California_Solar_179 | caiso-deliverability | Tesla_Bellota_offpeak | Operational_New_Capacity_MW | Northern_California_Solar_179 |  | 0.68 | 0.68 | 0.68 | 0.68 | 0.68 | 0.68 | 0.68 | 0.68 | 0.68 | 0.68 | 0.68 | 0.68 | 0.68 | 0.68 | 0.68 | 0.68 | 0.68 | 0.68 | 0.68 | 0.68 | 0.68 | 0.68 | 0.68 | 0.68 | 0.68 | 0.68 | 0.68 | 0.68 | 0.68 | 0.68 | 0.68
Northern_California_Wind_76 | caiso-deliverability | Tesla_Bellota_offpeak | Operational_New_Capacity_MW | Northern_California_Wind_76 |  | 0.63 | 0.63 | 0.63 | 0.63 | 0.63 | 0.63 | 0.63 | 0.63 | 0.63 | 0.63 | 0.63 | 0.63 | 0.63 | 0.63 | 0.63 | 0.63 | 0.63 | 0.63 | 0.63 | 0.63 | 0.63 | 0.63 | 0.63 | 0.63 | 0.63 | 0.63 | 0.63 | 0.63 | 0.63 | 0.63 | 0.63
Northern_California_Wind_159 | caiso-deliverability | Tesla_Bellota_offpeak | Operational_New_Capacity_MW | Northern_California_Wind_159 |  | 0.63 | 0.63 | 0.63 | 0.63 | 0.63 | 0.63 | 0.63 | 0.63 | 0.63 | 0.63 | 0.63 | 0.63 | 0.63 | 0.63 | 0.63 | 0.63 | 0.63 | 0.63 | 0.63 | 0.63 | 0.63 | 0.63 | 0.63 | 0.63 | 0.63 | 0.63 | 0.63 | 0.63 | 0.63 | 0.63 | 0.63
Solano_Wind_122 | caiso-deliverability | Tesla_Bellota_offpeak | Operational_New_Capacity_MW | Solano_Wind_122 |  | 0.63 | 0.63 | 0.63 | 0.63 | 0.63 | 0.63 | 0.63 | 0.63 | 0.63 | 0.63 | 0.63 | 0.63 | 0.63 | 0.63 | 0.63 | 0.63 | 0.63 | 0.63 | 0.63 | 0.63 | 0.63 | 0.63 | 0.63 | 0.63 | 0.63 | 0.63 | 0.63 | 0.63 | 0.63 | 0.63 | 0.63
Solano_Wind_126 | caiso-deliverability | Tesla_Bellota_offpeak | Operational_New_Capacity_MW | Solano_Wind_126 |  | 0.63 | 0.63 | 0.63 | 0.63 | 0.63 | 0.63 | 0.63 | 0.63 | 0.63 | 0.63 | 0.63 | 0.63 | 0.63 | 0.63 | 0.63 | 0.63 | 0.63 | 0.63 | 0.63 | 0.63 | 0.63 | 0.63 | 0.63 | 0.63 | 0.63 | 0.63 | 0.63 | 0.63 | 0.63 | 0.63 | 0.63
Southern_PGAE_Solar_95 | caiso-deliverability | Tesla_Bellota_offpeak | Operational_New_Capacity_MW | Southern_PGAE_Solar_95 |  | 0.68 | 0.68 | 0.68 | 0.68 | 0.68 | 0.68 | 0.68 | 0.68 | 0.68 | 0.68 | 0.68 | 0.68 | 0.68 | 0.68 | 0.68 | 0.68 | 0.68 | 0.68 | 0.68 | 0.68 | 0.68 | 0.68 | 0.68 | 0.68 | 0.68 | 0.68 | 0.68 | 0.68 | 0.68 | 0.68 | 0.68
Southern_PGAE_Solar_99 | caiso-deliverability | Tesla_Bellota_offpeak | Operational_New_Capacity_MW | Southern_PGAE_Solar_99 |  | 0.68 | 0.68 | 0.68 | 0.68 | 0.68 | 0.68 | 0.68 | 0.68 | 0.68 | 0.68 | 0.68 | 0.68 | 0.68 | 0.68 | 0.68 | 0.68 | 0.68 | 0.68 | 0.68 | 0.68 | 0.68 | 0.68 | 0.68 | 0.68 | 0.68 | 0.68 | 0.68 | 0.68 | 0.68 | 0.68 | 0.68
Southern_PGAE_Solar_111 | caiso-deliverability | Tesla_Bellota_offpeak | Operational_New_Capacity_MW | Southern_PGAE_Solar_111 |  | 0.68 | 0.68 | 0.68 | 0.68 | 0.68 | 0.68 | 0.68 | 0.68 | 0.68 | 0.68 | 0.68 | 0.68 | 0.68 | 0.68 | 0.68 | 0.68 | 0.68 | 0.68 | 0.68 | 0.68 | 0.68 | 0.68 | 0.68 | 0.68 | 0.68 | 0.68 | 0.68 | 0.68 | 0.68 | 0.68 | 0.68
Southern_PGAE_Solar_124 | caiso-deliverability | Tesla_Bellota_offpeak | Operational_New_Capacity_MW | Southern_PGAE_Solar_124 |  | 0.68 | 0.68 | 0.68 | 0.68 | 0.68 | 0.68 | 0.68 | 0.68 | 0.68 | 0.68 | 0.68 | 0.68 | 0.68 | 0.68 | 0.68 | 0.68 | 0.68 | 0.68 | 0.68 | 0.68 | 0.68 | 0.68 | 0.68 | 0.68 | 0.68 | 0.68 | 0.68 | 0.68 | 0.68 | 0.68 | 0.68
Southern_PGAE_Solar_139 | caiso-deliverability | Tesla_Bellota_offpeak | Operational_New_Capacity_MW | Southern_PGAE_Solar_139 |  | 0.68 | 0.68 | 0.68 | 0.68 | 0.68 | 0.68 | 0.68 | 0.68 | 0.68 | 0.68 | 0.68 | 0.68 | 0.68 | 0.68 | 0.68 | 0.68 | 0.68 | 0.68 | 0.68 | 0.68 | 0.68 | 0.68 | 0.68 | 0.68 | 0.68 | 0.68 | 0.68 | 0.68 | 0.68 | 0.68 | 0.68
Southern_PGAE_Solar_161 | caiso-deliverability | Tesla_Bellota_offpeak | Operational_New_Capacity_MW | Southern_PGAE_Solar_161 |  | 0.68 | 0.68 | 0.68 | 0.68 | 0.68 | 0.68 | 0.68 | 0.68 | 0.68 | 0.68 | 0.68 | 0.68 | 0.68 | 0.68 | 0.68 | 0.68 | 0.68 | 0.68 | 0.68 | 0.68 | 0.68 | 0.68 | 0.68 | 0.68 | 0.68 | 0.68 | 0.68 | 0.68 | 0.68 | 0.68 | 0.68
Southern_PGAE_Solar_163 | caiso-deliverability | Tesla_Bellota_offpeak | Operational_New_Capacity_MW | Southern_PGAE_Solar_163 |  | 0.68 | 0.68 | 0.68 | 0.68 | 0.68 | 0.68 | 0.68 | 0.68 | 0.68 | 0.68 | 0.68 | 0.68 | 0.68 | 0.68 | 0.68 | 0.68 | 0.68 | 0.68 | 0.68 | 0.68 | 0.68 | 0.68 | 0.68 | 0.68 | 0.68 | 0.68 | 0.68 | 0.68 | 0.68 | 0.68 | 0.68
Nikola_group | caiso-deliverability | Tesla_Bellota_offpeak | Operational_New_Capacity_MW | Nikola_group |  | -0.23904 | -0.23904 | -0.23904 | -0.23904 | -0.23904 | -0.23904 | -0.23904 | -0.23904 | -0.23904 | -0.23904 | -0.23904 | -0.23904 | -0.23904 | -0.23904 | -0.23904 | -0.23904 | -0.23904 | -0.23904 | -0.23904 | -0.23904 | -0.23904 | -0.23904 | -0.23904 | -0.23904 | -0.23904 | -0.23904 | -0.23904 | -0.23904 | -0.23904 | -0.23904 | -0.23904
Northern_California_Flow_Battery_41 | caiso-deliverability | Tesla_Bellota_SSN | Reliability_Capacity_In_Model_Year | System RA | Northern_California_Flow_Battery_41 | 0.5 | 0.5 | 0.5 | 0.5 | 0.5 | 0.5 | 0.5 | 0.5 | 0.5 | 0.5 | 0.5 | 0.5 | 0.5 | 0.5 | 0.5 | 0.5 | 0.5 | 0.5 | 0.5 | 0.5 | 0.5 | 0.5 | 0.5 | 0.5 | 0.5 | 0.5 | 0.5 | 0.5 | 0.5 | 0.5 | 0.5
Northern_California_Flow_Battery_57 | caiso-deliverability | Tesla_Bellota_SSN | Reliability_Capacity_In_Model_Year | System RA | Northern_California_Flow_Battery_57 | 0.5 | 0.5 | 0.5 | 0.5 | 0.5 | 0.5 | 0.5 | 0.5 | 0.5 | 0.5 | 0.5 | 0.5 | 0.5 | 0.5 | 0.5 | 0.5 | 0.5 | 0.5 | 0.5 | 0.5 | 0.5 | 0.5 | 0.5 | 0.5 | 0.5 | 0.5 | 0.5 | 0.5 | 0.5 | 0.5 | 0.5
Northern_California_Flow_Battery_68 | caiso-deliverability | Tesla_Bellota_SSN | Reliability_Capacity_In_Model_Year | System RA | Northern_California_Flow_Battery_68 | 0.5 | 0.5 | 0.5 | 0.5 | 0.5 | 0.5 | 0.5 | 0.5 | 0.5 | 0.5 | 0.5 | 0.5 | 0.5 | 0.5 | 0.5 | 0.5 | 0.5 | 0.5 | 0.5 | 0.5 | 0.5 | 0.5 | 0.5 | 0.5 | 0.5 | 0.5 | 0.5 | 0.5 | 0.5 | 0.5 | 0.5
Northern_California_Flow_Battery_73 | caiso-deliverability | Tesla_Bellota_SSN | Reliability_Capacity_In_Model_Year | System RA | Northern_California_Flow_Battery_73 | 0.5 | 0.5 | 0.5 | 0.5 | 0.5 | 0.5 | 0.5 | 0.5 | 0.5 | 0.5 | 0.5 | 0.5 | 0.5 | 0.5 | 0.5 | 0.5 | 0.5 | 0.5 | 0.5 | 0.5 | 0.5 | 0.5 | 0.5 | 0.5 | 0.5 | 0.5 | 0.5 | 0.5 | 0.5 | 0.5 | 0.5
Northern_California_Flow_Battery_76 | caiso-deliverability | Tesla_Bellota_SSN | Reliability_Capacity_In_Model_Year | System RA | Northern_California_Flow_Battery_76 | 0.5 | 0.5 | 0.5 | 0.5 | 0.5 | 0.5 | 0.5 | 0.5 | 0.5 | 0.5 | 0.5 | 0.5 | 0.5 | 0.5 | 0.5 | 0.5 | 0.5 | 0.5 | 0.5 | 0.5 | 0.5 | 0.5 | 0.5 | 0.5 | 0.5 | 0.5 | 0.5 | 0.5 | 0.5 | 0.5 | 0.5
Northern_California_Flow_Battery_82 | caiso-deliverability | Tesla_Bellota_SSN | Reliability_Capacity_In_Model_Year | System RA | Northern_California_Flow_Battery_82 | 0.5 | 0.5 | 0.5 | 0.5 | 0.5 | 0.5 | 0.5 | 0.5 | 0.5 | 0.5 | 0.5 | 0.5 | 0.5 | 0.5 | 0.5 | 0.5 | 0.5 | 0.5 | 0.5 | 0.5 | 0.5 | 0.5 | 0.5 | 0.5 | 0.5 | 0.5 | 0.5 | 0.5 | 0.5 | 0.5 | 0.5
Northern_California_Flow_Battery_92 | caiso-deliverability | Tesla_Bellota_SSN | Reliability_Capacity_In_Model_Year | System RA | Northern_California_Flow_Battery_92 | 0.5 | 0.5 | 0.5 | 0.5 | 0.5 | 0.5 | 0.5 | 0.5 | 0.5 | 0.5 | 0.5 | 0.5 | 0.5 | 0.5 | 0.5 | 0.5 | 0.5 | 0.5 | 0.5 | 0.5 | 0.5 | 0.5 | 0.5 | 0.5 | 0.5 | 0.5 | 0.5 | 0.5 | 0.5 | 0.5 | 0.5
Southern_PGAE_Flow_Battery_95 | caiso-deliverability | Tesla_Bellota_SSN | Reliability_Capacity_In_Model_Year | System RA | Southern_PGAE_Flow_Battery_95 | 0.5 | 0.5 | 0.5 | 0.5 | 0.5 | 0.5 | 0.5 | 0.5 | 0.5 | 0.5 | 0.5 | 0.5 | 0.5 | 0.5 | 0.5 | 0.5 | 0.5 | 0.5 | 0.5 | 0.5 | 0.5 | 0.5 | 0.5 | 0.5 | 0.5 | 0.5 | 0.5 | 0.5 | 0.5 | 0.5 | 0.5
Northern_California_Flow_Battery_96 | caiso-deliverability | Tesla_Bellota_SSN | Reliability_Capacity_In_Model_Year | System RA | Northern_California_Flow_Battery_96 | 0.5 | 0.5 | 0.5 | 0.5 | 0.5 | 0.5 | 0.5 | 0.5 | 0.5 | 0.5 | 0.5 | 0.5 | 0.5 | 0.5 | 0.5 | 0.5 | 0.5 | 0.5 | 0.5 | 0.5 | 0.5 | 0.5 | 0.5 | 0.5 | 0.5 | 0.5 | 0.5 | 0.5 | 0.5 | 0.5 | 0.5
Southern_PGAE_Flow_Battery_99 | caiso-deliverability | Tesla_Bellota_SSN | Reliability_Capacity_In_Model_Year | System RA | Southern_PGAE_Flow_Battery_99 | 0.5 | 0.5 | 0.5 | 0.5 | 0.5 | 0.5 | 0.5 | 0.5 | 0.5 | 0.5 | 0.5 | 0.5 | 0.5 | 0.5 | 0.5 | 0.5 | 0.5 | 0.5 | 0.5 | 0.5 | 0.5 | 0.5 | 0.5 | 0.5 | 0.5 | 0.5 | 0.5 | 0.5 | 0.5 | 0.5 | 0.5
Southern_PGAE_Flow_Battery_111 | caiso-deliverability | Tesla_Bellota_SSN | Reliability_Capacity_In_Model_Year | System RA | Southern_PGAE_Flow_Battery_111 | 0.5 | 0.5 | 0.5 | 0.5 | 0.5 | 0.5 | 0.5 | 0.5 | 0.5 | 0.5 | 0.5 | 0.5 | 0.5 | 0.5 | 0.5 | 0.5 | 0.5 | 0.5 | 0.5 | 0.5 | 0.5 | 0.5 | 0.5 | 0.5 | 0.5 | 0.5 | 0.5 | 0.5 | 0.5 | 0.5 | 0.5
Northern_California_Flow_Battery_112 | caiso-deliverability | Tesla_Bellota_SSN | Reliability_Capacity_In_Model_Year | System RA | Northern_California_Flow_Battery_112 | 0.5 | 0.5 | 0.5 | 0.5 | 0.5 | 0.5 | 0.5 | 0.5 | 0.5 | 0.5 | 0.5 | 0.5 | 0.5 | 0.5 | 0.5 | 0.5 | 0.5 | 0.5 | 0.5 | 0.5 | 0.5 | 0.5 | 0.5 | 0.5 | 0.5 | 0.5 | 0.5 | 0.5 | 0.5 | 0.5 | 0.5
Northern_California_Flow_Battery_113 | caiso-deliverability | Tesla_Bellota_SSN | Reliability_Capacity_In_Model_Year | System RA | Northern_California_Flow_Battery_113 | 0.5 | 0.5 | 0.5 | 0.5 | 0.5 | 0.5 | 0.5 | 0.5 | 0.5 | 0.5 | 0.5 | 0.5 | 0.5 | 0.5 | 0.5 | 0.5 | 0.5 | 0.5 | 0.5 | 0.5 | 0.5 | 0.5 | 0.5 | 0.5 | 0.5 | 0.5 | 0.5 | 0.5 | 0.5 | 0.5 | 0.5
Northern_California_Flow_Battery_114 | caiso-deliverability | Tesla_Bellota_SSN | Reliability_Capacity_In_Model_Year | System RA | Northern_California_Flow_Battery_114 | 0.5 | 0.5 | 0.5 | 0.5 | 0.5 | 0.5 | 0.5 | 0.5 | 0.5 | 0.5 | 0.5 | 0.5 | 0.5 | 0.5 | 0.5 | 0.5 | 0.5 | 0.5 | 0.5 | 0.5 | 0.5 | 0.5 | 0.5 | 0.5 | 0.5 | 0.5 | 0.5 | 0.5 | 0.5 | 0.5 | 0.5
Northern_California_Flow_Battery_116 | caiso-deliverability | Tesla_Bellota_SSN | Reliability_Capacity_In_Model_Year | System RA | Northern_California_Flow_Battery_116 | 0.5 | 0.5 | 0.5 | 0.5 | 0.5 | 0.5 | 0.5 | 0.5 | 0.5 | 0.5 | 0.5 | 0.5 | 0.5 | 0.5 | 0.5 | 0.5 | 0.5 | 0.5 | 0.5 | 0.5 | 0.5 | 0.5 | 0.5 | 0.5 | 0.5 | 0.5 | 0.5 | 0.5 | 0.5 | 0.5 | 0.5
Northern_California_Flow_Battery_122 | caiso-deliverability | Tesla_Bellota_SSN | Reliability_Capacity_In_Model_Year | System RA | Northern_California_Flow_Battery_122 | 0.5 | 0.5 | 0.5 | 0.5 | 0.5 | 0.5 | 0.5 | 0.5 | 0.5 | 0.5 | 0.5 | 0.5 | 0.5 | 0.5 | 0.5 | 0.5 | 0.5 | 0.5 | 0.5 | 0.5 | 0.5 | 0.5 | 0.5 | 0.5 | 0.5 | 0.5 | 0.5 | 0.5 | 0.5 | 0.5 | 0.5
Southern_PGAE_Flow_Battery_124 | caiso-deliverability | Tesla_Bellota_SSN | Reliability_Capacity_In_Model_Year | System RA | Southern_PGAE_Flow_Battery_124 | 0.5 | 0.5 | 0.5 | 0.5 | 0.5 | 0.5 | 0.5 | 0.5 | 0.5 | 0.5 | 0.5 | 0.5 | 0.5 | 0.5 | 0.5 | 0.5 | 0.5 | 0.5 | 0.5 | 0.5 | 0.5 | 0.5 | 0.5 | 0.5 | 0.5 | 0.5 | 0.5 | 0.5 | 0.5 | 0.5 | 0.5
Northern_California_Flow_Battery_126 | caiso-deliverability | Tesla_Bellota_SSN | Reliability_Capacity_In_Model_Year | System RA | Northern_California_Flow_Battery_126 | 0.5 | 0.5 | 0.5 | 0.5 | 0.5 | 0.5 | 0.5 | 0.5 | 0.5 | 0.5 | 0.5 | 0.5 | 0.5 | 0.5 | 0.5 | 0.5 | 0.5 | 0.5 | 0.5 | 0.5 | 0.5 | 0.5 | 0.5 | 0.5 | 0.5 | 0.5 | 0.5 | 0.5 | 0.5 | 0.5 | 0.5
Northern_California_Flow_Battery_135 | caiso-deliverability | Tesla_Bellota_SSN | Reliability_Capacity_In_Model_Year | System RA | Northern_California_Flow_Battery_135 | 0.5 | 0.5 | 0.5 | 0.5 | 0.5 | 0.5 | 0.5 | 0.5 | 0.5 | 0.5 | 0.5 | 0.5 | 0.5 | 0.5 | 0.5 | 0.5 | 0.5 | 0.5 | 0.5 | 0.5 | 0.5 | 0.5 | 0.5 | 0.5 | 0.5 | 0.5 | 0.5 | 0.5 | 0.5 | 0.5 | 0.5
Northern_California_Flow_Battery_138 | caiso-deliverability | Tesla_Bellota_SSN | Reliability_Capacity_In_Model_Year | System RA | Northern_California_Flow_Battery_138 | 0.5 | 0.5 | 0.5 | 0.5 | 0.5 | 0.5 | 0.5 | 0.5 | 0.5 | 0.5 | 0.5 | 0.5 | 0.5 | 0.5 | 0.5 | 0.5 | 0.5 | 0.5 | 0.5 | 0.5 | 0.5 | 0.5 | 0.5 | 0.5 | 0.5 | 0.5 | 0.5 | 0.5 | 0.5 | 0.5 | 0.5
Southern_PGAE_Flow_Battery_139 | caiso-deliverability | Tesla_Bellota_SSN | Reliability_Capacity_In_Model_Year | System RA | Southern_PGAE_Flow_Battery_139 | 0.5 | 0.5 | 0.5 | 0.5 | 0.5 | 0.5 | 0.5 | 0.5 | 0.5 | 0.5 | 0.5 | 0.5 | 0.5 | 0.5 | 0.5 | 0.5 | 0.5 | 0.5 | 0.5 | 0.5 | 0.5 | 0.5 | 0.5 | 0.5 | 0.5 | 0.5 | 0.5 | 0.5 | 0.5 | 0.5 | 0.5
Northern_California_Flow_Battery_141 | caiso-deliverability | Tesla_Bellota_SSN | Reliability_Capacity_In_Model_Year | System RA | Northern_California_Flow_Battery_141 | 0.5 | 0.5 | 0.5 | 0.5 | 0.5 | 0.5 | 0.5 | 0.5 | 0.5 | 0.5 | 0.5 | 0.5 | 0.5 | 0.5 | 0.5 | 0.5 | 0.5 | 0.5 | 0.5 | 0.5 | 0.5 | 0.5 | 0.5 | 0.5 | 0.5 | 0.5 | 0.5 | 0.5 | 0.5 | 0.5 | 0.5
Northern_California_Flow_Battery_144 | caiso-deliverability | Tesla_Bellota_SSN | Reliability_Capacity_In_Model_Year | System RA | Northern_California_Flow_Battery_144 | 0.5 | 0.5 | 0.5 | 0.5 | 0.5 | 0.5 | 0.5 | 0.5 | 0.5 | 0.5 | 0.5 | 0.5 | 0.5 | 0.5 | 0.5 | 0.5 | 0.5 | 0.5 | 0.5 | 0.5 | 0.5 | 0.5 | 0.5 | 0.5 | 0.5 | 0.5 | 0.5 | 0.5 | 0.5 | 0.5 | 0.5
Northern_California_Flow_Battery_149 | caiso-deliverability | Tesla_Bellota_SSN | Reliability_Capacity_In_Model_Year | System RA | Northern_California_Flow_Battery_149 | 0.5 | 0.5 | 0.5 | 0.5 | 0.5 | 0.5 | 0.5 | 0.5 | 0.5 | 0.5 | 0.5 | 0.5 | 0.5 | 0.5 | 0.5 | 0.5 | 0.5 | 0.5 | 0.5 | 0.5 | 0.5 | 0.5 | 0.5 | 0.5 | 0.5 | 0.5 | 0.5 | 0.5 | 0.5 | 0.5 | 0.5
Northern_California_Flow_Battery_155 | caiso-deliverability | Tesla_Bellota_SSN | Reliability_Capacity_In_Model_Year | System RA | Northern_California_Flow_Battery_155 | 0.5 | 0.5 | 0.5 | 0.5 | 0.5 | 0.5 | 0.5 | 0.5 | 0.5 | 0.5 | 0.5 | 0.5 | 0.5 | 0.5 | 0.5 | 0.5 | 0.5 | 0.5 | 0.5 | 0.5 | 0.5 | 0.5 | 0.5 | 0.5 | 0.5 | 0.5 | 0.5 | 0.5 | 0.5 | 0.5 | 0.5
Northern_California_Flow_Battery_157 | caiso-deliverability | Tesla_Bellota_SSN | Reliability_Capacity_In_Model_Year | System RA | Northern_California_Flow_Battery_157 | 0.5 | 0.5 | 0.5 | 0.5 | 0.5 | 0.5 | 0.5 | 0.5 | 0.5 | 0.5 | 0.5 | 0.5 | 0.5 | 0.5 | 0.5 | 0.5 | 0.5 | 0.5 | 0.5 | 0.5 | 0.5 | 0.5 | 0.5 | 0.5 | 0.5 | 0.5 | 0.5 | 0.5 | 0.5 | 0.5 | 0.5
Northern_California_Flow_Battery_158 | caiso-deliverability | Tesla_Bellota_SSN | Reliability_Capacity_In_Model_Year | System RA | Northern_California_Flow_Battery_158 | 0.5 | 0.5 | 0.5 | 0.5 | 0.5 | 0.5 | 0.5 | 0.5 | 0.5 | 0.5 | 0.5 | 0.5 | 0.5 | 0.5 | 0.5 | 0.5 | 0.5 | 0.5 | 0.5 | 0.5 | 0.5 | 0.5 | 0.5 | 0.5 | 0.5 | 0.5 | 0.5 | 0.5 | 0.5 | 0.5 | 0.5
Northern_California_Flow_Battery_159 | caiso-deliverability | Tesla_Bellota_SSN | Reliability_Capacity_In_Model_Year | System RA | Northern_California_Flow_Battery_159 | 0.5 | 0.5 | 0.5 | 0.5 | 0.5 | 0.5 | 0.5 | 0.5 | 0.5 | 0.5 | 0.5 | 0.5 | 0.5 | 0.5 | 0.5 | 0.5 | 0.5 | 0.5 | 0.5 | 0.5 | 0.5 | 0.5 | 0.5 | 0.5 | 0.5 | 0.5 | 0.5 | 0.5 | 0.5 | 0.5 | 0.5
Southern_PGAE_Flow_Battery_161 | caiso-deliverability | Tesla_Bellota_SSN | Reliability_Capacity_In_Model_Year | System RA | Southern_PGAE_Flow_Battery_161 | 0.5 | 0.5 | 0.5 | 0.5 | 0.5 | 0.5 | 0.5 | 0.5 | 0.5 | 0.5 | 0.5 | 0.5 | 0.5 | 0.5 | 0.5 | 0.5 | 0.5 | 0.5 | 0.5 | 0.5 | 0.5 | 0.5 | 0.5 | 0.5 | 0.5 | 0.5 | 0.5 | 0.5 | 0.5 | 0.5 | 0.5
Southern_PGAE_Flow_Battery_163 | caiso-deliverability | Tesla_Bellota_SSN | Reliability_Capacity_In_Model_Year | System RA | Southern_PGAE_Flow_Battery_163 | 0.5 | 0.5 | 0.5 | 0.5 | 0.5 | 0.5 | 0.5 | 0.5 | 0.5 | 0.5 | 0.5 | 0.5 | 0.5 | 0.5 | 0.5 | 0.5 | 0.5 | 0.5 | 0.5 | 0.5 | 0.5 | 0.5 | 0.5 | 0.5 | 0.5 | 0.5 | 0.5 | 0.5 | 0.5 | 0.5 | 0.5
Northern_California_Flow_Battery_166 | caiso-deliverability | Tesla_Bellota_SSN | Reliability_Capacity_In_Model_Year | System RA | Northern_California_Flow_Battery_166 | 0.5 | 0.5 | 0.5 | 0.5 | 0.5 | 0.5 | 0.5 | 0.5 | 0.5 | 0.5 | 0.5 | 0.5 | 0.5 | 0.5 | 0.5 | 0.5 | 0.5 | 0.5 | 0.5 | 0.5 | 0.5 | 0.5 | 0.5 | 0.5 | 0.5 | 0.5 | 0.5 | 0.5 | 0.5 | 0.5 | 0.5
Northern_California_Flow_Battery_172 | caiso-deliverability | Tesla_Bellota_SSN | Reliability_Capacity_In_Model_Year | System RA | Northern_California_Flow_Battery_172 | 0.5 | 0.5 | 0.5 | 0.5 | 0.5 | 0.5 | 0.5 | 0.5 | 0.5 | 0.5 | 0.5 | 0.5 | 0.5 | 0.5 | 0.5 | 0.5 | 0.5 | 0.5 | 0.5 | 0.5 | 0.5 | 0.5 | 0.5 | 0.5 | 0.5 | 0.5 | 0.5 | 0.5 | 0.5 | 0.5 | 0.5
Northern_California_Flow_Battery_179 | caiso-deliverability | Tesla_Bellota_SSN | Reliability_Capacity_In_Model_Year | System RA | Northern_California_Flow_Battery_179 | 0.5 | 0.5 | 0.5 | 0.5 | 0.5 | 0.5 | 0.5 | 0.5 | 0.5 | 0.5 | 0.5 | 0.5 | 0.5 | 0.5 | 0.5 | 0.5 | 0.5 | 0.5 | 0.5 | 0.5 | 0.5 | 0.5 | 0.5 | 0.5 | 0.5 | 0.5 | 0.5 | 0.5 | 0.5 | 0.5 | 0.5
Northern_California_Li_Battery_4hr_41 | caiso-deliverability | Tesla_Bellota_SSN | Reliability_Capacity_In_Model_Year | System RA | Northern_California_Li_Battery_4hr_41 | 0.5 | 0.5 | 0.5 | 0.5 | 0.5 | 0.5 | 0.5 | 0.5 | 0.5 | 0.5 | 0.5 | 0.5 | 0.5 | 0.5 | 0.5 | 0.5 | 0.5 | 0.5 | 0.5 | 0.5 | 0.5 | 0.5 | 0.5 | 0.5 | 0.5 | 0.5 | 0.5 | 0.5 | 0.5 | 0.5 | 0.5
Northern_California_Li_Battery_4hr_57 | caiso-deliverability | Tesla_Bellota_SSN | Reliability_Capacity_In_Model_Year | System RA | Northern_California_Li_Battery_4hr_57 | 0.5 | 0.5 | 0.5 | 0.5 | 0.5 | 0.5 | 0.5 | 0.5 | 0.5 | 0.5 | 0.5 | 0.5 | 0.5 | 0.5 | 0.5 | 0.5 | 0.5 | 0.5 | 0.5 | 0.5 | 0.5 | 0.5 | 0.5 | 0.5 | 0.5 | 0.5 | 0.5 | 0.5 | 0.5 | 0.5 | 0.5
Northern_California_Li_Battery_4hr_68 | caiso-deliverability | Tesla_Bellota_SSN | Reliability_Capacity_In_Model_Year | System RA | Northern_California_Li_Battery_4hr_68 | 0.5 | 0.5 | 0.5 | 0.5 | 0.5 | 0.5 | 0.5 | 0.5 | 0.5 | 0.5 | 0.5 | 0.5 | 0.5 | 0.5 | 0.5 | 0.5 | 0.5 | 0.5 | 0.5 | 0.5 | 0.5 | 0.5 | 0.5 | 0.5 | 0.5 | 0.5 | 0.5 | 0.5 | 0.5 | 0.5 | 0.5
Northern_California_Li_Battery_4hr_73 | caiso-deliverability | Tesla_Bellota_SSN | Reliability_Capacity_In_Model_Year | System RA | Northern_California_Li_Battery_4hr_73 | 0.5 | 0.5 | 0.5 | 0.5 | 0.5 | 0.5 | 0.5 | 0.5 | 0.5 | 0.5 | 0.5 | 0.5 | 0.5 | 0.5 | 0.5 | 0.5 | 0.5 | 0.5 | 0.5 | 0.5 | 0.5 | 0.5 | 0.5 | 0.5 | 0.5 | 0.5 | 0.5 | 0.5 | 0.5 | 0.5 | 0.5
Northern_California_Li_Battery_4hr_76 | caiso-deliverability | Tesla_Bellota_SSN | Reliability_Capacity_In_Model_Year | System RA | Northern_California_Li_Battery_4hr_76 | 0.5 | 0.5 | 0.5 | 0.5 | 0.5 | 0.5 | 0.5 | 0.5 | 0.5 | 0.5 | 0.5 | 0.5 | 0.5 | 0.5 | 0.5 | 0.5 | 0.5 | 0.5 | 0.5 | 0.5 | 0.5 | 0.5 | 0.5 | 0.5 | 0.5 | 0.5 | 0.5 | 0.5 | 0.5 | 0.5 | 0.5
Northern_California_Li_Battery_4hr_82 | caiso-deliverability | Tesla_Bellota_SSN | Reliability_Capacity_In_Model_Year | System RA | Northern_California_Li_Battery_4hr_82 | 0.5 | 0.5 | 0.5 | 0.5 | 0.5 | 0.5 | 0.5 | 0.5 | 0.5 | 0.5 | 0.5 | 0.5 | 0.5 | 0.5 | 0.5 | 0.5 | 0.5 | 0.5 | 0.5 | 0.5 | 0.5 | 0.5 | 0.5 | 0.5 | 0.5 | 0.5 | 0.5 | 0.5 | 0.5 | 0.5 | 0.5
Northern_California_Li_Battery_4hr_92 | caiso-deliverability | Tesla_Bellota_SSN | Reliability_Capacity_In_Model_Year | System RA | Northern_California_Li_Battery_4hr_92 | 0.5 | 0.5 | 0.5 | 0.5 | 0.5 | 0.5 | 0.5 | 0.5 | 0.5 | 0.5 | 0.5 | 0.5 | 0.5 | 0.5 | 0.5 | 0.5 | 0.5 | 0.5 | 0.5 | 0.5 | 0.5 | 0.5 | 0.5 | 0.5 | 0.5 | 0.5 | 0.5 | 0.5 | 0.5 | 0.5 | 0.5
Southern_PGAE_Li_Battery_4hr_95 | caiso-deliverability | Tesla_Bellota_SSN | Reliability_Capacity_In_Model_Year | System RA | Southern_PGAE_Li_Battery_4hr_95 | 0.5 | 0.5 | 0.5 | 0.5 | 0.5 | 0.5 | 0.5 | 0.5 | 0.5 | 0.5 | 0.5 | 0.5 | 0.5 | 0.5 | 0.5 | 0.5 | 0.5 | 0.5 | 0.5 | 0.5 | 0.5 | 0.5 | 0.5 | 0.5 | 0.5 | 0.5 | 0.5 | 0.5 | 0.5 | 0.5 | 0.5
Northern_California_Li_Battery_4hr_96 | caiso-deliverability | Tesla_Bellota_SSN | Reliability_Capacity_In_Model_Year | System RA | Northern_California_Li_Battery_4hr_96 | 0.5 | 0.5 | 0.5 | 0.5 | 0.5 | 0.5 | 0.5 | 0.5 | 0.5 | 0.5 | 0.5 | 0.5 | 0.5 | 0.5 | 0.5 | 0.5 | 0.5 | 0.5 | 0.5 | 0.5 | 0.5 | 0.5 | 0.5 | 0.5 | 0.5 | 0.5 | 0.5 | 0.5 | 0.5 | 0.5 | 0.5
Southern_PGAE_Li_Battery_4hr_99 | caiso-deliverability | Tesla_Bellota_SSN | Reliability_Capacity_In_Model_Year | System RA | Southern_PGAE_Li_Battery_4hr_99 | 0.5 | 0.5 | 0.5 | 0.5 | 0.5 | 0.5 | 0.5 | 0.5 | 0.5 | 0.5 | 0.5 | 0.5 | 0.5 | 0.5 | 0.5 | 0.5 | 0.5 | 0.5 | 0.5 | 0.5 | 0.5 | 0.5 | 0.5 | 0.5 | 0.5 | 0.5 | 0.5 | 0.5 | 0.5 | 0.5 | 0.5
Southern_PGAE_Li_Battery_4hr_111 | caiso-deliverability | Tesla_Bellota_SSN | Reliability_Capacity_In_Model_Year | System RA | Southern_PGAE_Li_Battery_4hr_111 | 0.5 | 0.5 | 0.5 | 0.5 | 0.5 | 0.5 | 0.5 | 0.5 | 0.5 | 0.5 | 0.5 | 0.5 | 0.5 | 0.5 | 0.5 | 0.5 | 0.5 | 0.5 | 0.5 | 0.5 | 0.5 | 0.5 | 0.5 | 0.5 | 0.5 | 0.5 | 0.5 | 0.5 | 0.5 | 0.5 | 0.5
Northern_California_Li_Battery_4hr_112 | caiso-deliverability | Tesla_Bellota_SSN | Reliability_Capacity_In_Model_Year | System RA | Northern_California_Li_Battery_4hr_112 | 0.5 | 0.5 | 0.5 | 0.5 | 0.5 | 0.5 | 0.5 | 0.5 | 0.5 | 0.5 | 0.5 | 0.5 | 0.5 | 0.5 | 0.5 | 0.5 | 0.5 | 0.5 | 0.5 | 0.5 | 0.5 | 0.5 | 0.5 | 0.5 | 0.5 | 0.5 | 0.5 | 0.5 | 0.5 | 0.5 | 0.5
Northern_California_Li_Battery_4hr_113 | caiso-deliverability | Tesla_Bellota_SSN | Reliability_Capacity_In_Model_Year | System RA | Northern_California_Li_Battery_4hr_113 | 0.5 | 0.5 | 0.5 | 0.5 | 0.5 | 0.5 | 0.5 | 0.5 | 0.5 | 0.5 | 0.5 | 0.5 | 0.5 | 0.5 | 0.5 | 0.5 | 0.5 | 0.5 | 0.5 | 0.5 | 0.5 | 0.5 | 0.5 | 0.5 | 0.5 | 0.5 | 0.5 | 0.5 | 0.5 | 0.5 | 0.5
Northern_California_Li_Battery_4hr_114 | caiso-deliverability | Tesla_Bellota_SSN | Reliability_Capacity_In_Model_Year | System RA | Northern_California_Li_Battery_4hr_114 | 0.5 | 0.5 | 0.5 | 0.5 | 0.5 | 0.5 | 0.5 | 0.5 | 0.5 | 0.5 | 0.5 | 0.5 | 0.5 | 0.5 | 0.5 | 0.5 | 0.5 | 0.5 | 0.5 | 0.5 | 0.5 | 0.5 | 0.5 | 0.5 | 0.5 | 0.5 | 0.5 | 0.5 | 0.5 | 0.5 | 0.5
Northern_California_Li_Battery_4hr_116 | caiso-deliverability | Tesla_Bellota_SSN | Reliability_Capacity_In_Model_Year | System RA | Northern_California_Li_Battery_4hr_116 | 0.5 | 0.5 | 0.5 | 0.5 | 0.5 | 0.5 | 0.5 | 0.5 | 0.5 | 0.5 | 0.5 | 0.5 | 0.5 | 0.5 | 0.5 | 0.5 | 0.5 | 0.5 | 0.5 | 0.5 | 0.5 | 0.5 | 0.5 | 0.5 | 0.5 | 0.5 | 0.5 | 0.5 | 0.5 | 0.5 | 0.5
Northern_California_Li_Battery_4hr_122 | caiso-deliverability | Tesla_Bellota_SSN | Reliability_Capacity_In_Model_Year | System RA | Northern_California_Li_Battery_4hr_122 | 0.5 | 0.5 | 0.5 | 0.5 | 0.5 | 0.5 | 0.5 | 0.5 | 0.5 | 0.5 | 0.5 | 0.5 | 0.5 | 0.5 | 0.5 | 0.5 | 0.5 | 0.5 | 0.5 | 0.5 | 0.5 | 0.5 | 0.5 | 0.5 | 0.5 | 0.5 | 0.5 | 0.5 | 0.5 | 0.5 | 0.5
Southern_PGAE_Li_Battery_4hr_124 | caiso-deliverability | Tesla_Bellota_SSN | Reliability_Capacity_In_Model_Year | System RA | Southern_PGAE_Li_Battery_4hr_124 | 0.5 | 0.5 | 0.5 | 0.5 | 0.5 | 0.5 | 0.5 | 0.5 | 0.5 | 0.5 | 0.5 | 0.5 | 0.5 | 0.5 | 0.5 | 0.5 | 0.5 | 0.5 | 0.5 | 0.5 | 0.5 | 0.5 | 0.5 | 0.5 | 0.5 | 0.5 | 0.5 | 0.5 | 0.5 | 0.5 | 0.5
Northern_California_Li_Battery_4hr_126 | caiso-deliverability | Tesla_Bellota_SSN | Reliability_Capacity_In_Model_Year | System RA | Northern_California_Li_Battery_4hr_126 | 0.5 | 0.5 | 0.5 | 0.5 | 0.5 | 0.5 | 0.5 | 0.5 | 0.5 | 0.5 | 0.5 | 0.5 | 0.5 | 0.5 | 0.5 | 0.5 | 0.5 | 0.5 | 0.5 | 0.5 | 0.5 | 0.5 | 0.5 | 0.5 | 0.5 | 0.5 | 0.5 | 0.5 | 0.5 | 0.5 | 0.5
Northern_California_Li_Battery_4hr_135 | caiso-deliverability | Tesla_Bellota_SSN | Reliability_Capacity_In_Model_Year | System RA | Northern_California_Li_Battery_4hr_135 | 0.5 | 0.5 | 0.5 | 0.5 | 0.5 | 0.5 | 0.5 | 0.5 | 0.5 | 0.5 | 0.5 | 0.5 | 0.5 | 0.5 | 0.5 | 0.5 | 0.5 | 0.5 | 0.5 | 0.5 | 0.5 | 0.5 | 0.5 | 0.5 | 0.5 | 0.5 | 0.5 | 0.5 | 0.5 | 0.5 | 0.5
Northern_California_Li_Battery_4hr_138 | caiso-deliverability | Tesla_Bellota_SSN | Reliability_Capacity_In_Model_Year | System RA | Northern_California_Li_Battery_4hr_138 | 0.5 | 0.5 | 0.5 | 0.5 | 0.5 | 0.5 | 0.5 | 0.5 | 0.5 | 0.5 | 0.5 | 0.5 | 0.5 | 0.5 | 0.5 | 0.5 | 0.5 | 0.5 | 0.5 | 0.5 | 0.5 | 0.5 | 0.5 | 0.5 | 0.5 | 0.5 | 0.5 | 0.5 | 0.5 | 0.5 | 0.5
Southern_PGAE_Li_Battery_4hr_139 | caiso-deliverability | Tesla_Bellota_SSN | Reliability_Capacity_In_Model_Year | System RA | Southern_PGAE_Li_Battery_4hr_139 | 0.5 | 0.5 | 0.5 | 0.5 | 0.5 | 0.5 | 0.5 | 0.5 | 0.5 | 0.5 | 0.5 | 0.5 | 0.5 | 0.5 | 0.5 | 0.5 | 0.5 | 0.5 | 0.5 | 0.5 | 0.5 | 0.5 | 0.5 | 0.5 | 0.5 | 0.5 | 0.5 | 0.5 | 0.5 | 0.5 | 0.5
Northern_California_Li_Battery_4hr_141 | caiso-deliverability | Tesla_Bellota_SSN | Reliability_Capacity_In_Model_Year | System RA | Northern_California_Li_Battery_4hr_141 | 0.5 | 0.5 | 0.5 | 0.5 | 0.5 | 0.5 | 0.5 | 0.5 | 0.5 | 0.5 | 0.5 | 0.5 | 0.5 | 0.5 | 0.5 | 0.5 | 0.5 | 0.5 | 0.5 | 0.5 | 0.5 | 0.5 | 0.5 | 0.5 | 0.5 | 0.5 | 0.5 | 0.5 | 0.5 | 0.5 | 0.5
Northern_California_Li_Battery_4hr_144 | caiso-deliverability | Tesla_Bellota_SSN | Reliability_Capacity_In_Model_Year | System RA | Northern_California_Li_Battery_4hr_144 | 0.5 | 0.5 | 0.5 | 0.5 | 0.5 | 0.5 | 0.5 | 0.5 | 0.5 | 0.5 | 0.5 | 0.5 | 0.5 | 0.5 | 0.5 | 0.5 | 0.5 | 0.5 | 0.5 | 0.5 | 0.5 | 0.5 | 0.5 | 0.5 | 0.5 | 0.5 | 0.5 | 0.5 | 0.5 | 0.5 | 0.5
Northern_California_Li_Battery_4hr_149 | caiso-deliverability | Tesla_Bellota_SSN | Reliability_Capacity_In_Model_Year | System RA | Northern_California_Li_Battery_4hr_149 | 0.5 | 0.5 | 0.5 | 0.5 | 0.5 | 0.5 | 0.5 | 0.5 | 0.5 | 0.5 | 0.5 | 0.5 | 0.5 | 0.5 | 0.5 | 0.5 | 0.5 | 0.5 | 0.5 | 0.5 | 0.5 | 0.5 | 0.5 | 0.5 | 0.5 | 0.5 | 0.5 | 0.5 | 0.5 | 0.5 | 0.5
Northern_California_Li_Battery_4hr_155 | caiso-deliverability | Tesla_Bellota_SSN | Reliability_Capacity_In_Model_Year | System RA | Northern_California_Li_Battery_4hr_155 | 0.5 | 0.5 | 0.5 | 0.5 | 0.5 | 0.5 | 0.5 | 0.5 | 0.5 | 0.5 | 0.5 | 0.5 | 0.5 | 0.5 | 0.5 | 0.5 | 0.5 | 0.5 | 0.5 | 0.5 | 0.5 | 0.5 | 0.5 | 0.5 | 0.5 | 0.5 | 0.5 | 0.5 | 0.5 | 0.5 | 0.5
Northern_California_Li_Battery_4hr_157 | caiso-deliverability | Tesla_Bellota_SSN | Reliability_Capacity_In_Model_Year | System RA | Northern_California_Li_Battery_4hr_157 | 0.5 | 0.5 | 0.5 | 0.5 | 0.5 | 0.5 | 0.5 | 0.5 | 0.5 | 0.5 | 0.5 | 0.5 | 0.5 | 0.5 | 0.5 | 0.5 | 0.5 | 0.5 | 0.5 | 0.5 | 0.5 | 0.5 | 0.5 | 0.5 | 0.5 | 0.5 | 0.5 | 0.5 | 0.5 | 0.5 | 0.5
Northern_California_Li_Battery_4hr_158 | caiso-deliverability | Tesla_Bellota_SSN | Reliability_Capacity_In_Model_Year | System RA | Northern_California_Li_Battery_4hr_158 | 0.5 | 0.5 | 0.5 | 0.5 | 0.5 | 0.5 | 0.5 | 0.5 | 0.5 | 0.5 | 0.5 | 0.5 | 0.5 | 0.5 | 0.5 | 0.5 | 0.5 | 0.5 | 0.5 | 0.5 | 0.5 | 0.5 | 0.5 | 0.5 | 0.5 | 0.5 | 0.5 | 0.5 | 0.5 | 0.5 | 0.5
Northern_California_Li_Battery_4hr_159 | caiso-deliverability | Tesla_Bellota_SSN | Reliability_Capacity_In_Model_Year | System RA | Northern_California_Li_Battery_4hr_159 | 0.5 | 0.5 | 0.5 | 0.5 | 0.5 | 0.5 | 0.5 | 0.5 | 0.5 | 0.5 | 0.5 | 0.5 | 0.5 | 0.5 | 0.5 | 0.5 | 0.5 | 0.5 | 0.5 | 0.5 | 0.5 | 0.5 | 0.5 | 0.5 | 0.5 | 0.5 | 0.5 | 0.5 | 0.5 | 0.5 | 0.5
Southern_PGAE_Li_Battery_4hr_161 | caiso-deliverability | Tesla_Bellota_SSN | Reliability_Capacity_In_Model_Year | System RA | Southern_PGAE_Li_Battery_4hr_161 | 0.5 | 0.5 | 0.5 | 0.5 | 0.5 | 0.5 | 0.5 | 0.5 | 0.5 | 0.5 | 0.5 | 0.5 | 0.5 | 0.5 | 0.5 | 0.5 | 0.5 | 0.5 | 0.5 | 0.5 | 0.5 | 0.5 | 0.5 | 0.5 | 0.5 | 0.5 | 0.5 | 0.5 | 0.5 | 0.5 | 0.5
Southern_PGAE_Li_Battery_4hr_163 | caiso-deliverability | Tesla_Bellota_SSN | Reliability_Capacity_In_Model_Year | System RA | Southern_PGAE_Li_Battery_4hr_163 | 0.5 | 0.5 | 0.5 | 0.5 | 0.5 | 0.5 | 0.5 | 0.5 | 0.5 | 0.5 | 0.5 | 0.5 | 0.5 | 0.5 | 0.5 | 0.5 | 0.5 | 0.5 | 0.5 | 0.5 | 0.5 | 0.5 | 0.5 | 0.5 | 0.5 | 0.5 | 0.5 | 0.5 | 0.5 | 0.5 | 0.5
Northern_California_Li_Battery_4hr_166 | caiso-deliverability | Tesla_Bellota_SSN | Reliability_Capacity_In_Model_Year | System RA | Northern_California_Li_Battery_4hr_166 | 0.5 | 0.5 | 0.5 | 0.5 | 0.5 | 0.5 | 0.5 | 0.5 | 0.5 | 0.5 | 0.5 | 0.5 | 0.5 | 0.5 | 0.5 | 0.5 | 0.5 | 0.5 | 0.5 | 0.5 | 0.5 | 0.5 | 0.5 | 0.5 | 0.5 | 0.5 | 0.5 | 0.5 | 0.5 | 0.5 | 0.5
Northern_California_Li_Battery_4hr_172 | caiso-deliverability | Tesla_Bellota_SSN | Reliability_Capacity_In_Model_Year | System RA | Northern_California_Li_Battery_4hr_172 | 0.5 | 0.5 | 0.5 | 0.5 | 0.5 | 0.5 | 0.5 | 0.5 | 0.5 | 0.5 | 0.5 | 0.5 | 0.5 | 0.5 | 0.5 | 0.5 | 0.5 | 0.5 | 0.5 | 0.5 | 0.5 | 0.5 | 0.5 | 0.5 | 0.5 | 0.5 | 0.5 | 0.5 | 0.5 | 0.5 | 0.5
Northern_California_Li_Battery_4hr_179 | caiso-deliverability | Tesla_Bellota_SSN | Reliability_Capacity_In_Model_Year | System RA | Northern_California_Li_Battery_4hr_179 | 0.5 | 0.5 | 0.5 | 0.5 | 0.5 | 0.5 | 0.5 | 0.5 | 0.5 | 0.5 | 0.5 | 0.5 | 0.5 | 0.5 | 0.5 | 0.5 | 0.5 | 0.5 | 0.5 | 0.5 | 0.5 | 0.5 | 0.5 | 0.5 | 0.5 | 0.5 | 0.5 | 0.5 | 0.5 | 0.5 | 0.5
Northern_California_Li_Battery_8hr_41 | caiso-deliverability | Tesla_Bellota_SSN | Reliability_Capacity_In_Model_Year | System RA | Northern_California_Li_Battery_8hr_41 | 0.5 | 0.5 | 0.5 | 0.5 | 0.5 | 0.5 | 0.5 | 0.5 | 0.5 | 0.5 | 0.5 | 0.5 | 0.5 | 0.5 | 0.5 | 0.5 | 0.5 | 0.5 | 0.5 | 0.5 | 0.5 | 0.5 | 0.5 | 0.5 | 0.5 | 0.5 | 0.5 | 0.5 | 0.5 | 0.5 | 0.5
Northern_California_Li_Battery_8hr_57 | caiso-deliverability | Tesla_Bellota_SSN | Reliability_Capacity_In_Model_Year | System RA | Northern_California_Li_Battery_8hr_57 | 0.5 | 0.5 | 0.5 | 0.5 | 0.5 | 0.5 | 0.5 | 0.5 | 0.5 | 0.5 | 0.5 | 0.5 | 0.5 | 0.5 | 0.5 | 0.5 | 0.5 | 0.5 | 0.5 | 0.5 | 0.5 | 0.5 | 0.5 | 0.5 | 0.5 | 0.5 | 0.5 | 0.5 | 0.5 | 0.5 | 0.5
Northern_California_Li_Battery_8hr_68 | caiso-deliverability | Tesla_Bellota_SSN | Reliability_Capacity_In_Model_Year | System RA | Northern_California_Li_Battery_8hr_68 | 0.5 | 0.5 | 0.5 | 0.5 | 0.5 | 0.5 | 0.5 | 0.5 | 0.5 | 0.5 | 0.5 | 0.5 | 0.5 | 0.5 | 0.5 | 0.5 | 0.5 | 0.5 | 0.5 | 0.5 | 0.5 | 0.5 | 0.5 | 0.5 | 0.5 | 0.5 | 0.5 | 0.5 | 0.5 | 0.5 | 0.5
Northern_California_Li_Battery_8hr_73 | caiso-deliverability | Tesla_Bellota_SSN | Reliability_Capacity_In_Model_Year | System RA | Northern_California_Li_Battery_8hr_73 | 0.5 | 0.5 | 0.5 | 0.5 | 0.5 | 0.5 | 0.5 | 0.5 | 0.5 | 0.5 | 0.5 | 0.5 | 0.5 | 0.5 | 0.5 | 0.5 | 0.5 | 0.5 | 0.5 | 0.5 | 0.5 | 0.5 | 0.5 | 0.5 | 0.5 | 0.5 | 0.5 | 0.5 | 0.5 | 0.5 | 0.5
Northern_California_Li_Battery_8hr_76 | caiso-deliverability | Tesla_Bellota_SSN | Reliability_Capacity_In_Model_Year | System RA | Northern_California_Li_Battery_8hr_76 | 0.5 | 0.5 | 0.5 | 0.5 | 0.5 | 0.5 | 0.5 | 0.5 | 0.5 | 0.5 | 0.5 | 0.5 | 0.5 | 0.5 | 0.5 | 0.5 | 0.5 | 0.5 | 0.5 | 0.5 | 0.5 | 0.5 | 0.5 | 0.5 | 0.5 | 0.5 | 0.5 | 0.5 | 0.5 | 0.5 | 0.5
Northern_California_Li_Battery_8hr_82 | caiso-deliverability | Tesla_Bellota_SSN | Reliability_Capacity_In_Model_Year | System RA | Northern_California_Li_Battery_8hr_82 | 0.5 | 0.5 | 0.5 | 0.5 | 0.5 | 0.5 | 0.5 | 0.5 | 0.5 | 0.5 | 0.5 | 0.5 | 0.5 | 0.5 | 0.5 | 0.5 | 0.5 | 0.5 | 0.5 | 0.5 | 0.5 | 0.5 | 0.5 | 0.5 | 0.5 | 0.5 | 0.5 | 0.5 | 0.5 | 0.5 | 0.5
Northern_California_Li_Battery_8hr_92 | caiso-deliverability | Tesla_Bellota_SSN | Reliability_Capacity_In_Model_Year | System RA | Northern_California_Li_Battery_8hr_92 | 0.5 | 0.5 | 0.5 | 0.5 | 0.5 | 0.5 | 0.5 | 0.5 | 0.5 | 0.5 | 0.5 | 0.5 | 0.5 | 0.5 | 0.5 | 0.5 | 0.5 | 0.5 | 0.5 | 0.5 | 0.5 | 0.5 | 0.5 | 0.5 | 0.5 | 0.5 | 0.5 | 0.5 | 0.5 | 0.5 | 0.5
Southern_PGAE_Li_Battery_8hr_95 | caiso-deliverability | Tesla_Bellota_SSN | Reliability_Capacity_In_Model_Year | System RA | Southern_PGAE_Li_Battery_8hr_95 | 0.5 | 0.5 | 0.5 | 0.5 | 0.5 | 0.5 | 0.5 | 0.5 | 0.5 | 0.5 | 0.5 | 0.5 | 0.5 | 0.5 | 0.5 | 0.5 | 0.5 | 0.5 | 0.5 | 0.5 | 0.5 | 0.5 | 0.5 | 0.5 | 0.5 | 0.5 | 0.5 | 0.5 | 0.5 | 0.5 | 0.5
Northern_California_Li_Battery_8hr_96 | caiso-deliverability | Tesla_Bellota_SSN | Reliability_Capacity_In_Model_Year | System RA | Northern_California_Li_Battery_8hr_96 | 0.5 | 0.5 | 0.5 | 0.5 | 0.5 | 0.5 | 0.5 | 0.5 | 0.5 | 0.5 | 0.5 | 0.5 | 0.5 | 0.5 | 0.5 | 0.5 | 0.5 | 0.5 | 0.5 | 0.5 | 0.5 | 0.5 | 0.5 | 0.5 | 0.5 | 0.5 | 0.5 | 0.5 | 0.5 | 0.5 | 0.5
Southern_PGAE_Li_Battery_8hr_99 | caiso-deliverability | Tesla_Bellota_SSN | Reliability_Capacity_In_Model_Year | System RA | Southern_PGAE_Li_Battery_8hr_99 | 0.5 | 0.5 | 0.5 | 0.5 | 0.5 | 0.5 | 0.5 | 0.5 | 0.5 | 0.5 | 0.5 | 0.5 | 0.5 | 0.5 | 0.5 | 0.5 | 0.5 | 0.5 | 0.5 | 0.5 | 0.5 | 0.5 | 0.5 | 0.5 | 0.5 | 0.5 | 0.5 | 0.5 | 0.5 | 0.5 | 0.5
Southern_PGAE_Li_Battery_8hr_111 | caiso-deliverability | Tesla_Bellota_SSN | Reliability_Capacity_In_Model_Year | System RA | Southern_PGAE_Li_Battery_8hr_111 | 0.5 | 0.5 | 0.5 | 0.5 | 0.5 | 0.5 | 0.5 | 0.5 | 0.5 | 0.5 | 0.5 | 0.5 | 0.5 | 0.5 | 0.5 | 0.5 | 0.5 | 0.5 | 0.5 | 0.5 | 0.5 | 0.5 | 0.5 | 0.5 | 0.5 | 0.5 | 0.5 | 0.5 | 0.5 | 0.5 | 0.5
Northern_California_Li_Battery_8hr_112 | caiso-deliverability | Tesla_Bellota_SSN | Reliability_Capacity_In_Model_Year | System RA | Northern_California_Li_Battery_8hr_112 | 0.5 | 0.5 | 0.5 | 0.5 | 0.5 | 0.5 | 0.5 | 0.5 | 0.5 | 0.5 | 0.5 | 0.5 | 0.5 | 0.5 | 0.5 | 0.5 | 0.5 | 0.5 | 0.5 | 0.5 | 0.5 | 0.5 | 0.5 | 0.5 | 0.5 | 0.5 | 0.5 | 0.5 | 0.5 | 0.5 | 0.5
Northern_California_Li_Battery_8hr_113 | caiso-deliverability | Tesla_Bellota_SSN | Reliability_Capacity_In_Model_Year | System RA | Northern_California_Li_Battery_8hr_113 | 0.5 | 0.5 | 0.5 | 0.5 | 0.5 | 0.5 | 0.5 | 0.5 | 0.5 | 0.5 | 0.5 | 0.5 | 0.5 | 0.5 | 0.5 | 0.5 | 0.5 | 0.5 | 0.5 | 0.5 | 0.5 | 0.5 | 0.5 | 0.5 | 0.5 | 0.5 | 0.5 | 0.5 | 0.5 | 0.5 | 0.5
Northern_California_Li_Battery_8hr_114 | caiso-deliverability | Tesla_Bellota_SSN | Reliability_Capacity_In_Model_Year | System RA | Northern_California_Li_Battery_8hr_114 | 0.5 | 0.5 | 0.5 | 0.5 | 0.5 | 0.5 | 0.5 | 0.5 | 0.5 | 0.5 | 0.5 | 0.5 | 0.5 | 0.5 | 0.5 | 0.5 | 0.5 | 0.5 | 0.5 | 0.5 | 0.5 | 0.5 | 0.5 | 0.5 | 0.5 | 0.5 | 0.5 | 0.5 | 0.5 | 0.5 | 0.5
Northern_California_Li_Battery_8hr_116 | caiso-deliverability | Tesla_Bellota_SSN | Reliability_Capacity_In_Model_Year | System RA | Northern_California_Li_Battery_8hr_116 | 0.5 | 0.5 | 0.5 | 0.5 | 0.5 | 0.5 | 0.5 | 0.5 | 0.5 | 0.5 | 0.5 | 0.5 | 0.5 | 0.5 | 0.5 | 0.5 | 0.5 | 0.5 | 0.5 | 0.5 | 0.5 | 0.5 | 0.5 | 0.5 | 0.5 | 0.5 | 0.5 | 0.5 | 0.5 | 0.5 | 0.5
Northern_California_Li_Battery_8hr_122 | caiso-deliverability | Tesla_Bellota_SSN | Reliability_Capacity_In_Model_Year | System RA | Northern_California_Li_Battery_8hr_122 | 0.5 | 0.5 | 0.5 | 0.5 | 0.5 | 0.5 | 0.5 | 0.5 | 0.5 | 0.5 | 0.5 | 0.5 | 0.5 | 0.5 | 0.5 | 0.5 | 0.5 | 0.5 | 0.5 | 0.5 | 0.5 | 0.5 | 0.5 | 0.5 | 0.5 | 0.5 | 0.5 | 0.5 | 0.5 | 0.5 | 0.5
Southern_PGAE_Li_Battery_8hr_124 | caiso-deliverability | Tesla_Bellota_SSN | Reliability_Capacity_In_Model_Year | System RA | Southern_PGAE_Li_Battery_8hr_124 | 0.5 | 0.5 | 0.5 | 0.5 | 0.5 | 0.5 | 0.5 | 0.5 | 0.5 | 0.5 | 0.5 | 0.5 | 0.5 | 0.5 | 0.5 | 0.5 | 0.5 | 0.5 | 0.5 | 0.5 | 0.5 | 0.5 | 0.5 | 0.5 | 0.5 | 0.5 | 0.5 | 0.5 | 0.5 | 0.5 | 0.5
Northern_California_Li_Battery_8hr_126 | caiso-deliverability | Tesla_Bellota_SSN | Reliability_Capacity_In_Model_Year | System RA | Northern_California_Li_Battery_8hr_126 | 0.5 | 0.5 | 0.5 | 0.5 | 0.5 | 0.5 | 0.5 | 0.5 | 0.5 | 0.5 | 0.5 | 0.5 | 0.5 | 0.5 | 0.5 | 0.5 | 0.5 | 0.5 | 0.5 | 0.5 | 0.5 | 0.5 | 0.5 | 0.5 | 0.5 | 0.5 | 0.5 | 0.5 | 0.5 | 0.5 | 0.5
Northern_California_Li_Battery_8hr_135 | caiso-deliverability | Tesla_Bellota_SSN | Reliability_Capacity_In_Model_Year | System RA | Northern_California_Li_Battery_8hr_135 | 0.5 | 0.5 | 0.5 | 0.5 | 0.5 | 0.5 | 0.5 | 0.5 | 0.5 | 0.5 | 0.5 | 0.5 | 0.5 | 0.5 | 0.5 | 0.5 | 0.5 | 0.5 | 0.5 | 0.5 | 0.5 | 0.5 | 0.5 | 0.5 | 0.5 | 0.5 | 0.5 | 0.5 | 0.5 | 0.5 | 0.5
Northern_California_Li_Battery_8hr_138 | caiso-deliverability | Tesla_Bellota_SSN | Reliability_Capacity_In_Model_Year | System RA | Northern_California_Li_Battery_8hr_138 | 0.5 | 0.5 | 0.5 | 0.5 | 0.5 | 0.5 | 0.5 | 0.5 | 0.5 | 0.5 | 0.5 | 0.5 | 0.5 | 0.5 | 0.5 | 0.5 | 0.5 | 0.5 | 0.5 | 0.5 | 0.5 | 0.5 | 0.5 | 0.5 | 0.5 | 0.5 | 0.5 | 0.5 | 0.5 | 0.5 | 0.5
Southern_PGAE_Li_Battery_8hr_139 | caiso-deliverability | Tesla_Bellota_SSN | Reliability_Capacity_In_Model_Year | System RA | Southern_PGAE_Li_Battery_8hr_139 | 0.5 | 0.5 | 0.5 | 0.5 | 0.5 | 0.5 | 0.5 | 0.5 | 0.5 | 0.5 | 0.5 | 0.5 | 0.5 | 0.5 | 0.5 | 0.5 | 0.5 | 0.5 | 0.5 | 0.5 | 0.5 | 0.5 | 0.5 | 0.5 | 0.5 | 0.5 | 0.5 | 0.5 | 0.5 | 0.5 | 0.5
Northern_California_Li_Battery_8hr_141 | caiso-deliverability | Tesla_Bellota_SSN | Reliability_Capacity_In_Model_Year | System RA | Northern_California_Li_Battery_8hr_141 | 0.5 | 0.5 | 0.5 | 0.5 | 0.5 | 0.5 | 0.5 | 0.5 | 0.5 | 0.5 | 0.5 | 0.5 | 0.5 | 0.5 | 0.5 | 0.5 | 0.5 | 0.5 | 0.5 | 0.5 | 0.5 | 0.5 | 0.5 | 0.5 | 0.5 | 0.5 | 0.5 | 0.5 | 0.5 | 0.5 | 0.5
Northern_California_Li_Battery_8hr_144 | caiso-deliverability | Tesla_Bellota_SSN | Reliability_Capacity_In_Model_Year | System RA | Northern_California_Li_Battery_8hr_144 | 0.5 | 0.5 | 0.5 | 0.5 | 0.5 | 0.5 | 0.5 | 0.5 | 0.5 | 0.5 | 0.5 | 0.5 | 0.5 | 0.5 | 0.5 | 0.5 | 0.5 | 0.5 | 0.5 | 0.5 | 0.5 | 0.5 | 0.5 | 0.5 | 0.5 | 0.5 | 0.5 | 0.5 | 0.5 | 0.5 | 0.5
Northern_California_Li_Battery_8hr_149 | caiso-deliverability | Tesla_Bellota_SSN | Reliability_Capacity_In_Model_Year | System RA | Northern_California_Li_Battery_8hr_149 | 0.5 | 0.5 | 0.5 | 0.5 | 0.5 | 0.5 | 0.5 | 0.5 | 0.5 | 0.5 | 0.5 | 0.5 | 0.5 | 0.5 | 0.5 | 0.5 | 0.5 | 0.5 | 0.5 | 0.5 | 0.5 | 0.5 | 0.5 | 0.5 | 0.5 | 0.5 | 0.5 | 0.5 | 0.5 | 0.5 | 0.5
Northern_California_Li_Battery_8hr_155 | caiso-deliverability | Tesla_Bellota_SSN | Reliability_Capacity_In_Model_Year | System RA | Northern_California_Li_Battery_8hr_155 | 0.5 | 0.5 | 0.5 | 0.5 | 0.5 | 0.5 | 0.5 | 0.5 | 0.5 | 0.5 | 0.5 | 0.5 | 0.5 | 0.5 | 0.5 | 0.5 | 0.5 | 0.5 | 0.5 | 0.5 | 0.5 | 0.5 | 0.5 | 0.5 | 0.5 | 0.5 | 0.5 | 0.5 | 0.5 | 0.5 | 0.5
Northern_California_Li_Battery_8hr_157 | caiso-deliverability | Tesla_Bellota_SSN | Reliability_Capacity_In_Model_Year | System RA | Northern_California_Li_Battery_8hr_157 | 0.5 | 0.5 | 0.5 | 0.5 | 0.5 | 0.5 | 0.5 | 0.5 | 0.5 | 0.5 | 0.5 | 0.5 | 0.5 | 0.5 | 0.5 | 0.5 | 0.5 | 0.5 | 0.5 | 0.5 | 0.5 | 0.5 | 0.5 | 0.5 | 0.5 | 0.5 | 0.5 | 0.5 | 0.5 | 0.5 | 0.5
Northern_California_Li_Battery_8hr_158 | caiso-deliverability | Tesla_Bellota_SSN | Reliability_Capacity_In_Model_Year | System RA | Northern_California_Li_Battery_8hr_158 | 0.5 | 0.5 | 0.5 | 0.5 | 0.5 | 0.5 | 0.5 | 0.5 | 0.5 | 0.5 | 0.5 | 0.5 | 0.5 | 0.5 | 0.5 | 0.5 | 0.5 | 0.5 | 0.5 | 0.5 | 0.5 | 0.5 | 0.5 | 0.5 | 0.5 | 0.5 | 0.5 | 0.5 | 0.5 | 0.5 | 0.5
Northern_California_Li_Battery_8hr_159 | caiso-deliverability | Tesla_Bellota_SSN | Reliability_Capacity_In_Model_Year | System RA | Northern_California_Li_Battery_8hr_159 | 0.5 | 0.5 | 0.5 | 0.5 | 0.5 | 0.5 | 0.5 | 0.5 | 0.5 | 0.5 | 0.5 | 0.5 | 0.5 | 0.5 | 0.5 | 0.5 | 0.5 | 0.5 | 0.5 | 0.5 | 0.5 | 0.5 | 0.5 | 0.5 | 0.5 | 0.5 | 0.5 | 0.5 | 0.5 | 0.5 | 0.5
Southern_PGAE_Li_Battery_8hr_161 | caiso-deliverability | Tesla_Bellota_SSN | Reliability_Capacity_In_Model_Year | System RA | Southern_PGAE_Li_Battery_8hr_161 | 0.5 | 0.5 | 0.5 | 0.5 | 0.5 | 0.5 | 0.5 | 0.5 | 0.5 | 0.5 | 0.5 | 0.5 | 0.5 | 0.5 | 0.5 | 0.5 | 0.5 | 0.5 | 0.5 | 0.5 | 0.5 | 0.5 | 0.5 | 0.5 | 0.5 | 0.5 | 0.5 | 0.5 | 0.5 | 0.5 | 0.5
Southern_PGAE_Li_Battery_8hr_163 | caiso-deliverability | Tesla_Bellota_SSN | Reliability_Capacity_In_Model_Year | System RA | Southern_PGAE_Li_Battery_8hr_163 | 0.5 | 0.5 | 0.5 | 0.5 | 0.5 | 0.5 | 0.5 | 0.5 | 0.5 | 0.5 | 0.5 | 0.5 | 0.5 | 0.5 | 0.5 | 0.5 | 0.5 | 0.5 | 0.5 | 0.5 | 0.5 | 0.5 | 0.5 | 0.5 | 0.5 | 0.5 | 0.5 | 0.5 | 0.5 | 0.5 | 0.5
Northern_California_Li_Battery_8hr_166 | caiso-deliverability | Tesla_Bellota_SSN | Reliability_Capacity_In_Model_Year | System RA | Northern_California_Li_Battery_8hr_166 | 0.5 | 0.5 | 0.5 | 0.5 | 0.5 | 0.5 | 0.5 | 0.5 | 0.5 | 0.5 | 0.5 | 0.5 | 0.5 | 0.5 | 0.5 | 0.5 | 0.5 | 0.5 | 0.5 | 0.5 | 0.5 | 0.5 | 0.5 | 0.5 | 0.5 | 0.5 | 0.5 | 0.5 | 0.5 | 0.5 | 0.5
Northern_California_Li_Battery_8hr_172 | caiso-deliverability | Tesla_Bellota_SSN | Reliability_Capacity_In_Model_Year | System RA | Northern_California_Li_Battery_8hr_172 | 0.5 | 0.5 | 0.5 | 0.5 | 0.5 | 0.5 | 0.5 | 0.5 | 0.5 | 0.5 | 0.5 | 0.5 | 0.5 | 0.5 | 0.5 | 0.5 | 0.5 | 0.5 | 0.5 | 0.5 | 0.5 | 0.5 | 0.5 | 0.5 | 0.5 | 0.5 | 0.5 | 0.5 | 0.5 | 0.5 | 0.5
Northern_California_Li_Battery_8hr_179 | caiso-deliverability | Tesla_Bellota_SSN | Reliability_Capacity_In_Model_Year | System RA | Northern_California_Li_Battery_8hr_179 | 0.5 | 0.5 | 0.5 | 0.5 | 0.5 | 0.5 | 0.5 | 0.5 | 0.5 | 0.5 | 0.5 | 0.5 | 0.5 | 0.5 | 0.5 | 0.5 | 0.5 | 0.5 | 0.5 | 0.5 | 0.5 | 0.5 | 0.5 | 0.5 | 0.5 | 0.5 | 0.5 | 0.5 | 0.5 | 0.5 | 0.5
Northern_California_Solar_41 | caiso-deliverability | Tesla_Bellota_SSN | Reliability_Capacity_In_Model_Year | System RA | Northern_California_Solar_41 | 0.556 | 0.556 | 0.556 | 0.556 | 0.556 | 0.556 | 0.556 | 0.556 | 0.556 | 0.556 | 0.556 | 0.556 | 0.556 | 0.556 | 0.556 | 0.556 | 0.556 | 0.556 | 0.556 | 0.556 | 0.556 | 0.556 | 0.556 | 0.556 | 0.556 | 0.556 | 0.556 | 0.556 | 0.556 | 0.556 | 0.556
Northern_California_Solar_57 | caiso-deliverability | Tesla_Bellota_SSN | Reliability_Capacity_In_Model_Year | System RA | Northern_California_Solar_57 | 0.556 | 0.556 | 0.556 | 0.556 | 0.556 | 0.556 | 0.556 | 0.556 | 0.556 | 0.556 | 0.556 | 0.556 | 0.556 | 0.556 | 0.556 | 0.556 | 0.556 | 0.556 | 0.556 | 0.556 | 0.556 | 0.556 | 0.556 | 0.556 | 0.556 | 0.556 | 0.556 | 0.556 | 0.556 | 0.556 | 0.556
Northern_California_Solar_68 | caiso-deliverability | Tesla_Bellota_SSN | Reliability_Capacity_In_Model_Year | System RA | Northern_California_Solar_68 | 0.556 | 0.556 | 0.556 | 0.556 | 0.556 | 0.556 | 0.556 | 0.556 | 0.556 | 0.556 | 0.556 | 0.556 | 0.556 | 0.556 | 0.556 | 0.556 | 0.556 | 0.556 | 0.556 | 0.556 | 0.556 | 0.556 | 0.556 | 0.556 | 0.556 | 0.556 | 0.556 | 0.556 | 0.556 | 0.556 | 0.556
Northern_California_Solar_73 | caiso-deliverability | Tesla_Bellota_SSN | Reliability_Capacity_In_Model_Year | System RA | Northern_California_Solar_73 | 0.556 | 0.556 | 0.556 | 0.556 | 0.556 | 0.556 | 0.556 | 0.556 | 0.556 | 0.556 | 0.556 | 0.556 | 0.556 | 0.556 | 0.556 | 0.556 | 0.556 | 0.556 | 0.556 | 0.556 | 0.556 | 0.556 | 0.556 | 0.556 | 0.556 | 0.556 | 0.556 | 0.556 | 0.556 | 0.556 | 0.556
Northern_California_Solar_76 | caiso-deliverability | Tesla_Bellota_SSN | Reliability_Capacity_In_Model_Year | System RA | Northern_California_Solar_76 | 0.556 | 0.556 | 0.556 | 0.556 | 0.556 | 0.556 | 0.556 | 0.556 | 0.556 | 0.556 | 0.556 | 0.556 | 0.556 | 0.556 | 0.556 | 0.556 | 0.556 | 0.556 | 0.556 | 0.556 | 0.556 | 0.556 | 0.556 | 0.556 | 0.556 | 0.556 | 0.556 | 0.556 | 0.556 | 0.556 | 0.556
Northern_California_Solar_82 | caiso-deliverability | Tesla_Bellota_SSN | Reliability_Capacity_In_Model_Year | System RA | Northern_California_Solar_82 | 0.556 | 0.556 | 0.556 | 0.556 | 0.556 | 0.556 | 0.556 | 0.556 | 0.556 | 0.556 | 0.556 | 0.556 | 0.556 | 0.556 | 0.556 | 0.556 | 0.556 | 0.556 | 0.556 | 0.556 | 0.556 | 0.556 | 0.556 | 0.556 | 0.556 | 0.556 | 0.556 | 0.556 | 0.556 | 0.556 | 0.556
Northern_California_Solar_92 | caiso-deliverability | Tesla_Bellota_SSN | Reliability_Capacity_In_Model_Year | System RA | Northern_California_Solar_92 | 0.556 | 0.556 | 0.556 | 0.556 | 0.556 | 0.556 | 0.556 | 0.556 | 0.556 | 0.556 | 0.556 | 0.556 | 0.556 | 0.556 | 0.556 | 0.556 | 0.556 | 0.556 | 0.556 | 0.556 | 0.556 | 0.556 | 0.556 | 0.556 | 0.556 | 0.556 | 0.556 | 0.556 | 0.556 | 0.556 | 0.556
Northern_California_Solar_96 | caiso-deliverability | Tesla_Bellota_SSN | Reliability_Capacity_In_Model_Year | System RA | Northern_California_Solar_96 | 0.556 | 0.556 | 0.556 | 0.556 | 0.556 | 0.556 | 0.556 | 0.556 | 0.556 | 0.556 | 0.556 | 0.556 | 0.556 | 0.556 | 0.556 | 0.556 | 0.556 | 0.556 | 0.556 | 0.556 | 0.556 | 0.556 | 0.556 | 0.556 | 0.556 | 0.556 | 0.556 | 0.556 | 0.556 | 0.556 | 0.556
Northern_California_Solar_112 | caiso-deliverability | Tesla_Bellota_SSN | Reliability_Capacity_In_Model_Year | System RA | Northern_California_Solar_112 | 0.556 | 0.556 | 0.556 | 0.556 | 0.556 | 0.556 | 0.556 | 0.556 | 0.556 | 0.556 | 0.556 | 0.556 | 0.556 | 0.556 | 0.556 | 0.556 | 0.556 | 0.556 | 0.556 | 0.556 | 0.556 | 0.556 | 0.556 | 0.556 | 0.556 | 0.556 | 0.556 | 0.556 | 0.556 | 0.556 | 0.556
Northern_California_Solar_113 | caiso-deliverability | Tesla_Bellota_SSN | Reliability_Capacity_In_Model_Year | System RA | Northern_California_Solar_113 | 0.556 | 0.556 | 0.556 | 0.556 | 0.556 | 0.556 | 0.556 | 0.556 | 0.556 | 0.556 | 0.556 | 0.556 | 0.556 | 0.556 | 0.556 | 0.556 | 0.556 | 0.556 | 0.556 | 0.556 | 0.556 | 0.556 | 0.556 | 0.556 | 0.556 | 0.556 | 0.556 | 0.556 | 0.556 | 0.556 | 0.556
Northern_California_Solar_114 | caiso-deliverability | Tesla_Bellota_SSN | Reliability_Capacity_In_Model_Year | System RA | Northern_California_Solar_114 | 0.556 | 0.556 | 0.556 | 0.556 | 0.556 | 0.556 | 0.556 | 0.556 | 0.556 | 0.556 | 0.556 | 0.556 | 0.556 | 0.556 | 0.556 | 0.556 | 0.556 | 0.556 | 0.556 | 0.556 | 0.556 | 0.556 | 0.556 | 0.556 | 0.556 | 0.556 | 0.556 | 0.556 | 0.556 | 0.556 | 0.556
Northern_California_Solar_116 | caiso-deliverability | Tesla_Bellota_SSN | Reliability_Capacity_In_Model_Year | System RA | Northern_California_Solar_116 | 0.556 | 0.556 | 0.556 | 0.556 | 0.556 | 0.556 | 0.556 | 0.556 | 0.556 | 0.556 | 0.556 | 0.556 | 0.556 | 0.556 | 0.556 | 0.556 | 0.556 | 0.556 | 0.556 | 0.556 | 0.556 | 0.556 | 0.556 | 0.556 | 0.556 | 0.556 | 0.556 | 0.556 | 0.556 | 0.556 | 0.556
Northern_California_Solar_122 | caiso-deliverability | Tesla_Bellota_SSN | Reliability_Capacity_In_Model_Year | System RA | Northern_California_Solar_122 | 0.556 | 0.556 | 0.556 | 0.556 | 0.556 | 0.556 | 0.556 | 0.556 | 0.556 | 0.556 | 0.556 | 0.556 | 0.556 | 0.556 | 0.556 | 0.556 | 0.556 | 0.556 | 0.556 | 0.556 | 0.556 | 0.556 | 0.556 | 0.556 | 0.556 | 0.556 | 0.556 | 0.556 | 0.556 | 0.556 | 0.556
Northern_California_Solar_126 | caiso-deliverability | Tesla_Bellota_SSN | Reliability_Capacity_In_Model_Year | System RA | Northern_California_Solar_126 | 0.556 | 0.556 | 0.556 | 0.556 | 0.556 | 0.556 | 0.556 | 0.556 | 0.556 | 0.556 | 0.556 | 0.556 | 0.556 | 0.556 | 0.556 | 0.556 | 0.556 | 0.556 | 0.556 | 0.556 | 0.556 | 0.556 | 0.556 | 0.556 | 0.556 | 0.556 | 0.556 | 0.556 | 0.556 | 0.556 | 0.556
Northern_California_Solar_135 | caiso-deliverability | Tesla_Bellota_SSN | Reliability_Capacity_In_Model_Year | System RA | Northern_California_Solar_135 | 0.556 | 0.556 | 0.556 | 0.556 | 0.556 | 0.556 | 0.556 | 0.556 | 0.556 | 0.556 | 0.556 | 0.556 | 0.556 | 0.556 | 0.556 | 0.556 | 0.556 | 0.556 | 0.556 | 0.556 | 0.556 | 0.556 | 0.556 | 0.556 | 0.556 | 0.556 | 0.556 | 0.556 | 0.556 | 0.556 | 0.556
Northern_California_Solar_138 | caiso-deliverability | Tesla_Bellota_SSN | Reliability_Capacity_In_Model_Year | System RA | Northern_California_Solar_138 | 0.556 | 0.556 | 0.556 | 0.556 | 0.556 | 0.556 | 0.556 | 0.556 | 0.556 | 0.556 | 0.556 | 0.556 | 0.556 | 0.556 | 0.556 | 0.556 | 0.556 | 0.556 | 0.556 | 0.556 | 0.556 | 0.556 | 0.556 | 0.556 | 0.556 | 0.556 | 0.556 | 0.556 | 0.556 | 0.556 | 0.556
Northern_California_Solar_141 | caiso-deliverability | Tesla_Bellota_SSN | Reliability_Capacity_In_Model_Year | System RA | Northern_California_Solar_141 | 0.556 | 0.556 | 0.556 | 0.556 | 0.556 | 0.556 | 0.556 | 0.556 | 0.556 | 0.556 | 0.556 | 0.556 | 0.556 | 0.556 | 0.556 | 0.556 | 0.556 | 0.556 | 0.556 | 0.556 | 0.556 | 0.556 | 0.556 | 0.556 | 0.556 | 0.556 | 0.556 | 0.556 | 0.556 | 0.556 | 0.556
Northern_California_Solar_144 | caiso-deliverability | Tesla_Bellota_SSN | Reliability_Capacity_In_Model_Year | System RA | Northern_California_Solar_144 | 0.556 | 0.556 | 0.556 | 0.556 | 0.556 | 0.556 | 0.556 | 0.556 | 0.556 | 0.556 | 0.556 | 0.556 | 0.556 | 0.556 | 0.556 | 0.556 | 0.556 | 0.556 | 0.556 | 0.556 | 0.556 | 0.556 | 0.556 | 0.556 | 0.556 | 0.556 | 0.556 | 0.556 | 0.556 | 0.556 | 0.556
Northern_California_Solar_149 | caiso-deliverability | Tesla_Bellota_SSN | Reliability_Capacity_In_Model_Year | System RA | Northern_California_Solar_149 | 0.556 | 0.556 | 0.556 | 0.556 | 0.556 | 0.556 | 0.556 | 0.556 | 0.556 | 0.556 | 0.556 | 0.556 | 0.556 | 0.556 | 0.556 | 0.556 | 0.556 | 0.556 | 0.556 | 0.556 | 0.556 | 0.556 | 0.556 | 0.556 | 0.556 | 0.556 | 0.556 | 0.556 | 0.556 | 0.556 | 0.556
Northern_California_Solar_155 | caiso-deliverability | Tesla_Bellota_SSN | Reliability_Capacity_In_Model_Year | System RA | Northern_California_Solar_155 | 0.556 | 0.556 | 0.556 | 0.556 | 0.556 | 0.556 | 0.556 | 0.556 | 0.556 | 0.556 | 0.556 | 0.556 | 0.556 | 0.556 | 0.556 | 0.556 | 0.556 | 0.556 | 0.556 | 0.556 | 0.556 | 0.556 | 0.556 | 0.556 | 0.556 | 0.556 | 0.556 | 0.556 | 0.556 | 0.556 | 0.556
Northern_California_Solar_157 | caiso-deliverability | Tesla_Bellota_SSN | Reliability_Capacity_In_Model_Year | System RA | Northern_California_Solar_157 | 0.556 | 0.556 | 0.556 | 0.556 | 0.556 | 0.556 | 0.556 | 0.556 | 0.556 | 0.556 | 0.556 | 0.556 | 0.556 | 0.556 | 0.556 | 0.556 | 0.556 | 0.556 | 0.556 | 0.556 | 0.556 | 0.556 | 0.556 | 0.556 | 0.556 | 0.556 | 0.556 | 0.556 | 0.556 | 0.556 | 0.556
Northern_California_Solar_158 | caiso-deliverability | Tesla_Bellota_SSN | Reliability_Capacity_In_Model_Year | System RA | Northern_California_Solar_158 | 0.556 | 0.556 | 0.556 | 0.556 | 0.556 | 0.556 | 0.556 | 0.556 | 0.556 | 0.556 | 0.556 | 0.556 | 0.556 | 0.556 | 0.556 | 0.556 | 0.556 | 0.556 | 0.556 | 0.556 | 0.556 | 0.556 | 0.556 | 0.556 | 0.556 | 0.556 | 0.556 | 0.556 | 0.556 | 0.556 | 0.556
Northern_California_Solar_159 | caiso-deliverability | Tesla_Bellota_SSN | Reliability_Capacity_In_Model_Year | System RA | Northern_California_Solar_159 | 0.556 | 0.556 | 0.556 | 0.556 | 0.556 | 0.556 | 0.556 | 0.556 | 0.556 | 0.556 | 0.556 | 0.556 | 0.556 | 0.556 | 0.556 | 0.556 | 0.556 | 0.556 | 0.556 | 0.556 | 0.556 | 0.556 | 0.556 | 0.556 | 0.556 | 0.556 | 0.556 | 0.556 | 0.556 | 0.556 | 0.556
Northern_California_Solar_166 | caiso-deliverability | Tesla_Bellota_SSN | Reliability_Capacity_In_Model_Year | System RA | Northern_California_Solar_166 | 0.556 | 0.556 | 0.556 | 0.556 | 0.556 | 0.556 | 0.556 | 0.556 | 0.556 | 0.556 | 0.556 | 0.556 | 0.556 | 0.556 | 0.556 | 0.556 | 0.556 | 0.556 | 0.556 | 0.556 | 0.556 | 0.556 | 0.556 | 0.556 | 0.556 | 0.556 | 0.556 | 0.556 | 0.556 | 0.556 | 0.556
Northern_California_Solar_172 | caiso-deliverability | Tesla_Bellota_SSN | Reliability_Capacity_In_Model_Year | System RA | Northern_California_Solar_172 | 0.556 | 0.556 | 0.556 | 0.556 | 0.556 | 0.556 | 0.556 | 0.556 | 0.556 | 0.556 | 0.556 | 0.556 | 0.556 | 0.556 | 0.556 | 0.556 | 0.556 | 0.556 | 0.556 | 0.556 | 0.556 | 0.556 | 0.556 | 0.556 | 0.556 | 0.556 | 0.556 | 0.556 | 0.556 | 0.556 | 0.556
Northern_California_Solar_179 | caiso-deliverability | Tesla_Bellota_SSN | Reliability_Capacity_In_Model_Year | System RA | Northern_California_Solar_179 | 0.556 | 0.556 | 0.556 | 0.556 | 0.556 | 0.556 | 0.556 | 0.556 | 0.556 | 0.556 | 0.556 | 0.556 | 0.556 | 0.556 | 0.556 | 0.556 | 0.556 | 0.556 | 0.556 | 0.556 | 0.556 | 0.556 | 0.556 | 0.556 | 0.556 | 0.556 | 0.556 | 0.556 | 0.556 | 0.556 | 0.556
Northern_California_Wind_76 | caiso-deliverability | Tesla_Bellota_SSN | Reliability_Capacity_In_Model_Year | System RA | Northern_California_Wind_76 | 0.163 | 0.163 | 0.163 | 0.163 | 0.163 | 0.163 | 0.163 | 0.163 | 0.163 | 0.163 | 0.163 | 0.163 | 0.163 | 0.163 | 0.163 | 0.163 | 0.163 | 0.163 | 0.163 | 0.163 | 0.163 | 0.163 | 0.163 | 0.163 | 0.163 | 0.163 | 0.163 | 0.163 | 0.163 | 0.163 | 0.163
Northern_California_Wind_159 | caiso-deliverability | Tesla_Bellota_SSN | Reliability_Capacity_In_Model_Year | System RA | Northern_California_Wind_159 | 0.163 | 0.163 | 0.163 | 0.163 | 0.163 | 0.163 | 0.163 | 0.163 | 0.163 | 0.163 | 0.163 | 0.163 | 0.163 | 0.163 | 0.163 | 0.163 | 0.163 | 0.163 | 0.163 | 0.163 | 0.163 | 0.163 | 0.163 | 0.163 | 0.163 | 0.163 | 0.163 | 0.163 | 0.163 | 0.163 | 0.163
Solano_Wind_122 | caiso-deliverability | Tesla_Bellota_SSN | Reliability_Capacity_In_Model_Year | System RA | Solano_Wind_122 | 0.163 | 0.163 | 0.163 | 0.163 | 0.163 | 0.163 | 0.163 | 0.163 | 0.163 | 0.163 | 0.163 | 0.163 | 0.163 | 0.163 | 0.163 | 0.163 | 0.163 | 0.163 | 0.163 | 0.163 | 0.163 | 0.163 | 0.163 | 0.163 | 0.163 | 0.163 | 0.163 | 0.163 | 0.163 | 0.163 | 0.163
Solano_Wind_126 | caiso-deliverability | Tesla_Bellota_SSN | Reliability_Capacity_In_Model_Year | System RA | Solano_Wind_126 | 0.163 | 0.163 | 0.163 | 0.163 | 0.163 | 0.163 | 0.163 | 0.163 | 0.163 | 0.163 | 0.163 | 0.163 | 0.163 | 0.163 | 0.163 | 0.163 | 0.163 | 0.163 | 0.163 | 0.163 | 0.163 | 0.163 | 0.163 | 0.163 | 0.163 | 0.163 | 0.163 | 0.163 | 0.163 | 0.163 | 0.163
Southern_PGAE_Solar_95 | caiso-deliverability | Tesla_Bellota_SSN | Reliability_Capacity_In_Model_Year | System RA | Southern_PGAE_Solar_95 | 0.556 | 0.556 | 0.556 | 0.556 | 0.556 | 0.556 | 0.556 | 0.556 | 0.556 | 0.556 | 0.556 | 0.556 | 0.556 | 0.556 | 0.556 | 0.556 | 0.556 | 0.556 | 0.556 | 0.556 | 0.556 | 0.556 | 0.556 | 0.556 | 0.556 | 0.556 | 0.556 | 0.556 | 0.556 | 0.556 | 0.556
Southern_PGAE_Solar_99 | caiso-deliverability | Tesla_Bellota_SSN | Reliability_Capacity_In_Model_Year | System RA | Southern_PGAE_Solar_99 | 0.556 | 0.556 | 0.556 | 0.556 | 0.556 | 0.556 | 0.556 | 0.556 | 0.556 | 0.556 | 0.556 | 0.556 | 0.556 | 0.556 | 0.556 | 0.556 | 0.556 | 0.556 | 0.556 | 0.556 | 0.556 | 0.556 | 0.556 | 0.556 | 0.556 | 0.556 | 0.556 | 0.556 | 0.556 | 0.556 | 0.556
Southern_PGAE_Solar_111 | caiso-deliverability | Tesla_Bellota_SSN | Reliability_Capacity_In_Model_Year | System RA | Southern_PGAE_Solar_111 | 0.556 | 0.556 | 0.556 | 0.556 | 0.556 | 0.556 | 0.556 | 0.556 | 0.556 | 0.556 | 0.556 | 0.556 | 0.556 | 0.556 | 0.556 | 0.556 | 0.556 | 0.556 | 0.556 | 0.556 | 0.556 | 0.556 | 0.556 | 0.556 | 0.556 | 0.556 | 0.556 | 0.556 | 0.556 | 0.556 | 0.556
Southern_PGAE_Solar_124 | caiso-deliverability | Tesla_Bellota_SSN | Reliability_Capacity_In_Model_Year | System RA | Southern_PGAE_Solar_124 | 0.556 | 0.556 | 0.556 | 0.556 | 0.556 | 0.556 | 0.556 | 0.556 | 0.556 | 0.556 | 0.556 | 0.556 | 0.556 | 0.556 | 0.556 | 0.556 | 0.556 | 0.556 | 0.556 | 0.556 | 0.556 | 0.556 | 0.556 | 0.556 | 0.556 | 0.556 | 0.556 | 0.556 | 0.556 | 0.556 | 0.556
Southern_PGAE_Solar_139 | caiso-deliverability | Tesla_Bellota_SSN | Reliability_Capacity_In_Model_Year | System RA | Southern_PGAE_Solar_139 | 0.556 | 0.556 | 0.556 | 0.556 | 0.556 | 0.556 | 0.556 | 0.556 | 0.556 | 0.556 | 0.556 | 0.556 | 0.556 | 0.556 | 0.556 | 0.556 | 0.556 | 0.556 | 0.556 | 0.556 | 0.556 | 0.556 | 0.556 | 0.556 | 0.556 | 0.556 | 0.556 | 0.556 | 0.556 | 0.556 | 0.556
Southern_PGAE_Solar_161 | caiso-deliverability | Tesla_Bellota_SSN | Reliability_Capacity_In_Model_Year | System RA | Southern_PGAE_Solar_161 | 0.556 | 0.556 | 0.556 | 0.556 | 0.556 | 0.556 | 0.556 | 0.556 | 0.556 | 0.556 | 0.556 | 0.556 | 0.556 | 0.556 | 0.556 | 0.556 | 0.556 | 0.556 | 0.556 | 0.556 | 0.556 | 0.556 | 0.556 | 0.556 | 0.556 | 0.556 | 0.556 | 0.556 | 0.556 | 0.556 | 0.556
Southern_PGAE_Solar_163 | caiso-deliverability | Tesla_Bellota_SSN | Reliability_Capacity_In_Model_Year | System RA | Southern_PGAE_Solar_163 | 0.556 | 0.556 | 0.556 | 0.556 | 0.556 | 0.556 | 0.556 | 0.556 | 0.556 | 0.556 | 0.556 | 0.556 | 0.556 | 0.556 | 0.556 | 0.556 | 0.556 | 0.556 | 0.556 | 0.556 | 0.556 | 0.556 | 0.556 | 0.556 | 0.556 | 0.556 | 0.556 | 0.556 | 0.556 | 0.556 | 0.556
Nikola_group | caiso-deliverability | Tesla_Bellota_SSN | Operational_New_Capacity_MW | Nikola_group |  | -0.23904 | -0.23904 | -0.23904 | -0.23904 | -0.23904 | -0.23904 | -0.23904 | -0.23904 | -0.23904 | -0.23904 | -0.23904 | -0.23904 | -0.23904 | -0.23904 | -0.23904 | -0.23904 | -0.23904 | -0.23904 | -0.23904 | -0.23904 | -0.23904 | -0.23904 | -0.23904 | -0.23904 | -0.23904 | -0.23904 | -0.23904 | -0.23904 | -0.23904 | -0.23904 | -0.23904
Northern_California_Flow_Battery_135 | caiso-deliverability | Tesla_Salado_HSN | Reliability_Capacity_In_Model_Year | System RA | Northern_California_Flow_Battery_135 | 1 | 1 | 1 | 1 | 1 | 1 | 1 | 1 | 1 | 1 | 1 | 1 | 1 | 1 | 1 | 1 | 1 | 1 | 1 | 1 | 1 | 1 | 1 | 1 | 1 | 1 | 1 | 1 | 1 | 1 | 1
Southern_PGAE_Flow_Battery_145 | caiso-deliverability | Tesla_Salado_HSN | Reliability_Capacity_In_Model_Year | System RA | Southern_PGAE_Flow_Battery_145 | 1 | 1 | 1 | 1 | 1 | 1 | 1 | 1 | 1 | 1 | 1 | 1 | 1 | 1 | 1 | 1 | 1 | 1 | 1 | 1 | 1 | 1 | 1 | 1 | 1 | 1 | 1 | 1 | 1 | 1 | 1
Northern_California_Li_Battery_4hr_135 | caiso-deliverability | Tesla_Salado_HSN | Reliability_Capacity_In_Model_Year | System RA | Northern_California_Li_Battery_4hr_135 | 1 | 1 | 1 | 1 | 1 | 1 | 1 | 1 | 1 | 1 | 1 | 1 | 1 | 1 | 1 | 1 | 1 | 1 | 1 | 1 | 1 | 1 | 1 | 1 | 1 | 1 | 1 | 1 | 1 | 1 | 1
Southern_PGAE_Li_Battery_4hr_145 | caiso-deliverability | Tesla_Salado_HSN | Reliability_Capacity_In_Model_Year | System RA | Southern_PGAE_Li_Battery_4hr_145 | 1 | 1 | 1 | 1 | 1 | 1 | 1 | 1 | 1 | 1 | 1 | 1 | 1 | 1 | 1 | 1 | 1 | 1 | 1 | 1 | 1 | 1 | 1 | 1 | 1 | 1 | 1 | 1 | 1 | 1 | 1
Northern_California_Li_Battery_8hr_135 | caiso-deliverability | Tesla_Salado_HSN | Reliability_Capacity_In_Model_Year | System RA | Northern_California_Li_Battery_8hr_135 | 1 | 1 | 1 | 1 | 1 | 1 | 1 | 1 | 1 | 1 | 1 | 1 | 1 | 1 | 1 | 1 | 1 | 1 | 1 | 1 | 1 | 1 | 1 | 1 | 1 | 1 | 1 | 1 | 1 | 1 | 1
Southern_PGAE_Li_Battery_8hr_145 | caiso-deliverability | Tesla_Salado_HSN | Reliability_Capacity_In_Model_Year | System RA | Southern_PGAE_Li_Battery_8hr_145 | 1 | 1 | 1 | 1 | 1 | 1 | 1 | 1 | 1 | 1 | 1 | 1 | 1 | 1 | 1 | 1 | 1 | 1 | 1 | 1 | 1 | 1 | 1 | 1 | 1 | 1 | 1 | 1 | 1 | 1 | 1
Northern_California_Solar_135 | caiso-deliverability | Tesla_Salado_HSN | Reliability_Capacity_In_Model_Year | System RA | Northern_California_Solar_135 | 0.1 | 0.1 | 0.1 | 0.1 | 0.1 | 0.1 | 0.1 | 0.1 | 0.1 | 0.1 | 0.1 | 0.1 | 0.1 | 0.1 | 0.1 | 0.1 | 0.1 | 0.1 | 0.1 | 0.1 | 0.1 | 0.1 | 0.1 | 0.1 | 0.1 | 0.1 | 0.1 | 0.1 | 0.1 | 0.1 | 0.1
Southern_PGAE_Solar_145 | caiso-deliverability | Tesla_Salado_HSN | Reliability_Capacity_In_Model_Year | System RA | Southern_PGAE_Solar_145 | 0.1 | 0.1 | 0.1 | 0.1 | 0.1 | 0.1 | 0.1 | 0.1 | 0.1 | 0.1 | 0.1 | 0.1 | 0.1 | 0.1 | 0.1 | 0.1 | 0.1 | 0.1 | 0.1 | 0.1 | 0.1 | 0.1 | 0.1 | 0.1 | 0.1 | 0.1 | 0.1 | 0.1 | 0.1 | 0.1 | 0.1
Tesla_Salado_group | caiso-deliverability | Tesla_Salado_HSN | Operational_New_Capacity_MW | Tesla_Salado_group |  | -0.94595 | -0.94595 | -0.94595 | -0.94595 | -0.94595 | -0.94595 | -0.94595 | -0.94595 | -0.94595 | -0.94595 | -0.94595 | -0.94595 | -0.94595 | -0.94595 | -0.94595 | -0.94595 | -0.94595 | -0.94595 | -0.94595 | -0.94595 | -0.94595 | -0.94595 | -0.94595 | -0.94595 | -0.94595 | -0.94595 | -0.94595 | -0.94595 | -0.94595 | -0.94595 | -0.94595
Northern_California_Flow_Battery_135 | caiso-deliverability | Tesla_Salado_offpeak | Operational_New_Capacity_MW | Northern_California_Flow_Battery_135 |  | -1 | -1 | -1 | -1 | -1 | -1 | -1 | -1 | -1 | -1 | -1 | -1 | -1 | -1 | -1 | -1 | -1 | -1 | -1 | -1 | -1 | -1 | -1 | -1 | -1 | -1 | -1 | -1 | -1 | -1 | -1
Southern_PGAE_Flow_Battery_145 | caiso-deliverability | Tesla_Salado_offpeak | Operational_New_Capacity_MW | Southern_PGAE_Flow_Battery_145 |  | -1 | -1 | -1 | -1 | -1 | -1 | -1 | -1 | -1 | -1 | -1 | -1 | -1 | -1 | -1 | -1 | -1 | -1 | -1 | -1 | -1 | -1 | -1 | -1 | -1 | -1 | -1 | -1 | -1 | -1 | -1
Northern_California_Li_Battery_4hr_135 | caiso-deliverability | Tesla_Salado_offpeak | Operational_New_Capacity_MW | Northern_California_Li_Battery_4hr_135 |  | -1 | -1 | -1 | -1 | -1 | -1 | -1 | -1 | -1 | -1 | -1 | -1 | -1 | -1 | -1 | -1 | -1 | -1 | -1 | -1 | -1 | -1 | -1 | -1 | -1 | -1 | -1 | -1 | -1 | -1 | -1
Southern_PGAE_Li_Battery_4hr_145 | caiso-deliverability | Tesla_Salado_offpeak | Operational_New_Capacity_MW | Southern_PGAE_Li_Battery_4hr_145 |  | -1 | -1 | -1 | -1 | -1 | -1 | -1 | -1 | -1 | -1 | -1 | -1 | -1 | -1 | -1 | -1 | -1 | -1 | -1 | -1 | -1 | -1 | -1 | -1 | -1 | -1 | -1 | -1 | -1 | -1 | -1
Northern_California_Li_Battery_8hr_135 | caiso-deliverability | Tesla_Salado_offpeak | Operational_New_Capacity_MW | Northern_California_Li_Battery_8hr_135 |  | -1 | -1 | -1 | -1 | -1 | -1 | -1 | -1 | -1 | -1 | -1 | -1 | -1 | -1 | -1 | -1 | -1 | -1 | -1 | -1 | -1 | -1 | -1 | -1 | -1 | -1 | -1 | -1 | -1 | -1 | -1
Southern_PGAE_Li_Battery_8hr_145 | caiso-deliverability | Tesla_Salado_offpeak | Operational_New_Capacity_MW | Southern_PGAE_Li_Battery_8hr_145 |  | -1 | -1 | -1 | -1 | -1 | -1 | -1 | -1 | -1 | -1 | -1 | -1 | -1 | -1 | -1 | -1 | -1 | -1 | -1 | -1 | -1 | -1 | -1 | -1 | -1 | -1 | -1 | -1 | -1 | -1 | -1
Northern_California_Solar_135 | caiso-deliverability | Tesla_Salado_offpeak | Operational_New_Capacity_MW | Northern_California_Solar_135 |  | 0.68 | 0.68 | 0.68 | 0.68 | 0.68 | 0.68 | 0.68 | 0.68 | 0.68 | 0.68 | 0.68 | 0.68 | 0.68 | 0.68 | 0.68 | 0.68 | 0.68 | 0.68 | 0.68 | 0.68 | 0.68 | 0.68 | 0.68 | 0.68 | 0.68 | 0.68 | 0.68 | 0.68 | 0.68 | 0.68 | 0.68
Southern_PGAE_Solar_145 | caiso-deliverability | Tesla_Salado_offpeak | Operational_New_Capacity_MW | Southern_PGAE_Solar_145 |  | 0.68 | 0.68 | 0.68 | 0.68 | 0.68 | 0.68 | 0.68 | 0.68 | 0.68 | 0.68 | 0.68 | 0.68 | 0.68 | 0.68 | 0.68 | 0.68 | 0.68 | 0.68 | 0.68 | 0.68 | 0.68 | 0.68 | 0.68 | 0.68 | 0.68 | 0.68 | 0.68 | 0.68 | 0.68 | 0.68 | 0.68
Tesla_Salado_group | caiso-deliverability | Tesla_Salado_offpeak | Operational_New_Capacity_MW | Tesla_Salado_group |  | -0.94595 | -0.94595 | -0.94595 | -0.94595 | -0.94595 | -0.94595 | -0.94595 | -0.94595 | -0.94595 | -0.94595 | -0.94595 | -0.94595 | -0.94595 | -0.94595 | -0.94595 | -0.94595 | -0.94595 | -0.94595 | -0.94595 | -0.94595 | -0.94595 | -0.94595 | -0.94595 | -0.94595 | -0.94595 | -0.94595 | -0.94595 | -0.94595 | -0.94595 | -0.94595 | -0.94595
Northern_California_Flow_Battery_135 | caiso-deliverability | Tesla_Salado_SSN | Reliability_Capacity_In_Model_Year | System RA | Northern_California_Flow_Battery_135 | 0.5 | 0.5 | 0.5 | 0.5 | 0.5 | 0.5 | 0.5 | 0.5 | 0.5 | 0.5 | 0.5 | 0.5 | 0.5 | 0.5 | 0.5 | 0.5 | 0.5 | 0.5 | 0.5 | 0.5 | 0.5 | 0.5 | 0.5 | 0.5 | 0.5 | 0.5 | 0.5 | 0.5 | 0.5 | 0.5 | 0.5
Southern_PGAE_Flow_Battery_145 | caiso-deliverability | Tesla_Salado_SSN | Reliability_Capacity_In_Model_Year | System RA | Southern_PGAE_Flow_Battery_145 | 0.5 | 0.5 | 0.5 | 0.5 | 0.5 | 0.5 | 0.5 | 0.5 | 0.5 | 0.5 | 0.5 | 0.5 | 0.5 | 0.5 | 0.5 | 0.5 | 0.5 | 0.5 | 0.5 | 0.5 | 0.5 | 0.5 | 0.5 | 0.5 | 0.5 | 0.5 | 0.5 | 0.5 | 0.5 | 0.5 | 0.5
Northern_California_Li_Battery_4hr_135 | caiso-deliverability | Tesla_Salado_SSN | Reliability_Capacity_In_Model_Year | System RA | Northern_California_Li_Battery_4hr_135 | 0.5 | 0.5 | 0.5 | 0.5 | 0.5 | 0.5 | 0.5 | 0.5 | 0.5 | 0.5 | 0.5 | 0.5 | 0.5 | 0.5 | 0.5 | 0.5 | 0.5 | 0.5 | 0.5 | 0.5 | 0.5 | 0.5 | 0.5 | 0.5 | 0.5 | 0.5 | 0.5 | 0.5 | 0.5 | 0.5 | 0.5
Southern_PGAE_Li_Battery_4hr_145 | caiso-deliverability | Tesla_Salado_SSN | Reliability_Capacity_In_Model_Year | System RA | Southern_PGAE_Li_Battery_4hr_145 | 0.5 | 0.5 | 0.5 | 0.5 | 0.5 | 0.5 | 0.5 | 0.5 | 0.5 | 0.5 | 0.5 | 0.5 | 0.5 | 0.5 | 0.5 | 0.5 | 0.5 | 0.5 | 0.5 | 0.5 | 0.5 | 0.5 | 0.5 | 0.5 | 0.5 | 0.5 | 0.5 | 0.5 | 0.5 | 0.5 | 0.5
Northern_California_Li_Battery_8hr_135 | caiso-deliverability | Tesla_Salado_SSN | Reliability_Capacity_In_Model_Year | System RA | Northern_California_Li_Battery_8hr_135 | 0.5 | 0.5 | 0.5 | 0.5 | 0.5 | 0.5 | 0.5 | 0.5 | 0.5 | 0.5 | 0.5 | 0.5 | 0.5 | 0.5 | 0.5 | 0.5 | 0.5 | 0.5 | 0.5 | 0.5 | 0.5 | 0.5 | 0.5 | 0.5 | 0.5 | 0.5 | 0.5 | 0.5 | 0.5 | 0.5 | 0.5
Southern_PGAE_Li_Battery_8hr_145 | caiso-deliverability | Tesla_Salado_SSN | Reliability_Capacity_In_Model_Year | System RA | Southern_PGAE_Li_Battery_8hr_145 | 0.5 | 0.5 | 0.5 | 0.5 | 0.5 | 0.5 | 0.5 | 0.5 | 0.5 | 0.5 | 0.5 | 0.5 | 0.5 | 0.5 | 0.5 | 0.5 | 0.5 | 0.5 | 0.5 | 0.5 | 0.5 | 0.5 | 0.5 | 0.5 | 0.5 | 0.5 | 0.5 | 0.5 | 0.5 | 0.5 | 0.5
Northern_California_Solar_135 | caiso-deliverability | Tesla_Salado_SSN | Reliability_Capacity_In_Model_Year | System RA | Northern_California_Solar_135 | 0.556 | 0.556 | 0.556 | 0.556 | 0.556 | 0.556 | 0.556 | 0.556 | 0.556 | 0.556 | 0.556 | 0.556 | 0.556 | 0.556 | 0.556 | 0.556 | 0.556 | 0.556 | 0.556 | 0.556 | 0.556 | 0.556 | 0.556 | 0.556 | 0.556 | 0.556 | 0.556 | 0.556 | 0.556 | 0.556 | 0.556
Southern_PGAE_Solar_145 | caiso-deliverability | Tesla_Salado_SSN | Reliability_Capacity_In_Model_Year | System RA | Southern_PGAE_Solar_145 | 0.556 | 0.556 | 0.556 | 0.556 | 0.556 | 0.556 | 0.556 | 0.556 | 0.556 | 0.556 | 0.556 | 0.556 | 0.556 | 0.556 | 0.556 | 0.556 | 0.556 | 0.556 | 0.556 | 0.556 | 0.556 | 0.556 | 0.556 | 0.556 | 0.556 | 0.556 | 0.556 | 0.556 | 0.556 | 0.556 | 0.556
Tesla_Salado_group | caiso-deliverability | Tesla_Salado_SSN | Operational_New_Capacity_MW | Tesla_Salado_group |  | -0.94595 | -0.94595 | -0.94595 | -0.94595 | -0.94595 | -0.94595 | -0.94595 | -0.94595 | -0.94595 | -0.94595 | -0.94595 | -0.94595 | -0.94595 | -0.94595 | -0.94595 | -0.94595 | -0.94595 | -0.94595 | -0.94595 | -0.94595 | -0.94595 | -0.94595 | -0.94595 | -0.94595 | -0.94595 | -0.94595 | -0.94595 | -0.94595 | -0.94595 | -0.94595 | -0.94595
Northern_California_Flow_Battery_68 | caiso-deliverability | Tesla_Tracy_Pump_1_HSN | Reliability_Capacity_In_Model_Year | System RA | Northern_California_Flow_Battery_68 | 1 | 1 | 1 | 1 | 1 | 1 | 1 | 1 | 1 | 1 | 1 | 1 | 1 | 1 | 1 | 1 | 1 | 1 | 1 | 1 | 1 | 1 | 1 | 1 | 1 | 1 | 1 | 1 | 1 | 1 | 1
Northern_California_Flow_Battery_76 | caiso-deliverability | Tesla_Tracy_Pump_1_HSN | Reliability_Capacity_In_Model_Year | System RA | Northern_California_Flow_Battery_76 | 1 | 1 | 1 | 1 | 1 | 1 | 1 | 1 | 1 | 1 | 1 | 1 | 1 | 1 | 1 | 1 | 1 | 1 | 1 | 1 | 1 | 1 | 1 | 1 | 1 | 1 | 1 | 1 | 1 | 1 | 1
Northern_California_Flow_Battery_94 | caiso-deliverability | Tesla_Tracy_Pump_1_HSN | Reliability_Capacity_In_Model_Year | System RA | Northern_California_Flow_Battery_94 | 1 | 1 | 1 | 1 | 1 | 1 | 1 | 1 | 1 | 1 | 1 | 1 | 1 | 1 | 1 | 1 | 1 | 1 | 1 | 1 | 1 | 1 | 1 | 1 | 1 | 1 | 1 | 1 | 1 | 1 | 1
Southern_PGAE_Flow_Battery_95 | caiso-deliverability | Tesla_Tracy_Pump_1_HSN | Reliability_Capacity_In_Model_Year | System RA | Southern_PGAE_Flow_Battery_95 | 1 | 1 | 1 | 1 | 1 | 1 | 1 | 1 | 1 | 1 | 1 | 1 | 1 | 1 | 1 | 1 | 1 | 1 | 1 | 1 | 1 | 1 | 1 | 1 | 1 | 1 | 1 | 1 | 1 | 1 | 1
Southern_PGAE_Flow_Battery_111 | caiso-deliverability | Tesla_Tracy_Pump_1_HSN | Reliability_Capacity_In_Model_Year | System RA | Southern_PGAE_Flow_Battery_111 | 1 | 1 | 1 | 1 | 1 | 1 | 1 | 1 | 1 | 1 | 1 | 1 | 1 | 1 | 1 | 1 | 1 | 1 | 1 | 1 | 1 | 1 | 1 | 1 | 1 | 1 | 1 | 1 | 1 | 1 | 1
Northern_California_Flow_Battery_112 | caiso-deliverability | Tesla_Tracy_Pump_1_HSN | Reliability_Capacity_In_Model_Year | System RA | Northern_California_Flow_Battery_112 | 1 | 1 | 1 | 1 | 1 | 1 | 1 | 1 | 1 | 1 | 1 | 1 | 1 | 1 | 1 | 1 | 1 | 1 | 1 | 1 | 1 | 1 | 1 | 1 | 1 | 1 | 1 | 1 | 1 | 1 | 1
Northern_California_Flow_Battery_126 | caiso-deliverability | Tesla_Tracy_Pump_1_HSN | Reliability_Capacity_In_Model_Year | System RA | Northern_California_Flow_Battery_126 | 1 | 1 | 1 | 1 | 1 | 1 | 1 | 1 | 1 | 1 | 1 | 1 | 1 | 1 | 1 | 1 | 1 | 1 | 1 | 1 | 1 | 1 | 1 | 1 | 1 | 1 | 1 | 1 | 1 | 1 | 1
Northern_California_Flow_Battery_135 | caiso-deliverability | Tesla_Tracy_Pump_1_HSN | Reliability_Capacity_In_Model_Year | System RA | Northern_California_Flow_Battery_135 | 1 | 1 | 1 | 1 | 1 | 1 | 1 | 1 | 1 | 1 | 1 | 1 | 1 | 1 | 1 | 1 | 1 | 1 | 1 | 1 | 1 | 1 | 1 | 1 | 1 | 1 | 1 | 1 | 1 | 1 | 1
Northern_California_Flow_Battery_150 | caiso-deliverability | Tesla_Tracy_Pump_1_HSN | Reliability_Capacity_In_Model_Year | System RA | Northern_California_Flow_Battery_150 | 1 | 1 | 1 | 1 | 1 | 1 | 1 | 1 | 1 | 1 | 1 | 1 | 1 | 1 | 1 | 1 | 1 | 1 | 1 | 1 | 1 | 1 | 1 | 1 | 1 | 1 | 1 | 1 | 1 | 1 | 1
Northern_California_Flow_Battery_155 | caiso-deliverability | Tesla_Tracy_Pump_1_HSN | Reliability_Capacity_In_Model_Year | System RA | Northern_California_Flow_Battery_155 | 1 | 1 | 1 | 1 | 1 | 1 | 1 | 1 | 1 | 1 | 1 | 1 | 1 | 1 | 1 | 1 | 1 | 1 | 1 | 1 | 1 | 1 | 1 | 1 | 1 | 1 | 1 | 1 | 1 | 1 | 1
Northern_California_Flow_Battery_158 | caiso-deliverability | Tesla_Tracy_Pump_1_HSN | Reliability_Capacity_In_Model_Year | System RA | Northern_California_Flow_Battery_158 | 1 | 1 | 1 | 1 | 1 | 1 | 1 | 1 | 1 | 1 | 1 | 1 | 1 | 1 | 1 | 1 | 1 | 1 | 1 | 1 | 1 | 1 | 1 | 1 | 1 | 1 | 1 | 1 | 1 | 1 | 1
Northern_California_Li_Battery_4hr_68 | caiso-deliverability | Tesla_Tracy_Pump_1_HSN | Reliability_Capacity_In_Model_Year | System RA | Northern_California_Li_Battery_4hr_68 | 1 | 1 | 1 | 1 | 1 | 1 | 1 | 1 | 1 | 1 | 1 | 1 | 1 | 1 | 1 | 1 | 1 | 1 | 1 | 1 | 1 | 1 | 1 | 1 | 1 | 1 | 1 | 1 | 1 | 1 | 1
Northern_California_Li_Battery_4hr_76 | caiso-deliverability | Tesla_Tracy_Pump_1_HSN | Reliability_Capacity_In_Model_Year | System RA | Northern_California_Li_Battery_4hr_76 | 1 | 1 | 1 | 1 | 1 | 1 | 1 | 1 | 1 | 1 | 1 | 1 | 1 | 1 | 1 | 1 | 1 | 1 | 1 | 1 | 1 | 1 | 1 | 1 | 1 | 1 | 1 | 1 | 1 | 1 | 1
Northern_California_Li_Battery_4hr_94 | caiso-deliverability | Tesla_Tracy_Pump_1_HSN | Reliability_Capacity_In_Model_Year | System RA | Northern_California_Li_Battery_4hr_94 | 1 | 1 | 1 | 1 | 1 | 1 | 1 | 1 | 1 | 1 | 1 | 1 | 1 | 1 | 1 | 1 | 1 | 1 | 1 | 1 | 1 | 1 | 1 | 1 | 1 | 1 | 1 | 1 | 1 | 1 | 1
Southern_PGAE_Li_Battery_4hr_95 | caiso-deliverability | Tesla_Tracy_Pump_1_HSN | Reliability_Capacity_In_Model_Year | System RA | Southern_PGAE_Li_Battery_4hr_95 | 1 | 1 | 1 | 1 | 1 | 1 | 1 | 1 | 1 | 1 | 1 | 1 | 1 | 1 | 1 | 1 | 1 | 1 | 1 | 1 | 1 | 1 | 1 | 1 | 1 | 1 | 1 | 1 | 1 | 1 | 1
Southern_PGAE_Li_Battery_4hr_111 | caiso-deliverability | Tesla_Tracy_Pump_1_HSN | Reliability_Capacity_In_Model_Year | System RA | Southern_PGAE_Li_Battery_4hr_111 | 1 | 1 | 1 | 1 | 1 | 1 | 1 | 1 | 1 | 1 | 1 | 1 | 1 | 1 | 1 | 1 | 1 | 1 | 1 | 1 | 1 | 1 | 1 | 1 | 1 | 1 | 1 | 1 | 1 | 1 | 1
Northern_California_Li_Battery_4hr_112 | caiso-deliverability | Tesla_Tracy_Pump_1_HSN | Reliability_Capacity_In_Model_Year | System RA | Northern_California_Li_Battery_4hr_112 | 1 | 1 | 1 | 1 | 1 | 1 | 1 | 1 | 1 | 1 | 1 | 1 | 1 | 1 | 1 | 1 | 1 | 1 | 1 | 1 | 1 | 1 | 1 | 1 | 1 | 1 | 1 | 1 | 1 | 1 | 1
Northern_California_Li_Battery_4hr_126 | caiso-deliverability | Tesla_Tracy_Pump_1_HSN | Reliability_Capacity_In_Model_Year | System RA | Northern_California_Li_Battery_4hr_126 | 1 | 1 | 1 | 1 | 1 | 1 | 1 | 1 | 1 | 1 | 1 | 1 | 1 | 1 | 1 | 1 | 1 | 1 | 1 | 1 | 1 | 1 | 1 | 1 | 1 | 1 | 1 | 1 | 1 | 1 | 1
Northern_California_Li_Battery_4hr_135 | caiso-deliverability | Tesla_Tracy_Pump_1_HSN | Reliability_Capacity_In_Model_Year | System RA | Northern_California_Li_Battery_4hr_135 | 1 | 1 | 1 | 1 | 1 | 1 | 1 | 1 | 1 | 1 | 1 | 1 | 1 | 1 | 1 | 1 | 1 | 1 | 1 | 1 | 1 | 1 | 1 | 1 | 1 | 1 | 1 | 1 | 1 | 1 | 1
Northern_California_Li_Battery_4hr_150 | caiso-deliverability | Tesla_Tracy_Pump_1_HSN | Reliability_Capacity_In_Model_Year | System RA | Northern_California_Li_Battery_4hr_150 | 1 | 1 | 1 | 1 | 1 | 1 | 1 | 1 | 1 | 1 | 1 | 1 | 1 | 1 | 1 | 1 | 1 | 1 | 1 | 1 | 1 | 1 | 1 | 1 | 1 | 1 | 1 | 1 | 1 | 1 | 1
Northern_California_Li_Battery_4hr_155 | caiso-deliverability | Tesla_Tracy_Pump_1_HSN | Reliability_Capacity_In_Model_Year | System RA | Northern_California_Li_Battery_4hr_155 | 1 | 1 | 1 | 1 | 1 | 1 | 1 | 1 | 1 | 1 | 1 | 1 | 1 | 1 | 1 | 1 | 1 | 1 | 1 | 1 | 1 | 1 | 1 | 1 | 1 | 1 | 1 | 1 | 1 | 1 | 1
Northern_California_Li_Battery_4hr_158 | caiso-deliverability | Tesla_Tracy_Pump_1_HSN | Reliability_Capacity_In_Model_Year | System RA | Northern_California_Li_Battery_4hr_158 | 1 | 1 | 1 | 1 | 1 | 1 | 1 | 1 | 1 | 1 | 1 | 1 | 1 | 1 | 1 | 1 | 1 | 1 | 1 | 1 | 1 | 1 | 1 | 1 | 1 | 1 | 1 | 1 | 1 | 1 | 1
Northern_California_Li_Battery_8hr_68 | caiso-deliverability | Tesla_Tracy_Pump_1_HSN | Reliability_Capacity_In_Model_Year | System RA | Northern_California_Li_Battery_8hr_68 | 1 | 1 | 1 | 1 | 1 | 1 | 1 | 1 | 1 | 1 | 1 | 1 | 1 | 1 | 1 | 1 | 1 | 1 | 1 | 1 | 1 | 1 | 1 | 1 | 1 | 1 | 1 | 1 | 1 | 1 | 1
Northern_California_Li_Battery_8hr_76 | caiso-deliverability | Tesla_Tracy_Pump_1_HSN | Reliability_Capacity_In_Model_Year | System RA | Northern_California_Li_Battery_8hr_76 | 1 | 1 | 1 | 1 | 1 | 1 | 1 | 1 | 1 | 1 | 1 | 1 | 1 | 1 | 1 | 1 | 1 | 1 | 1 | 1 | 1 | 1 | 1 | 1 | 1 | 1 | 1 | 1 | 1 | 1 | 1
Northern_California_Li_Battery_8hr_94 | caiso-deliverability | Tesla_Tracy_Pump_1_HSN | Reliability_Capacity_In_Model_Year | System RA | Northern_California_Li_Battery_8hr_94 | 1 | 1 | 1 | 1 | 1 | 1 | 1 | 1 | 1 | 1 | 1 | 1 | 1 | 1 | 1 | 1 | 1 | 1 | 1 | 1 | 1 | 1 | 1 | 1 | 1 | 1 | 1 | 1 | 1 | 1 | 1
Southern_PGAE_Li_Battery_8hr_95 | caiso-deliverability | Tesla_Tracy_Pump_1_HSN | Reliability_Capacity_In_Model_Year | System RA | Southern_PGAE_Li_Battery_8hr_95 | 1 | 1 | 1 | 1 | 1 | 1 | 1 | 1 | 1 | 1 | 1 | 1 | 1 | 1 | 1 | 1 | 1 | 1 | 1 | 1 | 1 | 1 | 1 | 1 | 1 | 1 | 1 | 1 | 1 | 1 | 1
Southern_PGAE_Li_Battery_8hr_111 | caiso-deliverability | Tesla_Tracy_Pump_1_HSN | Reliability_Capacity_In_Model_Year | System RA | Southern_PGAE_Li_Battery_8hr_111 | 1 | 1 | 1 | 1 | 1 | 1 | 1 | 1 | 1 | 1 | 1 | 1 | 1 | 1 | 1 | 1 | 1 | 1 | 1 | 1 | 1 | 1 | 1 | 1 | 1 | 1 | 1 | 1 | 1 | 1 | 1
Northern_California_Li_Battery_8hr_112 | caiso-deliverability | Tesla_Tracy_Pump_1_HSN | Reliability_Capacity_In_Model_Year | System RA | Northern_California_Li_Battery_8hr_112 | 1 | 1 | 1 | 1 | 1 | 1 | 1 | 1 | 1 | 1 | 1 | 1 | 1 | 1 | 1 | 1 | 1 | 1 | 1 | 1 | 1 | 1 | 1 | 1 | 1 | 1 | 1 | 1 | 1 | 1 | 1
Northern_California_Li_Battery_8hr_126 | caiso-deliverability | Tesla_Tracy_Pump_1_HSN | Reliability_Capacity_In_Model_Year | System RA | Northern_California_Li_Battery_8hr_126 | 1 | 1 | 1 | 1 | 1 | 1 | 1 | 1 | 1 | 1 | 1 | 1 | 1 | 1 | 1 | 1 | 1 | 1 | 1 | 1 | 1 | 1 | 1 | 1 | 1 | 1 | 1 | 1 | 1 | 1 | 1
Northern_California_Li_Battery_8hr_135 | caiso-deliverability | Tesla_Tracy_Pump_1_HSN | Reliability_Capacity_In_Model_Year | System RA | Northern_California_Li_Battery_8hr_135 | 1 | 1 | 1 | 1 | 1 | 1 | 1 | 1 | 1 | 1 | 1 | 1 | 1 | 1 | 1 | 1 | 1 | 1 | 1 | 1 | 1 | 1 | 1 | 1 | 1 | 1 | 1 | 1 | 1 | 1 | 1
Northern_California_Li_Battery_8hr_150 | caiso-deliverability | Tesla_Tracy_Pump_1_HSN | Reliability_Capacity_In_Model_Year | System RA | Northern_California_Li_Battery_8hr_150 | 1 | 1 | 1 | 1 | 1 | 1 | 1 | 1 | 1 | 1 | 1 | 1 | 1 | 1 | 1 | 1 | 1 | 1 | 1 | 1 | 1 | 1 | 1 | 1 | 1 | 1 | 1 | 1 | 1 | 1 | 1
Northern_California_Li_Battery_8hr_155 | caiso-deliverability | Tesla_Tracy_Pump_1_HSN | Reliability_Capacity_In_Model_Year | System RA | Northern_California_Li_Battery_8hr_155 | 1 | 1 | 1 | 1 | 1 | 1 | 1 | 1 | 1 | 1 | 1 | 1 | 1 | 1 | 1 | 1 | 1 | 1 | 1 | 1 | 1 | 1 | 1 | 1 | 1 | 1 | 1 | 1 | 1 | 1 | 1
Northern_California_Li_Battery_8hr_158 | caiso-deliverability | Tesla_Tracy_Pump_1_HSN | Reliability_Capacity_In_Model_Year | System RA | Northern_California_Li_Battery_8hr_158 | 1 | 1 | 1 | 1 | 1 | 1 | 1 | 1 | 1 | 1 | 1 | 1 | 1 | 1 | 1 | 1 | 1 | 1 | 1 | 1 | 1 | 1 | 1 | 1 | 1 | 1 | 1 | 1 | 1 | 1 | 1
Northern_California_Solar_68 | caiso-deliverability | Tesla_Tracy_Pump_1_HSN | Reliability_Capacity_In_Model_Year | System RA | Northern_California_Solar_68 | 0.1 | 0.1 | 0.1 | 0.1 | 0.1 | 0.1 | 0.1 | 0.1 | 0.1 | 0.1 | 0.1 | 0.1 | 0.1 | 0.1 | 0.1 | 0.1 | 0.1 | 0.1 | 0.1 | 0.1 | 0.1 | 0.1 | 0.1 | 0.1 | 0.1 | 0.1 | 0.1 | 0.1 | 0.1 | 0.1 | 0.1
Northern_California_Solar_76 | caiso-deliverability | Tesla_Tracy_Pump_1_HSN | Reliability_Capacity_In_Model_Year | System RA | Northern_California_Solar_76 | 0.1 | 0.1 | 0.1 | 0.1 | 0.1 | 0.1 | 0.1 | 0.1 | 0.1 | 0.1 | 0.1 | 0.1 | 0.1 | 0.1 | 0.1 | 0.1 | 0.1 | 0.1 | 0.1 | 0.1 | 0.1 | 0.1 | 0.1 | 0.1 | 0.1 | 0.1 | 0.1 | 0.1 | 0.1 | 0.1 | 0.1
Northern_California_Solar_94 | caiso-deliverability | Tesla_Tracy_Pump_1_HSN | Reliability_Capacity_In_Model_Year | System RA | Northern_California_Solar_94 | 0.1 | 0.1 | 0.1 | 0.1 | 0.1 | 0.1 | 0.1 | 0.1 | 0.1 | 0.1 | 0.1 | 0.1 | 0.1 | 0.1 | 0.1 | 0.1 | 0.1 | 0.1 | 0.1 | 0.1 | 0.1 | 0.1 | 0.1 | 0.1 | 0.1 | 0.1 | 0.1 | 0.1 | 0.1 | 0.1 | 0.1
Northern_California_Solar_112 | caiso-deliverability | Tesla_Tracy_Pump_1_HSN | Reliability_Capacity_In_Model_Year | System RA | Northern_California_Solar_112 | 0.1 | 0.1 | 0.1 | 0.1 | 0.1 | 0.1 | 0.1 | 0.1 | 0.1 | 0.1 | 0.1 | 0.1 | 0.1 | 0.1 | 0.1 | 0.1 | 0.1 | 0.1 | 0.1 | 0.1 | 0.1 | 0.1 | 0.1 | 0.1 | 0.1 | 0.1 | 0.1 | 0.1 | 0.1 | 0.1 | 0.1
Northern_California_Solar_126 | caiso-deliverability | Tesla_Tracy_Pump_1_HSN | Reliability_Capacity_In_Model_Year | System RA | Northern_California_Solar_126 | 0.1 | 0.1 | 0.1 | 0.1 | 0.1 | 0.1 | 0.1 | 0.1 | 0.1 | 0.1 | 0.1 | 0.1 | 0.1 | 0.1 | 0.1 | 0.1 | 0.1 | 0.1 | 0.1 | 0.1 | 0.1 | 0.1 | 0.1 | 0.1 | 0.1 | 0.1 | 0.1 | 0.1 | 0.1 | 0.1 | 0.1
Northern_California_Solar_135 | caiso-deliverability | Tesla_Tracy_Pump_1_HSN | Reliability_Capacity_In_Model_Year | System RA | Northern_California_Solar_135 | 0.1 | 0.1 | 0.1 | 0.1 | 0.1 | 0.1 | 0.1 | 0.1 | 0.1 | 0.1 | 0.1 | 0.1 | 0.1 | 0.1 | 0.1 | 0.1 | 0.1 | 0.1 | 0.1 | 0.1 | 0.1 | 0.1 | 0.1 | 0.1 | 0.1 | 0.1 | 0.1 | 0.1 | 0.1 | 0.1 | 0.1
Northern_California_Solar_150 | caiso-deliverability | Tesla_Tracy_Pump_1_HSN | Reliability_Capacity_In_Model_Year | System RA | Northern_California_Solar_150 | 0.1 | 0.1 | 0.1 | 0.1 | 0.1 | 0.1 | 0.1 | 0.1 | 0.1 | 0.1 | 0.1 | 0.1 | 0.1 | 0.1 | 0.1 | 0.1 | 0.1 | 0.1 | 0.1 | 0.1 | 0.1 | 0.1 | 0.1 | 0.1 | 0.1 | 0.1 | 0.1 | 0.1 | 0.1 | 0.1 | 0.1
Northern_California_Solar_155 | caiso-deliverability | Tesla_Tracy_Pump_1_HSN | Reliability_Capacity_In_Model_Year | System RA | Northern_California_Solar_155 | 0.1 | 0.1 | 0.1 | 0.1 | 0.1 | 0.1 | 0.1 | 0.1 | 0.1 | 0.1 | 0.1 | 0.1 | 0.1 | 0.1 | 0.1 | 0.1 | 0.1 | 0.1 | 0.1 | 0.1 | 0.1 | 0.1 | 0.1 | 0.1 | 0.1 | 0.1 | 0.1 | 0.1 | 0.1 | 0.1 | 0.1
Northern_California_Solar_158 | caiso-deliverability | Tesla_Tracy_Pump_1_HSN | Reliability_Capacity_In_Model_Year | System RA | Northern_California_Solar_158 | 0.1 | 0.1 | 0.1 | 0.1 | 0.1 | 0.1 | 0.1 | 0.1 | 0.1 | 0.1 | 0.1 | 0.1 | 0.1 | 0.1 | 0.1 | 0.1 | 0.1 | 0.1 | 0.1 | 0.1 | 0.1 | 0.1 | 0.1 | 0.1 | 0.1 | 0.1 | 0.1 | 0.1 | 0.1 | 0.1 | 0.1
Northern_California_Wind_76 | caiso-deliverability | Tesla_Tracy_Pump_1_HSN | Reliability_Capacity_In_Model_Year | System RA | Northern_California_Wind_76 | 0.665 | 0.665 | 0.665 | 0.665 | 0.665 | 0.665 | 0.665 | 0.665 | 0.665 | 0.665 | 0.665 | 0.665 | 0.665 | 0.665 | 0.665 | 0.665 | 0.665 | 0.665 | 0.665 | 0.665 | 0.665 | 0.665 | 0.665 | 0.665 | 0.665 | 0.665 | 0.665 | 0.665 | 0.665 | 0.665 | 0.665
Solano_Wind_94 | caiso-deliverability | Tesla_Tracy_Pump_1_HSN | Reliability_Capacity_In_Model_Year | System RA | Solano_Wind_94 | 0.665 | 0.665 | 0.665 | 0.665 | 0.665 | 0.665 | 0.665 | 0.665 | 0.665 | 0.665 | 0.665 | 0.665 | 0.665 | 0.665 | 0.665 | 0.665 | 0.665 | 0.665 | 0.665 | 0.665 | 0.665 | 0.665 | 0.665 | 0.665 | 0.665 | 0.665 | 0.665 | 0.665 | 0.665 | 0.665 | 0.665
Solano_Wind_126 | caiso-deliverability | Tesla_Tracy_Pump_1_HSN | Reliability_Capacity_In_Model_Year | System RA | Solano_Wind_126 | 0.665 | 0.665 | 0.665 | 0.665 | 0.665 | 0.665 | 0.665 | 0.665 | 0.665 | 0.665 | 0.665 | 0.665 | 0.665 | 0.665 | 0.665 | 0.665 | 0.665 | 0.665 | 0.665 | 0.665 | 0.665 | 0.665 | 0.665 | 0.665 | 0.665 | 0.665 | 0.665 | 0.665 | 0.665 | 0.665 | 0.665
Southern_PGAE_Solar_95 | caiso-deliverability | Tesla_Tracy_Pump_1_HSN | Reliability_Capacity_In_Model_Year | System RA | Southern_PGAE_Solar_95 | 0.1 | 0.1 | 0.1 | 0.1 | 0.1 | 0.1 | 0.1 | 0.1 | 0.1 | 0.1 | 0.1 | 0.1 | 0.1 | 0.1 | 0.1 | 0.1 | 0.1 | 0.1 | 0.1 | 0.1 | 0.1 | 0.1 | 0.1 | 0.1 | 0.1 | 0.1 | 0.1 | 0.1 | 0.1 | 0.1 | 0.1
Southern_PGAE_Solar_111 | caiso-deliverability | Tesla_Tracy_Pump_1_HSN | Reliability_Capacity_In_Model_Year | System RA | Southern_PGAE_Solar_111 | 0.1 | 0.1 | 0.1 | 0.1 | 0.1 | 0.1 | 0.1 | 0.1 | 0.1 | 0.1 | 0.1 | 0.1 | 0.1 | 0.1 | 0.1 | 0.1 | 0.1 | 0.1 | 0.1 | 0.1 | 0.1 | 0.1 | 0.1 | 0.1 | 0.1 | 0.1 | 0.1 | 0.1 | 0.1 | 0.1 | 0.1
Tesla_Tracy_Pump_1_group | caiso-deliverability | Tesla_Tracy_Pump_1_HSN | Operational_New_Capacity_MW | Tesla_Tracy_Pump_1_group |  | -1 | -1 | -1 | -1 | -1 | -1 | -1 | -1 | -1 | -1 | -1 | -1 | -1 | -1 | -1 | -1 | -1 | -1 | -1 | -1 | -1 | -1 | -1 | -1 | -1 | -1 | -1 | -1 | -1 | -1 | -1
Northern_California_Flow_Battery_68 | caiso-deliverability | Tesla_Tracy_Pump_1_offpeak | Operational_New_Capacity_MW | Northern_California_Flow_Battery_68 |  | -1 | -1 | -1 | -1 | -1 | -1 | -1 | -1 | -1 | -1 | -1 | -1 | -1 | -1 | -1 | -1 | -1 | -1 | -1 | -1 | -1 | -1 | -1 | -1 | -1 | -1 | -1 | -1 | -1 | -1 | -1
Northern_California_Flow_Battery_76 | caiso-deliverability | Tesla_Tracy_Pump_1_offpeak | Operational_New_Capacity_MW | Northern_California_Flow_Battery_76 |  | -1 | -1 | -1 | -1 | -1 | -1 | -1 | -1 | -1 | -1 | -1 | -1 | -1 | -1 | -1 | -1 | -1 | -1 | -1 | -1 | -1 | -1 | -1 | -1 | -1 | -1 | -1 | -1 | -1 | -1 | -1
Northern_California_Flow_Battery_94 | caiso-deliverability | Tesla_Tracy_Pump_1_offpeak | Operational_New_Capacity_MW | Northern_California_Flow_Battery_94 |  | -1 | -1 | -1 | -1 | -1 | -1 | -1 | -1 | -1 | -1 | -1 | -1 | -1 | -1 | -1 | -1 | -1 | -1 | -1 | -1 | -1 | -1 | -1 | -1 | -1 | -1 | -1 | -1 | -1 | -1 | -1
Southern_PGAE_Flow_Battery_95 | caiso-deliverability | Tesla_Tracy_Pump_1_offpeak | Operational_New_Capacity_MW | Southern_PGAE_Flow_Battery_95 |  | -1 | -1 | -1 | -1 | -1 | -1 | -1 | -1 | -1 | -1 | -1 | -1 | -1 | -1 | -1 | -1 | -1 | -1 | -1 | -1 | -1 | -1 | -1 | -1 | -1 | -1 | -1 | -1 | -1 | -1 | -1
Southern_PGAE_Flow_Battery_111 | caiso-deliverability | Tesla_Tracy_Pump_1_offpeak | Operational_New_Capacity_MW | Southern_PGAE_Flow_Battery_111 |  | -1 | -1 | -1 | -1 | -1 | -1 | -1 | -1 | -1 | -1 | -1 | -1 | -1 | -1 | -1 | -1 | -1 | -1 | -1 | -1 | -1 | -1 | -1 | -1 | -1 | -1 | -1 | -1 | -1 | -1 | -1
Northern_California_Flow_Battery_112 | caiso-deliverability | Tesla_Tracy_Pump_1_offpeak | Operational_New_Capacity_MW | Northern_California_Flow_Battery_112 |  | -1 | -1 | -1 | -1 | -1 | -1 | -1 | -1 | -1 | -1 | -1 | -1 | -1 | -1 | -1 | -1 | -1 | -1 | -1 | -1 | -1 | -1 | -1 | -1 | -1 | -1 | -1 | -1 | -1 | -1 | -1
Northern_California_Flow_Battery_126 | caiso-deliverability | Tesla_Tracy_Pump_1_offpeak | Operational_New_Capacity_MW | Northern_California_Flow_Battery_126 |  | -1 | -1 | -1 | -1 | -1 | -1 | -1 | -1 | -1 | -1 | -1 | -1 | -1 | -1 | -1 | -1 | -1 | -1 | -1 | -1 | -1 | -1 | -1 | -1 | -1 | -1 | -1 | -1 | -1 | -1 | -1
Northern_California_Flow_Battery_135 | caiso-deliverability | Tesla_Tracy_Pump_1_offpeak | Operational_New_Capacity_MW | Northern_California_Flow_Battery_135 |  | -1 | -1 | -1 | -1 | -1 | -1 | -1 | -1 | -1 | -1 | -1 | -1 | -1 | -1 | -1 | -1 | -1 | -1 | -1 | -1 | -1 | -1 | -1 | -1 | -1 | -1 | -1 | -1 | -1 | -1 | -1
Northern_California_Flow_Battery_150 | caiso-deliverability | Tesla_Tracy_Pump_1_offpeak | Operational_New_Capacity_MW | Northern_California_Flow_Battery_150 |  | -1 | -1 | -1 | -1 | -1 | -1 | -1 | -1 | -1 | -1 | -1 | -1 | -1 | -1 | -1 | -1 | -1 | -1 | -1 | -1 | -1 | -1 | -1 | -1 | -1 | -1 | -1 | -1 | -1 | -1 | -1
Northern_California_Flow_Battery_155 | caiso-deliverability | Tesla_Tracy_Pump_1_offpeak | Operational_New_Capacity_MW | Northern_California_Flow_Battery_155 |  | -1 | -1 | -1 | -1 | -1 | -1 | -1 | -1 | -1 | -1 | -1 | -1 | -1 | -1 | -1 | -1 | -1 | -1 | -1 | -1 | -1 | -1 | -1 | -1 | -1 | -1 | -1 | -1 | -1 | -1 | -1
Northern_California_Flow_Battery_158 | caiso-deliverability | Tesla_Tracy_Pump_1_offpeak | Operational_New_Capacity_MW | Northern_California_Flow_Battery_158 |  | -1 | -1 | -1 | -1 | -1 | -1 | -1 | -1 | -1 | -1 | -1 | -1 | -1 | -1 | -1 | -1 | -1 | -1 | -1 | -1 | -1 | -1 | -1 | -1 | -1 | -1 | -1 | -1 | -1 | -1 | -1
Northern_California_Li_Battery_4hr_68 | caiso-deliverability | Tesla_Tracy_Pump_1_offpeak | Operational_New_Capacity_MW | Northern_California_Li_Battery_4hr_68 |  | -1 | -1 | -1 | -1 | -1 | -1 | -1 | -1 | -1 | -1 | -1 | -1 | -1 | -1 | -1 | -1 | -1 | -1 | -1 | -1 | -1 | -1 | -1 | -1 | -1 | -1 | -1 | -1 | -1 | -1 | -1
Northern_California_Li_Battery_4hr_76 | caiso-deliverability | Tesla_Tracy_Pump_1_offpeak | Operational_New_Capacity_MW | Northern_California_Li_Battery_4hr_76 |  | -1 | -1 | -1 | -1 | -1 | -1 | -1 | -1 | -1 | -1 | -1 | -1 | -1 | -1 | -1 | -1 | -1 | -1 | -1 | -1 | -1 | -1 | -1 | -1 | -1 | -1 | -1 | -1 | -1 | -1 | -1
Northern_California_Li_Battery_4hr_94 | caiso-deliverability | Tesla_Tracy_Pump_1_offpeak | Operational_New_Capacity_MW | Northern_California_Li_Battery_4hr_94 |  | -1 | -1 | -1 | -1 | -1 | -1 | -1 | -1 | -1 | -1 | -1 | -1 | -1 | -1 | -1 | -1 | -1 | -1 | -1 | -1 | -1 | -1 | -1 | -1 | -1 | -1 | -1 | -1 | -1 | -1 | -1
Southern_PGAE_Li_Battery_4hr_95 | caiso-deliverability | Tesla_Tracy_Pump_1_offpeak | Operational_New_Capacity_MW | Southern_PGAE_Li_Battery_4hr_95 |  | -1 | -1 | -1 | -1 | -1 | -1 | -1 | -1 | -1 | -1 | -1 | -1 | -1 | -1 | -1 | -1 | -1 | -1 | -1 | -1 | -1 | -1 | -1 | -1 | -1 | -1 | -1 | -1 | -1 | -1 | -1
Southern_PGAE_Li_Battery_4hr_111 | caiso-deliverability | Tesla_Tracy_Pump_1_offpeak | Operational_New_Capacity_MW | Southern_PGAE_Li_Battery_4hr_111 |  | -1 | -1 | -1 | -1 | -1 | -1 | -1 | -1 | -1 | -1 | -1 | -1 | -1 | -1 | -1 | -1 | -1 | -1 | -1 | -1 | -1 | -1 | -1 | -1 | -1 | -1 | -1 | -1 | -1 | -1 | -1
Northern_California_Li_Battery_4hr_112 | caiso-deliverability | Tesla_Tracy_Pump_1_offpeak | Operational_New_Capacity_MW | Northern_California_Li_Battery_4hr_112 |  | -1 | -1 | -1 | -1 | -1 | -1 | -1 | -1 | -1 | -1 | -1 | -1 | -1 | -1 | -1 | -1 | -1 | -1 | -1 | -1 | -1 | -1 | -1 | -1 | -1 | -1 | -1 | -1 | -1 | -1 | -1
Northern_California_Li_Battery_4hr_126 | caiso-deliverability | Tesla_Tracy_Pump_1_offpeak | Operational_New_Capacity_MW | Northern_California_Li_Battery_4hr_126 |  | -1 | -1 | -1 | -1 | -1 | -1 | -1 | -1 | -1 | -1 | -1 | -1 | -1 | -1 | -1 | -1 | -1 | -1 | -1 | -1 | -1 | -1 | -1 | -1 | -1 | -1 | -1 | -1 | -1 | -1 | -1
Northern_California_Li_Battery_4hr_135 | caiso-deliverability | Tesla_Tracy_Pump_1_offpeak | Operational_New_Capacity_MW | Northern_California_Li_Battery_4hr_135 |  | -1 | -1 | -1 | -1 | -1 | -1 | -1 | -1 | -1 | -1 | -1 | -1 | -1 | -1 | -1 | -1 | -1 | -1 | -1 | -1 | -1 | -1 | -1 | -1 | -1 | -1 | -1 | -1 | -1 | -1 | -1
Northern_California_Li_Battery_4hr_150 | caiso-deliverability | Tesla_Tracy_Pump_1_offpeak | Operational_New_Capacity_MW | Northern_California_Li_Battery_4hr_150 |  | -1 | -1 | -1 | -1 | -1 | -1 | -1 | -1 | -1 | -1 | -1 | -1 | -1 | -1 | -1 | -1 | -1 | -1 | -1 | -1 | -1 | -1 | -1 | -1 | -1 | -1 | -1 | -1 | -1 | -1 | -1
Northern_California_Li_Battery_4hr_155 | caiso-deliverability | Tesla_Tracy_Pump_1_offpeak | Operational_New_Capacity_MW | Northern_California_Li_Battery_4hr_155 |  | -1 | -1 | -1 | -1 | -1 | -1 | -1 | -1 | -1 | -1 | -1 | -1 | -1 | -1 | -1 | -1 | -1 | -1 | -1 | -1 | -1 | -1 | -1 | -1 | -1 | -1 | -1 | -1 | -1 | -1 | -1
Northern_California_Li_Battery_4hr_158 | caiso-deliverability | Tesla_Tracy_Pump_1_offpeak | Operational_New_Capacity_MW | Northern_California_Li_Battery_4hr_158 |  | -1 | -1 | -1 | -1 | -1 | -1 | -1 | -1 | -1 | -1 | -1 | -1 | -1 | -1 | -1 | -1 | -1 | -1 | -1 | -1 | -1 | -1 | -1 | -1 | -1 | -1 | -1 | -1 | -1 | -1 | -1
Northern_California_Li_Battery_8hr_68 | caiso-deliverability | Tesla_Tracy_Pump_1_offpeak | Operational_New_Capacity_MW | Northern_California_Li_Battery_8hr_68 |  | -1 | -1 | -1 | -1 | -1 | -1 | -1 | -1 | -1 | -1 | -1 | -1 | -1 | -1 | -1 | -1 | -1 | -1 | -1 | -1 | -1 | -1 | -1 | -1 | -1 | -1 | -1 | -1 | -1 | -1 | -1
Northern_California_Li_Battery_8hr_76 | caiso-deliverability | Tesla_Tracy_Pump_1_offpeak | Operational_New_Capacity_MW | Northern_California_Li_Battery_8hr_76 |  | -1 | -1 | -1 | -1 | -1 | -1 | -1 | -1 | -1 | -1 | -1 | -1 | -1 | -1 | -1 | -1 | -1 | -1 | -1 | -1 | -1 | -1 | -1 | -1 | -1 | -1 | -1 | -1 | -1 | -1 | -1
Northern_California_Li_Battery_8hr_94 | caiso-deliverability | Tesla_Tracy_Pump_1_offpeak | Operational_New_Capacity_MW | Northern_California_Li_Battery_8hr_94 |  | -1 | -1 | -1 | -1 | -1 | -1 | -1 | -1 | -1 | -1 | -1 | -1 | -1 | -1 | -1 | -1 | -1 | -1 | -1 | -1 | -1 | -1 | -1 | -1 | -1 | -1 | -1 | -1 | -1 | -1 | -1
Southern_PGAE_Li_Battery_8hr_95 | caiso-deliverability | Tesla_Tracy_Pump_1_offpeak | Operational_New_Capacity_MW | Southern_PGAE_Li_Battery_8hr_95 |  | -1 | -1 | -1 | -1 | -1 | -1 | -1 | -1 | -1 | -1 | -1 | -1 | -1 | -1 | -1 | -1 | -1 | -1 | -1 | -1 | -1 | -1 | -1 | -1 | -1 | -1 | -1 | -1 | -1 | -1 | -1
Southern_PGAE_Li_Battery_8hr_111 | caiso-deliverability | Tesla_Tracy_Pump_1_offpeak | Operational_New_Capacity_MW | Southern_PGAE_Li_Battery_8hr_111 |  | -1 | -1 | -1 | -1 | -1 | -1 | -1 | -1 | -1 | -1 | -1 | -1 | -1 | -1 | -1 | -1 | -1 | -1 | -1 | -1 | -1 | -1 | -1 | -1 | -1 | -1 | -1 | -1 | -1 | -1 | -1
Northern_California_Li_Battery_8hr_112 | caiso-deliverability | Tesla_Tracy_Pump_1_offpeak | Operational_New_Capacity_MW | Northern_California_Li_Battery_8hr_112 |  | -1 | -1 | -1 | -1 | -1 | -1 | -1 | -1 | -1 | -1 | -1 | -1 | -1 | -1 | -1 | -1 | -1 | -1 | -1 | -1 | -1 | -1 | -1 | -1 | -1 | -1 | -1 | -1 | -1 | -1 | -1
Northern_California_Li_Battery_8hr_126 | caiso-deliverability | Tesla_Tracy_Pump_1_offpeak | Operational_New_Capacity_MW | Northern_California_Li_Battery_8hr_126 |  | -1 | -1 | -1 | -1 | -1 | -1 | -1 | -1 | -1 | -1 | -1 | -1 | -1 | -1 | -1 | -1 | -1 | -1 | -1 | -1 | -1 | -1 | -1 | -1 | -1 | -1 | -1 | -1 | -1 | -1 | -1
Northern_California_Li_Battery_8hr_135 | caiso-deliverability | Tesla_Tracy_Pump_1_offpeak | Operational_New_Capacity_MW | Northern_California_Li_Battery_8hr_135 |  | -1 | -1 | -1 | -1 | -1 | -1 | -1 | -1 | -1 | -1 | -1 | -1 | -1 | -1 | -1 | -1 | -1 | -1 | -1 | -1 | -1 | -1 | -1 | -1 | -1 | -1 | -1 | -1 | -1 | -1 | -1
Northern_California_Li_Battery_8hr_150 | caiso-deliverability | Tesla_Tracy_Pump_1_offpeak | Operational_New_Capacity_MW | Northern_California_Li_Battery_8hr_150 |  | -1 | -1 | -1 | -1 | -1 | -1 | -1 | -1 | -1 | -1 | -1 | -1 | -1 | -1 | -1 | -1 | -1 | -1 | -1 | -1 | -1 | -1 | -1 | -1 | -1 | -1 | -1 | -1 | -1 | -1 | -1
Northern_California_Li_Battery_8hr_155 | caiso-deliverability | Tesla_Tracy_Pump_1_offpeak | Operational_New_Capacity_MW | Northern_California_Li_Battery_8hr_155 |  | -1 | -1 | -1 | -1 | -1 | -1 | -1 | -1 | -1 | -1 | -1 | -1 | -1 | -1 | -1 | -1 | -1 | -1 | -1 | -1 | -1 | -1 | -1 | -1 | -1 | -1 | -1 | -1 | -1 | -1 | -1
Northern_California_Li_Battery_8hr_158 | caiso-deliverability | Tesla_Tracy_Pump_1_offpeak | Operational_New_Capacity_MW | Northern_California_Li_Battery_8hr_158 |  | -1 | -1 | -1 | -1 | -1 | -1 | -1 | -1 | -1 | -1 | -1 | -1 | -1 | -1 | -1 | -1 | -1 | -1 | -1 | -1 | -1 | -1 | -1 | -1 | -1 | -1 | -1 | -1 | -1 | -1 | -1
Northern_California_Solar_68 | caiso-deliverability | Tesla_Tracy_Pump_1_offpeak | Operational_New_Capacity_MW | Northern_California_Solar_68 |  | 0.68 | 0.68 | 0.68 | 0.68 | 0.68 | 0.68 | 0.68 | 0.68 | 0.68 | 0.68 | 0.68 | 0.68 | 0.68 | 0.68 | 0.68 | 0.68 | 0.68 | 0.68 | 0.68 | 0.68 | 0.68 | 0.68 | 0.68 | 0.68 | 0.68 | 0.68 | 0.68 | 0.68 | 0.68 | 0.68 | 0.68
Northern_California_Solar_76 | caiso-deliverability | Tesla_Tracy_Pump_1_offpeak | Operational_New_Capacity_MW | Northern_California_Solar_76 |  | 0.68 | 0.68 | 0.68 | 0.68 | 0.68 | 0.68 | 0.68 | 0.68 | 0.68 | 0.68 | 0.68 | 0.68 | 0.68 | 0.68 | 0.68 | 0.68 | 0.68 | 0.68 | 0.68 | 0.68 | 0.68 | 0.68 | 0.68 | 0.68 | 0.68 | 0.68 | 0.68 | 0.68 | 0.68 | 0.68 | 0.68
Northern_California_Solar_94 | caiso-deliverability | Tesla_Tracy_Pump_1_offpeak | Operational_New_Capacity_MW | Northern_California_Solar_94 |  | 0.68 | 0.68 | 0.68 | 0.68 | 0.68 | 0.68 | 0.68 | 0.68 | 0.68 | 0.68 | 0.68 | 0.68 | 0.68 | 0.68 | 0.68 | 0.68 | 0.68 | 0.68 | 0.68 | 0.68 | 0.68 | 0.68 | 0.68 | 0.68 | 0.68 | 0.68 | 0.68 | 0.68 | 0.68 | 0.68 | 0.68
Northern_California_Solar_112 | caiso-deliverability | Tesla_Tracy_Pump_1_offpeak | Operational_New_Capacity_MW | Northern_California_Solar_112 |  | 0.68 | 0.68 | 0.68 | 0.68 | 0.68 | 0.68 | 0.68 | 0.68 | 0.68 | 0.68 | 0.68 | 0.68 | 0.68 | 0.68 | 0.68 | 0.68 | 0.68 | 0.68 | 0.68 | 0.68 | 0.68 | 0.68 | 0.68 | 0.68 | 0.68 | 0.68 | 0.68 | 0.68 | 0.68 | 0.68 | 0.68
Northern_California_Solar_126 | caiso-deliverability | Tesla_Tracy_Pump_1_offpeak | Operational_New_Capacity_MW | Northern_California_Solar_126 |  | 0.68 | 0.68 | 0.68 | 0.68 | 0.68 | 0.68 | 0.68 | 0.68 | 0.68 | 0.68 | 0.68 | 0.68 | 0.68 | 0.68 | 0.68 | 0.68 | 0.68 | 0.68 | 0.68 | 0.68 | 0.68 | 0.68 | 0.68 | 0.68 | 0.68 | 0.68 | 0.68 | 0.68 | 0.68 | 0.68 | 0.68
Northern_California_Solar_135 | caiso-deliverability | Tesla_Tracy_Pump_1_offpeak | Operational_New_Capacity_MW | Northern_California_Solar_135 |  | 0.68 | 0.68 | 0.68 | 0.68 | 0.68 | 0.68 | 0.68 | 0.68 | 0.68 | 0.68 | 0.68 | 0.68 | 0.68 | 0.68 | 0.68 | 0.68 | 0.68 | 0.68 | 0.68 | 0.68 | 0.68 | 0.68 | 0.68 | 0.68 | 0.68 | 0.68 | 0.68 | 0.68 | 0.68 | 0.68 | 0.68
Northern_California_Solar_150 | caiso-deliverability | Tesla_Tracy_Pump_1_offpeak | Operational_New_Capacity_MW | Northern_California_Solar_150 |  | 0.68 | 0.68 | 0.68 | 0.68 | 0.68 | 0.68 | 0.68 | 0.68 | 0.68 | 0.68 | 0.68 | 0.68 | 0.68 | 0.68 | 0.68 | 0.68 | 0.68 | 0.68 | 0.68 | 0.68 | 0.68 | 0.68 | 0.68 | 0.68 | 0.68 | 0.68 | 0.68 | 0.68 | 0.68 | 0.68 | 0.68
Northern_California_Solar_155 | caiso-deliverability | Tesla_Tracy_Pump_1_offpeak | Operational_New_Capacity_MW | Northern_California_Solar_155 |  | 0.68 | 0.68 | 0.68 | 0.68 | 0.68 | 0.68 | 0.68 | 0.68 | 0.68 | 0.68 | 0.68 | 0.68 | 0.68 | 0.68 | 0.68 | 0.68 | 0.68 | 0.68 | 0.68 | 0.68 | 0.68 | 0.68 | 0.68 | 0.68 | 0.68 | 0.68 | 0.68 | 0.68 | 0.68 | 0.68 | 0.68
Northern_California_Solar_158 | caiso-deliverability | Tesla_Tracy_Pump_1_offpeak | Operational_New_Capacity_MW | Northern_California_Solar_158 |  | 0.68 | 0.68 | 0.68 | 0.68 | 0.68 | 0.68 | 0.68 | 0.68 | 0.68 | 0.68 | 0.68 | 0.68 | 0.68 | 0.68 | 0.68 | 0.68 | 0.68 | 0.68 | 0.68 | 0.68 | 0.68 | 0.68 | 0.68 | 0.68 | 0.68 | 0.68 | 0.68 | 0.68 | 0.68 | 0.68 | 0.68
Northern_California_Wind_76 | caiso-deliverability | Tesla_Tracy_Pump_1_offpeak | Operational_New_Capacity_MW | Northern_California_Wind_76 |  | 0.63 | 0.63 | 0.63 | 0.63 | 0.63 | 0.63 | 0.63 | 0.63 | 0.63 | 0.63 | 0.63 | 0.63 | 0.63 | 0.63 | 0.63 | 0.63 | 0.63 | 0.63 | 0.63 | 0.63 | 0.63 | 0.63 | 0.63 | 0.63 | 0.63 | 0.63 | 0.63 | 0.63 | 0.63 | 0.63 | 0.63
Solano_Wind_94 | caiso-deliverability | Tesla_Tracy_Pump_1_offpeak | Operational_New_Capacity_MW | Solano_Wind_94 |  | 0.63 | 0.63 | 0.63 | 0.63 | 0.63 | 0.63 | 0.63 | 0.63 | 0.63 | 0.63 | 0.63 | 0.63 | 0.63 | 0.63 | 0.63 | 0.63 | 0.63 | 0.63 | 0.63 | 0.63 | 0.63 | 0.63 | 0.63 | 0.63 | 0.63 | 0.63 | 0.63 | 0.63 | 0.63 | 0.63 | 0.63
Solano_Wind_126 | caiso-deliverability | Tesla_Tracy_Pump_1_offpeak | Operational_New_Capacity_MW | Solano_Wind_126 |  | 0.63 | 0.63 | 0.63 | 0.63 | 0.63 | 0.63 | 0.63 | 0.63 | 0.63 | 0.63 | 0.63 | 0.63 | 0.63 | 0.63 | 0.63 | 0.63 | 0.63 | 0.63 | 0.63 | 0.63 | 0.63 | 0.63 | 0.63 | 0.63 | 0.63 | 0.63 | 0.63 | 0.63 | 0.63 | 0.63 | 0.63
Southern_PGAE_Solar_95 | caiso-deliverability | Tesla_Tracy_Pump_1_offpeak | Operational_New_Capacity_MW | Southern_PGAE_Solar_95 |  | 0.68 | 0.68 | 0.68 | 0.68 | 0.68 | 0.68 | 0.68 | 0.68 | 0.68 | 0.68 | 0.68 | 0.68 | 0.68 | 0.68 | 0.68 | 0.68 | 0.68 | 0.68 | 0.68 | 0.68 | 0.68 | 0.68 | 0.68 | 0.68 | 0.68 | 0.68 | 0.68 | 0.68 | 0.68 | 0.68 | 0.68
Southern_PGAE_Solar_111 | caiso-deliverability | Tesla_Tracy_Pump_1_offpeak | Operational_New_Capacity_MW | Southern_PGAE_Solar_111 |  | 0.68 | 0.68 | 0.68 | 0.68 | 0.68 | 0.68 | 0.68 | 0.68 | 0.68 | 0.68 | 0.68 | 0.68 | 0.68 | 0.68 | 0.68 | 0.68 | 0.68 | 0.68 | 0.68 | 0.68 | 0.68 | 0.68 | 0.68 | 0.68 | 0.68 | 0.68 | 0.68 | 0.68 | 0.68 | 0.68 | 0.68
Tesla_Tracy_Pump_1_group | caiso-deliverability | Tesla_Tracy_Pump_1_offpeak | Operational_New_Capacity_MW | Tesla_Tracy_Pump_1_group |  | -1 | -1 | -1 | -1 | -1 | -1 | -1 | -1 | -1 | -1 | -1 | -1 | -1 | -1 | -1 | -1 | -1 | -1 | -1 | -1 | -1 | -1 | -1 | -1 | -1 | -1 | -1 | -1 | -1 | -1 | -1
Northern_California_Flow_Battery_68 | caiso-deliverability | Tesla_Tracy_Pump_1_SSN | Reliability_Capacity_In_Model_Year | System RA | Northern_California_Flow_Battery_68 | 0.5 | 0.5 | 0.5 | 0.5 | 0.5 | 0.5 | 0.5 | 0.5 | 0.5 | 0.5 | 0.5 | 0.5 | 0.5 | 0.5 | 0.5 | 0.5 | 0.5 | 0.5 | 0.5 | 0.5 | 0.5 | 0.5 | 0.5 | 0.5 | 0.5 | 0.5 | 0.5 | 0.5 | 0.5 | 0.5 | 0.5
Northern_California_Flow_Battery_76 | caiso-deliverability | Tesla_Tracy_Pump_1_SSN | Reliability_Capacity_In_Model_Year | System RA | Northern_California_Flow_Battery_76 | 0.5 | 0.5 | 0.5 | 0.5 | 0.5 | 0.5 | 0.5 | 0.5 | 0.5 | 0.5 | 0.5 | 0.5 | 0.5 | 0.5 | 0.5 | 0.5 | 0.5 | 0.5 | 0.5 | 0.5 | 0.5 | 0.5 | 0.5 | 0.5 | 0.5 | 0.5 | 0.5 | 0.5 | 0.5 | 0.5 | 0.5
Northern_California_Flow_Battery_94 | caiso-deliverability | Tesla_Tracy_Pump_1_SSN | Reliability_Capacity_In_Model_Year | System RA | Northern_California_Flow_Battery_94 | 0.5 | 0.5 | 0.5 | 0.5 | 0.5 | 0.5 | 0.5 | 0.5 | 0.5 | 0.5 | 0.5 | 0.5 | 0.5 | 0.5 | 0.5 | 0.5 | 0.5 | 0.5 | 0.5 | 0.5 | 0.5 | 0.5 | 0.5 | 0.5 | 0.5 | 0.5 | 0.5 | 0.5 | 0.5 | 0.5 | 0.5
Southern_PGAE_Flow_Battery_95 | caiso-deliverability | Tesla_Tracy_Pump_1_SSN | Reliability_Capacity_In_Model_Year | System RA | Southern_PGAE_Flow_Battery_95 | 0.5 | 0.5 | 0.5 | 0.5 | 0.5 | 0.5 | 0.5 | 0.5 | 0.5 | 0.5 | 0.5 | 0.5 | 0.5 | 0.5 | 0.5 | 0.5 | 0.5 | 0.5 | 0.5 | 0.5 | 0.5 | 0.5 | 0.5 | 0.5 | 0.5 | 0.5 | 0.5 | 0.5 | 0.5 | 0.5 | 0.5
Southern_PGAE_Flow_Battery_111 | caiso-deliverability | Tesla_Tracy_Pump_1_SSN | Reliability_Capacity_In_Model_Year | System RA | Southern_PGAE_Flow_Battery_111 | 0.5 | 0.5 | 0.5 | 0.5 | 0.5 | 0.5 | 0.5 | 0.5 | 0.5 | 0.5 | 0.5 | 0.5 | 0.5 | 0.5 | 0.5 | 0.5 | 0.5 | 0.5 | 0.5 | 0.5 | 0.5 | 0.5 | 0.5 | 0.5 | 0.5 | 0.5 | 0.5 | 0.5 | 0.5 | 0.5 | 0.5
Northern_California_Flow_Battery_112 | caiso-deliverability | Tesla_Tracy_Pump_1_SSN | Reliability_Capacity_In_Model_Year | System RA | Northern_California_Flow_Battery_112 | 0.5 | 0.5 | 0.5 | 0.5 | 0.5 | 0.5 | 0.5 | 0.5 | 0.5 | 0.5 | 0.5 | 0.5 | 0.5 | 0.5 | 0.5 | 0.5 | 0.5 | 0.5 | 0.5 | 0.5 | 0.5 | 0.5 | 0.5 | 0.5 | 0.5 | 0.5 | 0.5 | 0.5 | 0.5 | 0.5 | 0.5
Northern_California_Flow_Battery_126 | caiso-deliverability | Tesla_Tracy_Pump_1_SSN | Reliability_Capacity_In_Model_Year | System RA | Northern_California_Flow_Battery_126 | 0.5 | 0.5 | 0.5 | 0.5 | 0.5 | 0.5 | 0.5 | 0.5 | 0.5 | 0.5 | 0.5 | 0.5 | 0.5 | 0.5 | 0.5 | 0.5 | 0.5 | 0.5 | 0.5 | 0.5 | 0.5 | 0.5 | 0.5 | 0.5 | 0.5 | 0.5 | 0.5 | 0.5 | 0.5 | 0.5 | 0.5
Northern_California_Flow_Battery_135 | caiso-deliverability | Tesla_Tracy_Pump_1_SSN | Reliability_Capacity_In_Model_Year | System RA | Northern_California_Flow_Battery_135 | 0.5 | 0.5 | 0.5 | 0.5 | 0.5 | 0.5 | 0.5 | 0.5 | 0.5 | 0.5 | 0.5 | 0.5 | 0.5 | 0.5 | 0.5 | 0.5 | 0.5 | 0.5 | 0.5 | 0.5 | 0.5 | 0.5 | 0.5 | 0.5 | 0.5 | 0.5 | 0.5 | 0.5 | 0.5 | 0.5 | 0.5
Northern_California_Flow_Battery_150 | caiso-deliverability | Tesla_Tracy_Pump_1_SSN | Reliability_Capacity_In_Model_Year | System RA | Northern_California_Flow_Battery_150 | 0.5 | 0.5 | 0.5 | 0.5 | 0.5 | 0.5 | 0.5 | 0.5 | 0.5 | 0.5 | 0.5 | 0.5 | 0.5 | 0.5 | 0.5 | 0.5 | 0.5 | 0.5 | 0.5 | 0.5 | 0.5 | 0.5 | 0.5 | 0.5 | 0.5 | 0.5 | 0.5 | 0.5 | 0.5 | 0.5 | 0.5
Northern_California_Flow_Battery_155 | caiso-deliverability | Tesla_Tracy_Pump_1_SSN | Reliability_Capacity_In_Model_Year | System RA | Northern_California_Flow_Battery_155 | 0.5 | 0.5 | 0.5 | 0.5 | 0.5 | 0.5 | 0.5 | 0.5 | 0.5 | 0.5 | 0.5 | 0.5 | 0.5 | 0.5 | 0.5 | 0.5 | 0.5 | 0.5 | 0.5 | 0.5 | 0.5 | 0.5 | 0.5 | 0.5 | 0.5 | 0.5 | 0.5 | 0.5 | 0.5 | 0.5 | 0.5
Northern_California_Flow_Battery_158 | caiso-deliverability | Tesla_Tracy_Pump_1_SSN | Reliability_Capacity_In_Model_Year | System RA | Northern_California_Flow_Battery_158 | 0.5 | 0.5 | 0.5 | 0.5 | 0.5 | 0.5 | 0.5 | 0.5 | 0.5 | 0.5 | 0.5 | 0.5 | 0.5 | 0.5 | 0.5 | 0.5 | 0.5 | 0.5 | 0.5 | 0.5 | 0.5 | 0.5 | 0.5 | 0.5 | 0.5 | 0.5 | 0.5 | 0.5 | 0.5 | 0.5 | 0.5
Northern_California_Li_Battery_4hr_68 | caiso-deliverability | Tesla_Tracy_Pump_1_SSN | Reliability_Capacity_In_Model_Year | System RA | Northern_California_Li_Battery_4hr_68 | 0.5 | 0.5 | 0.5 | 0.5 | 0.5 | 0.5 | 0.5 | 0.5 | 0.5 | 0.5 | 0.5 | 0.5 | 0.5 | 0.5 | 0.5 | 0.5 | 0.5 | 0.5 | 0.5 | 0.5 | 0.5 | 0.5 | 0.5 | 0.5 | 0.5 | 0.5 | 0.5 | 0.5 | 0.5 | 0.5 | 0.5
Northern_California_Li_Battery_4hr_76 | caiso-deliverability | Tesla_Tracy_Pump_1_SSN | Reliability_Capacity_In_Model_Year | System RA | Northern_California_Li_Battery_4hr_76 | 0.5 | 0.5 | 0.5 | 0.5 | 0.5 | 0.5 | 0.5 | 0.5 | 0.5 | 0.5 | 0.5 | 0.5 | 0.5 | 0.5 | 0.5 | 0.5 | 0.5 | 0.5 | 0.5 | 0.5 | 0.5 | 0.5 | 0.5 | 0.5 | 0.5 | 0.5 | 0.5 | 0.5 | 0.5 | 0.5 | 0.5
Northern_California_Li_Battery_4hr_94 | caiso-deliverability | Tesla_Tracy_Pump_1_SSN | Reliability_Capacity_In_Model_Year | System RA | Northern_California_Li_Battery_4hr_94 | 0.5 | 0.5 | 0.5 | 0.5 | 0.5 | 0.5 | 0.5 | 0.5 | 0.5 | 0.5 | 0.5 | 0.5 | 0.5 | 0.5 | 0.5 | 0.5 | 0.5 | 0.5 | 0.5 | 0.5 | 0.5 | 0.5 | 0.5 | 0.5 | 0.5 | 0.5 | 0.5 | 0.5 | 0.5 | 0.5 | 0.5
Southern_PGAE_Li_Battery_4hr_95 | caiso-deliverability | Tesla_Tracy_Pump_1_SSN | Reliability_Capacity_In_Model_Year | System RA | Southern_PGAE_Li_Battery_4hr_95 | 0.5 | 0.5 | 0.5 | 0.5 | 0.5 | 0.5 | 0.5 | 0.5 | 0.5 | 0.5 | 0.5 | 0.5 | 0.5 | 0.5 | 0.5 | 0.5 | 0.5 | 0.5 | 0.5 | 0.5 | 0.5 | 0.5 | 0.5 | 0.5 | 0.5 | 0.5 | 0.5 | 0.5 | 0.5 | 0.5 | 0.5
Southern_PGAE_Li_Battery_4hr_111 | caiso-deliverability | Tesla_Tracy_Pump_1_SSN | Reliability_Capacity_In_Model_Year | System RA | Southern_PGAE_Li_Battery_4hr_111 | 0.5 | 0.5 | 0.5 | 0.5 | 0.5 | 0.5 | 0.5 | 0.5 | 0.5 | 0.5 | 0.5 | 0.5 | 0.5 | 0.5 | 0.5 | 0.5 | 0.5 | 0.5 | 0.5 | 0.5 | 0.5 | 0.5 | 0.5 | 0.5 | 0.5 | 0.5 | 0.5 | 0.5 | 0.5 | 0.5 | 0.5
Northern_California_Li_Battery_4hr_112 | caiso-deliverability | Tesla_Tracy_Pump_1_SSN | Reliability_Capacity_In_Model_Year | System RA | Northern_California_Li_Battery_4hr_112 | 0.5 | 0.5 | 0.5 | 0.5 | 0.5 | 0.5 | 0.5 | 0.5 | 0.5 | 0.5 | 0.5 | 0.5 | 0.5 | 0.5 | 0.5 | 0.5 | 0.5 | 0.5 | 0.5 | 0.5 | 0.5 | 0.5 | 0.5 | 0.5 | 0.5 | 0.5 | 0.5 | 0.5 | 0.5 | 0.5 | 0.5
Northern_California_Li_Battery_4hr_126 | caiso-deliverability | Tesla_Tracy_Pump_1_SSN | Reliability_Capacity_In_Model_Year | System RA | Northern_California_Li_Battery_4hr_126 | 0.5 | 0.5 | 0.5 | 0.5 | 0.5 | 0.5 | 0.5 | 0.5 | 0.5 | 0.5 | 0.5 | 0.5 | 0.5 | 0.5 | 0.5 | 0.5 | 0.5 | 0.5 | 0.5 | 0.5 | 0.5 | 0.5 | 0.5 | 0.5 | 0.5 | 0.5 | 0.5 | 0.5 | 0.5 | 0.5 | 0.5
Northern_California_Li_Battery_4hr_135 | caiso-deliverability | Tesla_Tracy_Pump_1_SSN | Reliability_Capacity_In_Model_Year | System RA | Northern_California_Li_Battery_4hr_135 | 0.5 | 0.5 | 0.5 | 0.5 | 0.5 | 0.5 | 0.5 | 0.5 | 0.5 | 0.5 | 0.5 | 0.5 | 0.5 | 0.5 | 0.5 | 0.5 | 0.5 | 0.5 | 0.5 | 0.5 | 0.5 | 0.5 | 0.5 | 0.5 | 0.5 | 0.5 | 0.5 | 0.5 | 0.5 | 0.5 | 0.5
Northern_California_Li_Battery_4hr_150 | caiso-deliverability | Tesla_Tracy_Pump_1_SSN | Reliability_Capacity_In_Model_Year | System RA | Northern_California_Li_Battery_4hr_150 | 0.5 | 0.5 | 0.5 | 0.5 | 0.5 | 0.5 | 0.5 | 0.5 | 0.5 | 0.5 | 0.5 | 0.5 | 0.5 | 0.5 | 0.5 | 0.5 | 0.5 | 0.5 | 0.5 | 0.5 | 0.5 | 0.5 | 0.5 | 0.5 | 0.5 | 0.5 | 0.5 | 0.5 | 0.5 | 0.5 | 0.5
Northern_California_Li_Battery_4hr_155 | caiso-deliverability | Tesla_Tracy_Pump_1_SSN | Reliability_Capacity_In_Model_Year | System RA | Northern_California_Li_Battery_4hr_155 | 0.5 | 0.5 | 0.5 | 0.5 | 0.5 | 0.5 | 0.5 | 0.5 | 0.5 | 0.5 | 0.5 | 0.5 | 0.5 | 0.5 | 0.5 | 0.5 | 0.5 | 0.5 | 0.5 | 0.5 | 0.5 | 0.5 | 0.5 | 0.5 | 0.5 | 0.5 | 0.5 | 0.5 | 0.5 | 0.5 | 0.5
Northern_California_Li_Battery_4hr_158 | caiso-deliverability | Tesla_Tracy_Pump_1_SSN | Reliability_Capacity_In_Model_Year | System RA | Northern_California_Li_Battery_4hr_158 | 0.5 | 0.5 | 0.5 | 0.5 | 0.5 | 0.5 | 0.5 | 0.5 | 0.5 | 0.5 | 0.5 | 0.5 | 0.5 | 0.5 | 0.5 | 0.5 | 0.5 | 0.5 | 0.5 | 0.5 | 0.5 | 0.5 | 0.5 | 0.5 | 0.5 | 0.5 | 0.5 | 0.5 | 0.5 | 0.5 | 0.5
Northern_California_Li_Battery_8hr_68 | caiso-deliverability | Tesla_Tracy_Pump_1_SSN | Reliability_Capacity_In_Model_Year | System RA | Northern_California_Li_Battery_8hr_68 | 0.5 | 0.5 | 0.5 | 0.5 | 0.5 | 0.5 | 0.5 | 0.5 | 0.5 | 0.5 | 0.5 | 0.5 | 0.5 | 0.5 | 0.5 | 0.5 | 0.5 | 0.5 | 0.5 | 0.5 | 0.5 | 0.5 | 0.5 | 0.5 | 0.5 | 0.5 | 0.5 | 0.5 | 0.5 | 0.5 | 0.5
Northern_California_Li_Battery_8hr_76 | caiso-deliverability | Tesla_Tracy_Pump_1_SSN | Reliability_Capacity_In_Model_Year | System RA | Northern_California_Li_Battery_8hr_76 | 0.5 | 0.5 | 0.5 | 0.5 | 0.5 | 0.5 | 0.5 | 0.5 | 0.5 | 0.5 | 0.5 | 0.5 | 0.5 | 0.5 | 0.5 | 0.5 | 0.5 | 0.5 | 0.5 | 0.5 | 0.5 | 0.5 | 0.5 | 0.5 | 0.5 | 0.5 | 0.5 | 0.5 | 0.5 | 0.5 | 0.5
Northern_California_Li_Battery_8hr_94 | caiso-deliverability | Tesla_Tracy_Pump_1_SSN | Reliability_Capacity_In_Model_Year | System RA | Northern_California_Li_Battery_8hr_94 | 0.5 | 0.5 | 0.5 | 0.5 | 0.5 | 0.5 | 0.5 | 0.5 | 0.5 | 0.5 | 0.5 | 0.5 | 0.5 | 0.5 | 0.5 | 0.5 | 0.5 | 0.5 | 0.5 | 0.5 | 0.5 | 0.5 | 0.5 | 0.5 | 0.5 | 0.5 | 0.5 | 0.5 | 0.5 | 0.5 | 0.5
Southern_PGAE_Li_Battery_8hr_95 | caiso-deliverability | Tesla_Tracy_Pump_1_SSN | Reliability_Capacity_In_Model_Year | System RA | Southern_PGAE_Li_Battery_8hr_95 | 0.5 | 0.5 | 0.5 | 0.5 | 0.5 | 0.5 | 0.5 | 0.5 | 0.5 | 0.5 | 0.5 | 0.5 | 0.5 | 0.5 | 0.5 | 0.5 | 0.5 | 0.5 | 0.5 | 0.5 | 0.5 | 0.5 | 0.5 | 0.5 | 0.5 | 0.5 | 0.5 | 0.5 | 0.5 | 0.5 | 0.5
Southern_PGAE_Li_Battery_8hr_111 | caiso-deliverability | Tesla_Tracy_Pump_1_SSN | Reliability_Capacity_In_Model_Year | System RA | Southern_PGAE_Li_Battery_8hr_111 | 0.5 | 0.5 | 0.5 | 0.5 | 0.5 | 0.5 | 0.5 | 0.5 | 0.5 | 0.5 | 0.5 | 0.5 | 0.5 | 0.5 | 0.5 | 0.5 | 0.5 | 0.5 | 0.5 | 0.5 | 0.5 | 0.5 | 0.5 | 0.5 | 0.5 | 0.5 | 0.5 | 0.5 | 0.5 | 0.5 | 0.5
Northern_California_Li_Battery_8hr_112 | caiso-deliverability | Tesla_Tracy_Pump_1_SSN | Reliability_Capacity_In_Model_Year | System RA | Northern_California_Li_Battery_8hr_112 | 0.5 | 0.5 | 0.5 | 0.5 | 0.5 | 0.5 | 0.5 | 0.5 | 0.5 | 0.5 | 0.5 | 0.5 | 0.5 | 0.5 | 0.5 | 0.5 | 0.5 | 0.5 | 0.5 | 0.5 | 0.5 | 0.5 | 0.5 | 0.5 | 0.5 | 0.5 | 0.5 | 0.5 | 0.5 | 0.5 | 0.5
Northern_California_Li_Battery_8hr_126 | caiso-deliverability | Tesla_Tracy_Pump_1_SSN | Reliability_Capacity_In_Model_Year | System RA | Northern_California_Li_Battery_8hr_126 | 0.5 | 0.5 | 0.5 | 0.5 | 0.5 | 0.5 | 0.5 | 0.5 | 0.5 | 0.5 | 0.5 | 0.5 | 0.5 | 0.5 | 0.5 | 0.5 | 0.5 | 0.5 | 0.5 | 0.5 | 0.5 | 0.5 | 0.5 | 0.5 | 0.5 | 0.5 | 0.5 | 0.5 | 0.5 | 0.5 | 0.5
Northern_California_Li_Battery_8hr_135 | caiso-deliverability | Tesla_Tracy_Pump_1_SSN | Reliability_Capacity_In_Model_Year | System RA | Northern_California_Li_Battery_8hr_135 | 0.5 | 0.5 | 0.5 | 0.5 | 0.5 | 0.5 | 0.5 | 0.5 | 0.5 | 0.5 | 0.5 | 0.5 | 0.5 | 0.5 | 0.5 | 0.5 | 0.5 | 0.5 | 0.5 | 0.5 | 0.5 | 0.5 | 0.5 | 0.5 | 0.5 | 0.5 | 0.5 | 0.5 | 0.5 | 0.5 | 0.5
Northern_California_Li_Battery_8hr_150 | caiso-deliverability | Tesla_Tracy_Pump_1_SSN | Reliability_Capacity_In_Model_Year | System RA | Northern_California_Li_Battery_8hr_150 | 0.5 | 0.5 | 0.5 | 0.5 | 0.5 | 0.5 | 0.5 | 0.5 | 0.5 | 0.5 | 0.5 | 0.5 | 0.5 | 0.5 | 0.5 | 0.5 | 0.5 | 0.5 | 0.5 | 0.5 | 0.5 | 0.5 | 0.5 | 0.5 | 0.5 | 0.5 | 0.5 | 0.5 | 0.5 | 0.5 | 0.5
Northern_California_Li_Battery_8hr_155 | caiso-deliverability | Tesla_Tracy_Pump_1_SSN | Reliability_Capacity_In_Model_Year | System RA | Northern_California_Li_Battery_8hr_155 | 0.5 | 0.5 | 0.5 | 0.5 | 0.5 | 0.5 | 0.5 | 0.5 | 0.5 | 0.5 | 0.5 | 0.5 | 0.5 | 0.5 | 0.5 | 0.5 | 0.5 | 0.5 | 0.5 | 0.5 | 0.5 | 0.5 | 0.5 | 0.5 | 0.5 | 0.5 | 0.5 | 0.5 | 0.5 | 0.5 | 0.5
Northern_California_Li_Battery_8hr_158 | caiso-deliverability | Tesla_Tracy_Pump_1_SSN | Reliability_Capacity_In_Model_Year | System RA | Northern_California_Li_Battery_8hr_158 | 0.5 | 0.5 | 0.5 | 0.5 | 0.5 | 0.5 | 0.5 | 0.5 | 0.5 | 0.5 | 0.5 | 0.5 | 0.5 | 0.5 | 0.5 | 0.5 | 0.5 | 0.5 | 0.5 | 0.5 | 0.5 | 0.5 | 0.5 | 0.5 | 0.5 | 0.5 | 0.5 | 0.5 | 0.5 | 0.5 | 0.5
Northern_California_Solar_68 | caiso-deliverability | Tesla_Tracy_Pump_1_SSN | Reliability_Capacity_In_Model_Year | System RA | Northern_California_Solar_68 | 0.556 | 0.556 | 0.556 | 0.556 | 0.556 | 0.556 | 0.556 | 0.556 | 0.556 | 0.556 | 0.556 | 0.556 | 0.556 | 0.556 | 0.556 | 0.556 | 0.556 | 0.556 | 0.556 | 0.556 | 0.556 | 0.556 | 0.556 | 0.556 | 0.556 | 0.556 | 0.556 | 0.556 | 0.556 | 0.556 | 0.556
Northern_California_Solar_76 | caiso-deliverability | Tesla_Tracy_Pump_1_SSN | Reliability_Capacity_In_Model_Year | System RA | Northern_California_Solar_76 | 0.556 | 0.556 | 0.556 | 0.556 | 0.556 | 0.556 | 0.556 | 0.556 | 0.556 | 0.556 | 0.556 | 0.556 | 0.556 | 0.556 | 0.556 | 0.556 | 0.556 | 0.556 | 0.556 | 0.556 | 0.556 | 0.556 | 0.556 | 0.556 | 0.556 | 0.556 | 0.556 | 0.556 | 0.556 | 0.556 | 0.556
Northern_California_Solar_94 | caiso-deliverability | Tesla_Tracy_Pump_1_SSN | Reliability_Capacity_In_Model_Year | System RA | Northern_California_Solar_94 | 0.556 | 0.556 | 0.556 | 0.556 | 0.556 | 0.556 | 0.556 | 0.556 | 0.556 | 0.556 | 0.556 | 0.556 | 0.556 | 0.556 | 0.556 | 0.556 | 0.556 | 0.556 | 0.556 | 0.556 | 0.556 | 0.556 | 0.556 | 0.556 | 0.556 | 0.556 | 0.556 | 0.556 | 0.556 | 0.556 | 0.556
Northern_California_Solar_112 | caiso-deliverability | Tesla_Tracy_Pump_1_SSN | Reliability_Capacity_In_Model_Year | System RA | Northern_California_Solar_112 | 0.556 | 0.556 | 0.556 | 0.556 | 0.556 | 0.556 | 0.556 | 0.556 | 0.556 | 0.556 | 0.556 | 0.556 | 0.556 | 0.556 | 0.556 | 0.556 | 0.556 | 0.556 | 0.556 | 0.556 | 0.556 | 0.556 | 0.556 | 0.556 | 0.556 | 0.556 | 0.556 | 0.556 | 0.556 | 0.556 | 0.556
Northern_California_Solar_126 | caiso-deliverability | Tesla_Tracy_Pump_1_SSN | Reliability_Capacity_In_Model_Year | System RA | Northern_California_Solar_126 | 0.556 | 0.556 | 0.556 | 0.556 | 0.556 | 0.556 | 0.556 | 0.556 | 0.556 | 0.556 | 0.556 | 0.556 | 0.556 | 0.556 | 0.556 | 0.556 | 0.556 | 0.556 | 0.556 | 0.556 | 0.556 | 0.556 | 0.556 | 0.556 | 0.556 | 0.556 | 0.556 | 0.556 | 0.556 | 0.556 | 0.556
Northern_California_Solar_135 | caiso-deliverability | Tesla_Tracy_Pump_1_SSN | Reliability_Capacity_In_Model_Year | System RA | Northern_California_Solar_135 | 0.556 | 0.556 | 0.556 | 0.556 | 0.556 | 0.556 | 0.556 | 0.556 | 0.556 | 0.556 | 0.556 | 0.556 | 0.556 | 0.556 | 0.556 | 0.556 | 0.556 | 0.556 | 0.556 | 0.556 | 0.556 | 0.556 | 0.556 | 0.556 | 0.556 | 0.556 | 0.556 | 0.556 | 0.556 | 0.556 | 0.556
Northern_California_Solar_150 | caiso-deliverability | Tesla_Tracy_Pump_1_SSN | Reliability_Capacity_In_Model_Year | System RA | Northern_California_Solar_150 | 0.556 | 0.556 | 0.556 | 0.556 | 0.556 | 0.556 | 0.556 | 0.556 | 0.556 | 0.556 | 0.556 | 0.556 | 0.556 | 0.556 | 0.556 | 0.556 | 0.556 | 0.556 | 0.556 | 0.556 | 0.556 | 0.556 | 0.556 | 0.556 | 0.556 | 0.556 | 0.556 | 0.556 | 0.556 | 0.556 | 0.556
Northern_California_Solar_155 | caiso-deliverability | Tesla_Tracy_Pump_1_SSN | Reliability_Capacity_In_Model_Year | System RA | Northern_California_Solar_155 | 0.556 | 0.556 | 0.556 | 0.556 | 0.556 | 0.556 | 0.556 | 0.556 | 0.556 | 0.556 | 0.556 | 0.556 | 0.556 | 0.556 | 0.556 | 0.556 | 0.556 | 0.556 | 0.556 | 0.556 | 0.556 | 0.556 | 0.556 | 0.556 | 0.556 | 0.556 | 0.556 | 0.556 | 0.556 | 0.556 | 0.556
Northern_California_Solar_158 | caiso-deliverability | Tesla_Tracy_Pump_1_SSN | Reliability_Capacity_In_Model_Year | System RA | Northern_California_Solar_158 | 0.556 | 0.556 | 0.556 | 0.556 | 0.556 | 0.556 | 0.556 | 0.556 | 0.556 | 0.556 | 0.556 | 0.556 | 0.556 | 0.556 | 0.556 | 0.556 | 0.556 | 0.556 | 0.556 | 0.556 | 0.556 | 0.556 | 0.556 | 0.556 | 0.556 | 0.556 | 0.556 | 0.556 | 0.556 | 0.556 | 0.556
Northern_California_Wind_76 | caiso-deliverability | Tesla_Tracy_Pump_1_SSN | Reliability_Capacity_In_Model_Year | System RA | Northern_California_Wind_76 | 0.163 | 0.163 | 0.163 | 0.163 | 0.163 | 0.163 | 0.163 | 0.163 | 0.163 | 0.163 | 0.163 | 0.163 | 0.163 | 0.163 | 0.163 | 0.163 | 0.163 | 0.163 | 0.163 | 0.163 | 0.163 | 0.163 | 0.163 | 0.163 | 0.163 | 0.163 | 0.163 | 0.163 | 0.163 | 0.163 | 0.163
Solano_Wind_94 | caiso-deliverability | Tesla_Tracy_Pump_1_SSN | Reliability_Capacity_In_Model_Year | System RA | Solano_Wind_94 | 0.163 | 0.163 | 0.163 | 0.163 | 0.163 | 0.163 | 0.163 | 0.163 | 0.163 | 0.163 | 0.163 | 0.163 | 0.163 | 0.163 | 0.163 | 0.163 | 0.163 | 0.163 | 0.163 | 0.163 | 0.163 | 0.163 | 0.163 | 0.163 | 0.163 | 0.163 | 0.163 | 0.163 | 0.163 | 0.163 | 0.163
Solano_Wind_126 | caiso-deliverability | Tesla_Tracy_Pump_1_SSN | Reliability_Capacity_In_Model_Year | System RA | Solano_Wind_126 | 0.163 | 0.163 | 0.163 | 0.163 | 0.163 | 0.163 | 0.163 | 0.163 | 0.163 | 0.163 | 0.163 | 0.163 | 0.163 | 0.163 | 0.163 | 0.163 | 0.163 | 0.163 | 0.163 | 0.163 | 0.163 | 0.163 | 0.163 | 0.163 | 0.163 | 0.163 | 0.163 | 0.163 | 0.163 | 0.163 | 0.163
Southern_PGAE_Solar_95 | caiso-deliverability | Tesla_Tracy_Pump_1_SSN | Reliability_Capacity_In_Model_Year | System RA | Southern_PGAE_Solar_95 | 0.556 | 0.556 | 0.556 | 0.556 | 0.556 | 0.556 | 0.556 | 0.556 | 0.556 | 0.556 | 0.556 | 0.556 | 0.556 | 0.556 | 0.556 | 0.556 | 0.556 | 0.556 | 0.556 | 0.556 | 0.556 | 0.556 | 0.556 | 0.556 | 0.556 | 0.556 | 0.556 | 0.556 | 0.556 | 0.556 | 0.556
Southern_PGAE_Solar_111 | caiso-deliverability | Tesla_Tracy_Pump_1_SSN | Reliability_Capacity_In_Model_Year | System RA | Southern_PGAE_Solar_111 | 0.556 | 0.556 | 0.556 | 0.556 | 0.556 | 0.556 | 0.556 | 0.556 | 0.556 | 0.556 | 0.556 | 0.556 | 0.556 | 0.556 | 0.556 | 0.556 | 0.556 | 0.556 | 0.556 | 0.556 | 0.556 | 0.556 | 0.556 | 0.556 | 0.556 | 0.556 | 0.556 | 0.556 | 0.556 | 0.556 | 0.556
Tesla_Tracy_Pump_1_group | caiso-deliverability | Tesla_Tracy_Pump_1_SSN | Operational_New_Capacity_MW | Tesla_Tracy_Pump_1_group |  | -1 | -1 | -1 | -1 | -1 | -1 | -1 | -1 | -1 | -1 | -1 | -1 | -1 | -1 | -1 | -1 | -1 | -1 | -1 | -1 | -1 | -1 | -1 | -1 | -1 | -1 | -1 | -1 | -1 | -1 | -1
Northern_California_Flow_Battery_57 | caiso-deliverability | Tesla_Tracy_Pumps_2_HSN | Reliability_Capacity_In_Model_Year | System RA | Northern_California_Flow_Battery_57 | 1 | 1 | 1 | 1 | 1 | 1 | 1 | 1 | 1 | 1 | 1 | 1 | 1 | 1 | 1 | 1 | 1 | 1 | 1 | 1 | 1 | 1 | 1 | 1 | 1 | 1 | 1 | 1 | 1 | 1 | 1
Northern_California_Flow_Battery_68 | caiso-deliverability | Tesla_Tracy_Pumps_2_HSN | Reliability_Capacity_In_Model_Year | System RA | Northern_California_Flow_Battery_68 | 1 | 1 | 1 | 1 | 1 | 1 | 1 | 1 | 1 | 1 | 1 | 1 | 1 | 1 | 1 | 1 | 1 | 1 | 1 | 1 | 1 | 1 | 1 | 1 | 1 | 1 | 1 | 1 | 1 | 1 | 1
Northern_California_Flow_Battery_76 | caiso-deliverability | Tesla_Tracy_Pumps_2_HSN | Reliability_Capacity_In_Model_Year | System RA | Northern_California_Flow_Battery_76 | 1 | 1 | 1 | 1 | 1 | 1 | 1 | 1 | 1 | 1 | 1 | 1 | 1 | 1 | 1 | 1 | 1 | 1 | 1 | 1 | 1 | 1 | 1 | 1 | 1 | 1 | 1 | 1 | 1 | 1 | 1
Northern_California_Flow_Battery_80 | caiso-deliverability | Tesla_Tracy_Pumps_2_HSN | Reliability_Capacity_In_Model_Year | System RA | Northern_California_Flow_Battery_80 | 1 | 1 | 1 | 1 | 1 | 1 | 1 | 1 | 1 | 1 | 1 | 1 | 1 | 1 | 1 | 1 | 1 | 1 | 1 | 1 | 1 | 1 | 1 | 1 | 1 | 1 | 1 | 1 | 1 | 1 | 1
Northern_California_Flow_Battery_82 | caiso-deliverability | Tesla_Tracy_Pumps_2_HSN | Reliability_Capacity_In_Model_Year | System RA | Northern_California_Flow_Battery_82 | 1 | 1 | 1 | 1 | 1 | 1 | 1 | 1 | 1 | 1 | 1 | 1 | 1 | 1 | 1 | 1 | 1 | 1 | 1 | 1 | 1 | 1 | 1 | 1 | 1 | 1 | 1 | 1 | 1 | 1 | 1
Northern_California_Flow_Battery_83 | caiso-deliverability | Tesla_Tracy_Pumps_2_HSN | Reliability_Capacity_In_Model_Year | System RA | Northern_California_Flow_Battery_83 | 1 | 1 | 1 | 1 | 1 | 1 | 1 | 1 | 1 | 1 | 1 | 1 | 1 | 1 | 1 | 1 | 1 | 1 | 1 | 1 | 1 | 1 | 1 | 1 | 1 | 1 | 1 | 1 | 1 | 1 | 1
Northern_California_Flow_Battery_85 | caiso-deliverability | Tesla_Tracy_Pumps_2_HSN | Reliability_Capacity_In_Model_Year | System RA | Northern_California_Flow_Battery_85 | 1 | 1 | 1 | 1 | 1 | 1 | 1 | 1 | 1 | 1 | 1 | 1 | 1 | 1 | 1 | 1 | 1 | 1 | 1 | 1 | 1 | 1 | 1 | 1 | 1 | 1 | 1 | 1 | 1 | 1 | 1
Northern_California_Flow_Battery_94 | caiso-deliverability | Tesla_Tracy_Pumps_2_HSN | Reliability_Capacity_In_Model_Year | System RA | Northern_California_Flow_Battery_94 | 1 | 1 | 1 | 1 | 1 | 1 | 1 | 1 | 1 | 1 | 1 | 1 | 1 | 1 | 1 | 1 | 1 | 1 | 1 | 1 | 1 | 1 | 1 | 1 | 1 | 1 | 1 | 1 | 1 | 1 | 1
Southern_PGAE_Flow_Battery_95 | caiso-deliverability | Tesla_Tracy_Pumps_2_HSN | Reliability_Capacity_In_Model_Year | System RA | Southern_PGAE_Flow_Battery_95 | 1 | 1 | 1 | 1 | 1 | 1 | 1 | 1 | 1 | 1 | 1 | 1 | 1 | 1 | 1 | 1 | 1 | 1 | 1 | 1 | 1 | 1 | 1 | 1 | 1 | 1 | 1 | 1 | 1 | 1 | 1
Northern_California_Flow_Battery_96 | caiso-deliverability | Tesla_Tracy_Pumps_2_HSN | Reliability_Capacity_In_Model_Year | System RA | Northern_California_Flow_Battery_96 | 1 | 1 | 1 | 1 | 1 | 1 | 1 | 1 | 1 | 1 | 1 | 1 | 1 | 1 | 1 | 1 | 1 | 1 | 1 | 1 | 1 | 1 | 1 | 1 | 1 | 1 | 1 | 1 | 1 | 1 | 1
Southern_PGAE_Flow_Battery_99 | caiso-deliverability | Tesla_Tracy_Pumps_2_HSN | Reliability_Capacity_In_Model_Year | System RA | Southern_PGAE_Flow_Battery_99 | 1 | 1 | 1 | 1 | 1 | 1 | 1 | 1 | 1 | 1 | 1 | 1 | 1 | 1 | 1 | 1 | 1 | 1 | 1 | 1 | 1 | 1 | 1 | 1 | 1 | 1 | 1 | 1 | 1 | 1 | 1
Southern_PGAE_Flow_Battery_111 | caiso-deliverability | Tesla_Tracy_Pumps_2_HSN | Reliability_Capacity_In_Model_Year | System RA | Southern_PGAE_Flow_Battery_111 | 1 | 1 | 1 | 1 | 1 | 1 | 1 | 1 | 1 | 1 | 1 | 1 | 1 | 1 | 1 | 1 | 1 | 1 | 1 | 1 | 1 | 1 | 1 | 1 | 1 | 1 | 1 | 1 | 1 | 1 | 1
Northern_California_Flow_Battery_112 | caiso-deliverability | Tesla_Tracy_Pumps_2_HSN | Reliability_Capacity_In_Model_Year | System RA | Northern_California_Flow_Battery_112 | 1 | 1 | 1 | 1 | 1 | 1 | 1 | 1 | 1 | 1 | 1 | 1 | 1 | 1 | 1 | 1 | 1 | 1 | 1 | 1 | 1 | 1 | 1 | 1 | 1 | 1 | 1 | 1 | 1 | 1 | 1
Northern_California_Flow_Battery_113 | caiso-deliverability | Tesla_Tracy_Pumps_2_HSN | Reliability_Capacity_In_Model_Year | System RA | Northern_California_Flow_Battery_113 | 1 | 1 | 1 | 1 | 1 | 1 | 1 | 1 | 1 | 1 | 1 | 1 | 1 | 1 | 1 | 1 | 1 | 1 | 1 | 1 | 1 | 1 | 1 | 1 | 1 | 1 | 1 | 1 | 1 | 1 | 1
Northern_California_Flow_Battery_116 | caiso-deliverability | Tesla_Tracy_Pumps_2_HSN | Reliability_Capacity_In_Model_Year | System RA | Northern_California_Flow_Battery_116 | 1 | 1 | 1 | 1 | 1 | 1 | 1 | 1 | 1 | 1 | 1 | 1 | 1 | 1 | 1 | 1 | 1 | 1 | 1 | 1 | 1 | 1 | 1 | 1 | 1 | 1 | 1 | 1 | 1 | 1 | 1
Southern_PGAE_Flow_Battery_124 | caiso-deliverability | Tesla_Tracy_Pumps_2_HSN | Reliability_Capacity_In_Model_Year | System RA | Southern_PGAE_Flow_Battery_124 | 1 | 1 | 1 | 1 | 1 | 1 | 1 | 1 | 1 | 1 | 1 | 1 | 1 | 1 | 1 | 1 | 1 | 1 | 1 | 1 | 1 | 1 | 1 | 1 | 1 | 1 | 1 | 1 | 1 | 1 | 1
Northern_California_Flow_Battery_126 | caiso-deliverability | Tesla_Tracy_Pumps_2_HSN | Reliability_Capacity_In_Model_Year | System RA | Northern_California_Flow_Battery_126 | 1 | 1 | 1 | 1 | 1 | 1 | 1 | 1 | 1 | 1 | 1 | 1 | 1 | 1 | 1 | 1 | 1 | 1 | 1 | 1 | 1 | 1 | 1 | 1 | 1 | 1 | 1 | 1 | 1 | 1 | 1
Northern_California_Flow_Battery_127 | caiso-deliverability | Tesla_Tracy_Pumps_2_HSN | Reliability_Capacity_In_Model_Year | System RA | Northern_California_Flow_Battery_127 | 1 | 1 | 1 | 1 | 1 | 1 | 1 | 1 | 1 | 1 | 1 | 1 | 1 | 1 | 1 | 1 | 1 | 1 | 1 | 1 | 1 | 1 | 1 | 1 | 1 | 1 | 1 | 1 | 1 | 1 | 1
Northern_California_Flow_Battery_135 | caiso-deliverability | Tesla_Tracy_Pumps_2_HSN | Reliability_Capacity_In_Model_Year | System RA | Northern_California_Flow_Battery_135 | 1 | 1 | 1 | 1 | 1 | 1 | 1 | 1 | 1 | 1 | 1 | 1 | 1 | 1 | 1 | 1 | 1 | 1 | 1 | 1 | 1 | 1 | 1 | 1 | 1 | 1 | 1 | 1 | 1 | 1 | 1
Northern_California_Flow_Battery_150 | caiso-deliverability | Tesla_Tracy_Pumps_2_HSN | Reliability_Capacity_In_Model_Year | System RA | Northern_California_Flow_Battery_150 | 1 | 1 | 1 | 1 | 1 | 1 | 1 | 1 | 1 | 1 | 1 | 1 | 1 | 1 | 1 | 1 | 1 | 1 | 1 | 1 | 1 | 1 | 1 | 1 | 1 | 1 | 1 | 1 | 1 | 1 | 1
Northern_California_Flow_Battery_155 | caiso-deliverability | Tesla_Tracy_Pumps_2_HSN | Reliability_Capacity_In_Model_Year | System RA | Northern_California_Flow_Battery_155 | 1 | 1 | 1 | 1 | 1 | 1 | 1 | 1 | 1 | 1 | 1 | 1 | 1 | 1 | 1 | 1 | 1 | 1 | 1 | 1 | 1 | 1 | 1 | 1 | 1 | 1 | 1 | 1 | 1 | 1 | 1
Northern_California_Flow_Battery_158 | caiso-deliverability | Tesla_Tracy_Pumps_2_HSN | Reliability_Capacity_In_Model_Year | System RA | Northern_California_Flow_Battery_158 | 1 | 1 | 1 | 1 | 1 | 1 | 1 | 1 | 1 | 1 | 1 | 1 | 1 | 1 | 1 | 1 | 1 | 1 | 1 | 1 | 1 | 1 | 1 | 1 | 1 | 1 | 1 | 1 | 1 | 1 | 1
Northern_California_Li_Battery_4hr_57 | caiso-deliverability | Tesla_Tracy_Pumps_2_HSN | Reliability_Capacity_In_Model_Year | System RA | Northern_California_Li_Battery_4hr_57 | 1 | 1 | 1 | 1 | 1 | 1 | 1 | 1 | 1 | 1 | 1 | 1 | 1 | 1 | 1 | 1 | 1 | 1 | 1 | 1 | 1 | 1 | 1 | 1 | 1 | 1 | 1 | 1 | 1 | 1 | 1
Northern_California_Li_Battery_4hr_68 | caiso-deliverability | Tesla_Tracy_Pumps_2_HSN | Reliability_Capacity_In_Model_Year | System RA | Northern_California_Li_Battery_4hr_68 | 1 | 1 | 1 | 1 | 1 | 1 | 1 | 1 | 1 | 1 | 1 | 1 | 1 | 1 | 1 | 1 | 1 | 1 | 1 | 1 | 1 | 1 | 1 | 1 | 1 | 1 | 1 | 1 | 1 | 1 | 1
Northern_California_Li_Battery_4hr_76 | caiso-deliverability | Tesla_Tracy_Pumps_2_HSN | Reliability_Capacity_In_Model_Year | System RA | Northern_California_Li_Battery_4hr_76 | 1 | 1 | 1 | 1 | 1 | 1 | 1 | 1 | 1 | 1 | 1 | 1 | 1 | 1 | 1 | 1 | 1 | 1 | 1 | 1 | 1 | 1 | 1 | 1 | 1 | 1 | 1 | 1 | 1 | 1 | 1
Northern_California_Li_Battery_4hr_80 | caiso-deliverability | Tesla_Tracy_Pumps_2_HSN | Reliability_Capacity_In_Model_Year | System RA | Northern_California_Li_Battery_4hr_80 | 1 | 1 | 1 | 1 | 1 | 1 | 1 | 1 | 1 | 1 | 1 | 1 | 1 | 1 | 1 | 1 | 1 | 1 | 1 | 1 | 1 | 1 | 1 | 1 | 1 | 1 | 1 | 1 | 1 | 1 | 1
Northern_California_Li_Battery_4hr_82 | caiso-deliverability | Tesla_Tracy_Pumps_2_HSN | Reliability_Capacity_In_Model_Year | System RA | Northern_California_Li_Battery_4hr_82 | 1 | 1 | 1 | 1 | 1 | 1 | 1 | 1 | 1 | 1 | 1 | 1 | 1 | 1 | 1 | 1 | 1 | 1 | 1 | 1 | 1 | 1 | 1 | 1 | 1 | 1 | 1 | 1 | 1 | 1 | 1
Northern_California_Li_Battery_4hr_83 | caiso-deliverability | Tesla_Tracy_Pumps_2_HSN | Reliability_Capacity_In_Model_Year | System RA | Northern_California_Li_Battery_4hr_83 | 1 | 1 | 1 | 1 | 1 | 1 | 1 | 1 | 1 | 1 | 1 | 1 | 1 | 1 | 1 | 1 | 1 | 1 | 1 | 1 | 1 | 1 | 1 | 1 | 1 | 1 | 1 | 1 | 1 | 1 | 1
Northern_California_Li_Battery_4hr_85 | caiso-deliverability | Tesla_Tracy_Pumps_2_HSN | Reliability_Capacity_In_Model_Year | System RA | Northern_California_Li_Battery_4hr_85 | 1 | 1 | 1 | 1 | 1 | 1 | 1 | 1 | 1 | 1 | 1 | 1 | 1 | 1 | 1 | 1 | 1 | 1 | 1 | 1 | 1 | 1 | 1 | 1 | 1 | 1 | 1 | 1 | 1 | 1 | 1
Northern_California_Li_Battery_4hr_94 | caiso-deliverability | Tesla_Tracy_Pumps_2_HSN | Reliability_Capacity_In_Model_Year | System RA | Northern_California_Li_Battery_4hr_94 | 1 | 1 | 1 | 1 | 1 | 1 | 1 | 1 | 1 | 1 | 1 | 1 | 1 | 1 | 1 | 1 | 1 | 1 | 1 | 1 | 1 | 1 | 1 | 1 | 1 | 1 | 1 | 1 | 1 | 1 | 1
Southern_PGAE_Li_Battery_4hr_95 | caiso-deliverability | Tesla_Tracy_Pumps_2_HSN | Reliability_Capacity_In_Model_Year | System RA | Southern_PGAE_Li_Battery_4hr_95 | 1 | 1 | 1 | 1 | 1 | 1 | 1 | 1 | 1 | 1 | 1 | 1 | 1 | 1 | 1 | 1 | 1 | 1 | 1 | 1 | 1 | 1 | 1 | 1 | 1 | 1 | 1 | 1 | 1 | 1 | 1
Northern_California_Li_Battery_4hr_96 | caiso-deliverability | Tesla_Tracy_Pumps_2_HSN | Reliability_Capacity_In_Model_Year | System RA | Northern_California_Li_Battery_4hr_96 | 1 | 1 | 1 | 1 | 1 | 1 | 1 | 1 | 1 | 1 | 1 | 1 | 1 | 1 | 1 | 1 | 1 | 1 | 1 | 1 | 1 | 1 | 1 | 1 | 1 | 1 | 1 | 1 | 1 | 1 | 1
Southern_PGAE_Li_Battery_4hr_99 | caiso-deliverability | Tesla_Tracy_Pumps_2_HSN | Reliability_Capacity_In_Model_Year | System RA | Southern_PGAE_Li_Battery_4hr_99 | 1 | 1 | 1 | 1 | 1 | 1 | 1 | 1 | 1 | 1 | 1 | 1 | 1 | 1 | 1 | 1 | 1 | 1 | 1 | 1 | 1 | 1 | 1 | 1 | 1 | 1 | 1 | 1 | 1 | 1 | 1
Southern_PGAE_Li_Battery_4hr_111 | caiso-deliverability | Tesla_Tracy_Pumps_2_HSN | Reliability_Capacity_In_Model_Year | System RA | Southern_PGAE_Li_Battery_4hr_111 | 1 | 1 | 1 | 1 | 1 | 1 | 1 | 1 | 1 | 1 | 1 | 1 | 1 | 1 | 1 | 1 | 1 | 1 | 1 | 1 | 1 | 1 | 1 | 1 | 1 | 1 | 1 | 1 | 1 | 1 | 1
Northern_California_Li_Battery_4hr_112 | caiso-deliverability | Tesla_Tracy_Pumps_2_HSN | Reliability_Capacity_In_Model_Year | System RA | Northern_California_Li_Battery_4hr_112 | 1 | 1 | 1 | 1 | 1 | 1 | 1 | 1 | 1 | 1 | 1 | 1 | 1 | 1 | 1 | 1 | 1 | 1 | 1 | 1 | 1 | 1 | 1 | 1 | 1 | 1 | 1 | 1 | 1 | 1 | 1
Northern_California_Li_Battery_4hr_113 | caiso-deliverability | Tesla_Tracy_Pumps_2_HSN | Reliability_Capacity_In_Model_Year | System RA | Northern_California_Li_Battery_4hr_113 | 1 | 1 | 1 | 1 | 1 | 1 | 1 | 1 | 1 | 1 | 1 | 1 | 1 | 1 | 1 | 1 | 1 | 1 | 1 | 1 | 1 | 1 | 1 | 1 | 1 | 1 | 1 | 1 | 1 | 1 | 1
Northern_California_Li_Battery_4hr_116 | caiso-deliverability | Tesla_Tracy_Pumps_2_HSN | Reliability_Capacity_In_Model_Year | System RA | Northern_California_Li_Battery_4hr_116 | 1 | 1 | 1 | 1 | 1 | 1 | 1 | 1 | 1 | 1 | 1 | 1 | 1 | 1 | 1 | 1 | 1 | 1 | 1 | 1 | 1 | 1 | 1 | 1 | 1 | 1 | 1 | 1 | 1 | 1 | 1
Southern_PGAE_Li_Battery_4hr_124 | caiso-deliverability | Tesla_Tracy_Pumps_2_HSN | Reliability_Capacity_In_Model_Year | System RA | Southern_PGAE_Li_Battery_4hr_124 | 1 | 1 | 1 | 1 | 1 | 1 | 1 | 1 | 1 | 1 | 1 | 1 | 1 | 1 | 1 | 1 | 1 | 1 | 1 | 1 | 1 | 1 | 1 | 1 | 1 | 1 | 1 | 1 | 1 | 1 | 1
Northern_California_Li_Battery_4hr_126 | caiso-deliverability | Tesla_Tracy_Pumps_2_HSN | Reliability_Capacity_In_Model_Year | System RA | Northern_California_Li_Battery_4hr_126 | 1 | 1 | 1 | 1 | 1 | 1 | 1 | 1 | 1 | 1 | 1 | 1 | 1 | 1 | 1 | 1 | 1 | 1 | 1 | 1 | 1 | 1 | 1 | 1 | 1 | 1 | 1 | 1 | 1 | 1 | 1
Northern_California_Li_Battery_4hr_127 | caiso-deliverability | Tesla_Tracy_Pumps_2_HSN | Reliability_Capacity_In_Model_Year | System RA | Northern_California_Li_Battery_4hr_127 | 1 | 1 | 1 | 1 | 1 | 1 | 1 | 1 | 1 | 1 | 1 | 1 | 1 | 1 | 1 | 1 | 1 | 1 | 1 | 1 | 1 | 1 | 1 | 1 | 1 | 1 | 1 | 1 | 1 | 1 | 1
Northern_California_Li_Battery_4hr_135 | caiso-deliverability | Tesla_Tracy_Pumps_2_HSN | Reliability_Capacity_In_Model_Year | System RA | Northern_California_Li_Battery_4hr_135 | 1 | 1 | 1 | 1 | 1 | 1 | 1 | 1 | 1 | 1 | 1 | 1 | 1 | 1 | 1 | 1 | 1 | 1 | 1 | 1 | 1 | 1 | 1 | 1 | 1 | 1 | 1 | 1 | 1 | 1 | 1
Northern_California_Li_Battery_4hr_150 | caiso-deliverability | Tesla_Tracy_Pumps_2_HSN | Reliability_Capacity_In_Model_Year | System RA | Northern_California_Li_Battery_4hr_150 | 1 | 1 | 1 | 1 | 1 | 1 | 1 | 1 | 1 | 1 | 1 | 1 | 1 | 1 | 1 | 1 | 1 | 1 | 1 | 1 | 1 | 1 | 1 | 1 | 1 | 1 | 1 | 1 | 1 | 1 | 1
Northern_California_Li_Battery_4hr_155 | caiso-deliverability | Tesla_Tracy_Pumps_2_HSN | Reliability_Capacity_In_Model_Year | System RA | Northern_California_Li_Battery_4hr_155 | 1 | 1 | 1 | 1 | 1 | 1 | 1 | 1 | 1 | 1 | 1 | 1 | 1 | 1 | 1 | 1 | 1 | 1 | 1 | 1 | 1 | 1 | 1 | 1 | 1 | 1 | 1 | 1 | 1 | 1 | 1
Northern_California_Li_Battery_4hr_158 | caiso-deliverability | Tesla_Tracy_Pumps_2_HSN | Reliability_Capacity_In_Model_Year | System RA | Northern_California_Li_Battery_4hr_158 | 1 | 1 | 1 | 1 | 1 | 1 | 1 | 1 | 1 | 1 | 1 | 1 | 1 | 1 | 1 | 1 | 1 | 1 | 1 | 1 | 1 | 1 | 1 | 1 | 1 | 1 | 1 | 1 | 1 | 1 | 1
Northern_California_Li_Battery_8hr_57 | caiso-deliverability | Tesla_Tracy_Pumps_2_HSN | Reliability_Capacity_In_Model_Year | System RA | Northern_California_Li_Battery_8hr_57 | 1 | 1 | 1 | 1 | 1 | 1 | 1 | 1 | 1 | 1 | 1 | 1 | 1 | 1 | 1 | 1 | 1 | 1 | 1 | 1 | 1 | 1 | 1 | 1 | 1 | 1 | 1 | 1 | 1 | 1 | 1
Northern_California_Li_Battery_8hr_68 | caiso-deliverability | Tesla_Tracy_Pumps_2_HSN | Reliability_Capacity_In_Model_Year | System RA | Northern_California_Li_Battery_8hr_68 | 1 | 1 | 1 | 1 | 1 | 1 | 1 | 1 | 1 | 1 | 1 | 1 | 1 | 1 | 1 | 1 | 1 | 1 | 1 | 1 | 1 | 1 | 1 | 1 | 1 | 1 | 1 | 1 | 1 | 1 | 1
Northern_California_Li_Battery_8hr_76 | caiso-deliverability | Tesla_Tracy_Pumps_2_HSN | Reliability_Capacity_In_Model_Year | System RA | Northern_California_Li_Battery_8hr_76 | 1 | 1 | 1 | 1 | 1 | 1 | 1 | 1 | 1 | 1 | 1 | 1 | 1 | 1 | 1 | 1 | 1 | 1 | 1 | 1 | 1 | 1 | 1 | 1 | 1 | 1 | 1 | 1 | 1 | 1 | 1
Northern_California_Li_Battery_8hr_80 | caiso-deliverability | Tesla_Tracy_Pumps_2_HSN | Reliability_Capacity_In_Model_Year | System RA | Northern_California_Li_Battery_8hr_80 | 1 | 1 | 1 | 1 | 1 | 1 | 1 | 1 | 1 | 1 | 1 | 1 | 1 | 1 | 1 | 1 | 1 | 1 | 1 | 1 | 1 | 1 | 1 | 1 | 1 | 1 | 1 | 1 | 1 | 1 | 1
Northern_California_Li_Battery_8hr_82 | caiso-deliverability | Tesla_Tracy_Pumps_2_HSN | Reliability_Capacity_In_Model_Year | System RA | Northern_California_Li_Battery_8hr_82 | 1 | 1 | 1 | 1 | 1 | 1 | 1 | 1 | 1 | 1 | 1 | 1 | 1 | 1 | 1 | 1 | 1 | 1 | 1 | 1 | 1 | 1 | 1 | 1 | 1 | 1 | 1 | 1 | 1 | 1 | 1
Northern_California_Li_Battery_8hr_83 | caiso-deliverability | Tesla_Tracy_Pumps_2_HSN | Reliability_Capacity_In_Model_Year | System RA | Northern_California_Li_Battery_8hr_83 | 1 | 1 | 1 | 1 | 1 | 1 | 1 | 1 | 1 | 1 | 1 | 1 | 1 | 1 | 1 | 1 | 1 | 1 | 1 | 1 | 1 | 1 | 1 | 1 | 1 | 1 | 1 | 1 | 1 | 1 | 1
Northern_California_Li_Battery_8hr_85 | caiso-deliverability | Tesla_Tracy_Pumps_2_HSN | Reliability_Capacity_In_Model_Year | System RA | Northern_California_Li_Battery_8hr_85 | 1 | 1 | 1 | 1 | 1 | 1 | 1 | 1 | 1 | 1 | 1 | 1 | 1 | 1 | 1 | 1 | 1 | 1 | 1 | 1 | 1 | 1 | 1 | 1 | 1 | 1 | 1 | 1 | 1 | 1 | 1
Northern_California_Li_Battery_8hr_94 | caiso-deliverability | Tesla_Tracy_Pumps_2_HSN | Reliability_Capacity_In_Model_Year | System RA | Northern_California_Li_Battery_8hr_94 | 1 | 1 | 1 | 1 | 1 | 1 | 1 | 1 | 1 | 1 | 1 | 1 | 1 | 1 | 1 | 1 | 1 | 1 | 1 | 1 | 1 | 1 | 1 | 1 | 1 | 1 | 1 | 1 | 1 | 1 | 1
Southern_PGAE_Li_Battery_8hr_95 | caiso-deliverability | Tesla_Tracy_Pumps_2_HSN | Reliability_Capacity_In_Model_Year | System RA | Southern_PGAE_Li_Battery_8hr_95 | 1 | 1 | 1 | 1 | 1 | 1 | 1 | 1 | 1 | 1 | 1 | 1 | 1 | 1 | 1 | 1 | 1 | 1 | 1 | 1 | 1 | 1 | 1 | 1 | 1 | 1 | 1 | 1 | 1 | 1 | 1
Northern_California_Li_Battery_8hr_96 | caiso-deliverability | Tesla_Tracy_Pumps_2_HSN | Reliability_Capacity_In_Model_Year | System RA | Northern_California_Li_Battery_8hr_96 | 1 | 1 | 1 | 1 | 1 | 1 | 1 | 1 | 1 | 1 | 1 | 1 | 1 | 1 | 1 | 1 | 1 | 1 | 1 | 1 | 1 | 1 | 1 | 1 | 1 | 1 | 1 | 1 | 1 | 1 | 1
Southern_PGAE_Li_Battery_8hr_99 | caiso-deliverability | Tesla_Tracy_Pumps_2_HSN | Reliability_Capacity_In_Model_Year | System RA | Southern_PGAE_Li_Battery_8hr_99 | 1 | 1 | 1 | 1 | 1 | 1 | 1 | 1 | 1 | 1 | 1 | 1 | 1 | 1 | 1 | 1 | 1 | 1 | 1 | 1 | 1 | 1 | 1 | 1 | 1 | 1 | 1 | 1 | 1 | 1 | 1
Southern_PGAE_Li_Battery_8hr_111 | caiso-deliverability | Tesla_Tracy_Pumps_2_HSN | Reliability_Capacity_In_Model_Year | System RA | Southern_PGAE_Li_Battery_8hr_111 | 1 | 1 | 1 | 1 | 1 | 1 | 1 | 1 | 1 | 1 | 1 | 1 | 1 | 1 | 1 | 1 | 1 | 1 | 1 | 1 | 1 | 1 | 1 | 1 | 1 | 1 | 1 | 1 | 1 | 1 | 1
Northern_California_Li_Battery_8hr_112 | caiso-deliverability | Tesla_Tracy_Pumps_2_HSN | Reliability_Capacity_In_Model_Year | System RA | Northern_California_Li_Battery_8hr_112 | 1 | 1 | 1 | 1 | 1 | 1 | 1 | 1 | 1 | 1 | 1 | 1 | 1 | 1 | 1 | 1 | 1 | 1 | 1 | 1 | 1 | 1 | 1 | 1 | 1 | 1 | 1 | 1 | 1 | 1 | 1
Northern_California_Li_Battery_8hr_113 | caiso-deliverability | Tesla_Tracy_Pumps_2_HSN | Reliability_Capacity_In_Model_Year | System RA | Northern_California_Li_Battery_8hr_113 | 1 | 1 | 1 | 1 | 1 | 1 | 1 | 1 | 1 | 1 | 1 | 1 | 1 | 1 | 1 | 1 | 1 | 1 | 1 | 1 | 1 | 1 | 1 | 1 | 1 | 1 | 1 | 1 | 1 | 1 | 1
Northern_California_Li_Battery_8hr_116 | caiso-deliverability | Tesla_Tracy_Pumps_2_HSN | Reliability_Capacity_In_Model_Year | System RA | Northern_California_Li_Battery_8hr_116 | 1 | 1 | 1 | 1 | 1 | 1 | 1 | 1 | 1 | 1 | 1 | 1 | 1 | 1 | 1 | 1 | 1 | 1 | 1 | 1 | 1 | 1 | 1 | 1 | 1 | 1 | 1 | 1 | 1 | 1 | 1
Southern_PGAE_Li_Battery_8hr_124 | caiso-deliverability | Tesla_Tracy_Pumps_2_HSN | Reliability_Capacity_In_Model_Year | System RA | Southern_PGAE_Li_Battery_8hr_124 | 1 | 1 | 1 | 1 | 1 | 1 | 1 | 1 | 1 | 1 | 1 | 1 | 1 | 1 | 1 | 1 | 1 | 1 | 1 | 1 | 1 | 1 | 1 | 1 | 1 | 1 | 1 | 1 | 1 | 1 | 1
Northern_California_Li_Battery_8hr_126 | caiso-deliverability | Tesla_Tracy_Pumps_2_HSN | Reliability_Capacity_In_Model_Year | System RA | Northern_California_Li_Battery_8hr_126 | 1 | 1 | 1 | 1 | 1 | 1 | 1 | 1 | 1 | 1 | 1 | 1 | 1 | 1 | 1 | 1 | 1 | 1 | 1 | 1 | 1 | 1 | 1 | 1 | 1 | 1 | 1 | 1 | 1 | 1 | 1
Northern_California_Li_Battery_8hr_127 | caiso-deliverability | Tesla_Tracy_Pumps_2_HSN | Reliability_Capacity_In_Model_Year | System RA | Northern_California_Li_Battery_8hr_127 | 1 | 1 | 1 | 1 | 1 | 1 | 1 | 1 | 1 | 1 | 1 | 1 | 1 | 1 | 1 | 1 | 1 | 1 | 1 | 1 | 1 | 1 | 1 | 1 | 1 | 1 | 1 | 1 | 1 | 1 | 1
Northern_California_Li_Battery_8hr_135 | caiso-deliverability | Tesla_Tracy_Pumps_2_HSN | Reliability_Capacity_In_Model_Year | System RA | Northern_California_Li_Battery_8hr_135 | 1 | 1 | 1 | 1 | 1 | 1 | 1 | 1 | 1 | 1 | 1 | 1 | 1 | 1 | 1 | 1 | 1 | 1 | 1 | 1 | 1 | 1 | 1 | 1 | 1 | 1 | 1 | 1 | 1 | 1 | 1
Northern_California_Li_Battery_8hr_150 | caiso-deliverability | Tesla_Tracy_Pumps_2_HSN | Reliability_Capacity_In_Model_Year | System RA | Northern_California_Li_Battery_8hr_150 | 1 | 1 | 1 | 1 | 1 | 1 | 1 | 1 | 1 | 1 | 1 | 1 | 1 | 1 | 1 | 1 | 1 | 1 | 1 | 1 | 1 | 1 | 1 | 1 | 1 | 1 | 1 | 1 | 1 | 1 | 1
Northern_California_Li_Battery_8hr_155 | caiso-deliverability | Tesla_Tracy_Pumps_2_HSN | Reliability_Capacity_In_Model_Year | System RA | Northern_California_Li_Battery_8hr_155 | 1 | 1 | 1 | 1 | 1 | 1 | 1 | 1 | 1 | 1 | 1 | 1 | 1 | 1 | 1 | 1 | 1 | 1 | 1 | 1 | 1 | 1 | 1 | 1 | 1 | 1 | 1 | 1 | 1 | 1 | 1
Northern_California_Li_Battery_8hr_158 | caiso-deliverability | Tesla_Tracy_Pumps_2_HSN | Reliability_Capacity_In_Model_Year | System RA | Northern_California_Li_Battery_8hr_158 | 1 | 1 | 1 | 1 | 1 | 1 | 1 | 1 | 1 | 1 | 1 | 1 | 1 | 1 | 1 | 1 | 1 | 1 | 1 | 1 | 1 | 1 | 1 | 1 | 1 | 1 | 1 | 1 | 1 | 1 | 1
Northern_California_Solar_57 | caiso-deliverability | Tesla_Tracy_Pumps_2_HSN | Reliability_Capacity_In_Model_Year | System RA | Northern_California_Solar_57 | 0.1 | 0.1 | 0.1 | 0.1 | 0.1 | 0.1 | 0.1 | 0.1 | 0.1 | 0.1 | 0.1 | 0.1 | 0.1 | 0.1 | 0.1 | 0.1 | 0.1 | 0.1 | 0.1 | 0.1 | 0.1 | 0.1 | 0.1 | 0.1 | 0.1 | 0.1 | 0.1 | 0.1 | 0.1 | 0.1 | 0.1
Northern_California_Solar_68 | caiso-deliverability | Tesla_Tracy_Pumps_2_HSN | Reliability_Capacity_In_Model_Year | System RA | Northern_California_Solar_68 | 0.1 | 0.1 | 0.1 | 0.1 | 0.1 | 0.1 | 0.1 | 0.1 | 0.1 | 0.1 | 0.1 | 0.1 | 0.1 | 0.1 | 0.1 | 0.1 | 0.1 | 0.1 | 0.1 | 0.1 | 0.1 | 0.1 | 0.1 | 0.1 | 0.1 | 0.1 | 0.1 | 0.1 | 0.1 | 0.1 | 0.1
Northern_California_Solar_76 | caiso-deliverability | Tesla_Tracy_Pumps_2_HSN | Reliability_Capacity_In_Model_Year | System RA | Northern_California_Solar_76 | 0.1 | 0.1 | 0.1 | 0.1 | 0.1 | 0.1 | 0.1 | 0.1 | 0.1 | 0.1 | 0.1 | 0.1 | 0.1 | 0.1 | 0.1 | 0.1 | 0.1 | 0.1 | 0.1 | 0.1 | 0.1 | 0.1 | 0.1 | 0.1 | 0.1 | 0.1 | 0.1 | 0.1 | 0.1 | 0.1 | 0.1
Northern_California_Solar_80 | caiso-deliverability | Tesla_Tracy_Pumps_2_HSN | Reliability_Capacity_In_Model_Year | System RA | Northern_California_Solar_80 | 0.1 | 0.1 | 0.1 | 0.1 | 0.1 | 0.1 | 0.1 | 0.1 | 0.1 | 0.1 | 0.1 | 0.1 | 0.1 | 0.1 | 0.1 | 0.1 | 0.1 | 0.1 | 0.1 | 0.1 | 0.1 | 0.1 | 0.1 | 0.1 | 0.1 | 0.1 | 0.1 | 0.1 | 0.1 | 0.1 | 0.1
Northern_California_Solar_82 | caiso-deliverability | Tesla_Tracy_Pumps_2_HSN | Reliability_Capacity_In_Model_Year | System RA | Northern_California_Solar_82 | 0.1 | 0.1 | 0.1 | 0.1 | 0.1 | 0.1 | 0.1 | 0.1 | 0.1 | 0.1 | 0.1 | 0.1 | 0.1 | 0.1 | 0.1 | 0.1 | 0.1 | 0.1 | 0.1 | 0.1 | 0.1 | 0.1 | 0.1 | 0.1 | 0.1 | 0.1 | 0.1 | 0.1 | 0.1 | 0.1 | 0.1
Northern_California_Solar_83 | caiso-deliverability | Tesla_Tracy_Pumps_2_HSN | Reliability_Capacity_In_Model_Year | System RA | Northern_California_Solar_83 | 0.1 | 0.1 | 0.1 | 0.1 | 0.1 | 0.1 | 0.1 | 0.1 | 0.1 | 0.1 | 0.1 | 0.1 | 0.1 | 0.1 | 0.1 | 0.1 | 0.1 | 0.1 | 0.1 | 0.1 | 0.1 | 0.1 | 0.1 | 0.1 | 0.1 | 0.1 | 0.1 | 0.1 | 0.1 | 0.1 | 0.1
Northern_California_Solar_85 | caiso-deliverability | Tesla_Tracy_Pumps_2_HSN | Reliability_Capacity_In_Model_Year | System RA | Northern_California_Solar_85 | 0.1 | 0.1 | 0.1 | 0.1 | 0.1 | 0.1 | 0.1 | 0.1 | 0.1 | 0.1 | 0.1 | 0.1 | 0.1 | 0.1 | 0.1 | 0.1 | 0.1 | 0.1 | 0.1 | 0.1 | 0.1 | 0.1 | 0.1 | 0.1 | 0.1 | 0.1 | 0.1 | 0.1 | 0.1 | 0.1 | 0.1
Northern_California_Solar_94 | caiso-deliverability | Tesla_Tracy_Pumps_2_HSN | Reliability_Capacity_In_Model_Year | System RA | Northern_California_Solar_94 | 0.1 | 0.1 | 0.1 | 0.1 | 0.1 | 0.1 | 0.1 | 0.1 | 0.1 | 0.1 | 0.1 | 0.1 | 0.1 | 0.1 | 0.1 | 0.1 | 0.1 | 0.1 | 0.1 | 0.1 | 0.1 | 0.1 | 0.1 | 0.1 | 0.1 | 0.1 | 0.1 | 0.1 | 0.1 | 0.1 | 0.1
Northern_California_Solar_96 | caiso-deliverability | Tesla_Tracy_Pumps_2_HSN | Reliability_Capacity_In_Model_Year | System RA | Northern_California_Solar_96 | 0.1 | 0.1 | 0.1 | 0.1 | 0.1 | 0.1 | 0.1 | 0.1 | 0.1 | 0.1 | 0.1 | 0.1 | 0.1 | 0.1 | 0.1 | 0.1 | 0.1 | 0.1 | 0.1 | 0.1 | 0.1 | 0.1 | 0.1 | 0.1 | 0.1 | 0.1 | 0.1 | 0.1 | 0.1 | 0.1 | 0.1
Northern_California_Solar_112 | caiso-deliverability | Tesla_Tracy_Pumps_2_HSN | Reliability_Capacity_In_Model_Year | System RA | Northern_California_Solar_112 | 0.1 | 0.1 | 0.1 | 0.1 | 0.1 | 0.1 | 0.1 | 0.1 | 0.1 | 0.1 | 0.1 | 0.1 | 0.1 | 0.1 | 0.1 | 0.1 | 0.1 | 0.1 | 0.1 | 0.1 | 0.1 | 0.1 | 0.1 | 0.1 | 0.1 | 0.1 | 0.1 | 0.1 | 0.1 | 0.1 | 0.1
Northern_California_Solar_113 | caiso-deliverability | Tesla_Tracy_Pumps_2_HSN | Reliability_Capacity_In_Model_Year | System RA | Northern_California_Solar_113 | 0.1 | 0.1 | 0.1 | 0.1 | 0.1 | 0.1 | 0.1 | 0.1 | 0.1 | 0.1 | 0.1 | 0.1 | 0.1 | 0.1 | 0.1 | 0.1 | 0.1 | 0.1 | 0.1 | 0.1 | 0.1 | 0.1 | 0.1 | 0.1 | 0.1 | 0.1 | 0.1 | 0.1 | 0.1 | 0.1 | 0.1
Northern_California_Solar_116 | caiso-deliverability | Tesla_Tracy_Pumps_2_HSN | Reliability_Capacity_In_Model_Year | System RA | Northern_California_Solar_116 | 0.1 | 0.1 | 0.1 | 0.1 | 0.1 | 0.1 | 0.1 | 0.1 | 0.1 | 0.1 | 0.1 | 0.1 | 0.1 | 0.1 | 0.1 | 0.1 | 0.1 | 0.1 | 0.1 | 0.1 | 0.1 | 0.1 | 0.1 | 0.1 | 0.1 | 0.1 | 0.1 | 0.1 | 0.1 | 0.1 | 0.1
Northern_California_Solar_126 | caiso-deliverability | Tesla_Tracy_Pumps_2_HSN | Reliability_Capacity_In_Model_Year | System RA | Northern_California_Solar_126 | 0.1 | 0.1 | 0.1 | 0.1 | 0.1 | 0.1 | 0.1 | 0.1 | 0.1 | 0.1 | 0.1 | 0.1 | 0.1 | 0.1 | 0.1 | 0.1 | 0.1 | 0.1 | 0.1 | 0.1 | 0.1 | 0.1 | 0.1 | 0.1 | 0.1 | 0.1 | 0.1 | 0.1 | 0.1 | 0.1 | 0.1
Northern_California_Solar_127 | caiso-deliverability | Tesla_Tracy_Pumps_2_HSN | Reliability_Capacity_In_Model_Year | System RA | Northern_California_Solar_127 | 0.1 | 0.1 | 0.1 | 0.1 | 0.1 | 0.1 | 0.1 | 0.1 | 0.1 | 0.1 | 0.1 | 0.1 | 0.1 | 0.1 | 0.1 | 0.1 | 0.1 | 0.1 | 0.1 | 0.1 | 0.1 | 0.1 | 0.1 | 0.1 | 0.1 | 0.1 | 0.1 | 0.1 | 0.1 | 0.1 | 0.1
Northern_California_Solar_135 | caiso-deliverability | Tesla_Tracy_Pumps_2_HSN | Reliability_Capacity_In_Model_Year | System RA | Northern_California_Solar_135 | 0.1 | 0.1 | 0.1 | 0.1 | 0.1 | 0.1 | 0.1 | 0.1 | 0.1 | 0.1 | 0.1 | 0.1 | 0.1 | 0.1 | 0.1 | 0.1 | 0.1 | 0.1 | 0.1 | 0.1 | 0.1 | 0.1 | 0.1 | 0.1 | 0.1 | 0.1 | 0.1 | 0.1 | 0.1 | 0.1 | 0.1
Northern_California_Solar_150 | caiso-deliverability | Tesla_Tracy_Pumps_2_HSN | Reliability_Capacity_In_Model_Year | System RA | Northern_California_Solar_150 | 0.1 | 0.1 | 0.1 | 0.1 | 0.1 | 0.1 | 0.1 | 0.1 | 0.1 | 0.1 | 0.1 | 0.1 | 0.1 | 0.1 | 0.1 | 0.1 | 0.1 | 0.1 | 0.1 | 0.1 | 0.1 | 0.1 | 0.1 | 0.1 | 0.1 | 0.1 | 0.1 | 0.1 | 0.1 | 0.1 | 0.1
Northern_California_Solar_155 | caiso-deliverability | Tesla_Tracy_Pumps_2_HSN | Reliability_Capacity_In_Model_Year | System RA | Northern_California_Solar_155 | 0.1 | 0.1 | 0.1 | 0.1 | 0.1 | 0.1 | 0.1 | 0.1 | 0.1 | 0.1 | 0.1 | 0.1 | 0.1 | 0.1 | 0.1 | 0.1 | 0.1 | 0.1 | 0.1 | 0.1 | 0.1 | 0.1 | 0.1 | 0.1 | 0.1 | 0.1 | 0.1 | 0.1 | 0.1 | 0.1 | 0.1
Northern_California_Solar_158 | caiso-deliverability | Tesla_Tracy_Pumps_2_HSN | Reliability_Capacity_In_Model_Year | System RA | Northern_California_Solar_158 | 0.1 | 0.1 | 0.1 | 0.1 | 0.1 | 0.1 | 0.1 | 0.1 | 0.1 | 0.1 | 0.1 | 0.1 | 0.1 | 0.1 | 0.1 | 0.1 | 0.1 | 0.1 | 0.1 | 0.1 | 0.1 | 0.1 | 0.1 | 0.1 | 0.1 | 0.1 | 0.1 | 0.1 | 0.1 | 0.1 | 0.1
Northern_California_Wind_76 | caiso-deliverability | Tesla_Tracy_Pumps_2_HSN | Reliability_Capacity_In_Model_Year | System RA | Northern_California_Wind_76 | 0.665 | 0.665 | 0.665 | 0.665 | 0.665 | 0.665 | 0.665 | 0.665 | 0.665 | 0.665 | 0.665 | 0.665 | 0.665 | 0.665 | 0.665 | 0.665 | 0.665 | 0.665 | 0.665 | 0.665 | 0.665 | 0.665 | 0.665 | 0.665 | 0.665 | 0.665 | 0.665 | 0.665 | 0.665 | 0.665 | 0.665
Northern_California_Wind_83 | caiso-deliverability | Tesla_Tracy_Pumps_2_HSN | Reliability_Capacity_In_Model_Year | System RA | Northern_California_Wind_83 | 0.665 | 0.665 | 0.665 | 0.665 | 0.665 | 0.665 | 0.665 | 0.665 | 0.665 | 0.665 | 0.665 | 0.665 | 0.665 | 0.665 | 0.665 | 0.665 | 0.665 | 0.665 | 0.665 | 0.665 | 0.665 | 0.665 | 0.665 | 0.665 | 0.665 | 0.665 | 0.665 | 0.665 | 0.665 | 0.665 | 0.665
Solano_Wind_85 | caiso-deliverability | Tesla_Tracy_Pumps_2_HSN | Reliability_Capacity_In_Model_Year | System RA | Solano_Wind_85 | 0.665 | 0.665 | 0.665 | 0.665 | 0.665 | 0.665 | 0.665 | 0.665 | 0.665 | 0.665 | 0.665 | 0.665 | 0.665 | 0.665 | 0.665 | 0.665 | 0.665 | 0.665 | 0.665 | 0.665 | 0.665 | 0.665 | 0.665 | 0.665 | 0.665 | 0.665 | 0.665 | 0.665 | 0.665 | 0.665 | 0.665
Solano_Wind_94 | caiso-deliverability | Tesla_Tracy_Pumps_2_HSN | Reliability_Capacity_In_Model_Year | System RA | Solano_Wind_94 | 0.665 | 0.665 | 0.665 | 0.665 | 0.665 | 0.665 | 0.665 | 0.665 | 0.665 | 0.665 | 0.665 | 0.665 | 0.665 | 0.665 | 0.665 | 0.665 | 0.665 | 0.665 | 0.665 | 0.665 | 0.665 | 0.665 | 0.665 | 0.665 | 0.665 | 0.665 | 0.665 | 0.665 | 0.665 | 0.665 | 0.665
Solano_Wind_126 | caiso-deliverability | Tesla_Tracy_Pumps_2_HSN | Reliability_Capacity_In_Model_Year | System RA | Solano_Wind_126 | 0.665 | 0.665 | 0.665 | 0.665 | 0.665 | 0.665 | 0.665 | 0.665 | 0.665 | 0.665 | 0.665 | 0.665 | 0.665 | 0.665 | 0.665 | 0.665 | 0.665 | 0.665 | 0.665 | 0.665 | 0.665 | 0.665 | 0.665 | 0.665 | 0.665 | 0.665 | 0.665 | 0.665 | 0.665 | 0.665 | 0.665
Southern_PGAE_Solar_95 | caiso-deliverability | Tesla_Tracy_Pumps_2_HSN | Reliability_Capacity_In_Model_Year | System RA | Southern_PGAE_Solar_95 | 0.1 | 0.1 | 0.1 | 0.1 | 0.1 | 0.1 | 0.1 | 0.1 | 0.1 | 0.1 | 0.1 | 0.1 | 0.1 | 0.1 | 0.1 | 0.1 | 0.1 | 0.1 | 0.1 | 0.1 | 0.1 | 0.1 | 0.1 | 0.1 | 0.1 | 0.1 | 0.1 | 0.1 | 0.1 | 0.1 | 0.1
Southern_PGAE_Solar_99 | caiso-deliverability | Tesla_Tracy_Pumps_2_HSN | Reliability_Capacity_In_Model_Year | System RA | Southern_PGAE_Solar_99 | 0.1 | 0.1 | 0.1 | 0.1 | 0.1 | 0.1 | 0.1 | 0.1 | 0.1 | 0.1 | 0.1 | 0.1 | 0.1 | 0.1 | 0.1 | 0.1 | 0.1 | 0.1 | 0.1 | 0.1 | 0.1 | 0.1 | 0.1 | 0.1 | 0.1 | 0.1 | 0.1 | 0.1 | 0.1 | 0.1 | 0.1
Southern_PGAE_Solar_111 | caiso-deliverability | Tesla_Tracy_Pumps_2_HSN | Reliability_Capacity_In_Model_Year | System RA | Southern_PGAE_Solar_111 | 0.1 | 0.1 | 0.1 | 0.1 | 0.1 | 0.1 | 0.1 | 0.1 | 0.1 | 0.1 | 0.1 | 0.1 | 0.1 | 0.1 | 0.1 | 0.1 | 0.1 | 0.1 | 0.1 | 0.1 | 0.1 | 0.1 | 0.1 | 0.1 | 0.1 | 0.1 | 0.1 | 0.1 | 0.1 | 0.1 | 0.1
Southern_PGAE_Solar_124 | caiso-deliverability | Tesla_Tracy_Pumps_2_HSN | Reliability_Capacity_In_Model_Year | System RA | Southern_PGAE_Solar_124 | 0.1 | 0.1 | 0.1 | 0.1 | 0.1 | 0.1 | 0.1 | 0.1 | 0.1 | 0.1 | 0.1 | 0.1 | 0.1 | 0.1 | 0.1 | 0.1 | 0.1 | 0.1 | 0.1 | 0.1 | 0.1 | 0.1 | 0.1 | 0.1 | 0.1 | 0.1 | 0.1 | 0.1 | 0.1 | 0.1 | 0.1
Contra_Costa_Tesla_Newark_group | caiso-deliverability | Tesla_Tracy_Pumps_2_HSN | Operational_New_Capacity_MW | Contra_Costa_Tesla_Newark_group |  | -0.58353 | -0.58353 | -0.58353 | -0.58353 | -0.58353 | -0.58353 | -0.58353 | -0.58353 | -0.58353 | -0.58353 | -0.58353 | -0.58353 | -0.58353 | -0.58353 | -0.58353 | -0.58353 | -0.58353 | -0.58353 | -0.58353 | -0.58353 | -0.58353 | -0.58353 | -0.58353 | -0.58353 | -0.58353 | -0.58353 | -0.58353 | -0.58353 | -0.58353 | -0.58353 | -0.58353
Northern_California_Flow_Battery_57 | caiso-deliverability | Tesla_Tracy_Pumps_2_offpeak | Operational_New_Capacity_MW | Northern_California_Flow_Battery_57 |  | -1 | -1 | -1 | -1 | -1 | -1 | -1 | -1 | -1 | -1 | -1 | -1 | -1 | -1 | -1 | -1 | -1 | -1 | -1 | -1 | -1 | -1 | -1 | -1 | -1 | -1 | -1 | -1 | -1 | -1 | -1
Northern_California_Flow_Battery_68 | caiso-deliverability | Tesla_Tracy_Pumps_2_offpeak | Operational_New_Capacity_MW | Northern_California_Flow_Battery_68 |  | -1 | -1 | -1 | -1 | -1 | -1 | -1 | -1 | -1 | -1 | -1 | -1 | -1 | -1 | -1 | -1 | -1 | -1 | -1 | -1 | -1 | -1 | -1 | -1 | -1 | -1 | -1 | -1 | -1 | -1 | -1
Northern_California_Flow_Battery_76 | caiso-deliverability | Tesla_Tracy_Pumps_2_offpeak | Operational_New_Capacity_MW | Northern_California_Flow_Battery_76 |  | -1 | -1 | -1 | -1 | -1 | -1 | -1 | -1 | -1 | -1 | -1 | -1 | -1 | -1 | -1 | -1 | -1 | -1 | -1 | -1 | -1 | -1 | -1 | -1 | -1 | -1 | -1 | -1 | -1 | -1 | -1
Northern_California_Flow_Battery_80 | caiso-deliverability | Tesla_Tracy_Pumps_2_offpeak | Operational_New_Capacity_MW | Northern_California_Flow_Battery_80 |  | -1 | -1 | -1 | -1 | -1 | -1 | -1 | -1 | -1 | -1 | -1 | -1 | -1 | -1 | -1 | -1 | -1 | -1 | -1 | -1 | -1 | -1 | -1 | -1 | -1 | -1 | -1 | -1 | -1 | -1 | -1
Northern_California_Flow_Battery_82 | caiso-deliverability | Tesla_Tracy_Pumps_2_offpeak | Operational_New_Capacity_MW | Northern_California_Flow_Battery_82 |  | -1 | -1 | -1 | -1 | -1 | -1 | -1 | -1 | -1 | -1 | -1 | -1 | -1 | -1 | -1 | -1 | -1 | -1 | -1 | -1 | -1 | -1 | -1 | -1 | -1 | -1 | -1 | -1 | -1 | -1 | -1
Northern_California_Flow_Battery_83 | caiso-deliverability | Tesla_Tracy_Pumps_2_offpeak | Operational_New_Capacity_MW | Northern_California_Flow_Battery_83 |  | -1 | -1 | -1 | -1 | -1 | -1 | -1 | -1 | -1 | -1 | -1 | -1 | -1 | -1 | -1 | -1 | -1 | -1 | -1 | -1 | -1 | -1 | -1 | -1 | -1 | -1 | -1 | -1 | -1 | -1 | -1
Northern_California_Flow_Battery_85 | caiso-deliverability | Tesla_Tracy_Pumps_2_offpeak | Operational_New_Capacity_MW | Northern_California_Flow_Battery_85 |  | -1 | -1 | -1 | -1 | -1 | -1 | -1 | -1 | -1 | -1 | -1 | -1 | -1 | -1 | -1 | -1 | -1 | -1 | -1 | -1 | -1 | -1 | -1 | -1 | -1 | -1 | -1 | -1 | -1 | -1 | -1
Northern_California_Flow_Battery_94 | caiso-deliverability | Tesla_Tracy_Pumps_2_offpeak | Operational_New_Capacity_MW | Northern_California_Flow_Battery_94 |  | -1 | -1 | -1 | -1 | -1 | -1 | -1 | -1 | -1 | -1 | -1 | -1 | -1 | -1 | -1 | -1 | -1 | -1 | -1 | -1 | -1 | -1 | -1 | -1 | -1 | -1 | -1 | -1 | -1 | -1 | -1
Southern_PGAE_Flow_Battery_95 | caiso-deliverability | Tesla_Tracy_Pumps_2_offpeak | Operational_New_Capacity_MW | Southern_PGAE_Flow_Battery_95 |  | -1 | -1 | -1 | -1 | -1 | -1 | -1 | -1 | -1 | -1 | -1 | -1 | -1 | -1 | -1 | -1 | -1 | -1 | -1 | -1 | -1 | -1 | -1 | -1 | -1 | -1 | -1 | -1 | -1 | -1 | -1
Northern_California_Flow_Battery_96 | caiso-deliverability | Tesla_Tracy_Pumps_2_offpeak | Operational_New_Capacity_MW | Northern_California_Flow_Battery_96 |  | -1 | -1 | -1 | -1 | -1 | -1 | -1 | -1 | -1 | -1 | -1 | -1 | -1 | -1 | -1 | -1 | -1 | -1 | -1 | -1 | -1 | -1 | -1 | -1 | -1 | -1 | -1 | -1 | -1 | -1 | -1
Southern_PGAE_Flow_Battery_99 | caiso-deliverability | Tesla_Tracy_Pumps_2_offpeak | Operational_New_Capacity_MW | Southern_PGAE_Flow_Battery_99 |  | -1 | -1 | -1 | -1 | -1 | -1 | -1 | -1 | -1 | -1 | -1 | -1 | -1 | -1 | -1 | -1 | -1 | -1 | -1 | -1 | -1 | -1 | -1 | -1 | -1 | -1 | -1 | -1 | -1 | -1 | -1
Southern_PGAE_Flow_Battery_111 | caiso-deliverability | Tesla_Tracy_Pumps_2_offpeak | Operational_New_Capacity_MW | Southern_PGAE_Flow_Battery_111 |  | -1 | -1 | -1 | -1 | -1 | -1 | -1 | -1 | -1 | -1 | -1 | -1 | -1 | -1 | -1 | -1 | -1 | -1 | -1 | -1 | -1 | -1 | -1 | -1 | -1 | -1 | -1 | -1 | -1 | -1 | -1
Northern_California_Flow_Battery_112 | caiso-deliverability | Tesla_Tracy_Pumps_2_offpeak | Operational_New_Capacity_MW | Northern_California_Flow_Battery_112 |  | -1 | -1 | -1 | -1 | -1 | -1 | -1 | -1 | -1 | -1 | -1 | -1 | -1 | -1 | -1 | -1 | -1 | -1 | -1 | -1 | -1 | -1 | -1 | -1 | -1 | -1 | -1 | -1 | -1 | -1 | -1
Northern_California_Flow_Battery_113 | caiso-deliverability | Tesla_Tracy_Pumps_2_offpeak | Operational_New_Capacity_MW | Northern_California_Flow_Battery_113 |  | -1 | -1 | -1 | -1 | -1 | -1 | -1 | -1 | -1 | -1 | -1 | -1 | -1 | -1 | -1 | -1 | -1 | -1 | -1 | -1 | -1 | -1 | -1 | -1 | -1 | -1 | -1 | -1 | -1 | -1 | -1
Northern_California_Flow_Battery_116 | caiso-deliverability | Tesla_Tracy_Pumps_2_offpeak | Operational_New_Capacity_MW | Northern_California_Flow_Battery_116 |  | -1 | -1 | -1 | -1 | -1 | -1 | -1 | -1 | -1 | -1 | -1 | -1 | -1 | -1 | -1 | -1 | -1 | -1 | -1 | -1 | -1 | -1 | -1 | -1 | -1 | -1 | -1 | -1 | -1 | -1 | -1
Southern_PGAE_Flow_Battery_124 | caiso-deliverability | Tesla_Tracy_Pumps_2_offpeak | Operational_New_Capacity_MW | Southern_PGAE_Flow_Battery_124 |  | -1 | -1 | -1 | -1 | -1 | -1 | -1 | -1 | -1 | -1 | -1 | -1 | -1 | -1 | -1 | -1 | -1 | -1 | -1 | -1 | -1 | -1 | -1 | -1 | -1 | -1 | -1 | -1 | -1 | -1 | -1
Northern_California_Flow_Battery_126 | caiso-deliverability | Tesla_Tracy_Pumps_2_offpeak | Operational_New_Capacity_MW | Northern_California_Flow_Battery_126 |  | -1 | -1 | -1 | -1 | -1 | -1 | -1 | -1 | -1 | -1 | -1 | -1 | -1 | -1 | -1 | -1 | -1 | -1 | -1 | -1 | -1 | -1 | -1 | -1 | -1 | -1 | -1 | -1 | -1 | -1 | -1
Northern_California_Flow_Battery_127 | caiso-deliverability | Tesla_Tracy_Pumps_2_offpeak | Operational_New_Capacity_MW | Northern_California_Flow_Battery_127 |  | -1 | -1 | -1 | -1 | -1 | -1 | -1 | -1 | -1 | -1 | -1 | -1 | -1 | -1 | -1 | -1 | -1 | -1 | -1 | -1 | -1 | -1 | -1 | -1 | -1 | -1 | -1 | -1 | -1 | -1 | -1
Northern_California_Flow_Battery_135 | caiso-deliverability | Tesla_Tracy_Pumps_2_offpeak | Operational_New_Capacity_MW | Northern_California_Flow_Battery_135 |  | -1 | -1 | -1 | -1 | -1 | -1 | -1 | -1 | -1 | -1 | -1 | -1 | -1 | -1 | -1 | -1 | -1 | -1 | -1 | -1 | -1 | -1 | -1 | -1 | -1 | -1 | -1 | -1 | -1 | -1 | -1
Northern_California_Flow_Battery_150 | caiso-deliverability | Tesla_Tracy_Pumps_2_offpeak | Operational_New_Capacity_MW | Northern_California_Flow_Battery_150 |  | -1 | -1 | -1 | -1 | -1 | -1 | -1 | -1 | -1 | -1 | -1 | -1 | -1 | -1 | -1 | -1 | -1 | -1 | -1 | -1 | -1 | -1 | -1 | -1 | -1 | -1 | -1 | -1 | -1 | -1 | -1
Northern_California_Flow_Battery_155 | caiso-deliverability | Tesla_Tracy_Pumps_2_offpeak | Operational_New_Capacity_MW | Northern_California_Flow_Battery_155 |  | -1 | -1 | -1 | -1 | -1 | -1 | -1 | -1 | -1 | -1 | -1 | -1 | -1 | -1 | -1 | -1 | -1 | -1 | -1 | -1 | -1 | -1 | -1 | -1 | -1 | -1 | -1 | -1 | -1 | -1 | -1
Northern_California_Flow_Battery_158 | caiso-deliverability | Tesla_Tracy_Pumps_2_offpeak | Operational_New_Capacity_MW | Northern_California_Flow_Battery_158 |  | -1 | -1 | -1 | -1 | -1 | -1 | -1 | -1 | -1 | -1 | -1 | -1 | -1 | -1 | -1 | -1 | -1 | -1 | -1 | -1 | -1 | -1 | -1 | -1 | -1 | -1 | -1 | -1 | -1 | -1 | -1
Northern_California_Li_Battery_4hr_57 | caiso-deliverability | Tesla_Tracy_Pumps_2_offpeak | Operational_New_Capacity_MW | Northern_California_Li_Battery_4hr_57 |  | -1 | -1 | -1 | -1 | -1 | -1 | -1 | -1 | -1 | -1 | -1 | -1 | -1 | -1 | -1 | -1 | -1 | -1 | -1 | -1 | -1 | -1 | -1 | -1 | -1 | -1 | -1 | -1 | -1 | -1 | -1
Northern_California_Li_Battery_4hr_68 | caiso-deliverability | Tesla_Tracy_Pumps_2_offpeak | Operational_New_Capacity_MW | Northern_California_Li_Battery_4hr_68 |  | -1 | -1 | -1 | -1 | -1 | -1 | -1 | -1 | -1 | -1 | -1 | -1 | -1 | -1 | -1 | -1 | -1 | -1 | -1 | -1 | -1 | -1 | -1 | -1 | -1 | -1 | -1 | -1 | -1 | -1 | -1
Northern_California_Li_Battery_4hr_76 | caiso-deliverability | Tesla_Tracy_Pumps_2_offpeak | Operational_New_Capacity_MW | Northern_California_Li_Battery_4hr_76 |  | -1 | -1 | -1 | -1 | -1 | -1 | -1 | -1 | -1 | -1 | -1 | -1 | -1 | -1 | -1 | -1 | -1 | -1 | -1 | -1 | -1 | -1 | -1 | -1 | -1 | -1 | -1 | -1 | -1 | -1 | -1
Northern_California_Li_Battery_4hr_80 | caiso-deliverability | Tesla_Tracy_Pumps_2_offpeak | Operational_New_Capacity_MW | Northern_California_Li_Battery_4hr_80 |  | -1 | -1 | -1 | -1 | -1 | -1 | -1 | -1 | -1 | -1 | -1 | -1 | -1 | -1 | -1 | -1 | -1 | -1 | -1 | -1 | -1 | -1 | -1 | -1 | -1 | -1 | -1 | -1 | -1 | -1 | -1
Northern_California_Li_Battery_4hr_82 | caiso-deliverability | Tesla_Tracy_Pumps_2_offpeak | Operational_New_Capacity_MW | Northern_California_Li_Battery_4hr_82 |  | -1 | -1 | -1 | -1 | -1 | -1 | -1 | -1 | -1 | -1 | -1 | -1 | -1 | -1 | -1 | -1 | -1 | -1 | -1 | -1 | -1 | -1 | -1 | -1 | -1 | -1 | -1 | -1 | -1 | -1 | -1
Northern_California_Li_Battery_4hr_83 | caiso-deliverability | Tesla_Tracy_Pumps_2_offpeak | Operational_New_Capacity_MW | Northern_California_Li_Battery_4hr_83 |  | -1 | -1 | -1 | -1 | -1 | -1 | -1 | -1 | -1 | -1 | -1 | -1 | -1 | -1 | -1 | -1 | -1 | -1 | -1 | -1 | -1 | -1 | -1 | -1 | -1 | -1 | -1 | -1 | -1 | -1 | -1
Northern_California_Li_Battery_4hr_85 | caiso-deliverability | Tesla_Tracy_Pumps_2_offpeak | Operational_New_Capacity_MW | Northern_California_Li_Battery_4hr_85 |  | -1 | -1 | -1 | -1 | -1 | -1 | -1 | -1 | -1 | -1 | -1 | -1 | -1 | -1 | -1 | -1 | -1 | -1 | -1 | -1 | -1 | -1 | -1 | -1 | -1 | -1 | -1 | -1 | -1 | -1 | -1
Northern_California_Li_Battery_4hr_94 | caiso-deliverability | Tesla_Tracy_Pumps_2_offpeak | Operational_New_Capacity_MW | Northern_California_Li_Battery_4hr_94 |  | -1 | -1 | -1 | -1 | -1 | -1 | -1 | -1 | -1 | -1 | -1 | -1 | -1 | -1 | -1 | -1 | -1 | -1 | -1 | -1 | -1 | -1 | -1 | -1 | -1 | -1 | -1 | -1 | -1 | -1 | -1
Southern_PGAE_Li_Battery_4hr_95 | caiso-deliverability | Tesla_Tracy_Pumps_2_offpeak | Operational_New_Capacity_MW | Southern_PGAE_Li_Battery_4hr_95 |  | -1 | -1 | -1 | -1 | -1 | -1 | -1 | -1 | -1 | -1 | -1 | -1 | -1 | -1 | -1 | -1 | -1 | -1 | -1 | -1 | -1 | -1 | -1 | -1 | -1 | -1 | -1 | -1 | -1 | -1 | -1
Northern_California_Li_Battery_4hr_96 | caiso-deliverability | Tesla_Tracy_Pumps_2_offpeak | Operational_New_Capacity_MW | Northern_California_Li_Battery_4hr_96 |  | -1 | -1 | -1 | -1 | -1 | -1 | -1 | -1 | -1 | -1 | -1 | -1 | -1 | -1 | -1 | -1 | -1 | -1 | -1 | -1 | -1 | -1 | -1 | -1 | -1 | -1 | -1 | -1 | -1 | -1 | -1
Southern_PGAE_Li_Battery_4hr_99 | caiso-deliverability | Tesla_Tracy_Pumps_2_offpeak | Operational_New_Capacity_MW | Southern_PGAE_Li_Battery_4hr_99 |  | -1 | -1 | -1 | -1 | -1 | -1 | -1 | -1 | -1 | -1 | -1 | -1 | -1 | -1 | -1 | -1 | -1 | -1 | -1 | -1 | -1 | -1 | -1 | -1 | -1 | -1 | -1 | -1 | -1 | -1 | -1
Southern_PGAE_Li_Battery_4hr_111 | caiso-deliverability | Tesla_Tracy_Pumps_2_offpeak | Operational_New_Capacity_MW | Southern_PGAE_Li_Battery_4hr_111 |  | -1 | -1 | -1 | -1 | -1 | -1 | -1 | -1 | -1 | -1 | -1 | -1 | -1 | -1 | -1 | -1 | -1 | -1 | -1 | -1 | -1 | -1 | -1 | -1 | -1 | -1 | -1 | -1 | -1 | -1 | -1
Northern_California_Li_Battery_4hr_112 | caiso-deliverability | Tesla_Tracy_Pumps_2_offpeak | Operational_New_Capacity_MW | Northern_California_Li_Battery_4hr_112 |  | -1 | -1 | -1 | -1 | -1 | -1 | -1 | -1 | -1 | -1 | -1 | -1 | -1 | -1 | -1 | -1 | -1 | -1 | -1 | -1 | -1 | -1 | -1 | -1 | -1 | -1 | -1 | -1 | -1 | -1 | -1
Northern_California_Li_Battery_4hr_113 | caiso-deliverability | Tesla_Tracy_Pumps_2_offpeak | Operational_New_Capacity_MW | Northern_California_Li_Battery_4hr_113 |  | -1 | -1 | -1 | -1 | -1 | -1 | -1 | -1 | -1 | -1 | -1 | -1 | -1 | -1 | -1 | -1 | -1 | -1 | -1 | -1 | -1 | -1 | -1 | -1 | -1 | -1 | -1 | -1 | -1 | -1 | -1
Northern_California_Li_Battery_4hr_116 | caiso-deliverability | Tesla_Tracy_Pumps_2_offpeak | Operational_New_Capacity_MW | Northern_California_Li_Battery_4hr_116 |  | -1 | -1 | -1 | -1 | -1 | -1 | -1 | -1 | -1 | -1 | -1 | -1 | -1 | -1 | -1 | -1 | -1 | -1 | -1 | -1 | -1 | -1 | -1 | -1 | -1 | -1 | -1 | -1 | -1 | -1 | -1
Southern_PGAE_Li_Battery_4hr_124 | caiso-deliverability | Tesla_Tracy_Pumps_2_offpeak | Operational_New_Capacity_MW | Southern_PGAE_Li_Battery_4hr_124 |  | -1 | -1 | -1 | -1 | -1 | -1 | -1 | -1 | -1 | -1 | -1 | -1 | -1 | -1 | -1 | -1 | -1 | -1 | -1 | -1 | -1 | -1 | -1 | -1 | -1 | -1 | -1 | -1 | -1 | -1 | -1
Northern_California_Li_Battery_4hr_126 | caiso-deliverability | Tesla_Tracy_Pumps_2_offpeak | Operational_New_Capacity_MW | Northern_California_Li_Battery_4hr_126 |  | -1 | -1 | -1 | -1 | -1 | -1 | -1 | -1 | -1 | -1 | -1 | -1 | -1 | -1 | -1 | -1 | -1 | -1 | -1 | -1 | -1 | -1 | -1 | -1 | -1 | -1 | -1 | -1 | -1 | -1 | -1
Northern_California_Li_Battery_4hr_127 | caiso-deliverability | Tesla_Tracy_Pumps_2_offpeak | Operational_New_Capacity_MW | Northern_California_Li_Battery_4hr_127 |  | -1 | -1 | -1 | -1 | -1 | -1 | -1 | -1 | -1 | -1 | -1 | -1 | -1 | -1 | -1 | -1 | -1 | -1 | -1 | -1 | -1 | -1 | -1 | -1 | -1 | -1 | -1 | -1 | -1 | -1 | -1
Northern_California_Li_Battery_4hr_135 | caiso-deliverability | Tesla_Tracy_Pumps_2_offpeak | Operational_New_Capacity_MW | Northern_California_Li_Battery_4hr_135 |  | -1 | -1 | -1 | -1 | -1 | -1 | -1 | -1 | -1 | -1 | -1 | -1 | -1 | -1 | -1 | -1 | -1 | -1 | -1 | -1 | -1 | -1 | -1 | -1 | -1 | -1 | -1 | -1 | -1 | -1 | -1
Northern_California_Li_Battery_4hr_150 | caiso-deliverability | Tesla_Tracy_Pumps_2_offpeak | Operational_New_Capacity_MW | Northern_California_Li_Battery_4hr_150 |  | -1 | -1 | -1 | -1 | -1 | -1 | -1 | -1 | -1 | -1 | -1 | -1 | -1 | -1 | -1 | -1 | -1 | -1 | -1 | -1 | -1 | -1 | -1 | -1 | -1 | -1 | -1 | -1 | -1 | -1 | -1
Northern_California_Li_Battery_4hr_155 | caiso-deliverability | Tesla_Tracy_Pumps_2_offpeak | Operational_New_Capacity_MW | Northern_California_Li_Battery_4hr_155 |  | -1 | -1 | -1 | -1 | -1 | -1 | -1 | -1 | -1 | -1 | -1 | -1 | -1 | -1 | -1 | -1 | -1 | -1 | -1 | -1 | -1 | -1 | -1 | -1 | -1 | -1 | -1 | -1 | -1 | -1 | -1
Northern_California_Li_Battery_4hr_158 | caiso-deliverability | Tesla_Tracy_Pumps_2_offpeak | Operational_New_Capacity_MW | Northern_California_Li_Battery_4hr_158 |  | -1 | -1 | -1 | -1 | -1 | -1 | -1 | -1 | -1 | -1 | -1 | -1 | -1 | -1 | -1 | -1 | -1 | -1 | -1 | -1 | -1 | -1 | -1 | -1 | -1 | -1 | -1 | -1 | -1 | -1 | -1
Northern_California_Li_Battery_8hr_57 | caiso-deliverability | Tesla_Tracy_Pumps_2_offpeak | Operational_New_Capacity_MW | Northern_California_Li_Battery_8hr_57 |  | -1 | -1 | -1 | -1 | -1 | -1 | -1 | -1 | -1 | -1 | -1 | -1 | -1 | -1 | -1 | -1 | -1 | -1 | -1 | -1 | -1 | -1 | -1 | -1 | -1 | -1 | -1 | -1 | -1 | -1 | -1
Northern_California_Li_Battery_8hr_68 | caiso-deliverability | Tesla_Tracy_Pumps_2_offpeak | Operational_New_Capacity_MW | Northern_California_Li_Battery_8hr_68 |  | -1 | -1 | -1 | -1 | -1 | -1 | -1 | -1 | -1 | -1 | -1 | -1 | -1 | -1 | -1 | -1 | -1 | -1 | -1 | -1 | -1 | -1 | -1 | -1 | -1 | -1 | -1 | -1 | -1 | -1 | -1
Northern_California_Li_Battery_8hr_76 | caiso-deliverability | Tesla_Tracy_Pumps_2_offpeak | Operational_New_Capacity_MW | Northern_California_Li_Battery_8hr_76 |  | -1 | -1 | -1 | -1 | -1 | -1 | -1 | -1 | -1 | -1 | -1 | -1 | -1 | -1 | -1 | -1 | -1 | -1 | -1 | -1 | -1 | -1 | -1 | -1 | -1 | -1 | -1 | -1 | -1 | -1 | -1
Northern_California_Li_Battery_8hr_80 | caiso-deliverability | Tesla_Tracy_Pumps_2_offpeak | Operational_New_Capacity_MW | Northern_California_Li_Battery_8hr_80 |  | -1 | -1 | -1 | -1 | -1 | -1 | -1 | -1 | -1 | -1 | -1 | -1 | -1 | -1 | -1 | -1 | -1 | -1 | -1 | -1 | -1 | -1 | -1 | -1 | -1 | -1 | -1 | -1 | -1 | -1 | -1
Northern_California_Li_Battery_8hr_82 | caiso-deliverability | Tesla_Tracy_Pumps_2_offpeak | Operational_New_Capacity_MW | Northern_California_Li_Battery_8hr_82 |  | -1 | -1 | -1 | -1 | -1 | -1 | -1 | -1 | -1 | -1 | -1 | -1 | -1 | -1 | -1 | -1 | -1 | -1 | -1 | -1 | -1 | -1 | -1 | -1 | -1 | -1 | -1 | -1 | -1 | -1 | -1
Northern_California_Li_Battery_8hr_83 | caiso-deliverability | Tesla_Tracy_Pumps_2_offpeak | Operational_New_Capacity_MW | Northern_California_Li_Battery_8hr_83 |  | -1 | -1 | -1 | -1 | -1 | -1 | -1 | -1 | -1 | -1 | -1 | -1 | -1 | -1 | -1 | -1 | -1 | -1 | -1 | -1 | -1 | -1 | -1 | -1 | -1 | -1 | -1 | -1 | -1 | -1 | -1
Northern_California_Li_Battery_8hr_85 | caiso-deliverability | Tesla_Tracy_Pumps_2_offpeak | Operational_New_Capacity_MW | Northern_California_Li_Battery_8hr_85 |  | -1 | -1 | -1 | -1 | -1 | -1 | -1 | -1 | -1 | -1 | -1 | -1 | -1 | -1 | -1 | -1 | -1 | -1 | -1 | -1 | -1 | -1 | -1 | -1 | -1 | -1 | -1 | -1 | -1 | -1 | -1
Northern_California_Li_Battery_8hr_94 | caiso-deliverability | Tesla_Tracy_Pumps_2_offpeak | Operational_New_Capacity_MW | Northern_California_Li_Battery_8hr_94 |  | -1 | -1 | -1 | -1 | -1 | -1 | -1 | -1 | -1 | -1 | -1 | -1 | -1 | -1 | -1 | -1 | -1 | -1 | -1 | -1 | -1 | -1 | -1 | -1 | -1 | -1 | -1 | -1 | -1 | -1 | -1
Southern_PGAE_Li_Battery_8hr_95 | caiso-deliverability | Tesla_Tracy_Pumps_2_offpeak | Operational_New_Capacity_MW | Southern_PGAE_Li_Battery_8hr_95 |  | -1 | -1 | -1 | -1 | -1 | -1 | -1 | -1 | -1 | -1 | -1 | -1 | -1 | -1 | -1 | -1 | -1 | -1 | -1 | -1 | -1 | -1 | -1 | -1 | -1 | -1 | -1 | -1 | -1 | -1 | -1
Northern_California_Li_Battery_8hr_96 | caiso-deliverability | Tesla_Tracy_Pumps_2_offpeak | Operational_New_Capacity_MW | Northern_California_Li_Battery_8hr_96 |  | -1 | -1 | -1 | -1 | -1 | -1 | -1 | -1 | -1 | -1 | -1 | -1 | -1 | -1 | -1 | -1 | -1 | -1 | -1 | -1 | -1 | -1 | -1 | -1 | -1 | -1 | -1 | -1 | -1 | -1 | -1
Southern_PGAE_Li_Battery_8hr_99 | caiso-deliverability | Tesla_Tracy_Pumps_2_offpeak | Operational_New_Capacity_MW | Southern_PGAE_Li_Battery_8hr_99 |  | -1 | -1 | -1 | -1 | -1 | -1 | -1 | -1 | -1 | -1 | -1 | -1 | -1 | -1 | -1 | -1 | -1 | -1 | -1 | -1 | -1 | -1 | -1 | -1 | -1 | -1 | -1 | -1 | -1 | -1 | -1
Southern_PGAE_Li_Battery_8hr_111 | caiso-deliverability | Tesla_Tracy_Pumps_2_offpeak | Operational_New_Capacity_MW | Southern_PGAE_Li_Battery_8hr_111 |  | -1 | -1 | -1 | -1 | -1 | -1 | -1 | -1 | -1 | -1 | -1 | -1 | -1 | -1 | -1 | -1 | -1 | -1 | -1 | -1 | -1 | -1 | -1 | -1 | -1 | -1 | -1 | -1 | -1 | -1 | -1
Northern_California_Li_Battery_8hr_112 | caiso-deliverability | Tesla_Tracy_Pumps_2_offpeak | Operational_New_Capacity_MW | Northern_California_Li_Battery_8hr_112 |  | -1 | -1 | -1 | -1 | -1 | -1 | -1 | -1 | -1 | -1 | -1 | -1 | -1 | -1 | -1 | -1 | -1 | -1 | -1 | -1 | -1 | -1 | -1 | -1 | -1 | -1 | -1 | -1 | -1 | -1 | -1
Northern_California_Li_Battery_8hr_113 | caiso-deliverability | Tesla_Tracy_Pumps_2_offpeak | Operational_New_Capacity_MW | Northern_California_Li_Battery_8hr_113 |  | -1 | -1 | -1 | -1 | -1 | -1 | -1 | -1 | -1 | -1 | -1 | -1 | -1 | -1 | -1 | -1 | -1 | -1 | -1 | -1 | -1 | -1 | -1 | -1 | -1 | -1 | -1 | -1 | -1 | -1 | -1
Northern_California_Li_Battery_8hr_116 | caiso-deliverability | Tesla_Tracy_Pumps_2_offpeak | Operational_New_Capacity_MW | Northern_California_Li_Battery_8hr_116 |  | -1 | -1 | -1 | -1 | -1 | -1 | -1 | -1 | -1 | -1 | -1 | -1 | -1 | -1 | -1 | -1 | -1 | -1 | -1 | -1 | -1 | -1 | -1 | -1 | -1 | -1 | -1 | -1 | -1 | -1 | -1
Southern_PGAE_Li_Battery_8hr_124 | caiso-deliverability | Tesla_Tracy_Pumps_2_offpeak | Operational_New_Capacity_MW | Southern_PGAE_Li_Battery_8hr_124 |  | -1 | -1 | -1 | -1 | -1 | -1 | -1 | -1 | -1 | -1 | -1 | -1 | -1 | -1 | -1 | -1 | -1 | -1 | -1 | -1 | -1 | -1 | -1 | -1 | -1 | -1 | -1 | -1 | -1 | -1 | -1
Northern_California_Li_Battery_8hr_126 | caiso-deliverability | Tesla_Tracy_Pumps_2_offpeak | Operational_New_Capacity_MW | Northern_California_Li_Battery_8hr_126 |  | -1 | -1 | -1 | -1 | -1 | -1 | -1 | -1 | -1 | -1 | -1 | -1 | -1 | -1 | -1 | -1 | -1 | -1 | -1 | -1 | -1 | -1 | -1 | -1 | -1 | -1 | -1 | -1 | -1 | -1 | -1
Northern_California_Li_Battery_8hr_127 | caiso-deliverability | Tesla_Tracy_Pumps_2_offpeak | Operational_New_Capacity_MW | Northern_California_Li_Battery_8hr_127 |  | -1 | -1 | -1 | -1 | -1 | -1 | -1 | -1 | -1 | -1 | -1 | -1 | -1 | -1 | -1 | -1 | -1 | -1 | -1 | -1 | -1 | -1 | -1 | -1 | -1 | -1 | -1 | -1 | -1 | -1 | -1
Northern_California_Li_Battery_8hr_135 | caiso-deliverability | Tesla_Tracy_Pumps_2_offpeak | Operational_New_Capacity_MW | Northern_California_Li_Battery_8hr_135 |  | -1 | -1 | -1 | -1 | -1 | -1 | -1 | -1 | -1 | -1 | -1 | -1 | -1 | -1 | -1 | -1 | -1 | -1 | -1 | -1 | -1 | -1 | -1 | -1 | -1 | -1 | -1 | -1 | -1 | -1 | -1
Northern_California_Li_Battery_8hr_150 | caiso-deliverability | Tesla_Tracy_Pumps_2_offpeak | Operational_New_Capacity_MW | Northern_California_Li_Battery_8hr_150 |  | -1 | -1 | -1 | -1 | -1 | -1 | -1 | -1 | -1 | -1 | -1 | -1 | -1 | -1 | -1 | -1 | -1 | -1 | -1 | -1 | -1 | -1 | -1 | -1 | -1 | -1 | -1 | -1 | -1 | -1 | -1
Northern_California_Li_Battery_8hr_155 | caiso-deliverability | Tesla_Tracy_Pumps_2_offpeak | Operational_New_Capacity_MW | Northern_California_Li_Battery_8hr_155 |  | -1 | -1 | -1 | -1 | -1 | -1 | -1 | -1 | -1 | -1 | -1 | -1 | -1 | -1 | -1 | -1 | -1 | -1 | -1 | -1 | -1 | -1 | -1 | -1 | -1 | -1 | -1 | -1 | -1 | -1 | -1
Northern_California_Li_Battery_8hr_158 | caiso-deliverability | Tesla_Tracy_Pumps_2_offpeak | Operational_New_Capacity_MW | Northern_California_Li_Battery_8hr_158 |  | -1 | -1 | -1 | -1 | -1 | -1 | -1 | -1 | -1 | -1 | -1 | -1 | -1 | -1 | -1 | -1 | -1 | -1 | -1 | -1 | -1 | -1 | -1 | -1 | -1 | -1 | -1 | -1 | -1 | -1 | -1
Northern_California_Solar_57 | caiso-deliverability | Tesla_Tracy_Pumps_2_offpeak | Operational_New_Capacity_MW | Northern_California_Solar_57 |  | 0.68 | 0.68 | 0.68 | 0.68 | 0.68 | 0.68 | 0.68 | 0.68 | 0.68 | 0.68 | 0.68 | 0.68 | 0.68 | 0.68 | 0.68 | 0.68 | 0.68 | 0.68 | 0.68 | 0.68 | 0.68 | 0.68 | 0.68 | 0.68 | 0.68 | 0.68 | 0.68 | 0.68 | 0.68 | 0.68 | 0.68
Northern_California_Solar_68 | caiso-deliverability | Tesla_Tracy_Pumps_2_offpeak | Operational_New_Capacity_MW | Northern_California_Solar_68 |  | 0.68 | 0.68 | 0.68 | 0.68 | 0.68 | 0.68 | 0.68 | 0.68 | 0.68 | 0.68 | 0.68 | 0.68 | 0.68 | 0.68 | 0.68 | 0.68 | 0.68 | 0.68 | 0.68 | 0.68 | 0.68 | 0.68 | 0.68 | 0.68 | 0.68 | 0.68 | 0.68 | 0.68 | 0.68 | 0.68 | 0.68
Northern_California_Solar_76 | caiso-deliverability | Tesla_Tracy_Pumps_2_offpeak | Operational_New_Capacity_MW | Northern_California_Solar_76 |  | 0.68 | 0.68 | 0.68 | 0.68 | 0.68 | 0.68 | 0.68 | 0.68 | 0.68 | 0.68 | 0.68 | 0.68 | 0.68 | 0.68 | 0.68 | 0.68 | 0.68 | 0.68 | 0.68 | 0.68 | 0.68 | 0.68 | 0.68 | 0.68 | 0.68 | 0.68 | 0.68 | 0.68 | 0.68 | 0.68 | 0.68
Northern_California_Solar_80 | caiso-deliverability | Tesla_Tracy_Pumps_2_offpeak | Operational_New_Capacity_MW | Northern_California_Solar_80 |  | 0.68 | 0.68 | 0.68 | 0.68 | 0.68 | 0.68 | 0.68 | 0.68 | 0.68 | 0.68 | 0.68 | 0.68 | 0.68 | 0.68 | 0.68 | 0.68 | 0.68 | 0.68 | 0.68 | 0.68 | 0.68 | 0.68 | 0.68 | 0.68 | 0.68 | 0.68 | 0.68 | 0.68 | 0.68 | 0.68 | 0.68
Northern_California_Solar_82 | caiso-deliverability | Tesla_Tracy_Pumps_2_offpeak | Operational_New_Capacity_MW | Northern_California_Solar_82 |  | 0.68 | 0.68 | 0.68 | 0.68 | 0.68 | 0.68 | 0.68 | 0.68 | 0.68 | 0.68 | 0.68 | 0.68 | 0.68 | 0.68 | 0.68 | 0.68 | 0.68 | 0.68 | 0.68 | 0.68 | 0.68 | 0.68 | 0.68 | 0.68 | 0.68 | 0.68 | 0.68 | 0.68 | 0.68 | 0.68 | 0.68
Northern_California_Solar_83 | caiso-deliverability | Tesla_Tracy_Pumps_2_offpeak | Operational_New_Capacity_MW | Northern_California_Solar_83 |  | 0.68 | 0.68 | 0.68 | 0.68 | 0.68 | 0.68 | 0.68 | 0.68 | 0.68 | 0.68 | 0.68 | 0.68 | 0.68 | 0.68 | 0.68 | 0.68 | 0.68 | 0.68 | 0.68 | 0.68 | 0.68 | 0.68 | 0.68 | 0.68 | 0.68 | 0.68 | 0.68 | 0.68 | 0.68 | 0.68 | 0.68
Northern_California_Solar_85 | caiso-deliverability | Tesla_Tracy_Pumps_2_offpeak | Operational_New_Capacity_MW | Northern_California_Solar_85 |  | 0.68 | 0.68 | 0.68 | 0.68 | 0.68 | 0.68 | 0.68 | 0.68 | 0.68 | 0.68 | 0.68 | 0.68 | 0.68 | 0.68 | 0.68 | 0.68 | 0.68 | 0.68 | 0.68 | 0.68 | 0.68 | 0.68 | 0.68 | 0.68 | 0.68 | 0.68 | 0.68 | 0.68 | 0.68 | 0.68 | 0.68
Northern_California_Solar_94 | caiso-deliverability | Tesla_Tracy_Pumps_2_offpeak | Operational_New_Capacity_MW | Northern_California_Solar_94 |  | 0.68 | 0.68 | 0.68 | 0.68 | 0.68 | 0.68 | 0.68 | 0.68 | 0.68 | 0.68 | 0.68 | 0.68 | 0.68 | 0.68 | 0.68 | 0.68 | 0.68 | 0.68 | 0.68 | 0.68 | 0.68 | 0.68 | 0.68 | 0.68 | 0.68 | 0.68 | 0.68 | 0.68 | 0.68 | 0.68 | 0.68
Northern_California_Solar_96 | caiso-deliverability | Tesla_Tracy_Pumps_2_offpeak | Operational_New_Capacity_MW | Northern_California_Solar_96 |  | 0.68 | 0.68 | 0.68 | 0.68 | 0.68 | 0.68 | 0.68 | 0.68 | 0.68 | 0.68 | 0.68 | 0.68 | 0.68 | 0.68 | 0.68 | 0.68 | 0.68 | 0.68 | 0.68 | 0.68 | 0.68 | 0.68 | 0.68 | 0.68 | 0.68 | 0.68 | 0.68 | 0.68 | 0.68 | 0.68 | 0.68
Northern_California_Solar_112 | caiso-deliverability | Tesla_Tracy_Pumps_2_offpeak | Operational_New_Capacity_MW | Northern_California_Solar_112 |  | 0.68 | 0.68 | 0.68 | 0.68 | 0.68 | 0.68 | 0.68 | 0.68 | 0.68 | 0.68 | 0.68 | 0.68 | 0.68 | 0.68 | 0.68 | 0.68 | 0.68 | 0.68 | 0.68 | 0.68 | 0.68 | 0.68 | 0.68 | 0.68 | 0.68 | 0.68 | 0.68 | 0.68 | 0.68 | 0.68 | 0.68
Northern_California_Solar_113 | caiso-deliverability | Tesla_Tracy_Pumps_2_offpeak | Operational_New_Capacity_MW | Northern_California_Solar_113 |  | 0.68 | 0.68 | 0.68 | 0.68 | 0.68 | 0.68 | 0.68 | 0.68 | 0.68 | 0.68 | 0.68 | 0.68 | 0.68 | 0.68 | 0.68 | 0.68 | 0.68 | 0.68 | 0.68 | 0.68 | 0.68 | 0.68 | 0.68 | 0.68 | 0.68 | 0.68 | 0.68 | 0.68 | 0.68 | 0.68 | 0.68
Northern_California_Solar_116 | caiso-deliverability | Tesla_Tracy_Pumps_2_offpeak | Operational_New_Capacity_MW | Northern_California_Solar_116 |  | 0.68 | 0.68 | 0.68 | 0.68 | 0.68 | 0.68 | 0.68 | 0.68 | 0.68 | 0.68 | 0.68 | 0.68 | 0.68 | 0.68 | 0.68 | 0.68 | 0.68 | 0.68 | 0.68 | 0.68 | 0.68 | 0.68 | 0.68 | 0.68 | 0.68 | 0.68 | 0.68 | 0.68 | 0.68 | 0.68 | 0.68
Northern_California_Solar_126 | caiso-deliverability | Tesla_Tracy_Pumps_2_offpeak | Operational_New_Capacity_MW | Northern_California_Solar_126 |  | 0.68 | 0.68 | 0.68 | 0.68 | 0.68 | 0.68 | 0.68 | 0.68 | 0.68 | 0.68 | 0.68 | 0.68 | 0.68 | 0.68 | 0.68 | 0.68 | 0.68 | 0.68 | 0.68 | 0.68 | 0.68 | 0.68 | 0.68 | 0.68 | 0.68 | 0.68 | 0.68 | 0.68 | 0.68 | 0.68 | 0.68
Northern_California_Solar_127 | caiso-deliverability | Tesla_Tracy_Pumps_2_offpeak | Operational_New_Capacity_MW | Northern_California_Solar_127 |  | 0.68 | 0.68 | 0.68 | 0.68 | 0.68 | 0.68 | 0.68 | 0.68 | 0.68 | 0.68 | 0.68 | 0.68 | 0.68 | 0.68 | 0.68 | 0.68 | 0.68 | 0.68 | 0.68 | 0.68 | 0.68 | 0.68 | 0.68 | 0.68 | 0.68 | 0.68 | 0.68 | 0.68 | 0.68 | 0.68 | 0.68
Northern_California_Solar_135 | caiso-deliverability | Tesla_Tracy_Pumps_2_offpeak | Operational_New_Capacity_MW | Northern_California_Solar_135 |  | 0.68 | 0.68 | 0.68 | 0.68 | 0.68 | 0.68 | 0.68 | 0.68 | 0.68 | 0.68 | 0.68 | 0.68 | 0.68 | 0.68 | 0.68 | 0.68 | 0.68 | 0.68 | 0.68 | 0.68 | 0.68 | 0.68 | 0.68 | 0.68 | 0.68 | 0.68 | 0.68 | 0.68 | 0.68 | 0.68 | 0.68
Northern_California_Solar_150 | caiso-deliverability | Tesla_Tracy_Pumps_2_offpeak | Operational_New_Capacity_MW | Northern_California_Solar_150 |  | 0.68 | 0.68 | 0.68 | 0.68 | 0.68 | 0.68 | 0.68 | 0.68 | 0.68 | 0.68 | 0.68 | 0.68 | 0.68 | 0.68 | 0.68 | 0.68 | 0.68 | 0.68 | 0.68 | 0.68 | 0.68 | 0.68 | 0.68 | 0.68 | 0.68 | 0.68 | 0.68 | 0.68 | 0.68 | 0.68 | 0.68
Northern_California_Solar_155 | caiso-deliverability | Tesla_Tracy_Pumps_2_offpeak | Operational_New_Capacity_MW | Northern_California_Solar_155 |  | 0.68 | 0.68 | 0.68 | 0.68 | 0.68 | 0.68 | 0.68 | 0.68 | 0.68 | 0.68 | 0.68 | 0.68 | 0.68 | 0.68 | 0.68 | 0.68 | 0.68 | 0.68 | 0.68 | 0.68 | 0.68 | 0.68 | 0.68 | 0.68 | 0.68 | 0.68 | 0.68 | 0.68 | 0.68 | 0.68 | 0.68
Northern_California_Solar_158 | caiso-deliverability | Tesla_Tracy_Pumps_2_offpeak | Operational_New_Capacity_MW | Northern_California_Solar_158 |  | 0.68 | 0.68 | 0.68 | 0.68 | 0.68 | 0.68 | 0.68 | 0.68 | 0.68 | 0.68 | 0.68 | 0.68 | 0.68 | 0.68 | 0.68 | 0.68 | 0.68 | 0.68 | 0.68 | 0.68 | 0.68 | 0.68 | 0.68 | 0.68 | 0.68 | 0.68 | 0.68 | 0.68 | 0.68 | 0.68 | 0.68
Northern_California_Wind_76 | caiso-deliverability | Tesla_Tracy_Pumps_2_offpeak | Operational_New_Capacity_MW | Northern_California_Wind_76 |  | 0.63 | 0.63 | 0.63 | 0.63 | 0.63 | 0.63 | 0.63 | 0.63 | 0.63 | 0.63 | 0.63 | 0.63 | 0.63 | 0.63 | 0.63 | 0.63 | 0.63 | 0.63 | 0.63 | 0.63 | 0.63 | 0.63 | 0.63 | 0.63 | 0.63 | 0.63 | 0.63 | 0.63 | 0.63 | 0.63 | 0.63
Northern_California_Wind_83 | caiso-deliverability | Tesla_Tracy_Pumps_2_offpeak | Operational_New_Capacity_MW | Northern_California_Wind_83 |  | 0.63 | 0.63 | 0.63 | 0.63 | 0.63 | 0.63 | 0.63 | 0.63 | 0.63 | 0.63 | 0.63 | 0.63 | 0.63 | 0.63 | 0.63 | 0.63 | 0.63 | 0.63 | 0.63 | 0.63 | 0.63 | 0.63 | 0.63 | 0.63 | 0.63 | 0.63 | 0.63 | 0.63 | 0.63 | 0.63 | 0.63
Solano_Wind_85 | caiso-deliverability | Tesla_Tracy_Pumps_2_offpeak | Operational_New_Capacity_MW | Solano_Wind_85 |  | 0.63 | 0.63 | 0.63 | 0.63 | 0.63 | 0.63 | 0.63 | 0.63 | 0.63 | 0.63 | 0.63 | 0.63 | 0.63 | 0.63 | 0.63 | 0.63 | 0.63 | 0.63 | 0.63 | 0.63 | 0.63 | 0.63 | 0.63 | 0.63 | 0.63 | 0.63 | 0.63 | 0.63 | 0.63 | 0.63 | 0.63
Solano_Wind_94 | caiso-deliverability | Tesla_Tracy_Pumps_2_offpeak | Operational_New_Capacity_MW | Solano_Wind_94 |  | 0.63 | 0.63 | 0.63 | 0.63 | 0.63 | 0.63 | 0.63 | 0.63 | 0.63 | 0.63 | 0.63 | 0.63 | 0.63 | 0.63 | 0.63 | 0.63 | 0.63 | 0.63 | 0.63 | 0.63 | 0.63 | 0.63 | 0.63 | 0.63 | 0.63 | 0.63 | 0.63 | 0.63 | 0.63 | 0.63 | 0.63
Solano_Wind_126 | caiso-deliverability | Tesla_Tracy_Pumps_2_offpeak | Operational_New_Capacity_MW | Solano_Wind_126 |  | 0.63 | 0.63 | 0.63 | 0.63 | 0.63 | 0.63 | 0.63 | 0.63 | 0.63 | 0.63 | 0.63 | 0.63 | 0.63 | 0.63 | 0.63 | 0.63 | 0.63 | 0.63 | 0.63 | 0.63 | 0.63 | 0.63 | 0.63 | 0.63 | 0.63 | 0.63 | 0.63 | 0.63 | 0.63 | 0.63 | 0.63
Southern_PGAE_Solar_95 | caiso-deliverability | Tesla_Tracy_Pumps_2_offpeak | Operational_New_Capacity_MW | Southern_PGAE_Solar_95 |  | 0.68 | 0.68 | 0.68 | 0.68 | 0.68 | 0.68 | 0.68 | 0.68 | 0.68 | 0.68 | 0.68 | 0.68 | 0.68 | 0.68 | 0.68 | 0.68 | 0.68 | 0.68 | 0.68 | 0.68 | 0.68 | 0.68 | 0.68 | 0.68 | 0.68 | 0.68 | 0.68 | 0.68 | 0.68 | 0.68 | 0.68
Southern_PGAE_Solar_99 | caiso-deliverability | Tesla_Tracy_Pumps_2_offpeak | Operational_New_Capacity_MW | Southern_PGAE_Solar_99 |  | 0.68 | 0.68 | 0.68 | 0.68 | 0.68 | 0.68 | 0.68 | 0.68 | 0.68 | 0.68 | 0.68 | 0.68 | 0.68 | 0.68 | 0.68 | 0.68 | 0.68 | 0.68 | 0.68 | 0.68 | 0.68 | 0.68 | 0.68 | 0.68 | 0.68 | 0.68 | 0.68 | 0.68 | 0.68 | 0.68 | 0.68
Southern_PGAE_Solar_111 | caiso-deliverability | Tesla_Tracy_Pumps_2_offpeak | Operational_New_Capacity_MW | Southern_PGAE_Solar_111 |  | 0.68 | 0.68 | 0.68 | 0.68 | 0.68 | 0.68 | 0.68 | 0.68 | 0.68 | 0.68 | 0.68 | 0.68 | 0.68 | 0.68 | 0.68 | 0.68 | 0.68 | 0.68 | 0.68 | 0.68 | 0.68 | 0.68 | 0.68 | 0.68 | 0.68 | 0.68 | 0.68 | 0.68 | 0.68 | 0.68 | 0.68
Southern_PGAE_Solar_124 | caiso-deliverability | Tesla_Tracy_Pumps_2_offpeak | Operational_New_Capacity_MW | Southern_PGAE_Solar_124 |  | 0.68 | 0.68 | 0.68 | 0.68 | 0.68 | 0.68 | 0.68 | 0.68 | 0.68 | 0.68 | 0.68 | 0.68 | 0.68 | 0.68 | 0.68 | 0.68 | 0.68 | 0.68 | 0.68 | 0.68 | 0.68 | 0.68 | 0.68 | 0.68 | 0.68 | 0.68 | 0.68 | 0.68 | 0.68 | 0.68 | 0.68
Contra_Costa_Tesla_Newark_group | caiso-deliverability | Tesla_Tracy_Pumps_2_offpeak | Operational_New_Capacity_MW | Contra_Costa_Tesla_Newark_group |  | -0.58353 | -0.58353 | -0.58353 | -0.58353 | -0.58353 | -0.58353 | -0.58353 | -0.58353 | -0.58353 | -0.58353 | -0.58353 | -0.58353 | -0.58353 | -0.58353 | -0.58353 | -0.58353 | -0.58353 | -0.58353 | -0.58353 | -0.58353 | -0.58353 | -0.58353 | -0.58353 | -0.58353 | -0.58353 | -0.58353 | -0.58353 | -0.58353 | -0.58353 | -0.58353 | -0.58353
Northern_California_Flow_Battery_57 | caiso-deliverability | Tesla_Tracy_Pumps_2_SSN | Reliability_Capacity_In_Model_Year | System RA | Northern_California_Flow_Battery_57 | 0.5 | 0.5 | 0.5 | 0.5 | 0.5 | 0.5 | 0.5 | 0.5 | 0.5 | 0.5 | 0.5 | 0.5 | 0.5 | 0.5 | 0.5 | 0.5 | 0.5 | 0.5 | 0.5 | 0.5 | 0.5 | 0.5 | 0.5 | 0.5 | 0.5 | 0.5 | 0.5 | 0.5 | 0.5 | 0.5 | 0.5
Northern_California_Flow_Battery_68 | caiso-deliverability | Tesla_Tracy_Pumps_2_SSN | Reliability_Capacity_In_Model_Year | System RA | Northern_California_Flow_Battery_68 | 0.5 | 0.5 | 0.5 | 0.5 | 0.5 | 0.5 | 0.5 | 0.5 | 0.5 | 0.5 | 0.5 | 0.5 | 0.5 | 0.5 | 0.5 | 0.5 | 0.5 | 0.5 | 0.5 | 0.5 | 0.5 | 0.5 | 0.5 | 0.5 | 0.5 | 0.5 | 0.5 | 0.5 | 0.5 | 0.5 | 0.5
Northern_California_Flow_Battery_76 | caiso-deliverability | Tesla_Tracy_Pumps_2_SSN | Reliability_Capacity_In_Model_Year | System RA | Northern_California_Flow_Battery_76 | 0.5 | 0.5 | 0.5 | 0.5 | 0.5 | 0.5 | 0.5 | 0.5 | 0.5 | 0.5 | 0.5 | 0.5 | 0.5 | 0.5 | 0.5 | 0.5 | 0.5 | 0.5 | 0.5 | 0.5 | 0.5 | 0.5 | 0.5 | 0.5 | 0.5 | 0.5 | 0.5 | 0.5 | 0.5 | 0.5 | 0.5
Northern_California_Flow_Battery_80 | caiso-deliverability | Tesla_Tracy_Pumps_2_SSN | Reliability_Capacity_In_Model_Year | System RA | Northern_California_Flow_Battery_80 | 0.5 | 0.5 | 0.5 | 0.5 | 0.5 | 0.5 | 0.5 | 0.5 | 0.5 | 0.5 | 0.5 | 0.5 | 0.5 | 0.5 | 0.5 | 0.5 | 0.5 | 0.5 | 0.5 | 0.5 | 0.5 | 0.5 | 0.5 | 0.5 | 0.5 | 0.5 | 0.5 | 0.5 | 0.5 | 0.5 | 0.5
Northern_California_Flow_Battery_82 | caiso-deliverability | Tesla_Tracy_Pumps_2_SSN | Reliability_Capacity_In_Model_Year | System RA | Northern_California_Flow_Battery_82 | 0.5 | 0.5 | 0.5 | 0.5 | 0.5 | 0.5 | 0.5 | 0.5 | 0.5 | 0.5 | 0.5 | 0.5 | 0.5 | 0.5 | 0.5 | 0.5 | 0.5 | 0.5 | 0.5 | 0.5 | 0.5 | 0.5 | 0.5 | 0.5 | 0.5 | 0.5 | 0.5 | 0.5 | 0.5 | 0.5 | 0.5
Northern_California_Flow_Battery_83 | caiso-deliverability | Tesla_Tracy_Pumps_2_SSN | Reliability_Capacity_In_Model_Year | System RA | Northern_California_Flow_Battery_83 | 0.5 | 0.5 | 0.5 | 0.5 | 0.5 | 0.5 | 0.5 | 0.5 | 0.5 | 0.5 | 0.5 | 0.5 | 0.5 | 0.5 | 0.5 | 0.5 | 0.5 | 0.5 | 0.5 | 0.5 | 0.5 | 0.5 | 0.5 | 0.5 | 0.5 | 0.5 | 0.5 | 0.5 | 0.5 | 0.5 | 0.5
Northern_California_Flow_Battery_85 | caiso-deliverability | Tesla_Tracy_Pumps_2_SSN | Reliability_Capacity_In_Model_Year | System RA | Northern_California_Flow_Battery_85 | 0.5 | 0.5 | 0.5 | 0.5 | 0.5 | 0.5 | 0.5 | 0.5 | 0.5 | 0.5 | 0.5 | 0.5 | 0.5 | 0.5 | 0.5 | 0.5 | 0.5 | 0.5 | 0.5 | 0.5 | 0.5 | 0.5 | 0.5 | 0.5 | 0.5 | 0.5 | 0.5 | 0.5 | 0.5 | 0.5 | 0.5
Northern_California_Flow_Battery_94 | caiso-deliverability | Tesla_Tracy_Pumps_2_SSN | Reliability_Capacity_In_Model_Year | System RA | Northern_California_Flow_Battery_94 | 0.5 | 0.5 | 0.5 | 0.5 | 0.5 | 0.5 | 0.5 | 0.5 | 0.5 | 0.5 | 0.5 | 0.5 | 0.5 | 0.5 | 0.5 | 0.5 | 0.5 | 0.5 | 0.5 | 0.5 | 0.5 | 0.5 | 0.5 | 0.5 | 0.5 | 0.5 | 0.5 | 0.5 | 0.5 | 0.5 | 0.5
Southern_PGAE_Flow_Battery_95 | caiso-deliverability | Tesla_Tracy_Pumps_2_SSN | Reliability_Capacity_In_Model_Year | System RA | Southern_PGAE_Flow_Battery_95 | 0.5 | 0.5 | 0.5 | 0.5 | 0.5 | 0.5 | 0.5 | 0.5 | 0.5 | 0.5 | 0.5 | 0.5 | 0.5 | 0.5 | 0.5 | 0.5 | 0.5 | 0.5 | 0.5 | 0.5 | 0.5 | 0.5 | 0.5 | 0.5 | 0.5 | 0.5 | 0.5 | 0.5 | 0.5 | 0.5 | 0.5
Northern_California_Flow_Battery_96 | caiso-deliverability | Tesla_Tracy_Pumps_2_SSN | Reliability_Capacity_In_Model_Year | System RA | Northern_California_Flow_Battery_96 | 0.5 | 0.5 | 0.5 | 0.5 | 0.5 | 0.5 | 0.5 | 0.5 | 0.5 | 0.5 | 0.5 | 0.5 | 0.5 | 0.5 | 0.5 | 0.5 | 0.5 | 0.5 | 0.5 | 0.5 | 0.5 | 0.5 | 0.5 | 0.5 | 0.5 | 0.5 | 0.5 | 0.5 | 0.5 | 0.5 | 0.5
Southern_PGAE_Flow_Battery_99 | caiso-deliverability | Tesla_Tracy_Pumps_2_SSN | Reliability_Capacity_In_Model_Year | System RA | Southern_PGAE_Flow_Battery_99 | 0.5 | 0.5 | 0.5 | 0.5 | 0.5 | 0.5 | 0.5 | 0.5 | 0.5 | 0.5 | 0.5 | 0.5 | 0.5 | 0.5 | 0.5 | 0.5 | 0.5 | 0.5 | 0.5 | 0.5 | 0.5 | 0.5 | 0.5 | 0.5 | 0.5 | 0.5 | 0.5 | 0.5 | 0.5 | 0.5 | 0.5
Southern_PGAE_Flow_Battery_111 | caiso-deliverability | Tesla_Tracy_Pumps_2_SSN | Reliability_Capacity_In_Model_Year | System RA | Southern_PGAE_Flow_Battery_111 | 0.5 | 0.5 | 0.5 | 0.5 | 0.5 | 0.5 | 0.5 | 0.5 | 0.5 | 0.5 | 0.5 | 0.5 | 0.5 | 0.5 | 0.5 | 0.5 | 0.5 | 0.5 | 0.5 | 0.5 | 0.5 | 0.5 | 0.5 | 0.5 | 0.5 | 0.5 | 0.5 | 0.5 | 0.5 | 0.5 | 0.5
Northern_California_Flow_Battery_112 | caiso-deliverability | Tesla_Tracy_Pumps_2_SSN | Reliability_Capacity_In_Model_Year | System RA | Northern_California_Flow_Battery_112 | 0.5 | 0.5 | 0.5 | 0.5 | 0.5 | 0.5 | 0.5 | 0.5 | 0.5 | 0.5 | 0.5 | 0.5 | 0.5 | 0.5 | 0.5 | 0.5 | 0.5 | 0.5 | 0.5 | 0.5 | 0.5 | 0.5 | 0.5 | 0.5 | 0.5 | 0.5 | 0.5 | 0.5 | 0.5 | 0.5 | 0.5
Northern_California_Flow_Battery_113 | caiso-deliverability | Tesla_Tracy_Pumps_2_SSN | Reliability_Capacity_In_Model_Year | System RA | Northern_California_Flow_Battery_113 | 0.5 | 0.5 | 0.5 | 0.5 | 0.5 | 0.5 | 0.5 | 0.5 | 0.5 | 0.5 | 0.5 | 0.5 | 0.5 | 0.5 | 0.5 | 0.5 | 0.5 | 0.5 | 0.5 | 0.5 | 0.5 | 0.5 | 0.5 | 0.5 | 0.5 | 0.5 | 0.5 | 0.5 | 0.5 | 0.5 | 0.5
Northern_California_Flow_Battery_116 | caiso-deliverability | Tesla_Tracy_Pumps_2_SSN | Reliability_Capacity_In_Model_Year | System RA | Northern_California_Flow_Battery_116 | 0.5 | 0.5 | 0.5 | 0.5 | 0.5 | 0.5 | 0.5 | 0.5 | 0.5 | 0.5 | 0.5 | 0.5 | 0.5 | 0.5 | 0.5 | 0.5 | 0.5 | 0.5 | 0.5 | 0.5 | 0.5 | 0.5 | 0.5 | 0.5 | 0.5 | 0.5 | 0.5 | 0.5 | 0.5 | 0.5 | 0.5
Southern_PGAE_Flow_Battery_124 | caiso-deliverability | Tesla_Tracy_Pumps_2_SSN | Reliability_Capacity_In_Model_Year | System RA | Southern_PGAE_Flow_Battery_124 | 0.5 | 0.5 | 0.5 | 0.5 | 0.5 | 0.5 | 0.5 | 0.5 | 0.5 | 0.5 | 0.5 | 0.5 | 0.5 | 0.5 | 0.5 | 0.5 | 0.5 | 0.5 | 0.5 | 0.5 | 0.5 | 0.5 | 0.5 | 0.5 | 0.5 | 0.5 | 0.5 | 0.5 | 0.5 | 0.5 | 0.5
Northern_California_Flow_Battery_126 | caiso-deliverability | Tesla_Tracy_Pumps_2_SSN | Reliability_Capacity_In_Model_Year | System RA | Northern_California_Flow_Battery_126 | 0.5 | 0.5 | 0.5 | 0.5 | 0.5 | 0.5 | 0.5 | 0.5 | 0.5 | 0.5 | 0.5 | 0.5 | 0.5 | 0.5 | 0.5 | 0.5 | 0.5 | 0.5 | 0.5 | 0.5 | 0.5 | 0.5 | 0.5 | 0.5 | 0.5 | 0.5 | 0.5 | 0.5 | 0.5 | 0.5 | 0.5
Northern_California_Flow_Battery_127 | caiso-deliverability | Tesla_Tracy_Pumps_2_SSN | Reliability_Capacity_In_Model_Year | System RA | Northern_California_Flow_Battery_127 | 0.5 | 0.5 | 0.5 | 0.5 | 0.5 | 0.5 | 0.5 | 0.5 | 0.5 | 0.5 | 0.5 | 0.5 | 0.5 | 0.5 | 0.5 | 0.5 | 0.5 | 0.5 | 0.5 | 0.5 | 0.5 | 0.5 | 0.5 | 0.5 | 0.5 | 0.5 | 0.5 | 0.5 | 0.5 | 0.5 | 0.5
Northern_California_Flow_Battery_135 | caiso-deliverability | Tesla_Tracy_Pumps_2_SSN | Reliability_Capacity_In_Model_Year | System RA | Northern_California_Flow_Battery_135 | 0.5 | 0.5 | 0.5 | 0.5 | 0.5 | 0.5 | 0.5 | 0.5 | 0.5 | 0.5 | 0.5 | 0.5 | 0.5 | 0.5 | 0.5 | 0.5 | 0.5 | 0.5 | 0.5 | 0.5 | 0.5 | 0.5 | 0.5 | 0.5 | 0.5 | 0.5 | 0.5 | 0.5 | 0.5 | 0.5 | 0.5
Northern_California_Flow_Battery_150 | caiso-deliverability | Tesla_Tracy_Pumps_2_SSN | Reliability_Capacity_In_Model_Year | System RA | Northern_California_Flow_Battery_150 | 0.5 | 0.5 | 0.5 | 0.5 | 0.5 | 0.5 | 0.5 | 0.5 | 0.5 | 0.5 | 0.5 | 0.5 | 0.5 | 0.5 | 0.5 | 0.5 | 0.5 | 0.5 | 0.5 | 0.5 | 0.5 | 0.5 | 0.5 | 0.5 | 0.5 | 0.5 | 0.5 | 0.5 | 0.5 | 0.5 | 0.5
Northern_California_Flow_Battery_155 | caiso-deliverability | Tesla_Tracy_Pumps_2_SSN | Reliability_Capacity_In_Model_Year | System RA | Northern_California_Flow_Battery_155 | 0.5 | 0.5 | 0.5 | 0.5 | 0.5 | 0.5 | 0.5 | 0.5 | 0.5 | 0.5 | 0.5 | 0.5 | 0.5 | 0.5 | 0.5 | 0.5 | 0.5 | 0.5 | 0.5 | 0.5 | 0.5 | 0.5 | 0.5 | 0.5 | 0.5 | 0.5 | 0.5 | 0.5 | 0.5 | 0.5 | 0.5
Northern_California_Flow_Battery_158 | caiso-deliverability | Tesla_Tracy_Pumps_2_SSN | Reliability_Capacity_In_Model_Year | System RA | Northern_California_Flow_Battery_158 | 0.5 | 0.5 | 0.5 | 0.5 | 0.5 | 0.5 | 0.5 | 0.5 | 0.5 | 0.5 | 0.5 | 0.5 | 0.5 | 0.5 | 0.5 | 0.5 | 0.5 | 0.5 | 0.5 | 0.5 | 0.5 | 0.5 | 0.5 | 0.5 | 0.5 | 0.5 | 0.5 | 0.5 | 0.5 | 0.5 | 0.5
Northern_California_Li_Battery_4hr_57 | caiso-deliverability | Tesla_Tracy_Pumps_2_SSN | Reliability_Capacity_In_Model_Year | System RA | Northern_California_Li_Battery_4hr_57 | 0.5 | 0.5 | 0.5 | 0.5 | 0.5 | 0.5 | 0.5 | 0.5 | 0.5 | 0.5 | 0.5 | 0.5 | 0.5 | 0.5 | 0.5 | 0.5 | 0.5 | 0.5 | 0.5 | 0.5 | 0.5 | 0.5 | 0.5 | 0.5 | 0.5 | 0.5 | 0.5 | 0.5 | 0.5 | 0.5 | 0.5
Northern_California_Li_Battery_4hr_68 | caiso-deliverability | Tesla_Tracy_Pumps_2_SSN | Reliability_Capacity_In_Model_Year | System RA | Northern_California_Li_Battery_4hr_68 | 0.5 | 0.5 | 0.5 | 0.5 | 0.5 | 0.5 | 0.5 | 0.5 | 0.5 | 0.5 | 0.5 | 0.5 | 0.5 | 0.5 | 0.5 | 0.5 | 0.5 | 0.5 | 0.5 | 0.5 | 0.5 | 0.5 | 0.5 | 0.5 | 0.5 | 0.5 | 0.5 | 0.5 | 0.5 | 0.5 | 0.5
Northern_California_Li_Battery_4hr_76 | caiso-deliverability | Tesla_Tracy_Pumps_2_SSN | Reliability_Capacity_In_Model_Year | System RA | Northern_California_Li_Battery_4hr_76 | 0.5 | 0.5 | 0.5 | 0.5 | 0.5 | 0.5 | 0.5 | 0.5 | 0.5 | 0.5 | 0.5 | 0.5 | 0.5 | 0.5 | 0.5 | 0.5 | 0.5 | 0.5 | 0.5 | 0.5 | 0.5 | 0.5 | 0.5 | 0.5 | 0.5 | 0.5 | 0.5 | 0.5 | 0.5 | 0.5 | 0.5
Northern_California_Li_Battery_4hr_80 | caiso-deliverability | Tesla_Tracy_Pumps_2_SSN | Reliability_Capacity_In_Model_Year | System RA | Northern_California_Li_Battery_4hr_80 | 0.5 | 0.5 | 0.5 | 0.5 | 0.5 | 0.5 | 0.5 | 0.5 | 0.5 | 0.5 | 0.5 | 0.5 | 0.5 | 0.5 | 0.5 | 0.5 | 0.5 | 0.5 | 0.5 | 0.5 | 0.5 | 0.5 | 0.5 | 0.5 | 0.5 | 0.5 | 0.5 | 0.5 | 0.5 | 0.5 | 0.5
Northern_California_Li_Battery_4hr_82 | caiso-deliverability | Tesla_Tracy_Pumps_2_SSN | Reliability_Capacity_In_Model_Year | System RA | Northern_California_Li_Battery_4hr_82 | 0.5 | 0.5 | 0.5 | 0.5 | 0.5 | 0.5 | 0.5 | 0.5 | 0.5 | 0.5 | 0.5 | 0.5 | 0.5 | 0.5 | 0.5 | 0.5 | 0.5 | 0.5 | 0.5 | 0.5 | 0.5 | 0.5 | 0.5 | 0.5 | 0.5 | 0.5 | 0.5 | 0.5 | 0.5 | 0.5 | 0.5
Northern_California_Li_Battery_4hr_83 | caiso-deliverability | Tesla_Tracy_Pumps_2_SSN | Reliability_Capacity_In_Model_Year | System RA | Northern_California_Li_Battery_4hr_83 | 0.5 | 0.5 | 0.5 | 0.5 | 0.5 | 0.5 | 0.5 | 0.5 | 0.5 | 0.5 | 0.5 | 0.5 | 0.5 | 0.5 | 0.5 | 0.5 | 0.5 | 0.5 | 0.5 | 0.5 | 0.5 | 0.5 | 0.5 | 0.5 | 0.5 | 0.5 | 0.5 | 0.5 | 0.5 | 0.5 | 0.5
Northern_California_Li_Battery_4hr_85 | caiso-deliverability | Tesla_Tracy_Pumps_2_SSN | Reliability_Capacity_In_Model_Year | System RA | Northern_California_Li_Battery_4hr_85 | 0.5 | 0.5 | 0.5 | 0.5 | 0.5 | 0.5 | 0.5 | 0.5 | 0.5 | 0.5 | 0.5 | 0.5 | 0.5 | 0.5 | 0.5 | 0.5 | 0.5 | 0.5 | 0.5 | 0.5 | 0.5 | 0.5 | 0.5 | 0.5 | 0.5 | 0.5 | 0.5 | 0.5 | 0.5 | 0.5 | 0.5
Northern_California_Li_Battery_4hr_94 | caiso-deliverability | Tesla_Tracy_Pumps_2_SSN | Reliability_Capacity_In_Model_Year | System RA | Northern_California_Li_Battery_4hr_94 | 0.5 | 0.5 | 0.5 | 0.5 | 0.5 | 0.5 | 0.5 | 0.5 | 0.5 | 0.5 | 0.5 | 0.5 | 0.5 | 0.5 | 0.5 | 0.5 | 0.5 | 0.5 | 0.5 | 0.5 | 0.5 | 0.5 | 0.5 | 0.5 | 0.5 | 0.5 | 0.5 | 0.5 | 0.5 | 0.5 | 0.5
Southern_PGAE_Li_Battery_4hr_95 | caiso-deliverability | Tesla_Tracy_Pumps_2_SSN | Reliability_Capacity_In_Model_Year | System RA | Southern_PGAE_Li_Battery_4hr_95 | 0.5 | 0.5 | 0.5 | 0.5 | 0.5 | 0.5 | 0.5 | 0.5 | 0.5 | 0.5 | 0.5 | 0.5 | 0.5 | 0.5 | 0.5 | 0.5 | 0.5 | 0.5 | 0.5 | 0.5 | 0.5 | 0.5 | 0.5 | 0.5 | 0.5 | 0.5 | 0.5 | 0.5 | 0.5 | 0.5 | 0.5
Northern_California_Li_Battery_4hr_96 | caiso-deliverability | Tesla_Tracy_Pumps_2_SSN | Reliability_Capacity_In_Model_Year | System RA | Northern_California_Li_Battery_4hr_96 | 0.5 | 0.5 | 0.5 | 0.5 | 0.5 | 0.5 | 0.5 | 0.5 | 0.5 | 0.5 | 0.5 | 0.5 | 0.5 | 0.5 | 0.5 | 0.5 | 0.5 | 0.5 | 0.5 | 0.5 | 0.5 | 0.5 | 0.5 | 0.5 | 0.5 | 0.5 | 0.5 | 0.5 | 0.5 | 0.5 | 0.5
Southern_PGAE_Li_Battery_4hr_99 | caiso-deliverability | Tesla_Tracy_Pumps_2_SSN | Reliability_Capacity_In_Model_Year | System RA | Southern_PGAE_Li_Battery_4hr_99 | 0.5 | 0.5 | 0.5 | 0.5 | 0.5 | 0.5 | 0.5 | 0.5 | 0.5 | 0.5 | 0.5 | 0.5 | 0.5 | 0.5 | 0.5 | 0.5 | 0.5 | 0.5 | 0.5 | 0.5 | 0.5 | 0.5 | 0.5 | 0.5 | 0.5 | 0.5 | 0.5 | 0.5 | 0.5 | 0.5 | 0.5
Southern_PGAE_Li_Battery_4hr_111 | caiso-deliverability | Tesla_Tracy_Pumps_2_SSN | Reliability_Capacity_In_Model_Year | System RA | Southern_PGAE_Li_Battery_4hr_111 | 0.5 | 0.5 | 0.5 | 0.5 | 0.5 | 0.5 | 0.5 | 0.5 | 0.5 | 0.5 | 0.5 | 0.5 | 0.5 | 0.5 | 0.5 | 0.5 | 0.5 | 0.5 | 0.5 | 0.5 | 0.5 | 0.5 | 0.5 | 0.5 | 0.5 | 0.5 | 0.5 | 0.5 | 0.5 | 0.5 | 0.5
Northern_California_Li_Battery_4hr_112 | caiso-deliverability | Tesla_Tracy_Pumps_2_SSN | Reliability_Capacity_In_Model_Year | System RA | Northern_California_Li_Battery_4hr_112 | 0.5 | 0.5 | 0.5 | 0.5 | 0.5 | 0.5 | 0.5 | 0.5 | 0.5 | 0.5 | 0.5 | 0.5 | 0.5 | 0.5 | 0.5 | 0.5 | 0.5 | 0.5 | 0.5 | 0.5 | 0.5 | 0.5 | 0.5 | 0.5 | 0.5 | 0.5 | 0.5 | 0.5 | 0.5 | 0.5 | 0.5
Northern_California_Li_Battery_4hr_113 | caiso-deliverability | Tesla_Tracy_Pumps_2_SSN | Reliability_Capacity_In_Model_Year | System RA | Northern_California_Li_Battery_4hr_113 | 0.5 | 0.5 | 0.5 | 0.5 | 0.5 | 0.5 | 0.5 | 0.5 | 0.5 | 0.5 | 0.5 | 0.5 | 0.5 | 0.5 | 0.5 | 0.5 | 0.5 | 0.5 | 0.5 | 0.5 | 0.5 | 0.5 | 0.5 | 0.5 | 0.5 | 0.5 | 0.5 | 0.5 | 0.5 | 0.5 | 0.5
Northern_California_Li_Battery_4hr_116 | caiso-deliverability | Tesla_Tracy_Pumps_2_SSN | Reliability_Capacity_In_Model_Year | System RA | Northern_California_Li_Battery_4hr_116 | 0.5 | 0.5 | 0.5 | 0.5 | 0.5 | 0.5 | 0.5 | 0.5 | 0.5 | 0.5 | 0.5 | 0.5 | 0.5 | 0.5 | 0.5 | 0.5 | 0.5 | 0.5 | 0.5 | 0.5 | 0.5 | 0.5 | 0.5 | 0.5 | 0.5 | 0.5 | 0.5 | 0.5 | 0.5 | 0.5 | 0.5
Southern_PGAE_Li_Battery_4hr_124 | caiso-deliverability | Tesla_Tracy_Pumps_2_SSN | Reliability_Capacity_In_Model_Year | System RA | Southern_PGAE_Li_Battery_4hr_124 | 0.5 | 0.5 | 0.5 | 0.5 | 0.5 | 0.5 | 0.5 | 0.5 | 0.5 | 0.5 | 0.5 | 0.5 | 0.5 | 0.5 | 0.5 | 0.5 | 0.5 | 0.5 | 0.5 | 0.5 | 0.5 | 0.5 | 0.5 | 0.5 | 0.5 | 0.5 | 0.5 | 0.5 | 0.5 | 0.5 | 0.5
Northern_California_Li_Battery_4hr_126 | caiso-deliverability | Tesla_Tracy_Pumps_2_SSN | Reliability_Capacity_In_Model_Year | System RA | Northern_California_Li_Battery_4hr_126 | 0.5 | 0.5 | 0.5 | 0.5 | 0.5 | 0.5 | 0.5 | 0.5 | 0.5 | 0.5 | 0.5 | 0.5 | 0.5 | 0.5 | 0.5 | 0.5 | 0.5 | 0.5 | 0.5 | 0.5 | 0.5 | 0.5 | 0.5 | 0.5 | 0.5 | 0.5 | 0.5 | 0.5 | 0.5 | 0.5 | 0.5
Northern_California_Li_Battery_4hr_127 | caiso-deliverability | Tesla_Tracy_Pumps_2_SSN | Reliability_Capacity_In_Model_Year | System RA | Northern_California_Li_Battery_4hr_127 | 0.5 | 0.5 | 0.5 | 0.5 | 0.5 | 0.5 | 0.5 | 0.5 | 0.5 | 0.5 | 0.5 | 0.5 | 0.5 | 0.5 | 0.5 | 0.5 | 0.5 | 0.5 | 0.5 | 0.5 | 0.5 | 0.5 | 0.5 | 0.5 | 0.5 | 0.5 | 0.5 | 0.5 | 0.5 | 0.5 | 0.5
Northern_California_Li_Battery_4hr_135 | caiso-deliverability | Tesla_Tracy_Pumps_2_SSN | Reliability_Capacity_In_Model_Year | System RA | Northern_California_Li_Battery_4hr_135 | 0.5 | 0.5 | 0.5 | 0.5 | 0.5 | 0.5 | 0.5 | 0.5 | 0.5 | 0.5 | 0.5 | 0.5 | 0.5 | 0.5 | 0.5 | 0.5 | 0.5 | 0.5 | 0.5 | 0.5 | 0.5 | 0.5 | 0.5 | 0.5 | 0.5 | 0.5 | 0.5 | 0.5 | 0.5 | 0.5 | 0.5
Northern_California_Li_Battery_4hr_150 | caiso-deliverability | Tesla_Tracy_Pumps_2_SSN | Reliability_Capacity_In_Model_Year | System RA | Northern_California_Li_Battery_4hr_150 | 0.5 | 0.5 | 0.5 | 0.5 | 0.5 | 0.5 | 0.5 | 0.5 | 0.5 | 0.5 | 0.5 | 0.5 | 0.5 | 0.5 | 0.5 | 0.5 | 0.5 | 0.5 | 0.5 | 0.5 | 0.5 | 0.5 | 0.5 | 0.5 | 0.5 | 0.5 | 0.5 | 0.5 | 0.5 | 0.5 | 0.5
Northern_California_Li_Battery_4hr_155 | caiso-deliverability | Tesla_Tracy_Pumps_2_SSN | Reliability_Capacity_In_Model_Year | System RA | Northern_California_Li_Battery_4hr_155 | 0.5 | 0.5 | 0.5 | 0.5 | 0.5 | 0.5 | 0.5 | 0.5 | 0.5 | 0.5 | 0.5 | 0.5 | 0.5 | 0.5 | 0.5 | 0.5 | 0.5 | 0.5 | 0.5 | 0.5 | 0.5 | 0.5 | 0.5 | 0.5 | 0.5 | 0.5 | 0.5 | 0.5 | 0.5 | 0.5 | 0.5
Northern_California_Li_Battery_4hr_158 | caiso-deliverability | Tesla_Tracy_Pumps_2_SSN | Reliability_Capacity_In_Model_Year | System RA | Northern_California_Li_Battery_4hr_158 | 0.5 | 0.5 | 0.5 | 0.5 | 0.5 | 0.5 | 0.5 | 0.5 | 0.5 | 0.5 | 0.5 | 0.5 | 0.5 | 0.5 | 0.5 | 0.5 | 0.5 | 0.5 | 0.5 | 0.5 | 0.5 | 0.5 | 0.5 | 0.5 | 0.5 | 0.5 | 0.5 | 0.5 | 0.5 | 0.5 | 0.5
Northern_California_Li_Battery_8hr_57 | caiso-deliverability | Tesla_Tracy_Pumps_2_SSN | Reliability_Capacity_In_Model_Year | System RA | Northern_California_Li_Battery_8hr_57 | 0.5 | 0.5 | 0.5 | 0.5 | 0.5 | 0.5 | 0.5 | 0.5 | 0.5 | 0.5 | 0.5 | 0.5 | 0.5 | 0.5 | 0.5 | 0.5 | 0.5 | 0.5 | 0.5 | 0.5 | 0.5 | 0.5 | 0.5 | 0.5 | 0.5 | 0.5 | 0.5 | 0.5 | 0.5 | 0.5 | 0.5
Northern_California_Li_Battery_8hr_68 | caiso-deliverability | Tesla_Tracy_Pumps_2_SSN | Reliability_Capacity_In_Model_Year | System RA | Northern_California_Li_Battery_8hr_68 | 0.5 | 0.5 | 0.5 | 0.5 | 0.5 | 0.5 | 0.5 | 0.5 | 0.5 | 0.5 | 0.5 | 0.5 | 0.5 | 0.5 | 0.5 | 0.5 | 0.5 | 0.5 | 0.5 | 0.5 | 0.5 | 0.5 | 0.5 | 0.5 | 0.5 | 0.5 | 0.5 | 0.5 | 0.5 | 0.5 | 0.5
Northern_California_Li_Battery_8hr_76 | caiso-deliverability | Tesla_Tracy_Pumps_2_SSN | Reliability_Capacity_In_Model_Year | System RA | Northern_California_Li_Battery_8hr_76 | 0.5 | 0.5 | 0.5 | 0.5 | 0.5 | 0.5 | 0.5 | 0.5 | 0.5 | 0.5 | 0.5 | 0.5 | 0.5 | 0.5 | 0.5 | 0.5 | 0.5 | 0.5 | 0.5 | 0.5 | 0.5 | 0.5 | 0.5 | 0.5 | 0.5 | 0.5 | 0.5 | 0.5 | 0.5 | 0.5 | 0.5
Northern_California_Li_Battery_8hr_80 | caiso-deliverability | Tesla_Tracy_Pumps_2_SSN | Reliability_Capacity_In_Model_Year | System RA | Northern_California_Li_Battery_8hr_80 | 0.5 | 0.5 | 0.5 | 0.5 | 0.5 | 0.5 | 0.5 | 0.5 | 0.5 | 0.5 | 0.5 | 0.5 | 0.5 | 0.5 | 0.5 | 0.5 | 0.5 | 0.5 | 0.5 | 0.5 | 0.5 | 0.5 | 0.5 | 0.5 | 0.5 | 0.5 | 0.5 | 0.5 | 0.5 | 0.5 | 0.5
Northern_California_Li_Battery_8hr_82 | caiso-deliverability | Tesla_Tracy_Pumps_2_SSN | Reliability_Capacity_In_Model_Year | System RA | Northern_California_Li_Battery_8hr_82 | 0.5 | 0.5 | 0.5 | 0.5 | 0.5 | 0.5 | 0.5 | 0.5 | 0.5 | 0.5 | 0.5 | 0.5 | 0.5 | 0.5 | 0.5 | 0.5 | 0.5 | 0.5 | 0.5 | 0.5 | 0.5 | 0.5 | 0.5 | 0.5 | 0.5 | 0.5 | 0.5 | 0.5 | 0.5 | 0.5 | 0.5
Northern_California_Li_Battery_8hr_83 | caiso-deliverability | Tesla_Tracy_Pumps_2_SSN | Reliability_Capacity_In_Model_Year | System RA | Northern_California_Li_Battery_8hr_83 | 0.5 | 0.5 | 0.5 | 0.5 | 0.5 | 0.5 | 0.5 | 0.5 | 0.5 | 0.5 | 0.5 | 0.5 | 0.5 | 0.5 | 0.5 | 0.5 | 0.5 | 0.5 | 0.5 | 0.5 | 0.5 | 0.5 | 0.5 | 0.5 | 0.5 | 0.5 | 0.5 | 0.5 | 0.5 | 0.5 | 0.5
Northern_California_Li_Battery_8hr_85 | caiso-deliverability | Tesla_Tracy_Pumps_2_SSN | Reliability_Capacity_In_Model_Year | System RA | Northern_California_Li_Battery_8hr_85 | 0.5 | 0.5 | 0.5 | 0.5 | 0.5 | 0.5 | 0.5 | 0.5 | 0.5 | 0.5 | 0.5 | 0.5 | 0.5 | 0.5 | 0.5 | 0.5 | 0.5 | 0.5 | 0.5 | 0.5 | 0.5 | 0.5 | 0.5 | 0.5 | 0.5 | 0.5 | 0.5 | 0.5 | 0.5 | 0.5 | 0.5
Northern_California_Li_Battery_8hr_94 | caiso-deliverability | Tesla_Tracy_Pumps_2_SSN | Reliability_Capacity_In_Model_Year | System RA | Northern_California_Li_Battery_8hr_94 | 0.5 | 0.5 | 0.5 | 0.5 | 0.5 | 0.5 | 0.5 | 0.5 | 0.5 | 0.5 | 0.5 | 0.5 | 0.5 | 0.5 | 0.5 | 0.5 | 0.5 | 0.5 | 0.5 | 0.5 | 0.5 | 0.5 | 0.5 | 0.5 | 0.5 | 0.5 | 0.5 | 0.5 | 0.5 | 0.5 | 0.5
Southern_PGAE_Li_Battery_8hr_95 | caiso-deliverability | Tesla_Tracy_Pumps_2_SSN | Reliability_Capacity_In_Model_Year | System RA | Southern_PGAE_Li_Battery_8hr_95 | 0.5 | 0.5 | 0.5 | 0.5 | 0.5 | 0.5 | 0.5 | 0.5 | 0.5 | 0.5 | 0.5 | 0.5 | 0.5 | 0.5 | 0.5 | 0.5 | 0.5 | 0.5 | 0.5 | 0.5 | 0.5 | 0.5 | 0.5 | 0.5 | 0.5 | 0.5 | 0.5 | 0.5 | 0.5 | 0.5 | 0.5
Northern_California_Li_Battery_8hr_96 | caiso-deliverability | Tesla_Tracy_Pumps_2_SSN | Reliability_Capacity_In_Model_Year | System RA | Northern_California_Li_Battery_8hr_96 | 0.5 | 0.5 | 0.5 | 0.5 | 0.5 | 0.5 | 0.5 | 0.5 | 0.5 | 0.5 | 0.5 | 0.5 | 0.5 | 0.5 | 0.5 | 0.5 | 0.5 | 0.5 | 0.5 | 0.5 | 0.5 | 0.5 | 0.5 | 0.5 | 0.5 | 0.5 | 0.5 | 0.5 | 0.5 | 0.5 | 0.5
Southern_PGAE_Li_Battery_8hr_99 | caiso-deliverability | Tesla_Tracy_Pumps_2_SSN | Reliability_Capacity_In_Model_Year | System RA | Southern_PGAE_Li_Battery_8hr_99 | 0.5 | 0.5 | 0.5 | 0.5 | 0.5 | 0.5 | 0.5 | 0.5 | 0.5 | 0.5 | 0.5 | 0.5 | 0.5 | 0.5 | 0.5 | 0.5 | 0.5 | 0.5 | 0.5 | 0.5 | 0.5 | 0.5 | 0.5 | 0.5 | 0.5 | 0.5 | 0.5 | 0.5 | 0.5 | 0.5 | 0.5
Southern_PGAE_Li_Battery_8hr_111 | caiso-deliverability | Tesla_Tracy_Pumps_2_SSN | Reliability_Capacity_In_Model_Year | System RA | Southern_PGAE_Li_Battery_8hr_111 | 0.5 | 0.5 | 0.5 | 0.5 | 0.5 | 0.5 | 0.5 | 0.5 | 0.5 | 0.5 | 0.5 | 0.5 | 0.5 | 0.5 | 0.5 | 0.5 | 0.5 | 0.5 | 0.5 | 0.5 | 0.5 | 0.5 | 0.5 | 0.5 | 0.5 | 0.5 | 0.5 | 0.5 | 0.5 | 0.5 | 0.5
Northern_California_Li_Battery_8hr_112 | caiso-deliverability | Tesla_Tracy_Pumps_2_SSN | Reliability_Capacity_In_Model_Year | System RA | Northern_California_Li_Battery_8hr_112 | 0.5 | 0.5 | 0.5 | 0.5 | 0.5 | 0.5 | 0.5 | 0.5 | 0.5 | 0.5 | 0.5 | 0.5 | 0.5 | 0.5 | 0.5 | 0.5 | 0.5 | 0.5 | 0.5 | 0.5 | 0.5 | 0.5 | 0.5 | 0.5 | 0.5 | 0.5 | 0.5 | 0.5 | 0.5 | 0.5 | 0.5
Northern_California_Li_Battery_8hr_113 | caiso-deliverability | Tesla_Tracy_Pumps_2_SSN | Reliability_Capacity_In_Model_Year | System RA | Northern_California_Li_Battery_8hr_113 | 0.5 | 0.5 | 0.5 | 0.5 | 0.5 | 0.5 | 0.5 | 0.5 | 0.5 | 0.5 | 0.5 | 0.5 | 0.5 | 0.5 | 0.5 | 0.5 | 0.5 | 0.5 | 0.5 | 0.5 | 0.5 | 0.5 | 0.5 | 0.5 | 0.5 | 0.5 | 0.5 | 0.5 | 0.5 | 0.5 | 0.5
Northern_California_Li_Battery_8hr_116 | caiso-deliverability | Tesla_Tracy_Pumps_2_SSN | Reliability_Capacity_In_Model_Year | System RA | Northern_California_Li_Battery_8hr_116 | 0.5 | 0.5 | 0.5 | 0.5 | 0.5 | 0.5 | 0.5 | 0.5 | 0.5 | 0.5 | 0.5 | 0.5 | 0.5 | 0.5 | 0.5 | 0.5 | 0.5 | 0.5 | 0.5 | 0.5 | 0.5 | 0.5 | 0.5 | 0.5 | 0.5 | 0.5 | 0.5 | 0.5 | 0.5 | 0.5 | 0.5
Southern_PGAE_Li_Battery_8hr_124 | caiso-deliverability | Tesla_Tracy_Pumps_2_SSN | Reliability_Capacity_In_Model_Year | System RA | Southern_PGAE_Li_Battery_8hr_124 | 0.5 | 0.5 | 0.5 | 0.5 | 0.5 | 0.5 | 0.5 | 0.5 | 0.5 | 0.5 | 0.5 | 0.5 | 0.5 | 0.5 | 0.5 | 0.5 | 0.5 | 0.5 | 0.5 | 0.5 | 0.5 | 0.5 | 0.5 | 0.5 | 0.5 | 0.5 | 0.5 | 0.5 | 0.5 | 0.5 | 0.5
Northern_California_Li_Battery_8hr_126 | caiso-deliverability | Tesla_Tracy_Pumps_2_SSN | Reliability_Capacity_In_Model_Year | System RA | Northern_California_Li_Battery_8hr_126 | 0.5 | 0.5 | 0.5 | 0.5 | 0.5 | 0.5 | 0.5 | 0.5 | 0.5 | 0.5 | 0.5 | 0.5 | 0.5 | 0.5 | 0.5 | 0.5 | 0.5 | 0.5 | 0.5 | 0.5 | 0.5 | 0.5 | 0.5 | 0.5 | 0.5 | 0.5 | 0.5 | 0.5 | 0.5 | 0.5 | 0.5
Northern_California_Li_Battery_8hr_127 | caiso-deliverability | Tesla_Tracy_Pumps_2_SSN | Reliability_Capacity_In_Model_Year | System RA | Northern_California_Li_Battery_8hr_127 | 0.5 | 0.5 | 0.5 | 0.5 | 0.5 | 0.5 | 0.5 | 0.5 | 0.5 | 0.5 | 0.5 | 0.5 | 0.5 | 0.5 | 0.5 | 0.5 | 0.5 | 0.5 | 0.5 | 0.5 | 0.5 | 0.5 | 0.5 | 0.5 | 0.5 | 0.5 | 0.5 | 0.5 | 0.5 | 0.5 | 0.5
Northern_California_Li_Battery_8hr_135 | caiso-deliverability | Tesla_Tracy_Pumps_2_SSN | Reliability_Capacity_In_Model_Year | System RA | Northern_California_Li_Battery_8hr_135 | 0.5 | 0.5 | 0.5 | 0.5 | 0.5 | 0.5 | 0.5 | 0.5 | 0.5 | 0.5 | 0.5 | 0.5 | 0.5 | 0.5 | 0.5 | 0.5 | 0.5 | 0.5 | 0.5 | 0.5 | 0.5 | 0.5 | 0.5 | 0.5 | 0.5 | 0.5 | 0.5 | 0.5 | 0.5 | 0.5 | 0.5
Northern_California_Li_Battery_8hr_150 | caiso-deliverability | Tesla_Tracy_Pumps_2_SSN | Reliability_Capacity_In_Model_Year | System RA | Northern_California_Li_Battery_8hr_150 | 0.5 | 0.5 | 0.5 | 0.5 | 0.5 | 0.5 | 0.5 | 0.5 | 0.5 | 0.5 | 0.5 | 0.5 | 0.5 | 0.5 | 0.5 | 0.5 | 0.5 | 0.5 | 0.5 | 0.5 | 0.5 | 0.5 | 0.5 | 0.5 | 0.5 | 0.5 | 0.5 | 0.5 | 0.5 | 0.5 | 0.5
Northern_California_Li_Battery_8hr_155 | caiso-deliverability | Tesla_Tracy_Pumps_2_SSN | Reliability_Capacity_In_Model_Year | System RA | Northern_California_Li_Battery_8hr_155 | 0.5 | 0.5 | 0.5 | 0.5 | 0.5 | 0.5 | 0.5 | 0.5 | 0.5 | 0.5 | 0.5 | 0.5 | 0.5 | 0.5 | 0.5 | 0.5 | 0.5 | 0.5 | 0.5 | 0.5 | 0.5 | 0.5 | 0.5 | 0.5 | 0.5 | 0.5 | 0.5 | 0.5 | 0.5 | 0.5 | 0.5
Northern_California_Li_Battery_8hr_158 | caiso-deliverability | Tesla_Tracy_Pumps_2_SSN | Reliability_Capacity_In_Model_Year | System RA | Northern_California_Li_Battery_8hr_158 | 0.5 | 0.5 | 0.5 | 0.5 | 0.5 | 0.5 | 0.5 | 0.5 | 0.5 | 0.5 | 0.5 | 0.5 | 0.5 | 0.5 | 0.5 | 0.5 | 0.5 | 0.5 | 0.5 | 0.5 | 0.5 | 0.5 | 0.5 | 0.5 | 0.5 | 0.5 | 0.5 | 0.5 | 0.5 | 0.5 | 0.5
Northern_California_Solar_57 | caiso-deliverability | Tesla_Tracy_Pumps_2_SSN | Reliability_Capacity_In_Model_Year | System RA | Northern_California_Solar_57 | 0.556 | 0.556 | 0.556 | 0.556 | 0.556 | 0.556 | 0.556 | 0.556 | 0.556 | 0.556 | 0.556 | 0.556 | 0.556 | 0.556 | 0.556 | 0.556 | 0.556 | 0.556 | 0.556 | 0.556 | 0.556 | 0.556 | 0.556 | 0.556 | 0.556 | 0.556 | 0.556 | 0.556 | 0.556 | 0.556 | 0.556
Northern_California_Solar_68 | caiso-deliverability | Tesla_Tracy_Pumps_2_SSN | Reliability_Capacity_In_Model_Year | System RA | Northern_California_Solar_68 | 0.556 | 0.556 | 0.556 | 0.556 | 0.556 | 0.556 | 0.556 | 0.556 | 0.556 | 0.556 | 0.556 | 0.556 | 0.556 | 0.556 | 0.556 | 0.556 | 0.556 | 0.556 | 0.556 | 0.556 | 0.556 | 0.556 | 0.556 | 0.556 | 0.556 | 0.556 | 0.556 | 0.556 | 0.556 | 0.556 | 0.556
Northern_California_Solar_76 | caiso-deliverability | Tesla_Tracy_Pumps_2_SSN | Reliability_Capacity_In_Model_Year | System RA | Northern_California_Solar_76 | 0.556 | 0.556 | 0.556 | 0.556 | 0.556 | 0.556 | 0.556 | 0.556 | 0.556 | 0.556 | 0.556 | 0.556 | 0.556 | 0.556 | 0.556 | 0.556 | 0.556 | 0.556 | 0.556 | 0.556 | 0.556 | 0.556 | 0.556 | 0.556 | 0.556 | 0.556 | 0.556 | 0.556 | 0.556 | 0.556 | 0.556
Northern_California_Solar_80 | caiso-deliverability | Tesla_Tracy_Pumps_2_SSN | Reliability_Capacity_In_Model_Year | System RA | Northern_California_Solar_80 | 0.556 | 0.556 | 0.556 | 0.556 | 0.556 | 0.556 | 0.556 | 0.556 | 0.556 | 0.556 | 0.556 | 0.556 | 0.556 | 0.556 | 0.556 | 0.556 | 0.556 | 0.556 | 0.556 | 0.556 | 0.556 | 0.556 | 0.556 | 0.556 | 0.556 | 0.556 | 0.556 | 0.556 | 0.556 | 0.556 | 0.556
Northern_California_Solar_82 | caiso-deliverability | Tesla_Tracy_Pumps_2_SSN | Reliability_Capacity_In_Model_Year | System RA | Northern_California_Solar_82 | 0.556 | 0.556 | 0.556 | 0.556 | 0.556 | 0.556 | 0.556 | 0.556 | 0.556 | 0.556 | 0.556 | 0.556 | 0.556 | 0.556 | 0.556 | 0.556 | 0.556 | 0.556 | 0.556 | 0.556 | 0.556 | 0.556 | 0.556 | 0.556 | 0.556 | 0.556 | 0.556 | 0.556 | 0.556 | 0.556 | 0.556
Northern_California_Solar_83 | caiso-deliverability | Tesla_Tracy_Pumps_2_SSN | Reliability_Capacity_In_Model_Year | System RA | Northern_California_Solar_83 | 0.556 | 0.556 | 0.556 | 0.556 | 0.556 | 0.556 | 0.556 | 0.556 | 0.556 | 0.556 | 0.556 | 0.556 | 0.556 | 0.556 | 0.556 | 0.556 | 0.556 | 0.556 | 0.556 | 0.556 | 0.556 | 0.556 | 0.556 | 0.556 | 0.556 | 0.556 | 0.556 | 0.556 | 0.556 | 0.556 | 0.556
Northern_California_Solar_85 | caiso-deliverability | Tesla_Tracy_Pumps_2_SSN | Reliability_Capacity_In_Model_Year | System RA | Northern_California_Solar_85 | 0.556 | 0.556 | 0.556 | 0.556 | 0.556 | 0.556 | 0.556 | 0.556 | 0.556 | 0.556 | 0.556 | 0.556 | 0.556 | 0.556 | 0.556 | 0.556 | 0.556 | 0.556 | 0.556 | 0.556 | 0.556 | 0.556 | 0.556 | 0.556 | 0.556 | 0.556 | 0.556 | 0.556 | 0.556 | 0.556 | 0.556
Northern_California_Solar_94 | caiso-deliverability | Tesla_Tracy_Pumps_2_SSN | Reliability_Capacity_In_Model_Year | System RA | Northern_California_Solar_94 | 0.556 | 0.556 | 0.556 | 0.556 | 0.556 | 0.556 | 0.556 | 0.556 | 0.556 | 0.556 | 0.556 | 0.556 | 0.556 | 0.556 | 0.556 | 0.556 | 0.556 | 0.556 | 0.556 | 0.556 | 0.556 | 0.556 | 0.556 | 0.556 | 0.556 | 0.556 | 0.556 | 0.556 | 0.556 | 0.556 | 0.556
Northern_California_Solar_96 | caiso-deliverability | Tesla_Tracy_Pumps_2_SSN | Reliability_Capacity_In_Model_Year | System RA | Northern_California_Solar_96 | 0.556 | 0.556 | 0.556 | 0.556 | 0.556 | 0.556 | 0.556 | 0.556 | 0.556 | 0.556 | 0.556 | 0.556 | 0.556 | 0.556 | 0.556 | 0.556 | 0.556 | 0.556 | 0.556 | 0.556 | 0.556 | 0.556 | 0.556 | 0.556 | 0.556 | 0.556 | 0.556 | 0.556 | 0.556 | 0.556 | 0.556
Northern_California_Solar_112 | caiso-deliverability | Tesla_Tracy_Pumps_2_SSN | Reliability_Capacity_In_Model_Year | System RA | Northern_California_Solar_112 | 0.556 | 0.556 | 0.556 | 0.556 | 0.556 | 0.556 | 0.556 | 0.556 | 0.556 | 0.556 | 0.556 | 0.556 | 0.556 | 0.556 | 0.556 | 0.556 | 0.556 | 0.556 | 0.556 | 0.556 | 0.556 | 0.556 | 0.556 | 0.556 | 0.556 | 0.556 | 0.556 | 0.556 | 0.556 | 0.556 | 0.556
Northern_California_Solar_113 | caiso-deliverability | Tesla_Tracy_Pumps_2_SSN | Reliability_Capacity_In_Model_Year | System RA | Northern_California_Solar_113 | 0.556 | 0.556 | 0.556 | 0.556 | 0.556 | 0.556 | 0.556 | 0.556 | 0.556 | 0.556 | 0.556 | 0.556 | 0.556 | 0.556 | 0.556 | 0.556 | 0.556 | 0.556 | 0.556 | 0.556 | 0.556 | 0.556 | 0.556 | 0.556 | 0.556 | 0.556 | 0.556 | 0.556 | 0.556 | 0.556 | 0.556
Northern_California_Solar_116 | caiso-deliverability | Tesla_Tracy_Pumps_2_SSN | Reliability_Capacity_In_Model_Year | System RA | Northern_California_Solar_116 | 0.556 | 0.556 | 0.556 | 0.556 | 0.556 | 0.556 | 0.556 | 0.556 | 0.556 | 0.556 | 0.556 | 0.556 | 0.556 | 0.556 | 0.556 | 0.556 | 0.556 | 0.556 | 0.556 | 0.556 | 0.556 | 0.556 | 0.556 | 0.556 | 0.556 | 0.556 | 0.556 | 0.556 | 0.556 | 0.556 | 0.556
Northern_California_Solar_126 | caiso-deliverability | Tesla_Tracy_Pumps_2_SSN | Reliability_Capacity_In_Model_Year | System RA | Northern_California_Solar_126 | 0.556 | 0.556 | 0.556 | 0.556 | 0.556 | 0.556 | 0.556 | 0.556 | 0.556 | 0.556 | 0.556 | 0.556 | 0.556 | 0.556 | 0.556 | 0.556 | 0.556 | 0.556 | 0.556 | 0.556 | 0.556 | 0.556 | 0.556 | 0.556 | 0.556 | 0.556 | 0.556 | 0.556 | 0.556 | 0.556 | 0.556
Northern_California_Solar_127 | caiso-deliverability | Tesla_Tracy_Pumps_2_SSN | Reliability_Capacity_In_Model_Year | System RA | Northern_California_Solar_127 | 0.556 | 0.556 | 0.556 | 0.556 | 0.556 | 0.556 | 0.556 | 0.556 | 0.556 | 0.556 | 0.556 | 0.556 | 0.556 | 0.556 | 0.556 | 0.556 | 0.556 | 0.556 | 0.556 | 0.556 | 0.556 | 0.556 | 0.556 | 0.556 | 0.556 | 0.556 | 0.556 | 0.556 | 0.556 | 0.556 | 0.556
Northern_California_Solar_135 | caiso-deliverability | Tesla_Tracy_Pumps_2_SSN | Reliability_Capacity_In_Model_Year | System RA | Northern_California_Solar_135 | 0.556 | 0.556 | 0.556 | 0.556 | 0.556 | 0.556 | 0.556 | 0.556 | 0.556 | 0.556 | 0.556 | 0.556 | 0.556 | 0.556 | 0.556 | 0.556 | 0.556 | 0.556 | 0.556 | 0.556 | 0.556 | 0.556 | 0.556 | 0.556 | 0.556 | 0.556 | 0.556 | 0.556 | 0.556 | 0.556 | 0.556
Northern_California_Solar_150 | caiso-deliverability | Tesla_Tracy_Pumps_2_SSN | Reliability_Capacity_In_Model_Year | System RA | Northern_California_Solar_150 | 0.556 | 0.556 | 0.556 | 0.556 | 0.556 | 0.556 | 0.556 | 0.556 | 0.556 | 0.556 | 0.556 | 0.556 | 0.556 | 0.556 | 0.556 | 0.556 | 0.556 | 0.556 | 0.556 | 0.556 | 0.556 | 0.556 | 0.556 | 0.556 | 0.556 | 0.556 | 0.556 | 0.556 | 0.556 | 0.556 | 0.556
Northern_California_Solar_155 | caiso-deliverability | Tesla_Tracy_Pumps_2_SSN | Reliability_Capacity_In_Model_Year | System RA | Northern_California_Solar_155 | 0.556 | 0.556 | 0.556 | 0.556 | 0.556 | 0.556 | 0.556 | 0.556 | 0.556 | 0.556 | 0.556 | 0.556 | 0.556 | 0.556 | 0.556 | 0.556 | 0.556 | 0.556 | 0.556 | 0.556 | 0.556 | 0.556 | 0.556 | 0.556 | 0.556 | 0.556 | 0.556 | 0.556 | 0.556 | 0.556 | 0.556
Northern_California_Solar_158 | caiso-deliverability | Tesla_Tracy_Pumps_2_SSN | Reliability_Capacity_In_Model_Year | System RA | Northern_California_Solar_158 | 0.556 | 0.556 | 0.556 | 0.556 | 0.556 | 0.556 | 0.556 | 0.556 | 0.556 | 0.556 | 0.556 | 0.556 | 0.556 | 0.556 | 0.556 | 0.556 | 0.556 | 0.556 | 0.556 | 0.556 | 0.556 | 0.556 | 0.556 | 0.556 | 0.556 | 0.556 | 0.556 | 0.556 | 0.556 | 0.556 | 0.556
Northern_California_Wind_76 | caiso-deliverability | Tesla_Tracy_Pumps_2_SSN | Reliability_Capacity_In_Model_Year | System RA | Northern_California_Wind_76 | 0.163 | 0.163 | 0.163 | 0.163 | 0.163 | 0.163 | 0.163 | 0.163 | 0.163 | 0.163 | 0.163 | 0.163 | 0.163 | 0.163 | 0.163 | 0.163 | 0.163 | 0.163 | 0.163 | 0.163 | 0.163 | 0.163 | 0.163 | 0.163 | 0.163 | 0.163 | 0.163 | 0.163 | 0.163 | 0.163 | 0.163
Northern_California_Wind_83 | caiso-deliverability | Tesla_Tracy_Pumps_2_SSN | Reliability_Capacity_In_Model_Year | System RA | Northern_California_Wind_83 | 0.163 | 0.163 | 0.163 | 0.163 | 0.163 | 0.163 | 0.163 | 0.163 | 0.163 | 0.163 | 0.163 | 0.163 | 0.163 | 0.163 | 0.163 | 0.163 | 0.163 | 0.163 | 0.163 | 0.163 | 0.163 | 0.163 | 0.163 | 0.163 | 0.163 | 0.163 | 0.163 | 0.163 | 0.163 | 0.163 | 0.163
Solano_Wind_85 | caiso-deliverability | Tesla_Tracy_Pumps_2_SSN | Reliability_Capacity_In_Model_Year | System RA | Solano_Wind_85 | 0.163 | 0.163 | 0.163 | 0.163 | 0.163 | 0.163 | 0.163 | 0.163 | 0.163 | 0.163 | 0.163 | 0.163 | 0.163 | 0.163 | 0.163 | 0.163 | 0.163 | 0.163 | 0.163 | 0.163 | 0.163 | 0.163 | 0.163 | 0.163 | 0.163 | 0.163 | 0.163 | 0.163 | 0.163 | 0.163 | 0.163
Solano_Wind_94 | caiso-deliverability | Tesla_Tracy_Pumps_2_SSN | Reliability_Capacity_In_Model_Year | System RA | Solano_Wind_94 | 0.163 | 0.163 | 0.163 | 0.163 | 0.163 | 0.163 | 0.163 | 0.163 | 0.163 | 0.163 | 0.163 | 0.163 | 0.163 | 0.163 | 0.163 | 0.163 | 0.163 | 0.163 | 0.163 | 0.163 | 0.163 | 0.163 | 0.163 | 0.163 | 0.163 | 0.163 | 0.163 | 0.163 | 0.163 | 0.163 | 0.163
Solano_Wind_126 | caiso-deliverability | Tesla_Tracy_Pumps_2_SSN | Reliability_Capacity_In_Model_Year | System RA | Solano_Wind_126 | 0.163 | 0.163 | 0.163 | 0.163 | 0.163 | 0.163 | 0.163 | 0.163 | 0.163 | 0.163 | 0.163 | 0.163 | 0.163 | 0.163 | 0.163 | 0.163 | 0.163 | 0.163 | 0.163 | 0.163 | 0.163 | 0.163 | 0.163 | 0.163 | 0.163 | 0.163 | 0.163 | 0.163 | 0.163 | 0.163 | 0.163
Southern_PGAE_Solar_95 | caiso-deliverability | Tesla_Tracy_Pumps_2_SSN | Reliability_Capacity_In_Model_Year | System RA | Southern_PGAE_Solar_95 | 0.556 | 0.556 | 0.556 | 0.556 | 0.556 | 0.556 | 0.556 | 0.556 | 0.556 | 0.556 | 0.556 | 0.556 | 0.556 | 0.556 | 0.556 | 0.556 | 0.556 | 0.556 | 0.556 | 0.556 | 0.556 | 0.556 | 0.556 | 0.556 | 0.556 | 0.556 | 0.556 | 0.556 | 0.556 | 0.556 | 0.556
Southern_PGAE_Solar_99 | caiso-deliverability | Tesla_Tracy_Pumps_2_SSN | Reliability_Capacity_In_Model_Year | System RA | Southern_PGAE_Solar_99 | 0.556 | 0.556 | 0.556 | 0.556 | 0.556 | 0.556 | 0.556 | 0.556 | 0.556 | 0.556 | 0.556 | 0.556 | 0.556 | 0.556 | 0.556 | 0.556 | 0.556 | 0.556 | 0.556 | 0.556 | 0.556 | 0.556 | 0.556 | 0.556 | 0.556 | 0.556 | 0.556 | 0.556 | 0.556 | 0.556 | 0.556
Southern_PGAE_Solar_111 | caiso-deliverability | Tesla_Tracy_Pumps_2_SSN | Reliability_Capacity_In_Model_Year | System RA | Southern_PGAE_Solar_111 | 0.556 | 0.556 | 0.556 | 0.556 | 0.556 | 0.556 | 0.556 | 0.556 | 0.556 | 0.556 | 0.556 | 0.556 | 0.556 | 0.556 | 0.556 | 0.556 | 0.556 | 0.556 | 0.556 | 0.556 | 0.556 | 0.556 | 0.556 | 0.556 | 0.556 | 0.556 | 0.556 | 0.556 | 0.556 | 0.556 | 0.556
Southern_PGAE_Solar_124 | caiso-deliverability | Tesla_Tracy_Pumps_2_SSN | Reliability_Capacity_In_Model_Year | System RA | Southern_PGAE_Solar_124 | 0.556 | 0.556 | 0.556 | 0.556 | 0.556 | 0.556 | 0.556 | 0.556 | 0.556 | 0.556 | 0.556 | 0.556 | 0.556 | 0.556 | 0.556 | 0.556 | 0.556 | 0.556 | 0.556 | 0.556 | 0.556 | 0.556 | 0.556 | 0.556 | 0.556 | 0.556 | 0.556 | 0.556 | 0.556 | 0.556 | 0.556
Contra_Costa_Tesla_Newark_group | caiso-deliverability | Tesla_Tracy_Pumps_2_SSN | Operational_New_Capacity_MW | Contra_Costa_Tesla_Newark_group |  | -0.58353 | -0.58353 | -0.58353 | -0.58353 | -0.58353 | -0.58353 | -0.58353 | -0.58353 | -0.58353 | -0.58353 | -0.58353 | -0.58353 | -0.58353 | -0.58353 | -0.58353 | -0.58353 | -0.58353 | -0.58353 | -0.58353 | -0.58353 | -0.58353 | -0.58353 | -0.58353 | -0.58353 | -0.58353 | -0.58353 | -0.58353 | -0.58353 | -0.58353 | -0.58353 | -0.58353
Riverside_Flow_Battery_129 | caiso-deliverability | Trabuco_Capistrano_HSN | Reliability_Capacity_In_Model_Year | System RA | Riverside_Flow_Battery_129 | 1 | 1 | 1 | 1 | 1 | 1 | 1 | 1 | 1 | 1 | 1 | 1 | 1 | 1 | 1 | 1 | 1 | 1 | 1 | 1 | 1 | 1 | 1 | 1 | 1 | 1 | 1 | 1 | 1 | 1 | 1
Riverside_Li_Battery_4hr_129 | caiso-deliverability | Trabuco_Capistrano_HSN | Reliability_Capacity_In_Model_Year | System RA | Riverside_Li_Battery_4hr_129 | 1 | 1 | 1 | 1 | 1 | 1 | 1 | 1 | 1 | 1 | 1 | 1 | 1 | 1 | 1 | 1 | 1 | 1 | 1 | 1 | 1 | 1 | 1 | 1 | 1 | 1 | 1 | 1 | 1 | 1 | 1
Riverside_Li_Battery_8hr_129 | caiso-deliverability | Trabuco_Capistrano_HSN | Reliability_Capacity_In_Model_Year | System RA | Riverside_Li_Battery_8hr_129 | 1 | 1 | 1 | 1 | 1 | 1 | 1 | 1 | 1 | 1 | 1 | 1 | 1 | 1 | 1 | 1 | 1 | 1 | 1 | 1 | 1 | 1 | 1 | 1 | 1 | 1 | 1 | 1 | 1 | 1 | 1
Riverside_Solar_129 | caiso-deliverability | Trabuco_Capistrano_HSN | Reliability_Capacity_In_Model_Year | System RA | Riverside_Solar_129 | 0.106 | 0.106 | 0.106 | 0.106 | 0.106 | 0.106 | 0.106 | 0.106 | 0.106 | 0.106 | 0.106 | 0.106 | 0.106 | 0.106 | 0.106 | 0.106 | 0.106 | 0.106 | 0.106 | 0.106 | 0.106 | 0.106 | 0.106 | 0.106 | 0.106 | 0.106 | 0.106 | 0.106 | 0.106 | 0.106 | 0.106
Trabuco_Capistrano_group | caiso-deliverability | Trabuco_Capistrano_HSN | Operational_New_Capacity_MW | Trabuco_Capistrano_group |  | -1 | -1 | -1 | -1 | -1 | -1 | -1 | -1 | -1 | -1 | -1 | -1 | -1 | -1 | -1 | -1 | -1 | -1 | -1 | -1 | -1 | -1 | -1 | -1 | -1 | -1 | -1 | -1 | -1 | -1 | -1
Riverside_Flow_Battery_129 | caiso-deliverability | Trabuco_Capistrano_offpeak | Operational_New_Capacity_MW | Riverside_Flow_Battery_129 |  | -1 | -1 | -1 | -1 | -1 | -1 | -1 | -1 | -1 | -1 | -1 | -1 | -1 | -1 | -1 | -1 | -1 | -1 | -1 | -1 | -1 | -1 | -1 | -1 | -1 | -1 | -1 | -1 | -1 | -1 | -1
Riverside_Li_Battery_4hr_129 | caiso-deliverability | Trabuco_Capistrano_offpeak | Operational_New_Capacity_MW | Riverside_Li_Battery_4hr_129 |  | -1 | -1 | -1 | -1 | -1 | -1 | -1 | -1 | -1 | -1 | -1 | -1 | -1 | -1 | -1 | -1 | -1 | -1 | -1 | -1 | -1 | -1 | -1 | -1 | -1 | -1 | -1 | -1 | -1 | -1 | -1
Riverside_Li_Battery_8hr_129 | caiso-deliverability | Trabuco_Capistrano_offpeak | Operational_New_Capacity_MW | Riverside_Li_Battery_8hr_129 |  | -1 | -1 | -1 | -1 | -1 | -1 | -1 | -1 | -1 | -1 | -1 | -1 | -1 | -1 | -1 | -1 | -1 | -1 | -1 | -1 | -1 | -1 | -1 | -1 | -1 | -1 | -1 | -1 | -1 | -1 | -1
Riverside_Solar_129 | caiso-deliverability | Trabuco_Capistrano_offpeak | Operational_New_Capacity_MW | Riverside_Solar_129 |  | 0.77 | 0.77 | 0.77 | 0.77 | 0.77 | 0.77 | 0.77 | 0.77 | 0.77 | 0.77 | 0.77 | 0.77 | 0.77 | 0.77 | 0.77 | 0.77 | 0.77 | 0.77 | 0.77 | 0.77 | 0.77 | 0.77 | 0.77 | 0.77 | 0.77 | 0.77 | 0.77 | 0.77 | 0.77 | 0.77 | 0.77
Trabuco_Capistrano_group | caiso-deliverability | Trabuco_Capistrano_offpeak | Operational_New_Capacity_MW | Trabuco_Capistrano_group |  | -1 | -1 | -1 | -1 | -1 | -1 | -1 | -1 | -1 | -1 | -1 | -1 | -1 | -1 | -1 | -1 | -1 | -1 | -1 | -1 | -1 | -1 | -1 | -1 | -1 | -1 | -1 | -1 | -1 | -1 | -1
Riverside_Flow_Battery_129 | caiso-deliverability | Trabuco_Capistrano_SSN | Reliability_Capacity_In_Model_Year | System RA | Riverside_Flow_Battery_129 | 0.5 | 0.5 | 0.5 | 0.5 | 0.5 | 0.5 | 0.5 | 0.5 | 0.5 | 0.5 | 0.5 | 0.5 | 0.5 | 0.5 | 0.5 | 0.5 | 0.5 | 0.5 | 0.5 | 0.5 | 0.5 | 0.5 | 0.5 | 0.5 | 0.5 | 0.5 | 0.5 | 0.5 | 0.5 | 0.5 | 0.5
Riverside_Li_Battery_4hr_129 | caiso-deliverability | Trabuco_Capistrano_SSN | Reliability_Capacity_In_Model_Year | System RA | Riverside_Li_Battery_4hr_129 | 0.5 | 0.5 | 0.5 | 0.5 | 0.5 | 0.5 | 0.5 | 0.5 | 0.5 | 0.5 | 0.5 | 0.5 | 0.5 | 0.5 | 0.5 | 0.5 | 0.5 | 0.5 | 0.5 | 0.5 | 0.5 | 0.5 | 0.5 | 0.5 | 0.5 | 0.5 | 0.5 | 0.5 | 0.5 | 0.5 | 0.5
Riverside_Li_Battery_8hr_129 | caiso-deliverability | Trabuco_Capistrano_SSN | Reliability_Capacity_In_Model_Year | System RA | Riverside_Li_Battery_8hr_129 | 0.5 | 0.5 | 0.5 | 0.5 | 0.5 | 0.5 | 0.5 | 0.5 | 0.5 | 0.5 | 0.5 | 0.5 | 0.5 | 0.5 | 0.5 | 0.5 | 0.5 | 0.5 | 0.5 | 0.5 | 0.5 | 0.5 | 0.5 | 0.5 | 0.5 | 0.5 | 0.5 | 0.5 | 0.5 | 0.5 | 0.5
Riverside_Solar_129 | caiso-deliverability | Trabuco_Capistrano_SSN | Reliability_Capacity_In_Model_Year | System RA | Riverside_Solar_129 | 0.427 | 0.427 | 0.427 | 0.427 | 0.427 | 0.427 | 0.427 | 0.427 | 0.427 | 0.427 | 0.427 | 0.427 | 0.427 | 0.427 | 0.427 | 0.427 | 0.427 | 0.427 | 0.427 | 0.427 | 0.427 | 0.427 | 0.427 | 0.427 | 0.427 | 0.427 | 0.427 | 0.427 | 0.427 | 0.427 | 0.427
Trabuco_Capistrano_group | caiso-deliverability | Trabuco_Capistrano_SSN | Operational_New_Capacity_MW | Trabuco_Capistrano_group |  | -1 | -1 | -1 | -1 | -1 | -1 | -1 | -1 | -1 | -1 | -1 | -1 | -1 | -1 | -1 | -1 | -1 | -1 | -1 | -1 | -1 | -1 | -1 | -1 | -1 | -1 | -1 | -1 | -1 | -1 | -1
Southern_PGAE_Flow_Battery_93 | caiso-deliverability | Tranquility_Helm_HSN | Reliability_Capacity_In_Model_Year | System RA | Southern_PGAE_Flow_Battery_93 | 1 | 1 | 1 | 1 | 1 | 1 | 1 | 1 | 1 | 1 | 1 | 1 | 1 | 1 | 1 | 1 | 1 | 1 | 1 | 1 | 1 | 1 | 1 | 1 | 1 | 1 | 1 | 1 | 1 | 1 | 1
Southern_PGAE_Flow_Battery_117 | caiso-deliverability | Tranquility_Helm_HSN | Reliability_Capacity_In_Model_Year | System RA | Southern_PGAE_Flow_Battery_117 | 1 | 1 | 1 | 1 | 1 | 1 | 1 | 1 | 1 | 1 | 1 | 1 | 1 | 1 | 1 | 1 | 1 | 1 | 1 | 1 | 1 | 1 | 1 | 1 | 1 | 1 | 1 | 1 | 1 | 1 | 1
Southern_PGAE_Flow_Battery_139 | caiso-deliverability | Tranquility_Helm_HSN | Reliability_Capacity_In_Model_Year | System RA | Southern_PGAE_Flow_Battery_139 | 1 | 1 | 1 | 1 | 1 | 1 | 1 | 1 | 1 | 1 | 1 | 1 | 1 | 1 | 1 | 1 | 1 | 1 | 1 | 1 | 1 | 1 | 1 | 1 | 1 | 1 | 1 | 1 | 1 | 1 | 1
Southern_PGAE_Flow_Battery_140 | caiso-deliverability | Tranquility_Helm_HSN | Reliability_Capacity_In_Model_Year | System RA | Southern_PGAE_Flow_Battery_140 | 1 | 1 | 1 | 1 | 1 | 1 | 1 | 1 | 1 | 1 | 1 | 1 | 1 | 1 | 1 | 1 | 1 | 1 | 1 | 1 | 1 | 1 | 1 | 1 | 1 | 1 | 1 | 1 | 1 | 1 | 1
Southern_PGAE_Flow_Battery_151 | caiso-deliverability | Tranquility_Helm_HSN | Reliability_Capacity_In_Model_Year | System RA | Southern_PGAE_Flow_Battery_151 | 1 | 1 | 1 | 1 | 1 | 1 | 1 | 1 | 1 | 1 | 1 | 1 | 1 | 1 | 1 | 1 | 1 | 1 | 1 | 1 | 1 | 1 | 1 | 1 | 1 | 1 | 1 | 1 | 1 | 1 | 1
Southern_PGAE_Flow_Battery_154 | caiso-deliverability | Tranquility_Helm_HSN | Reliability_Capacity_In_Model_Year | System RA | Southern_PGAE_Flow_Battery_154 | 1 | 1 | 1 | 1 | 1 | 1 | 1 | 1 | 1 | 1 | 1 | 1 | 1 | 1 | 1 | 1 | 1 | 1 | 1 | 1 | 1 | 1 | 1 | 1 | 1 | 1 | 1 | 1 | 1 | 1 | 1
Southern_PGAE_Flow_Battery_161 | caiso-deliverability | Tranquility_Helm_HSN | Reliability_Capacity_In_Model_Year | System RA | Southern_PGAE_Flow_Battery_161 | 1 | 1 | 1 | 1 | 1 | 1 | 1 | 1 | 1 | 1 | 1 | 1 | 1 | 1 | 1 | 1 | 1 | 1 | 1 | 1 | 1 | 1 | 1 | 1 | 1 | 1 | 1 | 1 | 1 | 1 | 1
Southern_PGAE_Flow_Battery_162 | caiso-deliverability | Tranquility_Helm_HSN | Reliability_Capacity_In_Model_Year | System RA | Southern_PGAE_Flow_Battery_162 | 1 | 1 | 1 | 1 | 1 | 1 | 1 | 1 | 1 | 1 | 1 | 1 | 1 | 1 | 1 | 1 | 1 | 1 | 1 | 1 | 1 | 1 | 1 | 1 | 1 | 1 | 1 | 1 | 1 | 1 | 1
Southern_PGAE_Flow_Battery_163 | caiso-deliverability | Tranquility_Helm_HSN | Reliability_Capacity_In_Model_Year | System RA | Southern_PGAE_Flow_Battery_163 | 1 | 1 | 1 | 1 | 1 | 1 | 1 | 1 | 1 | 1 | 1 | 1 | 1 | 1 | 1 | 1 | 1 | 1 | 1 | 1 | 1 | 1 | 1 | 1 | 1 | 1 | 1 | 1 | 1 | 1 | 1
Southern_PGAE_Flow_Battery_164 | caiso-deliverability | Tranquility_Helm_HSN | Reliability_Capacity_In_Model_Year | System RA | Southern_PGAE_Flow_Battery_164 | 1 | 1 | 1 | 1 | 1 | 1 | 1 | 1 | 1 | 1 | 1 | 1 | 1 | 1 | 1 | 1 | 1 | 1 | 1 | 1 | 1 | 1 | 1 | 1 | 1 | 1 | 1 | 1 | 1 | 1 | 1
Southern_PGAE_Flow_Battery_165 | caiso-deliverability | Tranquility_Helm_HSN | Reliability_Capacity_In_Model_Year | System RA | Southern_PGAE_Flow_Battery_165 | 1 | 1 | 1 | 1 | 1 | 1 | 1 | 1 | 1 | 1 | 1 | 1 | 1 | 1 | 1 | 1 | 1 | 1 | 1 | 1 | 1 | 1 | 1 | 1 | 1 | 1 | 1 | 1 | 1 | 1 | 1
Northern_California_Flow_Battery_166 | caiso-deliverability | Tranquility_Helm_HSN | Reliability_Capacity_In_Model_Year | System RA | Northern_California_Flow_Battery_166 | 1 | 1 | 1 | 1 | 1 | 1 | 1 | 1 | 1 | 1 | 1 | 1 | 1 | 1 | 1 | 1 | 1 | 1 | 1 | 1 | 1 | 1 | 1 | 1 | 1 | 1 | 1 | 1 | 1 | 1 | 1
Southern_PGAE_Flow_Battery_168 | caiso-deliverability | Tranquility_Helm_HSN | Reliability_Capacity_In_Model_Year | System RA | Southern_PGAE_Flow_Battery_168 | 1 | 1 | 1 | 1 | 1 | 1 | 1 | 1 | 1 | 1 | 1 | 1 | 1 | 1 | 1 | 1 | 1 | 1 | 1 | 1 | 1 | 1 | 1 | 1 | 1 | 1 | 1 | 1 | 1 | 1 | 1
Southern_PGAE_Flow_Battery_169 | caiso-deliverability | Tranquility_Helm_HSN | Reliability_Capacity_In_Model_Year | System RA | Southern_PGAE_Flow_Battery_169 | 1 | 1 | 1 | 1 | 1 | 1 | 1 | 1 | 1 | 1 | 1 | 1 | 1 | 1 | 1 | 1 | 1 | 1 | 1 | 1 | 1 | 1 | 1 | 1 | 1 | 1 | 1 | 1 | 1 | 1 | 1
Southern_PGAE_Flow_Battery_170 | caiso-deliverability | Tranquility_Helm_HSN | Reliability_Capacity_In_Model_Year | System RA | Southern_PGAE_Flow_Battery_170 | 1 | 1 | 1 | 1 | 1 | 1 | 1 | 1 | 1 | 1 | 1 | 1 | 1 | 1 | 1 | 1 | 1 | 1 | 1 | 1 | 1 | 1 | 1 | 1 | 1 | 1 | 1 | 1 | 1 | 1 | 1
Southern_PGAE_Flow_Battery_174 | caiso-deliverability | Tranquility_Helm_HSN | Reliability_Capacity_In_Model_Year | System RA | Southern_PGAE_Flow_Battery_174 | 1 | 1 | 1 | 1 | 1 | 1 | 1 | 1 | 1 | 1 | 1 | 1 | 1 | 1 | 1 | 1 | 1 | 1 | 1 | 1 | 1 | 1 | 1 | 1 | 1 | 1 | 1 | 1 | 1 | 1 | 1
Southern_PGAE_Flow_Battery_176 | caiso-deliverability | Tranquility_Helm_HSN | Reliability_Capacity_In_Model_Year | System RA | Southern_PGAE_Flow_Battery_176 | 1 | 1 | 1 | 1 | 1 | 1 | 1 | 1 | 1 | 1 | 1 | 1 | 1 | 1 | 1 | 1 | 1 | 1 | 1 | 1 | 1 | 1 | 1 | 1 | 1 | 1 | 1 | 1 | 1 | 1 | 1
Southern_PGAE_Li_Battery_4hr_93 | caiso-deliverability | Tranquility_Helm_HSN | Reliability_Capacity_In_Model_Year | System RA | Southern_PGAE_Li_Battery_4hr_93 | 1 | 1 | 1 | 1 | 1 | 1 | 1 | 1 | 1 | 1 | 1 | 1 | 1 | 1 | 1 | 1 | 1 | 1 | 1 | 1 | 1 | 1 | 1 | 1 | 1 | 1 | 1 | 1 | 1 | 1 | 1
Southern_PGAE_Li_Battery_4hr_117 | caiso-deliverability | Tranquility_Helm_HSN | Reliability_Capacity_In_Model_Year | System RA | Southern_PGAE_Li_Battery_4hr_117 | 1 | 1 | 1 | 1 | 1 | 1 | 1 | 1 | 1 | 1 | 1 | 1 | 1 | 1 | 1 | 1 | 1 | 1 | 1 | 1 | 1 | 1 | 1 | 1 | 1 | 1 | 1 | 1 | 1 | 1 | 1
Southern_PGAE_Li_Battery_4hr_139 | caiso-deliverability | Tranquility_Helm_HSN | Reliability_Capacity_In_Model_Year | System RA | Southern_PGAE_Li_Battery_4hr_139 | 1 | 1 | 1 | 1 | 1 | 1 | 1 | 1 | 1 | 1 | 1 | 1 | 1 | 1 | 1 | 1 | 1 | 1 | 1 | 1 | 1 | 1 | 1 | 1 | 1 | 1 | 1 | 1 | 1 | 1 | 1
Southern_PGAE_Li_Battery_4hr_140 | caiso-deliverability | Tranquility_Helm_HSN | Reliability_Capacity_In_Model_Year | System RA | Southern_PGAE_Li_Battery_4hr_140 | 1 | 1 | 1 | 1 | 1 | 1 | 1 | 1 | 1 | 1 | 1 | 1 | 1 | 1 | 1 | 1 | 1 | 1 | 1 | 1 | 1 | 1 | 1 | 1 | 1 | 1 | 1 | 1 | 1 | 1 | 1
Southern_PGAE_Li_Battery_4hr_151 | caiso-deliverability | Tranquility_Helm_HSN | Reliability_Capacity_In_Model_Year | System RA | Southern_PGAE_Li_Battery_4hr_151 | 1 | 1 | 1 | 1 | 1 | 1 | 1 | 1 | 1 | 1 | 1 | 1 | 1 | 1 | 1 | 1 | 1 | 1 | 1 | 1 | 1 | 1 | 1 | 1 | 1 | 1 | 1 | 1 | 1 | 1 | 1
Southern_PGAE_Li_Battery_4hr_154 | caiso-deliverability | Tranquility_Helm_HSN | Reliability_Capacity_In_Model_Year | System RA | Southern_PGAE_Li_Battery_4hr_154 | 1 | 1 | 1 | 1 | 1 | 1 | 1 | 1 | 1 | 1 | 1 | 1 | 1 | 1 | 1 | 1 | 1 | 1 | 1 | 1 | 1 | 1 | 1 | 1 | 1 | 1 | 1 | 1 | 1 | 1 | 1
Southern_PGAE_Li_Battery_4hr_161 | caiso-deliverability | Tranquility_Helm_HSN | Reliability_Capacity_In_Model_Year | System RA | Southern_PGAE_Li_Battery_4hr_161 | 1 | 1 | 1 | 1 | 1 | 1 | 1 | 1 | 1 | 1 | 1 | 1 | 1 | 1 | 1 | 1 | 1 | 1 | 1 | 1 | 1 | 1 | 1 | 1 | 1 | 1 | 1 | 1 | 1 | 1 | 1
Southern_PGAE_Li_Battery_4hr_162 | caiso-deliverability | Tranquility_Helm_HSN | Reliability_Capacity_In_Model_Year | System RA | Southern_PGAE_Li_Battery_4hr_162 | 1 | 1 | 1 | 1 | 1 | 1 | 1 | 1 | 1 | 1 | 1 | 1 | 1 | 1 | 1 | 1 | 1 | 1 | 1 | 1 | 1 | 1 | 1 | 1 | 1 | 1 | 1 | 1 | 1 | 1 | 1
Southern_PGAE_Li_Battery_4hr_163 | caiso-deliverability | Tranquility_Helm_HSN | Reliability_Capacity_In_Model_Year | System RA | Southern_PGAE_Li_Battery_4hr_163 | 1 | 1 | 1 | 1 | 1 | 1 | 1 | 1 | 1 | 1 | 1 | 1 | 1 | 1 | 1 | 1 | 1 | 1 | 1 | 1 | 1 | 1 | 1 | 1 | 1 | 1 | 1 | 1 | 1 | 1 | 1
Southern_PGAE_Li_Battery_4hr_164 | caiso-deliverability | Tranquility_Helm_HSN | Reliability_Capacity_In_Model_Year | System RA | Southern_PGAE_Li_Battery_4hr_164 | 1 | 1 | 1 | 1 | 1 | 1 | 1 | 1 | 1 | 1 | 1 | 1 | 1 | 1 | 1 | 1 | 1 | 1 | 1 | 1 | 1 | 1 | 1 | 1 | 1 | 1 | 1 | 1 | 1 | 1 | 1
Southern_PGAE_Li_Battery_4hr_165 | caiso-deliverability | Tranquility_Helm_HSN | Reliability_Capacity_In_Model_Year | System RA | Southern_PGAE_Li_Battery_4hr_165 | 1 | 1 | 1 | 1 | 1 | 1 | 1 | 1 | 1 | 1 | 1 | 1 | 1 | 1 | 1 | 1 | 1 | 1 | 1 | 1 | 1 | 1 | 1 | 1 | 1 | 1 | 1 | 1 | 1 | 1 | 1
Northern_California_Li_Battery_4hr_166 | caiso-deliverability | Tranquility_Helm_HSN | Reliability_Capacity_In_Model_Year | System RA | Northern_California_Li_Battery_4hr_166 | 1 | 1 | 1 | 1 | 1 | 1 | 1 | 1 | 1 | 1 | 1 | 1 | 1 | 1 | 1 | 1 | 1 | 1 | 1 | 1 | 1 | 1 | 1 | 1 | 1 | 1 | 1 | 1 | 1 | 1 | 1
Southern_PGAE_Li_Battery_4hr_168 | caiso-deliverability | Tranquility_Helm_HSN | Reliability_Capacity_In_Model_Year | System RA | Southern_PGAE_Li_Battery_4hr_168 | 1 | 1 | 1 | 1 | 1 | 1 | 1 | 1 | 1 | 1 | 1 | 1 | 1 | 1 | 1 | 1 | 1 | 1 | 1 | 1 | 1 | 1 | 1 | 1 | 1 | 1 | 1 | 1 | 1 | 1 | 1
Southern_PGAE_Li_Battery_4hr_169 | caiso-deliverability | Tranquility_Helm_HSN | Reliability_Capacity_In_Model_Year | System RA | Southern_PGAE_Li_Battery_4hr_169 | 1 | 1 | 1 | 1 | 1 | 1 | 1 | 1 | 1 | 1 | 1 | 1 | 1 | 1 | 1 | 1 | 1 | 1 | 1 | 1 | 1 | 1 | 1 | 1 | 1 | 1 | 1 | 1 | 1 | 1 | 1
Southern_PGAE_Li_Battery_4hr_170 | caiso-deliverability | Tranquility_Helm_HSN | Reliability_Capacity_In_Model_Year | System RA | Southern_PGAE_Li_Battery_4hr_170 | 1 | 1 | 1 | 1 | 1 | 1 | 1 | 1 | 1 | 1 | 1 | 1 | 1 | 1 | 1 | 1 | 1 | 1 | 1 | 1 | 1 | 1 | 1 | 1 | 1 | 1 | 1 | 1 | 1 | 1 | 1
Southern_PGAE_Li_Battery_4hr_174 | caiso-deliverability | Tranquility_Helm_HSN | Reliability_Capacity_In_Model_Year | System RA | Southern_PGAE_Li_Battery_4hr_174 | 1 | 1 | 1 | 1 | 1 | 1 | 1 | 1 | 1 | 1 | 1 | 1 | 1 | 1 | 1 | 1 | 1 | 1 | 1 | 1 | 1 | 1 | 1 | 1 | 1 | 1 | 1 | 1 | 1 | 1 | 1
Southern_PGAE_Li_Battery_4hr_176 | caiso-deliverability | Tranquility_Helm_HSN | Reliability_Capacity_In_Model_Year | System RA | Southern_PGAE_Li_Battery_4hr_176 | 1 | 1 | 1 | 1 | 1 | 1 | 1 | 1 | 1 | 1 | 1 | 1 | 1 | 1 | 1 | 1 | 1 | 1 | 1 | 1 | 1 | 1 | 1 | 1 | 1 | 1 | 1 | 1 | 1 | 1 | 1
Southern_PGAE_Li_Battery_8hr_93 | caiso-deliverability | Tranquility_Helm_HSN | Reliability_Capacity_In_Model_Year | System RA | Southern_PGAE_Li_Battery_8hr_93 | 1 | 1 | 1 | 1 | 1 | 1 | 1 | 1 | 1 | 1 | 1 | 1 | 1 | 1 | 1 | 1 | 1 | 1 | 1 | 1 | 1 | 1 | 1 | 1 | 1 | 1 | 1 | 1 | 1 | 1 | 1
Southern_PGAE_Li_Battery_8hr_117 | caiso-deliverability | Tranquility_Helm_HSN | Reliability_Capacity_In_Model_Year | System RA | Southern_PGAE_Li_Battery_8hr_117 | 1 | 1 | 1 | 1 | 1 | 1 | 1 | 1 | 1 | 1 | 1 | 1 | 1 | 1 | 1 | 1 | 1 | 1 | 1 | 1 | 1 | 1 | 1 | 1 | 1 | 1 | 1 | 1 | 1 | 1 | 1
Southern_PGAE_Li_Battery_8hr_139 | caiso-deliverability | Tranquility_Helm_HSN | Reliability_Capacity_In_Model_Year | System RA | Southern_PGAE_Li_Battery_8hr_139 | 1 | 1 | 1 | 1 | 1 | 1 | 1 | 1 | 1 | 1 | 1 | 1 | 1 | 1 | 1 | 1 | 1 | 1 | 1 | 1 | 1 | 1 | 1 | 1 | 1 | 1 | 1 | 1 | 1 | 1 | 1
Southern_PGAE_Li_Battery_8hr_140 | caiso-deliverability | Tranquility_Helm_HSN | Reliability_Capacity_In_Model_Year | System RA | Southern_PGAE_Li_Battery_8hr_140 | 1 | 1 | 1 | 1 | 1 | 1 | 1 | 1 | 1 | 1 | 1 | 1 | 1 | 1 | 1 | 1 | 1 | 1 | 1 | 1 | 1 | 1 | 1 | 1 | 1 | 1 | 1 | 1 | 1 | 1 | 1
Southern_PGAE_Li_Battery_8hr_151 | caiso-deliverability | Tranquility_Helm_HSN | Reliability_Capacity_In_Model_Year | System RA | Southern_PGAE_Li_Battery_8hr_151 | 1 | 1 | 1 | 1 | 1 | 1 | 1 | 1 | 1 | 1 | 1 | 1 | 1 | 1 | 1 | 1 | 1 | 1 | 1 | 1 | 1 | 1 | 1 | 1 | 1 | 1 | 1 | 1 | 1 | 1 | 1
Southern_PGAE_Li_Battery_8hr_154 | caiso-deliverability | Tranquility_Helm_HSN | Reliability_Capacity_In_Model_Year | System RA | Southern_PGAE_Li_Battery_8hr_154 | 1 | 1 | 1 | 1 | 1 | 1 | 1 | 1 | 1 | 1 | 1 | 1 | 1 | 1 | 1 | 1 | 1 | 1 | 1 | 1 | 1 | 1 | 1 | 1 | 1 | 1 | 1 | 1 | 1 | 1 | 1
Southern_PGAE_Li_Battery_8hr_161 | caiso-deliverability | Tranquility_Helm_HSN | Reliability_Capacity_In_Model_Year | System RA | Southern_PGAE_Li_Battery_8hr_161 | 1 | 1 | 1 | 1 | 1 | 1 | 1 | 1 | 1 | 1 | 1 | 1 | 1 | 1 | 1 | 1 | 1 | 1 | 1 | 1 | 1 | 1 | 1 | 1 | 1 | 1 | 1 | 1 | 1 | 1 | 1
Southern_PGAE_Li_Battery_8hr_162 | caiso-deliverability | Tranquility_Helm_HSN | Reliability_Capacity_In_Model_Year | System RA | Southern_PGAE_Li_Battery_8hr_162 | 1 | 1 | 1 | 1 | 1 | 1 | 1 | 1 | 1 | 1 | 1 | 1 | 1 | 1 | 1 | 1 | 1 | 1 | 1 | 1 | 1 | 1 | 1 | 1 | 1 | 1 | 1 | 1 | 1 | 1 | 1
Southern_PGAE_Li_Battery_8hr_163 | caiso-deliverability | Tranquility_Helm_HSN | Reliability_Capacity_In_Model_Year | System RA | Southern_PGAE_Li_Battery_8hr_163 | 1 | 1 | 1 | 1 | 1 | 1 | 1 | 1 | 1 | 1 | 1 | 1 | 1 | 1 | 1 | 1 | 1 | 1 | 1 | 1 | 1 | 1 | 1 | 1 | 1 | 1 | 1 | 1 | 1 | 1 | 1
Southern_PGAE_Li_Battery_8hr_164 | caiso-deliverability | Tranquility_Helm_HSN | Reliability_Capacity_In_Model_Year | System RA | Southern_PGAE_Li_Battery_8hr_164 | 1 | 1 | 1 | 1 | 1 | 1 | 1 | 1 | 1 | 1 | 1 | 1 | 1 | 1 | 1 | 1 | 1 | 1 | 1 | 1 | 1 | 1 | 1 | 1 | 1 | 1 | 1 | 1 | 1 | 1 | 1
Southern_PGAE_Li_Battery_8hr_165 | caiso-deliverability | Tranquility_Helm_HSN | Reliability_Capacity_In_Model_Year | System RA | Southern_PGAE_Li_Battery_8hr_165 | 1 | 1 | 1 | 1 | 1 | 1 | 1 | 1 | 1 | 1 | 1 | 1 | 1 | 1 | 1 | 1 | 1 | 1 | 1 | 1 | 1 | 1 | 1 | 1 | 1 | 1 | 1 | 1 | 1 | 1 | 1
Northern_California_Li_Battery_8hr_166 | caiso-deliverability | Tranquility_Helm_HSN | Reliability_Capacity_In_Model_Year | System RA | Northern_California_Li_Battery_8hr_166 | 1 | 1 | 1 | 1 | 1 | 1 | 1 | 1 | 1 | 1 | 1 | 1 | 1 | 1 | 1 | 1 | 1 | 1 | 1 | 1 | 1 | 1 | 1 | 1 | 1 | 1 | 1 | 1 | 1 | 1 | 1
Southern_PGAE_Li_Battery_8hr_168 | caiso-deliverability | Tranquility_Helm_HSN | Reliability_Capacity_In_Model_Year | System RA | Southern_PGAE_Li_Battery_8hr_168 | 1 | 1 | 1 | 1 | 1 | 1 | 1 | 1 | 1 | 1 | 1 | 1 | 1 | 1 | 1 | 1 | 1 | 1 | 1 | 1 | 1 | 1 | 1 | 1 | 1 | 1 | 1 | 1 | 1 | 1 | 1
Southern_PGAE_Li_Battery_8hr_169 | caiso-deliverability | Tranquility_Helm_HSN | Reliability_Capacity_In_Model_Year | System RA | Southern_PGAE_Li_Battery_8hr_169 | 1 | 1 | 1 | 1 | 1 | 1 | 1 | 1 | 1 | 1 | 1 | 1 | 1 | 1 | 1 | 1 | 1 | 1 | 1 | 1 | 1 | 1 | 1 | 1 | 1 | 1 | 1 | 1 | 1 | 1 | 1
Southern_PGAE_Li_Battery_8hr_170 | caiso-deliverability | Tranquility_Helm_HSN | Reliability_Capacity_In_Model_Year | System RA | Southern_PGAE_Li_Battery_8hr_170 | 1 | 1 | 1 | 1 | 1 | 1 | 1 | 1 | 1 | 1 | 1 | 1 | 1 | 1 | 1 | 1 | 1 | 1 | 1 | 1 | 1 | 1 | 1 | 1 | 1 | 1 | 1 | 1 | 1 | 1 | 1
Southern_PGAE_Li_Battery_8hr_174 | caiso-deliverability | Tranquility_Helm_HSN | Reliability_Capacity_In_Model_Year | System RA | Southern_PGAE_Li_Battery_8hr_174 | 1 | 1 | 1 | 1 | 1 | 1 | 1 | 1 | 1 | 1 | 1 | 1 | 1 | 1 | 1 | 1 | 1 | 1 | 1 | 1 | 1 | 1 | 1 | 1 | 1 | 1 | 1 | 1 | 1 | 1 | 1
Southern_PGAE_Li_Battery_8hr_176 | caiso-deliverability | Tranquility_Helm_HSN | Reliability_Capacity_In_Model_Year | System RA | Southern_PGAE_Li_Battery_8hr_176 | 1 | 1 | 1 | 1 | 1 | 1 | 1 | 1 | 1 | 1 | 1 | 1 | 1 | 1 | 1 | 1 | 1 | 1 | 1 | 1 | 1 | 1 | 1 | 1 | 1 | 1 | 1 | 1 | 1 | 1 | 1
Central_Valley_North_Los_Banos_Wind_154 | caiso-deliverability | Tranquility_Helm_HSN | Reliability_Capacity_In_Model_Year | System RA | Central_Valley_North_Los_Banos_Wind_154 | 0.665 | 0.665 | 0.665 | 0.665 | 0.665 | 0.665 | 0.665 | 0.665 | 0.665 | 0.665 | 0.665 | 0.665 | 0.665 | 0.665 | 0.665 | 0.665 | 0.665 | 0.665 | 0.665 | 0.665 | 0.665 | 0.665 | 0.665 | 0.665 | 0.665 | 0.665 | 0.665 | 0.665 | 0.665 | 0.665 | 0.665
Central_Valley_North_Los_Banos_Wind_162 | caiso-deliverability | Tranquility_Helm_HSN | Reliability_Capacity_In_Model_Year | System RA | Central_Valley_North_Los_Banos_Wind_162 | 0.665 | 0.665 | 0.665 | 0.665 | 0.665 | 0.665 | 0.665 | 0.665 | 0.665 | 0.665 | 0.665 | 0.665 | 0.665 | 0.665 | 0.665 | 0.665 | 0.665 | 0.665 | 0.665 | 0.665 | 0.665 | 0.665 | 0.665 | 0.665 | 0.665 | 0.665 | 0.665 | 0.665 | 0.665 | 0.665 | 0.665
Northern_California_Solar_166 | caiso-deliverability | Tranquility_Helm_HSN | Reliability_Capacity_In_Model_Year | System RA | Northern_California_Solar_166 | 0.1 | 0.1 | 0.1 | 0.1 | 0.1 | 0.1 | 0.1 | 0.1 | 0.1 | 0.1 | 0.1 | 0.1 | 0.1 | 0.1 | 0.1 | 0.1 | 0.1 | 0.1 | 0.1 | 0.1 | 0.1 | 0.1 | 0.1 | 0.1 | 0.1 | 0.1 | 0.1 | 0.1 | 0.1 | 0.1 | 0.1
Southern_PGAE_Solar_93 | caiso-deliverability | Tranquility_Helm_HSN | Reliability_Capacity_In_Model_Year | System RA | Southern_PGAE_Solar_93 | 0.1 | 0.1 | 0.1 | 0.1 | 0.1 | 0.1 | 0.1 | 0.1 | 0.1 | 0.1 | 0.1 | 0.1 | 0.1 | 0.1 | 0.1 | 0.1 | 0.1 | 0.1 | 0.1 | 0.1 | 0.1 | 0.1 | 0.1 | 0.1 | 0.1 | 0.1 | 0.1 | 0.1 | 0.1 | 0.1 | 0.1
Southern_PGAE_Solar_117 | caiso-deliverability | Tranquility_Helm_HSN | Reliability_Capacity_In_Model_Year | System RA | Southern_PGAE_Solar_117 | 0.1 | 0.1 | 0.1 | 0.1 | 0.1 | 0.1 | 0.1 | 0.1 | 0.1 | 0.1 | 0.1 | 0.1 | 0.1 | 0.1 | 0.1 | 0.1 | 0.1 | 0.1 | 0.1 | 0.1 | 0.1 | 0.1 | 0.1 | 0.1 | 0.1 | 0.1 | 0.1 | 0.1 | 0.1 | 0.1 | 0.1
Southern_PGAE_Solar_139 | caiso-deliverability | Tranquility_Helm_HSN | Reliability_Capacity_In_Model_Year | System RA | Southern_PGAE_Solar_139 | 0.1 | 0.1 | 0.1 | 0.1 | 0.1 | 0.1 | 0.1 | 0.1 | 0.1 | 0.1 | 0.1 | 0.1 | 0.1 | 0.1 | 0.1 | 0.1 | 0.1 | 0.1 | 0.1 | 0.1 | 0.1 | 0.1 | 0.1 | 0.1 | 0.1 | 0.1 | 0.1 | 0.1 | 0.1 | 0.1 | 0.1
Southern_PGAE_Solar_140 | caiso-deliverability | Tranquility_Helm_HSN | Reliability_Capacity_In_Model_Year | System RA | Southern_PGAE_Solar_140 | 0.1 | 0.1 | 0.1 | 0.1 | 0.1 | 0.1 | 0.1 | 0.1 | 0.1 | 0.1 | 0.1 | 0.1 | 0.1 | 0.1 | 0.1 | 0.1 | 0.1 | 0.1 | 0.1 | 0.1 | 0.1 | 0.1 | 0.1 | 0.1 | 0.1 | 0.1 | 0.1 | 0.1 | 0.1 | 0.1 | 0.1
Southern_PGAE_Solar_151 | caiso-deliverability | Tranquility_Helm_HSN | Reliability_Capacity_In_Model_Year | System RA | Southern_PGAE_Solar_151 | 0.1 | 0.1 | 0.1 | 0.1 | 0.1 | 0.1 | 0.1 | 0.1 | 0.1 | 0.1 | 0.1 | 0.1 | 0.1 | 0.1 | 0.1 | 0.1 | 0.1 | 0.1 | 0.1 | 0.1 | 0.1 | 0.1 | 0.1 | 0.1 | 0.1 | 0.1 | 0.1 | 0.1 | 0.1 | 0.1 | 0.1
Southern_PGAE_Solar_154 | caiso-deliverability | Tranquility_Helm_HSN | Reliability_Capacity_In_Model_Year | System RA | Southern_PGAE_Solar_154 | 0.1 | 0.1 | 0.1 | 0.1 | 0.1 | 0.1 | 0.1 | 0.1 | 0.1 | 0.1 | 0.1 | 0.1 | 0.1 | 0.1 | 0.1 | 0.1 | 0.1 | 0.1 | 0.1 | 0.1 | 0.1 | 0.1 | 0.1 | 0.1 | 0.1 | 0.1 | 0.1 | 0.1 | 0.1 | 0.1 | 0.1
Southern_PGAE_Solar_161 | caiso-deliverability | Tranquility_Helm_HSN | Reliability_Capacity_In_Model_Year | System RA | Southern_PGAE_Solar_161 | 0.1 | 0.1 | 0.1 | 0.1 | 0.1 | 0.1 | 0.1 | 0.1 | 0.1 | 0.1 | 0.1 | 0.1 | 0.1 | 0.1 | 0.1 | 0.1 | 0.1 | 0.1 | 0.1 | 0.1 | 0.1 | 0.1 | 0.1 | 0.1 | 0.1 | 0.1 | 0.1 | 0.1 | 0.1 | 0.1 | 0.1
Southern_PGAE_Solar_162 | caiso-deliverability | Tranquility_Helm_HSN | Reliability_Capacity_In_Model_Year | System RA | Southern_PGAE_Solar_162 | 0.1 | 0.1 | 0.1 | 0.1 | 0.1 | 0.1 | 0.1 | 0.1 | 0.1 | 0.1 | 0.1 | 0.1 | 0.1 | 0.1 | 0.1 | 0.1 | 0.1 | 0.1 | 0.1 | 0.1 | 0.1 | 0.1 | 0.1 | 0.1 | 0.1 | 0.1 | 0.1 | 0.1 | 0.1 | 0.1 | 0.1
Southern_PGAE_Solar_163 | caiso-deliverability | Tranquility_Helm_HSN | Reliability_Capacity_In_Model_Year | System RA | Southern_PGAE_Solar_163 | 0.1 | 0.1 | 0.1 | 0.1 | 0.1 | 0.1 | 0.1 | 0.1 | 0.1 | 0.1 | 0.1 | 0.1 | 0.1 | 0.1 | 0.1 | 0.1 | 0.1 | 0.1 | 0.1 | 0.1 | 0.1 | 0.1 | 0.1 | 0.1 | 0.1 | 0.1 | 0.1 | 0.1 | 0.1 | 0.1 | 0.1
Southern_PGAE_Solar_164 | caiso-deliverability | Tranquility_Helm_HSN | Reliability_Capacity_In_Model_Year | System RA | Southern_PGAE_Solar_164 | 0.1 | 0.1 | 0.1 | 0.1 | 0.1 | 0.1 | 0.1 | 0.1 | 0.1 | 0.1 | 0.1 | 0.1 | 0.1 | 0.1 | 0.1 | 0.1 | 0.1 | 0.1 | 0.1 | 0.1 | 0.1 | 0.1 | 0.1 | 0.1 | 0.1 | 0.1 | 0.1 | 0.1 | 0.1 | 0.1 | 0.1
Southern_PGAE_Solar_165 | caiso-deliverability | Tranquility_Helm_HSN | Reliability_Capacity_In_Model_Year | System RA | Southern_PGAE_Solar_165 | 0.1 | 0.1 | 0.1 | 0.1 | 0.1 | 0.1 | 0.1 | 0.1 | 0.1 | 0.1 | 0.1 | 0.1 | 0.1 | 0.1 | 0.1 | 0.1 | 0.1 | 0.1 | 0.1 | 0.1 | 0.1 | 0.1 | 0.1 | 0.1 | 0.1 | 0.1 | 0.1 | 0.1 | 0.1 | 0.1 | 0.1
Southern_PGAE_Solar_168 | caiso-deliverability | Tranquility_Helm_HSN | Reliability_Capacity_In_Model_Year | System RA | Southern_PGAE_Solar_168 | 0.1 | 0.1 | 0.1 | 0.1 | 0.1 | 0.1 | 0.1 | 0.1 | 0.1 | 0.1 | 0.1 | 0.1 | 0.1 | 0.1 | 0.1 | 0.1 | 0.1 | 0.1 | 0.1 | 0.1 | 0.1 | 0.1 | 0.1 | 0.1 | 0.1 | 0.1 | 0.1 | 0.1 | 0.1 | 0.1 | 0.1
Southern_PGAE_Solar_169 | caiso-deliverability | Tranquility_Helm_HSN | Reliability_Capacity_In_Model_Year | System RA | Southern_PGAE_Solar_169 | 0.1 | 0.1 | 0.1 | 0.1 | 0.1 | 0.1 | 0.1 | 0.1 | 0.1 | 0.1 | 0.1 | 0.1 | 0.1 | 0.1 | 0.1 | 0.1 | 0.1 | 0.1 | 0.1 | 0.1 | 0.1 | 0.1 | 0.1 | 0.1 | 0.1 | 0.1 | 0.1 | 0.1 | 0.1 | 0.1 | 0.1
Southern_PGAE_Solar_170 | caiso-deliverability | Tranquility_Helm_HSN | Reliability_Capacity_In_Model_Year | System RA | Southern_PGAE_Solar_170 | 0.1 | 0.1 | 0.1 | 0.1 | 0.1 | 0.1 | 0.1 | 0.1 | 0.1 | 0.1 | 0.1 | 0.1 | 0.1 | 0.1 | 0.1 | 0.1 | 0.1 | 0.1 | 0.1 | 0.1 | 0.1 | 0.1 | 0.1 | 0.1 | 0.1 | 0.1 | 0.1 | 0.1 | 0.1 | 0.1 | 0.1
Southern_PGAE_Solar_174 | caiso-deliverability | Tranquility_Helm_HSN | Reliability_Capacity_In_Model_Year | System RA | Southern_PGAE_Solar_174 | 0.1 | 0.1 | 0.1 | 0.1 | 0.1 | 0.1 | 0.1 | 0.1 | 0.1 | 0.1 | 0.1 | 0.1 | 0.1 | 0.1 | 0.1 | 0.1 | 0.1 | 0.1 | 0.1 | 0.1 | 0.1 | 0.1 | 0.1 | 0.1 | 0.1 | 0.1 | 0.1 | 0.1 | 0.1 | 0.1 | 0.1
Southern_PGAE_Solar_176 | caiso-deliverability | Tranquility_Helm_HSN | Reliability_Capacity_In_Model_Year | System RA | Southern_PGAE_Solar_176 | 0.1 | 0.1 | 0.1 | 0.1 | 0.1 | 0.1 | 0.1 | 0.1 | 0.1 | 0.1 | 0.1 | 0.1 | 0.1 | 0.1 | 0.1 | 0.1 | 0.1 | 0.1 | 0.1 | 0.1 | 0.1 | 0.1 | 0.1 | 0.1 | 0.1 | 0.1 | 0.1 | 0.1 | 0.1 | 0.1 | 0.1
Tranquility_Helm_group | caiso-deliverability | Tranquility_Helm_HSN | Operational_New_Capacity_MW | Tranquility_Helm_group |  | -1 | -1 | -1 | -1 | -1 | -1 | -1 | -1 | -1 | -1 | -1 | -1 | -1 | -1 | -1 | -1 | -1 | -1 | -1 | -1 | -1 | -1 | -1 | -1 | -1 | -1 | -1 | -1 | -1 | -1 | -1
Southern_PGAE_Flow_Battery_93 | caiso-deliverability | Tranquility_Helm_offpeak | Operational_New_Capacity_MW | Southern_PGAE_Flow_Battery_93 |  | -1 | -1 | -1 | -1 | -1 | -1 | -1 | -1 | -1 | -1 | -1 | -1 | -1 | -1 | -1 | -1 | -1 | -1 | -1 | -1 | -1 | -1 | -1 | -1 | -1 | -1 | -1 | -1 | -1 | -1 | -1
Southern_PGAE_Flow_Battery_117 | caiso-deliverability | Tranquility_Helm_offpeak | Operational_New_Capacity_MW | Southern_PGAE_Flow_Battery_117 |  | -1 | -1 | -1 | -1 | -1 | -1 | -1 | -1 | -1 | -1 | -1 | -1 | -1 | -1 | -1 | -1 | -1 | -1 | -1 | -1 | -1 | -1 | -1 | -1 | -1 | -1 | -1 | -1 | -1 | -1 | -1
Southern_PGAE_Flow_Battery_139 | caiso-deliverability | Tranquility_Helm_offpeak | Operational_New_Capacity_MW | Southern_PGAE_Flow_Battery_139 |  | -1 | -1 | -1 | -1 | -1 | -1 | -1 | -1 | -1 | -1 | -1 | -1 | -1 | -1 | -1 | -1 | -1 | -1 | -1 | -1 | -1 | -1 | -1 | -1 | -1 | -1 | -1 | -1 | -1 | -1 | -1
Southern_PGAE_Flow_Battery_140 | caiso-deliverability | Tranquility_Helm_offpeak | Operational_New_Capacity_MW | Southern_PGAE_Flow_Battery_140 |  | -1 | -1 | -1 | -1 | -1 | -1 | -1 | -1 | -1 | -1 | -1 | -1 | -1 | -1 | -1 | -1 | -1 | -1 | -1 | -1 | -1 | -1 | -1 | -1 | -1 | -1 | -1 | -1 | -1 | -1 | -1
Southern_PGAE_Flow_Battery_151 | caiso-deliverability | Tranquility_Helm_offpeak | Operational_New_Capacity_MW | Southern_PGAE_Flow_Battery_151 |  | -1 | -1 | -1 | -1 | -1 | -1 | -1 | -1 | -1 | -1 | -1 | -1 | -1 | -1 | -1 | -1 | -1 | -1 | -1 | -1 | -1 | -1 | -1 | -1 | -1 | -1 | -1 | -1 | -1 | -1 | -1
Southern_PGAE_Flow_Battery_154 | caiso-deliverability | Tranquility_Helm_offpeak | Operational_New_Capacity_MW | Southern_PGAE_Flow_Battery_154 |  | -1 | -1 | -1 | -1 | -1 | -1 | -1 | -1 | -1 | -1 | -1 | -1 | -1 | -1 | -1 | -1 | -1 | -1 | -1 | -1 | -1 | -1 | -1 | -1 | -1 | -1 | -1 | -1 | -1 | -1 | -1
Southern_PGAE_Flow_Battery_161 | caiso-deliverability | Tranquility_Helm_offpeak | Operational_New_Capacity_MW | Southern_PGAE_Flow_Battery_161 |  | -1 | -1 | -1 | -1 | -1 | -1 | -1 | -1 | -1 | -1 | -1 | -1 | -1 | -1 | -1 | -1 | -1 | -1 | -1 | -1 | -1 | -1 | -1 | -1 | -1 | -1 | -1 | -1 | -1 | -1 | -1
Southern_PGAE_Flow_Battery_162 | caiso-deliverability | Tranquility_Helm_offpeak | Operational_New_Capacity_MW | Southern_PGAE_Flow_Battery_162 |  | -1 | -1 | -1 | -1 | -1 | -1 | -1 | -1 | -1 | -1 | -1 | -1 | -1 | -1 | -1 | -1 | -1 | -1 | -1 | -1 | -1 | -1 | -1 | -1 | -1 | -1 | -1 | -1 | -1 | -1 | -1
Southern_PGAE_Flow_Battery_163 | caiso-deliverability | Tranquility_Helm_offpeak | Operational_New_Capacity_MW | Southern_PGAE_Flow_Battery_163 |  | -1 | -1 | -1 | -1 | -1 | -1 | -1 | -1 | -1 | -1 | -1 | -1 | -1 | -1 | -1 | -1 | -1 | -1 | -1 | -1 | -1 | -1 | -1 | -1 | -1 | -1 | -1 | -1 | -1 | -1 | -1
Southern_PGAE_Flow_Battery_164 | caiso-deliverability | Tranquility_Helm_offpeak | Operational_New_Capacity_MW | Southern_PGAE_Flow_Battery_164 |  | -1 | -1 | -1 | -1 | -1 | -1 | -1 | -1 | -1 | -1 | -1 | -1 | -1 | -1 | -1 | -1 | -1 | -1 | -1 | -1 | -1 | -1 | -1 | -1 | -1 | -1 | -1 | -1 | -1 | -1 | -1
Southern_PGAE_Flow_Battery_165 | caiso-deliverability | Tranquility_Helm_offpeak | Operational_New_Capacity_MW | Southern_PGAE_Flow_Battery_165 |  | -1 | -1 | -1 | -1 | -1 | -1 | -1 | -1 | -1 | -1 | -1 | -1 | -1 | -1 | -1 | -1 | -1 | -1 | -1 | -1 | -1 | -1 | -1 | -1 | -1 | -1 | -1 | -1 | -1 | -1 | -1
Northern_California_Flow_Battery_166 | caiso-deliverability | Tranquility_Helm_offpeak | Operational_New_Capacity_MW | Northern_California_Flow_Battery_166 |  | -1 | -1 | -1 | -1 | -1 | -1 | -1 | -1 | -1 | -1 | -1 | -1 | -1 | -1 | -1 | -1 | -1 | -1 | -1 | -1 | -1 | -1 | -1 | -1 | -1 | -1 | -1 | -1 | -1 | -1 | -1
Southern_PGAE_Flow_Battery_168 | caiso-deliverability | Tranquility_Helm_offpeak | Operational_New_Capacity_MW | Southern_PGAE_Flow_Battery_168 |  | -1 | -1 | -1 | -1 | -1 | -1 | -1 | -1 | -1 | -1 | -1 | -1 | -1 | -1 | -1 | -1 | -1 | -1 | -1 | -1 | -1 | -1 | -1 | -1 | -1 | -1 | -1 | -1 | -1 | -1 | -1
Southern_PGAE_Flow_Battery_169 | caiso-deliverability | Tranquility_Helm_offpeak | Operational_New_Capacity_MW | Southern_PGAE_Flow_Battery_169 |  | -1 | -1 | -1 | -1 | -1 | -1 | -1 | -1 | -1 | -1 | -1 | -1 | -1 | -1 | -1 | -1 | -1 | -1 | -1 | -1 | -1 | -1 | -1 | -1 | -1 | -1 | -1 | -1 | -1 | -1 | -1
Southern_PGAE_Flow_Battery_170 | caiso-deliverability | Tranquility_Helm_offpeak | Operational_New_Capacity_MW | Southern_PGAE_Flow_Battery_170 |  | -1 | -1 | -1 | -1 | -1 | -1 | -1 | -1 | -1 | -1 | -1 | -1 | -1 | -1 | -1 | -1 | -1 | -1 | -1 | -1 | -1 | -1 | -1 | -1 | -1 | -1 | -1 | -1 | -1 | -1 | -1
Southern_PGAE_Flow_Battery_174 | caiso-deliverability | Tranquility_Helm_offpeak | Operational_New_Capacity_MW | Southern_PGAE_Flow_Battery_174 |  | -1 | -1 | -1 | -1 | -1 | -1 | -1 | -1 | -1 | -1 | -1 | -1 | -1 | -1 | -1 | -1 | -1 | -1 | -1 | -1 | -1 | -1 | -1 | -1 | -1 | -1 | -1 | -1 | -1 | -1 | -1
Southern_PGAE_Flow_Battery_176 | caiso-deliverability | Tranquility_Helm_offpeak | Operational_New_Capacity_MW | Southern_PGAE_Flow_Battery_176 |  | -1 | -1 | -1 | -1 | -1 | -1 | -1 | -1 | -1 | -1 | -1 | -1 | -1 | -1 | -1 | -1 | -1 | -1 | -1 | -1 | -1 | -1 | -1 | -1 | -1 | -1 | -1 | -1 | -1 | -1 | -1
Southern_PGAE_Li_Battery_4hr_93 | caiso-deliverability | Tranquility_Helm_offpeak | Operational_New_Capacity_MW | Southern_PGAE_Li_Battery_4hr_93 |  | -1 | -1 | -1 | -1 | -1 | -1 | -1 | -1 | -1 | -1 | -1 | -1 | -1 | -1 | -1 | -1 | -1 | -1 | -1 | -1 | -1 | -1 | -1 | -1 | -1 | -1 | -1 | -1 | -1 | -1 | -1
Southern_PGAE_Li_Battery_4hr_117 | caiso-deliverability | Tranquility_Helm_offpeak | Operational_New_Capacity_MW | Southern_PGAE_Li_Battery_4hr_117 |  | -1 | -1 | -1 | -1 | -1 | -1 | -1 | -1 | -1 | -1 | -1 | -1 | -1 | -1 | -1 | -1 | -1 | -1 | -1 | -1 | -1 | -1 | -1 | -1 | -1 | -1 | -1 | -1 | -1 | -1 | -1
Southern_PGAE_Li_Battery_4hr_139 | caiso-deliverability | Tranquility_Helm_offpeak | Operational_New_Capacity_MW | Southern_PGAE_Li_Battery_4hr_139 |  | -1 | -1 | -1 | -1 | -1 | -1 | -1 | -1 | -1 | -1 | -1 | -1 | -1 | -1 | -1 | -1 | -1 | -1 | -1 | -1 | -1 | -1 | -1 | -1 | -1 | -1 | -1 | -1 | -1 | -1 | -1
Southern_PGAE_Li_Battery_4hr_140 | caiso-deliverability | Tranquility_Helm_offpeak | Operational_New_Capacity_MW | Southern_PGAE_Li_Battery_4hr_140 |  | -1 | -1 | -1 | -1 | -1 | -1 | -1 | -1 | -1 | -1 | -1 | -1 | -1 | -1 | -1 | -1 | -1 | -1 | -1 | -1 | -1 | -1 | -1 | -1 | -1 | -1 | -1 | -1 | -1 | -1 | -1
Southern_PGAE_Li_Battery_4hr_151 | caiso-deliverability | Tranquility_Helm_offpeak | Operational_New_Capacity_MW | Southern_PGAE_Li_Battery_4hr_151 |  | -1 | -1 | -1 | -1 | -1 | -1 | -1 | -1 | -1 | -1 | -1 | -1 | -1 | -1 | -1 | -1 | -1 | -1 | -1 | -1 | -1 | -1 | -1 | -1 | -1 | -1 | -1 | -1 | -1 | -1 | -1
Southern_PGAE_Li_Battery_4hr_154 | caiso-deliverability | Tranquility_Helm_offpeak | Operational_New_Capacity_MW | Southern_PGAE_Li_Battery_4hr_154 |  | -1 | -1 | -1 | -1 | -1 | -1 | -1 | -1 | -1 | -1 | -1 | -1 | -1 | -1 | -1 | -1 | -1 | -1 | -1 | -1 | -1 | -1 | -1 | -1 | -1 | -1 | -1 | -1 | -1 | -1 | -1
Southern_PGAE_Li_Battery_4hr_161 | caiso-deliverability | Tranquility_Helm_offpeak | Operational_New_Capacity_MW | Southern_PGAE_Li_Battery_4hr_161 |  | -1 | -1 | -1 | -1 | -1 | -1 | -1 | -1 | -1 | -1 | -1 | -1 | -1 | -1 | -1 | -1 | -1 | -1 | -1 | -1 | -1 | -1 | -1 | -1 | -1 | -1 | -1 | -1 | -1 | -1 | -1
Southern_PGAE_Li_Battery_4hr_162 | caiso-deliverability | Tranquility_Helm_offpeak | Operational_New_Capacity_MW | Southern_PGAE_Li_Battery_4hr_162 |  | -1 | -1 | -1 | -1 | -1 | -1 | -1 | -1 | -1 | -1 | -1 | -1 | -1 | -1 | -1 | -1 | -1 | -1 | -1 | -1 | -1 | -1 | -1 | -1 | -1 | -1 | -1 | -1 | -1 | -1 | -1
Southern_PGAE_Li_Battery_4hr_163 | caiso-deliverability | Tranquility_Helm_offpeak | Operational_New_Capacity_MW | Southern_PGAE_Li_Battery_4hr_163 |  | -1 | -1 | -1 | -1 | -1 | -1 | -1 | -1 | -1 | -1 | -1 | -1 | -1 | -1 | -1 | -1 | -1 | -1 | -1 | -1 | -1 | -1 | -1 | -1 | -1 | -1 | -1 | -1 | -1 | -1 | -1
Southern_PGAE_Li_Battery_4hr_164 | caiso-deliverability | Tranquility_Helm_offpeak | Operational_New_Capacity_MW | Southern_PGAE_Li_Battery_4hr_164 |  | -1 | -1 | -1 | -1 | -1 | -1 | -1 | -1 | -1 | -1 | -1 | -1 | -1 | -1 | -1 | -1 | -1 | -1 | -1 | -1 | -1 | -1 | -1 | -1 | -1 | -1 | -1 | -1 | -1 | -1 | -1
Southern_PGAE_Li_Battery_4hr_165 | caiso-deliverability | Tranquility_Helm_offpeak | Operational_New_Capacity_MW | Southern_PGAE_Li_Battery_4hr_165 |  | -1 | -1 | -1 | -1 | -1 | -1 | -1 | -1 | -1 | -1 | -1 | -1 | -1 | -1 | -1 | -1 | -1 | -1 | -1 | -1 | -1 | -1 | -1 | -1 | -1 | -1 | -1 | -1 | -1 | -1 | -1
Northern_California_Li_Battery_4hr_166 | caiso-deliverability | Tranquility_Helm_offpeak | Operational_New_Capacity_MW | Northern_California_Li_Battery_4hr_166 |  | -1 | -1 | -1 | -1 | -1 | -1 | -1 | -1 | -1 | -1 | -1 | -1 | -1 | -1 | -1 | -1 | -1 | -1 | -1 | -1 | -1 | -1 | -1 | -1 | -1 | -1 | -1 | -1 | -1 | -1 | -1
Southern_PGAE_Li_Battery_4hr_168 | caiso-deliverability | Tranquility_Helm_offpeak | Operational_New_Capacity_MW | Southern_PGAE_Li_Battery_4hr_168 |  | -1 | -1 | -1 | -1 | -1 | -1 | -1 | -1 | -1 | -1 | -1 | -1 | -1 | -1 | -1 | -1 | -1 | -1 | -1 | -1 | -1 | -1 | -1 | -1 | -1 | -1 | -1 | -1 | -1 | -1 | -1
Southern_PGAE_Li_Battery_4hr_169 | caiso-deliverability | Tranquility_Helm_offpeak | Operational_New_Capacity_MW | Southern_PGAE_Li_Battery_4hr_169 |  | -1 | -1 | -1 | -1 | -1 | -1 | -1 | -1 | -1 | -1 | -1 | -1 | -1 | -1 | -1 | -1 | -1 | -1 | -1 | -1 | -1 | -1 | -1 | -1 | -1 | -1 | -1 | -1 | -1 | -1 | -1
Southern_PGAE_Li_Battery_4hr_170 | caiso-deliverability | Tranquility_Helm_offpeak | Operational_New_Capacity_MW | Southern_PGAE_Li_Battery_4hr_170 |  | -1 | -1 | -1 | -1 | -1 | -1 | -1 | -1 | -1 | -1 | -1 | -1 | -1 | -1 | -1 | -1 | -1 | -1 | -1 | -1 | -1 | -1 | -1 | -1 | -1 | -1 | -1 | -1 | -1 | -1 | -1
Southern_PGAE_Li_Battery_4hr_174 | caiso-deliverability | Tranquility_Helm_offpeak | Operational_New_Capacity_MW | Southern_PGAE_Li_Battery_4hr_174 |  | -1 | -1 | -1 | -1 | -1 | -1 | -1 | -1 | -1 | -1 | -1 | -1 | -1 | -1 | -1 | -1 | -1 | -1 | -1 | -1 | -1 | -1 | -1 | -1 | -1 | -1 | -1 | -1 | -1 | -1 | -1
Southern_PGAE_Li_Battery_4hr_176 | caiso-deliverability | Tranquility_Helm_offpeak | Operational_New_Capacity_MW | Southern_PGAE_Li_Battery_4hr_176 |  | -1 | -1 | -1 | -1 | -1 | -1 | -1 | -1 | -1 | -1 | -1 | -1 | -1 | -1 | -1 | -1 | -1 | -1 | -1 | -1 | -1 | -1 | -1 | -1 | -1 | -1 | -1 | -1 | -1 | -1 | -1
Southern_PGAE_Li_Battery_8hr_93 | caiso-deliverability | Tranquility_Helm_offpeak | Operational_New_Capacity_MW | Southern_PGAE_Li_Battery_8hr_93 |  | -1 | -1 | -1 | -1 | -1 | -1 | -1 | -1 | -1 | -1 | -1 | -1 | -1 | -1 | -1 | -1 | -1 | -1 | -1 | -1 | -1 | -1 | -1 | -1 | -1 | -1 | -1 | -1 | -1 | -1 | -1
Southern_PGAE_Li_Battery_8hr_117 | caiso-deliverability | Tranquility_Helm_offpeak | Operational_New_Capacity_MW | Southern_PGAE_Li_Battery_8hr_117 |  | -1 | -1 | -1 | -1 | -1 | -1 | -1 | -1 | -1 | -1 | -1 | -1 | -1 | -1 | -1 | -1 | -1 | -1 | -1 | -1 | -1 | -1 | -1 | -1 | -1 | -1 | -1 | -1 | -1 | -1 | -1
Southern_PGAE_Li_Battery_8hr_139 | caiso-deliverability | Tranquility_Helm_offpeak | Operational_New_Capacity_MW | Southern_PGAE_Li_Battery_8hr_139 |  | -1 | -1 | -1 | -1 | -1 | -1 | -1 | -1 | -1 | -1 | -1 | -1 | -1 | -1 | -1 | -1 | -1 | -1 | -1 | -1 | -1 | -1 | -1 | -1 | -1 | -1 | -1 | -1 | -1 | -1 | -1
Southern_PGAE_Li_Battery_8hr_140 | caiso-deliverability | Tranquility_Helm_offpeak | Operational_New_Capacity_MW | Southern_PGAE_Li_Battery_8hr_140 |  | -1 | -1 | -1 | -1 | -1 | -1 | -1 | -1 | -1 | -1 | -1 | -1 | -1 | -1 | -1 | -1 | -1 | -1 | -1 | -1 | -1 | -1 | -1 | -1 | -1 | -1 | -1 | -1 | -1 | -1 | -1
Southern_PGAE_Li_Battery_8hr_151 | caiso-deliverability | Tranquility_Helm_offpeak | Operational_New_Capacity_MW | Southern_PGAE_Li_Battery_8hr_151 |  | -1 | -1 | -1 | -1 | -1 | -1 | -1 | -1 | -1 | -1 | -1 | -1 | -1 | -1 | -1 | -1 | -1 | -1 | -1 | -1 | -1 | -1 | -1 | -1 | -1 | -1 | -1 | -1 | -1 | -1 | -1
Southern_PGAE_Li_Battery_8hr_154 | caiso-deliverability | Tranquility_Helm_offpeak | Operational_New_Capacity_MW | Southern_PGAE_Li_Battery_8hr_154 |  | -1 | -1 | -1 | -1 | -1 | -1 | -1 | -1 | -1 | -1 | -1 | -1 | -1 | -1 | -1 | -1 | -1 | -1 | -1 | -1 | -1 | -1 | -1 | -1 | -1 | -1 | -1 | -1 | -1 | -1 | -1
Southern_PGAE_Li_Battery_8hr_161 | caiso-deliverability | Tranquility_Helm_offpeak | Operational_New_Capacity_MW | Southern_PGAE_Li_Battery_8hr_161 |  | -1 | -1 | -1 | -1 | -1 | -1 | -1 | -1 | -1 | -1 | -1 | -1 | -1 | -1 | -1 | -1 | -1 | -1 | -1 | -1 | -1 | -1 | -1 | -1 | -1 | -1 | -1 | -1 | -1 | -1 | -1
Southern_PGAE_Li_Battery_8hr_162 | caiso-deliverability | Tranquility_Helm_offpeak | Operational_New_Capacity_MW | Southern_PGAE_Li_Battery_8hr_162 |  | -1 | -1 | -1 | -1 | -1 | -1 | -1 | -1 | -1 | -1 | -1 | -1 | -1 | -1 | -1 | -1 | -1 | -1 | -1 | -1 | -1 | -1 | -1 | -1 | -1 | -1 | -1 | -1 | -1 | -1 | -1
Southern_PGAE_Li_Battery_8hr_163 | caiso-deliverability | Tranquility_Helm_offpeak | Operational_New_Capacity_MW | Southern_PGAE_Li_Battery_8hr_163 |  | -1 | -1 | -1 | -1 | -1 | -1 | -1 | -1 | -1 | -1 | -1 | -1 | -1 | -1 | -1 | -1 | -1 | -1 | -1 | -1 | -1 | -1 | -1 | -1 | -1 | -1 | -1 | -1 | -1 | -1 | -1
Southern_PGAE_Li_Battery_8hr_164 | caiso-deliverability | Tranquility_Helm_offpeak | Operational_New_Capacity_MW | Southern_PGAE_Li_Battery_8hr_164 |  | -1 | -1 | -1 | -1 | -1 | -1 | -1 | -1 | -1 | -1 | -1 | -1 | -1 | -1 | -1 | -1 | -1 | -1 | -1 | -1 | -1 | -1 | -1 | -1 | -1 | -1 | -1 | -1 | -1 | -1 | -1
Southern_PGAE_Li_Battery_8hr_165 | caiso-deliverability | Tranquility_Helm_offpeak | Operational_New_Capacity_MW | Southern_PGAE_Li_Battery_8hr_165 |  | -1 | -1 | -1 | -1 | -1 | -1 | -1 | -1 | -1 | -1 | -1 | -1 | -1 | -1 | -1 | -1 | -1 | -1 | -1 | -1 | -1 | -1 | -1 | -1 | -1 | -1 | -1 | -1 | -1 | -1 | -1
Northern_California_Li_Battery_8hr_166 | caiso-deliverability | Tranquility_Helm_offpeak | Operational_New_Capacity_MW | Northern_California_Li_Battery_8hr_166 |  | -1 | -1 | -1 | -1 | -1 | -1 | -1 | -1 | -1 | -1 | -1 | -1 | -1 | -1 | -1 | -1 | -1 | -1 | -1 | -1 | -1 | -1 | -1 | -1 | -1 | -1 | -1 | -1 | -1 | -1 | -1
Southern_PGAE_Li_Battery_8hr_168 | caiso-deliverability | Tranquility_Helm_offpeak | Operational_New_Capacity_MW | Southern_PGAE_Li_Battery_8hr_168 |  | -1 | -1 | -1 | -1 | -1 | -1 | -1 | -1 | -1 | -1 | -1 | -1 | -1 | -1 | -1 | -1 | -1 | -1 | -1 | -1 | -1 | -1 | -1 | -1 | -1 | -1 | -1 | -1 | -1 | -1 | -1
Southern_PGAE_Li_Battery_8hr_169 | caiso-deliverability | Tranquility_Helm_offpeak | Operational_New_Capacity_MW | Southern_PGAE_Li_Battery_8hr_169 |  | -1 | -1 | -1 | -1 | -1 | -1 | -1 | -1 | -1 | -1 | -1 | -1 | -1 | -1 | -1 | -1 | -1 | -1 | -1 | -1 | -1 | -1 | -1 | -1 | -1 | -1 | -1 | -1 | -1 | -1 | -1
Southern_PGAE_Li_Battery_8hr_170 | caiso-deliverability | Tranquility_Helm_offpeak | Operational_New_Capacity_MW | Southern_PGAE_Li_Battery_8hr_170 |  | -1 | -1 | -1 | -1 | -1 | -1 | -1 | -1 | -1 | -1 | -1 | -1 | -1 | -1 | -1 | -1 | -1 | -1 | -1 | -1 | -1 | -1 | -1 | -1 | -1 | -1 | -1 | -1 | -1 | -1 | -1
Southern_PGAE_Li_Battery_8hr_174 | caiso-deliverability | Tranquility_Helm_offpeak | Operational_New_Capacity_MW | Southern_PGAE_Li_Battery_8hr_174 |  | -1 | -1 | -1 | -1 | -1 | -1 | -1 | -1 | -1 | -1 | -1 | -1 | -1 | -1 | -1 | -1 | -1 | -1 | -1 | -1 | -1 | -1 | -1 | -1 | -1 | -1 | -1 | -1 | -1 | -1 | -1
Southern_PGAE_Li_Battery_8hr_176 | caiso-deliverability | Tranquility_Helm_offpeak | Operational_New_Capacity_MW | Southern_PGAE_Li_Battery_8hr_176 |  | -1 | -1 | -1 | -1 | -1 | -1 | -1 | -1 | -1 | -1 | -1 | -1 | -1 | -1 | -1 | -1 | -1 | -1 | -1 | -1 | -1 | -1 | -1 | -1 | -1 | -1 | -1 | -1 | -1 | -1 | -1
Central_Valley_North_Los_Banos_Wind_154 | caiso-deliverability | Tranquility_Helm_offpeak | Operational_New_Capacity_MW | Central_Valley_North_Los_Banos_Wind_154 |  | 0.44 | 0.44 | 0.44 | 0.44 | 0.44 | 0.44 | 0.44 | 0.44 | 0.44 | 0.44 | 0.44 | 0.44 | 0.44 | 0.44 | 0.44 | 0.44 | 0.44 | 0.44 | 0.44 | 0.44 | 0.44 | 0.44 | 0.44 | 0.44 | 0.44 | 0.44 | 0.44 | 0.44 | 0.44 | 0.44 | 0.44
Central_Valley_North_Los_Banos_Wind_162 | caiso-deliverability | Tranquility_Helm_offpeak | Operational_New_Capacity_MW | Central_Valley_North_Los_Banos_Wind_162 |  | 0.44 | 0.44 | 0.44 | 0.44 | 0.44 | 0.44 | 0.44 | 0.44 | 0.44 | 0.44 | 0.44 | 0.44 | 0.44 | 0.44 | 0.44 | 0.44 | 0.44 | 0.44 | 0.44 | 0.44 | 0.44 | 0.44 | 0.44 | 0.44 | 0.44 | 0.44 | 0.44 | 0.44 | 0.44 | 0.44 | 0.44
Northern_California_Solar_166 | caiso-deliverability | Tranquility_Helm_offpeak | Operational_New_Capacity_MW | Northern_California_Solar_166 |  | 0.79 | 0.79 | 0.79 | 0.79 | 0.79 | 0.79 | 0.79 | 0.79 | 0.79 | 0.79 | 0.79 | 0.79 | 0.79 | 0.79 | 0.79 | 0.79 | 0.79 | 0.79 | 0.79 | 0.79 | 0.79 | 0.79 | 0.79 | 0.79 | 0.79 | 0.79 | 0.79 | 0.79 | 0.79 | 0.79 | 0.79
Southern_PGAE_Solar_93 | caiso-deliverability | Tranquility_Helm_offpeak | Operational_New_Capacity_MW | Southern_PGAE_Solar_93 |  | 0.79 | 0.79 | 0.79 | 0.79 | 0.79 | 0.79 | 0.79 | 0.79 | 0.79 | 0.79 | 0.79 | 0.79 | 0.79 | 0.79 | 0.79 | 0.79 | 0.79 | 0.79 | 0.79 | 0.79 | 0.79 | 0.79 | 0.79 | 0.79 | 0.79 | 0.79 | 0.79 | 0.79 | 0.79 | 0.79 | 0.79
Southern_PGAE_Solar_117 | caiso-deliverability | Tranquility_Helm_offpeak | Operational_New_Capacity_MW | Southern_PGAE_Solar_117 |  | 0.79 | 0.79 | 0.79 | 0.79 | 0.79 | 0.79 | 0.79 | 0.79 | 0.79 | 0.79 | 0.79 | 0.79 | 0.79 | 0.79 | 0.79 | 0.79 | 0.79 | 0.79 | 0.79 | 0.79 | 0.79 | 0.79 | 0.79 | 0.79 | 0.79 | 0.79 | 0.79 | 0.79 | 0.79 | 0.79 | 0.79
Southern_PGAE_Solar_139 | caiso-deliverability | Tranquility_Helm_offpeak | Operational_New_Capacity_MW | Southern_PGAE_Solar_139 |  | 0.79 | 0.79 | 0.79 | 0.79 | 0.79 | 0.79 | 0.79 | 0.79 | 0.79 | 0.79 | 0.79 | 0.79 | 0.79 | 0.79 | 0.79 | 0.79 | 0.79 | 0.79 | 0.79 | 0.79 | 0.79 | 0.79 | 0.79 | 0.79 | 0.79 | 0.79 | 0.79 | 0.79 | 0.79 | 0.79 | 0.79
Southern_PGAE_Solar_140 | caiso-deliverability | Tranquility_Helm_offpeak | Operational_New_Capacity_MW | Southern_PGAE_Solar_140 |  | 0.79 | 0.79 | 0.79 | 0.79 | 0.79 | 0.79 | 0.79 | 0.79 | 0.79 | 0.79 | 0.79 | 0.79 | 0.79 | 0.79 | 0.79 | 0.79 | 0.79 | 0.79 | 0.79 | 0.79 | 0.79 | 0.79 | 0.79 | 0.79 | 0.79 | 0.79 | 0.79 | 0.79 | 0.79 | 0.79 | 0.79
Southern_PGAE_Solar_151 | caiso-deliverability | Tranquility_Helm_offpeak | Operational_New_Capacity_MW | Southern_PGAE_Solar_151 |  | 0.79 | 0.79 | 0.79 | 0.79 | 0.79 | 0.79 | 0.79 | 0.79 | 0.79 | 0.79 | 0.79 | 0.79 | 0.79 | 0.79 | 0.79 | 0.79 | 0.79 | 0.79 | 0.79 | 0.79 | 0.79 | 0.79 | 0.79 | 0.79 | 0.79 | 0.79 | 0.79 | 0.79 | 0.79 | 0.79 | 0.79
Southern_PGAE_Solar_154 | caiso-deliverability | Tranquility_Helm_offpeak | Operational_New_Capacity_MW | Southern_PGAE_Solar_154 |  | 0.79 | 0.79 | 0.79 | 0.79 | 0.79 | 0.79 | 0.79 | 0.79 | 0.79 | 0.79 | 0.79 | 0.79 | 0.79 | 0.79 | 0.79 | 0.79 | 0.79 | 0.79 | 0.79 | 0.79 | 0.79 | 0.79 | 0.79 | 0.79 | 0.79 | 0.79 | 0.79 | 0.79 | 0.79 | 0.79 | 0.79
Southern_PGAE_Solar_161 | caiso-deliverability | Tranquility_Helm_offpeak | Operational_New_Capacity_MW | Southern_PGAE_Solar_161 |  | 0.79 | 0.79 | 0.79 | 0.79 | 0.79 | 0.79 | 0.79 | 0.79 | 0.79 | 0.79 | 0.79 | 0.79 | 0.79 | 0.79 | 0.79 | 0.79 | 0.79 | 0.79 | 0.79 | 0.79 | 0.79 | 0.79 | 0.79 | 0.79 | 0.79 | 0.79 | 0.79 | 0.79 | 0.79 | 0.79 | 0.79
Southern_PGAE_Solar_162 | caiso-deliverability | Tranquility_Helm_offpeak | Operational_New_Capacity_MW | Southern_PGAE_Solar_162 |  | 0.79 | 0.79 | 0.79 | 0.79 | 0.79 | 0.79 | 0.79 | 0.79 | 0.79 | 0.79 | 0.79 | 0.79 | 0.79 | 0.79 | 0.79 | 0.79 | 0.79 | 0.79 | 0.79 | 0.79 | 0.79 | 0.79 | 0.79 | 0.79 | 0.79 | 0.79 | 0.79 | 0.79 | 0.79 | 0.79 | 0.79
Southern_PGAE_Solar_163 | caiso-deliverability | Tranquility_Helm_offpeak | Operational_New_Capacity_MW | Southern_PGAE_Solar_163 |  | 0.79 | 0.79 | 0.79 | 0.79 | 0.79 | 0.79 | 0.79 | 0.79 | 0.79 | 0.79 | 0.79 | 0.79 | 0.79 | 0.79 | 0.79 | 0.79 | 0.79 | 0.79 | 0.79 | 0.79 | 0.79 | 0.79 | 0.79 | 0.79 | 0.79 | 0.79 | 0.79 | 0.79 | 0.79 | 0.79 | 0.79
Southern_PGAE_Solar_164 | caiso-deliverability | Tranquility_Helm_offpeak | Operational_New_Capacity_MW | Southern_PGAE_Solar_164 |  | 0.79 | 0.79 | 0.79 | 0.79 | 0.79 | 0.79 | 0.79 | 0.79 | 0.79 | 0.79 | 0.79 | 0.79 | 0.79 | 0.79 | 0.79 | 0.79 | 0.79 | 0.79 | 0.79 | 0.79 | 0.79 | 0.79 | 0.79 | 0.79 | 0.79 | 0.79 | 0.79 | 0.79 | 0.79 | 0.79 | 0.79
Southern_PGAE_Solar_165 | caiso-deliverability | Tranquility_Helm_offpeak | Operational_New_Capacity_MW | Southern_PGAE_Solar_165 |  | 0.79 | 0.79 | 0.79 | 0.79 | 0.79 | 0.79 | 0.79 | 0.79 | 0.79 | 0.79 | 0.79 | 0.79 | 0.79 | 0.79 | 0.79 | 0.79 | 0.79 | 0.79 | 0.79 | 0.79 | 0.79 | 0.79 | 0.79 | 0.79 | 0.79 | 0.79 | 0.79 | 0.79 | 0.79 | 0.79 | 0.79
Southern_PGAE_Solar_168 | caiso-deliverability | Tranquility_Helm_offpeak | Operational_New_Capacity_MW | Southern_PGAE_Solar_168 |  | 0.79 | 0.79 | 0.79 | 0.79 | 0.79 | 0.79 | 0.79 | 0.79 | 0.79 | 0.79 | 0.79 | 0.79 | 0.79 | 0.79 | 0.79 | 0.79 | 0.79 | 0.79 | 0.79 | 0.79 | 0.79 | 0.79 | 0.79 | 0.79 | 0.79 | 0.79 | 0.79 | 0.79 | 0.79 | 0.79 | 0.79
Southern_PGAE_Solar_169 | caiso-deliverability | Tranquility_Helm_offpeak | Operational_New_Capacity_MW | Southern_PGAE_Solar_169 |  | 0.79 | 0.79 | 0.79 | 0.79 | 0.79 | 0.79 | 0.79 | 0.79 | 0.79 | 0.79 | 0.79 | 0.79 | 0.79 | 0.79 | 0.79 | 0.79 | 0.79 | 0.79 | 0.79 | 0.79 | 0.79 | 0.79 | 0.79 | 0.79 | 0.79 | 0.79 | 0.79 | 0.79 | 0.79 | 0.79 | 0.79
Southern_PGAE_Solar_170 | caiso-deliverability | Tranquility_Helm_offpeak | Operational_New_Capacity_MW | Southern_PGAE_Solar_170 |  | 0.79 | 0.79 | 0.79 | 0.79 | 0.79 | 0.79 | 0.79 | 0.79 | 0.79 | 0.79 | 0.79 | 0.79 | 0.79 | 0.79 | 0.79 | 0.79 | 0.79 | 0.79 | 0.79 | 0.79 | 0.79 | 0.79 | 0.79 | 0.79 | 0.79 | 0.79 | 0.79 | 0.79 | 0.79 | 0.79 | 0.79
Southern_PGAE_Solar_174 | caiso-deliverability | Tranquility_Helm_offpeak | Operational_New_Capacity_MW | Southern_PGAE_Solar_174 |  | 0.79 | 0.79 | 0.79 | 0.79 | 0.79 | 0.79 | 0.79 | 0.79 | 0.79 | 0.79 | 0.79 | 0.79 | 0.79 | 0.79 | 0.79 | 0.79 | 0.79 | 0.79 | 0.79 | 0.79 | 0.79 | 0.79 | 0.79 | 0.79 | 0.79 | 0.79 | 0.79 | 0.79 | 0.79 | 0.79 | 0.79
Southern_PGAE_Solar_176 | caiso-deliverability | Tranquility_Helm_offpeak | Operational_New_Capacity_MW | Southern_PGAE_Solar_176 |  | 0.79 | 0.79 | 0.79 | 0.79 | 0.79 | 0.79 | 0.79 | 0.79 | 0.79 | 0.79 | 0.79 | 0.79 | 0.79 | 0.79 | 0.79 | 0.79 | 0.79 | 0.79 | 0.79 | 0.79 | 0.79 | 0.79 | 0.79 | 0.79 | 0.79 | 0.79 | 0.79 | 0.79 | 0.79 | 0.79 | 0.79
Tranquility_Helm_group | caiso-deliverability | Tranquility_Helm_offpeak | Operational_New_Capacity_MW | Tranquility_Helm_group |  | -0.26693 | -0.26693 | -0.26693 | -0.26693 | -0.26693 | -0.26693 | -0.26693 | -0.26693 | -0.26693 | -0.26693 | -0.26693 | -0.26693 | -0.26693 | -0.26693 | -0.26693 | -0.26693 | -0.26693 | -0.26693 | -0.26693 | -0.26693 | -0.26693 | -0.26693 | -0.26693 | -0.26693 | -0.26693 | -0.26693 | -0.26693 | -0.26693 | -0.26693 | -0.26693 | -0.26693
Southern_PGAE_Flow_Battery_93 | caiso-deliverability | Tranquility_Helm_SSN | Reliability_Capacity_In_Model_Year | System RA | Southern_PGAE_Flow_Battery_93 | 0.5 | 0.5 | 0.5 | 0.5 | 0.5 | 0.5 | 0.5 | 0.5 | 0.5 | 0.5 | 0.5 | 0.5 | 0.5 | 0.5 | 0.5 | 0.5 | 0.5 | 0.5 | 0.5 | 0.5 | 0.5 | 0.5 | 0.5 | 0.5 | 0.5 | 0.5 | 0.5 | 0.5 | 0.5 | 0.5 | 0.5
Southern_PGAE_Flow_Battery_117 | caiso-deliverability | Tranquility_Helm_SSN | Reliability_Capacity_In_Model_Year | System RA | Southern_PGAE_Flow_Battery_117 | 0.5 | 0.5 | 0.5 | 0.5 | 0.5 | 0.5 | 0.5 | 0.5 | 0.5 | 0.5 | 0.5 | 0.5 | 0.5 | 0.5 | 0.5 | 0.5 | 0.5 | 0.5 | 0.5 | 0.5 | 0.5 | 0.5 | 0.5 | 0.5 | 0.5 | 0.5 | 0.5 | 0.5 | 0.5 | 0.5 | 0.5
Southern_PGAE_Flow_Battery_139 | caiso-deliverability | Tranquility_Helm_SSN | Reliability_Capacity_In_Model_Year | System RA | Southern_PGAE_Flow_Battery_139 | 0.5 | 0.5 | 0.5 | 0.5 | 0.5 | 0.5 | 0.5 | 0.5 | 0.5 | 0.5 | 0.5 | 0.5 | 0.5 | 0.5 | 0.5 | 0.5 | 0.5 | 0.5 | 0.5 | 0.5 | 0.5 | 0.5 | 0.5 | 0.5 | 0.5 | 0.5 | 0.5 | 0.5 | 0.5 | 0.5 | 0.5
Southern_PGAE_Flow_Battery_140 | caiso-deliverability | Tranquility_Helm_SSN | Reliability_Capacity_In_Model_Year | System RA | Southern_PGAE_Flow_Battery_140 | 0.5 | 0.5 | 0.5 | 0.5 | 0.5 | 0.5 | 0.5 | 0.5 | 0.5 | 0.5 | 0.5 | 0.5 | 0.5 | 0.5 | 0.5 | 0.5 | 0.5 | 0.5 | 0.5 | 0.5 | 0.5 | 0.5 | 0.5 | 0.5 | 0.5 | 0.5 | 0.5 | 0.5 | 0.5 | 0.5 | 0.5
Southern_PGAE_Flow_Battery_151 | caiso-deliverability | Tranquility_Helm_SSN | Reliability_Capacity_In_Model_Year | System RA | Southern_PGAE_Flow_Battery_151 | 0.5 | 0.5 | 0.5 | 0.5 | 0.5 | 0.5 | 0.5 | 0.5 | 0.5 | 0.5 | 0.5 | 0.5 | 0.5 | 0.5 | 0.5 | 0.5 | 0.5 | 0.5 | 0.5 | 0.5 | 0.5 | 0.5 | 0.5 | 0.5 | 0.5 | 0.5 | 0.5 | 0.5 | 0.5 | 0.5 | 0.5
Southern_PGAE_Flow_Battery_154 | caiso-deliverability | Tranquility_Helm_SSN | Reliability_Capacity_In_Model_Year | System RA | Southern_PGAE_Flow_Battery_154 | 0.5 | 0.5 | 0.5 | 0.5 | 0.5 | 0.5 | 0.5 | 0.5 | 0.5 | 0.5 | 0.5 | 0.5 | 0.5 | 0.5 | 0.5 | 0.5 | 0.5 | 0.5 | 0.5 | 0.5 | 0.5 | 0.5 | 0.5 | 0.5 | 0.5 | 0.5 | 0.5 | 0.5 | 0.5 | 0.5 | 0.5
Southern_PGAE_Flow_Battery_161 | caiso-deliverability | Tranquility_Helm_SSN | Reliability_Capacity_In_Model_Year | System RA | Southern_PGAE_Flow_Battery_161 | 0.5 | 0.5 | 0.5 | 0.5 | 0.5 | 0.5 | 0.5 | 0.5 | 0.5 | 0.5 | 0.5 | 0.5 | 0.5 | 0.5 | 0.5 | 0.5 | 0.5 | 0.5 | 0.5 | 0.5 | 0.5 | 0.5 | 0.5 | 0.5 | 0.5 | 0.5 | 0.5 | 0.5 | 0.5 | 0.5 | 0.5
Southern_PGAE_Flow_Battery_162 | caiso-deliverability | Tranquility_Helm_SSN | Reliability_Capacity_In_Model_Year | System RA | Southern_PGAE_Flow_Battery_162 | 0.5 | 0.5 | 0.5 | 0.5 | 0.5 | 0.5 | 0.5 | 0.5 | 0.5 | 0.5 | 0.5 | 0.5 | 0.5 | 0.5 | 0.5 | 0.5 | 0.5 | 0.5 | 0.5 | 0.5 | 0.5 | 0.5 | 0.5 | 0.5 | 0.5 | 0.5 | 0.5 | 0.5 | 0.5 | 0.5 | 0.5
Southern_PGAE_Flow_Battery_163 | caiso-deliverability | Tranquility_Helm_SSN | Reliability_Capacity_In_Model_Year | System RA | Southern_PGAE_Flow_Battery_163 | 0.5 | 0.5 | 0.5 | 0.5 | 0.5 | 0.5 | 0.5 | 0.5 | 0.5 | 0.5 | 0.5 | 0.5 | 0.5 | 0.5 | 0.5 | 0.5 | 0.5 | 0.5 | 0.5 | 0.5 | 0.5 | 0.5 | 0.5 | 0.5 | 0.5 | 0.5 | 0.5 | 0.5 | 0.5 | 0.5 | 0.5
Southern_PGAE_Flow_Battery_164 | caiso-deliverability | Tranquility_Helm_SSN | Reliability_Capacity_In_Model_Year | System RA | Southern_PGAE_Flow_Battery_164 | 0.5 | 0.5 | 0.5 | 0.5 | 0.5 | 0.5 | 0.5 | 0.5 | 0.5 | 0.5 | 0.5 | 0.5 | 0.5 | 0.5 | 0.5 | 0.5 | 0.5 | 0.5 | 0.5 | 0.5 | 0.5 | 0.5 | 0.5 | 0.5 | 0.5 | 0.5 | 0.5 | 0.5 | 0.5 | 0.5 | 0.5
Southern_PGAE_Flow_Battery_165 | caiso-deliverability | Tranquility_Helm_SSN | Reliability_Capacity_In_Model_Year | System RA | Southern_PGAE_Flow_Battery_165 | 0.5 | 0.5 | 0.5 | 0.5 | 0.5 | 0.5 | 0.5 | 0.5 | 0.5 | 0.5 | 0.5 | 0.5 | 0.5 | 0.5 | 0.5 | 0.5 | 0.5 | 0.5 | 0.5 | 0.5 | 0.5 | 0.5 | 0.5 | 0.5 | 0.5 | 0.5 | 0.5 | 0.5 | 0.5 | 0.5 | 0.5
Northern_California_Flow_Battery_166 | caiso-deliverability | Tranquility_Helm_SSN | Reliability_Capacity_In_Model_Year | System RA | Northern_California_Flow_Battery_166 | 0.5 | 0.5 | 0.5 | 0.5 | 0.5 | 0.5 | 0.5 | 0.5 | 0.5 | 0.5 | 0.5 | 0.5 | 0.5 | 0.5 | 0.5 | 0.5 | 0.5 | 0.5 | 0.5 | 0.5 | 0.5 | 0.5 | 0.5 | 0.5 | 0.5 | 0.5 | 0.5 | 0.5 | 0.5 | 0.5 | 0.5
Southern_PGAE_Flow_Battery_168 | caiso-deliverability | Tranquility_Helm_SSN | Reliability_Capacity_In_Model_Year | System RA | Southern_PGAE_Flow_Battery_168 | 0.5 | 0.5 | 0.5 | 0.5 | 0.5 | 0.5 | 0.5 | 0.5 | 0.5 | 0.5 | 0.5 | 0.5 | 0.5 | 0.5 | 0.5 | 0.5 | 0.5 | 0.5 | 0.5 | 0.5 | 0.5 | 0.5 | 0.5 | 0.5 | 0.5 | 0.5 | 0.5 | 0.5 | 0.5 | 0.5 | 0.5
Southern_PGAE_Flow_Battery_169 | caiso-deliverability | Tranquility_Helm_SSN | Reliability_Capacity_In_Model_Year | System RA | Southern_PGAE_Flow_Battery_169 | 0.5 | 0.5 | 0.5 | 0.5 | 0.5 | 0.5 | 0.5 | 0.5 | 0.5 | 0.5 | 0.5 | 0.5 | 0.5 | 0.5 | 0.5 | 0.5 | 0.5 | 0.5 | 0.5 | 0.5 | 0.5 | 0.5 | 0.5 | 0.5 | 0.5 | 0.5 | 0.5 | 0.5 | 0.5 | 0.5 | 0.5
Southern_PGAE_Flow_Battery_170 | caiso-deliverability | Tranquility_Helm_SSN | Reliability_Capacity_In_Model_Year | System RA | Southern_PGAE_Flow_Battery_170 | 0.5 | 0.5 | 0.5 | 0.5 | 0.5 | 0.5 | 0.5 | 0.5 | 0.5 | 0.5 | 0.5 | 0.5 | 0.5 | 0.5 | 0.5 | 0.5 | 0.5 | 0.5 | 0.5 | 0.5 | 0.5 | 0.5 | 0.5 | 0.5 | 0.5 | 0.5 | 0.5 | 0.5 | 0.5 | 0.5 | 0.5
Southern_PGAE_Flow_Battery_174 | caiso-deliverability | Tranquility_Helm_SSN | Reliability_Capacity_In_Model_Year | System RA | Southern_PGAE_Flow_Battery_174 | 0.5 | 0.5 | 0.5 | 0.5 | 0.5 | 0.5 | 0.5 | 0.5 | 0.5 | 0.5 | 0.5 | 0.5 | 0.5 | 0.5 | 0.5 | 0.5 | 0.5 | 0.5 | 0.5 | 0.5 | 0.5 | 0.5 | 0.5 | 0.5 | 0.5 | 0.5 | 0.5 | 0.5 | 0.5 | 0.5 | 0.5
Southern_PGAE_Flow_Battery_176 | caiso-deliverability | Tranquility_Helm_SSN | Reliability_Capacity_In_Model_Year | System RA | Southern_PGAE_Flow_Battery_176 | 0.5 | 0.5 | 0.5 | 0.5 | 0.5 | 0.5 | 0.5 | 0.5 | 0.5 | 0.5 | 0.5 | 0.5 | 0.5 | 0.5 | 0.5 | 0.5 | 0.5 | 0.5 | 0.5 | 0.5 | 0.5 | 0.5 | 0.5 | 0.5 | 0.5 | 0.5 | 0.5 | 0.5 | 0.5 | 0.5 | 0.5
Southern_PGAE_Li_Battery_4hr_93 | caiso-deliverability | Tranquility_Helm_SSN | Reliability_Capacity_In_Model_Year | System RA | Southern_PGAE_Li_Battery_4hr_93 | 0.5 | 0.5 | 0.5 | 0.5 | 0.5 | 0.5 | 0.5 | 0.5 | 0.5 | 0.5 | 0.5 | 0.5 | 0.5 | 0.5 | 0.5 | 0.5 | 0.5 | 0.5 | 0.5 | 0.5 | 0.5 | 0.5 | 0.5 | 0.5 | 0.5 | 0.5 | 0.5 | 0.5 | 0.5 | 0.5 | 0.5
Southern_PGAE_Li_Battery_4hr_117 | caiso-deliverability | Tranquility_Helm_SSN | Reliability_Capacity_In_Model_Year | System RA | Southern_PGAE_Li_Battery_4hr_117 | 0.5 | 0.5 | 0.5 | 0.5 | 0.5 | 0.5 | 0.5 | 0.5 | 0.5 | 0.5 | 0.5 | 0.5 | 0.5 | 0.5 | 0.5 | 0.5 | 0.5 | 0.5 | 0.5 | 0.5 | 0.5 | 0.5 | 0.5 | 0.5 | 0.5 | 0.5 | 0.5 | 0.5 | 0.5 | 0.5 | 0.5
Southern_PGAE_Li_Battery_4hr_139 | caiso-deliverability | Tranquility_Helm_SSN | Reliability_Capacity_In_Model_Year | System RA | Southern_PGAE_Li_Battery_4hr_139 | 0.5 | 0.5 | 0.5 | 0.5 | 0.5 | 0.5 | 0.5 | 0.5 | 0.5 | 0.5 | 0.5 | 0.5 | 0.5 | 0.5 | 0.5 | 0.5 | 0.5 | 0.5 | 0.5 | 0.5 | 0.5 | 0.5 | 0.5 | 0.5 | 0.5 | 0.5 | 0.5 | 0.5 | 0.5 | 0.5 | 0.5
Southern_PGAE_Li_Battery_4hr_140 | caiso-deliverability | Tranquility_Helm_SSN | Reliability_Capacity_In_Model_Year | System RA | Southern_PGAE_Li_Battery_4hr_140 | 0.5 | 0.5 | 0.5 | 0.5 | 0.5 | 0.5 | 0.5 | 0.5 | 0.5 | 0.5 | 0.5 | 0.5 | 0.5 | 0.5 | 0.5 | 0.5 | 0.5 | 0.5 | 0.5 | 0.5 | 0.5 | 0.5 | 0.5 | 0.5 | 0.5 | 0.5 | 0.5 | 0.5 | 0.5 | 0.5 | 0.5
Southern_PGAE_Li_Battery_4hr_151 | caiso-deliverability | Tranquility_Helm_SSN | Reliability_Capacity_In_Model_Year | System RA | Southern_PGAE_Li_Battery_4hr_151 | 0.5 | 0.5 | 0.5 | 0.5 | 0.5 | 0.5 | 0.5 | 0.5 | 0.5 | 0.5 | 0.5 | 0.5 | 0.5 | 0.5 | 0.5 | 0.5 | 0.5 | 0.5 | 0.5 | 0.5 | 0.5 | 0.5 | 0.5 | 0.5 | 0.5 | 0.5 | 0.5 | 0.5 | 0.5 | 0.5 | 0.5
Southern_PGAE_Li_Battery_4hr_154 | caiso-deliverability | Tranquility_Helm_SSN | Reliability_Capacity_In_Model_Year | System RA | Southern_PGAE_Li_Battery_4hr_154 | 0.5 | 0.5 | 0.5 | 0.5 | 0.5 | 0.5 | 0.5 | 0.5 | 0.5 | 0.5 | 0.5 | 0.5 | 0.5 | 0.5 | 0.5 | 0.5 | 0.5 | 0.5 | 0.5 | 0.5 | 0.5 | 0.5 | 0.5 | 0.5 | 0.5 | 0.5 | 0.5 | 0.5 | 0.5 | 0.5 | 0.5
Southern_PGAE_Li_Battery_4hr_161 | caiso-deliverability | Tranquility_Helm_SSN | Reliability_Capacity_In_Model_Year | System RA | Southern_PGAE_Li_Battery_4hr_161 | 0.5 | 0.5 | 0.5 | 0.5 | 0.5 | 0.5 | 0.5 | 0.5 | 0.5 | 0.5 | 0.5 | 0.5 | 0.5 | 0.5 | 0.5 | 0.5 | 0.5 | 0.5 | 0.5 | 0.5 | 0.5 | 0.5 | 0.5 | 0.5 | 0.5 | 0.5 | 0.5 | 0.5 | 0.5 | 0.5 | 0.5
Southern_PGAE_Li_Battery_4hr_162 | caiso-deliverability | Tranquility_Helm_SSN | Reliability_Capacity_In_Model_Year | System RA | Southern_PGAE_Li_Battery_4hr_162 | 0.5 | 0.5 | 0.5 | 0.5 | 0.5 | 0.5 | 0.5 | 0.5 | 0.5 | 0.5 | 0.5 | 0.5 | 0.5 | 0.5 | 0.5 | 0.5 | 0.5 | 0.5 | 0.5 | 0.5 | 0.5 | 0.5 | 0.5 | 0.5 | 0.5 | 0.5 | 0.5 | 0.5 | 0.5 | 0.5 | 0.5
Southern_PGAE_Li_Battery_4hr_163 | caiso-deliverability | Tranquility_Helm_SSN | Reliability_Capacity_In_Model_Year | System RA | Southern_PGAE_Li_Battery_4hr_163 | 0.5 | 0.5 | 0.5 | 0.5 | 0.5 | 0.5 | 0.5 | 0.5 | 0.5 | 0.5 | 0.5 | 0.5 | 0.5 | 0.5 | 0.5 | 0.5 | 0.5 | 0.5 | 0.5 | 0.5 | 0.5 | 0.5 | 0.5 | 0.5 | 0.5 | 0.5 | 0.5 | 0.5 | 0.5 | 0.5 | 0.5
Southern_PGAE_Li_Battery_4hr_164 | caiso-deliverability | Tranquility_Helm_SSN | Reliability_Capacity_In_Model_Year | System RA | Southern_PGAE_Li_Battery_4hr_164 | 0.5 | 0.5 | 0.5 | 0.5 | 0.5 | 0.5 | 0.5 | 0.5 | 0.5 | 0.5 | 0.5 | 0.5 | 0.5 | 0.5 | 0.5 | 0.5 | 0.5 | 0.5 | 0.5 | 0.5 | 0.5 | 0.5 | 0.5 | 0.5 | 0.5 | 0.5 | 0.5 | 0.5 | 0.5 | 0.5 | 0.5
Southern_PGAE_Li_Battery_4hr_165 | caiso-deliverability | Tranquility_Helm_SSN | Reliability_Capacity_In_Model_Year | System RA | Southern_PGAE_Li_Battery_4hr_165 | 0.5 | 0.5 | 0.5 | 0.5 | 0.5 | 0.5 | 0.5 | 0.5 | 0.5 | 0.5 | 0.5 | 0.5 | 0.5 | 0.5 | 0.5 | 0.5 | 0.5 | 0.5 | 0.5 | 0.5 | 0.5 | 0.5 | 0.5 | 0.5 | 0.5 | 0.5 | 0.5 | 0.5 | 0.5 | 0.5 | 0.5
Northern_California_Li_Battery_4hr_166 | caiso-deliverability | Tranquility_Helm_SSN | Reliability_Capacity_In_Model_Year | System RA | Northern_California_Li_Battery_4hr_166 | 0.5 | 0.5 | 0.5 | 0.5 | 0.5 | 0.5 | 0.5 | 0.5 | 0.5 | 0.5 | 0.5 | 0.5 | 0.5 | 0.5 | 0.5 | 0.5 | 0.5 | 0.5 | 0.5 | 0.5 | 0.5 | 0.5 | 0.5 | 0.5 | 0.5 | 0.5 | 0.5 | 0.5 | 0.5 | 0.5 | 0.5
Southern_PGAE_Li_Battery_4hr_168 | caiso-deliverability | Tranquility_Helm_SSN | Reliability_Capacity_In_Model_Year | System RA | Southern_PGAE_Li_Battery_4hr_168 | 0.5 | 0.5 | 0.5 | 0.5 | 0.5 | 0.5 | 0.5 | 0.5 | 0.5 | 0.5 | 0.5 | 0.5 | 0.5 | 0.5 | 0.5 | 0.5 | 0.5 | 0.5 | 0.5 | 0.5 | 0.5 | 0.5 | 0.5 | 0.5 | 0.5 | 0.5 | 0.5 | 0.5 | 0.5 | 0.5 | 0.5
Southern_PGAE_Li_Battery_4hr_169 | caiso-deliverability | Tranquility_Helm_SSN | Reliability_Capacity_In_Model_Year | System RA | Southern_PGAE_Li_Battery_4hr_169 | 0.5 | 0.5 | 0.5 | 0.5 | 0.5 | 0.5 | 0.5 | 0.5 | 0.5 | 0.5 | 0.5 | 0.5 | 0.5 | 0.5 | 0.5 | 0.5 | 0.5 | 0.5 | 0.5 | 0.5 | 0.5 | 0.5 | 0.5 | 0.5 | 0.5 | 0.5 | 0.5 | 0.5 | 0.5 | 0.5 | 0.5
Southern_PGAE_Li_Battery_4hr_170 | caiso-deliverability | Tranquility_Helm_SSN | Reliability_Capacity_In_Model_Year | System RA | Southern_PGAE_Li_Battery_4hr_170 | 0.5 | 0.5 | 0.5 | 0.5 | 0.5 | 0.5 | 0.5 | 0.5 | 0.5 | 0.5 | 0.5 | 0.5 | 0.5 | 0.5 | 0.5 | 0.5 | 0.5 | 0.5 | 0.5 | 0.5 | 0.5 | 0.5 | 0.5 | 0.5 | 0.5 | 0.5 | 0.5 | 0.5 | 0.5 | 0.5 | 0.5
Southern_PGAE_Li_Battery_4hr_174 | caiso-deliverability | Tranquility_Helm_SSN | Reliability_Capacity_In_Model_Year | System RA | Southern_PGAE_Li_Battery_4hr_174 | 0.5 | 0.5 | 0.5 | 0.5 | 0.5 | 0.5 | 0.5 | 0.5 | 0.5 | 0.5 | 0.5 | 0.5 | 0.5 | 0.5 | 0.5 | 0.5 | 0.5 | 0.5 | 0.5 | 0.5 | 0.5 | 0.5 | 0.5 | 0.5 | 0.5 | 0.5 | 0.5 | 0.5 | 0.5 | 0.5 | 0.5
Southern_PGAE_Li_Battery_4hr_176 | caiso-deliverability | Tranquility_Helm_SSN | Reliability_Capacity_In_Model_Year | System RA | Southern_PGAE_Li_Battery_4hr_176 | 0.5 | 0.5 | 0.5 | 0.5 | 0.5 | 0.5 | 0.5 | 0.5 | 0.5 | 0.5 | 0.5 | 0.5 | 0.5 | 0.5 | 0.5 | 0.5 | 0.5 | 0.5 | 0.5 | 0.5 | 0.5 | 0.5 | 0.5 | 0.5 | 0.5 | 0.5 | 0.5 | 0.5 | 0.5 | 0.5 | 0.5
Southern_PGAE_Li_Battery_8hr_93 | caiso-deliverability | Tranquility_Helm_SSN | Reliability_Capacity_In_Model_Year | System RA | Southern_PGAE_Li_Battery_8hr_93 | 0.5 | 0.5 | 0.5 | 0.5 | 0.5 | 0.5 | 0.5 | 0.5 | 0.5 | 0.5 | 0.5 | 0.5 | 0.5 | 0.5 | 0.5 | 0.5 | 0.5 | 0.5 | 0.5 | 0.5 | 0.5 | 0.5 | 0.5 | 0.5 | 0.5 | 0.5 | 0.5 | 0.5 | 0.5 | 0.5 | 0.5
Southern_PGAE_Li_Battery_8hr_117 | caiso-deliverability | Tranquility_Helm_SSN | Reliability_Capacity_In_Model_Year | System RA | Southern_PGAE_Li_Battery_8hr_117 | 0.5 | 0.5 | 0.5 | 0.5 | 0.5 | 0.5 | 0.5 | 0.5 | 0.5 | 0.5 | 0.5 | 0.5 | 0.5 | 0.5 | 0.5 | 0.5 | 0.5 | 0.5 | 0.5 | 0.5 | 0.5 | 0.5 | 0.5 | 0.5 | 0.5 | 0.5 | 0.5 | 0.5 | 0.5 | 0.5 | 0.5
Southern_PGAE_Li_Battery_8hr_139 | caiso-deliverability | Tranquility_Helm_SSN | Reliability_Capacity_In_Model_Year | System RA | Southern_PGAE_Li_Battery_8hr_139 | 0.5 | 0.5 | 0.5 | 0.5 | 0.5 | 0.5 | 0.5 | 0.5 | 0.5 | 0.5 | 0.5 | 0.5 | 0.5 | 0.5 | 0.5 | 0.5 | 0.5 | 0.5 | 0.5 | 0.5 | 0.5 | 0.5 | 0.5 | 0.5 | 0.5 | 0.5 | 0.5 | 0.5 | 0.5 | 0.5 | 0.5
Southern_PGAE_Li_Battery_8hr_140 | caiso-deliverability | Tranquility_Helm_SSN | Reliability_Capacity_In_Model_Year | System RA | Southern_PGAE_Li_Battery_8hr_140 | 0.5 | 0.5 | 0.5 | 0.5 | 0.5 | 0.5 | 0.5 | 0.5 | 0.5 | 0.5 | 0.5 | 0.5 | 0.5 | 0.5 | 0.5 | 0.5 | 0.5 | 0.5 | 0.5 | 0.5 | 0.5 | 0.5 | 0.5 | 0.5 | 0.5 | 0.5 | 0.5 | 0.5 | 0.5 | 0.5 | 0.5
Southern_PGAE_Li_Battery_8hr_151 | caiso-deliverability | Tranquility_Helm_SSN | Reliability_Capacity_In_Model_Year | System RA | Southern_PGAE_Li_Battery_8hr_151 | 0.5 | 0.5 | 0.5 | 0.5 | 0.5 | 0.5 | 0.5 | 0.5 | 0.5 | 0.5 | 0.5 | 0.5 | 0.5 | 0.5 | 0.5 | 0.5 | 0.5 | 0.5 | 0.5 | 0.5 | 0.5 | 0.5 | 0.5 | 0.5 | 0.5 | 0.5 | 0.5 | 0.5 | 0.5 | 0.5 | 0.5
Southern_PGAE_Li_Battery_8hr_154 | caiso-deliverability | Tranquility_Helm_SSN | Reliability_Capacity_In_Model_Year | System RA | Southern_PGAE_Li_Battery_8hr_154 | 0.5 | 0.5 | 0.5 | 0.5 | 0.5 | 0.5 | 0.5 | 0.5 | 0.5 | 0.5 | 0.5 | 0.5 | 0.5 | 0.5 | 0.5 | 0.5 | 0.5 | 0.5 | 0.5 | 0.5 | 0.5 | 0.5 | 0.5 | 0.5 | 0.5 | 0.5 | 0.5 | 0.5 | 0.5 | 0.5 | 0.5
Southern_PGAE_Li_Battery_8hr_161 | caiso-deliverability | Tranquility_Helm_SSN | Reliability_Capacity_In_Model_Year | System RA | Southern_PGAE_Li_Battery_8hr_161 | 0.5 | 0.5 | 0.5 | 0.5 | 0.5 | 0.5 | 0.5 | 0.5 | 0.5 | 0.5 | 0.5 | 0.5 | 0.5 | 0.5 | 0.5 | 0.5 | 0.5 | 0.5 | 0.5 | 0.5 | 0.5 | 0.5 | 0.5 | 0.5 | 0.5 | 0.5 | 0.5 | 0.5 | 0.5 | 0.5 | 0.5
Southern_PGAE_Li_Battery_8hr_162 | caiso-deliverability | Tranquility_Helm_SSN | Reliability_Capacity_In_Model_Year | System RA | Southern_PGAE_Li_Battery_8hr_162 | 0.5 | 0.5 | 0.5 | 0.5 | 0.5 | 0.5 | 0.5 | 0.5 | 0.5 | 0.5 | 0.5 | 0.5 | 0.5 | 0.5 | 0.5 | 0.5 | 0.5 | 0.5 | 0.5 | 0.5 | 0.5 | 0.5 | 0.5 | 0.5 | 0.5 | 0.5 | 0.5 | 0.5 | 0.5 | 0.5 | 0.5
Southern_PGAE_Li_Battery_8hr_163 | caiso-deliverability | Tranquility_Helm_SSN | Reliability_Capacity_In_Model_Year | System RA | Southern_PGAE_Li_Battery_8hr_163 | 0.5 | 0.5 | 0.5 | 0.5 | 0.5 | 0.5 | 0.5 | 0.5 | 0.5 | 0.5 | 0.5 | 0.5 | 0.5 | 0.5 | 0.5 | 0.5 | 0.5 | 0.5 | 0.5 | 0.5 | 0.5 | 0.5 | 0.5 | 0.5 | 0.5 | 0.5 | 0.5 | 0.5 | 0.5 | 0.5 | 0.5
Southern_PGAE_Li_Battery_8hr_164 | caiso-deliverability | Tranquility_Helm_SSN | Reliability_Capacity_In_Model_Year | System RA | Southern_PGAE_Li_Battery_8hr_164 | 0.5 | 0.5 | 0.5 | 0.5 | 0.5 | 0.5 | 0.5 | 0.5 | 0.5 | 0.5 | 0.5 | 0.5 | 0.5 | 0.5 | 0.5 | 0.5 | 0.5 | 0.5 | 0.5 | 0.5 | 0.5 | 0.5 | 0.5 | 0.5 | 0.5 | 0.5 | 0.5 | 0.5 | 0.5 | 0.5 | 0.5
Southern_PGAE_Li_Battery_8hr_165 | caiso-deliverability | Tranquility_Helm_SSN | Reliability_Capacity_In_Model_Year | System RA | Southern_PGAE_Li_Battery_8hr_165 | 0.5 | 0.5 | 0.5 | 0.5 | 0.5 | 0.5 | 0.5 | 0.5 | 0.5 | 0.5 | 0.5 | 0.5 | 0.5 | 0.5 | 0.5 | 0.5 | 0.5 | 0.5 | 0.5 | 0.5 | 0.5 | 0.5 | 0.5 | 0.5 | 0.5 | 0.5 | 0.5 | 0.5 | 0.5 | 0.5 | 0.5
Northern_California_Li_Battery_8hr_166 | caiso-deliverability | Tranquility_Helm_SSN | Reliability_Capacity_In_Model_Year | System RA | Northern_California_Li_Battery_8hr_166 | 0.5 | 0.5 | 0.5 | 0.5 | 0.5 | 0.5 | 0.5 | 0.5 | 0.5 | 0.5 | 0.5 | 0.5 | 0.5 | 0.5 | 0.5 | 0.5 | 0.5 | 0.5 | 0.5 | 0.5 | 0.5 | 0.5 | 0.5 | 0.5 | 0.5 | 0.5 | 0.5 | 0.5 | 0.5 | 0.5 | 0.5
Southern_PGAE_Li_Battery_8hr_168 | caiso-deliverability | Tranquility_Helm_SSN | Reliability_Capacity_In_Model_Year | System RA | Southern_PGAE_Li_Battery_8hr_168 | 0.5 | 0.5 | 0.5 | 0.5 | 0.5 | 0.5 | 0.5 | 0.5 | 0.5 | 0.5 | 0.5 | 0.5 | 0.5 | 0.5 | 0.5 | 0.5 | 0.5 | 0.5 | 0.5 | 0.5 | 0.5 | 0.5 | 0.5 | 0.5 | 0.5 | 0.5 | 0.5 | 0.5 | 0.5 | 0.5 | 0.5
Southern_PGAE_Li_Battery_8hr_169 | caiso-deliverability | Tranquility_Helm_SSN | Reliability_Capacity_In_Model_Year | System RA | Southern_PGAE_Li_Battery_8hr_169 | 0.5 | 0.5 | 0.5 | 0.5 | 0.5 | 0.5 | 0.5 | 0.5 | 0.5 | 0.5 | 0.5 | 0.5 | 0.5 | 0.5 | 0.5 | 0.5 | 0.5 | 0.5 | 0.5 | 0.5 | 0.5 | 0.5 | 0.5 | 0.5 | 0.5 | 0.5 | 0.5 | 0.5 | 0.5 | 0.5 | 0.5
Southern_PGAE_Li_Battery_8hr_170 | caiso-deliverability | Tranquility_Helm_SSN | Reliability_Capacity_In_Model_Year | System RA | Southern_PGAE_Li_Battery_8hr_170 | 0.5 | 0.5 | 0.5 | 0.5 | 0.5 | 0.5 | 0.5 | 0.5 | 0.5 | 0.5 | 0.5 | 0.5 | 0.5 | 0.5 | 0.5 | 0.5 | 0.5 | 0.5 | 0.5 | 0.5 | 0.5 | 0.5 | 0.5 | 0.5 | 0.5 | 0.5 | 0.5 | 0.5 | 0.5 | 0.5 | 0.5
Southern_PGAE_Li_Battery_8hr_174 | caiso-deliverability | Tranquility_Helm_SSN | Reliability_Capacity_In_Model_Year | System RA | Southern_PGAE_Li_Battery_8hr_174 | 0.5 | 0.5 | 0.5 | 0.5 | 0.5 | 0.5 | 0.5 | 0.5 | 0.5 | 0.5 | 0.5 | 0.5 | 0.5 | 0.5 | 0.5 | 0.5 | 0.5 | 0.5 | 0.5 | 0.5 | 0.5 | 0.5 | 0.5 | 0.5 | 0.5 | 0.5 | 0.5 | 0.5 | 0.5 | 0.5 | 0.5
Southern_PGAE_Li_Battery_8hr_176 | caiso-deliverability | Tranquility_Helm_SSN | Reliability_Capacity_In_Model_Year | System RA | Southern_PGAE_Li_Battery_8hr_176 | 0.5 | 0.5 | 0.5 | 0.5 | 0.5 | 0.5 | 0.5 | 0.5 | 0.5 | 0.5 | 0.5 | 0.5 | 0.5 | 0.5 | 0.5 | 0.5 | 0.5 | 0.5 | 0.5 | 0.5 | 0.5 | 0.5 | 0.5 | 0.5 | 0.5 | 0.5 | 0.5 | 0.5 | 0.5 | 0.5 | 0.5
Central_Valley_North_Los_Banos_Wind_154 | caiso-deliverability | Tranquility_Helm_SSN | Reliability_Capacity_In_Model_Year | System RA | Central_Valley_North_Los_Banos_Wind_154 | 0.163 | 0.163 | 0.163 | 0.163 | 0.163 | 0.163 | 0.163 | 0.163 | 0.163 | 0.163 | 0.163 | 0.163 | 0.163 | 0.163 | 0.163 | 0.163 | 0.163 | 0.163 | 0.163 | 0.163 | 0.163 | 0.163 | 0.163 | 0.163 | 0.163 | 0.163 | 0.163 | 0.163 | 0.163 | 0.163 | 0.163
Central_Valley_North_Los_Banos_Wind_162 | caiso-deliverability | Tranquility_Helm_SSN | Reliability_Capacity_In_Model_Year | System RA | Central_Valley_North_Los_Banos_Wind_162 | 0.163 | 0.163 | 0.163 | 0.163 | 0.163 | 0.163 | 0.163 | 0.163 | 0.163 | 0.163 | 0.163 | 0.163 | 0.163 | 0.163 | 0.163 | 0.163 | 0.163 | 0.163 | 0.163 | 0.163 | 0.163 | 0.163 | 0.163 | 0.163 | 0.163 | 0.163 | 0.163 | 0.163 | 0.163 | 0.163 | 0.163
Northern_California_Solar_166 | caiso-deliverability | Tranquility_Helm_SSN | Reliability_Capacity_In_Model_Year | System RA | Northern_California_Solar_166 | 0.556 | 0.556 | 0.556 | 0.556 | 0.556 | 0.556 | 0.556 | 0.556 | 0.556 | 0.556 | 0.556 | 0.556 | 0.556 | 0.556 | 0.556 | 0.556 | 0.556 | 0.556 | 0.556 | 0.556 | 0.556 | 0.556 | 0.556 | 0.556 | 0.556 | 0.556 | 0.556 | 0.556 | 0.556 | 0.556 | 0.556
Southern_PGAE_Solar_93 | caiso-deliverability | Tranquility_Helm_SSN | Reliability_Capacity_In_Model_Year | System RA | Southern_PGAE_Solar_93 | 0.556 | 0.556 | 0.556 | 0.556 | 0.556 | 0.556 | 0.556 | 0.556 | 0.556 | 0.556 | 0.556 | 0.556 | 0.556 | 0.556 | 0.556 | 0.556 | 0.556 | 0.556 | 0.556 | 0.556 | 0.556 | 0.556 | 0.556 | 0.556 | 0.556 | 0.556 | 0.556 | 0.556 | 0.556 | 0.556 | 0.556
Southern_PGAE_Solar_117 | caiso-deliverability | Tranquility_Helm_SSN | Reliability_Capacity_In_Model_Year | System RA | Southern_PGAE_Solar_117 | 0.556 | 0.556 | 0.556 | 0.556 | 0.556 | 0.556 | 0.556 | 0.556 | 0.556 | 0.556 | 0.556 | 0.556 | 0.556 | 0.556 | 0.556 | 0.556 | 0.556 | 0.556 | 0.556 | 0.556 | 0.556 | 0.556 | 0.556 | 0.556 | 0.556 | 0.556 | 0.556 | 0.556 | 0.556 | 0.556 | 0.556
Southern_PGAE_Solar_139 | caiso-deliverability | Tranquility_Helm_SSN | Reliability_Capacity_In_Model_Year | System RA | Southern_PGAE_Solar_139 | 0.556 | 0.556 | 0.556 | 0.556 | 0.556 | 0.556 | 0.556 | 0.556 | 0.556 | 0.556 | 0.556 | 0.556 | 0.556 | 0.556 | 0.556 | 0.556 | 0.556 | 0.556 | 0.556 | 0.556 | 0.556 | 0.556 | 0.556 | 0.556 | 0.556 | 0.556 | 0.556 | 0.556 | 0.556 | 0.556 | 0.556
Southern_PGAE_Solar_140 | caiso-deliverability | Tranquility_Helm_SSN | Reliability_Capacity_In_Model_Year | System RA | Southern_PGAE_Solar_140 | 0.556 | 0.556 | 0.556 | 0.556 | 0.556 | 0.556 | 0.556 | 0.556 | 0.556 | 0.556 | 0.556 | 0.556 | 0.556 | 0.556 | 0.556 | 0.556 | 0.556 | 0.556 | 0.556 | 0.556 | 0.556 | 0.556 | 0.556 | 0.556 | 0.556 | 0.556 | 0.556 | 0.556 | 0.556 | 0.556 | 0.556
Southern_PGAE_Solar_151 | caiso-deliverability | Tranquility_Helm_SSN | Reliability_Capacity_In_Model_Year | System RA | Southern_PGAE_Solar_151 | 0.556 | 0.556 | 0.556 | 0.556 | 0.556 | 0.556 | 0.556 | 0.556 | 0.556 | 0.556 | 0.556 | 0.556 | 0.556 | 0.556 | 0.556 | 0.556 | 0.556 | 0.556 | 0.556 | 0.556 | 0.556 | 0.556 | 0.556 | 0.556 | 0.556 | 0.556 | 0.556 | 0.556 | 0.556 | 0.556 | 0.556
Southern_PGAE_Solar_154 | caiso-deliverability | Tranquility_Helm_SSN | Reliability_Capacity_In_Model_Year | System RA | Southern_PGAE_Solar_154 | 0.556 | 0.556 | 0.556 | 0.556 | 0.556 | 0.556 | 0.556 | 0.556 | 0.556 | 0.556 | 0.556 | 0.556 | 0.556 | 0.556 | 0.556 | 0.556 | 0.556 | 0.556 | 0.556 | 0.556 | 0.556 | 0.556 | 0.556 | 0.556 | 0.556 | 0.556 | 0.556 | 0.556 | 0.556 | 0.556 | 0.556
Southern_PGAE_Solar_161 | caiso-deliverability | Tranquility_Helm_SSN | Reliability_Capacity_In_Model_Year | System RA | Southern_PGAE_Solar_161 | 0.556 | 0.556 | 0.556 | 0.556 | 0.556 | 0.556 | 0.556 | 0.556 | 0.556 | 0.556 | 0.556 | 0.556 | 0.556 | 0.556 | 0.556 | 0.556 | 0.556 | 0.556 | 0.556 | 0.556 | 0.556 | 0.556 | 0.556 | 0.556 | 0.556 | 0.556 | 0.556 | 0.556 | 0.556 | 0.556 | 0.556
Southern_PGAE_Solar_162 | caiso-deliverability | Tranquility_Helm_SSN | Reliability_Capacity_In_Model_Year | System RA | Southern_PGAE_Solar_162 | 0.556 | 0.556 | 0.556 | 0.556 | 0.556 | 0.556 | 0.556 | 0.556 | 0.556 | 0.556 | 0.556 | 0.556 | 0.556 | 0.556 | 0.556 | 0.556 | 0.556 | 0.556 | 0.556 | 0.556 | 0.556 | 0.556 | 0.556 | 0.556 | 0.556 | 0.556 | 0.556 | 0.556 | 0.556 | 0.556 | 0.556
Southern_PGAE_Solar_163 | caiso-deliverability | Tranquility_Helm_SSN | Reliability_Capacity_In_Model_Year | System RA | Southern_PGAE_Solar_163 | 0.556 | 0.556 | 0.556 | 0.556 | 0.556 | 0.556 | 0.556 | 0.556 | 0.556 | 0.556 | 0.556 | 0.556 | 0.556 | 0.556 | 0.556 | 0.556 | 0.556 | 0.556 | 0.556 | 0.556 | 0.556 | 0.556 | 0.556 | 0.556 | 0.556 | 0.556 | 0.556 | 0.556 | 0.556 | 0.556 | 0.556
Southern_PGAE_Solar_164 | caiso-deliverability | Tranquility_Helm_SSN | Reliability_Capacity_In_Model_Year | System RA | Southern_PGAE_Solar_164 | 0.556 | 0.556 | 0.556 | 0.556 | 0.556 | 0.556 | 0.556 | 0.556 | 0.556 | 0.556 | 0.556 | 0.556 | 0.556 | 0.556 | 0.556 | 0.556 | 0.556 | 0.556 | 0.556 | 0.556 | 0.556 | 0.556 | 0.556 | 0.556 | 0.556 | 0.556 | 0.556 | 0.556 | 0.556 | 0.556 | 0.556
Southern_PGAE_Solar_165 | caiso-deliverability | Tranquility_Helm_SSN | Reliability_Capacity_In_Model_Year | System RA | Southern_PGAE_Solar_165 | 0.556 | 0.556 | 0.556 | 0.556 | 0.556 | 0.556 | 0.556 | 0.556 | 0.556 | 0.556 | 0.556 | 0.556 | 0.556 | 0.556 | 0.556 | 0.556 | 0.556 | 0.556 | 0.556 | 0.556 | 0.556 | 0.556 | 0.556 | 0.556 | 0.556 | 0.556 | 0.556 | 0.556 | 0.556 | 0.556 | 0.556
Southern_PGAE_Solar_168 | caiso-deliverability | Tranquility_Helm_SSN | Reliability_Capacity_In_Model_Year | System RA | Southern_PGAE_Solar_168 | 0.556 | 0.556 | 0.556 | 0.556 | 0.556 | 0.556 | 0.556 | 0.556 | 0.556 | 0.556 | 0.556 | 0.556 | 0.556 | 0.556 | 0.556 | 0.556 | 0.556 | 0.556 | 0.556 | 0.556 | 0.556 | 0.556 | 0.556 | 0.556 | 0.556 | 0.556 | 0.556 | 0.556 | 0.556 | 0.556 | 0.556
Southern_PGAE_Solar_169 | caiso-deliverability | Tranquility_Helm_SSN | Reliability_Capacity_In_Model_Year | System RA | Southern_PGAE_Solar_169 | 0.556 | 0.556 | 0.556 | 0.556 | 0.556 | 0.556 | 0.556 | 0.556 | 0.556 | 0.556 | 0.556 | 0.556 | 0.556 | 0.556 | 0.556 | 0.556 | 0.556 | 0.556 | 0.556 | 0.556 | 0.556 | 0.556 | 0.556 | 0.556 | 0.556 | 0.556 | 0.556 | 0.556 | 0.556 | 0.556 | 0.556
Southern_PGAE_Solar_170 | caiso-deliverability | Tranquility_Helm_SSN | Reliability_Capacity_In_Model_Year | System RA | Southern_PGAE_Solar_170 | 0.556 | 0.556 | 0.556 | 0.556 | 0.556 | 0.556 | 0.556 | 0.556 | 0.556 | 0.556 | 0.556 | 0.556 | 0.556 | 0.556 | 0.556 | 0.556 | 0.556 | 0.556 | 0.556 | 0.556 | 0.556 | 0.556 | 0.556 | 0.556 | 0.556 | 0.556 | 0.556 | 0.556 | 0.556 | 0.556 | 0.556
Southern_PGAE_Solar_174 | caiso-deliverability | Tranquility_Helm_SSN | Reliability_Capacity_In_Model_Year | System RA | Southern_PGAE_Solar_174 | 0.556 | 0.556 | 0.556 | 0.556 | 0.556 | 0.556 | 0.556 | 0.556 | 0.556 | 0.556 | 0.556 | 0.556 | 0.556 | 0.556 | 0.556 | 0.556 | 0.556 | 0.556 | 0.556 | 0.556 | 0.556 | 0.556 | 0.556 | 0.556 | 0.556 | 0.556 | 0.556 | 0.556 | 0.556 | 0.556 | 0.556
Southern_PGAE_Solar_176 | caiso-deliverability | Tranquility_Helm_SSN | Reliability_Capacity_In_Model_Year | System RA | Southern_PGAE_Solar_176 | 0.556 | 0.556 | 0.556 | 0.556 | 0.556 | 0.556 | 0.556 | 0.556 | 0.556 | 0.556 | 0.556 | 0.556 | 0.556 | 0.556 | 0.556 | 0.556 | 0.556 | 0.556 | 0.556 | 0.556 | 0.556 | 0.556 | 0.556 | 0.556 | 0.556 | 0.556 | 0.556 | 0.556 | 0.556 | 0.556 | 0.556
Tranquility_Helm_group | caiso-deliverability | Tranquility_Helm_SSN | Operational_New_Capacity_MW | Tranquility_Helm_group |  | -1 | -1 | -1 | -1 | -1 | -1 | -1 | -1 | -1 | -1 | -1 | -1 | -1 | -1 | -1 | -1 | -1 | -1 | -1 | -1 | -1 | -1 | -1 | -1 | -1 | -1 | -1 | -1 | -1 | -1 | -1
Northern_California_Flow_Battery_5 | caiso-deliverability | Vaca_Dixon_Tesla_HSN | Reliability_Capacity_In_Model_Year | System RA | Northern_California_Flow_Battery_5 | 1 | 1 | 1 | 1 | 1 | 1 | 1 | 1 | 1 | 1 | 1 | 1 | 1 | 1 | 1 | 1 | 1 | 1 | 1 | 1 | 1 | 1 | 1 | 1 | 1 | 1 | 1 | 1 | 1 | 1 | 1
Southern_PGAE_Flow_Battery_17 | caiso-deliverability | Vaca_Dixon_Tesla_HSN | Reliability_Capacity_In_Model_Year | System RA | Southern_PGAE_Flow_Battery_17 | 1 | 1 | 1 | 1 | 1 | 1 | 1 | 1 | 1 | 1 | 1 | 1 | 1 | 1 | 1 | 1 | 1 | 1 | 1 | 1 | 1 | 1 | 1 | 1 | 1 | 1 | 1 | 1 | 1 | 1 | 1
Northern_California_Flow_Battery_25 | caiso-deliverability | Vaca_Dixon_Tesla_HSN | Reliability_Capacity_In_Model_Year | System RA | Northern_California_Flow_Battery_25 | 1 | 1 | 1 | 1 | 1 | 1 | 1 | 1 | 1 | 1 | 1 | 1 | 1 | 1 | 1 | 1 | 1 | 1 | 1 | 1 | 1 | 1 | 1 | 1 | 1 | 1 | 1 | 1 | 1 | 1 | 1
Northern_California_Flow_Battery_26 | caiso-deliverability | Vaca_Dixon_Tesla_HSN | Reliability_Capacity_In_Model_Year | System RA | Northern_California_Flow_Battery_26 | 1 | 1 | 1 | 1 | 1 | 1 | 1 | 1 | 1 | 1 | 1 | 1 | 1 | 1 | 1 | 1 | 1 | 1 | 1 | 1 | 1 | 1 | 1 | 1 | 1 | 1 | 1 | 1 | 1 | 1 | 1
Northern_California_Flow_Battery_35 | caiso-deliverability | Vaca_Dixon_Tesla_HSN | Reliability_Capacity_In_Model_Year | System RA | Northern_California_Flow_Battery_35 | 1 | 1 | 1 | 1 | 1 | 1 | 1 | 1 | 1 | 1 | 1 | 1 | 1 | 1 | 1 | 1 | 1 | 1 | 1 | 1 | 1 | 1 | 1 | 1 | 1 | 1 | 1 | 1 | 1 | 1 | 1
Northern_California_Flow_Battery_38 | caiso-deliverability | Vaca_Dixon_Tesla_HSN | Reliability_Capacity_In_Model_Year | System RA | Northern_California_Flow_Battery_38 | 1 | 1 | 1 | 1 | 1 | 1 | 1 | 1 | 1 | 1 | 1 | 1 | 1 | 1 | 1 | 1 | 1 | 1 | 1 | 1 | 1 | 1 | 1 | 1 | 1 | 1 | 1 | 1 | 1 | 1 | 1
Northern_California_Flow_Battery_51 | caiso-deliverability | Vaca_Dixon_Tesla_HSN | Reliability_Capacity_In_Model_Year | System RA | Northern_California_Flow_Battery_51 | 1 | 1 | 1 | 1 | 1 | 1 | 1 | 1 | 1 | 1 | 1 | 1 | 1 | 1 | 1 | 1 | 1 | 1 | 1 | 1 | 1 | 1 | 1 | 1 | 1 | 1 | 1 | 1 | 1 | 1 | 1
Northern_California_Flow_Battery_76 | caiso-deliverability | Vaca_Dixon_Tesla_HSN | Reliability_Capacity_In_Model_Year | System RA | Northern_California_Flow_Battery_76 | 1 | 1 | 1 | 1 | 1 | 1 | 1 | 1 | 1 | 1 | 1 | 1 | 1 | 1 | 1 | 1 | 1 | 1 | 1 | 1 | 1 | 1 | 1 | 1 | 1 | 1 | 1 | 1 | 1 | 1 | 1
Northern_California_Flow_Battery_80 | caiso-deliverability | Vaca_Dixon_Tesla_HSN | Reliability_Capacity_In_Model_Year | System RA | Northern_California_Flow_Battery_80 | 1 | 1 | 1 | 1 | 1 | 1 | 1 | 1 | 1 | 1 | 1 | 1 | 1 | 1 | 1 | 1 | 1 | 1 | 1 | 1 | 1 | 1 | 1 | 1 | 1 | 1 | 1 | 1 | 1 | 1 | 1
Northern_California_Flow_Battery_83 | caiso-deliverability | Vaca_Dixon_Tesla_HSN | Reliability_Capacity_In_Model_Year | System RA | Northern_California_Flow_Battery_83 | 1 | 1 | 1 | 1 | 1 | 1 | 1 | 1 | 1 | 1 | 1 | 1 | 1 | 1 | 1 | 1 | 1 | 1 | 1 | 1 | 1 | 1 | 1 | 1 | 1 | 1 | 1 | 1 | 1 | 1 | 1
Northern_California_Flow_Battery_85 | caiso-deliverability | Vaca_Dixon_Tesla_HSN | Reliability_Capacity_In_Model_Year | System RA | Northern_California_Flow_Battery_85 | 1 | 1 | 1 | 1 | 1 | 1 | 1 | 1 | 1 | 1 | 1 | 1 | 1 | 1 | 1 | 1 | 1 | 1 | 1 | 1 | 1 | 1 | 1 | 1 | 1 | 1 | 1 | 1 | 1 | 1 | 1
Northern_California_Flow_Battery_94 | caiso-deliverability | Vaca_Dixon_Tesla_HSN | Reliability_Capacity_In_Model_Year | System RA | Northern_California_Flow_Battery_94 | 1 | 1 | 1 | 1 | 1 | 1 | 1 | 1 | 1 | 1 | 1 | 1 | 1 | 1 | 1 | 1 | 1 | 1 | 1 | 1 | 1 | 1 | 1 | 1 | 1 | 1 | 1 | 1 | 1 | 1 | 1
Southern_PGAE_Flow_Battery_95 | caiso-deliverability | Vaca_Dixon_Tesla_HSN | Reliability_Capacity_In_Model_Year | System RA | Southern_PGAE_Flow_Battery_95 | 1 | 1 | 1 | 1 | 1 | 1 | 1 | 1 | 1 | 1 | 1 | 1 | 1 | 1 | 1 | 1 | 1 | 1 | 1 | 1 | 1 | 1 | 1 | 1 | 1 | 1 | 1 | 1 | 1 | 1 | 1
Northern_California_Flow_Battery_112 | caiso-deliverability | Vaca_Dixon_Tesla_HSN | Reliability_Capacity_In_Model_Year | System RA | Northern_California_Flow_Battery_112 | 1 | 1 | 1 | 1 | 1 | 1 | 1 | 1 | 1 | 1 | 1 | 1 | 1 | 1 | 1 | 1 | 1 | 1 | 1 | 1 | 1 | 1 | 1 | 1 | 1 | 1 | 1 | 1 | 1 | 1 | 1
Northern_California_Flow_Battery_122 | caiso-deliverability | Vaca_Dixon_Tesla_HSN | Reliability_Capacity_In_Model_Year | System RA | Northern_California_Flow_Battery_122 | 1 | 1 | 1 | 1 | 1 | 1 | 1 | 1 | 1 | 1 | 1 | 1 | 1 | 1 | 1 | 1 | 1 | 1 | 1 | 1 | 1 | 1 | 1 | 1 | 1 | 1 | 1 | 1 | 1 | 1 | 1
Northern_California_Flow_Battery_126 | caiso-deliverability | Vaca_Dixon_Tesla_HSN | Reliability_Capacity_In_Model_Year | System RA | Northern_California_Flow_Battery_126 | 1 | 1 | 1 | 1 | 1 | 1 | 1 | 1 | 1 | 1 | 1 | 1 | 1 | 1 | 1 | 1 | 1 | 1 | 1 | 1 | 1 | 1 | 1 | 1 | 1 | 1 | 1 | 1 | 1 | 1 | 1
Northern_California_Flow_Battery_127 | caiso-deliverability | Vaca_Dixon_Tesla_HSN | Reliability_Capacity_In_Model_Year | System RA | Northern_California_Flow_Battery_127 | 1 | 1 | 1 | 1 | 1 | 1 | 1 | 1 | 1 | 1 | 1 | 1 | 1 | 1 | 1 | 1 | 1 | 1 | 1 | 1 | 1 | 1 | 1 | 1 | 1 | 1 | 1 | 1 | 1 | 1 | 1
Northern_California_Flow_Battery_141 | caiso-deliverability | Vaca_Dixon_Tesla_HSN | Reliability_Capacity_In_Model_Year | System RA | Northern_California_Flow_Battery_141 | 1 | 1 | 1 | 1 | 1 | 1 | 1 | 1 | 1 | 1 | 1 | 1 | 1 | 1 | 1 | 1 | 1 | 1 | 1 | 1 | 1 | 1 | 1 | 1 | 1 | 1 | 1 | 1 | 1 | 1 | 1
Northern_California_Flow_Battery_144 | caiso-deliverability | Vaca_Dixon_Tesla_HSN | Reliability_Capacity_In_Model_Year | System RA | Northern_California_Flow_Battery_144 | 1 | 1 | 1 | 1 | 1 | 1 | 1 | 1 | 1 | 1 | 1 | 1 | 1 | 1 | 1 | 1 | 1 | 1 | 1 | 1 | 1 | 1 | 1 | 1 | 1 | 1 | 1 | 1 | 1 | 1 | 1
Northern_California_Flow_Battery_149 | caiso-deliverability | Vaca_Dixon_Tesla_HSN | Reliability_Capacity_In_Model_Year | System RA | Northern_California_Flow_Battery_149 | 1 | 1 | 1 | 1 | 1 | 1 | 1 | 1 | 1 | 1 | 1 | 1 | 1 | 1 | 1 | 1 | 1 | 1 | 1 | 1 | 1 | 1 | 1 | 1 | 1 | 1 | 1 | 1 | 1 | 1 | 1
Northern_California_Flow_Battery_150 | caiso-deliverability | Vaca_Dixon_Tesla_HSN | Reliability_Capacity_In_Model_Year | System RA | Northern_California_Flow_Battery_150 | 1 | 1 | 1 | 1 | 1 | 1 | 1 | 1 | 1 | 1 | 1 | 1 | 1 | 1 | 1 | 1 | 1 | 1 | 1 | 1 | 1 | 1 | 1 | 1 | 1 | 1 | 1 | 1 | 1 | 1 | 1
Northern_California_Flow_Battery_155 | caiso-deliverability | Vaca_Dixon_Tesla_HSN | Reliability_Capacity_In_Model_Year | System RA | Northern_California_Flow_Battery_155 | 1 | 1 | 1 | 1 | 1 | 1 | 1 | 1 | 1 | 1 | 1 | 1 | 1 | 1 | 1 | 1 | 1 | 1 | 1 | 1 | 1 | 1 | 1 | 1 | 1 | 1 | 1 | 1 | 1 | 1 | 1
Northern_California_Flow_Battery_157 | caiso-deliverability | Vaca_Dixon_Tesla_HSN | Reliability_Capacity_In_Model_Year | System RA | Northern_California_Flow_Battery_157 | 1 | 1 | 1 | 1 | 1 | 1 | 1 | 1 | 1 | 1 | 1 | 1 | 1 | 1 | 1 | 1 | 1 | 1 | 1 | 1 | 1 | 1 | 1 | 1 | 1 | 1 | 1 | 1 | 1 | 1 | 1
Northern_California_Flow_Battery_158 | caiso-deliverability | Vaca_Dixon_Tesla_HSN | Reliability_Capacity_In_Model_Year | System RA | Northern_California_Flow_Battery_158 | 1 | 1 | 1 | 1 | 1 | 1 | 1 | 1 | 1 | 1 | 1 | 1 | 1 | 1 | 1 | 1 | 1 | 1 | 1 | 1 | 1 | 1 | 1 | 1 | 1 | 1 | 1 | 1 | 1 | 1 | 1
Northern_California_Flow_Battery_159 | caiso-deliverability | Vaca_Dixon_Tesla_HSN | Reliability_Capacity_In_Model_Year | System RA | Northern_California_Flow_Battery_159 | 1 | 1 | 1 | 1 | 1 | 1 | 1 | 1 | 1 | 1 | 1 | 1 | 1 | 1 | 1 | 1 | 1 | 1 | 1 | 1 | 1 | 1 | 1 | 1 | 1 | 1 | 1 | 1 | 1 | 1 | 1
Northern_California_Flow_Battery_172 | caiso-deliverability | Vaca_Dixon_Tesla_HSN | Reliability_Capacity_In_Model_Year | System RA | Northern_California_Flow_Battery_172 | 1 | 1 | 1 | 1 | 1 | 1 | 1 | 1 | 1 | 1 | 1 | 1 | 1 | 1 | 1 | 1 | 1 | 1 | 1 | 1 | 1 | 1 | 1 | 1 | 1 | 1 | 1 | 1 | 1 | 1 | 1
Northern_California_Flow_Battery_179 | caiso-deliverability | Vaca_Dixon_Tesla_HSN | Reliability_Capacity_In_Model_Year | System RA | Northern_California_Flow_Battery_179 | 1 | 1 | 1 | 1 | 1 | 1 | 1 | 1 | 1 | 1 | 1 | 1 | 1 | 1 | 1 | 1 | 1 | 1 | 1 | 1 | 1 | 1 | 1 | 1 | 1 | 1 | 1 | 1 | 1 | 1 | 1
Northern_California_Li_Battery_4hr_5 | caiso-deliverability | Vaca_Dixon_Tesla_HSN | Reliability_Capacity_In_Model_Year | System RA | Northern_California_Li_Battery_4hr_5 | 1 | 1 | 1 | 1 | 1 | 1 | 1 | 1 | 1 | 1 | 1 | 1 | 1 | 1 | 1 | 1 | 1 | 1 | 1 | 1 | 1 | 1 | 1 | 1 | 1 | 1 | 1 | 1 | 1 | 1 | 1
Southern_PGAE_Li_Battery_4hr_17 | caiso-deliverability | Vaca_Dixon_Tesla_HSN | Reliability_Capacity_In_Model_Year | System RA | Southern_PGAE_Li_Battery_4hr_17 | 1 | 1 | 1 | 1 | 1 | 1 | 1 | 1 | 1 | 1 | 1 | 1 | 1 | 1 | 1 | 1 | 1 | 1 | 1 | 1 | 1 | 1 | 1 | 1 | 1 | 1 | 1 | 1 | 1 | 1 | 1
Northern_California_Li_Battery_4hr_25 | caiso-deliverability | Vaca_Dixon_Tesla_HSN | Reliability_Capacity_In_Model_Year | System RA | Northern_California_Li_Battery_4hr_25 | 1 | 1 | 1 | 1 | 1 | 1 | 1 | 1 | 1 | 1 | 1 | 1 | 1 | 1 | 1 | 1 | 1 | 1 | 1 | 1 | 1 | 1 | 1 | 1 | 1 | 1 | 1 | 1 | 1 | 1 | 1
Northern_California_Li_Battery_4hr_26 | caiso-deliverability | Vaca_Dixon_Tesla_HSN | Reliability_Capacity_In_Model_Year | System RA | Northern_California_Li_Battery_4hr_26 | 1 | 1 | 1 | 1 | 1 | 1 | 1 | 1 | 1 | 1 | 1 | 1 | 1 | 1 | 1 | 1 | 1 | 1 | 1 | 1 | 1 | 1 | 1 | 1 | 1 | 1 | 1 | 1 | 1 | 1 | 1
Northern_California_Li_Battery_4hr_35 | caiso-deliverability | Vaca_Dixon_Tesla_HSN | Reliability_Capacity_In_Model_Year | System RA | Northern_California_Li_Battery_4hr_35 | 1 | 1 | 1 | 1 | 1 | 1 | 1 | 1 | 1 | 1 | 1 | 1 | 1 | 1 | 1 | 1 | 1 | 1 | 1 | 1 | 1 | 1 | 1 | 1 | 1 | 1 | 1 | 1 | 1 | 1 | 1
Northern_California_Li_Battery_4hr_38 | caiso-deliverability | Vaca_Dixon_Tesla_HSN | Reliability_Capacity_In_Model_Year | System RA | Northern_California_Li_Battery_4hr_38 | 1 | 1 | 1 | 1 | 1 | 1 | 1 | 1 | 1 | 1 | 1 | 1 | 1 | 1 | 1 | 1 | 1 | 1 | 1 | 1 | 1 | 1 | 1 | 1 | 1 | 1 | 1 | 1 | 1 | 1 | 1
Northern_California_Li_Battery_4hr_51 | caiso-deliverability | Vaca_Dixon_Tesla_HSN | Reliability_Capacity_In_Model_Year | System RA | Northern_California_Li_Battery_4hr_51 | 1 | 1 | 1 | 1 | 1 | 1 | 1 | 1 | 1 | 1 | 1 | 1 | 1 | 1 | 1 | 1 | 1 | 1 | 1 | 1 | 1 | 1 | 1 | 1 | 1 | 1 | 1 | 1 | 1 | 1 | 1
Northern_California_Li_Battery_4hr_76 | caiso-deliverability | Vaca_Dixon_Tesla_HSN | Reliability_Capacity_In_Model_Year | System RA | Northern_California_Li_Battery_4hr_76 | 1 | 1 | 1 | 1 | 1 | 1 | 1 | 1 | 1 | 1 | 1 | 1 | 1 | 1 | 1 | 1 | 1 | 1 | 1 | 1 | 1 | 1 | 1 | 1 | 1 | 1 | 1 | 1 | 1 | 1 | 1
Northern_California_Li_Battery_4hr_80 | caiso-deliverability | Vaca_Dixon_Tesla_HSN | Reliability_Capacity_In_Model_Year | System RA | Northern_California_Li_Battery_4hr_80 | 1 | 1 | 1 | 1 | 1 | 1 | 1 | 1 | 1 | 1 | 1 | 1 | 1 | 1 | 1 | 1 | 1 | 1 | 1 | 1 | 1 | 1 | 1 | 1 | 1 | 1 | 1 | 1 | 1 | 1 | 1
Northern_California_Li_Battery_4hr_83 | caiso-deliverability | Vaca_Dixon_Tesla_HSN | Reliability_Capacity_In_Model_Year | System RA | Northern_California_Li_Battery_4hr_83 | 1 | 1 | 1 | 1 | 1 | 1 | 1 | 1 | 1 | 1 | 1 | 1 | 1 | 1 | 1 | 1 | 1 | 1 | 1 | 1 | 1 | 1 | 1 | 1 | 1 | 1 | 1 | 1 | 1 | 1 | 1
Northern_California_Li_Battery_4hr_85 | caiso-deliverability | Vaca_Dixon_Tesla_HSN | Reliability_Capacity_In_Model_Year | System RA | Northern_California_Li_Battery_4hr_85 | 1 | 1 | 1 | 1 | 1 | 1 | 1 | 1 | 1 | 1 | 1 | 1 | 1 | 1 | 1 | 1 | 1 | 1 | 1 | 1 | 1 | 1 | 1 | 1 | 1 | 1 | 1 | 1 | 1 | 1 | 1
Northern_California_Li_Battery_4hr_94 | caiso-deliverability | Vaca_Dixon_Tesla_HSN | Reliability_Capacity_In_Model_Year | System RA | Northern_California_Li_Battery_4hr_94 | 1 | 1 | 1 | 1 | 1 | 1 | 1 | 1 | 1 | 1 | 1 | 1 | 1 | 1 | 1 | 1 | 1 | 1 | 1 | 1 | 1 | 1 | 1 | 1 | 1 | 1 | 1 | 1 | 1 | 1 | 1
Southern_PGAE_Li_Battery_4hr_95 | caiso-deliverability | Vaca_Dixon_Tesla_HSN | Reliability_Capacity_In_Model_Year | System RA | Southern_PGAE_Li_Battery_4hr_95 | 1 | 1 | 1 | 1 | 1 | 1 | 1 | 1 | 1 | 1 | 1 | 1 | 1 | 1 | 1 | 1 | 1 | 1 | 1 | 1 | 1 | 1 | 1 | 1 | 1 | 1 | 1 | 1 | 1 | 1 | 1
Northern_California_Li_Battery_4hr_112 | caiso-deliverability | Vaca_Dixon_Tesla_HSN | Reliability_Capacity_In_Model_Year | System RA | Northern_California_Li_Battery_4hr_112 | 1 | 1 | 1 | 1 | 1 | 1 | 1 | 1 | 1 | 1 | 1 | 1 | 1 | 1 | 1 | 1 | 1 | 1 | 1 | 1 | 1 | 1 | 1 | 1 | 1 | 1 | 1 | 1 | 1 | 1 | 1
Northern_California_Li_Battery_4hr_122 | caiso-deliverability | Vaca_Dixon_Tesla_HSN | Reliability_Capacity_In_Model_Year | System RA | Northern_California_Li_Battery_4hr_122 | 1 | 1 | 1 | 1 | 1 | 1 | 1 | 1 | 1 | 1 | 1 | 1 | 1 | 1 | 1 | 1 | 1 | 1 | 1 | 1 | 1 | 1 | 1 | 1 | 1 | 1 | 1 | 1 | 1 | 1 | 1
Northern_California_Li_Battery_4hr_126 | caiso-deliverability | Vaca_Dixon_Tesla_HSN | Reliability_Capacity_In_Model_Year | System RA | Northern_California_Li_Battery_4hr_126 | 1 | 1 | 1 | 1 | 1 | 1 | 1 | 1 | 1 | 1 | 1 | 1 | 1 | 1 | 1 | 1 | 1 | 1 | 1 | 1 | 1 | 1 | 1 | 1 | 1 | 1 | 1 | 1 | 1 | 1 | 1
Northern_California_Li_Battery_4hr_127 | caiso-deliverability | Vaca_Dixon_Tesla_HSN | Reliability_Capacity_In_Model_Year | System RA | Northern_California_Li_Battery_4hr_127 | 1 | 1 | 1 | 1 | 1 | 1 | 1 | 1 | 1 | 1 | 1 | 1 | 1 | 1 | 1 | 1 | 1 | 1 | 1 | 1 | 1 | 1 | 1 | 1 | 1 | 1 | 1 | 1 | 1 | 1 | 1
Northern_California_Li_Battery_4hr_141 | caiso-deliverability | Vaca_Dixon_Tesla_HSN | Reliability_Capacity_In_Model_Year | System RA | Northern_California_Li_Battery_4hr_141 | 1 | 1 | 1 | 1 | 1 | 1 | 1 | 1 | 1 | 1 | 1 | 1 | 1 | 1 | 1 | 1 | 1 | 1 | 1 | 1 | 1 | 1 | 1 | 1 | 1 | 1 | 1 | 1 | 1 | 1 | 1
Northern_California_Li_Battery_4hr_144 | caiso-deliverability | Vaca_Dixon_Tesla_HSN | Reliability_Capacity_In_Model_Year | System RA | Northern_California_Li_Battery_4hr_144 | 1 | 1 | 1 | 1 | 1 | 1 | 1 | 1 | 1 | 1 | 1 | 1 | 1 | 1 | 1 | 1 | 1 | 1 | 1 | 1 | 1 | 1 | 1 | 1 | 1 | 1 | 1 | 1 | 1 | 1 | 1
Northern_California_Li_Battery_4hr_149 | caiso-deliverability | Vaca_Dixon_Tesla_HSN | Reliability_Capacity_In_Model_Year | System RA | Northern_California_Li_Battery_4hr_149 | 1 | 1 | 1 | 1 | 1 | 1 | 1 | 1 | 1 | 1 | 1 | 1 | 1 | 1 | 1 | 1 | 1 | 1 | 1 | 1 | 1 | 1 | 1 | 1 | 1 | 1 | 1 | 1 | 1 | 1 | 1
Northern_California_Li_Battery_4hr_150 | caiso-deliverability | Vaca_Dixon_Tesla_HSN | Reliability_Capacity_In_Model_Year | System RA | Northern_California_Li_Battery_4hr_150 | 1 | 1 | 1 | 1 | 1 | 1 | 1 | 1 | 1 | 1 | 1 | 1 | 1 | 1 | 1 | 1 | 1 | 1 | 1 | 1 | 1 | 1 | 1 | 1 | 1 | 1 | 1 | 1 | 1 | 1 | 1
Northern_California_Li_Battery_4hr_155 | caiso-deliverability | Vaca_Dixon_Tesla_HSN | Reliability_Capacity_In_Model_Year | System RA | Northern_California_Li_Battery_4hr_155 | 1 | 1 | 1 | 1 | 1 | 1 | 1 | 1 | 1 | 1 | 1 | 1 | 1 | 1 | 1 | 1 | 1 | 1 | 1 | 1 | 1 | 1 | 1 | 1 | 1 | 1 | 1 | 1 | 1 | 1 | 1
Northern_California_Li_Battery_4hr_157 | caiso-deliverability | Vaca_Dixon_Tesla_HSN | Reliability_Capacity_In_Model_Year | System RA | Northern_California_Li_Battery_4hr_157 | 1 | 1 | 1 | 1 | 1 | 1 | 1 | 1 | 1 | 1 | 1 | 1 | 1 | 1 | 1 | 1 | 1 | 1 | 1 | 1 | 1 | 1 | 1 | 1 | 1 | 1 | 1 | 1 | 1 | 1 | 1
Northern_California_Li_Battery_4hr_158 | caiso-deliverability | Vaca_Dixon_Tesla_HSN | Reliability_Capacity_In_Model_Year | System RA | Northern_California_Li_Battery_4hr_158 | 1 | 1 | 1 | 1 | 1 | 1 | 1 | 1 | 1 | 1 | 1 | 1 | 1 | 1 | 1 | 1 | 1 | 1 | 1 | 1 | 1 | 1 | 1 | 1 | 1 | 1 | 1 | 1 | 1 | 1 | 1
Northern_California_Li_Battery_4hr_159 | caiso-deliverability | Vaca_Dixon_Tesla_HSN | Reliability_Capacity_In_Model_Year | System RA | Northern_California_Li_Battery_4hr_159 | 1 | 1 | 1 | 1 | 1 | 1 | 1 | 1 | 1 | 1 | 1 | 1 | 1 | 1 | 1 | 1 | 1 | 1 | 1 | 1 | 1 | 1 | 1 | 1 | 1 | 1 | 1 | 1 | 1 | 1 | 1
Northern_California_Li_Battery_4hr_172 | caiso-deliverability | Vaca_Dixon_Tesla_HSN | Reliability_Capacity_In_Model_Year | System RA | Northern_California_Li_Battery_4hr_172 | 1 | 1 | 1 | 1 | 1 | 1 | 1 | 1 | 1 | 1 | 1 | 1 | 1 | 1 | 1 | 1 | 1 | 1 | 1 | 1 | 1 | 1 | 1 | 1 | 1 | 1 | 1 | 1 | 1 | 1 | 1
Northern_California_Li_Battery_4hr_179 | caiso-deliverability | Vaca_Dixon_Tesla_HSN | Reliability_Capacity_In_Model_Year | System RA | Northern_California_Li_Battery_4hr_179 | 1 | 1 | 1 | 1 | 1 | 1 | 1 | 1 | 1 | 1 | 1 | 1 | 1 | 1 | 1 | 1 | 1 | 1 | 1 | 1 | 1 | 1 | 1 | 1 | 1 | 1 | 1 | 1 | 1 | 1 | 1
Northern_California_Li_Battery_8hr_5 | caiso-deliverability | Vaca_Dixon_Tesla_HSN | Reliability_Capacity_In_Model_Year | System RA | Northern_California_Li_Battery_8hr_5 | 1 | 1 | 1 | 1 | 1 | 1 | 1 | 1 | 1 | 1 | 1 | 1 | 1 | 1 | 1 | 1 | 1 | 1 | 1 | 1 | 1 | 1 | 1 | 1 | 1 | 1 | 1 | 1 | 1 | 1 | 1
Southern_PGAE_Li_Battery_8hr_17 | caiso-deliverability | Vaca_Dixon_Tesla_HSN | Reliability_Capacity_In_Model_Year | System RA | Southern_PGAE_Li_Battery_8hr_17 | 1 | 1 | 1 | 1 | 1 | 1 | 1 | 1 | 1 | 1 | 1 | 1 | 1 | 1 | 1 | 1 | 1 | 1 | 1 | 1 | 1 | 1 | 1 | 1 | 1 | 1 | 1 | 1 | 1 | 1 | 1
Northern_California_Li_Battery_8hr_25 | caiso-deliverability | Vaca_Dixon_Tesla_HSN | Reliability_Capacity_In_Model_Year | System RA | Northern_California_Li_Battery_8hr_25 | 1 | 1 | 1 | 1 | 1 | 1 | 1 | 1 | 1 | 1 | 1 | 1 | 1 | 1 | 1 | 1 | 1 | 1 | 1 | 1 | 1 | 1 | 1 | 1 | 1 | 1 | 1 | 1 | 1 | 1 | 1
Northern_California_Li_Battery_8hr_26 | caiso-deliverability | Vaca_Dixon_Tesla_HSN | Reliability_Capacity_In_Model_Year | System RA | Northern_California_Li_Battery_8hr_26 | 1 | 1 | 1 | 1 | 1 | 1 | 1 | 1 | 1 | 1 | 1 | 1 | 1 | 1 | 1 | 1 | 1 | 1 | 1 | 1 | 1 | 1 | 1 | 1 | 1 | 1 | 1 | 1 | 1 | 1 | 1
Northern_California_Li_Battery_8hr_35 | caiso-deliverability | Vaca_Dixon_Tesla_HSN | Reliability_Capacity_In_Model_Year | System RA | Northern_California_Li_Battery_8hr_35 | 1 | 1 | 1 | 1 | 1 | 1 | 1 | 1 | 1 | 1 | 1 | 1 | 1 | 1 | 1 | 1 | 1 | 1 | 1 | 1 | 1 | 1 | 1 | 1 | 1 | 1 | 1 | 1 | 1 | 1 | 1
Northern_California_Li_Battery_8hr_38 | caiso-deliverability | Vaca_Dixon_Tesla_HSN | Reliability_Capacity_In_Model_Year | System RA | Northern_California_Li_Battery_8hr_38 | 1 | 1 | 1 | 1 | 1 | 1 | 1 | 1 | 1 | 1 | 1 | 1 | 1 | 1 | 1 | 1 | 1 | 1 | 1 | 1 | 1 | 1 | 1 | 1 | 1 | 1 | 1 | 1 | 1 | 1 | 1
Northern_California_Li_Battery_8hr_51 | caiso-deliverability | Vaca_Dixon_Tesla_HSN | Reliability_Capacity_In_Model_Year | System RA | Northern_California_Li_Battery_8hr_51 | 1 | 1 | 1 | 1 | 1 | 1 | 1 | 1 | 1 | 1 | 1 | 1 | 1 | 1 | 1 | 1 | 1 | 1 | 1 | 1 | 1 | 1 | 1 | 1 | 1 | 1 | 1 | 1 | 1 | 1 | 1
Northern_California_Li_Battery_8hr_76 | caiso-deliverability | Vaca_Dixon_Tesla_HSN | Reliability_Capacity_In_Model_Year | System RA | Northern_California_Li_Battery_8hr_76 | 1 | 1 | 1 | 1 | 1 | 1 | 1 | 1 | 1 | 1 | 1 | 1 | 1 | 1 | 1 | 1 | 1 | 1 | 1 | 1 | 1 | 1 | 1 | 1 | 1 | 1 | 1 | 1 | 1 | 1 | 1
Northern_California_Li_Battery_8hr_80 | caiso-deliverability | Vaca_Dixon_Tesla_HSN | Reliability_Capacity_In_Model_Year | System RA | Northern_California_Li_Battery_8hr_80 | 1 | 1 | 1 | 1 | 1 | 1 | 1 | 1 | 1 | 1 | 1 | 1 | 1 | 1 | 1 | 1 | 1 | 1 | 1 | 1 | 1 | 1 | 1 | 1 | 1 | 1 | 1 | 1 | 1 | 1 | 1
Northern_California_Li_Battery_8hr_83 | caiso-deliverability | Vaca_Dixon_Tesla_HSN | Reliability_Capacity_In_Model_Year | System RA | Northern_California_Li_Battery_8hr_83 | 1 | 1 | 1 | 1 | 1 | 1 | 1 | 1 | 1 | 1 | 1 | 1 | 1 | 1 | 1 | 1 | 1 | 1 | 1 | 1 | 1 | 1 | 1 | 1 | 1 | 1 | 1 | 1 | 1 | 1 | 1
Northern_California_Li_Battery_8hr_85 | caiso-deliverability | Vaca_Dixon_Tesla_HSN | Reliability_Capacity_In_Model_Year | System RA | Northern_California_Li_Battery_8hr_85 | 1 | 1 | 1 | 1 | 1 | 1 | 1 | 1 | 1 | 1 | 1 | 1 | 1 | 1 | 1 | 1 | 1 | 1 | 1 | 1 | 1 | 1 | 1 | 1 | 1 | 1 | 1 | 1 | 1 | 1 | 1
Northern_California_Li_Battery_8hr_94 | caiso-deliverability | Vaca_Dixon_Tesla_HSN | Reliability_Capacity_In_Model_Year | System RA | Northern_California_Li_Battery_8hr_94 | 1 | 1 | 1 | 1 | 1 | 1 | 1 | 1 | 1 | 1 | 1 | 1 | 1 | 1 | 1 | 1 | 1 | 1 | 1 | 1 | 1 | 1 | 1 | 1 | 1 | 1 | 1 | 1 | 1 | 1 | 1
Southern_PGAE_Li_Battery_8hr_95 | caiso-deliverability | Vaca_Dixon_Tesla_HSN | Reliability_Capacity_In_Model_Year | System RA | Southern_PGAE_Li_Battery_8hr_95 | 1 | 1 | 1 | 1 | 1 | 1 | 1 | 1 | 1 | 1 | 1 | 1 | 1 | 1 | 1 | 1 | 1 | 1 | 1 | 1 | 1 | 1 | 1 | 1 | 1 | 1 | 1 | 1 | 1 | 1 | 1
Northern_California_Li_Battery_8hr_112 | caiso-deliverability | Vaca_Dixon_Tesla_HSN | Reliability_Capacity_In_Model_Year | System RA | Northern_California_Li_Battery_8hr_112 | 1 | 1 | 1 | 1 | 1 | 1 | 1 | 1 | 1 | 1 | 1 | 1 | 1 | 1 | 1 | 1 | 1 | 1 | 1 | 1 | 1 | 1 | 1 | 1 | 1 | 1 | 1 | 1 | 1 | 1 | 1
Northern_California_Li_Battery_8hr_122 | caiso-deliverability | Vaca_Dixon_Tesla_HSN | Reliability_Capacity_In_Model_Year | System RA | Northern_California_Li_Battery_8hr_122 | 1 | 1 | 1 | 1 | 1 | 1 | 1 | 1 | 1 | 1 | 1 | 1 | 1 | 1 | 1 | 1 | 1 | 1 | 1 | 1 | 1 | 1 | 1 | 1 | 1 | 1 | 1 | 1 | 1 | 1 | 1
Northern_California_Li_Battery_8hr_126 | caiso-deliverability | Vaca_Dixon_Tesla_HSN | Reliability_Capacity_In_Model_Year | System RA | Northern_California_Li_Battery_8hr_126 | 1 | 1 | 1 | 1 | 1 | 1 | 1 | 1 | 1 | 1 | 1 | 1 | 1 | 1 | 1 | 1 | 1 | 1 | 1 | 1 | 1 | 1 | 1 | 1 | 1 | 1 | 1 | 1 | 1 | 1 | 1
Northern_California_Li_Battery_8hr_127 | caiso-deliverability | Vaca_Dixon_Tesla_HSN | Reliability_Capacity_In_Model_Year | System RA | Northern_California_Li_Battery_8hr_127 | 1 | 1 | 1 | 1 | 1 | 1 | 1 | 1 | 1 | 1 | 1 | 1 | 1 | 1 | 1 | 1 | 1 | 1 | 1 | 1 | 1 | 1 | 1 | 1 | 1 | 1 | 1 | 1 | 1 | 1 | 1
Northern_California_Li_Battery_8hr_141 | caiso-deliverability | Vaca_Dixon_Tesla_HSN | Reliability_Capacity_In_Model_Year | System RA | Northern_California_Li_Battery_8hr_141 | 1 | 1 | 1 | 1 | 1 | 1 | 1 | 1 | 1 | 1 | 1 | 1 | 1 | 1 | 1 | 1 | 1 | 1 | 1 | 1 | 1 | 1 | 1 | 1 | 1 | 1 | 1 | 1 | 1 | 1 | 1
Northern_California_Li_Battery_8hr_144 | caiso-deliverability | Vaca_Dixon_Tesla_HSN | Reliability_Capacity_In_Model_Year | System RA | Northern_California_Li_Battery_8hr_144 | 1 | 1 | 1 | 1 | 1 | 1 | 1 | 1 | 1 | 1 | 1 | 1 | 1 | 1 | 1 | 1 | 1 | 1 | 1 | 1 | 1 | 1 | 1 | 1 | 1 | 1 | 1 | 1 | 1 | 1 | 1
Northern_California_Li_Battery_8hr_149 | caiso-deliverability | Vaca_Dixon_Tesla_HSN | Reliability_Capacity_In_Model_Year | System RA | Northern_California_Li_Battery_8hr_149 | 1 | 1 | 1 | 1 | 1 | 1 | 1 | 1 | 1 | 1 | 1 | 1 | 1 | 1 | 1 | 1 | 1 | 1 | 1 | 1 | 1 | 1 | 1 | 1 | 1 | 1 | 1 | 1 | 1 | 1 | 1
Northern_California_Li_Battery_8hr_150 | caiso-deliverability | Vaca_Dixon_Tesla_HSN | Reliability_Capacity_In_Model_Year | System RA | Northern_California_Li_Battery_8hr_150 | 1 | 1 | 1 | 1 | 1 | 1 | 1 | 1 | 1 | 1 | 1 | 1 | 1 | 1 | 1 | 1 | 1 | 1 | 1 | 1 | 1 | 1 | 1 | 1 | 1 | 1 | 1 | 1 | 1 | 1 | 1
Northern_California_Li_Battery_8hr_155 | caiso-deliverability | Vaca_Dixon_Tesla_HSN | Reliability_Capacity_In_Model_Year | System RA | Northern_California_Li_Battery_8hr_155 | 1 | 1 | 1 | 1 | 1 | 1 | 1 | 1 | 1 | 1 | 1 | 1 | 1 | 1 | 1 | 1 | 1 | 1 | 1 | 1 | 1 | 1 | 1 | 1 | 1 | 1 | 1 | 1 | 1 | 1 | 1
Northern_California_Li_Battery_8hr_157 | caiso-deliverability | Vaca_Dixon_Tesla_HSN | Reliability_Capacity_In_Model_Year | System RA | Northern_California_Li_Battery_8hr_157 | 1 | 1 | 1 | 1 | 1 | 1 | 1 | 1 | 1 | 1 | 1 | 1 | 1 | 1 | 1 | 1 | 1 | 1 | 1 | 1 | 1 | 1 | 1 | 1 | 1 | 1 | 1 | 1 | 1 | 1 | 1
Northern_California_Li_Battery_8hr_158 | caiso-deliverability | Vaca_Dixon_Tesla_HSN | Reliability_Capacity_In_Model_Year | System RA | Northern_California_Li_Battery_8hr_158 | 1 | 1 | 1 | 1 | 1 | 1 | 1 | 1 | 1 | 1 | 1 | 1 | 1 | 1 | 1 | 1 | 1 | 1 | 1 | 1 | 1 | 1 | 1 | 1 | 1 | 1 | 1 | 1 | 1 | 1 | 1
Northern_California_Li_Battery_8hr_159 | caiso-deliverability | Vaca_Dixon_Tesla_HSN | Reliability_Capacity_In_Model_Year | System RA | Northern_California_Li_Battery_8hr_159 | 1 | 1 | 1 | 1 | 1 | 1 | 1 | 1 | 1 | 1 | 1 | 1 | 1 | 1 | 1 | 1 | 1 | 1 | 1 | 1 | 1 | 1 | 1 | 1 | 1 | 1 | 1 | 1 | 1 | 1 | 1
Northern_California_Li_Battery_8hr_172 | caiso-deliverability | Vaca_Dixon_Tesla_HSN | Reliability_Capacity_In_Model_Year | System RA | Northern_California_Li_Battery_8hr_172 | 1 | 1 | 1 | 1 | 1 | 1 | 1 | 1 | 1 | 1 | 1 | 1 | 1 | 1 | 1 | 1 | 1 | 1 | 1 | 1 | 1 | 1 | 1 | 1 | 1 | 1 | 1 | 1 | 1 | 1 | 1
Northern_California_Li_Battery_8hr_179 | caiso-deliverability | Vaca_Dixon_Tesla_HSN | Reliability_Capacity_In_Model_Year | System RA | Northern_California_Li_Battery_8hr_179 | 1 | 1 | 1 | 1 | 1 | 1 | 1 | 1 | 1 | 1 | 1 | 1 | 1 | 1 | 1 | 1 | 1 | 1 | 1 | 1 | 1 | 1 | 1 | 1 | 1 | 1 | 1 | 1 | 1 | 1 | 1
Northern_California_Pumped_Storage_5 | caiso-deliverability | Vaca_Dixon_Tesla_HSN | Reliability_Capacity_In_Model_Year | System RA | Northern_California_Pumped_Storage_5 | 1 | 1 | 1 | 1 | 1 | 1 | 1 | 1 | 1 | 1 | 1 | 1 | 1 | 1 | 1 | 1 | 1 | 1 | 1 | 1 | 1 | 1 | 1 | 1 | 1 | 1 | 1 | 1 | 1 | 1 | 1
Central_Valley_North_Los_Banos_Wind_17 | caiso-deliverability | Vaca_Dixon_Tesla_HSN | Reliability_Capacity_In_Model_Year | System RA | Central_Valley_North_Los_Banos_Wind_17 | 0.665 | 0.665 | 0.665 | 0.665 | 0.665 | 0.665 | 0.665 | 0.665 | 0.665 | 0.665 | 0.665 | 0.665 | 0.665 | 0.665 | 0.665 | 0.665 | 0.665 | 0.665 | 0.665 | 0.665 | 0.665 | 0.665 | 0.665 | 0.665 | 0.665 | 0.665 | 0.665 | 0.665 | 0.665 | 0.665 | 0.665
Northern_California_Biomass_5 | caiso-deliverability | Vaca_Dixon_Tesla_HSN | Reliability_Capacity_In_Model_Year | System RA | Northern_California_Biomass_5 | 1 | 1 | 1 | 1 | 1 | 1 | 1 | 1 | 1 | 1 | 1 | 1 | 1 | 1 | 1 | 1 | 1 | 1 | 1 | 1 | 1 | 1 | 1 | 1 | 1 | 1 | 1 | 1 | 1 | 1 | 1
Northern_California_Geothermal_5 | caiso-deliverability | Vaca_Dixon_Tesla_HSN | Reliability_Capacity_In_Model_Year | System RA | Northern_California_Geothermal_5 | 1 | 1 | 1 | 1 | 1 | 1 | 1 | 1 | 1 | 1 | 1 | 1 | 1 | 1 | 1 | 1 | 1 | 1 | 1 | 1 | 1 | 1 | 1 | 1 | 1 | 1 | 1 | 1 | 1 | 1 | 1
Northern_California_Geothermal_35 | caiso-deliverability | Vaca_Dixon_Tesla_HSN | Reliability_Capacity_In_Model_Year | System RA | Northern_California_Geothermal_35 | 1 | 1 | 1 | 1 | 1 | 1 | 1 | 1 | 1 | 1 | 1 | 1 | 1 | 1 | 1 | 1 | 1 | 1 | 1 | 1 | 1 | 1 | 1 | 1 | 1 | 1 | 1 | 1 | 1 | 1 | 1
Northern_California_Solar_5 | caiso-deliverability | Vaca_Dixon_Tesla_HSN | Reliability_Capacity_In_Model_Year | System RA | Northern_California_Solar_5 | 0.1 | 0.1 | 0.1 | 0.1 | 0.1 | 0.1 | 0.1 | 0.1 | 0.1 | 0.1 | 0.1 | 0.1 | 0.1 | 0.1 | 0.1 | 0.1 | 0.1 | 0.1 | 0.1 | 0.1 | 0.1 | 0.1 | 0.1 | 0.1 | 0.1 | 0.1 | 0.1 | 0.1 | 0.1 | 0.1 | 0.1
Northern_California_Solar_25 | caiso-deliverability | Vaca_Dixon_Tesla_HSN | Reliability_Capacity_In_Model_Year | System RA | Northern_California_Solar_25 | 0.1 | 0.1 | 0.1 | 0.1 | 0.1 | 0.1 | 0.1 | 0.1 | 0.1 | 0.1 | 0.1 | 0.1 | 0.1 | 0.1 | 0.1 | 0.1 | 0.1 | 0.1 | 0.1 | 0.1 | 0.1 | 0.1 | 0.1 | 0.1 | 0.1 | 0.1 | 0.1 | 0.1 | 0.1 | 0.1 | 0.1
Northern_California_Solar_26 | caiso-deliverability | Vaca_Dixon_Tesla_HSN | Reliability_Capacity_In_Model_Year | System RA | Northern_California_Solar_26 | 0.1 | 0.1 | 0.1 | 0.1 | 0.1 | 0.1 | 0.1 | 0.1 | 0.1 | 0.1 | 0.1 | 0.1 | 0.1 | 0.1 | 0.1 | 0.1 | 0.1 | 0.1 | 0.1 | 0.1 | 0.1 | 0.1 | 0.1 | 0.1 | 0.1 | 0.1 | 0.1 | 0.1 | 0.1 | 0.1 | 0.1
Northern_California_Solar_35 | caiso-deliverability | Vaca_Dixon_Tesla_HSN | Reliability_Capacity_In_Model_Year | System RA | Northern_California_Solar_35 | 0.1 | 0.1 | 0.1 | 0.1 | 0.1 | 0.1 | 0.1 | 0.1 | 0.1 | 0.1 | 0.1 | 0.1 | 0.1 | 0.1 | 0.1 | 0.1 | 0.1 | 0.1 | 0.1 | 0.1 | 0.1 | 0.1 | 0.1 | 0.1 | 0.1 | 0.1 | 0.1 | 0.1 | 0.1 | 0.1 | 0.1
Northern_California_Solar_38 | caiso-deliverability | Vaca_Dixon_Tesla_HSN | Reliability_Capacity_In_Model_Year | System RA | Northern_California_Solar_38 | 0.1 | 0.1 | 0.1 | 0.1 | 0.1 | 0.1 | 0.1 | 0.1 | 0.1 | 0.1 | 0.1 | 0.1 | 0.1 | 0.1 | 0.1 | 0.1 | 0.1 | 0.1 | 0.1 | 0.1 | 0.1 | 0.1 | 0.1 | 0.1 | 0.1 | 0.1 | 0.1 | 0.1 | 0.1 | 0.1 | 0.1
Northern_California_Solar_51 | caiso-deliverability | Vaca_Dixon_Tesla_HSN | Reliability_Capacity_In_Model_Year | System RA | Northern_California_Solar_51 | 0.1 | 0.1 | 0.1 | 0.1 | 0.1 | 0.1 | 0.1 | 0.1 | 0.1 | 0.1 | 0.1 | 0.1 | 0.1 | 0.1 | 0.1 | 0.1 | 0.1 | 0.1 | 0.1 | 0.1 | 0.1 | 0.1 | 0.1 | 0.1 | 0.1 | 0.1 | 0.1 | 0.1 | 0.1 | 0.1 | 0.1
Northern_California_Solar_76 | caiso-deliverability | Vaca_Dixon_Tesla_HSN | Reliability_Capacity_In_Model_Year | System RA | Northern_California_Solar_76 | 0.1 | 0.1 | 0.1 | 0.1 | 0.1 | 0.1 | 0.1 | 0.1 | 0.1 | 0.1 | 0.1 | 0.1 | 0.1 | 0.1 | 0.1 | 0.1 | 0.1 | 0.1 | 0.1 | 0.1 | 0.1 | 0.1 | 0.1 | 0.1 | 0.1 | 0.1 | 0.1 | 0.1 | 0.1 | 0.1 | 0.1
Northern_California_Solar_80 | caiso-deliverability | Vaca_Dixon_Tesla_HSN | Reliability_Capacity_In_Model_Year | System RA | Northern_California_Solar_80 | 0.1 | 0.1 | 0.1 | 0.1 | 0.1 | 0.1 | 0.1 | 0.1 | 0.1 | 0.1 | 0.1 | 0.1 | 0.1 | 0.1 | 0.1 | 0.1 | 0.1 | 0.1 | 0.1 | 0.1 | 0.1 | 0.1 | 0.1 | 0.1 | 0.1 | 0.1 | 0.1 | 0.1 | 0.1 | 0.1 | 0.1
Northern_California_Solar_83 | caiso-deliverability | Vaca_Dixon_Tesla_HSN | Reliability_Capacity_In_Model_Year | System RA | Northern_California_Solar_83 | 0.1 | 0.1 | 0.1 | 0.1 | 0.1 | 0.1 | 0.1 | 0.1 | 0.1 | 0.1 | 0.1 | 0.1 | 0.1 | 0.1 | 0.1 | 0.1 | 0.1 | 0.1 | 0.1 | 0.1 | 0.1 | 0.1 | 0.1 | 0.1 | 0.1 | 0.1 | 0.1 | 0.1 | 0.1 | 0.1 | 0.1
Northern_California_Solar_85 | caiso-deliverability | Vaca_Dixon_Tesla_HSN | Reliability_Capacity_In_Model_Year | System RA | Northern_California_Solar_85 | 0.1 | 0.1 | 0.1 | 0.1 | 0.1 | 0.1 | 0.1 | 0.1 | 0.1 | 0.1 | 0.1 | 0.1 | 0.1 | 0.1 | 0.1 | 0.1 | 0.1 | 0.1 | 0.1 | 0.1 | 0.1 | 0.1 | 0.1 | 0.1 | 0.1 | 0.1 | 0.1 | 0.1 | 0.1 | 0.1 | 0.1
Northern_California_Solar_94 | caiso-deliverability | Vaca_Dixon_Tesla_HSN | Reliability_Capacity_In_Model_Year | System RA | Northern_California_Solar_94 | 0.1 | 0.1 | 0.1 | 0.1 | 0.1 | 0.1 | 0.1 | 0.1 | 0.1 | 0.1 | 0.1 | 0.1 | 0.1 | 0.1 | 0.1 | 0.1 | 0.1 | 0.1 | 0.1 | 0.1 | 0.1 | 0.1 | 0.1 | 0.1 | 0.1 | 0.1 | 0.1 | 0.1 | 0.1 | 0.1 | 0.1
Northern_California_Solar_112 | caiso-deliverability | Vaca_Dixon_Tesla_HSN | Reliability_Capacity_In_Model_Year | System RA | Northern_California_Solar_112 | 0.1 | 0.1 | 0.1 | 0.1 | 0.1 | 0.1 | 0.1 | 0.1 | 0.1 | 0.1 | 0.1 | 0.1 | 0.1 | 0.1 | 0.1 | 0.1 | 0.1 | 0.1 | 0.1 | 0.1 | 0.1 | 0.1 | 0.1 | 0.1 | 0.1 | 0.1 | 0.1 | 0.1 | 0.1 | 0.1 | 0.1
Northern_California_Solar_122 | caiso-deliverability | Vaca_Dixon_Tesla_HSN | Reliability_Capacity_In_Model_Year | System RA | Northern_California_Solar_122 | 0.1 | 0.1 | 0.1 | 0.1 | 0.1 | 0.1 | 0.1 | 0.1 | 0.1 | 0.1 | 0.1 | 0.1 | 0.1 | 0.1 | 0.1 | 0.1 | 0.1 | 0.1 | 0.1 | 0.1 | 0.1 | 0.1 | 0.1 | 0.1 | 0.1 | 0.1 | 0.1 | 0.1 | 0.1 | 0.1 | 0.1
Northern_California_Solar_126 | caiso-deliverability | Vaca_Dixon_Tesla_HSN | Reliability_Capacity_In_Model_Year | System RA | Northern_California_Solar_126 | 0.1 | 0.1 | 0.1 | 0.1 | 0.1 | 0.1 | 0.1 | 0.1 | 0.1 | 0.1 | 0.1 | 0.1 | 0.1 | 0.1 | 0.1 | 0.1 | 0.1 | 0.1 | 0.1 | 0.1 | 0.1 | 0.1 | 0.1 | 0.1 | 0.1 | 0.1 | 0.1 | 0.1 | 0.1 | 0.1 | 0.1
Northern_California_Solar_127 | caiso-deliverability | Vaca_Dixon_Tesla_HSN | Reliability_Capacity_In_Model_Year | System RA | Northern_California_Solar_127 | 0.1 | 0.1 | 0.1 | 0.1 | 0.1 | 0.1 | 0.1 | 0.1 | 0.1 | 0.1 | 0.1 | 0.1 | 0.1 | 0.1 | 0.1 | 0.1 | 0.1 | 0.1 | 0.1 | 0.1 | 0.1 | 0.1 | 0.1 | 0.1 | 0.1 | 0.1 | 0.1 | 0.1 | 0.1 | 0.1 | 0.1
Northern_California_Solar_141 | caiso-deliverability | Vaca_Dixon_Tesla_HSN | Reliability_Capacity_In_Model_Year | System RA | Northern_California_Solar_141 | 0.1 | 0.1 | 0.1 | 0.1 | 0.1 | 0.1 | 0.1 | 0.1 | 0.1 | 0.1 | 0.1 | 0.1 | 0.1 | 0.1 | 0.1 | 0.1 | 0.1 | 0.1 | 0.1 | 0.1 | 0.1 | 0.1 | 0.1 | 0.1 | 0.1 | 0.1 | 0.1 | 0.1 | 0.1 | 0.1 | 0.1
Northern_California_Solar_144 | caiso-deliverability | Vaca_Dixon_Tesla_HSN | Reliability_Capacity_In_Model_Year | System RA | Northern_California_Solar_144 | 0.1 | 0.1 | 0.1 | 0.1 | 0.1 | 0.1 | 0.1 | 0.1 | 0.1 | 0.1 | 0.1 | 0.1 | 0.1 | 0.1 | 0.1 | 0.1 | 0.1 | 0.1 | 0.1 | 0.1 | 0.1 | 0.1 | 0.1 | 0.1 | 0.1 | 0.1 | 0.1 | 0.1 | 0.1 | 0.1 | 0.1
Northern_California_Solar_149 | caiso-deliverability | Vaca_Dixon_Tesla_HSN | Reliability_Capacity_In_Model_Year | System RA | Northern_California_Solar_149 | 0.1 | 0.1 | 0.1 | 0.1 | 0.1 | 0.1 | 0.1 | 0.1 | 0.1 | 0.1 | 0.1 | 0.1 | 0.1 | 0.1 | 0.1 | 0.1 | 0.1 | 0.1 | 0.1 | 0.1 | 0.1 | 0.1 | 0.1 | 0.1 | 0.1 | 0.1 | 0.1 | 0.1 | 0.1 | 0.1 | 0.1
Northern_California_Solar_150 | caiso-deliverability | Vaca_Dixon_Tesla_HSN | Reliability_Capacity_In_Model_Year | System RA | Northern_California_Solar_150 | 0.1 | 0.1 | 0.1 | 0.1 | 0.1 | 0.1 | 0.1 | 0.1 | 0.1 | 0.1 | 0.1 | 0.1 | 0.1 | 0.1 | 0.1 | 0.1 | 0.1 | 0.1 | 0.1 | 0.1 | 0.1 | 0.1 | 0.1 | 0.1 | 0.1 | 0.1 | 0.1 | 0.1 | 0.1 | 0.1 | 0.1
Northern_California_Solar_155 | caiso-deliverability | Vaca_Dixon_Tesla_HSN | Reliability_Capacity_In_Model_Year | System RA | Northern_California_Solar_155 | 0.1 | 0.1 | 0.1 | 0.1 | 0.1 | 0.1 | 0.1 | 0.1 | 0.1 | 0.1 | 0.1 | 0.1 | 0.1 | 0.1 | 0.1 | 0.1 | 0.1 | 0.1 | 0.1 | 0.1 | 0.1 | 0.1 | 0.1 | 0.1 | 0.1 | 0.1 | 0.1 | 0.1 | 0.1 | 0.1 | 0.1
Northern_California_Solar_157 | caiso-deliverability | Vaca_Dixon_Tesla_HSN | Reliability_Capacity_In_Model_Year | System RA | Northern_California_Solar_157 | 0.1 | 0.1 | 0.1 | 0.1 | 0.1 | 0.1 | 0.1 | 0.1 | 0.1 | 0.1 | 0.1 | 0.1 | 0.1 | 0.1 | 0.1 | 0.1 | 0.1 | 0.1 | 0.1 | 0.1 | 0.1 | 0.1 | 0.1 | 0.1 | 0.1 | 0.1 | 0.1 | 0.1 | 0.1 | 0.1 | 0.1
Northern_California_Solar_158 | caiso-deliverability | Vaca_Dixon_Tesla_HSN | Reliability_Capacity_In_Model_Year | System RA | Northern_California_Solar_158 | 0.1 | 0.1 | 0.1 | 0.1 | 0.1 | 0.1 | 0.1 | 0.1 | 0.1 | 0.1 | 0.1 | 0.1 | 0.1 | 0.1 | 0.1 | 0.1 | 0.1 | 0.1 | 0.1 | 0.1 | 0.1 | 0.1 | 0.1 | 0.1 | 0.1 | 0.1 | 0.1 | 0.1 | 0.1 | 0.1 | 0.1
Northern_California_Solar_159 | caiso-deliverability | Vaca_Dixon_Tesla_HSN | Reliability_Capacity_In_Model_Year | System RA | Northern_California_Solar_159 | 0.1 | 0.1 | 0.1 | 0.1 | 0.1 | 0.1 | 0.1 | 0.1 | 0.1 | 0.1 | 0.1 | 0.1 | 0.1 | 0.1 | 0.1 | 0.1 | 0.1 | 0.1 | 0.1 | 0.1 | 0.1 | 0.1 | 0.1 | 0.1 | 0.1 | 0.1 | 0.1 | 0.1 | 0.1 | 0.1 | 0.1
Northern_California_Solar_172 | caiso-deliverability | Vaca_Dixon_Tesla_HSN | Reliability_Capacity_In_Model_Year | System RA | Northern_California_Solar_172 | 0.1 | 0.1 | 0.1 | 0.1 | 0.1 | 0.1 | 0.1 | 0.1 | 0.1 | 0.1 | 0.1 | 0.1 | 0.1 | 0.1 | 0.1 | 0.1 | 0.1 | 0.1 | 0.1 | 0.1 | 0.1 | 0.1 | 0.1 | 0.1 | 0.1 | 0.1 | 0.1 | 0.1 | 0.1 | 0.1 | 0.1
Northern_California_Solar_179 | caiso-deliverability | Vaca_Dixon_Tesla_HSN | Reliability_Capacity_In_Model_Year | System RA | Northern_California_Solar_179 | 0.1 | 0.1 | 0.1 | 0.1 | 0.1 | 0.1 | 0.1 | 0.1 | 0.1 | 0.1 | 0.1 | 0.1 | 0.1 | 0.1 | 0.1 | 0.1 | 0.1 | 0.1 | 0.1 | 0.1 | 0.1 | 0.1 | 0.1 | 0.1 | 0.1 | 0.1 | 0.1 | 0.1 | 0.1 | 0.1 | 0.1
Northern_California_Wind_5 | caiso-deliverability | Vaca_Dixon_Tesla_HSN | Reliability_Capacity_In_Model_Year | System RA | Northern_California_Wind_5 | 0.665 | 0.665 | 0.665 | 0.665 | 0.665 | 0.665 | 0.665 | 0.665 | 0.665 | 0.665 | 0.665 | 0.665 | 0.665 | 0.665 | 0.665 | 0.665 | 0.665 | 0.665 | 0.665 | 0.665 | 0.665 | 0.665 | 0.665 | 0.665 | 0.665 | 0.665 | 0.665 | 0.665 | 0.665 | 0.665 | 0.665
Northern_California_Wind_26 | caiso-deliverability | Vaca_Dixon_Tesla_HSN | Reliability_Capacity_In_Model_Year | System RA | Northern_California_Wind_26 | 0.665 | 0.665 | 0.665 | 0.665 | 0.665 | 0.665 | 0.665 | 0.665 | 0.665 | 0.665 | 0.665 | 0.665 | 0.665 | 0.665 | 0.665 | 0.665 | 0.665 | 0.665 | 0.665 | 0.665 | 0.665 | 0.665 | 0.665 | 0.665 | 0.665 | 0.665 | 0.665 | 0.665 | 0.665 | 0.665 | 0.665
Northern_California_Wind_35 | caiso-deliverability | Vaca_Dixon_Tesla_HSN | Reliability_Capacity_In_Model_Year | System RA | Northern_California_Wind_35 | 0.665 | 0.665 | 0.665 | 0.665 | 0.665 | 0.665 | 0.665 | 0.665 | 0.665 | 0.665 | 0.665 | 0.665 | 0.665 | 0.665 | 0.665 | 0.665 | 0.665 | 0.665 | 0.665 | 0.665 | 0.665 | 0.665 | 0.665 | 0.665 | 0.665 | 0.665 | 0.665 | 0.665 | 0.665 | 0.665 | 0.665
Northern_California_Wind_76 | caiso-deliverability | Vaca_Dixon_Tesla_HSN | Reliability_Capacity_In_Model_Year | System RA | Northern_California_Wind_76 | 0.665 | 0.665 | 0.665 | 0.665 | 0.665 | 0.665 | 0.665 | 0.665 | 0.665 | 0.665 | 0.665 | 0.665 | 0.665 | 0.665 | 0.665 | 0.665 | 0.665 | 0.665 | 0.665 | 0.665 | 0.665 | 0.665 | 0.665 | 0.665 | 0.665 | 0.665 | 0.665 | 0.665 | 0.665 | 0.665 | 0.665
Northern_California_Wind_83 | caiso-deliverability | Vaca_Dixon_Tesla_HSN | Reliability_Capacity_In_Model_Year | System RA | Northern_California_Wind_83 | 0.665 | 0.665 | 0.665 | 0.665 | 0.665 | 0.665 | 0.665 | 0.665 | 0.665 | 0.665 | 0.665 | 0.665 | 0.665 | 0.665 | 0.665 | 0.665 | 0.665 | 0.665 | 0.665 | 0.665 | 0.665 | 0.665 | 0.665 | 0.665 | 0.665 | 0.665 | 0.665 | 0.665 | 0.665 | 0.665 | 0.665
Northern_California_Wind_159 | caiso-deliverability | Vaca_Dixon_Tesla_HSN | Reliability_Capacity_In_Model_Year | System RA | Northern_California_Wind_159 | 0.665 | 0.665 | 0.665 | 0.665 | 0.665 | 0.665 | 0.665 | 0.665 | 0.665 | 0.665 | 0.665 | 0.665 | 0.665 | 0.665 | 0.665 | 0.665 | 0.665 | 0.665 | 0.665 | 0.665 | 0.665 | 0.665 | 0.665 | 0.665 | 0.665 | 0.665 | 0.665 | 0.665 | 0.665 | 0.665 | 0.665
Pacific_Northwest_Geothermal_5 | caiso-deliverability | Vaca_Dixon_Tesla_HSN | Reliability_Capacity_In_Model_Year | System RA | Pacific_Northwest_Geothermal_5 | 1 | 1 | 1 | 1 | 1 | 1 | 1 | 1 | 1 | 1 | 1 | 1 | 1 | 1 | 1 | 1 | 1 | 1 | 1 | 1 | 1 | 1 | 1 | 1 | 1 | 1 | 1 | 1 | 1 | 1 | 1
Solano_Wind_85 | caiso-deliverability | Vaca_Dixon_Tesla_HSN | Reliability_Capacity_In_Model_Year | System RA | Solano_Wind_85 | 0.665 | 0.665 | 0.665 | 0.665 | 0.665 | 0.665 | 0.665 | 0.665 | 0.665 | 0.665 | 0.665 | 0.665 | 0.665 | 0.665 | 0.665 | 0.665 | 0.665 | 0.665 | 0.665 | 0.665 | 0.665 | 0.665 | 0.665 | 0.665 | 0.665 | 0.665 | 0.665 | 0.665 | 0.665 | 0.665 | 0.665
Solano_Wind_94 | caiso-deliverability | Vaca_Dixon_Tesla_HSN | Reliability_Capacity_In_Model_Year | System RA | Solano_Wind_94 | 0.665 | 0.665 | 0.665 | 0.665 | 0.665 | 0.665 | 0.665 | 0.665 | 0.665 | 0.665 | 0.665 | 0.665 | 0.665 | 0.665 | 0.665 | 0.665 | 0.665 | 0.665 | 0.665 | 0.665 | 0.665 | 0.665 | 0.665 | 0.665 | 0.665 | 0.665 | 0.665 | 0.665 | 0.665 | 0.665 | 0.665
Solano_Wind_122 | caiso-deliverability | Vaca_Dixon_Tesla_HSN | Reliability_Capacity_In_Model_Year | System RA | Solano_Wind_122 | 0.665 | 0.665 | 0.665 | 0.665 | 0.665 | 0.665 | 0.665 | 0.665 | 0.665 | 0.665 | 0.665 | 0.665 | 0.665 | 0.665 | 0.665 | 0.665 | 0.665 | 0.665 | 0.665 | 0.665 | 0.665 | 0.665 | 0.665 | 0.665 | 0.665 | 0.665 | 0.665 | 0.665 | 0.665 | 0.665 | 0.665
Solano_Wind_126 | caiso-deliverability | Vaca_Dixon_Tesla_HSN | Reliability_Capacity_In_Model_Year | System RA | Solano_Wind_126 | 0.665 | 0.665 | 0.665 | 0.665 | 0.665 | 0.665 | 0.665 | 0.665 | 0.665 | 0.665 | 0.665 | 0.665 | 0.665 | 0.665 | 0.665 | 0.665 | 0.665 | 0.665 | 0.665 | 0.665 | 0.665 | 0.665 | 0.665 | 0.665 | 0.665 | 0.665 | 0.665 | 0.665 | 0.665 | 0.665 | 0.665
Southern_PGAE_Solar_17 | caiso-deliverability | Vaca_Dixon_Tesla_HSN | Reliability_Capacity_In_Model_Year | System RA | Southern_PGAE_Solar_17 | 0.1 | 0.1 | 0.1 | 0.1 | 0.1 | 0.1 | 0.1 | 0.1 | 0.1 | 0.1 | 0.1 | 0.1 | 0.1 | 0.1 | 0.1 | 0.1 | 0.1 | 0.1 | 0.1 | 0.1 | 0.1 | 0.1 | 0.1 | 0.1 | 0.1 | 0.1 | 0.1 | 0.1 | 0.1 | 0.1 | 0.1
Southern_PGAE_Solar_95 | caiso-deliverability | Vaca_Dixon_Tesla_HSN | Reliability_Capacity_In_Model_Year | System RA | Southern_PGAE_Solar_95 | 0.1 | 0.1 | 0.1 | 0.1 | 0.1 | 0.1 | 0.1 | 0.1 | 0.1 | 0.1 | 0.1 | 0.1 | 0.1 | 0.1 | 0.1 | 0.1 | 0.1 | 0.1 | 0.1 | 0.1 | 0.1 | 0.1 | 0.1 | 0.1 | 0.1 | 0.1 | 0.1 | 0.1 | 0.1 | 0.1 | 0.1
Vaca_Dixon_Tesla_group | caiso-deliverability | Vaca_Dixon_Tesla_HSN | Operational_New_Capacity_MW | Vaca_Dixon_Tesla_group |  | -1 | -1 | -1 | -1 | -1 | -1 | -1 | -1 | -1 | -1 | -1 | -1 | -1 | -1 | -1 | -1 | -1 | -1 | -1 | -1 | -1 | -1 | -1 | -1 | -1 | -1 | -1 | -1 | -1 | -1 | -1
Northern_California_Flow_Battery_5 | caiso-deliverability | Vaca_Dixon_Tesla_offpeak | Operational_New_Capacity_MW | Northern_California_Flow_Battery_5 |  | -1 | -1 | -1 | -1 | -1 | -1 | -1 | -1 | -1 | -1 | -1 | -1 | -1 | -1 | -1 | -1 | -1 | -1 | -1 | -1 | -1 | -1 | -1 | -1 | -1 | -1 | -1 | -1 | -1 | -1 | -1
Southern_PGAE_Flow_Battery_17 | caiso-deliverability | Vaca_Dixon_Tesla_offpeak | Operational_New_Capacity_MW | Southern_PGAE_Flow_Battery_17 |  | -1 | -1 | -1 | -1 | -1 | -1 | -1 | -1 | -1 | -1 | -1 | -1 | -1 | -1 | -1 | -1 | -1 | -1 | -1 | -1 | -1 | -1 | -1 | -1 | -1 | -1 | -1 | -1 | -1 | -1 | -1
Northern_California_Flow_Battery_25 | caiso-deliverability | Vaca_Dixon_Tesla_offpeak | Operational_New_Capacity_MW | Northern_California_Flow_Battery_25 |  | -1 | -1 | -1 | -1 | -1 | -1 | -1 | -1 | -1 | -1 | -1 | -1 | -1 | -1 | -1 | -1 | -1 | -1 | -1 | -1 | -1 | -1 | -1 | -1 | -1 | -1 | -1 | -1 | -1 | -1 | -1
Northern_California_Flow_Battery_26 | caiso-deliverability | Vaca_Dixon_Tesla_offpeak | Operational_New_Capacity_MW | Northern_California_Flow_Battery_26 |  | -1 | -1 | -1 | -1 | -1 | -1 | -1 | -1 | -1 | -1 | -1 | -1 | -1 | -1 | -1 | -1 | -1 | -1 | -1 | -1 | -1 | -1 | -1 | -1 | -1 | -1 | -1 | -1 | -1 | -1 | -1
Northern_California_Flow_Battery_35 | caiso-deliverability | Vaca_Dixon_Tesla_offpeak | Operational_New_Capacity_MW | Northern_California_Flow_Battery_35 |  | -1 | -1 | -1 | -1 | -1 | -1 | -1 | -1 | -1 | -1 | -1 | -1 | -1 | -1 | -1 | -1 | -1 | -1 | -1 | -1 | -1 | -1 | -1 | -1 | -1 | -1 | -1 | -1 | -1 | -1 | -1
Northern_California_Flow_Battery_38 | caiso-deliverability | Vaca_Dixon_Tesla_offpeak | Operational_New_Capacity_MW | Northern_California_Flow_Battery_38 |  | -1 | -1 | -1 | -1 | -1 | -1 | -1 | -1 | -1 | -1 | -1 | -1 | -1 | -1 | -1 | -1 | -1 | -1 | -1 | -1 | -1 | -1 | -1 | -1 | -1 | -1 | -1 | -1 | -1 | -1 | -1
Northern_California_Flow_Battery_51 | caiso-deliverability | Vaca_Dixon_Tesla_offpeak | Operational_New_Capacity_MW | Northern_California_Flow_Battery_51 |  | -1 | -1 | -1 | -1 | -1 | -1 | -1 | -1 | -1 | -1 | -1 | -1 | -1 | -1 | -1 | -1 | -1 | -1 | -1 | -1 | -1 | -1 | -1 | -1 | -1 | -1 | -1 | -1 | -1 | -1 | -1
Northern_California_Flow_Battery_76 | caiso-deliverability | Vaca_Dixon_Tesla_offpeak | Operational_New_Capacity_MW | Northern_California_Flow_Battery_76 |  | -1 | -1 | -1 | -1 | -1 | -1 | -1 | -1 | -1 | -1 | -1 | -1 | -1 | -1 | -1 | -1 | -1 | -1 | -1 | -1 | -1 | -1 | -1 | -1 | -1 | -1 | -1 | -1 | -1 | -1 | -1
Northern_California_Flow_Battery_80 | caiso-deliverability | Vaca_Dixon_Tesla_offpeak | Operational_New_Capacity_MW | Northern_California_Flow_Battery_80 |  | -1 | -1 | -1 | -1 | -1 | -1 | -1 | -1 | -1 | -1 | -1 | -1 | -1 | -1 | -1 | -1 | -1 | -1 | -1 | -1 | -1 | -1 | -1 | -1 | -1 | -1 | -1 | -1 | -1 | -1 | -1
Northern_California_Flow_Battery_83 | caiso-deliverability | Vaca_Dixon_Tesla_offpeak | Operational_New_Capacity_MW | Northern_California_Flow_Battery_83 |  | -1 | -1 | -1 | -1 | -1 | -1 | -1 | -1 | -1 | -1 | -1 | -1 | -1 | -1 | -1 | -1 | -1 | -1 | -1 | -1 | -1 | -1 | -1 | -1 | -1 | -1 | -1 | -1 | -1 | -1 | -1
Northern_California_Flow_Battery_85 | caiso-deliverability | Vaca_Dixon_Tesla_offpeak | Operational_New_Capacity_MW | Northern_California_Flow_Battery_85 |  | -1 | -1 | -1 | -1 | -1 | -1 | -1 | -1 | -1 | -1 | -1 | -1 | -1 | -1 | -1 | -1 | -1 | -1 | -1 | -1 | -1 | -1 | -1 | -1 | -1 | -1 | -1 | -1 | -1 | -1 | -1
Northern_California_Flow_Battery_94 | caiso-deliverability | Vaca_Dixon_Tesla_offpeak | Operational_New_Capacity_MW | Northern_California_Flow_Battery_94 |  | -1 | -1 | -1 | -1 | -1 | -1 | -1 | -1 | -1 | -1 | -1 | -1 | -1 | -1 | -1 | -1 | -1 | -1 | -1 | -1 | -1 | -1 | -1 | -1 | -1 | -1 | -1 | -1 | -1 | -1 | -1
Southern_PGAE_Flow_Battery_95 | caiso-deliverability | Vaca_Dixon_Tesla_offpeak | Operational_New_Capacity_MW | Southern_PGAE_Flow_Battery_95 |  | -1 | -1 | -1 | -1 | -1 | -1 | -1 | -1 | -1 | -1 | -1 | -1 | -1 | -1 | -1 | -1 | -1 | -1 | -1 | -1 | -1 | -1 | -1 | -1 | -1 | -1 | -1 | -1 | -1 | -1 | -1
Northern_California_Flow_Battery_112 | caiso-deliverability | Vaca_Dixon_Tesla_offpeak | Operational_New_Capacity_MW | Northern_California_Flow_Battery_112 |  | -1 | -1 | -1 | -1 | -1 | -1 | -1 | -1 | -1 | -1 | -1 | -1 | -1 | -1 | -1 | -1 | -1 | -1 | -1 | -1 | -1 | -1 | -1 | -1 | -1 | -1 | -1 | -1 | -1 | -1 | -1
Northern_California_Flow_Battery_122 | caiso-deliverability | Vaca_Dixon_Tesla_offpeak | Operational_New_Capacity_MW | Northern_California_Flow_Battery_122 |  | -1 | -1 | -1 | -1 | -1 | -1 | -1 | -1 | -1 | -1 | -1 | -1 | -1 | -1 | -1 | -1 | -1 | -1 | -1 | -1 | -1 | -1 | -1 | -1 | -1 | -1 | -1 | -1 | -1 | -1 | -1
Northern_California_Flow_Battery_126 | caiso-deliverability | Vaca_Dixon_Tesla_offpeak | Operational_New_Capacity_MW | Northern_California_Flow_Battery_126 |  | -1 | -1 | -1 | -1 | -1 | -1 | -1 | -1 | -1 | -1 | -1 | -1 | -1 | -1 | -1 | -1 | -1 | -1 | -1 | -1 | -1 | -1 | -1 | -1 | -1 | -1 | -1 | -1 | -1 | -1 | -1
Northern_California_Flow_Battery_127 | caiso-deliverability | Vaca_Dixon_Tesla_offpeak | Operational_New_Capacity_MW | Northern_California_Flow_Battery_127 |  | -1 | -1 | -1 | -1 | -1 | -1 | -1 | -1 | -1 | -1 | -1 | -1 | -1 | -1 | -1 | -1 | -1 | -1 | -1 | -1 | -1 | -1 | -1 | -1 | -1 | -1 | -1 | -1 | -1 | -1 | -1
Northern_California_Flow_Battery_141 | caiso-deliverability | Vaca_Dixon_Tesla_offpeak | Operational_New_Capacity_MW | Northern_California_Flow_Battery_141 |  | -1 | -1 | -1 | -1 | -1 | -1 | -1 | -1 | -1 | -1 | -1 | -1 | -1 | -1 | -1 | -1 | -1 | -1 | -1 | -1 | -1 | -1 | -1 | -1 | -1 | -1 | -1 | -1 | -1 | -1 | -1
Northern_California_Flow_Battery_144 | caiso-deliverability | Vaca_Dixon_Tesla_offpeak | Operational_New_Capacity_MW | Northern_California_Flow_Battery_144 |  | -1 | -1 | -1 | -1 | -1 | -1 | -1 | -1 | -1 | -1 | -1 | -1 | -1 | -1 | -1 | -1 | -1 | -1 | -1 | -1 | -1 | -1 | -1 | -1 | -1 | -1 | -1 | -1 | -1 | -1 | -1
Northern_California_Flow_Battery_149 | caiso-deliverability | Vaca_Dixon_Tesla_offpeak | Operational_New_Capacity_MW | Northern_California_Flow_Battery_149 |  | -1 | -1 | -1 | -1 | -1 | -1 | -1 | -1 | -1 | -1 | -1 | -1 | -1 | -1 | -1 | -1 | -1 | -1 | -1 | -1 | -1 | -1 | -1 | -1 | -1 | -1 | -1 | -1 | -1 | -1 | -1
Northern_California_Flow_Battery_150 | caiso-deliverability | Vaca_Dixon_Tesla_offpeak | Operational_New_Capacity_MW | Northern_California_Flow_Battery_150 |  | -1 | -1 | -1 | -1 | -1 | -1 | -1 | -1 | -1 | -1 | -1 | -1 | -1 | -1 | -1 | -1 | -1 | -1 | -1 | -1 | -1 | -1 | -1 | -1 | -1 | -1 | -1 | -1 | -1 | -1 | -1
Northern_California_Flow_Battery_155 | caiso-deliverability | Vaca_Dixon_Tesla_offpeak | Operational_New_Capacity_MW | Northern_California_Flow_Battery_155 |  | -1 | -1 | -1 | -1 | -1 | -1 | -1 | -1 | -1 | -1 | -1 | -1 | -1 | -1 | -1 | -1 | -1 | -1 | -1 | -1 | -1 | -1 | -1 | -1 | -1 | -1 | -1 | -1 | -1 | -1 | -1
Northern_California_Flow_Battery_157 | caiso-deliverability | Vaca_Dixon_Tesla_offpeak | Operational_New_Capacity_MW | Northern_California_Flow_Battery_157 |  | -1 | -1 | -1 | -1 | -1 | -1 | -1 | -1 | -1 | -1 | -1 | -1 | -1 | -1 | -1 | -1 | -1 | -1 | -1 | -1 | -1 | -1 | -1 | -1 | -1 | -1 | -1 | -1 | -1 | -1 | -1
Northern_California_Flow_Battery_158 | caiso-deliverability | Vaca_Dixon_Tesla_offpeak | Operational_New_Capacity_MW | Northern_California_Flow_Battery_158 |  | -1 | -1 | -1 | -1 | -1 | -1 | -1 | -1 | -1 | -1 | -1 | -1 | -1 | -1 | -1 | -1 | -1 | -1 | -1 | -1 | -1 | -1 | -1 | -1 | -1 | -1 | -1 | -1 | -1 | -1 | -1
Northern_California_Flow_Battery_159 | caiso-deliverability | Vaca_Dixon_Tesla_offpeak | Operational_New_Capacity_MW | Northern_California_Flow_Battery_159 |  | -1 | -1 | -1 | -1 | -1 | -1 | -1 | -1 | -1 | -1 | -1 | -1 | -1 | -1 | -1 | -1 | -1 | -1 | -1 | -1 | -1 | -1 | -1 | -1 | -1 | -1 | -1 | -1 | -1 | -1 | -1
Northern_California_Flow_Battery_172 | caiso-deliverability | Vaca_Dixon_Tesla_offpeak | Operational_New_Capacity_MW | Northern_California_Flow_Battery_172 |  | -1 | -1 | -1 | -1 | -1 | -1 | -1 | -1 | -1 | -1 | -1 | -1 | -1 | -1 | -1 | -1 | -1 | -1 | -1 | -1 | -1 | -1 | -1 | -1 | -1 | -1 | -1 | -1 | -1 | -1 | -1
Northern_California_Flow_Battery_179 | caiso-deliverability | Vaca_Dixon_Tesla_offpeak | Operational_New_Capacity_MW | Northern_California_Flow_Battery_179 |  | -1 | -1 | -1 | -1 | -1 | -1 | -1 | -1 | -1 | -1 | -1 | -1 | -1 | -1 | -1 | -1 | -1 | -1 | -1 | -1 | -1 | -1 | -1 | -1 | -1 | -1 | -1 | -1 | -1 | -1 | -1
Northern_California_Li_Battery_4hr_5 | caiso-deliverability | Vaca_Dixon_Tesla_offpeak | Operational_New_Capacity_MW | Northern_California_Li_Battery_4hr_5 |  | -1 | -1 | -1 | -1 | -1 | -1 | -1 | -1 | -1 | -1 | -1 | -1 | -1 | -1 | -1 | -1 | -1 | -1 | -1 | -1 | -1 | -1 | -1 | -1 | -1 | -1 | -1 | -1 | -1 | -1 | -1
Southern_PGAE_Li_Battery_4hr_17 | caiso-deliverability | Vaca_Dixon_Tesla_offpeak | Operational_New_Capacity_MW | Southern_PGAE_Li_Battery_4hr_17 |  | -1 | -1 | -1 | -1 | -1 | -1 | -1 | -1 | -1 | -1 | -1 | -1 | -1 | -1 | -1 | -1 | -1 | -1 | -1 | -1 | -1 | -1 | -1 | -1 | -1 | -1 | -1 | -1 | -1 | -1 | -1
Northern_California_Li_Battery_4hr_25 | caiso-deliverability | Vaca_Dixon_Tesla_offpeak | Operational_New_Capacity_MW | Northern_California_Li_Battery_4hr_25 |  | -1 | -1 | -1 | -1 | -1 | -1 | -1 | -1 | -1 | -1 | -1 | -1 | -1 | -1 | -1 | -1 | -1 | -1 | -1 | -1 | -1 | -1 | -1 | -1 | -1 | -1 | -1 | -1 | -1 | -1 | -1
Northern_California_Li_Battery_4hr_26 | caiso-deliverability | Vaca_Dixon_Tesla_offpeak | Operational_New_Capacity_MW | Northern_California_Li_Battery_4hr_26 |  | -1 | -1 | -1 | -1 | -1 | -1 | -1 | -1 | -1 | -1 | -1 | -1 | -1 | -1 | -1 | -1 | -1 | -1 | -1 | -1 | -1 | -1 | -1 | -1 | -1 | -1 | -1 | -1 | -1 | -1 | -1
Northern_California_Li_Battery_4hr_35 | caiso-deliverability | Vaca_Dixon_Tesla_offpeak | Operational_New_Capacity_MW | Northern_California_Li_Battery_4hr_35 |  | -1 | -1 | -1 | -1 | -1 | -1 | -1 | -1 | -1 | -1 | -1 | -1 | -1 | -1 | -1 | -1 | -1 | -1 | -1 | -1 | -1 | -1 | -1 | -1 | -1 | -1 | -1 | -1 | -1 | -1 | -1
Northern_California_Li_Battery_4hr_38 | caiso-deliverability | Vaca_Dixon_Tesla_offpeak | Operational_New_Capacity_MW | Northern_California_Li_Battery_4hr_38 |  | -1 | -1 | -1 | -1 | -1 | -1 | -1 | -1 | -1 | -1 | -1 | -1 | -1 | -1 | -1 | -1 | -1 | -1 | -1 | -1 | -1 | -1 | -1 | -1 | -1 | -1 | -1 | -1 | -1 | -1 | -1
Northern_California_Li_Battery_4hr_51 | caiso-deliverability | Vaca_Dixon_Tesla_offpeak | Operational_New_Capacity_MW | Northern_California_Li_Battery_4hr_51 |  | -1 | -1 | -1 | -1 | -1 | -1 | -1 | -1 | -1 | -1 | -1 | -1 | -1 | -1 | -1 | -1 | -1 | -1 | -1 | -1 | -1 | -1 | -1 | -1 | -1 | -1 | -1 | -1 | -1 | -1 | -1
Northern_California_Li_Battery_4hr_76 | caiso-deliverability | Vaca_Dixon_Tesla_offpeak | Operational_New_Capacity_MW | Northern_California_Li_Battery_4hr_76 |  | -1 | -1 | -1 | -1 | -1 | -1 | -1 | -1 | -1 | -1 | -1 | -1 | -1 | -1 | -1 | -1 | -1 | -1 | -1 | -1 | -1 | -1 | -1 | -1 | -1 | -1 | -1 | -1 | -1 | -1 | -1
Northern_California_Li_Battery_4hr_80 | caiso-deliverability | Vaca_Dixon_Tesla_offpeak | Operational_New_Capacity_MW | Northern_California_Li_Battery_4hr_80 |  | -1 | -1 | -1 | -1 | -1 | -1 | -1 | -1 | -1 | -1 | -1 | -1 | -1 | -1 | -1 | -1 | -1 | -1 | -1 | -1 | -1 | -1 | -1 | -1 | -1 | -1 | -1 | -1 | -1 | -1 | -1
Northern_California_Li_Battery_4hr_83 | caiso-deliverability | Vaca_Dixon_Tesla_offpeak | Operational_New_Capacity_MW | Northern_California_Li_Battery_4hr_83 |  | -1 | -1 | -1 | -1 | -1 | -1 | -1 | -1 | -1 | -1 | -1 | -1 | -1 | -1 | -1 | -1 | -1 | -1 | -1 | -1 | -1 | -1 | -1 | -1 | -1 | -1 | -1 | -1 | -1 | -1 | -1
Northern_California_Li_Battery_4hr_85 | caiso-deliverability | Vaca_Dixon_Tesla_offpeak | Operational_New_Capacity_MW | Northern_California_Li_Battery_4hr_85 |  | -1 | -1 | -1 | -1 | -1 | -1 | -1 | -1 | -1 | -1 | -1 | -1 | -1 | -1 | -1 | -1 | -1 | -1 | -1 | -1 | -1 | -1 | -1 | -1 | -1 | -1 | -1 | -1 | -1 | -1 | -1
Northern_California_Li_Battery_4hr_94 | caiso-deliverability | Vaca_Dixon_Tesla_offpeak | Operational_New_Capacity_MW | Northern_California_Li_Battery_4hr_94 |  | -1 | -1 | -1 | -1 | -1 | -1 | -1 | -1 | -1 | -1 | -1 | -1 | -1 | -1 | -1 | -1 | -1 | -1 | -1 | -1 | -1 | -1 | -1 | -1 | -1 | -1 | -1 | -1 | -1 | -1 | -1
Southern_PGAE_Li_Battery_4hr_95 | caiso-deliverability | Vaca_Dixon_Tesla_offpeak | Operational_New_Capacity_MW | Southern_PGAE_Li_Battery_4hr_95 |  | -1 | -1 | -1 | -1 | -1 | -1 | -1 | -1 | -1 | -1 | -1 | -1 | -1 | -1 | -1 | -1 | -1 | -1 | -1 | -1 | -1 | -1 | -1 | -1 | -1 | -1 | -1 | -1 | -1 | -1 | -1
Northern_California_Li_Battery_4hr_112 | caiso-deliverability | Vaca_Dixon_Tesla_offpeak | Operational_New_Capacity_MW | Northern_California_Li_Battery_4hr_112 |  | -1 | -1 | -1 | -1 | -1 | -1 | -1 | -1 | -1 | -1 | -1 | -1 | -1 | -1 | -1 | -1 | -1 | -1 | -1 | -1 | -1 | -1 | -1 | -1 | -1 | -1 | -1 | -1 | -1 | -1 | -1
Northern_California_Li_Battery_4hr_122 | caiso-deliverability | Vaca_Dixon_Tesla_offpeak | Operational_New_Capacity_MW | Northern_California_Li_Battery_4hr_122 |  | -1 | -1 | -1 | -1 | -1 | -1 | -1 | -1 | -1 | -1 | -1 | -1 | -1 | -1 | -1 | -1 | -1 | -1 | -1 | -1 | -1 | -1 | -1 | -1 | -1 | -1 | -1 | -1 | -1 | -1 | -1
Northern_California_Li_Battery_4hr_126 | caiso-deliverability | Vaca_Dixon_Tesla_offpeak | Operational_New_Capacity_MW | Northern_California_Li_Battery_4hr_126 |  | -1 | -1 | -1 | -1 | -1 | -1 | -1 | -1 | -1 | -1 | -1 | -1 | -1 | -1 | -1 | -1 | -1 | -1 | -1 | -1 | -1 | -1 | -1 | -1 | -1 | -1 | -1 | -1 | -1 | -1 | -1
Northern_California_Li_Battery_4hr_127 | caiso-deliverability | Vaca_Dixon_Tesla_offpeak | Operational_New_Capacity_MW | Northern_California_Li_Battery_4hr_127 |  | -1 | -1 | -1 | -1 | -1 | -1 | -1 | -1 | -1 | -1 | -1 | -1 | -1 | -1 | -1 | -1 | -1 | -1 | -1 | -1 | -1 | -1 | -1 | -1 | -1 | -1 | -1 | -1 | -1 | -1 | -1
Northern_California_Li_Battery_4hr_141 | caiso-deliverability | Vaca_Dixon_Tesla_offpeak | Operational_New_Capacity_MW | Northern_California_Li_Battery_4hr_141 |  | -1 | -1 | -1 | -1 | -1 | -1 | -1 | -1 | -1 | -1 | -1 | -1 | -1 | -1 | -1 | -1 | -1 | -1 | -1 | -1 | -1 | -1 | -1 | -1 | -1 | -1 | -1 | -1 | -1 | -1 | -1
Northern_California_Li_Battery_4hr_144 | caiso-deliverability | Vaca_Dixon_Tesla_offpeak | Operational_New_Capacity_MW | Northern_California_Li_Battery_4hr_144 |  | -1 | -1 | -1 | -1 | -1 | -1 | -1 | -1 | -1 | -1 | -1 | -1 | -1 | -1 | -1 | -1 | -1 | -1 | -1 | -1 | -1 | -1 | -1 | -1 | -1 | -1 | -1 | -1 | -1 | -1 | -1
Northern_California_Li_Battery_4hr_149 | caiso-deliverability | Vaca_Dixon_Tesla_offpeak | Operational_New_Capacity_MW | Northern_California_Li_Battery_4hr_149 |  | -1 | -1 | -1 | -1 | -1 | -1 | -1 | -1 | -1 | -1 | -1 | -1 | -1 | -1 | -1 | -1 | -1 | -1 | -1 | -1 | -1 | -1 | -1 | -1 | -1 | -1 | -1 | -1 | -1 | -1 | -1
Northern_California_Li_Battery_4hr_150 | caiso-deliverability | Vaca_Dixon_Tesla_offpeak | Operational_New_Capacity_MW | Northern_California_Li_Battery_4hr_150 |  | -1 | -1 | -1 | -1 | -1 | -1 | -1 | -1 | -1 | -1 | -1 | -1 | -1 | -1 | -1 | -1 | -1 | -1 | -1 | -1 | -1 | -1 | -1 | -1 | -1 | -1 | -1 | -1 | -1 | -1 | -1
Northern_California_Li_Battery_4hr_155 | caiso-deliverability | Vaca_Dixon_Tesla_offpeak | Operational_New_Capacity_MW | Northern_California_Li_Battery_4hr_155 |  | -1 | -1 | -1 | -1 | -1 | -1 | -1 | -1 | -1 | -1 | -1 | -1 | -1 | -1 | -1 | -1 | -1 | -1 | -1 | -1 | -1 | -1 | -1 | -1 | -1 | -1 | -1 | -1 | -1 | -1 | -1
Northern_California_Li_Battery_4hr_157 | caiso-deliverability | Vaca_Dixon_Tesla_offpeak | Operational_New_Capacity_MW | Northern_California_Li_Battery_4hr_157 |  | -1 | -1 | -1 | -1 | -1 | -1 | -1 | -1 | -1 | -1 | -1 | -1 | -1 | -1 | -1 | -1 | -1 | -1 | -1 | -1 | -1 | -1 | -1 | -1 | -1 | -1 | -1 | -1 | -1 | -1 | -1
Northern_California_Li_Battery_4hr_158 | caiso-deliverability | Vaca_Dixon_Tesla_offpeak | Operational_New_Capacity_MW | Northern_California_Li_Battery_4hr_158 |  | -1 | -1 | -1 | -1 | -1 | -1 | -1 | -1 | -1 | -1 | -1 | -1 | -1 | -1 | -1 | -1 | -1 | -1 | -1 | -1 | -1 | -1 | -1 | -1 | -1 | -1 | -1 | -1 | -1 | -1 | -1
Northern_California_Li_Battery_4hr_159 | caiso-deliverability | Vaca_Dixon_Tesla_offpeak | Operational_New_Capacity_MW | Northern_California_Li_Battery_4hr_159 |  | -1 | -1 | -1 | -1 | -1 | -1 | -1 | -1 | -1 | -1 | -1 | -1 | -1 | -1 | -1 | -1 | -1 | -1 | -1 | -1 | -1 | -1 | -1 | -1 | -1 | -1 | -1 | -1 | -1 | -1 | -1
Northern_California_Li_Battery_4hr_172 | caiso-deliverability | Vaca_Dixon_Tesla_offpeak | Operational_New_Capacity_MW | Northern_California_Li_Battery_4hr_172 |  | -1 | -1 | -1 | -1 | -1 | -1 | -1 | -1 | -1 | -1 | -1 | -1 | -1 | -1 | -1 | -1 | -1 | -1 | -1 | -1 | -1 | -1 | -1 | -1 | -1 | -1 | -1 | -1 | -1 | -1 | -1
Northern_California_Li_Battery_4hr_179 | caiso-deliverability | Vaca_Dixon_Tesla_offpeak | Operational_New_Capacity_MW | Northern_California_Li_Battery_4hr_179 |  | -1 | -1 | -1 | -1 | -1 | -1 | -1 | -1 | -1 | -1 | -1 | -1 | -1 | -1 | -1 | -1 | -1 | -1 | -1 | -1 | -1 | -1 | -1 | -1 | -1 | -1 | -1 | -1 | -1 | -1 | -1
Northern_California_Li_Battery_8hr_5 | caiso-deliverability | Vaca_Dixon_Tesla_offpeak | Operational_New_Capacity_MW | Northern_California_Li_Battery_8hr_5 |  | -1 | -1 | -1 | -1 | -1 | -1 | -1 | -1 | -1 | -1 | -1 | -1 | -1 | -1 | -1 | -1 | -1 | -1 | -1 | -1 | -1 | -1 | -1 | -1 | -1 | -1 | -1 | -1 | -1 | -1 | -1
Southern_PGAE_Li_Battery_8hr_17 | caiso-deliverability | Vaca_Dixon_Tesla_offpeak | Operational_New_Capacity_MW | Southern_PGAE_Li_Battery_8hr_17 |  | -1 | -1 | -1 | -1 | -1 | -1 | -1 | -1 | -1 | -1 | -1 | -1 | -1 | -1 | -1 | -1 | -1 | -1 | -1 | -1 | -1 | -1 | -1 | -1 | -1 | -1 | -1 | -1 | -1 | -1 | -1
Northern_California_Li_Battery_8hr_25 | caiso-deliverability | Vaca_Dixon_Tesla_offpeak | Operational_New_Capacity_MW | Northern_California_Li_Battery_8hr_25 |  | -1 | -1 | -1 | -1 | -1 | -1 | -1 | -1 | -1 | -1 | -1 | -1 | -1 | -1 | -1 | -1 | -1 | -1 | -1 | -1 | -1 | -1 | -1 | -1 | -1 | -1 | -1 | -1 | -1 | -1 | -1
Northern_California_Li_Battery_8hr_26 | caiso-deliverability | Vaca_Dixon_Tesla_offpeak | Operational_New_Capacity_MW | Northern_California_Li_Battery_8hr_26 |  | -1 | -1 | -1 | -1 | -1 | -1 | -1 | -1 | -1 | -1 | -1 | -1 | -1 | -1 | -1 | -1 | -1 | -1 | -1 | -1 | -1 | -1 | -1 | -1 | -1 | -1 | -1 | -1 | -1 | -1 | -1
Northern_California_Li_Battery_8hr_35 | caiso-deliverability | Vaca_Dixon_Tesla_offpeak | Operational_New_Capacity_MW | Northern_California_Li_Battery_8hr_35 |  | -1 | -1 | -1 | -1 | -1 | -1 | -1 | -1 | -1 | -1 | -1 | -1 | -1 | -1 | -1 | -1 | -1 | -1 | -1 | -1 | -1 | -1 | -1 | -1 | -1 | -1 | -1 | -1 | -1 | -1 | -1
Northern_California_Li_Battery_8hr_38 | caiso-deliverability | Vaca_Dixon_Tesla_offpeak | Operational_New_Capacity_MW | Northern_California_Li_Battery_8hr_38 |  | -1 | -1 | -1 | -1 | -1 | -1 | -1 | -1 | -1 | -1 | -1 | -1 | -1 | -1 | -1 | -1 | -1 | -1 | -1 | -1 | -1 | -1 | -1 | -1 | -1 | -1 | -1 | -1 | -1 | -1 | -1
Northern_California_Li_Battery_8hr_51 | caiso-deliverability | Vaca_Dixon_Tesla_offpeak | Operational_New_Capacity_MW | Northern_California_Li_Battery_8hr_51 |  | -1 | -1 | -1 | -1 | -1 | -1 | -1 | -1 | -1 | -1 | -1 | -1 | -1 | -1 | -1 | -1 | -1 | -1 | -1 | -1 | -1 | -1 | -1 | -1 | -1 | -1 | -1 | -1 | -1 | -1 | -1
Northern_California_Li_Battery_8hr_76 | caiso-deliverability | Vaca_Dixon_Tesla_offpeak | Operational_New_Capacity_MW | Northern_California_Li_Battery_8hr_76 |  | -1 | -1 | -1 | -1 | -1 | -1 | -1 | -1 | -1 | -1 | -1 | -1 | -1 | -1 | -1 | -1 | -1 | -1 | -1 | -1 | -1 | -1 | -1 | -1 | -1 | -1 | -1 | -1 | -1 | -1 | -1
Northern_California_Li_Battery_8hr_80 | caiso-deliverability | Vaca_Dixon_Tesla_offpeak | Operational_New_Capacity_MW | Northern_California_Li_Battery_8hr_80 |  | -1 | -1 | -1 | -1 | -1 | -1 | -1 | -1 | -1 | -1 | -1 | -1 | -1 | -1 | -1 | -1 | -1 | -1 | -1 | -1 | -1 | -1 | -1 | -1 | -1 | -1 | -1 | -1 | -1 | -1 | -1
Northern_California_Li_Battery_8hr_83 | caiso-deliverability | Vaca_Dixon_Tesla_offpeak | Operational_New_Capacity_MW | Northern_California_Li_Battery_8hr_83 |  | -1 | -1 | -1 | -1 | -1 | -1 | -1 | -1 | -1 | -1 | -1 | -1 | -1 | -1 | -1 | -1 | -1 | -1 | -1 | -1 | -1 | -1 | -1 | -1 | -1 | -1 | -1 | -1 | -1 | -1 | -1
Northern_California_Li_Battery_8hr_85 | caiso-deliverability | Vaca_Dixon_Tesla_offpeak | Operational_New_Capacity_MW | Northern_California_Li_Battery_8hr_85 |  | -1 | -1 | -1 | -1 | -1 | -1 | -1 | -1 | -1 | -1 | -1 | -1 | -1 | -1 | -1 | -1 | -1 | -1 | -1 | -1 | -1 | -1 | -1 | -1 | -1 | -1 | -1 | -1 | -1 | -1 | -1
Northern_California_Li_Battery_8hr_94 | caiso-deliverability | Vaca_Dixon_Tesla_offpeak | Operational_New_Capacity_MW | Northern_California_Li_Battery_8hr_94 |  | -1 | -1 | -1 | -1 | -1 | -1 | -1 | -1 | -1 | -1 | -1 | -1 | -1 | -1 | -1 | -1 | -1 | -1 | -1 | -1 | -1 | -1 | -1 | -1 | -1 | -1 | -1 | -1 | -1 | -1 | -1
Southern_PGAE_Li_Battery_8hr_95 | caiso-deliverability | Vaca_Dixon_Tesla_offpeak | Operational_New_Capacity_MW | Southern_PGAE_Li_Battery_8hr_95 |  | -1 | -1 | -1 | -1 | -1 | -1 | -1 | -1 | -1 | -1 | -1 | -1 | -1 | -1 | -1 | -1 | -1 | -1 | -1 | -1 | -1 | -1 | -1 | -1 | -1 | -1 | -1 | -1 | -1 | -1 | -1
Northern_California_Li_Battery_8hr_112 | caiso-deliverability | Vaca_Dixon_Tesla_offpeak | Operational_New_Capacity_MW | Northern_California_Li_Battery_8hr_112 |  | -1 | -1 | -1 | -1 | -1 | -1 | -1 | -1 | -1 | -1 | -1 | -1 | -1 | -1 | -1 | -1 | -1 | -1 | -1 | -1 | -1 | -1 | -1 | -1 | -1 | -1 | -1 | -1 | -1 | -1 | -1
Northern_California_Li_Battery_8hr_122 | caiso-deliverability | Vaca_Dixon_Tesla_offpeak | Operational_New_Capacity_MW | Northern_California_Li_Battery_8hr_122 |  | -1 | -1 | -1 | -1 | -1 | -1 | -1 | -1 | -1 | -1 | -1 | -1 | -1 | -1 | -1 | -1 | -1 | -1 | -1 | -1 | -1 | -1 | -1 | -1 | -1 | -1 | -1 | -1 | -1 | -1 | -1
Northern_California_Li_Battery_8hr_126 | caiso-deliverability | Vaca_Dixon_Tesla_offpeak | Operational_New_Capacity_MW | Northern_California_Li_Battery_8hr_126 |  | -1 | -1 | -1 | -1 | -1 | -1 | -1 | -1 | -1 | -1 | -1 | -1 | -1 | -1 | -1 | -1 | -1 | -1 | -1 | -1 | -1 | -1 | -1 | -1 | -1 | -1 | -1 | -1 | -1 | -1 | -1
Northern_California_Li_Battery_8hr_127 | caiso-deliverability | Vaca_Dixon_Tesla_offpeak | Operational_New_Capacity_MW | Northern_California_Li_Battery_8hr_127 |  | -1 | -1 | -1 | -1 | -1 | -1 | -1 | -1 | -1 | -1 | -1 | -1 | -1 | -1 | -1 | -1 | -1 | -1 | -1 | -1 | -1 | -1 | -1 | -1 | -1 | -1 | -1 | -1 | -1 | -1 | -1
Northern_California_Li_Battery_8hr_141 | caiso-deliverability | Vaca_Dixon_Tesla_offpeak | Operational_New_Capacity_MW | Northern_California_Li_Battery_8hr_141 |  | -1 | -1 | -1 | -1 | -1 | -1 | -1 | -1 | -1 | -1 | -1 | -1 | -1 | -1 | -1 | -1 | -1 | -1 | -1 | -1 | -1 | -1 | -1 | -1 | -1 | -1 | -1 | -1 | -1 | -1 | -1
Northern_California_Li_Battery_8hr_144 | caiso-deliverability | Vaca_Dixon_Tesla_offpeak | Operational_New_Capacity_MW | Northern_California_Li_Battery_8hr_144 |  | -1 | -1 | -1 | -1 | -1 | -1 | -1 | -1 | -1 | -1 | -1 | -1 | -1 | -1 | -1 | -1 | -1 | -1 | -1 | -1 | -1 | -1 | -1 | -1 | -1 | -1 | -1 | -1 | -1 | -1 | -1
Northern_California_Li_Battery_8hr_149 | caiso-deliverability | Vaca_Dixon_Tesla_offpeak | Operational_New_Capacity_MW | Northern_California_Li_Battery_8hr_149 |  | -1 | -1 | -1 | -1 | -1 | -1 | -1 | -1 | -1 | -1 | -1 | -1 | -1 | -1 | -1 | -1 | -1 | -1 | -1 | -1 | -1 | -1 | -1 | -1 | -1 | -1 | -1 | -1 | -1 | -1 | -1
Northern_California_Li_Battery_8hr_150 | caiso-deliverability | Vaca_Dixon_Tesla_offpeak | Operational_New_Capacity_MW | Northern_California_Li_Battery_8hr_150 |  | -1 | -1 | -1 | -1 | -1 | -1 | -1 | -1 | -1 | -1 | -1 | -1 | -1 | -1 | -1 | -1 | -1 | -1 | -1 | -1 | -1 | -1 | -1 | -1 | -1 | -1 | -1 | -1 | -1 | -1 | -1
Northern_California_Li_Battery_8hr_155 | caiso-deliverability | Vaca_Dixon_Tesla_offpeak | Operational_New_Capacity_MW | Northern_California_Li_Battery_8hr_155 |  | -1 | -1 | -1 | -1 | -1 | -1 | -1 | -1 | -1 | -1 | -1 | -1 | -1 | -1 | -1 | -1 | -1 | -1 | -1 | -1 | -1 | -1 | -1 | -1 | -1 | -1 | -1 | -1 | -1 | -1 | -1
Northern_California_Li_Battery_8hr_157 | caiso-deliverability | Vaca_Dixon_Tesla_offpeak | Operational_New_Capacity_MW | Northern_California_Li_Battery_8hr_157 |  | -1 | -1 | -1 | -1 | -1 | -1 | -1 | -1 | -1 | -1 | -1 | -1 | -1 | -1 | -1 | -1 | -1 | -1 | -1 | -1 | -1 | -1 | -1 | -1 | -1 | -1 | -1 | -1 | -1 | -1 | -1
Northern_California_Li_Battery_8hr_158 | caiso-deliverability | Vaca_Dixon_Tesla_offpeak | Operational_New_Capacity_MW | Northern_California_Li_Battery_8hr_158 |  | -1 | -1 | -1 | -1 | -1 | -1 | -1 | -1 | -1 | -1 | -1 | -1 | -1 | -1 | -1 | -1 | -1 | -1 | -1 | -1 | -1 | -1 | -1 | -1 | -1 | -1 | -1 | -1 | -1 | -1 | -1
Northern_California_Li_Battery_8hr_159 | caiso-deliverability | Vaca_Dixon_Tesla_offpeak | Operational_New_Capacity_MW | Northern_California_Li_Battery_8hr_159 |  | -1 | -1 | -1 | -1 | -1 | -1 | -1 | -1 | -1 | -1 | -1 | -1 | -1 | -1 | -1 | -1 | -1 | -1 | -1 | -1 | -1 | -1 | -1 | -1 | -1 | -1 | -1 | -1 | -1 | -1 | -1
Northern_California_Li_Battery_8hr_172 | caiso-deliverability | Vaca_Dixon_Tesla_offpeak | Operational_New_Capacity_MW | Northern_California_Li_Battery_8hr_172 |  | -1 | -1 | -1 | -1 | -1 | -1 | -1 | -1 | -1 | -1 | -1 | -1 | -1 | -1 | -1 | -1 | -1 | -1 | -1 | -1 | -1 | -1 | -1 | -1 | -1 | -1 | -1 | -1 | -1 | -1 | -1
Northern_California_Li_Battery_8hr_179 | caiso-deliverability | Vaca_Dixon_Tesla_offpeak | Operational_New_Capacity_MW | Northern_California_Li_Battery_8hr_179 |  | -1 | -1 | -1 | -1 | -1 | -1 | -1 | -1 | -1 | -1 | -1 | -1 | -1 | -1 | -1 | -1 | -1 | -1 | -1 | -1 | -1 | -1 | -1 | -1 | -1 | -1 | -1 | -1 | -1 | -1 | -1
Northern_California_Pumped_Storage_5 | caiso-deliverability | Vaca_Dixon_Tesla_offpeak | Operational_New_Capacity_MW | Northern_California_Pumped_Storage_5 |  | -1 | -1 | -1 | -1 | -1 | -1 | -1 | -1 | -1 | -1 | -1 | -1 | -1 | -1 | -1 | -1 | -1 | -1 | -1 | -1 | -1 | -1 | -1 | -1 | -1 | -1 | -1 | -1 | -1 | -1 | -1
Central_Valley_North_Los_Banos_Wind_17 | caiso-deliverability | Vaca_Dixon_Tesla_offpeak | Operational_New_Capacity_MW | Central_Valley_North_Los_Banos_Wind_17 |  | 0.63 | 0.63 | 0.63 | 0.63 | 0.63 | 0.63 | 0.63 | 0.63 | 0.63 | 0.63 | 0.63 | 0.63 | 0.63 | 0.63 | 0.63 | 0.63 | 0.63 | 0.63 | 0.63 | 0.63 | 0.63 | 0.63 | 0.63 | 0.63 | 0.63 | 0.63 | 0.63 | 0.63 | 0.63 | 0.63 | 0.63
Northern_California_Biomass_5 | caiso-deliverability | Vaca_Dixon_Tesla_offpeak | Operational_New_Capacity_MW | Northern_California_Biomass_5 |  | 1 | 1 | 1 | 1 | 1 | 1 | 1 | 1 | 1 | 1 | 1 | 1 | 1 | 1 | 1 | 1 | 1 | 1 | 1 | 1 | 1 | 1 | 1 | 1 | 1 | 1 | 1 | 1 | 1 | 1 | 1
Northern_California_Geothermal_5 | caiso-deliverability | Vaca_Dixon_Tesla_offpeak | Operational_New_Capacity_MW | Northern_California_Geothermal_5 |  | 1 | 1 | 1 | 1 | 1 | 1 | 1 | 1 | 1 | 1 | 1 | 1 | 1 | 1 | 1 | 1 | 1 | 1 | 1 | 1 | 1 | 1 | 1 | 1 | 1 | 1 | 1 | 1 | 1 | 1 | 1
Northern_California_Geothermal_35 | caiso-deliverability | Vaca_Dixon_Tesla_offpeak | Operational_New_Capacity_MW | Northern_California_Geothermal_35 |  | 1 | 1 | 1 | 1 | 1 | 1 | 1 | 1 | 1 | 1 | 1 | 1 | 1 | 1 | 1 | 1 | 1 | 1 | 1 | 1 | 1 | 1 | 1 | 1 | 1 | 1 | 1 | 1 | 1 | 1 | 1
Northern_California_Solar_5 | caiso-deliverability | Vaca_Dixon_Tesla_offpeak | Operational_New_Capacity_MW | Northern_California_Solar_5 |  | 0.68 | 0.68 | 0.68 | 0.68 | 0.68 | 0.68 | 0.68 | 0.68 | 0.68 | 0.68 | 0.68 | 0.68 | 0.68 | 0.68 | 0.68 | 0.68 | 0.68 | 0.68 | 0.68 | 0.68 | 0.68 | 0.68 | 0.68 | 0.68 | 0.68 | 0.68 | 0.68 | 0.68 | 0.68 | 0.68 | 0.68
Northern_California_Solar_25 | caiso-deliverability | Vaca_Dixon_Tesla_offpeak | Operational_New_Capacity_MW | Northern_California_Solar_25 |  | 0.68 | 0.68 | 0.68 | 0.68 | 0.68 | 0.68 | 0.68 | 0.68 | 0.68 | 0.68 | 0.68 | 0.68 | 0.68 | 0.68 | 0.68 | 0.68 | 0.68 | 0.68 | 0.68 | 0.68 | 0.68 | 0.68 | 0.68 | 0.68 | 0.68 | 0.68 | 0.68 | 0.68 | 0.68 | 0.68 | 0.68
Northern_California_Solar_26 | caiso-deliverability | Vaca_Dixon_Tesla_offpeak | Operational_New_Capacity_MW | Northern_California_Solar_26 |  | 0.68 | 0.68 | 0.68 | 0.68 | 0.68 | 0.68 | 0.68 | 0.68 | 0.68 | 0.68 | 0.68 | 0.68 | 0.68 | 0.68 | 0.68 | 0.68 | 0.68 | 0.68 | 0.68 | 0.68 | 0.68 | 0.68 | 0.68 | 0.68 | 0.68 | 0.68 | 0.68 | 0.68 | 0.68 | 0.68 | 0.68
Northern_California_Solar_35 | caiso-deliverability | Vaca_Dixon_Tesla_offpeak | Operational_New_Capacity_MW | Northern_California_Solar_35 |  | 0.68 | 0.68 | 0.68 | 0.68 | 0.68 | 0.68 | 0.68 | 0.68 | 0.68 | 0.68 | 0.68 | 0.68 | 0.68 | 0.68 | 0.68 | 0.68 | 0.68 | 0.68 | 0.68 | 0.68 | 0.68 | 0.68 | 0.68 | 0.68 | 0.68 | 0.68 | 0.68 | 0.68 | 0.68 | 0.68 | 0.68
Northern_California_Solar_38 | caiso-deliverability | Vaca_Dixon_Tesla_offpeak | Operational_New_Capacity_MW | Northern_California_Solar_38 |  | 0.68 | 0.68 | 0.68 | 0.68 | 0.68 | 0.68 | 0.68 | 0.68 | 0.68 | 0.68 | 0.68 | 0.68 | 0.68 | 0.68 | 0.68 | 0.68 | 0.68 | 0.68 | 0.68 | 0.68 | 0.68 | 0.68 | 0.68 | 0.68 | 0.68 | 0.68 | 0.68 | 0.68 | 0.68 | 0.68 | 0.68
Northern_California_Solar_51 | caiso-deliverability | Vaca_Dixon_Tesla_offpeak | Operational_New_Capacity_MW | Northern_California_Solar_51 |  | 0.68 | 0.68 | 0.68 | 0.68 | 0.68 | 0.68 | 0.68 | 0.68 | 0.68 | 0.68 | 0.68 | 0.68 | 0.68 | 0.68 | 0.68 | 0.68 | 0.68 | 0.68 | 0.68 | 0.68 | 0.68 | 0.68 | 0.68 | 0.68 | 0.68 | 0.68 | 0.68 | 0.68 | 0.68 | 0.68 | 0.68
Northern_California_Solar_76 | caiso-deliverability | Vaca_Dixon_Tesla_offpeak | Operational_New_Capacity_MW | Northern_California_Solar_76 |  | 0.68 | 0.68 | 0.68 | 0.68 | 0.68 | 0.68 | 0.68 | 0.68 | 0.68 | 0.68 | 0.68 | 0.68 | 0.68 | 0.68 | 0.68 | 0.68 | 0.68 | 0.68 | 0.68 | 0.68 | 0.68 | 0.68 | 0.68 | 0.68 | 0.68 | 0.68 | 0.68 | 0.68 | 0.68 | 0.68 | 0.68
Northern_California_Solar_80 | caiso-deliverability | Vaca_Dixon_Tesla_offpeak | Operational_New_Capacity_MW | Northern_California_Solar_80 |  | 0.68 | 0.68 | 0.68 | 0.68 | 0.68 | 0.68 | 0.68 | 0.68 | 0.68 | 0.68 | 0.68 | 0.68 | 0.68 | 0.68 | 0.68 | 0.68 | 0.68 | 0.68 | 0.68 | 0.68 | 0.68 | 0.68 | 0.68 | 0.68 | 0.68 | 0.68 | 0.68 | 0.68 | 0.68 | 0.68 | 0.68
Northern_California_Solar_83 | caiso-deliverability | Vaca_Dixon_Tesla_offpeak | Operational_New_Capacity_MW | Northern_California_Solar_83 |  | 0.68 | 0.68 | 0.68 | 0.68 | 0.68 | 0.68 | 0.68 | 0.68 | 0.68 | 0.68 | 0.68 | 0.68 | 0.68 | 0.68 | 0.68 | 0.68 | 0.68 | 0.68 | 0.68 | 0.68 | 0.68 | 0.68 | 0.68 | 0.68 | 0.68 | 0.68 | 0.68 | 0.68 | 0.68 | 0.68 | 0.68
Northern_California_Solar_85 | caiso-deliverability | Vaca_Dixon_Tesla_offpeak | Operational_New_Capacity_MW | Northern_California_Solar_85 |  | 0.68 | 0.68 | 0.68 | 0.68 | 0.68 | 0.68 | 0.68 | 0.68 | 0.68 | 0.68 | 0.68 | 0.68 | 0.68 | 0.68 | 0.68 | 0.68 | 0.68 | 0.68 | 0.68 | 0.68 | 0.68 | 0.68 | 0.68 | 0.68 | 0.68 | 0.68 | 0.68 | 0.68 | 0.68 | 0.68 | 0.68
Northern_California_Solar_94 | caiso-deliverability | Vaca_Dixon_Tesla_offpeak | Operational_New_Capacity_MW | Northern_California_Solar_94 |  | 0.68 | 0.68 | 0.68 | 0.68 | 0.68 | 0.68 | 0.68 | 0.68 | 0.68 | 0.68 | 0.68 | 0.68 | 0.68 | 0.68 | 0.68 | 0.68 | 0.68 | 0.68 | 0.68 | 0.68 | 0.68 | 0.68 | 0.68 | 0.68 | 0.68 | 0.68 | 0.68 | 0.68 | 0.68 | 0.68 | 0.68
Northern_California_Solar_112 | caiso-deliverability | Vaca_Dixon_Tesla_offpeak | Operational_New_Capacity_MW | Northern_California_Solar_112 |  | 0.68 | 0.68 | 0.68 | 0.68 | 0.68 | 0.68 | 0.68 | 0.68 | 0.68 | 0.68 | 0.68 | 0.68 | 0.68 | 0.68 | 0.68 | 0.68 | 0.68 | 0.68 | 0.68 | 0.68 | 0.68 | 0.68 | 0.68 | 0.68 | 0.68 | 0.68 | 0.68 | 0.68 | 0.68 | 0.68 | 0.68
Northern_California_Solar_122 | caiso-deliverability | Vaca_Dixon_Tesla_offpeak | Operational_New_Capacity_MW | Northern_California_Solar_122 |  | 0.68 | 0.68 | 0.68 | 0.68 | 0.68 | 0.68 | 0.68 | 0.68 | 0.68 | 0.68 | 0.68 | 0.68 | 0.68 | 0.68 | 0.68 | 0.68 | 0.68 | 0.68 | 0.68 | 0.68 | 0.68 | 0.68 | 0.68 | 0.68 | 0.68 | 0.68 | 0.68 | 0.68 | 0.68 | 0.68 | 0.68
Northern_California_Solar_126 | caiso-deliverability | Vaca_Dixon_Tesla_offpeak | Operational_New_Capacity_MW | Northern_California_Solar_126 |  | 0.68 | 0.68 | 0.68 | 0.68 | 0.68 | 0.68 | 0.68 | 0.68 | 0.68 | 0.68 | 0.68 | 0.68 | 0.68 | 0.68 | 0.68 | 0.68 | 0.68 | 0.68 | 0.68 | 0.68 | 0.68 | 0.68 | 0.68 | 0.68 | 0.68 | 0.68 | 0.68 | 0.68 | 0.68 | 0.68 | 0.68
Northern_California_Solar_127 | caiso-deliverability | Vaca_Dixon_Tesla_offpeak | Operational_New_Capacity_MW | Northern_California_Solar_127 |  | 0.68 | 0.68 | 0.68 | 0.68 | 0.68 | 0.68 | 0.68 | 0.68 | 0.68 | 0.68 | 0.68 | 0.68 | 0.68 | 0.68 | 0.68 | 0.68 | 0.68 | 0.68 | 0.68 | 0.68 | 0.68 | 0.68 | 0.68 | 0.68 | 0.68 | 0.68 | 0.68 | 0.68 | 0.68 | 0.68 | 0.68
Northern_California_Solar_141 | caiso-deliverability | Vaca_Dixon_Tesla_offpeak | Operational_New_Capacity_MW | Northern_California_Solar_141 |  | 0.68 | 0.68 | 0.68 | 0.68 | 0.68 | 0.68 | 0.68 | 0.68 | 0.68 | 0.68 | 0.68 | 0.68 | 0.68 | 0.68 | 0.68 | 0.68 | 0.68 | 0.68 | 0.68 | 0.68 | 0.68 | 0.68 | 0.68 | 0.68 | 0.68 | 0.68 | 0.68 | 0.68 | 0.68 | 0.68 | 0.68
Northern_California_Solar_144 | caiso-deliverability | Vaca_Dixon_Tesla_offpeak | Operational_New_Capacity_MW | Northern_California_Solar_144 |  | 0.68 | 0.68 | 0.68 | 0.68 | 0.68 | 0.68 | 0.68 | 0.68 | 0.68 | 0.68 | 0.68 | 0.68 | 0.68 | 0.68 | 0.68 | 0.68 | 0.68 | 0.68 | 0.68 | 0.68 | 0.68 | 0.68 | 0.68 | 0.68 | 0.68 | 0.68 | 0.68 | 0.68 | 0.68 | 0.68 | 0.68
Northern_California_Solar_149 | caiso-deliverability | Vaca_Dixon_Tesla_offpeak | Operational_New_Capacity_MW | Northern_California_Solar_149 |  | 0.68 | 0.68 | 0.68 | 0.68 | 0.68 | 0.68 | 0.68 | 0.68 | 0.68 | 0.68 | 0.68 | 0.68 | 0.68 | 0.68 | 0.68 | 0.68 | 0.68 | 0.68 | 0.68 | 0.68 | 0.68 | 0.68 | 0.68 | 0.68 | 0.68 | 0.68 | 0.68 | 0.68 | 0.68 | 0.68 | 0.68
Northern_California_Solar_150 | caiso-deliverability | Vaca_Dixon_Tesla_offpeak | Operational_New_Capacity_MW | Northern_California_Solar_150 |  | 0.68 | 0.68 | 0.68 | 0.68 | 0.68 | 0.68 | 0.68 | 0.68 | 0.68 | 0.68 | 0.68 | 0.68 | 0.68 | 0.68 | 0.68 | 0.68 | 0.68 | 0.68 | 0.68 | 0.68 | 0.68 | 0.68 | 0.68 | 0.68 | 0.68 | 0.68 | 0.68 | 0.68 | 0.68 | 0.68 | 0.68
Northern_California_Solar_155 | caiso-deliverability | Vaca_Dixon_Tesla_offpeak | Operational_New_Capacity_MW | Northern_California_Solar_155 |  | 0.68 | 0.68 | 0.68 | 0.68 | 0.68 | 0.68 | 0.68 | 0.68 | 0.68 | 0.68 | 0.68 | 0.68 | 0.68 | 0.68 | 0.68 | 0.68 | 0.68 | 0.68 | 0.68 | 0.68 | 0.68 | 0.68 | 0.68 | 0.68 | 0.68 | 0.68 | 0.68 | 0.68 | 0.68 | 0.68 | 0.68
Northern_California_Solar_157 | caiso-deliverability | Vaca_Dixon_Tesla_offpeak | Operational_New_Capacity_MW | Northern_California_Solar_157 |  | 0.68 | 0.68 | 0.68 | 0.68 | 0.68 | 0.68 | 0.68 | 0.68 | 0.68 | 0.68 | 0.68 | 0.68 | 0.68 | 0.68 | 0.68 | 0.68 | 0.68 | 0.68 | 0.68 | 0.68 | 0.68 | 0.68 | 0.68 | 0.68 | 0.68 | 0.68 | 0.68 | 0.68 | 0.68 | 0.68 | 0.68
Northern_California_Solar_158 | caiso-deliverability | Vaca_Dixon_Tesla_offpeak | Operational_New_Capacity_MW | Northern_California_Solar_158 |  | 0.68 | 0.68 | 0.68 | 0.68 | 0.68 | 0.68 | 0.68 | 0.68 | 0.68 | 0.68 | 0.68 | 0.68 | 0.68 | 0.68 | 0.68 | 0.68 | 0.68 | 0.68 | 0.68 | 0.68 | 0.68 | 0.68 | 0.68 | 0.68 | 0.68 | 0.68 | 0.68 | 0.68 | 0.68 | 0.68 | 0.68
Northern_California_Solar_159 | caiso-deliverability | Vaca_Dixon_Tesla_offpeak | Operational_New_Capacity_MW | Northern_California_Solar_159 |  | 0.68 | 0.68 | 0.68 | 0.68 | 0.68 | 0.68 | 0.68 | 0.68 | 0.68 | 0.68 | 0.68 | 0.68 | 0.68 | 0.68 | 0.68 | 0.68 | 0.68 | 0.68 | 0.68 | 0.68 | 0.68 | 0.68 | 0.68 | 0.68 | 0.68 | 0.68 | 0.68 | 0.68 | 0.68 | 0.68 | 0.68
Northern_California_Solar_172 | caiso-deliverability | Vaca_Dixon_Tesla_offpeak | Operational_New_Capacity_MW | Northern_California_Solar_172 |  | 0.68 | 0.68 | 0.68 | 0.68 | 0.68 | 0.68 | 0.68 | 0.68 | 0.68 | 0.68 | 0.68 | 0.68 | 0.68 | 0.68 | 0.68 | 0.68 | 0.68 | 0.68 | 0.68 | 0.68 | 0.68 | 0.68 | 0.68 | 0.68 | 0.68 | 0.68 | 0.68 | 0.68 | 0.68 | 0.68 | 0.68
Northern_California_Solar_179 | caiso-deliverability | Vaca_Dixon_Tesla_offpeak | Operational_New_Capacity_MW | Northern_California_Solar_179 |  | 0.68 | 0.68 | 0.68 | 0.68 | 0.68 | 0.68 | 0.68 | 0.68 | 0.68 | 0.68 | 0.68 | 0.68 | 0.68 | 0.68 | 0.68 | 0.68 | 0.68 | 0.68 | 0.68 | 0.68 | 0.68 | 0.68 | 0.68 | 0.68 | 0.68 | 0.68 | 0.68 | 0.68 | 0.68 | 0.68 | 0.68
Northern_California_Wind_5 | caiso-deliverability | Vaca_Dixon_Tesla_offpeak | Operational_New_Capacity_MW | Northern_California_Wind_5 |  | 0.63 | 0.63 | 0.63 | 0.63 | 0.63 | 0.63 | 0.63 | 0.63 | 0.63 | 0.63 | 0.63 | 0.63 | 0.63 | 0.63 | 0.63 | 0.63 | 0.63 | 0.63 | 0.63 | 0.63 | 0.63 | 0.63 | 0.63 | 0.63 | 0.63 | 0.63 | 0.63 | 0.63 | 0.63 | 0.63 | 0.63
Northern_California_Wind_26 | caiso-deliverability | Vaca_Dixon_Tesla_offpeak | Operational_New_Capacity_MW | Northern_California_Wind_26 |  | 0.63 | 0.63 | 0.63 | 0.63 | 0.63 | 0.63 | 0.63 | 0.63 | 0.63 | 0.63 | 0.63 | 0.63 | 0.63 | 0.63 | 0.63 | 0.63 | 0.63 | 0.63 | 0.63 | 0.63 | 0.63 | 0.63 | 0.63 | 0.63 | 0.63 | 0.63 | 0.63 | 0.63 | 0.63 | 0.63 | 0.63
Northern_California_Wind_35 | caiso-deliverability | Vaca_Dixon_Tesla_offpeak | Operational_New_Capacity_MW | Northern_California_Wind_35 |  | 0.63 | 0.63 | 0.63 | 0.63 | 0.63 | 0.63 | 0.63 | 0.63 | 0.63 | 0.63 | 0.63 | 0.63 | 0.63 | 0.63 | 0.63 | 0.63 | 0.63 | 0.63 | 0.63 | 0.63 | 0.63 | 0.63 | 0.63 | 0.63 | 0.63 | 0.63 | 0.63 | 0.63 | 0.63 | 0.63 | 0.63
Northern_California_Wind_76 | caiso-deliverability | Vaca_Dixon_Tesla_offpeak | Operational_New_Capacity_MW | Northern_California_Wind_76 |  | 0.63 | 0.63 | 0.63 | 0.63 | 0.63 | 0.63 | 0.63 | 0.63 | 0.63 | 0.63 | 0.63 | 0.63 | 0.63 | 0.63 | 0.63 | 0.63 | 0.63 | 0.63 | 0.63 | 0.63 | 0.63 | 0.63 | 0.63 | 0.63 | 0.63 | 0.63 | 0.63 | 0.63 | 0.63 | 0.63 | 0.63
Northern_California_Wind_83 | caiso-deliverability | Vaca_Dixon_Tesla_offpeak | Operational_New_Capacity_MW | Northern_California_Wind_83 |  | 0.63 | 0.63 | 0.63 | 0.63 | 0.63 | 0.63 | 0.63 | 0.63 | 0.63 | 0.63 | 0.63 | 0.63 | 0.63 | 0.63 | 0.63 | 0.63 | 0.63 | 0.63 | 0.63 | 0.63 | 0.63 | 0.63 | 0.63 | 0.63 | 0.63 | 0.63 | 0.63 | 0.63 | 0.63 | 0.63 | 0.63
Northern_California_Wind_159 | caiso-deliverability | Vaca_Dixon_Tesla_offpeak | Operational_New_Capacity_MW | Northern_California_Wind_159 |  | 0.63 | 0.63 | 0.63 | 0.63 | 0.63 | 0.63 | 0.63 | 0.63 | 0.63 | 0.63 | 0.63 | 0.63 | 0.63 | 0.63 | 0.63 | 0.63 | 0.63 | 0.63 | 0.63 | 0.63 | 0.63 | 0.63 | 0.63 | 0.63 | 0.63 | 0.63 | 0.63 | 0.63 | 0.63 | 0.63 | 0.63
Pacific_Northwest_Geothermal_5 | caiso-deliverability | Vaca_Dixon_Tesla_offpeak | Operational_New_Capacity_MW | Pacific_Northwest_Geothermal_5 |  | 1 | 1 | 1 | 1 | 1 | 1 | 1 | 1 | 1 | 1 | 1 | 1 | 1 | 1 | 1 | 1 | 1 | 1 | 1 | 1 | 1 | 1 | 1 | 1 | 1 | 1 | 1 | 1 | 1 | 1 | 1
Solano_Wind_85 | caiso-deliverability | Vaca_Dixon_Tesla_offpeak | Operational_New_Capacity_MW | Solano_Wind_85 |  | 0.63 | 0.63 | 0.63 | 0.63 | 0.63 | 0.63 | 0.63 | 0.63 | 0.63 | 0.63 | 0.63 | 0.63 | 0.63 | 0.63 | 0.63 | 0.63 | 0.63 | 0.63 | 0.63 | 0.63 | 0.63 | 0.63 | 0.63 | 0.63 | 0.63 | 0.63 | 0.63 | 0.63 | 0.63 | 0.63 | 0.63
Solano_Wind_94 | caiso-deliverability | Vaca_Dixon_Tesla_offpeak | Operational_New_Capacity_MW | Solano_Wind_94 |  | 0.63 | 0.63 | 0.63 | 0.63 | 0.63 | 0.63 | 0.63 | 0.63 | 0.63 | 0.63 | 0.63 | 0.63 | 0.63 | 0.63 | 0.63 | 0.63 | 0.63 | 0.63 | 0.63 | 0.63 | 0.63 | 0.63 | 0.63 | 0.63 | 0.63 | 0.63 | 0.63 | 0.63 | 0.63 | 0.63 | 0.63
Solano_Wind_122 | caiso-deliverability | Vaca_Dixon_Tesla_offpeak | Operational_New_Capacity_MW | Solano_Wind_122 |  | 0.63 | 0.63 | 0.63 | 0.63 | 0.63 | 0.63 | 0.63 | 0.63 | 0.63 | 0.63 | 0.63 | 0.63 | 0.63 | 0.63 | 0.63 | 0.63 | 0.63 | 0.63 | 0.63 | 0.63 | 0.63 | 0.63 | 0.63 | 0.63 | 0.63 | 0.63 | 0.63 | 0.63 | 0.63 | 0.63 | 0.63
Solano_Wind_126 | caiso-deliverability | Vaca_Dixon_Tesla_offpeak | Operational_New_Capacity_MW | Solano_Wind_126 |  | 0.63 | 0.63 | 0.63 | 0.63 | 0.63 | 0.63 | 0.63 | 0.63 | 0.63 | 0.63 | 0.63 | 0.63 | 0.63 | 0.63 | 0.63 | 0.63 | 0.63 | 0.63 | 0.63 | 0.63 | 0.63 | 0.63 | 0.63 | 0.63 | 0.63 | 0.63 | 0.63 | 0.63 | 0.63 | 0.63 | 0.63
Southern_PGAE_Solar_17 | caiso-deliverability | Vaca_Dixon_Tesla_offpeak | Operational_New_Capacity_MW | Southern_PGAE_Solar_17 |  | 0.68 | 0.68 | 0.68 | 0.68 | 0.68 | 0.68 | 0.68 | 0.68 | 0.68 | 0.68 | 0.68 | 0.68 | 0.68 | 0.68 | 0.68 | 0.68 | 0.68 | 0.68 | 0.68 | 0.68 | 0.68 | 0.68 | 0.68 | 0.68 | 0.68 | 0.68 | 0.68 | 0.68 | 0.68 | 0.68 | 0.68
Southern_PGAE_Solar_95 | caiso-deliverability | Vaca_Dixon_Tesla_offpeak | Operational_New_Capacity_MW | Southern_PGAE_Solar_95 |  | 0.68 | 0.68 | 0.68 | 0.68 | 0.68 | 0.68 | 0.68 | 0.68 | 0.68 | 0.68 | 0.68 | 0.68 | 0.68 | 0.68 | 0.68 | 0.68 | 0.68 | 0.68 | 0.68 | 0.68 | 0.68 | 0.68 | 0.68 | 0.68 | 0.68 | 0.68 | 0.68 | 0.68 | 0.68 | 0.68 | 0.68
Vaca_Dixon_Tesla_group | caiso-deliverability | Vaca_Dixon_Tesla_offpeak | Operational_New_Capacity_MW | Vaca_Dixon_Tesla_group |  | -1 | -1 | -1 | -1 | -1 | -1 | -1 | -1 | -1 | -1 | -1 | -1 | -1 | -1 | -1 | -1 | -1 | -1 | -1 | -1 | -1 | -1 | -1 | -1 | -1 | -1 | -1 | -1 | -1 | -1 | -1
Northern_California_Flow_Battery_5 | caiso-deliverability | Vaca_Dixon_Tesla_SSN | Reliability_Capacity_In_Model_Year | System RA | Northern_California_Flow_Battery_5 | 0.5 | 0.5 | 0.5 | 0.5 | 0.5 | 0.5 | 0.5 | 0.5 | 0.5 | 0.5 | 0.5 | 0.5 | 0.5 | 0.5 | 0.5 | 0.5 | 0.5 | 0.5 | 0.5 | 0.5 | 0.5 | 0.5 | 0.5 | 0.5 | 0.5 | 0.5 | 0.5 | 0.5 | 0.5 | 0.5 | 0.5
Southern_PGAE_Flow_Battery_17 | caiso-deliverability | Vaca_Dixon_Tesla_SSN | Reliability_Capacity_In_Model_Year | System RA | Southern_PGAE_Flow_Battery_17 | 0.5 | 0.5 | 0.5 | 0.5 | 0.5 | 0.5 | 0.5 | 0.5 | 0.5 | 0.5 | 0.5 | 0.5 | 0.5 | 0.5 | 0.5 | 0.5 | 0.5 | 0.5 | 0.5 | 0.5 | 0.5 | 0.5 | 0.5 | 0.5 | 0.5 | 0.5 | 0.5 | 0.5 | 0.5 | 0.5 | 0.5
Northern_California_Flow_Battery_25 | caiso-deliverability | Vaca_Dixon_Tesla_SSN | Reliability_Capacity_In_Model_Year | System RA | Northern_California_Flow_Battery_25 | 0.5 | 0.5 | 0.5 | 0.5 | 0.5 | 0.5 | 0.5 | 0.5 | 0.5 | 0.5 | 0.5 | 0.5 | 0.5 | 0.5 | 0.5 | 0.5 | 0.5 | 0.5 | 0.5 | 0.5 | 0.5 | 0.5 | 0.5 | 0.5 | 0.5 | 0.5 | 0.5 | 0.5 | 0.5 | 0.5 | 0.5
Northern_California_Flow_Battery_26 | caiso-deliverability | Vaca_Dixon_Tesla_SSN | Reliability_Capacity_In_Model_Year | System RA | Northern_California_Flow_Battery_26 | 0.5 | 0.5 | 0.5 | 0.5 | 0.5 | 0.5 | 0.5 | 0.5 | 0.5 | 0.5 | 0.5 | 0.5 | 0.5 | 0.5 | 0.5 | 0.5 | 0.5 | 0.5 | 0.5 | 0.5 | 0.5 | 0.5 | 0.5 | 0.5 | 0.5 | 0.5 | 0.5 | 0.5 | 0.5 | 0.5 | 0.5
Northern_California_Flow_Battery_35 | caiso-deliverability | Vaca_Dixon_Tesla_SSN | Reliability_Capacity_In_Model_Year | System RA | Northern_California_Flow_Battery_35 | 0.5 | 0.5 | 0.5 | 0.5 | 0.5 | 0.5 | 0.5 | 0.5 | 0.5 | 0.5 | 0.5 | 0.5 | 0.5 | 0.5 | 0.5 | 0.5 | 0.5 | 0.5 | 0.5 | 0.5 | 0.5 | 0.5 | 0.5 | 0.5 | 0.5 | 0.5 | 0.5 | 0.5 | 0.5 | 0.5 | 0.5
Northern_California_Flow_Battery_38 | caiso-deliverability | Vaca_Dixon_Tesla_SSN | Reliability_Capacity_In_Model_Year | System RA | Northern_California_Flow_Battery_38 | 0.5 | 0.5 | 0.5 | 0.5 | 0.5 | 0.5 | 0.5 | 0.5 | 0.5 | 0.5 | 0.5 | 0.5 | 0.5 | 0.5 | 0.5 | 0.5 | 0.5 | 0.5 | 0.5 | 0.5 | 0.5 | 0.5 | 0.5 | 0.5 | 0.5 | 0.5 | 0.5 | 0.5 | 0.5 | 0.5 | 0.5
Northern_California_Flow_Battery_51 | caiso-deliverability | Vaca_Dixon_Tesla_SSN | Reliability_Capacity_In_Model_Year | System RA | Northern_California_Flow_Battery_51 | 0.5 | 0.5 | 0.5 | 0.5 | 0.5 | 0.5 | 0.5 | 0.5 | 0.5 | 0.5 | 0.5 | 0.5 | 0.5 | 0.5 | 0.5 | 0.5 | 0.5 | 0.5 | 0.5 | 0.5 | 0.5 | 0.5 | 0.5 | 0.5 | 0.5 | 0.5 | 0.5 | 0.5 | 0.5 | 0.5 | 0.5
Northern_California_Flow_Battery_76 | caiso-deliverability | Vaca_Dixon_Tesla_SSN | Reliability_Capacity_In_Model_Year | System RA | Northern_California_Flow_Battery_76 | 0.5 | 0.5 | 0.5 | 0.5 | 0.5 | 0.5 | 0.5 | 0.5 | 0.5 | 0.5 | 0.5 | 0.5 | 0.5 | 0.5 | 0.5 | 0.5 | 0.5 | 0.5 | 0.5 | 0.5 | 0.5 | 0.5 | 0.5 | 0.5 | 0.5 | 0.5 | 0.5 | 0.5 | 0.5 | 0.5 | 0.5
Northern_California_Flow_Battery_80 | caiso-deliverability | Vaca_Dixon_Tesla_SSN | Reliability_Capacity_In_Model_Year | System RA | Northern_California_Flow_Battery_80 | 0.5 | 0.5 | 0.5 | 0.5 | 0.5 | 0.5 | 0.5 | 0.5 | 0.5 | 0.5 | 0.5 | 0.5 | 0.5 | 0.5 | 0.5 | 0.5 | 0.5 | 0.5 | 0.5 | 0.5 | 0.5 | 0.5 | 0.5 | 0.5 | 0.5 | 0.5 | 0.5 | 0.5 | 0.5 | 0.5 | 0.5
Northern_California_Flow_Battery_83 | caiso-deliverability | Vaca_Dixon_Tesla_SSN | Reliability_Capacity_In_Model_Year | System RA | Northern_California_Flow_Battery_83 | 0.5 | 0.5 | 0.5 | 0.5 | 0.5 | 0.5 | 0.5 | 0.5 | 0.5 | 0.5 | 0.5 | 0.5 | 0.5 | 0.5 | 0.5 | 0.5 | 0.5 | 0.5 | 0.5 | 0.5 | 0.5 | 0.5 | 0.5 | 0.5 | 0.5 | 0.5 | 0.5 | 0.5 | 0.5 | 0.5 | 0.5
Northern_California_Flow_Battery_85 | caiso-deliverability | Vaca_Dixon_Tesla_SSN | Reliability_Capacity_In_Model_Year | System RA | Northern_California_Flow_Battery_85 | 0.5 | 0.5 | 0.5 | 0.5 | 0.5 | 0.5 | 0.5 | 0.5 | 0.5 | 0.5 | 0.5 | 0.5 | 0.5 | 0.5 | 0.5 | 0.5 | 0.5 | 0.5 | 0.5 | 0.5 | 0.5 | 0.5 | 0.5 | 0.5 | 0.5 | 0.5 | 0.5 | 0.5 | 0.5 | 0.5 | 0.5
Northern_California_Flow_Battery_94 | caiso-deliverability | Vaca_Dixon_Tesla_SSN | Reliability_Capacity_In_Model_Year | System RA | Northern_California_Flow_Battery_94 | 0.5 | 0.5 | 0.5 | 0.5 | 0.5 | 0.5 | 0.5 | 0.5 | 0.5 | 0.5 | 0.5 | 0.5 | 0.5 | 0.5 | 0.5 | 0.5 | 0.5 | 0.5 | 0.5 | 0.5 | 0.5 | 0.5 | 0.5 | 0.5 | 0.5 | 0.5 | 0.5 | 0.5 | 0.5 | 0.5 | 0.5
Southern_PGAE_Flow_Battery_95 | caiso-deliverability | Vaca_Dixon_Tesla_SSN | Reliability_Capacity_In_Model_Year | System RA | Southern_PGAE_Flow_Battery_95 | 0.5 | 0.5 | 0.5 | 0.5 | 0.5 | 0.5 | 0.5 | 0.5 | 0.5 | 0.5 | 0.5 | 0.5 | 0.5 | 0.5 | 0.5 | 0.5 | 0.5 | 0.5 | 0.5 | 0.5 | 0.5 | 0.5 | 0.5 | 0.5 | 0.5 | 0.5 | 0.5 | 0.5 | 0.5 | 0.5 | 0.5
Northern_California_Flow_Battery_112 | caiso-deliverability | Vaca_Dixon_Tesla_SSN | Reliability_Capacity_In_Model_Year | System RA | Northern_California_Flow_Battery_112 | 0.5 | 0.5 | 0.5 | 0.5 | 0.5 | 0.5 | 0.5 | 0.5 | 0.5 | 0.5 | 0.5 | 0.5 | 0.5 | 0.5 | 0.5 | 0.5 | 0.5 | 0.5 | 0.5 | 0.5 | 0.5 | 0.5 | 0.5 | 0.5 | 0.5 | 0.5 | 0.5 | 0.5 | 0.5 | 0.5 | 0.5
Northern_California_Flow_Battery_122 | caiso-deliverability | Vaca_Dixon_Tesla_SSN | Reliability_Capacity_In_Model_Year | System RA | Northern_California_Flow_Battery_122 | 0.5 | 0.5 | 0.5 | 0.5 | 0.5 | 0.5 | 0.5 | 0.5 | 0.5 | 0.5 | 0.5 | 0.5 | 0.5 | 0.5 | 0.5 | 0.5 | 0.5 | 0.5 | 0.5 | 0.5 | 0.5 | 0.5 | 0.5 | 0.5 | 0.5 | 0.5 | 0.5 | 0.5 | 0.5 | 0.5 | 0.5
Northern_California_Flow_Battery_126 | caiso-deliverability | Vaca_Dixon_Tesla_SSN | Reliability_Capacity_In_Model_Year | System RA | Northern_California_Flow_Battery_126 | 0.5 | 0.5 | 0.5 | 0.5 | 0.5 | 0.5 | 0.5 | 0.5 | 0.5 | 0.5 | 0.5 | 0.5 | 0.5 | 0.5 | 0.5 | 0.5 | 0.5 | 0.5 | 0.5 | 0.5 | 0.5 | 0.5 | 0.5 | 0.5 | 0.5 | 0.5 | 0.5 | 0.5 | 0.5 | 0.5 | 0.5
Northern_California_Flow_Battery_127 | caiso-deliverability | Vaca_Dixon_Tesla_SSN | Reliability_Capacity_In_Model_Year | System RA | Northern_California_Flow_Battery_127 | 0.5 | 0.5 | 0.5 | 0.5 | 0.5 | 0.5 | 0.5 | 0.5 | 0.5 | 0.5 | 0.5 | 0.5 | 0.5 | 0.5 | 0.5 | 0.5 | 0.5 | 0.5 | 0.5 | 0.5 | 0.5 | 0.5 | 0.5 | 0.5 | 0.5 | 0.5 | 0.5 | 0.5 | 0.5 | 0.5 | 0.5
Northern_California_Flow_Battery_141 | caiso-deliverability | Vaca_Dixon_Tesla_SSN | Reliability_Capacity_In_Model_Year | System RA | Northern_California_Flow_Battery_141 | 0.5 | 0.5 | 0.5 | 0.5 | 0.5 | 0.5 | 0.5 | 0.5 | 0.5 | 0.5 | 0.5 | 0.5 | 0.5 | 0.5 | 0.5 | 0.5 | 0.5 | 0.5 | 0.5 | 0.5 | 0.5 | 0.5 | 0.5 | 0.5 | 0.5 | 0.5 | 0.5 | 0.5 | 0.5 | 0.5 | 0.5
Northern_California_Flow_Battery_144 | caiso-deliverability | Vaca_Dixon_Tesla_SSN | Reliability_Capacity_In_Model_Year | System RA | Northern_California_Flow_Battery_144 | 0.5 | 0.5 | 0.5 | 0.5 | 0.5 | 0.5 | 0.5 | 0.5 | 0.5 | 0.5 | 0.5 | 0.5 | 0.5 | 0.5 | 0.5 | 0.5 | 0.5 | 0.5 | 0.5 | 0.5 | 0.5 | 0.5 | 0.5 | 0.5 | 0.5 | 0.5 | 0.5 | 0.5 | 0.5 | 0.5 | 0.5
Northern_California_Flow_Battery_149 | caiso-deliverability | Vaca_Dixon_Tesla_SSN | Reliability_Capacity_In_Model_Year | System RA | Northern_California_Flow_Battery_149 | 0.5 | 0.5 | 0.5 | 0.5 | 0.5 | 0.5 | 0.5 | 0.5 | 0.5 | 0.5 | 0.5 | 0.5 | 0.5 | 0.5 | 0.5 | 0.5 | 0.5 | 0.5 | 0.5 | 0.5 | 0.5 | 0.5 | 0.5 | 0.5 | 0.5 | 0.5 | 0.5 | 0.5 | 0.5 | 0.5 | 0.5
Northern_California_Flow_Battery_150 | caiso-deliverability | Vaca_Dixon_Tesla_SSN | Reliability_Capacity_In_Model_Year | System RA | Northern_California_Flow_Battery_150 | 0.5 | 0.5 | 0.5 | 0.5 | 0.5 | 0.5 | 0.5 | 0.5 | 0.5 | 0.5 | 0.5 | 0.5 | 0.5 | 0.5 | 0.5 | 0.5 | 0.5 | 0.5 | 0.5 | 0.5 | 0.5 | 0.5 | 0.5 | 0.5 | 0.5 | 0.5 | 0.5 | 0.5 | 0.5 | 0.5 | 0.5
Northern_California_Flow_Battery_155 | caiso-deliverability | Vaca_Dixon_Tesla_SSN | Reliability_Capacity_In_Model_Year | System RA | Northern_California_Flow_Battery_155 | 0.5 | 0.5 | 0.5 | 0.5 | 0.5 | 0.5 | 0.5 | 0.5 | 0.5 | 0.5 | 0.5 | 0.5 | 0.5 | 0.5 | 0.5 | 0.5 | 0.5 | 0.5 | 0.5 | 0.5 | 0.5 | 0.5 | 0.5 | 0.5 | 0.5 | 0.5 | 0.5 | 0.5 | 0.5 | 0.5 | 0.5
Northern_California_Flow_Battery_157 | caiso-deliverability | Vaca_Dixon_Tesla_SSN | Reliability_Capacity_In_Model_Year | System RA | Northern_California_Flow_Battery_157 | 0.5 | 0.5 | 0.5 | 0.5 | 0.5 | 0.5 | 0.5 | 0.5 | 0.5 | 0.5 | 0.5 | 0.5 | 0.5 | 0.5 | 0.5 | 0.5 | 0.5 | 0.5 | 0.5 | 0.5 | 0.5 | 0.5 | 0.5 | 0.5 | 0.5 | 0.5 | 0.5 | 0.5 | 0.5 | 0.5 | 0.5
Northern_California_Flow_Battery_158 | caiso-deliverability | Vaca_Dixon_Tesla_SSN | Reliability_Capacity_In_Model_Year | System RA | Northern_California_Flow_Battery_158 | 0.5 | 0.5 | 0.5 | 0.5 | 0.5 | 0.5 | 0.5 | 0.5 | 0.5 | 0.5 | 0.5 | 0.5 | 0.5 | 0.5 | 0.5 | 0.5 | 0.5 | 0.5 | 0.5 | 0.5 | 0.5 | 0.5 | 0.5 | 0.5 | 0.5 | 0.5 | 0.5 | 0.5 | 0.5 | 0.5 | 0.5
Northern_California_Flow_Battery_159 | caiso-deliverability | Vaca_Dixon_Tesla_SSN | Reliability_Capacity_In_Model_Year | System RA | Northern_California_Flow_Battery_159 | 0.5 | 0.5 | 0.5 | 0.5 | 0.5 | 0.5 | 0.5 | 0.5 | 0.5 | 0.5 | 0.5 | 0.5 | 0.5 | 0.5 | 0.5 | 0.5 | 0.5 | 0.5 | 0.5 | 0.5 | 0.5 | 0.5 | 0.5 | 0.5 | 0.5 | 0.5 | 0.5 | 0.5 | 0.5 | 0.5 | 0.5
Northern_California_Flow_Battery_172 | caiso-deliverability | Vaca_Dixon_Tesla_SSN | Reliability_Capacity_In_Model_Year | System RA | Northern_California_Flow_Battery_172 | 0.5 | 0.5 | 0.5 | 0.5 | 0.5 | 0.5 | 0.5 | 0.5 | 0.5 | 0.5 | 0.5 | 0.5 | 0.5 | 0.5 | 0.5 | 0.5 | 0.5 | 0.5 | 0.5 | 0.5 | 0.5 | 0.5 | 0.5 | 0.5 | 0.5 | 0.5 | 0.5 | 0.5 | 0.5 | 0.5 | 0.5
Northern_California_Flow_Battery_179 | caiso-deliverability | Vaca_Dixon_Tesla_SSN | Reliability_Capacity_In_Model_Year | System RA | Northern_California_Flow_Battery_179 | 0.5 | 0.5 | 0.5 | 0.5 | 0.5 | 0.5 | 0.5 | 0.5 | 0.5 | 0.5 | 0.5 | 0.5 | 0.5 | 0.5 | 0.5 | 0.5 | 0.5 | 0.5 | 0.5 | 0.5 | 0.5 | 0.5 | 0.5 | 0.5 | 0.5 | 0.5 | 0.5 | 0.5 | 0.5 | 0.5 | 0.5
Northern_California_Li_Battery_4hr_5 | caiso-deliverability | Vaca_Dixon_Tesla_SSN | Reliability_Capacity_In_Model_Year | System RA | Northern_California_Li_Battery_4hr_5 | 0.5 | 0.5 | 0.5 | 0.5 | 0.5 | 0.5 | 0.5 | 0.5 | 0.5 | 0.5 | 0.5 | 0.5 | 0.5 | 0.5 | 0.5 | 0.5 | 0.5 | 0.5 | 0.5 | 0.5 | 0.5 | 0.5 | 0.5 | 0.5 | 0.5 | 0.5 | 0.5 | 0.5 | 0.5 | 0.5 | 0.5
Southern_PGAE_Li_Battery_4hr_17 | caiso-deliverability | Vaca_Dixon_Tesla_SSN | Reliability_Capacity_In_Model_Year | System RA | Southern_PGAE_Li_Battery_4hr_17 | 0.5 | 0.5 | 0.5 | 0.5 | 0.5 | 0.5 | 0.5 | 0.5 | 0.5 | 0.5 | 0.5 | 0.5 | 0.5 | 0.5 | 0.5 | 0.5 | 0.5 | 0.5 | 0.5 | 0.5 | 0.5 | 0.5 | 0.5 | 0.5 | 0.5 | 0.5 | 0.5 | 0.5 | 0.5 | 0.5 | 0.5
Northern_California_Li_Battery_4hr_25 | caiso-deliverability | Vaca_Dixon_Tesla_SSN | Reliability_Capacity_In_Model_Year | System RA | Northern_California_Li_Battery_4hr_25 | 0.5 | 0.5 | 0.5 | 0.5 | 0.5 | 0.5 | 0.5 | 0.5 | 0.5 | 0.5 | 0.5 | 0.5 | 0.5 | 0.5 | 0.5 | 0.5 | 0.5 | 0.5 | 0.5 | 0.5 | 0.5 | 0.5 | 0.5 | 0.5 | 0.5 | 0.5 | 0.5 | 0.5 | 0.5 | 0.5 | 0.5
Northern_California_Li_Battery_4hr_26 | caiso-deliverability | Vaca_Dixon_Tesla_SSN | Reliability_Capacity_In_Model_Year | System RA | Northern_California_Li_Battery_4hr_26 | 0.5 | 0.5 | 0.5 | 0.5 | 0.5 | 0.5 | 0.5 | 0.5 | 0.5 | 0.5 | 0.5 | 0.5 | 0.5 | 0.5 | 0.5 | 0.5 | 0.5 | 0.5 | 0.5 | 0.5 | 0.5 | 0.5 | 0.5 | 0.5 | 0.5 | 0.5 | 0.5 | 0.5 | 0.5 | 0.5 | 0.5
Northern_California_Li_Battery_4hr_35 | caiso-deliverability | Vaca_Dixon_Tesla_SSN | Reliability_Capacity_In_Model_Year | System RA | Northern_California_Li_Battery_4hr_35 | 0.5 | 0.5 | 0.5 | 0.5 | 0.5 | 0.5 | 0.5 | 0.5 | 0.5 | 0.5 | 0.5 | 0.5 | 0.5 | 0.5 | 0.5 | 0.5 | 0.5 | 0.5 | 0.5 | 0.5 | 0.5 | 0.5 | 0.5 | 0.5 | 0.5 | 0.5 | 0.5 | 0.5 | 0.5 | 0.5 | 0.5
Northern_California_Li_Battery_4hr_38 | caiso-deliverability | Vaca_Dixon_Tesla_SSN | Reliability_Capacity_In_Model_Year | System RA | Northern_California_Li_Battery_4hr_38 | 0.5 | 0.5 | 0.5 | 0.5 | 0.5 | 0.5 | 0.5 | 0.5 | 0.5 | 0.5 | 0.5 | 0.5 | 0.5 | 0.5 | 0.5 | 0.5 | 0.5 | 0.5 | 0.5 | 0.5 | 0.5 | 0.5 | 0.5 | 0.5 | 0.5 | 0.5 | 0.5 | 0.5 | 0.5 | 0.5 | 0.5
Northern_California_Li_Battery_4hr_51 | caiso-deliverability | Vaca_Dixon_Tesla_SSN | Reliability_Capacity_In_Model_Year | System RA | Northern_California_Li_Battery_4hr_51 | 0.5 | 0.5 | 0.5 | 0.5 | 0.5 | 0.5 | 0.5 | 0.5 | 0.5 | 0.5 | 0.5 | 0.5 | 0.5 | 0.5 | 0.5 | 0.5 | 0.5 | 0.5 | 0.5 | 0.5 | 0.5 | 0.5 | 0.5 | 0.5 | 0.5 | 0.5 | 0.5 | 0.5 | 0.5 | 0.5 | 0.5
Northern_California_Li_Battery_4hr_76 | caiso-deliverability | Vaca_Dixon_Tesla_SSN | Reliability_Capacity_In_Model_Year | System RA | Northern_California_Li_Battery_4hr_76 | 0.5 | 0.5 | 0.5 | 0.5 | 0.5 | 0.5 | 0.5 | 0.5 | 0.5 | 0.5 | 0.5 | 0.5 | 0.5 | 0.5 | 0.5 | 0.5 | 0.5 | 0.5 | 0.5 | 0.5 | 0.5 | 0.5 | 0.5 | 0.5 | 0.5 | 0.5 | 0.5 | 0.5 | 0.5 | 0.5 | 0.5
Northern_California_Li_Battery_4hr_80 | caiso-deliverability | Vaca_Dixon_Tesla_SSN | Reliability_Capacity_In_Model_Year | System RA | Northern_California_Li_Battery_4hr_80 | 0.5 | 0.5 | 0.5 | 0.5 | 0.5 | 0.5 | 0.5 | 0.5 | 0.5 | 0.5 | 0.5 | 0.5 | 0.5 | 0.5 | 0.5 | 0.5 | 0.5 | 0.5 | 0.5 | 0.5 | 0.5 | 0.5 | 0.5 | 0.5 | 0.5 | 0.5 | 0.5 | 0.5 | 0.5 | 0.5 | 0.5
Northern_California_Li_Battery_4hr_83 | caiso-deliverability | Vaca_Dixon_Tesla_SSN | Reliability_Capacity_In_Model_Year | System RA | Northern_California_Li_Battery_4hr_83 | 0.5 | 0.5 | 0.5 | 0.5 | 0.5 | 0.5 | 0.5 | 0.5 | 0.5 | 0.5 | 0.5 | 0.5 | 0.5 | 0.5 | 0.5 | 0.5 | 0.5 | 0.5 | 0.5 | 0.5 | 0.5 | 0.5 | 0.5 | 0.5 | 0.5 | 0.5 | 0.5 | 0.5 | 0.5 | 0.5 | 0.5
Northern_California_Li_Battery_4hr_85 | caiso-deliverability | Vaca_Dixon_Tesla_SSN | Reliability_Capacity_In_Model_Year | System RA | Northern_California_Li_Battery_4hr_85 | 0.5 | 0.5 | 0.5 | 0.5 | 0.5 | 0.5 | 0.5 | 0.5 | 0.5 | 0.5 | 0.5 | 0.5 | 0.5 | 0.5 | 0.5 | 0.5 | 0.5 | 0.5 | 0.5 | 0.5 | 0.5 | 0.5 | 0.5 | 0.5 | 0.5 | 0.5 | 0.5 | 0.5 | 0.5 | 0.5 | 0.5
Northern_California_Li_Battery_4hr_94 | caiso-deliverability | Vaca_Dixon_Tesla_SSN | Reliability_Capacity_In_Model_Year | System RA | Northern_California_Li_Battery_4hr_94 | 0.5 | 0.5 | 0.5 | 0.5 | 0.5 | 0.5 | 0.5 | 0.5 | 0.5 | 0.5 | 0.5 | 0.5 | 0.5 | 0.5 | 0.5 | 0.5 | 0.5 | 0.5 | 0.5 | 0.5 | 0.5 | 0.5 | 0.5 | 0.5 | 0.5 | 0.5 | 0.5 | 0.5 | 0.5 | 0.5 | 0.5
Southern_PGAE_Li_Battery_4hr_95 | caiso-deliverability | Vaca_Dixon_Tesla_SSN | Reliability_Capacity_In_Model_Year | System RA | Southern_PGAE_Li_Battery_4hr_95 | 0.5 | 0.5 | 0.5 | 0.5 | 0.5 | 0.5 | 0.5 | 0.5 | 0.5 | 0.5 | 0.5 | 0.5 | 0.5 | 0.5 | 0.5 | 0.5 | 0.5 | 0.5 | 0.5 | 0.5 | 0.5 | 0.5 | 0.5 | 0.5 | 0.5 | 0.5 | 0.5 | 0.5 | 0.5 | 0.5 | 0.5
Northern_California_Li_Battery_4hr_112 | caiso-deliverability | Vaca_Dixon_Tesla_SSN | Reliability_Capacity_In_Model_Year | System RA | Northern_California_Li_Battery_4hr_112 | 0.5 | 0.5 | 0.5 | 0.5 | 0.5 | 0.5 | 0.5 | 0.5 | 0.5 | 0.5 | 0.5 | 0.5 | 0.5 | 0.5 | 0.5 | 0.5 | 0.5 | 0.5 | 0.5 | 0.5 | 0.5 | 0.5 | 0.5 | 0.5 | 0.5 | 0.5 | 0.5 | 0.5 | 0.5 | 0.5 | 0.5
Northern_California_Li_Battery_4hr_122 | caiso-deliverability | Vaca_Dixon_Tesla_SSN | Reliability_Capacity_In_Model_Year | System RA | Northern_California_Li_Battery_4hr_122 | 0.5 | 0.5 | 0.5 | 0.5 | 0.5 | 0.5 | 0.5 | 0.5 | 0.5 | 0.5 | 0.5 | 0.5 | 0.5 | 0.5 | 0.5 | 0.5 | 0.5 | 0.5 | 0.5 | 0.5 | 0.5 | 0.5 | 0.5 | 0.5 | 0.5 | 0.5 | 0.5 | 0.5 | 0.5 | 0.5 | 0.5
Northern_California_Li_Battery_4hr_126 | caiso-deliverability | Vaca_Dixon_Tesla_SSN | Reliability_Capacity_In_Model_Year | System RA | Northern_California_Li_Battery_4hr_126 | 0.5 | 0.5 | 0.5 | 0.5 | 0.5 | 0.5 | 0.5 | 0.5 | 0.5 | 0.5 | 0.5 | 0.5 | 0.5 | 0.5 | 0.5 | 0.5 | 0.5 | 0.5 | 0.5 | 0.5 | 0.5 | 0.5 | 0.5 | 0.5 | 0.5 | 0.5 | 0.5 | 0.5 | 0.5 | 0.5 | 0.5
Northern_California_Li_Battery_4hr_127 | caiso-deliverability | Vaca_Dixon_Tesla_SSN | Reliability_Capacity_In_Model_Year | System RA | Northern_California_Li_Battery_4hr_127 | 0.5 | 0.5 | 0.5 | 0.5 | 0.5 | 0.5 | 0.5 | 0.5 | 0.5 | 0.5 | 0.5 | 0.5 | 0.5 | 0.5 | 0.5 | 0.5 | 0.5 | 0.5 | 0.5 | 0.5 | 0.5 | 0.5 | 0.5 | 0.5 | 0.5 | 0.5 | 0.5 | 0.5 | 0.5 | 0.5 | 0.5
Northern_California_Li_Battery_4hr_141 | caiso-deliverability | Vaca_Dixon_Tesla_SSN | Reliability_Capacity_In_Model_Year | System RA | Northern_California_Li_Battery_4hr_141 | 0.5 | 0.5 | 0.5 | 0.5 | 0.5 | 0.5 | 0.5 | 0.5 | 0.5 | 0.5 | 0.5 | 0.5 | 0.5 | 0.5 | 0.5 | 0.5 | 0.5 | 0.5 | 0.5 | 0.5 | 0.5 | 0.5 | 0.5 | 0.5 | 0.5 | 0.5 | 0.5 | 0.5 | 0.5 | 0.5 | 0.5
Northern_California_Li_Battery_4hr_144 | caiso-deliverability | Vaca_Dixon_Tesla_SSN | Reliability_Capacity_In_Model_Year | System RA | Northern_California_Li_Battery_4hr_144 | 0.5 | 0.5 | 0.5 | 0.5 | 0.5 | 0.5 | 0.5 | 0.5 | 0.5 | 0.5 | 0.5 | 0.5 | 0.5 | 0.5 | 0.5 | 0.5 | 0.5 | 0.5 | 0.5 | 0.5 | 0.5 | 0.5 | 0.5 | 0.5 | 0.5 | 0.5 | 0.5 | 0.5 | 0.5 | 0.5 | 0.5
Northern_California_Li_Battery_4hr_149 | caiso-deliverability | Vaca_Dixon_Tesla_SSN | Reliability_Capacity_In_Model_Year | System RA | Northern_California_Li_Battery_4hr_149 | 0.5 | 0.5 | 0.5 | 0.5 | 0.5 | 0.5 | 0.5 | 0.5 | 0.5 | 0.5 | 0.5 | 0.5 | 0.5 | 0.5 | 0.5 | 0.5 | 0.5 | 0.5 | 0.5 | 0.5 | 0.5 | 0.5 | 0.5 | 0.5 | 0.5 | 0.5 | 0.5 | 0.5 | 0.5 | 0.5 | 0.5
Northern_California_Li_Battery_4hr_150 | caiso-deliverability | Vaca_Dixon_Tesla_SSN | Reliability_Capacity_In_Model_Year | System RA | Northern_California_Li_Battery_4hr_150 | 0.5 | 0.5 | 0.5 | 0.5 | 0.5 | 0.5 | 0.5 | 0.5 | 0.5 | 0.5 | 0.5 | 0.5 | 0.5 | 0.5 | 0.5 | 0.5 | 0.5 | 0.5 | 0.5 | 0.5 | 0.5 | 0.5 | 0.5 | 0.5 | 0.5 | 0.5 | 0.5 | 0.5 | 0.5 | 0.5 | 0.5
Northern_California_Li_Battery_4hr_155 | caiso-deliverability | Vaca_Dixon_Tesla_SSN | Reliability_Capacity_In_Model_Year | System RA | Northern_California_Li_Battery_4hr_155 | 0.5 | 0.5 | 0.5 | 0.5 | 0.5 | 0.5 | 0.5 | 0.5 | 0.5 | 0.5 | 0.5 | 0.5 | 0.5 | 0.5 | 0.5 | 0.5 | 0.5 | 0.5 | 0.5 | 0.5 | 0.5 | 0.5 | 0.5 | 0.5 | 0.5 | 0.5 | 0.5 | 0.5 | 0.5 | 0.5 | 0.5
Northern_California_Li_Battery_4hr_157 | caiso-deliverability | Vaca_Dixon_Tesla_SSN | Reliability_Capacity_In_Model_Year | System RA | Northern_California_Li_Battery_4hr_157 | 0.5 | 0.5 | 0.5 | 0.5 | 0.5 | 0.5 | 0.5 | 0.5 | 0.5 | 0.5 | 0.5 | 0.5 | 0.5 | 0.5 | 0.5 | 0.5 | 0.5 | 0.5 | 0.5 | 0.5 | 0.5 | 0.5 | 0.5 | 0.5 | 0.5 | 0.5 | 0.5 | 0.5 | 0.5 | 0.5 | 0.5
Northern_California_Li_Battery_4hr_158 | caiso-deliverability | Vaca_Dixon_Tesla_SSN | Reliability_Capacity_In_Model_Year | System RA | Northern_California_Li_Battery_4hr_158 | 0.5 | 0.5 | 0.5 | 0.5 | 0.5 | 0.5 | 0.5 | 0.5 | 0.5 | 0.5 | 0.5 | 0.5 | 0.5 | 0.5 | 0.5 | 0.5 | 0.5 | 0.5 | 0.5 | 0.5 | 0.5 | 0.5 | 0.5 | 0.5 | 0.5 | 0.5 | 0.5 | 0.5 | 0.5 | 0.5 | 0.5
Northern_California_Li_Battery_4hr_159 | caiso-deliverability | Vaca_Dixon_Tesla_SSN | Reliability_Capacity_In_Model_Year | System RA | Northern_California_Li_Battery_4hr_159 | 0.5 | 0.5 | 0.5 | 0.5 | 0.5 | 0.5 | 0.5 | 0.5 | 0.5 | 0.5 | 0.5 | 0.5 | 0.5 | 0.5 | 0.5 | 0.5 | 0.5 | 0.5 | 0.5 | 0.5 | 0.5 | 0.5 | 0.5 | 0.5 | 0.5 | 0.5 | 0.5 | 0.5 | 0.5 | 0.5 | 0.5
Northern_California_Li_Battery_4hr_172 | caiso-deliverability | Vaca_Dixon_Tesla_SSN | Reliability_Capacity_In_Model_Year | System RA | Northern_California_Li_Battery_4hr_172 | 0.5 | 0.5 | 0.5 | 0.5 | 0.5 | 0.5 | 0.5 | 0.5 | 0.5 | 0.5 | 0.5 | 0.5 | 0.5 | 0.5 | 0.5 | 0.5 | 0.5 | 0.5 | 0.5 | 0.5 | 0.5 | 0.5 | 0.5 | 0.5 | 0.5 | 0.5 | 0.5 | 0.5 | 0.5 | 0.5 | 0.5
Northern_California_Li_Battery_4hr_179 | caiso-deliverability | Vaca_Dixon_Tesla_SSN | Reliability_Capacity_In_Model_Year | System RA | Northern_California_Li_Battery_4hr_179 | 0.5 | 0.5 | 0.5 | 0.5 | 0.5 | 0.5 | 0.5 | 0.5 | 0.5 | 0.5 | 0.5 | 0.5 | 0.5 | 0.5 | 0.5 | 0.5 | 0.5 | 0.5 | 0.5 | 0.5 | 0.5 | 0.5 | 0.5 | 0.5 | 0.5 | 0.5 | 0.5 | 0.5 | 0.5 | 0.5 | 0.5
Northern_California_Li_Battery_8hr_5 | caiso-deliverability | Vaca_Dixon_Tesla_SSN | Reliability_Capacity_In_Model_Year | System RA | Northern_California_Li_Battery_8hr_5 | 0.5 | 0.5 | 0.5 | 0.5 | 0.5 | 0.5 | 0.5 | 0.5 | 0.5 | 0.5 | 0.5 | 0.5 | 0.5 | 0.5 | 0.5 | 0.5 | 0.5 | 0.5 | 0.5 | 0.5 | 0.5 | 0.5 | 0.5 | 0.5 | 0.5 | 0.5 | 0.5 | 0.5 | 0.5 | 0.5 | 0.5
Southern_PGAE_Li_Battery_8hr_17 | caiso-deliverability | Vaca_Dixon_Tesla_SSN | Reliability_Capacity_In_Model_Year | System RA | Southern_PGAE_Li_Battery_8hr_17 | 0.5 | 0.5 | 0.5 | 0.5 | 0.5 | 0.5 | 0.5 | 0.5 | 0.5 | 0.5 | 0.5 | 0.5 | 0.5 | 0.5 | 0.5 | 0.5 | 0.5 | 0.5 | 0.5 | 0.5 | 0.5 | 0.5 | 0.5 | 0.5 | 0.5 | 0.5 | 0.5 | 0.5 | 0.5 | 0.5 | 0.5
Northern_California_Li_Battery_8hr_25 | caiso-deliverability | Vaca_Dixon_Tesla_SSN | Reliability_Capacity_In_Model_Year | System RA | Northern_California_Li_Battery_8hr_25 | 0.5 | 0.5 | 0.5 | 0.5 | 0.5 | 0.5 | 0.5 | 0.5 | 0.5 | 0.5 | 0.5 | 0.5 | 0.5 | 0.5 | 0.5 | 0.5 | 0.5 | 0.5 | 0.5 | 0.5 | 0.5 | 0.5 | 0.5 | 0.5 | 0.5 | 0.5 | 0.5 | 0.5 | 0.5 | 0.5 | 0.5
Northern_California_Li_Battery_8hr_26 | caiso-deliverability | Vaca_Dixon_Tesla_SSN | Reliability_Capacity_In_Model_Year | System RA | Northern_California_Li_Battery_8hr_26 | 0.5 | 0.5 | 0.5 | 0.5 | 0.5 | 0.5 | 0.5 | 0.5 | 0.5 | 0.5 | 0.5 | 0.5 | 0.5 | 0.5 | 0.5 | 0.5 | 0.5 | 0.5 | 0.5 | 0.5 | 0.5 | 0.5 | 0.5 | 0.5 | 0.5 | 0.5 | 0.5 | 0.5 | 0.5 | 0.5 | 0.5
Northern_California_Li_Battery_8hr_35 | caiso-deliverability | Vaca_Dixon_Tesla_SSN | Reliability_Capacity_In_Model_Year | System RA | Northern_California_Li_Battery_8hr_35 | 0.5 | 0.5 | 0.5 | 0.5 | 0.5 | 0.5 | 0.5 | 0.5 | 0.5 | 0.5 | 0.5 | 0.5 | 0.5 | 0.5 | 0.5 | 0.5 | 0.5 | 0.5 | 0.5 | 0.5 | 0.5 | 0.5 | 0.5 | 0.5 | 0.5 | 0.5 | 0.5 | 0.5 | 0.5 | 0.5 | 0.5
Northern_California_Li_Battery_8hr_38 | caiso-deliverability | Vaca_Dixon_Tesla_SSN | Reliability_Capacity_In_Model_Year | System RA | Northern_California_Li_Battery_8hr_38 | 0.5 | 0.5 | 0.5 | 0.5 | 0.5 | 0.5 | 0.5 | 0.5 | 0.5 | 0.5 | 0.5 | 0.5 | 0.5 | 0.5 | 0.5 | 0.5 | 0.5 | 0.5 | 0.5 | 0.5 | 0.5 | 0.5 | 0.5 | 0.5 | 0.5 | 0.5 | 0.5 | 0.5 | 0.5 | 0.5 | 0.5
Northern_California_Li_Battery_8hr_51 | caiso-deliverability | Vaca_Dixon_Tesla_SSN | Reliability_Capacity_In_Model_Year | System RA | Northern_California_Li_Battery_8hr_51 | 0.5 | 0.5 | 0.5 | 0.5 | 0.5 | 0.5 | 0.5 | 0.5 | 0.5 | 0.5 | 0.5 | 0.5 | 0.5 | 0.5 | 0.5 | 0.5 | 0.5 | 0.5 | 0.5 | 0.5 | 0.5 | 0.5 | 0.5 | 0.5 | 0.5 | 0.5 | 0.5 | 0.5 | 0.5 | 0.5 | 0.5
Northern_California_Li_Battery_8hr_76 | caiso-deliverability | Vaca_Dixon_Tesla_SSN | Reliability_Capacity_In_Model_Year | System RA | Northern_California_Li_Battery_8hr_76 | 0.5 | 0.5 | 0.5 | 0.5 | 0.5 | 0.5 | 0.5 | 0.5 | 0.5 | 0.5 | 0.5 | 0.5 | 0.5 | 0.5 | 0.5 | 0.5 | 0.5 | 0.5 | 0.5 | 0.5 | 0.5 | 0.5 | 0.5 | 0.5 | 0.5 | 0.5 | 0.5 | 0.5 | 0.5 | 0.5 | 0.5
Northern_California_Li_Battery_8hr_80 | caiso-deliverability | Vaca_Dixon_Tesla_SSN | Reliability_Capacity_In_Model_Year | System RA | Northern_California_Li_Battery_8hr_80 | 0.5 | 0.5 | 0.5 | 0.5 | 0.5 | 0.5 | 0.5 | 0.5 | 0.5 | 0.5 | 0.5 | 0.5 | 0.5 | 0.5 | 0.5 | 0.5 | 0.5 | 0.5 | 0.5 | 0.5 | 0.5 | 0.5 | 0.5 | 0.5 | 0.5 | 0.5 | 0.5 | 0.5 | 0.5 | 0.5 | 0.5
Northern_California_Li_Battery_8hr_83 | caiso-deliverability | Vaca_Dixon_Tesla_SSN | Reliability_Capacity_In_Model_Year | System RA | Northern_California_Li_Battery_8hr_83 | 0.5 | 0.5 | 0.5 | 0.5 | 0.5 | 0.5 | 0.5 | 0.5 | 0.5 | 0.5 | 0.5 | 0.5 | 0.5 | 0.5 | 0.5 | 0.5 | 0.5 | 0.5 | 0.5 | 0.5 | 0.5 | 0.5 | 0.5 | 0.5 | 0.5 | 0.5 | 0.5 | 0.5 | 0.5 | 0.5 | 0.5
Northern_California_Li_Battery_8hr_85 | caiso-deliverability | Vaca_Dixon_Tesla_SSN | Reliability_Capacity_In_Model_Year | System RA | Northern_California_Li_Battery_8hr_85 | 0.5 | 0.5 | 0.5 | 0.5 | 0.5 | 0.5 | 0.5 | 0.5 | 0.5 | 0.5 | 0.5 | 0.5 | 0.5 | 0.5 | 0.5 | 0.5 | 0.5 | 0.5 | 0.5 | 0.5 | 0.5 | 0.5 | 0.5 | 0.5 | 0.5 | 0.5 | 0.5 | 0.5 | 0.5 | 0.5 | 0.5
Northern_California_Li_Battery_8hr_94 | caiso-deliverability | Vaca_Dixon_Tesla_SSN | Reliability_Capacity_In_Model_Year | System RA | Northern_California_Li_Battery_8hr_94 | 0.5 | 0.5 | 0.5 | 0.5 | 0.5 | 0.5 | 0.5 | 0.5 | 0.5 | 0.5 | 0.5 | 0.5 | 0.5 | 0.5 | 0.5 | 0.5 | 0.5 | 0.5 | 0.5 | 0.5 | 0.5 | 0.5 | 0.5 | 0.5 | 0.5 | 0.5 | 0.5 | 0.5 | 0.5 | 0.5 | 0.5
Southern_PGAE_Li_Battery_8hr_95 | caiso-deliverability | Vaca_Dixon_Tesla_SSN | Reliability_Capacity_In_Model_Year | System RA | Southern_PGAE_Li_Battery_8hr_95 | 0.5 | 0.5 | 0.5 | 0.5 | 0.5 | 0.5 | 0.5 | 0.5 | 0.5 | 0.5 | 0.5 | 0.5 | 0.5 | 0.5 | 0.5 | 0.5 | 0.5 | 0.5 | 0.5 | 0.5 | 0.5 | 0.5 | 0.5 | 0.5 | 0.5 | 0.5 | 0.5 | 0.5 | 0.5 | 0.5 | 0.5
Northern_California_Li_Battery_8hr_112 | caiso-deliverability | Vaca_Dixon_Tesla_SSN | Reliability_Capacity_In_Model_Year | System RA | Northern_California_Li_Battery_8hr_112 | 0.5 | 0.5 | 0.5 | 0.5 | 0.5 | 0.5 | 0.5 | 0.5 | 0.5 | 0.5 | 0.5 | 0.5 | 0.5 | 0.5 | 0.5 | 0.5 | 0.5 | 0.5 | 0.5 | 0.5 | 0.5 | 0.5 | 0.5 | 0.5 | 0.5 | 0.5 | 0.5 | 0.5 | 0.5 | 0.5 | 0.5
Northern_California_Li_Battery_8hr_122 | caiso-deliverability | Vaca_Dixon_Tesla_SSN | Reliability_Capacity_In_Model_Year | System RA | Northern_California_Li_Battery_8hr_122 | 0.5 | 0.5 | 0.5 | 0.5 | 0.5 | 0.5 | 0.5 | 0.5 | 0.5 | 0.5 | 0.5 | 0.5 | 0.5 | 0.5 | 0.5 | 0.5 | 0.5 | 0.5 | 0.5 | 0.5 | 0.5 | 0.5 | 0.5 | 0.5 | 0.5 | 0.5 | 0.5 | 0.5 | 0.5 | 0.5 | 0.5
Northern_California_Li_Battery_8hr_126 | caiso-deliverability | Vaca_Dixon_Tesla_SSN | Reliability_Capacity_In_Model_Year | System RA | Northern_California_Li_Battery_8hr_126 | 0.5 | 0.5 | 0.5 | 0.5 | 0.5 | 0.5 | 0.5 | 0.5 | 0.5 | 0.5 | 0.5 | 0.5 | 0.5 | 0.5 | 0.5 | 0.5 | 0.5 | 0.5 | 0.5 | 0.5 | 0.5 | 0.5 | 0.5 | 0.5 | 0.5 | 0.5 | 0.5 | 0.5 | 0.5 | 0.5 | 0.5
Northern_California_Li_Battery_8hr_127 | caiso-deliverability | Vaca_Dixon_Tesla_SSN | Reliability_Capacity_In_Model_Year | System RA | Northern_California_Li_Battery_8hr_127 | 0.5 | 0.5 | 0.5 | 0.5 | 0.5 | 0.5 | 0.5 | 0.5 | 0.5 | 0.5 | 0.5 | 0.5 | 0.5 | 0.5 | 0.5 | 0.5 | 0.5 | 0.5 | 0.5 | 0.5 | 0.5 | 0.5 | 0.5 | 0.5 | 0.5 | 0.5 | 0.5 | 0.5 | 0.5 | 0.5 | 0.5
Northern_California_Li_Battery_8hr_141 | caiso-deliverability | Vaca_Dixon_Tesla_SSN | Reliability_Capacity_In_Model_Year | System RA | Northern_California_Li_Battery_8hr_141 | 0.5 | 0.5 | 0.5 | 0.5 | 0.5 | 0.5 | 0.5 | 0.5 | 0.5 | 0.5 | 0.5 | 0.5 | 0.5 | 0.5 | 0.5 | 0.5 | 0.5 | 0.5 | 0.5 | 0.5 | 0.5 | 0.5 | 0.5 | 0.5 | 0.5 | 0.5 | 0.5 | 0.5 | 0.5 | 0.5 | 0.5
Northern_California_Li_Battery_8hr_144 | caiso-deliverability | Vaca_Dixon_Tesla_SSN | Reliability_Capacity_In_Model_Year | System RA | Northern_California_Li_Battery_8hr_144 | 0.5 | 0.5 | 0.5 | 0.5 | 0.5 | 0.5 | 0.5 | 0.5 | 0.5 | 0.5 | 0.5 | 0.5 | 0.5 | 0.5 | 0.5 | 0.5 | 0.5 | 0.5 | 0.5 | 0.5 | 0.5 | 0.5 | 0.5 | 0.5 | 0.5 | 0.5 | 0.5 | 0.5 | 0.5 | 0.5 | 0.5
Northern_California_Li_Battery_8hr_149 | caiso-deliverability | Vaca_Dixon_Tesla_SSN | Reliability_Capacity_In_Model_Year | System RA | Northern_California_Li_Battery_8hr_149 | 0.5 | 0.5 | 0.5 | 0.5 | 0.5 | 0.5 | 0.5 | 0.5 | 0.5 | 0.5 | 0.5 | 0.5 | 0.5 | 0.5 | 0.5 | 0.5 | 0.5 | 0.5 | 0.5 | 0.5 | 0.5 | 0.5 | 0.5 | 0.5 | 0.5 | 0.5 | 0.5 | 0.5 | 0.5 | 0.5 | 0.5
Northern_California_Li_Battery_8hr_150 | caiso-deliverability | Vaca_Dixon_Tesla_SSN | Reliability_Capacity_In_Model_Year | System RA | Northern_California_Li_Battery_8hr_150 | 0.5 | 0.5 | 0.5 | 0.5 | 0.5 | 0.5 | 0.5 | 0.5 | 0.5 | 0.5 | 0.5 | 0.5 | 0.5 | 0.5 | 0.5 | 0.5 | 0.5 | 0.5 | 0.5 | 0.5 | 0.5 | 0.5 | 0.5 | 0.5 | 0.5 | 0.5 | 0.5 | 0.5 | 0.5 | 0.5 | 0.5
Northern_California_Li_Battery_8hr_155 | caiso-deliverability | Vaca_Dixon_Tesla_SSN | Reliability_Capacity_In_Model_Year | System RA | Northern_California_Li_Battery_8hr_155 | 0.5 | 0.5 | 0.5 | 0.5 | 0.5 | 0.5 | 0.5 | 0.5 | 0.5 | 0.5 | 0.5 | 0.5 | 0.5 | 0.5 | 0.5 | 0.5 | 0.5 | 0.5 | 0.5 | 0.5 | 0.5 | 0.5 | 0.5 | 0.5 | 0.5 | 0.5 | 0.5 | 0.5 | 0.5 | 0.5 | 0.5
Northern_California_Li_Battery_8hr_157 | caiso-deliverability | Vaca_Dixon_Tesla_SSN | Reliability_Capacity_In_Model_Year | System RA | Northern_California_Li_Battery_8hr_157 | 0.5 | 0.5 | 0.5 | 0.5 | 0.5 | 0.5 | 0.5 | 0.5 | 0.5 | 0.5 | 0.5 | 0.5 | 0.5 | 0.5 | 0.5 | 0.5 | 0.5 | 0.5 | 0.5 | 0.5 | 0.5 | 0.5 | 0.5 | 0.5 | 0.5 | 0.5 | 0.5 | 0.5 | 0.5 | 0.5 | 0.5
Northern_California_Li_Battery_8hr_158 | caiso-deliverability | Vaca_Dixon_Tesla_SSN | Reliability_Capacity_In_Model_Year | System RA | Northern_California_Li_Battery_8hr_158 | 0.5 | 0.5 | 0.5 | 0.5 | 0.5 | 0.5 | 0.5 | 0.5 | 0.5 | 0.5 | 0.5 | 0.5 | 0.5 | 0.5 | 0.5 | 0.5 | 0.5 | 0.5 | 0.5 | 0.5 | 0.5 | 0.5 | 0.5 | 0.5 | 0.5 | 0.5 | 0.5 | 0.5 | 0.5 | 0.5 | 0.5
Northern_California_Li_Battery_8hr_159 | caiso-deliverability | Vaca_Dixon_Tesla_SSN | Reliability_Capacity_In_Model_Year | System RA | Northern_California_Li_Battery_8hr_159 | 0.5 | 0.5 | 0.5 | 0.5 | 0.5 | 0.5 | 0.5 | 0.5 | 0.5 | 0.5 | 0.5 | 0.5 | 0.5 | 0.5 | 0.5 | 0.5 | 0.5 | 0.5 | 0.5 | 0.5 | 0.5 | 0.5 | 0.5 | 0.5 | 0.5 | 0.5 | 0.5 | 0.5 | 0.5 | 0.5 | 0.5
Northern_California_Li_Battery_8hr_172 | caiso-deliverability | Vaca_Dixon_Tesla_SSN | Reliability_Capacity_In_Model_Year | System RA | Northern_California_Li_Battery_8hr_172 | 0.5 | 0.5 | 0.5 | 0.5 | 0.5 | 0.5 | 0.5 | 0.5 | 0.5 | 0.5 | 0.5 | 0.5 | 0.5 | 0.5 | 0.5 | 0.5 | 0.5 | 0.5 | 0.5 | 0.5 | 0.5 | 0.5 | 0.5 | 0.5 | 0.5 | 0.5 | 0.5 | 0.5 | 0.5 | 0.5 | 0.5
Northern_California_Li_Battery_8hr_179 | caiso-deliverability | Vaca_Dixon_Tesla_SSN | Reliability_Capacity_In_Model_Year | System RA | Northern_California_Li_Battery_8hr_179 | 0.5 | 0.5 | 0.5 | 0.5 | 0.5 | 0.5 | 0.5 | 0.5 | 0.5 | 0.5 | 0.5 | 0.5 | 0.5 | 0.5 | 0.5 | 0.5 | 0.5 | 0.5 | 0.5 | 0.5 | 0.5 | 0.5 | 0.5 | 0.5 | 0.5 | 0.5 | 0.5 | 0.5 | 0.5 | 0.5 | 0.5
Northern_California_Pumped_Storage_5 | caiso-deliverability | Vaca_Dixon_Tesla_SSN | Reliability_Capacity_In_Model_Year | System RA | Northern_California_Pumped_Storage_5 | 0.5 | 0.5 | 0.5 | 0.5 | 0.5 | 0.5 | 0.5 | 0.5 | 0.5 | 0.5 | 0.5 | 0.5 | 0.5 | 0.5 | 0.5 | 0.5 | 0.5 | 0.5 | 0.5 | 0.5 | 0.5 | 0.5 | 0.5 | 0.5 | 0.5 | 0.5 | 0.5 | 0.5 | 0.5 | 0.5 | 0.5
Central_Valley_North_Los_Banos_Wind_17 | caiso-deliverability | Vaca_Dixon_Tesla_SSN | Reliability_Capacity_In_Model_Year | System RA | Central_Valley_North_Los_Banos_Wind_17 | 0.163 | 0.163 | 0.163 | 0.163 | 0.163 | 0.163 | 0.163 | 0.163 | 0.163 | 0.163 | 0.163 | 0.163 | 0.163 | 0.163 | 0.163 | 0.163 | 0.163 | 0.163 | 0.163 | 0.163 | 0.163 | 0.163 | 0.163 | 0.163 | 0.163 | 0.163 | 0.163 | 0.163 | 0.163 | 0.163 | 0.163
Northern_California_Biomass_5 | caiso-deliverability | Vaca_Dixon_Tesla_SSN | Reliability_Capacity_In_Model_Year | System RA | Northern_California_Biomass_5 | 1 | 1 | 1 | 1 | 1 | 1 | 1 | 1 | 1 | 1 | 1 | 1 | 1 | 1 | 1 | 1 | 1 | 1 | 1 | 1 | 1 | 1 | 1 | 1 | 1 | 1 | 1 | 1 | 1 | 1 | 1
Northern_California_Geothermal_5 | caiso-deliverability | Vaca_Dixon_Tesla_SSN | Reliability_Capacity_In_Model_Year | System RA | Northern_California_Geothermal_5 | 1 | 1 | 1 | 1 | 1 | 1 | 1 | 1 | 1 | 1 | 1 | 1 | 1 | 1 | 1 | 1 | 1 | 1 | 1 | 1 | 1 | 1 | 1 | 1 | 1 | 1 | 1 | 1 | 1 | 1 | 1
Northern_California_Geothermal_35 | caiso-deliverability | Vaca_Dixon_Tesla_SSN | Reliability_Capacity_In_Model_Year | System RA | Northern_California_Geothermal_35 | 1 | 1 | 1 | 1 | 1 | 1 | 1 | 1 | 1 | 1 | 1 | 1 | 1 | 1 | 1 | 1 | 1 | 1 | 1 | 1 | 1 | 1 | 1 | 1 | 1 | 1 | 1 | 1 | 1 | 1 | 1
Northern_California_Solar_5 | caiso-deliverability | Vaca_Dixon_Tesla_SSN | Reliability_Capacity_In_Model_Year | System RA | Northern_California_Solar_5 | 0.556 | 0.556 | 0.556 | 0.556 | 0.556 | 0.556 | 0.556 | 0.556 | 0.556 | 0.556 | 0.556 | 0.556 | 0.556 | 0.556 | 0.556 | 0.556 | 0.556 | 0.556 | 0.556 | 0.556 | 0.556 | 0.556 | 0.556 | 0.556 | 0.556 | 0.556 | 0.556 | 0.556 | 0.556 | 0.556 | 0.556
Northern_California_Solar_25 | caiso-deliverability | Vaca_Dixon_Tesla_SSN | Reliability_Capacity_In_Model_Year | System RA | Northern_California_Solar_25 | 0.556 | 0.556 | 0.556 | 0.556 | 0.556 | 0.556 | 0.556 | 0.556 | 0.556 | 0.556 | 0.556 | 0.556 | 0.556 | 0.556 | 0.556 | 0.556 | 0.556 | 0.556 | 0.556 | 0.556 | 0.556 | 0.556 | 0.556 | 0.556 | 0.556 | 0.556 | 0.556 | 0.556 | 0.556 | 0.556 | 0.556
Northern_California_Solar_26 | caiso-deliverability | Vaca_Dixon_Tesla_SSN | Reliability_Capacity_In_Model_Year | System RA | Northern_California_Solar_26 | 0.556 | 0.556 | 0.556 | 0.556 | 0.556 | 0.556 | 0.556 | 0.556 | 0.556 | 0.556 | 0.556 | 0.556 | 0.556 | 0.556 | 0.556 | 0.556 | 0.556 | 0.556 | 0.556 | 0.556 | 0.556 | 0.556 | 0.556 | 0.556 | 0.556 | 0.556 | 0.556 | 0.556 | 0.556 | 0.556 | 0.556
Northern_California_Solar_35 | caiso-deliverability | Vaca_Dixon_Tesla_SSN | Reliability_Capacity_In_Model_Year | System RA | Northern_California_Solar_35 | 0.556 | 0.556 | 0.556 | 0.556 | 0.556 | 0.556 | 0.556 | 0.556 | 0.556 | 0.556 | 0.556 | 0.556 | 0.556 | 0.556 | 0.556 | 0.556 | 0.556 | 0.556 | 0.556 | 0.556 | 0.556 | 0.556 | 0.556 | 0.556 | 0.556 | 0.556 | 0.556 | 0.556 | 0.556 | 0.556 | 0.556
Northern_California_Solar_38 | caiso-deliverability | Vaca_Dixon_Tesla_SSN | Reliability_Capacity_In_Model_Year | System RA | Northern_California_Solar_38 | 0.556 | 0.556 | 0.556 | 0.556 | 0.556 | 0.556 | 0.556 | 0.556 | 0.556 | 0.556 | 0.556 | 0.556 | 0.556 | 0.556 | 0.556 | 0.556 | 0.556 | 0.556 | 0.556 | 0.556 | 0.556 | 0.556 | 0.556 | 0.556 | 0.556 | 0.556 | 0.556 | 0.556 | 0.556 | 0.556 | 0.556
Northern_California_Solar_51 | caiso-deliverability | Vaca_Dixon_Tesla_SSN | Reliability_Capacity_In_Model_Year | System RA | Northern_California_Solar_51 | 0.556 | 0.556 | 0.556 | 0.556 | 0.556 | 0.556 | 0.556 | 0.556 | 0.556 | 0.556 | 0.556 | 0.556 | 0.556 | 0.556 | 0.556 | 0.556 | 0.556 | 0.556 | 0.556 | 0.556 | 0.556 | 0.556 | 0.556 | 0.556 | 0.556 | 0.556 | 0.556 | 0.556 | 0.556 | 0.556 | 0.556
Northern_California_Solar_76 | caiso-deliverability | Vaca_Dixon_Tesla_SSN | Reliability_Capacity_In_Model_Year | System RA | Northern_California_Solar_76 | 0.556 | 0.556 | 0.556 | 0.556 | 0.556 | 0.556 | 0.556 | 0.556 | 0.556 | 0.556 | 0.556 | 0.556 | 0.556 | 0.556 | 0.556 | 0.556 | 0.556 | 0.556 | 0.556 | 0.556 | 0.556 | 0.556 | 0.556 | 0.556 | 0.556 | 0.556 | 0.556 | 0.556 | 0.556 | 0.556 | 0.556
Northern_California_Solar_80 | caiso-deliverability | Vaca_Dixon_Tesla_SSN | Reliability_Capacity_In_Model_Year | System RA | Northern_California_Solar_80 | 0.556 | 0.556 | 0.556 | 0.556 | 0.556 | 0.556 | 0.556 | 0.556 | 0.556 | 0.556 | 0.556 | 0.556 | 0.556 | 0.556 | 0.556 | 0.556 | 0.556 | 0.556 | 0.556 | 0.556 | 0.556 | 0.556 | 0.556 | 0.556 | 0.556 | 0.556 | 0.556 | 0.556 | 0.556 | 0.556 | 0.556
Northern_California_Solar_83 | caiso-deliverability | Vaca_Dixon_Tesla_SSN | Reliability_Capacity_In_Model_Year | System RA | Northern_California_Solar_83 | 0.556 | 0.556 | 0.556 | 0.556 | 0.556 | 0.556 | 0.556 | 0.556 | 0.556 | 0.556 | 0.556 | 0.556 | 0.556 | 0.556 | 0.556 | 0.556 | 0.556 | 0.556 | 0.556 | 0.556 | 0.556 | 0.556 | 0.556 | 0.556 | 0.556 | 0.556 | 0.556 | 0.556 | 0.556 | 0.556 | 0.556
Northern_California_Solar_85 | caiso-deliverability | Vaca_Dixon_Tesla_SSN | Reliability_Capacity_In_Model_Year | System RA | Northern_California_Solar_85 | 0.556 | 0.556 | 0.556 | 0.556 | 0.556 | 0.556 | 0.556 | 0.556 | 0.556 | 0.556 | 0.556 | 0.556 | 0.556 | 0.556 | 0.556 | 0.556 | 0.556 | 0.556 | 0.556 | 0.556 | 0.556 | 0.556 | 0.556 | 0.556 | 0.556 | 0.556 | 0.556 | 0.556 | 0.556 | 0.556 | 0.556
Northern_California_Solar_94 | caiso-deliverability | Vaca_Dixon_Tesla_SSN | Reliability_Capacity_In_Model_Year | System RA | Northern_California_Solar_94 | 0.556 | 0.556 | 0.556 | 0.556 | 0.556 | 0.556 | 0.556 | 0.556 | 0.556 | 0.556 | 0.556 | 0.556 | 0.556 | 0.556 | 0.556 | 0.556 | 0.556 | 0.556 | 0.556 | 0.556 | 0.556 | 0.556 | 0.556 | 0.556 | 0.556 | 0.556 | 0.556 | 0.556 | 0.556 | 0.556 | 0.556
Northern_California_Solar_112 | caiso-deliverability | Vaca_Dixon_Tesla_SSN | Reliability_Capacity_In_Model_Year | System RA | Northern_California_Solar_112 | 0.556 | 0.556 | 0.556 | 0.556 | 0.556 | 0.556 | 0.556 | 0.556 | 0.556 | 0.556 | 0.556 | 0.556 | 0.556 | 0.556 | 0.556 | 0.556 | 0.556 | 0.556 | 0.556 | 0.556 | 0.556 | 0.556 | 0.556 | 0.556 | 0.556 | 0.556 | 0.556 | 0.556 | 0.556 | 0.556 | 0.556
Northern_California_Solar_122 | caiso-deliverability | Vaca_Dixon_Tesla_SSN | Reliability_Capacity_In_Model_Year | System RA | Northern_California_Solar_122 | 0.556 | 0.556 | 0.556 | 0.556 | 0.556 | 0.556 | 0.556 | 0.556 | 0.556 | 0.556 | 0.556 | 0.556 | 0.556 | 0.556 | 0.556 | 0.556 | 0.556 | 0.556 | 0.556 | 0.556 | 0.556 | 0.556 | 0.556 | 0.556 | 0.556 | 0.556 | 0.556 | 0.556 | 0.556 | 0.556 | 0.556
Northern_California_Solar_126 | caiso-deliverability | Vaca_Dixon_Tesla_SSN | Reliability_Capacity_In_Model_Year | System RA | Northern_California_Solar_126 | 0.556 | 0.556 | 0.556 | 0.556 | 0.556 | 0.556 | 0.556 | 0.556 | 0.556 | 0.556 | 0.556 | 0.556 | 0.556 | 0.556 | 0.556 | 0.556 | 0.556 | 0.556 | 0.556 | 0.556 | 0.556 | 0.556 | 0.556 | 0.556 | 0.556 | 0.556 | 0.556 | 0.556 | 0.556 | 0.556 | 0.556
Northern_California_Solar_127 | caiso-deliverability | Vaca_Dixon_Tesla_SSN | Reliability_Capacity_In_Model_Year | System RA | Northern_California_Solar_127 | 0.556 | 0.556 | 0.556 | 0.556 | 0.556 | 0.556 | 0.556 | 0.556 | 0.556 | 0.556 | 0.556 | 0.556 | 0.556 | 0.556 | 0.556 | 0.556 | 0.556 | 0.556 | 0.556 | 0.556 | 0.556 | 0.556 | 0.556 | 0.556 | 0.556 | 0.556 | 0.556 | 0.556 | 0.556 | 0.556 | 0.556
Northern_California_Solar_141 | caiso-deliverability | Vaca_Dixon_Tesla_SSN | Reliability_Capacity_In_Model_Year | System RA | Northern_California_Solar_141 | 0.556 | 0.556 | 0.556 | 0.556 | 0.556 | 0.556 | 0.556 | 0.556 | 0.556 | 0.556 | 0.556 | 0.556 | 0.556 | 0.556 | 0.556 | 0.556 | 0.556 | 0.556 | 0.556 | 0.556 | 0.556 | 0.556 | 0.556 | 0.556 | 0.556 | 0.556 | 0.556 | 0.556 | 0.556 | 0.556 | 0.556
Northern_California_Solar_144 | caiso-deliverability | Vaca_Dixon_Tesla_SSN | Reliability_Capacity_In_Model_Year | System RA | Northern_California_Solar_144 | 0.556 | 0.556 | 0.556 | 0.556 | 0.556 | 0.556 | 0.556 | 0.556 | 0.556 | 0.556 | 0.556 | 0.556 | 0.556 | 0.556 | 0.556 | 0.556 | 0.556 | 0.556 | 0.556 | 0.556 | 0.556 | 0.556 | 0.556 | 0.556 | 0.556 | 0.556 | 0.556 | 0.556 | 0.556 | 0.556 | 0.556
Northern_California_Solar_149 | caiso-deliverability | Vaca_Dixon_Tesla_SSN | Reliability_Capacity_In_Model_Year | System RA | Northern_California_Solar_149 | 0.556 | 0.556 | 0.556 | 0.556 | 0.556 | 0.556 | 0.556 | 0.556 | 0.556 | 0.556 | 0.556 | 0.556 | 0.556 | 0.556 | 0.556 | 0.556 | 0.556 | 0.556 | 0.556 | 0.556 | 0.556 | 0.556 | 0.556 | 0.556 | 0.556 | 0.556 | 0.556 | 0.556 | 0.556 | 0.556 | 0.556
Northern_California_Solar_150 | caiso-deliverability | Vaca_Dixon_Tesla_SSN | Reliability_Capacity_In_Model_Year | System RA | Northern_California_Solar_150 | 0.556 | 0.556 | 0.556 | 0.556 | 0.556 | 0.556 | 0.556 | 0.556 | 0.556 | 0.556 | 0.556 | 0.556 | 0.556 | 0.556 | 0.556 | 0.556 | 0.556 | 0.556 | 0.556 | 0.556 | 0.556 | 0.556 | 0.556 | 0.556 | 0.556 | 0.556 | 0.556 | 0.556 | 0.556 | 0.556 | 0.556
Northern_California_Solar_155 | caiso-deliverability | Vaca_Dixon_Tesla_SSN | Reliability_Capacity_In_Model_Year | System RA | Northern_California_Solar_155 | 0.556 | 0.556 | 0.556 | 0.556 | 0.556 | 0.556 | 0.556 | 0.556 | 0.556 | 0.556 | 0.556 | 0.556 | 0.556 | 0.556 | 0.556 | 0.556 | 0.556 | 0.556 | 0.556 | 0.556 | 0.556 | 0.556 | 0.556 | 0.556 | 0.556 | 0.556 | 0.556 | 0.556 | 0.556 | 0.556 | 0.556
Northern_California_Solar_157 | caiso-deliverability | Vaca_Dixon_Tesla_SSN | Reliability_Capacity_In_Model_Year | System RA | Northern_California_Solar_157 | 0.556 | 0.556 | 0.556 | 0.556 | 0.556 | 0.556 | 0.556 | 0.556 | 0.556 | 0.556 | 0.556 | 0.556 | 0.556 | 0.556 | 0.556 | 0.556 | 0.556 | 0.556 | 0.556 | 0.556 | 0.556 | 0.556 | 0.556 | 0.556 | 0.556 | 0.556 | 0.556 | 0.556 | 0.556 | 0.556 | 0.556
Northern_California_Solar_158 | caiso-deliverability | Vaca_Dixon_Tesla_SSN | Reliability_Capacity_In_Model_Year | System RA | Northern_California_Solar_158 | 0.556 | 0.556 | 0.556 | 0.556 | 0.556 | 0.556 | 0.556 | 0.556 | 0.556 | 0.556 | 0.556 | 0.556 | 0.556 | 0.556 | 0.556 | 0.556 | 0.556 | 0.556 | 0.556 | 0.556 | 0.556 | 0.556 | 0.556 | 0.556 | 0.556 | 0.556 | 0.556 | 0.556 | 0.556 | 0.556 | 0.556
Northern_California_Solar_159 | caiso-deliverability | Vaca_Dixon_Tesla_SSN | Reliability_Capacity_In_Model_Year | System RA | Northern_California_Solar_159 | 0.556 | 0.556 | 0.556 | 0.556 | 0.556 | 0.556 | 0.556 | 0.556 | 0.556 | 0.556 | 0.556 | 0.556 | 0.556 | 0.556 | 0.556 | 0.556 | 0.556 | 0.556 | 0.556 | 0.556 | 0.556 | 0.556 | 0.556 | 0.556 | 0.556 | 0.556 | 0.556 | 0.556 | 0.556 | 0.556 | 0.556
Northern_California_Solar_172 | caiso-deliverability | Vaca_Dixon_Tesla_SSN | Reliability_Capacity_In_Model_Year | System RA | Northern_California_Solar_172 | 0.556 | 0.556 | 0.556 | 0.556 | 0.556 | 0.556 | 0.556 | 0.556 | 0.556 | 0.556 | 0.556 | 0.556 | 0.556 | 0.556 | 0.556 | 0.556 | 0.556 | 0.556 | 0.556 | 0.556 | 0.556 | 0.556 | 0.556 | 0.556 | 0.556 | 0.556 | 0.556 | 0.556 | 0.556 | 0.556 | 0.556
Northern_California_Solar_179 | caiso-deliverability | Vaca_Dixon_Tesla_SSN | Reliability_Capacity_In_Model_Year | System RA | Northern_California_Solar_179 | 0.556 | 0.556 | 0.556 | 0.556 | 0.556 | 0.556 | 0.556 | 0.556 | 0.556 | 0.556 | 0.556 | 0.556 | 0.556 | 0.556 | 0.556 | 0.556 | 0.556 | 0.556 | 0.556 | 0.556 | 0.556 | 0.556 | 0.556 | 0.556 | 0.556 | 0.556 | 0.556 | 0.556 | 0.556 | 0.556 | 0.556
Northern_California_Wind_5 | caiso-deliverability | Vaca_Dixon_Tesla_SSN | Reliability_Capacity_In_Model_Year | System RA | Northern_California_Wind_5 | 0.163 | 0.163 | 0.163 | 0.163 | 0.163 | 0.163 | 0.163 | 0.163 | 0.163 | 0.163 | 0.163 | 0.163 | 0.163 | 0.163 | 0.163 | 0.163 | 0.163 | 0.163 | 0.163 | 0.163 | 0.163 | 0.163 | 0.163 | 0.163 | 0.163 | 0.163 | 0.163 | 0.163 | 0.163 | 0.163 | 0.163
Northern_California_Wind_26 | caiso-deliverability | Vaca_Dixon_Tesla_SSN | Reliability_Capacity_In_Model_Year | System RA | Northern_California_Wind_26 | 0.163 | 0.163 | 0.163 | 0.163 | 0.163 | 0.163 | 0.163 | 0.163 | 0.163 | 0.163 | 0.163 | 0.163 | 0.163 | 0.163 | 0.163 | 0.163 | 0.163 | 0.163 | 0.163 | 0.163 | 0.163 | 0.163 | 0.163 | 0.163 | 0.163 | 0.163 | 0.163 | 0.163 | 0.163 | 0.163 | 0.163
Northern_California_Wind_35 | caiso-deliverability | Vaca_Dixon_Tesla_SSN | Reliability_Capacity_In_Model_Year | System RA | Northern_California_Wind_35 | 0.163 | 0.163 | 0.163 | 0.163 | 0.163 | 0.163 | 0.163 | 0.163 | 0.163 | 0.163 | 0.163 | 0.163 | 0.163 | 0.163 | 0.163 | 0.163 | 0.163 | 0.163 | 0.163 | 0.163 | 0.163 | 0.163 | 0.163 | 0.163 | 0.163 | 0.163 | 0.163 | 0.163 | 0.163 | 0.163 | 0.163
Northern_California_Wind_76 | caiso-deliverability | Vaca_Dixon_Tesla_SSN | Reliability_Capacity_In_Model_Year | System RA | Northern_California_Wind_76 | 0.163 | 0.163 | 0.163 | 0.163 | 0.163 | 0.163 | 0.163 | 0.163 | 0.163 | 0.163 | 0.163 | 0.163 | 0.163 | 0.163 | 0.163 | 0.163 | 0.163 | 0.163 | 0.163 | 0.163 | 0.163 | 0.163 | 0.163 | 0.163 | 0.163 | 0.163 | 0.163 | 0.163 | 0.163 | 0.163 | 0.163
Northern_California_Wind_83 | caiso-deliverability | Vaca_Dixon_Tesla_SSN | Reliability_Capacity_In_Model_Year | System RA | Northern_California_Wind_83 | 0.163 | 0.163 | 0.163 | 0.163 | 0.163 | 0.163 | 0.163 | 0.163 | 0.163 | 0.163 | 0.163 | 0.163 | 0.163 | 0.163 | 0.163 | 0.163 | 0.163 | 0.163 | 0.163 | 0.163 | 0.163 | 0.163 | 0.163 | 0.163 | 0.163 | 0.163 | 0.163 | 0.163 | 0.163 | 0.163 | 0.163
Northern_California_Wind_159 | caiso-deliverability | Vaca_Dixon_Tesla_SSN | Reliability_Capacity_In_Model_Year | System RA | Northern_California_Wind_159 | 0.163 | 0.163 | 0.163 | 0.163 | 0.163 | 0.163 | 0.163 | 0.163 | 0.163 | 0.163 | 0.163 | 0.163 | 0.163 | 0.163 | 0.163 | 0.163 | 0.163 | 0.163 | 0.163 | 0.163 | 0.163 | 0.163 | 0.163 | 0.163 | 0.163 | 0.163 | 0.163 | 0.163 | 0.163 | 0.163 | 0.163
Pacific_Northwest_Geothermal_5 | caiso-deliverability | Vaca_Dixon_Tesla_SSN | Reliability_Capacity_In_Model_Year | System RA | Pacific_Northwest_Geothermal_5 | 1 | 1 | 1 | 1 | 1 | 1 | 1 | 1 | 1 | 1 | 1 | 1 | 1 | 1 | 1 | 1 | 1 | 1 | 1 | 1 | 1 | 1 | 1 | 1 | 1 | 1 | 1 | 1 | 1 | 1 | 1
Solano_Wind_85 | caiso-deliverability | Vaca_Dixon_Tesla_SSN | Reliability_Capacity_In_Model_Year | System RA | Solano_Wind_85 | 0.163 | 0.163 | 0.163 | 0.163 | 0.163 | 0.163 | 0.163 | 0.163 | 0.163 | 0.163 | 0.163 | 0.163 | 0.163 | 0.163 | 0.163 | 0.163 | 0.163 | 0.163 | 0.163 | 0.163 | 0.163 | 0.163 | 0.163 | 0.163 | 0.163 | 0.163 | 0.163 | 0.163 | 0.163 | 0.163 | 0.163
Solano_Wind_94 | caiso-deliverability | Vaca_Dixon_Tesla_SSN | Reliability_Capacity_In_Model_Year | System RA | Solano_Wind_94 | 0.163 | 0.163 | 0.163 | 0.163 | 0.163 | 0.163 | 0.163 | 0.163 | 0.163 | 0.163 | 0.163 | 0.163 | 0.163 | 0.163 | 0.163 | 0.163 | 0.163 | 0.163 | 0.163 | 0.163 | 0.163 | 0.163 | 0.163 | 0.163 | 0.163 | 0.163 | 0.163 | 0.163 | 0.163 | 0.163 | 0.163
Solano_Wind_122 | caiso-deliverability | Vaca_Dixon_Tesla_SSN | Reliability_Capacity_In_Model_Year | System RA | Solano_Wind_122 | 0.163 | 0.163 | 0.163 | 0.163 | 0.163 | 0.163 | 0.163 | 0.163 | 0.163 | 0.163 | 0.163 | 0.163 | 0.163 | 0.163 | 0.163 | 0.163 | 0.163 | 0.163 | 0.163 | 0.163 | 0.163 | 0.163 | 0.163 | 0.163 | 0.163 | 0.163 | 0.163 | 0.163 | 0.163 | 0.163 | 0.163
Solano_Wind_126 | caiso-deliverability | Vaca_Dixon_Tesla_SSN | Reliability_Capacity_In_Model_Year | System RA | Solano_Wind_126 | 0.163 | 0.163 | 0.163 | 0.163 | 0.163 | 0.163 | 0.163 | 0.163 | 0.163 | 0.163 | 0.163 | 0.163 | 0.163 | 0.163 | 0.163 | 0.163 | 0.163 | 0.163 | 0.163 | 0.163 | 0.163 | 0.163 | 0.163 | 0.163 | 0.163 | 0.163 | 0.163 | 0.163 | 0.163 | 0.163 | 0.163
Southern_PGAE_Solar_17 | caiso-deliverability | Vaca_Dixon_Tesla_SSN | Reliability_Capacity_In_Model_Year | System RA | Southern_PGAE_Solar_17 | 0.556 | 0.556 | 0.556 | 0.556 | 0.556 | 0.556 | 0.556 | 0.556 | 0.556 | 0.556 | 0.556 | 0.556 | 0.556 | 0.556 | 0.556 | 0.556 | 0.556 | 0.556 | 0.556 | 0.556 | 0.556 | 0.556 | 0.556 | 0.556 | 0.556 | 0.556 | 0.556 | 0.556 | 0.556 | 0.556 | 0.556
Southern_PGAE_Solar_95 | caiso-deliverability | Vaca_Dixon_Tesla_SSN | Reliability_Capacity_In_Model_Year | System RA | Southern_PGAE_Solar_95 | 0.556 | 0.556 | 0.556 | 0.556 | 0.556 | 0.556 | 0.556 | 0.556 | 0.556 | 0.556 | 0.556 | 0.556 | 0.556 | 0.556 | 0.556 | 0.556 | 0.556 | 0.556 | 0.556 | 0.556 | 0.556 | 0.556 | 0.556 | 0.556 | 0.556 | 0.556 | 0.556 | 0.556 | 0.556 | 0.556 | 0.556
Vaca_Dixon_Tesla_group | caiso-deliverability | Vaca_Dixon_Tesla_SSN | Operational_New_Capacity_MW | Vaca_Dixon_Tesla_group |  | -1 | -1 | -1 | -1 | -1 | -1 | -1 | -1 | -1 | -1 | -1 | -1 | -1 | -1 | -1 | -1 | -1 | -1 | -1 | -1 | -1 | -1 | -1 | -1 | -1 | -1 | -1 | -1 | -1 | -1 | -1
Southern_NV_Eldorado_Flow_Battery_16 | caiso-deliverability | VEA_138_HSN | Reliability_Capacity_In_Model_Year | System RA | Southern_NV_Eldorado_Flow_Battery_16 | 1 | 1 | 1 | 1 | 1 | 1 | 1 | 1 | 1 | 1 | 1 | 1 | 1 | 1 | 1 | 1 | 1 | 1 | 1 | 1 | 1 | 1 | 1 | 1 | 1 | 1 | 1 | 1 | 1 | 1 | 1
Southern_NV_Eldorado_Flow_Battery_42 | caiso-deliverability | VEA_138_HSN | Reliability_Capacity_In_Model_Year | System RA | Southern_NV_Eldorado_Flow_Battery_42 | 1 | 1 | 1 | 1 | 1 | 1 | 1 | 1 | 1 | 1 | 1 | 1 | 1 | 1 | 1 | 1 | 1 | 1 | 1 | 1 | 1 | 1 | 1 | 1 | 1 | 1 | 1 | 1 | 1 | 1 | 1
Southern_NV_Eldorado_Li_Battery_4hr_16 | caiso-deliverability | VEA_138_HSN | Reliability_Capacity_In_Model_Year | System RA | Southern_NV_Eldorado_Li_Battery_4hr_16 | 1 | 1 | 1 | 1 | 1 | 1 | 1 | 1 | 1 | 1 | 1 | 1 | 1 | 1 | 1 | 1 | 1 | 1 | 1 | 1 | 1 | 1 | 1 | 1 | 1 | 1 | 1 | 1 | 1 | 1 | 1
Southern_NV_Eldorado_Li_Battery_4hr_42 | caiso-deliverability | VEA_138_HSN | Reliability_Capacity_In_Model_Year | System RA | Southern_NV_Eldorado_Li_Battery_4hr_42 | 1 | 1 | 1 | 1 | 1 | 1 | 1 | 1 | 1 | 1 | 1 | 1 | 1 | 1 | 1 | 1 | 1 | 1 | 1 | 1 | 1 | 1 | 1 | 1 | 1 | 1 | 1 | 1 | 1 | 1 | 1
Southern_NV_Eldorado_Li_Battery_8hr_16 | caiso-deliverability | VEA_138_HSN | Reliability_Capacity_In_Model_Year | System RA | Southern_NV_Eldorado_Li_Battery_8hr_16 | 1 | 1 | 1 | 1 | 1 | 1 | 1 | 1 | 1 | 1 | 1 | 1 | 1 | 1 | 1 | 1 | 1 | 1 | 1 | 1 | 1 | 1 | 1 | 1 | 1 | 1 | 1 | 1 | 1 | 1 | 1
Southern_NV_Eldorado_Li_Battery_8hr_42 | caiso-deliverability | VEA_138_HSN | Reliability_Capacity_In_Model_Year | System RA | Southern_NV_Eldorado_Li_Battery_8hr_42 | 1 | 1 | 1 | 1 | 1 | 1 | 1 | 1 | 1 | 1 | 1 | 1 | 1 | 1 | 1 | 1 | 1 | 1 | 1 | 1 | 1 | 1 | 1 | 1 | 1 | 1 | 1 | 1 | 1 | 1 | 1
Central_Nevada_Geothermal_42 | caiso-deliverability | VEA_138_HSN | Reliability_Capacity_In_Model_Year | System RA | Central_Nevada_Geothermal_42 | 1 | 1 | 1 | 1 | 1 | 1 | 1 | 1 | 1 | 1 | 1 | 1 | 1 | 1 | 1 | 1 | 1 | 1 | 1 | 1 | 1 | 1 | 1 | 1 | 1 | 1 | 1 | 1 | 1 | 1 | 1
Southern_NV_Eldorado_Solar_16 | caiso-deliverability | VEA_138_HSN | Reliability_Capacity_In_Model_Year | System RA | Southern_NV_Eldorado_Solar_16 | 0.106 | 0.106 | 0.106 | 0.106 | 0.106 | 0.106 | 0.106 | 0.106 | 0.106 | 0.106 | 0.106 | 0.106 | 0.106 | 0.106 | 0.106 | 0.106 | 0.106 | 0.106 | 0.106 | 0.106 | 0.106 | 0.106 | 0.106 | 0.106 | 0.106 | 0.106 | 0.106 | 0.106 | 0.106 | 0.106 | 0.106
Southern_NV_Eldorado_Solar_42 | caiso-deliverability | VEA_138_HSN | Reliability_Capacity_In_Model_Year | System RA | Southern_NV_Eldorado_Solar_42 | 0.106 | 0.106 | 0.106 | 0.106 | 0.106 | 0.106 | 0.106 | 0.106 | 0.106 | 0.106 | 0.106 | 0.106 | 0.106 | 0.106 | 0.106 | 0.106 | 0.106 | 0.106 | 0.106 | 0.106 | 0.106 | 0.106 | 0.106 | 0.106 | 0.106 | 0.106 | 0.106 | 0.106 | 0.106 | 0.106 | 0.106
Southern_NV_Eldorado_Wind_16 | caiso-deliverability | VEA_138_HSN | Reliability_Capacity_In_Model_Year | System RA | Southern_NV_Eldorado_Wind_16 | 0.557 | 0.557 | 0.557 | 0.557 | 0.557 | 0.557 | 0.557 | 0.557 | 0.557 | 0.557 | 0.557 | 0.557 | 0.557 | 0.557 | 0.557 | 0.557 | 0.557 | 0.557 | 0.557 | 0.557 | 0.557 | 0.557 | 0.557 | 0.557 | 0.557 | 0.557 | 0.557 | 0.557 | 0.557 | 0.557 | 0.557
VEA_138_group | caiso-deliverability | VEA_138_HSN | Operational_New_Capacity_MW | VEA_138_group |  | -1 | -1 | -1 | -1 | -1 | -1 | -1 | -1 | -1 | -1 | -1 | -1 | -1 | -1 | -1 | -1 | -1 | -1 | -1 | -1 | -1 | -1 | -1 | -1 | -1 | -1 | -1 | -1 | -1 | -1 | -1
Southern_NV_Eldorado_Flow_Battery_16 | caiso-deliverability | VEA_138_offpeak | Operational_New_Capacity_MW | Southern_NV_Eldorado_Flow_Battery_16 |  | -1 | -1 | -1 | -1 | -1 | -1 | -1 | -1 | -1 | -1 | -1 | -1 | -1 | -1 | -1 | -1 | -1 | -1 | -1 | -1 | -1 | -1 | -1 | -1 | -1 | -1 | -1 | -1 | -1 | -1 | -1
Southern_NV_Eldorado_Flow_Battery_42 | caiso-deliverability | VEA_138_offpeak | Operational_New_Capacity_MW | Southern_NV_Eldorado_Flow_Battery_42 |  | -1 | -1 | -1 | -1 | -1 | -1 | -1 | -1 | -1 | -1 | -1 | -1 | -1 | -1 | -1 | -1 | -1 | -1 | -1 | -1 | -1 | -1 | -1 | -1 | -1 | -1 | -1 | -1 | -1 | -1 | -1
Southern_NV_Eldorado_Li_Battery_4hr_16 | caiso-deliverability | VEA_138_offpeak | Operational_New_Capacity_MW | Southern_NV_Eldorado_Li_Battery_4hr_16 |  | -1 | -1 | -1 | -1 | -1 | -1 | -1 | -1 | -1 | -1 | -1 | -1 | -1 | -1 | -1 | -1 | -1 | -1 | -1 | -1 | -1 | -1 | -1 | -1 | -1 | -1 | -1 | -1 | -1 | -1 | -1
Southern_NV_Eldorado_Li_Battery_4hr_42 | caiso-deliverability | VEA_138_offpeak | Operational_New_Capacity_MW | Southern_NV_Eldorado_Li_Battery_4hr_42 |  | -1 | -1 | -1 | -1 | -1 | -1 | -1 | -1 | -1 | -1 | -1 | -1 | -1 | -1 | -1 | -1 | -1 | -1 | -1 | -1 | -1 | -1 | -1 | -1 | -1 | -1 | -1 | -1 | -1 | -1 | -1
Southern_NV_Eldorado_Li_Battery_8hr_16 | caiso-deliverability | VEA_138_offpeak | Operational_New_Capacity_MW | Southern_NV_Eldorado_Li_Battery_8hr_16 |  | -1 | -1 | -1 | -1 | -1 | -1 | -1 | -1 | -1 | -1 | -1 | -1 | -1 | -1 | -1 | -1 | -1 | -1 | -1 | -1 | -1 | -1 | -1 | -1 | -1 | -1 | -1 | -1 | -1 | -1 | -1
Southern_NV_Eldorado_Li_Battery_8hr_42 | caiso-deliverability | VEA_138_offpeak | Operational_New_Capacity_MW | Southern_NV_Eldorado_Li_Battery_8hr_42 |  | -1 | -1 | -1 | -1 | -1 | -1 | -1 | -1 | -1 | -1 | -1 | -1 | -1 | -1 | -1 | -1 | -1 | -1 | -1 | -1 | -1 | -1 | -1 | -1 | -1 | -1 | -1 | -1 | -1 | -1 | -1
Central_Nevada_Geothermal_42 | caiso-deliverability | VEA_138_offpeak | Operational_New_Capacity_MW | Central_Nevada_Geothermal_42 |  | 1 | 1 | 1 | 1 | 1 | 1 | 1 | 1 | 1 | 1 | 1 | 1 | 1 | 1 | 1 | 1 | 1 | 1 | 1 | 1 | 1 | 1 | 1 | 1 | 1 | 1 | 1 | 1 | 1 | 1 | 1
Southern_NV_Eldorado_Solar_16 | caiso-deliverability | VEA_138_offpeak | Operational_New_Capacity_MW | Southern_NV_Eldorado_Solar_16 |  | 0.77 | 0.77 | 0.77 | 0.77 | 0.77 | 0.77 | 0.77 | 0.77 | 0.77 | 0.77 | 0.77 | 0.77 | 0.77 | 0.77 | 0.77 | 0.77 | 0.77 | 0.77 | 0.77 | 0.77 | 0.77 | 0.77 | 0.77 | 0.77 | 0.77 | 0.77 | 0.77 | 0.77 | 0.77 | 0.77 | 0.77
Southern_NV_Eldorado_Solar_42 | caiso-deliverability | VEA_138_offpeak | Operational_New_Capacity_MW | Southern_NV_Eldorado_Solar_42 |  | 0.77 | 0.77 | 0.77 | 0.77 | 0.77 | 0.77 | 0.77 | 0.77 | 0.77 | 0.77 | 0.77 | 0.77 | 0.77 | 0.77 | 0.77 | 0.77 | 0.77 | 0.77 | 0.77 | 0.77 | 0.77 | 0.77 | 0.77 | 0.77 | 0.77 | 0.77 | 0.77 | 0.77 | 0.77 | 0.77 | 0.77
Southern_NV_Eldorado_Wind_16 | caiso-deliverability | VEA_138_offpeak | Operational_New_Capacity_MW | Southern_NV_Eldorado_Wind_16 |  | 0.44 | 0.44 | 0.44 | 0.44 | 0.44 | 0.44 | 0.44 | 0.44 | 0.44 | 0.44 | 0.44 | 0.44 | 0.44 | 0.44 | 0.44 | 0.44 | 0.44 | 0.44 | 0.44 | 0.44 | 0.44 | 0.44 | 0.44 | 0.44 | 0.44 | 0.44 | 0.44 | 0.44 | 0.44 | 0.44 | 0.44
VEA_138_group | caiso-deliverability | VEA_138_offpeak | Operational_New_Capacity_MW | VEA_138_group |  | -0.68032 | -0.68032 | -0.68032 | -0.68032 | -0.68032 | -0.68032 | -0.68032 | -0.68032 | -0.68032 | -0.68032 | -0.68032 | -0.68032 | -0.68032 | -0.68032 | -0.68032 | -0.68032 | -0.68032 | -0.68032 | -0.68032 | -0.68032 | -0.68032 | -0.68032 | -0.68032 | -0.68032 | -0.68032 | -0.68032 | -0.68032 | -0.68032 | -0.68032 | -0.68032 | -0.68032
Southern_NV_Eldorado_Flow_Battery_16 | caiso-deliverability | VEA_138_SSN | Reliability_Capacity_In_Model_Year | System RA | Southern_NV_Eldorado_Flow_Battery_16 | 0.5 | 0.5 | 0.5 | 0.5 | 0.5 | 0.5 | 0.5 | 0.5 | 0.5 | 0.5 | 0.5 | 0.5 | 0.5 | 0.5 | 0.5 | 0.5 | 0.5 | 0.5 | 0.5 | 0.5 | 0.5 | 0.5 | 0.5 | 0.5 | 0.5 | 0.5 | 0.5 | 0.5 | 0.5 | 0.5 | 0.5
Southern_NV_Eldorado_Flow_Battery_42 | caiso-deliverability | VEA_138_SSN | Reliability_Capacity_In_Model_Year | System RA | Southern_NV_Eldorado_Flow_Battery_42 | 0.5 | 0.5 | 0.5 | 0.5 | 0.5 | 0.5 | 0.5 | 0.5 | 0.5 | 0.5 | 0.5 | 0.5 | 0.5 | 0.5 | 0.5 | 0.5 | 0.5 | 0.5 | 0.5 | 0.5 | 0.5 | 0.5 | 0.5 | 0.5 | 0.5 | 0.5 | 0.5 | 0.5 | 0.5 | 0.5 | 0.5
Southern_NV_Eldorado_Li_Battery_4hr_16 | caiso-deliverability | VEA_138_SSN | Reliability_Capacity_In_Model_Year | System RA | Southern_NV_Eldorado_Li_Battery_4hr_16 | 0.5 | 0.5 | 0.5 | 0.5 | 0.5 | 0.5 | 0.5 | 0.5 | 0.5 | 0.5 | 0.5 | 0.5 | 0.5 | 0.5 | 0.5 | 0.5 | 0.5 | 0.5 | 0.5 | 0.5 | 0.5 | 0.5 | 0.5 | 0.5 | 0.5 | 0.5 | 0.5 | 0.5 | 0.5 | 0.5 | 0.5
Southern_NV_Eldorado_Li_Battery_4hr_42 | caiso-deliverability | VEA_138_SSN | Reliability_Capacity_In_Model_Year | System RA | Southern_NV_Eldorado_Li_Battery_4hr_42 | 0.5 | 0.5 | 0.5 | 0.5 | 0.5 | 0.5 | 0.5 | 0.5 | 0.5 | 0.5 | 0.5 | 0.5 | 0.5 | 0.5 | 0.5 | 0.5 | 0.5 | 0.5 | 0.5 | 0.5 | 0.5 | 0.5 | 0.5 | 0.5 | 0.5 | 0.5 | 0.5 | 0.5 | 0.5 | 0.5 | 0.5
Southern_NV_Eldorado_Li_Battery_8hr_16 | caiso-deliverability | VEA_138_SSN | Reliability_Capacity_In_Model_Year | System RA | Southern_NV_Eldorado_Li_Battery_8hr_16 | 0.5 | 0.5 | 0.5 | 0.5 | 0.5 | 0.5 | 0.5 | 0.5 | 0.5 | 0.5 | 0.5 | 0.5 | 0.5 | 0.5 | 0.5 | 0.5 | 0.5 | 0.5 | 0.5 | 0.5 | 0.5 | 0.5 | 0.5 | 0.5 | 0.5 | 0.5 | 0.5 | 0.5 | 0.5 | 0.5 | 0.5
Southern_NV_Eldorado_Li_Battery_8hr_42 | caiso-deliverability | VEA_138_SSN | Reliability_Capacity_In_Model_Year | System RA | Southern_NV_Eldorado_Li_Battery_8hr_42 | 0.5 | 0.5 | 0.5 | 0.5 | 0.5 | 0.5 | 0.5 | 0.5 | 0.5 | 0.5 | 0.5 | 0.5 | 0.5 | 0.5 | 0.5 | 0.5 | 0.5 | 0.5 | 0.5 | 0.5 | 0.5 | 0.5 | 0.5 | 0.5 | 0.5 | 0.5 | 0.5 | 0.5 | 0.5 | 0.5 | 0.5
Central_Nevada_Geothermal_42 | caiso-deliverability | VEA_138_SSN | Reliability_Capacity_In_Model_Year | System RA | Central_Nevada_Geothermal_42 | 1 | 1 | 1 | 1 | 1 | 1 | 1 | 1 | 1 | 1 | 1 | 1 | 1 | 1 | 1 | 1 | 1 | 1 | 1 | 1 | 1 | 1 | 1 | 1 | 1 | 1 | 1 | 1 | 1 | 1 | 1
Southern_NV_Eldorado_Solar_16 | caiso-deliverability | VEA_138_SSN | Reliability_Capacity_In_Model_Year | System RA | Southern_NV_Eldorado_Solar_16 | 0.427 | 0.427 | 0.427 | 0.427 | 0.427 | 0.427 | 0.427 | 0.427 | 0.427 | 0.427 | 0.427 | 0.427 | 0.427 | 0.427 | 0.427 | 0.427 | 0.427 | 0.427 | 0.427 | 0.427 | 0.427 | 0.427 | 0.427 | 0.427 | 0.427 | 0.427 | 0.427 | 0.427 | 0.427 | 0.427 | 0.427
Southern_NV_Eldorado_Solar_42 | caiso-deliverability | VEA_138_SSN | Reliability_Capacity_In_Model_Year | System RA | Southern_NV_Eldorado_Solar_42 | 0.427 | 0.427 | 0.427 | 0.427 | 0.427 | 0.427 | 0.427 | 0.427 | 0.427 | 0.427 | 0.427 | 0.427 | 0.427 | 0.427 | 0.427 | 0.427 | 0.427 | 0.427 | 0.427 | 0.427 | 0.427 | 0.427 | 0.427 | 0.427 | 0.427 | 0.427 | 0.427 | 0.427 | 0.427 | 0.427 | 0.427
Southern_NV_Eldorado_Wind_16 | caiso-deliverability | VEA_138_SSN | Reliability_Capacity_In_Model_Year | System RA | Southern_NV_Eldorado_Wind_16 | 0.208 | 0.208 | 0.208 | 0.208 | 0.208 | 0.208 | 0.208 | 0.208 | 0.208 | 0.208 | 0.208 | 0.208 | 0.208 | 0.208 | 0.208 | 0.208 | 0.208 | 0.208 | 0.208 | 0.208 | 0.208 | 0.208 | 0.208 | 0.208 | 0.208 | 0.208 | 0.208 | 0.208 | 0.208 | 0.208 | 0.208
VEA_138_group | caiso-deliverability | VEA_138_SSN | Operational_New_Capacity_MW | VEA_138_group |  | -1 | -1 | -1 | -1 | -1 | -1 | -1 | -1 | -1 | -1 | -1 | -1 | -1 | -1 | -1 | -1 | -1 | -1 | -1 | -1 | -1 | -1 | -1 | -1 | -1 | -1 | -1 | -1 | -1 | -1 | -1
Greater_Kramer_Flow_Battery_86 | caiso-deliverability | Victor_Lugo_HSN | Reliability_Capacity_In_Model_Year | System RA | Greater_Kramer_Flow_Battery_86 | 1 | 1 | 1 | 1 | 1 | 1 | 1 | 1 | 1 | 1 | 1 | 1 | 1 | 1 | 1 | 1 | 1 | 1 | 1 | 1 | 1 | 1 | 1 | 1 | 1 | 1 | 1 | 1 | 1 | 1 | 1
Greater_Kramer_Flow_Battery_123 | caiso-deliverability | Victor_Lugo_HSN | Reliability_Capacity_In_Model_Year | System RA | Greater_Kramer_Flow_Battery_123 | 1 | 1 | 1 | 1 | 1 | 1 | 1 | 1 | 1 | 1 | 1 | 1 | 1 | 1 | 1 | 1 | 1 | 1 | 1 | 1 | 1 | 1 | 1 | 1 | 1 | 1 | 1 | 1 | 1 | 1 | 1
Greater_Kramer_Flow_Battery_156 | caiso-deliverability | Victor_Lugo_HSN | Reliability_Capacity_In_Model_Year | System RA | Greater_Kramer_Flow_Battery_156 | 1 | 1 | 1 | 1 | 1 | 1 | 1 | 1 | 1 | 1 | 1 | 1 | 1 | 1 | 1 | 1 | 1 | 1 | 1 | 1 | 1 | 1 | 1 | 1 | 1 | 1 | 1 | 1 | 1 | 1 | 1
Greater_Kramer_Li_Battery_4hr_86 | caiso-deliverability | Victor_Lugo_HSN | Reliability_Capacity_In_Model_Year | System RA | Greater_Kramer_Li_Battery_4hr_86 | 1 | 1 | 1 | 1 | 1 | 1 | 1 | 1 | 1 | 1 | 1 | 1 | 1 | 1 | 1 | 1 | 1 | 1 | 1 | 1 | 1 | 1 | 1 | 1 | 1 | 1 | 1 | 1 | 1 | 1 | 1
Greater_Kramer_Li_Battery_4hr_123 | caiso-deliverability | Victor_Lugo_HSN | Reliability_Capacity_In_Model_Year | System RA | Greater_Kramer_Li_Battery_4hr_123 | 1 | 1 | 1 | 1 | 1 | 1 | 1 | 1 | 1 | 1 | 1 | 1 | 1 | 1 | 1 | 1 | 1 | 1 | 1 | 1 | 1 | 1 | 1 | 1 | 1 | 1 | 1 | 1 | 1 | 1 | 1
Greater_Kramer_Li_Battery_4hr_156 | caiso-deliverability | Victor_Lugo_HSN | Reliability_Capacity_In_Model_Year | System RA | Greater_Kramer_Li_Battery_4hr_156 | 1 | 1 | 1 | 1 | 1 | 1 | 1 | 1 | 1 | 1 | 1 | 1 | 1 | 1 | 1 | 1 | 1 | 1 | 1 | 1 | 1 | 1 | 1 | 1 | 1 | 1 | 1 | 1 | 1 | 1 | 1
Greater_Kramer_Li_Battery_8hr_86 | caiso-deliverability | Victor_Lugo_HSN | Reliability_Capacity_In_Model_Year | System RA | Greater_Kramer_Li_Battery_8hr_86 | 1 | 1 | 1 | 1 | 1 | 1 | 1 | 1 | 1 | 1 | 1 | 1 | 1 | 1 | 1 | 1 | 1 | 1 | 1 | 1 | 1 | 1 | 1 | 1 | 1 | 1 | 1 | 1 | 1 | 1 | 1
Greater_Kramer_Li_Battery_8hr_123 | caiso-deliverability | Victor_Lugo_HSN | Reliability_Capacity_In_Model_Year | System RA | Greater_Kramer_Li_Battery_8hr_123 | 1 | 1 | 1 | 1 | 1 | 1 | 1 | 1 | 1 | 1 | 1 | 1 | 1 | 1 | 1 | 1 | 1 | 1 | 1 | 1 | 1 | 1 | 1 | 1 | 1 | 1 | 1 | 1 | 1 | 1 | 1
Greater_Kramer_Li_Battery_8hr_156 | caiso-deliverability | Victor_Lugo_HSN | Reliability_Capacity_In_Model_Year | System RA | Greater_Kramer_Li_Battery_8hr_156 | 1 | 1 | 1 | 1 | 1 | 1 | 1 | 1 | 1 | 1 | 1 | 1 | 1 | 1 | 1 | 1 | 1 | 1 | 1 | 1 | 1 | 1 | 1 | 1 | 1 | 1 | 1 | 1 | 1 | 1 | 1
Greater_Kramer_Solar_86 | caiso-deliverability | Victor_Lugo_HSN | Reliability_Capacity_In_Model_Year | System RA | Greater_Kramer_Solar_86 | 0.106 | 0.106 | 0.106 | 0.106 | 0.106 | 0.106 | 0.106 | 0.106 | 0.106 | 0.106 | 0.106 | 0.106 | 0.106 | 0.106 | 0.106 | 0.106 | 0.106 | 0.106 | 0.106 | 0.106 | 0.106 | 0.106 | 0.106 | 0.106 | 0.106 | 0.106 | 0.106 | 0.106 | 0.106 | 0.106 | 0.106
Greater_Kramer_Solar_123 | caiso-deliverability | Victor_Lugo_HSN | Reliability_Capacity_In_Model_Year | System RA | Greater_Kramer_Solar_123 | 0.106 | 0.106 | 0.106 | 0.106 | 0.106 | 0.106 | 0.106 | 0.106 | 0.106 | 0.106 | 0.106 | 0.106 | 0.106 | 0.106 | 0.106 | 0.106 | 0.106 | 0.106 | 0.106 | 0.106 | 0.106 | 0.106 | 0.106 | 0.106 | 0.106 | 0.106 | 0.106 | 0.106 | 0.106 | 0.106 | 0.106
Greater_Kramer_Solar_156 | caiso-deliverability | Victor_Lugo_HSN | Reliability_Capacity_In_Model_Year | System RA | Greater_Kramer_Solar_156 | 0.106 | 0.106 | 0.106 | 0.106 | 0.106 | 0.106 | 0.106 | 0.106 | 0.106 | 0.106 | 0.106 | 0.106 | 0.106 | 0.106 | 0.106 | 0.106 | 0.106 | 0.106 | 0.106 | 0.106 | 0.106 | 0.106 | 0.106 | 0.106 | 0.106 | 0.106 | 0.106 | 0.106 | 0.106 | 0.106 | 0.106
Inyokern_North_Kramer_Geothermal_156 | caiso-deliverability | Victor_Lugo_HSN | Reliability_Capacity_In_Model_Year | System RA | Inyokern_North_Kramer_Geothermal_156 | 1 | 1 | 1 | 1 | 1 | 1 | 1 | 1 | 1 | 1 | 1 | 1 | 1 | 1 | 1 | 1 | 1 | 1 | 1 | 1 | 1 | 1 | 1 | 1 | 1 | 1 | 1 | 1 | 1 | 1 | 1
Victor_Lugo_group | caiso-deliverability | Victor_Lugo_HSN | Operational_New_Capacity_MW | Victor_Lugo_group |  | -1 | -1 | -1 | -1 | -1 | -1 | -1 | -1 | -1 | -1 | -1 | -1 | -1 | -1 | -1 | -1 | -1 | -1 | -1 | -1 | -1 | -1 | -1 | -1 | -1 | -1 | -1 | -1 | -1 | -1 | -1
Greater_Kramer_Flow_Battery_86 | caiso-deliverability | Victor_Lugo_offpeak | Operational_New_Capacity_MW | Greater_Kramer_Flow_Battery_86 |  | -1 | -1 | -1 | -1 | -1 | -1 | -1 | -1 | -1 | -1 | -1 | -1 | -1 | -1 | -1 | -1 | -1 | -1 | -1 | -1 | -1 | -1 | -1 | -1 | -1 | -1 | -1 | -1 | -1 | -1 | -1
Greater_Kramer_Flow_Battery_123 | caiso-deliverability | Victor_Lugo_offpeak | Operational_New_Capacity_MW | Greater_Kramer_Flow_Battery_123 |  | -1 | -1 | -1 | -1 | -1 | -1 | -1 | -1 | -1 | -1 | -1 | -1 | -1 | -1 | -1 | -1 | -1 | -1 | -1 | -1 | -1 | -1 | -1 | -1 | -1 | -1 | -1 | -1 | -1 | -1 | -1
Greater_Kramer_Flow_Battery_156 | caiso-deliverability | Victor_Lugo_offpeak | Operational_New_Capacity_MW | Greater_Kramer_Flow_Battery_156 |  | -1 | -1 | -1 | -1 | -1 | -1 | -1 | -1 | -1 | -1 | -1 | -1 | -1 | -1 | -1 | -1 | -1 | -1 | -1 | -1 | -1 | -1 | -1 | -1 | -1 | -1 | -1 | -1 | -1 | -1 | -1
Greater_Kramer_Li_Battery_4hr_86 | caiso-deliverability | Victor_Lugo_offpeak | Operational_New_Capacity_MW | Greater_Kramer_Li_Battery_4hr_86 |  | -1 | -1 | -1 | -1 | -1 | -1 | -1 | -1 | -1 | -1 | -1 | -1 | -1 | -1 | -1 | -1 | -1 | -1 | -1 | -1 | -1 | -1 | -1 | -1 | -1 | -1 | -1 | -1 | -1 | -1 | -1
Greater_Kramer_Li_Battery_4hr_123 | caiso-deliverability | Victor_Lugo_offpeak | Operational_New_Capacity_MW | Greater_Kramer_Li_Battery_4hr_123 |  | -1 | -1 | -1 | -1 | -1 | -1 | -1 | -1 | -1 | -1 | -1 | -1 | -1 | -1 | -1 | -1 | -1 | -1 | -1 | -1 | -1 | -1 | -1 | -1 | -1 | -1 | -1 | -1 | -1 | -1 | -1
Greater_Kramer_Li_Battery_4hr_156 | caiso-deliverability | Victor_Lugo_offpeak | Operational_New_Capacity_MW | Greater_Kramer_Li_Battery_4hr_156 |  | -1 | -1 | -1 | -1 | -1 | -1 | -1 | -1 | -1 | -1 | -1 | -1 | -1 | -1 | -1 | -1 | -1 | -1 | -1 | -1 | -1 | -1 | -1 | -1 | -1 | -1 | -1 | -1 | -1 | -1 | -1
Greater_Kramer_Li_Battery_8hr_86 | caiso-deliverability | Victor_Lugo_offpeak | Operational_New_Capacity_MW | Greater_Kramer_Li_Battery_8hr_86 |  | -1 | -1 | -1 | -1 | -1 | -1 | -1 | -1 | -1 | -1 | -1 | -1 | -1 | -1 | -1 | -1 | -1 | -1 | -1 | -1 | -1 | -1 | -1 | -1 | -1 | -1 | -1 | -1 | -1 | -1 | -1
Greater_Kramer_Li_Battery_8hr_123 | caiso-deliverability | Victor_Lugo_offpeak | Operational_New_Capacity_MW | Greater_Kramer_Li_Battery_8hr_123 |  | -1 | -1 | -1 | -1 | -1 | -1 | -1 | -1 | -1 | -1 | -1 | -1 | -1 | -1 | -1 | -1 | -1 | -1 | -1 | -1 | -1 | -1 | -1 | -1 | -1 | -1 | -1 | -1 | -1 | -1 | -1
Greater_Kramer_Li_Battery_8hr_156 | caiso-deliverability | Victor_Lugo_offpeak | Operational_New_Capacity_MW | Greater_Kramer_Li_Battery_8hr_156 |  | -1 | -1 | -1 | -1 | -1 | -1 | -1 | -1 | -1 | -1 | -1 | -1 | -1 | -1 | -1 | -1 | -1 | -1 | -1 | -1 | -1 | -1 | -1 | -1 | -1 | -1 | -1 | -1 | -1 | -1 | -1
Greater_Kramer_Solar_86 | caiso-deliverability | Victor_Lugo_offpeak | Operational_New_Capacity_MW | Greater_Kramer_Solar_86 |  | 0.77 | 0.77 | 0.77 | 0.77 | 0.77 | 0.77 | 0.77 | 0.77 | 0.77 | 0.77 | 0.77 | 0.77 | 0.77 | 0.77 | 0.77 | 0.77 | 0.77 | 0.77 | 0.77 | 0.77 | 0.77 | 0.77 | 0.77 | 0.77 | 0.77 | 0.77 | 0.77 | 0.77 | 0.77 | 0.77 | 0.77
Greater_Kramer_Solar_123 | caiso-deliverability | Victor_Lugo_offpeak | Operational_New_Capacity_MW | Greater_Kramer_Solar_123 |  | 0.77 | 0.77 | 0.77 | 0.77 | 0.77 | 0.77 | 0.77 | 0.77 | 0.77 | 0.77 | 0.77 | 0.77 | 0.77 | 0.77 | 0.77 | 0.77 | 0.77 | 0.77 | 0.77 | 0.77 | 0.77 | 0.77 | 0.77 | 0.77 | 0.77 | 0.77 | 0.77 | 0.77 | 0.77 | 0.77 | 0.77
Greater_Kramer_Solar_156 | caiso-deliverability | Victor_Lugo_offpeak | Operational_New_Capacity_MW | Greater_Kramer_Solar_156 |  | 0.77 | 0.77 | 0.77 | 0.77 | 0.77 | 0.77 | 0.77 | 0.77 | 0.77 | 0.77 | 0.77 | 0.77 | 0.77 | 0.77 | 0.77 | 0.77 | 0.77 | 0.77 | 0.77 | 0.77 | 0.77 | 0.77 | 0.77 | 0.77 | 0.77 | 0.77 | 0.77 | 0.77 | 0.77 | 0.77 | 0.77
Inyokern_North_Kramer_Geothermal_156 | caiso-deliverability | Victor_Lugo_offpeak | Operational_New_Capacity_MW | Inyokern_North_Kramer_Geothermal_156 |  | 1 | 1 | 1 | 1 | 1 | 1 | 1 | 1 | 1 | 1 | 1 | 1 | 1 | 1 | 1 | 1 | 1 | 1 | 1 | 1 | 1 | 1 | 1 | 1 | 1 | 1 | 1 | 1 | 1 | 1 | 1
Victor_Lugo_group | caiso-deliverability | Victor_Lugo_offpeak | Operational_New_Capacity_MW | Victor_Lugo_group |  | -1 | -1 | -1 | -1 | -1 | -1 | -1 | -1 | -1 | -1 | -1 | -1 | -1 | -1 | -1 | -1 | -1 | -1 | -1 | -1 | -1 | -1 | -1 | -1 | -1 | -1 | -1 | -1 | -1 | -1 | -1
Greater_Kramer_Flow_Battery_86 | caiso-deliverability | Victor_Lugo_SSN | Reliability_Capacity_In_Model_Year | System RA | Greater_Kramer_Flow_Battery_86 | 0.5 | 0.5 | 0.5 | 0.5 | 0.5 | 0.5 | 0.5 | 0.5 | 0.5 | 0.5 | 0.5 | 0.5 | 0.5 | 0.5 | 0.5 | 0.5 | 0.5 | 0.5 | 0.5 | 0.5 | 0.5 | 0.5 | 0.5 | 0.5 | 0.5 | 0.5 | 0.5 | 0.5 | 0.5 | 0.5 | 0.5
Greater_Kramer_Flow_Battery_123 | caiso-deliverability | Victor_Lugo_SSN | Reliability_Capacity_In_Model_Year | System RA | Greater_Kramer_Flow_Battery_123 | 0.5 | 0.5 | 0.5 | 0.5 | 0.5 | 0.5 | 0.5 | 0.5 | 0.5 | 0.5 | 0.5 | 0.5 | 0.5 | 0.5 | 0.5 | 0.5 | 0.5 | 0.5 | 0.5 | 0.5 | 0.5 | 0.5 | 0.5 | 0.5 | 0.5 | 0.5 | 0.5 | 0.5 | 0.5 | 0.5 | 0.5
Greater_Kramer_Flow_Battery_156 | caiso-deliverability | Victor_Lugo_SSN | Reliability_Capacity_In_Model_Year | System RA | Greater_Kramer_Flow_Battery_156 | 0.5 | 0.5 | 0.5 | 0.5 | 0.5 | 0.5 | 0.5 | 0.5 | 0.5 | 0.5 | 0.5 | 0.5 | 0.5 | 0.5 | 0.5 | 0.5 | 0.5 | 0.5 | 0.5 | 0.5 | 0.5 | 0.5 | 0.5 | 0.5 | 0.5 | 0.5 | 0.5 | 0.5 | 0.5 | 0.5 | 0.5
Greater_Kramer_Li_Battery_4hr_86 | caiso-deliverability | Victor_Lugo_SSN | Reliability_Capacity_In_Model_Year | System RA | Greater_Kramer_Li_Battery_4hr_86 | 0.5 | 0.5 | 0.5 | 0.5 | 0.5 | 0.5 | 0.5 | 0.5 | 0.5 | 0.5 | 0.5 | 0.5 | 0.5 | 0.5 | 0.5 | 0.5 | 0.5 | 0.5 | 0.5 | 0.5 | 0.5 | 0.5 | 0.5 | 0.5 | 0.5 | 0.5 | 0.5 | 0.5 | 0.5 | 0.5 | 0.5
Greater_Kramer_Li_Battery_4hr_123 | caiso-deliverability | Victor_Lugo_SSN | Reliability_Capacity_In_Model_Year | System RA | Greater_Kramer_Li_Battery_4hr_123 | 0.5 | 0.5 | 0.5 | 0.5 | 0.5 | 0.5 | 0.5 | 0.5 | 0.5 | 0.5 | 0.5 | 0.5 | 0.5 | 0.5 | 0.5 | 0.5 | 0.5 | 0.5 | 0.5 | 0.5 | 0.5 | 0.5 | 0.5 | 0.5 | 0.5 | 0.5 | 0.5 | 0.5 | 0.5 | 0.5 | 0.5
Greater_Kramer_Li_Battery_4hr_156 | caiso-deliverability | Victor_Lugo_SSN | Reliability_Capacity_In_Model_Year | System RA | Greater_Kramer_Li_Battery_4hr_156 | 0.5 | 0.5 | 0.5 | 0.5 | 0.5 | 0.5 | 0.5 | 0.5 | 0.5 | 0.5 | 0.5 | 0.5 | 0.5 | 0.5 | 0.5 | 0.5 | 0.5 | 0.5 | 0.5 | 0.5 | 0.5 | 0.5 | 0.5 | 0.5 | 0.5 | 0.5 | 0.5 | 0.5 | 0.5 | 0.5 | 0.5
Greater_Kramer_Li_Battery_8hr_86 | caiso-deliverability | Victor_Lugo_SSN | Reliability_Capacity_In_Model_Year | System RA | Greater_Kramer_Li_Battery_8hr_86 | 0.5 | 0.5 | 0.5 | 0.5 | 0.5 | 0.5 | 0.5 | 0.5 | 0.5 | 0.5 | 0.5 | 0.5 | 0.5 | 0.5 | 0.5 | 0.5 | 0.5 | 0.5 | 0.5 | 0.5 | 0.5 | 0.5 | 0.5 | 0.5 | 0.5 | 0.5 | 0.5 | 0.5 | 0.5 | 0.5 | 0.5
Greater_Kramer_Li_Battery_8hr_123 | caiso-deliverability | Victor_Lugo_SSN | Reliability_Capacity_In_Model_Year | System RA | Greater_Kramer_Li_Battery_8hr_123 | 0.5 | 0.5 | 0.5 | 0.5 | 0.5 | 0.5 | 0.5 | 0.5 | 0.5 | 0.5 | 0.5 | 0.5 | 0.5 | 0.5 | 0.5 | 0.5 | 0.5 | 0.5 | 0.5 | 0.5 | 0.5 | 0.5 | 0.5 | 0.5 | 0.5 | 0.5 | 0.5 | 0.5 | 0.5 | 0.5 | 0.5
Greater_Kramer_Li_Battery_8hr_156 | caiso-deliverability | Victor_Lugo_SSN | Reliability_Capacity_In_Model_Year | System RA | Greater_Kramer_Li_Battery_8hr_156 | 0.5 | 0.5 | 0.5 | 0.5 | 0.5 | 0.5 | 0.5 | 0.5 | 0.5 | 0.5 | 0.5 | 0.5 | 0.5 | 0.5 | 0.5 | 0.5 | 0.5 | 0.5 | 0.5 | 0.5 | 0.5 | 0.5 | 0.5 | 0.5 | 0.5 | 0.5 | 0.5 | 0.5 | 0.5 | 0.5 | 0.5
Greater_Kramer_Solar_86 | caiso-deliverability | Victor_Lugo_SSN | Reliability_Capacity_In_Model_Year | System RA | Greater_Kramer_Solar_86 | 0.427 | 0.427 | 0.427 | 0.427 | 0.427 | 0.427 | 0.427 | 0.427 | 0.427 | 0.427 | 0.427 | 0.427 | 0.427 | 0.427 | 0.427 | 0.427 | 0.427 | 0.427 | 0.427 | 0.427 | 0.427 | 0.427 | 0.427 | 0.427 | 0.427 | 0.427 | 0.427 | 0.427 | 0.427 | 0.427 | 0.427
Greater_Kramer_Solar_123 | caiso-deliverability | Victor_Lugo_SSN | Reliability_Capacity_In_Model_Year | System RA | Greater_Kramer_Solar_123 | 0.427 | 0.427 | 0.427 | 0.427 | 0.427 | 0.427 | 0.427 | 0.427 | 0.427 | 0.427 | 0.427 | 0.427 | 0.427 | 0.427 | 0.427 | 0.427 | 0.427 | 0.427 | 0.427 | 0.427 | 0.427 | 0.427 | 0.427 | 0.427 | 0.427 | 0.427 | 0.427 | 0.427 | 0.427 | 0.427 | 0.427
Greater_Kramer_Solar_156 | caiso-deliverability | Victor_Lugo_SSN | Reliability_Capacity_In_Model_Year | System RA | Greater_Kramer_Solar_156 | 0.427 | 0.427 | 0.427 | 0.427 | 0.427 | 0.427 | 0.427 | 0.427 | 0.427 | 0.427 | 0.427 | 0.427 | 0.427 | 0.427 | 0.427 | 0.427 | 0.427 | 0.427 | 0.427 | 0.427 | 0.427 | 0.427 | 0.427 | 0.427 | 0.427 | 0.427 | 0.427 | 0.427 | 0.427 | 0.427 | 0.427
Inyokern_North_Kramer_Geothermal_156 | caiso-deliverability | Victor_Lugo_SSN | Reliability_Capacity_In_Model_Year | System RA | Inyokern_North_Kramer_Geothermal_156 | 1 | 1 | 1 | 1 | 1 | 1 | 1 | 1 | 1 | 1 | 1 | 1 | 1 | 1 | 1 | 1 | 1 | 1 | 1 | 1 | 1 | 1 | 1 | 1 | 1 | 1 | 1 | 1 | 1 | 1 | 1
Victor_Lugo_group | caiso-deliverability | Victor_Lugo_SSN | Operational_New_Capacity_MW | Victor_Lugo_group |  | -1 | -1 | -1 | -1 | -1 | -1 | -1 | -1 | -1 | -1 | -1 | -1 | -1 | -1 | -1 | -1 | -1 | -1 | -1 | -1 | -1 | -1 | -1 | -1 | -1 | -1 | -1 | -1 | -1 | -1 | -1
Tehachapi_Adiabatic_CAES_13 | caiso-deliverability | Vincent_Lugo_HSN | Reliability_Capacity_In_Model_Year | System RA | Tehachapi_Adiabatic_CAES_13 | 1 | 1 | 1 | 1 | 1 | 1 | 1 | 1 | 1 | 1 | 1 | 1 | 1 | 1 | 1 | 1 | 1 | 1 | 1 | 1 | 1 | 1 | 1 | 1 | 1 | 1 | 1 | 1 | 1 | 1 | 1
Tehachapi_Flow_Battery_13 | caiso-deliverability | Vincent_Lugo_HSN | Reliability_Capacity_In_Model_Year | System RA | Tehachapi_Flow_Battery_13 | 1 | 1 | 1 | 1 | 1 | 1 | 1 | 1 | 1 | 1 | 1 | 1 | 1 | 1 | 1 | 1 | 1 | 1 | 1 | 1 | 1 | 1 | 1 | 1 | 1 | 1 | 1 | 1 | 1 | 1 | 1
Greater_LA_Flow_Battery_18 | caiso-deliverability | Vincent_Lugo_HSN | Reliability_Capacity_In_Model_Year | System RA | Greater_LA_Flow_Battery_18 | 1 | 1 | 1 | 1 | 1 | 1 | 1 | 1 | 1 | 1 | 1 | 1 | 1 | 1 | 1 | 1 | 1 | 1 | 1 | 1 | 1 | 1 | 1 | 1 | 1 | 1 | 1 | 1 | 1 | 1 | 1
Tehachapi_Flow_Battery_32 | caiso-deliverability | Vincent_Lugo_HSN | Reliability_Capacity_In_Model_Year | System RA | Tehachapi_Flow_Battery_32 | 1 | 1 | 1 | 1 | 1 | 1 | 1 | 1 | 1 | 1 | 1 | 1 | 1 | 1 | 1 | 1 | 1 | 1 | 1 | 1 | 1 | 1 | 1 | 1 | 1 | 1 | 1 | 1 | 1 | 1 | 1
Tehachapi_Flow_Battery_66 | caiso-deliverability | Vincent_Lugo_HSN | Reliability_Capacity_In_Model_Year | System RA | Tehachapi_Flow_Battery_66 | 1 | 1 | 1 | 1 | 1 | 1 | 1 | 1 | 1 | 1 | 1 | 1 | 1 | 1 | 1 | 1 | 1 | 1 | 1 | 1 | 1 | 1 | 1 | 1 | 1 | 1 | 1 | 1 | 1 | 1 | 1
Tehachapi_Li_Battery_4hr_13 | caiso-deliverability | Vincent_Lugo_HSN | Reliability_Capacity_In_Model_Year | System RA | Tehachapi_Li_Battery_4hr_13 | 1 | 1 | 1 | 1 | 1 | 1 | 1 | 1 | 1 | 1 | 1 | 1 | 1 | 1 | 1 | 1 | 1 | 1 | 1 | 1 | 1 | 1 | 1 | 1 | 1 | 1 | 1 | 1 | 1 | 1 | 1
Greater_LA_Li_Battery_4hr_18 | caiso-deliverability | Vincent_Lugo_HSN | Reliability_Capacity_In_Model_Year | System RA | Greater_LA_Li_Battery_4hr_18 | 1 | 1 | 1 | 1 | 1 | 1 | 1 | 1 | 1 | 1 | 1 | 1 | 1 | 1 | 1 | 1 | 1 | 1 | 1 | 1 | 1 | 1 | 1 | 1 | 1 | 1 | 1 | 1 | 1 | 1 | 1
Tehachapi_Li_Battery_4hr_32 | caiso-deliverability | Vincent_Lugo_HSN | Reliability_Capacity_In_Model_Year | System RA | Tehachapi_Li_Battery_4hr_32 | 1 | 1 | 1 | 1 | 1 | 1 | 1 | 1 | 1 | 1 | 1 | 1 | 1 | 1 | 1 | 1 | 1 | 1 | 1 | 1 | 1 | 1 | 1 | 1 | 1 | 1 | 1 | 1 | 1 | 1 | 1
Tehachapi_Li_Battery_4hr_66 | caiso-deliverability | Vincent_Lugo_HSN | Reliability_Capacity_In_Model_Year | System RA | Tehachapi_Li_Battery_4hr_66 | 1 | 1 | 1 | 1 | 1 | 1 | 1 | 1 | 1 | 1 | 1 | 1 | 1 | 1 | 1 | 1 | 1 | 1 | 1 | 1 | 1 | 1 | 1 | 1 | 1 | 1 | 1 | 1 | 1 | 1 | 1
Tehachapi_Li_Battery_8hr_13 | caiso-deliverability | Vincent_Lugo_HSN | Reliability_Capacity_In_Model_Year | System RA | Tehachapi_Li_Battery_8hr_13 | 1 | 1 | 1 | 1 | 1 | 1 | 1 | 1 | 1 | 1 | 1 | 1 | 1 | 1 | 1 | 1 | 1 | 1 | 1 | 1 | 1 | 1 | 1 | 1 | 1 | 1 | 1 | 1 | 1 | 1 | 1
Greater_LA_Li_Battery_8hr_18 | caiso-deliverability | Vincent_Lugo_HSN | Reliability_Capacity_In_Model_Year | System RA | Greater_LA_Li_Battery_8hr_18 | 1 | 1 | 1 | 1 | 1 | 1 | 1 | 1 | 1 | 1 | 1 | 1 | 1 | 1 | 1 | 1 | 1 | 1 | 1 | 1 | 1 | 1 | 1 | 1 | 1 | 1 | 1 | 1 | 1 | 1 | 1
Tehachapi_Li_Battery_8hr_32 | caiso-deliverability | Vincent_Lugo_HSN | Reliability_Capacity_In_Model_Year | System RA | Tehachapi_Li_Battery_8hr_32 | 1 | 1 | 1 | 1 | 1 | 1 | 1 | 1 | 1 | 1 | 1 | 1 | 1 | 1 | 1 | 1 | 1 | 1 | 1 | 1 | 1 | 1 | 1 | 1 | 1 | 1 | 1 | 1 | 1 | 1 | 1
Tehachapi_Li_Battery_8hr_66 | caiso-deliverability | Vincent_Lugo_HSN | Reliability_Capacity_In_Model_Year | System RA | Tehachapi_Li_Battery_8hr_66 | 1 | 1 | 1 | 1 | 1 | 1 | 1 | 1 | 1 | 1 | 1 | 1 | 1 | 1 | 1 | 1 | 1 | 1 | 1 | 1 | 1 | 1 | 1 | 1 | 1 | 1 | 1 | 1 | 1 | 1 | 1
Tehachapi_Pumped_Storage_32 | caiso-deliverability | Vincent_Lugo_HSN | Reliability_Capacity_In_Model_Year | System RA | Tehachapi_Pumped_Storage_32 | 1 | 1 | 1 | 1 | 1 | 1 | 1 | 1 | 1 | 1 | 1 | 1 | 1 | 1 | 1 | 1 | 1 | 1 | 1 | 1 | 1 | 1 | 1 | 1 | 1 | 1 | 1 | 1 | 1 | 1 | 1
Greater_LA_Solar_18 | caiso-deliverability | Vincent_Lugo_HSN | Reliability_Capacity_In_Model_Year | System RA | Greater_LA_Solar_18 | 0.106 | 0.106 | 0.106 | 0.106 | 0.106 | 0.106 | 0.106 | 0.106 | 0.106 | 0.106 | 0.106 | 0.106 | 0.106 | 0.106 | 0.106 | 0.106 | 0.106 | 0.106 | 0.106 | 0.106 | 0.106 | 0.106 | 0.106 | 0.106 | 0.106 | 0.106 | 0.106 | 0.106 | 0.106 | 0.106 | 0.106
Tehachapi_Solar_13 | caiso-deliverability | Vincent_Lugo_HSN | Reliability_Capacity_In_Model_Year | System RA | Tehachapi_Solar_13 | 0.106 | 0.106 | 0.106 | 0.106 | 0.106 | 0.106 | 0.106 | 0.106 | 0.106 | 0.106 | 0.106 | 0.106 | 0.106 | 0.106 | 0.106 | 0.106 | 0.106 | 0.106 | 0.106 | 0.106 | 0.106 | 0.106 | 0.106 | 0.106 | 0.106 | 0.106 | 0.106 | 0.106 | 0.106 | 0.106 | 0.106
Tehachapi_Solar_32 | caiso-deliverability | Vincent_Lugo_HSN | Reliability_Capacity_In_Model_Year | System RA | Tehachapi_Solar_32 | 0.106 | 0.106 | 0.106 | 0.106 | 0.106 | 0.106 | 0.106 | 0.106 | 0.106 | 0.106 | 0.106 | 0.106 | 0.106 | 0.106 | 0.106 | 0.106 | 0.106 | 0.106 | 0.106 | 0.106 | 0.106 | 0.106 | 0.106 | 0.106 | 0.106 | 0.106 | 0.106 | 0.106 | 0.106 | 0.106 | 0.106
Tehachapi_Solar_66 | caiso-deliverability | Vincent_Lugo_HSN | Reliability_Capacity_In_Model_Year | System RA | Tehachapi_Solar_66 | 0.106 | 0.106 | 0.106 | 0.106 | 0.106 | 0.106 | 0.106 | 0.106 | 0.106 | 0.106 | 0.106 | 0.106 | 0.106 | 0.106 | 0.106 | 0.106 | 0.106 | 0.106 | 0.106 | 0.106 | 0.106 | 0.106 | 0.106 | 0.106 | 0.106 | 0.106 | 0.106 | 0.106 | 0.106 | 0.106 | 0.106
Tehachapi_Wind_13 | caiso-deliverability | Vincent_Lugo_HSN | Reliability_Capacity_In_Model_Year | System RA | Tehachapi_Wind_13 | 0.665 | 0.665 | 0.665 | 0.665 | 0.665 | 0.665 | 0.665 | 0.665 | 0.665 | 0.665 | 0.665 | 0.665 | 0.665 | 0.665 | 0.665 | 0.665 | 0.665 | 0.665 | 0.665 | 0.665 | 0.665 | 0.665 | 0.665 | 0.665 | 0.665 | 0.665 | 0.665 | 0.665 | 0.665 | 0.665 | 0.665
Tehachapi_Wind_18 | caiso-deliverability | Vincent_Lugo_HSN | Reliability_Capacity_In_Model_Year | System RA | Tehachapi_Wind_18 | 0.665 | 0.665 | 0.665 | 0.665 | 0.665 | 0.665 | 0.665 | 0.665 | 0.665 | 0.665 | 0.665 | 0.665 | 0.665 | 0.665 | 0.665 | 0.665 | 0.665 | 0.665 | 0.665 | 0.665 | 0.665 | 0.665 | 0.665 | 0.665 | 0.665 | 0.665 | 0.665 | 0.665 | 0.665 | 0.665 | 0.665
Tehachapi_Wind_32 | caiso-deliverability | Vincent_Lugo_HSN | Reliability_Capacity_In_Model_Year | System RA | Tehachapi_Wind_32 | 0.665 | 0.665 | 0.665 | 0.665 | 0.665 | 0.665 | 0.665 | 0.665 | 0.665 | 0.665 | 0.665 | 0.665 | 0.665 | 0.665 | 0.665 | 0.665 | 0.665 | 0.665 | 0.665 | 0.665 | 0.665 | 0.665 | 0.665 | 0.665 | 0.665 | 0.665 | 0.665 | 0.665 | 0.665 | 0.665 | 0.665
Vincent_Lugo_group | caiso-deliverability | Vincent_Lugo_HSN | Operational_New_Capacity_MW | Vincent_Lugo_group |  | -1 | -1 | -1 | -1 | -1 | -1 | -1 | -1 | -1 | -1 | -1 | -1 | -1 | -1 | -1 | -1 | -1 | -1 | -1 | -1 | -1 | -1 | -1 | -1 | -1 | -1 | -1 | -1 | -1 | -1 | -1
Tehachapi_Adiabatic_CAES_13 | caiso-deliverability | Vincent_Lugo_offpeak | Operational_New_Capacity_MW | Tehachapi_Adiabatic_CAES_13 |  | -1 | -1 | -1 | -1 | -1 | -1 | -1 | -1 | -1 | -1 | -1 | -1 | -1 | -1 | -1 | -1 | -1 | -1 | -1 | -1 | -1 | -1 | -1 | -1 | -1 | -1 | -1 | -1 | -1 | -1 | -1
Tehachapi_Flow_Battery_13 | caiso-deliverability | Vincent_Lugo_offpeak | Operational_New_Capacity_MW | Tehachapi_Flow_Battery_13 |  | -1 | -1 | -1 | -1 | -1 | -1 | -1 | -1 | -1 | -1 | -1 | -1 | -1 | -1 | -1 | -1 | -1 | -1 | -1 | -1 | -1 | -1 | -1 | -1 | -1 | -1 | -1 | -1 | -1 | -1 | -1
Greater_LA_Flow_Battery_18 | caiso-deliverability | Vincent_Lugo_offpeak | Operational_New_Capacity_MW | Greater_LA_Flow_Battery_18 |  | -1 | -1 | -1 | -1 | -1 | -1 | -1 | -1 | -1 | -1 | -1 | -1 | -1 | -1 | -1 | -1 | -1 | -1 | -1 | -1 | -1 | -1 | -1 | -1 | -1 | -1 | -1 | -1 | -1 | -1 | -1
Tehachapi_Flow_Battery_32 | caiso-deliverability | Vincent_Lugo_offpeak | Operational_New_Capacity_MW | Tehachapi_Flow_Battery_32 |  | -1 | -1 | -1 | -1 | -1 | -1 | -1 | -1 | -1 | -1 | -1 | -1 | -1 | -1 | -1 | -1 | -1 | -1 | -1 | -1 | -1 | -1 | -1 | -1 | -1 | -1 | -1 | -1 | -1 | -1 | -1
Tehachapi_Flow_Battery_66 | caiso-deliverability | Vincent_Lugo_offpeak | Operational_New_Capacity_MW | Tehachapi_Flow_Battery_66 |  | -1 | -1 | -1 | -1 | -1 | -1 | -1 | -1 | -1 | -1 | -1 | -1 | -1 | -1 | -1 | -1 | -1 | -1 | -1 | -1 | -1 | -1 | -1 | -1 | -1 | -1 | -1 | -1 | -1 | -1 | -1
Tehachapi_Li_Battery_4hr_13 | caiso-deliverability | Vincent_Lugo_offpeak | Operational_New_Capacity_MW | Tehachapi_Li_Battery_4hr_13 |  | -1 | -1 | -1 | -1 | -1 | -1 | -1 | -1 | -1 | -1 | -1 | -1 | -1 | -1 | -1 | -1 | -1 | -1 | -1 | -1 | -1 | -1 | -1 | -1 | -1 | -1 | -1 | -1 | -1 | -1 | -1
Greater_LA_Li_Battery_4hr_18 | caiso-deliverability | Vincent_Lugo_offpeak | Operational_New_Capacity_MW | Greater_LA_Li_Battery_4hr_18 |  | -1 | -1 | -1 | -1 | -1 | -1 | -1 | -1 | -1 | -1 | -1 | -1 | -1 | -1 | -1 | -1 | -1 | -1 | -1 | -1 | -1 | -1 | -1 | -1 | -1 | -1 | -1 | -1 | -1 | -1 | -1
Tehachapi_Li_Battery_4hr_32 | caiso-deliverability | Vincent_Lugo_offpeak | Operational_New_Capacity_MW | Tehachapi_Li_Battery_4hr_32 |  | -1 | -1 | -1 | -1 | -1 | -1 | -1 | -1 | -1 | -1 | -1 | -1 | -1 | -1 | -1 | -1 | -1 | -1 | -1 | -1 | -1 | -1 | -1 | -1 | -1 | -1 | -1 | -1 | -1 | -1 | -1
Tehachapi_Li_Battery_4hr_66 | caiso-deliverability | Vincent_Lugo_offpeak | Operational_New_Capacity_MW | Tehachapi_Li_Battery_4hr_66 |  | -1 | -1 | -1 | -1 | -1 | -1 | -1 | -1 | -1 | -1 | -1 | -1 | -1 | -1 | -1 | -1 | -1 | -1 | -1 | -1 | -1 | -1 | -1 | -1 | -1 | -1 | -1 | -1 | -1 | -1 | -1
Tehachapi_Li_Battery_8hr_13 | caiso-deliverability | Vincent_Lugo_offpeak | Operational_New_Capacity_MW | Tehachapi_Li_Battery_8hr_13 |  | -1 | -1 | -1 | -1 | -1 | -1 | -1 | -1 | -1 | -1 | -1 | -1 | -1 | -1 | -1 | -1 | -1 | -1 | -1 | -1 | -1 | -1 | -1 | -1 | -1 | -1 | -1 | -1 | -1 | -1 | -1
Greater_LA_Li_Battery_8hr_18 | caiso-deliverability | Vincent_Lugo_offpeak | Operational_New_Capacity_MW | Greater_LA_Li_Battery_8hr_18 |  | -1 | -1 | -1 | -1 | -1 | -1 | -1 | -1 | -1 | -1 | -1 | -1 | -1 | -1 | -1 | -1 | -1 | -1 | -1 | -1 | -1 | -1 | -1 | -1 | -1 | -1 | -1 | -1 | -1 | -1 | -1
Tehachapi_Li_Battery_8hr_32 | caiso-deliverability | Vincent_Lugo_offpeak | Operational_New_Capacity_MW | Tehachapi_Li_Battery_8hr_32 |  | -1 | -1 | -1 | -1 | -1 | -1 | -1 | -1 | -1 | -1 | -1 | -1 | -1 | -1 | -1 | -1 | -1 | -1 | -1 | -1 | -1 | -1 | -1 | -1 | -1 | -1 | -1 | -1 | -1 | -1 | -1
Tehachapi_Li_Battery_8hr_66 | caiso-deliverability | Vincent_Lugo_offpeak | Operational_New_Capacity_MW | Tehachapi_Li_Battery_8hr_66 |  | -1 | -1 | -1 | -1 | -1 | -1 | -1 | -1 | -1 | -1 | -1 | -1 | -1 | -1 | -1 | -1 | -1 | -1 | -1 | -1 | -1 | -1 | -1 | -1 | -1 | -1 | -1 | -1 | -1 | -1 | -1
Tehachapi_Pumped_Storage_32 | caiso-deliverability | Vincent_Lugo_offpeak | Operational_New_Capacity_MW | Tehachapi_Pumped_Storage_32 |  | -1 | -1 | -1 | -1 | -1 | -1 | -1 | -1 | -1 | -1 | -1 | -1 | -1 | -1 | -1 | -1 | -1 | -1 | -1 | -1 | -1 | -1 | -1 | -1 | -1 | -1 | -1 | -1 | -1 | -1 | -1
Greater_LA_Solar_18 | caiso-deliverability | Vincent_Lugo_offpeak | Operational_New_Capacity_MW | Greater_LA_Solar_18 |  | 0.77 | 0.77 | 0.77 | 0.77 | 0.77 | 0.77 | 0.77 | 0.77 | 0.77 | 0.77 | 0.77 | 0.77 | 0.77 | 0.77 | 0.77 | 0.77 | 0.77 | 0.77 | 0.77 | 0.77 | 0.77 | 0.77 | 0.77 | 0.77 | 0.77 | 0.77 | 0.77 | 0.77 | 0.77 | 0.77 | 0.77
Tehachapi_Solar_13 | caiso-deliverability | Vincent_Lugo_offpeak | Operational_New_Capacity_MW | Tehachapi_Solar_13 |  | 0.77 | 0.77 | 0.77 | 0.77 | 0.77 | 0.77 | 0.77 | 0.77 | 0.77 | 0.77 | 0.77 | 0.77 | 0.77 | 0.77 | 0.77 | 0.77 | 0.77 | 0.77 | 0.77 | 0.77 | 0.77 | 0.77 | 0.77 | 0.77 | 0.77 | 0.77 | 0.77 | 0.77 | 0.77 | 0.77 | 0.77
Tehachapi_Solar_32 | caiso-deliverability | Vincent_Lugo_offpeak | Operational_New_Capacity_MW | Tehachapi_Solar_32 |  | 0.77 | 0.77 | 0.77 | 0.77 | 0.77 | 0.77 | 0.77 | 0.77 | 0.77 | 0.77 | 0.77 | 0.77 | 0.77 | 0.77 | 0.77 | 0.77 | 0.77 | 0.77 | 0.77 | 0.77 | 0.77 | 0.77 | 0.77 | 0.77 | 0.77 | 0.77 | 0.77 | 0.77 | 0.77 | 0.77 | 0.77
Tehachapi_Solar_66 | caiso-deliverability | Vincent_Lugo_offpeak | Operational_New_Capacity_MW | Tehachapi_Solar_66 |  | 0.77 | 0.77 | 0.77 | 0.77 | 0.77 | 0.77 | 0.77 | 0.77 | 0.77 | 0.77 | 0.77 | 0.77 | 0.77 | 0.77 | 0.77 | 0.77 | 0.77 | 0.77 | 0.77 | 0.77 | 0.77 | 0.77 | 0.77 | 0.77 | 0.77 | 0.77 | 0.77 | 0.77 | 0.77 | 0.77 | 0.77
Tehachapi_Wind_13 | caiso-deliverability | Vincent_Lugo_offpeak | Operational_New_Capacity_MW | Tehachapi_Wind_13 |  | 0.44 | 0.44 | 0.44 | 0.44 | 0.44 | 0.44 | 0.44 | 0.44 | 0.44 | 0.44 | 0.44 | 0.44 | 0.44 | 0.44 | 0.44 | 0.44 | 0.44 | 0.44 | 0.44 | 0.44 | 0.44 | 0.44 | 0.44 | 0.44 | 0.44 | 0.44 | 0.44 | 0.44 | 0.44 | 0.44 | 0.44
Tehachapi_Wind_18 | caiso-deliverability | Vincent_Lugo_offpeak | Operational_New_Capacity_MW | Tehachapi_Wind_18 |  | 0.44 | 0.44 | 0.44 | 0.44 | 0.44 | 0.44 | 0.44 | 0.44 | 0.44 | 0.44 | 0.44 | 0.44 | 0.44 | 0.44 | 0.44 | 0.44 | 0.44 | 0.44 | 0.44 | 0.44 | 0.44 | 0.44 | 0.44 | 0.44 | 0.44 | 0.44 | 0.44 | 0.44 | 0.44 | 0.44 | 0.44
Tehachapi_Wind_32 | caiso-deliverability | Vincent_Lugo_offpeak | Operational_New_Capacity_MW | Tehachapi_Wind_32 |  | 0.44 | 0.44 | 0.44 | 0.44 | 0.44 | 0.44 | 0.44 | 0.44 | 0.44 | 0.44 | 0.44 | 0.44 | 0.44 | 0.44 | 0.44 | 0.44 | 0.44 | 0.44 | 0.44 | 0.44 | 0.44 | 0.44 | 0.44 | 0.44 | 0.44 | 0.44 | 0.44 | 0.44 | 0.44 | 0.44 | 0.44
Vincent_Lugo_group | caiso-deliverability | Vincent_Lugo_offpeak | Operational_New_Capacity_MW | Vincent_Lugo_group |  | -1 | -1 | -1 | -1 | -1 | -1 | -1 | -1 | -1 | -1 | -1 | -1 | -1 | -1 | -1 | -1 | -1 | -1 | -1 | -1 | -1 | -1 | -1 | -1 | -1 | -1 | -1 | -1 | -1 | -1 | -1
Tehachapi_Adiabatic_CAES_13 | caiso-deliverability | Vincent_Lugo_SSN | Reliability_Capacity_In_Model_Year | System RA | Tehachapi_Adiabatic_CAES_13 | 0.5 | 0.5 | 0.5 | 0.5 | 0.5 | 0.5 | 0.5 | 0.5 | 0.5 | 0.5 | 0.5 | 0.5 | 0.5 | 0.5 | 0.5 | 0.5 | 0.5 | 0.5 | 0.5 | 0.5 | 0.5 | 0.5 | 0.5 | 0.5 | 0.5 | 0.5 | 0.5 | 0.5 | 0.5 | 0.5 | 0.5
Tehachapi_Flow_Battery_13 | caiso-deliverability | Vincent_Lugo_SSN | Reliability_Capacity_In_Model_Year | System RA | Tehachapi_Flow_Battery_13 | 0.5 | 0.5 | 0.5 | 0.5 | 0.5 | 0.5 | 0.5 | 0.5 | 0.5 | 0.5 | 0.5 | 0.5 | 0.5 | 0.5 | 0.5 | 0.5 | 0.5 | 0.5 | 0.5 | 0.5 | 0.5 | 0.5 | 0.5 | 0.5 | 0.5 | 0.5 | 0.5 | 0.5 | 0.5 | 0.5 | 0.5
Greater_LA_Flow_Battery_18 | caiso-deliverability | Vincent_Lugo_SSN | Reliability_Capacity_In_Model_Year | System RA | Greater_LA_Flow_Battery_18 | 0.5 | 0.5 | 0.5 | 0.5 | 0.5 | 0.5 | 0.5 | 0.5 | 0.5 | 0.5 | 0.5 | 0.5 | 0.5 | 0.5 | 0.5 | 0.5 | 0.5 | 0.5 | 0.5 | 0.5 | 0.5 | 0.5 | 0.5 | 0.5 | 0.5 | 0.5 | 0.5 | 0.5 | 0.5 | 0.5 | 0.5
Tehachapi_Flow_Battery_32 | caiso-deliverability | Vincent_Lugo_SSN | Reliability_Capacity_In_Model_Year | System RA | Tehachapi_Flow_Battery_32 | 0.5 | 0.5 | 0.5 | 0.5 | 0.5 | 0.5 | 0.5 | 0.5 | 0.5 | 0.5 | 0.5 | 0.5 | 0.5 | 0.5 | 0.5 | 0.5 | 0.5 | 0.5 | 0.5 | 0.5 | 0.5 | 0.5 | 0.5 | 0.5 | 0.5 | 0.5 | 0.5 | 0.5 | 0.5 | 0.5 | 0.5
Tehachapi_Flow_Battery_66 | caiso-deliverability | Vincent_Lugo_SSN | Reliability_Capacity_In_Model_Year | System RA | Tehachapi_Flow_Battery_66 | 0.5 | 0.5 | 0.5 | 0.5 | 0.5 | 0.5 | 0.5 | 0.5 | 0.5 | 0.5 | 0.5 | 0.5 | 0.5 | 0.5 | 0.5 | 0.5 | 0.5 | 0.5 | 0.5 | 0.5 | 0.5 | 0.5 | 0.5 | 0.5 | 0.5 | 0.5 | 0.5 | 0.5 | 0.5 | 0.5 | 0.5
Tehachapi_Li_Battery_4hr_13 | caiso-deliverability | Vincent_Lugo_SSN | Reliability_Capacity_In_Model_Year | System RA | Tehachapi_Li_Battery_4hr_13 | 0.5 | 0.5 | 0.5 | 0.5 | 0.5 | 0.5 | 0.5 | 0.5 | 0.5 | 0.5 | 0.5 | 0.5 | 0.5 | 0.5 | 0.5 | 0.5 | 0.5 | 0.5 | 0.5 | 0.5 | 0.5 | 0.5 | 0.5 | 0.5 | 0.5 | 0.5 | 0.5 | 0.5 | 0.5 | 0.5 | 0.5
Greater_LA_Li_Battery_4hr_18 | caiso-deliverability | Vincent_Lugo_SSN | Reliability_Capacity_In_Model_Year | System RA | Greater_LA_Li_Battery_4hr_18 | 0.5 | 0.5 | 0.5 | 0.5 | 0.5 | 0.5 | 0.5 | 0.5 | 0.5 | 0.5 | 0.5 | 0.5 | 0.5 | 0.5 | 0.5 | 0.5 | 0.5 | 0.5 | 0.5 | 0.5 | 0.5 | 0.5 | 0.5 | 0.5 | 0.5 | 0.5 | 0.5 | 0.5 | 0.5 | 0.5 | 0.5
Tehachapi_Li_Battery_4hr_32 | caiso-deliverability | Vincent_Lugo_SSN | Reliability_Capacity_In_Model_Year | System RA | Tehachapi_Li_Battery_4hr_32 | 0.5 | 0.5 | 0.5 | 0.5 | 0.5 | 0.5 | 0.5 | 0.5 | 0.5 | 0.5 | 0.5 | 0.5 | 0.5 | 0.5 | 0.5 | 0.5 | 0.5 | 0.5 | 0.5 | 0.5 | 0.5 | 0.5 | 0.5 | 0.5 | 0.5 | 0.5 | 0.5 | 0.5 | 0.5 | 0.5 | 0.5
Tehachapi_Li_Battery_4hr_66 | caiso-deliverability | Vincent_Lugo_SSN | Reliability_Capacity_In_Model_Year | System RA | Tehachapi_Li_Battery_4hr_66 | 0.5 | 0.5 | 0.5 | 0.5 | 0.5 | 0.5 | 0.5 | 0.5 | 0.5 | 0.5 | 0.5 | 0.5 | 0.5 | 0.5 | 0.5 | 0.5 | 0.5 | 0.5 | 0.5 | 0.5 | 0.5 | 0.5 | 0.5 | 0.5 | 0.5 | 0.5 | 0.5 | 0.5 | 0.5 | 0.5 | 0.5
Tehachapi_Li_Battery_8hr_13 | caiso-deliverability | Vincent_Lugo_SSN | Reliability_Capacity_In_Model_Year | System RA | Tehachapi_Li_Battery_8hr_13 | 0.5 | 0.5 | 0.5 | 0.5 | 0.5 | 0.5 | 0.5 | 0.5 | 0.5 | 0.5 | 0.5 | 0.5 | 0.5 | 0.5 | 0.5 | 0.5 | 0.5 | 0.5 | 0.5 | 0.5 | 0.5 | 0.5 | 0.5 | 0.5 | 0.5 | 0.5 | 0.5 | 0.5 | 0.5 | 0.5 | 0.5
Greater_LA_Li_Battery_8hr_18 | caiso-deliverability | Vincent_Lugo_SSN | Reliability_Capacity_In_Model_Year | System RA | Greater_LA_Li_Battery_8hr_18 | 0.5 | 0.5 | 0.5 | 0.5 | 0.5 | 0.5 | 0.5 | 0.5 | 0.5 | 0.5 | 0.5 | 0.5 | 0.5 | 0.5 | 0.5 | 0.5 | 0.5 | 0.5 | 0.5 | 0.5 | 0.5 | 0.5 | 0.5 | 0.5 | 0.5 | 0.5 | 0.5 | 0.5 | 0.5 | 0.5 | 0.5
Tehachapi_Li_Battery_8hr_32 | caiso-deliverability | Vincent_Lugo_SSN | Reliability_Capacity_In_Model_Year | System RA | Tehachapi_Li_Battery_8hr_32 | 0.5 | 0.5 | 0.5 | 0.5 | 0.5 | 0.5 | 0.5 | 0.5 | 0.5 | 0.5 | 0.5 | 0.5 | 0.5 | 0.5 | 0.5 | 0.5 | 0.5 | 0.5 | 0.5 | 0.5 | 0.5 | 0.5 | 0.5 | 0.5 | 0.5 | 0.5 | 0.5 | 0.5 | 0.5 | 0.5 | 0.5
Tehachapi_Li_Battery_8hr_66 | caiso-deliverability | Vincent_Lugo_SSN | Reliability_Capacity_In_Model_Year | System RA | Tehachapi_Li_Battery_8hr_66 | 0.5 | 0.5 | 0.5 | 0.5 | 0.5 | 0.5 | 0.5 | 0.5 | 0.5 | 0.5 | 0.5 | 0.5 | 0.5 | 0.5 | 0.5 | 0.5 | 0.5 | 0.5 | 0.5 | 0.5 | 0.5 | 0.5 | 0.5 | 0.5 | 0.5 | 0.5 | 0.5 | 0.5 | 0.5 | 0.5 | 0.5
Tehachapi_Pumped_Storage_32 | caiso-deliverability | Vincent_Lugo_SSN | Reliability_Capacity_In_Model_Year | System RA | Tehachapi_Pumped_Storage_32 | 0.5 | 0.5 | 0.5 | 0.5 | 0.5 | 0.5 | 0.5 | 0.5 | 0.5 | 0.5 | 0.5 | 0.5 | 0.5 | 0.5 | 0.5 | 0.5 | 0.5 | 0.5 | 0.5 | 0.5 | 0.5 | 0.5 | 0.5 | 0.5 | 0.5 | 0.5 | 0.5 | 0.5 | 0.5 | 0.5 | 0.5
Greater_LA_Solar_18 | caiso-deliverability | Vincent_Lugo_SSN | Reliability_Capacity_In_Model_Year | System RA | Greater_LA_Solar_18 | 0.427 | 0.427 | 0.427 | 0.427 | 0.427 | 0.427 | 0.427 | 0.427 | 0.427 | 0.427 | 0.427 | 0.427 | 0.427 | 0.427 | 0.427 | 0.427 | 0.427 | 0.427 | 0.427 | 0.427 | 0.427 | 0.427 | 0.427 | 0.427 | 0.427 | 0.427 | 0.427 | 0.427 | 0.427 | 0.427 | 0.427
Tehachapi_Solar_13 | caiso-deliverability | Vincent_Lugo_SSN | Reliability_Capacity_In_Model_Year | System RA | Tehachapi_Solar_13 | 0.427 | 0.427 | 0.427 | 0.427 | 0.427 | 0.427 | 0.427 | 0.427 | 0.427 | 0.427 | 0.427 | 0.427 | 0.427 | 0.427 | 0.427 | 0.427 | 0.427 | 0.427 | 0.427 | 0.427 | 0.427 | 0.427 | 0.427 | 0.427 | 0.427 | 0.427 | 0.427 | 0.427 | 0.427 | 0.427 | 0.427
Tehachapi_Solar_32 | caiso-deliverability | Vincent_Lugo_SSN | Reliability_Capacity_In_Model_Year | System RA | Tehachapi_Solar_32 | 0.427 | 0.427 | 0.427 | 0.427 | 0.427 | 0.427 | 0.427 | 0.427 | 0.427 | 0.427 | 0.427 | 0.427 | 0.427 | 0.427 | 0.427 | 0.427 | 0.427 | 0.427 | 0.427 | 0.427 | 0.427 | 0.427 | 0.427 | 0.427 | 0.427 | 0.427 | 0.427 | 0.427 | 0.427 | 0.427 | 0.427
Tehachapi_Solar_66 | caiso-deliverability | Vincent_Lugo_SSN | Reliability_Capacity_In_Model_Year | System RA | Tehachapi_Solar_66 | 0.427 | 0.427 | 0.427 | 0.427 | 0.427 | 0.427 | 0.427 | 0.427 | 0.427 | 0.427 | 0.427 | 0.427 | 0.427 | 0.427 | 0.427 | 0.427 | 0.427 | 0.427 | 0.427 | 0.427 | 0.427 | 0.427 | 0.427 | 0.427 | 0.427 | 0.427 | 0.427 | 0.427 | 0.427 | 0.427 | 0.427
Tehachapi_Wind_13 | caiso-deliverability | Vincent_Lugo_SSN | Reliability_Capacity_In_Model_Year | System RA | Tehachapi_Wind_13 | 0.163 | 0.163 | 0.163 | 0.163 | 0.163 | 0.163 | 0.163 | 0.163 | 0.163 | 0.163 | 0.163 | 0.163 | 0.163 | 0.163 | 0.163 | 0.163 | 0.163 | 0.163 | 0.163 | 0.163 | 0.163 | 0.163 | 0.163 | 0.163 | 0.163 | 0.163 | 0.163 | 0.163 | 0.163 | 0.163 | 0.163
Tehachapi_Wind_18 | caiso-deliverability | Vincent_Lugo_SSN | Reliability_Capacity_In_Model_Year | System RA | Tehachapi_Wind_18 | 0.163 | 0.163 | 0.163 | 0.163 | 0.163 | 0.163 | 0.163 | 0.163 | 0.163 | 0.163 | 0.163 | 0.163 | 0.163 | 0.163 | 0.163 | 0.163 | 0.163 | 0.163 | 0.163 | 0.163 | 0.163 | 0.163 | 0.163 | 0.163 | 0.163 | 0.163 | 0.163 | 0.163 | 0.163 | 0.163 | 0.163
Tehachapi_Wind_32 | caiso-deliverability | Vincent_Lugo_SSN | Reliability_Capacity_In_Model_Year | System RA | Tehachapi_Wind_32 | 0.163 | 0.163 | 0.163 | 0.163 | 0.163 | 0.163 | 0.163 | 0.163 | 0.163 | 0.163 | 0.163 | 0.163 | 0.163 | 0.163 | 0.163 | 0.163 | 0.163 | 0.163 | 0.163 | 0.163 | 0.163 | 0.163 | 0.163 | 0.163 | 0.163 | 0.163 | 0.163 | 0.163 | 0.163 | 0.163 | 0.163
Vincent_Lugo_group | caiso-deliverability | Vincent_Lugo_SSN | Operational_New_Capacity_MW | Vincent_Lugo_group |  | -1 | -1 | -1 | -1 | -1 | -1 | -1 | -1 | -1 | -1 | -1 | -1 | -1 | -1 | -1 | -1 | -1 | -1 | -1 | -1 | -1 | -1 | -1 | -1 | -1 | -1 | -1 | -1 | -1 | -1 | -1
Tehachapi_Flow_Battery_32 | caiso-deliverability | Windhub_HSN | Reliability_Capacity_In_Model_Year | System RA | Tehachapi_Flow_Battery_32 | 1 | 1 | 1 | 1 | 1 | 1 | 1 | 1 | 1 | 1 | 1 | 1 | 1 | 1 | 1 | 1 | 1 | 1 | 1 | 1 | 1 | 1 | 1 | 1 | 1 | 1 | 1 | 1 | 1 | 1 | 1
Tehachapi_Li_Battery_4hr_32 | caiso-deliverability | Windhub_HSN | Reliability_Capacity_In_Model_Year | System RA | Tehachapi_Li_Battery_4hr_32 | 1 | 1 | 1 | 1 | 1 | 1 | 1 | 1 | 1 | 1 | 1 | 1 | 1 | 1 | 1 | 1 | 1 | 1 | 1 | 1 | 1 | 1 | 1 | 1 | 1 | 1 | 1 | 1 | 1 | 1 | 1
Tehachapi_Li_Battery_8hr_32 | caiso-deliverability | Windhub_HSN | Reliability_Capacity_In_Model_Year | System RA | Tehachapi_Li_Battery_8hr_32 | 1 | 1 | 1 | 1 | 1 | 1 | 1 | 1 | 1 | 1 | 1 | 1 | 1 | 1 | 1 | 1 | 1 | 1 | 1 | 1 | 1 | 1 | 1 | 1 | 1 | 1 | 1 | 1 | 1 | 1 | 1
Tehachapi_Pumped_Storage_32 | caiso-deliverability | Windhub_HSN | Reliability_Capacity_In_Model_Year | System RA | Tehachapi_Pumped_Storage_32 | 1 | 1 | 1 | 1 | 1 | 1 | 1 | 1 | 1 | 1 | 1 | 1 | 1 | 1 | 1 | 1 | 1 | 1 | 1 | 1 | 1 | 1 | 1 | 1 | 1 | 1 | 1 | 1 | 1 | 1 | 1
Tehachapi_Solar_32 | caiso-deliverability | Windhub_HSN | Reliability_Capacity_In_Model_Year | System RA | Tehachapi_Solar_32 | 0.106 | 0.106 | 0.106 | 0.106 | 0.106 | 0.106 | 0.106 | 0.106 | 0.106 | 0.106 | 0.106 | 0.106 | 0.106 | 0.106 | 0.106 | 0.106 | 0.106 | 0.106 | 0.106 | 0.106 | 0.106 | 0.106 | 0.106 | 0.106 | 0.106 | 0.106 | 0.106 | 0.106 | 0.106 | 0.106 | 0.106
Tehachapi_Wind_32 | caiso-deliverability | Windhub_HSN | Reliability_Capacity_In_Model_Year | System RA | Tehachapi_Wind_32 | 0.665 | 0.665 | 0.665 | 0.665 | 0.665 | 0.665 | 0.665 | 0.665 | 0.665 | 0.665 | 0.665 | 0.665 | 0.665 | 0.665 | 0.665 | 0.665 | 0.665 | 0.665 | 0.665 | 0.665 | 0.665 | 0.665 | 0.665 | 0.665 | 0.665 | 0.665 | 0.665 | 0.665 | 0.665 | 0.665 | 0.665
Windhub_group | caiso-deliverability | Windhub_HSN | Operational_New_Capacity_MW | Windhub_group |  | -1 | -1 | -1 | -1 | -1 | -1 | -1 | -1 | -1 | -1 | -1 | -1 | -1 | -1 | -1 | -1 | -1 | -1 | -1 | -1 | -1 | -1 | -1 | -1 | -1 | -1 | -1 | -1 | -1 | -1 | -1
Tehachapi_Flow_Battery_32 | caiso-deliverability | Windhub_offpeak | Operational_New_Capacity_MW | Tehachapi_Flow_Battery_32 |  | -1 | -1 | -1 | -1 | -1 | -1 | -1 | -1 | -1 | -1 | -1 | -1 | -1 | -1 | -1 | -1 | -1 | -1 | -1 | -1 | -1 | -1 | -1 | -1 | -1 | -1 | -1 | -1 | -1 | -1 | -1
Tehachapi_Li_Battery_4hr_32 | caiso-deliverability | Windhub_offpeak | Operational_New_Capacity_MW | Tehachapi_Li_Battery_4hr_32 |  | -1 | -1 | -1 | -1 | -1 | -1 | -1 | -1 | -1 | -1 | -1 | -1 | -1 | -1 | -1 | -1 | -1 | -1 | -1 | -1 | -1 | -1 | -1 | -1 | -1 | -1 | -1 | -1 | -1 | -1 | -1
Tehachapi_Li_Battery_8hr_32 | caiso-deliverability | Windhub_offpeak | Operational_New_Capacity_MW | Tehachapi_Li_Battery_8hr_32 |  | -1 | -1 | -1 | -1 | -1 | -1 | -1 | -1 | -1 | -1 | -1 | -1 | -1 | -1 | -1 | -1 | -1 | -1 | -1 | -1 | -1 | -1 | -1 | -1 | -1 | -1 | -1 | -1 | -1 | -1 | -1
Tehachapi_Pumped_Storage_32 | caiso-deliverability | Windhub_offpeak | Operational_New_Capacity_MW | Tehachapi_Pumped_Storage_32 |  | -1 | -1 | -1 | -1 | -1 | -1 | -1 | -1 | -1 | -1 | -1 | -1 | -1 | -1 | -1 | -1 | -1 | -1 | -1 | -1 | -1 | -1 | -1 | -1 | -1 | -1 | -1 | -1 | -1 | -1 | -1
Tehachapi_Solar_32 | caiso-deliverability | Windhub_offpeak | Operational_New_Capacity_MW | Tehachapi_Solar_32 |  | 0.77 | 0.77 | 0.77 | 0.77 | 0.77 | 0.77 | 0.77 | 0.77 | 0.77 | 0.77 | 0.77 | 0.77 | 0.77 | 0.77 | 0.77 | 0.77 | 0.77 | 0.77 | 0.77 | 0.77 | 0.77 | 0.77 | 0.77 | 0.77 | 0.77 | 0.77 | 0.77 | 0.77 | 0.77 | 0.77 | 0.77
Tehachapi_Wind_32 | caiso-deliverability | Windhub_offpeak | Operational_New_Capacity_MW | Tehachapi_Wind_32 |  | 0.44 | 0.44 | 0.44 | 0.44 | 0.44 | 0.44 | 0.44 | 0.44 | 0.44 | 0.44 | 0.44 | 0.44 | 0.44 | 0.44 | 0.44 | 0.44 | 0.44 | 0.44 | 0.44 | 0.44 | 0.44 | 0.44 | 0.44 | 0.44 | 0.44 | 0.44 | 0.44 | 0.44 | 0.44 | 0.44 | 0.44
Windhub_group | caiso-deliverability | Windhub_offpeak | Operational_New_Capacity_MW | Windhub_group |  | -1 | -1 | -1 | -1 | -1 | -1 | -1 | -1 | -1 | -1 | -1 | -1 | -1 | -1 | -1 | -1 | -1 | -1 | -1 | -1 | -1 | -1 | -1 | -1 | -1 | -1 | -1 | -1 | -1 | -1 | -1
Tehachapi_Flow_Battery_32 | caiso-deliverability | Windhub_SSN | Reliability_Capacity_In_Model_Year | System RA | Tehachapi_Flow_Battery_32 | 0.5 | 0.5 | 0.5 | 0.5 | 0.5 | 0.5 | 0.5 | 0.5 | 0.5 | 0.5 | 0.5 | 0.5 | 0.5 | 0.5 | 0.5 | 0.5 | 0.5 | 0.5 | 0.5 | 0.5 | 0.5 | 0.5 | 0.5 | 0.5 | 0.5 | 0.5 | 0.5 | 0.5 | 0.5 | 0.5 | 0.5
Tehachapi_Li_Battery_4hr_32 | caiso-deliverability | Windhub_SSN | Reliability_Capacity_In_Model_Year | System RA | Tehachapi_Li_Battery_4hr_32 | 0.5 | 0.5 | 0.5 | 0.5 | 0.5 | 0.5 | 0.5 | 0.5 | 0.5 | 0.5 | 0.5 | 0.5 | 0.5 | 0.5 | 0.5 | 0.5 | 0.5 | 0.5 | 0.5 | 0.5 | 0.5 | 0.5 | 0.5 | 0.5 | 0.5 | 0.5 | 0.5 | 0.5 | 0.5 | 0.5 | 0.5
Tehachapi_Li_Battery_8hr_32 | caiso-deliverability | Windhub_SSN | Reliability_Capacity_In_Model_Year | System RA | Tehachapi_Li_Battery_8hr_32 | 0.5 | 0.5 | 0.5 | 0.5 | 0.5 | 0.5 | 0.5 | 0.5 | 0.5 | 0.5 | 0.5 | 0.5 | 0.5 | 0.5 | 0.5 | 0.5 | 0.5 | 0.5 | 0.5 | 0.5 | 0.5 | 0.5 | 0.5 | 0.5 | 0.5 | 0.5 | 0.5 | 0.5 | 0.5 | 0.5 | 0.5
Tehachapi_Pumped_Storage_32 | caiso-deliverability | Windhub_SSN | Reliability_Capacity_In_Model_Year | System RA | Tehachapi_Pumped_Storage_32 | 0.5 | 0.5 | 0.5 | 0.5 | 0.5 | 0.5 | 0.5 | 0.5 | 0.5 | 0.5 | 0.5 | 0.5 | 0.5 | 0.5 | 0.5 | 0.5 | 0.5 | 0.5 | 0.5 | 0.5 | 0.5 | 0.5 | 0.5 | 0.5 | 0.5 | 0.5 | 0.5 | 0.5 | 0.5 | 0.5 | 0.5
Tehachapi_Solar_32 | caiso-deliverability | Windhub_SSN | Reliability_Capacity_In_Model_Year | System RA | Tehachapi_Solar_32 | 0.427 | 0.427 | 0.427 | 0.427 | 0.427 | 0.427 | 0.427 | 0.427 | 0.427 | 0.427 | 0.427 | 0.427 | 0.427 | 0.427 | 0.427 | 0.427 | 0.427 | 0.427 | 0.427 | 0.427 | 0.427 | 0.427 | 0.427 | 0.427 | 0.427 | 0.427 | 0.427 | 0.427 | 0.427 | 0.427 | 0.427
Tehachapi_Wind_32 | caiso-deliverability | Windhub_SSN | Reliability_Capacity_In_Model_Year | System RA | Tehachapi_Wind_32 | 0.163 | 0.163 | 0.163 | 0.163 | 0.163 | 0.163 | 0.163 | 0.163 | 0.163 | 0.163 | 0.163 | 0.163 | 0.163 | 0.163 | 0.163 | 0.163 | 0.163 | 0.163 | 0.163 | 0.163 | 0.163 | 0.163 | 0.163 | 0.163 | 0.163 | 0.163 | 0.163 | 0.163 | 0.163 | 0.163 | 0.163
Windhub_group | caiso-deliverability | Windhub_SSN | Operational_New_Capacity_MW | Windhub_group |  | -1 | -1 | -1 | -1 | -1 | -1 | -1 | -1 | -1 | -1 | -1 | -1 | -1 | -1 | -1 | -1 | -1 | -1 | -1 | -1 | -1 | -1 | -1 | -1 | -1 | -1 | -1 | -1 | -1 | -1 | -1
Northern_California_Flow_Battery_51 | caiso-deliverability | Windmaster_Delta_Pumps_HSN | Reliability_Capacity_In_Model_Year | System RA | Northern_California_Flow_Battery_51 | 1 | 1 | 1 | 1 | 1 | 1 | 1 | 1 | 1 | 1 | 1 | 1 | 1 | 1 | 1 | 1 | 1 | 1 | 1 | 1 | 1 | 1 | 1 | 1 | 1 | 1 | 1 | 1 | 1 | 1 | 1
Northern_California_Flow_Battery_68 | caiso-deliverability | Windmaster_Delta_Pumps_HSN | Reliability_Capacity_In_Model_Year | System RA | Northern_California_Flow_Battery_68 | 1 | 1 | 1 | 1 | 1 | 1 | 1 | 1 | 1 | 1 | 1 | 1 | 1 | 1 | 1 | 1 | 1 | 1 | 1 | 1 | 1 | 1 | 1 | 1 | 1 | 1 | 1 | 1 | 1 | 1 | 1
Northern_California_Flow_Battery_76 | caiso-deliverability | Windmaster_Delta_Pumps_HSN | Reliability_Capacity_In_Model_Year | System RA | Northern_California_Flow_Battery_76 | 1 | 1 | 1 | 1 | 1 | 1 | 1 | 1 | 1 | 1 | 1 | 1 | 1 | 1 | 1 | 1 | 1 | 1 | 1 | 1 | 1 | 1 | 1 | 1 | 1 | 1 | 1 | 1 | 1 | 1 | 1
Northern_California_Flow_Battery_83 | caiso-deliverability | Windmaster_Delta_Pumps_HSN | Reliability_Capacity_In_Model_Year | System RA | Northern_California_Flow_Battery_83 | 1 | 1 | 1 | 1 | 1 | 1 | 1 | 1 | 1 | 1 | 1 | 1 | 1 | 1 | 1 | 1 | 1 | 1 | 1 | 1 | 1 | 1 | 1 | 1 | 1 | 1 | 1 | 1 | 1 | 1 | 1
Northern_California_Flow_Battery_94 | caiso-deliverability | Windmaster_Delta_Pumps_HSN | Reliability_Capacity_In_Model_Year | System RA | Northern_California_Flow_Battery_94 | 1 | 1 | 1 | 1 | 1 | 1 | 1 | 1 | 1 | 1 | 1 | 1 | 1 | 1 | 1 | 1 | 1 | 1 | 1 | 1 | 1 | 1 | 1 | 1 | 1 | 1 | 1 | 1 | 1 | 1 | 1
Southern_PGAE_Flow_Battery_95 | caiso-deliverability | Windmaster_Delta_Pumps_HSN | Reliability_Capacity_In_Model_Year | System RA | Southern_PGAE_Flow_Battery_95 | 1 | 1 | 1 | 1 | 1 | 1 | 1 | 1 | 1 | 1 | 1 | 1 | 1 | 1 | 1 | 1 | 1 | 1 | 1 | 1 | 1 | 1 | 1 | 1 | 1 | 1 | 1 | 1 | 1 | 1 | 1
Northern_California_Flow_Battery_112 | caiso-deliverability | Windmaster_Delta_Pumps_HSN | Reliability_Capacity_In_Model_Year | System RA | Northern_California_Flow_Battery_112 | 1 | 1 | 1 | 1 | 1 | 1 | 1 | 1 | 1 | 1 | 1 | 1 | 1 | 1 | 1 | 1 | 1 | 1 | 1 | 1 | 1 | 1 | 1 | 1 | 1 | 1 | 1 | 1 | 1 | 1 | 1
Northern_California_Flow_Battery_126 | caiso-deliverability | Windmaster_Delta_Pumps_HSN | Reliability_Capacity_In_Model_Year | System RA | Northern_California_Flow_Battery_126 | 1 | 1 | 1 | 1 | 1 | 1 | 1 | 1 | 1 | 1 | 1 | 1 | 1 | 1 | 1 | 1 | 1 | 1 | 1 | 1 | 1 | 1 | 1 | 1 | 1 | 1 | 1 | 1 | 1 | 1 | 1
Northern_California_Flow_Battery_150 | caiso-deliverability | Windmaster_Delta_Pumps_HSN | Reliability_Capacity_In_Model_Year | System RA | Northern_California_Flow_Battery_150 | 1 | 1 | 1 | 1 | 1 | 1 | 1 | 1 | 1 | 1 | 1 | 1 | 1 | 1 | 1 | 1 | 1 | 1 | 1 | 1 | 1 | 1 | 1 | 1 | 1 | 1 | 1 | 1 | 1 | 1 | 1
Northern_California_Flow_Battery_155 | caiso-deliverability | Windmaster_Delta_Pumps_HSN | Reliability_Capacity_In_Model_Year | System RA | Northern_California_Flow_Battery_155 | 1 | 1 | 1 | 1 | 1 | 1 | 1 | 1 | 1 | 1 | 1 | 1 | 1 | 1 | 1 | 1 | 1 | 1 | 1 | 1 | 1 | 1 | 1 | 1 | 1 | 1 | 1 | 1 | 1 | 1 | 1
Northern_California_Flow_Battery_158 | caiso-deliverability | Windmaster_Delta_Pumps_HSN | Reliability_Capacity_In_Model_Year | System RA | Northern_California_Flow_Battery_158 | 1 | 1 | 1 | 1 | 1 | 1 | 1 | 1 | 1 | 1 | 1 | 1 | 1 | 1 | 1 | 1 | 1 | 1 | 1 | 1 | 1 | 1 | 1 | 1 | 1 | 1 | 1 | 1 | 1 | 1 | 1
Northern_California_Li_Battery_4hr_51 | caiso-deliverability | Windmaster_Delta_Pumps_HSN | Reliability_Capacity_In_Model_Year | System RA | Northern_California_Li_Battery_4hr_51 | 1 | 1 | 1 | 1 | 1 | 1 | 1 | 1 | 1 | 1 | 1 | 1 | 1 | 1 | 1 | 1 | 1 | 1 | 1 | 1 | 1 | 1 | 1 | 1 | 1 | 1 | 1 | 1 | 1 | 1 | 1
Northern_California_Li_Battery_4hr_68 | caiso-deliverability | Windmaster_Delta_Pumps_HSN | Reliability_Capacity_In_Model_Year | System RA | Northern_California_Li_Battery_4hr_68 | 1 | 1 | 1 | 1 | 1 | 1 | 1 | 1 | 1 | 1 | 1 | 1 | 1 | 1 | 1 | 1 | 1 | 1 | 1 | 1 | 1 | 1 | 1 | 1 | 1 | 1 | 1 | 1 | 1 | 1 | 1
Northern_California_Li_Battery_4hr_76 | caiso-deliverability | Windmaster_Delta_Pumps_HSN | Reliability_Capacity_In_Model_Year | System RA | Northern_California_Li_Battery_4hr_76 | 1 | 1 | 1 | 1 | 1 | 1 | 1 | 1 | 1 | 1 | 1 | 1 | 1 | 1 | 1 | 1 | 1 | 1 | 1 | 1 | 1 | 1 | 1 | 1 | 1 | 1 | 1 | 1 | 1 | 1 | 1
Northern_California_Li_Battery_4hr_83 | caiso-deliverability | Windmaster_Delta_Pumps_HSN | Reliability_Capacity_In_Model_Year | System RA | Northern_California_Li_Battery_4hr_83 | 1 | 1 | 1 | 1 | 1 | 1 | 1 | 1 | 1 | 1 | 1 | 1 | 1 | 1 | 1 | 1 | 1 | 1 | 1 | 1 | 1 | 1 | 1 | 1 | 1 | 1 | 1 | 1 | 1 | 1 | 1
Northern_California_Li_Battery_4hr_94 | caiso-deliverability | Windmaster_Delta_Pumps_HSN | Reliability_Capacity_In_Model_Year | System RA | Northern_California_Li_Battery_4hr_94 | 1 | 1 | 1 | 1 | 1 | 1 | 1 | 1 | 1 | 1 | 1 | 1 | 1 | 1 | 1 | 1 | 1 | 1 | 1 | 1 | 1 | 1 | 1 | 1 | 1 | 1 | 1 | 1 | 1 | 1 | 1
Southern_PGAE_Li_Battery_4hr_95 | caiso-deliverability | Windmaster_Delta_Pumps_HSN | Reliability_Capacity_In_Model_Year | System RA | Southern_PGAE_Li_Battery_4hr_95 | 1 | 1 | 1 | 1 | 1 | 1 | 1 | 1 | 1 | 1 | 1 | 1 | 1 | 1 | 1 | 1 | 1 | 1 | 1 | 1 | 1 | 1 | 1 | 1 | 1 | 1 | 1 | 1 | 1 | 1 | 1
Northern_California_Li_Battery_4hr_112 | caiso-deliverability | Windmaster_Delta_Pumps_HSN | Reliability_Capacity_In_Model_Year | System RA | Northern_California_Li_Battery_4hr_112 | 1 | 1 | 1 | 1 | 1 | 1 | 1 | 1 | 1 | 1 | 1 | 1 | 1 | 1 | 1 | 1 | 1 | 1 | 1 | 1 | 1 | 1 | 1 | 1 | 1 | 1 | 1 | 1 | 1 | 1 | 1
Northern_California_Li_Battery_4hr_126 | caiso-deliverability | Windmaster_Delta_Pumps_HSN | Reliability_Capacity_In_Model_Year | System RA | Northern_California_Li_Battery_4hr_126 | 1 | 1 | 1 | 1 | 1 | 1 | 1 | 1 | 1 | 1 | 1 | 1 | 1 | 1 | 1 | 1 | 1 | 1 | 1 | 1 | 1 | 1 | 1 | 1 | 1 | 1 | 1 | 1 | 1 | 1 | 1
Northern_California_Li_Battery_4hr_150 | caiso-deliverability | Windmaster_Delta_Pumps_HSN | Reliability_Capacity_In_Model_Year | System RA | Northern_California_Li_Battery_4hr_150 | 1 | 1 | 1 | 1 | 1 | 1 | 1 | 1 | 1 | 1 | 1 | 1 | 1 | 1 | 1 | 1 | 1 | 1 | 1 | 1 | 1 | 1 | 1 | 1 | 1 | 1 | 1 | 1 | 1 | 1 | 1
Northern_California_Li_Battery_4hr_155 | caiso-deliverability | Windmaster_Delta_Pumps_HSN | Reliability_Capacity_In_Model_Year | System RA | Northern_California_Li_Battery_4hr_155 | 1 | 1 | 1 | 1 | 1 | 1 | 1 | 1 | 1 | 1 | 1 | 1 | 1 | 1 | 1 | 1 | 1 | 1 | 1 | 1 | 1 | 1 | 1 | 1 | 1 | 1 | 1 | 1 | 1 | 1 | 1
Northern_California_Li_Battery_4hr_158 | caiso-deliverability | Windmaster_Delta_Pumps_HSN | Reliability_Capacity_In_Model_Year | System RA | Northern_California_Li_Battery_4hr_158 | 1 | 1 | 1 | 1 | 1 | 1 | 1 | 1 | 1 | 1 | 1 | 1 | 1 | 1 | 1 | 1 | 1 | 1 | 1 | 1 | 1 | 1 | 1 | 1 | 1 | 1 | 1 | 1 | 1 | 1 | 1
Northern_California_Li_Battery_8hr_51 | caiso-deliverability | Windmaster_Delta_Pumps_HSN | Reliability_Capacity_In_Model_Year | System RA | Northern_California_Li_Battery_8hr_51 | 1 | 1 | 1 | 1 | 1 | 1 | 1 | 1 | 1 | 1 | 1 | 1 | 1 | 1 | 1 | 1 | 1 | 1 | 1 | 1 | 1 | 1 | 1 | 1 | 1 | 1 | 1 | 1 | 1 | 1 | 1
Northern_California_Li_Battery_8hr_68 | caiso-deliverability | Windmaster_Delta_Pumps_HSN | Reliability_Capacity_In_Model_Year | System RA | Northern_California_Li_Battery_8hr_68 | 1 | 1 | 1 | 1 | 1 | 1 | 1 | 1 | 1 | 1 | 1 | 1 | 1 | 1 | 1 | 1 | 1 | 1 | 1 | 1 | 1 | 1 | 1 | 1 | 1 | 1 | 1 | 1 | 1 | 1 | 1
Northern_California_Li_Battery_8hr_76 | caiso-deliverability | Windmaster_Delta_Pumps_HSN | Reliability_Capacity_In_Model_Year | System RA | Northern_California_Li_Battery_8hr_76 | 1 | 1 | 1 | 1 | 1 | 1 | 1 | 1 | 1 | 1 | 1 | 1 | 1 | 1 | 1 | 1 | 1 | 1 | 1 | 1 | 1 | 1 | 1 | 1 | 1 | 1 | 1 | 1 | 1 | 1 | 1
Northern_California_Li_Battery_8hr_83 | caiso-deliverability | Windmaster_Delta_Pumps_HSN | Reliability_Capacity_In_Model_Year | System RA | Northern_California_Li_Battery_8hr_83 | 1 | 1 | 1 | 1 | 1 | 1 | 1 | 1 | 1 | 1 | 1 | 1 | 1 | 1 | 1 | 1 | 1 | 1 | 1 | 1 | 1 | 1 | 1 | 1 | 1 | 1 | 1 | 1 | 1 | 1 | 1
Northern_California_Li_Battery_8hr_94 | caiso-deliverability | Windmaster_Delta_Pumps_HSN | Reliability_Capacity_In_Model_Year | System RA | Northern_California_Li_Battery_8hr_94 | 1 | 1 | 1 | 1 | 1 | 1 | 1 | 1 | 1 | 1 | 1 | 1 | 1 | 1 | 1 | 1 | 1 | 1 | 1 | 1 | 1 | 1 | 1 | 1 | 1 | 1 | 1 | 1 | 1 | 1 | 1
Southern_PGAE_Li_Battery_8hr_95 | caiso-deliverability | Windmaster_Delta_Pumps_HSN | Reliability_Capacity_In_Model_Year | System RA | Southern_PGAE_Li_Battery_8hr_95 | 1 | 1 | 1 | 1 | 1 | 1 | 1 | 1 | 1 | 1 | 1 | 1 | 1 | 1 | 1 | 1 | 1 | 1 | 1 | 1 | 1 | 1 | 1 | 1 | 1 | 1 | 1 | 1 | 1 | 1 | 1
Northern_California_Li_Battery_8hr_112 | caiso-deliverability | Windmaster_Delta_Pumps_HSN | Reliability_Capacity_In_Model_Year | System RA | Northern_California_Li_Battery_8hr_112 | 1 | 1 | 1 | 1 | 1 | 1 | 1 | 1 | 1 | 1 | 1 | 1 | 1 | 1 | 1 | 1 | 1 | 1 | 1 | 1 | 1 | 1 | 1 | 1 | 1 | 1 | 1 | 1 | 1 | 1 | 1
Northern_California_Li_Battery_8hr_126 | caiso-deliverability | Windmaster_Delta_Pumps_HSN | Reliability_Capacity_In_Model_Year | System RA | Northern_California_Li_Battery_8hr_126 | 1 | 1 | 1 | 1 | 1 | 1 | 1 | 1 | 1 | 1 | 1 | 1 | 1 | 1 | 1 | 1 | 1 | 1 | 1 | 1 | 1 | 1 | 1 | 1 | 1 | 1 | 1 | 1 | 1 | 1 | 1
Northern_California_Li_Battery_8hr_150 | caiso-deliverability | Windmaster_Delta_Pumps_HSN | Reliability_Capacity_In_Model_Year | System RA | Northern_California_Li_Battery_8hr_150 | 1 | 1 | 1 | 1 | 1 | 1 | 1 | 1 | 1 | 1 | 1 | 1 | 1 | 1 | 1 | 1 | 1 | 1 | 1 | 1 | 1 | 1 | 1 | 1 | 1 | 1 | 1 | 1 | 1 | 1 | 1
Northern_California_Li_Battery_8hr_155 | caiso-deliverability | Windmaster_Delta_Pumps_HSN | Reliability_Capacity_In_Model_Year | System RA | Northern_California_Li_Battery_8hr_155 | 1 | 1 | 1 | 1 | 1 | 1 | 1 | 1 | 1 | 1 | 1 | 1 | 1 | 1 | 1 | 1 | 1 | 1 | 1 | 1 | 1 | 1 | 1 | 1 | 1 | 1 | 1 | 1 | 1 | 1 | 1
Northern_California_Li_Battery_8hr_158 | caiso-deliverability | Windmaster_Delta_Pumps_HSN | Reliability_Capacity_In_Model_Year | System RA | Northern_California_Li_Battery_8hr_158 | 1 | 1 | 1 | 1 | 1 | 1 | 1 | 1 | 1 | 1 | 1 | 1 | 1 | 1 | 1 | 1 | 1 | 1 | 1 | 1 | 1 | 1 | 1 | 1 | 1 | 1 | 1 | 1 | 1 | 1 | 1
Northern_California_Solar_51 | caiso-deliverability | Windmaster_Delta_Pumps_HSN | Reliability_Capacity_In_Model_Year | System RA | Northern_California_Solar_51 | 0.1 | 0.1 | 0.1 | 0.1 | 0.1 | 0.1 | 0.1 | 0.1 | 0.1 | 0.1 | 0.1 | 0.1 | 0.1 | 0.1 | 0.1 | 0.1 | 0.1 | 0.1 | 0.1 | 0.1 | 0.1 | 0.1 | 0.1 | 0.1 | 0.1 | 0.1 | 0.1 | 0.1 | 0.1 | 0.1 | 0.1
Northern_California_Solar_68 | caiso-deliverability | Windmaster_Delta_Pumps_HSN | Reliability_Capacity_In_Model_Year | System RA | Northern_California_Solar_68 | 0.1 | 0.1 | 0.1 | 0.1 | 0.1 | 0.1 | 0.1 | 0.1 | 0.1 | 0.1 | 0.1 | 0.1 | 0.1 | 0.1 | 0.1 | 0.1 | 0.1 | 0.1 | 0.1 | 0.1 | 0.1 | 0.1 | 0.1 | 0.1 | 0.1 | 0.1 | 0.1 | 0.1 | 0.1 | 0.1 | 0.1
Northern_California_Solar_76 | caiso-deliverability | Windmaster_Delta_Pumps_HSN | Reliability_Capacity_In_Model_Year | System RA | Northern_California_Solar_76 | 0.1 | 0.1 | 0.1 | 0.1 | 0.1 | 0.1 | 0.1 | 0.1 | 0.1 | 0.1 | 0.1 | 0.1 | 0.1 | 0.1 | 0.1 | 0.1 | 0.1 | 0.1 | 0.1 | 0.1 | 0.1 | 0.1 | 0.1 | 0.1 | 0.1 | 0.1 | 0.1 | 0.1 | 0.1 | 0.1 | 0.1
Northern_California_Solar_83 | caiso-deliverability | Windmaster_Delta_Pumps_HSN | Reliability_Capacity_In_Model_Year | System RA | Northern_California_Solar_83 | 0.1 | 0.1 | 0.1 | 0.1 | 0.1 | 0.1 | 0.1 | 0.1 | 0.1 | 0.1 | 0.1 | 0.1 | 0.1 | 0.1 | 0.1 | 0.1 | 0.1 | 0.1 | 0.1 | 0.1 | 0.1 | 0.1 | 0.1 | 0.1 | 0.1 | 0.1 | 0.1 | 0.1 | 0.1 | 0.1 | 0.1
Northern_California_Solar_94 | caiso-deliverability | Windmaster_Delta_Pumps_HSN | Reliability_Capacity_In_Model_Year | System RA | Northern_California_Solar_94 | 0.1 | 0.1 | 0.1 | 0.1 | 0.1 | 0.1 | 0.1 | 0.1 | 0.1 | 0.1 | 0.1 | 0.1 | 0.1 | 0.1 | 0.1 | 0.1 | 0.1 | 0.1 | 0.1 | 0.1 | 0.1 | 0.1 | 0.1 | 0.1 | 0.1 | 0.1 | 0.1 | 0.1 | 0.1 | 0.1 | 0.1
Northern_California_Solar_112 | caiso-deliverability | Windmaster_Delta_Pumps_HSN | Reliability_Capacity_In_Model_Year | System RA | Northern_California_Solar_112 | 0.1 | 0.1 | 0.1 | 0.1 | 0.1 | 0.1 | 0.1 | 0.1 | 0.1 | 0.1 | 0.1 | 0.1 | 0.1 | 0.1 | 0.1 | 0.1 | 0.1 | 0.1 | 0.1 | 0.1 | 0.1 | 0.1 | 0.1 | 0.1 | 0.1 | 0.1 | 0.1 | 0.1 | 0.1 | 0.1 | 0.1
Northern_California_Solar_126 | caiso-deliverability | Windmaster_Delta_Pumps_HSN | Reliability_Capacity_In_Model_Year | System RA | Northern_California_Solar_126 | 0.1 | 0.1 | 0.1 | 0.1 | 0.1 | 0.1 | 0.1 | 0.1 | 0.1 | 0.1 | 0.1 | 0.1 | 0.1 | 0.1 | 0.1 | 0.1 | 0.1 | 0.1 | 0.1 | 0.1 | 0.1 | 0.1 | 0.1 | 0.1 | 0.1 | 0.1 | 0.1 | 0.1 | 0.1 | 0.1 | 0.1
Northern_California_Solar_150 | caiso-deliverability | Windmaster_Delta_Pumps_HSN | Reliability_Capacity_In_Model_Year | System RA | Northern_California_Solar_150 | 0.1 | 0.1 | 0.1 | 0.1 | 0.1 | 0.1 | 0.1 | 0.1 | 0.1 | 0.1 | 0.1 | 0.1 | 0.1 | 0.1 | 0.1 | 0.1 | 0.1 | 0.1 | 0.1 | 0.1 | 0.1 | 0.1 | 0.1 | 0.1 | 0.1 | 0.1 | 0.1 | 0.1 | 0.1 | 0.1 | 0.1
Northern_California_Solar_155 | caiso-deliverability | Windmaster_Delta_Pumps_HSN | Reliability_Capacity_In_Model_Year | System RA | Northern_California_Solar_155 | 0.1 | 0.1 | 0.1 | 0.1 | 0.1 | 0.1 | 0.1 | 0.1 | 0.1 | 0.1 | 0.1 | 0.1 | 0.1 | 0.1 | 0.1 | 0.1 | 0.1 | 0.1 | 0.1 | 0.1 | 0.1 | 0.1 | 0.1 | 0.1 | 0.1 | 0.1 | 0.1 | 0.1 | 0.1 | 0.1 | 0.1
Northern_California_Solar_158 | caiso-deliverability | Windmaster_Delta_Pumps_HSN | Reliability_Capacity_In_Model_Year | System RA | Northern_California_Solar_158 | 0.1 | 0.1 | 0.1 | 0.1 | 0.1 | 0.1 | 0.1 | 0.1 | 0.1 | 0.1 | 0.1 | 0.1 | 0.1 | 0.1 | 0.1 | 0.1 | 0.1 | 0.1 | 0.1 | 0.1 | 0.1 | 0.1 | 0.1 | 0.1 | 0.1 | 0.1 | 0.1 | 0.1 | 0.1 | 0.1 | 0.1
Northern_California_Wind_76 | caiso-deliverability | Windmaster_Delta_Pumps_HSN | Reliability_Capacity_In_Model_Year | System RA | Northern_California_Wind_76 | 0.665 | 0.665 | 0.665 | 0.665 | 0.665 | 0.665 | 0.665 | 0.665 | 0.665 | 0.665 | 0.665 | 0.665 | 0.665 | 0.665 | 0.665 | 0.665 | 0.665 | 0.665 | 0.665 | 0.665 | 0.665 | 0.665 | 0.665 | 0.665 | 0.665 | 0.665 | 0.665 | 0.665 | 0.665 | 0.665 | 0.665
Northern_California_Wind_83 | caiso-deliverability | Windmaster_Delta_Pumps_HSN | Reliability_Capacity_In_Model_Year | System RA | Northern_California_Wind_83 | 0.665 | 0.665 | 0.665 | 0.665 | 0.665 | 0.665 | 0.665 | 0.665 | 0.665 | 0.665 | 0.665 | 0.665 | 0.665 | 0.665 | 0.665 | 0.665 | 0.665 | 0.665 | 0.665 | 0.665 | 0.665 | 0.665 | 0.665 | 0.665 | 0.665 | 0.665 | 0.665 | 0.665 | 0.665 | 0.665 | 0.665
Solano_Wind_94 | caiso-deliverability | Windmaster_Delta_Pumps_HSN | Reliability_Capacity_In_Model_Year | System RA | Solano_Wind_94 | 0.665 | 0.665 | 0.665 | 0.665 | 0.665 | 0.665 | 0.665 | 0.665 | 0.665 | 0.665 | 0.665 | 0.665 | 0.665 | 0.665 | 0.665 | 0.665 | 0.665 | 0.665 | 0.665 | 0.665 | 0.665 | 0.665 | 0.665 | 0.665 | 0.665 | 0.665 | 0.665 | 0.665 | 0.665 | 0.665 | 0.665
Solano_Wind_126 | caiso-deliverability | Windmaster_Delta_Pumps_HSN | Reliability_Capacity_In_Model_Year | System RA | Solano_Wind_126 | 0.665 | 0.665 | 0.665 | 0.665 | 0.665 | 0.665 | 0.665 | 0.665 | 0.665 | 0.665 | 0.665 | 0.665 | 0.665 | 0.665 | 0.665 | 0.665 | 0.665 | 0.665 | 0.665 | 0.665 | 0.665 | 0.665 | 0.665 | 0.665 | 0.665 | 0.665 | 0.665 | 0.665 | 0.665 | 0.665 | 0.665
Southern_PGAE_Solar_95 | caiso-deliverability | Windmaster_Delta_Pumps_HSN | Reliability_Capacity_In_Model_Year | System RA | Southern_PGAE_Solar_95 | 0.1 | 0.1 | 0.1 | 0.1 | 0.1 | 0.1 | 0.1 | 0.1 | 0.1 | 0.1 | 0.1 | 0.1 | 0.1 | 0.1 | 0.1 | 0.1 | 0.1 | 0.1 | 0.1 | 0.1 | 0.1 | 0.1 | 0.1 | 0.1 | 0.1 | 0.1 | 0.1 | 0.1 | 0.1 | 0.1 | 0.1
Contra_Costa_Tesla_Newark_group | caiso-deliverability | Windmaster_Delta_Pumps_HSN | Operational_New_Capacity_MW | Contra_Costa_Tesla_Newark_group |  | -1 | -1 | -1 | -1 | -1 | -1 | -1 | -1 | -1 | -1 | -1 | -1 | -1 | -1 | -1 | -1 | -1 | -1 | -1 | -1 | -1 | -1 | -1 | -1 | -1 | -1 | -1 | -1 | -1 | -1 | -1
Northern_California_Flow_Battery_51 | caiso-deliverability | Windmaster_Delta_Pumps_offpeak | Operational_New_Capacity_MW | Northern_California_Flow_Battery_51 |  | -1 | -1 | -1 | -1 | -1 | -1 | -1 | -1 | -1 | -1 | -1 | -1 | -1 | -1 | -1 | -1 | -1 | -1 | -1 | -1 | -1 | -1 | -1 | -1 | -1 | -1 | -1 | -1 | -1 | -1 | -1
Northern_California_Flow_Battery_68 | caiso-deliverability | Windmaster_Delta_Pumps_offpeak | Operational_New_Capacity_MW | Northern_California_Flow_Battery_68 |  | -1 | -1 | -1 | -1 | -1 | -1 | -1 | -1 | -1 | -1 | -1 | -1 | -1 | -1 | -1 | -1 | -1 | -1 | -1 | -1 | -1 | -1 | -1 | -1 | -1 | -1 | -1 | -1 | -1 | -1 | -1
Northern_California_Flow_Battery_76 | caiso-deliverability | Windmaster_Delta_Pumps_offpeak | Operational_New_Capacity_MW | Northern_California_Flow_Battery_76 |  | -1 | -1 | -1 | -1 | -1 | -1 | -1 | -1 | -1 | -1 | -1 | -1 | -1 | -1 | -1 | -1 | -1 | -1 | -1 | -1 | -1 | -1 | -1 | -1 | -1 | -1 | -1 | -1 | -1 | -1 | -1
Northern_California_Flow_Battery_83 | caiso-deliverability | Windmaster_Delta_Pumps_offpeak | Operational_New_Capacity_MW | Northern_California_Flow_Battery_83 |  | -1 | -1 | -1 | -1 | -1 | -1 | -1 | -1 | -1 | -1 | -1 | -1 | -1 | -1 | -1 | -1 | -1 | -1 | -1 | -1 | -1 | -1 | -1 | -1 | -1 | -1 | -1 | -1 | -1 | -1 | -1
Northern_California_Flow_Battery_94 | caiso-deliverability | Windmaster_Delta_Pumps_offpeak | Operational_New_Capacity_MW | Northern_California_Flow_Battery_94 |  | -1 | -1 | -1 | -1 | -1 | -1 | -1 | -1 | -1 | -1 | -1 | -1 | -1 | -1 | -1 | -1 | -1 | -1 | -1 | -1 | -1 | -1 | -1 | -1 | -1 | -1 | -1 | -1 | -1 | -1 | -1
Southern_PGAE_Flow_Battery_95 | caiso-deliverability | Windmaster_Delta_Pumps_offpeak | Operational_New_Capacity_MW | Southern_PGAE_Flow_Battery_95 |  | -1 | -1 | -1 | -1 | -1 | -1 | -1 | -1 | -1 | -1 | -1 | -1 | -1 | -1 | -1 | -1 | -1 | -1 | -1 | -1 | -1 | -1 | -1 | -1 | -1 | -1 | -1 | -1 | -1 | -1 | -1
Northern_California_Flow_Battery_112 | caiso-deliverability | Windmaster_Delta_Pumps_offpeak | Operational_New_Capacity_MW | Northern_California_Flow_Battery_112 |  | -1 | -1 | -1 | -1 | -1 | -1 | -1 | -1 | -1 | -1 | -1 | -1 | -1 | -1 | -1 | -1 | -1 | -1 | -1 | -1 | -1 | -1 | -1 | -1 | -1 | -1 | -1 | -1 | -1 | -1 | -1
Northern_California_Flow_Battery_126 | caiso-deliverability | Windmaster_Delta_Pumps_offpeak | Operational_New_Capacity_MW | Northern_California_Flow_Battery_126 |  | -1 | -1 | -1 | -1 | -1 | -1 | -1 | -1 | -1 | -1 | -1 | -1 | -1 | -1 | -1 | -1 | -1 | -1 | -1 | -1 | -1 | -1 | -1 | -1 | -1 | -1 | -1 | -1 | -1 | -1 | -1
Northern_California_Flow_Battery_150 | caiso-deliverability | Windmaster_Delta_Pumps_offpeak | Operational_New_Capacity_MW | Northern_California_Flow_Battery_150 |  | -1 | -1 | -1 | -1 | -1 | -1 | -1 | -1 | -1 | -1 | -1 | -1 | -1 | -1 | -1 | -1 | -1 | -1 | -1 | -1 | -1 | -1 | -1 | -1 | -1 | -1 | -1 | -1 | -1 | -1 | -1
Northern_California_Flow_Battery_155 | caiso-deliverability | Windmaster_Delta_Pumps_offpeak | Operational_New_Capacity_MW | Northern_California_Flow_Battery_155 |  | -1 | -1 | -1 | -1 | -1 | -1 | -1 | -1 | -1 | -1 | -1 | -1 | -1 | -1 | -1 | -1 | -1 | -1 | -1 | -1 | -1 | -1 | -1 | -1 | -1 | -1 | -1 | -1 | -1 | -1 | -1
Northern_California_Flow_Battery_158 | caiso-deliverability | Windmaster_Delta_Pumps_offpeak | Operational_New_Capacity_MW | Northern_California_Flow_Battery_158 |  | -1 | -1 | -1 | -1 | -1 | -1 | -1 | -1 | -1 | -1 | -1 | -1 | -1 | -1 | -1 | -1 | -1 | -1 | -1 | -1 | -1 | -1 | -1 | -1 | -1 | -1 | -1 | -1 | -1 | -1 | -1
Northern_California_Li_Battery_4hr_51 | caiso-deliverability | Windmaster_Delta_Pumps_offpeak | Operational_New_Capacity_MW | Northern_California_Li_Battery_4hr_51 |  | -1 | -1 | -1 | -1 | -1 | -1 | -1 | -1 | -1 | -1 | -1 | -1 | -1 | -1 | -1 | -1 | -1 | -1 | -1 | -1 | -1 | -1 | -1 | -1 | -1 | -1 | -1 | -1 | -1 | -1 | -1
Northern_California_Li_Battery_4hr_68 | caiso-deliverability | Windmaster_Delta_Pumps_offpeak | Operational_New_Capacity_MW | Northern_California_Li_Battery_4hr_68 |  | -1 | -1 | -1 | -1 | -1 | -1 | -1 | -1 | -1 | -1 | -1 | -1 | -1 | -1 | -1 | -1 | -1 | -1 | -1 | -1 | -1 | -1 | -1 | -1 | -1 | -1 | -1 | -1 | -1 | -1 | -1
Northern_California_Li_Battery_4hr_76 | caiso-deliverability | Windmaster_Delta_Pumps_offpeak | Operational_New_Capacity_MW | Northern_California_Li_Battery_4hr_76 |  | -1 | -1 | -1 | -1 | -1 | -1 | -1 | -1 | -1 | -1 | -1 | -1 | -1 | -1 | -1 | -1 | -1 | -1 | -1 | -1 | -1 | -1 | -1 | -1 | -1 | -1 | -1 | -1 | -1 | -1 | -1
Northern_California_Li_Battery_4hr_83 | caiso-deliverability | Windmaster_Delta_Pumps_offpeak | Operational_New_Capacity_MW | Northern_California_Li_Battery_4hr_83 |  | -1 | -1 | -1 | -1 | -1 | -1 | -1 | -1 | -1 | -1 | -1 | -1 | -1 | -1 | -1 | -1 | -1 | -1 | -1 | -1 | -1 | -1 | -1 | -1 | -1 | -1 | -1 | -1 | -1 | -1 | -1
Northern_California_Li_Battery_4hr_94 | caiso-deliverability | Windmaster_Delta_Pumps_offpeak | Operational_New_Capacity_MW | Northern_California_Li_Battery_4hr_94 |  | -1 | -1 | -1 | -1 | -1 | -1 | -1 | -1 | -1 | -1 | -1 | -1 | -1 | -1 | -1 | -1 | -1 | -1 | -1 | -1 | -1 | -1 | -1 | -1 | -1 | -1 | -1 | -1 | -1 | -1 | -1
Southern_PGAE_Li_Battery_4hr_95 | caiso-deliverability | Windmaster_Delta_Pumps_offpeak | Operational_New_Capacity_MW | Southern_PGAE_Li_Battery_4hr_95 |  | -1 | -1 | -1 | -1 | -1 | -1 | -1 | -1 | -1 | -1 | -1 | -1 | -1 | -1 | -1 | -1 | -1 | -1 | -1 | -1 | -1 | -1 | -1 | -1 | -1 | -1 | -1 | -1 | -1 | -1 | -1
Northern_California_Li_Battery_4hr_112 | caiso-deliverability | Windmaster_Delta_Pumps_offpeak | Operational_New_Capacity_MW | Northern_California_Li_Battery_4hr_112 |  | -1 | -1 | -1 | -1 | -1 | -1 | -1 | -1 | -1 | -1 | -1 | -1 | -1 | -1 | -1 | -1 | -1 | -1 | -1 | -1 | -1 | -1 | -1 | -1 | -1 | -1 | -1 | -1 | -1 | -1 | -1
Northern_California_Li_Battery_4hr_126 | caiso-deliverability | Windmaster_Delta_Pumps_offpeak | Operational_New_Capacity_MW | Northern_California_Li_Battery_4hr_126 |  | -1 | -1 | -1 | -1 | -1 | -1 | -1 | -1 | -1 | -1 | -1 | -1 | -1 | -1 | -1 | -1 | -1 | -1 | -1 | -1 | -1 | -1 | -1 | -1 | -1 | -1 | -1 | -1 | -1 | -1 | -1
Northern_California_Li_Battery_4hr_150 | caiso-deliverability | Windmaster_Delta_Pumps_offpeak | Operational_New_Capacity_MW | Northern_California_Li_Battery_4hr_150 |  | -1 | -1 | -1 | -1 | -1 | -1 | -1 | -1 | -1 | -1 | -1 | -1 | -1 | -1 | -1 | -1 | -1 | -1 | -1 | -1 | -1 | -1 | -1 | -1 | -1 | -1 | -1 | -1 | -1 | -1 | -1
Northern_California_Li_Battery_4hr_155 | caiso-deliverability | Windmaster_Delta_Pumps_offpeak | Operational_New_Capacity_MW | Northern_California_Li_Battery_4hr_155 |  | -1 | -1 | -1 | -1 | -1 | -1 | -1 | -1 | -1 | -1 | -1 | -1 | -1 | -1 | -1 | -1 | -1 | -1 | -1 | -1 | -1 | -1 | -1 | -1 | -1 | -1 | -1 | -1 | -1 | -1 | -1
Northern_California_Li_Battery_4hr_158 | caiso-deliverability | Windmaster_Delta_Pumps_offpeak | Operational_New_Capacity_MW | Northern_California_Li_Battery_4hr_158 |  | -1 | -1 | -1 | -1 | -1 | -1 | -1 | -1 | -1 | -1 | -1 | -1 | -1 | -1 | -1 | -1 | -1 | -1 | -1 | -1 | -1 | -1 | -1 | -1 | -1 | -1 | -1 | -1 | -1 | -1 | -1
Northern_California_Li_Battery_8hr_51 | caiso-deliverability | Windmaster_Delta_Pumps_offpeak | Operational_New_Capacity_MW | Northern_California_Li_Battery_8hr_51 |  | -1 | -1 | -1 | -1 | -1 | -1 | -1 | -1 | -1 | -1 | -1 | -1 | -1 | -1 | -1 | -1 | -1 | -1 | -1 | -1 | -1 | -1 | -1 | -1 | -1 | -1 | -1 | -1 | -1 | -1 | -1
Northern_California_Li_Battery_8hr_68 | caiso-deliverability | Windmaster_Delta_Pumps_offpeak | Operational_New_Capacity_MW | Northern_California_Li_Battery_8hr_68 |  | -1 | -1 | -1 | -1 | -1 | -1 | -1 | -1 | -1 | -1 | -1 | -1 | -1 | -1 | -1 | -1 | -1 | -1 | -1 | -1 | -1 | -1 | -1 | -1 | -1 | -1 | -1 | -1 | -1 | -1 | -1
Northern_California_Li_Battery_8hr_76 | caiso-deliverability | Windmaster_Delta_Pumps_offpeak | Operational_New_Capacity_MW | Northern_California_Li_Battery_8hr_76 |  | -1 | -1 | -1 | -1 | -1 | -1 | -1 | -1 | -1 | -1 | -1 | -1 | -1 | -1 | -1 | -1 | -1 | -1 | -1 | -1 | -1 | -1 | -1 | -1 | -1 | -1 | -1 | -1 | -1 | -1 | -1
Northern_California_Li_Battery_8hr_83 | caiso-deliverability | Windmaster_Delta_Pumps_offpeak | Operational_New_Capacity_MW | Northern_California_Li_Battery_8hr_83 |  | -1 | -1 | -1 | -1 | -1 | -1 | -1 | -1 | -1 | -1 | -1 | -1 | -1 | -1 | -1 | -1 | -1 | -1 | -1 | -1 | -1 | -1 | -1 | -1 | -1 | -1 | -1 | -1 | -1 | -1 | -1
Northern_California_Li_Battery_8hr_94 | caiso-deliverability | Windmaster_Delta_Pumps_offpeak | Operational_New_Capacity_MW | Northern_California_Li_Battery_8hr_94 |  | -1 | -1 | -1 | -1 | -1 | -1 | -1 | -1 | -1 | -1 | -1 | -1 | -1 | -1 | -1 | -1 | -1 | -1 | -1 | -1 | -1 | -1 | -1 | -1 | -1 | -1 | -1 | -1 | -1 | -1 | -1
Southern_PGAE_Li_Battery_8hr_95 | caiso-deliverability | Windmaster_Delta_Pumps_offpeak | Operational_New_Capacity_MW | Southern_PGAE_Li_Battery_8hr_95 |  | -1 | -1 | -1 | -1 | -1 | -1 | -1 | -1 | -1 | -1 | -1 | -1 | -1 | -1 | -1 | -1 | -1 | -1 | -1 | -1 | -1 | -1 | -1 | -1 | -1 | -1 | -1 | -1 | -1 | -1 | -1
Northern_California_Li_Battery_8hr_112 | caiso-deliverability | Windmaster_Delta_Pumps_offpeak | Operational_New_Capacity_MW | Northern_California_Li_Battery_8hr_112 |  | -1 | -1 | -1 | -1 | -1 | -1 | -1 | -1 | -1 | -1 | -1 | -1 | -1 | -1 | -1 | -1 | -1 | -1 | -1 | -1 | -1 | -1 | -1 | -1 | -1 | -1 | -1 | -1 | -1 | -1 | -1
Northern_California_Li_Battery_8hr_126 | caiso-deliverability | Windmaster_Delta_Pumps_offpeak | Operational_New_Capacity_MW | Northern_California_Li_Battery_8hr_126 |  | -1 | -1 | -1 | -1 | -1 | -1 | -1 | -1 | -1 | -1 | -1 | -1 | -1 | -1 | -1 | -1 | -1 | -1 | -1 | -1 | -1 | -1 | -1 | -1 | -1 | -1 | -1 | -1 | -1 | -1 | -1
Northern_California_Li_Battery_8hr_150 | caiso-deliverability | Windmaster_Delta_Pumps_offpeak | Operational_New_Capacity_MW | Northern_California_Li_Battery_8hr_150 |  | -1 | -1 | -1 | -1 | -1 | -1 | -1 | -1 | -1 | -1 | -1 | -1 | -1 | -1 | -1 | -1 | -1 | -1 | -1 | -1 | -1 | -1 | -1 | -1 | -1 | -1 | -1 | -1 | -1 | -1 | -1
Northern_California_Li_Battery_8hr_155 | caiso-deliverability | Windmaster_Delta_Pumps_offpeak | Operational_New_Capacity_MW | Northern_California_Li_Battery_8hr_155 |  | -1 | -1 | -1 | -1 | -1 | -1 | -1 | -1 | -1 | -1 | -1 | -1 | -1 | -1 | -1 | -1 | -1 | -1 | -1 | -1 | -1 | -1 | -1 | -1 | -1 | -1 | -1 | -1 | -1 | -1 | -1
Northern_California_Li_Battery_8hr_158 | caiso-deliverability | Windmaster_Delta_Pumps_offpeak | Operational_New_Capacity_MW | Northern_California_Li_Battery_8hr_158 |  | -1 | -1 | -1 | -1 | -1 | -1 | -1 | -1 | -1 | -1 | -1 | -1 | -1 | -1 | -1 | -1 | -1 | -1 | -1 | -1 | -1 | -1 | -1 | -1 | -1 | -1 | -1 | -1 | -1 | -1 | -1
Northern_California_Solar_51 | caiso-deliverability | Windmaster_Delta_Pumps_offpeak | Operational_New_Capacity_MW | Northern_California_Solar_51 |  | 0.68 | 0.68 | 0.68 | 0.68 | 0.68 | 0.68 | 0.68 | 0.68 | 0.68 | 0.68 | 0.68 | 0.68 | 0.68 | 0.68 | 0.68 | 0.68 | 0.68 | 0.68 | 0.68 | 0.68 | 0.68 | 0.68 | 0.68 | 0.68 | 0.68 | 0.68 | 0.68 | 0.68 | 0.68 | 0.68 | 0.68
Northern_California_Solar_68 | caiso-deliverability | Windmaster_Delta_Pumps_offpeak | Operational_New_Capacity_MW | Northern_California_Solar_68 |  | 0.68 | 0.68 | 0.68 | 0.68 | 0.68 | 0.68 | 0.68 | 0.68 | 0.68 | 0.68 | 0.68 | 0.68 | 0.68 | 0.68 | 0.68 | 0.68 | 0.68 | 0.68 | 0.68 | 0.68 | 0.68 | 0.68 | 0.68 | 0.68 | 0.68 | 0.68 | 0.68 | 0.68 | 0.68 | 0.68 | 0.68
Northern_California_Solar_76 | caiso-deliverability | Windmaster_Delta_Pumps_offpeak | Operational_New_Capacity_MW | Northern_California_Solar_76 |  | 0.68 | 0.68 | 0.68 | 0.68 | 0.68 | 0.68 | 0.68 | 0.68 | 0.68 | 0.68 | 0.68 | 0.68 | 0.68 | 0.68 | 0.68 | 0.68 | 0.68 | 0.68 | 0.68 | 0.68 | 0.68 | 0.68 | 0.68 | 0.68 | 0.68 | 0.68 | 0.68 | 0.68 | 0.68 | 0.68 | 0.68
Northern_California_Solar_83 | caiso-deliverability | Windmaster_Delta_Pumps_offpeak | Operational_New_Capacity_MW | Northern_California_Solar_83 |  | 0.68 | 0.68 | 0.68 | 0.68 | 0.68 | 0.68 | 0.68 | 0.68 | 0.68 | 0.68 | 0.68 | 0.68 | 0.68 | 0.68 | 0.68 | 0.68 | 0.68 | 0.68 | 0.68 | 0.68 | 0.68 | 0.68 | 0.68 | 0.68 | 0.68 | 0.68 | 0.68 | 0.68 | 0.68 | 0.68 | 0.68
Northern_California_Solar_94 | caiso-deliverability | Windmaster_Delta_Pumps_offpeak | Operational_New_Capacity_MW | Northern_California_Solar_94 |  | 0.68 | 0.68 | 0.68 | 0.68 | 0.68 | 0.68 | 0.68 | 0.68 | 0.68 | 0.68 | 0.68 | 0.68 | 0.68 | 0.68 | 0.68 | 0.68 | 0.68 | 0.68 | 0.68 | 0.68 | 0.68 | 0.68 | 0.68 | 0.68 | 0.68 | 0.68 | 0.68 | 0.68 | 0.68 | 0.68 | 0.68
Northern_California_Solar_112 | caiso-deliverability | Windmaster_Delta_Pumps_offpeak | Operational_New_Capacity_MW | Northern_California_Solar_112 |  | 0.68 | 0.68 | 0.68 | 0.68 | 0.68 | 0.68 | 0.68 | 0.68 | 0.68 | 0.68 | 0.68 | 0.68 | 0.68 | 0.68 | 0.68 | 0.68 | 0.68 | 0.68 | 0.68 | 0.68 | 0.68 | 0.68 | 0.68 | 0.68 | 0.68 | 0.68 | 0.68 | 0.68 | 0.68 | 0.68 | 0.68
Northern_California_Solar_126 | caiso-deliverability | Windmaster_Delta_Pumps_offpeak | Operational_New_Capacity_MW | Northern_California_Solar_126 |  | 0.68 | 0.68 | 0.68 | 0.68 | 0.68 | 0.68 | 0.68 | 0.68 | 0.68 | 0.68 | 0.68 | 0.68 | 0.68 | 0.68 | 0.68 | 0.68 | 0.68 | 0.68 | 0.68 | 0.68 | 0.68 | 0.68 | 0.68 | 0.68 | 0.68 | 0.68 | 0.68 | 0.68 | 0.68 | 0.68 | 0.68
Northern_California_Solar_150 | caiso-deliverability | Windmaster_Delta_Pumps_offpeak | Operational_New_Capacity_MW | Northern_California_Solar_150 |  | 0.68 | 0.68 | 0.68 | 0.68 | 0.68 | 0.68 | 0.68 | 0.68 | 0.68 | 0.68 | 0.68 | 0.68 | 0.68 | 0.68 | 0.68 | 0.68 | 0.68 | 0.68 | 0.68 | 0.68 | 0.68 | 0.68 | 0.68 | 0.68 | 0.68 | 0.68 | 0.68 | 0.68 | 0.68 | 0.68 | 0.68
Northern_California_Solar_155 | caiso-deliverability | Windmaster_Delta_Pumps_offpeak | Operational_New_Capacity_MW | Northern_California_Solar_155 |  | 0.68 | 0.68 | 0.68 | 0.68 | 0.68 | 0.68 | 0.68 | 0.68 | 0.68 | 0.68 | 0.68 | 0.68 | 0.68 | 0.68 | 0.68 | 0.68 | 0.68 | 0.68 | 0.68 | 0.68 | 0.68 | 0.68 | 0.68 | 0.68 | 0.68 | 0.68 | 0.68 | 0.68 | 0.68 | 0.68 | 0.68
Northern_California_Solar_158 | caiso-deliverability | Windmaster_Delta_Pumps_offpeak | Operational_New_Capacity_MW | Northern_California_Solar_158 |  | 0.68 | 0.68 | 0.68 | 0.68 | 0.68 | 0.68 | 0.68 | 0.68 | 0.68 | 0.68 | 0.68 | 0.68 | 0.68 | 0.68 | 0.68 | 0.68 | 0.68 | 0.68 | 0.68 | 0.68 | 0.68 | 0.68 | 0.68 | 0.68 | 0.68 | 0.68 | 0.68 | 0.68 | 0.68 | 0.68 | 0.68
Northern_California_Wind_76 | caiso-deliverability | Windmaster_Delta_Pumps_offpeak | Operational_New_Capacity_MW | Northern_California_Wind_76 |  | 0.63 | 0.63 | 0.63 | 0.63 | 0.63 | 0.63 | 0.63 | 0.63 | 0.63 | 0.63 | 0.63 | 0.63 | 0.63 | 0.63 | 0.63 | 0.63 | 0.63 | 0.63 | 0.63 | 0.63 | 0.63 | 0.63 | 0.63 | 0.63 | 0.63 | 0.63 | 0.63 | 0.63 | 0.63 | 0.63 | 0.63
Northern_California_Wind_83 | caiso-deliverability | Windmaster_Delta_Pumps_offpeak | Operational_New_Capacity_MW | Northern_California_Wind_83 |  | 0.63 | 0.63 | 0.63 | 0.63 | 0.63 | 0.63 | 0.63 | 0.63 | 0.63 | 0.63 | 0.63 | 0.63 | 0.63 | 0.63 | 0.63 | 0.63 | 0.63 | 0.63 | 0.63 | 0.63 | 0.63 | 0.63 | 0.63 | 0.63 | 0.63 | 0.63 | 0.63 | 0.63 | 0.63 | 0.63 | 0.63
Solano_Wind_94 | caiso-deliverability | Windmaster_Delta_Pumps_offpeak | Operational_New_Capacity_MW | Solano_Wind_94 |  | 0.63 | 0.63 | 0.63 | 0.63 | 0.63 | 0.63 | 0.63 | 0.63 | 0.63 | 0.63 | 0.63 | 0.63 | 0.63 | 0.63 | 0.63 | 0.63 | 0.63 | 0.63 | 0.63 | 0.63 | 0.63 | 0.63 | 0.63 | 0.63 | 0.63 | 0.63 | 0.63 | 0.63 | 0.63 | 0.63 | 0.63
Solano_Wind_126 | caiso-deliverability | Windmaster_Delta_Pumps_offpeak | Operational_New_Capacity_MW | Solano_Wind_126 |  | 0.63 | 0.63 | 0.63 | 0.63 | 0.63 | 0.63 | 0.63 | 0.63 | 0.63 | 0.63 | 0.63 | 0.63 | 0.63 | 0.63 | 0.63 | 0.63 | 0.63 | 0.63 | 0.63 | 0.63 | 0.63 | 0.63 | 0.63 | 0.63 | 0.63 | 0.63 | 0.63 | 0.63 | 0.63 | 0.63 | 0.63
Southern_PGAE_Solar_95 | caiso-deliverability | Windmaster_Delta_Pumps_offpeak | Operational_New_Capacity_MW | Southern_PGAE_Solar_95 |  | 0.68 | 0.68 | 0.68 | 0.68 | 0.68 | 0.68 | 0.68 | 0.68 | 0.68 | 0.68 | 0.68 | 0.68 | 0.68 | 0.68 | 0.68 | 0.68 | 0.68 | 0.68 | 0.68 | 0.68 | 0.68 | 0.68 | 0.68 | 0.68 | 0.68 | 0.68 | 0.68 | 0.68 | 0.68 | 0.68 | 0.68
Contra_Costa_Tesla_Newark_group | caiso-deliverability | Windmaster_Delta_Pumps_offpeak | Operational_New_Capacity_MW | Contra_Costa_Tesla_Newark_group |  | -1 | -1 | -1 | -1 | -1 | -1 | -1 | -1 | -1 | -1 | -1 | -1 | -1 | -1 | -1 | -1 | -1 | -1 | -1 | -1 | -1 | -1 | -1 | -1 | -1 | -1 | -1 | -1 | -1 | -1 | -1
Northern_California_Flow_Battery_51 | caiso-deliverability | Windmaster_Delta_Pumps_SSN | Reliability_Capacity_In_Model_Year | System RA | Northern_California_Flow_Battery_51 | 0.5 | 0.5 | 0.5 | 0.5 | 0.5 | 0.5 | 0.5 | 0.5 | 0.5 | 0.5 | 0.5 | 0.5 | 0.5 | 0.5 | 0.5 | 0.5 | 0.5 | 0.5 | 0.5 | 0.5 | 0.5 | 0.5 | 0.5 | 0.5 | 0.5 | 0.5 | 0.5 | 0.5 | 0.5 | 0.5 | 0.5
Northern_California_Flow_Battery_68 | caiso-deliverability | Windmaster_Delta_Pumps_SSN | Reliability_Capacity_In_Model_Year | System RA | Northern_California_Flow_Battery_68 | 0.5 | 0.5 | 0.5 | 0.5 | 0.5 | 0.5 | 0.5 | 0.5 | 0.5 | 0.5 | 0.5 | 0.5 | 0.5 | 0.5 | 0.5 | 0.5 | 0.5 | 0.5 | 0.5 | 0.5 | 0.5 | 0.5 | 0.5 | 0.5 | 0.5 | 0.5 | 0.5 | 0.5 | 0.5 | 0.5 | 0.5
Northern_California_Flow_Battery_76 | caiso-deliverability | Windmaster_Delta_Pumps_SSN | Reliability_Capacity_In_Model_Year | System RA | Northern_California_Flow_Battery_76 | 0.5 | 0.5 | 0.5 | 0.5 | 0.5 | 0.5 | 0.5 | 0.5 | 0.5 | 0.5 | 0.5 | 0.5 | 0.5 | 0.5 | 0.5 | 0.5 | 0.5 | 0.5 | 0.5 | 0.5 | 0.5 | 0.5 | 0.5 | 0.5 | 0.5 | 0.5 | 0.5 | 0.5 | 0.5 | 0.5 | 0.5
Northern_California_Flow_Battery_83 | caiso-deliverability | Windmaster_Delta_Pumps_SSN | Reliability_Capacity_In_Model_Year | System RA | Northern_California_Flow_Battery_83 | 0.5 | 0.5 | 0.5 | 0.5 | 0.5 | 0.5 | 0.5 | 0.5 | 0.5 | 0.5 | 0.5 | 0.5 | 0.5 | 0.5 | 0.5 | 0.5 | 0.5 | 0.5 | 0.5 | 0.5 | 0.5 | 0.5 | 0.5 | 0.5 | 0.5 | 0.5 | 0.5 | 0.5 | 0.5 | 0.5 | 0.5
Northern_California_Flow_Battery_94 | caiso-deliverability | Windmaster_Delta_Pumps_SSN | Reliability_Capacity_In_Model_Year | System RA | Northern_California_Flow_Battery_94 | 0.5 | 0.5 | 0.5 | 0.5 | 0.5 | 0.5 | 0.5 | 0.5 | 0.5 | 0.5 | 0.5 | 0.5 | 0.5 | 0.5 | 0.5 | 0.5 | 0.5 | 0.5 | 0.5 | 0.5 | 0.5 | 0.5 | 0.5 | 0.5 | 0.5 | 0.5 | 0.5 | 0.5 | 0.5 | 0.5 | 0.5
Southern_PGAE_Flow_Battery_95 | caiso-deliverability | Windmaster_Delta_Pumps_SSN | Reliability_Capacity_In_Model_Year | System RA | Southern_PGAE_Flow_Battery_95 | 0.5 | 0.5 | 0.5 | 0.5 | 0.5 | 0.5 | 0.5 | 0.5 | 0.5 | 0.5 | 0.5 | 0.5 | 0.5 | 0.5 | 0.5 | 0.5 | 0.5 | 0.5 | 0.5 | 0.5 | 0.5 | 0.5 | 0.5 | 0.5 | 0.5 | 0.5 | 0.5 | 0.5 | 0.5 | 0.5 | 0.5
Northern_California_Flow_Battery_112 | caiso-deliverability | Windmaster_Delta_Pumps_SSN | Reliability_Capacity_In_Model_Year | System RA | Northern_California_Flow_Battery_112 | 0.5 | 0.5 | 0.5 | 0.5 | 0.5 | 0.5 | 0.5 | 0.5 | 0.5 | 0.5 | 0.5 | 0.5 | 0.5 | 0.5 | 0.5 | 0.5 | 0.5 | 0.5 | 0.5 | 0.5 | 0.5 | 0.5 | 0.5 | 0.5 | 0.5 | 0.5 | 0.5 | 0.5 | 0.5 | 0.5 | 0.5
Northern_California_Flow_Battery_126 | caiso-deliverability | Windmaster_Delta_Pumps_SSN | Reliability_Capacity_In_Model_Year | System RA | Northern_California_Flow_Battery_126 | 0.5 | 0.5 | 0.5 | 0.5 | 0.5 | 0.5 | 0.5 | 0.5 | 0.5 | 0.5 | 0.5 | 0.5 | 0.5 | 0.5 | 0.5 | 0.5 | 0.5 | 0.5 | 0.5 | 0.5 | 0.5 | 0.5 | 0.5 | 0.5 | 0.5 | 0.5 | 0.5 | 0.5 | 0.5 | 0.5 | 0.5
Northern_California_Flow_Battery_150 | caiso-deliverability | Windmaster_Delta_Pumps_SSN | Reliability_Capacity_In_Model_Year | System RA | Northern_California_Flow_Battery_150 | 0.5 | 0.5 | 0.5 | 0.5 | 0.5 | 0.5 | 0.5 | 0.5 | 0.5 | 0.5 | 0.5 | 0.5 | 0.5 | 0.5 | 0.5 | 0.5 | 0.5 | 0.5 | 0.5 | 0.5 | 0.5 | 0.5 | 0.5 | 0.5 | 0.5 | 0.5 | 0.5 | 0.5 | 0.5 | 0.5 | 0.5
Northern_California_Flow_Battery_155 | caiso-deliverability | Windmaster_Delta_Pumps_SSN | Reliability_Capacity_In_Model_Year | System RA | Northern_California_Flow_Battery_155 | 0.5 | 0.5 | 0.5 | 0.5 | 0.5 | 0.5 | 0.5 | 0.5 | 0.5 | 0.5 | 0.5 | 0.5 | 0.5 | 0.5 | 0.5 | 0.5 | 0.5 | 0.5 | 0.5 | 0.5 | 0.5 | 0.5 | 0.5 | 0.5 | 0.5 | 0.5 | 0.5 | 0.5 | 0.5 | 0.5 | 0.5
Northern_California_Flow_Battery_158 | caiso-deliverability | Windmaster_Delta_Pumps_SSN | Reliability_Capacity_In_Model_Year | System RA | Northern_California_Flow_Battery_158 | 0.5 | 0.5 | 0.5 | 0.5 | 0.5 | 0.5 | 0.5 | 0.5 | 0.5 | 0.5 | 0.5 | 0.5 | 0.5 | 0.5 | 0.5 | 0.5 | 0.5 | 0.5 | 0.5 | 0.5 | 0.5 | 0.5 | 0.5 | 0.5 | 0.5 | 0.5 | 0.5 | 0.5 | 0.5 | 0.5 | 0.5
Northern_California_Li_Battery_4hr_51 | caiso-deliverability | Windmaster_Delta_Pumps_SSN | Reliability_Capacity_In_Model_Year | System RA | Northern_California_Li_Battery_4hr_51 | 0.5 | 0.5 | 0.5 | 0.5 | 0.5 | 0.5 | 0.5 | 0.5 | 0.5 | 0.5 | 0.5 | 0.5 | 0.5 | 0.5 | 0.5 | 0.5 | 0.5 | 0.5 | 0.5 | 0.5 | 0.5 | 0.5 | 0.5 | 0.5 | 0.5 | 0.5 | 0.5 | 0.5 | 0.5 | 0.5 | 0.5
Northern_California_Li_Battery_4hr_68 | caiso-deliverability | Windmaster_Delta_Pumps_SSN | Reliability_Capacity_In_Model_Year | System RA | Northern_California_Li_Battery_4hr_68 | 0.5 | 0.5 | 0.5 | 0.5 | 0.5 | 0.5 | 0.5 | 0.5 | 0.5 | 0.5 | 0.5 | 0.5 | 0.5 | 0.5 | 0.5 | 0.5 | 0.5 | 0.5 | 0.5 | 0.5 | 0.5 | 0.5 | 0.5 | 0.5 | 0.5 | 0.5 | 0.5 | 0.5 | 0.5 | 0.5 | 0.5
Northern_California_Li_Battery_4hr_76 | caiso-deliverability | Windmaster_Delta_Pumps_SSN | Reliability_Capacity_In_Model_Year | System RA | Northern_California_Li_Battery_4hr_76 | 0.5 | 0.5 | 0.5 | 0.5 | 0.5 | 0.5 | 0.5 | 0.5 | 0.5 | 0.5 | 0.5 | 0.5 | 0.5 | 0.5 | 0.5 | 0.5 | 0.5 | 0.5 | 0.5 | 0.5 | 0.5 | 0.5 | 0.5 | 0.5 | 0.5 | 0.5 | 0.5 | 0.5 | 0.5 | 0.5 | 0.5
Northern_California_Li_Battery_4hr_83 | caiso-deliverability | Windmaster_Delta_Pumps_SSN | Reliability_Capacity_In_Model_Year | System RA | Northern_California_Li_Battery_4hr_83 | 0.5 | 0.5 | 0.5 | 0.5 | 0.5 | 0.5 | 0.5 | 0.5 | 0.5 | 0.5 | 0.5 | 0.5 | 0.5 | 0.5 | 0.5 | 0.5 | 0.5 | 0.5 | 0.5 | 0.5 | 0.5 | 0.5 | 0.5 | 0.5 | 0.5 | 0.5 | 0.5 | 0.5 | 0.5 | 0.5 | 0.5
Northern_California_Li_Battery_4hr_94 | caiso-deliverability | Windmaster_Delta_Pumps_SSN | Reliability_Capacity_In_Model_Year | System RA | Northern_California_Li_Battery_4hr_94 | 0.5 | 0.5 | 0.5 | 0.5 | 0.5 | 0.5 | 0.5 | 0.5 | 0.5 | 0.5 | 0.5 | 0.5 | 0.5 | 0.5 | 0.5 | 0.5 | 0.5 | 0.5 | 0.5 | 0.5 | 0.5 | 0.5 | 0.5 | 0.5 | 0.5 | 0.5 | 0.5 | 0.5 | 0.5 | 0.5 | 0.5
Southern_PGAE_Li_Battery_4hr_95 | caiso-deliverability | Windmaster_Delta_Pumps_SSN | Reliability_Capacity_In_Model_Year | System RA | Southern_PGAE_Li_Battery_4hr_95 | 0.5 | 0.5 | 0.5 | 0.5 | 0.5 | 0.5 | 0.5 | 0.5 | 0.5 | 0.5 | 0.5 | 0.5 | 0.5 | 0.5 | 0.5 | 0.5 | 0.5 | 0.5 | 0.5 | 0.5 | 0.5 | 0.5 | 0.5 | 0.5 | 0.5 | 0.5 | 0.5 | 0.5 | 0.5 | 0.5 | 0.5
Northern_California_Li_Battery_4hr_112 | caiso-deliverability | Windmaster_Delta_Pumps_SSN | Reliability_Capacity_In_Model_Year | System RA | Northern_California_Li_Battery_4hr_112 | 0.5 | 0.5 | 0.5 | 0.5 | 0.5 | 0.5 | 0.5 | 0.5 | 0.5 | 0.5 | 0.5 | 0.5 | 0.5 | 0.5 | 0.5 | 0.5 | 0.5 | 0.5 | 0.5 | 0.5 | 0.5 | 0.5 | 0.5 | 0.5 | 0.5 | 0.5 | 0.5 | 0.5 | 0.5 | 0.5 | 0.5
Northern_California_Li_Battery_4hr_126 | caiso-deliverability | Windmaster_Delta_Pumps_SSN | Reliability_Capacity_In_Model_Year | System RA | Northern_California_Li_Battery_4hr_126 | 0.5 | 0.5 | 0.5 | 0.5 | 0.5 | 0.5 | 0.5 | 0.5 | 0.5 | 0.5 | 0.5 | 0.5 | 0.5 | 0.5 | 0.5 | 0.5 | 0.5 | 0.5 | 0.5 | 0.5 | 0.5 | 0.5 | 0.5 | 0.5 | 0.5 | 0.5 | 0.5 | 0.5 | 0.5 | 0.5 | 0.5
Northern_California_Li_Battery_4hr_150 | caiso-deliverability | Windmaster_Delta_Pumps_SSN | Reliability_Capacity_In_Model_Year | System RA | Northern_California_Li_Battery_4hr_150 | 0.5 | 0.5 | 0.5 | 0.5 | 0.5 | 0.5 | 0.5 | 0.5 | 0.5 | 0.5 | 0.5 | 0.5 | 0.5 | 0.5 | 0.5 | 0.5 | 0.5 | 0.5 | 0.5 | 0.5 | 0.5 | 0.5 | 0.5 | 0.5 | 0.5 | 0.5 | 0.5 | 0.5 | 0.5 | 0.5 | 0.5
Northern_California_Li_Battery_4hr_155 | caiso-deliverability | Windmaster_Delta_Pumps_SSN | Reliability_Capacity_In_Model_Year | System RA | Northern_California_Li_Battery_4hr_155 | 0.5 | 0.5 | 0.5 | 0.5 | 0.5 | 0.5 | 0.5 | 0.5 | 0.5 | 0.5 | 0.5 | 0.5 | 0.5 | 0.5 | 0.5 | 0.5 | 0.5 | 0.5 | 0.5 | 0.5 | 0.5 | 0.5 | 0.5 | 0.5 | 0.5 | 0.5 | 0.5 | 0.5 | 0.5 | 0.5 | 0.5
Northern_California_Li_Battery_4hr_158 | caiso-deliverability | Windmaster_Delta_Pumps_SSN | Reliability_Capacity_In_Model_Year | System RA | Northern_California_Li_Battery_4hr_158 | 0.5 | 0.5 | 0.5 | 0.5 | 0.5 | 0.5 | 0.5 | 0.5 | 0.5 | 0.5 | 0.5 | 0.5 | 0.5 | 0.5 | 0.5 | 0.5 | 0.5 | 0.5 | 0.5 | 0.5 | 0.5 | 0.5 | 0.5 | 0.5 | 0.5 | 0.5 | 0.5 | 0.5 | 0.5 | 0.5 | 0.5
Northern_California_Li_Battery_8hr_51 | caiso-deliverability | Windmaster_Delta_Pumps_SSN | Reliability_Capacity_In_Model_Year | System RA | Northern_California_Li_Battery_8hr_51 | 0.5 | 0.5 | 0.5 | 0.5 | 0.5 | 0.5 | 0.5 | 0.5 | 0.5 | 0.5 | 0.5 | 0.5 | 0.5 | 0.5 | 0.5 | 0.5 | 0.5 | 0.5 | 0.5 | 0.5 | 0.5 | 0.5 | 0.5 | 0.5 | 0.5 | 0.5 | 0.5 | 0.5 | 0.5 | 0.5 | 0.5
Northern_California_Li_Battery_8hr_68 | caiso-deliverability | Windmaster_Delta_Pumps_SSN | Reliability_Capacity_In_Model_Year | System RA | Northern_California_Li_Battery_8hr_68 | 0.5 | 0.5 | 0.5 | 0.5 | 0.5 | 0.5 | 0.5 | 0.5 | 0.5 | 0.5 | 0.5 | 0.5 | 0.5 | 0.5 | 0.5 | 0.5 | 0.5 | 0.5 | 0.5 | 0.5 | 0.5 | 0.5 | 0.5 | 0.5 | 0.5 | 0.5 | 0.5 | 0.5 | 0.5 | 0.5 | 0.5
Northern_California_Li_Battery_8hr_76 | caiso-deliverability | Windmaster_Delta_Pumps_SSN | Reliability_Capacity_In_Model_Year | System RA | Northern_California_Li_Battery_8hr_76 | 0.5 | 0.5 | 0.5 | 0.5 | 0.5 | 0.5 | 0.5 | 0.5 | 0.5 | 0.5 | 0.5 | 0.5 | 0.5 | 0.5 | 0.5 | 0.5 | 0.5 | 0.5 | 0.5 | 0.5 | 0.5 | 0.5 | 0.5 | 0.5 | 0.5 | 0.5 | 0.5 | 0.5 | 0.5 | 0.5 | 0.5
Northern_California_Li_Battery_8hr_83 | caiso-deliverability | Windmaster_Delta_Pumps_SSN | Reliability_Capacity_In_Model_Year | System RA | Northern_California_Li_Battery_8hr_83 | 0.5 | 0.5 | 0.5 | 0.5 | 0.5 | 0.5 | 0.5 | 0.5 | 0.5 | 0.5 | 0.5 | 0.5 | 0.5 | 0.5 | 0.5 | 0.5 | 0.5 | 0.5 | 0.5 | 0.5 | 0.5 | 0.5 | 0.5 | 0.5 | 0.5 | 0.5 | 0.5 | 0.5 | 0.5 | 0.5 | 0.5
Northern_California_Li_Battery_8hr_94 | caiso-deliverability | Windmaster_Delta_Pumps_SSN | Reliability_Capacity_In_Model_Year | System RA | Northern_California_Li_Battery_8hr_94 | 0.5 | 0.5 | 0.5 | 0.5 | 0.5 | 0.5 | 0.5 | 0.5 | 0.5 | 0.5 | 0.5 | 0.5 | 0.5 | 0.5 | 0.5 | 0.5 | 0.5 | 0.5 | 0.5 | 0.5 | 0.5 | 0.5 | 0.5 | 0.5 | 0.5 | 0.5 | 0.5 | 0.5 | 0.5 | 0.5 | 0.5
Southern_PGAE_Li_Battery_8hr_95 | caiso-deliverability | Windmaster_Delta_Pumps_SSN | Reliability_Capacity_In_Model_Year | System RA | Southern_PGAE_Li_Battery_8hr_95 | 0.5 | 0.5 | 0.5 | 0.5 | 0.5 | 0.5 | 0.5 | 0.5 | 0.5 | 0.5 | 0.5 | 0.5 | 0.5 | 0.5 | 0.5 | 0.5 | 0.5 | 0.5 | 0.5 | 0.5 | 0.5 | 0.5 | 0.5 | 0.5 | 0.5 | 0.5 | 0.5 | 0.5 | 0.5 | 0.5 | 0.5
Northern_California_Li_Battery_8hr_112 | caiso-deliverability | Windmaster_Delta_Pumps_SSN | Reliability_Capacity_In_Model_Year | System RA | Northern_California_Li_Battery_8hr_112 | 0.5 | 0.5 | 0.5 | 0.5 | 0.5 | 0.5 | 0.5 | 0.5 | 0.5 | 0.5 | 0.5 | 0.5 | 0.5 | 0.5 | 0.5 | 0.5 | 0.5 | 0.5 | 0.5 | 0.5 | 0.5 | 0.5 | 0.5 | 0.5 | 0.5 | 0.5 | 0.5 | 0.5 | 0.5 | 0.5 | 0.5
Northern_California_Li_Battery_8hr_126 | caiso-deliverability | Windmaster_Delta_Pumps_SSN | Reliability_Capacity_In_Model_Year | System RA | Northern_California_Li_Battery_8hr_126 | 0.5 | 0.5 | 0.5 | 0.5 | 0.5 | 0.5 | 0.5 | 0.5 | 0.5 | 0.5 | 0.5 | 0.5 | 0.5 | 0.5 | 0.5 | 0.5 | 0.5 | 0.5 | 0.5 | 0.5 | 0.5 | 0.5 | 0.5 | 0.5 | 0.5 | 0.5 | 0.5 | 0.5 | 0.5 | 0.5 | 0.5
Northern_California_Li_Battery_8hr_150 | caiso-deliverability | Windmaster_Delta_Pumps_SSN | Reliability_Capacity_In_Model_Year | System RA | Northern_California_Li_Battery_8hr_150 | 0.5 | 0.5 | 0.5 | 0.5 | 0.5 | 0.5 | 0.5 | 0.5 | 0.5 | 0.5 | 0.5 | 0.5 | 0.5 | 0.5 | 0.5 | 0.5 | 0.5 | 0.5 | 0.5 | 0.5 | 0.5 | 0.5 | 0.5 | 0.5 | 0.5 | 0.5 | 0.5 | 0.5 | 0.5 | 0.5 | 0.5
Northern_California_Li_Battery_8hr_155 | caiso-deliverability | Windmaster_Delta_Pumps_SSN | Reliability_Capacity_In_Model_Year | System RA | Northern_California_Li_Battery_8hr_155 | 0.5 | 0.5 | 0.5 | 0.5 | 0.5 | 0.5 | 0.5 | 0.5 | 0.5 | 0.5 | 0.5 | 0.5 | 0.5 | 0.5 | 0.5 | 0.5 | 0.5 | 0.5 | 0.5 | 0.5 | 0.5 | 0.5 | 0.5 | 0.5 | 0.5 | 0.5 | 0.5 | 0.5 | 0.5 | 0.5 | 0.5
Northern_California_Li_Battery_8hr_158 | caiso-deliverability | Windmaster_Delta_Pumps_SSN | Reliability_Capacity_In_Model_Year | System RA | Northern_California_Li_Battery_8hr_158 | 0.5 | 0.5 | 0.5 | 0.5 | 0.5 | 0.5 | 0.5 | 0.5 | 0.5 | 0.5 | 0.5 | 0.5 | 0.5 | 0.5 | 0.5 | 0.5 | 0.5 | 0.5 | 0.5 | 0.5 | 0.5 | 0.5 | 0.5 | 0.5 | 0.5 | 0.5 | 0.5 | 0.5 | 0.5 | 0.5 | 0.5
Northern_California_Solar_51 | caiso-deliverability | Windmaster_Delta_Pumps_SSN | Reliability_Capacity_In_Model_Year | System RA | Northern_California_Solar_51 | 0.556 | 0.556 | 0.556 | 0.556 | 0.556 | 0.556 | 0.556 | 0.556 | 0.556 | 0.556 | 0.556 | 0.556 | 0.556 | 0.556 | 0.556 | 0.556 | 0.556 | 0.556 | 0.556 | 0.556 | 0.556 | 0.556 | 0.556 | 0.556 | 0.556 | 0.556 | 0.556 | 0.556 | 0.556 | 0.556 | 0.556
Northern_California_Solar_68 | caiso-deliverability | Windmaster_Delta_Pumps_SSN | Reliability_Capacity_In_Model_Year | System RA | Northern_California_Solar_68 | 0.556 | 0.556 | 0.556 | 0.556 | 0.556 | 0.556 | 0.556 | 0.556 | 0.556 | 0.556 | 0.556 | 0.556 | 0.556 | 0.556 | 0.556 | 0.556 | 0.556 | 0.556 | 0.556 | 0.556 | 0.556 | 0.556 | 0.556 | 0.556 | 0.556 | 0.556 | 0.556 | 0.556 | 0.556 | 0.556 | 0.556
Northern_California_Solar_76 | caiso-deliverability | Windmaster_Delta_Pumps_SSN | Reliability_Capacity_In_Model_Year | System RA | Northern_California_Solar_76 | 0.556 | 0.556 | 0.556 | 0.556 | 0.556 | 0.556 | 0.556 | 0.556 | 0.556 | 0.556 | 0.556 | 0.556 | 0.556 | 0.556 | 0.556 | 0.556 | 0.556 | 0.556 | 0.556 | 0.556 | 0.556 | 0.556 | 0.556 | 0.556 | 0.556 | 0.556 | 0.556 | 0.556 | 0.556 | 0.556 | 0.556
Northern_California_Solar_83 | caiso-deliverability | Windmaster_Delta_Pumps_SSN | Reliability_Capacity_In_Model_Year | System RA | Northern_California_Solar_83 | 0.556 | 0.556 | 0.556 | 0.556 | 0.556 | 0.556 | 0.556 | 0.556 | 0.556 | 0.556 | 0.556 | 0.556 | 0.556 | 0.556 | 0.556 | 0.556 | 0.556 | 0.556 | 0.556 | 0.556 | 0.556 | 0.556 | 0.556 | 0.556 | 0.556 | 0.556 | 0.556 | 0.556 | 0.556 | 0.556 | 0.556
Northern_California_Solar_94 | caiso-deliverability | Windmaster_Delta_Pumps_SSN | Reliability_Capacity_In_Model_Year | System RA | Northern_California_Solar_94 | 0.556 | 0.556 | 0.556 | 0.556 | 0.556 | 0.556 | 0.556 | 0.556 | 0.556 | 0.556 | 0.556 | 0.556 | 0.556 | 0.556 | 0.556 | 0.556 | 0.556 | 0.556 | 0.556 | 0.556 | 0.556 | 0.556 | 0.556 | 0.556 | 0.556 | 0.556 | 0.556 | 0.556 | 0.556 | 0.556 | 0.556
Northern_California_Solar_112 | caiso-deliverability | Windmaster_Delta_Pumps_SSN | Reliability_Capacity_In_Model_Year | System RA | Northern_California_Solar_112 | 0.556 | 0.556 | 0.556 | 0.556 | 0.556 | 0.556 | 0.556 | 0.556 | 0.556 | 0.556 | 0.556 | 0.556 | 0.556 | 0.556 | 0.556 | 0.556 | 0.556 | 0.556 | 0.556 | 0.556 | 0.556 | 0.556 | 0.556 | 0.556 | 0.556 | 0.556 | 0.556 | 0.556 | 0.556 | 0.556 | 0.556
Northern_California_Solar_126 | caiso-deliverability | Windmaster_Delta_Pumps_SSN | Reliability_Capacity_In_Model_Year | System RA | Northern_California_Solar_126 | 0.556 | 0.556 | 0.556 | 0.556 | 0.556 | 0.556 | 0.556 | 0.556 | 0.556 | 0.556 | 0.556 | 0.556 | 0.556 | 0.556 | 0.556 | 0.556 | 0.556 | 0.556 | 0.556 | 0.556 | 0.556 | 0.556 | 0.556 | 0.556 | 0.556 | 0.556 | 0.556 | 0.556 | 0.556 | 0.556 | 0.556
Northern_California_Solar_150 | caiso-deliverability | Windmaster_Delta_Pumps_SSN | Reliability_Capacity_In_Model_Year | System RA | Northern_California_Solar_150 | 0.556 | 0.556 | 0.556 | 0.556 | 0.556 | 0.556 | 0.556 | 0.556 | 0.556 | 0.556 | 0.556 | 0.556 | 0.556 | 0.556 | 0.556 | 0.556 | 0.556 | 0.556 | 0.556 | 0.556 | 0.556 | 0.556 | 0.556 | 0.556 | 0.556 | 0.556 | 0.556 | 0.556 | 0.556 | 0.556 | 0.556
Northern_California_Solar_155 | caiso-deliverability | Windmaster_Delta_Pumps_SSN | Reliability_Capacity_In_Model_Year | System RA | Northern_California_Solar_155 | 0.556 | 0.556 | 0.556 | 0.556 | 0.556 | 0.556 | 0.556 | 0.556 | 0.556 | 0.556 | 0.556 | 0.556 | 0.556 | 0.556 | 0.556 | 0.556 | 0.556 | 0.556 | 0.556 | 0.556 | 0.556 | 0.556 | 0.556 | 0.556 | 0.556 | 0.556 | 0.556 | 0.556 | 0.556 | 0.556 | 0.556
Northern_California_Solar_158 | caiso-deliverability | Windmaster_Delta_Pumps_SSN | Reliability_Capacity_In_Model_Year | System RA | Northern_California_Solar_158 | 0.556 | 0.556 | 0.556 | 0.556 | 0.556 | 0.556 | 0.556 | 0.556 | 0.556 | 0.556 | 0.556 | 0.556 | 0.556 | 0.556 | 0.556 | 0.556 | 0.556 | 0.556 | 0.556 | 0.556 | 0.556 | 0.556 | 0.556 | 0.556 | 0.556 | 0.556 | 0.556 | 0.556 | 0.556 | 0.556 | 0.556
Northern_California_Wind_76 | caiso-deliverability | Windmaster_Delta_Pumps_SSN | Reliability_Capacity_In_Model_Year | System RA | Northern_California_Wind_76 | 0.163 | 0.163 | 0.163 | 0.163 | 0.163 | 0.163 | 0.163 | 0.163 | 0.163 | 0.163 | 0.163 | 0.163 | 0.163 | 0.163 | 0.163 | 0.163 | 0.163 | 0.163 | 0.163 | 0.163 | 0.163 | 0.163 | 0.163 | 0.163 | 0.163 | 0.163 | 0.163 | 0.163 | 0.163 | 0.163 | 0.163
Northern_California_Wind_83 | caiso-deliverability | Windmaster_Delta_Pumps_SSN | Reliability_Capacity_In_Model_Year | System RA | Northern_California_Wind_83 | 0.163 | 0.163 | 0.163 | 0.163 | 0.163 | 0.163 | 0.163 | 0.163 | 0.163 | 0.163 | 0.163 | 0.163 | 0.163 | 0.163 | 0.163 | 0.163 | 0.163 | 0.163 | 0.163 | 0.163 | 0.163 | 0.163 | 0.163 | 0.163 | 0.163 | 0.163 | 0.163 | 0.163 | 0.163 | 0.163 | 0.163
Solano_Wind_94 | caiso-deliverability | Windmaster_Delta_Pumps_SSN | Reliability_Capacity_In_Model_Year | System RA | Solano_Wind_94 | 0.163 | 0.163 | 0.163 | 0.163 | 0.163 | 0.163 | 0.163 | 0.163 | 0.163 | 0.163 | 0.163 | 0.163 | 0.163 | 0.163 | 0.163 | 0.163 | 0.163 | 0.163 | 0.163 | 0.163 | 0.163 | 0.163 | 0.163 | 0.163 | 0.163 | 0.163 | 0.163 | 0.163 | 0.163 | 0.163 | 0.163
Solano_Wind_126 | caiso-deliverability | Windmaster_Delta_Pumps_SSN | Reliability_Capacity_In_Model_Year | System RA | Solano_Wind_126 | 0.163 | 0.163 | 0.163 | 0.163 | 0.163 | 0.163 | 0.163 | 0.163 | 0.163 | 0.163 | 0.163 | 0.163 | 0.163 | 0.163 | 0.163 | 0.163 | 0.163 | 0.163 | 0.163 | 0.163 | 0.163 | 0.163 | 0.163 | 0.163 | 0.163 | 0.163 | 0.163 | 0.163 | 0.163 | 0.163 | 0.163
Southern_PGAE_Solar_95 | caiso-deliverability | Windmaster_Delta_Pumps_SSN | Reliability_Capacity_In_Model_Year | System RA | Southern_PGAE_Solar_95 | 0.556 | 0.556 | 0.556 | 0.556 | 0.556 | 0.556 | 0.556 | 0.556 | 0.556 | 0.556 | 0.556 | 0.556 | 0.556 | 0.556 | 0.556 | 0.556 | 0.556 | 0.556 | 0.556 | 0.556 | 0.556 | 0.556 | 0.556 | 0.556 | 0.556 | 0.556 | 0.556 | 0.556 | 0.556 | 0.556 | 0.556
Contra_Costa_Tesla_Newark_group | caiso-deliverability | Windmaster_Delta_Pumps_SSN | Operational_New_Capacity_MW | Contra_Costa_Tesla_Newark_group |  | -1 | -1 | -1 | -1 | -1 | -1 | -1 | -1 | -1 | -1 | -1 | -1 | -1 | -1 | -1 | -1 | -1 | -1 | -1 | -1 | -1 | -1 | -1 | -1 | -1 | -1 | -1 | -1 | -1 | -1 | -1
Northern_California_Flow_Battery_178 | caiso-deliverability | Woodland_Davis_HSN | Reliability_Capacity_In_Model_Year | System RA | Northern_California_Flow_Battery_178 | 1 | 1 | 1 | 1 | 1 | 1 | 1 | 1 | 1 | 1 | 1 | 1 | 1 | 1 | 1 | 1 | 1 | 1 | 1 | 1 | 1 | 1 | 1 | 1 | 1 | 1 | 1 | 1 | 1 | 1 | 1
Northern_California_Flow_Battery_179 | caiso-deliverability | Woodland_Davis_HSN | Reliability_Capacity_In_Model_Year | System RA | Northern_California_Flow_Battery_179 | 1 | 1 | 1 | 1 | 1 | 1 | 1 | 1 | 1 | 1 | 1 | 1 | 1 | 1 | 1 | 1 | 1 | 1 | 1 | 1 | 1 | 1 | 1 | 1 | 1 | 1 | 1 | 1 | 1 | 1 | 1
Northern_California_Flow_Battery_180 | caiso-deliverability | Woodland_Davis_HSN | Reliability_Capacity_In_Model_Year | System RA | Northern_California_Flow_Battery_180 | 1 | 1 | 1 | 1 | 1 | 1 | 1 | 1 | 1 | 1 | 1 | 1 | 1 | 1 | 1 | 1 | 1 | 1 | 1 | 1 | 1 | 1 | 1 | 1 | 1 | 1 | 1 | 1 | 1 | 1 | 1
Northern_California_Li_Battery_4hr_178 | caiso-deliverability | Woodland_Davis_HSN | Reliability_Capacity_In_Model_Year | System RA | Northern_California_Li_Battery_4hr_178 | 1 | 1 | 1 | 1 | 1 | 1 | 1 | 1 | 1 | 1 | 1 | 1 | 1 | 1 | 1 | 1 | 1 | 1 | 1 | 1 | 1 | 1 | 1 | 1 | 1 | 1 | 1 | 1 | 1 | 1 | 1
Northern_California_Li_Battery_4hr_179 | caiso-deliverability | Woodland_Davis_HSN | Reliability_Capacity_In_Model_Year | System RA | Northern_California_Li_Battery_4hr_179 | 1 | 1 | 1 | 1 | 1 | 1 | 1 | 1 | 1 | 1 | 1 | 1 | 1 | 1 | 1 | 1 | 1 | 1 | 1 | 1 | 1 | 1 | 1 | 1 | 1 | 1 | 1 | 1 | 1 | 1 | 1
Northern_California_Li_Battery_4hr_180 | caiso-deliverability | Woodland_Davis_HSN | Reliability_Capacity_In_Model_Year | System RA | Northern_California_Li_Battery_4hr_180 | 1 | 1 | 1 | 1 | 1 | 1 | 1 | 1 | 1 | 1 | 1 | 1 | 1 | 1 | 1 | 1 | 1 | 1 | 1 | 1 | 1 | 1 | 1 | 1 | 1 | 1 | 1 | 1 | 1 | 1 | 1
Northern_California_Li_Battery_8hr_178 | caiso-deliverability | Woodland_Davis_HSN | Reliability_Capacity_In_Model_Year | System RA | Northern_California_Li_Battery_8hr_178 | 1 | 1 | 1 | 1 | 1 | 1 | 1 | 1 | 1 | 1 | 1 | 1 | 1 | 1 | 1 | 1 | 1 | 1 | 1 | 1 | 1 | 1 | 1 | 1 | 1 | 1 | 1 | 1 | 1 | 1 | 1
Northern_California_Li_Battery_8hr_179 | caiso-deliverability | Woodland_Davis_HSN | Reliability_Capacity_In_Model_Year | System RA | Northern_California_Li_Battery_8hr_179 | 1 | 1 | 1 | 1 | 1 | 1 | 1 | 1 | 1 | 1 | 1 | 1 | 1 | 1 | 1 | 1 | 1 | 1 | 1 | 1 | 1 | 1 | 1 | 1 | 1 | 1 | 1 | 1 | 1 | 1 | 1
Northern_California_Li_Battery_8hr_180 | caiso-deliverability | Woodland_Davis_HSN | Reliability_Capacity_In_Model_Year | System RA | Northern_California_Li_Battery_8hr_180 | 1 | 1 | 1 | 1 | 1 | 1 | 1 | 1 | 1 | 1 | 1 | 1 | 1 | 1 | 1 | 1 | 1 | 1 | 1 | 1 | 1 | 1 | 1 | 1 | 1 | 1 | 1 | 1 | 1 | 1 | 1
Northern_California_Solar_178 | caiso-deliverability | Woodland_Davis_HSN | Reliability_Capacity_In_Model_Year | System RA | Northern_California_Solar_178 | 0.1 | 0.1 | 0.1 | 0.1 | 0.1 | 0.1 | 0.1 | 0.1 | 0.1 | 0.1 | 0.1 | 0.1 | 0.1 | 0.1 | 0.1 | 0.1 | 0.1 | 0.1 | 0.1 | 0.1 | 0.1 | 0.1 | 0.1 | 0.1 | 0.1 | 0.1 | 0.1 | 0.1 | 0.1 | 0.1 | 0.1
Northern_California_Solar_179 | caiso-deliverability | Woodland_Davis_HSN | Reliability_Capacity_In_Model_Year | System RA | Northern_California_Solar_179 | 0.1 | 0.1 | 0.1 | 0.1 | 0.1 | 0.1 | 0.1 | 0.1 | 0.1 | 0.1 | 0.1 | 0.1 | 0.1 | 0.1 | 0.1 | 0.1 | 0.1 | 0.1 | 0.1 | 0.1 | 0.1 | 0.1 | 0.1 | 0.1 | 0.1 | 0.1 | 0.1 | 0.1 | 0.1 | 0.1 | 0.1
Northern_California_Solar_180 | caiso-deliverability | Woodland_Davis_HSN | Reliability_Capacity_In_Model_Year | System RA | Northern_California_Solar_180 | 0.1 | 0.1 | 0.1 | 0.1 | 0.1 | 0.1 | 0.1 | 0.1 | 0.1 | 0.1 | 0.1 | 0.1 | 0.1 | 0.1 | 0.1 | 0.1 | 0.1 | 0.1 | 0.1 | 0.1 | 0.1 | 0.1 | 0.1 | 0.1 | 0.1 | 0.1 | 0.1 | 0.1 | 0.1 | 0.1 | 0.1
Woodland_Davis_group | caiso-deliverability | Woodland_Davis_HSN | Operational_New_Capacity_MW | Woodland_Davis_group |  | -1 | -1 | -1 | -1 | -1 | -1 | -1 | -1 | -1 | -1 | -1 | -1 | -1 | -1 | -1 | -1 | -1 | -1 | -1 | -1 | -1 | -1 | -1 | -1 | -1 | -1 | -1 | -1 | -1 | -1 | -1
Northern_California_Flow_Battery_178 | caiso-deliverability | Woodland_Davis_offpeak | Operational_New_Capacity_MW | Northern_California_Flow_Battery_178 |  | -1 | -1 | -1 | -1 | -1 | -1 | -1 | -1 | -1 | -1 | -1 | -1 | -1 | -1 | -1 | -1 | -1 | -1 | -1 | -1 | -1 | -1 | -1 | -1 | -1 | -1 | -1 | -1 | -1 | -1 | -1
Northern_California_Flow_Battery_179 | caiso-deliverability | Woodland_Davis_offpeak | Operational_New_Capacity_MW | Northern_California_Flow_Battery_179 |  | -1 | -1 | -1 | -1 | -1 | -1 | -1 | -1 | -1 | -1 | -1 | -1 | -1 | -1 | -1 | -1 | -1 | -1 | -1 | -1 | -1 | -1 | -1 | -1 | -1 | -1 | -1 | -1 | -1 | -1 | -1
Northern_California_Flow_Battery_180 | caiso-deliverability | Woodland_Davis_offpeak | Operational_New_Capacity_MW | Northern_California_Flow_Battery_180 |  | -1 | -1 | -1 | -1 | -1 | -1 | -1 | -1 | -1 | -1 | -1 | -1 | -1 | -1 | -1 | -1 | -1 | -1 | -1 | -1 | -1 | -1 | -1 | -1 | -1 | -1 | -1 | -1 | -1 | -1 | -1
Northern_California_Li_Battery_4hr_178 | caiso-deliverability | Woodland_Davis_offpeak | Operational_New_Capacity_MW | Northern_California_Li_Battery_4hr_178 |  | -1 | -1 | -1 | -1 | -1 | -1 | -1 | -1 | -1 | -1 | -1 | -1 | -1 | -1 | -1 | -1 | -1 | -1 | -1 | -1 | -1 | -1 | -1 | -1 | -1 | -1 | -1 | -1 | -1 | -1 | -1
Northern_California_Li_Battery_4hr_179 | caiso-deliverability | Woodland_Davis_offpeak | Operational_New_Capacity_MW | Northern_California_Li_Battery_4hr_179 |  | -1 | -1 | -1 | -1 | -1 | -1 | -1 | -1 | -1 | -1 | -1 | -1 | -1 | -1 | -1 | -1 | -1 | -1 | -1 | -1 | -1 | -1 | -1 | -1 | -1 | -1 | -1 | -1 | -1 | -1 | -1
Northern_California_Li_Battery_4hr_180 | caiso-deliverability | Woodland_Davis_offpeak | Operational_New_Capacity_MW | Northern_California_Li_Battery_4hr_180 |  | -1 | -1 | -1 | -1 | -1 | -1 | -1 | -1 | -1 | -1 | -1 | -1 | -1 | -1 | -1 | -1 | -1 | -1 | -1 | -1 | -1 | -1 | -1 | -1 | -1 | -1 | -1 | -1 | -1 | -1 | -1
Northern_California_Li_Battery_8hr_178 | caiso-deliverability | Woodland_Davis_offpeak | Operational_New_Capacity_MW | Northern_California_Li_Battery_8hr_178 |  | -1 | -1 | -1 | -1 | -1 | -1 | -1 | -1 | -1 | -1 | -1 | -1 | -1 | -1 | -1 | -1 | -1 | -1 | -1 | -1 | -1 | -1 | -1 | -1 | -1 | -1 | -1 | -1 | -1 | -1 | -1
Northern_California_Li_Battery_8hr_179 | caiso-deliverability | Woodland_Davis_offpeak | Operational_New_Capacity_MW | Northern_California_Li_Battery_8hr_179 |  | -1 | -1 | -1 | -1 | -1 | -1 | -1 | -1 | -1 | -1 | -1 | -1 | -1 | -1 | -1 | -1 | -1 | -1 | -1 | -1 | -1 | -1 | -1 | -1 | -1 | -1 | -1 | -1 | -1 | -1 | -1
Northern_California_Li_Battery_8hr_180 | caiso-deliverability | Woodland_Davis_offpeak | Operational_New_Capacity_MW | Northern_California_Li_Battery_8hr_180 |  | -1 | -1 | -1 | -1 | -1 | -1 | -1 | -1 | -1 | -1 | -1 | -1 | -1 | -1 | -1 | -1 | -1 | -1 | -1 | -1 | -1 | -1 | -1 | -1 | -1 | -1 | -1 | -1 | -1 | -1 | -1
Northern_California_Solar_178 | caiso-deliverability | Woodland_Davis_offpeak | Operational_New_Capacity_MW | Northern_California_Solar_178 |  | 0.68 | 0.68 | 0.68 | 0.68 | 0.68 | 0.68 | 0.68 | 0.68 | 0.68 | 0.68 | 0.68 | 0.68 | 0.68 | 0.68 | 0.68 | 0.68 | 0.68 | 0.68 | 0.68 | 0.68 | 0.68 | 0.68 | 0.68 | 0.68 | 0.68 | 0.68 | 0.68 | 0.68 | 0.68 | 0.68 | 0.68
Northern_California_Solar_179 | caiso-deliverability | Woodland_Davis_offpeak | Operational_New_Capacity_MW | Northern_California_Solar_179 |  | 0.68 | 0.68 | 0.68 | 0.68 | 0.68 | 0.68 | 0.68 | 0.68 | 0.68 | 0.68 | 0.68 | 0.68 | 0.68 | 0.68 | 0.68 | 0.68 | 0.68 | 0.68 | 0.68 | 0.68 | 0.68 | 0.68 | 0.68 | 0.68 | 0.68 | 0.68 | 0.68 | 0.68 | 0.68 | 0.68 | 0.68
Northern_California_Solar_180 | caiso-deliverability | Woodland_Davis_offpeak | Operational_New_Capacity_MW | Northern_California_Solar_180 |  | 0.68 | 0.68 | 0.68 | 0.68 | 0.68 | 0.68 | 0.68 | 0.68 | 0.68 | 0.68 | 0.68 | 0.68 | 0.68 | 0.68 | 0.68 | 0.68 | 0.68 | 0.68 | 0.68 | 0.68 | 0.68 | 0.68 | 0.68 | 0.68 | 0.68 | 0.68 | 0.68 | 0.68 | 0.68 | 0.68 | 0.68
Woodland_Davis_group | caiso-deliverability | Woodland_Davis_offpeak | Operational_New_Capacity_MW | Woodland_Davis_group |  | -1 | -1 | -1 | -1 | -1 | -1 | -1 | -1 | -1 | -1 | -1 | -1 | -1 | -1 | -1 | -1 | -1 | -1 | -1 | -1 | -1 | -1 | -1 | -1 | -1 | -1 | -1 | -1 | -1 | -1 | -1
Northern_California_Flow_Battery_178 | caiso-deliverability | Woodland_Davis_SSN | Reliability_Capacity_In_Model_Year | System RA | Northern_California_Flow_Battery_178 | 0.5 | 0.5 | 0.5 | 0.5 | 0.5 | 0.5 | 0.5 | 0.5 | 0.5 | 0.5 | 0.5 | 0.5 | 0.5 | 0.5 | 0.5 | 0.5 | 0.5 | 0.5 | 0.5 | 0.5 | 0.5 | 0.5 | 0.5 | 0.5 | 0.5 | 0.5 | 0.5 | 0.5 | 0.5 | 0.5 | 0.5
Northern_California_Flow_Battery_179 | caiso-deliverability | Woodland_Davis_SSN | Reliability_Capacity_In_Model_Year | System RA | Northern_California_Flow_Battery_179 | 0.5 | 0.5 | 0.5 | 0.5 | 0.5 | 0.5 | 0.5 | 0.5 | 0.5 | 0.5 | 0.5 | 0.5 | 0.5 | 0.5 | 0.5 | 0.5 | 0.5 | 0.5 | 0.5 | 0.5 | 0.5 | 0.5 | 0.5 | 0.5 | 0.5 | 0.5 | 0.5 | 0.5 | 0.5 | 0.5 | 0.5
Northern_California_Flow_Battery_180 | caiso-deliverability | Woodland_Davis_SSN | Reliability_Capacity_In_Model_Year | System RA | Northern_California_Flow_Battery_180 | 0.5 | 0.5 | 0.5 | 0.5 | 0.5 | 0.5 | 0.5 | 0.5 | 0.5 | 0.5 | 0.5 | 0.5 | 0.5 | 0.5 | 0.5 | 0.5 | 0.5 | 0.5 | 0.5 | 0.5 | 0.5 | 0.5 | 0.5 | 0.5 | 0.5 | 0.5 | 0.5 | 0.5 | 0.5 | 0.5 | 0.5
Northern_California_Li_Battery_4hr_178 | caiso-deliverability | Woodland_Davis_SSN | Reliability_Capacity_In_Model_Year | System RA | Northern_California_Li_Battery_4hr_178 | 0.5 | 0.5 | 0.5 | 0.5 | 0.5 | 0.5 | 0.5 | 0.5 | 0.5 | 0.5 | 0.5 | 0.5 | 0.5 | 0.5 | 0.5 | 0.5 | 0.5 | 0.5 | 0.5 | 0.5 | 0.5 | 0.5 | 0.5 | 0.5 | 0.5 | 0.5 | 0.5 | 0.5 | 0.5 | 0.5 | 0.5
Northern_California_Li_Battery_4hr_179 | caiso-deliverability | Woodland_Davis_SSN | Reliability_Capacity_In_Model_Year | System RA | Northern_California_Li_Battery_4hr_179 | 0.5 | 0.5 | 0.5 | 0.5 | 0.5 | 0.5 | 0.5 | 0.5 | 0.5 | 0.5 | 0.5 | 0.5 | 0.5 | 0.5 | 0.5 | 0.5 | 0.5 | 0.5 | 0.5 | 0.5 | 0.5 | 0.5 | 0.5 | 0.5 | 0.5 | 0.5 | 0.5 | 0.5 | 0.5 | 0.5 | 0.5
Northern_California_Li_Battery_4hr_180 | caiso-deliverability | Woodland_Davis_SSN | Reliability_Capacity_In_Model_Year | System RA | Northern_California_Li_Battery_4hr_180 | 0.5 | 0.5 | 0.5 | 0.5 | 0.5 | 0.5 | 0.5 | 0.5 | 0.5 | 0.5 | 0.5 | 0.5 | 0.5 | 0.5 | 0.5 | 0.5 | 0.5 | 0.5 | 0.5 | 0.5 | 0.5 | 0.5 | 0.5 | 0.5 | 0.5 | 0.5 | 0.5 | 0.5 | 0.5 | 0.5 | 0.5
Northern_California_Li_Battery_8hr_178 | caiso-deliverability | Woodland_Davis_SSN | Reliability_Capacity_In_Model_Year | System RA | Northern_California_Li_Battery_8hr_178 | 0.5 | 0.5 | 0.5 | 0.5 | 0.5 | 0.5 | 0.5 | 0.5 | 0.5 | 0.5 | 0.5 | 0.5 | 0.5 | 0.5 | 0.5 | 0.5 | 0.5 | 0.5 | 0.5 | 0.5 | 0.5 | 0.5 | 0.5 | 0.5 | 0.5 | 0.5 | 0.5 | 0.5 | 0.5 | 0.5 | 0.5
Northern_California_Li_Battery_8hr_179 | caiso-deliverability | Woodland_Davis_SSN | Reliability_Capacity_In_Model_Year | System RA | Northern_California_Li_Battery_8hr_179 | 0.5 | 0.5 | 0.5 | 0.5 | 0.5 | 0.5 | 0.5 | 0.5 | 0.5 | 0.5 | 0.5 | 0.5 | 0.5 | 0.5 | 0.5 | 0.5 | 0.5 | 0.5 | 0.5 | 0.5 | 0.5 | 0.5 | 0.5 | 0.5 | 0.5 | 0.5 | 0.5 | 0.5 | 0.5 | 0.5 | 0.5
Northern_California_Li_Battery_8hr_180 | caiso-deliverability | Woodland_Davis_SSN | Reliability_Capacity_In_Model_Year | System RA | Northern_California_Li_Battery_8hr_180 | 0.5 | 0.5 | 0.5 | 0.5 | 0.5 | 0.5 | 0.5 | 0.5 | 0.5 | 0.5 | 0.5 | 0.5 | 0.5 | 0.5 | 0.5 | 0.5 | 0.5 | 0.5 | 0.5 | 0.5 | 0.5 | 0.5 | 0.5 | 0.5 | 0.5 | 0.5 | 0.5 | 0.5 | 0.5 | 0.5 | 0.5
Northern_California_Solar_178 | caiso-deliverability | Woodland_Davis_SSN | Reliability_Capacity_In_Model_Year | System RA | Northern_California_Solar_178 | 0.556 | 0.556 | 0.556 | 0.556 | 0.556 | 0.556 | 0.556 | 0.556 | 0.556 | 0.556 | 0.556 | 0.556 | 0.556 | 0.556 | 0.556 | 0.556 | 0.556 | 0.556 | 0.556 | 0.556 | 0.556 | 0.556 | 0.556 | 0.556 | 0.556 | 0.556 | 0.556 | 0.556 | 0.556 | 0.556 | 0.556
Northern_California_Solar_179 | caiso-deliverability | Woodland_Davis_SSN | Reliability_Capacity_In_Model_Year | System RA | Northern_California_Solar_179 | 0.556 | 0.556 | 0.556 | 0.556 | 0.556 | 0.556 | 0.556 | 0.556 | 0.556 | 0.556 | 0.556 | 0.556 | 0.556 | 0.556 | 0.556 | 0.556 | 0.556 | 0.556 | 0.556 | 0.556 | 0.556 | 0.556 | 0.556 | 0.556 | 0.556 | 0.556 | 0.556 | 0.556 | 0.556 | 0.556 | 0.556
Northern_California_Solar_180 | caiso-deliverability | Woodland_Davis_SSN | Reliability_Capacity_In_Model_Year | System RA | Northern_California_Solar_180 | 0.556 | 0.556 | 0.556 | 0.556 | 0.556 | 0.556 | 0.556 | 0.556 | 0.556 | 0.556 | 0.556 | 0.556 | 0.556 | 0.556 | 0.556 | 0.556 | 0.556 | 0.556 | 0.556 | 0.556 | 0.556 | 0.556 | 0.556 | 0.556 | 0.556 | 0.556 | 0.556 | 0.556 | 0.556 | 0.556 | 0.556
Woodland_Davis_group | caiso-deliverability | Woodland_Davis_SSN | Operational_New_Capacity_MW | Woodland_Davis_group |  | -1 | -1 | -1 | -1 | -1 | -1 | -1 | -1 | -1 | -1 | -1 | -1 | -1 | -1 | -1 | -1 | -1 | -1 | -1 | -1 | -1 | -1 | -1 | -1 | -1 | -1 | -1 | -1 | -1 | -1 | -1

## Generic Custom Constraints
| Left-hand Side Variables | [35 empty] | Right-hand Side
[6 empty] | Multiplier | [33 empty] | Target (Right-hand Side)
| Custom Constraint Group | Custom Constraint | Model Formulation Variable | Index 1 | Index 2 | 2020 | 2021 | 2022 | 2023 | 2024 | 2025 | 2026 | 2027 | 2028 | 2029 | 2030 | 2031 | 2032 | 2033 | 2034 | 2035 | 2036 | 2037 | 2038 | 2039 | 2040 | 2041 | 2042 | 2043 | 2044 | 2045 | 2046 | 2047 | 2048 | 2049 | 2050 | Custom Constraint Group | Custom Constraint | Constraint Operator | 2020 | 2021 | 2022 | 2023 | 2024 | 2025 | 2026 | 2027 | 2028 | 2029 | 2030 | 2031 | 2032 | 2033 | 2034 | 2035 | 2036 | 2037 | 2038 | 2039 | 2040 | 2041 | 2042 | 2043 | 2044 | 2045 | 2046 | 2047 | 2048 | 2049 | 2050
Central_Valley_North_Los_Banos_Wind_125_Generic | generic-deliverability | Generic_PGE_North_500_HSN | Reliability_Capacity_In_Model_Year | System RA | Central_Valley_North_Los_Banos_Wind_125_Generic | 0.665 | 0.665 | 0.665 | 0.665 | 0.665 | 0.665 | 0.665 | 0.665 | 0.665 | 0.665 | 0.665 | 0.665 | 0.665 | 0.665 | 0.665 | 0.665 | 0.665 | 0.665 | 0.665 | 0.665 | 0.665 | 0.665 | 0.665 | 0.665 | 0.665 | 0.665 | 0.665 | 0.665 | 0.665 | 0.665 | 0.665 | generic-deliverability | Generic_PGE_North_500_HSN | <= | 0 | 0 | 0 | 0 | 0 | 0 | 0 | 0 | 0 | 0 | 0 | 0 | 0 | 0 | 0 | 0 | 0 | 0 | 0 | 0 | 0 | 0 | 0 | 0 | 0 | 0 | 0 | 0 | 0 | 0 | 0
Central_Valley_North_Los_Banos_Wind_154_Generic | generic-deliverability | Generic_PGE_North_500_HSN | Reliability_Capacity_In_Model_Year | System RA | Central_Valley_North_Los_Banos_Wind_154_Generic | 0.665 | 0.665 | 0.665 | 0.665 | 0.665 | 0.665 | 0.665 | 0.665 | 0.665 | 0.665 | 0.665 | 0.665 | 0.665 | 0.665 | 0.665 | 0.665 | 0.665 | 0.665 | 0.665 | 0.665 | 0.665 | 0.665 | 0.665 | 0.665 | 0.665 | 0.665 | 0.665 | 0.665 | 0.665 | 0.665 | 0.665 | generic-deliverability | Generic_PGE_North_500_offpeak | <= | 0 | 0 | 0 | 0 | 0 | 0 | 0 | 0 | 0 | 0 | 0 | 0 | 0 | 0 | 0 | 0 | 0 | 0 | 0 | 0 | 0 | 0 | 0 | 0 | 0 | 0 | 0 | 0 | 0 | 0 | 0
Central_Valley_North_Los_Banos_Wind_162_Generic | generic-deliverability | Generic_PGE_North_500_HSN | Reliability_Capacity_In_Model_Year | System RA | Central_Valley_North_Los_Banos_Wind_162_Generic | 0.665 | 0.665 | 0.665 | 0.665 | 0.665 | 0.665 | 0.665 | 0.665 | 0.665 | 0.665 | 0.665 | 0.665 | 0.665 | 0.665 | 0.665 | 0.665 | 0.665 | 0.665 | 0.665 | 0.665 | 0.665 | 0.665 | 0.665 | 0.665 | 0.665 | 0.665 | 0.665 | 0.665 | 0.665 | 0.665 | 0.665 | generic-deliverability | Generic_PGE_North_500_SSN | <= | 0 | 0 | 0 | 0 | 0 | 0 | 0 | 0 | 0 | 0 | 0 | 0 | 0 | 0 | 0 | 0 | 0 | 0 | 0 | 0 | 0 | 0 | 0 | 0 | 0 | 0 | 0 | 0 | 0 | 0 | 0
Central_Valley_North_Los_Banos_Wind_17_Generic | generic-deliverability | Generic_PGE_North_500_HSN | Reliability_Capacity_In_Model_Year | System RA | Central_Valley_North_Los_Banos_Wind_17_Generic | 0.665 | 0.665 | 0.665 | 0.665 | 0.665 | 0.665 | 0.665 | 0.665 | 0.665 | 0.665 | 0.665 | 0.665 | 0.665 | 0.665 | 0.665 | 0.665 | 0.665 | 0.665 | 0.665 | 0.665 | 0.665 | 0.665 | 0.665 | 0.665 | 0.665 | 0.665 | 0.665 | 0.665 | 0.665 | 0.665 | 0.665 | generic-deliverability | Generic_PGE_South_500_HSN | <= | 0 | 0 | 0 | 0 | 0 | 0 | 0 | 0 | 0 | 0 | 0 | 0 | 0 | 0 | 0 | 0 | 0 | 0 | 0 | 0 | 0 | 0 | 0 | 0 | 0 | 0 | 0 | 0 | 0 | 0 | 0
Northern_California_Biomass_5_Generic | generic-deliverability | Generic_PGE_North_500_HSN | Reliability_Capacity_In_Model_Year | System RA | Northern_California_Biomass_5_Generic | 1 | 1 | 1 | 1 | 1 | 1 | 1 | 1 | 1 | 1 | 1 | 1 | 1 | 1 | 1 | 1 | 1 | 1 | 1 | 1 | 1 | 1 | 1 | 1 | 1 | 1 | 1 | 1 | 1 | 1 | 1 | generic-deliverability | Generic_PGE_South_500_offpeak | <= | 0 | 0 | 0 | 0 | 0 | 0 | 0 | 0 | 0 | 0 | 0 | 0 | 0 | 0 | 0 | 0 | 0 | 0 | 0 | 0 | 0 | 0 | 0 | 0 | 0 | 0 | 0 | 0 | 0 | 0 | 0
Northern_California_Flow_Battery_100_Generic | generic-deliverability | Generic_PGE_North_500_HSN | Reliability_Capacity_In_Model_Year | System RA | Northern_California_Flow_Battery_100_Generic | 1 | 1 | 1 | 1 | 1 | 1 | 1 | 1 | 1 | 1 | 1 | 1 | 1 | 1 | 1 | 1 | 1 | 1 | 1 | 1 | 1 | 1 | 1 | 1 | 1 | 1 | 1 | 1 | 1 | 1 | 1 | generic-deliverability | Generic_PGE_South_500_SSN | <= | 0 | 0 | 0 | 0 | 0 | 0 | 0 | 0 | 0 | 0 | 0 | 0 | 0 | 0 | 0 | 0 | 0 | 0 | 0 | 0 | 0 | 0 | 0 | 0 | 0 | 0 | 0 | 0 | 0 | 0 | 0
Northern_California_Flow_Battery_112_Generic | generic-deliverability | Generic_PGE_North_500_HSN | Reliability_Capacity_In_Model_Year | System RA | Northern_California_Flow_Battery_112_Generic | 1 | 1 | 1 | 1 | 1 | 1 | 1 | 1 | 1 | 1 | 1 | 1 | 1 | 1 | 1 | 1 | 1 | 1 | 1 | 1 | 1 | 1 | 1 | 1 | 1 | 1 | 1 | 1 | 1 | 1 | 1 | generic-deliverability | Generic_SCE_East_Pisgah_500_HSN | <= | 0 | 0 | 0 | 0 | 0 | 0 | 0 | 0 | 0 | 0 | 0 | 0 | 0 | 0 | 0 | 0 | 0 | 0 | 0 | 0 | 0 | 0 | 0 | 0 | 0 | 0 | 0 | 0 | 0 | 0 | 0
Northern_California_Flow_Battery_113_Generic | generic-deliverability | Generic_PGE_North_500_HSN | Reliability_Capacity_In_Model_Year | System RA | Northern_California_Flow_Battery_113_Generic | 1 | 1 | 1 | 1 | 1 | 1 | 1 | 1 | 1 | 1 | 1 | 1 | 1 | 1 | 1 | 1 | 1 | 1 | 1 | 1 | 1 | 1 | 1 | 1 | 1 | 1 | 1 | 1 | 1 | 1 | 1 | generic-deliverability | Generic_SCE_East_Pisgah_500_offpeak | <= | 0 | 0 | 0 | 0 | 0 | 0 | 0 | 0 | 0 | 0 | 0 | 0 | 0 | 0 | 0 | 0 | 0 | 0 | 0 | 0 | 0 | 0 | 0 | 0 | 0 | 0 | 0 | 0 | 0 | 0 | 0
Northern_California_Flow_Battery_114_Generic | generic-deliverability | Generic_PGE_North_500_HSN | Reliability_Capacity_In_Model_Year | System RA | Northern_California_Flow_Battery_114_Generic | 1 | 1 | 1 | 1 | 1 | 1 | 1 | 1 | 1 | 1 | 1 | 1 | 1 | 1 | 1 | 1 | 1 | 1 | 1 | 1 | 1 | 1 | 1 | 1 | 1 | 1 | 1 | 1 | 1 | 1 | 1 | generic-deliverability | Generic_SCE_East_Pisgah_500_SSN | <= | 0 | 0 | 0 | 0 | 0 | 0 | 0 | 0 | 0 | 0 | 0 | 0 | 0 | 0 | 0 | 0 | 0 | 0 | 0 | 0 | 0 | 0 | 0 | 0 | 0 | 0 | 0 | 0 | 0 | 0 | 0
Northern_California_Flow_Battery_116_Generic | generic-deliverability | Generic_PGE_North_500_HSN | Reliability_Capacity_In_Model_Year | System RA | Northern_California_Flow_Battery_116_Generic | 1 | 1 | 1 | 1 | 1 | 1 | 1 | 1 | 1 | 1 | 1 | 1 | 1 | 1 | 1 | 1 | 1 | 1 | 1 | 1 | 1 | 1 | 1 | 1 | 1 | 1 | 1 | 1 | 1 | 1 | 1 | generic-deliverability | Generic_SCE_Eastern_500_HSN | <= | 0 | 0 | 0 | 0 | 0 | 0 | 0 | 0 | 0 | 0 | 0 | 0 | 0 | 0 | 0 | 0 | 0 | 0 | 0 | 0 | 0 | 0 | 0 | 0 | 0 | 0 | 0 | 0 | 0 | 0 | 0
Northern_California_Flow_Battery_121_Generic | generic-deliverability | Generic_PGE_North_500_HSN | Reliability_Capacity_In_Model_Year | System RA | Northern_California_Flow_Battery_121_Generic | 1 | 1 | 1 | 1 | 1 | 1 | 1 | 1 | 1 | 1 | 1 | 1 | 1 | 1 | 1 | 1 | 1 | 1 | 1 | 1 | 1 | 1 | 1 | 1 | 1 | 1 | 1 | 1 | 1 | 1 | 1 | generic-deliverability | Generic_SCE_Eastern_500_offpeak | <= | 0 | 0 | 0 | 0 | 0 | 0 | 0 | 0 | 0 | 0 | 0 | 0 | 0 | 0 | 0 | 0 | 0 | 0 | 0 | 0 | 0 | 0 | 0 | 0 | 0 | 0 | 0 | 0 | 0 | 0 | 0
Northern_California_Flow_Battery_122_Generic | generic-deliverability | Generic_PGE_North_500_HSN | Reliability_Capacity_In_Model_Year | System RA | Northern_California_Flow_Battery_122_Generic | 1 | 1 | 1 | 1 | 1 | 1 | 1 | 1 | 1 | 1 | 1 | 1 | 1 | 1 | 1 | 1 | 1 | 1 | 1 | 1 | 1 | 1 | 1 | 1 | 1 | 1 | 1 | 1 | 1 | 1 | 1 | generic-deliverability | Generic_SCE_Eastern_500_SSN | <= | 0 | 0 | 0 | 0 | 0 | 0 | 0 | 0 | 0 | 0 | 0 | 0 | 0 | 0 | 0 | 0 | 0 | 0 | 0 | 0 | 0 | 0 | 0 | 0 | 0 | 0 | 0 | 0 | 0 | 0 | 0
Northern_California_Flow_Battery_126_Generic | generic-deliverability | Generic_PGE_North_500_HSN | Reliability_Capacity_In_Model_Year | System RA | Northern_California_Flow_Battery_126_Generic | 1 | 1 | 1 | 1 | 1 | 1 | 1 | 1 | 1 | 1 | 1 | 1 | 1 | 1 | 1 | 1 | 1 | 1 | 1 | 1 | 1 | 1 | 1 | 1 | 1 | 1 | 1 | 1 | 1 | 1 | 1 | generic-deliverability | Generic_SCE_Metro_500_HSN | <= | 0 | 0 | 0 | 0 | 0 | 0 | 0 | 0 | 0 | 0 | 0 | 0 | 0 | 0 | 0 | 0 | 0 | 0 | 0 | 0 | 0 | 0 | 0 | 0 | 0 | 0 | 0 | 0 | 0 | 0 | 0
Northern_California_Flow_Battery_127_Generic | generic-deliverability | Generic_PGE_North_500_HSN | Reliability_Capacity_In_Model_Year | System RA | Northern_California_Flow_Battery_127_Generic | 1 | 1 | 1 | 1 | 1 | 1 | 1 | 1 | 1 | 1 | 1 | 1 | 1 | 1 | 1 | 1 | 1 | 1 | 1 | 1 | 1 | 1 | 1 | 1 | 1 | 1 | 1 | 1 | 1 | 1 | 1 | generic-deliverability | Generic_SCE_Metro_500_offpeak | <= | 0 | 0 | 0 | 0 | 0 | 0 | 0 | 0 | 0 | 0 | 0 | 0 | 0 | 0 | 0 | 0 | 0 | 0 | 0 | 0 | 0 | 0 | 0 | 0 | 0 | 0 | 0 | 0 | 0 | 0 | 0
Northern_California_Flow_Battery_132_Generic | generic-deliverability | Generic_PGE_North_500_HSN | Reliability_Capacity_In_Model_Year | System RA | Northern_California_Flow_Battery_132_Generic | 1 | 1 | 1 | 1 | 1 | 1 | 1 | 1 | 1 | 1 | 1 | 1 | 1 | 1 | 1 | 1 | 1 | 1 | 1 | 1 | 1 | 1 | 1 | 1 | 1 | 1 | 1 | 1 | 1 | 1 | 1 | generic-deliverability | Generic_SCE_Metro_500_SSN | <= | 0 | 0 | 0 | 0 | 0 | 0 | 0 | 0 | 0 | 0 | 0 | 0 | 0 | 0 | 0 | 0 | 0 | 0 | 0 | 0 | 0 | 0 | 0 | 0 | 0 | 0 | 0 | 0 | 0 | 0 | 0
Northern_California_Flow_Battery_135_Generic | generic-deliverability | Generic_PGE_North_500_HSN | Reliability_Capacity_In_Model_Year | System RA | Northern_California_Flow_Battery_135_Generic | 1 | 1 | 1 | 1 | 1 | 1 | 1 | 1 | 1 | 1 | 1 | 1 | 1 | 1 | 1 | 1 | 1 | 1 | 1 | 1 | 1 | 1 | 1 | 1 | 1 | 1 | 1 | 1 | 1 | 1 | 1 | generic-deliverability | Generic_SCE_North_Lugo_500_HSN | <= | 0 | 0 | 0 | 0 | 0 | 0 | 0 | 0 | 0 | 0 | 0 | 0 | 0 | 0 | 0 | 0 | 0 | 0 | 0 | 0 | 0 | 0 | 0 | 0 | 0 | 0 | 0 | 0 | 0 | 0 | 0
Northern_California_Flow_Battery_138_Generic | generic-deliverability | Generic_PGE_North_500_HSN | Reliability_Capacity_In_Model_Year | System RA | Northern_California_Flow_Battery_138_Generic | 1 | 1 | 1 | 1 | 1 | 1 | 1 | 1 | 1 | 1 | 1 | 1 | 1 | 1 | 1 | 1 | 1 | 1 | 1 | 1 | 1 | 1 | 1 | 1 | 1 | 1 | 1 | 1 | 1 | 1 | 1 | generic-deliverability | Generic_SCE_North_Lugo_500_offpeak | <= | 0 | 0 | 0 | 0 | 0 | 0 | 0 | 0 | 0 | 0 | 0 | 0 | 0 | 0 | 0 | 0 | 0 | 0 | 0 | 0 | 0 | 0 | 0 | 0 | 0 | 0 | 0 | 0 | 0 | 0 | 0
Northern_California_Flow_Battery_141_Generic | generic-deliverability | Generic_PGE_North_500_HSN | Reliability_Capacity_In_Model_Year | System RA | Northern_California_Flow_Battery_141_Generic | 1 | 1 | 1 | 1 | 1 | 1 | 1 | 1 | 1 | 1 | 1 | 1 | 1 | 1 | 1 | 1 | 1 | 1 | 1 | 1 | 1 | 1 | 1 | 1 | 1 | 1 | 1 | 1 | 1 | 1 | 1 | generic-deliverability | Generic_SCE_North_Lugo_500_SSN | <= | 0 | 0 | 0 | 0 | 0 | 0 | 0 | 0 | 0 | 0 | 0 | 0 | 0 | 0 | 0 | 0 | 0 | 0 | 0 | 0 | 0 | 0 | 0 | 0 | 0 | 0 | 0 | 0 | 0 | 0 | 0
Northern_California_Flow_Battery_144_Generic | generic-deliverability | Generic_PGE_North_500_HSN | Reliability_Capacity_In_Model_Year | System RA | Northern_California_Flow_Battery_144_Generic | 1 | 1 | 1 | 1 | 1 | 1 | 1 | 1 | 1 | 1 | 1 | 1 | 1 | 1 | 1 | 1 | 1 | 1 | 1 | 1 | 1 | 1 | 1 | 1 | 1 | 1 | 1 | 1 | 1 | 1 | 1 | generic-deliverability | Generic_SCE_Northern_500_HSN | <= | 0 | 0 | 0 | 0 | 0 | 0 | 0 | 0 | 0 | 0 | 0 | 0 | 0 | 0 | 0 | 0 | 0 | 0 | 0 | 0 | 0 | 0 | 0 | 0 | 0 | 0 | 0 | 0 | 0 | 0 | 0
Northern_California_Flow_Battery_149_Generic | generic-deliverability | Generic_PGE_North_500_HSN | Reliability_Capacity_In_Model_Year | System RA | Northern_California_Flow_Battery_149_Generic | 1 | 1 | 1 | 1 | 1 | 1 | 1 | 1 | 1 | 1 | 1 | 1 | 1 | 1 | 1 | 1 | 1 | 1 | 1 | 1 | 1 | 1 | 1 | 1 | 1 | 1 | 1 | 1 | 1 | 1 | 1 | generic-deliverability | Generic_SCE_Northern_500_offpeak | <= | 0 | 0 | 0 | 0 | 0 | 0 | 0 | 0 | 0 | 0 | 0 | 0 | 0 | 0 | 0 | 0 | 0 | 0 | 0 | 0 | 0 | 0 | 0 | 0 | 0 | 0 | 0 | 0 | 0 | 0 | 0
Northern_California_Flow_Battery_150_Generic | generic-deliverability | Generic_PGE_North_500_HSN | Reliability_Capacity_In_Model_Year | System RA | Northern_California_Flow_Battery_150_Generic | 1 | 1 | 1 | 1 | 1 | 1 | 1 | 1 | 1 | 1 | 1 | 1 | 1 | 1 | 1 | 1 | 1 | 1 | 1 | 1 | 1 | 1 | 1 | 1 | 1 | 1 | 1 | 1 | 1 | 1 | 1 | generic-deliverability | Generic_SCE_Northern_500_SSN | <= | 0 | 0 | 0 | 0 | 0 | 0 | 0 | 0 | 0 | 0 | 0 | 0 | 0 | 0 | 0 | 0 | 0 | 0 | 0 | 0 | 0 | 0 | 0 | 0 | 0 | 0 | 0 | 0 | 0 | 0 | 0
Northern_California_Flow_Battery_155_Generic | generic-deliverability | Generic_PGE_North_500_HSN | Reliability_Capacity_In_Model_Year | System RA | Northern_California_Flow_Battery_155_Generic | 1 | 1 | 1 | 1 | 1 | 1 | 1 | 1 | 1 | 1 | 1 | 1 | 1 | 1 | 1 | 1 | 1 | 1 | 1 | 1 | 1 | 1 | 1 | 1 | 1 | 1 | 1 | 1 | 1 | 1 | 1 |  | 0
Northern_California_Flow_Battery_157_Generic | generic-deliverability | Generic_PGE_North_500_HSN | Reliability_Capacity_In_Model_Year | System RA | Northern_California_Flow_Battery_157_Generic | 1 | 1 | 1 | 1 | 1 | 1 | 1 | 1 | 1 | 1 | 1 | 1 | 1 | 1 | 1 | 1 | 1 | 1 | 1 | 1 | 1 | 1 | 1 | 1 | 1 | 1 | 1 | 1 | 1 | 1 | 1
Northern_California_Flow_Battery_158_Generic | generic-deliverability | Generic_PGE_North_500_HSN | Reliability_Capacity_In_Model_Year | System RA | Northern_California_Flow_Battery_158_Generic | 1 | 1 | 1 | 1 | 1 | 1 | 1 | 1 | 1 | 1 | 1 | 1 | 1 | 1 | 1 | 1 | 1 | 1 | 1 | 1 | 1 | 1 | 1 | 1 | 1 | 1 | 1 | 1 | 1 | 1 | 1
Northern_California_Flow_Battery_159_Generic | generic-deliverability | Generic_PGE_North_500_HSN | Reliability_Capacity_In_Model_Year | System RA | Northern_California_Flow_Battery_159_Generic | 1 | 1 | 1 | 1 | 1 | 1 | 1 | 1 | 1 | 1 | 1 | 1 | 1 | 1 | 1 | 1 | 1 | 1 | 1 | 1 | 1 | 1 | 1 | 1 | 1 | 1 | 1 | 1 | 1 | 1 | 1
Northern_California_Flow_Battery_166_Generic | generic-deliverability | Generic_PGE_North_500_HSN | Reliability_Capacity_In_Model_Year | System RA | Northern_California_Flow_Battery_166_Generic | 1 | 1 | 1 | 1 | 1 | 1 | 1 | 1 | 1 | 1 | 1 | 1 | 1 | 1 | 1 | 1 | 1 | 1 | 1 | 1 | 1 | 1 | 1 | 1 | 1 | 1 | 1 | 1 | 1 | 1 | 1
Northern_California_Flow_Battery_172_Generic | generic-deliverability | Generic_PGE_North_500_HSN | Reliability_Capacity_In_Model_Year | System RA | Northern_California_Flow_Battery_172_Generic | 1 | 1 | 1 | 1 | 1 | 1 | 1 | 1 | 1 | 1 | 1 | 1 | 1 | 1 | 1 | 1 | 1 | 1 | 1 | 1 | 1 | 1 | 1 | 1 | 1 | 1 | 1 | 1 | 1 | 1 | 1
Northern_California_Flow_Battery_178_Generic | generic-deliverability | Generic_PGE_North_500_HSN | Reliability_Capacity_In_Model_Year | System RA | Northern_California_Flow_Battery_178_Generic | 1 | 1 | 1 | 1 | 1 | 1 | 1 | 1 | 1 | 1 | 1 | 1 | 1 | 1 | 1 | 1 | 1 | 1 | 1 | 1 | 1 | 1 | 1 | 1 | 1 | 1 | 1 | 1 | 1 | 1 | 1
Northern_California_Flow_Battery_179_Generic | generic-deliverability | Generic_PGE_North_500_HSN | Reliability_Capacity_In_Model_Year | System RA | Northern_California_Flow_Battery_179_Generic | 1 | 1 | 1 | 1 | 1 | 1 | 1 | 1 | 1 | 1 | 1 | 1 | 1 | 1 | 1 | 1 | 1 | 1 | 1 | 1 | 1 | 1 | 1 | 1 | 1 | 1 | 1 | 1 | 1 | 1 | 1
Northern_California_Flow_Battery_180_Generic | generic-deliverability | Generic_PGE_North_500_HSN | Reliability_Capacity_In_Model_Year | System RA | Northern_California_Flow_Battery_180_Generic | 1 | 1 | 1 | 1 | 1 | 1 | 1 | 1 | 1 | 1 | 1 | 1 | 1 | 1 | 1 | 1 | 1 | 1 | 1 | 1 | 1 | 1 | 1 | 1 | 1 | 1 | 1 | 1 | 1 | 1 | 1
Northern_California_Flow_Battery_25_Generic | generic-deliverability | Generic_PGE_North_500_HSN | Reliability_Capacity_In_Model_Year | System RA | Northern_California_Flow_Battery_25_Generic | 1 | 1 | 1 | 1 | 1 | 1 | 1 | 1 | 1 | 1 | 1 | 1 | 1 | 1 | 1 | 1 | 1 | 1 | 1 | 1 | 1 | 1 | 1 | 1 | 1 | 1 | 1 | 1 | 1 | 1 | 1
Northern_California_Flow_Battery_26_Generic | generic-deliverability | Generic_PGE_North_500_HSN | Reliability_Capacity_In_Model_Year | System RA | Northern_California_Flow_Battery_26_Generic | 1 | 1 | 1 | 1 | 1 | 1 | 1 | 1 | 1 | 1 | 1 | 1 | 1 | 1 | 1 | 1 | 1 | 1 | 1 | 1 | 1 | 1 | 1 | 1 | 1 | 1 | 1 | 1 | 1 | 1 | 1
Northern_California_Flow_Battery_29_Generic | generic-deliverability | Generic_PGE_North_500_HSN | Reliability_Capacity_In_Model_Year | System RA | Northern_California_Flow_Battery_29_Generic | 1 | 1 | 1 | 1 | 1 | 1 | 1 | 1 | 1 | 1 | 1 | 1 | 1 | 1 | 1 | 1 | 1 | 1 | 1 | 1 | 1 | 1 | 1 | 1 | 1 | 1 | 1 | 1 | 1 | 1 | 1
Northern_California_Flow_Battery_31_Generic | generic-deliverability | Generic_PGE_North_500_HSN | Reliability_Capacity_In_Model_Year | System RA | Northern_California_Flow_Battery_31_Generic | 1 | 1 | 1 | 1 | 1 | 1 | 1 | 1 | 1 | 1 | 1 | 1 | 1 | 1 | 1 | 1 | 1 | 1 | 1 | 1 | 1 | 1 | 1 | 1 | 1 | 1 | 1 | 1 | 1 | 1 | 1
Northern_California_Flow_Battery_35_Generic | generic-deliverability | Generic_PGE_North_500_HSN | Reliability_Capacity_In_Model_Year | System RA | Northern_California_Flow_Battery_35_Generic | 1 | 1 | 1 | 1 | 1 | 1 | 1 | 1 | 1 | 1 | 1 | 1 | 1 | 1 | 1 | 1 | 1 | 1 | 1 | 1 | 1 | 1 | 1 | 1 | 1 | 1 | 1 | 1 | 1 | 1 | 1
Northern_California_Flow_Battery_38_Generic | generic-deliverability | Generic_PGE_North_500_HSN | Reliability_Capacity_In_Model_Year | System RA | Northern_California_Flow_Battery_38_Generic | 1 | 1 | 1 | 1 | 1 | 1 | 1 | 1 | 1 | 1 | 1 | 1 | 1 | 1 | 1 | 1 | 1 | 1 | 1 | 1 | 1 | 1 | 1 | 1 | 1 | 1 | 1 | 1 | 1 | 1 | 1
Northern_California_Flow_Battery_41_Generic | generic-deliverability | Generic_PGE_North_500_HSN | Reliability_Capacity_In_Model_Year | System RA | Northern_California_Flow_Battery_41_Generic | 1 | 1 | 1 | 1 | 1 | 1 | 1 | 1 | 1 | 1 | 1 | 1 | 1 | 1 | 1 | 1 | 1 | 1 | 1 | 1 | 1 | 1 | 1 | 1 | 1 | 1 | 1 | 1 | 1 | 1 | 1
Northern_California_Flow_Battery_44_Generic | generic-deliverability | Generic_PGE_North_500_HSN | Reliability_Capacity_In_Model_Year | System RA | Northern_California_Flow_Battery_44_Generic | 1 | 1 | 1 | 1 | 1 | 1 | 1 | 1 | 1 | 1 | 1 | 1 | 1 | 1 | 1 | 1 | 1 | 1 | 1 | 1 | 1 | 1 | 1 | 1 | 1 | 1 | 1 | 1 | 1 | 1 | 1
Northern_California_Flow_Battery_5_Generic | generic-deliverability | Generic_PGE_North_500_HSN | Reliability_Capacity_In_Model_Year | System RA | Northern_California_Flow_Battery_5_Generic | 1 | 1 | 1 | 1 | 1 | 1 | 1 | 1 | 1 | 1 | 1 | 1 | 1 | 1 | 1 | 1 | 1 | 1 | 1 | 1 | 1 | 1 | 1 | 1 | 1 | 1 | 1 | 1 | 1 | 1 | 1
Northern_California_Flow_Battery_51_Generic | generic-deliverability | Generic_PGE_North_500_HSN | Reliability_Capacity_In_Model_Year | System RA | Northern_California_Flow_Battery_51_Generic | 1 | 1 | 1 | 1 | 1 | 1 | 1 | 1 | 1 | 1 | 1 | 1 | 1 | 1 | 1 | 1 | 1 | 1 | 1 | 1 | 1 | 1 | 1 | 1 | 1 | 1 | 1 | 1 | 1 | 1 | 1
Northern_California_Flow_Battery_57_Generic | generic-deliverability | Generic_PGE_North_500_HSN | Reliability_Capacity_In_Model_Year | System RA | Northern_California_Flow_Battery_57_Generic | 1 | 1 | 1 | 1 | 1 | 1 | 1 | 1 | 1 | 1 | 1 | 1 | 1 | 1 | 1 | 1 | 1 | 1 | 1 | 1 | 1 | 1 | 1 | 1 | 1 | 1 | 1 | 1 | 1 | 1 | 1
Northern_California_Flow_Battery_68_Generic | generic-deliverability | Generic_PGE_North_500_HSN | Reliability_Capacity_In_Model_Year | System RA | Northern_California_Flow_Battery_68_Generic | 1 | 1 | 1 | 1 | 1 | 1 | 1 | 1 | 1 | 1 | 1 | 1 | 1 | 1 | 1 | 1 | 1 | 1 | 1 | 1 | 1 | 1 | 1 | 1 | 1 | 1 | 1 | 1 | 1 | 1 | 1
Northern_California_Flow_Battery_70_Generic | generic-deliverability | Generic_PGE_North_500_HSN | Reliability_Capacity_In_Model_Year | System RA | Northern_California_Flow_Battery_70_Generic | 1 | 1 | 1 | 1 | 1 | 1 | 1 | 1 | 1 | 1 | 1 | 1 | 1 | 1 | 1 | 1 | 1 | 1 | 1 | 1 | 1 | 1 | 1 | 1 | 1 | 1 | 1 | 1 | 1 | 1 | 1
Northern_California_Flow_Battery_73_Generic | generic-deliverability | Generic_PGE_North_500_HSN | Reliability_Capacity_In_Model_Year | System RA | Northern_California_Flow_Battery_73_Generic | 1 | 1 | 1 | 1 | 1 | 1 | 1 | 1 | 1 | 1 | 1 | 1 | 1 | 1 | 1 | 1 | 1 | 1 | 1 | 1 | 1 | 1 | 1 | 1 | 1 | 1 | 1 | 1 | 1 | 1 | 1
Northern_California_Flow_Battery_76_Generic | generic-deliverability | Generic_PGE_North_500_HSN | Reliability_Capacity_In_Model_Year | System RA | Northern_California_Flow_Battery_76_Generic | 1 | 1 | 1 | 1 | 1 | 1 | 1 | 1 | 1 | 1 | 1 | 1 | 1 | 1 | 1 | 1 | 1 | 1 | 1 | 1 | 1 | 1 | 1 | 1 | 1 | 1 | 1 | 1 | 1 | 1 | 1
Northern_California_Flow_Battery_80_Generic | generic-deliverability | Generic_PGE_North_500_HSN | Reliability_Capacity_In_Model_Year | System RA | Northern_California_Flow_Battery_80_Generic | 1 | 1 | 1 | 1 | 1 | 1 | 1 | 1 | 1 | 1 | 1 | 1 | 1 | 1 | 1 | 1 | 1 | 1 | 1 | 1 | 1 | 1 | 1 | 1 | 1 | 1 | 1 | 1 | 1 | 1 | 1
Northern_California_Flow_Battery_82_Generic | generic-deliverability | Generic_PGE_North_500_HSN | Reliability_Capacity_In_Model_Year | System RA | Northern_California_Flow_Battery_82_Generic | 1 | 1 | 1 | 1 | 1 | 1 | 1 | 1 | 1 | 1 | 1 | 1 | 1 | 1 | 1 | 1 | 1 | 1 | 1 | 1 | 1 | 1 | 1 | 1 | 1 | 1 | 1 | 1 | 1 | 1 | 1
Northern_California_Flow_Battery_83_Generic | generic-deliverability | Generic_PGE_North_500_HSN | Reliability_Capacity_In_Model_Year | System RA | Northern_California_Flow_Battery_83_Generic | 1 | 1 | 1 | 1 | 1 | 1 | 1 | 1 | 1 | 1 | 1 | 1 | 1 | 1 | 1 | 1 | 1 | 1 | 1 | 1 | 1 | 1 | 1 | 1 | 1 | 1 | 1 | 1 | 1 | 1 | 1
Northern_California_Flow_Battery_84_Generic | generic-deliverability | Generic_PGE_North_500_HSN | Reliability_Capacity_In_Model_Year | System RA | Northern_California_Flow_Battery_84_Generic | 1 | 1 | 1 | 1 | 1 | 1 | 1 | 1 | 1 | 1 | 1 | 1 | 1 | 1 | 1 | 1 | 1 | 1 | 1 | 1 | 1 | 1 | 1 | 1 | 1 | 1 | 1 | 1 | 1 | 1 | 1
Northern_California_Flow_Battery_85_Generic | generic-deliverability | Generic_PGE_North_500_HSN | Reliability_Capacity_In_Model_Year | System RA | Northern_California_Flow_Battery_85_Generic | 1 | 1 | 1 | 1 | 1 | 1 | 1 | 1 | 1 | 1 | 1 | 1 | 1 | 1 | 1 | 1 | 1 | 1 | 1 | 1 | 1 | 1 | 1 | 1 | 1 | 1 | 1 | 1 | 1 | 1 | 1
Northern_California_Flow_Battery_92_Generic | generic-deliverability | Generic_PGE_North_500_HSN | Reliability_Capacity_In_Model_Year | System RA | Northern_California_Flow_Battery_92_Generic | 1 | 1 | 1 | 1 | 1 | 1 | 1 | 1 | 1 | 1 | 1 | 1 | 1 | 1 | 1 | 1 | 1 | 1 | 1 | 1 | 1 | 1 | 1 | 1 | 1 | 1 | 1 | 1 | 1 | 1 | 1
Northern_California_Flow_Battery_94_Generic | generic-deliverability | Generic_PGE_North_500_HSN | Reliability_Capacity_In_Model_Year | System RA | Northern_California_Flow_Battery_94_Generic | 1 | 1 | 1 | 1 | 1 | 1 | 1 | 1 | 1 | 1 | 1 | 1 | 1 | 1 | 1 | 1 | 1 | 1 | 1 | 1 | 1 | 1 | 1 | 1 | 1 | 1 | 1 | 1 | 1 | 1 | 1
Northern_California_Flow_Battery_96_Generic | generic-deliverability | Generic_PGE_North_500_HSN | Reliability_Capacity_In_Model_Year | System RA | Northern_California_Flow_Battery_96_Generic | 1 | 1 | 1 | 1 | 1 | 1 | 1 | 1 | 1 | 1 | 1 | 1 | 1 | 1 | 1 | 1 | 1 | 1 | 1 | 1 | 1 | 1 | 1 | 1 | 1 | 1 | 1 | 1 | 1 | 1 | 1
Northern_California_Geothermal_100_Generic | generic-deliverability | Generic_PGE_North_500_HSN | Reliability_Capacity_In_Model_Year | System RA | Northern_California_Geothermal_100_Generic | 1 | 1 | 1 | 1 | 1 | 1 | 1 | 1 | 1 | 1 | 1 | 1 | 1 | 1 | 1 | 1 | 1 | 1 | 1 | 1 | 1 | 1 | 1 | 1 | 1 | 1 | 1 | 1 | 1 | 1 | 1
Northern_California_Geothermal_35_Generic | generic-deliverability | Generic_PGE_North_500_HSN | Reliability_Capacity_In_Model_Year | System RA | Northern_California_Geothermal_35_Generic | 1 | 1 | 1 | 1 | 1 | 1 | 1 | 1 | 1 | 1 | 1 | 1 | 1 | 1 | 1 | 1 | 1 | 1 | 1 | 1 | 1 | 1 | 1 | 1 | 1 | 1 | 1 | 1 | 1 | 1 | 1
Northern_California_Geothermal_5_Generic | generic-deliverability | Generic_PGE_North_500_HSN | Reliability_Capacity_In_Model_Year | System RA | Northern_California_Geothermal_5_Generic | 1 | 1 | 1 | 1 | 1 | 1 | 1 | 1 | 1 | 1 | 1 | 1 | 1 | 1 | 1 | 1 | 1 | 1 | 1 | 1 | 1 | 1 | 1 | 1 | 1 | 1 | 1 | 1 | 1 | 1 | 1
Northern_California_Geothermal_70_Generic | generic-deliverability | Generic_PGE_North_500_HSN | Reliability_Capacity_In_Model_Year | System RA | Northern_California_Geothermal_70_Generic | 1 | 1 | 1 | 1 | 1 | 1 | 1 | 1 | 1 | 1 | 1 | 1 | 1 | 1 | 1 | 1 | 1 | 1 | 1 | 1 | 1 | 1 | 1 | 1 | 1 | 1 | 1 | 1 | 1 | 1 | 1
Northern_California_Li_Battery_4hr_100_Generic | generic-deliverability | Generic_PGE_North_500_HSN | Reliability_Capacity_In_Model_Year | System RA | Northern_California_Li_Battery_4hr_100_Generic | 1 | 1 | 1 | 1 | 1 | 1 | 1 | 1 | 1 | 1 | 1 | 1 | 1 | 1 | 1 | 1 | 1 | 1 | 1 | 1 | 1 | 1 | 1 | 1 | 1 | 1 | 1 | 1 | 1 | 1 | 1
Northern_California_Li_Battery_4hr_112_Generic | generic-deliverability | Generic_PGE_North_500_HSN | Reliability_Capacity_In_Model_Year | System RA | Northern_California_Li_Battery_4hr_112_Generic | 1 | 1 | 1 | 1 | 1 | 1 | 1 | 1 | 1 | 1 | 1 | 1 | 1 | 1 | 1 | 1 | 1 | 1 | 1 | 1 | 1 | 1 | 1 | 1 | 1 | 1 | 1 | 1 | 1 | 1 | 1
Northern_California_Li_Battery_4hr_113_Generic | generic-deliverability | Generic_PGE_North_500_HSN | Reliability_Capacity_In_Model_Year | System RA | Northern_California_Li_Battery_4hr_113_Generic | 1 | 1 | 1 | 1 | 1 | 1 | 1 | 1 | 1 | 1 | 1 | 1 | 1 | 1 | 1 | 1 | 1 | 1 | 1 | 1 | 1 | 1 | 1 | 1 | 1 | 1 | 1 | 1 | 1 | 1 | 1
Northern_California_Li_Battery_4hr_114_Generic | generic-deliverability | Generic_PGE_North_500_HSN | Reliability_Capacity_In_Model_Year | System RA | Northern_California_Li_Battery_4hr_114_Generic | 1 | 1 | 1 | 1 | 1 | 1 | 1 | 1 | 1 | 1 | 1 | 1 | 1 | 1 | 1 | 1 | 1 | 1 | 1 | 1 | 1 | 1 | 1 | 1 | 1 | 1 | 1 | 1 | 1 | 1 | 1
Northern_California_Li_Battery_4hr_116_Generic | generic-deliverability | Generic_PGE_North_500_HSN | Reliability_Capacity_In_Model_Year | System RA | Northern_California_Li_Battery_4hr_116_Generic | 1 | 1 | 1 | 1 | 1 | 1 | 1 | 1 | 1 | 1 | 1 | 1 | 1 | 1 | 1 | 1 | 1 | 1 | 1 | 1 | 1 | 1 | 1 | 1 | 1 | 1 | 1 | 1 | 1 | 1 | 1
Northern_California_Li_Battery_4hr_121_Generic | generic-deliverability | Generic_PGE_North_500_HSN | Reliability_Capacity_In_Model_Year | System RA | Northern_California_Li_Battery_4hr_121_Generic | 1 | 1 | 1 | 1 | 1 | 1 | 1 | 1 | 1 | 1 | 1 | 1 | 1 | 1 | 1 | 1 | 1 | 1 | 1 | 1 | 1 | 1 | 1 | 1 | 1 | 1 | 1 | 1 | 1 | 1 | 1
Northern_California_Li_Battery_4hr_122_Generic | generic-deliverability | Generic_PGE_North_500_HSN | Reliability_Capacity_In_Model_Year | System RA | Northern_California_Li_Battery_4hr_122_Generic | 1 | 1 | 1 | 1 | 1 | 1 | 1 | 1 | 1 | 1 | 1 | 1 | 1 | 1 | 1 | 1 | 1 | 1 | 1 | 1 | 1 | 1 | 1 | 1 | 1 | 1 | 1 | 1 | 1 | 1 | 1
Northern_California_Li_Battery_4hr_126_Generic | generic-deliverability | Generic_PGE_North_500_HSN | Reliability_Capacity_In_Model_Year | System RA | Northern_California_Li_Battery_4hr_126_Generic | 1 | 1 | 1 | 1 | 1 | 1 | 1 | 1 | 1 | 1 | 1 | 1 | 1 | 1 | 1 | 1 | 1 | 1 | 1 | 1 | 1 | 1 | 1 | 1 | 1 | 1 | 1 | 1 | 1 | 1 | 1
Northern_California_Li_Battery_4hr_127_Generic | generic-deliverability | Generic_PGE_North_500_HSN | Reliability_Capacity_In_Model_Year | System RA | Northern_California_Li_Battery_4hr_127_Generic | 1 | 1 | 1 | 1 | 1 | 1 | 1 | 1 | 1 | 1 | 1 | 1 | 1 | 1 | 1 | 1 | 1 | 1 | 1 | 1 | 1 | 1 | 1 | 1 | 1 | 1 | 1 | 1 | 1 | 1 | 1
Northern_California_Li_Battery_4hr_132_Generic | generic-deliverability | Generic_PGE_North_500_HSN | Reliability_Capacity_In_Model_Year | System RA | Northern_California_Li_Battery_4hr_132_Generic | 1 | 1 | 1 | 1 | 1 | 1 | 1 | 1 | 1 | 1 | 1 | 1 | 1 | 1 | 1 | 1 | 1 | 1 | 1 | 1 | 1 | 1 | 1 | 1 | 1 | 1 | 1 | 1 | 1 | 1 | 1
Northern_California_Li_Battery_4hr_135_Generic | generic-deliverability | Generic_PGE_North_500_HSN | Reliability_Capacity_In_Model_Year | System RA | Northern_California_Li_Battery_4hr_135_Generic | 1 | 1 | 1 | 1 | 1 | 1 | 1 | 1 | 1 | 1 | 1 | 1 | 1 | 1 | 1 | 1 | 1 | 1 | 1 | 1 | 1 | 1 | 1 | 1 | 1 | 1 | 1 | 1 | 1 | 1 | 1
Northern_California_Li_Battery_4hr_138_Generic | generic-deliverability | Generic_PGE_North_500_HSN | Reliability_Capacity_In_Model_Year | System RA | Northern_California_Li_Battery_4hr_138_Generic | 1 | 1 | 1 | 1 | 1 | 1 | 1 | 1 | 1 | 1 | 1 | 1 | 1 | 1 | 1 | 1 | 1 | 1 | 1 | 1 | 1 | 1 | 1 | 1 | 1 | 1 | 1 | 1 | 1 | 1 | 1
Northern_California_Li_Battery_4hr_141_Generic | generic-deliverability | Generic_PGE_North_500_HSN | Reliability_Capacity_In_Model_Year | System RA | Northern_California_Li_Battery_4hr_141_Generic | 1 | 1 | 1 | 1 | 1 | 1 | 1 | 1 | 1 | 1 | 1 | 1 | 1 | 1 | 1 | 1 | 1 | 1 | 1 | 1 | 1 | 1 | 1 | 1 | 1 | 1 | 1 | 1 | 1 | 1 | 1
Northern_California_Li_Battery_4hr_144_Generic | generic-deliverability | Generic_PGE_North_500_HSN | Reliability_Capacity_In_Model_Year | System RA | Northern_California_Li_Battery_4hr_144_Generic | 1 | 1 | 1 | 1 | 1 | 1 | 1 | 1 | 1 | 1 | 1 | 1 | 1 | 1 | 1 | 1 | 1 | 1 | 1 | 1 | 1 | 1 | 1 | 1 | 1 | 1 | 1 | 1 | 1 | 1 | 1
Northern_California_Li_Battery_4hr_149_Generic | generic-deliverability | Generic_PGE_North_500_HSN | Reliability_Capacity_In_Model_Year | System RA | Northern_California_Li_Battery_4hr_149_Generic | 1 | 1 | 1 | 1 | 1 | 1 | 1 | 1 | 1 | 1 | 1 | 1 | 1 | 1 | 1 | 1 | 1 | 1 | 1 | 1 | 1 | 1 | 1 | 1 | 1 | 1 | 1 | 1 | 1 | 1 | 1
Northern_California_Li_Battery_4hr_150_Generic | generic-deliverability | Generic_PGE_North_500_HSN | Reliability_Capacity_In_Model_Year | System RA | Northern_California_Li_Battery_4hr_150_Generic | 1 | 1 | 1 | 1 | 1 | 1 | 1 | 1 | 1 | 1 | 1 | 1 | 1 | 1 | 1 | 1 | 1 | 1 | 1 | 1 | 1 | 1 | 1 | 1 | 1 | 1 | 1 | 1 | 1 | 1 | 1
Northern_California_Li_Battery_4hr_155_Generic | generic-deliverability | Generic_PGE_North_500_HSN | Reliability_Capacity_In_Model_Year | System RA | Northern_California_Li_Battery_4hr_155_Generic | 1 | 1 | 1 | 1 | 1 | 1 | 1 | 1 | 1 | 1 | 1 | 1 | 1 | 1 | 1 | 1 | 1 | 1 | 1 | 1 | 1 | 1 | 1 | 1 | 1 | 1 | 1 | 1 | 1 | 1 | 1
Northern_California_Li_Battery_4hr_157_Generic | generic-deliverability | Generic_PGE_North_500_HSN | Reliability_Capacity_In_Model_Year | System RA | Northern_California_Li_Battery_4hr_157_Generic | 1 | 1 | 1 | 1 | 1 | 1 | 1 | 1 | 1 | 1 | 1 | 1 | 1 | 1 | 1 | 1 | 1 | 1 | 1 | 1 | 1 | 1 | 1 | 1 | 1 | 1 | 1 | 1 | 1 | 1 | 1
Northern_California_Li_Battery_4hr_158_Generic | generic-deliverability | Generic_PGE_North_500_HSN | Reliability_Capacity_In_Model_Year | System RA | Northern_California_Li_Battery_4hr_158_Generic | 1 | 1 | 1 | 1 | 1 | 1 | 1 | 1 | 1 | 1 | 1 | 1 | 1 | 1 | 1 | 1 | 1 | 1 | 1 | 1 | 1 | 1 | 1 | 1 | 1 | 1 | 1 | 1 | 1 | 1 | 1
Northern_California_Li_Battery_4hr_159_Generic | generic-deliverability | Generic_PGE_North_500_HSN | Reliability_Capacity_In_Model_Year | System RA | Northern_California_Li_Battery_4hr_159_Generic | 1 | 1 | 1 | 1 | 1 | 1 | 1 | 1 | 1 | 1 | 1 | 1 | 1 | 1 | 1 | 1 | 1 | 1 | 1 | 1 | 1 | 1 | 1 | 1 | 1 | 1 | 1 | 1 | 1 | 1 | 1
Northern_California_Li_Battery_4hr_166_Generic | generic-deliverability | Generic_PGE_North_500_HSN | Reliability_Capacity_In_Model_Year | System RA | Northern_California_Li_Battery_4hr_166_Generic | 1 | 1 | 1 | 1 | 1 | 1 | 1 | 1 | 1 | 1 | 1 | 1 | 1 | 1 | 1 | 1 | 1 | 1 | 1 | 1 | 1 | 1 | 1 | 1 | 1 | 1 | 1 | 1 | 1 | 1 | 1
Northern_California_Li_Battery_4hr_172_Generic | generic-deliverability | Generic_PGE_North_500_HSN | Reliability_Capacity_In_Model_Year | System RA | Northern_California_Li_Battery_4hr_172_Generic | 1 | 1 | 1 | 1 | 1 | 1 | 1 | 1 | 1 | 1 | 1 | 1 | 1 | 1 | 1 | 1 | 1 | 1 | 1 | 1 | 1 | 1 | 1 | 1 | 1 | 1 | 1 | 1 | 1 | 1 | 1
Northern_California_Li_Battery_4hr_178_Generic | generic-deliverability | Generic_PGE_North_500_HSN | Reliability_Capacity_In_Model_Year | System RA | Northern_California_Li_Battery_4hr_178_Generic | 1 | 1 | 1 | 1 | 1 | 1 | 1 | 1 | 1 | 1 | 1 | 1 | 1 | 1 | 1 | 1 | 1 | 1 | 1 | 1 | 1 | 1 | 1 | 1 | 1 | 1 | 1 | 1 | 1 | 1 | 1
Northern_California_Li_Battery_4hr_179_Generic | generic-deliverability | Generic_PGE_North_500_HSN | Reliability_Capacity_In_Model_Year | System RA | Northern_California_Li_Battery_4hr_179_Generic | 1 | 1 | 1 | 1 | 1 | 1 | 1 | 1 | 1 | 1 | 1 | 1 | 1 | 1 | 1 | 1 | 1 | 1 | 1 | 1 | 1 | 1 | 1 | 1 | 1 | 1 | 1 | 1 | 1 | 1 | 1
Northern_California_Li_Battery_4hr_180_Generic | generic-deliverability | Generic_PGE_North_500_HSN | Reliability_Capacity_In_Model_Year | System RA | Northern_California_Li_Battery_4hr_180_Generic | 1 | 1 | 1 | 1 | 1 | 1 | 1 | 1 | 1 | 1 | 1 | 1 | 1 | 1 | 1 | 1 | 1 | 1 | 1 | 1 | 1 | 1 | 1 | 1 | 1 | 1 | 1 | 1 | 1 | 1 | 1
Northern_California_Li_Battery_4hr_25_Generic | generic-deliverability | Generic_PGE_North_500_HSN | Reliability_Capacity_In_Model_Year | System RA | Northern_California_Li_Battery_4hr_25_Generic | 1 | 1 | 1 | 1 | 1 | 1 | 1 | 1 | 1 | 1 | 1 | 1 | 1 | 1 | 1 | 1 | 1 | 1 | 1 | 1 | 1 | 1 | 1 | 1 | 1 | 1 | 1 | 1 | 1 | 1 | 1
Northern_California_Li_Battery_4hr_26_Generic | generic-deliverability | Generic_PGE_North_500_HSN | Reliability_Capacity_In_Model_Year | System RA | Northern_California_Li_Battery_4hr_26_Generic | 1 | 1 | 1 | 1 | 1 | 1 | 1 | 1 | 1 | 1 | 1 | 1 | 1 | 1 | 1 | 1 | 1 | 1 | 1 | 1 | 1 | 1 | 1 | 1 | 1 | 1 | 1 | 1 | 1 | 1 | 1
Northern_California_Li_Battery_4hr_29_Generic | generic-deliverability | Generic_PGE_North_500_HSN | Reliability_Capacity_In_Model_Year | System RA | Northern_California_Li_Battery_4hr_29_Generic | 1 | 1 | 1 | 1 | 1 | 1 | 1 | 1 | 1 | 1 | 1 | 1 | 1 | 1 | 1 | 1 | 1 | 1 | 1 | 1 | 1 | 1 | 1 | 1 | 1 | 1 | 1 | 1 | 1 | 1 | 1
Northern_California_Li_Battery_4hr_31_Generic | generic-deliverability | Generic_PGE_North_500_HSN | Reliability_Capacity_In_Model_Year | System RA | Northern_California_Li_Battery_4hr_31_Generic | 1 | 1 | 1 | 1 | 1 | 1 | 1 | 1 | 1 | 1 | 1 | 1 | 1 | 1 | 1 | 1 | 1 | 1 | 1 | 1 | 1 | 1 | 1 | 1 | 1 | 1 | 1 | 1 | 1 | 1 | 1
Northern_California_Li_Battery_4hr_35_Generic | generic-deliverability | Generic_PGE_North_500_HSN | Reliability_Capacity_In_Model_Year | System RA | Northern_California_Li_Battery_4hr_35_Generic | 1 | 1 | 1 | 1 | 1 | 1 | 1 | 1 | 1 | 1 | 1 | 1 | 1 | 1 | 1 | 1 | 1 | 1 | 1 | 1 | 1 | 1 | 1 | 1 | 1 | 1 | 1 | 1 | 1 | 1 | 1
Northern_California_Li_Battery_4hr_38_Generic | generic-deliverability | Generic_PGE_North_500_HSN | Reliability_Capacity_In_Model_Year | System RA | Northern_California_Li_Battery_4hr_38_Generic | 1 | 1 | 1 | 1 | 1 | 1 | 1 | 1 | 1 | 1 | 1 | 1 | 1 | 1 | 1 | 1 | 1 | 1 | 1 | 1 | 1 | 1 | 1 | 1 | 1 | 1 | 1 | 1 | 1 | 1 | 1
Northern_California_Li_Battery_4hr_41_Generic | generic-deliverability | Generic_PGE_North_500_HSN | Reliability_Capacity_In_Model_Year | System RA | Northern_California_Li_Battery_4hr_41_Generic | 1 | 1 | 1 | 1 | 1 | 1 | 1 | 1 | 1 | 1 | 1 | 1 | 1 | 1 | 1 | 1 | 1 | 1 | 1 | 1 | 1 | 1 | 1 | 1 | 1 | 1 | 1 | 1 | 1 | 1 | 1
Northern_California_Li_Battery_4hr_44_Generic | generic-deliverability | Generic_PGE_North_500_HSN | Reliability_Capacity_In_Model_Year | System RA | Northern_California_Li_Battery_4hr_44_Generic | 1 | 1 | 1 | 1 | 1 | 1 | 1 | 1 | 1 | 1 | 1 | 1 | 1 | 1 | 1 | 1 | 1 | 1 | 1 | 1 | 1 | 1 | 1 | 1 | 1 | 1 | 1 | 1 | 1 | 1 | 1
Northern_California_Li_Battery_4hr_5_Generic | generic-deliverability | Generic_PGE_North_500_HSN | Reliability_Capacity_In_Model_Year | System RA | Northern_California_Li_Battery_4hr_5_Generic | 1 | 1 | 1 | 1 | 1 | 1 | 1 | 1 | 1 | 1 | 1 | 1 | 1 | 1 | 1 | 1 | 1 | 1 | 1 | 1 | 1 | 1 | 1 | 1 | 1 | 1 | 1 | 1 | 1 | 1 | 1
Northern_California_Li_Battery_4hr_51_Generic | generic-deliverability | Generic_PGE_North_500_HSN | Reliability_Capacity_In_Model_Year | System RA | Northern_California_Li_Battery_4hr_51_Generic | 1 | 1 | 1 | 1 | 1 | 1 | 1 | 1 | 1 | 1 | 1 | 1 | 1 | 1 | 1 | 1 | 1 | 1 | 1 | 1 | 1 | 1 | 1 | 1 | 1 | 1 | 1 | 1 | 1 | 1 | 1
Northern_California_Li_Battery_4hr_57_Generic | generic-deliverability | Generic_PGE_North_500_HSN | Reliability_Capacity_In_Model_Year | System RA | Northern_California_Li_Battery_4hr_57_Generic | 1 | 1 | 1 | 1 | 1 | 1 | 1 | 1 | 1 | 1 | 1 | 1 | 1 | 1 | 1 | 1 | 1 | 1 | 1 | 1 | 1 | 1 | 1 | 1 | 1 | 1 | 1 | 1 | 1 | 1 | 1
Northern_California_Li_Battery_4hr_68_Generic | generic-deliverability | Generic_PGE_North_500_HSN | Reliability_Capacity_In_Model_Year | System RA | Northern_California_Li_Battery_4hr_68_Generic | 1 | 1 | 1 | 1 | 1 | 1 | 1 | 1 | 1 | 1 | 1 | 1 | 1 | 1 | 1 | 1 | 1 | 1 | 1 | 1 | 1 | 1 | 1 | 1 | 1 | 1 | 1 | 1 | 1 | 1 | 1
Northern_California_Li_Battery_4hr_70_Generic | generic-deliverability | Generic_PGE_North_500_HSN | Reliability_Capacity_In_Model_Year | System RA | Northern_California_Li_Battery_4hr_70_Generic | 1 | 1 | 1 | 1 | 1 | 1 | 1 | 1 | 1 | 1 | 1 | 1 | 1 | 1 | 1 | 1 | 1 | 1 | 1 | 1 | 1 | 1 | 1 | 1 | 1 | 1 | 1 | 1 | 1 | 1 | 1
Northern_California_Li_Battery_4hr_73_Generic | generic-deliverability | Generic_PGE_North_500_HSN | Reliability_Capacity_In_Model_Year | System RA | Northern_California_Li_Battery_4hr_73_Generic | 1 | 1 | 1 | 1 | 1 | 1 | 1 | 1 | 1 | 1 | 1 | 1 | 1 | 1 | 1 | 1 | 1 | 1 | 1 | 1 | 1 | 1 | 1 | 1 | 1 | 1 | 1 | 1 | 1 | 1 | 1
Northern_California_Li_Battery_4hr_76_Generic | generic-deliverability | Generic_PGE_North_500_HSN | Reliability_Capacity_In_Model_Year | System RA | Northern_California_Li_Battery_4hr_76_Generic | 1 | 1 | 1 | 1 | 1 | 1 | 1 | 1 | 1 | 1 | 1 | 1 | 1 | 1 | 1 | 1 | 1 | 1 | 1 | 1 | 1 | 1 | 1 | 1 | 1 | 1 | 1 | 1 | 1 | 1 | 1
Northern_California_Li_Battery_4hr_80_Generic | generic-deliverability | Generic_PGE_North_500_HSN | Reliability_Capacity_In_Model_Year | System RA | Northern_California_Li_Battery_4hr_80_Generic | 1 | 1 | 1 | 1 | 1 | 1 | 1 | 1 | 1 | 1 | 1 | 1 | 1 | 1 | 1 | 1 | 1 | 1 | 1 | 1 | 1 | 1 | 1 | 1 | 1 | 1 | 1 | 1 | 1 | 1 | 1
Northern_California_Li_Battery_4hr_82_Generic | generic-deliverability | Generic_PGE_North_500_HSN | Reliability_Capacity_In_Model_Year | System RA | Northern_California_Li_Battery_4hr_82_Generic | 1 | 1 | 1 | 1 | 1 | 1 | 1 | 1 | 1 | 1 | 1 | 1 | 1 | 1 | 1 | 1 | 1 | 1 | 1 | 1 | 1 | 1 | 1 | 1 | 1 | 1 | 1 | 1 | 1 | 1 | 1
Northern_California_Li_Battery_4hr_83_Generic | generic-deliverability | Generic_PGE_North_500_HSN | Reliability_Capacity_In_Model_Year | System RA | Northern_California_Li_Battery_4hr_83_Generic | 1 | 1 | 1 | 1 | 1 | 1 | 1 | 1 | 1 | 1 | 1 | 1 | 1 | 1 | 1 | 1 | 1 | 1 | 1 | 1 | 1 | 1 | 1 | 1 | 1 | 1 | 1 | 1 | 1 | 1 | 1
Northern_California_Li_Battery_4hr_84_Generic | generic-deliverability | Generic_PGE_North_500_HSN | Reliability_Capacity_In_Model_Year | System RA | Northern_California_Li_Battery_4hr_84_Generic | 1 | 1 | 1 | 1 | 1 | 1 | 1 | 1 | 1 | 1 | 1 | 1 | 1 | 1 | 1 | 1 | 1 | 1 | 1 | 1 | 1 | 1 | 1 | 1 | 1 | 1 | 1 | 1 | 1 | 1 | 1
Northern_California_Li_Battery_4hr_85_Generic | generic-deliverability | Generic_PGE_North_500_HSN | Reliability_Capacity_In_Model_Year | System RA | Northern_California_Li_Battery_4hr_85_Generic | 1 | 1 | 1 | 1 | 1 | 1 | 1 | 1 | 1 | 1 | 1 | 1 | 1 | 1 | 1 | 1 | 1 | 1 | 1 | 1 | 1 | 1 | 1 | 1 | 1 | 1 | 1 | 1 | 1 | 1 | 1
Northern_California_Li_Battery_4hr_92_Generic | generic-deliverability | Generic_PGE_North_500_HSN | Reliability_Capacity_In_Model_Year | System RA | Northern_California_Li_Battery_4hr_92_Generic | 1 | 1 | 1 | 1 | 1 | 1 | 1 | 1 | 1 | 1 | 1 | 1 | 1 | 1 | 1 | 1 | 1 | 1 | 1 | 1 | 1 | 1 | 1 | 1 | 1 | 1 | 1 | 1 | 1 | 1 | 1
Northern_California_Li_Battery_4hr_94_Generic | generic-deliverability | Generic_PGE_North_500_HSN | Reliability_Capacity_In_Model_Year | System RA | Northern_California_Li_Battery_4hr_94_Generic | 1 | 1 | 1 | 1 | 1 | 1 | 1 | 1 | 1 | 1 | 1 | 1 | 1 | 1 | 1 | 1 | 1 | 1 | 1 | 1 | 1 | 1 | 1 | 1 | 1 | 1 | 1 | 1 | 1 | 1 | 1
Northern_California_Li_Battery_4hr_96_Generic | generic-deliverability | Generic_PGE_North_500_HSN | Reliability_Capacity_In_Model_Year | System RA | Northern_California_Li_Battery_4hr_96_Generic | 1 | 1 | 1 | 1 | 1 | 1 | 1 | 1 | 1 | 1 | 1 | 1 | 1 | 1 | 1 | 1 | 1 | 1 | 1 | 1 | 1 | 1 | 1 | 1 | 1 | 1 | 1 | 1 | 1 | 1 | 1
Northern_California_Li_Battery_8hr_100_Generic | generic-deliverability | Generic_PGE_North_500_HSN | Reliability_Capacity_In_Model_Year | System RA | Northern_California_Li_Battery_8hr_100_Generic | 1 | 1 | 1 | 1 | 1 | 1 | 1 | 1 | 1 | 1 | 1 | 1 | 1 | 1 | 1 | 1 | 1 | 1 | 1 | 1 | 1 | 1 | 1 | 1 | 1 | 1 | 1 | 1 | 1 | 1 | 1
Northern_California_Li_Battery_8hr_112_Generic | generic-deliverability | Generic_PGE_North_500_HSN | Reliability_Capacity_In_Model_Year | System RA | Northern_California_Li_Battery_8hr_112_Generic | 1 | 1 | 1 | 1 | 1 | 1 | 1 | 1 | 1 | 1 | 1 | 1 | 1 | 1 | 1 | 1 | 1 | 1 | 1 | 1 | 1 | 1 | 1 | 1 | 1 | 1 | 1 | 1 | 1 | 1 | 1
Northern_California_Li_Battery_8hr_113_Generic | generic-deliverability | Generic_PGE_North_500_HSN | Reliability_Capacity_In_Model_Year | System RA | Northern_California_Li_Battery_8hr_113_Generic | 1 | 1 | 1 | 1 | 1 | 1 | 1 | 1 | 1 | 1 | 1 | 1 | 1 | 1 | 1 | 1 | 1 | 1 | 1 | 1 | 1 | 1 | 1 | 1 | 1 | 1 | 1 | 1 | 1 | 1 | 1
Northern_California_Li_Battery_8hr_114_Generic | generic-deliverability | Generic_PGE_North_500_HSN | Reliability_Capacity_In_Model_Year | System RA | Northern_California_Li_Battery_8hr_114_Generic | 1 | 1 | 1 | 1 | 1 | 1 | 1 | 1 | 1 | 1 | 1 | 1 | 1 | 1 | 1 | 1 | 1 | 1 | 1 | 1 | 1 | 1 | 1 | 1 | 1 | 1 | 1 | 1 | 1 | 1 | 1
Northern_California_Li_Battery_8hr_116_Generic | generic-deliverability | Generic_PGE_North_500_HSN | Reliability_Capacity_In_Model_Year | System RA | Northern_California_Li_Battery_8hr_116_Generic | 1 | 1 | 1 | 1 | 1 | 1 | 1 | 1 | 1 | 1 | 1 | 1 | 1 | 1 | 1 | 1 | 1 | 1 | 1 | 1 | 1 | 1 | 1 | 1 | 1 | 1 | 1 | 1 | 1 | 1 | 1
Northern_California_Li_Battery_8hr_121_Generic | generic-deliverability | Generic_PGE_North_500_HSN | Reliability_Capacity_In_Model_Year | System RA | Northern_California_Li_Battery_8hr_121_Generic | 1 | 1 | 1 | 1 | 1 | 1 | 1 | 1 | 1 | 1 | 1 | 1 | 1 | 1 | 1 | 1 | 1 | 1 | 1 | 1 | 1 | 1 | 1 | 1 | 1 | 1 | 1 | 1 | 1 | 1 | 1
Northern_California_Li_Battery_8hr_122_Generic | generic-deliverability | Generic_PGE_North_500_HSN | Reliability_Capacity_In_Model_Year | System RA | Northern_California_Li_Battery_8hr_122_Generic | 1 | 1 | 1 | 1 | 1 | 1 | 1 | 1 | 1 | 1 | 1 | 1 | 1 | 1 | 1 | 1 | 1 | 1 | 1 | 1 | 1 | 1 | 1 | 1 | 1 | 1 | 1 | 1 | 1 | 1 | 1
Northern_California_Li_Battery_8hr_126_Generic | generic-deliverability | Generic_PGE_North_500_HSN | Reliability_Capacity_In_Model_Year | System RA | Northern_California_Li_Battery_8hr_126_Generic | 1 | 1 | 1 | 1 | 1 | 1 | 1 | 1 | 1 | 1 | 1 | 1 | 1 | 1 | 1 | 1 | 1 | 1 | 1 | 1 | 1 | 1 | 1 | 1 | 1 | 1 | 1 | 1 | 1 | 1 | 1
Northern_California_Li_Battery_8hr_127_Generic | generic-deliverability | Generic_PGE_North_500_HSN | Reliability_Capacity_In_Model_Year | System RA | Northern_California_Li_Battery_8hr_127_Generic | 1 | 1 | 1 | 1 | 1 | 1 | 1 | 1 | 1 | 1 | 1 | 1 | 1 | 1 | 1 | 1 | 1 | 1 | 1 | 1 | 1 | 1 | 1 | 1 | 1 | 1 | 1 | 1 | 1 | 1 | 1
Northern_California_Li_Battery_8hr_132_Generic | generic-deliverability | Generic_PGE_North_500_HSN | Reliability_Capacity_In_Model_Year | System RA | Northern_California_Li_Battery_8hr_132_Generic | 1 | 1 | 1 | 1 | 1 | 1 | 1 | 1 | 1 | 1 | 1 | 1 | 1 | 1 | 1 | 1 | 1 | 1 | 1 | 1 | 1 | 1 | 1 | 1 | 1 | 1 | 1 | 1 | 1 | 1 | 1
Northern_California_Li_Battery_8hr_135_Generic | generic-deliverability | Generic_PGE_North_500_HSN | Reliability_Capacity_In_Model_Year | System RA | Northern_California_Li_Battery_8hr_135_Generic | 1 | 1 | 1 | 1 | 1 | 1 | 1 | 1 | 1 | 1 | 1 | 1 | 1 | 1 | 1 | 1 | 1 | 1 | 1 | 1 | 1 | 1 | 1 | 1 | 1 | 1 | 1 | 1 | 1 | 1 | 1
Northern_California_Li_Battery_8hr_138_Generic | generic-deliverability | Generic_PGE_North_500_HSN | Reliability_Capacity_In_Model_Year | System RA | Northern_California_Li_Battery_8hr_138_Generic | 1 | 1 | 1 | 1 | 1 | 1 | 1 | 1 | 1 | 1 | 1 | 1 | 1 | 1 | 1 | 1 | 1 | 1 | 1 | 1 | 1 | 1 | 1 | 1 | 1 | 1 | 1 | 1 | 1 | 1 | 1
Northern_California_Li_Battery_8hr_141_Generic | generic-deliverability | Generic_PGE_North_500_HSN | Reliability_Capacity_In_Model_Year | System RA | Northern_California_Li_Battery_8hr_141_Generic | 1 | 1 | 1 | 1 | 1 | 1 | 1 | 1 | 1 | 1 | 1 | 1 | 1 | 1 | 1 | 1 | 1 | 1 | 1 | 1 | 1 | 1 | 1 | 1 | 1 | 1 | 1 | 1 | 1 | 1 | 1
Northern_California_Li_Battery_8hr_144_Generic | generic-deliverability | Generic_PGE_North_500_HSN | Reliability_Capacity_In_Model_Year | System RA | Northern_California_Li_Battery_8hr_144_Generic | 1 | 1 | 1 | 1 | 1 | 1 | 1 | 1 | 1 | 1 | 1 | 1 | 1 | 1 | 1 | 1 | 1 | 1 | 1 | 1 | 1 | 1 | 1 | 1 | 1 | 1 | 1 | 1 | 1 | 1 | 1
Northern_California_Li_Battery_8hr_149_Generic | generic-deliverability | Generic_PGE_North_500_HSN | Reliability_Capacity_In_Model_Year | System RA | Northern_California_Li_Battery_8hr_149_Generic | 1 | 1 | 1 | 1 | 1 | 1 | 1 | 1 | 1 | 1 | 1 | 1 | 1 | 1 | 1 | 1 | 1 | 1 | 1 | 1 | 1 | 1 | 1 | 1 | 1 | 1 | 1 | 1 | 1 | 1 | 1
Northern_California_Li_Battery_8hr_150_Generic | generic-deliverability | Generic_PGE_North_500_HSN | Reliability_Capacity_In_Model_Year | System RA | Northern_California_Li_Battery_8hr_150_Generic | 1 | 1 | 1 | 1 | 1 | 1 | 1 | 1 | 1 | 1 | 1 | 1 | 1 | 1 | 1 | 1 | 1 | 1 | 1 | 1 | 1 | 1 | 1 | 1 | 1 | 1 | 1 | 1 | 1 | 1 | 1
Northern_California_Li_Battery_8hr_155_Generic | generic-deliverability | Generic_PGE_North_500_HSN | Reliability_Capacity_In_Model_Year | System RA | Northern_California_Li_Battery_8hr_155_Generic | 1 | 1 | 1 | 1 | 1 | 1 | 1 | 1 | 1 | 1 | 1 | 1 | 1 | 1 | 1 | 1 | 1 | 1 | 1 | 1 | 1 | 1 | 1 | 1 | 1 | 1 | 1 | 1 | 1 | 1 | 1
Northern_California_Li_Battery_8hr_157_Generic | generic-deliverability | Generic_PGE_North_500_HSN | Reliability_Capacity_In_Model_Year | System RA | Northern_California_Li_Battery_8hr_157_Generic | 1 | 1 | 1 | 1 | 1 | 1 | 1 | 1 | 1 | 1 | 1 | 1 | 1 | 1 | 1 | 1 | 1 | 1 | 1 | 1 | 1 | 1 | 1 | 1 | 1 | 1 | 1 | 1 | 1 | 1 | 1
Northern_California_Li_Battery_8hr_158_Generic | generic-deliverability | Generic_PGE_North_500_HSN | Reliability_Capacity_In_Model_Year | System RA | Northern_California_Li_Battery_8hr_158_Generic | 1 | 1 | 1 | 1 | 1 | 1 | 1 | 1 | 1 | 1 | 1 | 1 | 1 | 1 | 1 | 1 | 1 | 1 | 1 | 1 | 1 | 1 | 1 | 1 | 1 | 1 | 1 | 1 | 1 | 1 | 1
Northern_California_Li_Battery_8hr_159_Generic | generic-deliverability | Generic_PGE_North_500_HSN | Reliability_Capacity_In_Model_Year | System RA | Northern_California_Li_Battery_8hr_159_Generic | 1 | 1 | 1 | 1 | 1 | 1 | 1 | 1 | 1 | 1 | 1 | 1 | 1 | 1 | 1 | 1 | 1 | 1 | 1 | 1 | 1 | 1 | 1 | 1 | 1 | 1 | 1 | 1 | 1 | 1 | 1
Northern_California_Li_Battery_8hr_166_Generic | generic-deliverability | Generic_PGE_North_500_HSN | Reliability_Capacity_In_Model_Year | System RA | Northern_California_Li_Battery_8hr_166_Generic | 1 | 1 | 1 | 1 | 1 | 1 | 1 | 1 | 1 | 1 | 1 | 1 | 1 | 1 | 1 | 1 | 1 | 1 | 1 | 1 | 1 | 1 | 1 | 1 | 1 | 1 | 1 | 1 | 1 | 1 | 1
Northern_California_Li_Battery_8hr_172_Generic | generic-deliverability | Generic_PGE_North_500_HSN | Reliability_Capacity_In_Model_Year | System RA | Northern_California_Li_Battery_8hr_172_Generic | 1 | 1 | 1 | 1 | 1 | 1 | 1 | 1 | 1 | 1 | 1 | 1 | 1 | 1 | 1 | 1 | 1 | 1 | 1 | 1 | 1 | 1 | 1 | 1 | 1 | 1 | 1 | 1 | 1 | 1 | 1
Northern_California_Li_Battery_8hr_178_Generic | generic-deliverability | Generic_PGE_North_500_HSN | Reliability_Capacity_In_Model_Year | System RA | Northern_California_Li_Battery_8hr_178_Generic | 1 | 1 | 1 | 1 | 1 | 1 | 1 | 1 | 1 | 1 | 1 | 1 | 1 | 1 | 1 | 1 | 1 | 1 | 1 | 1 | 1 | 1 | 1 | 1 | 1 | 1 | 1 | 1 | 1 | 1 | 1
Northern_California_Li_Battery_8hr_179_Generic | generic-deliverability | Generic_PGE_North_500_HSN | Reliability_Capacity_In_Model_Year | System RA | Northern_California_Li_Battery_8hr_179_Generic | 1 | 1 | 1 | 1 | 1 | 1 | 1 | 1 | 1 | 1 | 1 | 1 | 1 | 1 | 1 | 1 | 1 | 1 | 1 | 1 | 1 | 1 | 1 | 1 | 1 | 1 | 1 | 1 | 1 | 1 | 1
Northern_California_Li_Battery_8hr_180_Generic | generic-deliverability | Generic_PGE_North_500_HSN | Reliability_Capacity_In_Model_Year | System RA | Northern_California_Li_Battery_8hr_180_Generic | 1 | 1 | 1 | 1 | 1 | 1 | 1 | 1 | 1 | 1 | 1 | 1 | 1 | 1 | 1 | 1 | 1 | 1 | 1 | 1 | 1 | 1 | 1 | 1 | 1 | 1 | 1 | 1 | 1 | 1 | 1
Northern_California_Li_Battery_8hr_25_Generic | generic-deliverability | Generic_PGE_North_500_HSN | Reliability_Capacity_In_Model_Year | System RA | Northern_California_Li_Battery_8hr_25_Generic | 1 | 1 | 1 | 1 | 1 | 1 | 1 | 1 | 1 | 1 | 1 | 1 | 1 | 1 | 1 | 1 | 1 | 1 | 1 | 1 | 1 | 1 | 1 | 1 | 1 | 1 | 1 | 1 | 1 | 1 | 1
Northern_California_Li_Battery_8hr_26_Generic | generic-deliverability | Generic_PGE_North_500_HSN | Reliability_Capacity_In_Model_Year | System RA | Northern_California_Li_Battery_8hr_26_Generic | 1 | 1 | 1 | 1 | 1 | 1 | 1 | 1 | 1 | 1 | 1 | 1 | 1 | 1 | 1 | 1 | 1 | 1 | 1 | 1 | 1 | 1 | 1 | 1 | 1 | 1 | 1 | 1 | 1 | 1 | 1
Northern_California_Li_Battery_8hr_29_Generic | generic-deliverability | Generic_PGE_North_500_HSN | Reliability_Capacity_In_Model_Year | System RA | Northern_California_Li_Battery_8hr_29_Generic | 1 | 1 | 1 | 1 | 1 | 1 | 1 | 1 | 1 | 1 | 1 | 1 | 1 | 1 | 1 | 1 | 1 | 1 | 1 | 1 | 1 | 1 | 1 | 1 | 1 | 1 | 1 | 1 | 1 | 1 | 1
Northern_California_Li_Battery_8hr_31_Generic | generic-deliverability | Generic_PGE_North_500_HSN | Reliability_Capacity_In_Model_Year | System RA | Northern_California_Li_Battery_8hr_31_Generic | 1 | 1 | 1 | 1 | 1 | 1 | 1 | 1 | 1 | 1 | 1 | 1 | 1 | 1 | 1 | 1 | 1 | 1 | 1 | 1 | 1 | 1 | 1 | 1 | 1 | 1 | 1 | 1 | 1 | 1 | 1
Northern_California_Li_Battery_8hr_35_Generic | generic-deliverability | Generic_PGE_North_500_HSN | Reliability_Capacity_In_Model_Year | System RA | Northern_California_Li_Battery_8hr_35_Generic | 1 | 1 | 1 | 1 | 1 | 1 | 1 | 1 | 1 | 1 | 1 | 1 | 1 | 1 | 1 | 1 | 1 | 1 | 1 | 1 | 1 | 1 | 1 | 1 | 1 | 1 | 1 | 1 | 1 | 1 | 1
Northern_California_Li_Battery_8hr_38_Generic | generic-deliverability | Generic_PGE_North_500_HSN | Reliability_Capacity_In_Model_Year | System RA | Northern_California_Li_Battery_8hr_38_Generic | 1 | 1 | 1 | 1 | 1 | 1 | 1 | 1 | 1 | 1 | 1 | 1 | 1 | 1 | 1 | 1 | 1 | 1 | 1 | 1 | 1 | 1 | 1 | 1 | 1 | 1 | 1 | 1 | 1 | 1 | 1
Northern_California_Li_Battery_8hr_41_Generic | generic-deliverability | Generic_PGE_North_500_HSN | Reliability_Capacity_In_Model_Year | System RA | Northern_California_Li_Battery_8hr_41_Generic | 1 | 1 | 1 | 1 | 1 | 1 | 1 | 1 | 1 | 1 | 1 | 1 | 1 | 1 | 1 | 1 | 1 | 1 | 1 | 1 | 1 | 1 | 1 | 1 | 1 | 1 | 1 | 1 | 1 | 1 | 1
Northern_California_Li_Battery_8hr_44_Generic | generic-deliverability | Generic_PGE_North_500_HSN | Reliability_Capacity_In_Model_Year | System RA | Northern_California_Li_Battery_8hr_44_Generic | 1 | 1 | 1 | 1 | 1 | 1 | 1 | 1 | 1 | 1 | 1 | 1 | 1 | 1 | 1 | 1 | 1 | 1 | 1 | 1 | 1 | 1 | 1 | 1 | 1 | 1 | 1 | 1 | 1 | 1 | 1
Northern_California_Li_Battery_8hr_5_Generic | generic-deliverability | Generic_PGE_North_500_HSN | Reliability_Capacity_In_Model_Year | System RA | Northern_California_Li_Battery_8hr_5_Generic | 1 | 1 | 1 | 1 | 1 | 1 | 1 | 1 | 1 | 1 | 1 | 1 | 1 | 1 | 1 | 1 | 1 | 1 | 1 | 1 | 1 | 1 | 1 | 1 | 1 | 1 | 1 | 1 | 1 | 1 | 1
Northern_California_Li_Battery_8hr_51_Generic | generic-deliverability | Generic_PGE_North_500_HSN | Reliability_Capacity_In_Model_Year | System RA | Northern_California_Li_Battery_8hr_51_Generic | 1 | 1 | 1 | 1 | 1 | 1 | 1 | 1 | 1 | 1 | 1 | 1 | 1 | 1 | 1 | 1 | 1 | 1 | 1 | 1 | 1 | 1 | 1 | 1 | 1 | 1 | 1 | 1 | 1 | 1 | 1
Northern_California_Li_Battery_8hr_57_Generic | generic-deliverability | Generic_PGE_North_500_HSN | Reliability_Capacity_In_Model_Year | System RA | Northern_California_Li_Battery_8hr_57_Generic | 1 | 1 | 1 | 1 | 1 | 1 | 1 | 1 | 1 | 1 | 1 | 1 | 1 | 1 | 1 | 1 | 1 | 1 | 1 | 1 | 1 | 1 | 1 | 1 | 1 | 1 | 1 | 1 | 1 | 1 | 1
Northern_California_Li_Battery_8hr_68_Generic | generic-deliverability | Generic_PGE_North_500_HSN | Reliability_Capacity_In_Model_Year | System RA | Northern_California_Li_Battery_8hr_68_Generic | 1 | 1 | 1 | 1 | 1 | 1 | 1 | 1 | 1 | 1 | 1 | 1 | 1 | 1 | 1 | 1 | 1 | 1 | 1 | 1 | 1 | 1 | 1 | 1 | 1 | 1 | 1 | 1 | 1 | 1 | 1
Northern_California_Li_Battery_8hr_70_Generic | generic-deliverability | Generic_PGE_North_500_HSN | Reliability_Capacity_In_Model_Year | System RA | Northern_California_Li_Battery_8hr_70_Generic | 1 | 1 | 1 | 1 | 1 | 1 | 1 | 1 | 1 | 1 | 1 | 1 | 1 | 1 | 1 | 1 | 1 | 1 | 1 | 1 | 1 | 1 | 1 | 1 | 1 | 1 | 1 | 1 | 1 | 1 | 1
Northern_California_Li_Battery_8hr_73_Generic | generic-deliverability | Generic_PGE_North_500_HSN | Reliability_Capacity_In_Model_Year | System RA | Northern_California_Li_Battery_8hr_73_Generic | 1 | 1 | 1 | 1 | 1 | 1 | 1 | 1 | 1 | 1 | 1 | 1 | 1 | 1 | 1 | 1 | 1 | 1 | 1 | 1 | 1 | 1 | 1 | 1 | 1 | 1 | 1 | 1 | 1 | 1 | 1
Northern_California_Li_Battery_8hr_76_Generic | generic-deliverability | Generic_PGE_North_500_HSN | Reliability_Capacity_In_Model_Year | System RA | Northern_California_Li_Battery_8hr_76_Generic | 1 | 1 | 1 | 1 | 1 | 1 | 1 | 1 | 1 | 1 | 1 | 1 | 1 | 1 | 1 | 1 | 1 | 1 | 1 | 1 | 1 | 1 | 1 | 1 | 1 | 1 | 1 | 1 | 1 | 1 | 1
Northern_California_Li_Battery_8hr_80_Generic | generic-deliverability | Generic_PGE_North_500_HSN | Reliability_Capacity_In_Model_Year | System RA | Northern_California_Li_Battery_8hr_80_Generic | 1 | 1 | 1 | 1 | 1 | 1 | 1 | 1 | 1 | 1 | 1 | 1 | 1 | 1 | 1 | 1 | 1 | 1 | 1 | 1 | 1 | 1 | 1 | 1 | 1 | 1 | 1 | 1 | 1 | 1 | 1
Northern_California_Li_Battery_8hr_82_Generic | generic-deliverability | Generic_PGE_North_500_HSN | Reliability_Capacity_In_Model_Year | System RA | Northern_California_Li_Battery_8hr_82_Generic | 1 | 1 | 1 | 1 | 1 | 1 | 1 | 1 | 1 | 1 | 1 | 1 | 1 | 1 | 1 | 1 | 1 | 1 | 1 | 1 | 1 | 1 | 1 | 1 | 1 | 1 | 1 | 1 | 1 | 1 | 1
Northern_California_Li_Battery_8hr_83_Generic | generic-deliverability | Generic_PGE_North_500_HSN | Reliability_Capacity_In_Model_Year | System RA | Northern_California_Li_Battery_8hr_83_Generic | 1 | 1 | 1 | 1 | 1 | 1 | 1 | 1 | 1 | 1 | 1 | 1 | 1 | 1 | 1 | 1 | 1 | 1 | 1 | 1 | 1 | 1 | 1 | 1 | 1 | 1 | 1 | 1 | 1 | 1 | 1
Northern_California_Li_Battery_8hr_84_Generic | generic-deliverability | Generic_PGE_North_500_HSN | Reliability_Capacity_In_Model_Year | System RA | Northern_California_Li_Battery_8hr_84_Generic | 1 | 1 | 1 | 1 | 1 | 1 | 1 | 1 | 1 | 1 | 1 | 1 | 1 | 1 | 1 | 1 | 1 | 1 | 1 | 1 | 1 | 1 | 1 | 1 | 1 | 1 | 1 | 1 | 1 | 1 | 1
Northern_California_Li_Battery_8hr_85_Generic | generic-deliverability | Generic_PGE_North_500_HSN | Reliability_Capacity_In_Model_Year | System RA | Northern_California_Li_Battery_8hr_85_Generic | 1 | 1 | 1 | 1 | 1 | 1 | 1 | 1 | 1 | 1 | 1 | 1 | 1 | 1 | 1 | 1 | 1 | 1 | 1 | 1 | 1 | 1 | 1 | 1 | 1 | 1 | 1 | 1 | 1 | 1 | 1
Northern_California_Li_Battery_8hr_92_Generic | generic-deliverability | Generic_PGE_North_500_HSN | Reliability_Capacity_In_Model_Year | System RA | Northern_California_Li_Battery_8hr_92_Generic | 1 | 1 | 1 | 1 | 1 | 1 | 1 | 1 | 1 | 1 | 1 | 1 | 1 | 1 | 1 | 1 | 1 | 1 | 1 | 1 | 1 | 1 | 1 | 1 | 1 | 1 | 1 | 1 | 1 | 1 | 1
Northern_California_Li_Battery_8hr_94_Generic | generic-deliverability | Generic_PGE_North_500_HSN | Reliability_Capacity_In_Model_Year | System RA | Northern_California_Li_Battery_8hr_94_Generic | 1 | 1 | 1 | 1 | 1 | 1 | 1 | 1 | 1 | 1 | 1 | 1 | 1 | 1 | 1 | 1 | 1 | 1 | 1 | 1 | 1 | 1 | 1 | 1 | 1 | 1 | 1 | 1 | 1 | 1 | 1
Northern_California_Li_Battery_8hr_96_Generic | generic-deliverability | Generic_PGE_North_500_HSN | Reliability_Capacity_In_Model_Year | System RA | Northern_California_Li_Battery_8hr_96_Generic | 1 | 1 | 1 | 1 | 1 | 1 | 1 | 1 | 1 | 1 | 1 | 1 | 1 | 1 | 1 | 1 | 1 | 1 | 1 | 1 | 1 | 1 | 1 | 1 | 1 | 1 | 1 | 1 | 1 | 1 | 1
Northern_California_Pumped_Storage_5_Generic | generic-deliverability | Generic_PGE_North_500_HSN | Reliability_Capacity_In_Model_Year | System RA | Northern_California_Pumped_Storage_5_Generic | 1 | 1 | 1 | 1 | 1 | 1 | 1 | 1 | 1 | 1 | 1 | 1 | 1 | 1 | 1 | 1 | 1 | 1 | 1 | 1 | 1 | 1 | 1 | 1 | 1 | 1 | 1 | 1 | 1 | 1 | 1
Northern_California_Solar_100_Generic | generic-deliverability | Generic_PGE_North_500_HSN | Reliability_Capacity_In_Model_Year | System RA | Northern_California_Solar_100_Generic | 0.1 | 0.1 | 0.1 | 0.1 | 0.1 | 0.1 | 0.1 | 0.1 | 0.1 | 0.1 | 0.1 | 0.1 | 0.1 | 0.1 | 0.1 | 0.1 | 0.1 | 0.1 | 0.1 | 0.1 | 0.1 | 0.1 | 0.1 | 0.1 | 0.1 | 0.1 | 0.1 | 0.1 | 0.1 | 0.1 | 0.1
Northern_California_Solar_112_Generic | generic-deliverability | Generic_PGE_North_500_HSN | Reliability_Capacity_In_Model_Year | System RA | Northern_California_Solar_112_Generic | 0.1 | 0.1 | 0.1 | 0.1 | 0.1 | 0.1 | 0.1 | 0.1 | 0.1 | 0.1 | 0.1 | 0.1 | 0.1 | 0.1 | 0.1 | 0.1 | 0.1 | 0.1 | 0.1 | 0.1 | 0.1 | 0.1 | 0.1 | 0.1 | 0.1 | 0.1 | 0.1 | 0.1 | 0.1 | 0.1 | 0.1
Northern_California_Solar_113_Generic | generic-deliverability | Generic_PGE_North_500_HSN | Reliability_Capacity_In_Model_Year | System RA | Northern_California_Solar_113_Generic | 0.1 | 0.1 | 0.1 | 0.1 | 0.1 | 0.1 | 0.1 | 0.1 | 0.1 | 0.1 | 0.1 | 0.1 | 0.1 | 0.1 | 0.1 | 0.1 | 0.1 | 0.1 | 0.1 | 0.1 | 0.1 | 0.1 | 0.1 | 0.1 | 0.1 | 0.1 | 0.1 | 0.1 | 0.1 | 0.1 | 0.1
Northern_California_Solar_114_Generic | generic-deliverability | Generic_PGE_North_500_HSN | Reliability_Capacity_In_Model_Year | System RA | Northern_California_Solar_114_Generic | 0.1 | 0.1 | 0.1 | 0.1 | 0.1 | 0.1 | 0.1 | 0.1 | 0.1 | 0.1 | 0.1 | 0.1 | 0.1 | 0.1 | 0.1 | 0.1 | 0.1 | 0.1 | 0.1 | 0.1 | 0.1 | 0.1 | 0.1 | 0.1 | 0.1 | 0.1 | 0.1 | 0.1 | 0.1 | 0.1 | 0.1
Northern_California_Solar_116_Generic | generic-deliverability | Generic_PGE_North_500_HSN | Reliability_Capacity_In_Model_Year | System RA | Northern_California_Solar_116_Generic | 0.1 | 0.1 | 0.1 | 0.1 | 0.1 | 0.1 | 0.1 | 0.1 | 0.1 | 0.1 | 0.1 | 0.1 | 0.1 | 0.1 | 0.1 | 0.1 | 0.1 | 0.1 | 0.1 | 0.1 | 0.1 | 0.1 | 0.1 | 0.1 | 0.1 | 0.1 | 0.1 | 0.1 | 0.1 | 0.1 | 0.1
Northern_California_Solar_121_Generic | generic-deliverability | Generic_PGE_North_500_HSN | Reliability_Capacity_In_Model_Year | System RA | Northern_California_Solar_121_Generic | 0.1 | 0.1 | 0.1 | 0.1 | 0.1 | 0.1 | 0.1 | 0.1 | 0.1 | 0.1 | 0.1 | 0.1 | 0.1 | 0.1 | 0.1 | 0.1 | 0.1 | 0.1 | 0.1 | 0.1 | 0.1 | 0.1 | 0.1 | 0.1 | 0.1 | 0.1 | 0.1 | 0.1 | 0.1 | 0.1 | 0.1
Northern_California_Solar_122_Generic | generic-deliverability | Generic_PGE_North_500_HSN | Reliability_Capacity_In_Model_Year | System RA | Northern_California_Solar_122_Generic | 0.1 | 0.1 | 0.1 | 0.1 | 0.1 | 0.1 | 0.1 | 0.1 | 0.1 | 0.1 | 0.1 | 0.1 | 0.1 | 0.1 | 0.1 | 0.1 | 0.1 | 0.1 | 0.1 | 0.1 | 0.1 | 0.1 | 0.1 | 0.1 | 0.1 | 0.1 | 0.1 | 0.1 | 0.1 | 0.1 | 0.1
Northern_California_Solar_126_Generic | generic-deliverability | Generic_PGE_North_500_HSN | Reliability_Capacity_In_Model_Year | System RA | Northern_California_Solar_126_Generic | 0.1 | 0.1 | 0.1 | 0.1 | 0.1 | 0.1 | 0.1 | 0.1 | 0.1 | 0.1 | 0.1 | 0.1 | 0.1 | 0.1 | 0.1 | 0.1 | 0.1 | 0.1 | 0.1 | 0.1 | 0.1 | 0.1 | 0.1 | 0.1 | 0.1 | 0.1 | 0.1 | 0.1 | 0.1 | 0.1 | 0.1
Northern_California_Solar_127_Generic | generic-deliverability | Generic_PGE_North_500_HSN | Reliability_Capacity_In_Model_Year | System RA | Northern_California_Solar_127_Generic | 0.1 | 0.1 | 0.1 | 0.1 | 0.1 | 0.1 | 0.1 | 0.1 | 0.1 | 0.1 | 0.1 | 0.1 | 0.1 | 0.1 | 0.1 | 0.1 | 0.1 | 0.1 | 0.1 | 0.1 | 0.1 | 0.1 | 0.1 | 0.1 | 0.1 | 0.1 | 0.1 | 0.1 | 0.1 | 0.1 | 0.1
Northern_California_Solar_132_Generic | generic-deliverability | Generic_PGE_North_500_HSN | Reliability_Capacity_In_Model_Year | System RA | Northern_California_Solar_132_Generic | 0.1 | 0.1 | 0.1 | 0.1 | 0.1 | 0.1 | 0.1 | 0.1 | 0.1 | 0.1 | 0.1 | 0.1 | 0.1 | 0.1 | 0.1 | 0.1 | 0.1 | 0.1 | 0.1 | 0.1 | 0.1 | 0.1 | 0.1 | 0.1 | 0.1 | 0.1 | 0.1 | 0.1 | 0.1 | 0.1 | 0.1
Northern_California_Solar_135_Generic | generic-deliverability | Generic_PGE_North_500_HSN | Reliability_Capacity_In_Model_Year | System RA | Northern_California_Solar_135_Generic | 0.1 | 0.1 | 0.1 | 0.1 | 0.1 | 0.1 | 0.1 | 0.1 | 0.1 | 0.1 | 0.1 | 0.1 | 0.1 | 0.1 | 0.1 | 0.1 | 0.1 | 0.1 | 0.1 | 0.1 | 0.1 | 0.1 | 0.1 | 0.1 | 0.1 | 0.1 | 0.1 | 0.1 | 0.1 | 0.1 | 0.1
Northern_California_Solar_138_Generic | generic-deliverability | Generic_PGE_North_500_HSN | Reliability_Capacity_In_Model_Year | System RA | Northern_California_Solar_138_Generic | 0.1 | 0.1 | 0.1 | 0.1 | 0.1 | 0.1 | 0.1 | 0.1 | 0.1 | 0.1 | 0.1 | 0.1 | 0.1 | 0.1 | 0.1 | 0.1 | 0.1 | 0.1 | 0.1 | 0.1 | 0.1 | 0.1 | 0.1 | 0.1 | 0.1 | 0.1 | 0.1 | 0.1 | 0.1 | 0.1 | 0.1
Northern_California_Solar_141_Generic | generic-deliverability | Generic_PGE_North_500_HSN | Reliability_Capacity_In_Model_Year | System RA | Northern_California_Solar_141_Generic | 0.1 | 0.1 | 0.1 | 0.1 | 0.1 | 0.1 | 0.1 | 0.1 | 0.1 | 0.1 | 0.1 | 0.1 | 0.1 | 0.1 | 0.1 | 0.1 | 0.1 | 0.1 | 0.1 | 0.1 | 0.1 | 0.1 | 0.1 | 0.1 | 0.1 | 0.1 | 0.1 | 0.1 | 0.1 | 0.1 | 0.1
Northern_California_Solar_144_Generic | generic-deliverability | Generic_PGE_North_500_HSN | Reliability_Capacity_In_Model_Year | System RA | Northern_California_Solar_144_Generic | 0.1 | 0.1 | 0.1 | 0.1 | 0.1 | 0.1 | 0.1 | 0.1 | 0.1 | 0.1 | 0.1 | 0.1 | 0.1 | 0.1 | 0.1 | 0.1 | 0.1 | 0.1 | 0.1 | 0.1 | 0.1 | 0.1 | 0.1 | 0.1 | 0.1 | 0.1 | 0.1 | 0.1 | 0.1 | 0.1 | 0.1
Northern_California_Solar_149_Generic | generic-deliverability | Generic_PGE_North_500_HSN | Reliability_Capacity_In_Model_Year | System RA | Northern_California_Solar_149_Generic | 0.1 | 0.1 | 0.1 | 0.1 | 0.1 | 0.1 | 0.1 | 0.1 | 0.1 | 0.1 | 0.1 | 0.1 | 0.1 | 0.1 | 0.1 | 0.1 | 0.1 | 0.1 | 0.1 | 0.1 | 0.1 | 0.1 | 0.1 | 0.1 | 0.1 | 0.1 | 0.1 | 0.1 | 0.1 | 0.1 | 0.1
Northern_California_Solar_150_Generic | generic-deliverability | Generic_PGE_North_500_HSN | Reliability_Capacity_In_Model_Year | System RA | Northern_California_Solar_150_Generic | 0.1 | 0.1 | 0.1 | 0.1 | 0.1 | 0.1 | 0.1 | 0.1 | 0.1 | 0.1 | 0.1 | 0.1 | 0.1 | 0.1 | 0.1 | 0.1 | 0.1 | 0.1 | 0.1 | 0.1 | 0.1 | 0.1 | 0.1 | 0.1 | 0.1 | 0.1 | 0.1 | 0.1 | 0.1 | 0.1 | 0.1
Northern_California_Solar_155_Generic | generic-deliverability | Generic_PGE_North_500_HSN | Reliability_Capacity_In_Model_Year | System RA | Northern_California_Solar_155_Generic | 0.1 | 0.1 | 0.1 | 0.1 | 0.1 | 0.1 | 0.1 | 0.1 | 0.1 | 0.1 | 0.1 | 0.1 | 0.1 | 0.1 | 0.1 | 0.1 | 0.1 | 0.1 | 0.1 | 0.1 | 0.1 | 0.1 | 0.1 | 0.1 | 0.1 | 0.1 | 0.1 | 0.1 | 0.1 | 0.1 | 0.1
Northern_California_Solar_157_Generic | generic-deliverability | Generic_PGE_North_500_HSN | Reliability_Capacity_In_Model_Year | System RA | Northern_California_Solar_157_Generic | 0.1 | 0.1 | 0.1 | 0.1 | 0.1 | 0.1 | 0.1 | 0.1 | 0.1 | 0.1 | 0.1 | 0.1 | 0.1 | 0.1 | 0.1 | 0.1 | 0.1 | 0.1 | 0.1 | 0.1 | 0.1 | 0.1 | 0.1 | 0.1 | 0.1 | 0.1 | 0.1 | 0.1 | 0.1 | 0.1 | 0.1
Northern_California_Solar_158_Generic | generic-deliverability | Generic_PGE_North_500_HSN | Reliability_Capacity_In_Model_Year | System RA | Northern_California_Solar_158_Generic | 0.1 | 0.1 | 0.1 | 0.1 | 0.1 | 0.1 | 0.1 | 0.1 | 0.1 | 0.1 | 0.1 | 0.1 | 0.1 | 0.1 | 0.1 | 0.1 | 0.1 | 0.1 | 0.1 | 0.1 | 0.1 | 0.1 | 0.1 | 0.1 | 0.1 | 0.1 | 0.1 | 0.1 | 0.1 | 0.1 | 0.1
Northern_California_Solar_159_Generic | generic-deliverability | Generic_PGE_North_500_HSN | Reliability_Capacity_In_Model_Year | System RA | Northern_California_Solar_159_Generic | 0.1 | 0.1 | 0.1 | 0.1 | 0.1 | 0.1 | 0.1 | 0.1 | 0.1 | 0.1 | 0.1 | 0.1 | 0.1 | 0.1 | 0.1 | 0.1 | 0.1 | 0.1 | 0.1 | 0.1 | 0.1 | 0.1 | 0.1 | 0.1 | 0.1 | 0.1 | 0.1 | 0.1 | 0.1 | 0.1 | 0.1
Northern_California_Solar_166_Generic | generic-deliverability | Generic_PGE_North_500_HSN | Reliability_Capacity_In_Model_Year | System RA | Northern_California_Solar_166_Generic | 0.1 | 0.1 | 0.1 | 0.1 | 0.1 | 0.1 | 0.1 | 0.1 | 0.1 | 0.1 | 0.1 | 0.1 | 0.1 | 0.1 | 0.1 | 0.1 | 0.1 | 0.1 | 0.1 | 0.1 | 0.1 | 0.1 | 0.1 | 0.1 | 0.1 | 0.1 | 0.1 | 0.1 | 0.1 | 0.1 | 0.1
Northern_California_Solar_172_Generic | generic-deliverability | Generic_PGE_North_500_HSN | Reliability_Capacity_In_Model_Year | System RA | Northern_California_Solar_172_Generic | 0.1 | 0.1 | 0.1 | 0.1 | 0.1 | 0.1 | 0.1 | 0.1 | 0.1 | 0.1 | 0.1 | 0.1 | 0.1 | 0.1 | 0.1 | 0.1 | 0.1 | 0.1 | 0.1 | 0.1 | 0.1 | 0.1 | 0.1 | 0.1 | 0.1 | 0.1 | 0.1 | 0.1 | 0.1 | 0.1 | 0.1
Northern_California_Solar_178_Generic | generic-deliverability | Generic_PGE_North_500_HSN | Reliability_Capacity_In_Model_Year | System RA | Northern_California_Solar_178_Generic | 0.1 | 0.1 | 0.1 | 0.1 | 0.1 | 0.1 | 0.1 | 0.1 | 0.1 | 0.1 | 0.1 | 0.1 | 0.1 | 0.1 | 0.1 | 0.1 | 0.1 | 0.1 | 0.1 | 0.1 | 0.1 | 0.1 | 0.1 | 0.1 | 0.1 | 0.1 | 0.1 | 0.1 | 0.1 | 0.1 | 0.1
Northern_California_Solar_179_Generic | generic-deliverability | Generic_PGE_North_500_HSN | Reliability_Capacity_In_Model_Year | System RA | Northern_California_Solar_179_Generic | 0.1 | 0.1 | 0.1 | 0.1 | 0.1 | 0.1 | 0.1 | 0.1 | 0.1 | 0.1 | 0.1 | 0.1 | 0.1 | 0.1 | 0.1 | 0.1 | 0.1 | 0.1 | 0.1 | 0.1 | 0.1 | 0.1 | 0.1 | 0.1 | 0.1 | 0.1 | 0.1 | 0.1 | 0.1 | 0.1 | 0.1
Northern_California_Solar_180_Generic | generic-deliverability | Generic_PGE_North_500_HSN | Reliability_Capacity_In_Model_Year | System RA | Northern_California_Solar_180_Generic | 0.1 | 0.1 | 0.1 | 0.1 | 0.1 | 0.1 | 0.1 | 0.1 | 0.1 | 0.1 | 0.1 | 0.1 | 0.1 | 0.1 | 0.1 | 0.1 | 0.1 | 0.1 | 0.1 | 0.1 | 0.1 | 0.1 | 0.1 | 0.1 | 0.1 | 0.1 | 0.1 | 0.1 | 0.1 | 0.1 | 0.1
Northern_California_Solar_25_Generic | generic-deliverability | Generic_PGE_North_500_HSN | Reliability_Capacity_In_Model_Year | System RA | Northern_California_Solar_25_Generic | 0.1 | 0.1 | 0.1 | 0.1 | 0.1 | 0.1 | 0.1 | 0.1 | 0.1 | 0.1 | 0.1 | 0.1 | 0.1 | 0.1 | 0.1 | 0.1 | 0.1 | 0.1 | 0.1 | 0.1 | 0.1 | 0.1 | 0.1 | 0.1 | 0.1 | 0.1 | 0.1 | 0.1 | 0.1 | 0.1 | 0.1
Northern_California_Solar_26_Generic | generic-deliverability | Generic_PGE_North_500_HSN | Reliability_Capacity_In_Model_Year | System RA | Northern_California_Solar_26_Generic | 0.1 | 0.1 | 0.1 | 0.1 | 0.1 | 0.1 | 0.1 | 0.1 | 0.1 | 0.1 | 0.1 | 0.1 | 0.1 | 0.1 | 0.1 | 0.1 | 0.1 | 0.1 | 0.1 | 0.1 | 0.1 | 0.1 | 0.1 | 0.1 | 0.1 | 0.1 | 0.1 | 0.1 | 0.1 | 0.1 | 0.1
Northern_California_Solar_29_Generic | generic-deliverability | Generic_PGE_North_500_HSN | Reliability_Capacity_In_Model_Year | System RA | Northern_California_Solar_29_Generic | 0.1 | 0.1 | 0.1 | 0.1 | 0.1 | 0.1 | 0.1 | 0.1 | 0.1 | 0.1 | 0.1 | 0.1 | 0.1 | 0.1 | 0.1 | 0.1 | 0.1 | 0.1 | 0.1 | 0.1 | 0.1 | 0.1 | 0.1 | 0.1 | 0.1 | 0.1 | 0.1 | 0.1 | 0.1 | 0.1 | 0.1
Northern_California_Solar_31_Generic | generic-deliverability | Generic_PGE_North_500_HSN | Reliability_Capacity_In_Model_Year | System RA | Northern_California_Solar_31_Generic | 0.1 | 0.1 | 0.1 | 0.1 | 0.1 | 0.1 | 0.1 | 0.1 | 0.1 | 0.1 | 0.1 | 0.1 | 0.1 | 0.1 | 0.1 | 0.1 | 0.1 | 0.1 | 0.1 | 0.1 | 0.1 | 0.1 | 0.1 | 0.1 | 0.1 | 0.1 | 0.1 | 0.1 | 0.1 | 0.1 | 0.1
Northern_California_Solar_35_Generic | generic-deliverability | Generic_PGE_North_500_HSN | Reliability_Capacity_In_Model_Year | System RA | Northern_California_Solar_35_Generic | 0.1 | 0.1 | 0.1 | 0.1 | 0.1 | 0.1 | 0.1 | 0.1 | 0.1 | 0.1 | 0.1 | 0.1 | 0.1 | 0.1 | 0.1 | 0.1 | 0.1 | 0.1 | 0.1 | 0.1 | 0.1 | 0.1 | 0.1 | 0.1 | 0.1 | 0.1 | 0.1 | 0.1 | 0.1 | 0.1 | 0.1
Northern_California_Solar_38_Generic | generic-deliverability | Generic_PGE_North_500_HSN | Reliability_Capacity_In_Model_Year | System RA | Northern_California_Solar_38_Generic | 0.1 | 0.1 | 0.1 | 0.1 | 0.1 | 0.1 | 0.1 | 0.1 | 0.1 | 0.1 | 0.1 | 0.1 | 0.1 | 0.1 | 0.1 | 0.1 | 0.1 | 0.1 | 0.1 | 0.1 | 0.1 | 0.1 | 0.1 | 0.1 | 0.1 | 0.1 | 0.1 | 0.1 | 0.1 | 0.1 | 0.1
Northern_California_Solar_41_Generic | generic-deliverability | Generic_PGE_North_500_HSN | Reliability_Capacity_In_Model_Year | System RA | Northern_California_Solar_41_Generic | 0.1 | 0.1 | 0.1 | 0.1 | 0.1 | 0.1 | 0.1 | 0.1 | 0.1 | 0.1 | 0.1 | 0.1 | 0.1 | 0.1 | 0.1 | 0.1 | 0.1 | 0.1 | 0.1 | 0.1 | 0.1 | 0.1 | 0.1 | 0.1 | 0.1 | 0.1 | 0.1 | 0.1 | 0.1 | 0.1 | 0.1
Northern_California_Solar_44_Generic | generic-deliverability | Generic_PGE_North_500_HSN | Reliability_Capacity_In_Model_Year | System RA | Northern_California_Solar_44_Generic | 0.1 | 0.1 | 0.1 | 0.1 | 0.1 | 0.1 | 0.1 | 0.1 | 0.1 | 0.1 | 0.1 | 0.1 | 0.1 | 0.1 | 0.1 | 0.1 | 0.1 | 0.1 | 0.1 | 0.1 | 0.1 | 0.1 | 0.1 | 0.1 | 0.1 | 0.1 | 0.1 | 0.1 | 0.1 | 0.1 | 0.1
Northern_California_Solar_5_Generic | generic-deliverability | Generic_PGE_North_500_HSN | Reliability_Capacity_In_Model_Year | System RA | Northern_California_Solar_5_Generic | 0.1 | 0.1 | 0.1 | 0.1 | 0.1 | 0.1 | 0.1 | 0.1 | 0.1 | 0.1 | 0.1 | 0.1 | 0.1 | 0.1 | 0.1 | 0.1 | 0.1 | 0.1 | 0.1 | 0.1 | 0.1 | 0.1 | 0.1 | 0.1 | 0.1 | 0.1 | 0.1 | 0.1 | 0.1 | 0.1 | 0.1
Northern_California_Solar_51_Generic | generic-deliverability | Generic_PGE_North_500_HSN | Reliability_Capacity_In_Model_Year | System RA | Northern_California_Solar_51_Generic | 0.1 | 0.1 | 0.1 | 0.1 | 0.1 | 0.1 | 0.1 | 0.1 | 0.1 | 0.1 | 0.1 | 0.1 | 0.1 | 0.1 | 0.1 | 0.1 | 0.1 | 0.1 | 0.1 | 0.1 | 0.1 | 0.1 | 0.1 | 0.1 | 0.1 | 0.1 | 0.1 | 0.1 | 0.1 | 0.1 | 0.1
Northern_California_Solar_57_Generic | generic-deliverability | Generic_PGE_North_500_HSN | Reliability_Capacity_In_Model_Year | System RA | Northern_California_Solar_57_Generic | 0.1 | 0.1 | 0.1 | 0.1 | 0.1 | 0.1 | 0.1 | 0.1 | 0.1 | 0.1 | 0.1 | 0.1 | 0.1 | 0.1 | 0.1 | 0.1 | 0.1 | 0.1 | 0.1 | 0.1 | 0.1 | 0.1 | 0.1 | 0.1 | 0.1 | 0.1 | 0.1 | 0.1 | 0.1 | 0.1 | 0.1
Northern_California_Solar_68_Generic | generic-deliverability | Generic_PGE_North_500_HSN | Reliability_Capacity_In_Model_Year | System RA | Northern_California_Solar_68_Generic | 0.1 | 0.1 | 0.1 | 0.1 | 0.1 | 0.1 | 0.1 | 0.1 | 0.1 | 0.1 | 0.1 | 0.1 | 0.1 | 0.1 | 0.1 | 0.1 | 0.1 | 0.1 | 0.1 | 0.1 | 0.1 | 0.1 | 0.1 | 0.1 | 0.1 | 0.1 | 0.1 | 0.1 | 0.1 | 0.1 | 0.1
Northern_California_Solar_70_Generic | generic-deliverability | Generic_PGE_North_500_HSN | Reliability_Capacity_In_Model_Year | System RA | Northern_California_Solar_70_Generic | 0.1 | 0.1 | 0.1 | 0.1 | 0.1 | 0.1 | 0.1 | 0.1 | 0.1 | 0.1 | 0.1 | 0.1 | 0.1 | 0.1 | 0.1 | 0.1 | 0.1 | 0.1 | 0.1 | 0.1 | 0.1 | 0.1 | 0.1 | 0.1 | 0.1 | 0.1 | 0.1 | 0.1 | 0.1 | 0.1 | 0.1
Northern_California_Solar_73_Generic | generic-deliverability | Generic_PGE_North_500_HSN | Reliability_Capacity_In_Model_Year | System RA | Northern_California_Solar_73_Generic | 0.1 | 0.1 | 0.1 | 0.1 | 0.1 | 0.1 | 0.1 | 0.1 | 0.1 | 0.1 | 0.1 | 0.1 | 0.1 | 0.1 | 0.1 | 0.1 | 0.1 | 0.1 | 0.1 | 0.1 | 0.1 | 0.1 | 0.1 | 0.1 | 0.1 | 0.1 | 0.1 | 0.1 | 0.1 | 0.1 | 0.1
Northern_California_Solar_76_Generic | generic-deliverability | Generic_PGE_North_500_HSN | Reliability_Capacity_In_Model_Year | System RA | Northern_California_Solar_76_Generic | 0.1 | 0.1 | 0.1 | 0.1 | 0.1 | 0.1 | 0.1 | 0.1 | 0.1 | 0.1 | 0.1 | 0.1 | 0.1 | 0.1 | 0.1 | 0.1 | 0.1 | 0.1 | 0.1 | 0.1 | 0.1 | 0.1 | 0.1 | 0.1 | 0.1 | 0.1 | 0.1 | 0.1 | 0.1 | 0.1 | 0.1
Northern_California_Solar_80_Generic | generic-deliverability | Generic_PGE_North_500_HSN | Reliability_Capacity_In_Model_Year | System RA | Northern_California_Solar_80_Generic | 0.1 | 0.1 | 0.1 | 0.1 | 0.1 | 0.1 | 0.1 | 0.1 | 0.1 | 0.1 | 0.1 | 0.1 | 0.1 | 0.1 | 0.1 | 0.1 | 0.1 | 0.1 | 0.1 | 0.1 | 0.1 | 0.1 | 0.1 | 0.1 | 0.1 | 0.1 | 0.1 | 0.1 | 0.1 | 0.1 | 0.1
Northern_California_Solar_82_Generic | generic-deliverability | Generic_PGE_North_500_HSN | Reliability_Capacity_In_Model_Year | System RA | Northern_California_Solar_82_Generic | 0.1 | 0.1 | 0.1 | 0.1 | 0.1 | 0.1 | 0.1 | 0.1 | 0.1 | 0.1 | 0.1 | 0.1 | 0.1 | 0.1 | 0.1 | 0.1 | 0.1 | 0.1 | 0.1 | 0.1 | 0.1 | 0.1 | 0.1 | 0.1 | 0.1 | 0.1 | 0.1 | 0.1 | 0.1 | 0.1 | 0.1
Northern_California_Solar_83_Generic | generic-deliverability | Generic_PGE_North_500_HSN | Reliability_Capacity_In_Model_Year | System RA | Northern_California_Solar_83_Generic | 0.1 | 0.1 | 0.1 | 0.1 | 0.1 | 0.1 | 0.1 | 0.1 | 0.1 | 0.1 | 0.1 | 0.1 | 0.1 | 0.1 | 0.1 | 0.1 | 0.1 | 0.1 | 0.1 | 0.1 | 0.1 | 0.1 | 0.1 | 0.1 | 0.1 | 0.1 | 0.1 | 0.1 | 0.1 | 0.1 | 0.1
Northern_California_Solar_84_Generic | generic-deliverability | Generic_PGE_North_500_HSN | Reliability_Capacity_In_Model_Year | System RA | Northern_California_Solar_84_Generic | 0.1 | 0.1 | 0.1 | 0.1 | 0.1 | 0.1 | 0.1 | 0.1 | 0.1 | 0.1 | 0.1 | 0.1 | 0.1 | 0.1 | 0.1 | 0.1 | 0.1 | 0.1 | 0.1 | 0.1 | 0.1 | 0.1 | 0.1 | 0.1 | 0.1 | 0.1 | 0.1 | 0.1 | 0.1 | 0.1 | 0.1
Northern_California_Solar_85_Generic | generic-deliverability | Generic_PGE_North_500_HSN | Reliability_Capacity_In_Model_Year | System RA | Northern_California_Solar_85_Generic | 0.1 | 0.1 | 0.1 | 0.1 | 0.1 | 0.1 | 0.1 | 0.1 | 0.1 | 0.1 | 0.1 | 0.1 | 0.1 | 0.1 | 0.1 | 0.1 | 0.1 | 0.1 | 0.1 | 0.1 | 0.1 | 0.1 | 0.1 | 0.1 | 0.1 | 0.1 | 0.1 | 0.1 | 0.1 | 0.1 | 0.1
Northern_California_Solar_92_Generic | generic-deliverability | Generic_PGE_North_500_HSN | Reliability_Capacity_In_Model_Year | System RA | Northern_California_Solar_92_Generic | 0.1 | 0.1 | 0.1 | 0.1 | 0.1 | 0.1 | 0.1 | 0.1 | 0.1 | 0.1 | 0.1 | 0.1 | 0.1 | 0.1 | 0.1 | 0.1 | 0.1 | 0.1 | 0.1 | 0.1 | 0.1 | 0.1 | 0.1 | 0.1 | 0.1 | 0.1 | 0.1 | 0.1 | 0.1 | 0.1 | 0.1
Northern_California_Solar_94_Generic | generic-deliverability | Generic_PGE_North_500_HSN | Reliability_Capacity_In_Model_Year | System RA | Northern_California_Solar_94_Generic | 0.1 | 0.1 | 0.1 | 0.1 | 0.1 | 0.1 | 0.1 | 0.1 | 0.1 | 0.1 | 0.1 | 0.1 | 0.1 | 0.1 | 0.1 | 0.1 | 0.1 | 0.1 | 0.1 | 0.1 | 0.1 | 0.1 | 0.1 | 0.1 | 0.1 | 0.1 | 0.1 | 0.1 | 0.1 | 0.1 | 0.1
Northern_California_Solar_96_Generic | generic-deliverability | Generic_PGE_North_500_HSN | Reliability_Capacity_In_Model_Year | System RA | Northern_California_Solar_96_Generic | 0.1 | 0.1 | 0.1 | 0.1 | 0.1 | 0.1 | 0.1 | 0.1 | 0.1 | 0.1 | 0.1 | 0.1 | 0.1 | 0.1 | 0.1 | 0.1 | 0.1 | 0.1 | 0.1 | 0.1 | 0.1 | 0.1 | 0.1 | 0.1 | 0.1 | 0.1 | 0.1 | 0.1 | 0.1 | 0.1 | 0.1
Northern_California_Wind_159_Generic | generic-deliverability | Generic_PGE_North_500_HSN | Reliability_Capacity_In_Model_Year | System RA | Northern_California_Wind_159_Generic | 0.665 | 0.665 | 0.665 | 0.665 | 0.665 | 0.665 | 0.665 | 0.665 | 0.665 | 0.665 | 0.665 | 0.665 | 0.665 | 0.665 | 0.665 | 0.665 | 0.665 | 0.665 | 0.665 | 0.665 | 0.665 | 0.665 | 0.665 | 0.665 | 0.665 | 0.665 | 0.665 | 0.665 | 0.665 | 0.665 | 0.665
Northern_California_Wind_26_Generic | generic-deliverability | Generic_PGE_North_500_HSN | Reliability_Capacity_In_Model_Year | System RA | Northern_California_Wind_26_Generic | 0.665 | 0.665 | 0.665 | 0.665 | 0.665 | 0.665 | 0.665 | 0.665 | 0.665 | 0.665 | 0.665 | 0.665 | 0.665 | 0.665 | 0.665 | 0.665 | 0.665 | 0.665 | 0.665 | 0.665 | 0.665 | 0.665 | 0.665 | 0.665 | 0.665 | 0.665 | 0.665 | 0.665 | 0.665 | 0.665 | 0.665
Northern_California_Wind_35_Generic | generic-deliverability | Generic_PGE_North_500_HSN | Reliability_Capacity_In_Model_Year | System RA | Northern_California_Wind_35_Generic | 0.665 | 0.665 | 0.665 | 0.665 | 0.665 | 0.665 | 0.665 | 0.665 | 0.665 | 0.665 | 0.665 | 0.665 | 0.665 | 0.665 | 0.665 | 0.665 | 0.665 | 0.665 | 0.665 | 0.665 | 0.665 | 0.665 | 0.665 | 0.665 | 0.665 | 0.665 | 0.665 | 0.665 | 0.665 | 0.665 | 0.665
Northern_California_Wind_5_Generic | generic-deliverability | Generic_PGE_North_500_HSN | Reliability_Capacity_In_Model_Year | System RA | Northern_California_Wind_5_Generic | 0.665 | 0.665 | 0.665 | 0.665 | 0.665 | 0.665 | 0.665 | 0.665 | 0.665 | 0.665 | 0.665 | 0.665 | 0.665 | 0.665 | 0.665 | 0.665 | 0.665 | 0.665 | 0.665 | 0.665 | 0.665 | 0.665 | 0.665 | 0.665 | 0.665 | 0.665 | 0.665 | 0.665 | 0.665 | 0.665 | 0.665
Northern_California_Wind_76_Generic | generic-deliverability | Generic_PGE_North_500_HSN | Reliability_Capacity_In_Model_Year | System RA | Northern_California_Wind_76_Generic | 0.665 | 0.665 | 0.665 | 0.665 | 0.665 | 0.665 | 0.665 | 0.665 | 0.665 | 0.665 | 0.665 | 0.665 | 0.665 | 0.665 | 0.665 | 0.665 | 0.665 | 0.665 | 0.665 | 0.665 | 0.665 | 0.665 | 0.665 | 0.665 | 0.665 | 0.665 | 0.665 | 0.665 | 0.665 | 0.665 | 0.665
Northern_California_Wind_83_Generic | generic-deliverability | Generic_PGE_North_500_HSN | Reliability_Capacity_In_Model_Year | System RA | Northern_California_Wind_83_Generic | 0.665 | 0.665 | 0.665 | 0.665 | 0.665 | 0.665 | 0.665 | 0.665 | 0.665 | 0.665 | 0.665 | 0.665 | 0.665 | 0.665 | 0.665 | 0.665 | 0.665 | 0.665 | 0.665 | 0.665 | 0.665 | 0.665 | 0.665 | 0.665 | 0.665 | 0.665 | 0.665 | 0.665 | 0.665 | 0.665 | 0.665
Pacific_Northwest_Geothermal_5_Generic | generic-deliverability | Generic_PGE_North_500_HSN | Reliability_Capacity_In_Model_Year | System RA | Pacific_Northwest_Geothermal_5_Generic | 1 | 1 | 1 | 1 | 1 | 1 | 1 | 1 | 1 | 1 | 1 | 1 | 1 | 1 | 1 | 1 | 1 | 1 | 1 | 1 | 1 | 1 | 1 | 1 | 1 | 1 | 1 | 1 | 1 | 1 | 1
Solano_Wind_122_Generic | generic-deliverability | Generic_PGE_North_500_HSN | Reliability_Capacity_In_Model_Year | System RA | Solano_Wind_122_Generic | 0.665 | 0.665 | 0.665 | 0.665 | 0.665 | 0.665 | 0.665 | 0.665 | 0.665 | 0.665 | 0.665 | 0.665 | 0.665 | 0.665 | 0.665 | 0.665 | 0.665 | 0.665 | 0.665 | 0.665 | 0.665 | 0.665 | 0.665 | 0.665 | 0.665 | 0.665 | 0.665 | 0.665 | 0.665 | 0.665 | 0.665
Solano_Wind_126_Generic | generic-deliverability | Generic_PGE_North_500_HSN | Reliability_Capacity_In_Model_Year | System RA | Solano_Wind_126_Generic | 0.665 | 0.665 | 0.665 | 0.665 | 0.665 | 0.665 | 0.665 | 0.665 | 0.665 | 0.665 | 0.665 | 0.665 | 0.665 | 0.665 | 0.665 | 0.665 | 0.665 | 0.665 | 0.665 | 0.665 | 0.665 | 0.665 | 0.665 | 0.665 | 0.665 | 0.665 | 0.665 | 0.665 | 0.665 | 0.665 | 0.665
Solano_Wind_85_Generic | generic-deliverability | Generic_PGE_North_500_HSN | Reliability_Capacity_In_Model_Year | System RA | Solano_Wind_85_Generic | 0.665 | 0.665 | 0.665 | 0.665 | 0.665 | 0.665 | 0.665 | 0.665 | 0.665 | 0.665 | 0.665 | 0.665 | 0.665 | 0.665 | 0.665 | 0.665 | 0.665 | 0.665 | 0.665 | 0.665 | 0.665 | 0.665 | 0.665 | 0.665 | 0.665 | 0.665 | 0.665 | 0.665 | 0.665 | 0.665 | 0.665
Solano_Wind_94_Generic | generic-deliverability | Generic_PGE_North_500_HSN | Reliability_Capacity_In_Model_Year | System RA | Solano_Wind_94_Generic | 0.665 | 0.665 | 0.665 | 0.665 | 0.665 | 0.665 | 0.665 | 0.665 | 0.665 | 0.665 | 0.665 | 0.665 | 0.665 | 0.665 | 0.665 | 0.665 | 0.665 | 0.665 | 0.665 | 0.665 | 0.665 | 0.665 | 0.665 | 0.665 | 0.665 | 0.665 | 0.665 | 0.665 | 0.665 | 0.665 | 0.665
Southern_PGAE_Flow_Battery_111_Generic | generic-deliverability | Generic_PGE_North_500_HSN | Reliability_Capacity_In_Model_Year | System RA | Southern_PGAE_Flow_Battery_111_Generic | 1 | 1 | 1 | 1 | 1 | 1 | 1 | 1 | 1 | 1 | 1 | 1 | 1 | 1 | 1 | 1 | 1 | 1 | 1 | 1 | 1 | 1 | 1 | 1 | 1 | 1 | 1 | 1 | 1 | 1 | 1
Southern_PGAE_Flow_Battery_124_Generic | generic-deliverability | Generic_PGE_North_500_HSN | Reliability_Capacity_In_Model_Year | System RA | Southern_PGAE_Flow_Battery_124_Generic | 1 | 1 | 1 | 1 | 1 | 1 | 1 | 1 | 1 | 1 | 1 | 1 | 1 | 1 | 1 | 1 | 1 | 1 | 1 | 1 | 1 | 1 | 1 | 1 | 1 | 1 | 1 | 1 | 1 | 1 | 1
Southern_PGAE_Flow_Battery_139_Generic | generic-deliverability | Generic_PGE_North_500_HSN | Reliability_Capacity_In_Model_Year | System RA | Southern_PGAE_Flow_Battery_139_Generic | 1 | 1 | 1 | 1 | 1 | 1 | 1 | 1 | 1 | 1 | 1 | 1 | 1 | 1 | 1 | 1 | 1 | 1 | 1 | 1 | 1 | 1 | 1 | 1 | 1 | 1 | 1 | 1 | 1 | 1 | 1
Southern_PGAE_Flow_Battery_140_Generic | generic-deliverability | Generic_PGE_North_500_HSN | Reliability_Capacity_In_Model_Year | System RA | Southern_PGAE_Flow_Battery_140_Generic | 1 | 1 | 1 | 1 | 1 | 1 | 1 | 1 | 1 | 1 | 1 | 1 | 1 | 1 | 1 | 1 | 1 | 1 | 1 | 1 | 1 | 1 | 1 | 1 | 1 | 1 | 1 | 1 | 1 | 1 | 1
Southern_PGAE_Flow_Battery_145_Generic | generic-deliverability | Generic_PGE_North_500_HSN | Reliability_Capacity_In_Model_Year | System RA | Southern_PGAE_Flow_Battery_145_Generic | 1 | 1 | 1 | 1 | 1 | 1 | 1 | 1 | 1 | 1 | 1 | 1 | 1 | 1 | 1 | 1 | 1 | 1 | 1 | 1 | 1 | 1 | 1 | 1 | 1 | 1 | 1 | 1 | 1 | 1 | 1
Southern_PGAE_Flow_Battery_151_Generic | generic-deliverability | Generic_PGE_North_500_HSN | Reliability_Capacity_In_Model_Year | System RA | Southern_PGAE_Flow_Battery_151_Generic | 1 | 1 | 1 | 1 | 1 | 1 | 1 | 1 | 1 | 1 | 1 | 1 | 1 | 1 | 1 | 1 | 1 | 1 | 1 | 1 | 1 | 1 | 1 | 1 | 1 | 1 | 1 | 1 | 1 | 1 | 1
Southern_PGAE_Flow_Battery_154_Generic | generic-deliverability | Generic_PGE_North_500_HSN | Reliability_Capacity_In_Model_Year | System RA | Southern_PGAE_Flow_Battery_154_Generic | 1 | 1 | 1 | 1 | 1 | 1 | 1 | 1 | 1 | 1 | 1 | 1 | 1 | 1 | 1 | 1 | 1 | 1 | 1 | 1 | 1 | 1 | 1 | 1 | 1 | 1 | 1 | 1 | 1 | 1 | 1
Southern_PGAE_Flow_Battery_161_Generic | generic-deliverability | Generic_PGE_North_500_HSN | Reliability_Capacity_In_Model_Year | System RA | Southern_PGAE_Flow_Battery_161_Generic | 1 | 1 | 1 | 1 | 1 | 1 | 1 | 1 | 1 | 1 | 1 | 1 | 1 | 1 | 1 | 1 | 1 | 1 | 1 | 1 | 1 | 1 | 1 | 1 | 1 | 1 | 1 | 1 | 1 | 1 | 1
Southern_PGAE_Flow_Battery_162_Generic | generic-deliverability | Generic_PGE_North_500_HSN | Reliability_Capacity_In_Model_Year | System RA | Southern_PGAE_Flow_Battery_162_Generic | 1 | 1 | 1 | 1 | 1 | 1 | 1 | 1 | 1 | 1 | 1 | 1 | 1 | 1 | 1 | 1 | 1 | 1 | 1 | 1 | 1 | 1 | 1 | 1 | 1 | 1 | 1 | 1 | 1 | 1 | 1
Southern_PGAE_Flow_Battery_163_Generic | generic-deliverability | Generic_PGE_North_500_HSN | Reliability_Capacity_In_Model_Year | System RA | Southern_PGAE_Flow_Battery_163_Generic | 1 | 1 | 1 | 1 | 1 | 1 | 1 | 1 | 1 | 1 | 1 | 1 | 1 | 1 | 1 | 1 | 1 | 1 | 1 | 1 | 1 | 1 | 1 | 1 | 1 | 1 | 1 | 1 | 1 | 1 | 1
Southern_PGAE_Flow_Battery_164_Generic | generic-deliverability | Generic_PGE_North_500_HSN | Reliability_Capacity_In_Model_Year | System RA | Southern_PGAE_Flow_Battery_164_Generic | 1 | 1 | 1 | 1 | 1 | 1 | 1 | 1 | 1 | 1 | 1 | 1 | 1 | 1 | 1 | 1 | 1 | 1 | 1 | 1 | 1 | 1 | 1 | 1 | 1 | 1 | 1 | 1 | 1 | 1 | 1
Southern_PGAE_Flow_Battery_165_Generic | generic-deliverability | Generic_PGE_North_500_HSN | Reliability_Capacity_In_Model_Year | System RA | Southern_PGAE_Flow_Battery_165_Generic | 1 | 1 | 1 | 1 | 1 | 1 | 1 | 1 | 1 | 1 | 1 | 1 | 1 | 1 | 1 | 1 | 1 | 1 | 1 | 1 | 1 | 1 | 1 | 1 | 1 | 1 | 1 | 1 | 1 | 1 | 1
Southern_PGAE_Flow_Battery_168_Generic | generic-deliverability | Generic_PGE_North_500_HSN | Reliability_Capacity_In_Model_Year | System RA | Southern_PGAE_Flow_Battery_168_Generic | 1 | 1 | 1 | 1 | 1 | 1 | 1 | 1 | 1 | 1 | 1 | 1 | 1 | 1 | 1 | 1 | 1 | 1 | 1 | 1 | 1 | 1 | 1 | 1 | 1 | 1 | 1 | 1 | 1 | 1 | 1
Southern_PGAE_Flow_Battery_169_Generic | generic-deliverability | Generic_PGE_North_500_HSN | Reliability_Capacity_In_Model_Year | System RA | Southern_PGAE_Flow_Battery_169_Generic | 1 | 1 | 1 | 1 | 1 | 1 | 1 | 1 | 1 | 1 | 1 | 1 | 1 | 1 | 1 | 1 | 1 | 1 | 1 | 1 | 1 | 1 | 1 | 1 | 1 | 1 | 1 | 1 | 1 | 1 | 1
Southern_PGAE_Flow_Battery_17_Generic | generic-deliverability | Generic_PGE_North_500_HSN | Reliability_Capacity_In_Model_Year | System RA | Southern_PGAE_Flow_Battery_17_Generic | 1 | 1 | 1 | 1 | 1 | 1 | 1 | 1 | 1 | 1 | 1 | 1 | 1 | 1 | 1 | 1 | 1 | 1 | 1 | 1 | 1 | 1 | 1 | 1 | 1 | 1 | 1 | 1 | 1 | 1 | 1
Southern_PGAE_Flow_Battery_170_Generic | generic-deliverability | Generic_PGE_North_500_HSN | Reliability_Capacity_In_Model_Year | System RA | Southern_PGAE_Flow_Battery_170_Generic | 1 | 1 | 1 | 1 | 1 | 1 | 1 | 1 | 1 | 1 | 1 | 1 | 1 | 1 | 1 | 1 | 1 | 1 | 1 | 1 | 1 | 1 | 1 | 1 | 1 | 1 | 1 | 1 | 1 | 1 | 1
Southern_PGAE_Flow_Battery_174_Generic | generic-deliverability | Generic_PGE_North_500_HSN | Reliability_Capacity_In_Model_Year | System RA | Southern_PGAE_Flow_Battery_174_Generic | 1 | 1 | 1 | 1 | 1 | 1 | 1 | 1 | 1 | 1 | 1 | 1 | 1 | 1 | 1 | 1 | 1 | 1 | 1 | 1 | 1 | 1 | 1 | 1 | 1 | 1 | 1 | 1 | 1 | 1 | 1
Southern_PGAE_Flow_Battery_176_Generic | generic-deliverability | Generic_PGE_North_500_HSN | Reliability_Capacity_In_Model_Year | System RA | Southern_PGAE_Flow_Battery_176_Generic | 1 | 1 | 1 | 1 | 1 | 1 | 1 | 1 | 1 | 1 | 1 | 1 | 1 | 1 | 1 | 1 | 1 | 1 | 1 | 1 | 1 | 1 | 1 | 1 | 1 | 1 | 1 | 1 | 1 | 1 | 1
Southern_PGAE_Flow_Battery_95_Generic | generic-deliverability | Generic_PGE_North_500_HSN | Reliability_Capacity_In_Model_Year | System RA | Southern_PGAE_Flow_Battery_95_Generic | 1 | 1 | 1 | 1 | 1 | 1 | 1 | 1 | 1 | 1 | 1 | 1 | 1 | 1 | 1 | 1 | 1 | 1 | 1 | 1 | 1 | 1 | 1 | 1 | 1 | 1 | 1 | 1 | 1 | 1 | 1
Southern_PGAE_Flow_Battery_99_Generic | generic-deliverability | Generic_PGE_North_500_HSN | Reliability_Capacity_In_Model_Year | System RA | Southern_PGAE_Flow_Battery_99_Generic | 1 | 1 | 1 | 1 | 1 | 1 | 1 | 1 | 1 | 1 | 1 | 1 | 1 | 1 | 1 | 1 | 1 | 1 | 1 | 1 | 1 | 1 | 1 | 1 | 1 | 1 | 1 | 1 | 1 | 1 | 1
Southern_PGAE_Li_Battery_4hr_111_Generic | generic-deliverability | Generic_PGE_North_500_HSN | Reliability_Capacity_In_Model_Year | System RA | Southern_PGAE_Li_Battery_4hr_111_Generic | 1 | 1 | 1 | 1 | 1 | 1 | 1 | 1 | 1 | 1 | 1 | 1 | 1 | 1 | 1 | 1 | 1 | 1 | 1 | 1 | 1 | 1 | 1 | 1 | 1 | 1 | 1 | 1 | 1 | 1 | 1
Southern_PGAE_Li_Battery_4hr_124_Generic | generic-deliverability | Generic_PGE_North_500_HSN | Reliability_Capacity_In_Model_Year | System RA | Southern_PGAE_Li_Battery_4hr_124_Generic | 1 | 1 | 1 | 1 | 1 | 1 | 1 | 1 | 1 | 1 | 1 | 1 | 1 | 1 | 1 | 1 | 1 | 1 | 1 | 1 | 1 | 1 | 1 | 1 | 1 | 1 | 1 | 1 | 1 | 1 | 1
Southern_PGAE_Li_Battery_4hr_139_Generic | generic-deliverability | Generic_PGE_North_500_HSN | Reliability_Capacity_In_Model_Year | System RA | Southern_PGAE_Li_Battery_4hr_139_Generic | 1 | 1 | 1 | 1 | 1 | 1 | 1 | 1 | 1 | 1 | 1 | 1 | 1 | 1 | 1 | 1 | 1 | 1 | 1 | 1 | 1 | 1 | 1 | 1 | 1 | 1 | 1 | 1 | 1 | 1 | 1
Southern_PGAE_Li_Battery_4hr_140_Generic | generic-deliverability | Generic_PGE_North_500_HSN | Reliability_Capacity_In_Model_Year | System RA | Southern_PGAE_Li_Battery_4hr_140_Generic | 1 | 1 | 1 | 1 | 1 | 1 | 1 | 1 | 1 | 1 | 1 | 1 | 1 | 1 | 1 | 1 | 1 | 1 | 1 | 1 | 1 | 1 | 1 | 1 | 1 | 1 | 1 | 1 | 1 | 1 | 1
Southern_PGAE_Li_Battery_4hr_145_Generic | generic-deliverability | Generic_PGE_North_500_HSN | Reliability_Capacity_In_Model_Year | System RA | Southern_PGAE_Li_Battery_4hr_145_Generic | 1 | 1 | 1 | 1 | 1 | 1 | 1 | 1 | 1 | 1 | 1 | 1 | 1 | 1 | 1 | 1 | 1 | 1 | 1 | 1 | 1 | 1 | 1 | 1 | 1 | 1 | 1 | 1 | 1 | 1 | 1
Southern_PGAE_Li_Battery_4hr_151_Generic | generic-deliverability | Generic_PGE_North_500_HSN | Reliability_Capacity_In_Model_Year | System RA | Southern_PGAE_Li_Battery_4hr_151_Generic | 1 | 1 | 1 | 1 | 1 | 1 | 1 | 1 | 1 | 1 | 1 | 1 | 1 | 1 | 1 | 1 | 1 | 1 | 1 | 1 | 1 | 1 | 1 | 1 | 1 | 1 | 1 | 1 | 1 | 1 | 1
Southern_PGAE_Li_Battery_4hr_154_Generic | generic-deliverability | Generic_PGE_North_500_HSN | Reliability_Capacity_In_Model_Year | System RA | Southern_PGAE_Li_Battery_4hr_154_Generic | 1 | 1 | 1 | 1 | 1 | 1 | 1 | 1 | 1 | 1 | 1 | 1 | 1 | 1 | 1 | 1 | 1 | 1 | 1 | 1 | 1 | 1 | 1 | 1 | 1 | 1 | 1 | 1 | 1 | 1 | 1
Southern_PGAE_Li_Battery_4hr_161_Generic | generic-deliverability | Generic_PGE_North_500_HSN | Reliability_Capacity_In_Model_Year | System RA | Southern_PGAE_Li_Battery_4hr_161_Generic | 1 | 1 | 1 | 1 | 1 | 1 | 1 | 1 | 1 | 1 | 1 | 1 | 1 | 1 | 1 | 1 | 1 | 1 | 1 | 1 | 1 | 1 | 1 | 1 | 1 | 1 | 1 | 1 | 1 | 1 | 1
Southern_PGAE_Li_Battery_4hr_162_Generic | generic-deliverability | Generic_PGE_North_500_HSN | Reliability_Capacity_In_Model_Year | System RA | Southern_PGAE_Li_Battery_4hr_162_Generic | 1 | 1 | 1 | 1 | 1 | 1 | 1 | 1 | 1 | 1 | 1 | 1 | 1 | 1 | 1 | 1 | 1 | 1 | 1 | 1 | 1 | 1 | 1 | 1 | 1 | 1 | 1 | 1 | 1 | 1 | 1
Southern_PGAE_Li_Battery_4hr_163_Generic | generic-deliverability | Generic_PGE_North_500_HSN | Reliability_Capacity_In_Model_Year | System RA | Southern_PGAE_Li_Battery_4hr_163_Generic | 1 | 1 | 1 | 1 | 1 | 1 | 1 | 1 | 1 | 1 | 1 | 1 | 1 | 1 | 1 | 1 | 1 | 1 | 1 | 1 | 1 | 1 | 1 | 1 | 1 | 1 | 1 | 1 | 1 | 1 | 1
Southern_PGAE_Li_Battery_4hr_164_Generic | generic-deliverability | Generic_PGE_North_500_HSN | Reliability_Capacity_In_Model_Year | System RA | Southern_PGAE_Li_Battery_4hr_164_Generic | 1 | 1 | 1 | 1 | 1 | 1 | 1 | 1 | 1 | 1 | 1 | 1 | 1 | 1 | 1 | 1 | 1 | 1 | 1 | 1 | 1 | 1 | 1 | 1 | 1 | 1 | 1 | 1 | 1 | 1 | 1
Southern_PGAE_Li_Battery_4hr_165_Generic | generic-deliverability | Generic_PGE_North_500_HSN | Reliability_Capacity_In_Model_Year | System RA | Southern_PGAE_Li_Battery_4hr_165_Generic | 1 | 1 | 1 | 1 | 1 | 1 | 1 | 1 | 1 | 1 | 1 | 1 | 1 | 1 | 1 | 1 | 1 | 1 | 1 | 1 | 1 | 1 | 1 | 1 | 1 | 1 | 1 | 1 | 1 | 1 | 1
Southern_PGAE_Li_Battery_4hr_168_Generic | generic-deliverability | Generic_PGE_North_500_HSN | Reliability_Capacity_In_Model_Year | System RA | Southern_PGAE_Li_Battery_4hr_168_Generic | 1 | 1 | 1 | 1 | 1 | 1 | 1 | 1 | 1 | 1 | 1 | 1 | 1 | 1 | 1 | 1 | 1 | 1 | 1 | 1 | 1 | 1 | 1 | 1 | 1 | 1 | 1 | 1 | 1 | 1 | 1
Southern_PGAE_Li_Battery_4hr_169_Generic | generic-deliverability | Generic_PGE_North_500_HSN | Reliability_Capacity_In_Model_Year | System RA | Southern_PGAE_Li_Battery_4hr_169_Generic | 1 | 1 | 1 | 1 | 1 | 1 | 1 | 1 | 1 | 1 | 1 | 1 | 1 | 1 | 1 | 1 | 1 | 1 | 1 | 1 | 1 | 1 | 1 | 1 | 1 | 1 | 1 | 1 | 1 | 1 | 1
Southern_PGAE_Li_Battery_4hr_17_Generic | generic-deliverability | Generic_PGE_North_500_HSN | Reliability_Capacity_In_Model_Year | System RA | Southern_PGAE_Li_Battery_4hr_17_Generic | 1 | 1 | 1 | 1 | 1 | 1 | 1 | 1 | 1 | 1 | 1 | 1 | 1 | 1 | 1 | 1 | 1 | 1 | 1 | 1 | 1 | 1 | 1 | 1 | 1 | 1 | 1 | 1 | 1 | 1 | 1
Southern_PGAE_Li_Battery_4hr_170_Generic | generic-deliverability | Generic_PGE_North_500_HSN | Reliability_Capacity_In_Model_Year | System RA | Southern_PGAE_Li_Battery_4hr_170_Generic | 1 | 1 | 1 | 1 | 1 | 1 | 1 | 1 | 1 | 1 | 1 | 1 | 1 | 1 | 1 | 1 | 1 | 1 | 1 | 1 | 1 | 1 | 1 | 1 | 1 | 1 | 1 | 1 | 1 | 1 | 1
Southern_PGAE_Li_Battery_4hr_174_Generic | generic-deliverability | Generic_PGE_North_500_HSN | Reliability_Capacity_In_Model_Year | System RA | Southern_PGAE_Li_Battery_4hr_174_Generic | 1 | 1 | 1 | 1 | 1 | 1 | 1 | 1 | 1 | 1 | 1 | 1 | 1 | 1 | 1 | 1 | 1 | 1 | 1 | 1 | 1 | 1 | 1 | 1 | 1 | 1 | 1 | 1 | 1 | 1 | 1
Southern_PGAE_Li_Battery_4hr_176_Generic | generic-deliverability | Generic_PGE_North_500_HSN | Reliability_Capacity_In_Model_Year | System RA | Southern_PGAE_Li_Battery_4hr_176_Generic | 1 | 1 | 1 | 1 | 1 | 1 | 1 | 1 | 1 | 1 | 1 | 1 | 1 | 1 | 1 | 1 | 1 | 1 | 1 | 1 | 1 | 1 | 1 | 1 | 1 | 1 | 1 | 1 | 1 | 1 | 1
Southern_PGAE_Li_Battery_4hr_95_Generic | generic-deliverability | Generic_PGE_North_500_HSN | Reliability_Capacity_In_Model_Year | System RA | Southern_PGAE_Li_Battery_4hr_95_Generic | 1 | 1 | 1 | 1 | 1 | 1 | 1 | 1 | 1 | 1 | 1 | 1 | 1 | 1 | 1 | 1 | 1 | 1 | 1 | 1 | 1 | 1 | 1 | 1 | 1 | 1 | 1 | 1 | 1 | 1 | 1
Southern_PGAE_Li_Battery_4hr_99_Generic | generic-deliverability | Generic_PGE_North_500_HSN | Reliability_Capacity_In_Model_Year | System RA | Southern_PGAE_Li_Battery_4hr_99_Generic | 1 | 1 | 1 | 1 | 1 | 1 | 1 | 1 | 1 | 1 | 1 | 1 | 1 | 1 | 1 | 1 | 1 | 1 | 1 | 1 | 1 | 1 | 1 | 1 | 1 | 1 | 1 | 1 | 1 | 1 | 1
Southern_PGAE_Li_Battery_8hr_111_Generic | generic-deliverability | Generic_PGE_North_500_HSN | Reliability_Capacity_In_Model_Year | System RA | Southern_PGAE_Li_Battery_8hr_111_Generic | 1 | 1 | 1 | 1 | 1 | 1 | 1 | 1 | 1 | 1 | 1 | 1 | 1 | 1 | 1 | 1 | 1 | 1 | 1 | 1 | 1 | 1 | 1 | 1 | 1 | 1 | 1 | 1 | 1 | 1 | 1
Southern_PGAE_Li_Battery_8hr_124_Generic | generic-deliverability | Generic_PGE_North_500_HSN | Reliability_Capacity_In_Model_Year | System RA | Southern_PGAE_Li_Battery_8hr_124_Generic | 1 | 1 | 1 | 1 | 1 | 1 | 1 | 1 | 1 | 1 | 1 | 1 | 1 | 1 | 1 | 1 | 1 | 1 | 1 | 1 | 1 | 1 | 1 | 1 | 1 | 1 | 1 | 1 | 1 | 1 | 1
Southern_PGAE_Li_Battery_8hr_139_Generic | generic-deliverability | Generic_PGE_North_500_HSN | Reliability_Capacity_In_Model_Year | System RA | Southern_PGAE_Li_Battery_8hr_139_Generic | 1 | 1 | 1 | 1 | 1 | 1 | 1 | 1 | 1 | 1 | 1 | 1 | 1 | 1 | 1 | 1 | 1 | 1 | 1 | 1 | 1 | 1 | 1 | 1 | 1 | 1 | 1 | 1 | 1 | 1 | 1
Southern_PGAE_Li_Battery_8hr_140_Generic | generic-deliverability | Generic_PGE_North_500_HSN | Reliability_Capacity_In_Model_Year | System RA | Southern_PGAE_Li_Battery_8hr_140_Generic | 1 | 1 | 1 | 1 | 1 | 1 | 1 | 1 | 1 | 1 | 1 | 1 | 1 | 1 | 1 | 1 | 1 | 1 | 1 | 1 | 1 | 1 | 1 | 1 | 1 | 1 | 1 | 1 | 1 | 1 | 1
Southern_PGAE_Li_Battery_8hr_145_Generic | generic-deliverability | Generic_PGE_North_500_HSN | Reliability_Capacity_In_Model_Year | System RA | Southern_PGAE_Li_Battery_8hr_145_Generic | 1 | 1 | 1 | 1 | 1 | 1 | 1 | 1 | 1 | 1 | 1 | 1 | 1 | 1 | 1 | 1 | 1 | 1 | 1 | 1 | 1 | 1 | 1 | 1 | 1 | 1 | 1 | 1 | 1 | 1 | 1
Southern_PGAE_Li_Battery_8hr_151_Generic | generic-deliverability | Generic_PGE_North_500_HSN | Reliability_Capacity_In_Model_Year | System RA | Southern_PGAE_Li_Battery_8hr_151_Generic | 1 | 1 | 1 | 1 | 1 | 1 | 1 | 1 | 1 | 1 | 1 | 1 | 1 | 1 | 1 | 1 | 1 | 1 | 1 | 1 | 1 | 1 | 1 | 1 | 1 | 1 | 1 | 1 | 1 | 1 | 1
Southern_PGAE_Li_Battery_8hr_154_Generic | generic-deliverability | Generic_PGE_North_500_HSN | Reliability_Capacity_In_Model_Year | System RA | Southern_PGAE_Li_Battery_8hr_154_Generic | 1 | 1 | 1 | 1 | 1 | 1 | 1 | 1 | 1 | 1 | 1 | 1 | 1 | 1 | 1 | 1 | 1 | 1 | 1 | 1 | 1 | 1 | 1 | 1 | 1 | 1 | 1 | 1 | 1 | 1 | 1
Southern_PGAE_Li_Battery_8hr_161_Generic | generic-deliverability | Generic_PGE_North_500_HSN | Reliability_Capacity_In_Model_Year | System RA | Southern_PGAE_Li_Battery_8hr_161_Generic | 1 | 1 | 1 | 1 | 1 | 1 | 1 | 1 | 1 | 1 | 1 | 1 | 1 | 1 | 1 | 1 | 1 | 1 | 1 | 1 | 1 | 1 | 1 | 1 | 1 | 1 | 1 | 1 | 1 | 1 | 1
Southern_PGAE_Li_Battery_8hr_162_Generic | generic-deliverability | Generic_PGE_North_500_HSN | Reliability_Capacity_In_Model_Year | System RA | Southern_PGAE_Li_Battery_8hr_162_Generic | 1 | 1 | 1 | 1 | 1 | 1 | 1 | 1 | 1 | 1 | 1 | 1 | 1 | 1 | 1 | 1 | 1 | 1 | 1 | 1 | 1 | 1 | 1 | 1 | 1 | 1 | 1 | 1 | 1 | 1 | 1
Southern_PGAE_Li_Battery_8hr_163_Generic | generic-deliverability | Generic_PGE_North_500_HSN | Reliability_Capacity_In_Model_Year | System RA | Southern_PGAE_Li_Battery_8hr_163_Generic | 1 | 1 | 1 | 1 | 1 | 1 | 1 | 1 | 1 | 1 | 1 | 1 | 1 | 1 | 1 | 1 | 1 | 1 | 1 | 1 | 1 | 1 | 1 | 1 | 1 | 1 | 1 | 1 | 1 | 1 | 1
Southern_PGAE_Li_Battery_8hr_164_Generic | generic-deliverability | Generic_PGE_North_500_HSN | Reliability_Capacity_In_Model_Year | System RA | Southern_PGAE_Li_Battery_8hr_164_Generic | 1 | 1 | 1 | 1 | 1 | 1 | 1 | 1 | 1 | 1 | 1 | 1 | 1 | 1 | 1 | 1 | 1 | 1 | 1 | 1 | 1 | 1 | 1 | 1 | 1 | 1 | 1 | 1 | 1 | 1 | 1
Southern_PGAE_Li_Battery_8hr_165_Generic | generic-deliverability | Generic_PGE_North_500_HSN | Reliability_Capacity_In_Model_Year | System RA | Southern_PGAE_Li_Battery_8hr_165_Generic | 1 | 1 | 1 | 1 | 1 | 1 | 1 | 1 | 1 | 1 | 1 | 1 | 1 | 1 | 1 | 1 | 1 | 1 | 1 | 1 | 1 | 1 | 1 | 1 | 1 | 1 | 1 | 1 | 1 | 1 | 1
Southern_PGAE_Li_Battery_8hr_168_Generic | generic-deliverability | Generic_PGE_North_500_HSN | Reliability_Capacity_In_Model_Year | System RA | Southern_PGAE_Li_Battery_8hr_168_Generic | 1 | 1 | 1 | 1 | 1 | 1 | 1 | 1 | 1 | 1 | 1 | 1 | 1 | 1 | 1 | 1 | 1 | 1 | 1 | 1 | 1 | 1 | 1 | 1 | 1 | 1 | 1 | 1 | 1 | 1 | 1
Southern_PGAE_Li_Battery_8hr_169_Generic | generic-deliverability | Generic_PGE_North_500_HSN | Reliability_Capacity_In_Model_Year | System RA | Southern_PGAE_Li_Battery_8hr_169_Generic | 1 | 1 | 1 | 1 | 1 | 1 | 1 | 1 | 1 | 1 | 1 | 1 | 1 | 1 | 1 | 1 | 1 | 1 | 1 | 1 | 1 | 1 | 1 | 1 | 1 | 1 | 1 | 1 | 1 | 1 | 1
Southern_PGAE_Li_Battery_8hr_17_Generic | generic-deliverability | Generic_PGE_North_500_HSN | Reliability_Capacity_In_Model_Year | System RA | Southern_PGAE_Li_Battery_8hr_17_Generic | 1 | 1 | 1 | 1 | 1 | 1 | 1 | 1 | 1 | 1 | 1 | 1 | 1 | 1 | 1 | 1 | 1 | 1 | 1 | 1 | 1 | 1 | 1 | 1 | 1 | 1 | 1 | 1 | 1 | 1 | 1
Southern_PGAE_Li_Battery_8hr_170_Generic | generic-deliverability | Generic_PGE_North_500_HSN | Reliability_Capacity_In_Model_Year | System RA | Southern_PGAE_Li_Battery_8hr_170_Generic | 1 | 1 | 1 | 1 | 1 | 1 | 1 | 1 | 1 | 1 | 1 | 1 | 1 | 1 | 1 | 1 | 1 | 1 | 1 | 1 | 1 | 1 | 1 | 1 | 1 | 1 | 1 | 1 | 1 | 1 | 1
Southern_PGAE_Li_Battery_8hr_174_Generic | generic-deliverability | Generic_PGE_North_500_HSN | Reliability_Capacity_In_Model_Year | System RA | Southern_PGAE_Li_Battery_8hr_174_Generic | 1 | 1 | 1 | 1 | 1 | 1 | 1 | 1 | 1 | 1 | 1 | 1 | 1 | 1 | 1 | 1 | 1 | 1 | 1 | 1 | 1 | 1 | 1 | 1 | 1 | 1 | 1 | 1 | 1 | 1 | 1
Southern_PGAE_Li_Battery_8hr_176_Generic | generic-deliverability | Generic_PGE_North_500_HSN | Reliability_Capacity_In_Model_Year | System RA | Southern_PGAE_Li_Battery_8hr_176_Generic | 1 | 1 | 1 | 1 | 1 | 1 | 1 | 1 | 1 | 1 | 1 | 1 | 1 | 1 | 1 | 1 | 1 | 1 | 1 | 1 | 1 | 1 | 1 | 1 | 1 | 1 | 1 | 1 | 1 | 1 | 1
Southern_PGAE_Li_Battery_8hr_95_Generic | generic-deliverability | Generic_PGE_North_500_HSN | Reliability_Capacity_In_Model_Year | System RA | Southern_PGAE_Li_Battery_8hr_95_Generic | 1 | 1 | 1 | 1 | 1 | 1 | 1 | 1 | 1 | 1 | 1 | 1 | 1 | 1 | 1 | 1 | 1 | 1 | 1 | 1 | 1 | 1 | 1 | 1 | 1 | 1 | 1 | 1 | 1 | 1 | 1
Southern_PGAE_Li_Battery_8hr_99_Generic | generic-deliverability | Generic_PGE_North_500_HSN | Reliability_Capacity_In_Model_Year | System RA | Southern_PGAE_Li_Battery_8hr_99_Generic | 1 | 1 | 1 | 1 | 1 | 1 | 1 | 1 | 1 | 1 | 1 | 1 | 1 | 1 | 1 | 1 | 1 | 1 | 1 | 1 | 1 | 1 | 1 | 1 | 1 | 1 | 1 | 1 | 1 | 1 | 1
Southern_PGAE_Solar_111_Generic | generic-deliverability | Generic_PGE_North_500_HSN | Reliability_Capacity_In_Model_Year | System RA | Southern_PGAE_Solar_111_Generic | 0.1 | 0.1 | 0.1 | 0.1 | 0.1 | 0.1 | 0.1 | 0.1 | 0.1 | 0.1 | 0.1 | 0.1 | 0.1 | 0.1 | 0.1 | 0.1 | 0.1 | 0.1 | 0.1 | 0.1 | 0.1 | 0.1 | 0.1 | 0.1 | 0.1 | 0.1 | 0.1 | 0.1 | 0.1 | 0.1 | 0.1
Southern_PGAE_Solar_124_Generic | generic-deliverability | Generic_PGE_North_500_HSN | Reliability_Capacity_In_Model_Year | System RA | Southern_PGAE_Solar_124_Generic | 0.1 | 0.1 | 0.1 | 0.1 | 0.1 | 0.1 | 0.1 | 0.1 | 0.1 | 0.1 | 0.1 | 0.1 | 0.1 | 0.1 | 0.1 | 0.1 | 0.1 | 0.1 | 0.1 | 0.1 | 0.1 | 0.1 | 0.1 | 0.1 | 0.1 | 0.1 | 0.1 | 0.1 | 0.1 | 0.1 | 0.1
Southern_PGAE_Solar_139_Generic | generic-deliverability | Generic_PGE_North_500_HSN | Reliability_Capacity_In_Model_Year | System RA | Southern_PGAE_Solar_139_Generic | 0.1 | 0.1 | 0.1 | 0.1 | 0.1 | 0.1 | 0.1 | 0.1 | 0.1 | 0.1 | 0.1 | 0.1 | 0.1 | 0.1 | 0.1 | 0.1 | 0.1 | 0.1 | 0.1 | 0.1 | 0.1 | 0.1 | 0.1 | 0.1 | 0.1 | 0.1 | 0.1 | 0.1 | 0.1 | 0.1 | 0.1
Southern_PGAE_Solar_140_Generic | generic-deliverability | Generic_PGE_North_500_HSN | Reliability_Capacity_In_Model_Year | System RA | Southern_PGAE_Solar_140_Generic | 0.1 | 0.1 | 0.1 | 0.1 | 0.1 | 0.1 | 0.1 | 0.1 | 0.1 | 0.1 | 0.1 | 0.1 | 0.1 | 0.1 | 0.1 | 0.1 | 0.1 | 0.1 | 0.1 | 0.1 | 0.1 | 0.1 | 0.1 | 0.1 | 0.1 | 0.1 | 0.1 | 0.1 | 0.1 | 0.1 | 0.1
Southern_PGAE_Solar_145_Generic | generic-deliverability | Generic_PGE_North_500_HSN | Reliability_Capacity_In_Model_Year | System RA | Southern_PGAE_Solar_145_Generic | 0.1 | 0.1 | 0.1 | 0.1 | 0.1 | 0.1 | 0.1 | 0.1 | 0.1 | 0.1 | 0.1 | 0.1 | 0.1 | 0.1 | 0.1 | 0.1 | 0.1 | 0.1 | 0.1 | 0.1 | 0.1 | 0.1 | 0.1 | 0.1 | 0.1 | 0.1 | 0.1 | 0.1 | 0.1 | 0.1 | 0.1
Southern_PGAE_Solar_151_Generic | generic-deliverability | Generic_PGE_North_500_HSN | Reliability_Capacity_In_Model_Year | System RA | Southern_PGAE_Solar_151_Generic | 0.1 | 0.1 | 0.1 | 0.1 | 0.1 | 0.1 | 0.1 | 0.1 | 0.1 | 0.1 | 0.1 | 0.1 | 0.1 | 0.1 | 0.1 | 0.1 | 0.1 | 0.1 | 0.1 | 0.1 | 0.1 | 0.1 | 0.1 | 0.1 | 0.1 | 0.1 | 0.1 | 0.1 | 0.1 | 0.1 | 0.1
Southern_PGAE_Solar_154_Generic | generic-deliverability | Generic_PGE_North_500_HSN | Reliability_Capacity_In_Model_Year | System RA | Southern_PGAE_Solar_154_Generic | 0.1 | 0.1 | 0.1 | 0.1 | 0.1 | 0.1 | 0.1 | 0.1 | 0.1 | 0.1 | 0.1 | 0.1 | 0.1 | 0.1 | 0.1 | 0.1 | 0.1 | 0.1 | 0.1 | 0.1 | 0.1 | 0.1 | 0.1 | 0.1 | 0.1 | 0.1 | 0.1 | 0.1 | 0.1 | 0.1 | 0.1
Southern_PGAE_Solar_161_Generic | generic-deliverability | Generic_PGE_North_500_HSN | Reliability_Capacity_In_Model_Year | System RA | Southern_PGAE_Solar_161_Generic | 0.1 | 0.1 | 0.1 | 0.1 | 0.1 | 0.1 | 0.1 | 0.1 | 0.1 | 0.1 | 0.1 | 0.1 | 0.1 | 0.1 | 0.1 | 0.1 | 0.1 | 0.1 | 0.1 | 0.1 | 0.1 | 0.1 | 0.1 | 0.1 | 0.1 | 0.1 | 0.1 | 0.1 | 0.1 | 0.1 | 0.1
Southern_PGAE_Solar_162_Generic | generic-deliverability | Generic_PGE_North_500_HSN | Reliability_Capacity_In_Model_Year | System RA | Southern_PGAE_Solar_162_Generic | 0.1 | 0.1 | 0.1 | 0.1 | 0.1 | 0.1 | 0.1 | 0.1 | 0.1 | 0.1 | 0.1 | 0.1 | 0.1 | 0.1 | 0.1 | 0.1 | 0.1 | 0.1 | 0.1 | 0.1 | 0.1 | 0.1 | 0.1 | 0.1 | 0.1 | 0.1 | 0.1 | 0.1 | 0.1 | 0.1 | 0.1
Southern_PGAE_Solar_163_Generic | generic-deliverability | Generic_PGE_North_500_HSN | Reliability_Capacity_In_Model_Year | System RA | Southern_PGAE_Solar_163_Generic | 0.1 | 0.1 | 0.1 | 0.1 | 0.1 | 0.1 | 0.1 | 0.1 | 0.1 | 0.1 | 0.1 | 0.1 | 0.1 | 0.1 | 0.1 | 0.1 | 0.1 | 0.1 | 0.1 | 0.1 | 0.1 | 0.1 | 0.1 | 0.1 | 0.1 | 0.1 | 0.1 | 0.1 | 0.1 | 0.1 | 0.1
Southern_PGAE_Solar_164_Generic | generic-deliverability | Generic_PGE_North_500_HSN | Reliability_Capacity_In_Model_Year | System RA | Southern_PGAE_Solar_164_Generic | 0.1 | 0.1 | 0.1 | 0.1 | 0.1 | 0.1 | 0.1 | 0.1 | 0.1 | 0.1 | 0.1 | 0.1 | 0.1 | 0.1 | 0.1 | 0.1 | 0.1 | 0.1 | 0.1 | 0.1 | 0.1 | 0.1 | 0.1 | 0.1 | 0.1 | 0.1 | 0.1 | 0.1 | 0.1 | 0.1 | 0.1
Southern_PGAE_Solar_165_Generic | generic-deliverability | Generic_PGE_North_500_HSN | Reliability_Capacity_In_Model_Year | System RA | Southern_PGAE_Solar_165_Generic | 0.1 | 0.1 | 0.1 | 0.1 | 0.1 | 0.1 | 0.1 | 0.1 | 0.1 | 0.1 | 0.1 | 0.1 | 0.1 | 0.1 | 0.1 | 0.1 | 0.1 | 0.1 | 0.1 | 0.1 | 0.1 | 0.1 | 0.1 | 0.1 | 0.1 | 0.1 | 0.1 | 0.1 | 0.1 | 0.1 | 0.1
Southern_PGAE_Solar_168_Generic | generic-deliverability | Generic_PGE_North_500_HSN | Reliability_Capacity_In_Model_Year | System RA | Southern_PGAE_Solar_168_Generic | 0.1 | 0.1 | 0.1 | 0.1 | 0.1 | 0.1 | 0.1 | 0.1 | 0.1 | 0.1 | 0.1 | 0.1 | 0.1 | 0.1 | 0.1 | 0.1 | 0.1 | 0.1 | 0.1 | 0.1 | 0.1 | 0.1 | 0.1 | 0.1 | 0.1 | 0.1 | 0.1 | 0.1 | 0.1 | 0.1 | 0.1
Southern_PGAE_Solar_169_Generic | generic-deliverability | Generic_PGE_North_500_HSN | Reliability_Capacity_In_Model_Year | System RA | Southern_PGAE_Solar_169_Generic | 0.1 | 0.1 | 0.1 | 0.1 | 0.1 | 0.1 | 0.1 | 0.1 | 0.1 | 0.1 | 0.1 | 0.1 | 0.1 | 0.1 | 0.1 | 0.1 | 0.1 | 0.1 | 0.1 | 0.1 | 0.1 | 0.1 | 0.1 | 0.1 | 0.1 | 0.1 | 0.1 | 0.1 | 0.1 | 0.1 | 0.1
Southern_PGAE_Solar_17_Generic | generic-deliverability | Generic_PGE_North_500_HSN | Reliability_Capacity_In_Model_Year | System RA | Southern_PGAE_Solar_17_Generic | 0.1 | 0.1 | 0.1 | 0.1 | 0.1 | 0.1 | 0.1 | 0.1 | 0.1 | 0.1 | 0.1 | 0.1 | 0.1 | 0.1 | 0.1 | 0.1 | 0.1 | 0.1 | 0.1 | 0.1 | 0.1 | 0.1 | 0.1 | 0.1 | 0.1 | 0.1 | 0.1 | 0.1 | 0.1 | 0.1 | 0.1
Southern_PGAE_Solar_170_Generic | generic-deliverability | Generic_PGE_North_500_HSN | Reliability_Capacity_In_Model_Year | System RA | Southern_PGAE_Solar_170_Generic | 0.1 | 0.1 | 0.1 | 0.1 | 0.1 | 0.1 | 0.1 | 0.1 | 0.1 | 0.1 | 0.1 | 0.1 | 0.1 | 0.1 | 0.1 | 0.1 | 0.1 | 0.1 | 0.1 | 0.1 | 0.1 | 0.1 | 0.1 | 0.1 | 0.1 | 0.1 | 0.1 | 0.1 | 0.1 | 0.1 | 0.1
Southern_PGAE_Solar_174_Generic | generic-deliverability | Generic_PGE_North_500_HSN | Reliability_Capacity_In_Model_Year | System RA | Southern_PGAE_Solar_174_Generic | 0.1 | 0.1 | 0.1 | 0.1 | 0.1 | 0.1 | 0.1 | 0.1 | 0.1 | 0.1 | 0.1 | 0.1 | 0.1 | 0.1 | 0.1 | 0.1 | 0.1 | 0.1 | 0.1 | 0.1 | 0.1 | 0.1 | 0.1 | 0.1 | 0.1 | 0.1 | 0.1 | 0.1 | 0.1 | 0.1 | 0.1
Southern_PGAE_Solar_176_Generic | generic-deliverability | Generic_PGE_North_500_HSN | Reliability_Capacity_In_Model_Year | System RA | Southern_PGAE_Solar_176_Generic | 0.1 | 0.1 | 0.1 | 0.1 | 0.1 | 0.1 | 0.1 | 0.1 | 0.1 | 0.1 | 0.1 | 0.1 | 0.1 | 0.1 | 0.1 | 0.1 | 0.1 | 0.1 | 0.1 | 0.1 | 0.1 | 0.1 | 0.1 | 0.1 | 0.1 | 0.1 | 0.1 | 0.1 | 0.1 | 0.1 | 0.1
Southern_PGAE_Solar_95_Generic | generic-deliverability | Generic_PGE_North_500_HSN | Reliability_Capacity_In_Model_Year | System RA | Southern_PGAE_Solar_95_Generic | 0.1 | 0.1 | 0.1 | 0.1 | 0.1 | 0.1 | 0.1 | 0.1 | 0.1 | 0.1 | 0.1 | 0.1 | 0.1 | 0.1 | 0.1 | 0.1 | 0.1 | 0.1 | 0.1 | 0.1 | 0.1 | 0.1 | 0.1 | 0.1 | 0.1 | 0.1 | 0.1 | 0.1 | 0.1 | 0.1 | 0.1
Southern_PGAE_Solar_99_Generic | generic-deliverability | Generic_PGE_North_500_HSN | Reliability_Capacity_In_Model_Year | System RA | Southern_PGAE_Solar_99_Generic | 0.1 | 0.1 | 0.1 | 0.1 | 0.1 | 0.1 | 0.1 | 0.1 | 0.1 | 0.1 | 0.1 | 0.1 | 0.1 | 0.1 | 0.1 | 0.1 | 0.1 | 0.1 | 0.1 | 0.1 | 0.1 | 0.1 | 0.1 | 0.1 | 0.1 | 0.1 | 0.1 | 0.1 | 0.1 | 0.1 | 0.1
Tehachapi_Flow_Battery_125_Generic | generic-deliverability | Generic_PGE_North_500_HSN | Reliability_Capacity_In_Model_Year | System RA | Tehachapi_Flow_Battery_125_Generic | 1 | 1 | 1 | 1 | 1 | 1 | 1 | 1 | 1 | 1 | 1 | 1 | 1 | 1 | 1 | 1 | 1 | 1 | 1 | 1 | 1 | 1 | 1 | 1 | 1 | 1 | 1 | 1 | 1 | 1 | 1
Tehachapi_Li_Battery_4hr_125_Generic | generic-deliverability | Generic_PGE_North_500_HSN | Reliability_Capacity_In_Model_Year | System RA | Tehachapi_Li_Battery_4hr_125_Generic | 1 | 1 | 1 | 1 | 1 | 1 | 1 | 1 | 1 | 1 | 1 | 1 | 1 | 1 | 1 | 1 | 1 | 1 | 1 | 1 | 1 | 1 | 1 | 1 | 1 | 1 | 1 | 1 | 1 | 1 | 1
Tehachapi_Li_Battery_8hr_125_Generic | generic-deliverability | Generic_PGE_North_500_HSN | Reliability_Capacity_In_Model_Year | System RA | Tehachapi_Li_Battery_8hr_125_Generic | 1 | 1 | 1 | 1 | 1 | 1 | 1 | 1 | 1 | 1 | 1 | 1 | 1 | 1 | 1 | 1 | 1 | 1 | 1 | 1 | 1 | 1 | 1 | 1 | 1 | 1 | 1 | 1 | 1 | 1 | 1
Tehachapi_Solar_125_Generic | generic-deliverability | Generic_PGE_North_500_HSN | Reliability_Capacity_In_Model_Year | System RA | Tehachapi_Solar_125_Generic | 0.106 | 0.106 | 0.106 | 0.106 | 0.106 | 0.106 | 0.106 | 0.106 | 0.106 | 0.106 | 0.106 | 0.106 | 0.106 | 0.106 | 0.106 | 0.106 | 0.106 | 0.106 | 0.106 | 0.106 | 0.106 | 0.106 | 0.106 | 0.106 | 0.106 | 0.106 | 0.106 | 0.106 | 0.106 | 0.106 | 0.106
Generic_PGE_North_500_group | generic-deliverability | Generic_PGE_North_500_HSN | Operational_New_Capacity_MW | Generic_PGE_North_500_group |  | -1 | -1 | -1 | -1 | -1 | -1 | -1 | -1 | -1 | -1 | -1 | -1 | -1 | -1 | -1 | -1 | -1 | -1 | -1 | -1 | -1 | -1 | -1 | -1 | -1 | -1 | -1 | -1 | -1 | -1 | -1
Central_Valley_North_Los_Banos_Wind_125_Generic | generic-deliverability | Generic_PGE_North_500_offpeak | Operational_New_Capacity_MW | Central_Valley_North_Los_Banos_Wind_125_Generic |  | 0.44 | 0.44 | 0.44 | 0.44 | 0.44 | 0.44 | 0.44 | 0.44 | 0.44 | 0.44 | 0.44 | 0.44 | 0.44 | 0.44 | 0.44 | 0.44 | 0.44 | 0.44 | 0.44 | 0.44 | 0.44 | 0.44 | 0.44 | 0.44 | 0.44 | 0.44 | 0.44 | 0.44 | 0.44 | 0.44 | 0.44
Central_Valley_North_Los_Banos_Wind_154_Generic | generic-deliverability | Generic_PGE_North_500_offpeak | Operational_New_Capacity_MW | Central_Valley_North_Los_Banos_Wind_154_Generic |  | 0.44 | 0.44 | 0.44 | 0.44 | 0.44 | 0.44 | 0.44 | 0.44 | 0.44 | 0.44 | 0.44 | 0.44 | 0.44 | 0.44 | 0.44 | 0.44 | 0.44 | 0.44 | 0.44 | 0.44 | 0.44 | 0.44 | 0.44 | 0.44 | 0.44 | 0.44 | 0.44 | 0.44 | 0.44 | 0.44 | 0.44
Central_Valley_North_Los_Banos_Wind_162_Generic | generic-deliverability | Generic_PGE_North_500_offpeak | Operational_New_Capacity_MW | Central_Valley_North_Los_Banos_Wind_162_Generic |  | 0.44 | 0.44 | 0.44 | 0.44 | 0.44 | 0.44 | 0.44 | 0.44 | 0.44 | 0.44 | 0.44 | 0.44 | 0.44 | 0.44 | 0.44 | 0.44 | 0.44 | 0.44 | 0.44 | 0.44 | 0.44 | 0.44 | 0.44 | 0.44 | 0.44 | 0.44 | 0.44 | 0.44 | 0.44 | 0.44 | 0.44
Central_Valley_North_Los_Banos_Wind_17_Generic | generic-deliverability | Generic_PGE_North_500_offpeak | Operational_New_Capacity_MW | Central_Valley_North_Los_Banos_Wind_17_Generic |  | 0.44 | 0.44 | 0.44 | 0.44 | 0.44 | 0.44 | 0.44 | 0.44 | 0.44 | 0.44 | 0.44 | 0.44 | 0.44 | 0.44 | 0.44 | 0.44 | 0.44 | 0.44 | 0.44 | 0.44 | 0.44 | 0.44 | 0.44 | 0.44 | 0.44 | 0.44 | 0.44 | 0.44 | 0.44 | 0.44 | 0.44
Northern_California_Biomass_5_Generic | generic-deliverability | Generic_PGE_North_500_offpeak | Operational_New_Capacity_MW | Northern_California_Biomass_5_Generic |  | 1 | 1 | 1 | 1 | 1 | 1 | 1 | 1 | 1 | 1 | 1 | 1 | 1 | 1 | 1 | 1 | 1 | 1 | 1 | 1 | 1 | 1 | 1 | 1 | 1 | 1 | 1 | 1 | 1 | 1 | 1
Northern_California_Flow_Battery_100_Generic | generic-deliverability | Generic_PGE_North_500_offpeak | Operational_New_Capacity_MW | Northern_California_Flow_Battery_100_Generic |  | -1 | -1 | -1 | -1 | -1 | -1 | -1 | -1 | -1 | -1 | -1 | -1 | -1 | -1 | -1 | -1 | -1 | -1 | -1 | -1 | -1 | -1 | -1 | -1 | -1 | -1 | -1 | -1 | -1 | -1 | -1
Northern_California_Flow_Battery_112_Generic | generic-deliverability | Generic_PGE_North_500_offpeak | Operational_New_Capacity_MW | Northern_California_Flow_Battery_112_Generic |  | -1 | -1 | -1 | -1 | -1 | -1 | -1 | -1 | -1 | -1 | -1 | -1 | -1 | -1 | -1 | -1 | -1 | -1 | -1 | -1 | -1 | -1 | -1 | -1 | -1 | -1 | -1 | -1 | -1 | -1 | -1
Northern_California_Flow_Battery_113_Generic | generic-deliverability | Generic_PGE_North_500_offpeak | Operational_New_Capacity_MW | Northern_California_Flow_Battery_113_Generic |  | -1 | -1 | -1 | -1 | -1 | -1 | -1 | -1 | -1 | -1 | -1 | -1 | -1 | -1 | -1 | -1 | -1 | -1 | -1 | -1 | -1 | -1 | -1 | -1 | -1 | -1 | -1 | -1 | -1 | -1 | -1
Northern_California_Flow_Battery_114_Generic | generic-deliverability | Generic_PGE_North_500_offpeak | Operational_New_Capacity_MW | Northern_California_Flow_Battery_114_Generic |  | -1 | -1 | -1 | -1 | -1 | -1 | -1 | -1 | -1 | -1 | -1 | -1 | -1 | -1 | -1 | -1 | -1 | -1 | -1 | -1 | -1 | -1 | -1 | -1 | -1 | -1 | -1 | -1 | -1 | -1 | -1
Northern_California_Flow_Battery_116_Generic | generic-deliverability | Generic_PGE_North_500_offpeak | Operational_New_Capacity_MW | Northern_California_Flow_Battery_116_Generic |  | -1 | -1 | -1 | -1 | -1 | -1 | -1 | -1 | -1 | -1 | -1 | -1 | -1 | -1 | -1 | -1 | -1 | -1 | -1 | -1 | -1 | -1 | -1 | -1 | -1 | -1 | -1 | -1 | -1 | -1 | -1
Northern_California_Flow_Battery_121_Generic | generic-deliverability | Generic_PGE_North_500_offpeak | Operational_New_Capacity_MW | Northern_California_Flow_Battery_121_Generic |  | -1 | -1 | -1 | -1 | -1 | -1 | -1 | -1 | -1 | -1 | -1 | -1 | -1 | -1 | -1 | -1 | -1 | -1 | -1 | -1 | -1 | -1 | -1 | -1 | -1 | -1 | -1 | -1 | -1 | -1 | -1
Northern_California_Flow_Battery_122_Generic | generic-deliverability | Generic_PGE_North_500_offpeak | Operational_New_Capacity_MW | Northern_California_Flow_Battery_122_Generic |  | -1 | -1 | -1 | -1 | -1 | -1 | -1 | -1 | -1 | -1 | -1 | -1 | -1 | -1 | -1 | -1 | -1 | -1 | -1 | -1 | -1 | -1 | -1 | -1 | -1 | -1 | -1 | -1 | -1 | -1 | -1
Northern_California_Flow_Battery_126_Generic | generic-deliverability | Generic_PGE_North_500_offpeak | Operational_New_Capacity_MW | Northern_California_Flow_Battery_126_Generic |  | -1 | -1 | -1 | -1 | -1 | -1 | -1 | -1 | -1 | -1 | -1 | -1 | -1 | -1 | -1 | -1 | -1 | -1 | -1 | -1 | -1 | -1 | -1 | -1 | -1 | -1 | -1 | -1 | -1 | -1 | -1
Northern_California_Flow_Battery_127_Generic | generic-deliverability | Generic_PGE_North_500_offpeak | Operational_New_Capacity_MW | Northern_California_Flow_Battery_127_Generic |  | -1 | -1 | -1 | -1 | -1 | -1 | -1 | -1 | -1 | -1 | -1 | -1 | -1 | -1 | -1 | -1 | -1 | -1 | -1 | -1 | -1 | -1 | -1 | -1 | -1 | -1 | -1 | -1 | -1 | -1 | -1
Northern_California_Flow_Battery_132_Generic | generic-deliverability | Generic_PGE_North_500_offpeak | Operational_New_Capacity_MW | Northern_California_Flow_Battery_132_Generic |  | -1 | -1 | -1 | -1 | -1 | -1 | -1 | -1 | -1 | -1 | -1 | -1 | -1 | -1 | -1 | -1 | -1 | -1 | -1 | -1 | -1 | -1 | -1 | -1 | -1 | -1 | -1 | -1 | -1 | -1 | -1
Northern_California_Flow_Battery_135_Generic | generic-deliverability | Generic_PGE_North_500_offpeak | Operational_New_Capacity_MW | Northern_California_Flow_Battery_135_Generic |  | -1 | -1 | -1 | -1 | -1 | -1 | -1 | -1 | -1 | -1 | -1 | -1 | -1 | -1 | -1 | -1 | -1 | -1 | -1 | -1 | -1 | -1 | -1 | -1 | -1 | -1 | -1 | -1 | -1 | -1 | -1
Northern_California_Flow_Battery_138_Generic | generic-deliverability | Generic_PGE_North_500_offpeak | Operational_New_Capacity_MW | Northern_California_Flow_Battery_138_Generic |  | -1 | -1 | -1 | -1 | -1 | -1 | -1 | -1 | -1 | -1 | -1 | -1 | -1 | -1 | -1 | -1 | -1 | -1 | -1 | -1 | -1 | -1 | -1 | -1 | -1 | -1 | -1 | -1 | -1 | -1 | -1
Northern_California_Flow_Battery_141_Generic | generic-deliverability | Generic_PGE_North_500_offpeak | Operational_New_Capacity_MW | Northern_California_Flow_Battery_141_Generic |  | -1 | -1 | -1 | -1 | -1 | -1 | -1 | -1 | -1 | -1 | -1 | -1 | -1 | -1 | -1 | -1 | -1 | -1 | -1 | -1 | -1 | -1 | -1 | -1 | -1 | -1 | -1 | -1 | -1 | -1 | -1
Northern_California_Flow_Battery_144_Generic | generic-deliverability | Generic_PGE_North_500_offpeak | Operational_New_Capacity_MW | Northern_California_Flow_Battery_144_Generic |  | -1 | -1 | -1 | -1 | -1 | -1 | -1 | -1 | -1 | -1 | -1 | -1 | -1 | -1 | -1 | -1 | -1 | -1 | -1 | -1 | -1 | -1 | -1 | -1 | -1 | -1 | -1 | -1 | -1 | -1 | -1
Northern_California_Flow_Battery_149_Generic | generic-deliverability | Generic_PGE_North_500_offpeak | Operational_New_Capacity_MW | Northern_California_Flow_Battery_149_Generic |  | -1 | -1 | -1 | -1 | -1 | -1 | -1 | -1 | -1 | -1 | -1 | -1 | -1 | -1 | -1 | -1 | -1 | -1 | -1 | -1 | -1 | -1 | -1 | -1 | -1 | -1 | -1 | -1 | -1 | -1 | -1
Northern_California_Flow_Battery_150_Generic | generic-deliverability | Generic_PGE_North_500_offpeak | Operational_New_Capacity_MW | Northern_California_Flow_Battery_150_Generic |  | -1 | -1 | -1 | -1 | -1 | -1 | -1 | -1 | -1 | -1 | -1 | -1 | -1 | -1 | -1 | -1 | -1 | -1 | -1 | -1 | -1 | -1 | -1 | -1 | -1 | -1 | -1 | -1 | -1 | -1 | -1
Northern_California_Flow_Battery_155_Generic | generic-deliverability | Generic_PGE_North_500_offpeak | Operational_New_Capacity_MW | Northern_California_Flow_Battery_155_Generic |  | -1 | -1 | -1 | -1 | -1 | -1 | -1 | -1 | -1 | -1 | -1 | -1 | -1 | -1 | -1 | -1 | -1 | -1 | -1 | -1 | -1 | -1 | -1 | -1 | -1 | -1 | -1 | -1 | -1 | -1 | -1
Northern_California_Flow_Battery_157_Generic | generic-deliverability | Generic_PGE_North_500_offpeak | Operational_New_Capacity_MW | Northern_California_Flow_Battery_157_Generic |  | -1 | -1 | -1 | -1 | -1 | -1 | -1 | -1 | -1 | -1 | -1 | -1 | -1 | -1 | -1 | -1 | -1 | -1 | -1 | -1 | -1 | -1 | -1 | -1 | -1 | -1 | -1 | -1 | -1 | -1 | -1
Northern_California_Flow_Battery_158_Generic | generic-deliverability | Generic_PGE_North_500_offpeak | Operational_New_Capacity_MW | Northern_California_Flow_Battery_158_Generic |  | -1 | -1 | -1 | -1 | -1 | -1 | -1 | -1 | -1 | -1 | -1 | -1 | -1 | -1 | -1 | -1 | -1 | -1 | -1 | -1 | -1 | -1 | -1 | -1 | -1 | -1 | -1 | -1 | -1 | -1 | -1
Northern_California_Flow_Battery_159_Generic | generic-deliverability | Generic_PGE_North_500_offpeak | Operational_New_Capacity_MW | Northern_California_Flow_Battery_159_Generic |  | -1 | -1 | -1 | -1 | -1 | -1 | -1 | -1 | -1 | -1 | -1 | -1 | -1 | -1 | -1 | -1 | -1 | -1 | -1 | -1 | -1 | -1 | -1 | -1 | -1 | -1 | -1 | -1 | -1 | -1 | -1
Northern_California_Flow_Battery_166_Generic | generic-deliverability | Generic_PGE_North_500_offpeak | Operational_New_Capacity_MW | Northern_California_Flow_Battery_166_Generic |  | -1 | -1 | -1 | -1 | -1 | -1 | -1 | -1 | -1 | -1 | -1 | -1 | -1 | -1 | -1 | -1 | -1 | -1 | -1 | -1 | -1 | -1 | -1 | -1 | -1 | -1 | -1 | -1 | -1 | -1 | -1
Northern_California_Flow_Battery_172_Generic | generic-deliverability | Generic_PGE_North_500_offpeak | Operational_New_Capacity_MW | Northern_California_Flow_Battery_172_Generic |  | -1 | -1 | -1 | -1 | -1 | -1 | -1 | -1 | -1 | -1 | -1 | -1 | -1 | -1 | -1 | -1 | -1 | -1 | -1 | -1 | -1 | -1 | -1 | -1 | -1 | -1 | -1 | -1 | -1 | -1 | -1
Northern_California_Flow_Battery_178_Generic | generic-deliverability | Generic_PGE_North_500_offpeak | Operational_New_Capacity_MW | Northern_California_Flow_Battery_178_Generic |  | -1 | -1 | -1 | -1 | -1 | -1 | -1 | -1 | -1 | -1 | -1 | -1 | -1 | -1 | -1 | -1 | -1 | -1 | -1 | -1 | -1 | -1 | -1 | -1 | -1 | -1 | -1 | -1 | -1 | -1 | -1
Northern_California_Flow_Battery_179_Generic | generic-deliverability | Generic_PGE_North_500_offpeak | Operational_New_Capacity_MW | Northern_California_Flow_Battery_179_Generic |  | -1 | -1 | -1 | -1 | -1 | -1 | -1 | -1 | -1 | -1 | -1 | -1 | -1 | -1 | -1 | -1 | -1 | -1 | -1 | -1 | -1 | -1 | -1 | -1 | -1 | -1 | -1 | -1 | -1 | -1 | -1
Northern_California_Flow_Battery_180_Generic | generic-deliverability | Generic_PGE_North_500_offpeak | Operational_New_Capacity_MW | Northern_California_Flow_Battery_180_Generic |  | -1 | -1 | -1 | -1 | -1 | -1 | -1 | -1 | -1 | -1 | -1 | -1 | -1 | -1 | -1 | -1 | -1 | -1 | -1 | -1 | -1 | -1 | -1 | -1 | -1 | -1 | -1 | -1 | -1 | -1 | -1
Northern_California_Flow_Battery_25_Generic | generic-deliverability | Generic_PGE_North_500_offpeak | Operational_New_Capacity_MW | Northern_California_Flow_Battery_25_Generic |  | -1 | -1 | -1 | -1 | -1 | -1 | -1 | -1 | -1 | -1 | -1 | -1 | -1 | -1 | -1 | -1 | -1 | -1 | -1 | -1 | -1 | -1 | -1 | -1 | -1 | -1 | -1 | -1 | -1 | -1 | -1
Northern_California_Flow_Battery_26_Generic | generic-deliverability | Generic_PGE_North_500_offpeak | Operational_New_Capacity_MW | Northern_California_Flow_Battery_26_Generic |  | -1 | -1 | -1 | -1 | -1 | -1 | -1 | -1 | -1 | -1 | -1 | -1 | -1 | -1 | -1 | -1 | -1 | -1 | -1 | -1 | -1 | -1 | -1 | -1 | -1 | -1 | -1 | -1 | -1 | -1 | -1
Northern_California_Flow_Battery_29_Generic | generic-deliverability | Generic_PGE_North_500_offpeak | Operational_New_Capacity_MW | Northern_California_Flow_Battery_29_Generic |  | -1 | -1 | -1 | -1 | -1 | -1 | -1 | -1 | -1 | -1 | -1 | -1 | -1 | -1 | -1 | -1 | -1 | -1 | -1 | -1 | -1 | -1 | -1 | -1 | -1 | -1 | -1 | -1 | -1 | -1 | -1
Northern_California_Flow_Battery_31_Generic | generic-deliverability | Generic_PGE_North_500_offpeak | Operational_New_Capacity_MW | Northern_California_Flow_Battery_31_Generic |  | -1 | -1 | -1 | -1 | -1 | -1 | -1 | -1 | -1 | -1 | -1 | -1 | -1 | -1 | -1 | -1 | -1 | -1 | -1 | -1 | -1 | -1 | -1 | -1 | -1 | -1 | -1 | -1 | -1 | -1 | -1
Northern_California_Flow_Battery_35_Generic | generic-deliverability | Generic_PGE_North_500_offpeak | Operational_New_Capacity_MW | Northern_California_Flow_Battery_35_Generic |  | -1 | -1 | -1 | -1 | -1 | -1 | -1 | -1 | -1 | -1 | -1 | -1 | -1 | -1 | -1 | -1 | -1 | -1 | -1 | -1 | -1 | -1 | -1 | -1 | -1 | -1 | -1 | -1 | -1 | -1 | -1
Northern_California_Flow_Battery_38_Generic | generic-deliverability | Generic_PGE_North_500_offpeak | Operational_New_Capacity_MW | Northern_California_Flow_Battery_38_Generic |  | -1 | -1 | -1 | -1 | -1 | -1 | -1 | -1 | -1 | -1 | -1 | -1 | -1 | -1 | -1 | -1 | -1 | -1 | -1 | -1 | -1 | -1 | -1 | -1 | -1 | -1 | -1 | -1 | -1 | -1 | -1
Northern_California_Flow_Battery_41_Generic | generic-deliverability | Generic_PGE_North_500_offpeak | Operational_New_Capacity_MW | Northern_California_Flow_Battery_41_Generic |  | -1 | -1 | -1 | -1 | -1 | -1 | -1 | -1 | -1 | -1 | -1 | -1 | -1 | -1 | -1 | -1 | -1 | -1 | -1 | -1 | -1 | -1 | -1 | -1 | -1 | -1 | -1 | -1 | -1 | -1 | -1
Northern_California_Flow_Battery_44_Generic | generic-deliverability | Generic_PGE_North_500_offpeak | Operational_New_Capacity_MW | Northern_California_Flow_Battery_44_Generic |  | -1 | -1 | -1 | -1 | -1 | -1 | -1 | -1 | -1 | -1 | -1 | -1 | -1 | -1 | -1 | -1 | -1 | -1 | -1 | -1 | -1 | -1 | -1 | -1 | -1 | -1 | -1 | -1 | -1 | -1 | -1
Northern_California_Flow_Battery_5_Generic | generic-deliverability | Generic_PGE_North_500_offpeak | Operational_New_Capacity_MW | Northern_California_Flow_Battery_5_Generic |  | -1 | -1 | -1 | -1 | -1 | -1 | -1 | -1 | -1 | -1 | -1 | -1 | -1 | -1 | -1 | -1 | -1 | -1 | -1 | -1 | -1 | -1 | -1 | -1 | -1 | -1 | -1 | -1 | -1 | -1 | -1
Northern_California_Flow_Battery_51_Generic | generic-deliverability | Generic_PGE_North_500_offpeak | Operational_New_Capacity_MW | Northern_California_Flow_Battery_51_Generic |  | -1 | -1 | -1 | -1 | -1 | -1 | -1 | -1 | -1 | -1 | -1 | -1 | -1 | -1 | -1 | -1 | -1 | -1 | -1 | -1 | -1 | -1 | -1 | -1 | -1 | -1 | -1 | -1 | -1 | -1 | -1
Northern_California_Flow_Battery_57_Generic | generic-deliverability | Generic_PGE_North_500_offpeak | Operational_New_Capacity_MW | Northern_California_Flow_Battery_57_Generic |  | -1 | -1 | -1 | -1 | -1 | -1 | -1 | -1 | -1 | -1 | -1 | -1 | -1 | -1 | -1 | -1 | -1 | -1 | -1 | -1 | -1 | -1 | -1 | -1 | -1 | -1 | -1 | -1 | -1 | -1 | -1
Northern_California_Flow_Battery_68_Generic | generic-deliverability | Generic_PGE_North_500_offpeak | Operational_New_Capacity_MW | Northern_California_Flow_Battery_68_Generic |  | -1 | -1 | -1 | -1 | -1 | -1 | -1 | -1 | -1 | -1 | -1 | -1 | -1 | -1 | -1 | -1 | -1 | -1 | -1 | -1 | -1 | -1 | -1 | -1 | -1 | -1 | -1 | -1 | -1 | -1 | -1
Northern_California_Flow_Battery_70_Generic | generic-deliverability | Generic_PGE_North_500_offpeak | Operational_New_Capacity_MW | Northern_California_Flow_Battery_70_Generic |  | -1 | -1 | -1 | -1 | -1 | -1 | -1 | -1 | -1 | -1 | -1 | -1 | -1 | -1 | -1 | -1 | -1 | -1 | -1 | -1 | -1 | -1 | -1 | -1 | -1 | -1 | -1 | -1 | -1 | -1 | -1
Northern_California_Flow_Battery_73_Generic | generic-deliverability | Generic_PGE_North_500_offpeak | Operational_New_Capacity_MW | Northern_California_Flow_Battery_73_Generic |  | -1 | -1 | -1 | -1 | -1 | -1 | -1 | -1 | -1 | -1 | -1 | -1 | -1 | -1 | -1 | -1 | -1 | -1 | -1 | -1 | -1 | -1 | -1 | -1 | -1 | -1 | -1 | -1 | -1 | -1 | -1
Northern_California_Flow_Battery_76_Generic | generic-deliverability | Generic_PGE_North_500_offpeak | Operational_New_Capacity_MW | Northern_California_Flow_Battery_76_Generic |  | -1 | -1 | -1 | -1 | -1 | -1 | -1 | -1 | -1 | -1 | -1 | -1 | -1 | -1 | -1 | -1 | -1 | -1 | -1 | -1 | -1 | -1 | -1 | -1 | -1 | -1 | -1 | -1 | -1 | -1 | -1
Northern_California_Flow_Battery_80_Generic | generic-deliverability | Generic_PGE_North_500_offpeak | Operational_New_Capacity_MW | Northern_California_Flow_Battery_80_Generic |  | -1 | -1 | -1 | -1 | -1 | -1 | -1 | -1 | -1 | -1 | -1 | -1 | -1 | -1 | -1 | -1 | -1 | -1 | -1 | -1 | -1 | -1 | -1 | -1 | -1 | -1 | -1 | -1 | -1 | -1 | -1
Northern_California_Flow_Battery_82_Generic | generic-deliverability | Generic_PGE_North_500_offpeak | Operational_New_Capacity_MW | Northern_California_Flow_Battery_82_Generic |  | -1 | -1 | -1 | -1 | -1 | -1 | -1 | -1 | -1 | -1 | -1 | -1 | -1 | -1 | -1 | -1 | -1 | -1 | -1 | -1 | -1 | -1 | -1 | -1 | -1 | -1 | -1 | -1 | -1 | -1 | -1
Northern_California_Flow_Battery_83_Generic | generic-deliverability | Generic_PGE_North_500_offpeak | Operational_New_Capacity_MW | Northern_California_Flow_Battery_83_Generic |  | -1 | -1 | -1 | -1 | -1 | -1 | -1 | -1 | -1 | -1 | -1 | -1 | -1 | -1 | -1 | -1 | -1 | -1 | -1 | -1 | -1 | -1 | -1 | -1 | -1 | -1 | -1 | -1 | -1 | -1 | -1
Northern_California_Flow_Battery_84_Generic | generic-deliverability | Generic_PGE_North_500_offpeak | Operational_New_Capacity_MW | Northern_California_Flow_Battery_84_Generic |  | -1 | -1 | -1 | -1 | -1 | -1 | -1 | -1 | -1 | -1 | -1 | -1 | -1 | -1 | -1 | -1 | -1 | -1 | -1 | -1 | -1 | -1 | -1 | -1 | -1 | -1 | -1 | -1 | -1 | -1 | -1
Northern_California_Flow_Battery_85_Generic | generic-deliverability | Generic_PGE_North_500_offpeak | Operational_New_Capacity_MW | Northern_California_Flow_Battery_85_Generic |  | -1 | -1 | -1 | -1 | -1 | -1 | -1 | -1 | -1 | -1 | -1 | -1 | -1 | -1 | -1 | -1 | -1 | -1 | -1 | -1 | -1 | -1 | -1 | -1 | -1 | -1 | -1 | -1 | -1 | -1 | -1
Northern_California_Flow_Battery_92_Generic | generic-deliverability | Generic_PGE_North_500_offpeak | Operational_New_Capacity_MW | Northern_California_Flow_Battery_92_Generic |  | -1 | -1 | -1 | -1 | -1 | -1 | -1 | -1 | -1 | -1 | -1 | -1 | -1 | -1 | -1 | -1 | -1 | -1 | -1 | -1 | -1 | -1 | -1 | -1 | -1 | -1 | -1 | -1 | -1 | -1 | -1
Northern_California_Flow_Battery_94_Generic | generic-deliverability | Generic_PGE_North_500_offpeak | Operational_New_Capacity_MW | Northern_California_Flow_Battery_94_Generic |  | -1 | -1 | -1 | -1 | -1 | -1 | -1 | -1 | -1 | -1 | -1 | -1 | -1 | -1 | -1 | -1 | -1 | -1 | -1 | -1 | -1 | -1 | -1 | -1 | -1 | -1 | -1 | -1 | -1 | -1 | -1
Northern_California_Flow_Battery_96_Generic | generic-deliverability | Generic_PGE_North_500_offpeak | Operational_New_Capacity_MW | Northern_California_Flow_Battery_96_Generic |  | -1 | -1 | -1 | -1 | -1 | -1 | -1 | -1 | -1 | -1 | -1 | -1 | -1 | -1 | -1 | -1 | -1 | -1 | -1 | -1 | -1 | -1 | -1 | -1 | -1 | -1 | -1 | -1 | -1 | -1 | -1
Northern_California_Geothermal_100_Generic | generic-deliverability | Generic_PGE_North_500_offpeak | Operational_New_Capacity_MW | Northern_California_Geothermal_100_Generic |  | 1 | 1 | 1 | 1 | 1 | 1 | 1 | 1 | 1 | 1 | 1 | 1 | 1 | 1 | 1 | 1 | 1 | 1 | 1 | 1 | 1 | 1 | 1 | 1 | 1 | 1 | 1 | 1 | 1 | 1 | 1
Northern_California_Geothermal_35_Generic | generic-deliverability | Generic_PGE_North_500_offpeak | Operational_New_Capacity_MW | Northern_California_Geothermal_35_Generic |  | 1 | 1 | 1 | 1 | 1 | 1 | 1 | 1 | 1 | 1 | 1 | 1 | 1 | 1 | 1 | 1 | 1 | 1 | 1 | 1 | 1 | 1 | 1 | 1 | 1 | 1 | 1 | 1 | 1 | 1 | 1
Northern_California_Geothermal_5_Generic | generic-deliverability | Generic_PGE_North_500_offpeak | Operational_New_Capacity_MW | Northern_California_Geothermal_5_Generic |  | 1 | 1 | 1 | 1 | 1 | 1 | 1 | 1 | 1 | 1 | 1 | 1 | 1 | 1 | 1 | 1 | 1 | 1 | 1 | 1 | 1 | 1 | 1 | 1 | 1 | 1 | 1 | 1 | 1 | 1 | 1
Northern_California_Geothermal_70_Generic | generic-deliverability | Generic_PGE_North_500_offpeak | Operational_New_Capacity_MW | Northern_California_Geothermal_70_Generic |  | 1 | 1 | 1 | 1 | 1 | 1 | 1 | 1 | 1 | 1 | 1 | 1 | 1 | 1 | 1 | 1 | 1 | 1 | 1 | 1 | 1 | 1 | 1 | 1 | 1 | 1 | 1 | 1 | 1 | 1 | 1
Northern_California_Li_Battery_4hr_100_Generic | generic-deliverability | Generic_PGE_North_500_offpeak | Operational_New_Capacity_MW | Northern_California_Li_Battery_4hr_100_Generic |  | -1 | -1 | -1 | -1 | -1 | -1 | -1 | -1 | -1 | -1 | -1 | -1 | -1 | -1 | -1 | -1 | -1 | -1 | -1 | -1 | -1 | -1 | -1 | -1 | -1 | -1 | -1 | -1 | -1 | -1 | -1
Northern_California_Li_Battery_4hr_112_Generic | generic-deliverability | Generic_PGE_North_500_offpeak | Operational_New_Capacity_MW | Northern_California_Li_Battery_4hr_112_Generic |  | -1 | -1 | -1 | -1 | -1 | -1 | -1 | -1 | -1 | -1 | -1 | -1 | -1 | -1 | -1 | -1 | -1 | -1 | -1 | -1 | -1 | -1 | -1 | -1 | -1 | -1 | -1 | -1 | -1 | -1 | -1
Northern_California_Li_Battery_4hr_113_Generic | generic-deliverability | Generic_PGE_North_500_offpeak | Operational_New_Capacity_MW | Northern_California_Li_Battery_4hr_113_Generic |  | -1 | -1 | -1 | -1 | -1 | -1 | -1 | -1 | -1 | -1 | -1 | -1 | -1 | -1 | -1 | -1 | -1 | -1 | -1 | -1 | -1 | -1 | -1 | -1 | -1 | -1 | -1 | -1 | -1 | -1 | -1
Northern_California_Li_Battery_4hr_114_Generic | generic-deliverability | Generic_PGE_North_500_offpeak | Operational_New_Capacity_MW | Northern_California_Li_Battery_4hr_114_Generic |  | -1 | -1 | -1 | -1 | -1 | -1 | -1 | -1 | -1 | -1 | -1 | -1 | -1 | -1 | -1 | -1 | -1 | -1 | -1 | -1 | -1 | -1 | -1 | -1 | -1 | -1 | -1 | -1 | -1 | -1 | -1
Northern_California_Li_Battery_4hr_116_Generic | generic-deliverability | Generic_PGE_North_500_offpeak | Operational_New_Capacity_MW | Northern_California_Li_Battery_4hr_116_Generic |  | -1 | -1 | -1 | -1 | -1 | -1 | -1 | -1 | -1 | -1 | -1 | -1 | -1 | -1 | -1 | -1 | -1 | -1 | -1 | -1 | -1 | -1 | -1 | -1 | -1 | -1 | -1 | -1 | -1 | -1 | -1
Northern_California_Li_Battery_4hr_121_Generic | generic-deliverability | Generic_PGE_North_500_offpeak | Operational_New_Capacity_MW | Northern_California_Li_Battery_4hr_121_Generic |  | -1 | -1 | -1 | -1 | -1 | -1 | -1 | -1 | -1 | -1 | -1 | -1 | -1 | -1 | -1 | -1 | -1 | -1 | -1 | -1 | -1 | -1 | -1 | -1 | -1 | -1 | -1 | -1 | -1 | -1 | -1
Northern_California_Li_Battery_4hr_122_Generic | generic-deliverability | Generic_PGE_North_500_offpeak | Operational_New_Capacity_MW | Northern_California_Li_Battery_4hr_122_Generic |  | -1 | -1 | -1 | -1 | -1 | -1 | -1 | -1 | -1 | -1 | -1 | -1 | -1 | -1 | -1 | -1 | -1 | -1 | -1 | -1 | -1 | -1 | -1 | -1 | -1 | -1 | -1 | -1 | -1 | -1 | -1
Northern_California_Li_Battery_4hr_126_Generic | generic-deliverability | Generic_PGE_North_500_offpeak | Operational_New_Capacity_MW | Northern_California_Li_Battery_4hr_126_Generic |  | -1 | -1 | -1 | -1 | -1 | -1 | -1 | -1 | -1 | -1 | -1 | -1 | -1 | -1 | -1 | -1 | -1 | -1 | -1 | -1 | -1 | -1 | -1 | -1 | -1 | -1 | -1 | -1 | -1 | -1 | -1
Northern_California_Li_Battery_4hr_127_Generic | generic-deliverability | Generic_PGE_North_500_offpeak | Operational_New_Capacity_MW | Northern_California_Li_Battery_4hr_127_Generic |  | -1 | -1 | -1 | -1 | -1 | -1 | -1 | -1 | -1 | -1 | -1 | -1 | -1 | -1 | -1 | -1 | -1 | -1 | -1 | -1 | -1 | -1 | -1 | -1 | -1 | -1 | -1 | -1 | -1 | -1 | -1
Northern_California_Li_Battery_4hr_132_Generic | generic-deliverability | Generic_PGE_North_500_offpeak | Operational_New_Capacity_MW | Northern_California_Li_Battery_4hr_132_Generic |  | -1 | -1 | -1 | -1 | -1 | -1 | -1 | -1 | -1 | -1 | -1 | -1 | -1 | -1 | -1 | -1 | -1 | -1 | -1 | -1 | -1 | -1 | -1 | -1 | -1 | -1 | -1 | -1 | -1 | -1 | -1
Northern_California_Li_Battery_4hr_135_Generic | generic-deliverability | Generic_PGE_North_500_offpeak | Operational_New_Capacity_MW | Northern_California_Li_Battery_4hr_135_Generic |  | -1 | -1 | -1 | -1 | -1 | -1 | -1 | -1 | -1 | -1 | -1 | -1 | -1 | -1 | -1 | -1 | -1 | -1 | -1 | -1 | -1 | -1 | -1 | -1 | -1 | -1 | -1 | -1 | -1 | -1 | -1
Northern_California_Li_Battery_4hr_138_Generic | generic-deliverability | Generic_PGE_North_500_offpeak | Operational_New_Capacity_MW | Northern_California_Li_Battery_4hr_138_Generic |  | -1 | -1 | -1 | -1 | -1 | -1 | -1 | -1 | -1 | -1 | -1 | -1 | -1 | -1 | -1 | -1 | -1 | -1 | -1 | -1 | -1 | -1 | -1 | -1 | -1 | -1 | -1 | -1 | -1 | -1 | -1
Northern_California_Li_Battery_4hr_141_Generic | generic-deliverability | Generic_PGE_North_500_offpeak | Operational_New_Capacity_MW | Northern_California_Li_Battery_4hr_141_Generic |  | -1 | -1 | -1 | -1 | -1 | -1 | -1 | -1 | -1 | -1 | -1 | -1 | -1 | -1 | -1 | -1 | -1 | -1 | -1 | -1 | -1 | -1 | -1 | -1 | -1 | -1 | -1 | -1 | -1 | -1 | -1
Northern_California_Li_Battery_4hr_144_Generic | generic-deliverability | Generic_PGE_North_500_offpeak | Operational_New_Capacity_MW | Northern_California_Li_Battery_4hr_144_Generic |  | -1 | -1 | -1 | -1 | -1 | -1 | -1 | -1 | -1 | -1 | -1 | -1 | -1 | -1 | -1 | -1 | -1 | -1 | -1 | -1 | -1 | -1 | -1 | -1 | -1 | -1 | -1 | -1 | -1 | -1 | -1
Northern_California_Li_Battery_4hr_149_Generic | generic-deliverability | Generic_PGE_North_500_offpeak | Operational_New_Capacity_MW | Northern_California_Li_Battery_4hr_149_Generic |  | -1 | -1 | -1 | -1 | -1 | -1 | -1 | -1 | -1 | -1 | -1 | -1 | -1 | -1 | -1 | -1 | -1 | -1 | -1 | -1 | -1 | -1 | -1 | -1 | -1 | -1 | -1 | -1 | -1 | -1 | -1
Northern_California_Li_Battery_4hr_150_Generic | generic-deliverability | Generic_PGE_North_500_offpeak | Operational_New_Capacity_MW | Northern_California_Li_Battery_4hr_150_Generic |  | -1 | -1 | -1 | -1 | -1 | -1 | -1 | -1 | -1 | -1 | -1 | -1 | -1 | -1 | -1 | -1 | -1 | -1 | -1 | -1 | -1 | -1 | -1 | -1 | -1 | -1 | -1 | -1 | -1 | -1 | -1
Northern_California_Li_Battery_4hr_155_Generic | generic-deliverability | Generic_PGE_North_500_offpeak | Operational_New_Capacity_MW | Northern_California_Li_Battery_4hr_155_Generic |  | -1 | -1 | -1 | -1 | -1 | -1 | -1 | -1 | -1 | -1 | -1 | -1 | -1 | -1 | -1 | -1 | -1 | -1 | -1 | -1 | -1 | -1 | -1 | -1 | -1 | -1 | -1 | -1 | -1 | -1 | -1
Northern_California_Li_Battery_4hr_157_Generic | generic-deliverability | Generic_PGE_North_500_offpeak | Operational_New_Capacity_MW | Northern_California_Li_Battery_4hr_157_Generic |  | -1 | -1 | -1 | -1 | -1 | -1 | -1 | -1 | -1 | -1 | -1 | -1 | -1 | -1 | -1 | -1 | -1 | -1 | -1 | -1 | -1 | -1 | -1 | -1 | -1 | -1 | -1 | -1 | -1 | -1 | -1
Northern_California_Li_Battery_4hr_158_Generic | generic-deliverability | Generic_PGE_North_500_offpeak | Operational_New_Capacity_MW | Northern_California_Li_Battery_4hr_158_Generic |  | -1 | -1 | -1 | -1 | -1 | -1 | -1 | -1 | -1 | -1 | -1 | -1 | -1 | -1 | -1 | -1 | -1 | -1 | -1 | -1 | -1 | -1 | -1 | -1 | -1 | -1 | -1 | -1 | -1 | -1 | -1
Northern_California_Li_Battery_4hr_159_Generic | generic-deliverability | Generic_PGE_North_500_offpeak | Operational_New_Capacity_MW | Northern_California_Li_Battery_4hr_159_Generic |  | -1 | -1 | -1 | -1 | -1 | -1 | -1 | -1 | -1 | -1 | -1 | -1 | -1 | -1 | -1 | -1 | -1 | -1 | -1 | -1 | -1 | -1 | -1 | -1 | -1 | -1 | -1 | -1 | -1 | -1 | -1
Northern_California_Li_Battery_4hr_166_Generic | generic-deliverability | Generic_PGE_North_500_offpeak | Operational_New_Capacity_MW | Northern_California_Li_Battery_4hr_166_Generic |  | -1 | -1 | -1 | -1 | -1 | -1 | -1 | -1 | -1 | -1 | -1 | -1 | -1 | -1 | -1 | -1 | -1 | -1 | -1 | -1 | -1 | -1 | -1 | -1 | -1 | -1 | -1 | -1 | -1 | -1 | -1
Northern_California_Li_Battery_4hr_172_Generic | generic-deliverability | Generic_PGE_North_500_offpeak | Operational_New_Capacity_MW | Northern_California_Li_Battery_4hr_172_Generic |  | -1 | -1 | -1 | -1 | -1 | -1 | -1 | -1 | -1 | -1 | -1 | -1 | -1 | -1 | -1 | -1 | -1 | -1 | -1 | -1 | -1 | -1 | -1 | -1 | -1 | -1 | -1 | -1 | -1 | -1 | -1
Northern_California_Li_Battery_4hr_178_Generic | generic-deliverability | Generic_PGE_North_500_offpeak | Operational_New_Capacity_MW | Northern_California_Li_Battery_4hr_178_Generic |  | -1 | -1 | -1 | -1 | -1 | -1 | -1 | -1 | -1 | -1 | -1 | -1 | -1 | -1 | -1 | -1 | -1 | -1 | -1 | -1 | -1 | -1 | -1 | -1 | -1 | -1 | -1 | -1 | -1 | -1 | -1
Northern_California_Li_Battery_4hr_179_Generic | generic-deliverability | Generic_PGE_North_500_offpeak | Operational_New_Capacity_MW | Northern_California_Li_Battery_4hr_179_Generic |  | -1 | -1 | -1 | -1 | -1 | -1 | -1 | -1 | -1 | -1 | -1 | -1 | -1 | -1 | -1 | -1 | -1 | -1 | -1 | -1 | -1 | -1 | -1 | -1 | -1 | -1 | -1 | -1 | -1 | -1 | -1
Northern_California_Li_Battery_4hr_180_Generic | generic-deliverability | Generic_PGE_North_500_offpeak | Operational_New_Capacity_MW | Northern_California_Li_Battery_4hr_180_Generic |  | -1 | -1 | -1 | -1 | -1 | -1 | -1 | -1 | -1 | -1 | -1 | -1 | -1 | -1 | -1 | -1 | -1 | -1 | -1 | -1 | -1 | -1 | -1 | -1 | -1 | -1 | -1 | -1 | -1 | -1 | -1
Northern_California_Li_Battery_4hr_25_Generic | generic-deliverability | Generic_PGE_North_500_offpeak | Operational_New_Capacity_MW | Northern_California_Li_Battery_4hr_25_Generic |  | -1 | -1 | -1 | -1 | -1 | -1 | -1 | -1 | -1 | -1 | -1 | -1 | -1 | -1 | -1 | -1 | -1 | -1 | -1 | -1 | -1 | -1 | -1 | -1 | -1 | -1 | -1 | -1 | -1 | -1 | -1
Northern_California_Li_Battery_4hr_26_Generic | generic-deliverability | Generic_PGE_North_500_offpeak | Operational_New_Capacity_MW | Northern_California_Li_Battery_4hr_26_Generic |  | -1 | -1 | -1 | -1 | -1 | -1 | -1 | -1 | -1 | -1 | -1 | -1 | -1 | -1 | -1 | -1 | -1 | -1 | -1 | -1 | -1 | -1 | -1 | -1 | -1 | -1 | -1 | -1 | -1 | -1 | -1
Northern_California_Li_Battery_4hr_29_Generic | generic-deliverability | Generic_PGE_North_500_offpeak | Operational_New_Capacity_MW | Northern_California_Li_Battery_4hr_29_Generic |  | -1 | -1 | -1 | -1 | -1 | -1 | -1 | -1 | -1 | -1 | -1 | -1 | -1 | -1 | -1 | -1 | -1 | -1 | -1 | -1 | -1 | -1 | -1 | -1 | -1 | -1 | -1 | -1 | -1 | -1 | -1
Northern_California_Li_Battery_4hr_31_Generic | generic-deliverability | Generic_PGE_North_500_offpeak | Operational_New_Capacity_MW | Northern_California_Li_Battery_4hr_31_Generic |  | -1 | -1 | -1 | -1 | -1 | -1 | -1 | -1 | -1 | -1 | -1 | -1 | -1 | -1 | -1 | -1 | -1 | -1 | -1 | -1 | -1 | -1 | -1 | -1 | -1 | -1 | -1 | -1 | -1 | -1 | -1
Northern_California_Li_Battery_4hr_35_Generic | generic-deliverability | Generic_PGE_North_500_offpeak | Operational_New_Capacity_MW | Northern_California_Li_Battery_4hr_35_Generic |  | -1 | -1 | -1 | -1 | -1 | -1 | -1 | -1 | -1 | -1 | -1 | -1 | -1 | -1 | -1 | -1 | -1 | -1 | -1 | -1 | -1 | -1 | -1 | -1 | -1 | -1 | -1 | -1 | -1 | -1 | -1
Northern_California_Li_Battery_4hr_38_Generic | generic-deliverability | Generic_PGE_North_500_offpeak | Operational_New_Capacity_MW | Northern_California_Li_Battery_4hr_38_Generic |  | -1 | -1 | -1 | -1 | -1 | -1 | -1 | -1 | -1 | -1 | -1 | -1 | -1 | -1 | -1 | -1 | -1 | -1 | -1 | -1 | -1 | -1 | -1 | -1 | -1 | -1 | -1 | -1 | -1 | -1 | -1
Northern_California_Li_Battery_4hr_41_Generic | generic-deliverability | Generic_PGE_North_500_offpeak | Operational_New_Capacity_MW | Northern_California_Li_Battery_4hr_41_Generic |  | -1 | -1 | -1 | -1 | -1 | -1 | -1 | -1 | -1 | -1 | -1 | -1 | -1 | -1 | -1 | -1 | -1 | -1 | -1 | -1 | -1 | -1 | -1 | -1 | -1 | -1 | -1 | -1 | -1 | -1 | -1
Northern_California_Li_Battery_4hr_44_Generic | generic-deliverability | Generic_PGE_North_500_offpeak | Operational_New_Capacity_MW | Northern_California_Li_Battery_4hr_44_Generic |  | -1 | -1 | -1 | -1 | -1 | -1 | -1 | -1 | -1 | -1 | -1 | -1 | -1 | -1 | -1 | -1 | -1 | -1 | -1 | -1 | -1 | -1 | -1 | -1 | -1 | -1 | -1 | -1 | -1 | -1 | -1
Northern_California_Li_Battery_4hr_5_Generic | generic-deliverability | Generic_PGE_North_500_offpeak | Operational_New_Capacity_MW | Northern_California_Li_Battery_4hr_5_Generic |  | -1 | -1 | -1 | -1 | -1 | -1 | -1 | -1 | -1 | -1 | -1 | -1 | -1 | -1 | -1 | -1 | -1 | -1 | -1 | -1 | -1 | -1 | -1 | -1 | -1 | -1 | -1 | -1 | -1 | -1 | -1
Northern_California_Li_Battery_4hr_51_Generic | generic-deliverability | Generic_PGE_North_500_offpeak | Operational_New_Capacity_MW | Northern_California_Li_Battery_4hr_51_Generic |  | -1 | -1 | -1 | -1 | -1 | -1 | -1 | -1 | -1 | -1 | -1 | -1 | -1 | -1 | -1 | -1 | -1 | -1 | -1 | -1 | -1 | -1 | -1 | -1 | -1 | -1 | -1 | -1 | -1 | -1 | -1
Northern_California_Li_Battery_4hr_57_Generic | generic-deliverability | Generic_PGE_North_500_offpeak | Operational_New_Capacity_MW | Northern_California_Li_Battery_4hr_57_Generic |  | -1 | -1 | -1 | -1 | -1 | -1 | -1 | -1 | -1 | -1 | -1 | -1 | -1 | -1 | -1 | -1 | -1 | -1 | -1 | -1 | -1 | -1 | -1 | -1 | -1 | -1 | -1 | -1 | -1 | -1 | -1
Northern_California_Li_Battery_4hr_68_Generic | generic-deliverability | Generic_PGE_North_500_offpeak | Operational_New_Capacity_MW | Northern_California_Li_Battery_4hr_68_Generic |  | -1 | -1 | -1 | -1 | -1 | -1 | -1 | -1 | -1 | -1 | -1 | -1 | -1 | -1 | -1 | -1 | -1 | -1 | -1 | -1 | -1 | -1 | -1 | -1 | -1 | -1 | -1 | -1 | -1 | -1 | -1
Northern_California_Li_Battery_4hr_70_Generic | generic-deliverability | Generic_PGE_North_500_offpeak | Operational_New_Capacity_MW | Northern_California_Li_Battery_4hr_70_Generic |  | -1 | -1 | -1 | -1 | -1 | -1 | -1 | -1 | -1 | -1 | -1 | -1 | -1 | -1 | -1 | -1 | -1 | -1 | -1 | -1 | -1 | -1 | -1 | -1 | -1 | -1 | -1 | -1 | -1 | -1 | -1
Northern_California_Li_Battery_4hr_73_Generic | generic-deliverability | Generic_PGE_North_500_offpeak | Operational_New_Capacity_MW | Northern_California_Li_Battery_4hr_73_Generic |  | -1 | -1 | -1 | -1 | -1 | -1 | -1 | -1 | -1 | -1 | -1 | -1 | -1 | -1 | -1 | -1 | -1 | -1 | -1 | -1 | -1 | -1 | -1 | -1 | -1 | -1 | -1 | -1 | -1 | -1 | -1
Northern_California_Li_Battery_4hr_76_Generic | generic-deliverability | Generic_PGE_North_500_offpeak | Operational_New_Capacity_MW | Northern_California_Li_Battery_4hr_76_Generic |  | -1 | -1 | -1 | -1 | -1 | -1 | -1 | -1 | -1 | -1 | -1 | -1 | -1 | -1 | -1 | -1 | -1 | -1 | -1 | -1 | -1 | -1 | -1 | -1 | -1 | -1 | -1 | -1 | -1 | -1 | -1
Northern_California_Li_Battery_4hr_80_Generic | generic-deliverability | Generic_PGE_North_500_offpeak | Operational_New_Capacity_MW | Northern_California_Li_Battery_4hr_80_Generic |  | -1 | -1 | -1 | -1 | -1 | -1 | -1 | -1 | -1 | -1 | -1 | -1 | -1 | -1 | -1 | -1 | -1 | -1 | -1 | -1 | -1 | -1 | -1 | -1 | -1 | -1 | -1 | -1 | -1 | -1 | -1
Northern_California_Li_Battery_4hr_82_Generic | generic-deliverability | Generic_PGE_North_500_offpeak | Operational_New_Capacity_MW | Northern_California_Li_Battery_4hr_82_Generic |  | -1 | -1 | -1 | -1 | -1 | -1 | -1 | -1 | -1 | -1 | -1 | -1 | -1 | -1 | -1 | -1 | -1 | -1 | -1 | -1 | -1 | -1 | -1 | -1 | -1 | -1 | -1 | -1 | -1 | -1 | -1
Northern_California_Li_Battery_4hr_83_Generic | generic-deliverability | Generic_PGE_North_500_offpeak | Operational_New_Capacity_MW | Northern_California_Li_Battery_4hr_83_Generic |  | -1 | -1 | -1 | -1 | -1 | -1 | -1 | -1 | -1 | -1 | -1 | -1 | -1 | -1 | -1 | -1 | -1 | -1 | -1 | -1 | -1 | -1 | -1 | -1 | -1 | -1 | -1 | -1 | -1 | -1 | -1
Northern_California_Li_Battery_4hr_84_Generic | generic-deliverability | Generic_PGE_North_500_offpeak | Operational_New_Capacity_MW | Northern_California_Li_Battery_4hr_84_Generic |  | -1 | -1 | -1 | -1 | -1 | -1 | -1 | -1 | -1 | -1 | -1 | -1 | -1 | -1 | -1 | -1 | -1 | -1 | -1 | -1 | -1 | -1 | -1 | -1 | -1 | -1 | -1 | -1 | -1 | -1 | -1
Northern_California_Li_Battery_4hr_85_Generic | generic-deliverability | Generic_PGE_North_500_offpeak | Operational_New_Capacity_MW | Northern_California_Li_Battery_4hr_85_Generic |  | -1 | -1 | -1 | -1 | -1 | -1 | -1 | -1 | -1 | -1 | -1 | -1 | -1 | -1 | -1 | -1 | -1 | -1 | -1 | -1 | -1 | -1 | -1 | -1 | -1 | -1 | -1 | -1 | -1 | -1 | -1
Northern_California_Li_Battery_4hr_92_Generic | generic-deliverability | Generic_PGE_North_500_offpeak | Operational_New_Capacity_MW | Northern_California_Li_Battery_4hr_92_Generic |  | -1 | -1 | -1 | -1 | -1 | -1 | -1 | -1 | -1 | -1 | -1 | -1 | -1 | -1 | -1 | -1 | -1 | -1 | -1 | -1 | -1 | -1 | -1 | -1 | -1 | -1 | -1 | -1 | -1 | -1 | -1
Northern_California_Li_Battery_4hr_94_Generic | generic-deliverability | Generic_PGE_North_500_offpeak | Operational_New_Capacity_MW | Northern_California_Li_Battery_4hr_94_Generic |  | -1 | -1 | -1 | -1 | -1 | -1 | -1 | -1 | -1 | -1 | -1 | -1 | -1 | -1 | -1 | -1 | -1 | -1 | -1 | -1 | -1 | -1 | -1 | -1 | -1 | -1 | -1 | -1 | -1 | -1 | -1
Northern_California_Li_Battery_4hr_96_Generic | generic-deliverability | Generic_PGE_North_500_offpeak | Operational_New_Capacity_MW | Northern_California_Li_Battery_4hr_96_Generic |  | -1 | -1 | -1 | -1 | -1 | -1 | -1 | -1 | -1 | -1 | -1 | -1 | -1 | -1 | -1 | -1 | -1 | -1 | -1 | -1 | -1 | -1 | -1 | -1 | -1 | -1 | -1 | -1 | -1 | -1 | -1
Northern_California_Li_Battery_8hr_100_Generic | generic-deliverability | Generic_PGE_North_500_offpeak | Operational_New_Capacity_MW | Northern_California_Li_Battery_8hr_100_Generic |  | -1 | -1 | -1 | -1 | -1 | -1 | -1 | -1 | -1 | -1 | -1 | -1 | -1 | -1 | -1 | -1 | -1 | -1 | -1 | -1 | -1 | -1 | -1 | -1 | -1 | -1 | -1 | -1 | -1 | -1 | -1
Northern_California_Li_Battery_8hr_112_Generic | generic-deliverability | Generic_PGE_North_500_offpeak | Operational_New_Capacity_MW | Northern_California_Li_Battery_8hr_112_Generic |  | -1 | -1 | -1 | -1 | -1 | -1 | -1 | -1 | -1 | -1 | -1 | -1 | -1 | -1 | -1 | -1 | -1 | -1 | -1 | -1 | -1 | -1 | -1 | -1 | -1 | -1 | -1 | -1 | -1 | -1 | -1
Northern_California_Li_Battery_8hr_113_Generic | generic-deliverability | Generic_PGE_North_500_offpeak | Operational_New_Capacity_MW | Northern_California_Li_Battery_8hr_113_Generic |  | -1 | -1 | -1 | -1 | -1 | -1 | -1 | -1 | -1 | -1 | -1 | -1 | -1 | -1 | -1 | -1 | -1 | -1 | -1 | -1 | -1 | -1 | -1 | -1 | -1 | -1 | -1 | -1 | -1 | -1 | -1
Northern_California_Li_Battery_8hr_114_Generic | generic-deliverability | Generic_PGE_North_500_offpeak | Operational_New_Capacity_MW | Northern_California_Li_Battery_8hr_114_Generic |  | -1 | -1 | -1 | -1 | -1 | -1 | -1 | -1 | -1 | -1 | -1 | -1 | -1 | -1 | -1 | -1 | -1 | -1 | -1 | -1 | -1 | -1 | -1 | -1 | -1 | -1 | -1 | -1 | -1 | -1 | -1
Northern_California_Li_Battery_8hr_116_Generic | generic-deliverability | Generic_PGE_North_500_offpeak | Operational_New_Capacity_MW | Northern_California_Li_Battery_8hr_116_Generic |  | -1 | -1 | -1 | -1 | -1 | -1 | -1 | -1 | -1 | -1 | -1 | -1 | -1 | -1 | -1 | -1 | -1 | -1 | -1 | -1 | -1 | -1 | -1 | -1 | -1 | -1 | -1 | -1 | -1 | -1 | -1
Northern_California_Li_Battery_8hr_121_Generic | generic-deliverability | Generic_PGE_North_500_offpeak | Operational_New_Capacity_MW | Northern_California_Li_Battery_8hr_121_Generic |  | -1 | -1 | -1 | -1 | -1 | -1 | -1 | -1 | -1 | -1 | -1 | -1 | -1 | -1 | -1 | -1 | -1 | -1 | -1 | -1 | -1 | -1 | -1 | -1 | -1 | -1 | -1 | -1 | -1 | -1 | -1
Northern_California_Li_Battery_8hr_122_Generic | generic-deliverability | Generic_PGE_North_500_offpeak | Operational_New_Capacity_MW | Northern_California_Li_Battery_8hr_122_Generic |  | -1 | -1 | -1 | -1 | -1 | -1 | -1 | -1 | -1 | -1 | -1 | -1 | -1 | -1 | -1 | -1 | -1 | -1 | -1 | -1 | -1 | -1 | -1 | -1 | -1 | -1 | -1 | -1 | -1 | -1 | -1
Northern_California_Li_Battery_8hr_126_Generic | generic-deliverability | Generic_PGE_North_500_offpeak | Operational_New_Capacity_MW | Northern_California_Li_Battery_8hr_126_Generic |  | -1 | -1 | -1 | -1 | -1 | -1 | -1 | -1 | -1 | -1 | -1 | -1 | -1 | -1 | -1 | -1 | -1 | -1 | -1 | -1 | -1 | -1 | -1 | -1 | -1 | -1 | -1 | -1 | -1 | -1 | -1
Northern_California_Li_Battery_8hr_127_Generic | generic-deliverability | Generic_PGE_North_500_offpeak | Operational_New_Capacity_MW | Northern_California_Li_Battery_8hr_127_Generic |  | -1 | -1 | -1 | -1 | -1 | -1 | -1 | -1 | -1 | -1 | -1 | -1 | -1 | -1 | -1 | -1 | -1 | -1 | -1 | -1 | -1 | -1 | -1 | -1 | -1 | -1 | -1 | -1 | -1 | -1 | -1
Northern_California_Li_Battery_8hr_132_Generic | generic-deliverability | Generic_PGE_North_500_offpeak | Operational_New_Capacity_MW | Northern_California_Li_Battery_8hr_132_Generic |  | -1 | -1 | -1 | -1 | -1 | -1 | -1 | -1 | -1 | -1 | -1 | -1 | -1 | -1 | -1 | -1 | -1 | -1 | -1 | -1 | -1 | -1 | -1 | -1 | -1 | -1 | -1 | -1 | -1 | -1 | -1
Northern_California_Li_Battery_8hr_135_Generic | generic-deliverability | Generic_PGE_North_500_offpeak | Operational_New_Capacity_MW | Northern_California_Li_Battery_8hr_135_Generic |  | -1 | -1 | -1 | -1 | -1 | -1 | -1 | -1 | -1 | -1 | -1 | -1 | -1 | -1 | -1 | -1 | -1 | -1 | -1 | -1 | -1 | -1 | -1 | -1 | -1 | -1 | -1 | -1 | -1 | -1 | -1
Northern_California_Li_Battery_8hr_138_Generic | generic-deliverability | Generic_PGE_North_500_offpeak | Operational_New_Capacity_MW | Northern_California_Li_Battery_8hr_138_Generic |  | -1 | -1 | -1 | -1 | -1 | -1 | -1 | -1 | -1 | -1 | -1 | -1 | -1 | -1 | -1 | -1 | -1 | -1 | -1 | -1 | -1 | -1 | -1 | -1 | -1 | -1 | -1 | -1 | -1 | -1 | -1
Northern_California_Li_Battery_8hr_141_Generic | generic-deliverability | Generic_PGE_North_500_offpeak | Operational_New_Capacity_MW | Northern_California_Li_Battery_8hr_141_Generic |  | -1 | -1 | -1 | -1 | -1 | -1 | -1 | -1 | -1 | -1 | -1 | -1 | -1 | -1 | -1 | -1 | -1 | -1 | -1 | -1 | -1 | -1 | -1 | -1 | -1 | -1 | -1 | -1 | -1 | -1 | -1
Northern_California_Li_Battery_8hr_144_Generic | generic-deliverability | Generic_PGE_North_500_offpeak | Operational_New_Capacity_MW | Northern_California_Li_Battery_8hr_144_Generic |  | -1 | -1 | -1 | -1 | -1 | -1 | -1 | -1 | -1 | -1 | -1 | -1 | -1 | -1 | -1 | -1 | -1 | -1 | -1 | -1 | -1 | -1 | -1 | -1 | -1 | -1 | -1 | -1 | -1 | -1 | -1
Northern_California_Li_Battery_8hr_149_Generic | generic-deliverability | Generic_PGE_North_500_offpeak | Operational_New_Capacity_MW | Northern_California_Li_Battery_8hr_149_Generic |  | -1 | -1 | -1 | -1 | -1 | -1 | -1 | -1 | -1 | -1 | -1 | -1 | -1 | -1 | -1 | -1 | -1 | -1 | -1 | -1 | -1 | -1 | -1 | -1 | -1 | -1 | -1 | -1 | -1 | -1 | -1
Northern_California_Li_Battery_8hr_150_Generic | generic-deliverability | Generic_PGE_North_500_offpeak | Operational_New_Capacity_MW | Northern_California_Li_Battery_8hr_150_Generic |  | -1 | -1 | -1 | -1 | -1 | -1 | -1 | -1 | -1 | -1 | -1 | -1 | -1 | -1 | -1 | -1 | -1 | -1 | -1 | -1 | -1 | -1 | -1 | -1 | -1 | -1 | -1 | -1 | -1 | -1 | -1
Northern_California_Li_Battery_8hr_155_Generic | generic-deliverability | Generic_PGE_North_500_offpeak | Operational_New_Capacity_MW | Northern_California_Li_Battery_8hr_155_Generic |  | -1 | -1 | -1 | -1 | -1 | -1 | -1 | -1 | -1 | -1 | -1 | -1 | -1 | -1 | -1 | -1 | -1 | -1 | -1 | -1 | -1 | -1 | -1 | -1 | -1 | -1 | -1 | -1 | -1 | -1 | -1
Northern_California_Li_Battery_8hr_157_Generic | generic-deliverability | Generic_PGE_North_500_offpeak | Operational_New_Capacity_MW | Northern_California_Li_Battery_8hr_157_Generic |  | -1 | -1 | -1 | -1 | -1 | -1 | -1 | -1 | -1 | -1 | -1 | -1 | -1 | -1 | -1 | -1 | -1 | -1 | -1 | -1 | -1 | -1 | -1 | -1 | -1 | -1 | -1 | -1 | -1 | -1 | -1
Northern_California_Li_Battery_8hr_158_Generic | generic-deliverability | Generic_PGE_North_500_offpeak | Operational_New_Capacity_MW | Northern_California_Li_Battery_8hr_158_Generic |  | -1 | -1 | -1 | -1 | -1 | -1 | -1 | -1 | -1 | -1 | -1 | -1 | -1 | -1 | -1 | -1 | -1 | -1 | -1 | -1 | -1 | -1 | -1 | -1 | -1 | -1 | -1 | -1 | -1 | -1 | -1
Northern_California_Li_Battery_8hr_159_Generic | generic-deliverability | Generic_PGE_North_500_offpeak | Operational_New_Capacity_MW | Northern_California_Li_Battery_8hr_159_Generic |  | -1 | -1 | -1 | -1 | -1 | -1 | -1 | -1 | -1 | -1 | -1 | -1 | -1 | -1 | -1 | -1 | -1 | -1 | -1 | -1 | -1 | -1 | -1 | -1 | -1 | -1 | -1 | -1 | -1 | -1 | -1
Northern_California_Li_Battery_8hr_166_Generic | generic-deliverability | Generic_PGE_North_500_offpeak | Operational_New_Capacity_MW | Northern_California_Li_Battery_8hr_166_Generic |  | -1 | -1 | -1 | -1 | -1 | -1 | -1 | -1 | -1 | -1 | -1 | -1 | -1 | -1 | -1 | -1 | -1 | -1 | -1 | -1 | -1 | -1 | -1 | -1 | -1 | -1 | -1 | -1 | -1 | -1 | -1
Northern_California_Li_Battery_8hr_172_Generic | generic-deliverability | Generic_PGE_North_500_offpeak | Operational_New_Capacity_MW | Northern_California_Li_Battery_8hr_172_Generic |  | -1 | -1 | -1 | -1 | -1 | -1 | -1 | -1 | -1 | -1 | -1 | -1 | -1 | -1 | -1 | -1 | -1 | -1 | -1 | -1 | -1 | -1 | -1 | -1 | -1 | -1 | -1 | -1 | -1 | -1 | -1
Northern_California_Li_Battery_8hr_178_Generic | generic-deliverability | Generic_PGE_North_500_offpeak | Operational_New_Capacity_MW | Northern_California_Li_Battery_8hr_178_Generic |  | -1 | -1 | -1 | -1 | -1 | -1 | -1 | -1 | -1 | -1 | -1 | -1 | -1 | -1 | -1 | -1 | -1 | -1 | -1 | -1 | -1 | -1 | -1 | -1 | -1 | -1 | -1 | -1 | -1 | -1 | -1
Northern_California_Li_Battery_8hr_179_Generic | generic-deliverability | Generic_PGE_North_500_offpeak | Operational_New_Capacity_MW | Northern_California_Li_Battery_8hr_179_Generic |  | -1 | -1 | -1 | -1 | -1 | -1 | -1 | -1 | -1 | -1 | -1 | -1 | -1 | -1 | -1 | -1 | -1 | -1 | -1 | -1 | -1 | -1 | -1 | -1 | -1 | -1 | -1 | -1 | -1 | -1 | -1
Northern_California_Li_Battery_8hr_180_Generic | generic-deliverability | Generic_PGE_North_500_offpeak | Operational_New_Capacity_MW | Northern_California_Li_Battery_8hr_180_Generic |  | -1 | -1 | -1 | -1 | -1 | -1 | -1 | -1 | -1 | -1 | -1 | -1 | -1 | -1 | -1 | -1 | -1 | -1 | -1 | -1 | -1 | -1 | -1 | -1 | -1 | -1 | -1 | -1 | -1 | -1 | -1
Northern_California_Li_Battery_8hr_25_Generic | generic-deliverability | Generic_PGE_North_500_offpeak | Operational_New_Capacity_MW | Northern_California_Li_Battery_8hr_25_Generic |  | -1 | -1 | -1 | -1 | -1 | -1 | -1 | -1 | -1 | -1 | -1 | -1 | -1 | -1 | -1 | -1 | -1 | -1 | -1 | -1 | -1 | -1 | -1 | -1 | -1 | -1 | -1 | -1 | -1 | -1 | -1
Northern_California_Li_Battery_8hr_26_Generic | generic-deliverability | Generic_PGE_North_500_offpeak | Operational_New_Capacity_MW | Northern_California_Li_Battery_8hr_26_Generic |  | -1 | -1 | -1 | -1 | -1 | -1 | -1 | -1 | -1 | -1 | -1 | -1 | -1 | -1 | -1 | -1 | -1 | -1 | -1 | -1 | -1 | -1 | -1 | -1 | -1 | -1 | -1 | -1 | -1 | -1 | -1
Northern_California_Li_Battery_8hr_29_Generic | generic-deliverability | Generic_PGE_North_500_offpeak | Operational_New_Capacity_MW | Northern_California_Li_Battery_8hr_29_Generic |  | -1 | -1 | -1 | -1 | -1 | -1 | -1 | -1 | -1 | -1 | -1 | -1 | -1 | -1 | -1 | -1 | -1 | -1 | -1 | -1 | -1 | -1 | -1 | -1 | -1 | -1 | -1 | -1 | -1 | -1 | -1
Northern_California_Li_Battery_8hr_31_Generic | generic-deliverability | Generic_PGE_North_500_offpeak | Operational_New_Capacity_MW | Northern_California_Li_Battery_8hr_31_Generic |  | -1 | -1 | -1 | -1 | -1 | -1 | -1 | -1 | -1 | -1 | -1 | -1 | -1 | -1 | -1 | -1 | -1 | -1 | -1 | -1 | -1 | -1 | -1 | -1 | -1 | -1 | -1 | -1 | -1 | -1 | -1
Northern_California_Li_Battery_8hr_35_Generic | generic-deliverability | Generic_PGE_North_500_offpeak | Operational_New_Capacity_MW | Northern_California_Li_Battery_8hr_35_Generic |  | -1 | -1 | -1 | -1 | -1 | -1 | -1 | -1 | -1 | -1 | -1 | -1 | -1 | -1 | -1 | -1 | -1 | -1 | -1 | -1 | -1 | -1 | -1 | -1 | -1 | -1 | -1 | -1 | -1 | -1 | -1
Northern_California_Li_Battery_8hr_38_Generic | generic-deliverability | Generic_PGE_North_500_offpeak | Operational_New_Capacity_MW | Northern_California_Li_Battery_8hr_38_Generic |  | -1 | -1 | -1 | -1 | -1 | -1 | -1 | -1 | -1 | -1 | -1 | -1 | -1 | -1 | -1 | -1 | -1 | -1 | -1 | -1 | -1 | -1 | -1 | -1 | -1 | -1 | -1 | -1 | -1 | -1 | -1
Northern_California_Li_Battery_8hr_41_Generic | generic-deliverability | Generic_PGE_North_500_offpeak | Operational_New_Capacity_MW | Northern_California_Li_Battery_8hr_41_Generic |  | -1 | -1 | -1 | -1 | -1 | -1 | -1 | -1 | -1 | -1 | -1 | -1 | -1 | -1 | -1 | -1 | -1 | -1 | -1 | -1 | -1 | -1 | -1 | -1 | -1 | -1 | -1 | -1 | -1 | -1 | -1
Northern_California_Li_Battery_8hr_44_Generic | generic-deliverability | Generic_PGE_North_500_offpeak | Operational_New_Capacity_MW | Northern_California_Li_Battery_8hr_44_Generic |  | -1 | -1 | -1 | -1 | -1 | -1 | -1 | -1 | -1 | -1 | -1 | -1 | -1 | -1 | -1 | -1 | -1 | -1 | -1 | -1 | -1 | -1 | -1 | -1 | -1 | -1 | -1 | -1 | -1 | -1 | -1
Northern_California_Li_Battery_8hr_5_Generic | generic-deliverability | Generic_PGE_North_500_offpeak | Operational_New_Capacity_MW | Northern_California_Li_Battery_8hr_5_Generic |  | -1 | -1 | -1 | -1 | -1 | -1 | -1 | -1 | -1 | -1 | -1 | -1 | -1 | -1 | -1 | -1 | -1 | -1 | -1 | -1 | -1 | -1 | -1 | -1 | -1 | -1 | -1 | -1 | -1 | -1 | -1
Northern_California_Li_Battery_8hr_51_Generic | generic-deliverability | Generic_PGE_North_500_offpeak | Operational_New_Capacity_MW | Northern_California_Li_Battery_8hr_51_Generic |  | -1 | -1 | -1 | -1 | -1 | -1 | -1 | -1 | -1 | -1 | -1 | -1 | -1 | -1 | -1 | -1 | -1 | -1 | -1 | -1 | -1 | -1 | -1 | -1 | -1 | -1 | -1 | -1 | -1 | -1 | -1
Northern_California_Li_Battery_8hr_57_Generic | generic-deliverability | Generic_PGE_North_500_offpeak | Operational_New_Capacity_MW | Northern_California_Li_Battery_8hr_57_Generic |  | -1 | -1 | -1 | -1 | -1 | -1 | -1 | -1 | -1 | -1 | -1 | -1 | -1 | -1 | -1 | -1 | -1 | -1 | -1 | -1 | -1 | -1 | -1 | -1 | -1 | -1 | -1 | -1 | -1 | -1 | -1
Northern_California_Li_Battery_8hr_68_Generic | generic-deliverability | Generic_PGE_North_500_offpeak | Operational_New_Capacity_MW | Northern_California_Li_Battery_8hr_68_Generic |  | -1 | -1 | -1 | -1 | -1 | -1 | -1 | -1 | -1 | -1 | -1 | -1 | -1 | -1 | -1 | -1 | -1 | -1 | -1 | -1 | -1 | -1 | -1 | -1 | -1 | -1 | -1 | -1 | -1 | -1 | -1
Northern_California_Li_Battery_8hr_70_Generic | generic-deliverability | Generic_PGE_North_500_offpeak | Operational_New_Capacity_MW | Northern_California_Li_Battery_8hr_70_Generic |  | -1 | -1 | -1 | -1 | -1 | -1 | -1 | -1 | -1 | -1 | -1 | -1 | -1 | -1 | -1 | -1 | -1 | -1 | -1 | -1 | -1 | -1 | -1 | -1 | -1 | -1 | -1 | -1 | -1 | -1 | -1
Northern_California_Li_Battery_8hr_73_Generic | generic-deliverability | Generic_PGE_North_500_offpeak | Operational_New_Capacity_MW | Northern_California_Li_Battery_8hr_73_Generic |  | -1 | -1 | -1 | -1 | -1 | -1 | -1 | -1 | -1 | -1 | -1 | -1 | -1 | -1 | -1 | -1 | -1 | -1 | -1 | -1 | -1 | -1 | -1 | -1 | -1 | -1 | -1 | -1 | -1 | -1 | -1
Northern_California_Li_Battery_8hr_76_Generic | generic-deliverability | Generic_PGE_North_500_offpeak | Operational_New_Capacity_MW | Northern_California_Li_Battery_8hr_76_Generic |  | -1 | -1 | -1 | -1 | -1 | -1 | -1 | -1 | -1 | -1 | -1 | -1 | -1 | -1 | -1 | -1 | -1 | -1 | -1 | -1 | -1 | -1 | -1 | -1 | -1 | -1 | -1 | -1 | -1 | -1 | -1
Northern_California_Li_Battery_8hr_80_Generic | generic-deliverability | Generic_PGE_North_500_offpeak | Operational_New_Capacity_MW | Northern_California_Li_Battery_8hr_80_Generic |  | -1 | -1 | -1 | -1 | -1 | -1 | -1 | -1 | -1 | -1 | -1 | -1 | -1 | -1 | -1 | -1 | -1 | -1 | -1 | -1 | -1 | -1 | -1 | -1 | -1 | -1 | -1 | -1 | -1 | -1 | -1
Northern_California_Li_Battery_8hr_82_Generic | generic-deliverability | Generic_PGE_North_500_offpeak | Operational_New_Capacity_MW | Northern_California_Li_Battery_8hr_82_Generic |  | -1 | -1 | -1 | -1 | -1 | -1 | -1 | -1 | -1 | -1 | -1 | -1 | -1 | -1 | -1 | -1 | -1 | -1 | -1 | -1 | -1 | -1 | -1 | -1 | -1 | -1 | -1 | -1 | -1 | -1 | -1
Northern_California_Li_Battery_8hr_83_Generic | generic-deliverability | Generic_PGE_North_500_offpeak | Operational_New_Capacity_MW | Northern_California_Li_Battery_8hr_83_Generic |  | -1 | -1 | -1 | -1 | -1 | -1 | -1 | -1 | -1 | -1 | -1 | -1 | -1 | -1 | -1 | -1 | -1 | -1 | -1 | -1 | -1 | -1 | -1 | -1 | -1 | -1 | -1 | -1 | -1 | -1 | -1
Northern_California_Li_Battery_8hr_84_Generic | generic-deliverability | Generic_PGE_North_500_offpeak | Operational_New_Capacity_MW | Northern_California_Li_Battery_8hr_84_Generic |  | -1 | -1 | -1 | -1 | -1 | -1 | -1 | -1 | -1 | -1 | -1 | -1 | -1 | -1 | -1 | -1 | -1 | -1 | -1 | -1 | -1 | -1 | -1 | -1 | -1 | -1 | -1 | -1 | -1 | -1 | -1
Northern_California_Li_Battery_8hr_85_Generic | generic-deliverability | Generic_PGE_North_500_offpeak | Operational_New_Capacity_MW | Northern_California_Li_Battery_8hr_85_Generic |  | -1 | -1 | -1 | -1 | -1 | -1 | -1 | -1 | -1 | -1 | -1 | -1 | -1 | -1 | -1 | -1 | -1 | -1 | -1 | -1 | -1 | -1 | -1 | -1 | -1 | -1 | -1 | -1 | -1 | -1 | -1
Northern_California_Li_Battery_8hr_92_Generic | generic-deliverability | Generic_PGE_North_500_offpeak | Operational_New_Capacity_MW | Northern_California_Li_Battery_8hr_92_Generic |  | -1 | -1 | -1 | -1 | -1 | -1 | -1 | -1 | -1 | -1 | -1 | -1 | -1 | -1 | -1 | -1 | -1 | -1 | -1 | -1 | -1 | -1 | -1 | -1 | -1 | -1 | -1 | -1 | -1 | -1 | -1
Northern_California_Li_Battery_8hr_94_Generic | generic-deliverability | Generic_PGE_North_500_offpeak | Operational_New_Capacity_MW | Northern_California_Li_Battery_8hr_94_Generic |  | -1 | -1 | -1 | -1 | -1 | -1 | -1 | -1 | -1 | -1 | -1 | -1 | -1 | -1 | -1 | -1 | -1 | -1 | -1 | -1 | -1 | -1 | -1 | -1 | -1 | -1 | -1 | -1 | -1 | -1 | -1
Northern_California_Li_Battery_8hr_96_Generic | generic-deliverability | Generic_PGE_North_500_offpeak | Operational_New_Capacity_MW | Northern_California_Li_Battery_8hr_96_Generic |  | -1 | -1 | -1 | -1 | -1 | -1 | -1 | -1 | -1 | -1 | -1 | -1 | -1 | -1 | -1 | -1 | -1 | -1 | -1 | -1 | -1 | -1 | -1 | -1 | -1 | -1 | -1 | -1 | -1 | -1 | -1
Northern_California_Pumped_Storage_5_Generic | generic-deliverability | Generic_PGE_North_500_offpeak | Operational_New_Capacity_MW | Northern_California_Pumped_Storage_5_Generic |  | -1 | -1 | -1 | -1 | -1 | -1 | -1 | -1 | -1 | -1 | -1 | -1 | -1 | -1 | -1 | -1 | -1 | -1 | -1 | -1 | -1 | -1 | -1 | -1 | -1 | -1 | -1 | -1 | -1 | -1 | -1
Northern_California_Solar_100_Generic | generic-deliverability | Generic_PGE_North_500_offpeak | Operational_New_Capacity_MW | Northern_California_Solar_100_Generic |  | 0.79 | 0.79 | 0.79 | 0.79 | 0.79 | 0.79 | 0.79 | 0.79 | 0.79 | 0.79 | 0.79 | 0.79 | 0.79 | 0.79 | 0.79 | 0.79 | 0.79 | 0.79 | 0.79 | 0.79 | 0.79 | 0.79 | 0.79 | 0.79 | 0.79 | 0.79 | 0.79 | 0.79 | 0.79 | 0.79 | 0.79
Northern_California_Solar_112_Generic | generic-deliverability | Generic_PGE_North_500_offpeak | Operational_New_Capacity_MW | Northern_California_Solar_112_Generic |  | 0.79 | 0.79 | 0.79 | 0.79 | 0.79 | 0.79 | 0.79 | 0.79 | 0.79 | 0.79 | 0.79 | 0.79 | 0.79 | 0.79 | 0.79 | 0.79 | 0.79 | 0.79 | 0.79 | 0.79 | 0.79 | 0.79 | 0.79 | 0.79 | 0.79 | 0.79 | 0.79 | 0.79 | 0.79 | 0.79 | 0.79
Northern_California_Solar_113_Generic | generic-deliverability | Generic_PGE_North_500_offpeak | Operational_New_Capacity_MW | Northern_California_Solar_113_Generic |  | 0.79 | 0.79 | 0.79 | 0.79 | 0.79 | 0.79 | 0.79 | 0.79 | 0.79 | 0.79 | 0.79 | 0.79 | 0.79 | 0.79 | 0.79 | 0.79 | 0.79 | 0.79 | 0.79 | 0.79 | 0.79 | 0.79 | 0.79 | 0.79 | 0.79 | 0.79 | 0.79 | 0.79 | 0.79 | 0.79 | 0.79
Northern_California_Solar_114_Generic | generic-deliverability | Generic_PGE_North_500_offpeak | Operational_New_Capacity_MW | Northern_California_Solar_114_Generic |  | 0.79 | 0.79 | 0.79 | 0.79 | 0.79 | 0.79 | 0.79 | 0.79 | 0.79 | 0.79 | 0.79 | 0.79 | 0.79 | 0.79 | 0.79 | 0.79 | 0.79 | 0.79 | 0.79 | 0.79 | 0.79 | 0.79 | 0.79 | 0.79 | 0.79 | 0.79 | 0.79 | 0.79 | 0.79 | 0.79 | 0.79
Northern_California_Solar_116_Generic | generic-deliverability | Generic_PGE_North_500_offpeak | Operational_New_Capacity_MW | Northern_California_Solar_116_Generic |  | 0.79 | 0.79 | 0.79 | 0.79 | 0.79 | 0.79 | 0.79 | 0.79 | 0.79 | 0.79 | 0.79 | 0.79 | 0.79 | 0.79 | 0.79 | 0.79 | 0.79 | 0.79 | 0.79 | 0.79 | 0.79 | 0.79 | 0.79 | 0.79 | 0.79 | 0.79 | 0.79 | 0.79 | 0.79 | 0.79 | 0.79
Northern_California_Solar_121_Generic | generic-deliverability | Generic_PGE_North_500_offpeak | Operational_New_Capacity_MW | Northern_California_Solar_121_Generic |  | 0.79 | 0.79 | 0.79 | 0.79 | 0.79 | 0.79 | 0.79 | 0.79 | 0.79 | 0.79 | 0.79 | 0.79 | 0.79 | 0.79 | 0.79 | 0.79 | 0.79 | 0.79 | 0.79 | 0.79 | 0.79 | 0.79 | 0.79 | 0.79 | 0.79 | 0.79 | 0.79 | 0.79 | 0.79 | 0.79 | 0.79
Northern_California_Solar_122_Generic | generic-deliverability | Generic_PGE_North_500_offpeak | Operational_New_Capacity_MW | Northern_California_Solar_122_Generic |  | 0.79 | 0.79 | 0.79 | 0.79 | 0.79 | 0.79 | 0.79 | 0.79 | 0.79 | 0.79 | 0.79 | 0.79 | 0.79 | 0.79 | 0.79 | 0.79 | 0.79 | 0.79 | 0.79 | 0.79 | 0.79 | 0.79 | 0.79 | 0.79 | 0.79 | 0.79 | 0.79 | 0.79 | 0.79 | 0.79 | 0.79
Northern_California_Solar_126_Generic | generic-deliverability | Generic_PGE_North_500_offpeak | Operational_New_Capacity_MW | Northern_California_Solar_126_Generic |  | 0.79 | 0.79 | 0.79 | 0.79 | 0.79 | 0.79 | 0.79 | 0.79 | 0.79 | 0.79 | 0.79 | 0.79 | 0.79 | 0.79 | 0.79 | 0.79 | 0.79 | 0.79 | 0.79 | 0.79 | 0.79 | 0.79 | 0.79 | 0.79 | 0.79 | 0.79 | 0.79 | 0.79 | 0.79 | 0.79 | 0.79
Northern_California_Solar_127_Generic | generic-deliverability | Generic_PGE_North_500_offpeak | Operational_New_Capacity_MW | Northern_California_Solar_127_Generic |  | 0.79 | 0.79 | 0.79 | 0.79 | 0.79 | 0.79 | 0.79 | 0.79 | 0.79 | 0.79 | 0.79 | 0.79 | 0.79 | 0.79 | 0.79 | 0.79 | 0.79 | 0.79 | 0.79 | 0.79 | 0.79 | 0.79 | 0.79 | 0.79 | 0.79 | 0.79 | 0.79 | 0.79 | 0.79 | 0.79 | 0.79
Northern_California_Solar_132_Generic | generic-deliverability | Generic_PGE_North_500_offpeak | Operational_New_Capacity_MW | Northern_California_Solar_132_Generic |  | 0.79 | 0.79 | 0.79 | 0.79 | 0.79 | 0.79 | 0.79 | 0.79 | 0.79 | 0.79 | 0.79 | 0.79 | 0.79 | 0.79 | 0.79 | 0.79 | 0.79 | 0.79 | 0.79 | 0.79 | 0.79 | 0.79 | 0.79 | 0.79 | 0.79 | 0.79 | 0.79 | 0.79 | 0.79 | 0.79 | 0.79
Northern_California_Solar_135_Generic | generic-deliverability | Generic_PGE_North_500_offpeak | Operational_New_Capacity_MW | Northern_California_Solar_135_Generic |  | 0.79 | 0.79 | 0.79 | 0.79 | 0.79 | 0.79 | 0.79 | 0.79 | 0.79 | 0.79 | 0.79 | 0.79 | 0.79 | 0.79 | 0.79 | 0.79 | 0.79 | 0.79 | 0.79 | 0.79 | 0.79 | 0.79 | 0.79 | 0.79 | 0.79 | 0.79 | 0.79 | 0.79 | 0.79 | 0.79 | 0.79
Northern_California_Solar_138_Generic | generic-deliverability | Generic_PGE_North_500_offpeak | Operational_New_Capacity_MW | Northern_California_Solar_138_Generic |  | 0.79 | 0.79 | 0.79 | 0.79 | 0.79 | 0.79 | 0.79 | 0.79 | 0.79 | 0.79 | 0.79 | 0.79 | 0.79 | 0.79 | 0.79 | 0.79 | 0.79 | 0.79 | 0.79 | 0.79 | 0.79 | 0.79 | 0.79 | 0.79 | 0.79 | 0.79 | 0.79 | 0.79 | 0.79 | 0.79 | 0.79
Northern_California_Solar_141_Generic | generic-deliverability | Generic_PGE_North_500_offpeak | Operational_New_Capacity_MW | Northern_California_Solar_141_Generic |  | 0.79 | 0.79 | 0.79 | 0.79 | 0.79 | 0.79 | 0.79 | 0.79 | 0.79 | 0.79 | 0.79 | 0.79 | 0.79 | 0.79 | 0.79 | 0.79 | 0.79 | 0.79 | 0.79 | 0.79 | 0.79 | 0.79 | 0.79 | 0.79 | 0.79 | 0.79 | 0.79 | 0.79 | 0.79 | 0.79 | 0.79
Northern_California_Solar_144_Generic | generic-deliverability | Generic_PGE_North_500_offpeak | Operational_New_Capacity_MW | Northern_California_Solar_144_Generic |  | 0.79 | 0.79 | 0.79 | 0.79 | 0.79 | 0.79 | 0.79 | 0.79 | 0.79 | 0.79 | 0.79 | 0.79 | 0.79 | 0.79 | 0.79 | 0.79 | 0.79 | 0.79 | 0.79 | 0.79 | 0.79 | 0.79 | 0.79 | 0.79 | 0.79 | 0.79 | 0.79 | 0.79 | 0.79 | 0.79 | 0.79
Northern_California_Solar_149_Generic | generic-deliverability | Generic_PGE_North_500_offpeak | Operational_New_Capacity_MW | Northern_California_Solar_149_Generic |  | 0.79 | 0.79 | 0.79 | 0.79 | 0.79 | 0.79 | 0.79 | 0.79 | 0.79 | 0.79 | 0.79 | 0.79 | 0.79 | 0.79 | 0.79 | 0.79 | 0.79 | 0.79 | 0.79 | 0.79 | 0.79 | 0.79 | 0.79 | 0.79 | 0.79 | 0.79 | 0.79 | 0.79 | 0.79 | 0.79 | 0.79
Northern_California_Solar_150_Generic | generic-deliverability | Generic_PGE_North_500_offpeak | Operational_New_Capacity_MW | Northern_California_Solar_150_Generic |  | 0.79 | 0.79 | 0.79 | 0.79 | 0.79 | 0.79 | 0.79 | 0.79 | 0.79 | 0.79 | 0.79 | 0.79 | 0.79 | 0.79 | 0.79 | 0.79 | 0.79 | 0.79 | 0.79 | 0.79 | 0.79 | 0.79 | 0.79 | 0.79 | 0.79 | 0.79 | 0.79 | 0.79 | 0.79 | 0.79 | 0.79
Northern_California_Solar_155_Generic | generic-deliverability | Generic_PGE_North_500_offpeak | Operational_New_Capacity_MW | Northern_California_Solar_155_Generic |  | 0.79 | 0.79 | 0.79 | 0.79 | 0.79 | 0.79 | 0.79 | 0.79 | 0.79 | 0.79 | 0.79 | 0.79 | 0.79 | 0.79 | 0.79 | 0.79 | 0.79 | 0.79 | 0.79 | 0.79 | 0.79 | 0.79 | 0.79 | 0.79 | 0.79 | 0.79 | 0.79 | 0.79 | 0.79 | 0.79 | 0.79
Northern_California_Solar_157_Generic | generic-deliverability | Generic_PGE_North_500_offpeak | Operational_New_Capacity_MW | Northern_California_Solar_157_Generic |  | 0.79 | 0.79 | 0.79 | 0.79 | 0.79 | 0.79 | 0.79 | 0.79 | 0.79 | 0.79 | 0.79 | 0.79 | 0.79 | 0.79 | 0.79 | 0.79 | 0.79 | 0.79 | 0.79 | 0.79 | 0.79 | 0.79 | 0.79 | 0.79 | 0.79 | 0.79 | 0.79 | 0.79 | 0.79 | 0.79 | 0.79
Northern_California_Solar_158_Generic | generic-deliverability | Generic_PGE_North_500_offpeak | Operational_New_Capacity_MW | Northern_California_Solar_158_Generic |  | 0.79 | 0.79 | 0.79 | 0.79 | 0.79 | 0.79 | 0.79 | 0.79 | 0.79 | 0.79 | 0.79 | 0.79 | 0.79 | 0.79 | 0.79 | 0.79 | 0.79 | 0.79 | 0.79 | 0.79 | 0.79 | 0.79 | 0.79 | 0.79 | 0.79 | 0.79 | 0.79 | 0.79 | 0.79 | 0.79 | 0.79
Northern_California_Solar_159_Generic | generic-deliverability | Generic_PGE_North_500_offpeak | Operational_New_Capacity_MW | Northern_California_Solar_159_Generic |  | 0.79 | 0.79 | 0.79 | 0.79 | 0.79 | 0.79 | 0.79 | 0.79 | 0.79 | 0.79 | 0.79 | 0.79 | 0.79 | 0.79 | 0.79 | 0.79 | 0.79 | 0.79 | 0.79 | 0.79 | 0.79 | 0.79 | 0.79 | 0.79 | 0.79 | 0.79 | 0.79 | 0.79 | 0.79 | 0.79 | 0.79
Northern_California_Solar_166_Generic | generic-deliverability | Generic_PGE_North_500_offpeak | Operational_New_Capacity_MW | Northern_California_Solar_166_Generic |  | 0.79 | 0.79 | 0.79 | 0.79 | 0.79 | 0.79 | 0.79 | 0.79 | 0.79 | 0.79 | 0.79 | 0.79 | 0.79 | 0.79 | 0.79 | 0.79 | 0.79 | 0.79 | 0.79 | 0.79 | 0.79 | 0.79 | 0.79 | 0.79 | 0.79 | 0.79 | 0.79 | 0.79 | 0.79 | 0.79 | 0.79
Northern_California_Solar_172_Generic | generic-deliverability | Generic_PGE_North_500_offpeak | Operational_New_Capacity_MW | Northern_California_Solar_172_Generic |  | 0.79 | 0.79 | 0.79 | 0.79 | 0.79 | 0.79 | 0.79 | 0.79 | 0.79 | 0.79 | 0.79 | 0.79 | 0.79 | 0.79 | 0.79 | 0.79 | 0.79 | 0.79 | 0.79 | 0.79 | 0.79 | 0.79 | 0.79 | 0.79 | 0.79 | 0.79 | 0.79 | 0.79 | 0.79 | 0.79 | 0.79
Northern_California_Solar_178_Generic | generic-deliverability | Generic_PGE_North_500_offpeak | Operational_New_Capacity_MW | Northern_California_Solar_178_Generic |  | 0.79 | 0.79 | 0.79 | 0.79 | 0.79 | 0.79 | 0.79 | 0.79 | 0.79 | 0.79 | 0.79 | 0.79 | 0.79 | 0.79 | 0.79 | 0.79 | 0.79 | 0.79 | 0.79 | 0.79 | 0.79 | 0.79 | 0.79 | 0.79 | 0.79 | 0.79 | 0.79 | 0.79 | 0.79 | 0.79 | 0.79
Northern_California_Solar_179_Generic | generic-deliverability | Generic_PGE_North_500_offpeak | Operational_New_Capacity_MW | Northern_California_Solar_179_Generic |  | 0.79 | 0.79 | 0.79 | 0.79 | 0.79 | 0.79 | 0.79 | 0.79 | 0.79 | 0.79 | 0.79 | 0.79 | 0.79 | 0.79 | 0.79 | 0.79 | 0.79 | 0.79 | 0.79 | 0.79 | 0.79 | 0.79 | 0.79 | 0.79 | 0.79 | 0.79 | 0.79 | 0.79 | 0.79 | 0.79 | 0.79
Northern_California_Solar_180_Generic | generic-deliverability | Generic_PGE_North_500_offpeak | Operational_New_Capacity_MW | Northern_California_Solar_180_Generic |  | 0.79 | 0.79 | 0.79 | 0.79 | 0.79 | 0.79 | 0.79 | 0.79 | 0.79 | 0.79 | 0.79 | 0.79 | 0.79 | 0.79 | 0.79 | 0.79 | 0.79 | 0.79 | 0.79 | 0.79 | 0.79 | 0.79 | 0.79 | 0.79 | 0.79 | 0.79 | 0.79 | 0.79 | 0.79 | 0.79 | 0.79
Northern_California_Solar_25_Generic | generic-deliverability | Generic_PGE_North_500_offpeak | Operational_New_Capacity_MW | Northern_California_Solar_25_Generic |  | 0.79 | 0.79 | 0.79 | 0.79 | 0.79 | 0.79 | 0.79 | 0.79 | 0.79 | 0.79 | 0.79 | 0.79 | 0.79 | 0.79 | 0.79 | 0.79 | 0.79 | 0.79 | 0.79 | 0.79 | 0.79 | 0.79 | 0.79 | 0.79 | 0.79 | 0.79 | 0.79 | 0.79 | 0.79 | 0.79 | 0.79
Northern_California_Solar_26_Generic | generic-deliverability | Generic_PGE_North_500_offpeak | Operational_New_Capacity_MW | Northern_California_Solar_26_Generic |  | 0.79 | 0.79 | 0.79 | 0.79 | 0.79 | 0.79 | 0.79 | 0.79 | 0.79 | 0.79 | 0.79 | 0.79 | 0.79 | 0.79 | 0.79 | 0.79 | 0.79 | 0.79 | 0.79 | 0.79 | 0.79 | 0.79 | 0.79 | 0.79 | 0.79 | 0.79 | 0.79 | 0.79 | 0.79 | 0.79 | 0.79
Northern_California_Solar_29_Generic | generic-deliverability | Generic_PGE_North_500_offpeak | Operational_New_Capacity_MW | Northern_California_Solar_29_Generic |  | 0.79 | 0.79 | 0.79 | 0.79 | 0.79 | 0.79 | 0.79 | 0.79 | 0.79 | 0.79 | 0.79 | 0.79 | 0.79 | 0.79 | 0.79 | 0.79 | 0.79 | 0.79 | 0.79 | 0.79 | 0.79 | 0.79 | 0.79 | 0.79 | 0.79 | 0.79 | 0.79 | 0.79 | 0.79 | 0.79 | 0.79
Northern_California_Solar_31_Generic | generic-deliverability | Generic_PGE_North_500_offpeak | Operational_New_Capacity_MW | Northern_California_Solar_31_Generic |  | 0.79 | 0.79 | 0.79 | 0.79 | 0.79 | 0.79 | 0.79 | 0.79 | 0.79 | 0.79 | 0.79 | 0.79 | 0.79 | 0.79 | 0.79 | 0.79 | 0.79 | 0.79 | 0.79 | 0.79 | 0.79 | 0.79 | 0.79 | 0.79 | 0.79 | 0.79 | 0.79 | 0.79 | 0.79 | 0.79 | 0.79
Northern_California_Solar_35_Generic | generic-deliverability | Generic_PGE_North_500_offpeak | Operational_New_Capacity_MW | Northern_California_Solar_35_Generic |  | 0.79 | 0.79 | 0.79 | 0.79 | 0.79 | 0.79 | 0.79 | 0.79 | 0.79 | 0.79 | 0.79 | 0.79 | 0.79 | 0.79 | 0.79 | 0.79 | 0.79 | 0.79 | 0.79 | 0.79 | 0.79 | 0.79 | 0.79 | 0.79 | 0.79 | 0.79 | 0.79 | 0.79 | 0.79 | 0.79 | 0.79
Northern_California_Solar_38_Generic | generic-deliverability | Generic_PGE_North_500_offpeak | Operational_New_Capacity_MW | Northern_California_Solar_38_Generic |  | 0.79 | 0.79 | 0.79 | 0.79 | 0.79 | 0.79 | 0.79 | 0.79 | 0.79 | 0.79 | 0.79 | 0.79 | 0.79 | 0.79 | 0.79 | 0.79 | 0.79 | 0.79 | 0.79 | 0.79 | 0.79 | 0.79 | 0.79 | 0.79 | 0.79 | 0.79 | 0.79 | 0.79 | 0.79 | 0.79 | 0.79
Northern_California_Solar_41_Generic | generic-deliverability | Generic_PGE_North_500_offpeak | Operational_New_Capacity_MW | Northern_California_Solar_41_Generic |  | 0.79 | 0.79 | 0.79 | 0.79 | 0.79 | 0.79 | 0.79 | 0.79 | 0.79 | 0.79 | 0.79 | 0.79 | 0.79 | 0.79 | 0.79 | 0.79 | 0.79 | 0.79 | 0.79 | 0.79 | 0.79 | 0.79 | 0.79 | 0.79 | 0.79 | 0.79 | 0.79 | 0.79 | 0.79 | 0.79 | 0.79
Northern_California_Solar_44_Generic | generic-deliverability | Generic_PGE_North_500_offpeak | Operational_New_Capacity_MW | Northern_California_Solar_44_Generic |  | 0.79 | 0.79 | 0.79 | 0.79 | 0.79 | 0.79 | 0.79 | 0.79 | 0.79 | 0.79 | 0.79 | 0.79 | 0.79 | 0.79 | 0.79 | 0.79 | 0.79 | 0.79 | 0.79 | 0.79 | 0.79 | 0.79 | 0.79 | 0.79 | 0.79 | 0.79 | 0.79 | 0.79 | 0.79 | 0.79 | 0.79
Northern_California_Solar_5_Generic | generic-deliverability | Generic_PGE_North_500_offpeak | Operational_New_Capacity_MW | Northern_California_Solar_5_Generic |  | 0.79 | 0.79 | 0.79 | 0.79 | 0.79 | 0.79 | 0.79 | 0.79 | 0.79 | 0.79 | 0.79 | 0.79 | 0.79 | 0.79 | 0.79 | 0.79 | 0.79 | 0.79 | 0.79 | 0.79 | 0.79 | 0.79 | 0.79 | 0.79 | 0.79 | 0.79 | 0.79 | 0.79 | 0.79 | 0.79 | 0.79
Northern_California_Solar_51_Generic | generic-deliverability | Generic_PGE_North_500_offpeak | Operational_New_Capacity_MW | Northern_California_Solar_51_Generic |  | 0.79 | 0.79 | 0.79 | 0.79 | 0.79 | 0.79 | 0.79 | 0.79 | 0.79 | 0.79 | 0.79 | 0.79 | 0.79 | 0.79 | 0.79 | 0.79 | 0.79 | 0.79 | 0.79 | 0.79 | 0.79 | 0.79 | 0.79 | 0.79 | 0.79 | 0.79 | 0.79 | 0.79 | 0.79 | 0.79 | 0.79
Northern_California_Solar_57_Generic | generic-deliverability | Generic_PGE_North_500_offpeak | Operational_New_Capacity_MW | Northern_California_Solar_57_Generic |  | 0.79 | 0.79 | 0.79 | 0.79 | 0.79 | 0.79 | 0.79 | 0.79 | 0.79 | 0.79 | 0.79 | 0.79 | 0.79 | 0.79 | 0.79 | 0.79 | 0.79 | 0.79 | 0.79 | 0.79 | 0.79 | 0.79 | 0.79 | 0.79 | 0.79 | 0.79 | 0.79 | 0.79 | 0.79 | 0.79 | 0.79
Northern_California_Solar_68_Generic | generic-deliverability | Generic_PGE_North_500_offpeak | Operational_New_Capacity_MW | Northern_California_Solar_68_Generic |  | 0.79 | 0.79 | 0.79 | 0.79 | 0.79 | 0.79 | 0.79 | 0.79 | 0.79 | 0.79 | 0.79 | 0.79 | 0.79 | 0.79 | 0.79 | 0.79 | 0.79 | 0.79 | 0.79 | 0.79 | 0.79 | 0.79 | 0.79 | 0.79 | 0.79 | 0.79 | 0.79 | 0.79 | 0.79 | 0.79 | 0.79
Northern_California_Solar_70_Generic | generic-deliverability | Generic_PGE_North_500_offpeak | Operational_New_Capacity_MW | Northern_California_Solar_70_Generic |  | 0.79 | 0.79 | 0.79 | 0.79 | 0.79 | 0.79 | 0.79 | 0.79 | 0.79 | 0.79 | 0.79 | 0.79 | 0.79 | 0.79 | 0.79 | 0.79 | 0.79 | 0.79 | 0.79 | 0.79 | 0.79 | 0.79 | 0.79 | 0.79 | 0.79 | 0.79 | 0.79 | 0.79 | 0.79 | 0.79 | 0.79
Northern_California_Solar_73_Generic | generic-deliverability | Generic_PGE_North_500_offpeak | Operational_New_Capacity_MW | Northern_California_Solar_73_Generic |  | 0.79 | 0.79 | 0.79 | 0.79 | 0.79 | 0.79 | 0.79 | 0.79 | 0.79 | 0.79 | 0.79 | 0.79 | 0.79 | 0.79 | 0.79 | 0.79 | 0.79 | 0.79 | 0.79 | 0.79 | 0.79 | 0.79 | 0.79 | 0.79 | 0.79 | 0.79 | 0.79 | 0.79 | 0.79 | 0.79 | 0.79
Northern_California_Solar_76_Generic | generic-deliverability | Generic_PGE_North_500_offpeak | Operational_New_Capacity_MW | Northern_California_Solar_76_Generic |  | 0.79 | 0.79 | 0.79 | 0.79 | 0.79 | 0.79 | 0.79 | 0.79 | 0.79 | 0.79 | 0.79 | 0.79 | 0.79 | 0.79 | 0.79 | 0.79 | 0.79 | 0.79 | 0.79 | 0.79 | 0.79 | 0.79 | 0.79 | 0.79 | 0.79 | 0.79 | 0.79 | 0.79 | 0.79 | 0.79 | 0.79
Northern_California_Solar_80_Generic | generic-deliverability | Generic_PGE_North_500_offpeak | Operational_New_Capacity_MW | Northern_California_Solar_80_Generic |  | 0.79 | 0.79 | 0.79 | 0.79 | 0.79 | 0.79 | 0.79 | 0.79 | 0.79 | 0.79 | 0.79 | 0.79 | 0.79 | 0.79 | 0.79 | 0.79 | 0.79 | 0.79 | 0.79 | 0.79 | 0.79 | 0.79 | 0.79 | 0.79 | 0.79 | 0.79 | 0.79 | 0.79 | 0.79 | 0.79 | 0.79
Northern_California_Solar_82_Generic | generic-deliverability | Generic_PGE_North_500_offpeak | Operational_New_Capacity_MW | Northern_California_Solar_82_Generic |  | 0.79 | 0.79 | 0.79 | 0.79 | 0.79 | 0.79 | 0.79 | 0.79 | 0.79 | 0.79 | 0.79 | 0.79 | 0.79 | 0.79 | 0.79 | 0.79 | 0.79 | 0.79 | 0.79 | 0.79 | 0.79 | 0.79 | 0.79 | 0.79 | 0.79 | 0.79 | 0.79 | 0.79 | 0.79 | 0.79 | 0.79
Northern_California_Solar_83_Generic | generic-deliverability | Generic_PGE_North_500_offpeak | Operational_New_Capacity_MW | Northern_California_Solar_83_Generic |  | 0.79 | 0.79 | 0.79 | 0.79 | 0.79 | 0.79 | 0.79 | 0.79 | 0.79 | 0.79 | 0.79 | 0.79 | 0.79 | 0.79 | 0.79 | 0.79 | 0.79 | 0.79 | 0.79 | 0.79 | 0.79 | 0.79 | 0.79 | 0.79 | 0.79 | 0.79 | 0.79 | 0.79 | 0.79 | 0.79 | 0.79
Northern_California_Solar_84_Generic | generic-deliverability | Generic_PGE_North_500_offpeak | Operational_New_Capacity_MW | Northern_California_Solar_84_Generic |  | 0.79 | 0.79 | 0.79 | 0.79 | 0.79 | 0.79 | 0.79 | 0.79 | 0.79 | 0.79 | 0.79 | 0.79 | 0.79 | 0.79 | 0.79 | 0.79 | 0.79 | 0.79 | 0.79 | 0.79 | 0.79 | 0.79 | 0.79 | 0.79 | 0.79 | 0.79 | 0.79 | 0.79 | 0.79 | 0.79 | 0.79
Northern_California_Solar_85_Generic | generic-deliverability | Generic_PGE_North_500_offpeak | Operational_New_Capacity_MW | Northern_California_Solar_85_Generic |  | 0.79 | 0.79 | 0.79 | 0.79 | 0.79 | 0.79 | 0.79 | 0.79 | 0.79 | 0.79 | 0.79 | 0.79 | 0.79 | 0.79 | 0.79 | 0.79 | 0.79 | 0.79 | 0.79 | 0.79 | 0.79 | 0.79 | 0.79 | 0.79 | 0.79 | 0.79 | 0.79 | 0.79 | 0.79 | 0.79 | 0.79
Northern_California_Solar_92_Generic | generic-deliverability | Generic_PGE_North_500_offpeak | Operational_New_Capacity_MW | Northern_California_Solar_92_Generic |  | 0.79 | 0.79 | 0.79 | 0.79 | 0.79 | 0.79 | 0.79 | 0.79 | 0.79 | 0.79 | 0.79 | 0.79 | 0.79 | 0.79 | 0.79 | 0.79 | 0.79 | 0.79 | 0.79 | 0.79 | 0.79 | 0.79 | 0.79 | 0.79 | 0.79 | 0.79 | 0.79 | 0.79 | 0.79 | 0.79 | 0.79
Northern_California_Solar_94_Generic | generic-deliverability | Generic_PGE_North_500_offpeak | Operational_New_Capacity_MW | Northern_California_Solar_94_Generic |  | 0.79 | 0.79 | 0.79 | 0.79 | 0.79 | 0.79 | 0.79 | 0.79 | 0.79 | 0.79 | 0.79 | 0.79 | 0.79 | 0.79 | 0.79 | 0.79 | 0.79 | 0.79 | 0.79 | 0.79 | 0.79 | 0.79 | 0.79 | 0.79 | 0.79 | 0.79 | 0.79 | 0.79 | 0.79 | 0.79 | 0.79
Northern_California_Solar_96_Generic | generic-deliverability | Generic_PGE_North_500_offpeak | Operational_New_Capacity_MW | Northern_California_Solar_96_Generic |  | 0.79 | 0.79 | 0.79 | 0.79 | 0.79 | 0.79 | 0.79 | 0.79 | 0.79 | 0.79 | 0.79 | 0.79 | 0.79 | 0.79 | 0.79 | 0.79 | 0.79 | 0.79 | 0.79 | 0.79 | 0.79 | 0.79 | 0.79 | 0.79 | 0.79 | 0.79 | 0.79 | 0.79 | 0.79 | 0.79 | 0.79
Northern_California_Wind_159_Generic | generic-deliverability | Generic_PGE_North_500_offpeak | Operational_New_Capacity_MW | Northern_California_Wind_159_Generic |  | 0.44 | 0.44 | 0.44 | 0.44 | 0.44 | 0.44 | 0.44 | 0.44 | 0.44 | 0.44 | 0.44 | 0.44 | 0.44 | 0.44 | 0.44 | 0.44 | 0.44 | 0.44 | 0.44 | 0.44 | 0.44 | 0.44 | 0.44 | 0.44 | 0.44 | 0.44 | 0.44 | 0.44 | 0.44 | 0.44 | 0.44
Northern_California_Wind_26_Generic | generic-deliverability | Generic_PGE_North_500_offpeak | Operational_New_Capacity_MW | Northern_California_Wind_26_Generic |  | 0.44 | 0.44 | 0.44 | 0.44 | 0.44 | 0.44 | 0.44 | 0.44 | 0.44 | 0.44 | 0.44 | 0.44 | 0.44 | 0.44 | 0.44 | 0.44 | 0.44 | 0.44 | 0.44 | 0.44 | 0.44 | 0.44 | 0.44 | 0.44 | 0.44 | 0.44 | 0.44 | 0.44 | 0.44 | 0.44 | 0.44
Northern_California_Wind_35_Generic | generic-deliverability | Generic_PGE_North_500_offpeak | Operational_New_Capacity_MW | Northern_California_Wind_35_Generic |  | 0.44 | 0.44 | 0.44 | 0.44 | 0.44 | 0.44 | 0.44 | 0.44 | 0.44 | 0.44 | 0.44 | 0.44 | 0.44 | 0.44 | 0.44 | 0.44 | 0.44 | 0.44 | 0.44 | 0.44 | 0.44 | 0.44 | 0.44 | 0.44 | 0.44 | 0.44 | 0.44 | 0.44 | 0.44 | 0.44 | 0.44
Northern_California_Wind_5_Generic | generic-deliverability | Generic_PGE_North_500_offpeak | Operational_New_Capacity_MW | Northern_California_Wind_5_Generic |  | 0.44 | 0.44 | 0.44 | 0.44 | 0.44 | 0.44 | 0.44 | 0.44 | 0.44 | 0.44 | 0.44 | 0.44 | 0.44 | 0.44 | 0.44 | 0.44 | 0.44 | 0.44 | 0.44 | 0.44 | 0.44 | 0.44 | 0.44 | 0.44 | 0.44 | 0.44 | 0.44 | 0.44 | 0.44 | 0.44 | 0.44
Northern_California_Wind_76_Generic | generic-deliverability | Generic_PGE_North_500_offpeak | Operational_New_Capacity_MW | Northern_California_Wind_76_Generic |  | 0.44 | 0.44 | 0.44 | 0.44 | 0.44 | 0.44 | 0.44 | 0.44 | 0.44 | 0.44 | 0.44 | 0.44 | 0.44 | 0.44 | 0.44 | 0.44 | 0.44 | 0.44 | 0.44 | 0.44 | 0.44 | 0.44 | 0.44 | 0.44 | 0.44 | 0.44 | 0.44 | 0.44 | 0.44 | 0.44 | 0.44
Northern_California_Wind_83_Generic | generic-deliverability | Generic_PGE_North_500_offpeak | Operational_New_Capacity_MW | Northern_California_Wind_83_Generic |  | 0.44 | 0.44 | 0.44 | 0.44 | 0.44 | 0.44 | 0.44 | 0.44 | 0.44 | 0.44 | 0.44 | 0.44 | 0.44 | 0.44 | 0.44 | 0.44 | 0.44 | 0.44 | 0.44 | 0.44 | 0.44 | 0.44 | 0.44 | 0.44 | 0.44 | 0.44 | 0.44 | 0.44 | 0.44 | 0.44 | 0.44
Pacific_Northwest_Geothermal_5_Generic | generic-deliverability | Generic_PGE_North_500_offpeak | Operational_New_Capacity_MW | Pacific_Northwest_Geothermal_5_Generic |  | 1 | 1 | 1 | 1 | 1 | 1 | 1 | 1 | 1 | 1 | 1 | 1 | 1 | 1 | 1 | 1 | 1 | 1 | 1 | 1 | 1 | 1 | 1 | 1 | 1 | 1 | 1 | 1 | 1 | 1 | 1
Solano_Wind_122_Generic | generic-deliverability | Generic_PGE_North_500_offpeak | Operational_New_Capacity_MW | Solano_Wind_122_Generic |  | 0.44 | 0.44 | 0.44 | 0.44 | 0.44 | 0.44 | 0.44 | 0.44 | 0.44 | 0.44 | 0.44 | 0.44 | 0.44 | 0.44 | 0.44 | 0.44 | 0.44 | 0.44 | 0.44 | 0.44 | 0.44 | 0.44 | 0.44 | 0.44 | 0.44 | 0.44 | 0.44 | 0.44 | 0.44 | 0.44 | 0.44
Solano_Wind_126_Generic | generic-deliverability | Generic_PGE_North_500_offpeak | Operational_New_Capacity_MW | Solano_Wind_126_Generic |  | 0.44 | 0.44 | 0.44 | 0.44 | 0.44 | 0.44 | 0.44 | 0.44 | 0.44 | 0.44 | 0.44 | 0.44 | 0.44 | 0.44 | 0.44 | 0.44 | 0.44 | 0.44 | 0.44 | 0.44 | 0.44 | 0.44 | 0.44 | 0.44 | 0.44 | 0.44 | 0.44 | 0.44 | 0.44 | 0.44 | 0.44
Solano_Wind_85_Generic | generic-deliverability | Generic_PGE_North_500_offpeak | Operational_New_Capacity_MW | Solano_Wind_85_Generic |  | 0.44 | 0.44 | 0.44 | 0.44 | 0.44 | 0.44 | 0.44 | 0.44 | 0.44 | 0.44 | 0.44 | 0.44 | 0.44 | 0.44 | 0.44 | 0.44 | 0.44 | 0.44 | 0.44 | 0.44 | 0.44 | 0.44 | 0.44 | 0.44 | 0.44 | 0.44 | 0.44 | 0.44 | 0.44 | 0.44 | 0.44
Solano_Wind_94_Generic | generic-deliverability | Generic_PGE_North_500_offpeak | Operational_New_Capacity_MW | Solano_Wind_94_Generic |  | 0.44 | 0.44 | 0.44 | 0.44 | 0.44 | 0.44 | 0.44 | 0.44 | 0.44 | 0.44 | 0.44 | 0.44 | 0.44 | 0.44 | 0.44 | 0.44 | 0.44 | 0.44 | 0.44 | 0.44 | 0.44 | 0.44 | 0.44 | 0.44 | 0.44 | 0.44 | 0.44 | 0.44 | 0.44 | 0.44 | 0.44
Southern_PGAE_Flow_Battery_111_Generic | generic-deliverability | Generic_PGE_North_500_offpeak | Operational_New_Capacity_MW | Southern_PGAE_Flow_Battery_111_Generic |  | -1 | -1 | -1 | -1 | -1 | -1 | -1 | -1 | -1 | -1 | -1 | -1 | -1 | -1 | -1 | -1 | -1 | -1 | -1 | -1 | -1 | -1 | -1 | -1 | -1 | -1 | -1 | -1 | -1 | -1 | -1
Southern_PGAE_Flow_Battery_124_Generic | generic-deliverability | Generic_PGE_North_500_offpeak | Operational_New_Capacity_MW | Southern_PGAE_Flow_Battery_124_Generic |  | -1 | -1 | -1 | -1 | -1 | -1 | -1 | -1 | -1 | -1 | -1 | -1 | -1 | -1 | -1 | -1 | -1 | -1 | -1 | -1 | -1 | -1 | -1 | -1 | -1 | -1 | -1 | -1 | -1 | -1 | -1
Southern_PGAE_Flow_Battery_139_Generic | generic-deliverability | Generic_PGE_North_500_offpeak | Operational_New_Capacity_MW | Southern_PGAE_Flow_Battery_139_Generic |  | -1 | -1 | -1 | -1 | -1 | -1 | -1 | -1 | -1 | -1 | -1 | -1 | -1 | -1 | -1 | -1 | -1 | -1 | -1 | -1 | -1 | -1 | -1 | -1 | -1 | -1 | -1 | -1 | -1 | -1 | -1
Southern_PGAE_Flow_Battery_140_Generic | generic-deliverability | Generic_PGE_North_500_offpeak | Operational_New_Capacity_MW | Southern_PGAE_Flow_Battery_140_Generic |  | -1 | -1 | -1 | -1 | -1 | -1 | -1 | -1 | -1 | -1 | -1 | -1 | -1 | -1 | -1 | -1 | -1 | -1 | -1 | -1 | -1 | -1 | -1 | -1 | -1 | -1 | -1 | -1 | -1 | -1 | -1
Southern_PGAE_Flow_Battery_145_Generic | generic-deliverability | Generic_PGE_North_500_offpeak | Operational_New_Capacity_MW | Southern_PGAE_Flow_Battery_145_Generic |  | -1 | -1 | -1 | -1 | -1 | -1 | -1 | -1 | -1 | -1 | -1 | -1 | -1 | -1 | -1 | -1 | -1 | -1 | -1 | -1 | -1 | -1 | -1 | -1 | -1 | -1 | -1 | -1 | -1 | -1 | -1
Southern_PGAE_Flow_Battery_151_Generic | generic-deliverability | Generic_PGE_North_500_offpeak | Operational_New_Capacity_MW | Southern_PGAE_Flow_Battery_151_Generic |  | -1 | -1 | -1 | -1 | -1 | -1 | -1 | -1 | -1 | -1 | -1 | -1 | -1 | -1 | -1 | -1 | -1 | -1 | -1 | -1 | -1 | -1 | -1 | -1 | -1 | -1 | -1 | -1 | -1 | -1 | -1
Southern_PGAE_Flow_Battery_154_Generic | generic-deliverability | Generic_PGE_North_500_offpeak | Operational_New_Capacity_MW | Southern_PGAE_Flow_Battery_154_Generic |  | -1 | -1 | -1 | -1 | -1 | -1 | -1 | -1 | -1 | -1 | -1 | -1 | -1 | -1 | -1 | -1 | -1 | -1 | -1 | -1 | -1 | -1 | -1 | -1 | -1 | -1 | -1 | -1 | -1 | -1 | -1
Southern_PGAE_Flow_Battery_161_Generic | generic-deliverability | Generic_PGE_North_500_offpeak | Operational_New_Capacity_MW | Southern_PGAE_Flow_Battery_161_Generic |  | -1 | -1 | -1 | -1 | -1 | -1 | -1 | -1 | -1 | -1 | -1 | -1 | -1 | -1 | -1 | -1 | -1 | -1 | -1 | -1 | -1 | -1 | -1 | -1 | -1 | -1 | -1 | -1 | -1 | -1 | -1
Southern_PGAE_Flow_Battery_162_Generic | generic-deliverability | Generic_PGE_North_500_offpeak | Operational_New_Capacity_MW | Southern_PGAE_Flow_Battery_162_Generic |  | -1 | -1 | -1 | -1 | -1 | -1 | -1 | -1 | -1 | -1 | -1 | -1 | -1 | -1 | -1 | -1 | -1 | -1 | -1 | -1 | -1 | -1 | -1 | -1 | -1 | -1 | -1 | -1 | -1 | -1 | -1
Southern_PGAE_Flow_Battery_163_Generic | generic-deliverability | Generic_PGE_North_500_offpeak | Operational_New_Capacity_MW | Southern_PGAE_Flow_Battery_163_Generic |  | -1 | -1 | -1 | -1 | -1 | -1 | -1 | -1 | -1 | -1 | -1 | -1 | -1 | -1 | -1 | -1 | -1 | -1 | -1 | -1 | -1 | -1 | -1 | -1 | -1 | -1 | -1 | -1 | -1 | -1 | -1
Southern_PGAE_Flow_Battery_164_Generic | generic-deliverability | Generic_PGE_North_500_offpeak | Operational_New_Capacity_MW | Southern_PGAE_Flow_Battery_164_Generic |  | -1 | -1 | -1 | -1 | -1 | -1 | -1 | -1 | -1 | -1 | -1 | -1 | -1 | -1 | -1 | -1 | -1 | -1 | -1 | -1 | -1 | -1 | -1 | -1 | -1 | -1 | -1 | -1 | -1 | -1 | -1
Southern_PGAE_Flow_Battery_165_Generic | generic-deliverability | Generic_PGE_North_500_offpeak | Operational_New_Capacity_MW | Southern_PGAE_Flow_Battery_165_Generic |  | -1 | -1 | -1 | -1 | -1 | -1 | -1 | -1 | -1 | -1 | -1 | -1 | -1 | -1 | -1 | -1 | -1 | -1 | -1 | -1 | -1 | -1 | -1 | -1 | -1 | -1 | -1 | -1 | -1 | -1 | -1
Southern_PGAE_Flow_Battery_168_Generic | generic-deliverability | Generic_PGE_North_500_offpeak | Operational_New_Capacity_MW | Southern_PGAE_Flow_Battery_168_Generic |  | -1 | -1 | -1 | -1 | -1 | -1 | -1 | -1 | -1 | -1 | -1 | -1 | -1 | -1 | -1 | -1 | -1 | -1 | -1 | -1 | -1 | -1 | -1 | -1 | -1 | -1 | -1 | -1 | -1 | -1 | -1
Southern_PGAE_Flow_Battery_169_Generic | generic-deliverability | Generic_PGE_North_500_offpeak | Operational_New_Capacity_MW | Southern_PGAE_Flow_Battery_169_Generic |  | -1 | -1 | -1 | -1 | -1 | -1 | -1 | -1 | -1 | -1 | -1 | -1 | -1 | -1 | -1 | -1 | -1 | -1 | -1 | -1 | -1 | -1 | -1 | -1 | -1 | -1 | -1 | -1 | -1 | -1 | -1
Southern_PGAE_Flow_Battery_17_Generic | generic-deliverability | Generic_PGE_North_500_offpeak | Operational_New_Capacity_MW | Southern_PGAE_Flow_Battery_17_Generic |  | -1 | -1 | -1 | -1 | -1 | -1 | -1 | -1 | -1 | -1 | -1 | -1 | -1 | -1 | -1 | -1 | -1 | -1 | -1 | -1 | -1 | -1 | -1 | -1 | -1 | -1 | -1 | -1 | -1 | -1 | -1
Southern_PGAE_Flow_Battery_170_Generic | generic-deliverability | Generic_PGE_North_500_offpeak | Operational_New_Capacity_MW | Southern_PGAE_Flow_Battery_170_Generic |  | -1 | -1 | -1 | -1 | -1 | -1 | -1 | -1 | -1 | -1 | -1 | -1 | -1 | -1 | -1 | -1 | -1 | -1 | -1 | -1 | -1 | -1 | -1 | -1 | -1 | -1 | -1 | -1 | -1 | -1 | -1
Southern_PGAE_Flow_Battery_174_Generic | generic-deliverability | Generic_PGE_North_500_offpeak | Operational_New_Capacity_MW | Southern_PGAE_Flow_Battery_174_Generic |  | -1 | -1 | -1 | -1 | -1 | -1 | -1 | -1 | -1 | -1 | -1 | -1 | -1 | -1 | -1 | -1 | -1 | -1 | -1 | -1 | -1 | -1 | -1 | -1 | -1 | -1 | -1 | -1 | -1 | -1 | -1
Southern_PGAE_Flow_Battery_176_Generic | generic-deliverability | Generic_PGE_North_500_offpeak | Operational_New_Capacity_MW | Southern_PGAE_Flow_Battery_176_Generic |  | -1 | -1 | -1 | -1 | -1 | -1 | -1 | -1 | -1 | -1 | -1 | -1 | -1 | -1 | -1 | -1 | -1 | -1 | -1 | -1 | -1 | -1 | -1 | -1 | -1 | -1 | -1 | -1 | -1 | -1 | -1
Southern_PGAE_Flow_Battery_95_Generic | generic-deliverability | Generic_PGE_North_500_offpeak | Operational_New_Capacity_MW | Southern_PGAE_Flow_Battery_95_Generic |  | -1 | -1 | -1 | -1 | -1 | -1 | -1 | -1 | -1 | -1 | -1 | -1 | -1 | -1 | -1 | -1 | -1 | -1 | -1 | -1 | -1 | -1 | -1 | -1 | -1 | -1 | -1 | -1 | -1 | -1 | -1
Southern_PGAE_Flow_Battery_99_Generic | generic-deliverability | Generic_PGE_North_500_offpeak | Operational_New_Capacity_MW | Southern_PGAE_Flow_Battery_99_Generic |  | -1 | -1 | -1 | -1 | -1 | -1 | -1 | -1 | -1 | -1 | -1 | -1 | -1 | -1 | -1 | -1 | -1 | -1 | -1 | -1 | -1 | -1 | -1 | -1 | -1 | -1 | -1 | -1 | -1 | -1 | -1
Southern_PGAE_Li_Battery_4hr_111_Generic | generic-deliverability | Generic_PGE_North_500_offpeak | Operational_New_Capacity_MW | Southern_PGAE_Li_Battery_4hr_111_Generic |  | -1 | -1 | -1 | -1 | -1 | -1 | -1 | -1 | -1 | -1 | -1 | -1 | -1 | -1 | -1 | -1 | -1 | -1 | -1 | -1 | -1 | -1 | -1 | -1 | -1 | -1 | -1 | -1 | -1 | -1 | -1
Southern_PGAE_Li_Battery_4hr_124_Generic | generic-deliverability | Generic_PGE_North_500_offpeak | Operational_New_Capacity_MW | Southern_PGAE_Li_Battery_4hr_124_Generic |  | -1 | -1 | -1 | -1 | -1 | -1 | -1 | -1 | -1 | -1 | -1 | -1 | -1 | -1 | -1 | -1 | -1 | -1 | -1 | -1 | -1 | -1 | -1 | -1 | -1 | -1 | -1 | -1 | -1 | -1 | -1
Southern_PGAE_Li_Battery_4hr_139_Generic | generic-deliverability | Generic_PGE_North_500_offpeak | Operational_New_Capacity_MW | Southern_PGAE_Li_Battery_4hr_139_Generic |  | -1 | -1 | -1 | -1 | -1 | -1 | -1 | -1 | -1 | -1 | -1 | -1 | -1 | -1 | -1 | -1 | -1 | -1 | -1 | -1 | -1 | -1 | -1 | -1 | -1 | -1 | -1 | -1 | -1 | -1 | -1
Southern_PGAE_Li_Battery_4hr_140_Generic | generic-deliverability | Generic_PGE_North_500_offpeak | Operational_New_Capacity_MW | Southern_PGAE_Li_Battery_4hr_140_Generic |  | -1 | -1 | -1 | -1 | -1 | -1 | -1 | -1 | -1 | -1 | -1 | -1 | -1 | -1 | -1 | -1 | -1 | -1 | -1 | -1 | -1 | -1 | -1 | -1 | -1 | -1 | -1 | -1 | -1 | -1 | -1
Southern_PGAE_Li_Battery_4hr_145_Generic | generic-deliverability | Generic_PGE_North_500_offpeak | Operational_New_Capacity_MW | Southern_PGAE_Li_Battery_4hr_145_Generic |  | -1 | -1 | -1 | -1 | -1 | -1 | -1 | -1 | -1 | -1 | -1 | -1 | -1 | -1 | -1 | -1 | -1 | -1 | -1 | -1 | -1 | -1 | -1 | -1 | -1 | -1 | -1 | -1 | -1 | -1 | -1
Southern_PGAE_Li_Battery_4hr_151_Generic | generic-deliverability | Generic_PGE_North_500_offpeak | Operational_New_Capacity_MW | Southern_PGAE_Li_Battery_4hr_151_Generic |  | -1 | -1 | -1 | -1 | -1 | -1 | -1 | -1 | -1 | -1 | -1 | -1 | -1 | -1 | -1 | -1 | -1 | -1 | -1 | -1 | -1 | -1 | -1 | -1 | -1 | -1 | -1 | -1 | -1 | -1 | -1
Southern_PGAE_Li_Battery_4hr_154_Generic | generic-deliverability | Generic_PGE_North_500_offpeak | Operational_New_Capacity_MW | Southern_PGAE_Li_Battery_4hr_154_Generic |  | -1 | -1 | -1 | -1 | -1 | -1 | -1 | -1 | -1 | -1 | -1 | -1 | -1 | -1 | -1 | -1 | -1 | -1 | -1 | -1 | -1 | -1 | -1 | -1 | -1 | -1 | -1 | -1 | -1 | -1 | -1
Southern_PGAE_Li_Battery_4hr_161_Generic | generic-deliverability | Generic_PGE_North_500_offpeak | Operational_New_Capacity_MW | Southern_PGAE_Li_Battery_4hr_161_Generic |  | -1 | -1 | -1 | -1 | -1 | -1 | -1 | -1 | -1 | -1 | -1 | -1 | -1 | -1 | -1 | -1 | -1 | -1 | -1 | -1 | -1 | -1 | -1 | -1 | -1 | -1 | -1 | -1 | -1 | -1 | -1
Southern_PGAE_Li_Battery_4hr_162_Generic | generic-deliverability | Generic_PGE_North_500_offpeak | Operational_New_Capacity_MW | Southern_PGAE_Li_Battery_4hr_162_Generic |  | -1 | -1 | -1 | -1 | -1 | -1 | -1 | -1 | -1 | -1 | -1 | -1 | -1 | -1 | -1 | -1 | -1 | -1 | -1 | -1 | -1 | -1 | -1 | -1 | -1 | -1 | -1 | -1 | -1 | -1 | -1
Southern_PGAE_Li_Battery_4hr_163_Generic | generic-deliverability | Generic_PGE_North_500_offpeak | Operational_New_Capacity_MW | Southern_PGAE_Li_Battery_4hr_163_Generic |  | -1 | -1 | -1 | -1 | -1 | -1 | -1 | -1 | -1 | -1 | -1 | -1 | -1 | -1 | -1 | -1 | -1 | -1 | -1 | -1 | -1 | -1 | -1 | -1 | -1 | -1 | -1 | -1 | -1 | -1 | -1
Southern_PGAE_Li_Battery_4hr_164_Generic | generic-deliverability | Generic_PGE_North_500_offpeak | Operational_New_Capacity_MW | Southern_PGAE_Li_Battery_4hr_164_Generic |  | -1 | -1 | -1 | -1 | -1 | -1 | -1 | -1 | -1 | -1 | -1 | -1 | -1 | -1 | -1 | -1 | -1 | -1 | -1 | -1 | -1 | -1 | -1 | -1 | -1 | -1 | -1 | -1 | -1 | -1 | -1
Southern_PGAE_Li_Battery_4hr_165_Generic | generic-deliverability | Generic_PGE_North_500_offpeak | Operational_New_Capacity_MW | Southern_PGAE_Li_Battery_4hr_165_Generic |  | -1 | -1 | -1 | -1 | -1 | -1 | -1 | -1 | -1 | -1 | -1 | -1 | -1 | -1 | -1 | -1 | -1 | -1 | -1 | -1 | -1 | -1 | -1 | -1 | -1 | -1 | -1 | -1 | -1 | -1 | -1
Southern_PGAE_Li_Battery_4hr_168_Generic | generic-deliverability | Generic_PGE_North_500_offpeak | Operational_New_Capacity_MW | Southern_PGAE_Li_Battery_4hr_168_Generic |  | -1 | -1 | -1 | -1 | -1 | -1 | -1 | -1 | -1 | -1 | -1 | -1 | -1 | -1 | -1 | -1 | -1 | -1 | -1 | -1 | -1 | -1 | -1 | -1 | -1 | -1 | -1 | -1 | -1 | -1 | -1
Southern_PGAE_Li_Battery_4hr_169_Generic | generic-deliverability | Generic_PGE_North_500_offpeak | Operational_New_Capacity_MW | Southern_PGAE_Li_Battery_4hr_169_Generic |  | -1 | -1 | -1 | -1 | -1 | -1 | -1 | -1 | -1 | -1 | -1 | -1 | -1 | -1 | -1 | -1 | -1 | -1 | -1 | -1 | -1 | -1 | -1 | -1 | -1 | -1 | -1 | -1 | -1 | -1 | -1
Southern_PGAE_Li_Battery_4hr_17_Generic | generic-deliverability | Generic_PGE_North_500_offpeak | Operational_New_Capacity_MW | Southern_PGAE_Li_Battery_4hr_17_Generic |  | -1 | -1 | -1 | -1 | -1 | -1 | -1 | -1 | -1 | -1 | -1 | -1 | -1 | -1 | -1 | -1 | -1 | -1 | -1 | -1 | -1 | -1 | -1 | -1 | -1 | -1 | -1 | -1 | -1 | -1 | -1
Southern_PGAE_Li_Battery_4hr_170_Generic | generic-deliverability | Generic_PGE_North_500_offpeak | Operational_New_Capacity_MW | Southern_PGAE_Li_Battery_4hr_170_Generic |  | -1 | -1 | -1 | -1 | -1 | -1 | -1 | -1 | -1 | -1 | -1 | -1 | -1 | -1 | -1 | -1 | -1 | -1 | -1 | -1 | -1 | -1 | -1 | -1 | -1 | -1 | -1 | -1 | -1 | -1 | -1
Southern_PGAE_Li_Battery_4hr_174_Generic | generic-deliverability | Generic_PGE_North_500_offpeak | Operational_New_Capacity_MW | Southern_PGAE_Li_Battery_4hr_174_Generic |  | -1 | -1 | -1 | -1 | -1 | -1 | -1 | -1 | -1 | -1 | -1 | -1 | -1 | -1 | -1 | -1 | -1 | -1 | -1 | -1 | -1 | -1 | -1 | -1 | -1 | -1 | -1 | -1 | -1 | -1 | -1
Southern_PGAE_Li_Battery_4hr_176_Generic | generic-deliverability | Generic_PGE_North_500_offpeak | Operational_New_Capacity_MW | Southern_PGAE_Li_Battery_4hr_176_Generic |  | -1 | -1 | -1 | -1 | -1 | -1 | -1 | -1 | -1 | -1 | -1 | -1 | -1 | -1 | -1 | -1 | -1 | -1 | -1 | -1 | -1 | -1 | -1 | -1 | -1 | -1 | -1 | -1 | -1 | -1 | -1
Southern_PGAE_Li_Battery_4hr_95_Generic | generic-deliverability | Generic_PGE_North_500_offpeak | Operational_New_Capacity_MW | Southern_PGAE_Li_Battery_4hr_95_Generic |  | -1 | -1 | -1 | -1 | -1 | -1 | -1 | -1 | -1 | -1 | -1 | -1 | -1 | -1 | -1 | -1 | -1 | -1 | -1 | -1 | -1 | -1 | -1 | -1 | -1 | -1 | -1 | -1 | -1 | -1 | -1
Southern_PGAE_Li_Battery_4hr_99_Generic | generic-deliverability | Generic_PGE_North_500_offpeak | Operational_New_Capacity_MW | Southern_PGAE_Li_Battery_4hr_99_Generic |  | -1 | -1 | -1 | -1 | -1 | -1 | -1 | -1 | -1 | -1 | -1 | -1 | -1 | -1 | -1 | -1 | -1 | -1 | -1 | -1 | -1 | -1 | -1 | -1 | -1 | -1 | -1 | -1 | -1 | -1 | -1
Southern_PGAE_Li_Battery_8hr_111_Generic | generic-deliverability | Generic_PGE_North_500_offpeak | Operational_New_Capacity_MW | Southern_PGAE_Li_Battery_8hr_111_Generic |  | -1 | -1 | -1 | -1 | -1 | -1 | -1 | -1 | -1 | -1 | -1 | -1 | -1 | -1 | -1 | -1 | -1 | -1 | -1 | -1 | -1 | -1 | -1 | -1 | -1 | -1 | -1 | -1 | -1 | -1 | -1
Southern_PGAE_Li_Battery_8hr_124_Generic | generic-deliverability | Generic_PGE_North_500_offpeak | Operational_New_Capacity_MW | Southern_PGAE_Li_Battery_8hr_124_Generic |  | -1 | -1 | -1 | -1 | -1 | -1 | -1 | -1 | -1 | -1 | -1 | -1 | -1 | -1 | -1 | -1 | -1 | -1 | -1 | -1 | -1 | -1 | -1 | -1 | -1 | -1 | -1 | -1 | -1 | -1 | -1
Southern_PGAE_Li_Battery_8hr_139_Generic | generic-deliverability | Generic_PGE_North_500_offpeak | Operational_New_Capacity_MW | Southern_PGAE_Li_Battery_8hr_139_Generic |  | -1 | -1 | -1 | -1 | -1 | -1 | -1 | -1 | -1 | -1 | -1 | -1 | -1 | -1 | -1 | -1 | -1 | -1 | -1 | -1 | -1 | -1 | -1 | -1 | -1 | -1 | -1 | -1 | -1 | -1 | -1
Southern_PGAE_Li_Battery_8hr_140_Generic | generic-deliverability | Generic_PGE_North_500_offpeak | Operational_New_Capacity_MW | Southern_PGAE_Li_Battery_8hr_140_Generic |  | -1 | -1 | -1 | -1 | -1 | -1 | -1 | -1 | -1 | -1 | -1 | -1 | -1 | -1 | -1 | -1 | -1 | -1 | -1 | -1 | -1 | -1 | -1 | -1 | -1 | -1 | -1 | -1 | -1 | -1 | -1
Southern_PGAE_Li_Battery_8hr_145_Generic | generic-deliverability | Generic_PGE_North_500_offpeak | Operational_New_Capacity_MW | Southern_PGAE_Li_Battery_8hr_145_Generic |  | -1 | -1 | -1 | -1 | -1 | -1 | -1 | -1 | -1 | -1 | -1 | -1 | -1 | -1 | -1 | -1 | -1 | -1 | -1 | -1 | -1 | -1 | -1 | -1 | -1 | -1 | -1 | -1 | -1 | -1 | -1
Southern_PGAE_Li_Battery_8hr_151_Generic | generic-deliverability | Generic_PGE_North_500_offpeak | Operational_New_Capacity_MW | Southern_PGAE_Li_Battery_8hr_151_Generic |  | -1 | -1 | -1 | -1 | -1 | -1 | -1 | -1 | -1 | -1 | -1 | -1 | -1 | -1 | -1 | -1 | -1 | -1 | -1 | -1 | -1 | -1 | -1 | -1 | -1 | -1 | -1 | -1 | -1 | -1 | -1
Southern_PGAE_Li_Battery_8hr_154_Generic | generic-deliverability | Generic_PGE_North_500_offpeak | Operational_New_Capacity_MW | Southern_PGAE_Li_Battery_8hr_154_Generic |  | -1 | -1 | -1 | -1 | -1 | -1 | -1 | -1 | -1 | -1 | -1 | -1 | -1 | -1 | -1 | -1 | -1 | -1 | -1 | -1 | -1 | -1 | -1 | -1 | -1 | -1 | -1 | -1 | -1 | -1 | -1
Southern_PGAE_Li_Battery_8hr_161_Generic | generic-deliverability | Generic_PGE_North_500_offpeak | Operational_New_Capacity_MW | Southern_PGAE_Li_Battery_8hr_161_Generic |  | -1 | -1 | -1 | -1 | -1 | -1 | -1 | -1 | -1 | -1 | -1 | -1 | -1 | -1 | -1 | -1 | -1 | -1 | -1 | -1 | -1 | -1 | -1 | -1 | -1 | -1 | -1 | -1 | -1 | -1 | -1
Southern_PGAE_Li_Battery_8hr_162_Generic | generic-deliverability | Generic_PGE_North_500_offpeak | Operational_New_Capacity_MW | Southern_PGAE_Li_Battery_8hr_162_Generic |  | -1 | -1 | -1 | -1 | -1 | -1 | -1 | -1 | -1 | -1 | -1 | -1 | -1 | -1 | -1 | -1 | -1 | -1 | -1 | -1 | -1 | -1 | -1 | -1 | -1 | -1 | -1 | -1 | -1 | -1 | -1
Southern_PGAE_Li_Battery_8hr_163_Generic | generic-deliverability | Generic_PGE_North_500_offpeak | Operational_New_Capacity_MW | Southern_PGAE_Li_Battery_8hr_163_Generic |  | -1 | -1 | -1 | -1 | -1 | -1 | -1 | -1 | -1 | -1 | -1 | -1 | -1 | -1 | -1 | -1 | -1 | -1 | -1 | -1 | -1 | -1 | -1 | -1 | -1 | -1 | -1 | -1 | -1 | -1 | -1
Southern_PGAE_Li_Battery_8hr_164_Generic | generic-deliverability | Generic_PGE_North_500_offpeak | Operational_New_Capacity_MW | Southern_PGAE_Li_Battery_8hr_164_Generic |  | -1 | -1 | -1 | -1 | -1 | -1 | -1 | -1 | -1 | -1 | -1 | -1 | -1 | -1 | -1 | -1 | -1 | -1 | -1 | -1 | -1 | -1 | -1 | -1 | -1 | -1 | -1 | -1 | -1 | -1 | -1
Southern_PGAE_Li_Battery_8hr_165_Generic | generic-deliverability | Generic_PGE_North_500_offpeak | Operational_New_Capacity_MW | Southern_PGAE_Li_Battery_8hr_165_Generic |  | -1 | -1 | -1 | -1 | -1 | -1 | -1 | -1 | -1 | -1 | -1 | -1 | -1 | -1 | -1 | -1 | -1 | -1 | -1 | -1 | -1 | -1 | -1 | -1 | -1 | -1 | -1 | -1 | -1 | -1 | -1
Southern_PGAE_Li_Battery_8hr_168_Generic | generic-deliverability | Generic_PGE_North_500_offpeak | Operational_New_Capacity_MW | Southern_PGAE_Li_Battery_8hr_168_Generic |  | -1 | -1 | -1 | -1 | -1 | -1 | -1 | -1 | -1 | -1 | -1 | -1 | -1 | -1 | -1 | -1 | -1 | -1 | -1 | -1 | -1 | -1 | -1 | -1 | -1 | -1 | -1 | -1 | -1 | -1 | -1
Southern_PGAE_Li_Battery_8hr_169_Generic | generic-deliverability | Generic_PGE_North_500_offpeak | Operational_New_Capacity_MW | Southern_PGAE_Li_Battery_8hr_169_Generic |  | -1 | -1 | -1 | -1 | -1 | -1 | -1 | -1 | -1 | -1 | -1 | -1 | -1 | -1 | -1 | -1 | -1 | -1 | -1 | -1 | -1 | -1 | -1 | -1 | -1 | -1 | -1 | -1 | -1 | -1 | -1
Southern_PGAE_Li_Battery_8hr_17_Generic | generic-deliverability | Generic_PGE_North_500_offpeak | Operational_New_Capacity_MW | Southern_PGAE_Li_Battery_8hr_17_Generic |  | -1 | -1 | -1 | -1 | -1 | -1 | -1 | -1 | -1 | -1 | -1 | -1 | -1 | -1 | -1 | -1 | -1 | -1 | -1 | -1 | -1 | -1 | -1 | -1 | -1 | -1 | -1 | -1 | -1 | -1 | -1
Southern_PGAE_Li_Battery_8hr_170_Generic | generic-deliverability | Generic_PGE_North_500_offpeak | Operational_New_Capacity_MW | Southern_PGAE_Li_Battery_8hr_170_Generic |  | -1 | -1 | -1 | -1 | -1 | -1 | -1 | -1 | -1 | -1 | -1 | -1 | -1 | -1 | -1 | -1 | -1 | -1 | -1 | -1 | -1 | -1 | -1 | -1 | -1 | -1 | -1 | -1 | -1 | -1 | -1
Southern_PGAE_Li_Battery_8hr_174_Generic | generic-deliverability | Generic_PGE_North_500_offpeak | Operational_New_Capacity_MW | Southern_PGAE_Li_Battery_8hr_174_Generic |  | -1 | -1 | -1 | -1 | -1 | -1 | -1 | -1 | -1 | -1 | -1 | -1 | -1 | -1 | -1 | -1 | -1 | -1 | -1 | -1 | -1 | -1 | -1 | -1 | -1 | -1 | -1 | -1 | -1 | -1 | -1
Southern_PGAE_Li_Battery_8hr_176_Generic | generic-deliverability | Generic_PGE_North_500_offpeak | Operational_New_Capacity_MW | Southern_PGAE_Li_Battery_8hr_176_Generic |  | -1 | -1 | -1 | -1 | -1 | -1 | -1 | -1 | -1 | -1 | -1 | -1 | -1 | -1 | -1 | -1 | -1 | -1 | -1 | -1 | -1 | -1 | -1 | -1 | -1 | -1 | -1 | -1 | -1 | -1 | -1
Southern_PGAE_Li_Battery_8hr_95_Generic | generic-deliverability | Generic_PGE_North_500_offpeak | Operational_New_Capacity_MW | Southern_PGAE_Li_Battery_8hr_95_Generic |  | -1 | -1 | -1 | -1 | -1 | -1 | -1 | -1 | -1 | -1 | -1 | -1 | -1 | -1 | -1 | -1 | -1 | -1 | -1 | -1 | -1 | -1 | -1 | -1 | -1 | -1 | -1 | -1 | -1 | -1 | -1
Southern_PGAE_Li_Battery_8hr_99_Generic | generic-deliverability | Generic_PGE_North_500_offpeak | Operational_New_Capacity_MW | Southern_PGAE_Li_Battery_8hr_99_Generic |  | -1 | -1 | -1 | -1 | -1 | -1 | -1 | -1 | -1 | -1 | -1 | -1 | -1 | -1 | -1 | -1 | -1 | -1 | -1 | -1 | -1 | -1 | -1 | -1 | -1 | -1 | -1 | -1 | -1 | -1 | -1
Southern_PGAE_Solar_111_Generic | generic-deliverability | Generic_PGE_North_500_offpeak | Operational_New_Capacity_MW | Southern_PGAE_Solar_111_Generic |  | 0.79 | 0.79 | 0.79 | 0.79 | 0.79 | 0.79 | 0.79 | 0.79 | 0.79 | 0.79 | 0.79 | 0.79 | 0.79 | 0.79 | 0.79 | 0.79 | 0.79 | 0.79 | 0.79 | 0.79 | 0.79 | 0.79 | 0.79 | 0.79 | 0.79 | 0.79 | 0.79 | 0.79 | 0.79 | 0.79 | 0.79
Southern_PGAE_Solar_124_Generic | generic-deliverability | Generic_PGE_North_500_offpeak | Operational_New_Capacity_MW | Southern_PGAE_Solar_124_Generic |  | 0.79 | 0.79 | 0.79 | 0.79 | 0.79 | 0.79 | 0.79 | 0.79 | 0.79 | 0.79 | 0.79 | 0.79 | 0.79 | 0.79 | 0.79 | 0.79 | 0.79 | 0.79 | 0.79 | 0.79 | 0.79 | 0.79 | 0.79 | 0.79 | 0.79 | 0.79 | 0.79 | 0.79 | 0.79 | 0.79 | 0.79
Southern_PGAE_Solar_139_Generic | generic-deliverability | Generic_PGE_North_500_offpeak | Operational_New_Capacity_MW | Southern_PGAE_Solar_139_Generic |  | 0.79 | 0.79 | 0.79 | 0.79 | 0.79 | 0.79 | 0.79 | 0.79 | 0.79 | 0.79 | 0.79 | 0.79 | 0.79 | 0.79 | 0.79 | 0.79 | 0.79 | 0.79 | 0.79 | 0.79 | 0.79 | 0.79 | 0.79 | 0.79 | 0.79 | 0.79 | 0.79 | 0.79 | 0.79 | 0.79 | 0.79
Southern_PGAE_Solar_140_Generic | generic-deliverability | Generic_PGE_North_500_offpeak | Operational_New_Capacity_MW | Southern_PGAE_Solar_140_Generic |  | 0.79 | 0.79 | 0.79 | 0.79 | 0.79 | 0.79 | 0.79 | 0.79 | 0.79 | 0.79 | 0.79 | 0.79 | 0.79 | 0.79 | 0.79 | 0.79 | 0.79 | 0.79 | 0.79 | 0.79 | 0.79 | 0.79 | 0.79 | 0.79 | 0.79 | 0.79 | 0.79 | 0.79 | 0.79 | 0.79 | 0.79
Southern_PGAE_Solar_145_Generic | generic-deliverability | Generic_PGE_North_500_offpeak | Operational_New_Capacity_MW | Southern_PGAE_Solar_145_Generic |  | 0.79 | 0.79 | 0.79 | 0.79 | 0.79 | 0.79 | 0.79 | 0.79 | 0.79 | 0.79 | 0.79 | 0.79 | 0.79 | 0.79 | 0.79 | 0.79 | 0.79 | 0.79 | 0.79 | 0.79 | 0.79 | 0.79 | 0.79 | 0.79 | 0.79 | 0.79 | 0.79 | 0.79 | 0.79 | 0.79 | 0.79
Southern_PGAE_Solar_151_Generic | generic-deliverability | Generic_PGE_North_500_offpeak | Operational_New_Capacity_MW | Southern_PGAE_Solar_151_Generic |  | 0.79 | 0.79 | 0.79 | 0.79 | 0.79 | 0.79 | 0.79 | 0.79 | 0.79 | 0.79 | 0.79 | 0.79 | 0.79 | 0.79 | 0.79 | 0.79 | 0.79 | 0.79 | 0.79 | 0.79 | 0.79 | 0.79 | 0.79 | 0.79 | 0.79 | 0.79 | 0.79 | 0.79 | 0.79 | 0.79 | 0.79
Southern_PGAE_Solar_154_Generic | generic-deliverability | Generic_PGE_North_500_offpeak | Operational_New_Capacity_MW | Southern_PGAE_Solar_154_Generic |  | 0.79 | 0.79 | 0.79 | 0.79 | 0.79 | 0.79 | 0.79 | 0.79 | 0.79 | 0.79 | 0.79 | 0.79 | 0.79 | 0.79 | 0.79 | 0.79 | 0.79 | 0.79 | 0.79 | 0.79 | 0.79 | 0.79 | 0.79 | 0.79 | 0.79 | 0.79 | 0.79 | 0.79 | 0.79 | 0.79 | 0.79
Southern_PGAE_Solar_161_Generic | generic-deliverability | Generic_PGE_North_500_offpeak | Operational_New_Capacity_MW | Southern_PGAE_Solar_161_Generic |  | 0.79 | 0.79 | 0.79 | 0.79 | 0.79 | 0.79 | 0.79 | 0.79 | 0.79 | 0.79 | 0.79 | 0.79 | 0.79 | 0.79 | 0.79 | 0.79 | 0.79 | 0.79 | 0.79 | 0.79 | 0.79 | 0.79 | 0.79 | 0.79 | 0.79 | 0.79 | 0.79 | 0.79 | 0.79 | 0.79 | 0.79
Southern_PGAE_Solar_162_Generic | generic-deliverability | Generic_PGE_North_500_offpeak | Operational_New_Capacity_MW | Southern_PGAE_Solar_162_Generic |  | 0.79 | 0.79 | 0.79 | 0.79 | 0.79 | 0.79 | 0.79 | 0.79 | 0.79 | 0.79 | 0.79 | 0.79 | 0.79 | 0.79 | 0.79 | 0.79 | 0.79 | 0.79 | 0.79 | 0.79 | 0.79 | 0.79 | 0.79 | 0.79 | 0.79 | 0.79 | 0.79 | 0.79 | 0.79 | 0.79 | 0.79
Southern_PGAE_Solar_163_Generic | generic-deliverability | Generic_PGE_North_500_offpeak | Operational_New_Capacity_MW | Southern_PGAE_Solar_163_Generic |  | 0.79 | 0.79 | 0.79 | 0.79 | 0.79 | 0.79 | 0.79 | 0.79 | 0.79 | 0.79 | 0.79 | 0.79 | 0.79 | 0.79 | 0.79 | 0.79 | 0.79 | 0.79 | 0.79 | 0.79 | 0.79 | 0.79 | 0.79 | 0.79 | 0.79 | 0.79 | 0.79 | 0.79 | 0.79 | 0.79 | 0.79
Southern_PGAE_Solar_164_Generic | generic-deliverability | Generic_PGE_North_500_offpeak | Operational_New_Capacity_MW | Southern_PGAE_Solar_164_Generic |  | 0.79 | 0.79 | 0.79 | 0.79 | 0.79 | 0.79 | 0.79 | 0.79 | 0.79 | 0.79 | 0.79 | 0.79 | 0.79 | 0.79 | 0.79 | 0.79 | 0.79 | 0.79 | 0.79 | 0.79 | 0.79 | 0.79 | 0.79 | 0.79 | 0.79 | 0.79 | 0.79 | 0.79 | 0.79 | 0.79 | 0.79
Southern_PGAE_Solar_165_Generic | generic-deliverability | Generic_PGE_North_500_offpeak | Operational_New_Capacity_MW | Southern_PGAE_Solar_165_Generic |  | 0.79 | 0.79 | 0.79 | 0.79 | 0.79 | 0.79 | 0.79 | 0.79 | 0.79 | 0.79 | 0.79 | 0.79 | 0.79 | 0.79 | 0.79 | 0.79 | 0.79 | 0.79 | 0.79 | 0.79 | 0.79 | 0.79 | 0.79 | 0.79 | 0.79 | 0.79 | 0.79 | 0.79 | 0.79 | 0.79 | 0.79
Southern_PGAE_Solar_168_Generic | generic-deliverability | Generic_PGE_North_500_offpeak | Operational_New_Capacity_MW | Southern_PGAE_Solar_168_Generic |  | 0.79 | 0.79 | 0.79 | 0.79 | 0.79 | 0.79 | 0.79 | 0.79 | 0.79 | 0.79 | 0.79 | 0.79 | 0.79 | 0.79 | 0.79 | 0.79 | 0.79 | 0.79 | 0.79 | 0.79 | 0.79 | 0.79 | 0.79 | 0.79 | 0.79 | 0.79 | 0.79 | 0.79 | 0.79 | 0.79 | 0.79
Southern_PGAE_Solar_169_Generic | generic-deliverability | Generic_PGE_North_500_offpeak | Operational_New_Capacity_MW | Southern_PGAE_Solar_169_Generic |  | 0.79 | 0.79 | 0.79 | 0.79 | 0.79 | 0.79 | 0.79 | 0.79 | 0.79 | 0.79 | 0.79 | 0.79 | 0.79 | 0.79 | 0.79 | 0.79 | 0.79 | 0.79 | 0.79 | 0.79 | 0.79 | 0.79 | 0.79 | 0.79 | 0.79 | 0.79 | 0.79 | 0.79 | 0.79 | 0.79 | 0.79
Southern_PGAE_Solar_17_Generic | generic-deliverability | Generic_PGE_North_500_offpeak | Operational_New_Capacity_MW | Southern_PGAE_Solar_17_Generic |  | 0.79 | 0.79 | 0.79 | 0.79 | 0.79 | 0.79 | 0.79 | 0.79 | 0.79 | 0.79 | 0.79 | 0.79 | 0.79 | 0.79 | 0.79 | 0.79 | 0.79 | 0.79 | 0.79 | 0.79 | 0.79 | 0.79 | 0.79 | 0.79 | 0.79 | 0.79 | 0.79 | 0.79 | 0.79 | 0.79 | 0.79
Southern_PGAE_Solar_170_Generic | generic-deliverability | Generic_PGE_North_500_offpeak | Operational_New_Capacity_MW | Southern_PGAE_Solar_170_Generic |  | 0.79 | 0.79 | 0.79 | 0.79 | 0.79 | 0.79 | 0.79 | 0.79 | 0.79 | 0.79 | 0.79 | 0.79 | 0.79 | 0.79 | 0.79 | 0.79 | 0.79 | 0.79 | 0.79 | 0.79 | 0.79 | 0.79 | 0.79 | 0.79 | 0.79 | 0.79 | 0.79 | 0.79 | 0.79 | 0.79 | 0.79
Southern_PGAE_Solar_174_Generic | generic-deliverability | Generic_PGE_North_500_offpeak | Operational_New_Capacity_MW | Southern_PGAE_Solar_174_Generic |  | 0.79 | 0.79 | 0.79 | 0.79 | 0.79 | 0.79 | 0.79 | 0.79 | 0.79 | 0.79 | 0.79 | 0.79 | 0.79 | 0.79 | 0.79 | 0.79 | 0.79 | 0.79 | 0.79 | 0.79 | 0.79 | 0.79 | 0.79 | 0.79 | 0.79 | 0.79 | 0.79 | 0.79 | 0.79 | 0.79 | 0.79
Southern_PGAE_Solar_176_Generic | generic-deliverability | Generic_PGE_North_500_offpeak | Operational_New_Capacity_MW | Southern_PGAE_Solar_176_Generic |  | 0.79 | 0.79 | 0.79 | 0.79 | 0.79 | 0.79 | 0.79 | 0.79 | 0.79 | 0.79 | 0.79 | 0.79 | 0.79 | 0.79 | 0.79 | 0.79 | 0.79 | 0.79 | 0.79 | 0.79 | 0.79 | 0.79 | 0.79 | 0.79 | 0.79 | 0.79 | 0.79 | 0.79 | 0.79 | 0.79 | 0.79
Southern_PGAE_Solar_95_Generic | generic-deliverability | Generic_PGE_North_500_offpeak | Operational_New_Capacity_MW | Southern_PGAE_Solar_95_Generic |  | 0.79 | 0.79 | 0.79 | 0.79 | 0.79 | 0.79 | 0.79 | 0.79 | 0.79 | 0.79 | 0.79 | 0.79 | 0.79 | 0.79 | 0.79 | 0.79 | 0.79 | 0.79 | 0.79 | 0.79 | 0.79 | 0.79 | 0.79 | 0.79 | 0.79 | 0.79 | 0.79 | 0.79 | 0.79 | 0.79 | 0.79
Southern_PGAE_Solar_99_Generic | generic-deliverability | Generic_PGE_North_500_offpeak | Operational_New_Capacity_MW | Southern_PGAE_Solar_99_Generic |  | 0.79 | 0.79 | 0.79 | 0.79 | 0.79 | 0.79 | 0.79 | 0.79 | 0.79 | 0.79 | 0.79 | 0.79 | 0.79 | 0.79 | 0.79 | 0.79 | 0.79 | 0.79 | 0.79 | 0.79 | 0.79 | 0.79 | 0.79 | 0.79 | 0.79 | 0.79 | 0.79 | 0.79 | 0.79 | 0.79 | 0.79
Tehachapi_Flow_Battery_125_Generic | generic-deliverability | Generic_PGE_North_500_offpeak | Operational_New_Capacity_MW | Tehachapi_Flow_Battery_125_Generic |  | -1 | -1 | -1 | -1 | -1 | -1 | -1 | -1 | -1 | -1 | -1 | -1 | -1 | -1 | -1 | -1 | -1 | -1 | -1 | -1 | -1 | -1 | -1 | -1 | -1 | -1 | -1 | -1 | -1 | -1 | -1
Tehachapi_Li_Battery_4hr_125_Generic | generic-deliverability | Generic_PGE_North_500_offpeak | Operational_New_Capacity_MW | Tehachapi_Li_Battery_4hr_125_Generic |  | -1 | -1 | -1 | -1 | -1 | -1 | -1 | -1 | -1 | -1 | -1 | -1 | -1 | -1 | -1 | -1 | -1 | -1 | -1 | -1 | -1 | -1 | -1 | -1 | -1 | -1 | -1 | -1 | -1 | -1 | -1
Tehachapi_Li_Battery_8hr_125_Generic | generic-deliverability | Generic_PGE_North_500_offpeak | Operational_New_Capacity_MW | Tehachapi_Li_Battery_8hr_125_Generic |  | -1 | -1 | -1 | -1 | -1 | -1 | -1 | -1 | -1 | -1 | -1 | -1 | -1 | -1 | -1 | -1 | -1 | -1 | -1 | -1 | -1 | -1 | -1 | -1 | -1 | -1 | -1 | -1 | -1 | -1 | -1
Tehachapi_Solar_125_Generic | generic-deliverability | Generic_PGE_North_500_offpeak | Operational_New_Capacity_MW | Tehachapi_Solar_125_Generic |  | 0.77 | 0.77 | 0.77 | 0.77 | 0.77 | 0.77 | 0.77 | 0.77 | 0.77 | 0.77 | 0.77 | 0.77 | 0.77 | 0.77 | 0.77 | 0.77 | 0.77 | 0.77 | 0.77 | 0.77 | 0.77 | 0.77 | 0.77 | 0.77 | 0.77 | 0.77 | 0.77 | 0.77 | 0.77 | 0.77 | 0.77
Generic_PGE_North_500_group | generic-deliverability | Generic_PGE_North_500_offpeak | Operational_New_Capacity_MW | Generic_PGE_North_500_group |  | -1 | -1 | -1 | -1 | -1 | -1 | -1 | -1 | -1 | -1 | -1 | -1 | -1 | -1 | -1 | -1 | -1 | -1 | -1 | -1 | -1 | -1 | -1 | -1 | -1 | -1 | -1 | -1 | -1 | -1 | -1
Central_Valley_North_Los_Banos_Wind_125_Generic | generic-deliverability | Generic_PGE_North_500_SSN | Reliability_Capacity_In_Model_Year | System RA | Central_Valley_North_Los_Banos_Wind_125_Generic | 0.163 | 0.163 | 0.163 | 0.163 | 0.163 | 0.163 | 0.163 | 0.163 | 0.163 | 0.163 | 0.163 | 0.163 | 0.163 | 0.163 | 0.163 | 0.163 | 0.163 | 0.163 | 0.163 | 0.163 | 0.163 | 0.163 | 0.163 | 0.163 | 0.163 | 0.163 | 0.163 | 0.163 | 0.163 | 0.163 | 0.163
Central_Valley_North_Los_Banos_Wind_154_Generic | generic-deliverability | Generic_PGE_North_500_SSN | Reliability_Capacity_In_Model_Year | System RA | Central_Valley_North_Los_Banos_Wind_154_Generic | 0.163 | 0.163 | 0.163 | 0.163 | 0.163 | 0.163 | 0.163 | 0.163 | 0.163 | 0.163 | 0.163 | 0.163 | 0.163 | 0.163 | 0.163 | 0.163 | 0.163 | 0.163 | 0.163 | 0.163 | 0.163 | 0.163 | 0.163 | 0.163 | 0.163 | 0.163 | 0.163 | 0.163 | 0.163 | 0.163 | 0.163
Central_Valley_North_Los_Banos_Wind_162_Generic | generic-deliverability | Generic_PGE_North_500_SSN | Reliability_Capacity_In_Model_Year | System RA | Central_Valley_North_Los_Banos_Wind_162_Generic | 0.163 | 0.163 | 0.163 | 0.163 | 0.163 | 0.163 | 0.163 | 0.163 | 0.163 | 0.163 | 0.163 | 0.163 | 0.163 | 0.163 | 0.163 | 0.163 | 0.163 | 0.163 | 0.163 | 0.163 | 0.163 | 0.163 | 0.163 | 0.163 | 0.163 | 0.163 | 0.163 | 0.163 | 0.163 | 0.163 | 0.163
Central_Valley_North_Los_Banos_Wind_17_Generic | generic-deliverability | Generic_PGE_North_500_SSN | Reliability_Capacity_In_Model_Year | System RA | Central_Valley_North_Los_Banos_Wind_17_Generic | 0.163 | 0.163 | 0.163 | 0.163 | 0.163 | 0.163 | 0.163 | 0.163 | 0.163 | 0.163 | 0.163 | 0.163 | 0.163 | 0.163 | 0.163 | 0.163 | 0.163 | 0.163 | 0.163 | 0.163 | 0.163 | 0.163 | 0.163 | 0.163 | 0.163 | 0.163 | 0.163 | 0.163 | 0.163 | 0.163 | 0.163
Northern_California_Biomass_5_Generic | generic-deliverability | Generic_PGE_North_500_SSN | Reliability_Capacity_In_Model_Year | System RA | Northern_California_Biomass_5_Generic | 1 | 1 | 1 | 1 | 1 | 1 | 1 | 1 | 1 | 1 | 1 | 1 | 1 | 1 | 1 | 1 | 1 | 1 | 1 | 1 | 1 | 1 | 1 | 1 | 1 | 1 | 1 | 1 | 1 | 1 | 1
Northern_California_Flow_Battery_100_Generic | generic-deliverability | Generic_PGE_North_500_SSN | Reliability_Capacity_In_Model_Year | System RA | Northern_California_Flow_Battery_100_Generic | 0.5 | 0.5 | 0.5 | 0.5 | 0.5 | 0.5 | 0.5 | 0.5 | 0.5 | 0.5 | 0.5 | 0.5 | 0.5 | 0.5 | 0.5 | 0.5 | 0.5 | 0.5 | 0.5 | 0.5 | 0.5 | 0.5 | 0.5 | 0.5 | 0.5 | 0.5 | 0.5 | 0.5 | 0.5 | 0.5 | 0.5
Northern_California_Flow_Battery_112_Generic | generic-deliverability | Generic_PGE_North_500_SSN | Reliability_Capacity_In_Model_Year | System RA | Northern_California_Flow_Battery_112_Generic | 0.5 | 0.5 | 0.5 | 0.5 | 0.5 | 0.5 | 0.5 | 0.5 | 0.5 | 0.5 | 0.5 | 0.5 | 0.5 | 0.5 | 0.5 | 0.5 | 0.5 | 0.5 | 0.5 | 0.5 | 0.5 | 0.5 | 0.5 | 0.5 | 0.5 | 0.5 | 0.5 | 0.5 | 0.5 | 0.5 | 0.5
Northern_California_Flow_Battery_113_Generic | generic-deliverability | Generic_PGE_North_500_SSN | Reliability_Capacity_In_Model_Year | System RA | Northern_California_Flow_Battery_113_Generic | 0.5 | 0.5 | 0.5 | 0.5 | 0.5 | 0.5 | 0.5 | 0.5 | 0.5 | 0.5 | 0.5 | 0.5 | 0.5 | 0.5 | 0.5 | 0.5 | 0.5 | 0.5 | 0.5 | 0.5 | 0.5 | 0.5 | 0.5 | 0.5 | 0.5 | 0.5 | 0.5 | 0.5 | 0.5 | 0.5 | 0.5
Northern_California_Flow_Battery_114_Generic | generic-deliverability | Generic_PGE_North_500_SSN | Reliability_Capacity_In_Model_Year | System RA | Northern_California_Flow_Battery_114_Generic | 0.5 | 0.5 | 0.5 | 0.5 | 0.5 | 0.5 | 0.5 | 0.5 | 0.5 | 0.5 | 0.5 | 0.5 | 0.5 | 0.5 | 0.5 | 0.5 | 0.5 | 0.5 | 0.5 | 0.5 | 0.5 | 0.5 | 0.5 | 0.5 | 0.5 | 0.5 | 0.5 | 0.5 | 0.5 | 0.5 | 0.5
Northern_California_Flow_Battery_116_Generic | generic-deliverability | Generic_PGE_North_500_SSN | Reliability_Capacity_In_Model_Year | System RA | Northern_California_Flow_Battery_116_Generic | 0.5 | 0.5 | 0.5 | 0.5 | 0.5 | 0.5 | 0.5 | 0.5 | 0.5 | 0.5 | 0.5 | 0.5 | 0.5 | 0.5 | 0.5 | 0.5 | 0.5 | 0.5 | 0.5 | 0.5 | 0.5 | 0.5 | 0.5 | 0.5 | 0.5 | 0.5 | 0.5 | 0.5 | 0.5 | 0.5 | 0.5
Northern_California_Flow_Battery_121_Generic | generic-deliverability | Generic_PGE_North_500_SSN | Reliability_Capacity_In_Model_Year | System RA | Northern_California_Flow_Battery_121_Generic | 0.5 | 0.5 | 0.5 | 0.5 | 0.5 | 0.5 | 0.5 | 0.5 | 0.5 | 0.5 | 0.5 | 0.5 | 0.5 | 0.5 | 0.5 | 0.5 | 0.5 | 0.5 | 0.5 | 0.5 | 0.5 | 0.5 | 0.5 | 0.5 | 0.5 | 0.5 | 0.5 | 0.5 | 0.5 | 0.5 | 0.5
Northern_California_Flow_Battery_122_Generic | generic-deliverability | Generic_PGE_North_500_SSN | Reliability_Capacity_In_Model_Year | System RA | Northern_California_Flow_Battery_122_Generic | 0.5 | 0.5 | 0.5 | 0.5 | 0.5 | 0.5 | 0.5 | 0.5 | 0.5 | 0.5 | 0.5 | 0.5 | 0.5 | 0.5 | 0.5 | 0.5 | 0.5 | 0.5 | 0.5 | 0.5 | 0.5 | 0.5 | 0.5 | 0.5 | 0.5 | 0.5 | 0.5 | 0.5 | 0.5 | 0.5 | 0.5
Northern_California_Flow_Battery_126_Generic | generic-deliverability | Generic_PGE_North_500_SSN | Reliability_Capacity_In_Model_Year | System RA | Northern_California_Flow_Battery_126_Generic | 0.5 | 0.5 | 0.5 | 0.5 | 0.5 | 0.5 | 0.5 | 0.5 | 0.5 | 0.5 | 0.5 | 0.5 | 0.5 | 0.5 | 0.5 | 0.5 | 0.5 | 0.5 | 0.5 | 0.5 | 0.5 | 0.5 | 0.5 | 0.5 | 0.5 | 0.5 | 0.5 | 0.5 | 0.5 | 0.5 | 0.5
Northern_California_Flow_Battery_127_Generic | generic-deliverability | Generic_PGE_North_500_SSN | Reliability_Capacity_In_Model_Year | System RA | Northern_California_Flow_Battery_127_Generic | 0.5 | 0.5 | 0.5 | 0.5 | 0.5 | 0.5 | 0.5 | 0.5 | 0.5 | 0.5 | 0.5 | 0.5 | 0.5 | 0.5 | 0.5 | 0.5 | 0.5 | 0.5 | 0.5 | 0.5 | 0.5 | 0.5 | 0.5 | 0.5 | 0.5 | 0.5 | 0.5 | 0.5 | 0.5 | 0.5 | 0.5
Northern_California_Flow_Battery_132_Generic | generic-deliverability | Generic_PGE_North_500_SSN | Reliability_Capacity_In_Model_Year | System RA | Northern_California_Flow_Battery_132_Generic | 0.5 | 0.5 | 0.5 | 0.5 | 0.5 | 0.5 | 0.5 | 0.5 | 0.5 | 0.5 | 0.5 | 0.5 | 0.5 | 0.5 | 0.5 | 0.5 | 0.5 | 0.5 | 0.5 | 0.5 | 0.5 | 0.5 | 0.5 | 0.5 | 0.5 | 0.5 | 0.5 | 0.5 | 0.5 | 0.5 | 0.5
Northern_California_Flow_Battery_135_Generic | generic-deliverability | Generic_PGE_North_500_SSN | Reliability_Capacity_In_Model_Year | System RA | Northern_California_Flow_Battery_135_Generic | 0.5 | 0.5 | 0.5 | 0.5 | 0.5 | 0.5 | 0.5 | 0.5 | 0.5 | 0.5 | 0.5 | 0.5 | 0.5 | 0.5 | 0.5 | 0.5 | 0.5 | 0.5 | 0.5 | 0.5 | 0.5 | 0.5 | 0.5 | 0.5 | 0.5 | 0.5 | 0.5 | 0.5 | 0.5 | 0.5 | 0.5
Northern_California_Flow_Battery_138_Generic | generic-deliverability | Generic_PGE_North_500_SSN | Reliability_Capacity_In_Model_Year | System RA | Northern_California_Flow_Battery_138_Generic | 0.5 | 0.5 | 0.5 | 0.5 | 0.5 | 0.5 | 0.5 | 0.5 | 0.5 | 0.5 | 0.5 | 0.5 | 0.5 | 0.5 | 0.5 | 0.5 | 0.5 | 0.5 | 0.5 | 0.5 | 0.5 | 0.5 | 0.5 | 0.5 | 0.5 | 0.5 | 0.5 | 0.5 | 0.5 | 0.5 | 0.5
Northern_California_Flow_Battery_141_Generic | generic-deliverability | Generic_PGE_North_500_SSN | Reliability_Capacity_In_Model_Year | System RA | Northern_California_Flow_Battery_141_Generic | 0.5 | 0.5 | 0.5 | 0.5 | 0.5 | 0.5 | 0.5 | 0.5 | 0.5 | 0.5 | 0.5 | 0.5 | 0.5 | 0.5 | 0.5 | 0.5 | 0.5 | 0.5 | 0.5 | 0.5 | 0.5 | 0.5 | 0.5 | 0.5 | 0.5 | 0.5 | 0.5 | 0.5 | 0.5 | 0.5 | 0.5
Northern_California_Flow_Battery_144_Generic | generic-deliverability | Generic_PGE_North_500_SSN | Reliability_Capacity_In_Model_Year | System RA | Northern_California_Flow_Battery_144_Generic | 0.5 | 0.5 | 0.5 | 0.5 | 0.5 | 0.5 | 0.5 | 0.5 | 0.5 | 0.5 | 0.5 | 0.5 | 0.5 | 0.5 | 0.5 | 0.5 | 0.5 | 0.5 | 0.5 | 0.5 | 0.5 | 0.5 | 0.5 | 0.5 | 0.5 | 0.5 | 0.5 | 0.5 | 0.5 | 0.5 | 0.5
Northern_California_Flow_Battery_149_Generic | generic-deliverability | Generic_PGE_North_500_SSN | Reliability_Capacity_In_Model_Year | System RA | Northern_California_Flow_Battery_149_Generic | 0.5 | 0.5 | 0.5 | 0.5 | 0.5 | 0.5 | 0.5 | 0.5 | 0.5 | 0.5 | 0.5 | 0.5 | 0.5 | 0.5 | 0.5 | 0.5 | 0.5 | 0.5 | 0.5 | 0.5 | 0.5 | 0.5 | 0.5 | 0.5 | 0.5 | 0.5 | 0.5 | 0.5 | 0.5 | 0.5 | 0.5
Northern_California_Flow_Battery_150_Generic | generic-deliverability | Generic_PGE_North_500_SSN | Reliability_Capacity_In_Model_Year | System RA | Northern_California_Flow_Battery_150_Generic | 0.5 | 0.5 | 0.5 | 0.5 | 0.5 | 0.5 | 0.5 | 0.5 | 0.5 | 0.5 | 0.5 | 0.5 | 0.5 | 0.5 | 0.5 | 0.5 | 0.5 | 0.5 | 0.5 | 0.5 | 0.5 | 0.5 | 0.5 | 0.5 | 0.5 | 0.5 | 0.5 | 0.5 | 0.5 | 0.5 | 0.5
Northern_California_Flow_Battery_155_Generic | generic-deliverability | Generic_PGE_North_500_SSN | Reliability_Capacity_In_Model_Year | System RA | Northern_California_Flow_Battery_155_Generic | 0.5 | 0.5 | 0.5 | 0.5 | 0.5 | 0.5 | 0.5 | 0.5 | 0.5 | 0.5 | 0.5 | 0.5 | 0.5 | 0.5 | 0.5 | 0.5 | 0.5 | 0.5 | 0.5 | 0.5 | 0.5 | 0.5 | 0.5 | 0.5 | 0.5 | 0.5 | 0.5 | 0.5 | 0.5 | 0.5 | 0.5
Northern_California_Flow_Battery_157_Generic | generic-deliverability | Generic_PGE_North_500_SSN | Reliability_Capacity_In_Model_Year | System RA | Northern_California_Flow_Battery_157_Generic | 0.5 | 0.5 | 0.5 | 0.5 | 0.5 | 0.5 | 0.5 | 0.5 | 0.5 | 0.5 | 0.5 | 0.5 | 0.5 | 0.5 | 0.5 | 0.5 | 0.5 | 0.5 | 0.5 | 0.5 | 0.5 | 0.5 | 0.5 | 0.5 | 0.5 | 0.5 | 0.5 | 0.5 | 0.5 | 0.5 | 0.5
Northern_California_Flow_Battery_158_Generic | generic-deliverability | Generic_PGE_North_500_SSN | Reliability_Capacity_In_Model_Year | System RA | Northern_California_Flow_Battery_158_Generic | 0.5 | 0.5 | 0.5 | 0.5 | 0.5 | 0.5 | 0.5 | 0.5 | 0.5 | 0.5 | 0.5 | 0.5 | 0.5 | 0.5 | 0.5 | 0.5 | 0.5 | 0.5 | 0.5 | 0.5 | 0.5 | 0.5 | 0.5 | 0.5 | 0.5 | 0.5 | 0.5 | 0.5 | 0.5 | 0.5 | 0.5
Northern_California_Flow_Battery_159_Generic | generic-deliverability | Generic_PGE_North_500_SSN | Reliability_Capacity_In_Model_Year | System RA | Northern_California_Flow_Battery_159_Generic | 0.5 | 0.5 | 0.5 | 0.5 | 0.5 | 0.5 | 0.5 | 0.5 | 0.5 | 0.5 | 0.5 | 0.5 | 0.5 | 0.5 | 0.5 | 0.5 | 0.5 | 0.5 | 0.5 | 0.5 | 0.5 | 0.5 | 0.5 | 0.5 | 0.5 | 0.5 | 0.5 | 0.5 | 0.5 | 0.5 | 0.5
Northern_California_Flow_Battery_166_Generic | generic-deliverability | Generic_PGE_North_500_SSN | Reliability_Capacity_In_Model_Year | System RA | Northern_California_Flow_Battery_166_Generic | 0.5 | 0.5 | 0.5 | 0.5 | 0.5 | 0.5 | 0.5 | 0.5 | 0.5 | 0.5 | 0.5 | 0.5 | 0.5 | 0.5 | 0.5 | 0.5 | 0.5 | 0.5 | 0.5 | 0.5 | 0.5 | 0.5 | 0.5 | 0.5 | 0.5 | 0.5 | 0.5 | 0.5 | 0.5 | 0.5 | 0.5
Northern_California_Flow_Battery_172_Generic | generic-deliverability | Generic_PGE_North_500_SSN | Reliability_Capacity_In_Model_Year | System RA | Northern_California_Flow_Battery_172_Generic | 0.5 | 0.5 | 0.5 | 0.5 | 0.5 | 0.5 | 0.5 | 0.5 | 0.5 | 0.5 | 0.5 | 0.5 | 0.5 | 0.5 | 0.5 | 0.5 | 0.5 | 0.5 | 0.5 | 0.5 | 0.5 | 0.5 | 0.5 | 0.5 | 0.5 | 0.5 | 0.5 | 0.5 | 0.5 | 0.5 | 0.5
Northern_California_Flow_Battery_178_Generic | generic-deliverability | Generic_PGE_North_500_SSN | Reliability_Capacity_In_Model_Year | System RA | Northern_California_Flow_Battery_178_Generic | 0.5 | 0.5 | 0.5 | 0.5 | 0.5 | 0.5 | 0.5 | 0.5 | 0.5 | 0.5 | 0.5 | 0.5 | 0.5 | 0.5 | 0.5 | 0.5 | 0.5 | 0.5 | 0.5 | 0.5 | 0.5 | 0.5 | 0.5 | 0.5 | 0.5 | 0.5 | 0.5 | 0.5 | 0.5 | 0.5 | 0.5
Northern_California_Flow_Battery_179_Generic | generic-deliverability | Generic_PGE_North_500_SSN | Reliability_Capacity_In_Model_Year | System RA | Northern_California_Flow_Battery_179_Generic | 0.5 | 0.5 | 0.5 | 0.5 | 0.5 | 0.5 | 0.5 | 0.5 | 0.5 | 0.5 | 0.5 | 0.5 | 0.5 | 0.5 | 0.5 | 0.5 | 0.5 | 0.5 | 0.5 | 0.5 | 0.5 | 0.5 | 0.5 | 0.5 | 0.5 | 0.5 | 0.5 | 0.5 | 0.5 | 0.5 | 0.5
Northern_California_Flow_Battery_180_Generic | generic-deliverability | Generic_PGE_North_500_SSN | Reliability_Capacity_In_Model_Year | System RA | Northern_California_Flow_Battery_180_Generic | 0.5 | 0.5 | 0.5 | 0.5 | 0.5 | 0.5 | 0.5 | 0.5 | 0.5 | 0.5 | 0.5 | 0.5 | 0.5 | 0.5 | 0.5 | 0.5 | 0.5 | 0.5 | 0.5 | 0.5 | 0.5 | 0.5 | 0.5 | 0.5 | 0.5 | 0.5 | 0.5 | 0.5 | 0.5 | 0.5 | 0.5
Northern_California_Flow_Battery_25_Generic | generic-deliverability | Generic_PGE_North_500_SSN | Reliability_Capacity_In_Model_Year | System RA | Northern_California_Flow_Battery_25_Generic | 0.5 | 0.5 | 0.5 | 0.5 | 0.5 | 0.5 | 0.5 | 0.5 | 0.5 | 0.5 | 0.5 | 0.5 | 0.5 | 0.5 | 0.5 | 0.5 | 0.5 | 0.5 | 0.5 | 0.5 | 0.5 | 0.5 | 0.5 | 0.5 | 0.5 | 0.5 | 0.5 | 0.5 | 0.5 | 0.5 | 0.5
Northern_California_Flow_Battery_26_Generic | generic-deliverability | Generic_PGE_North_500_SSN | Reliability_Capacity_In_Model_Year | System RA | Northern_California_Flow_Battery_26_Generic | 0.5 | 0.5 | 0.5 | 0.5 | 0.5 | 0.5 | 0.5 | 0.5 | 0.5 | 0.5 | 0.5 | 0.5 | 0.5 | 0.5 | 0.5 | 0.5 | 0.5 | 0.5 | 0.5 | 0.5 | 0.5 | 0.5 | 0.5 | 0.5 | 0.5 | 0.5 | 0.5 | 0.5 | 0.5 | 0.5 | 0.5
Northern_California_Flow_Battery_29_Generic | generic-deliverability | Generic_PGE_North_500_SSN | Reliability_Capacity_In_Model_Year | System RA | Northern_California_Flow_Battery_29_Generic | 0.5 | 0.5 | 0.5 | 0.5 | 0.5 | 0.5 | 0.5 | 0.5 | 0.5 | 0.5 | 0.5 | 0.5 | 0.5 | 0.5 | 0.5 | 0.5 | 0.5 | 0.5 | 0.5 | 0.5 | 0.5 | 0.5 | 0.5 | 0.5 | 0.5 | 0.5 | 0.5 | 0.5 | 0.5 | 0.5 | 0.5
Northern_California_Flow_Battery_31_Generic | generic-deliverability | Generic_PGE_North_500_SSN | Reliability_Capacity_In_Model_Year | System RA | Northern_California_Flow_Battery_31_Generic | 0.5 | 0.5 | 0.5 | 0.5 | 0.5 | 0.5 | 0.5 | 0.5 | 0.5 | 0.5 | 0.5 | 0.5 | 0.5 | 0.5 | 0.5 | 0.5 | 0.5 | 0.5 | 0.5 | 0.5 | 0.5 | 0.5 | 0.5 | 0.5 | 0.5 | 0.5 | 0.5 | 0.5 | 0.5 | 0.5 | 0.5
Northern_California_Flow_Battery_35_Generic | generic-deliverability | Generic_PGE_North_500_SSN | Reliability_Capacity_In_Model_Year | System RA | Northern_California_Flow_Battery_35_Generic | 0.5 | 0.5 | 0.5 | 0.5 | 0.5 | 0.5 | 0.5 | 0.5 | 0.5 | 0.5 | 0.5 | 0.5 | 0.5 | 0.5 | 0.5 | 0.5 | 0.5 | 0.5 | 0.5 | 0.5 | 0.5 | 0.5 | 0.5 | 0.5 | 0.5 | 0.5 | 0.5 | 0.5 | 0.5 | 0.5 | 0.5
Northern_California_Flow_Battery_38_Generic | generic-deliverability | Generic_PGE_North_500_SSN | Reliability_Capacity_In_Model_Year | System RA | Northern_California_Flow_Battery_38_Generic | 0.5 | 0.5 | 0.5 | 0.5 | 0.5 | 0.5 | 0.5 | 0.5 | 0.5 | 0.5 | 0.5 | 0.5 | 0.5 | 0.5 | 0.5 | 0.5 | 0.5 | 0.5 | 0.5 | 0.5 | 0.5 | 0.5 | 0.5 | 0.5 | 0.5 | 0.5 | 0.5 | 0.5 | 0.5 | 0.5 | 0.5
Northern_California_Flow_Battery_41_Generic | generic-deliverability | Generic_PGE_North_500_SSN | Reliability_Capacity_In_Model_Year | System RA | Northern_California_Flow_Battery_41_Generic | 0.5 | 0.5 | 0.5 | 0.5 | 0.5 | 0.5 | 0.5 | 0.5 | 0.5 | 0.5 | 0.5 | 0.5 | 0.5 | 0.5 | 0.5 | 0.5 | 0.5 | 0.5 | 0.5 | 0.5 | 0.5 | 0.5 | 0.5 | 0.5 | 0.5 | 0.5 | 0.5 | 0.5 | 0.5 | 0.5 | 0.5
Northern_California_Flow_Battery_44_Generic | generic-deliverability | Generic_PGE_North_500_SSN | Reliability_Capacity_In_Model_Year | System RA | Northern_California_Flow_Battery_44_Generic | 0.5 | 0.5 | 0.5 | 0.5 | 0.5 | 0.5 | 0.5 | 0.5 | 0.5 | 0.5 | 0.5 | 0.5 | 0.5 | 0.5 | 0.5 | 0.5 | 0.5 | 0.5 | 0.5 | 0.5 | 0.5 | 0.5 | 0.5 | 0.5 | 0.5 | 0.5 | 0.5 | 0.5 | 0.5 | 0.5 | 0.5
Northern_California_Flow_Battery_5_Generic | generic-deliverability | Generic_PGE_North_500_SSN | Reliability_Capacity_In_Model_Year | System RA | Northern_California_Flow_Battery_5_Generic | 0.5 | 0.5 | 0.5 | 0.5 | 0.5 | 0.5 | 0.5 | 0.5 | 0.5 | 0.5 | 0.5 | 0.5 | 0.5 | 0.5 | 0.5 | 0.5 | 0.5 | 0.5 | 0.5 | 0.5 | 0.5 | 0.5 | 0.5 | 0.5 | 0.5 | 0.5 | 0.5 | 0.5 | 0.5 | 0.5 | 0.5
Northern_California_Flow_Battery_51_Generic | generic-deliverability | Generic_PGE_North_500_SSN | Reliability_Capacity_In_Model_Year | System RA | Northern_California_Flow_Battery_51_Generic | 0.5 | 0.5 | 0.5 | 0.5 | 0.5 | 0.5 | 0.5 | 0.5 | 0.5 | 0.5 | 0.5 | 0.5 | 0.5 | 0.5 | 0.5 | 0.5 | 0.5 | 0.5 | 0.5 | 0.5 | 0.5 | 0.5 | 0.5 | 0.5 | 0.5 | 0.5 | 0.5 | 0.5 | 0.5 | 0.5 | 0.5
Northern_California_Flow_Battery_57_Generic | generic-deliverability | Generic_PGE_North_500_SSN | Reliability_Capacity_In_Model_Year | System RA | Northern_California_Flow_Battery_57_Generic | 0.5 | 0.5 | 0.5 | 0.5 | 0.5 | 0.5 | 0.5 | 0.5 | 0.5 | 0.5 | 0.5 | 0.5 | 0.5 | 0.5 | 0.5 | 0.5 | 0.5 | 0.5 | 0.5 | 0.5 | 0.5 | 0.5 | 0.5 | 0.5 | 0.5 | 0.5 | 0.5 | 0.5 | 0.5 | 0.5 | 0.5
Northern_California_Flow_Battery_68_Generic | generic-deliverability | Generic_PGE_North_500_SSN | Reliability_Capacity_In_Model_Year | System RA | Northern_California_Flow_Battery_68_Generic | 0.5 | 0.5 | 0.5 | 0.5 | 0.5 | 0.5 | 0.5 | 0.5 | 0.5 | 0.5 | 0.5 | 0.5 | 0.5 | 0.5 | 0.5 | 0.5 | 0.5 | 0.5 | 0.5 | 0.5 | 0.5 | 0.5 | 0.5 | 0.5 | 0.5 | 0.5 | 0.5 | 0.5 | 0.5 | 0.5 | 0.5
Northern_California_Flow_Battery_70_Generic | generic-deliverability | Generic_PGE_North_500_SSN | Reliability_Capacity_In_Model_Year | System RA | Northern_California_Flow_Battery_70_Generic | 0.5 | 0.5 | 0.5 | 0.5 | 0.5 | 0.5 | 0.5 | 0.5 | 0.5 | 0.5 | 0.5 | 0.5 | 0.5 | 0.5 | 0.5 | 0.5 | 0.5 | 0.5 | 0.5 | 0.5 | 0.5 | 0.5 | 0.5 | 0.5 | 0.5 | 0.5 | 0.5 | 0.5 | 0.5 | 0.5 | 0.5
Northern_California_Flow_Battery_73_Generic | generic-deliverability | Generic_PGE_North_500_SSN | Reliability_Capacity_In_Model_Year | System RA | Northern_California_Flow_Battery_73_Generic | 0.5 | 0.5 | 0.5 | 0.5 | 0.5 | 0.5 | 0.5 | 0.5 | 0.5 | 0.5 | 0.5 | 0.5 | 0.5 | 0.5 | 0.5 | 0.5 | 0.5 | 0.5 | 0.5 | 0.5 | 0.5 | 0.5 | 0.5 | 0.5 | 0.5 | 0.5 | 0.5 | 0.5 | 0.5 | 0.5 | 0.5
Northern_California_Flow_Battery_76_Generic | generic-deliverability | Generic_PGE_North_500_SSN | Reliability_Capacity_In_Model_Year | System RA | Northern_California_Flow_Battery_76_Generic | 0.5 | 0.5 | 0.5 | 0.5 | 0.5 | 0.5 | 0.5 | 0.5 | 0.5 | 0.5 | 0.5 | 0.5 | 0.5 | 0.5 | 0.5 | 0.5 | 0.5 | 0.5 | 0.5 | 0.5 | 0.5 | 0.5 | 0.5 | 0.5 | 0.5 | 0.5 | 0.5 | 0.5 | 0.5 | 0.5 | 0.5
Northern_California_Flow_Battery_80_Generic | generic-deliverability | Generic_PGE_North_500_SSN | Reliability_Capacity_In_Model_Year | System RA | Northern_California_Flow_Battery_80_Generic | 0.5 | 0.5 | 0.5 | 0.5 | 0.5 | 0.5 | 0.5 | 0.5 | 0.5 | 0.5 | 0.5 | 0.5 | 0.5 | 0.5 | 0.5 | 0.5 | 0.5 | 0.5 | 0.5 | 0.5 | 0.5 | 0.5 | 0.5 | 0.5 | 0.5 | 0.5 | 0.5 | 0.5 | 0.5 | 0.5 | 0.5
Northern_California_Flow_Battery_82_Generic | generic-deliverability | Generic_PGE_North_500_SSN | Reliability_Capacity_In_Model_Year | System RA | Northern_California_Flow_Battery_82_Generic | 0.5 | 0.5 | 0.5 | 0.5 | 0.5 | 0.5 | 0.5 | 0.5 | 0.5 | 0.5 | 0.5 | 0.5 | 0.5 | 0.5 | 0.5 | 0.5 | 0.5 | 0.5 | 0.5 | 0.5 | 0.5 | 0.5 | 0.5 | 0.5 | 0.5 | 0.5 | 0.5 | 0.5 | 0.5 | 0.5 | 0.5
Northern_California_Flow_Battery_83_Generic | generic-deliverability | Generic_PGE_North_500_SSN | Reliability_Capacity_In_Model_Year | System RA | Northern_California_Flow_Battery_83_Generic | 0.5 | 0.5 | 0.5 | 0.5 | 0.5 | 0.5 | 0.5 | 0.5 | 0.5 | 0.5 | 0.5 | 0.5 | 0.5 | 0.5 | 0.5 | 0.5 | 0.5 | 0.5 | 0.5 | 0.5 | 0.5 | 0.5 | 0.5 | 0.5 | 0.5 | 0.5 | 0.5 | 0.5 | 0.5 | 0.5 | 0.5
Northern_California_Flow_Battery_84_Generic | generic-deliverability | Generic_PGE_North_500_SSN | Reliability_Capacity_In_Model_Year | System RA | Northern_California_Flow_Battery_84_Generic | 0.5 | 0.5 | 0.5 | 0.5 | 0.5 | 0.5 | 0.5 | 0.5 | 0.5 | 0.5 | 0.5 | 0.5 | 0.5 | 0.5 | 0.5 | 0.5 | 0.5 | 0.5 | 0.5 | 0.5 | 0.5 | 0.5 | 0.5 | 0.5 | 0.5 | 0.5 | 0.5 | 0.5 | 0.5 | 0.5 | 0.5
Northern_California_Flow_Battery_85_Generic | generic-deliverability | Generic_PGE_North_500_SSN | Reliability_Capacity_In_Model_Year | System RA | Northern_California_Flow_Battery_85_Generic | 0.5 | 0.5 | 0.5 | 0.5 | 0.5 | 0.5 | 0.5 | 0.5 | 0.5 | 0.5 | 0.5 | 0.5 | 0.5 | 0.5 | 0.5 | 0.5 | 0.5 | 0.5 | 0.5 | 0.5 | 0.5 | 0.5 | 0.5 | 0.5 | 0.5 | 0.5 | 0.5 | 0.5 | 0.5 | 0.5 | 0.5
Northern_California_Flow_Battery_92_Generic | generic-deliverability | Generic_PGE_North_500_SSN | Reliability_Capacity_In_Model_Year | System RA | Northern_California_Flow_Battery_92_Generic | 0.5 | 0.5 | 0.5 | 0.5 | 0.5 | 0.5 | 0.5 | 0.5 | 0.5 | 0.5 | 0.5 | 0.5 | 0.5 | 0.5 | 0.5 | 0.5 | 0.5 | 0.5 | 0.5 | 0.5 | 0.5 | 0.5 | 0.5 | 0.5 | 0.5 | 0.5 | 0.5 | 0.5 | 0.5 | 0.5 | 0.5
Northern_California_Flow_Battery_94_Generic | generic-deliverability | Generic_PGE_North_500_SSN | Reliability_Capacity_In_Model_Year | System RA | Northern_California_Flow_Battery_94_Generic | 0.5 | 0.5 | 0.5 | 0.5 | 0.5 | 0.5 | 0.5 | 0.5 | 0.5 | 0.5 | 0.5 | 0.5 | 0.5 | 0.5 | 0.5 | 0.5 | 0.5 | 0.5 | 0.5 | 0.5 | 0.5 | 0.5 | 0.5 | 0.5 | 0.5 | 0.5 | 0.5 | 0.5 | 0.5 | 0.5 | 0.5
Northern_California_Flow_Battery_96_Generic | generic-deliverability | Generic_PGE_North_500_SSN | Reliability_Capacity_In_Model_Year | System RA | Northern_California_Flow_Battery_96_Generic | 0.5 | 0.5 | 0.5 | 0.5 | 0.5 | 0.5 | 0.5 | 0.5 | 0.5 | 0.5 | 0.5 | 0.5 | 0.5 | 0.5 | 0.5 | 0.5 | 0.5 | 0.5 | 0.5 | 0.5 | 0.5 | 0.5 | 0.5 | 0.5 | 0.5 | 0.5 | 0.5 | 0.5 | 0.5 | 0.5 | 0.5
Northern_California_Geothermal_100_Generic | generic-deliverability | Generic_PGE_North_500_SSN | Reliability_Capacity_In_Model_Year | System RA | Northern_California_Geothermal_100_Generic | 1 | 1 | 1 | 1 | 1 | 1 | 1 | 1 | 1 | 1 | 1 | 1 | 1 | 1 | 1 | 1 | 1 | 1 | 1 | 1 | 1 | 1 | 1 | 1 | 1 | 1 | 1 | 1 | 1 | 1 | 1
Northern_California_Geothermal_35_Generic | generic-deliverability | Generic_PGE_North_500_SSN | Reliability_Capacity_In_Model_Year | System RA | Northern_California_Geothermal_35_Generic | 1 | 1 | 1 | 1 | 1 | 1 | 1 | 1 | 1 | 1 | 1 | 1 | 1 | 1 | 1 | 1 | 1 | 1 | 1 | 1 | 1 | 1 | 1 | 1 | 1 | 1 | 1 | 1 | 1 | 1 | 1
Northern_California_Geothermal_5_Generic | generic-deliverability | Generic_PGE_North_500_SSN | Reliability_Capacity_In_Model_Year | System RA | Northern_California_Geothermal_5_Generic | 1 | 1 | 1 | 1 | 1 | 1 | 1 | 1 | 1 | 1 | 1 | 1 | 1 | 1 | 1 | 1 | 1 | 1 | 1 | 1 | 1 | 1 | 1 | 1 | 1 | 1 | 1 | 1 | 1 | 1 | 1
Northern_California_Geothermal_70_Generic | generic-deliverability | Generic_PGE_North_500_SSN | Reliability_Capacity_In_Model_Year | System RA | Northern_California_Geothermal_70_Generic | 1 | 1 | 1 | 1 | 1 | 1 | 1 | 1 | 1 | 1 | 1 | 1 | 1 | 1 | 1 | 1 | 1 | 1 | 1 | 1 | 1 | 1 | 1 | 1 | 1 | 1 | 1 | 1 | 1 | 1 | 1
Northern_California_Li_Battery_4hr_100_Generic | generic-deliverability | Generic_PGE_North_500_SSN | Reliability_Capacity_In_Model_Year | System RA | Northern_California_Li_Battery_4hr_100_Generic | 0.5 | 0.5 | 0.5 | 0.5 | 0.5 | 0.5 | 0.5 | 0.5 | 0.5 | 0.5 | 0.5 | 0.5 | 0.5 | 0.5 | 0.5 | 0.5 | 0.5 | 0.5 | 0.5 | 0.5 | 0.5 | 0.5 | 0.5 | 0.5 | 0.5 | 0.5 | 0.5 | 0.5 | 0.5 | 0.5 | 0.5
Northern_California_Li_Battery_4hr_112_Generic | generic-deliverability | Generic_PGE_North_500_SSN | Reliability_Capacity_In_Model_Year | System RA | Northern_California_Li_Battery_4hr_112_Generic | 0.5 | 0.5 | 0.5 | 0.5 | 0.5 | 0.5 | 0.5 | 0.5 | 0.5 | 0.5 | 0.5 | 0.5 | 0.5 | 0.5 | 0.5 | 0.5 | 0.5 | 0.5 | 0.5 | 0.5 | 0.5 | 0.5 | 0.5 | 0.5 | 0.5 | 0.5 | 0.5 | 0.5 | 0.5 | 0.5 | 0.5
Northern_California_Li_Battery_4hr_113_Generic | generic-deliverability | Generic_PGE_North_500_SSN | Reliability_Capacity_In_Model_Year | System RA | Northern_California_Li_Battery_4hr_113_Generic | 0.5 | 0.5 | 0.5 | 0.5 | 0.5 | 0.5 | 0.5 | 0.5 | 0.5 | 0.5 | 0.5 | 0.5 | 0.5 | 0.5 | 0.5 | 0.5 | 0.5 | 0.5 | 0.5 | 0.5 | 0.5 | 0.5 | 0.5 | 0.5 | 0.5 | 0.5 | 0.5 | 0.5 | 0.5 | 0.5 | 0.5
Northern_California_Li_Battery_4hr_114_Generic | generic-deliverability | Generic_PGE_North_500_SSN | Reliability_Capacity_In_Model_Year | System RA | Northern_California_Li_Battery_4hr_114_Generic | 0.5 | 0.5 | 0.5 | 0.5 | 0.5 | 0.5 | 0.5 | 0.5 | 0.5 | 0.5 | 0.5 | 0.5 | 0.5 | 0.5 | 0.5 | 0.5 | 0.5 | 0.5 | 0.5 | 0.5 | 0.5 | 0.5 | 0.5 | 0.5 | 0.5 | 0.5 | 0.5 | 0.5 | 0.5 | 0.5 | 0.5
Northern_California_Li_Battery_4hr_116_Generic | generic-deliverability | Generic_PGE_North_500_SSN | Reliability_Capacity_In_Model_Year | System RA | Northern_California_Li_Battery_4hr_116_Generic | 0.5 | 0.5 | 0.5 | 0.5 | 0.5 | 0.5 | 0.5 | 0.5 | 0.5 | 0.5 | 0.5 | 0.5 | 0.5 | 0.5 | 0.5 | 0.5 | 0.5 | 0.5 | 0.5 | 0.5 | 0.5 | 0.5 | 0.5 | 0.5 | 0.5 | 0.5 | 0.5 | 0.5 | 0.5 | 0.5 | 0.5
Northern_California_Li_Battery_4hr_121_Generic | generic-deliverability | Generic_PGE_North_500_SSN | Reliability_Capacity_In_Model_Year | System RA | Northern_California_Li_Battery_4hr_121_Generic | 0.5 | 0.5 | 0.5 | 0.5 | 0.5 | 0.5 | 0.5 | 0.5 | 0.5 | 0.5 | 0.5 | 0.5 | 0.5 | 0.5 | 0.5 | 0.5 | 0.5 | 0.5 | 0.5 | 0.5 | 0.5 | 0.5 | 0.5 | 0.5 | 0.5 | 0.5 | 0.5 | 0.5 | 0.5 | 0.5 | 0.5
Northern_California_Li_Battery_4hr_122_Generic | generic-deliverability | Generic_PGE_North_500_SSN | Reliability_Capacity_In_Model_Year | System RA | Northern_California_Li_Battery_4hr_122_Generic | 0.5 | 0.5 | 0.5 | 0.5 | 0.5 | 0.5 | 0.5 | 0.5 | 0.5 | 0.5 | 0.5 | 0.5 | 0.5 | 0.5 | 0.5 | 0.5 | 0.5 | 0.5 | 0.5 | 0.5 | 0.5 | 0.5 | 0.5 | 0.5 | 0.5 | 0.5 | 0.5 | 0.5 | 0.5 | 0.5 | 0.5
Northern_California_Li_Battery_4hr_126_Generic | generic-deliverability | Generic_PGE_North_500_SSN | Reliability_Capacity_In_Model_Year | System RA | Northern_California_Li_Battery_4hr_126_Generic | 0.5 | 0.5 | 0.5 | 0.5 | 0.5 | 0.5 | 0.5 | 0.5 | 0.5 | 0.5 | 0.5 | 0.5 | 0.5 | 0.5 | 0.5 | 0.5 | 0.5 | 0.5 | 0.5 | 0.5 | 0.5 | 0.5 | 0.5 | 0.5 | 0.5 | 0.5 | 0.5 | 0.5 | 0.5 | 0.5 | 0.5
Northern_California_Li_Battery_4hr_127_Generic | generic-deliverability | Generic_PGE_North_500_SSN | Reliability_Capacity_In_Model_Year | System RA | Northern_California_Li_Battery_4hr_127_Generic | 0.5 | 0.5 | 0.5 | 0.5 | 0.5 | 0.5 | 0.5 | 0.5 | 0.5 | 0.5 | 0.5 | 0.5 | 0.5 | 0.5 | 0.5 | 0.5 | 0.5 | 0.5 | 0.5 | 0.5 | 0.5 | 0.5 | 0.5 | 0.5 | 0.5 | 0.5 | 0.5 | 0.5 | 0.5 | 0.5 | 0.5
Northern_California_Li_Battery_4hr_132_Generic | generic-deliverability | Generic_PGE_North_500_SSN | Reliability_Capacity_In_Model_Year | System RA | Northern_California_Li_Battery_4hr_132_Generic | 0.5 | 0.5 | 0.5 | 0.5 | 0.5 | 0.5 | 0.5 | 0.5 | 0.5 | 0.5 | 0.5 | 0.5 | 0.5 | 0.5 | 0.5 | 0.5 | 0.5 | 0.5 | 0.5 | 0.5 | 0.5 | 0.5 | 0.5 | 0.5 | 0.5 | 0.5 | 0.5 | 0.5 | 0.5 | 0.5 | 0.5
Northern_California_Li_Battery_4hr_135_Generic | generic-deliverability | Generic_PGE_North_500_SSN | Reliability_Capacity_In_Model_Year | System RA | Northern_California_Li_Battery_4hr_135_Generic | 0.5 | 0.5 | 0.5 | 0.5 | 0.5 | 0.5 | 0.5 | 0.5 | 0.5 | 0.5 | 0.5 | 0.5 | 0.5 | 0.5 | 0.5 | 0.5 | 0.5 | 0.5 | 0.5 | 0.5 | 0.5 | 0.5 | 0.5 | 0.5 | 0.5 | 0.5 | 0.5 | 0.5 | 0.5 | 0.5 | 0.5
Northern_California_Li_Battery_4hr_138_Generic | generic-deliverability | Generic_PGE_North_500_SSN | Reliability_Capacity_In_Model_Year | System RA | Northern_California_Li_Battery_4hr_138_Generic | 0.5 | 0.5 | 0.5 | 0.5 | 0.5 | 0.5 | 0.5 | 0.5 | 0.5 | 0.5 | 0.5 | 0.5 | 0.5 | 0.5 | 0.5 | 0.5 | 0.5 | 0.5 | 0.5 | 0.5 | 0.5 | 0.5 | 0.5 | 0.5 | 0.5 | 0.5 | 0.5 | 0.5 | 0.5 | 0.5 | 0.5
Northern_California_Li_Battery_4hr_141_Generic | generic-deliverability | Generic_PGE_North_500_SSN | Reliability_Capacity_In_Model_Year | System RA | Northern_California_Li_Battery_4hr_141_Generic | 0.5 | 0.5 | 0.5 | 0.5 | 0.5 | 0.5 | 0.5 | 0.5 | 0.5 | 0.5 | 0.5 | 0.5 | 0.5 | 0.5 | 0.5 | 0.5 | 0.5 | 0.5 | 0.5 | 0.5 | 0.5 | 0.5 | 0.5 | 0.5 | 0.5 | 0.5 | 0.5 | 0.5 | 0.5 | 0.5 | 0.5
Northern_California_Li_Battery_4hr_144_Generic | generic-deliverability | Generic_PGE_North_500_SSN | Reliability_Capacity_In_Model_Year | System RA | Northern_California_Li_Battery_4hr_144_Generic | 0.5 | 0.5 | 0.5 | 0.5 | 0.5 | 0.5 | 0.5 | 0.5 | 0.5 | 0.5 | 0.5 | 0.5 | 0.5 | 0.5 | 0.5 | 0.5 | 0.5 | 0.5 | 0.5 | 0.5 | 0.5 | 0.5 | 0.5 | 0.5 | 0.5 | 0.5 | 0.5 | 0.5 | 0.5 | 0.5 | 0.5
Northern_California_Li_Battery_4hr_149_Generic | generic-deliverability | Generic_PGE_North_500_SSN | Reliability_Capacity_In_Model_Year | System RA | Northern_California_Li_Battery_4hr_149_Generic | 0.5 | 0.5 | 0.5 | 0.5 | 0.5 | 0.5 | 0.5 | 0.5 | 0.5 | 0.5 | 0.5 | 0.5 | 0.5 | 0.5 | 0.5 | 0.5 | 0.5 | 0.5 | 0.5 | 0.5 | 0.5 | 0.5 | 0.5 | 0.5 | 0.5 | 0.5 | 0.5 | 0.5 | 0.5 | 0.5 | 0.5
Northern_California_Li_Battery_4hr_150_Generic | generic-deliverability | Generic_PGE_North_500_SSN | Reliability_Capacity_In_Model_Year | System RA | Northern_California_Li_Battery_4hr_150_Generic | 0.5 | 0.5 | 0.5 | 0.5 | 0.5 | 0.5 | 0.5 | 0.5 | 0.5 | 0.5 | 0.5 | 0.5 | 0.5 | 0.5 | 0.5 | 0.5 | 0.5 | 0.5 | 0.5 | 0.5 | 0.5 | 0.5 | 0.5 | 0.5 | 0.5 | 0.5 | 0.5 | 0.5 | 0.5 | 0.5 | 0.5
Northern_California_Li_Battery_4hr_155_Generic | generic-deliverability | Generic_PGE_North_500_SSN | Reliability_Capacity_In_Model_Year | System RA | Northern_California_Li_Battery_4hr_155_Generic | 0.5 | 0.5 | 0.5 | 0.5 | 0.5 | 0.5 | 0.5 | 0.5 | 0.5 | 0.5 | 0.5 | 0.5 | 0.5 | 0.5 | 0.5 | 0.5 | 0.5 | 0.5 | 0.5 | 0.5 | 0.5 | 0.5 | 0.5 | 0.5 | 0.5 | 0.5 | 0.5 | 0.5 | 0.5 | 0.5 | 0.5
Northern_California_Li_Battery_4hr_157_Generic | generic-deliverability | Generic_PGE_North_500_SSN | Reliability_Capacity_In_Model_Year | System RA | Northern_California_Li_Battery_4hr_157_Generic | 0.5 | 0.5 | 0.5 | 0.5 | 0.5 | 0.5 | 0.5 | 0.5 | 0.5 | 0.5 | 0.5 | 0.5 | 0.5 | 0.5 | 0.5 | 0.5 | 0.5 | 0.5 | 0.5 | 0.5 | 0.5 | 0.5 | 0.5 | 0.5 | 0.5 | 0.5 | 0.5 | 0.5 | 0.5 | 0.5 | 0.5
Northern_California_Li_Battery_4hr_158_Generic | generic-deliverability | Generic_PGE_North_500_SSN | Reliability_Capacity_In_Model_Year | System RA | Northern_California_Li_Battery_4hr_158_Generic | 0.5 | 0.5 | 0.5 | 0.5 | 0.5 | 0.5 | 0.5 | 0.5 | 0.5 | 0.5 | 0.5 | 0.5 | 0.5 | 0.5 | 0.5 | 0.5 | 0.5 | 0.5 | 0.5 | 0.5 | 0.5 | 0.5 | 0.5 | 0.5 | 0.5 | 0.5 | 0.5 | 0.5 | 0.5 | 0.5 | 0.5
Northern_California_Li_Battery_4hr_159_Generic | generic-deliverability | Generic_PGE_North_500_SSN | Reliability_Capacity_In_Model_Year | System RA | Northern_California_Li_Battery_4hr_159_Generic | 0.5 | 0.5 | 0.5 | 0.5 | 0.5 | 0.5 | 0.5 | 0.5 | 0.5 | 0.5 | 0.5 | 0.5 | 0.5 | 0.5 | 0.5 | 0.5 | 0.5 | 0.5 | 0.5 | 0.5 | 0.5 | 0.5 | 0.5 | 0.5 | 0.5 | 0.5 | 0.5 | 0.5 | 0.5 | 0.5 | 0.5
Northern_California_Li_Battery_4hr_166_Generic | generic-deliverability | Generic_PGE_North_500_SSN | Reliability_Capacity_In_Model_Year | System RA | Northern_California_Li_Battery_4hr_166_Generic | 0.5 | 0.5 | 0.5 | 0.5 | 0.5 | 0.5 | 0.5 | 0.5 | 0.5 | 0.5 | 0.5 | 0.5 | 0.5 | 0.5 | 0.5 | 0.5 | 0.5 | 0.5 | 0.5 | 0.5 | 0.5 | 0.5 | 0.5 | 0.5 | 0.5 | 0.5 | 0.5 | 0.5 | 0.5 | 0.5 | 0.5
Northern_California_Li_Battery_4hr_172_Generic | generic-deliverability | Generic_PGE_North_500_SSN | Reliability_Capacity_In_Model_Year | System RA | Northern_California_Li_Battery_4hr_172_Generic | 0.5 | 0.5 | 0.5 | 0.5 | 0.5 | 0.5 | 0.5 | 0.5 | 0.5 | 0.5 | 0.5 | 0.5 | 0.5 | 0.5 | 0.5 | 0.5 | 0.5 | 0.5 | 0.5 | 0.5 | 0.5 | 0.5 | 0.5 | 0.5 | 0.5 | 0.5 | 0.5 | 0.5 | 0.5 | 0.5 | 0.5
Northern_California_Li_Battery_4hr_178_Generic | generic-deliverability | Generic_PGE_North_500_SSN | Reliability_Capacity_In_Model_Year | System RA | Northern_California_Li_Battery_4hr_178_Generic | 0.5 | 0.5 | 0.5 | 0.5 | 0.5 | 0.5 | 0.5 | 0.5 | 0.5 | 0.5 | 0.5 | 0.5 | 0.5 | 0.5 | 0.5 | 0.5 | 0.5 | 0.5 | 0.5 | 0.5 | 0.5 | 0.5 | 0.5 | 0.5 | 0.5 | 0.5 | 0.5 | 0.5 | 0.5 | 0.5 | 0.5
Northern_California_Li_Battery_4hr_179_Generic | generic-deliverability | Generic_PGE_North_500_SSN | Reliability_Capacity_In_Model_Year | System RA | Northern_California_Li_Battery_4hr_179_Generic | 0.5 | 0.5 | 0.5 | 0.5 | 0.5 | 0.5 | 0.5 | 0.5 | 0.5 | 0.5 | 0.5 | 0.5 | 0.5 | 0.5 | 0.5 | 0.5 | 0.5 | 0.5 | 0.5 | 0.5 | 0.5 | 0.5 | 0.5 | 0.5 | 0.5 | 0.5 | 0.5 | 0.5 | 0.5 | 0.5 | 0.5
Northern_California_Li_Battery_4hr_180_Generic | generic-deliverability | Generic_PGE_North_500_SSN | Reliability_Capacity_In_Model_Year | System RA | Northern_California_Li_Battery_4hr_180_Generic | 0.5 | 0.5 | 0.5 | 0.5 | 0.5 | 0.5 | 0.5 | 0.5 | 0.5 | 0.5 | 0.5 | 0.5 | 0.5 | 0.5 | 0.5 | 0.5 | 0.5 | 0.5 | 0.5 | 0.5 | 0.5 | 0.5 | 0.5 | 0.5 | 0.5 | 0.5 | 0.5 | 0.5 | 0.5 | 0.5 | 0.5
Northern_California_Li_Battery_4hr_25_Generic | generic-deliverability | Generic_PGE_North_500_SSN | Reliability_Capacity_In_Model_Year | System RA | Northern_California_Li_Battery_4hr_25_Generic | 0.5 | 0.5 | 0.5 | 0.5 | 0.5 | 0.5 | 0.5 | 0.5 | 0.5 | 0.5 | 0.5 | 0.5 | 0.5 | 0.5 | 0.5 | 0.5 | 0.5 | 0.5 | 0.5 | 0.5 | 0.5 | 0.5 | 0.5 | 0.5 | 0.5 | 0.5 | 0.5 | 0.5 | 0.5 | 0.5 | 0.5
Northern_California_Li_Battery_4hr_26_Generic | generic-deliverability | Generic_PGE_North_500_SSN | Reliability_Capacity_In_Model_Year | System RA | Northern_California_Li_Battery_4hr_26_Generic | 0.5 | 0.5 | 0.5 | 0.5 | 0.5 | 0.5 | 0.5 | 0.5 | 0.5 | 0.5 | 0.5 | 0.5 | 0.5 | 0.5 | 0.5 | 0.5 | 0.5 | 0.5 | 0.5 | 0.5 | 0.5 | 0.5 | 0.5 | 0.5 | 0.5 | 0.5 | 0.5 | 0.5 | 0.5 | 0.5 | 0.5
Northern_California_Li_Battery_4hr_29_Generic | generic-deliverability | Generic_PGE_North_500_SSN | Reliability_Capacity_In_Model_Year | System RA | Northern_California_Li_Battery_4hr_29_Generic | 0.5 | 0.5 | 0.5 | 0.5 | 0.5 | 0.5 | 0.5 | 0.5 | 0.5 | 0.5 | 0.5 | 0.5 | 0.5 | 0.5 | 0.5 | 0.5 | 0.5 | 0.5 | 0.5 | 0.5 | 0.5 | 0.5 | 0.5 | 0.5 | 0.5 | 0.5 | 0.5 | 0.5 | 0.5 | 0.5 | 0.5
Northern_California_Li_Battery_4hr_31_Generic | generic-deliverability | Generic_PGE_North_500_SSN | Reliability_Capacity_In_Model_Year | System RA | Northern_California_Li_Battery_4hr_31_Generic | 0.5 | 0.5 | 0.5 | 0.5 | 0.5 | 0.5 | 0.5 | 0.5 | 0.5 | 0.5 | 0.5 | 0.5 | 0.5 | 0.5 | 0.5 | 0.5 | 0.5 | 0.5 | 0.5 | 0.5 | 0.5 | 0.5 | 0.5 | 0.5 | 0.5 | 0.5 | 0.5 | 0.5 | 0.5 | 0.5 | 0.5
Northern_California_Li_Battery_4hr_35_Generic | generic-deliverability | Generic_PGE_North_500_SSN | Reliability_Capacity_In_Model_Year | System RA | Northern_California_Li_Battery_4hr_35_Generic | 0.5 | 0.5 | 0.5 | 0.5 | 0.5 | 0.5 | 0.5 | 0.5 | 0.5 | 0.5 | 0.5 | 0.5 | 0.5 | 0.5 | 0.5 | 0.5 | 0.5 | 0.5 | 0.5 | 0.5 | 0.5 | 0.5 | 0.5 | 0.5 | 0.5 | 0.5 | 0.5 | 0.5 | 0.5 | 0.5 | 0.5
Northern_California_Li_Battery_4hr_38_Generic | generic-deliverability | Generic_PGE_North_500_SSN | Reliability_Capacity_In_Model_Year | System RA | Northern_California_Li_Battery_4hr_38_Generic | 0.5 | 0.5 | 0.5 | 0.5 | 0.5 | 0.5 | 0.5 | 0.5 | 0.5 | 0.5 | 0.5 | 0.5 | 0.5 | 0.5 | 0.5 | 0.5 | 0.5 | 0.5 | 0.5 | 0.5 | 0.5 | 0.5 | 0.5 | 0.5 | 0.5 | 0.5 | 0.5 | 0.5 | 0.5 | 0.5 | 0.5
Northern_California_Li_Battery_4hr_41_Generic | generic-deliverability | Generic_PGE_North_500_SSN | Reliability_Capacity_In_Model_Year | System RA | Northern_California_Li_Battery_4hr_41_Generic | 0.5 | 0.5 | 0.5 | 0.5 | 0.5 | 0.5 | 0.5 | 0.5 | 0.5 | 0.5 | 0.5 | 0.5 | 0.5 | 0.5 | 0.5 | 0.5 | 0.5 | 0.5 | 0.5 | 0.5 | 0.5 | 0.5 | 0.5 | 0.5 | 0.5 | 0.5 | 0.5 | 0.5 | 0.5 | 0.5 | 0.5
Northern_California_Li_Battery_4hr_44_Generic | generic-deliverability | Generic_PGE_North_500_SSN | Reliability_Capacity_In_Model_Year | System RA | Northern_California_Li_Battery_4hr_44_Generic | 0.5 | 0.5 | 0.5 | 0.5 | 0.5 | 0.5 | 0.5 | 0.5 | 0.5 | 0.5 | 0.5 | 0.5 | 0.5 | 0.5 | 0.5 | 0.5 | 0.5 | 0.5 | 0.5 | 0.5 | 0.5 | 0.5 | 0.5 | 0.5 | 0.5 | 0.5 | 0.5 | 0.5 | 0.5 | 0.5 | 0.5
Northern_California_Li_Battery_4hr_5_Generic | generic-deliverability | Generic_PGE_North_500_SSN | Reliability_Capacity_In_Model_Year | System RA | Northern_California_Li_Battery_4hr_5_Generic | 0.5 | 0.5 | 0.5 | 0.5 | 0.5 | 0.5 | 0.5 | 0.5 | 0.5 | 0.5 | 0.5 | 0.5 | 0.5 | 0.5 | 0.5 | 0.5 | 0.5 | 0.5 | 0.5 | 0.5 | 0.5 | 0.5 | 0.5 | 0.5 | 0.5 | 0.5 | 0.5 | 0.5 | 0.5 | 0.5 | 0.5
Northern_California_Li_Battery_4hr_51_Generic | generic-deliverability | Generic_PGE_North_500_SSN | Reliability_Capacity_In_Model_Year | System RA | Northern_California_Li_Battery_4hr_51_Generic | 0.5 | 0.5 | 0.5 | 0.5 | 0.5 | 0.5 | 0.5 | 0.5 | 0.5 | 0.5 | 0.5 | 0.5 | 0.5 | 0.5 | 0.5 | 0.5 | 0.5 | 0.5 | 0.5 | 0.5 | 0.5 | 0.5 | 0.5 | 0.5 | 0.5 | 0.5 | 0.5 | 0.5 | 0.5 | 0.5 | 0.5
Northern_California_Li_Battery_4hr_57_Generic | generic-deliverability | Generic_PGE_North_500_SSN | Reliability_Capacity_In_Model_Year | System RA | Northern_California_Li_Battery_4hr_57_Generic | 0.5 | 0.5 | 0.5 | 0.5 | 0.5 | 0.5 | 0.5 | 0.5 | 0.5 | 0.5 | 0.5 | 0.5 | 0.5 | 0.5 | 0.5 | 0.5 | 0.5 | 0.5 | 0.5 | 0.5 | 0.5 | 0.5 | 0.5 | 0.5 | 0.5 | 0.5 | 0.5 | 0.5 | 0.5 | 0.5 | 0.5
Northern_California_Li_Battery_4hr_68_Generic | generic-deliverability | Generic_PGE_North_500_SSN | Reliability_Capacity_In_Model_Year | System RA | Northern_California_Li_Battery_4hr_68_Generic | 0.5 | 0.5 | 0.5 | 0.5 | 0.5 | 0.5 | 0.5 | 0.5 | 0.5 | 0.5 | 0.5 | 0.5 | 0.5 | 0.5 | 0.5 | 0.5 | 0.5 | 0.5 | 0.5 | 0.5 | 0.5 | 0.5 | 0.5 | 0.5 | 0.5 | 0.5 | 0.5 | 0.5 | 0.5 | 0.5 | 0.5
Northern_California_Li_Battery_4hr_70_Generic | generic-deliverability | Generic_PGE_North_500_SSN | Reliability_Capacity_In_Model_Year | System RA | Northern_California_Li_Battery_4hr_70_Generic | 0.5 | 0.5 | 0.5 | 0.5 | 0.5 | 0.5 | 0.5 | 0.5 | 0.5 | 0.5 | 0.5 | 0.5 | 0.5 | 0.5 | 0.5 | 0.5 | 0.5 | 0.5 | 0.5 | 0.5 | 0.5 | 0.5 | 0.5 | 0.5 | 0.5 | 0.5 | 0.5 | 0.5 | 0.5 | 0.5 | 0.5
Northern_California_Li_Battery_4hr_73_Generic | generic-deliverability | Generic_PGE_North_500_SSN | Reliability_Capacity_In_Model_Year | System RA | Northern_California_Li_Battery_4hr_73_Generic | 0.5 | 0.5 | 0.5 | 0.5 | 0.5 | 0.5 | 0.5 | 0.5 | 0.5 | 0.5 | 0.5 | 0.5 | 0.5 | 0.5 | 0.5 | 0.5 | 0.5 | 0.5 | 0.5 | 0.5 | 0.5 | 0.5 | 0.5 | 0.5 | 0.5 | 0.5 | 0.5 | 0.5 | 0.5 | 0.5 | 0.5
Northern_California_Li_Battery_4hr_76_Generic | generic-deliverability | Generic_PGE_North_500_SSN | Reliability_Capacity_In_Model_Year | System RA | Northern_California_Li_Battery_4hr_76_Generic | 0.5 | 0.5 | 0.5 | 0.5 | 0.5 | 0.5 | 0.5 | 0.5 | 0.5 | 0.5 | 0.5 | 0.5 | 0.5 | 0.5 | 0.5 | 0.5 | 0.5 | 0.5 | 0.5 | 0.5 | 0.5 | 0.5 | 0.5 | 0.5 | 0.5 | 0.5 | 0.5 | 0.5 | 0.5 | 0.5 | 0.5
Northern_California_Li_Battery_4hr_80_Generic | generic-deliverability | Generic_PGE_North_500_SSN | Reliability_Capacity_In_Model_Year | System RA | Northern_California_Li_Battery_4hr_80_Generic | 0.5 | 0.5 | 0.5 | 0.5 | 0.5 | 0.5 | 0.5 | 0.5 | 0.5 | 0.5 | 0.5 | 0.5 | 0.5 | 0.5 | 0.5 | 0.5 | 0.5 | 0.5 | 0.5 | 0.5 | 0.5 | 0.5 | 0.5 | 0.5 | 0.5 | 0.5 | 0.5 | 0.5 | 0.5 | 0.5 | 0.5
Northern_California_Li_Battery_4hr_82_Generic | generic-deliverability | Generic_PGE_North_500_SSN | Reliability_Capacity_In_Model_Year | System RA | Northern_California_Li_Battery_4hr_82_Generic | 0.5 | 0.5 | 0.5 | 0.5 | 0.5 | 0.5 | 0.5 | 0.5 | 0.5 | 0.5 | 0.5 | 0.5 | 0.5 | 0.5 | 0.5 | 0.5 | 0.5 | 0.5 | 0.5 | 0.5 | 0.5 | 0.5 | 0.5 | 0.5 | 0.5 | 0.5 | 0.5 | 0.5 | 0.5 | 0.5 | 0.5
Northern_California_Li_Battery_4hr_83_Generic | generic-deliverability | Generic_PGE_North_500_SSN | Reliability_Capacity_In_Model_Year | System RA | Northern_California_Li_Battery_4hr_83_Generic | 0.5 | 0.5 | 0.5 | 0.5 | 0.5 | 0.5 | 0.5 | 0.5 | 0.5 | 0.5 | 0.5 | 0.5 | 0.5 | 0.5 | 0.5 | 0.5 | 0.5 | 0.5 | 0.5 | 0.5 | 0.5 | 0.5 | 0.5 | 0.5 | 0.5 | 0.5 | 0.5 | 0.5 | 0.5 | 0.5 | 0.5
Northern_California_Li_Battery_4hr_84_Generic | generic-deliverability | Generic_PGE_North_500_SSN | Reliability_Capacity_In_Model_Year | System RA | Northern_California_Li_Battery_4hr_84_Generic | 0.5 | 0.5 | 0.5 | 0.5 | 0.5 | 0.5 | 0.5 | 0.5 | 0.5 | 0.5 | 0.5 | 0.5 | 0.5 | 0.5 | 0.5 | 0.5 | 0.5 | 0.5 | 0.5 | 0.5 | 0.5 | 0.5 | 0.5 | 0.5 | 0.5 | 0.5 | 0.5 | 0.5 | 0.5 | 0.5 | 0.5
Northern_California_Li_Battery_4hr_85_Generic | generic-deliverability | Generic_PGE_North_500_SSN | Reliability_Capacity_In_Model_Year | System RA | Northern_California_Li_Battery_4hr_85_Generic | 0.5 | 0.5 | 0.5 | 0.5 | 0.5 | 0.5 | 0.5 | 0.5 | 0.5 | 0.5 | 0.5 | 0.5 | 0.5 | 0.5 | 0.5 | 0.5 | 0.5 | 0.5 | 0.5 | 0.5 | 0.5 | 0.5 | 0.5 | 0.5 | 0.5 | 0.5 | 0.5 | 0.5 | 0.5 | 0.5 | 0.5
Northern_California_Li_Battery_4hr_92_Generic | generic-deliverability | Generic_PGE_North_500_SSN | Reliability_Capacity_In_Model_Year | System RA | Northern_California_Li_Battery_4hr_92_Generic | 0.5 | 0.5 | 0.5 | 0.5 | 0.5 | 0.5 | 0.5 | 0.5 | 0.5 | 0.5 | 0.5 | 0.5 | 0.5 | 0.5 | 0.5 | 0.5 | 0.5 | 0.5 | 0.5 | 0.5 | 0.5 | 0.5 | 0.5 | 0.5 | 0.5 | 0.5 | 0.5 | 0.5 | 0.5 | 0.5 | 0.5
Northern_California_Li_Battery_4hr_94_Generic | generic-deliverability | Generic_PGE_North_500_SSN | Reliability_Capacity_In_Model_Year | System RA | Northern_California_Li_Battery_4hr_94_Generic | 0.5 | 0.5 | 0.5 | 0.5 | 0.5 | 0.5 | 0.5 | 0.5 | 0.5 | 0.5 | 0.5 | 0.5 | 0.5 | 0.5 | 0.5 | 0.5 | 0.5 | 0.5 | 0.5 | 0.5 | 0.5 | 0.5 | 0.5 | 0.5 | 0.5 | 0.5 | 0.5 | 0.5 | 0.5 | 0.5 | 0.5
Northern_California_Li_Battery_4hr_96_Generic | generic-deliverability | Generic_PGE_North_500_SSN | Reliability_Capacity_In_Model_Year | System RA | Northern_California_Li_Battery_4hr_96_Generic | 0.5 | 0.5 | 0.5 | 0.5 | 0.5 | 0.5 | 0.5 | 0.5 | 0.5 | 0.5 | 0.5 | 0.5 | 0.5 | 0.5 | 0.5 | 0.5 | 0.5 | 0.5 | 0.5 | 0.5 | 0.5 | 0.5 | 0.5 | 0.5 | 0.5 | 0.5 | 0.5 | 0.5 | 0.5 | 0.5 | 0.5
Northern_California_Li_Battery_8hr_100_Generic | generic-deliverability | Generic_PGE_North_500_SSN | Reliability_Capacity_In_Model_Year | System RA | Northern_California_Li_Battery_8hr_100_Generic | 0.5 | 0.5 | 0.5 | 0.5 | 0.5 | 0.5 | 0.5 | 0.5 | 0.5 | 0.5 | 0.5 | 0.5 | 0.5 | 0.5 | 0.5 | 0.5 | 0.5 | 0.5 | 0.5 | 0.5 | 0.5 | 0.5 | 0.5 | 0.5 | 0.5 | 0.5 | 0.5 | 0.5 | 0.5 | 0.5 | 0.5
Northern_California_Li_Battery_8hr_112_Generic | generic-deliverability | Generic_PGE_North_500_SSN | Reliability_Capacity_In_Model_Year | System RA | Northern_California_Li_Battery_8hr_112_Generic | 0.5 | 0.5 | 0.5 | 0.5 | 0.5 | 0.5 | 0.5 | 0.5 | 0.5 | 0.5 | 0.5 | 0.5 | 0.5 | 0.5 | 0.5 | 0.5 | 0.5 | 0.5 | 0.5 | 0.5 | 0.5 | 0.5 | 0.5 | 0.5 | 0.5 | 0.5 | 0.5 | 0.5 | 0.5 | 0.5 | 0.5
Northern_California_Li_Battery_8hr_113_Generic | generic-deliverability | Generic_PGE_North_500_SSN | Reliability_Capacity_In_Model_Year | System RA | Northern_California_Li_Battery_8hr_113_Generic | 0.5 | 0.5 | 0.5 | 0.5 | 0.5 | 0.5 | 0.5 | 0.5 | 0.5 | 0.5 | 0.5 | 0.5 | 0.5 | 0.5 | 0.5 | 0.5 | 0.5 | 0.5 | 0.5 | 0.5 | 0.5 | 0.5 | 0.5 | 0.5 | 0.5 | 0.5 | 0.5 | 0.5 | 0.5 | 0.5 | 0.5
Northern_California_Li_Battery_8hr_114_Generic | generic-deliverability | Generic_PGE_North_500_SSN | Reliability_Capacity_In_Model_Year | System RA | Northern_California_Li_Battery_8hr_114_Generic | 0.5 | 0.5 | 0.5 | 0.5 | 0.5 | 0.5 | 0.5 | 0.5 | 0.5 | 0.5 | 0.5 | 0.5 | 0.5 | 0.5 | 0.5 | 0.5 | 0.5 | 0.5 | 0.5 | 0.5 | 0.5 | 0.5 | 0.5 | 0.5 | 0.5 | 0.5 | 0.5 | 0.5 | 0.5 | 0.5 | 0.5
Northern_California_Li_Battery_8hr_116_Generic | generic-deliverability | Generic_PGE_North_500_SSN | Reliability_Capacity_In_Model_Year | System RA | Northern_California_Li_Battery_8hr_116_Generic | 0.5 | 0.5 | 0.5 | 0.5 | 0.5 | 0.5 | 0.5 | 0.5 | 0.5 | 0.5 | 0.5 | 0.5 | 0.5 | 0.5 | 0.5 | 0.5 | 0.5 | 0.5 | 0.5 | 0.5 | 0.5 | 0.5 | 0.5 | 0.5 | 0.5 | 0.5 | 0.5 | 0.5 | 0.5 | 0.5 | 0.5
Northern_California_Li_Battery_8hr_121_Generic | generic-deliverability | Generic_PGE_North_500_SSN | Reliability_Capacity_In_Model_Year | System RA | Northern_California_Li_Battery_8hr_121_Generic | 0.5 | 0.5 | 0.5 | 0.5 | 0.5 | 0.5 | 0.5 | 0.5 | 0.5 | 0.5 | 0.5 | 0.5 | 0.5 | 0.5 | 0.5 | 0.5 | 0.5 | 0.5 | 0.5 | 0.5 | 0.5 | 0.5 | 0.5 | 0.5 | 0.5 | 0.5 | 0.5 | 0.5 | 0.5 | 0.5 | 0.5
Northern_California_Li_Battery_8hr_122_Generic | generic-deliverability | Generic_PGE_North_500_SSN | Reliability_Capacity_In_Model_Year | System RA | Northern_California_Li_Battery_8hr_122_Generic | 0.5 | 0.5 | 0.5 | 0.5 | 0.5 | 0.5 | 0.5 | 0.5 | 0.5 | 0.5 | 0.5 | 0.5 | 0.5 | 0.5 | 0.5 | 0.5 | 0.5 | 0.5 | 0.5 | 0.5 | 0.5 | 0.5 | 0.5 | 0.5 | 0.5 | 0.5 | 0.5 | 0.5 | 0.5 | 0.5 | 0.5
Northern_California_Li_Battery_8hr_126_Generic | generic-deliverability | Generic_PGE_North_500_SSN | Reliability_Capacity_In_Model_Year | System RA | Northern_California_Li_Battery_8hr_126_Generic | 0.5 | 0.5 | 0.5 | 0.5 | 0.5 | 0.5 | 0.5 | 0.5 | 0.5 | 0.5 | 0.5 | 0.5 | 0.5 | 0.5 | 0.5 | 0.5 | 0.5 | 0.5 | 0.5 | 0.5 | 0.5 | 0.5 | 0.5 | 0.5 | 0.5 | 0.5 | 0.5 | 0.5 | 0.5 | 0.5 | 0.5
Northern_California_Li_Battery_8hr_127_Generic | generic-deliverability | Generic_PGE_North_500_SSN | Reliability_Capacity_In_Model_Year | System RA | Northern_California_Li_Battery_8hr_127_Generic | 0.5 | 0.5 | 0.5 | 0.5 | 0.5 | 0.5 | 0.5 | 0.5 | 0.5 | 0.5 | 0.5 | 0.5 | 0.5 | 0.5 | 0.5 | 0.5 | 0.5 | 0.5 | 0.5 | 0.5 | 0.5 | 0.5 | 0.5 | 0.5 | 0.5 | 0.5 | 0.5 | 0.5 | 0.5 | 0.5 | 0.5
Northern_California_Li_Battery_8hr_132_Generic | generic-deliverability | Generic_PGE_North_500_SSN | Reliability_Capacity_In_Model_Year | System RA | Northern_California_Li_Battery_8hr_132_Generic | 0.5 | 0.5 | 0.5 | 0.5 | 0.5 | 0.5 | 0.5 | 0.5 | 0.5 | 0.5 | 0.5 | 0.5 | 0.5 | 0.5 | 0.5 | 0.5 | 0.5 | 0.5 | 0.5 | 0.5 | 0.5 | 0.5 | 0.5 | 0.5 | 0.5 | 0.5 | 0.5 | 0.5 | 0.5 | 0.5 | 0.5
Northern_California_Li_Battery_8hr_135_Generic | generic-deliverability | Generic_PGE_North_500_SSN | Reliability_Capacity_In_Model_Year | System RA | Northern_California_Li_Battery_8hr_135_Generic | 0.5 | 0.5 | 0.5 | 0.5 | 0.5 | 0.5 | 0.5 | 0.5 | 0.5 | 0.5 | 0.5 | 0.5 | 0.5 | 0.5 | 0.5 | 0.5 | 0.5 | 0.5 | 0.5 | 0.5 | 0.5 | 0.5 | 0.5 | 0.5 | 0.5 | 0.5 | 0.5 | 0.5 | 0.5 | 0.5 | 0.5
Northern_California_Li_Battery_8hr_138_Generic | generic-deliverability | Generic_PGE_North_500_SSN | Reliability_Capacity_In_Model_Year | System RA | Northern_California_Li_Battery_8hr_138_Generic | 0.5 | 0.5 | 0.5 | 0.5 | 0.5 | 0.5 | 0.5 | 0.5 | 0.5 | 0.5 | 0.5 | 0.5 | 0.5 | 0.5 | 0.5 | 0.5 | 0.5 | 0.5 | 0.5 | 0.5 | 0.5 | 0.5 | 0.5 | 0.5 | 0.5 | 0.5 | 0.5 | 0.5 | 0.5 | 0.5 | 0.5
Northern_California_Li_Battery_8hr_141_Generic | generic-deliverability | Generic_PGE_North_500_SSN | Reliability_Capacity_In_Model_Year | System RA | Northern_California_Li_Battery_8hr_141_Generic | 0.5 | 0.5 | 0.5 | 0.5 | 0.5 | 0.5 | 0.5 | 0.5 | 0.5 | 0.5 | 0.5 | 0.5 | 0.5 | 0.5 | 0.5 | 0.5 | 0.5 | 0.5 | 0.5 | 0.5 | 0.5 | 0.5 | 0.5 | 0.5 | 0.5 | 0.5 | 0.5 | 0.5 | 0.5 | 0.5 | 0.5
Northern_California_Li_Battery_8hr_144_Generic | generic-deliverability | Generic_PGE_North_500_SSN | Reliability_Capacity_In_Model_Year | System RA | Northern_California_Li_Battery_8hr_144_Generic | 0.5 | 0.5 | 0.5 | 0.5 | 0.5 | 0.5 | 0.5 | 0.5 | 0.5 | 0.5 | 0.5 | 0.5 | 0.5 | 0.5 | 0.5 | 0.5 | 0.5 | 0.5 | 0.5 | 0.5 | 0.5 | 0.5 | 0.5 | 0.5 | 0.5 | 0.5 | 0.5 | 0.5 | 0.5 | 0.5 | 0.5
Northern_California_Li_Battery_8hr_149_Generic | generic-deliverability | Generic_PGE_North_500_SSN | Reliability_Capacity_In_Model_Year | System RA | Northern_California_Li_Battery_8hr_149_Generic | 0.5 | 0.5 | 0.5 | 0.5 | 0.5 | 0.5 | 0.5 | 0.5 | 0.5 | 0.5 | 0.5 | 0.5 | 0.5 | 0.5 | 0.5 | 0.5 | 0.5 | 0.5 | 0.5 | 0.5 | 0.5 | 0.5 | 0.5 | 0.5 | 0.5 | 0.5 | 0.5 | 0.5 | 0.5 | 0.5 | 0.5
Northern_California_Li_Battery_8hr_150_Generic | generic-deliverability | Generic_PGE_North_500_SSN | Reliability_Capacity_In_Model_Year | System RA | Northern_California_Li_Battery_8hr_150_Generic | 0.5 | 0.5 | 0.5 | 0.5 | 0.5 | 0.5 | 0.5 | 0.5 | 0.5 | 0.5 | 0.5 | 0.5 | 0.5 | 0.5 | 0.5 | 0.5 | 0.5 | 0.5 | 0.5 | 0.5 | 0.5 | 0.5 | 0.5 | 0.5 | 0.5 | 0.5 | 0.5 | 0.5 | 0.5 | 0.5 | 0.5
Northern_California_Li_Battery_8hr_155_Generic | generic-deliverability | Generic_PGE_North_500_SSN | Reliability_Capacity_In_Model_Year | System RA | Northern_California_Li_Battery_8hr_155_Generic | 0.5 | 0.5 | 0.5 | 0.5 | 0.5 | 0.5 | 0.5 | 0.5 | 0.5 | 0.5 | 0.5 | 0.5 | 0.5 | 0.5 | 0.5 | 0.5 | 0.5 | 0.5 | 0.5 | 0.5 | 0.5 | 0.5 | 0.5 | 0.5 | 0.5 | 0.5 | 0.5 | 0.5 | 0.5 | 0.5 | 0.5
Northern_California_Li_Battery_8hr_157_Generic | generic-deliverability | Generic_PGE_North_500_SSN | Reliability_Capacity_In_Model_Year | System RA | Northern_California_Li_Battery_8hr_157_Generic | 0.5 | 0.5 | 0.5 | 0.5 | 0.5 | 0.5 | 0.5 | 0.5 | 0.5 | 0.5 | 0.5 | 0.5 | 0.5 | 0.5 | 0.5 | 0.5 | 0.5 | 0.5 | 0.5 | 0.5 | 0.5 | 0.5 | 0.5 | 0.5 | 0.5 | 0.5 | 0.5 | 0.5 | 0.5 | 0.5 | 0.5
Northern_California_Li_Battery_8hr_158_Generic | generic-deliverability | Generic_PGE_North_500_SSN | Reliability_Capacity_In_Model_Year | System RA | Northern_California_Li_Battery_8hr_158_Generic | 0.5 | 0.5 | 0.5 | 0.5 | 0.5 | 0.5 | 0.5 | 0.5 | 0.5 | 0.5 | 0.5 | 0.5 | 0.5 | 0.5 | 0.5 | 0.5 | 0.5 | 0.5 | 0.5 | 0.5 | 0.5 | 0.5 | 0.5 | 0.5 | 0.5 | 0.5 | 0.5 | 0.5 | 0.5 | 0.5 | 0.5
Northern_California_Li_Battery_8hr_159_Generic | generic-deliverability | Generic_PGE_North_500_SSN | Reliability_Capacity_In_Model_Year | System RA | Northern_California_Li_Battery_8hr_159_Generic | 0.5 | 0.5 | 0.5 | 0.5 | 0.5 | 0.5 | 0.5 | 0.5 | 0.5 | 0.5 | 0.5 | 0.5 | 0.5 | 0.5 | 0.5 | 0.5 | 0.5 | 0.5 | 0.5 | 0.5 | 0.5 | 0.5 | 0.5 | 0.5 | 0.5 | 0.5 | 0.5 | 0.5 | 0.5 | 0.5 | 0.5
Northern_California_Li_Battery_8hr_166_Generic | generic-deliverability | Generic_PGE_North_500_SSN | Reliability_Capacity_In_Model_Year | System RA | Northern_California_Li_Battery_8hr_166_Generic | 0.5 | 0.5 | 0.5 | 0.5 | 0.5 | 0.5 | 0.5 | 0.5 | 0.5 | 0.5 | 0.5 | 0.5 | 0.5 | 0.5 | 0.5 | 0.5 | 0.5 | 0.5 | 0.5 | 0.5 | 0.5 | 0.5 | 0.5 | 0.5 | 0.5 | 0.5 | 0.5 | 0.5 | 0.5 | 0.5 | 0.5
Northern_California_Li_Battery_8hr_172_Generic | generic-deliverability | Generic_PGE_North_500_SSN | Reliability_Capacity_In_Model_Year | System RA | Northern_California_Li_Battery_8hr_172_Generic | 0.5 | 0.5 | 0.5 | 0.5 | 0.5 | 0.5 | 0.5 | 0.5 | 0.5 | 0.5 | 0.5 | 0.5 | 0.5 | 0.5 | 0.5 | 0.5 | 0.5 | 0.5 | 0.5 | 0.5 | 0.5 | 0.5 | 0.5 | 0.5 | 0.5 | 0.5 | 0.5 | 0.5 | 0.5 | 0.5 | 0.5
Northern_California_Li_Battery_8hr_178_Generic | generic-deliverability | Generic_PGE_North_500_SSN | Reliability_Capacity_In_Model_Year | System RA | Northern_California_Li_Battery_8hr_178_Generic | 0.5 | 0.5 | 0.5 | 0.5 | 0.5 | 0.5 | 0.5 | 0.5 | 0.5 | 0.5 | 0.5 | 0.5 | 0.5 | 0.5 | 0.5 | 0.5 | 0.5 | 0.5 | 0.5 | 0.5 | 0.5 | 0.5 | 0.5 | 0.5 | 0.5 | 0.5 | 0.5 | 0.5 | 0.5 | 0.5 | 0.5
Northern_California_Li_Battery_8hr_179_Generic | generic-deliverability | Generic_PGE_North_500_SSN | Reliability_Capacity_In_Model_Year | System RA | Northern_California_Li_Battery_8hr_179_Generic | 0.5 | 0.5 | 0.5 | 0.5 | 0.5 | 0.5 | 0.5 | 0.5 | 0.5 | 0.5 | 0.5 | 0.5 | 0.5 | 0.5 | 0.5 | 0.5 | 0.5 | 0.5 | 0.5 | 0.5 | 0.5 | 0.5 | 0.5 | 0.5 | 0.5 | 0.5 | 0.5 | 0.5 | 0.5 | 0.5 | 0.5
Northern_California_Li_Battery_8hr_180_Generic | generic-deliverability | Generic_PGE_North_500_SSN | Reliability_Capacity_In_Model_Year | System RA | Northern_California_Li_Battery_8hr_180_Generic | 0.5 | 0.5 | 0.5 | 0.5 | 0.5 | 0.5 | 0.5 | 0.5 | 0.5 | 0.5 | 0.5 | 0.5 | 0.5 | 0.5 | 0.5 | 0.5 | 0.5 | 0.5 | 0.5 | 0.5 | 0.5 | 0.5 | 0.5 | 0.5 | 0.5 | 0.5 | 0.5 | 0.5 | 0.5 | 0.5 | 0.5
Northern_California_Li_Battery_8hr_25_Generic | generic-deliverability | Generic_PGE_North_500_SSN | Reliability_Capacity_In_Model_Year | System RA | Northern_California_Li_Battery_8hr_25_Generic | 0.5 | 0.5 | 0.5 | 0.5 | 0.5 | 0.5 | 0.5 | 0.5 | 0.5 | 0.5 | 0.5 | 0.5 | 0.5 | 0.5 | 0.5 | 0.5 | 0.5 | 0.5 | 0.5 | 0.5 | 0.5 | 0.5 | 0.5 | 0.5 | 0.5 | 0.5 | 0.5 | 0.5 | 0.5 | 0.5 | 0.5
Northern_California_Li_Battery_8hr_26_Generic | generic-deliverability | Generic_PGE_North_500_SSN | Reliability_Capacity_In_Model_Year | System RA | Northern_California_Li_Battery_8hr_26_Generic | 0.5 | 0.5 | 0.5 | 0.5 | 0.5 | 0.5 | 0.5 | 0.5 | 0.5 | 0.5 | 0.5 | 0.5 | 0.5 | 0.5 | 0.5 | 0.5 | 0.5 | 0.5 | 0.5 | 0.5 | 0.5 | 0.5 | 0.5 | 0.5 | 0.5 | 0.5 | 0.5 | 0.5 | 0.5 | 0.5 | 0.5
Northern_California_Li_Battery_8hr_29_Generic | generic-deliverability | Generic_PGE_North_500_SSN | Reliability_Capacity_In_Model_Year | System RA | Northern_California_Li_Battery_8hr_29_Generic | 0.5 | 0.5 | 0.5 | 0.5 | 0.5 | 0.5 | 0.5 | 0.5 | 0.5 | 0.5 | 0.5 | 0.5 | 0.5 | 0.5 | 0.5 | 0.5 | 0.5 | 0.5 | 0.5 | 0.5 | 0.5 | 0.5 | 0.5 | 0.5 | 0.5 | 0.5 | 0.5 | 0.5 | 0.5 | 0.5 | 0.5
Northern_California_Li_Battery_8hr_31_Generic | generic-deliverability | Generic_PGE_North_500_SSN | Reliability_Capacity_In_Model_Year | System RA | Northern_California_Li_Battery_8hr_31_Generic | 0.5 | 0.5 | 0.5 | 0.5 | 0.5 | 0.5 | 0.5 | 0.5 | 0.5 | 0.5 | 0.5 | 0.5 | 0.5 | 0.5 | 0.5 | 0.5 | 0.5 | 0.5 | 0.5 | 0.5 | 0.5 | 0.5 | 0.5 | 0.5 | 0.5 | 0.5 | 0.5 | 0.5 | 0.5 | 0.5 | 0.5
Northern_California_Li_Battery_8hr_35_Generic | generic-deliverability | Generic_PGE_North_500_SSN | Reliability_Capacity_In_Model_Year | System RA | Northern_California_Li_Battery_8hr_35_Generic | 0.5 | 0.5 | 0.5 | 0.5 | 0.5 | 0.5 | 0.5 | 0.5 | 0.5 | 0.5 | 0.5 | 0.5 | 0.5 | 0.5 | 0.5 | 0.5 | 0.5 | 0.5 | 0.5 | 0.5 | 0.5 | 0.5 | 0.5 | 0.5 | 0.5 | 0.5 | 0.5 | 0.5 | 0.5 | 0.5 | 0.5
Northern_California_Li_Battery_8hr_38_Generic | generic-deliverability | Generic_PGE_North_500_SSN | Reliability_Capacity_In_Model_Year | System RA | Northern_California_Li_Battery_8hr_38_Generic | 0.5 | 0.5 | 0.5 | 0.5 | 0.5 | 0.5 | 0.5 | 0.5 | 0.5 | 0.5 | 0.5 | 0.5 | 0.5 | 0.5 | 0.5 | 0.5 | 0.5 | 0.5 | 0.5 | 0.5 | 0.5 | 0.5 | 0.5 | 0.5 | 0.5 | 0.5 | 0.5 | 0.5 | 0.5 | 0.5 | 0.5
Northern_California_Li_Battery_8hr_41_Generic | generic-deliverability | Generic_PGE_North_500_SSN | Reliability_Capacity_In_Model_Year | System RA | Northern_California_Li_Battery_8hr_41_Generic | 0.5 | 0.5 | 0.5 | 0.5 | 0.5 | 0.5 | 0.5 | 0.5 | 0.5 | 0.5 | 0.5 | 0.5 | 0.5 | 0.5 | 0.5 | 0.5 | 0.5 | 0.5 | 0.5 | 0.5 | 0.5 | 0.5 | 0.5 | 0.5 | 0.5 | 0.5 | 0.5 | 0.5 | 0.5 | 0.5 | 0.5
Northern_California_Li_Battery_8hr_44_Generic | generic-deliverability | Generic_PGE_North_500_SSN | Reliability_Capacity_In_Model_Year | System RA | Northern_California_Li_Battery_8hr_44_Generic | 0.5 | 0.5 | 0.5 | 0.5 | 0.5 | 0.5 | 0.5 | 0.5 | 0.5 | 0.5 | 0.5 | 0.5 | 0.5 | 0.5 | 0.5 | 0.5 | 0.5 | 0.5 | 0.5 | 0.5 | 0.5 | 0.5 | 0.5 | 0.5 | 0.5 | 0.5 | 0.5 | 0.5 | 0.5 | 0.5 | 0.5
Northern_California_Li_Battery_8hr_5_Generic | generic-deliverability | Generic_PGE_North_500_SSN | Reliability_Capacity_In_Model_Year | System RA | Northern_California_Li_Battery_8hr_5_Generic | 0.5 | 0.5 | 0.5 | 0.5 | 0.5 | 0.5 | 0.5 | 0.5 | 0.5 | 0.5 | 0.5 | 0.5 | 0.5 | 0.5 | 0.5 | 0.5 | 0.5 | 0.5 | 0.5 | 0.5 | 0.5 | 0.5 | 0.5 | 0.5 | 0.5 | 0.5 | 0.5 | 0.5 | 0.5 | 0.5 | 0.5
Northern_California_Li_Battery_8hr_51_Generic | generic-deliverability | Generic_PGE_North_500_SSN | Reliability_Capacity_In_Model_Year | System RA | Northern_California_Li_Battery_8hr_51_Generic | 0.5 | 0.5 | 0.5 | 0.5 | 0.5 | 0.5 | 0.5 | 0.5 | 0.5 | 0.5 | 0.5 | 0.5 | 0.5 | 0.5 | 0.5 | 0.5 | 0.5 | 0.5 | 0.5 | 0.5 | 0.5 | 0.5 | 0.5 | 0.5 | 0.5 | 0.5 | 0.5 | 0.5 | 0.5 | 0.5 | 0.5
Northern_California_Li_Battery_8hr_57_Generic | generic-deliverability | Generic_PGE_North_500_SSN | Reliability_Capacity_In_Model_Year | System RA | Northern_California_Li_Battery_8hr_57_Generic | 0.5 | 0.5 | 0.5 | 0.5 | 0.5 | 0.5 | 0.5 | 0.5 | 0.5 | 0.5 | 0.5 | 0.5 | 0.5 | 0.5 | 0.5 | 0.5 | 0.5 | 0.5 | 0.5 | 0.5 | 0.5 | 0.5 | 0.5 | 0.5 | 0.5 | 0.5 | 0.5 | 0.5 | 0.5 | 0.5 | 0.5
Northern_California_Li_Battery_8hr_68_Generic | generic-deliverability | Generic_PGE_North_500_SSN | Reliability_Capacity_In_Model_Year | System RA | Northern_California_Li_Battery_8hr_68_Generic | 0.5 | 0.5 | 0.5 | 0.5 | 0.5 | 0.5 | 0.5 | 0.5 | 0.5 | 0.5 | 0.5 | 0.5 | 0.5 | 0.5 | 0.5 | 0.5 | 0.5 | 0.5 | 0.5 | 0.5 | 0.5 | 0.5 | 0.5 | 0.5 | 0.5 | 0.5 | 0.5 | 0.5 | 0.5 | 0.5 | 0.5
Northern_California_Li_Battery_8hr_70_Generic | generic-deliverability | Generic_PGE_North_500_SSN | Reliability_Capacity_In_Model_Year | System RA | Northern_California_Li_Battery_8hr_70_Generic | 0.5 | 0.5 | 0.5 | 0.5 | 0.5 | 0.5 | 0.5 | 0.5 | 0.5 | 0.5 | 0.5 | 0.5 | 0.5 | 0.5 | 0.5 | 0.5 | 0.5 | 0.5 | 0.5 | 0.5 | 0.5 | 0.5 | 0.5 | 0.5 | 0.5 | 0.5 | 0.5 | 0.5 | 0.5 | 0.5 | 0.5
Northern_California_Li_Battery_8hr_73_Generic | generic-deliverability | Generic_PGE_North_500_SSN | Reliability_Capacity_In_Model_Year | System RA | Northern_California_Li_Battery_8hr_73_Generic | 0.5 | 0.5 | 0.5 | 0.5 | 0.5 | 0.5 | 0.5 | 0.5 | 0.5 | 0.5 | 0.5 | 0.5 | 0.5 | 0.5 | 0.5 | 0.5 | 0.5 | 0.5 | 0.5 | 0.5 | 0.5 | 0.5 | 0.5 | 0.5 | 0.5 | 0.5 | 0.5 | 0.5 | 0.5 | 0.5 | 0.5
Northern_California_Li_Battery_8hr_76_Generic | generic-deliverability | Generic_PGE_North_500_SSN | Reliability_Capacity_In_Model_Year | System RA | Northern_California_Li_Battery_8hr_76_Generic | 0.5 | 0.5 | 0.5 | 0.5 | 0.5 | 0.5 | 0.5 | 0.5 | 0.5 | 0.5 | 0.5 | 0.5 | 0.5 | 0.5 | 0.5 | 0.5 | 0.5 | 0.5 | 0.5 | 0.5 | 0.5 | 0.5 | 0.5 | 0.5 | 0.5 | 0.5 | 0.5 | 0.5 | 0.5 | 0.5 | 0.5
Northern_California_Li_Battery_8hr_80_Generic | generic-deliverability | Generic_PGE_North_500_SSN | Reliability_Capacity_In_Model_Year | System RA | Northern_California_Li_Battery_8hr_80_Generic | 0.5 | 0.5 | 0.5 | 0.5 | 0.5 | 0.5 | 0.5 | 0.5 | 0.5 | 0.5 | 0.5 | 0.5 | 0.5 | 0.5 | 0.5 | 0.5 | 0.5 | 0.5 | 0.5 | 0.5 | 0.5 | 0.5 | 0.5 | 0.5 | 0.5 | 0.5 | 0.5 | 0.5 | 0.5 | 0.5 | 0.5
Northern_California_Li_Battery_8hr_82_Generic | generic-deliverability | Generic_PGE_North_500_SSN | Reliability_Capacity_In_Model_Year | System RA | Northern_California_Li_Battery_8hr_82_Generic | 0.5 | 0.5 | 0.5 | 0.5 | 0.5 | 0.5 | 0.5 | 0.5 | 0.5 | 0.5 | 0.5 | 0.5 | 0.5 | 0.5 | 0.5 | 0.5 | 0.5 | 0.5 | 0.5 | 0.5 | 0.5 | 0.5 | 0.5 | 0.5 | 0.5 | 0.5 | 0.5 | 0.5 | 0.5 | 0.5 | 0.5
Northern_California_Li_Battery_8hr_83_Generic | generic-deliverability | Generic_PGE_North_500_SSN | Reliability_Capacity_In_Model_Year | System RA | Northern_California_Li_Battery_8hr_83_Generic | 0.5 | 0.5 | 0.5 | 0.5 | 0.5 | 0.5 | 0.5 | 0.5 | 0.5 | 0.5 | 0.5 | 0.5 | 0.5 | 0.5 | 0.5 | 0.5 | 0.5 | 0.5 | 0.5 | 0.5 | 0.5 | 0.5 | 0.5 | 0.5 | 0.5 | 0.5 | 0.5 | 0.5 | 0.5 | 0.5 | 0.5
Northern_California_Li_Battery_8hr_84_Generic | generic-deliverability | Generic_PGE_North_500_SSN | Reliability_Capacity_In_Model_Year | System RA | Northern_California_Li_Battery_8hr_84_Generic | 0.5 | 0.5 | 0.5 | 0.5 | 0.5 | 0.5 | 0.5 | 0.5 | 0.5 | 0.5 | 0.5 | 0.5 | 0.5 | 0.5 | 0.5 | 0.5 | 0.5 | 0.5 | 0.5 | 0.5 | 0.5 | 0.5 | 0.5 | 0.5 | 0.5 | 0.5 | 0.5 | 0.5 | 0.5 | 0.5 | 0.5
Northern_California_Li_Battery_8hr_85_Generic | generic-deliverability | Generic_PGE_North_500_SSN | Reliability_Capacity_In_Model_Year | System RA | Northern_California_Li_Battery_8hr_85_Generic | 0.5 | 0.5 | 0.5 | 0.5 | 0.5 | 0.5 | 0.5 | 0.5 | 0.5 | 0.5 | 0.5 | 0.5 | 0.5 | 0.5 | 0.5 | 0.5 | 0.5 | 0.5 | 0.5 | 0.5 | 0.5 | 0.5 | 0.5 | 0.5 | 0.5 | 0.5 | 0.5 | 0.5 | 0.5 | 0.5 | 0.5
Northern_California_Li_Battery_8hr_92_Generic | generic-deliverability | Generic_PGE_North_500_SSN | Reliability_Capacity_In_Model_Year | System RA | Northern_California_Li_Battery_8hr_92_Generic | 0.5 | 0.5 | 0.5 | 0.5 | 0.5 | 0.5 | 0.5 | 0.5 | 0.5 | 0.5 | 0.5 | 0.5 | 0.5 | 0.5 | 0.5 | 0.5 | 0.5 | 0.5 | 0.5 | 0.5 | 0.5 | 0.5 | 0.5 | 0.5 | 0.5 | 0.5 | 0.5 | 0.5 | 0.5 | 0.5 | 0.5
Northern_California_Li_Battery_8hr_94_Generic | generic-deliverability | Generic_PGE_North_500_SSN | Reliability_Capacity_In_Model_Year | System RA | Northern_California_Li_Battery_8hr_94_Generic | 0.5 | 0.5 | 0.5 | 0.5 | 0.5 | 0.5 | 0.5 | 0.5 | 0.5 | 0.5 | 0.5 | 0.5 | 0.5 | 0.5 | 0.5 | 0.5 | 0.5 | 0.5 | 0.5 | 0.5 | 0.5 | 0.5 | 0.5 | 0.5 | 0.5 | 0.5 | 0.5 | 0.5 | 0.5 | 0.5 | 0.5
Northern_California_Li_Battery_8hr_96_Generic | generic-deliverability | Generic_PGE_North_500_SSN | Reliability_Capacity_In_Model_Year | System RA | Northern_California_Li_Battery_8hr_96_Generic | 0.5 | 0.5 | 0.5 | 0.5 | 0.5 | 0.5 | 0.5 | 0.5 | 0.5 | 0.5 | 0.5 | 0.5 | 0.5 | 0.5 | 0.5 | 0.5 | 0.5 | 0.5 | 0.5 | 0.5 | 0.5 | 0.5 | 0.5 | 0.5 | 0.5 | 0.5 | 0.5 | 0.5 | 0.5 | 0.5 | 0.5
Northern_California_Pumped_Storage_5_Generic | generic-deliverability | Generic_PGE_North_500_SSN | Reliability_Capacity_In_Model_Year | System RA | Northern_California_Pumped_Storage_5_Generic | 0.5 | 0.5 | 0.5 | 0.5 | 0.5 | 0.5 | 0.5 | 0.5 | 0.5 | 0.5 | 0.5 | 0.5 | 0.5 | 0.5 | 0.5 | 0.5 | 0.5 | 0.5 | 0.5 | 0.5 | 0.5 | 0.5 | 0.5 | 0.5 | 0.5 | 0.5 | 0.5 | 0.5 | 0.5 | 0.5 | 0.5
Northern_California_Solar_100_Generic | generic-deliverability | Generic_PGE_North_500_SSN | Reliability_Capacity_In_Model_Year | System RA | Northern_California_Solar_100_Generic | 0.556 | 0.556 | 0.556 | 0.556 | 0.556 | 0.556 | 0.556 | 0.556 | 0.556 | 0.556 | 0.556 | 0.556 | 0.556 | 0.556 | 0.556 | 0.556 | 0.556 | 0.556 | 0.556 | 0.556 | 0.556 | 0.556 | 0.556 | 0.556 | 0.556 | 0.556 | 0.556 | 0.556 | 0.556 | 0.556 | 0.556
Northern_California_Solar_112_Generic | generic-deliverability | Generic_PGE_North_500_SSN | Reliability_Capacity_In_Model_Year | System RA | Northern_California_Solar_112_Generic | 0.556 | 0.556 | 0.556 | 0.556 | 0.556 | 0.556 | 0.556 | 0.556 | 0.556 | 0.556 | 0.556 | 0.556 | 0.556 | 0.556 | 0.556 | 0.556 | 0.556 | 0.556 | 0.556 | 0.556 | 0.556 | 0.556 | 0.556 | 0.556 | 0.556 | 0.556 | 0.556 | 0.556 | 0.556 | 0.556 | 0.556
Northern_California_Solar_113_Generic | generic-deliverability | Generic_PGE_North_500_SSN | Reliability_Capacity_In_Model_Year | System RA | Northern_California_Solar_113_Generic | 0.556 | 0.556 | 0.556 | 0.556 | 0.556 | 0.556 | 0.556 | 0.556 | 0.556 | 0.556 | 0.556 | 0.556 | 0.556 | 0.556 | 0.556 | 0.556 | 0.556 | 0.556 | 0.556 | 0.556 | 0.556 | 0.556 | 0.556 | 0.556 | 0.556 | 0.556 | 0.556 | 0.556 | 0.556 | 0.556 | 0.556
Northern_California_Solar_114_Generic | generic-deliverability | Generic_PGE_North_500_SSN | Reliability_Capacity_In_Model_Year | System RA | Northern_California_Solar_114_Generic | 0.556 | 0.556 | 0.556 | 0.556 | 0.556 | 0.556 | 0.556 | 0.556 | 0.556 | 0.556 | 0.556 | 0.556 | 0.556 | 0.556 | 0.556 | 0.556 | 0.556 | 0.556 | 0.556 | 0.556 | 0.556 | 0.556 | 0.556 | 0.556 | 0.556 | 0.556 | 0.556 | 0.556 | 0.556 | 0.556 | 0.556
Northern_California_Solar_116_Generic | generic-deliverability | Generic_PGE_North_500_SSN | Reliability_Capacity_In_Model_Year | System RA | Northern_California_Solar_116_Generic | 0.556 | 0.556 | 0.556 | 0.556 | 0.556 | 0.556 | 0.556 | 0.556 | 0.556 | 0.556 | 0.556 | 0.556 | 0.556 | 0.556 | 0.556 | 0.556 | 0.556 | 0.556 | 0.556 | 0.556 | 0.556 | 0.556 | 0.556 | 0.556 | 0.556 | 0.556 | 0.556 | 0.556 | 0.556 | 0.556 | 0.556
Northern_California_Solar_121_Generic | generic-deliverability | Generic_PGE_North_500_SSN | Reliability_Capacity_In_Model_Year | System RA | Northern_California_Solar_121_Generic | 0.556 | 0.556 | 0.556 | 0.556 | 0.556 | 0.556 | 0.556 | 0.556 | 0.556 | 0.556 | 0.556 | 0.556 | 0.556 | 0.556 | 0.556 | 0.556 | 0.556 | 0.556 | 0.556 | 0.556 | 0.556 | 0.556 | 0.556 | 0.556 | 0.556 | 0.556 | 0.556 | 0.556 | 0.556 | 0.556 | 0.556
Northern_California_Solar_122_Generic | generic-deliverability | Generic_PGE_North_500_SSN | Reliability_Capacity_In_Model_Year | System RA | Northern_California_Solar_122_Generic | 0.556 | 0.556 | 0.556 | 0.556 | 0.556 | 0.556 | 0.556 | 0.556 | 0.556 | 0.556 | 0.556 | 0.556 | 0.556 | 0.556 | 0.556 | 0.556 | 0.556 | 0.556 | 0.556 | 0.556 | 0.556 | 0.556 | 0.556 | 0.556 | 0.556 | 0.556 | 0.556 | 0.556 | 0.556 | 0.556 | 0.556
Northern_California_Solar_126_Generic | generic-deliverability | Generic_PGE_North_500_SSN | Reliability_Capacity_In_Model_Year | System RA | Northern_California_Solar_126_Generic | 0.556 | 0.556 | 0.556 | 0.556 | 0.556 | 0.556 | 0.556 | 0.556 | 0.556 | 0.556 | 0.556 | 0.556 | 0.556 | 0.556 | 0.556 | 0.556 | 0.556 | 0.556 | 0.556 | 0.556 | 0.556 | 0.556 | 0.556 | 0.556 | 0.556 | 0.556 | 0.556 | 0.556 | 0.556 | 0.556 | 0.556
Northern_California_Solar_127_Generic | generic-deliverability | Generic_PGE_North_500_SSN | Reliability_Capacity_In_Model_Year | System RA | Northern_California_Solar_127_Generic | 0.556 | 0.556 | 0.556 | 0.556 | 0.556 | 0.556 | 0.556 | 0.556 | 0.556 | 0.556 | 0.556 | 0.556 | 0.556 | 0.556 | 0.556 | 0.556 | 0.556 | 0.556 | 0.556 | 0.556 | 0.556 | 0.556 | 0.556 | 0.556 | 0.556 | 0.556 | 0.556 | 0.556 | 0.556 | 0.556 | 0.556
Northern_California_Solar_132_Generic | generic-deliverability | Generic_PGE_North_500_SSN | Reliability_Capacity_In_Model_Year | System RA | Northern_California_Solar_132_Generic | 0.556 | 0.556 | 0.556 | 0.556 | 0.556 | 0.556 | 0.556 | 0.556 | 0.556 | 0.556 | 0.556 | 0.556 | 0.556 | 0.556 | 0.556 | 0.556 | 0.556 | 0.556 | 0.556 | 0.556 | 0.556 | 0.556 | 0.556 | 0.556 | 0.556 | 0.556 | 0.556 | 0.556 | 0.556 | 0.556 | 0.556
Northern_California_Solar_135_Generic | generic-deliverability | Generic_PGE_North_500_SSN | Reliability_Capacity_In_Model_Year | System RA | Northern_California_Solar_135_Generic | 0.556 | 0.556 | 0.556 | 0.556 | 0.556 | 0.556 | 0.556 | 0.556 | 0.556 | 0.556 | 0.556 | 0.556 | 0.556 | 0.556 | 0.556 | 0.556 | 0.556 | 0.556 | 0.556 | 0.556 | 0.556 | 0.556 | 0.556 | 0.556 | 0.556 | 0.556 | 0.556 | 0.556 | 0.556 | 0.556 | 0.556
Northern_California_Solar_138_Generic | generic-deliverability | Generic_PGE_North_500_SSN | Reliability_Capacity_In_Model_Year | System RA | Northern_California_Solar_138_Generic | 0.556 | 0.556 | 0.556 | 0.556 | 0.556 | 0.556 | 0.556 | 0.556 | 0.556 | 0.556 | 0.556 | 0.556 | 0.556 | 0.556 | 0.556 | 0.556 | 0.556 | 0.556 | 0.556 | 0.556 | 0.556 | 0.556 | 0.556 | 0.556 | 0.556 | 0.556 | 0.556 | 0.556 | 0.556 | 0.556 | 0.556
Northern_California_Solar_141_Generic | generic-deliverability | Generic_PGE_North_500_SSN | Reliability_Capacity_In_Model_Year | System RA | Northern_California_Solar_141_Generic | 0.556 | 0.556 | 0.556 | 0.556 | 0.556 | 0.556 | 0.556 | 0.556 | 0.556 | 0.556 | 0.556 | 0.556 | 0.556 | 0.556 | 0.556 | 0.556 | 0.556 | 0.556 | 0.556 | 0.556 | 0.556 | 0.556 | 0.556 | 0.556 | 0.556 | 0.556 | 0.556 | 0.556 | 0.556 | 0.556 | 0.556
Northern_California_Solar_144_Generic | generic-deliverability | Generic_PGE_North_500_SSN | Reliability_Capacity_In_Model_Year | System RA | Northern_California_Solar_144_Generic | 0.556 | 0.556 | 0.556 | 0.556 | 0.556 | 0.556 | 0.556 | 0.556 | 0.556 | 0.556 | 0.556 | 0.556 | 0.556 | 0.556 | 0.556 | 0.556 | 0.556 | 0.556 | 0.556 | 0.556 | 0.556 | 0.556 | 0.556 | 0.556 | 0.556 | 0.556 | 0.556 | 0.556 | 0.556 | 0.556 | 0.556
Northern_California_Solar_149_Generic | generic-deliverability | Generic_PGE_North_500_SSN | Reliability_Capacity_In_Model_Year | System RA | Northern_California_Solar_149_Generic | 0.556 | 0.556 | 0.556 | 0.556 | 0.556 | 0.556 | 0.556 | 0.556 | 0.556 | 0.556 | 0.556 | 0.556 | 0.556 | 0.556 | 0.556 | 0.556 | 0.556 | 0.556 | 0.556 | 0.556 | 0.556 | 0.556 | 0.556 | 0.556 | 0.556 | 0.556 | 0.556 | 0.556 | 0.556 | 0.556 | 0.556
Northern_California_Solar_150_Generic | generic-deliverability | Generic_PGE_North_500_SSN | Reliability_Capacity_In_Model_Year | System RA | Northern_California_Solar_150_Generic | 0.556 | 0.556 | 0.556 | 0.556 | 0.556 | 0.556 | 0.556 | 0.556 | 0.556 | 0.556 | 0.556 | 0.556 | 0.556 | 0.556 | 0.556 | 0.556 | 0.556 | 0.556 | 0.556 | 0.556 | 0.556 | 0.556 | 0.556 | 0.556 | 0.556 | 0.556 | 0.556 | 0.556 | 0.556 | 0.556 | 0.556
Northern_California_Solar_155_Generic | generic-deliverability | Generic_PGE_North_500_SSN | Reliability_Capacity_In_Model_Year | System RA | Northern_California_Solar_155_Generic | 0.556 | 0.556 | 0.556 | 0.556 | 0.556 | 0.556 | 0.556 | 0.556 | 0.556 | 0.556 | 0.556 | 0.556 | 0.556 | 0.556 | 0.556 | 0.556 | 0.556 | 0.556 | 0.556 | 0.556 | 0.556 | 0.556 | 0.556 | 0.556 | 0.556 | 0.556 | 0.556 | 0.556 | 0.556 | 0.556 | 0.556
Northern_California_Solar_157_Generic | generic-deliverability | Generic_PGE_North_500_SSN | Reliability_Capacity_In_Model_Year | System RA | Northern_California_Solar_157_Generic | 0.556 | 0.556 | 0.556 | 0.556 | 0.556 | 0.556 | 0.556 | 0.556 | 0.556 | 0.556 | 0.556 | 0.556 | 0.556 | 0.556 | 0.556 | 0.556 | 0.556 | 0.556 | 0.556 | 0.556 | 0.556 | 0.556 | 0.556 | 0.556 | 0.556 | 0.556 | 0.556 | 0.556 | 0.556 | 0.556 | 0.556
Northern_California_Solar_158_Generic | generic-deliverability | Generic_PGE_North_500_SSN | Reliability_Capacity_In_Model_Year | System RA | Northern_California_Solar_158_Generic | 0.556 | 0.556 | 0.556 | 0.556 | 0.556 | 0.556 | 0.556 | 0.556 | 0.556 | 0.556 | 0.556 | 0.556 | 0.556 | 0.556 | 0.556 | 0.556 | 0.556 | 0.556 | 0.556 | 0.556 | 0.556 | 0.556 | 0.556 | 0.556 | 0.556 | 0.556 | 0.556 | 0.556 | 0.556 | 0.556 | 0.556
Northern_California_Solar_159_Generic | generic-deliverability | Generic_PGE_North_500_SSN | Reliability_Capacity_In_Model_Year | System RA | Northern_California_Solar_159_Generic | 0.556 | 0.556 | 0.556 | 0.556 | 0.556 | 0.556 | 0.556 | 0.556 | 0.556 | 0.556 | 0.556 | 0.556 | 0.556 | 0.556 | 0.556 | 0.556 | 0.556 | 0.556 | 0.556 | 0.556 | 0.556 | 0.556 | 0.556 | 0.556 | 0.556 | 0.556 | 0.556 | 0.556 | 0.556 | 0.556 | 0.556
Northern_California_Solar_166_Generic | generic-deliverability | Generic_PGE_North_500_SSN | Reliability_Capacity_In_Model_Year | System RA | Northern_California_Solar_166_Generic | 0.556 | 0.556 | 0.556 | 0.556 | 0.556 | 0.556 | 0.556 | 0.556 | 0.556 | 0.556 | 0.556 | 0.556 | 0.556 | 0.556 | 0.556 | 0.556 | 0.556 | 0.556 | 0.556 | 0.556 | 0.556 | 0.556 | 0.556 | 0.556 | 0.556 | 0.556 | 0.556 | 0.556 | 0.556 | 0.556 | 0.556
Northern_California_Solar_172_Generic | generic-deliverability | Generic_PGE_North_500_SSN | Reliability_Capacity_In_Model_Year | System RA | Northern_California_Solar_172_Generic | 0.556 | 0.556 | 0.556 | 0.556 | 0.556 | 0.556 | 0.556 | 0.556 | 0.556 | 0.556 | 0.556 | 0.556 | 0.556 | 0.556 | 0.556 | 0.556 | 0.556 | 0.556 | 0.556 | 0.556 | 0.556 | 0.556 | 0.556 | 0.556 | 0.556 | 0.556 | 0.556 | 0.556 | 0.556 | 0.556 | 0.556
Northern_California_Solar_178_Generic | generic-deliverability | Generic_PGE_North_500_SSN | Reliability_Capacity_In_Model_Year | System RA | Northern_California_Solar_178_Generic | 0.556 | 0.556 | 0.556 | 0.556 | 0.556 | 0.556 | 0.556 | 0.556 | 0.556 | 0.556 | 0.556 | 0.556 | 0.556 | 0.556 | 0.556 | 0.556 | 0.556 | 0.556 | 0.556 | 0.556 | 0.556 | 0.556 | 0.556 | 0.556 | 0.556 | 0.556 | 0.556 | 0.556 | 0.556 | 0.556 | 0.556
Northern_California_Solar_179_Generic | generic-deliverability | Generic_PGE_North_500_SSN | Reliability_Capacity_In_Model_Year | System RA | Northern_California_Solar_179_Generic | 0.556 | 0.556 | 0.556 | 0.556 | 0.556 | 0.556 | 0.556 | 0.556 | 0.556 | 0.556 | 0.556 | 0.556 | 0.556 | 0.556 | 0.556 | 0.556 | 0.556 | 0.556 | 0.556 | 0.556 | 0.556 | 0.556 | 0.556 | 0.556 | 0.556 | 0.556 | 0.556 | 0.556 | 0.556 | 0.556 | 0.556
Northern_California_Solar_180_Generic | generic-deliverability | Generic_PGE_North_500_SSN | Reliability_Capacity_In_Model_Year | System RA | Northern_California_Solar_180_Generic | 0.556 | 0.556 | 0.556 | 0.556 | 0.556 | 0.556 | 0.556 | 0.556 | 0.556 | 0.556 | 0.556 | 0.556 | 0.556 | 0.556 | 0.556 | 0.556 | 0.556 | 0.556 | 0.556 | 0.556 | 0.556 | 0.556 | 0.556 | 0.556 | 0.556 | 0.556 | 0.556 | 0.556 | 0.556 | 0.556 | 0.556
Northern_California_Solar_25_Generic | generic-deliverability | Generic_PGE_North_500_SSN | Reliability_Capacity_In_Model_Year | System RA | Northern_California_Solar_25_Generic | 0.556 | 0.556 | 0.556 | 0.556 | 0.556 | 0.556 | 0.556 | 0.556 | 0.556 | 0.556 | 0.556 | 0.556 | 0.556 | 0.556 | 0.556 | 0.556 | 0.556 | 0.556 | 0.556 | 0.556 | 0.556 | 0.556 | 0.556 | 0.556 | 0.556 | 0.556 | 0.556 | 0.556 | 0.556 | 0.556 | 0.556
Northern_California_Solar_26_Generic | generic-deliverability | Generic_PGE_North_500_SSN | Reliability_Capacity_In_Model_Year | System RA | Northern_California_Solar_26_Generic | 0.556 | 0.556 | 0.556 | 0.556 | 0.556 | 0.556 | 0.556 | 0.556 | 0.556 | 0.556 | 0.556 | 0.556 | 0.556 | 0.556 | 0.556 | 0.556 | 0.556 | 0.556 | 0.556 | 0.556 | 0.556 | 0.556 | 0.556 | 0.556 | 0.556 | 0.556 | 0.556 | 0.556 | 0.556 | 0.556 | 0.556
Northern_California_Solar_29_Generic | generic-deliverability | Generic_PGE_North_500_SSN | Reliability_Capacity_In_Model_Year | System RA | Northern_California_Solar_29_Generic | 0.556 | 0.556 | 0.556 | 0.556 | 0.556 | 0.556 | 0.556 | 0.556 | 0.556 | 0.556 | 0.556 | 0.556 | 0.556 | 0.556 | 0.556 | 0.556 | 0.556 | 0.556 | 0.556 | 0.556 | 0.556 | 0.556 | 0.556 | 0.556 | 0.556 | 0.556 | 0.556 | 0.556 | 0.556 | 0.556 | 0.556
Northern_California_Solar_31_Generic | generic-deliverability | Generic_PGE_North_500_SSN | Reliability_Capacity_In_Model_Year | System RA | Northern_California_Solar_31_Generic | 0.556 | 0.556 | 0.556 | 0.556 | 0.556 | 0.556 | 0.556 | 0.556 | 0.556 | 0.556 | 0.556 | 0.556 | 0.556 | 0.556 | 0.556 | 0.556 | 0.556 | 0.556 | 0.556 | 0.556 | 0.556 | 0.556 | 0.556 | 0.556 | 0.556 | 0.556 | 0.556 | 0.556 | 0.556 | 0.556 | 0.556
Northern_California_Solar_35_Generic | generic-deliverability | Generic_PGE_North_500_SSN | Reliability_Capacity_In_Model_Year | System RA | Northern_California_Solar_35_Generic | 0.556 | 0.556 | 0.556 | 0.556 | 0.556 | 0.556 | 0.556 | 0.556 | 0.556 | 0.556 | 0.556 | 0.556 | 0.556 | 0.556 | 0.556 | 0.556 | 0.556 | 0.556 | 0.556 | 0.556 | 0.556 | 0.556 | 0.556 | 0.556 | 0.556 | 0.556 | 0.556 | 0.556 | 0.556 | 0.556 | 0.556
Northern_California_Solar_38_Generic | generic-deliverability | Generic_PGE_North_500_SSN | Reliability_Capacity_In_Model_Year | System RA | Northern_California_Solar_38_Generic | 0.556 | 0.556 | 0.556 | 0.556 | 0.556 | 0.556 | 0.556 | 0.556 | 0.556 | 0.556 | 0.556 | 0.556 | 0.556 | 0.556 | 0.556 | 0.556 | 0.556 | 0.556 | 0.556 | 0.556 | 0.556 | 0.556 | 0.556 | 0.556 | 0.556 | 0.556 | 0.556 | 0.556 | 0.556 | 0.556 | 0.556
Northern_California_Solar_41_Generic | generic-deliverability | Generic_PGE_North_500_SSN | Reliability_Capacity_In_Model_Year | System RA | Northern_California_Solar_41_Generic | 0.556 | 0.556 | 0.556 | 0.556 | 0.556 | 0.556 | 0.556 | 0.556 | 0.556 | 0.556 | 0.556 | 0.556 | 0.556 | 0.556 | 0.556 | 0.556 | 0.556 | 0.556 | 0.556 | 0.556 | 0.556 | 0.556 | 0.556 | 0.556 | 0.556 | 0.556 | 0.556 | 0.556 | 0.556 | 0.556 | 0.556
Northern_California_Solar_44_Generic | generic-deliverability | Generic_PGE_North_500_SSN | Reliability_Capacity_In_Model_Year | System RA | Northern_California_Solar_44_Generic | 0.556 | 0.556 | 0.556 | 0.556 | 0.556 | 0.556 | 0.556 | 0.556 | 0.556 | 0.556 | 0.556 | 0.556 | 0.556 | 0.556 | 0.556 | 0.556 | 0.556 | 0.556 | 0.556 | 0.556 | 0.556 | 0.556 | 0.556 | 0.556 | 0.556 | 0.556 | 0.556 | 0.556 | 0.556 | 0.556 | 0.556
Northern_California_Solar_5_Generic | generic-deliverability | Generic_PGE_North_500_SSN | Reliability_Capacity_In_Model_Year | System RA | Northern_California_Solar_5_Generic | 0.556 | 0.556 | 0.556 | 0.556 | 0.556 | 0.556 | 0.556 | 0.556 | 0.556 | 0.556 | 0.556 | 0.556 | 0.556 | 0.556 | 0.556 | 0.556 | 0.556 | 0.556 | 0.556 | 0.556 | 0.556 | 0.556 | 0.556 | 0.556 | 0.556 | 0.556 | 0.556 | 0.556 | 0.556 | 0.556 | 0.556
Northern_California_Solar_51_Generic | generic-deliverability | Generic_PGE_North_500_SSN | Reliability_Capacity_In_Model_Year | System RA | Northern_California_Solar_51_Generic | 0.556 | 0.556 | 0.556 | 0.556 | 0.556 | 0.556 | 0.556 | 0.556 | 0.556 | 0.556 | 0.556 | 0.556 | 0.556 | 0.556 | 0.556 | 0.556 | 0.556 | 0.556 | 0.556 | 0.556 | 0.556 | 0.556 | 0.556 | 0.556 | 0.556 | 0.556 | 0.556 | 0.556 | 0.556 | 0.556 | 0.556
Northern_California_Solar_57_Generic | generic-deliverability | Generic_PGE_North_500_SSN | Reliability_Capacity_In_Model_Year | System RA | Northern_California_Solar_57_Generic | 0.556 | 0.556 | 0.556 | 0.556 | 0.556 | 0.556 | 0.556 | 0.556 | 0.556 | 0.556 | 0.556 | 0.556 | 0.556 | 0.556 | 0.556 | 0.556 | 0.556 | 0.556 | 0.556 | 0.556 | 0.556 | 0.556 | 0.556 | 0.556 | 0.556 | 0.556 | 0.556 | 0.556 | 0.556 | 0.556 | 0.556
Northern_California_Solar_68_Generic | generic-deliverability | Generic_PGE_North_500_SSN | Reliability_Capacity_In_Model_Year | System RA | Northern_California_Solar_68_Generic | 0.556 | 0.556 | 0.556 | 0.556 | 0.556 | 0.556 | 0.556 | 0.556 | 0.556 | 0.556 | 0.556 | 0.556 | 0.556 | 0.556 | 0.556 | 0.556 | 0.556 | 0.556 | 0.556 | 0.556 | 0.556 | 0.556 | 0.556 | 0.556 | 0.556 | 0.556 | 0.556 | 0.556 | 0.556 | 0.556 | 0.556
Northern_California_Solar_70_Generic | generic-deliverability | Generic_PGE_North_500_SSN | Reliability_Capacity_In_Model_Year | System RA | Northern_California_Solar_70_Generic | 0.556 | 0.556 | 0.556 | 0.556 | 0.556 | 0.556 | 0.556 | 0.556 | 0.556 | 0.556 | 0.556 | 0.556 | 0.556 | 0.556 | 0.556 | 0.556 | 0.556 | 0.556 | 0.556 | 0.556 | 0.556 | 0.556 | 0.556 | 0.556 | 0.556 | 0.556 | 0.556 | 0.556 | 0.556 | 0.556 | 0.556
Northern_California_Solar_73_Generic | generic-deliverability | Generic_PGE_North_500_SSN | Reliability_Capacity_In_Model_Year | System RA | Northern_California_Solar_73_Generic | 0.556 | 0.556 | 0.556 | 0.556 | 0.556 | 0.556 | 0.556 | 0.556 | 0.556 | 0.556 | 0.556 | 0.556 | 0.556 | 0.556 | 0.556 | 0.556 | 0.556 | 0.556 | 0.556 | 0.556 | 0.556 | 0.556 | 0.556 | 0.556 | 0.556 | 0.556 | 0.556 | 0.556 | 0.556 | 0.556 | 0.556
Northern_California_Solar_76_Generic | generic-deliverability | Generic_PGE_North_500_SSN | Reliability_Capacity_In_Model_Year | System RA | Northern_California_Solar_76_Generic | 0.556 | 0.556 | 0.556 | 0.556 | 0.556 | 0.556 | 0.556 | 0.556 | 0.556 | 0.556 | 0.556 | 0.556 | 0.556 | 0.556 | 0.556 | 0.556 | 0.556 | 0.556 | 0.556 | 0.556 | 0.556 | 0.556 | 0.556 | 0.556 | 0.556 | 0.556 | 0.556 | 0.556 | 0.556 | 0.556 | 0.556
Northern_California_Solar_80_Generic | generic-deliverability | Generic_PGE_North_500_SSN | Reliability_Capacity_In_Model_Year | System RA | Northern_California_Solar_80_Generic | 0.556 | 0.556 | 0.556 | 0.556 | 0.556 | 0.556 | 0.556 | 0.556 | 0.556 | 0.556 | 0.556 | 0.556 | 0.556 | 0.556 | 0.556 | 0.556 | 0.556 | 0.556 | 0.556 | 0.556 | 0.556 | 0.556 | 0.556 | 0.556 | 0.556 | 0.556 | 0.556 | 0.556 | 0.556 | 0.556 | 0.556
Northern_California_Solar_82_Generic | generic-deliverability | Generic_PGE_North_500_SSN | Reliability_Capacity_In_Model_Year | System RA | Northern_California_Solar_82_Generic | 0.556 | 0.556 | 0.556 | 0.556 | 0.556 | 0.556 | 0.556 | 0.556 | 0.556 | 0.556 | 0.556 | 0.556 | 0.556 | 0.556 | 0.556 | 0.556 | 0.556 | 0.556 | 0.556 | 0.556 | 0.556 | 0.556 | 0.556 | 0.556 | 0.556 | 0.556 | 0.556 | 0.556 | 0.556 | 0.556 | 0.556
Northern_California_Solar_83_Generic | generic-deliverability | Generic_PGE_North_500_SSN | Reliability_Capacity_In_Model_Year | System RA | Northern_California_Solar_83_Generic | 0.556 | 0.556 | 0.556 | 0.556 | 0.556 | 0.556 | 0.556 | 0.556 | 0.556 | 0.556 | 0.556 | 0.556 | 0.556 | 0.556 | 0.556 | 0.556 | 0.556 | 0.556 | 0.556 | 0.556 | 0.556 | 0.556 | 0.556 | 0.556 | 0.556 | 0.556 | 0.556 | 0.556 | 0.556 | 0.556 | 0.556
Northern_California_Solar_84_Generic | generic-deliverability | Generic_PGE_North_500_SSN | Reliability_Capacity_In_Model_Year | System RA | Northern_California_Solar_84_Generic | 0.556 | 0.556 | 0.556 | 0.556 | 0.556 | 0.556 | 0.556 | 0.556 | 0.556 | 0.556 | 0.556 | 0.556 | 0.556 | 0.556 | 0.556 | 0.556 | 0.556 | 0.556 | 0.556 | 0.556 | 0.556 | 0.556 | 0.556 | 0.556 | 0.556 | 0.556 | 0.556 | 0.556 | 0.556 | 0.556 | 0.556
Northern_California_Solar_85_Generic | generic-deliverability | Generic_PGE_North_500_SSN | Reliability_Capacity_In_Model_Year | System RA | Northern_California_Solar_85_Generic | 0.556 | 0.556 | 0.556 | 0.556 | 0.556 | 0.556 | 0.556 | 0.556 | 0.556 | 0.556 | 0.556 | 0.556 | 0.556 | 0.556 | 0.556 | 0.556 | 0.556 | 0.556 | 0.556 | 0.556 | 0.556 | 0.556 | 0.556 | 0.556 | 0.556 | 0.556 | 0.556 | 0.556 | 0.556 | 0.556 | 0.556
Northern_California_Solar_92_Generic | generic-deliverability | Generic_PGE_North_500_SSN | Reliability_Capacity_In_Model_Year | System RA | Northern_California_Solar_92_Generic | 0.556 | 0.556 | 0.556 | 0.556 | 0.556 | 0.556 | 0.556 | 0.556 | 0.556 | 0.556 | 0.556 | 0.556 | 0.556 | 0.556 | 0.556 | 0.556 | 0.556 | 0.556 | 0.556 | 0.556 | 0.556 | 0.556 | 0.556 | 0.556 | 0.556 | 0.556 | 0.556 | 0.556 | 0.556 | 0.556 | 0.556
Northern_California_Solar_94_Generic | generic-deliverability | Generic_PGE_North_500_SSN | Reliability_Capacity_In_Model_Year | System RA | Northern_California_Solar_94_Generic | 0.556 | 0.556 | 0.556 | 0.556 | 0.556 | 0.556 | 0.556 | 0.556 | 0.556 | 0.556 | 0.556 | 0.556 | 0.556 | 0.556 | 0.556 | 0.556 | 0.556 | 0.556 | 0.556 | 0.556 | 0.556 | 0.556 | 0.556 | 0.556 | 0.556 | 0.556 | 0.556 | 0.556 | 0.556 | 0.556 | 0.556
Northern_California_Solar_96_Generic | generic-deliverability | Generic_PGE_North_500_SSN | Reliability_Capacity_In_Model_Year | System RA | Northern_California_Solar_96_Generic | 0.556 | 0.556 | 0.556 | 0.556 | 0.556 | 0.556 | 0.556 | 0.556 | 0.556 | 0.556 | 0.556 | 0.556 | 0.556 | 0.556 | 0.556 | 0.556 | 0.556 | 0.556 | 0.556 | 0.556 | 0.556 | 0.556 | 0.556 | 0.556 | 0.556 | 0.556 | 0.556 | 0.556 | 0.556 | 0.556 | 0.556
Northern_California_Wind_159_Generic | generic-deliverability | Generic_PGE_North_500_SSN | Reliability_Capacity_In_Model_Year | System RA | Northern_California_Wind_159_Generic | 0.163 | 0.163 | 0.163 | 0.163 | 0.163 | 0.163 | 0.163 | 0.163 | 0.163 | 0.163 | 0.163 | 0.163 | 0.163 | 0.163 | 0.163 | 0.163 | 0.163 | 0.163 | 0.163 | 0.163 | 0.163 | 0.163 | 0.163 | 0.163 | 0.163 | 0.163 | 0.163 | 0.163 | 0.163 | 0.163 | 0.163
Northern_California_Wind_26_Generic | generic-deliverability | Generic_PGE_North_500_SSN | Reliability_Capacity_In_Model_Year | System RA | Northern_California_Wind_26_Generic | 0.163 | 0.163 | 0.163 | 0.163 | 0.163 | 0.163 | 0.163 | 0.163 | 0.163 | 0.163 | 0.163 | 0.163 | 0.163 | 0.163 | 0.163 | 0.163 | 0.163 | 0.163 | 0.163 | 0.163 | 0.163 | 0.163 | 0.163 | 0.163 | 0.163 | 0.163 | 0.163 | 0.163 | 0.163 | 0.163 | 0.163
Northern_California_Wind_35_Generic | generic-deliverability | Generic_PGE_North_500_SSN | Reliability_Capacity_In_Model_Year | System RA | Northern_California_Wind_35_Generic | 0.163 | 0.163 | 0.163 | 0.163 | 0.163 | 0.163 | 0.163 | 0.163 | 0.163 | 0.163 | 0.163 | 0.163 | 0.163 | 0.163 | 0.163 | 0.163 | 0.163 | 0.163 | 0.163 | 0.163 | 0.163 | 0.163 | 0.163 | 0.163 | 0.163 | 0.163 | 0.163 | 0.163 | 0.163 | 0.163 | 0.163
Northern_California_Wind_5_Generic | generic-deliverability | Generic_PGE_North_500_SSN | Reliability_Capacity_In_Model_Year | System RA | Northern_California_Wind_5_Generic | 0.163 | 0.163 | 0.163 | 0.163 | 0.163 | 0.163 | 0.163 | 0.163 | 0.163 | 0.163 | 0.163 | 0.163 | 0.163 | 0.163 | 0.163 | 0.163 | 0.163 | 0.163 | 0.163 | 0.163 | 0.163 | 0.163 | 0.163 | 0.163 | 0.163 | 0.163 | 0.163 | 0.163 | 0.163 | 0.163 | 0.163
Northern_California_Wind_76_Generic | generic-deliverability | Generic_PGE_North_500_SSN | Reliability_Capacity_In_Model_Year | System RA | Northern_California_Wind_76_Generic | 0.163 | 0.163 | 0.163 | 0.163 | 0.163 | 0.163 | 0.163 | 0.163 | 0.163 | 0.163 | 0.163 | 0.163 | 0.163 | 0.163 | 0.163 | 0.163 | 0.163 | 0.163 | 0.163 | 0.163 | 0.163 | 0.163 | 0.163 | 0.163 | 0.163 | 0.163 | 0.163 | 0.163 | 0.163 | 0.163 | 0.163
Northern_California_Wind_83_Generic | generic-deliverability | Generic_PGE_North_500_SSN | Reliability_Capacity_In_Model_Year | System RA | Northern_California_Wind_83_Generic | 0.163 | 0.163 | 0.163 | 0.163 | 0.163 | 0.163 | 0.163 | 0.163 | 0.163 | 0.163 | 0.163 | 0.163 | 0.163 | 0.163 | 0.163 | 0.163 | 0.163 | 0.163 | 0.163 | 0.163 | 0.163 | 0.163 | 0.163 | 0.163 | 0.163 | 0.163 | 0.163 | 0.163 | 0.163 | 0.163 | 0.163
Pacific_Northwest_Geothermal_5_Generic | generic-deliverability | Generic_PGE_North_500_SSN | Reliability_Capacity_In_Model_Year | System RA | Pacific_Northwest_Geothermal_5_Generic | 1 | 1 | 1 | 1 | 1 | 1 | 1 | 1 | 1 | 1 | 1 | 1 | 1 | 1 | 1 | 1 | 1 | 1 | 1 | 1 | 1 | 1 | 1 | 1 | 1 | 1 | 1 | 1 | 1 | 1 | 1
Solano_Wind_122_Generic | generic-deliverability | Generic_PGE_North_500_SSN | Reliability_Capacity_In_Model_Year | System RA | Solano_Wind_122_Generic | 0.163 | 0.163 | 0.163 | 0.163 | 0.163 | 0.163 | 0.163 | 0.163 | 0.163 | 0.163 | 0.163 | 0.163 | 0.163 | 0.163 | 0.163 | 0.163 | 0.163 | 0.163 | 0.163 | 0.163 | 0.163 | 0.163 | 0.163 | 0.163 | 0.163 | 0.163 | 0.163 | 0.163 | 0.163 | 0.163 | 0.163
Solano_Wind_126_Generic | generic-deliverability | Generic_PGE_North_500_SSN | Reliability_Capacity_In_Model_Year | System RA | Solano_Wind_126_Generic | 0.163 | 0.163 | 0.163 | 0.163 | 0.163 | 0.163 | 0.163 | 0.163 | 0.163 | 0.163 | 0.163 | 0.163 | 0.163 | 0.163 | 0.163 | 0.163 | 0.163 | 0.163 | 0.163 | 0.163 | 0.163 | 0.163 | 0.163 | 0.163 | 0.163 | 0.163 | 0.163 | 0.163 | 0.163 | 0.163 | 0.163
Solano_Wind_85_Generic | generic-deliverability | Generic_PGE_North_500_SSN | Reliability_Capacity_In_Model_Year | System RA | Solano_Wind_85_Generic | 0.163 | 0.163 | 0.163 | 0.163 | 0.163 | 0.163 | 0.163 | 0.163 | 0.163 | 0.163 | 0.163 | 0.163 | 0.163 | 0.163 | 0.163 | 0.163 | 0.163 | 0.163 | 0.163 | 0.163 | 0.163 | 0.163 | 0.163 | 0.163 | 0.163 | 0.163 | 0.163 | 0.163 | 0.163 | 0.163 | 0.163
Solano_Wind_94_Generic | generic-deliverability | Generic_PGE_North_500_SSN | Reliability_Capacity_In_Model_Year | System RA | Solano_Wind_94_Generic | 0.163 | 0.163 | 0.163 | 0.163 | 0.163 | 0.163 | 0.163 | 0.163 | 0.163 | 0.163 | 0.163 | 0.163 | 0.163 | 0.163 | 0.163 | 0.163 | 0.163 | 0.163 | 0.163 | 0.163 | 0.163 | 0.163 | 0.163 | 0.163 | 0.163 | 0.163 | 0.163 | 0.163 | 0.163 | 0.163 | 0.163
Southern_PGAE_Flow_Battery_111_Generic | generic-deliverability | Generic_PGE_North_500_SSN | Reliability_Capacity_In_Model_Year | System RA | Southern_PGAE_Flow_Battery_111_Generic | 0.5 | 0.5 | 0.5 | 0.5 | 0.5 | 0.5 | 0.5 | 0.5 | 0.5 | 0.5 | 0.5 | 0.5 | 0.5 | 0.5 | 0.5 | 0.5 | 0.5 | 0.5 | 0.5 | 0.5 | 0.5 | 0.5 | 0.5 | 0.5 | 0.5 | 0.5 | 0.5 | 0.5 | 0.5 | 0.5 | 0.5
Southern_PGAE_Flow_Battery_124_Generic | generic-deliverability | Generic_PGE_North_500_SSN | Reliability_Capacity_In_Model_Year | System RA | Southern_PGAE_Flow_Battery_124_Generic | 0.5 | 0.5 | 0.5 | 0.5 | 0.5 | 0.5 | 0.5 | 0.5 | 0.5 | 0.5 | 0.5 | 0.5 | 0.5 | 0.5 | 0.5 | 0.5 | 0.5 | 0.5 | 0.5 | 0.5 | 0.5 | 0.5 | 0.5 | 0.5 | 0.5 | 0.5 | 0.5 | 0.5 | 0.5 | 0.5 | 0.5
Southern_PGAE_Flow_Battery_139_Generic | generic-deliverability | Generic_PGE_North_500_SSN | Reliability_Capacity_In_Model_Year | System RA | Southern_PGAE_Flow_Battery_139_Generic | 0.5 | 0.5 | 0.5 | 0.5 | 0.5 | 0.5 | 0.5 | 0.5 | 0.5 | 0.5 | 0.5 | 0.5 | 0.5 | 0.5 | 0.5 | 0.5 | 0.5 | 0.5 | 0.5 | 0.5 | 0.5 | 0.5 | 0.5 | 0.5 | 0.5 | 0.5 | 0.5 | 0.5 | 0.5 | 0.5 | 0.5
Southern_PGAE_Flow_Battery_140_Generic | generic-deliverability | Generic_PGE_North_500_SSN | Reliability_Capacity_In_Model_Year | System RA | Southern_PGAE_Flow_Battery_140_Generic | 0.5 | 0.5 | 0.5 | 0.5 | 0.5 | 0.5 | 0.5 | 0.5 | 0.5 | 0.5 | 0.5 | 0.5 | 0.5 | 0.5 | 0.5 | 0.5 | 0.5 | 0.5 | 0.5 | 0.5 | 0.5 | 0.5 | 0.5 | 0.5 | 0.5 | 0.5 | 0.5 | 0.5 | 0.5 | 0.5 | 0.5
Southern_PGAE_Flow_Battery_145_Generic | generic-deliverability | Generic_PGE_North_500_SSN | Reliability_Capacity_In_Model_Year | System RA | Southern_PGAE_Flow_Battery_145_Generic | 0.5 | 0.5 | 0.5 | 0.5 | 0.5 | 0.5 | 0.5 | 0.5 | 0.5 | 0.5 | 0.5 | 0.5 | 0.5 | 0.5 | 0.5 | 0.5 | 0.5 | 0.5 | 0.5 | 0.5 | 0.5 | 0.5 | 0.5 | 0.5 | 0.5 | 0.5 | 0.5 | 0.5 | 0.5 | 0.5 | 0.5
Southern_PGAE_Flow_Battery_151_Generic | generic-deliverability | Generic_PGE_North_500_SSN | Reliability_Capacity_In_Model_Year | System RA | Southern_PGAE_Flow_Battery_151_Generic | 0.5 | 0.5 | 0.5 | 0.5 | 0.5 | 0.5 | 0.5 | 0.5 | 0.5 | 0.5 | 0.5 | 0.5 | 0.5 | 0.5 | 0.5 | 0.5 | 0.5 | 0.5 | 0.5 | 0.5 | 0.5 | 0.5 | 0.5 | 0.5 | 0.5 | 0.5 | 0.5 | 0.5 | 0.5 | 0.5 | 0.5
Southern_PGAE_Flow_Battery_154_Generic | generic-deliverability | Generic_PGE_North_500_SSN | Reliability_Capacity_In_Model_Year | System RA | Southern_PGAE_Flow_Battery_154_Generic | 0.5 | 0.5 | 0.5 | 0.5 | 0.5 | 0.5 | 0.5 | 0.5 | 0.5 | 0.5 | 0.5 | 0.5 | 0.5 | 0.5 | 0.5 | 0.5 | 0.5 | 0.5 | 0.5 | 0.5 | 0.5 | 0.5 | 0.5 | 0.5 | 0.5 | 0.5 | 0.5 | 0.5 | 0.5 | 0.5 | 0.5
Southern_PGAE_Flow_Battery_161_Generic | generic-deliverability | Generic_PGE_North_500_SSN | Reliability_Capacity_In_Model_Year | System RA | Southern_PGAE_Flow_Battery_161_Generic | 0.5 | 0.5 | 0.5 | 0.5 | 0.5 | 0.5 | 0.5 | 0.5 | 0.5 | 0.5 | 0.5 | 0.5 | 0.5 | 0.5 | 0.5 | 0.5 | 0.5 | 0.5 | 0.5 | 0.5 | 0.5 | 0.5 | 0.5 | 0.5 | 0.5 | 0.5 | 0.5 | 0.5 | 0.5 | 0.5 | 0.5
Southern_PGAE_Flow_Battery_162_Generic | generic-deliverability | Generic_PGE_North_500_SSN | Reliability_Capacity_In_Model_Year | System RA | Southern_PGAE_Flow_Battery_162_Generic | 0.5 | 0.5 | 0.5 | 0.5 | 0.5 | 0.5 | 0.5 | 0.5 | 0.5 | 0.5 | 0.5 | 0.5 | 0.5 | 0.5 | 0.5 | 0.5 | 0.5 | 0.5 | 0.5 | 0.5 | 0.5 | 0.5 | 0.5 | 0.5 | 0.5 | 0.5 | 0.5 | 0.5 | 0.5 | 0.5 | 0.5
Southern_PGAE_Flow_Battery_163_Generic | generic-deliverability | Generic_PGE_North_500_SSN | Reliability_Capacity_In_Model_Year | System RA | Southern_PGAE_Flow_Battery_163_Generic | 0.5 | 0.5 | 0.5 | 0.5 | 0.5 | 0.5 | 0.5 | 0.5 | 0.5 | 0.5 | 0.5 | 0.5 | 0.5 | 0.5 | 0.5 | 0.5 | 0.5 | 0.5 | 0.5 | 0.5 | 0.5 | 0.5 | 0.5 | 0.5 | 0.5 | 0.5 | 0.5 | 0.5 | 0.5 | 0.5 | 0.5
Southern_PGAE_Flow_Battery_164_Generic | generic-deliverability | Generic_PGE_North_500_SSN | Reliability_Capacity_In_Model_Year | System RA | Southern_PGAE_Flow_Battery_164_Generic | 0.5 | 0.5 | 0.5 | 0.5 | 0.5 | 0.5 | 0.5 | 0.5 | 0.5 | 0.5 | 0.5 | 0.5 | 0.5 | 0.5 | 0.5 | 0.5 | 0.5 | 0.5 | 0.5 | 0.5 | 0.5 | 0.5 | 0.5 | 0.5 | 0.5 | 0.5 | 0.5 | 0.5 | 0.5 | 0.5 | 0.5
Southern_PGAE_Flow_Battery_165_Generic | generic-deliverability | Generic_PGE_North_500_SSN | Reliability_Capacity_In_Model_Year | System RA | Southern_PGAE_Flow_Battery_165_Generic | 0.5 | 0.5 | 0.5 | 0.5 | 0.5 | 0.5 | 0.5 | 0.5 | 0.5 | 0.5 | 0.5 | 0.5 | 0.5 | 0.5 | 0.5 | 0.5 | 0.5 | 0.5 | 0.5 | 0.5 | 0.5 | 0.5 | 0.5 | 0.5 | 0.5 | 0.5 | 0.5 | 0.5 | 0.5 | 0.5 | 0.5
Southern_PGAE_Flow_Battery_168_Generic | generic-deliverability | Generic_PGE_North_500_SSN | Reliability_Capacity_In_Model_Year | System RA | Southern_PGAE_Flow_Battery_168_Generic | 0.5 | 0.5 | 0.5 | 0.5 | 0.5 | 0.5 | 0.5 | 0.5 | 0.5 | 0.5 | 0.5 | 0.5 | 0.5 | 0.5 | 0.5 | 0.5 | 0.5 | 0.5 | 0.5 | 0.5 | 0.5 | 0.5 | 0.5 | 0.5 | 0.5 | 0.5 | 0.5 | 0.5 | 0.5 | 0.5 | 0.5
Southern_PGAE_Flow_Battery_169_Generic | generic-deliverability | Generic_PGE_North_500_SSN | Reliability_Capacity_In_Model_Year | System RA | Southern_PGAE_Flow_Battery_169_Generic | 0.5 | 0.5 | 0.5 | 0.5 | 0.5 | 0.5 | 0.5 | 0.5 | 0.5 | 0.5 | 0.5 | 0.5 | 0.5 | 0.5 | 0.5 | 0.5 | 0.5 | 0.5 | 0.5 | 0.5 | 0.5 | 0.5 | 0.5 | 0.5 | 0.5 | 0.5 | 0.5 | 0.5 | 0.5 | 0.5 | 0.5
Southern_PGAE_Flow_Battery_17_Generic | generic-deliverability | Generic_PGE_North_500_SSN | Reliability_Capacity_In_Model_Year | System RA | Southern_PGAE_Flow_Battery_17_Generic | 0.5 | 0.5 | 0.5 | 0.5 | 0.5 | 0.5 | 0.5 | 0.5 | 0.5 | 0.5 | 0.5 | 0.5 | 0.5 | 0.5 | 0.5 | 0.5 | 0.5 | 0.5 | 0.5 | 0.5 | 0.5 | 0.5 | 0.5 | 0.5 | 0.5 | 0.5 | 0.5 | 0.5 | 0.5 | 0.5 | 0.5
Southern_PGAE_Flow_Battery_170_Generic | generic-deliverability | Generic_PGE_North_500_SSN | Reliability_Capacity_In_Model_Year | System RA | Southern_PGAE_Flow_Battery_170_Generic | 0.5 | 0.5 | 0.5 | 0.5 | 0.5 | 0.5 | 0.5 | 0.5 | 0.5 | 0.5 | 0.5 | 0.5 | 0.5 | 0.5 | 0.5 | 0.5 | 0.5 | 0.5 | 0.5 | 0.5 | 0.5 | 0.5 | 0.5 | 0.5 | 0.5 | 0.5 | 0.5 | 0.5 | 0.5 | 0.5 | 0.5
Southern_PGAE_Flow_Battery_174_Generic | generic-deliverability | Generic_PGE_North_500_SSN | Reliability_Capacity_In_Model_Year | System RA | Southern_PGAE_Flow_Battery_174_Generic | 0.5 | 0.5 | 0.5 | 0.5 | 0.5 | 0.5 | 0.5 | 0.5 | 0.5 | 0.5 | 0.5 | 0.5 | 0.5 | 0.5 | 0.5 | 0.5 | 0.5 | 0.5 | 0.5 | 0.5 | 0.5 | 0.5 | 0.5 | 0.5 | 0.5 | 0.5 | 0.5 | 0.5 | 0.5 | 0.5 | 0.5
Southern_PGAE_Flow_Battery_176_Generic | generic-deliverability | Generic_PGE_North_500_SSN | Reliability_Capacity_In_Model_Year | System RA | Southern_PGAE_Flow_Battery_176_Generic | 0.5 | 0.5 | 0.5 | 0.5 | 0.5 | 0.5 | 0.5 | 0.5 | 0.5 | 0.5 | 0.5 | 0.5 | 0.5 | 0.5 | 0.5 | 0.5 | 0.5 | 0.5 | 0.5 | 0.5 | 0.5 | 0.5 | 0.5 | 0.5 | 0.5 | 0.5 | 0.5 | 0.5 | 0.5 | 0.5 | 0.5
Southern_PGAE_Flow_Battery_95_Generic | generic-deliverability | Generic_PGE_North_500_SSN | Reliability_Capacity_In_Model_Year | System RA | Southern_PGAE_Flow_Battery_95_Generic | 0.5 | 0.5 | 0.5 | 0.5 | 0.5 | 0.5 | 0.5 | 0.5 | 0.5 | 0.5 | 0.5 | 0.5 | 0.5 | 0.5 | 0.5 | 0.5 | 0.5 | 0.5 | 0.5 | 0.5 | 0.5 | 0.5 | 0.5 | 0.5 | 0.5 | 0.5 | 0.5 | 0.5 | 0.5 | 0.5 | 0.5
Southern_PGAE_Flow_Battery_99_Generic | generic-deliverability | Generic_PGE_North_500_SSN | Reliability_Capacity_In_Model_Year | System RA | Southern_PGAE_Flow_Battery_99_Generic | 0.5 | 0.5 | 0.5 | 0.5 | 0.5 | 0.5 | 0.5 | 0.5 | 0.5 | 0.5 | 0.5 | 0.5 | 0.5 | 0.5 | 0.5 | 0.5 | 0.5 | 0.5 | 0.5 | 0.5 | 0.5 | 0.5 | 0.5 | 0.5 | 0.5 | 0.5 | 0.5 | 0.5 | 0.5 | 0.5 | 0.5
Southern_PGAE_Li_Battery_4hr_111_Generic | generic-deliverability | Generic_PGE_North_500_SSN | Reliability_Capacity_In_Model_Year | System RA | Southern_PGAE_Li_Battery_4hr_111_Generic | 0.5 | 0.5 | 0.5 | 0.5 | 0.5 | 0.5 | 0.5 | 0.5 | 0.5 | 0.5 | 0.5 | 0.5 | 0.5 | 0.5 | 0.5 | 0.5 | 0.5 | 0.5 | 0.5 | 0.5 | 0.5 | 0.5 | 0.5 | 0.5 | 0.5 | 0.5 | 0.5 | 0.5 | 0.5 | 0.5 | 0.5
Southern_PGAE_Li_Battery_4hr_124_Generic | generic-deliverability | Generic_PGE_North_500_SSN | Reliability_Capacity_In_Model_Year | System RA | Southern_PGAE_Li_Battery_4hr_124_Generic | 0.5 | 0.5 | 0.5 | 0.5 | 0.5 | 0.5 | 0.5 | 0.5 | 0.5 | 0.5 | 0.5 | 0.5 | 0.5 | 0.5 | 0.5 | 0.5 | 0.5 | 0.5 | 0.5 | 0.5 | 0.5 | 0.5 | 0.5 | 0.5 | 0.5 | 0.5 | 0.5 | 0.5 | 0.5 | 0.5 | 0.5
Southern_PGAE_Li_Battery_4hr_139_Generic | generic-deliverability | Generic_PGE_North_500_SSN | Reliability_Capacity_In_Model_Year | System RA | Southern_PGAE_Li_Battery_4hr_139_Generic | 0.5 | 0.5 | 0.5 | 0.5 | 0.5 | 0.5 | 0.5 | 0.5 | 0.5 | 0.5 | 0.5 | 0.5 | 0.5 | 0.5 | 0.5 | 0.5 | 0.5 | 0.5 | 0.5 | 0.5 | 0.5 | 0.5 | 0.5 | 0.5 | 0.5 | 0.5 | 0.5 | 0.5 | 0.5 | 0.5 | 0.5
Southern_PGAE_Li_Battery_4hr_140_Generic | generic-deliverability | Generic_PGE_North_500_SSN | Reliability_Capacity_In_Model_Year | System RA | Southern_PGAE_Li_Battery_4hr_140_Generic | 0.5 | 0.5 | 0.5 | 0.5 | 0.5 | 0.5 | 0.5 | 0.5 | 0.5 | 0.5 | 0.5 | 0.5 | 0.5 | 0.5 | 0.5 | 0.5 | 0.5 | 0.5 | 0.5 | 0.5 | 0.5 | 0.5 | 0.5 | 0.5 | 0.5 | 0.5 | 0.5 | 0.5 | 0.5 | 0.5 | 0.5
Southern_PGAE_Li_Battery_4hr_145_Generic | generic-deliverability | Generic_PGE_North_500_SSN | Reliability_Capacity_In_Model_Year | System RA | Southern_PGAE_Li_Battery_4hr_145_Generic | 0.5 | 0.5 | 0.5 | 0.5 | 0.5 | 0.5 | 0.5 | 0.5 | 0.5 | 0.5 | 0.5 | 0.5 | 0.5 | 0.5 | 0.5 | 0.5 | 0.5 | 0.5 | 0.5 | 0.5 | 0.5 | 0.5 | 0.5 | 0.5 | 0.5 | 0.5 | 0.5 | 0.5 | 0.5 | 0.5 | 0.5
Southern_PGAE_Li_Battery_4hr_151_Generic | generic-deliverability | Generic_PGE_North_500_SSN | Reliability_Capacity_In_Model_Year | System RA | Southern_PGAE_Li_Battery_4hr_151_Generic | 0.5 | 0.5 | 0.5 | 0.5 | 0.5 | 0.5 | 0.5 | 0.5 | 0.5 | 0.5 | 0.5 | 0.5 | 0.5 | 0.5 | 0.5 | 0.5 | 0.5 | 0.5 | 0.5 | 0.5 | 0.5 | 0.5 | 0.5 | 0.5 | 0.5 | 0.5 | 0.5 | 0.5 | 0.5 | 0.5 | 0.5
Southern_PGAE_Li_Battery_4hr_154_Generic | generic-deliverability | Generic_PGE_North_500_SSN | Reliability_Capacity_In_Model_Year | System RA | Southern_PGAE_Li_Battery_4hr_154_Generic | 0.5 | 0.5 | 0.5 | 0.5 | 0.5 | 0.5 | 0.5 | 0.5 | 0.5 | 0.5 | 0.5 | 0.5 | 0.5 | 0.5 | 0.5 | 0.5 | 0.5 | 0.5 | 0.5 | 0.5 | 0.5 | 0.5 | 0.5 | 0.5 | 0.5 | 0.5 | 0.5 | 0.5 | 0.5 | 0.5 | 0.5
Southern_PGAE_Li_Battery_4hr_161_Generic | generic-deliverability | Generic_PGE_North_500_SSN | Reliability_Capacity_In_Model_Year | System RA | Southern_PGAE_Li_Battery_4hr_161_Generic | 0.5 | 0.5 | 0.5 | 0.5 | 0.5 | 0.5 | 0.5 | 0.5 | 0.5 | 0.5 | 0.5 | 0.5 | 0.5 | 0.5 | 0.5 | 0.5 | 0.5 | 0.5 | 0.5 | 0.5 | 0.5 | 0.5 | 0.5 | 0.5 | 0.5 | 0.5 | 0.5 | 0.5 | 0.5 | 0.5 | 0.5
Southern_PGAE_Li_Battery_4hr_162_Generic | generic-deliverability | Generic_PGE_North_500_SSN | Reliability_Capacity_In_Model_Year | System RA | Southern_PGAE_Li_Battery_4hr_162_Generic | 0.5 | 0.5 | 0.5 | 0.5 | 0.5 | 0.5 | 0.5 | 0.5 | 0.5 | 0.5 | 0.5 | 0.5 | 0.5 | 0.5 | 0.5 | 0.5 | 0.5 | 0.5 | 0.5 | 0.5 | 0.5 | 0.5 | 0.5 | 0.5 | 0.5 | 0.5 | 0.5 | 0.5 | 0.5 | 0.5 | 0.5
Southern_PGAE_Li_Battery_4hr_163_Generic | generic-deliverability | Generic_PGE_North_500_SSN | Reliability_Capacity_In_Model_Year | System RA | Southern_PGAE_Li_Battery_4hr_163_Generic | 0.5 | 0.5 | 0.5 | 0.5 | 0.5 | 0.5 | 0.5 | 0.5 | 0.5 | 0.5 | 0.5 | 0.5 | 0.5 | 0.5 | 0.5 | 0.5 | 0.5 | 0.5 | 0.5 | 0.5 | 0.5 | 0.5 | 0.5 | 0.5 | 0.5 | 0.5 | 0.5 | 0.5 | 0.5 | 0.5 | 0.5
Southern_PGAE_Li_Battery_4hr_164_Generic | generic-deliverability | Generic_PGE_North_500_SSN | Reliability_Capacity_In_Model_Year | System RA | Southern_PGAE_Li_Battery_4hr_164_Generic | 0.5 | 0.5 | 0.5 | 0.5 | 0.5 | 0.5 | 0.5 | 0.5 | 0.5 | 0.5 | 0.5 | 0.5 | 0.5 | 0.5 | 0.5 | 0.5 | 0.5 | 0.5 | 0.5 | 0.5 | 0.5 | 0.5 | 0.5 | 0.5 | 0.5 | 0.5 | 0.5 | 0.5 | 0.5 | 0.5 | 0.5
Southern_PGAE_Li_Battery_4hr_165_Generic | generic-deliverability | Generic_PGE_North_500_SSN | Reliability_Capacity_In_Model_Year | System RA | Southern_PGAE_Li_Battery_4hr_165_Generic | 0.5 | 0.5 | 0.5 | 0.5 | 0.5 | 0.5 | 0.5 | 0.5 | 0.5 | 0.5 | 0.5 | 0.5 | 0.5 | 0.5 | 0.5 | 0.5 | 0.5 | 0.5 | 0.5 | 0.5 | 0.5 | 0.5 | 0.5 | 0.5 | 0.5 | 0.5 | 0.5 | 0.5 | 0.5 | 0.5 | 0.5
Southern_PGAE_Li_Battery_4hr_168_Generic | generic-deliverability | Generic_PGE_North_500_SSN | Reliability_Capacity_In_Model_Year | System RA | Southern_PGAE_Li_Battery_4hr_168_Generic | 0.5 | 0.5 | 0.5 | 0.5 | 0.5 | 0.5 | 0.5 | 0.5 | 0.5 | 0.5 | 0.5 | 0.5 | 0.5 | 0.5 | 0.5 | 0.5 | 0.5 | 0.5 | 0.5 | 0.5 | 0.5 | 0.5 | 0.5 | 0.5 | 0.5 | 0.5 | 0.5 | 0.5 | 0.5 | 0.5 | 0.5
Southern_PGAE_Li_Battery_4hr_169_Generic | generic-deliverability | Generic_PGE_North_500_SSN | Reliability_Capacity_In_Model_Year | System RA | Southern_PGAE_Li_Battery_4hr_169_Generic | 0.5 | 0.5 | 0.5 | 0.5 | 0.5 | 0.5 | 0.5 | 0.5 | 0.5 | 0.5 | 0.5 | 0.5 | 0.5 | 0.5 | 0.5 | 0.5 | 0.5 | 0.5 | 0.5 | 0.5 | 0.5 | 0.5 | 0.5 | 0.5 | 0.5 | 0.5 | 0.5 | 0.5 | 0.5 | 0.5 | 0.5
Southern_PGAE_Li_Battery_4hr_17_Generic | generic-deliverability | Generic_PGE_North_500_SSN | Reliability_Capacity_In_Model_Year | System RA | Southern_PGAE_Li_Battery_4hr_17_Generic | 0.5 | 0.5 | 0.5 | 0.5 | 0.5 | 0.5 | 0.5 | 0.5 | 0.5 | 0.5 | 0.5 | 0.5 | 0.5 | 0.5 | 0.5 | 0.5 | 0.5 | 0.5 | 0.5 | 0.5 | 0.5 | 0.5 | 0.5 | 0.5 | 0.5 | 0.5 | 0.5 | 0.5 | 0.5 | 0.5 | 0.5
Southern_PGAE_Li_Battery_4hr_170_Generic | generic-deliverability | Generic_PGE_North_500_SSN | Reliability_Capacity_In_Model_Year | System RA | Southern_PGAE_Li_Battery_4hr_170_Generic | 0.5 | 0.5 | 0.5 | 0.5 | 0.5 | 0.5 | 0.5 | 0.5 | 0.5 | 0.5 | 0.5 | 0.5 | 0.5 | 0.5 | 0.5 | 0.5 | 0.5 | 0.5 | 0.5 | 0.5 | 0.5 | 0.5 | 0.5 | 0.5 | 0.5 | 0.5 | 0.5 | 0.5 | 0.5 | 0.5 | 0.5
Southern_PGAE_Li_Battery_4hr_174_Generic | generic-deliverability | Generic_PGE_North_500_SSN | Reliability_Capacity_In_Model_Year | System RA | Southern_PGAE_Li_Battery_4hr_174_Generic | 0.5 | 0.5 | 0.5 | 0.5 | 0.5 | 0.5 | 0.5 | 0.5 | 0.5 | 0.5 | 0.5 | 0.5 | 0.5 | 0.5 | 0.5 | 0.5 | 0.5 | 0.5 | 0.5 | 0.5 | 0.5 | 0.5 | 0.5 | 0.5 | 0.5 | 0.5 | 0.5 | 0.5 | 0.5 | 0.5 | 0.5
Southern_PGAE_Li_Battery_4hr_176_Generic | generic-deliverability | Generic_PGE_North_500_SSN | Reliability_Capacity_In_Model_Year | System RA | Southern_PGAE_Li_Battery_4hr_176_Generic | 0.5 | 0.5 | 0.5 | 0.5 | 0.5 | 0.5 | 0.5 | 0.5 | 0.5 | 0.5 | 0.5 | 0.5 | 0.5 | 0.5 | 0.5 | 0.5 | 0.5 | 0.5 | 0.5 | 0.5 | 0.5 | 0.5 | 0.5 | 0.5 | 0.5 | 0.5 | 0.5 | 0.5 | 0.5 | 0.5 | 0.5
Southern_PGAE_Li_Battery_4hr_95_Generic | generic-deliverability | Generic_PGE_North_500_SSN | Reliability_Capacity_In_Model_Year | System RA | Southern_PGAE_Li_Battery_4hr_95_Generic | 0.5 | 0.5 | 0.5 | 0.5 | 0.5 | 0.5 | 0.5 | 0.5 | 0.5 | 0.5 | 0.5 | 0.5 | 0.5 | 0.5 | 0.5 | 0.5 | 0.5 | 0.5 | 0.5 | 0.5 | 0.5 | 0.5 | 0.5 | 0.5 | 0.5 | 0.5 | 0.5 | 0.5 | 0.5 | 0.5 | 0.5
Southern_PGAE_Li_Battery_4hr_99_Generic | generic-deliverability | Generic_PGE_North_500_SSN | Reliability_Capacity_In_Model_Year | System RA | Southern_PGAE_Li_Battery_4hr_99_Generic | 0.5 | 0.5 | 0.5 | 0.5 | 0.5 | 0.5 | 0.5 | 0.5 | 0.5 | 0.5 | 0.5 | 0.5 | 0.5 | 0.5 | 0.5 | 0.5 | 0.5 | 0.5 | 0.5 | 0.5 | 0.5 | 0.5 | 0.5 | 0.5 | 0.5 | 0.5 | 0.5 | 0.5 | 0.5 | 0.5 | 0.5
Southern_PGAE_Li_Battery_8hr_111_Generic | generic-deliverability | Generic_PGE_North_500_SSN | Reliability_Capacity_In_Model_Year | System RA | Southern_PGAE_Li_Battery_8hr_111_Generic | 0.5 | 0.5 | 0.5 | 0.5 | 0.5 | 0.5 | 0.5 | 0.5 | 0.5 | 0.5 | 0.5 | 0.5 | 0.5 | 0.5 | 0.5 | 0.5 | 0.5 | 0.5 | 0.5 | 0.5 | 0.5 | 0.5 | 0.5 | 0.5 | 0.5 | 0.5 | 0.5 | 0.5 | 0.5 | 0.5 | 0.5
Southern_PGAE_Li_Battery_8hr_124_Generic | generic-deliverability | Generic_PGE_North_500_SSN | Reliability_Capacity_In_Model_Year | System RA | Southern_PGAE_Li_Battery_8hr_124_Generic | 0.5 | 0.5 | 0.5 | 0.5 | 0.5 | 0.5 | 0.5 | 0.5 | 0.5 | 0.5 | 0.5 | 0.5 | 0.5 | 0.5 | 0.5 | 0.5 | 0.5 | 0.5 | 0.5 | 0.5 | 0.5 | 0.5 | 0.5 | 0.5 | 0.5 | 0.5 | 0.5 | 0.5 | 0.5 | 0.5 | 0.5
Southern_PGAE_Li_Battery_8hr_139_Generic | generic-deliverability | Generic_PGE_North_500_SSN | Reliability_Capacity_In_Model_Year | System RA | Southern_PGAE_Li_Battery_8hr_139_Generic | 0.5 | 0.5 | 0.5 | 0.5 | 0.5 | 0.5 | 0.5 | 0.5 | 0.5 | 0.5 | 0.5 | 0.5 | 0.5 | 0.5 | 0.5 | 0.5 | 0.5 | 0.5 | 0.5 | 0.5 | 0.5 | 0.5 | 0.5 | 0.5 | 0.5 | 0.5 | 0.5 | 0.5 | 0.5 | 0.5 | 0.5
Southern_PGAE_Li_Battery_8hr_140_Generic | generic-deliverability | Generic_PGE_North_500_SSN | Reliability_Capacity_In_Model_Year | System RA | Southern_PGAE_Li_Battery_8hr_140_Generic | 0.5 | 0.5 | 0.5 | 0.5 | 0.5 | 0.5 | 0.5 | 0.5 | 0.5 | 0.5 | 0.5 | 0.5 | 0.5 | 0.5 | 0.5 | 0.5 | 0.5 | 0.5 | 0.5 | 0.5 | 0.5 | 0.5 | 0.5 | 0.5 | 0.5 | 0.5 | 0.5 | 0.5 | 0.5 | 0.5 | 0.5
Southern_PGAE_Li_Battery_8hr_145_Generic | generic-deliverability | Generic_PGE_North_500_SSN | Reliability_Capacity_In_Model_Year | System RA | Southern_PGAE_Li_Battery_8hr_145_Generic | 0.5 | 0.5 | 0.5 | 0.5 | 0.5 | 0.5 | 0.5 | 0.5 | 0.5 | 0.5 | 0.5 | 0.5 | 0.5 | 0.5 | 0.5 | 0.5 | 0.5 | 0.5 | 0.5 | 0.5 | 0.5 | 0.5 | 0.5 | 0.5 | 0.5 | 0.5 | 0.5 | 0.5 | 0.5 | 0.5 | 0.5
Southern_PGAE_Li_Battery_8hr_151_Generic | generic-deliverability | Generic_PGE_North_500_SSN | Reliability_Capacity_In_Model_Year | System RA | Southern_PGAE_Li_Battery_8hr_151_Generic | 0.5 | 0.5 | 0.5 | 0.5 | 0.5 | 0.5 | 0.5 | 0.5 | 0.5 | 0.5 | 0.5 | 0.5 | 0.5 | 0.5 | 0.5 | 0.5 | 0.5 | 0.5 | 0.5 | 0.5 | 0.5 | 0.5 | 0.5 | 0.5 | 0.5 | 0.5 | 0.5 | 0.5 | 0.5 | 0.5 | 0.5
Southern_PGAE_Li_Battery_8hr_154_Generic | generic-deliverability | Generic_PGE_North_500_SSN | Reliability_Capacity_In_Model_Year | System RA | Southern_PGAE_Li_Battery_8hr_154_Generic | 0.5 | 0.5 | 0.5 | 0.5 | 0.5 | 0.5 | 0.5 | 0.5 | 0.5 | 0.5 | 0.5 | 0.5 | 0.5 | 0.5 | 0.5 | 0.5 | 0.5 | 0.5 | 0.5 | 0.5 | 0.5 | 0.5 | 0.5 | 0.5 | 0.5 | 0.5 | 0.5 | 0.5 | 0.5 | 0.5 | 0.5
Southern_PGAE_Li_Battery_8hr_161_Generic | generic-deliverability | Generic_PGE_North_500_SSN | Reliability_Capacity_In_Model_Year | System RA | Southern_PGAE_Li_Battery_8hr_161_Generic | 0.5 | 0.5 | 0.5 | 0.5 | 0.5 | 0.5 | 0.5 | 0.5 | 0.5 | 0.5 | 0.5 | 0.5 | 0.5 | 0.5 | 0.5 | 0.5 | 0.5 | 0.5 | 0.5 | 0.5 | 0.5 | 0.5 | 0.5 | 0.5 | 0.5 | 0.5 | 0.5 | 0.5 | 0.5 | 0.5 | 0.5
Southern_PGAE_Li_Battery_8hr_162_Generic | generic-deliverability | Generic_PGE_North_500_SSN | Reliability_Capacity_In_Model_Year | System RA | Southern_PGAE_Li_Battery_8hr_162_Generic | 0.5 | 0.5 | 0.5 | 0.5 | 0.5 | 0.5 | 0.5 | 0.5 | 0.5 | 0.5 | 0.5 | 0.5 | 0.5 | 0.5 | 0.5 | 0.5 | 0.5 | 0.5 | 0.5 | 0.5 | 0.5 | 0.5 | 0.5 | 0.5 | 0.5 | 0.5 | 0.5 | 0.5 | 0.5 | 0.5 | 0.5
Southern_PGAE_Li_Battery_8hr_163_Generic | generic-deliverability | Generic_PGE_North_500_SSN | Reliability_Capacity_In_Model_Year | System RA | Southern_PGAE_Li_Battery_8hr_163_Generic | 0.5 | 0.5 | 0.5 | 0.5 | 0.5 | 0.5 | 0.5 | 0.5 | 0.5 | 0.5 | 0.5 | 0.5 | 0.5 | 0.5 | 0.5 | 0.5 | 0.5 | 0.5 | 0.5 | 0.5 | 0.5 | 0.5 | 0.5 | 0.5 | 0.5 | 0.5 | 0.5 | 0.5 | 0.5 | 0.5 | 0.5
Southern_PGAE_Li_Battery_8hr_164_Generic | generic-deliverability | Generic_PGE_North_500_SSN | Reliability_Capacity_In_Model_Year | System RA | Southern_PGAE_Li_Battery_8hr_164_Generic | 0.5 | 0.5 | 0.5 | 0.5 | 0.5 | 0.5 | 0.5 | 0.5 | 0.5 | 0.5 | 0.5 | 0.5 | 0.5 | 0.5 | 0.5 | 0.5 | 0.5 | 0.5 | 0.5 | 0.5 | 0.5 | 0.5 | 0.5 | 0.5 | 0.5 | 0.5 | 0.5 | 0.5 | 0.5 | 0.5 | 0.5
Southern_PGAE_Li_Battery_8hr_165_Generic | generic-deliverability | Generic_PGE_North_500_SSN | Reliability_Capacity_In_Model_Year | System RA | Southern_PGAE_Li_Battery_8hr_165_Generic | 0.5 | 0.5 | 0.5 | 0.5 | 0.5 | 0.5 | 0.5 | 0.5 | 0.5 | 0.5 | 0.5 | 0.5 | 0.5 | 0.5 | 0.5 | 0.5 | 0.5 | 0.5 | 0.5 | 0.5 | 0.5 | 0.5 | 0.5 | 0.5 | 0.5 | 0.5 | 0.5 | 0.5 | 0.5 | 0.5 | 0.5
Southern_PGAE_Li_Battery_8hr_168_Generic | generic-deliverability | Generic_PGE_North_500_SSN | Reliability_Capacity_In_Model_Year | System RA | Southern_PGAE_Li_Battery_8hr_168_Generic | 0.5 | 0.5 | 0.5 | 0.5 | 0.5 | 0.5 | 0.5 | 0.5 | 0.5 | 0.5 | 0.5 | 0.5 | 0.5 | 0.5 | 0.5 | 0.5 | 0.5 | 0.5 | 0.5 | 0.5 | 0.5 | 0.5 | 0.5 | 0.5 | 0.5 | 0.5 | 0.5 | 0.5 | 0.5 | 0.5 | 0.5
Southern_PGAE_Li_Battery_8hr_169_Generic | generic-deliverability | Generic_PGE_North_500_SSN | Reliability_Capacity_In_Model_Year | System RA | Southern_PGAE_Li_Battery_8hr_169_Generic | 0.5 | 0.5 | 0.5 | 0.5 | 0.5 | 0.5 | 0.5 | 0.5 | 0.5 | 0.5 | 0.5 | 0.5 | 0.5 | 0.5 | 0.5 | 0.5 | 0.5 | 0.5 | 0.5 | 0.5 | 0.5 | 0.5 | 0.5 | 0.5 | 0.5 | 0.5 | 0.5 | 0.5 | 0.5 | 0.5 | 0.5
Southern_PGAE_Li_Battery_8hr_17_Generic | generic-deliverability | Generic_PGE_North_500_SSN | Reliability_Capacity_In_Model_Year | System RA | Southern_PGAE_Li_Battery_8hr_17_Generic | 0.5 | 0.5 | 0.5 | 0.5 | 0.5 | 0.5 | 0.5 | 0.5 | 0.5 | 0.5 | 0.5 | 0.5 | 0.5 | 0.5 | 0.5 | 0.5 | 0.5 | 0.5 | 0.5 | 0.5 | 0.5 | 0.5 | 0.5 | 0.5 | 0.5 | 0.5 | 0.5 | 0.5 | 0.5 | 0.5 | 0.5
Southern_PGAE_Li_Battery_8hr_170_Generic | generic-deliverability | Generic_PGE_North_500_SSN | Reliability_Capacity_In_Model_Year | System RA | Southern_PGAE_Li_Battery_8hr_170_Generic | 0.5 | 0.5 | 0.5 | 0.5 | 0.5 | 0.5 | 0.5 | 0.5 | 0.5 | 0.5 | 0.5 | 0.5 | 0.5 | 0.5 | 0.5 | 0.5 | 0.5 | 0.5 | 0.5 | 0.5 | 0.5 | 0.5 | 0.5 | 0.5 | 0.5 | 0.5 | 0.5 | 0.5 | 0.5 | 0.5 | 0.5
Southern_PGAE_Li_Battery_8hr_174_Generic | generic-deliverability | Generic_PGE_North_500_SSN | Reliability_Capacity_In_Model_Year | System RA | Southern_PGAE_Li_Battery_8hr_174_Generic | 0.5 | 0.5 | 0.5 | 0.5 | 0.5 | 0.5 | 0.5 | 0.5 | 0.5 | 0.5 | 0.5 | 0.5 | 0.5 | 0.5 | 0.5 | 0.5 | 0.5 | 0.5 | 0.5 | 0.5 | 0.5 | 0.5 | 0.5 | 0.5 | 0.5 | 0.5 | 0.5 | 0.5 | 0.5 | 0.5 | 0.5
Southern_PGAE_Li_Battery_8hr_176_Generic | generic-deliverability | Generic_PGE_North_500_SSN | Reliability_Capacity_In_Model_Year | System RA | Southern_PGAE_Li_Battery_8hr_176_Generic | 0.5 | 0.5 | 0.5 | 0.5 | 0.5 | 0.5 | 0.5 | 0.5 | 0.5 | 0.5 | 0.5 | 0.5 | 0.5 | 0.5 | 0.5 | 0.5 | 0.5 | 0.5 | 0.5 | 0.5 | 0.5 | 0.5 | 0.5 | 0.5 | 0.5 | 0.5 | 0.5 | 0.5 | 0.5 | 0.5 | 0.5
Southern_PGAE_Li_Battery_8hr_95_Generic | generic-deliverability | Generic_PGE_North_500_SSN | Reliability_Capacity_In_Model_Year | System RA | Southern_PGAE_Li_Battery_8hr_95_Generic | 0.5 | 0.5 | 0.5 | 0.5 | 0.5 | 0.5 | 0.5 | 0.5 | 0.5 | 0.5 | 0.5 | 0.5 | 0.5 | 0.5 | 0.5 | 0.5 | 0.5 | 0.5 | 0.5 | 0.5 | 0.5 | 0.5 | 0.5 | 0.5 | 0.5 | 0.5 | 0.5 | 0.5 | 0.5 | 0.5 | 0.5
Southern_PGAE_Li_Battery_8hr_99_Generic | generic-deliverability | Generic_PGE_North_500_SSN | Reliability_Capacity_In_Model_Year | System RA | Southern_PGAE_Li_Battery_8hr_99_Generic | 0.5 | 0.5 | 0.5 | 0.5 | 0.5 | 0.5 | 0.5 | 0.5 | 0.5 | 0.5 | 0.5 | 0.5 | 0.5 | 0.5 | 0.5 | 0.5 | 0.5 | 0.5 | 0.5 | 0.5 | 0.5 | 0.5 | 0.5 | 0.5 | 0.5 | 0.5 | 0.5 | 0.5 | 0.5 | 0.5 | 0.5
Southern_PGAE_Solar_111_Generic | generic-deliverability | Generic_PGE_North_500_SSN | Reliability_Capacity_In_Model_Year | System RA | Southern_PGAE_Solar_111_Generic | 0.556 | 0.556 | 0.556 | 0.556 | 0.556 | 0.556 | 0.556 | 0.556 | 0.556 | 0.556 | 0.556 | 0.556 | 0.556 | 0.556 | 0.556 | 0.556 | 0.556 | 0.556 | 0.556 | 0.556 | 0.556 | 0.556 | 0.556 | 0.556 | 0.556 | 0.556 | 0.556 | 0.556 | 0.556 | 0.556 | 0.556
Southern_PGAE_Solar_124_Generic | generic-deliverability | Generic_PGE_North_500_SSN | Reliability_Capacity_In_Model_Year | System RA | Southern_PGAE_Solar_124_Generic | 0.556 | 0.556 | 0.556 | 0.556 | 0.556 | 0.556 | 0.556 | 0.556 | 0.556 | 0.556 | 0.556 | 0.556 | 0.556 | 0.556 | 0.556 | 0.556 | 0.556 | 0.556 | 0.556 | 0.556 | 0.556 | 0.556 | 0.556 | 0.556 | 0.556 | 0.556 | 0.556 | 0.556 | 0.556 | 0.556 | 0.556
Southern_PGAE_Solar_139_Generic | generic-deliverability | Generic_PGE_North_500_SSN | Reliability_Capacity_In_Model_Year | System RA | Southern_PGAE_Solar_139_Generic | 0.556 | 0.556 | 0.556 | 0.556 | 0.556 | 0.556 | 0.556 | 0.556 | 0.556 | 0.556 | 0.556 | 0.556 | 0.556 | 0.556 | 0.556 | 0.556 | 0.556 | 0.556 | 0.556 | 0.556 | 0.556 | 0.556 | 0.556 | 0.556 | 0.556 | 0.556 | 0.556 | 0.556 | 0.556 | 0.556 | 0.556
Southern_PGAE_Solar_140_Generic | generic-deliverability | Generic_PGE_North_500_SSN | Reliability_Capacity_In_Model_Year | System RA | Southern_PGAE_Solar_140_Generic | 0.556 | 0.556 | 0.556 | 0.556 | 0.556 | 0.556 | 0.556 | 0.556 | 0.556 | 0.556 | 0.556 | 0.556 | 0.556 | 0.556 | 0.556 | 0.556 | 0.556 | 0.556 | 0.556 | 0.556 | 0.556 | 0.556 | 0.556 | 0.556 | 0.556 | 0.556 | 0.556 | 0.556 | 0.556 | 0.556 | 0.556
Southern_PGAE_Solar_145_Generic | generic-deliverability | Generic_PGE_North_500_SSN | Reliability_Capacity_In_Model_Year | System RA | Southern_PGAE_Solar_145_Generic | 0.556 | 0.556 | 0.556 | 0.556 | 0.556 | 0.556 | 0.556 | 0.556 | 0.556 | 0.556 | 0.556 | 0.556 | 0.556 | 0.556 | 0.556 | 0.556 | 0.556 | 0.556 | 0.556 | 0.556 | 0.556 | 0.556 | 0.556 | 0.556 | 0.556 | 0.556 | 0.556 | 0.556 | 0.556 | 0.556 | 0.556
Southern_PGAE_Solar_151_Generic | generic-deliverability | Generic_PGE_North_500_SSN | Reliability_Capacity_In_Model_Year | System RA | Southern_PGAE_Solar_151_Generic | 0.556 | 0.556 | 0.556 | 0.556 | 0.556 | 0.556 | 0.556 | 0.556 | 0.556 | 0.556 | 0.556 | 0.556 | 0.556 | 0.556 | 0.556 | 0.556 | 0.556 | 0.556 | 0.556 | 0.556 | 0.556 | 0.556 | 0.556 | 0.556 | 0.556 | 0.556 | 0.556 | 0.556 | 0.556 | 0.556 | 0.556
Southern_PGAE_Solar_154_Generic | generic-deliverability | Generic_PGE_North_500_SSN | Reliability_Capacity_In_Model_Year | System RA | Southern_PGAE_Solar_154_Generic | 0.556 | 0.556 | 0.556 | 0.556 | 0.556 | 0.556 | 0.556 | 0.556 | 0.556 | 0.556 | 0.556 | 0.556 | 0.556 | 0.556 | 0.556 | 0.556 | 0.556 | 0.556 | 0.556 | 0.556 | 0.556 | 0.556 | 0.556 | 0.556 | 0.556 | 0.556 | 0.556 | 0.556 | 0.556 | 0.556 | 0.556
Southern_PGAE_Solar_161_Generic | generic-deliverability | Generic_PGE_North_500_SSN | Reliability_Capacity_In_Model_Year | System RA | Southern_PGAE_Solar_161_Generic | 0.556 | 0.556 | 0.556 | 0.556 | 0.556 | 0.556 | 0.556 | 0.556 | 0.556 | 0.556 | 0.556 | 0.556 | 0.556 | 0.556 | 0.556 | 0.556 | 0.556 | 0.556 | 0.556 | 0.556 | 0.556 | 0.556 | 0.556 | 0.556 | 0.556 | 0.556 | 0.556 | 0.556 | 0.556 | 0.556 | 0.556
Southern_PGAE_Solar_162_Generic | generic-deliverability | Generic_PGE_North_500_SSN | Reliability_Capacity_In_Model_Year | System RA | Southern_PGAE_Solar_162_Generic | 0.556 | 0.556 | 0.556 | 0.556 | 0.556 | 0.556 | 0.556 | 0.556 | 0.556 | 0.556 | 0.556 | 0.556 | 0.556 | 0.556 | 0.556 | 0.556 | 0.556 | 0.556 | 0.556 | 0.556 | 0.556 | 0.556 | 0.556 | 0.556 | 0.556 | 0.556 | 0.556 | 0.556 | 0.556 | 0.556 | 0.556
Southern_PGAE_Solar_163_Generic | generic-deliverability | Generic_PGE_North_500_SSN | Reliability_Capacity_In_Model_Year | System RA | Southern_PGAE_Solar_163_Generic | 0.556 | 0.556 | 0.556 | 0.556 | 0.556 | 0.556 | 0.556 | 0.556 | 0.556 | 0.556 | 0.556 | 0.556 | 0.556 | 0.556 | 0.556 | 0.556 | 0.556 | 0.556 | 0.556 | 0.556 | 0.556 | 0.556 | 0.556 | 0.556 | 0.556 | 0.556 | 0.556 | 0.556 | 0.556 | 0.556 | 0.556
Southern_PGAE_Solar_164_Generic | generic-deliverability | Generic_PGE_North_500_SSN | Reliability_Capacity_In_Model_Year | System RA | Southern_PGAE_Solar_164_Generic | 0.556 | 0.556 | 0.556 | 0.556 | 0.556 | 0.556 | 0.556 | 0.556 | 0.556 | 0.556 | 0.556 | 0.556 | 0.556 | 0.556 | 0.556 | 0.556 | 0.556 | 0.556 | 0.556 | 0.556 | 0.556 | 0.556 | 0.556 | 0.556 | 0.556 | 0.556 | 0.556 | 0.556 | 0.556 | 0.556 | 0.556
Southern_PGAE_Solar_165_Generic | generic-deliverability | Generic_PGE_North_500_SSN | Reliability_Capacity_In_Model_Year | System RA | Southern_PGAE_Solar_165_Generic | 0.556 | 0.556 | 0.556 | 0.556 | 0.556 | 0.556 | 0.556 | 0.556 | 0.556 | 0.556 | 0.556 | 0.556 | 0.556 | 0.556 | 0.556 | 0.556 | 0.556 | 0.556 | 0.556 | 0.556 | 0.556 | 0.556 | 0.556 | 0.556 | 0.556 | 0.556 | 0.556 | 0.556 | 0.556 | 0.556 | 0.556
Southern_PGAE_Solar_168_Generic | generic-deliverability | Generic_PGE_North_500_SSN | Reliability_Capacity_In_Model_Year | System RA | Southern_PGAE_Solar_168_Generic | 0.556 | 0.556 | 0.556 | 0.556 | 0.556 | 0.556 | 0.556 | 0.556 | 0.556 | 0.556 | 0.556 | 0.556 | 0.556 | 0.556 | 0.556 | 0.556 | 0.556 | 0.556 | 0.556 | 0.556 | 0.556 | 0.556 | 0.556 | 0.556 | 0.556 | 0.556 | 0.556 | 0.556 | 0.556 | 0.556 | 0.556
Southern_PGAE_Solar_169_Generic | generic-deliverability | Generic_PGE_North_500_SSN | Reliability_Capacity_In_Model_Year | System RA | Southern_PGAE_Solar_169_Generic | 0.556 | 0.556 | 0.556 | 0.556 | 0.556 | 0.556 | 0.556 | 0.556 | 0.556 | 0.556 | 0.556 | 0.556 | 0.556 | 0.556 | 0.556 | 0.556 | 0.556 | 0.556 | 0.556 | 0.556 | 0.556 | 0.556 | 0.556 | 0.556 | 0.556 | 0.556 | 0.556 | 0.556 | 0.556 | 0.556 | 0.556
Southern_PGAE_Solar_17_Generic | generic-deliverability | Generic_PGE_North_500_SSN | Reliability_Capacity_In_Model_Year | System RA | Southern_PGAE_Solar_17_Generic | 0.556 | 0.556 | 0.556 | 0.556 | 0.556 | 0.556 | 0.556 | 0.556 | 0.556 | 0.556 | 0.556 | 0.556 | 0.556 | 0.556 | 0.556 | 0.556 | 0.556 | 0.556 | 0.556 | 0.556 | 0.556 | 0.556 | 0.556 | 0.556 | 0.556 | 0.556 | 0.556 | 0.556 | 0.556 | 0.556 | 0.556
Southern_PGAE_Solar_170_Generic | generic-deliverability | Generic_PGE_North_500_SSN | Reliability_Capacity_In_Model_Year | System RA | Southern_PGAE_Solar_170_Generic | 0.556 | 0.556 | 0.556 | 0.556 | 0.556 | 0.556 | 0.556 | 0.556 | 0.556 | 0.556 | 0.556 | 0.556 | 0.556 | 0.556 | 0.556 | 0.556 | 0.556 | 0.556 | 0.556 | 0.556 | 0.556 | 0.556 | 0.556 | 0.556 | 0.556 | 0.556 | 0.556 | 0.556 | 0.556 | 0.556 | 0.556
Southern_PGAE_Solar_174_Generic | generic-deliverability | Generic_PGE_North_500_SSN | Reliability_Capacity_In_Model_Year | System RA | Southern_PGAE_Solar_174_Generic | 0.556 | 0.556 | 0.556 | 0.556 | 0.556 | 0.556 | 0.556 | 0.556 | 0.556 | 0.556 | 0.556 | 0.556 | 0.556 | 0.556 | 0.556 | 0.556 | 0.556 | 0.556 | 0.556 | 0.556 | 0.556 | 0.556 | 0.556 | 0.556 | 0.556 | 0.556 | 0.556 | 0.556 | 0.556 | 0.556 | 0.556
Southern_PGAE_Solar_176_Generic | generic-deliverability | Generic_PGE_North_500_SSN | Reliability_Capacity_In_Model_Year | System RA | Southern_PGAE_Solar_176_Generic | 0.556 | 0.556 | 0.556 | 0.556 | 0.556 | 0.556 | 0.556 | 0.556 | 0.556 | 0.556 | 0.556 | 0.556 | 0.556 | 0.556 | 0.556 | 0.556 | 0.556 | 0.556 | 0.556 | 0.556 | 0.556 | 0.556 | 0.556 | 0.556 | 0.556 | 0.556 | 0.556 | 0.556 | 0.556 | 0.556 | 0.556
Southern_PGAE_Solar_95_Generic | generic-deliverability | Generic_PGE_North_500_SSN | Reliability_Capacity_In_Model_Year | System RA | Southern_PGAE_Solar_95_Generic | 0.556 | 0.556 | 0.556 | 0.556 | 0.556 | 0.556 | 0.556 | 0.556 | 0.556 | 0.556 | 0.556 | 0.556 | 0.556 | 0.556 | 0.556 | 0.556 | 0.556 | 0.556 | 0.556 | 0.556 | 0.556 | 0.556 | 0.556 | 0.556 | 0.556 | 0.556 | 0.556 | 0.556 | 0.556 | 0.556 | 0.556
Southern_PGAE_Solar_99_Generic | generic-deliverability | Generic_PGE_North_500_SSN | Reliability_Capacity_In_Model_Year | System RA | Southern_PGAE_Solar_99_Generic | 0.556 | 0.556 | 0.556 | 0.556 | 0.556 | 0.556 | 0.556 | 0.556 | 0.556 | 0.556 | 0.556 | 0.556 | 0.556 | 0.556 | 0.556 | 0.556 | 0.556 | 0.556 | 0.556 | 0.556 | 0.556 | 0.556 | 0.556 | 0.556 | 0.556 | 0.556 | 0.556 | 0.556 | 0.556 | 0.556 | 0.556
Tehachapi_Flow_Battery_125_Generic | generic-deliverability | Generic_PGE_North_500_SSN | Reliability_Capacity_In_Model_Year | System RA | Tehachapi_Flow_Battery_125_Generic | 0.5 | 0.5 | 0.5 | 0.5 | 0.5 | 0.5 | 0.5 | 0.5 | 0.5 | 0.5 | 0.5 | 0.5 | 0.5 | 0.5 | 0.5 | 0.5 | 0.5 | 0.5 | 0.5 | 0.5 | 0.5 | 0.5 | 0.5 | 0.5 | 0.5 | 0.5 | 0.5 | 0.5 | 0.5 | 0.5 | 0.5
Tehachapi_Li_Battery_4hr_125_Generic | generic-deliverability | Generic_PGE_North_500_SSN | Reliability_Capacity_In_Model_Year | System RA | Tehachapi_Li_Battery_4hr_125_Generic | 0.5 | 0.5 | 0.5 | 0.5 | 0.5 | 0.5 | 0.5 | 0.5 | 0.5 | 0.5 | 0.5 | 0.5 | 0.5 | 0.5 | 0.5 | 0.5 | 0.5 | 0.5 | 0.5 | 0.5 | 0.5 | 0.5 | 0.5 | 0.5 | 0.5 | 0.5 | 0.5 | 0.5 | 0.5 | 0.5 | 0.5
Tehachapi_Li_Battery_8hr_125_Generic | generic-deliverability | Generic_PGE_North_500_SSN | Reliability_Capacity_In_Model_Year | System RA | Tehachapi_Li_Battery_8hr_125_Generic | 0.5 | 0.5 | 0.5 | 0.5 | 0.5 | 0.5 | 0.5 | 0.5 | 0.5 | 0.5 | 0.5 | 0.5 | 0.5 | 0.5 | 0.5 | 0.5 | 0.5 | 0.5 | 0.5 | 0.5 | 0.5 | 0.5 | 0.5 | 0.5 | 0.5 | 0.5 | 0.5 | 0.5 | 0.5 | 0.5 | 0.5
Tehachapi_Solar_125_Generic | generic-deliverability | Generic_PGE_North_500_SSN | Reliability_Capacity_In_Model_Year | System RA | Tehachapi_Solar_125_Generic | 0.427 | 0.427 | 0.427 | 0.427 | 0.427 | 0.427 | 0.427 | 0.427 | 0.427 | 0.427 | 0.427 | 0.427 | 0.427 | 0.427 | 0.427 | 0.427 | 0.427 | 0.427 | 0.427 | 0.427 | 0.427 | 0.427 | 0.427 | 0.427 | 0.427 | 0.427 | 0.427 | 0.427 | 0.427 | 0.427 | 0.427
Generic_PGE_North_500_group | generic-deliverability | Generic_PGE_North_500_SSN | Operational_New_Capacity_MW | Generic_PGE_North_500_group |  | -1 | -1 | -1 | -1 | -1 | -1 | -1 | -1 | -1 | -1 | -1 | -1 | -1 | -1 | -1 | -1 | -1 | -1 | -1 | -1 | -1 | -1 | -1 | -1 | -1 | -1 | -1 | -1 | -1 | -1 | -1
Central_Valley_North_Los_Banos_Biomass_47_Generic | generic-deliverability | Generic_PGE_South_500_HSN | Reliability_Capacity_In_Model_Year | System RA | Central_Valley_North_Los_Banos_Biomass_47_Generic | 1 | 1 | 1 | 1 | 1 | 1 | 1 | 1 | 1 | 1 | 1 | 1 | 1 | 1 | 1 | 1 | 1 | 1 | 1 | 1 | 1 | 1 | 1 | 1 | 1 | 1 | 1 | 1 | 1 | 1 | 1
Central_Valley_North_Los_Banos_Wind_125_Generic | generic-deliverability | Generic_PGE_South_500_HSN | Reliability_Capacity_In_Model_Year | System RA | Central_Valley_North_Los_Banos_Wind_125_Generic | 0.665 | 0.665 | 0.665 | 0.665 | 0.665 | 0.665 | 0.665 | 0.665 | 0.665 | 0.665 | 0.665 | 0.665 | 0.665 | 0.665 | 0.665 | 0.665 | 0.665 | 0.665 | 0.665 | 0.665 | 0.665 | 0.665 | 0.665 | 0.665 | 0.665 | 0.665 | 0.665 | 0.665 | 0.665 | 0.665 | 0.665
Central_Valley_North_Los_Banos_Wind_154_Generic | generic-deliverability | Generic_PGE_South_500_HSN | Reliability_Capacity_In_Model_Year | System RA | Central_Valley_North_Los_Banos_Wind_154_Generic | 0.665 | 0.665 | 0.665 | 0.665 | 0.665 | 0.665 | 0.665 | 0.665 | 0.665 | 0.665 | 0.665 | 0.665 | 0.665 | 0.665 | 0.665 | 0.665 | 0.665 | 0.665 | 0.665 | 0.665 | 0.665 | 0.665 | 0.665 | 0.665 | 0.665 | 0.665 | 0.665 | 0.665 | 0.665 | 0.665 | 0.665
Central_Valley_North_Los_Banos_Wind_162_Generic | generic-deliverability | Generic_PGE_South_500_HSN | Reliability_Capacity_In_Model_Year | System RA | Central_Valley_North_Los_Banos_Wind_162_Generic | 0.665 | 0.665 | 0.665 | 0.665 | 0.665 | 0.665 | 0.665 | 0.665 | 0.665 | 0.665 | 0.665 | 0.665 | 0.665 | 0.665 | 0.665 | 0.665 | 0.665 | 0.665 | 0.665 | 0.665 | 0.665 | 0.665 | 0.665 | 0.665 | 0.665 | 0.665 | 0.665 | 0.665 | 0.665 | 0.665 | 0.665
Central_Valley_North_Los_Banos_Wind_17_Generic | generic-deliverability | Generic_PGE_South_500_HSN | Reliability_Capacity_In_Model_Year | System RA | Central_Valley_North_Los_Banos_Wind_17_Generic | 0.665 | 0.665 | 0.665 | 0.665 | 0.665 | 0.665 | 0.665 | 0.665 | 0.665 | 0.665 | 0.665 | 0.665 | 0.665 | 0.665 | 0.665 | 0.665 | 0.665 | 0.665 | 0.665 | 0.665 | 0.665 | 0.665 | 0.665 | 0.665 | 0.665 | 0.665 | 0.665 | 0.665 | 0.665 | 0.665 | 0.665
Northern_California_Flow_Battery_113_Generic | generic-deliverability | Generic_PGE_South_500_HSN | Reliability_Capacity_In_Model_Year | System RA | Northern_California_Flow_Battery_113_Generic | 1 | 1 | 1 | 1 | 1 | 1 | 1 | 1 | 1 | 1 | 1 | 1 | 1 | 1 | 1 | 1 | 1 | 1 | 1 | 1 | 1 | 1 | 1 | 1 | 1 | 1 | 1 | 1 | 1 | 1 | 1
Northern_California_Flow_Battery_114_Generic | generic-deliverability | Generic_PGE_South_500_HSN | Reliability_Capacity_In_Model_Year | System RA | Northern_California_Flow_Battery_114_Generic | 1 | 1 | 1 | 1 | 1 | 1 | 1 | 1 | 1 | 1 | 1 | 1 | 1 | 1 | 1 | 1 | 1 | 1 | 1 | 1 | 1 | 1 | 1 | 1 | 1 | 1 | 1 | 1 | 1 | 1 | 1
Northern_California_Flow_Battery_130_Generic | generic-deliverability | Generic_PGE_South_500_HSN | Reliability_Capacity_In_Model_Year | System RA | Northern_California_Flow_Battery_130_Generic | 1 | 1 | 1 | 1 | 1 | 1 | 1 | 1 | 1 | 1 | 1 | 1 | 1 | 1 | 1 | 1 | 1 | 1 | 1 | 1 | 1 | 1 | 1 | 1 | 1 | 1 | 1 | 1 | 1 | 1 | 1
Northern_California_Flow_Battery_138_Generic | generic-deliverability | Generic_PGE_South_500_HSN | Reliability_Capacity_In_Model_Year | System RA | Northern_California_Flow_Battery_138_Generic | 1 | 1 | 1 | 1 | 1 | 1 | 1 | 1 | 1 | 1 | 1 | 1 | 1 | 1 | 1 | 1 | 1 | 1 | 1 | 1 | 1 | 1 | 1 | 1 | 1 | 1 | 1 | 1 | 1 | 1 | 1
Northern_California_Flow_Battery_166_Generic | generic-deliverability | Generic_PGE_South_500_HSN | Reliability_Capacity_In_Model_Year | System RA | Northern_California_Flow_Battery_166_Generic | 1 | 1 | 1 | 1 | 1 | 1 | 1 | 1 | 1 | 1 | 1 | 1 | 1 | 1 | 1 | 1 | 1 | 1 | 1 | 1 | 1 | 1 | 1 | 1 | 1 | 1 | 1 | 1 | 1 | 1 | 1
Northern_California_Flow_Battery_85_Generic | generic-deliverability | Generic_PGE_South_500_HSN | Reliability_Capacity_In_Model_Year | System RA | Northern_California_Flow_Battery_85_Generic | 1 | 1 | 1 | 1 | 1 | 1 | 1 | 1 | 1 | 1 | 1 | 1 | 1 | 1 | 1 | 1 | 1 | 1 | 1 | 1 | 1 | 1 | 1 | 1 | 1 | 1 | 1 | 1 | 1 | 1 | 1
Northern_California_Li_Battery_4hr_113_Generic | generic-deliverability | Generic_PGE_South_500_HSN | Reliability_Capacity_In_Model_Year | System RA | Northern_California_Li_Battery_4hr_113_Generic | 1 | 1 | 1 | 1 | 1 | 1 | 1 | 1 | 1 | 1 | 1 | 1 | 1 | 1 | 1 | 1 | 1 | 1 | 1 | 1 | 1 | 1 | 1 | 1 | 1 | 1 | 1 | 1 | 1 | 1 | 1
Northern_California_Li_Battery_4hr_114_Generic | generic-deliverability | Generic_PGE_South_500_HSN | Reliability_Capacity_In_Model_Year | System RA | Northern_California_Li_Battery_4hr_114_Generic | 1 | 1 | 1 | 1 | 1 | 1 | 1 | 1 | 1 | 1 | 1 | 1 | 1 | 1 | 1 | 1 | 1 | 1 | 1 | 1 | 1 | 1 | 1 | 1 | 1 | 1 | 1 | 1 | 1 | 1 | 1
Northern_California_Li_Battery_4hr_130_Generic | generic-deliverability | Generic_PGE_South_500_HSN | Reliability_Capacity_In_Model_Year | System RA | Northern_California_Li_Battery_4hr_130_Generic | 1 | 1 | 1 | 1 | 1 | 1 | 1 | 1 | 1 | 1 | 1 | 1 | 1 | 1 | 1 | 1 | 1 | 1 | 1 | 1 | 1 | 1 | 1 | 1 | 1 | 1 | 1 | 1 | 1 | 1 | 1
Northern_California_Li_Battery_4hr_138_Generic | generic-deliverability | Generic_PGE_South_500_HSN | Reliability_Capacity_In_Model_Year | System RA | Northern_California_Li_Battery_4hr_138_Generic | 1 | 1 | 1 | 1 | 1 | 1 | 1 | 1 | 1 | 1 | 1 | 1 | 1 | 1 | 1 | 1 | 1 | 1 | 1 | 1 | 1 | 1 | 1 | 1 | 1 | 1 | 1 | 1 | 1 | 1 | 1
Northern_California_Li_Battery_4hr_166_Generic | generic-deliverability | Generic_PGE_South_500_HSN | Reliability_Capacity_In_Model_Year | System RA | Northern_California_Li_Battery_4hr_166_Generic | 1 | 1 | 1 | 1 | 1 | 1 | 1 | 1 | 1 | 1 | 1 | 1 | 1 | 1 | 1 | 1 | 1 | 1 | 1 | 1 | 1 | 1 | 1 | 1 | 1 | 1 | 1 | 1 | 1 | 1 | 1
Northern_California_Li_Battery_4hr_85_Generic | generic-deliverability | Generic_PGE_South_500_HSN | Reliability_Capacity_In_Model_Year | System RA | Northern_California_Li_Battery_4hr_85_Generic | 1 | 1 | 1 | 1 | 1 | 1 | 1 | 1 | 1 | 1 | 1 | 1 | 1 | 1 | 1 | 1 | 1 | 1 | 1 | 1 | 1 | 1 | 1 | 1 | 1 | 1 | 1 | 1 | 1 | 1 | 1
Northern_California_Li_Battery_8hr_113_Generic | generic-deliverability | Generic_PGE_South_500_HSN | Reliability_Capacity_In_Model_Year | System RA | Northern_California_Li_Battery_8hr_113_Generic | 1 | 1 | 1 | 1 | 1 | 1 | 1 | 1 | 1 | 1 | 1 | 1 | 1 | 1 | 1 | 1 | 1 | 1 | 1 | 1 | 1 | 1 | 1 | 1 | 1 | 1 | 1 | 1 | 1 | 1 | 1
Northern_California_Li_Battery_8hr_114_Generic | generic-deliverability | Generic_PGE_South_500_HSN | Reliability_Capacity_In_Model_Year | System RA | Northern_California_Li_Battery_8hr_114_Generic | 1 | 1 | 1 | 1 | 1 | 1 | 1 | 1 | 1 | 1 | 1 | 1 | 1 | 1 | 1 | 1 | 1 | 1 | 1 | 1 | 1 | 1 | 1 | 1 | 1 | 1 | 1 | 1 | 1 | 1 | 1
Northern_California_Li_Battery_8hr_130_Generic | generic-deliverability | Generic_PGE_South_500_HSN | Reliability_Capacity_In_Model_Year | System RA | Northern_California_Li_Battery_8hr_130_Generic | 1 | 1 | 1 | 1 | 1 | 1 | 1 | 1 | 1 | 1 | 1 | 1 | 1 | 1 | 1 | 1 | 1 | 1 | 1 | 1 | 1 | 1 | 1 | 1 | 1 | 1 | 1 | 1 | 1 | 1 | 1
Northern_California_Li_Battery_8hr_138_Generic | generic-deliverability | Generic_PGE_South_500_HSN | Reliability_Capacity_In_Model_Year | System RA | Northern_California_Li_Battery_8hr_138_Generic | 1 | 1 | 1 | 1 | 1 | 1 | 1 | 1 | 1 | 1 | 1 | 1 | 1 | 1 | 1 | 1 | 1 | 1 | 1 | 1 | 1 | 1 | 1 | 1 | 1 | 1 | 1 | 1 | 1 | 1 | 1
Northern_California_Li_Battery_8hr_166_Generic | generic-deliverability | Generic_PGE_South_500_HSN | Reliability_Capacity_In_Model_Year | System RA | Northern_California_Li_Battery_8hr_166_Generic | 1 | 1 | 1 | 1 | 1 | 1 | 1 | 1 | 1 | 1 | 1 | 1 | 1 | 1 | 1 | 1 | 1 | 1 | 1 | 1 | 1 | 1 | 1 | 1 | 1 | 1 | 1 | 1 | 1 | 1 | 1
Northern_California_Li_Battery_8hr_85_Generic | generic-deliverability | Generic_PGE_South_500_HSN | Reliability_Capacity_In_Model_Year | System RA | Northern_California_Li_Battery_8hr_85_Generic | 1 | 1 | 1 | 1 | 1 | 1 | 1 | 1 | 1 | 1 | 1 | 1 | 1 | 1 | 1 | 1 | 1 | 1 | 1 | 1 | 1 | 1 | 1 | 1 | 1 | 1 | 1 | 1 | 1 | 1 | 1
Northern_California_Solar_113_Generic | generic-deliverability | Generic_PGE_South_500_HSN | Reliability_Capacity_In_Model_Year | System RA | Northern_California_Solar_113_Generic | 0.1 | 0.1 | 0.1 | 0.1 | 0.1 | 0.1 | 0.1 | 0.1 | 0.1 | 0.1 | 0.1 | 0.1 | 0.1 | 0.1 | 0.1 | 0.1 | 0.1 | 0.1 | 0.1 | 0.1 | 0.1 | 0.1 | 0.1 | 0.1 | 0.1 | 0.1 | 0.1 | 0.1 | 0.1 | 0.1 | 0.1
Northern_California_Solar_114_Generic | generic-deliverability | Generic_PGE_South_500_HSN | Reliability_Capacity_In_Model_Year | System RA | Northern_California_Solar_114_Generic | 0.1 | 0.1 | 0.1 | 0.1 | 0.1 | 0.1 | 0.1 | 0.1 | 0.1 | 0.1 | 0.1 | 0.1 | 0.1 | 0.1 | 0.1 | 0.1 | 0.1 | 0.1 | 0.1 | 0.1 | 0.1 | 0.1 | 0.1 | 0.1 | 0.1 | 0.1 | 0.1 | 0.1 | 0.1 | 0.1 | 0.1
Northern_California_Solar_130_Generic | generic-deliverability | Generic_PGE_South_500_HSN | Reliability_Capacity_In_Model_Year | System RA | Northern_California_Solar_130_Generic | 0.1 | 0.1 | 0.1 | 0.1 | 0.1 | 0.1 | 0.1 | 0.1 | 0.1 | 0.1 | 0.1 | 0.1 | 0.1 | 0.1 | 0.1 | 0.1 | 0.1 | 0.1 | 0.1 | 0.1 | 0.1 | 0.1 | 0.1 | 0.1 | 0.1 | 0.1 | 0.1 | 0.1 | 0.1 | 0.1 | 0.1
Northern_California_Solar_138_Generic | generic-deliverability | Generic_PGE_South_500_HSN | Reliability_Capacity_In_Model_Year | System RA | Northern_California_Solar_138_Generic | 0.1 | 0.1 | 0.1 | 0.1 | 0.1 | 0.1 | 0.1 | 0.1 | 0.1 | 0.1 | 0.1 | 0.1 | 0.1 | 0.1 | 0.1 | 0.1 | 0.1 | 0.1 | 0.1 | 0.1 | 0.1 | 0.1 | 0.1 | 0.1 | 0.1 | 0.1 | 0.1 | 0.1 | 0.1 | 0.1 | 0.1
Northern_California_Solar_166_Generic | generic-deliverability | Generic_PGE_South_500_HSN | Reliability_Capacity_In_Model_Year | System RA | Northern_California_Solar_166_Generic | 0.1 | 0.1 | 0.1 | 0.1 | 0.1 | 0.1 | 0.1 | 0.1 | 0.1 | 0.1 | 0.1 | 0.1 | 0.1 | 0.1 | 0.1 | 0.1 | 0.1 | 0.1 | 0.1 | 0.1 | 0.1 | 0.1 | 0.1 | 0.1 | 0.1 | 0.1 | 0.1 | 0.1 | 0.1 | 0.1 | 0.1
Northern_California_Solar_85_Generic | generic-deliverability | Generic_PGE_South_500_HSN | Reliability_Capacity_In_Model_Year | System RA | Northern_California_Solar_85_Generic | 0.1 | 0.1 | 0.1 | 0.1 | 0.1 | 0.1 | 0.1 | 0.1 | 0.1 | 0.1 | 0.1 | 0.1 | 0.1 | 0.1 | 0.1 | 0.1 | 0.1 | 0.1 | 0.1 | 0.1 | 0.1 | 0.1 | 0.1 | 0.1 | 0.1 | 0.1 | 0.1 | 0.1 | 0.1 | 0.1 | 0.1
Solano_Wind_85_Generic | generic-deliverability | Generic_PGE_South_500_HSN | Reliability_Capacity_In_Model_Year | System RA | Solano_Wind_85_Generic | 0.665 | 0.665 | 0.665 | 0.665 | 0.665 | 0.665 | 0.665 | 0.665 | 0.665 | 0.665 | 0.665 | 0.665 | 0.665 | 0.665 | 0.665 | 0.665 | 0.665 | 0.665 | 0.665 | 0.665 | 0.665 | 0.665 | 0.665 | 0.665 | 0.665 | 0.665 | 0.665 | 0.665 | 0.665 | 0.665 | 0.665
Southern_PGAE_Adiabatic_CAES_12_Generic | generic-deliverability | Generic_PGE_South_500_HSN | Reliability_Capacity_In_Model_Year | System RA | Southern_PGAE_Adiabatic_CAES_12_Generic | 1 | 1 | 1 | 1 | 1 | 1 | 1 | 1 | 1 | 1 | 1 | 1 | 1 | 1 | 1 | 1 | 1 | 1 | 1 | 1 | 1 | 1 | 1 | 1 | 1 | 1 | 1 | 1 | 1 | 1 | 1
Southern_PGAE_Flow_Battery_102_Generic | generic-deliverability | Generic_PGE_South_500_HSN | Reliability_Capacity_In_Model_Year | System RA | Southern_PGAE_Flow_Battery_102_Generic | 1 | 1 | 1 | 1 | 1 | 1 | 1 | 1 | 1 | 1 | 1 | 1 | 1 | 1 | 1 | 1 | 1 | 1 | 1 | 1 | 1 | 1 | 1 | 1 | 1 | 1 | 1 | 1 | 1 | 1 | 1
Southern_PGAE_Flow_Battery_109_Generic | generic-deliverability | Generic_PGE_South_500_HSN | Reliability_Capacity_In_Model_Year | System RA | Southern_PGAE_Flow_Battery_109_Generic | 1 | 1 | 1 | 1 | 1 | 1 | 1 | 1 | 1 | 1 | 1 | 1 | 1 | 1 | 1 | 1 | 1 | 1 | 1 | 1 | 1 | 1 | 1 | 1 | 1 | 1 | 1 | 1 | 1 | 1 | 1
Southern_PGAE_Flow_Battery_117_Generic | generic-deliverability | Generic_PGE_South_500_HSN | Reliability_Capacity_In_Model_Year | System RA | Southern_PGAE_Flow_Battery_117_Generic | 1 | 1 | 1 | 1 | 1 | 1 | 1 | 1 | 1 | 1 | 1 | 1 | 1 | 1 | 1 | 1 | 1 | 1 | 1 | 1 | 1 | 1 | 1 | 1 | 1 | 1 | 1 | 1 | 1 | 1 | 1
Southern_PGAE_Flow_Battery_118_Generic | generic-deliverability | Generic_PGE_South_500_HSN | Reliability_Capacity_In_Model_Year | System RA | Southern_PGAE_Flow_Battery_118_Generic | 1 | 1 | 1 | 1 | 1 | 1 | 1 | 1 | 1 | 1 | 1 | 1 | 1 | 1 | 1 | 1 | 1 | 1 | 1 | 1 | 1 | 1 | 1 | 1 | 1 | 1 | 1 | 1 | 1 | 1 | 1
Southern_PGAE_Flow_Battery_12_Generic | generic-deliverability | Generic_PGE_South_500_HSN | Reliability_Capacity_In_Model_Year | System RA | Southern_PGAE_Flow_Battery_12_Generic | 1 | 1 | 1 | 1 | 1 | 1 | 1 | 1 | 1 | 1 | 1 | 1 | 1 | 1 | 1 | 1 | 1 | 1 | 1 | 1 | 1 | 1 | 1 | 1 | 1 | 1 | 1 | 1 | 1 | 1 | 1
Southern_PGAE_Flow_Battery_124_Generic | generic-deliverability | Generic_PGE_South_500_HSN | Reliability_Capacity_In_Model_Year | System RA | Southern_PGAE_Flow_Battery_124_Generic | 1 | 1 | 1 | 1 | 1 | 1 | 1 | 1 | 1 | 1 | 1 | 1 | 1 | 1 | 1 | 1 | 1 | 1 | 1 | 1 | 1 | 1 | 1 | 1 | 1 | 1 | 1 | 1 | 1 | 1 | 1
Southern_PGAE_Flow_Battery_136_Generic | generic-deliverability | Generic_PGE_South_500_HSN | Reliability_Capacity_In_Model_Year | System RA | Southern_PGAE_Flow_Battery_136_Generic | 1 | 1 | 1 | 1 | 1 | 1 | 1 | 1 | 1 | 1 | 1 | 1 | 1 | 1 | 1 | 1 | 1 | 1 | 1 | 1 | 1 | 1 | 1 | 1 | 1 | 1 | 1 | 1 | 1 | 1 | 1
Southern_PGAE_Flow_Battery_139_Generic | generic-deliverability | Generic_PGE_South_500_HSN | Reliability_Capacity_In_Model_Year | System RA | Southern_PGAE_Flow_Battery_139_Generic | 1 | 1 | 1 | 1 | 1 | 1 | 1 | 1 | 1 | 1 | 1 | 1 | 1 | 1 | 1 | 1 | 1 | 1 | 1 | 1 | 1 | 1 | 1 | 1 | 1 | 1 | 1 | 1 | 1 | 1 | 1
Southern_PGAE_Flow_Battery_140_Generic | generic-deliverability | Generic_PGE_South_500_HSN | Reliability_Capacity_In_Model_Year | System RA | Southern_PGAE_Flow_Battery_140_Generic | 1 | 1 | 1 | 1 | 1 | 1 | 1 | 1 | 1 | 1 | 1 | 1 | 1 | 1 | 1 | 1 | 1 | 1 | 1 | 1 | 1 | 1 | 1 | 1 | 1 | 1 | 1 | 1 | 1 | 1 | 1
Southern_PGAE_Flow_Battery_147_Generic | generic-deliverability | Generic_PGE_South_500_HSN | Reliability_Capacity_In_Model_Year | System RA | Southern_PGAE_Flow_Battery_147_Generic | 1 | 1 | 1 | 1 | 1 | 1 | 1 | 1 | 1 | 1 | 1 | 1 | 1 | 1 | 1 | 1 | 1 | 1 | 1 | 1 | 1 | 1 | 1 | 1 | 1 | 1 | 1 | 1 | 1 | 1 | 1
Southern_PGAE_Flow_Battery_148_Generic | generic-deliverability | Generic_PGE_South_500_HSN | Reliability_Capacity_In_Model_Year | System RA | Southern_PGAE_Flow_Battery_148_Generic | 1 | 1 | 1 | 1 | 1 | 1 | 1 | 1 | 1 | 1 | 1 | 1 | 1 | 1 | 1 | 1 | 1 | 1 | 1 | 1 | 1 | 1 | 1 | 1 | 1 | 1 | 1 | 1 | 1 | 1 | 1
Southern_PGAE_Flow_Battery_151_Generic | generic-deliverability | Generic_PGE_South_500_HSN | Reliability_Capacity_In_Model_Year | System RA | Southern_PGAE_Flow_Battery_151_Generic | 1 | 1 | 1 | 1 | 1 | 1 | 1 | 1 | 1 | 1 | 1 | 1 | 1 | 1 | 1 | 1 | 1 | 1 | 1 | 1 | 1 | 1 | 1 | 1 | 1 | 1 | 1 | 1 | 1 | 1 | 1
Southern_PGAE_Flow_Battery_152_Generic | generic-deliverability | Generic_PGE_South_500_HSN | Reliability_Capacity_In_Model_Year | System RA | Southern_PGAE_Flow_Battery_152_Generic | 1 | 1 | 1 | 1 | 1 | 1 | 1 | 1 | 1 | 1 | 1 | 1 | 1 | 1 | 1 | 1 | 1 | 1 | 1 | 1 | 1 | 1 | 1 | 1 | 1 | 1 | 1 | 1 | 1 | 1 | 1
Southern_PGAE_Flow_Battery_154_Generic | generic-deliverability | Generic_PGE_South_500_HSN | Reliability_Capacity_In_Model_Year | System RA | Southern_PGAE_Flow_Battery_154_Generic | 1 | 1 | 1 | 1 | 1 | 1 | 1 | 1 | 1 | 1 | 1 | 1 | 1 | 1 | 1 | 1 | 1 | 1 | 1 | 1 | 1 | 1 | 1 | 1 | 1 | 1 | 1 | 1 | 1 | 1 | 1
Southern_PGAE_Flow_Battery_160_Generic | generic-deliverability | Generic_PGE_South_500_HSN | Reliability_Capacity_In_Model_Year | System RA | Southern_PGAE_Flow_Battery_160_Generic | 1 | 1 | 1 | 1 | 1 | 1 | 1 | 1 | 1 | 1 | 1 | 1 | 1 | 1 | 1 | 1 | 1 | 1 | 1 | 1 | 1 | 1 | 1 | 1 | 1 | 1 | 1 | 1 | 1 | 1 | 1
Southern_PGAE_Flow_Battery_161_Generic | generic-deliverability | Generic_PGE_South_500_HSN | Reliability_Capacity_In_Model_Year | System RA | Southern_PGAE_Flow_Battery_161_Generic | 1 | 1 | 1 | 1 | 1 | 1 | 1 | 1 | 1 | 1 | 1 | 1 | 1 | 1 | 1 | 1 | 1 | 1 | 1 | 1 | 1 | 1 | 1 | 1 | 1 | 1 | 1 | 1 | 1 | 1 | 1
Southern_PGAE_Flow_Battery_162_Generic | generic-deliverability | Generic_PGE_South_500_HSN | Reliability_Capacity_In_Model_Year | System RA | Southern_PGAE_Flow_Battery_162_Generic | 1 | 1 | 1 | 1 | 1 | 1 | 1 | 1 | 1 | 1 | 1 | 1 | 1 | 1 | 1 | 1 | 1 | 1 | 1 | 1 | 1 | 1 | 1 | 1 | 1 | 1 | 1 | 1 | 1 | 1 | 1
Southern_PGAE_Flow_Battery_163_Generic | generic-deliverability | Generic_PGE_South_500_HSN | Reliability_Capacity_In_Model_Year | System RA | Southern_PGAE_Flow_Battery_163_Generic | 1 | 1 | 1 | 1 | 1 | 1 | 1 | 1 | 1 | 1 | 1 | 1 | 1 | 1 | 1 | 1 | 1 | 1 | 1 | 1 | 1 | 1 | 1 | 1 | 1 | 1 | 1 | 1 | 1 | 1 | 1
Southern_PGAE_Flow_Battery_164_Generic | generic-deliverability | Generic_PGE_South_500_HSN | Reliability_Capacity_In_Model_Year | System RA | Southern_PGAE_Flow_Battery_164_Generic | 1 | 1 | 1 | 1 | 1 | 1 | 1 | 1 | 1 | 1 | 1 | 1 | 1 | 1 | 1 | 1 | 1 | 1 | 1 | 1 | 1 | 1 | 1 | 1 | 1 | 1 | 1 | 1 | 1 | 1 | 1
Southern_PGAE_Flow_Battery_165_Generic | generic-deliverability | Generic_PGE_South_500_HSN | Reliability_Capacity_In_Model_Year | System RA | Southern_PGAE_Flow_Battery_165_Generic | 1 | 1 | 1 | 1 | 1 | 1 | 1 | 1 | 1 | 1 | 1 | 1 | 1 | 1 | 1 | 1 | 1 | 1 | 1 | 1 | 1 | 1 | 1 | 1 | 1 | 1 | 1 | 1 | 1 | 1 | 1
Southern_PGAE_Flow_Battery_168_Generic | generic-deliverability | Generic_PGE_South_500_HSN | Reliability_Capacity_In_Model_Year | System RA | Southern_PGAE_Flow_Battery_168_Generic | 1 | 1 | 1 | 1 | 1 | 1 | 1 | 1 | 1 | 1 | 1 | 1 | 1 | 1 | 1 | 1 | 1 | 1 | 1 | 1 | 1 | 1 | 1 | 1 | 1 | 1 | 1 | 1 | 1 | 1 | 1
Southern_PGAE_Flow_Battery_169_Generic | generic-deliverability | Generic_PGE_South_500_HSN | Reliability_Capacity_In_Model_Year | System RA | Southern_PGAE_Flow_Battery_169_Generic | 1 | 1 | 1 | 1 | 1 | 1 | 1 | 1 | 1 | 1 | 1 | 1 | 1 | 1 | 1 | 1 | 1 | 1 | 1 | 1 | 1 | 1 | 1 | 1 | 1 | 1 | 1 | 1 | 1 | 1 | 1
Southern_PGAE_Flow_Battery_17_Generic | generic-deliverability | Generic_PGE_South_500_HSN | Reliability_Capacity_In_Model_Year | System RA | Southern_PGAE_Flow_Battery_17_Generic | 1 | 1 | 1 | 1 | 1 | 1 | 1 | 1 | 1 | 1 | 1 | 1 | 1 | 1 | 1 | 1 | 1 | 1 | 1 | 1 | 1 | 1 | 1 | 1 | 1 | 1 | 1 | 1 | 1 | 1 | 1
Southern_PGAE_Flow_Battery_170_Generic | generic-deliverability | Generic_PGE_South_500_HSN | Reliability_Capacity_In_Model_Year | System RA | Southern_PGAE_Flow_Battery_170_Generic | 1 | 1 | 1 | 1 | 1 | 1 | 1 | 1 | 1 | 1 | 1 | 1 | 1 | 1 | 1 | 1 | 1 | 1 | 1 | 1 | 1 | 1 | 1 | 1 | 1 | 1 | 1 | 1 | 1 | 1 | 1
Southern_PGAE_Flow_Battery_173_Generic | generic-deliverability | Generic_PGE_South_500_HSN | Reliability_Capacity_In_Model_Year | System RA | Southern_PGAE_Flow_Battery_173_Generic | 1 | 1 | 1 | 1 | 1 | 1 | 1 | 1 | 1 | 1 | 1 | 1 | 1 | 1 | 1 | 1 | 1 | 1 | 1 | 1 | 1 | 1 | 1 | 1 | 1 | 1 | 1 | 1 | 1 | 1 | 1
Southern_PGAE_Flow_Battery_174_Generic | generic-deliverability | Generic_PGE_South_500_HSN | Reliability_Capacity_In_Model_Year | System RA | Southern_PGAE_Flow_Battery_174_Generic | 1 | 1 | 1 | 1 | 1 | 1 | 1 | 1 | 1 | 1 | 1 | 1 | 1 | 1 | 1 | 1 | 1 | 1 | 1 | 1 | 1 | 1 | 1 | 1 | 1 | 1 | 1 | 1 | 1 | 1 | 1
Southern_PGAE_Flow_Battery_175_Generic | generic-deliverability | Generic_PGE_South_500_HSN | Reliability_Capacity_In_Model_Year | System RA | Southern_PGAE_Flow_Battery_175_Generic | 1 | 1 | 1 | 1 | 1 | 1 | 1 | 1 | 1 | 1 | 1 | 1 | 1 | 1 | 1 | 1 | 1 | 1 | 1 | 1 | 1 | 1 | 1 | 1 | 1 | 1 | 1 | 1 | 1 | 1 | 1
Southern_PGAE_Flow_Battery_176_Generic | generic-deliverability | Generic_PGE_South_500_HSN | Reliability_Capacity_In_Model_Year | System RA | Southern_PGAE_Flow_Battery_176_Generic | 1 | 1 | 1 | 1 | 1 | 1 | 1 | 1 | 1 | 1 | 1 | 1 | 1 | 1 | 1 | 1 | 1 | 1 | 1 | 1 | 1 | 1 | 1 | 1 | 1 | 1 | 1 | 1 | 1 | 1 | 1
Southern_PGAE_Flow_Battery_177_Generic | generic-deliverability | Generic_PGE_South_500_HSN | Reliability_Capacity_In_Model_Year | System RA | Southern_PGAE_Flow_Battery_177_Generic | 1 | 1 | 1 | 1 | 1 | 1 | 1 | 1 | 1 | 1 | 1 | 1 | 1 | 1 | 1 | 1 | 1 | 1 | 1 | 1 | 1 | 1 | 1 | 1 | 1 | 1 | 1 | 1 | 1 | 1 | 1
Southern_PGAE_Flow_Battery_181_Generic | generic-deliverability | Generic_PGE_South_500_HSN | Reliability_Capacity_In_Model_Year | System RA | Southern_PGAE_Flow_Battery_181_Generic | 1 | 1 | 1 | 1 | 1 | 1 | 1 | 1 | 1 | 1 | 1 | 1 | 1 | 1 | 1 | 1 | 1 | 1 | 1 | 1 | 1 | 1 | 1 | 1 | 1 | 1 | 1 | 1 | 1 | 1 | 1
Southern_PGAE_Flow_Battery_22_Generic | generic-deliverability | Generic_PGE_South_500_HSN | Reliability_Capacity_In_Model_Year | System RA | Southern_PGAE_Flow_Battery_22_Generic | 1 | 1 | 1 | 1 | 1 | 1 | 1 | 1 | 1 | 1 | 1 | 1 | 1 | 1 | 1 | 1 | 1 | 1 | 1 | 1 | 1 | 1 | 1 | 1 | 1 | 1 | 1 | 1 | 1 | 1 | 1
Southern_PGAE_Flow_Battery_23_Generic | generic-deliverability | Generic_PGE_South_500_HSN | Reliability_Capacity_In_Model_Year | System RA | Southern_PGAE_Flow_Battery_23_Generic | 1 | 1 | 1 | 1 | 1 | 1 | 1 | 1 | 1 | 1 | 1 | 1 | 1 | 1 | 1 | 1 | 1 | 1 | 1 | 1 | 1 | 1 | 1 | 1 | 1 | 1 | 1 | 1 | 1 | 1 | 1
Southern_PGAE_Flow_Battery_24_Generic | generic-deliverability | Generic_PGE_South_500_HSN | Reliability_Capacity_In_Model_Year | System RA | Southern_PGAE_Flow_Battery_24_Generic | 1 | 1 | 1 | 1 | 1 | 1 | 1 | 1 | 1 | 1 | 1 | 1 | 1 | 1 | 1 | 1 | 1 | 1 | 1 | 1 | 1 | 1 | 1 | 1 | 1 | 1 | 1 | 1 | 1 | 1 | 1
Southern_PGAE_Flow_Battery_27_Generic | generic-deliverability | Generic_PGE_South_500_HSN | Reliability_Capacity_In_Model_Year | System RA | Southern_PGAE_Flow_Battery_27_Generic | 1 | 1 | 1 | 1 | 1 | 1 | 1 | 1 | 1 | 1 | 1 | 1 | 1 | 1 | 1 | 1 | 1 | 1 | 1 | 1 | 1 | 1 | 1 | 1 | 1 | 1 | 1 | 1 | 1 | 1 | 1
Southern_PGAE_Flow_Battery_3_Generic | generic-deliverability | Generic_PGE_South_500_HSN | Reliability_Capacity_In_Model_Year | System RA | Southern_PGAE_Flow_Battery_3_Generic | 1 | 1 | 1 | 1 | 1 | 1 | 1 | 1 | 1 | 1 | 1 | 1 | 1 | 1 | 1 | 1 | 1 | 1 | 1 | 1 | 1 | 1 | 1 | 1 | 1 | 1 | 1 | 1 | 1 | 1 | 1
Southern_PGAE_Flow_Battery_33_Generic | generic-deliverability | Generic_PGE_South_500_HSN | Reliability_Capacity_In_Model_Year | System RA | Southern_PGAE_Flow_Battery_33_Generic | 1 | 1 | 1 | 1 | 1 | 1 | 1 | 1 | 1 | 1 | 1 | 1 | 1 | 1 | 1 | 1 | 1 | 1 | 1 | 1 | 1 | 1 | 1 | 1 | 1 | 1 | 1 | 1 | 1 | 1 | 1
Southern_PGAE_Flow_Battery_34_Generic | generic-deliverability | Generic_PGE_South_500_HSN | Reliability_Capacity_In_Model_Year | System RA | Southern_PGAE_Flow_Battery_34_Generic | 1 | 1 | 1 | 1 | 1 | 1 | 1 | 1 | 1 | 1 | 1 | 1 | 1 | 1 | 1 | 1 | 1 | 1 | 1 | 1 | 1 | 1 | 1 | 1 | 1 | 1 | 1 | 1 | 1 | 1 | 1
Southern_PGAE_Flow_Battery_37_Generic | generic-deliverability | Generic_PGE_South_500_HSN | Reliability_Capacity_In_Model_Year | System RA | Southern_PGAE_Flow_Battery_37_Generic | 1 | 1 | 1 | 1 | 1 | 1 | 1 | 1 | 1 | 1 | 1 | 1 | 1 | 1 | 1 | 1 | 1 | 1 | 1 | 1 | 1 | 1 | 1 | 1 | 1 | 1 | 1 | 1 | 1 | 1 | 1
Southern_PGAE_Flow_Battery_39_Generic | generic-deliverability | Generic_PGE_South_500_HSN | Reliability_Capacity_In_Model_Year | System RA | Southern_PGAE_Flow_Battery_39_Generic | 1 | 1 | 1 | 1 | 1 | 1 | 1 | 1 | 1 | 1 | 1 | 1 | 1 | 1 | 1 | 1 | 1 | 1 | 1 | 1 | 1 | 1 | 1 | 1 | 1 | 1 | 1 | 1 | 1 | 1 | 1
Southern_PGAE_Flow_Battery_43_Generic | generic-deliverability | Generic_PGE_South_500_HSN | Reliability_Capacity_In_Model_Year | System RA | Southern_PGAE_Flow_Battery_43_Generic | 1 | 1 | 1 | 1 | 1 | 1 | 1 | 1 | 1 | 1 | 1 | 1 | 1 | 1 | 1 | 1 | 1 | 1 | 1 | 1 | 1 | 1 | 1 | 1 | 1 | 1 | 1 | 1 | 1 | 1 | 1
Southern_PGAE_Flow_Battery_45_Generic | generic-deliverability | Generic_PGE_South_500_HSN | Reliability_Capacity_In_Model_Year | System RA | Southern_PGAE_Flow_Battery_45_Generic | 1 | 1 | 1 | 1 | 1 | 1 | 1 | 1 | 1 | 1 | 1 | 1 | 1 | 1 | 1 | 1 | 1 | 1 | 1 | 1 | 1 | 1 | 1 | 1 | 1 | 1 | 1 | 1 | 1 | 1 | 1
Southern_PGAE_Flow_Battery_46_Generic | generic-deliverability | Generic_PGE_South_500_HSN | Reliability_Capacity_In_Model_Year | System RA | Southern_PGAE_Flow_Battery_46_Generic | 1 | 1 | 1 | 1 | 1 | 1 | 1 | 1 | 1 | 1 | 1 | 1 | 1 | 1 | 1 | 1 | 1 | 1 | 1 | 1 | 1 | 1 | 1 | 1 | 1 | 1 | 1 | 1 | 1 | 1 | 1
Southern_PGAE_Flow_Battery_47_Generic | generic-deliverability | Generic_PGE_South_500_HSN | Reliability_Capacity_In_Model_Year | System RA | Southern_PGAE_Flow_Battery_47_Generic | 1 | 1 | 1 | 1 | 1 | 1 | 1 | 1 | 1 | 1 | 1 | 1 | 1 | 1 | 1 | 1 | 1 | 1 | 1 | 1 | 1 | 1 | 1 | 1 | 1 | 1 | 1 | 1 | 1 | 1 | 1
Southern_PGAE_Flow_Battery_49_Generic | generic-deliverability | Generic_PGE_South_500_HSN | Reliability_Capacity_In_Model_Year | System RA | Southern_PGAE_Flow_Battery_49_Generic | 1 | 1 | 1 | 1 | 1 | 1 | 1 | 1 | 1 | 1 | 1 | 1 | 1 | 1 | 1 | 1 | 1 | 1 | 1 | 1 | 1 | 1 | 1 | 1 | 1 | 1 | 1 | 1 | 1 | 1 | 1
Southern_PGAE_Flow_Battery_52_Generic | generic-deliverability | Generic_PGE_South_500_HSN | Reliability_Capacity_In_Model_Year | System RA | Southern_PGAE_Flow_Battery_52_Generic | 1 | 1 | 1 | 1 | 1 | 1 | 1 | 1 | 1 | 1 | 1 | 1 | 1 | 1 | 1 | 1 | 1 | 1 | 1 | 1 | 1 | 1 | 1 | 1 | 1 | 1 | 1 | 1 | 1 | 1 | 1
Southern_PGAE_Flow_Battery_54_Generic | generic-deliverability | Generic_PGE_South_500_HSN | Reliability_Capacity_In_Model_Year | System RA | Southern_PGAE_Flow_Battery_54_Generic | 1 | 1 | 1 | 1 | 1 | 1 | 1 | 1 | 1 | 1 | 1 | 1 | 1 | 1 | 1 | 1 | 1 | 1 | 1 | 1 | 1 | 1 | 1 | 1 | 1 | 1 | 1 | 1 | 1 | 1 | 1
Southern_PGAE_Flow_Battery_61_Generic | generic-deliverability | Generic_PGE_South_500_HSN | Reliability_Capacity_In_Model_Year | System RA | Southern_PGAE_Flow_Battery_61_Generic | 1 | 1 | 1 | 1 | 1 | 1 | 1 | 1 | 1 | 1 | 1 | 1 | 1 | 1 | 1 | 1 | 1 | 1 | 1 | 1 | 1 | 1 | 1 | 1 | 1 | 1 | 1 | 1 | 1 | 1 | 1
Southern_PGAE_Flow_Battery_69_Generic | generic-deliverability | Generic_PGE_South_500_HSN | Reliability_Capacity_In_Model_Year | System RA | Southern_PGAE_Flow_Battery_69_Generic | 1 | 1 | 1 | 1 | 1 | 1 | 1 | 1 | 1 | 1 | 1 | 1 | 1 | 1 | 1 | 1 | 1 | 1 | 1 | 1 | 1 | 1 | 1 | 1 | 1 | 1 | 1 | 1 | 1 | 1 | 1
Southern_PGAE_Flow_Battery_72_Generic | generic-deliverability | Generic_PGE_South_500_HSN | Reliability_Capacity_In_Model_Year | System RA | Southern_PGAE_Flow_Battery_72_Generic | 1 | 1 | 1 | 1 | 1 | 1 | 1 | 1 | 1 | 1 | 1 | 1 | 1 | 1 | 1 | 1 | 1 | 1 | 1 | 1 | 1 | 1 | 1 | 1 | 1 | 1 | 1 | 1 | 1 | 1 | 1
Southern_PGAE_Flow_Battery_74_Generic | generic-deliverability | Generic_PGE_South_500_HSN | Reliability_Capacity_In_Model_Year | System RA | Southern_PGAE_Flow_Battery_74_Generic | 1 | 1 | 1 | 1 | 1 | 1 | 1 | 1 | 1 | 1 | 1 | 1 | 1 | 1 | 1 | 1 | 1 | 1 | 1 | 1 | 1 | 1 | 1 | 1 | 1 | 1 | 1 | 1 | 1 | 1 | 1
Southern_PGAE_Flow_Battery_75_Generic | generic-deliverability | Generic_PGE_South_500_HSN | Reliability_Capacity_In_Model_Year | System RA | Southern_PGAE_Flow_Battery_75_Generic | 1 | 1 | 1 | 1 | 1 | 1 | 1 | 1 | 1 | 1 | 1 | 1 | 1 | 1 | 1 | 1 | 1 | 1 | 1 | 1 | 1 | 1 | 1 | 1 | 1 | 1 | 1 | 1 | 1 | 1 | 1
Southern_PGAE_Flow_Battery_79_Generic | generic-deliverability | Generic_PGE_South_500_HSN | Reliability_Capacity_In_Model_Year | System RA | Southern_PGAE_Flow_Battery_79_Generic | 1 | 1 | 1 | 1 | 1 | 1 | 1 | 1 | 1 | 1 | 1 | 1 | 1 | 1 | 1 | 1 | 1 | 1 | 1 | 1 | 1 | 1 | 1 | 1 | 1 | 1 | 1 | 1 | 1 | 1 | 1
Southern_PGAE_Flow_Battery_8_Generic | generic-deliverability | Generic_PGE_South_500_HSN | Reliability_Capacity_In_Model_Year | System RA | Southern_PGAE_Flow_Battery_8_Generic | 1 | 1 | 1 | 1 | 1 | 1 | 1 | 1 | 1 | 1 | 1 | 1 | 1 | 1 | 1 | 1 | 1 | 1 | 1 | 1 | 1 | 1 | 1 | 1 | 1 | 1 | 1 | 1 | 1 | 1 | 1
Southern_PGAE_Flow_Battery_93_Generic | generic-deliverability | Generic_PGE_South_500_HSN | Reliability_Capacity_In_Model_Year | System RA | Southern_PGAE_Flow_Battery_93_Generic | 1 | 1 | 1 | 1 | 1 | 1 | 1 | 1 | 1 | 1 | 1 | 1 | 1 | 1 | 1 | 1 | 1 | 1 | 1 | 1 | 1 | 1 | 1 | 1 | 1 | 1 | 1 | 1 | 1 | 1 | 1
Southern_PGAE_Flow_Battery_98_Generic | generic-deliverability | Generic_PGE_South_500_HSN | Reliability_Capacity_In_Model_Year | System RA | Southern_PGAE_Flow_Battery_98_Generic | 1 | 1 | 1 | 1 | 1 | 1 | 1 | 1 | 1 | 1 | 1 | 1 | 1 | 1 | 1 | 1 | 1 | 1 | 1 | 1 | 1 | 1 | 1 | 1 | 1 | 1 | 1 | 1 | 1 | 1 | 1
Southern_PGAE_Flow_Battery_99_Generic | generic-deliverability | Generic_PGE_South_500_HSN | Reliability_Capacity_In_Model_Year | System RA | Southern_PGAE_Flow_Battery_99_Generic | 1 | 1 | 1 | 1 | 1 | 1 | 1 | 1 | 1 | 1 | 1 | 1 | 1 | 1 | 1 | 1 | 1 | 1 | 1 | 1 | 1 | 1 | 1 | 1 | 1 | 1 | 1 | 1 | 1 | 1 | 1
Southern_PGAE_Li_Battery_4hr_102_Generic | generic-deliverability | Generic_PGE_South_500_HSN | Reliability_Capacity_In_Model_Year | System RA | Southern_PGAE_Li_Battery_4hr_102_Generic | 1 | 1 | 1 | 1 | 1 | 1 | 1 | 1 | 1 | 1 | 1 | 1 | 1 | 1 | 1 | 1 | 1 | 1 | 1 | 1 | 1 | 1 | 1 | 1 | 1 | 1 | 1 | 1 | 1 | 1 | 1
Southern_PGAE_Li_Battery_4hr_109_Generic | generic-deliverability | Generic_PGE_South_500_HSN | Reliability_Capacity_In_Model_Year | System RA | Southern_PGAE_Li_Battery_4hr_109_Generic | 1 | 1 | 1 | 1 | 1 | 1 | 1 | 1 | 1 | 1 | 1 | 1 | 1 | 1 | 1 | 1 | 1 | 1 | 1 | 1 | 1 | 1 | 1 | 1 | 1 | 1 | 1 | 1 | 1 | 1 | 1
Southern_PGAE_Li_Battery_4hr_117_Generic | generic-deliverability | Generic_PGE_South_500_HSN | Reliability_Capacity_In_Model_Year | System RA | Southern_PGAE_Li_Battery_4hr_117_Generic | 1 | 1 | 1 | 1 | 1 | 1 | 1 | 1 | 1 | 1 | 1 | 1 | 1 | 1 | 1 | 1 | 1 | 1 | 1 | 1 | 1 | 1 | 1 | 1 | 1 | 1 | 1 | 1 | 1 | 1 | 1
Southern_PGAE_Li_Battery_4hr_118_Generic | generic-deliverability | Generic_PGE_South_500_HSN | Reliability_Capacity_In_Model_Year | System RA | Southern_PGAE_Li_Battery_4hr_118_Generic | 1 | 1 | 1 | 1 | 1 | 1 | 1 | 1 | 1 | 1 | 1 | 1 | 1 | 1 | 1 | 1 | 1 | 1 | 1 | 1 | 1 | 1 | 1 | 1 | 1 | 1 | 1 | 1 | 1 | 1 | 1
Southern_PGAE_Li_Battery_4hr_12_Generic | generic-deliverability | Generic_PGE_South_500_HSN | Reliability_Capacity_In_Model_Year | System RA | Southern_PGAE_Li_Battery_4hr_12_Generic | 1 | 1 | 1 | 1 | 1 | 1 | 1 | 1 | 1 | 1 | 1 | 1 | 1 | 1 | 1 | 1 | 1 | 1 | 1 | 1 | 1 | 1 | 1 | 1 | 1 | 1 | 1 | 1 | 1 | 1 | 1
Southern_PGAE_Li_Battery_4hr_124_Generic | generic-deliverability | Generic_PGE_South_500_HSN | Reliability_Capacity_In_Model_Year | System RA | Southern_PGAE_Li_Battery_4hr_124_Generic | 1 | 1 | 1 | 1 | 1 | 1 | 1 | 1 | 1 | 1 | 1 | 1 | 1 | 1 | 1 | 1 | 1 | 1 | 1 | 1 | 1 | 1 | 1 | 1 | 1 | 1 | 1 | 1 | 1 | 1 | 1
Southern_PGAE_Li_Battery_4hr_136_Generic | generic-deliverability | Generic_PGE_South_500_HSN | Reliability_Capacity_In_Model_Year | System RA | Southern_PGAE_Li_Battery_4hr_136_Generic | 1 | 1 | 1 | 1 | 1 | 1 | 1 | 1 | 1 | 1 | 1 | 1 | 1 | 1 | 1 | 1 | 1 | 1 | 1 | 1 | 1 | 1 | 1 | 1 | 1 | 1 | 1 | 1 | 1 | 1 | 1
Southern_PGAE_Li_Battery_4hr_139_Generic | generic-deliverability | Generic_PGE_South_500_HSN | Reliability_Capacity_In_Model_Year | System RA | Southern_PGAE_Li_Battery_4hr_139_Generic | 1 | 1 | 1 | 1 | 1 | 1 | 1 | 1 | 1 | 1 | 1 | 1 | 1 | 1 | 1 | 1 | 1 | 1 | 1 | 1 | 1 | 1 | 1 | 1 | 1 | 1 | 1 | 1 | 1 | 1 | 1
Southern_PGAE_Li_Battery_4hr_140_Generic | generic-deliverability | Generic_PGE_South_500_HSN | Reliability_Capacity_In_Model_Year | System RA | Southern_PGAE_Li_Battery_4hr_140_Generic | 1 | 1 | 1 | 1 | 1 | 1 | 1 | 1 | 1 | 1 | 1 | 1 | 1 | 1 | 1 | 1 | 1 | 1 | 1 | 1 | 1 | 1 | 1 | 1 | 1 | 1 | 1 | 1 | 1 | 1 | 1
Southern_PGAE_Li_Battery_4hr_147_Generic | generic-deliverability | Generic_PGE_South_500_HSN | Reliability_Capacity_In_Model_Year | System RA | Southern_PGAE_Li_Battery_4hr_147_Generic | 1 | 1 | 1 | 1 | 1 | 1 | 1 | 1 | 1 | 1 | 1 | 1 | 1 | 1 | 1 | 1 | 1 | 1 | 1 | 1 | 1 | 1 | 1 | 1 | 1 | 1 | 1 | 1 | 1 | 1 | 1
Southern_PGAE_Li_Battery_4hr_148_Generic | generic-deliverability | Generic_PGE_South_500_HSN | Reliability_Capacity_In_Model_Year | System RA | Southern_PGAE_Li_Battery_4hr_148_Generic | 1 | 1 | 1 | 1 | 1 | 1 | 1 | 1 | 1 | 1 | 1 | 1 | 1 | 1 | 1 | 1 | 1 | 1 | 1 | 1 | 1 | 1 | 1 | 1 | 1 | 1 | 1 | 1 | 1 | 1 | 1
Southern_PGAE_Li_Battery_4hr_151_Generic | generic-deliverability | Generic_PGE_South_500_HSN | Reliability_Capacity_In_Model_Year | System RA | Southern_PGAE_Li_Battery_4hr_151_Generic | 1 | 1 | 1 | 1 | 1 | 1 | 1 | 1 | 1 | 1 | 1 | 1 | 1 | 1 | 1 | 1 | 1 | 1 | 1 | 1 | 1 | 1 | 1 | 1 | 1 | 1 | 1 | 1 | 1 | 1 | 1
Southern_PGAE_Li_Battery_4hr_152_Generic | generic-deliverability | Generic_PGE_South_500_HSN | Reliability_Capacity_In_Model_Year | System RA | Southern_PGAE_Li_Battery_4hr_152_Generic | 1 | 1 | 1 | 1 | 1 | 1 | 1 | 1 | 1 | 1 | 1 | 1 | 1 | 1 | 1 | 1 | 1 | 1 | 1 | 1 | 1 | 1 | 1 | 1 | 1 | 1 | 1 | 1 | 1 | 1 | 1
Southern_PGAE_Li_Battery_4hr_154_Generic | generic-deliverability | Generic_PGE_South_500_HSN | Reliability_Capacity_In_Model_Year | System RA | Southern_PGAE_Li_Battery_4hr_154_Generic | 1 | 1 | 1 | 1 | 1 | 1 | 1 | 1 | 1 | 1 | 1 | 1 | 1 | 1 | 1 | 1 | 1 | 1 | 1 | 1 | 1 | 1 | 1 | 1 | 1 | 1 | 1 | 1 | 1 | 1 | 1
Southern_PGAE_Li_Battery_4hr_160_Generic | generic-deliverability | Generic_PGE_South_500_HSN | Reliability_Capacity_In_Model_Year | System RA | Southern_PGAE_Li_Battery_4hr_160_Generic | 1 | 1 | 1 | 1 | 1 | 1 | 1 | 1 | 1 | 1 | 1 | 1 | 1 | 1 | 1 | 1 | 1 | 1 | 1 | 1 | 1 | 1 | 1 | 1 | 1 | 1 | 1 | 1 | 1 | 1 | 1
Southern_PGAE_Li_Battery_4hr_161_Generic | generic-deliverability | Generic_PGE_South_500_HSN | Reliability_Capacity_In_Model_Year | System RA | Southern_PGAE_Li_Battery_4hr_161_Generic | 1 | 1 | 1 | 1 | 1 | 1 | 1 | 1 | 1 | 1 | 1 | 1 | 1 | 1 | 1 | 1 | 1 | 1 | 1 | 1 | 1 | 1 | 1 | 1 | 1 | 1 | 1 | 1 | 1 | 1 | 1
Southern_PGAE_Li_Battery_4hr_162_Generic | generic-deliverability | Generic_PGE_South_500_HSN | Reliability_Capacity_In_Model_Year | System RA | Southern_PGAE_Li_Battery_4hr_162_Generic | 1 | 1 | 1 | 1 | 1 | 1 | 1 | 1 | 1 | 1 | 1 | 1 | 1 | 1 | 1 | 1 | 1 | 1 | 1 | 1 | 1 | 1 | 1 | 1 | 1 | 1 | 1 | 1 | 1 | 1 | 1
Southern_PGAE_Li_Battery_4hr_163_Generic | generic-deliverability | Generic_PGE_South_500_HSN | Reliability_Capacity_In_Model_Year | System RA | Southern_PGAE_Li_Battery_4hr_163_Generic | 1 | 1 | 1 | 1 | 1 | 1 | 1 | 1 | 1 | 1 | 1 | 1 | 1 | 1 | 1 | 1 | 1 | 1 | 1 | 1 | 1 | 1 | 1 | 1 | 1 | 1 | 1 | 1 | 1 | 1 | 1
Southern_PGAE_Li_Battery_4hr_164_Generic | generic-deliverability | Generic_PGE_South_500_HSN | Reliability_Capacity_In_Model_Year | System RA | Southern_PGAE_Li_Battery_4hr_164_Generic | 1 | 1 | 1 | 1 | 1 | 1 | 1 | 1 | 1 | 1 | 1 | 1 | 1 | 1 | 1 | 1 | 1 | 1 | 1 | 1 | 1 | 1 | 1 | 1 | 1 | 1 | 1 | 1 | 1 | 1 | 1
Southern_PGAE_Li_Battery_4hr_165_Generic | generic-deliverability | Generic_PGE_South_500_HSN | Reliability_Capacity_In_Model_Year | System RA | Southern_PGAE_Li_Battery_4hr_165_Generic | 1 | 1 | 1 | 1 | 1 | 1 | 1 | 1 | 1 | 1 | 1 | 1 | 1 | 1 | 1 | 1 | 1 | 1 | 1 | 1 | 1 | 1 | 1 | 1 | 1 | 1 | 1 | 1 | 1 | 1 | 1
Southern_PGAE_Li_Battery_4hr_168_Generic | generic-deliverability | Generic_PGE_South_500_HSN | Reliability_Capacity_In_Model_Year | System RA | Southern_PGAE_Li_Battery_4hr_168_Generic | 1 | 1 | 1 | 1 | 1 | 1 | 1 | 1 | 1 | 1 | 1 | 1 | 1 | 1 | 1 | 1 | 1 | 1 | 1 | 1 | 1 | 1 | 1 | 1 | 1 | 1 | 1 | 1 | 1 | 1 | 1
Southern_PGAE_Li_Battery_4hr_169_Generic | generic-deliverability | Generic_PGE_South_500_HSN | Reliability_Capacity_In_Model_Year | System RA | Southern_PGAE_Li_Battery_4hr_169_Generic | 1 | 1 | 1 | 1 | 1 | 1 | 1 | 1 | 1 | 1 | 1 | 1 | 1 | 1 | 1 | 1 | 1 | 1 | 1 | 1 | 1 | 1 | 1 | 1 | 1 | 1 | 1 | 1 | 1 | 1 | 1
Southern_PGAE_Li_Battery_4hr_17_Generic | generic-deliverability | Generic_PGE_South_500_HSN | Reliability_Capacity_In_Model_Year | System RA | Southern_PGAE_Li_Battery_4hr_17_Generic | 1 | 1 | 1 | 1 | 1 | 1 | 1 | 1 | 1 | 1 | 1 | 1 | 1 | 1 | 1 | 1 | 1 | 1 | 1 | 1 | 1 | 1 | 1 | 1 | 1 | 1 | 1 | 1 | 1 | 1 | 1
Southern_PGAE_Li_Battery_4hr_170_Generic | generic-deliverability | Generic_PGE_South_500_HSN | Reliability_Capacity_In_Model_Year | System RA | Southern_PGAE_Li_Battery_4hr_170_Generic | 1 | 1 | 1 | 1 | 1 | 1 | 1 | 1 | 1 | 1 | 1 | 1 | 1 | 1 | 1 | 1 | 1 | 1 | 1 | 1 | 1 | 1 | 1 | 1 | 1 | 1 | 1 | 1 | 1 | 1 | 1
Southern_PGAE_Li_Battery_4hr_173_Generic | generic-deliverability | Generic_PGE_South_500_HSN | Reliability_Capacity_In_Model_Year | System RA | Southern_PGAE_Li_Battery_4hr_173_Generic | 1 | 1 | 1 | 1 | 1 | 1 | 1 | 1 | 1 | 1 | 1 | 1 | 1 | 1 | 1 | 1 | 1 | 1 | 1 | 1 | 1 | 1 | 1 | 1 | 1 | 1 | 1 | 1 | 1 | 1 | 1
Southern_PGAE_Li_Battery_4hr_174_Generic | generic-deliverability | Generic_PGE_South_500_HSN | Reliability_Capacity_In_Model_Year | System RA | Southern_PGAE_Li_Battery_4hr_174_Generic | 1 | 1 | 1 | 1 | 1 | 1 | 1 | 1 | 1 | 1 | 1 | 1 | 1 | 1 | 1 | 1 | 1 | 1 | 1 | 1 | 1 | 1 | 1 | 1 | 1 | 1 | 1 | 1 | 1 | 1 | 1
Southern_PGAE_Li_Battery_4hr_175_Generic | generic-deliverability | Generic_PGE_South_500_HSN | Reliability_Capacity_In_Model_Year | System RA | Southern_PGAE_Li_Battery_4hr_175_Generic | 1 | 1 | 1 | 1 | 1 | 1 | 1 | 1 | 1 | 1 | 1 | 1 | 1 | 1 | 1 | 1 | 1 | 1 | 1 | 1 | 1 | 1 | 1 | 1 | 1 | 1 | 1 | 1 | 1 | 1 | 1
Southern_PGAE_Li_Battery_4hr_176_Generic | generic-deliverability | Generic_PGE_South_500_HSN | Reliability_Capacity_In_Model_Year | System RA | Southern_PGAE_Li_Battery_4hr_176_Generic | 1 | 1 | 1 | 1 | 1 | 1 | 1 | 1 | 1 | 1 | 1 | 1 | 1 | 1 | 1 | 1 | 1 | 1 | 1 | 1 | 1 | 1 | 1 | 1 | 1 | 1 | 1 | 1 | 1 | 1 | 1
Southern_PGAE_Li_Battery_4hr_177_Generic | generic-deliverability | Generic_PGE_South_500_HSN | Reliability_Capacity_In_Model_Year | System RA | Southern_PGAE_Li_Battery_4hr_177_Generic | 1 | 1 | 1 | 1 | 1 | 1 | 1 | 1 | 1 | 1 | 1 | 1 | 1 | 1 | 1 | 1 | 1 | 1 | 1 | 1 | 1 | 1 | 1 | 1 | 1 | 1 | 1 | 1 | 1 | 1 | 1
Southern_PGAE_Li_Battery_4hr_181_Generic | generic-deliverability | Generic_PGE_South_500_HSN | Reliability_Capacity_In_Model_Year | System RA | Southern_PGAE_Li_Battery_4hr_181_Generic | 1 | 1 | 1 | 1 | 1 | 1 | 1 | 1 | 1 | 1 | 1 | 1 | 1 | 1 | 1 | 1 | 1 | 1 | 1 | 1 | 1 | 1 | 1 | 1 | 1 | 1 | 1 | 1 | 1 | 1 | 1
Southern_PGAE_Li_Battery_4hr_22_Generic | generic-deliverability | Generic_PGE_South_500_HSN | Reliability_Capacity_In_Model_Year | System RA | Southern_PGAE_Li_Battery_4hr_22_Generic | 1 | 1 | 1 | 1 | 1 | 1 | 1 | 1 | 1 | 1 | 1 | 1 | 1 | 1 | 1 | 1 | 1 | 1 | 1 | 1 | 1 | 1 | 1 | 1 | 1 | 1 | 1 | 1 | 1 | 1 | 1
Southern_PGAE_Li_Battery_4hr_23_Generic | generic-deliverability | Generic_PGE_South_500_HSN | Reliability_Capacity_In_Model_Year | System RA | Southern_PGAE_Li_Battery_4hr_23_Generic | 1 | 1 | 1 | 1 | 1 | 1 | 1 | 1 | 1 | 1 | 1 | 1 | 1 | 1 | 1 | 1 | 1 | 1 | 1 | 1 | 1 | 1 | 1 | 1 | 1 | 1 | 1 | 1 | 1 | 1 | 1
Southern_PGAE_Li_Battery_4hr_24_Generic | generic-deliverability | Generic_PGE_South_500_HSN | Reliability_Capacity_In_Model_Year | System RA | Southern_PGAE_Li_Battery_4hr_24_Generic | 1 | 1 | 1 | 1 | 1 | 1 | 1 | 1 | 1 | 1 | 1 | 1 | 1 | 1 | 1 | 1 | 1 | 1 | 1 | 1 | 1 | 1 | 1 | 1 | 1 | 1 | 1 | 1 | 1 | 1 | 1
Southern_PGAE_Li_Battery_4hr_27_Generic | generic-deliverability | Generic_PGE_South_500_HSN | Reliability_Capacity_In_Model_Year | System RA | Southern_PGAE_Li_Battery_4hr_27_Generic | 1 | 1 | 1 | 1 | 1 | 1 | 1 | 1 | 1 | 1 | 1 | 1 | 1 | 1 | 1 | 1 | 1 | 1 | 1 | 1 | 1 | 1 | 1 | 1 | 1 | 1 | 1 | 1 | 1 | 1 | 1
Southern_PGAE_Li_Battery_4hr_3_Generic | generic-deliverability | Generic_PGE_South_500_HSN | Reliability_Capacity_In_Model_Year | System RA | Southern_PGAE_Li_Battery_4hr_3_Generic | 1 | 1 | 1 | 1 | 1 | 1 | 1 | 1 | 1 | 1 | 1 | 1 | 1 | 1 | 1 | 1 | 1 | 1 | 1 | 1 | 1 | 1 | 1 | 1 | 1 | 1 | 1 | 1 | 1 | 1 | 1
Southern_PGAE_Li_Battery_4hr_33_Generic | generic-deliverability | Generic_PGE_South_500_HSN | Reliability_Capacity_In_Model_Year | System RA | Southern_PGAE_Li_Battery_4hr_33_Generic | 1 | 1 | 1 | 1 | 1 | 1 | 1 | 1 | 1 | 1 | 1 | 1 | 1 | 1 | 1 | 1 | 1 | 1 | 1 | 1 | 1 | 1 | 1 | 1 | 1 | 1 | 1 | 1 | 1 | 1 | 1
Southern_PGAE_Li_Battery_4hr_34_Generic | generic-deliverability | Generic_PGE_South_500_HSN | Reliability_Capacity_In_Model_Year | System RA | Southern_PGAE_Li_Battery_4hr_34_Generic | 1 | 1 | 1 | 1 | 1 | 1 | 1 | 1 | 1 | 1 | 1 | 1 | 1 | 1 | 1 | 1 | 1 | 1 | 1 | 1 | 1 | 1 | 1 | 1 | 1 | 1 | 1 | 1 | 1 | 1 | 1
Southern_PGAE_Li_Battery_4hr_37_Generic | generic-deliverability | Generic_PGE_South_500_HSN | Reliability_Capacity_In_Model_Year | System RA | Southern_PGAE_Li_Battery_4hr_37_Generic | 1 | 1 | 1 | 1 | 1 | 1 | 1 | 1 | 1 | 1 | 1 | 1 | 1 | 1 | 1 | 1 | 1 | 1 | 1 | 1 | 1 | 1 | 1 | 1 | 1 | 1 | 1 | 1 | 1 | 1 | 1
Southern_PGAE_Li_Battery_4hr_39_Generic | generic-deliverability | Generic_PGE_South_500_HSN | Reliability_Capacity_In_Model_Year | System RA | Southern_PGAE_Li_Battery_4hr_39_Generic | 1 | 1 | 1 | 1 | 1 | 1 | 1 | 1 | 1 | 1 | 1 | 1 | 1 | 1 | 1 | 1 | 1 | 1 | 1 | 1 | 1 | 1 | 1 | 1 | 1 | 1 | 1 | 1 | 1 | 1 | 1
Southern_PGAE_Li_Battery_4hr_43_Generic | generic-deliverability | Generic_PGE_South_500_HSN | Reliability_Capacity_In_Model_Year | System RA | Southern_PGAE_Li_Battery_4hr_43_Generic | 1 | 1 | 1 | 1 | 1 | 1 | 1 | 1 | 1 | 1 | 1 | 1 | 1 | 1 | 1 | 1 | 1 | 1 | 1 | 1 | 1 | 1 | 1 | 1 | 1 | 1 | 1 | 1 | 1 | 1 | 1
Southern_PGAE_Li_Battery_4hr_45_Generic | generic-deliverability | Generic_PGE_South_500_HSN | Reliability_Capacity_In_Model_Year | System RA | Southern_PGAE_Li_Battery_4hr_45_Generic | 1 | 1 | 1 | 1 | 1 | 1 | 1 | 1 | 1 | 1 | 1 | 1 | 1 | 1 | 1 | 1 | 1 | 1 | 1 | 1 | 1 | 1 | 1 | 1 | 1 | 1 | 1 | 1 | 1 | 1 | 1
Southern_PGAE_Li_Battery_4hr_46_Generic | generic-deliverability | Generic_PGE_South_500_HSN | Reliability_Capacity_In_Model_Year | System RA | Southern_PGAE_Li_Battery_4hr_46_Generic | 1 | 1 | 1 | 1 | 1 | 1 | 1 | 1 | 1 | 1 | 1 | 1 | 1 | 1 | 1 | 1 | 1 | 1 | 1 | 1 | 1 | 1 | 1 | 1 | 1 | 1 | 1 | 1 | 1 | 1 | 1
Southern_PGAE_Li_Battery_4hr_47_Generic | generic-deliverability | Generic_PGE_South_500_HSN | Reliability_Capacity_In_Model_Year | System RA | Southern_PGAE_Li_Battery_4hr_47_Generic | 1 | 1 | 1 | 1 | 1 | 1 | 1 | 1 | 1 | 1 | 1 | 1 | 1 | 1 | 1 | 1 | 1 | 1 | 1 | 1 | 1 | 1 | 1 | 1 | 1 | 1 | 1 | 1 | 1 | 1 | 1
Southern_PGAE_Li_Battery_4hr_49_Generic | generic-deliverability | Generic_PGE_South_500_HSN | Reliability_Capacity_In_Model_Year | System RA | Southern_PGAE_Li_Battery_4hr_49_Generic | 1 | 1 | 1 | 1 | 1 | 1 | 1 | 1 | 1 | 1 | 1 | 1 | 1 | 1 | 1 | 1 | 1 | 1 | 1 | 1 | 1 | 1 | 1 | 1 | 1 | 1 | 1 | 1 | 1 | 1 | 1
Southern_PGAE_Li_Battery_4hr_52_Generic | generic-deliverability | Generic_PGE_South_500_HSN | Reliability_Capacity_In_Model_Year | System RA | Southern_PGAE_Li_Battery_4hr_52_Generic | 1 | 1 | 1 | 1 | 1 | 1 | 1 | 1 | 1 | 1 | 1 | 1 | 1 | 1 | 1 | 1 | 1 | 1 | 1 | 1 | 1 | 1 | 1 | 1 | 1 | 1 | 1 | 1 | 1 | 1 | 1
Southern_PGAE_Li_Battery_4hr_54_Generic | generic-deliverability | Generic_PGE_South_500_HSN | Reliability_Capacity_In_Model_Year | System RA | Southern_PGAE_Li_Battery_4hr_54_Generic | 1 | 1 | 1 | 1 | 1 | 1 | 1 | 1 | 1 | 1 | 1 | 1 | 1 | 1 | 1 | 1 | 1 | 1 | 1 | 1 | 1 | 1 | 1 | 1 | 1 | 1 | 1 | 1 | 1 | 1 | 1
Southern_PGAE_Li_Battery_4hr_61_Generic | generic-deliverability | Generic_PGE_South_500_HSN | Reliability_Capacity_In_Model_Year | System RA | Southern_PGAE_Li_Battery_4hr_61_Generic | 1 | 1 | 1 | 1 | 1 | 1 | 1 | 1 | 1 | 1 | 1 | 1 | 1 | 1 | 1 | 1 | 1 | 1 | 1 | 1 | 1 | 1 | 1 | 1 | 1 | 1 | 1 | 1 | 1 | 1 | 1
Southern_PGAE_Li_Battery_4hr_69_Generic | generic-deliverability | Generic_PGE_South_500_HSN | Reliability_Capacity_In_Model_Year | System RA | Southern_PGAE_Li_Battery_4hr_69_Generic | 1 | 1 | 1 | 1 | 1 | 1 | 1 | 1 | 1 | 1 | 1 | 1 | 1 | 1 | 1 | 1 | 1 | 1 | 1 | 1 | 1 | 1 | 1 | 1 | 1 | 1 | 1 | 1 | 1 | 1 | 1
Southern_PGAE_Li_Battery_4hr_72_Generic | generic-deliverability | Generic_PGE_South_500_HSN | Reliability_Capacity_In_Model_Year | System RA | Southern_PGAE_Li_Battery_4hr_72_Generic | 1 | 1 | 1 | 1 | 1 | 1 | 1 | 1 | 1 | 1 | 1 | 1 | 1 | 1 | 1 | 1 | 1 | 1 | 1 | 1 | 1 | 1 | 1 | 1 | 1 | 1 | 1 | 1 | 1 | 1 | 1
Southern_PGAE_Li_Battery_4hr_74_Generic | generic-deliverability | Generic_PGE_South_500_HSN | Reliability_Capacity_In_Model_Year | System RA | Southern_PGAE_Li_Battery_4hr_74_Generic | 1 | 1 | 1 | 1 | 1 | 1 | 1 | 1 | 1 | 1 | 1 | 1 | 1 | 1 | 1 | 1 | 1 | 1 | 1 | 1 | 1 | 1 | 1 | 1 | 1 | 1 | 1 | 1 | 1 | 1 | 1
Southern_PGAE_Li_Battery_4hr_75_Generic | generic-deliverability | Generic_PGE_South_500_HSN | Reliability_Capacity_In_Model_Year | System RA | Southern_PGAE_Li_Battery_4hr_75_Generic | 1 | 1 | 1 | 1 | 1 | 1 | 1 | 1 | 1 | 1 | 1 | 1 | 1 | 1 | 1 | 1 | 1 | 1 | 1 | 1 | 1 | 1 | 1 | 1 | 1 | 1 | 1 | 1 | 1 | 1 | 1
Southern_PGAE_Li_Battery_4hr_79_Generic | generic-deliverability | Generic_PGE_South_500_HSN | Reliability_Capacity_In_Model_Year | System RA | Southern_PGAE_Li_Battery_4hr_79_Generic | 1 | 1 | 1 | 1 | 1 | 1 | 1 | 1 | 1 | 1 | 1 | 1 | 1 | 1 | 1 | 1 | 1 | 1 | 1 | 1 | 1 | 1 | 1 | 1 | 1 | 1 | 1 | 1 | 1 | 1 | 1
Southern_PGAE_Li_Battery_4hr_8_Generic | generic-deliverability | Generic_PGE_South_500_HSN | Reliability_Capacity_In_Model_Year | System RA | Southern_PGAE_Li_Battery_4hr_8_Generic | 1 | 1 | 1 | 1 | 1 | 1 | 1 | 1 | 1 | 1 | 1 | 1 | 1 | 1 | 1 | 1 | 1 | 1 | 1 | 1 | 1 | 1 | 1 | 1 | 1 | 1 | 1 | 1 | 1 | 1 | 1
Southern_PGAE_Li_Battery_4hr_93_Generic | generic-deliverability | Generic_PGE_South_500_HSN | Reliability_Capacity_In_Model_Year | System RA | Southern_PGAE_Li_Battery_4hr_93_Generic | 1 | 1 | 1 | 1 | 1 | 1 | 1 | 1 | 1 | 1 | 1 | 1 | 1 | 1 | 1 | 1 | 1 | 1 | 1 | 1 | 1 | 1 | 1 | 1 | 1 | 1 | 1 | 1 | 1 | 1 | 1
Southern_PGAE_Li_Battery_4hr_98_Generic | generic-deliverability | Generic_PGE_South_500_HSN | Reliability_Capacity_In_Model_Year | System RA | Southern_PGAE_Li_Battery_4hr_98_Generic | 1 | 1 | 1 | 1 | 1 | 1 | 1 | 1 | 1 | 1 | 1 | 1 | 1 | 1 | 1 | 1 | 1 | 1 | 1 | 1 | 1 | 1 | 1 | 1 | 1 | 1 | 1 | 1 | 1 | 1 | 1
Southern_PGAE_Li_Battery_4hr_99_Generic | generic-deliverability | Generic_PGE_South_500_HSN | Reliability_Capacity_In_Model_Year | System RA | Southern_PGAE_Li_Battery_4hr_99_Generic | 1 | 1 | 1 | 1 | 1 | 1 | 1 | 1 | 1 | 1 | 1 | 1 | 1 | 1 | 1 | 1 | 1 | 1 | 1 | 1 | 1 | 1 | 1 | 1 | 1 | 1 | 1 | 1 | 1 | 1 | 1
Southern_PGAE_Li_Battery_8hr_102_Generic | generic-deliverability | Generic_PGE_South_500_HSN | Reliability_Capacity_In_Model_Year | System RA | Southern_PGAE_Li_Battery_8hr_102_Generic | 1 | 1 | 1 | 1 | 1 | 1 | 1 | 1 | 1 | 1 | 1 | 1 | 1 | 1 | 1 | 1 | 1 | 1 | 1 | 1 | 1 | 1 | 1 | 1 | 1 | 1 | 1 | 1 | 1 | 1 | 1
Southern_PGAE_Li_Battery_8hr_109_Generic | generic-deliverability | Generic_PGE_South_500_HSN | Reliability_Capacity_In_Model_Year | System RA | Southern_PGAE_Li_Battery_8hr_109_Generic | 1 | 1 | 1 | 1 | 1 | 1 | 1 | 1 | 1 | 1 | 1 | 1 | 1 | 1 | 1 | 1 | 1 | 1 | 1 | 1 | 1 | 1 | 1 | 1 | 1 | 1 | 1 | 1 | 1 | 1 | 1
Southern_PGAE_Li_Battery_8hr_117_Generic | generic-deliverability | Generic_PGE_South_500_HSN | Reliability_Capacity_In_Model_Year | System RA | Southern_PGAE_Li_Battery_8hr_117_Generic | 1 | 1 | 1 | 1 | 1 | 1 | 1 | 1 | 1 | 1 | 1 | 1 | 1 | 1 | 1 | 1 | 1 | 1 | 1 | 1 | 1 | 1 | 1 | 1 | 1 | 1 | 1 | 1 | 1 | 1 | 1
Southern_PGAE_Li_Battery_8hr_118_Generic | generic-deliverability | Generic_PGE_South_500_HSN | Reliability_Capacity_In_Model_Year | System RA | Southern_PGAE_Li_Battery_8hr_118_Generic | 1 | 1 | 1 | 1 | 1 | 1 | 1 | 1 | 1 | 1 | 1 | 1 | 1 | 1 | 1 | 1 | 1 | 1 | 1 | 1 | 1 | 1 | 1 | 1 | 1 | 1 | 1 | 1 | 1 | 1 | 1
Southern_PGAE_Li_Battery_8hr_12_Generic | generic-deliverability | Generic_PGE_South_500_HSN | Reliability_Capacity_In_Model_Year | System RA | Southern_PGAE_Li_Battery_8hr_12_Generic | 1 | 1 | 1 | 1 | 1 | 1 | 1 | 1 | 1 | 1 | 1 | 1 | 1 | 1 | 1 | 1 | 1 | 1 | 1 | 1 | 1 | 1 | 1 | 1 | 1 | 1 | 1 | 1 | 1 | 1 | 1
Southern_PGAE_Li_Battery_8hr_124_Generic | generic-deliverability | Generic_PGE_South_500_HSN | Reliability_Capacity_In_Model_Year | System RA | Southern_PGAE_Li_Battery_8hr_124_Generic | 1 | 1 | 1 | 1 | 1 | 1 | 1 | 1 | 1 | 1 | 1 | 1 | 1 | 1 | 1 | 1 | 1 | 1 | 1 | 1 | 1 | 1 | 1 | 1 | 1 | 1 | 1 | 1 | 1 | 1 | 1
Southern_PGAE_Li_Battery_8hr_136_Generic | generic-deliverability | Generic_PGE_South_500_HSN | Reliability_Capacity_In_Model_Year | System RA | Southern_PGAE_Li_Battery_8hr_136_Generic | 1 | 1 | 1 | 1 | 1 | 1 | 1 | 1 | 1 | 1 | 1 | 1 | 1 | 1 | 1 | 1 | 1 | 1 | 1 | 1 | 1 | 1 | 1 | 1 | 1 | 1 | 1 | 1 | 1 | 1 | 1
Southern_PGAE_Li_Battery_8hr_139_Generic | generic-deliverability | Generic_PGE_South_500_HSN | Reliability_Capacity_In_Model_Year | System RA | Southern_PGAE_Li_Battery_8hr_139_Generic | 1 | 1 | 1 | 1 | 1 | 1 | 1 | 1 | 1 | 1 | 1 | 1 | 1 | 1 | 1 | 1 | 1 | 1 | 1 | 1 | 1 | 1 | 1 | 1 | 1 | 1 | 1 | 1 | 1 | 1 | 1
Southern_PGAE_Li_Battery_8hr_140_Generic | generic-deliverability | Generic_PGE_South_500_HSN | Reliability_Capacity_In_Model_Year | System RA | Southern_PGAE_Li_Battery_8hr_140_Generic | 1 | 1 | 1 | 1 | 1 | 1 | 1 | 1 | 1 | 1 | 1 | 1 | 1 | 1 | 1 | 1 | 1 | 1 | 1 | 1 | 1 | 1 | 1 | 1 | 1 | 1 | 1 | 1 | 1 | 1 | 1
Southern_PGAE_Li_Battery_8hr_147_Generic | generic-deliverability | Generic_PGE_South_500_HSN | Reliability_Capacity_In_Model_Year | System RA | Southern_PGAE_Li_Battery_8hr_147_Generic | 1 | 1 | 1 | 1 | 1 | 1 | 1 | 1 | 1 | 1 | 1 | 1 | 1 | 1 | 1 | 1 | 1 | 1 | 1 | 1 | 1 | 1 | 1 | 1 | 1 | 1 | 1 | 1 | 1 | 1 | 1
Southern_PGAE_Li_Battery_8hr_148_Generic | generic-deliverability | Generic_PGE_South_500_HSN | Reliability_Capacity_In_Model_Year | System RA | Southern_PGAE_Li_Battery_8hr_148_Generic | 1 | 1 | 1 | 1 | 1 | 1 | 1 | 1 | 1 | 1 | 1 | 1 | 1 | 1 | 1 | 1 | 1 | 1 | 1 | 1 | 1 | 1 | 1 | 1 | 1 | 1 | 1 | 1 | 1 | 1 | 1
Southern_PGAE_Li_Battery_8hr_151_Generic | generic-deliverability | Generic_PGE_South_500_HSN | Reliability_Capacity_In_Model_Year | System RA | Southern_PGAE_Li_Battery_8hr_151_Generic | 1 | 1 | 1 | 1 | 1 | 1 | 1 | 1 | 1 | 1 | 1 | 1 | 1 | 1 | 1 | 1 | 1 | 1 | 1 | 1 | 1 | 1 | 1 | 1 | 1 | 1 | 1 | 1 | 1 | 1 | 1
Southern_PGAE_Li_Battery_8hr_152_Generic | generic-deliverability | Generic_PGE_South_500_HSN | Reliability_Capacity_In_Model_Year | System RA | Southern_PGAE_Li_Battery_8hr_152_Generic | 1 | 1 | 1 | 1 | 1 | 1 | 1 | 1 | 1 | 1 | 1 | 1 | 1 | 1 | 1 | 1 | 1 | 1 | 1 | 1 | 1 | 1 | 1 | 1 | 1 | 1 | 1 | 1 | 1 | 1 | 1
Southern_PGAE_Li_Battery_8hr_154_Generic | generic-deliverability | Generic_PGE_South_500_HSN | Reliability_Capacity_In_Model_Year | System RA | Southern_PGAE_Li_Battery_8hr_154_Generic | 1 | 1 | 1 | 1 | 1 | 1 | 1 | 1 | 1 | 1 | 1 | 1 | 1 | 1 | 1 | 1 | 1 | 1 | 1 | 1 | 1 | 1 | 1 | 1 | 1 | 1 | 1 | 1 | 1 | 1 | 1
Southern_PGAE_Li_Battery_8hr_160_Generic | generic-deliverability | Generic_PGE_South_500_HSN | Reliability_Capacity_In_Model_Year | System RA | Southern_PGAE_Li_Battery_8hr_160_Generic | 1 | 1 | 1 | 1 | 1 | 1 | 1 | 1 | 1 | 1 | 1 | 1 | 1 | 1 | 1 | 1 | 1 | 1 | 1 | 1 | 1 | 1 | 1 | 1 | 1 | 1 | 1 | 1 | 1 | 1 | 1
Southern_PGAE_Li_Battery_8hr_161_Generic | generic-deliverability | Generic_PGE_South_500_HSN | Reliability_Capacity_In_Model_Year | System RA | Southern_PGAE_Li_Battery_8hr_161_Generic | 1 | 1 | 1 | 1 | 1 | 1 | 1 | 1 | 1 | 1 | 1 | 1 | 1 | 1 | 1 | 1 | 1 | 1 | 1 | 1 | 1 | 1 | 1 | 1 | 1 | 1 | 1 | 1 | 1 | 1 | 1
Southern_PGAE_Li_Battery_8hr_162_Generic | generic-deliverability | Generic_PGE_South_500_HSN | Reliability_Capacity_In_Model_Year | System RA | Southern_PGAE_Li_Battery_8hr_162_Generic | 1 | 1 | 1 | 1 | 1 | 1 | 1 | 1 | 1 | 1 | 1 | 1 | 1 | 1 | 1 | 1 | 1 | 1 | 1 | 1 | 1 | 1 | 1 | 1 | 1 | 1 | 1 | 1 | 1 | 1 | 1
Southern_PGAE_Li_Battery_8hr_163_Generic | generic-deliverability | Generic_PGE_South_500_HSN | Reliability_Capacity_In_Model_Year | System RA | Southern_PGAE_Li_Battery_8hr_163_Generic | 1 | 1 | 1 | 1 | 1 | 1 | 1 | 1 | 1 | 1 | 1 | 1 | 1 | 1 | 1 | 1 | 1 | 1 | 1 | 1 | 1 | 1 | 1 | 1 | 1 | 1 | 1 | 1 | 1 | 1 | 1
Southern_PGAE_Li_Battery_8hr_164_Generic | generic-deliverability | Generic_PGE_South_500_HSN | Reliability_Capacity_In_Model_Year | System RA | Southern_PGAE_Li_Battery_8hr_164_Generic | 1 | 1 | 1 | 1 | 1 | 1 | 1 | 1 | 1 | 1 | 1 | 1 | 1 | 1 | 1 | 1 | 1 | 1 | 1 | 1 | 1 | 1 | 1 | 1 | 1 | 1 | 1 | 1 | 1 | 1 | 1
Southern_PGAE_Li_Battery_8hr_165_Generic | generic-deliverability | Generic_PGE_South_500_HSN | Reliability_Capacity_In_Model_Year | System RA | Southern_PGAE_Li_Battery_8hr_165_Generic | 1 | 1 | 1 | 1 | 1 | 1 | 1 | 1 | 1 | 1 | 1 | 1 | 1 | 1 | 1 | 1 | 1 | 1 | 1 | 1 | 1 | 1 | 1 | 1 | 1 | 1 | 1 | 1 | 1 | 1 | 1
Southern_PGAE_Li_Battery_8hr_168_Generic | generic-deliverability | Generic_PGE_South_500_HSN | Reliability_Capacity_In_Model_Year | System RA | Southern_PGAE_Li_Battery_8hr_168_Generic | 1 | 1 | 1 | 1 | 1 | 1 | 1 | 1 | 1 | 1 | 1 | 1 | 1 | 1 | 1 | 1 | 1 | 1 | 1 | 1 | 1 | 1 | 1 | 1 | 1 | 1 | 1 | 1 | 1 | 1 | 1
Southern_PGAE_Li_Battery_8hr_169_Generic | generic-deliverability | Generic_PGE_South_500_HSN | Reliability_Capacity_In_Model_Year | System RA | Southern_PGAE_Li_Battery_8hr_169_Generic | 1 | 1 | 1 | 1 | 1 | 1 | 1 | 1 | 1 | 1 | 1 | 1 | 1 | 1 | 1 | 1 | 1 | 1 | 1 | 1 | 1 | 1 | 1 | 1 | 1 | 1 | 1 | 1 | 1 | 1 | 1
Southern_PGAE_Li_Battery_8hr_17_Generic | generic-deliverability | Generic_PGE_South_500_HSN | Reliability_Capacity_In_Model_Year | System RA | Southern_PGAE_Li_Battery_8hr_17_Generic | 1 | 1 | 1 | 1 | 1 | 1 | 1 | 1 | 1 | 1 | 1 | 1 | 1 | 1 | 1 | 1 | 1 | 1 | 1 | 1 | 1 | 1 | 1 | 1 | 1 | 1 | 1 | 1 | 1 | 1 | 1
Southern_PGAE_Li_Battery_8hr_170_Generic | generic-deliverability | Generic_PGE_South_500_HSN | Reliability_Capacity_In_Model_Year | System RA | Southern_PGAE_Li_Battery_8hr_170_Generic | 1 | 1 | 1 | 1 | 1 | 1 | 1 | 1 | 1 | 1 | 1 | 1 | 1 | 1 | 1 | 1 | 1 | 1 | 1 | 1 | 1 | 1 | 1 | 1 | 1 | 1 | 1 | 1 | 1 | 1 | 1
Southern_PGAE_Li_Battery_8hr_173_Generic | generic-deliverability | Generic_PGE_South_500_HSN | Reliability_Capacity_In_Model_Year | System RA | Southern_PGAE_Li_Battery_8hr_173_Generic | 1 | 1 | 1 | 1 | 1 | 1 | 1 | 1 | 1 | 1 | 1 | 1 | 1 | 1 | 1 | 1 | 1 | 1 | 1 | 1 | 1 | 1 | 1 | 1 | 1 | 1 | 1 | 1 | 1 | 1 | 1
Southern_PGAE_Li_Battery_8hr_174_Generic | generic-deliverability | Generic_PGE_South_500_HSN | Reliability_Capacity_In_Model_Year | System RA | Southern_PGAE_Li_Battery_8hr_174_Generic | 1 | 1 | 1 | 1 | 1 | 1 | 1 | 1 | 1 | 1 | 1 | 1 | 1 | 1 | 1 | 1 | 1 | 1 | 1 | 1 | 1 | 1 | 1 | 1 | 1 | 1 | 1 | 1 | 1 | 1 | 1
Southern_PGAE_Li_Battery_8hr_175_Generic | generic-deliverability | Generic_PGE_South_500_HSN | Reliability_Capacity_In_Model_Year | System RA | Southern_PGAE_Li_Battery_8hr_175_Generic | 1 | 1 | 1 | 1 | 1 | 1 | 1 | 1 | 1 | 1 | 1 | 1 | 1 | 1 | 1 | 1 | 1 | 1 | 1 | 1 | 1 | 1 | 1 | 1 | 1 | 1 | 1 | 1 | 1 | 1 | 1
Southern_PGAE_Li_Battery_8hr_176_Generic | generic-deliverability | Generic_PGE_South_500_HSN | Reliability_Capacity_In_Model_Year | System RA | Southern_PGAE_Li_Battery_8hr_176_Generic | 1 | 1 | 1 | 1 | 1 | 1 | 1 | 1 | 1 | 1 | 1 | 1 | 1 | 1 | 1 | 1 | 1 | 1 | 1 | 1 | 1 | 1 | 1 | 1 | 1 | 1 | 1 | 1 | 1 | 1 | 1
Southern_PGAE_Li_Battery_8hr_177_Generic | generic-deliverability | Generic_PGE_South_500_HSN | Reliability_Capacity_In_Model_Year | System RA | Southern_PGAE_Li_Battery_8hr_177_Generic | 1 | 1 | 1 | 1 | 1 | 1 | 1 | 1 | 1 | 1 | 1 | 1 | 1 | 1 | 1 | 1 | 1 | 1 | 1 | 1 | 1 | 1 | 1 | 1 | 1 | 1 | 1 | 1 | 1 | 1 | 1
Southern_PGAE_Li_Battery_8hr_181_Generic | generic-deliverability | Generic_PGE_South_500_HSN | Reliability_Capacity_In_Model_Year | System RA | Southern_PGAE_Li_Battery_8hr_181_Generic | 1 | 1 | 1 | 1 | 1 | 1 | 1 | 1 | 1 | 1 | 1 | 1 | 1 | 1 | 1 | 1 | 1 | 1 | 1 | 1 | 1 | 1 | 1 | 1 | 1 | 1 | 1 | 1 | 1 | 1 | 1
Southern_PGAE_Li_Battery_8hr_22_Generic | generic-deliverability | Generic_PGE_South_500_HSN | Reliability_Capacity_In_Model_Year | System RA | Southern_PGAE_Li_Battery_8hr_22_Generic | 1 | 1 | 1 | 1 | 1 | 1 | 1 | 1 | 1 | 1 | 1 | 1 | 1 | 1 | 1 | 1 | 1 | 1 | 1 | 1 | 1 | 1 | 1 | 1 | 1 | 1 | 1 | 1 | 1 | 1 | 1
Southern_PGAE_Li_Battery_8hr_23_Generic | generic-deliverability | Generic_PGE_South_500_HSN | Reliability_Capacity_In_Model_Year | System RA | Southern_PGAE_Li_Battery_8hr_23_Generic | 1 | 1 | 1 | 1 | 1 | 1 | 1 | 1 | 1 | 1 | 1 | 1 | 1 | 1 | 1 | 1 | 1 | 1 | 1 | 1 | 1 | 1 | 1 | 1 | 1 | 1 | 1 | 1 | 1 | 1 | 1
Southern_PGAE_Li_Battery_8hr_24_Generic | generic-deliverability | Generic_PGE_South_500_HSN | Reliability_Capacity_In_Model_Year | System RA | Southern_PGAE_Li_Battery_8hr_24_Generic | 1 | 1 | 1 | 1 | 1 | 1 | 1 | 1 | 1 | 1 | 1 | 1 | 1 | 1 | 1 | 1 | 1 | 1 | 1 | 1 | 1 | 1 | 1 | 1 | 1 | 1 | 1 | 1 | 1 | 1 | 1
Southern_PGAE_Li_Battery_8hr_27_Generic | generic-deliverability | Generic_PGE_South_500_HSN | Reliability_Capacity_In_Model_Year | System RA | Southern_PGAE_Li_Battery_8hr_27_Generic | 1 | 1 | 1 | 1 | 1 | 1 | 1 | 1 | 1 | 1 | 1 | 1 | 1 | 1 | 1 | 1 | 1 | 1 | 1 | 1 | 1 | 1 | 1 | 1 | 1 | 1 | 1 | 1 | 1 | 1 | 1
Southern_PGAE_Li_Battery_8hr_3_Generic | generic-deliverability | Generic_PGE_South_500_HSN | Reliability_Capacity_In_Model_Year | System RA | Southern_PGAE_Li_Battery_8hr_3_Generic | 1 | 1 | 1 | 1 | 1 | 1 | 1 | 1 | 1 | 1 | 1 | 1 | 1 | 1 | 1 | 1 | 1 | 1 | 1 | 1 | 1 | 1 | 1 | 1 | 1 | 1 | 1 | 1 | 1 | 1 | 1
Southern_PGAE_Li_Battery_8hr_33_Generic | generic-deliverability | Generic_PGE_South_500_HSN | Reliability_Capacity_In_Model_Year | System RA | Southern_PGAE_Li_Battery_8hr_33_Generic | 1 | 1 | 1 | 1 | 1 | 1 | 1 | 1 | 1 | 1 | 1 | 1 | 1 | 1 | 1 | 1 | 1 | 1 | 1 | 1 | 1 | 1 | 1 | 1 | 1 | 1 | 1 | 1 | 1 | 1 | 1
Southern_PGAE_Li_Battery_8hr_34_Generic | generic-deliverability | Generic_PGE_South_500_HSN | Reliability_Capacity_In_Model_Year | System RA | Southern_PGAE_Li_Battery_8hr_34_Generic | 1 | 1 | 1 | 1 | 1 | 1 | 1 | 1 | 1 | 1 | 1 | 1 | 1 | 1 | 1 | 1 | 1 | 1 | 1 | 1 | 1 | 1 | 1 | 1 | 1 | 1 | 1 | 1 | 1 | 1 | 1
Southern_PGAE_Li_Battery_8hr_37_Generic | generic-deliverability | Generic_PGE_South_500_HSN | Reliability_Capacity_In_Model_Year | System RA | Southern_PGAE_Li_Battery_8hr_37_Generic | 1 | 1 | 1 | 1 | 1 | 1 | 1 | 1 | 1 | 1 | 1 | 1 | 1 | 1 | 1 | 1 | 1 | 1 | 1 | 1 | 1 | 1 | 1 | 1 | 1 | 1 | 1 | 1 | 1 | 1 | 1
Southern_PGAE_Li_Battery_8hr_39_Generic | generic-deliverability | Generic_PGE_South_500_HSN | Reliability_Capacity_In_Model_Year | System RA | Southern_PGAE_Li_Battery_8hr_39_Generic | 1 | 1 | 1 | 1 | 1 | 1 | 1 | 1 | 1 | 1 | 1 | 1 | 1 | 1 | 1 | 1 | 1 | 1 | 1 | 1 | 1 | 1 | 1 | 1 | 1 | 1 | 1 | 1 | 1 | 1 | 1
Southern_PGAE_Li_Battery_8hr_43_Generic | generic-deliverability | Generic_PGE_South_500_HSN | Reliability_Capacity_In_Model_Year | System RA | Southern_PGAE_Li_Battery_8hr_43_Generic | 1 | 1 | 1 | 1 | 1 | 1 | 1 | 1 | 1 | 1 | 1 | 1 | 1 | 1 | 1 | 1 | 1 | 1 | 1 | 1 | 1 | 1 | 1 | 1 | 1 | 1 | 1 | 1 | 1 | 1 | 1
Southern_PGAE_Li_Battery_8hr_45_Generic | generic-deliverability | Generic_PGE_South_500_HSN | Reliability_Capacity_In_Model_Year | System RA | Southern_PGAE_Li_Battery_8hr_45_Generic | 1 | 1 | 1 | 1 | 1 | 1 | 1 | 1 | 1 | 1 | 1 | 1 | 1 | 1 | 1 | 1 | 1 | 1 | 1 | 1 | 1 | 1 | 1 | 1 | 1 | 1 | 1 | 1 | 1 | 1 | 1
Southern_PGAE_Li_Battery_8hr_46_Generic | generic-deliverability | Generic_PGE_South_500_HSN | Reliability_Capacity_In_Model_Year | System RA | Southern_PGAE_Li_Battery_8hr_46_Generic | 1 | 1 | 1 | 1 | 1 | 1 | 1 | 1 | 1 | 1 | 1 | 1 | 1 | 1 | 1 | 1 | 1 | 1 | 1 | 1 | 1 | 1 | 1 | 1 | 1 | 1 | 1 | 1 | 1 | 1 | 1
Southern_PGAE_Li_Battery_8hr_47_Generic | generic-deliverability | Generic_PGE_South_500_HSN | Reliability_Capacity_In_Model_Year | System RA | Southern_PGAE_Li_Battery_8hr_47_Generic | 1 | 1 | 1 | 1 | 1 | 1 | 1 | 1 | 1 | 1 | 1 | 1 | 1 | 1 | 1 | 1 | 1 | 1 | 1 | 1 | 1 | 1 | 1 | 1 | 1 | 1 | 1 | 1 | 1 | 1 | 1
Southern_PGAE_Li_Battery_8hr_49_Generic | generic-deliverability | Generic_PGE_South_500_HSN | Reliability_Capacity_In_Model_Year | System RA | Southern_PGAE_Li_Battery_8hr_49_Generic | 1 | 1 | 1 | 1 | 1 | 1 | 1 | 1 | 1 | 1 | 1 | 1 | 1 | 1 | 1 | 1 | 1 | 1 | 1 | 1 | 1 | 1 | 1 | 1 | 1 | 1 | 1 | 1 | 1 | 1 | 1
Southern_PGAE_Li_Battery_8hr_52_Generic | generic-deliverability | Generic_PGE_South_500_HSN | Reliability_Capacity_In_Model_Year | System RA | Southern_PGAE_Li_Battery_8hr_52_Generic | 1 | 1 | 1 | 1 | 1 | 1 | 1 | 1 | 1 | 1 | 1 | 1 | 1 | 1 | 1 | 1 | 1 | 1 | 1 | 1 | 1 | 1 | 1 | 1 | 1 | 1 | 1 | 1 | 1 | 1 | 1
Southern_PGAE_Li_Battery_8hr_54_Generic | generic-deliverability | Generic_PGE_South_500_HSN | Reliability_Capacity_In_Model_Year | System RA | Southern_PGAE_Li_Battery_8hr_54_Generic | 1 | 1 | 1 | 1 | 1 | 1 | 1 | 1 | 1 | 1 | 1 | 1 | 1 | 1 | 1 | 1 | 1 | 1 | 1 | 1 | 1 | 1 | 1 | 1 | 1 | 1 | 1 | 1 | 1 | 1 | 1
Southern_PGAE_Li_Battery_8hr_61_Generic | generic-deliverability | Generic_PGE_South_500_HSN | Reliability_Capacity_In_Model_Year | System RA | Southern_PGAE_Li_Battery_8hr_61_Generic | 1 | 1 | 1 | 1 | 1 | 1 | 1 | 1 | 1 | 1 | 1 | 1 | 1 | 1 | 1 | 1 | 1 | 1 | 1 | 1 | 1 | 1 | 1 | 1 | 1 | 1 | 1 | 1 | 1 | 1 | 1
Southern_PGAE_Li_Battery_8hr_69_Generic | generic-deliverability | Generic_PGE_South_500_HSN | Reliability_Capacity_In_Model_Year | System RA | Southern_PGAE_Li_Battery_8hr_69_Generic | 1 | 1 | 1 | 1 | 1 | 1 | 1 | 1 | 1 | 1 | 1 | 1 | 1 | 1 | 1 | 1 | 1 | 1 | 1 | 1 | 1 | 1 | 1 | 1 | 1 | 1 | 1 | 1 | 1 | 1 | 1
Southern_PGAE_Li_Battery_8hr_72_Generic | generic-deliverability | Generic_PGE_South_500_HSN | Reliability_Capacity_In_Model_Year | System RA | Southern_PGAE_Li_Battery_8hr_72_Generic | 1 | 1 | 1 | 1 | 1 | 1 | 1 | 1 | 1 | 1 | 1 | 1 | 1 | 1 | 1 | 1 | 1 | 1 | 1 | 1 | 1 | 1 | 1 | 1 | 1 | 1 | 1 | 1 | 1 | 1 | 1
Southern_PGAE_Li_Battery_8hr_74_Generic | generic-deliverability | Generic_PGE_South_500_HSN | Reliability_Capacity_In_Model_Year | System RA | Southern_PGAE_Li_Battery_8hr_74_Generic | 1 | 1 | 1 | 1 | 1 | 1 | 1 | 1 | 1 | 1 | 1 | 1 | 1 | 1 | 1 | 1 | 1 | 1 | 1 | 1 | 1 | 1 | 1 | 1 | 1 | 1 | 1 | 1 | 1 | 1 | 1
Southern_PGAE_Li_Battery_8hr_75_Generic | generic-deliverability | Generic_PGE_South_500_HSN | Reliability_Capacity_In_Model_Year | System RA | Southern_PGAE_Li_Battery_8hr_75_Generic | 1 | 1 | 1 | 1 | 1 | 1 | 1 | 1 | 1 | 1 | 1 | 1 | 1 | 1 | 1 | 1 | 1 | 1 | 1 | 1 | 1 | 1 | 1 | 1 | 1 | 1 | 1 | 1 | 1 | 1 | 1
Southern_PGAE_Li_Battery_8hr_79_Generic | generic-deliverability | Generic_PGE_South_500_HSN | Reliability_Capacity_In_Model_Year | System RA | Southern_PGAE_Li_Battery_8hr_79_Generic | 1 | 1 | 1 | 1 | 1 | 1 | 1 | 1 | 1 | 1 | 1 | 1 | 1 | 1 | 1 | 1 | 1 | 1 | 1 | 1 | 1 | 1 | 1 | 1 | 1 | 1 | 1 | 1 | 1 | 1 | 1
Southern_PGAE_Li_Battery_8hr_8_Generic | generic-deliverability | Generic_PGE_South_500_HSN | Reliability_Capacity_In_Model_Year | System RA | Southern_PGAE_Li_Battery_8hr_8_Generic | 1 | 1 | 1 | 1 | 1 | 1 | 1 | 1 | 1 | 1 | 1 | 1 | 1 | 1 | 1 | 1 | 1 | 1 | 1 | 1 | 1 | 1 | 1 | 1 | 1 | 1 | 1 | 1 | 1 | 1 | 1
Southern_PGAE_Li_Battery_8hr_93_Generic | generic-deliverability | Generic_PGE_South_500_HSN | Reliability_Capacity_In_Model_Year | System RA | Southern_PGAE_Li_Battery_8hr_93_Generic | 1 | 1 | 1 | 1 | 1 | 1 | 1 | 1 | 1 | 1 | 1 | 1 | 1 | 1 | 1 | 1 | 1 | 1 | 1 | 1 | 1 | 1 | 1 | 1 | 1 | 1 | 1 | 1 | 1 | 1 | 1
Southern_PGAE_Li_Battery_8hr_98_Generic | generic-deliverability | Generic_PGE_South_500_HSN | Reliability_Capacity_In_Model_Year | System RA | Southern_PGAE_Li_Battery_8hr_98_Generic | 1 | 1 | 1 | 1 | 1 | 1 | 1 | 1 | 1 | 1 | 1 | 1 | 1 | 1 | 1 | 1 | 1 | 1 | 1 | 1 | 1 | 1 | 1 | 1 | 1 | 1 | 1 | 1 | 1 | 1 | 1
Southern_PGAE_Li_Battery_8hr_99_Generic | generic-deliverability | Generic_PGE_South_500_HSN | Reliability_Capacity_In_Model_Year | System RA | Southern_PGAE_Li_Battery_8hr_99_Generic | 1 | 1 | 1 | 1 | 1 | 1 | 1 | 1 | 1 | 1 | 1 | 1 | 1 | 1 | 1 | 1 | 1 | 1 | 1 | 1 | 1 | 1 | 1 | 1 | 1 | 1 | 1 | 1 | 1 | 1 | 1
Southern_PGAE_Solar_102_Generic | generic-deliverability | Generic_PGE_South_500_HSN | Reliability_Capacity_In_Model_Year | System RA | Southern_PGAE_Solar_102_Generic | 0.1 | 0.1 | 0.1 | 0.1 | 0.1 | 0.1 | 0.1 | 0.1 | 0.1 | 0.1 | 0.1 | 0.1 | 0.1 | 0.1 | 0.1 | 0.1 | 0.1 | 0.1 | 0.1 | 0.1 | 0.1 | 0.1 | 0.1 | 0.1 | 0.1 | 0.1 | 0.1 | 0.1 | 0.1 | 0.1 | 0.1
Southern_PGAE_Solar_109_Generic | generic-deliverability | Generic_PGE_South_500_HSN | Reliability_Capacity_In_Model_Year | System RA | Southern_PGAE_Solar_109_Generic | 0.1 | 0.1 | 0.1 | 0.1 | 0.1 | 0.1 | 0.1 | 0.1 | 0.1 | 0.1 | 0.1 | 0.1 | 0.1 | 0.1 | 0.1 | 0.1 | 0.1 | 0.1 | 0.1 | 0.1 | 0.1 | 0.1 | 0.1 | 0.1 | 0.1 | 0.1 | 0.1 | 0.1 | 0.1 | 0.1 | 0.1
Southern_PGAE_Solar_117_Generic | generic-deliverability | Generic_PGE_South_500_HSN | Reliability_Capacity_In_Model_Year | System RA | Southern_PGAE_Solar_117_Generic | 0.1 | 0.1 | 0.1 | 0.1 | 0.1 | 0.1 | 0.1 | 0.1 | 0.1 | 0.1 | 0.1 | 0.1 | 0.1 | 0.1 | 0.1 | 0.1 | 0.1 | 0.1 | 0.1 | 0.1 | 0.1 | 0.1 | 0.1 | 0.1 | 0.1 | 0.1 | 0.1 | 0.1 | 0.1 | 0.1 | 0.1
Southern_PGAE_Solar_118_Generic | generic-deliverability | Generic_PGE_South_500_HSN | Reliability_Capacity_In_Model_Year | System RA | Southern_PGAE_Solar_118_Generic | 0.1 | 0.1 | 0.1 | 0.1 | 0.1 | 0.1 | 0.1 | 0.1 | 0.1 | 0.1 | 0.1 | 0.1 | 0.1 | 0.1 | 0.1 | 0.1 | 0.1 | 0.1 | 0.1 | 0.1 | 0.1 | 0.1 | 0.1 | 0.1 | 0.1 | 0.1 | 0.1 | 0.1 | 0.1 | 0.1 | 0.1
Southern_PGAE_Solar_12_Generic | generic-deliverability | Generic_PGE_South_500_HSN | Reliability_Capacity_In_Model_Year | System RA | Southern_PGAE_Solar_12_Generic | 0.1 | 0.1 | 0.1 | 0.1 | 0.1 | 0.1 | 0.1 | 0.1 | 0.1 | 0.1 | 0.1 | 0.1 | 0.1 | 0.1 | 0.1 | 0.1 | 0.1 | 0.1 | 0.1 | 0.1 | 0.1 | 0.1 | 0.1 | 0.1 | 0.1 | 0.1 | 0.1 | 0.1 | 0.1 | 0.1 | 0.1
Southern_PGAE_Solar_124_Generic | generic-deliverability | Generic_PGE_South_500_HSN | Reliability_Capacity_In_Model_Year | System RA | Southern_PGAE_Solar_124_Generic | 0.1 | 0.1 | 0.1 | 0.1 | 0.1 | 0.1 | 0.1 | 0.1 | 0.1 | 0.1 | 0.1 | 0.1 | 0.1 | 0.1 | 0.1 | 0.1 | 0.1 | 0.1 | 0.1 | 0.1 | 0.1 | 0.1 | 0.1 | 0.1 | 0.1 | 0.1 | 0.1 | 0.1 | 0.1 | 0.1 | 0.1
Southern_PGAE_Solar_136_Generic | generic-deliverability | Generic_PGE_South_500_HSN | Reliability_Capacity_In_Model_Year | System RA | Southern_PGAE_Solar_136_Generic | 0.1 | 0.1 | 0.1 | 0.1 | 0.1 | 0.1 | 0.1 | 0.1 | 0.1 | 0.1 | 0.1 | 0.1 | 0.1 | 0.1 | 0.1 | 0.1 | 0.1 | 0.1 | 0.1 | 0.1 | 0.1 | 0.1 | 0.1 | 0.1 | 0.1 | 0.1 | 0.1 | 0.1 | 0.1 | 0.1 | 0.1
Southern_PGAE_Solar_139_Generic | generic-deliverability | Generic_PGE_South_500_HSN | Reliability_Capacity_In_Model_Year | System RA | Southern_PGAE_Solar_139_Generic | 0.1 | 0.1 | 0.1 | 0.1 | 0.1 | 0.1 | 0.1 | 0.1 | 0.1 | 0.1 | 0.1 | 0.1 | 0.1 | 0.1 | 0.1 | 0.1 | 0.1 | 0.1 | 0.1 | 0.1 | 0.1 | 0.1 | 0.1 | 0.1 | 0.1 | 0.1 | 0.1 | 0.1 | 0.1 | 0.1 | 0.1
Southern_PGAE_Solar_140_Generic | generic-deliverability | Generic_PGE_South_500_HSN | Reliability_Capacity_In_Model_Year | System RA | Southern_PGAE_Solar_140_Generic | 0.1 | 0.1 | 0.1 | 0.1 | 0.1 | 0.1 | 0.1 | 0.1 | 0.1 | 0.1 | 0.1 | 0.1 | 0.1 | 0.1 | 0.1 | 0.1 | 0.1 | 0.1 | 0.1 | 0.1 | 0.1 | 0.1 | 0.1 | 0.1 | 0.1 | 0.1 | 0.1 | 0.1 | 0.1 | 0.1 | 0.1
Southern_PGAE_Solar_147_Generic | generic-deliverability | Generic_PGE_South_500_HSN | Reliability_Capacity_In_Model_Year | System RA | Southern_PGAE_Solar_147_Generic | 0.1 | 0.1 | 0.1 | 0.1 | 0.1 | 0.1 | 0.1 | 0.1 | 0.1 | 0.1 | 0.1 | 0.1 | 0.1 | 0.1 | 0.1 | 0.1 | 0.1 | 0.1 | 0.1 | 0.1 | 0.1 | 0.1 | 0.1 | 0.1 | 0.1 | 0.1 | 0.1 | 0.1 | 0.1 | 0.1 | 0.1
Southern_PGAE_Solar_148_Generic | generic-deliverability | Generic_PGE_South_500_HSN | Reliability_Capacity_In_Model_Year | System RA | Southern_PGAE_Solar_148_Generic | 0.1 | 0.1 | 0.1 | 0.1 | 0.1 | 0.1 | 0.1 | 0.1 | 0.1 | 0.1 | 0.1 | 0.1 | 0.1 | 0.1 | 0.1 | 0.1 | 0.1 | 0.1 | 0.1 | 0.1 | 0.1 | 0.1 | 0.1 | 0.1 | 0.1 | 0.1 | 0.1 | 0.1 | 0.1 | 0.1 | 0.1
Southern_PGAE_Solar_151_Generic | generic-deliverability | Generic_PGE_South_500_HSN | Reliability_Capacity_In_Model_Year | System RA | Southern_PGAE_Solar_151_Generic | 0.1 | 0.1 | 0.1 | 0.1 | 0.1 | 0.1 | 0.1 | 0.1 | 0.1 | 0.1 | 0.1 | 0.1 | 0.1 | 0.1 | 0.1 | 0.1 | 0.1 | 0.1 | 0.1 | 0.1 | 0.1 | 0.1 | 0.1 | 0.1 | 0.1 | 0.1 | 0.1 | 0.1 | 0.1 | 0.1 | 0.1
Southern_PGAE_Solar_152_Generic | generic-deliverability | Generic_PGE_South_500_HSN | Reliability_Capacity_In_Model_Year | System RA | Southern_PGAE_Solar_152_Generic | 0.1 | 0.1 | 0.1 | 0.1 | 0.1 | 0.1 | 0.1 | 0.1 | 0.1 | 0.1 | 0.1 | 0.1 | 0.1 | 0.1 | 0.1 | 0.1 | 0.1 | 0.1 | 0.1 | 0.1 | 0.1 | 0.1 | 0.1 | 0.1 | 0.1 | 0.1 | 0.1 | 0.1 | 0.1 | 0.1 | 0.1
Southern_PGAE_Solar_154_Generic | generic-deliverability | Generic_PGE_South_500_HSN | Reliability_Capacity_In_Model_Year | System RA | Southern_PGAE_Solar_154_Generic | 0.1 | 0.1 | 0.1 | 0.1 | 0.1 | 0.1 | 0.1 | 0.1 | 0.1 | 0.1 | 0.1 | 0.1 | 0.1 | 0.1 | 0.1 | 0.1 | 0.1 | 0.1 | 0.1 | 0.1 | 0.1 | 0.1 | 0.1 | 0.1 | 0.1 | 0.1 | 0.1 | 0.1 | 0.1 | 0.1 | 0.1
Southern_PGAE_Solar_160_Generic | generic-deliverability | Generic_PGE_South_500_HSN | Reliability_Capacity_In_Model_Year | System RA | Southern_PGAE_Solar_160_Generic | 0.1 | 0.1 | 0.1 | 0.1 | 0.1 | 0.1 | 0.1 | 0.1 | 0.1 | 0.1 | 0.1 | 0.1 | 0.1 | 0.1 | 0.1 | 0.1 | 0.1 | 0.1 | 0.1 | 0.1 | 0.1 | 0.1 | 0.1 | 0.1 | 0.1 | 0.1 | 0.1 | 0.1 | 0.1 | 0.1 | 0.1
Southern_PGAE_Solar_161_Generic | generic-deliverability | Generic_PGE_South_500_HSN | Reliability_Capacity_In_Model_Year | System RA | Southern_PGAE_Solar_161_Generic | 0.1 | 0.1 | 0.1 | 0.1 | 0.1 | 0.1 | 0.1 | 0.1 | 0.1 | 0.1 | 0.1 | 0.1 | 0.1 | 0.1 | 0.1 | 0.1 | 0.1 | 0.1 | 0.1 | 0.1 | 0.1 | 0.1 | 0.1 | 0.1 | 0.1 | 0.1 | 0.1 | 0.1 | 0.1 | 0.1 | 0.1
Southern_PGAE_Solar_162_Generic | generic-deliverability | Generic_PGE_South_500_HSN | Reliability_Capacity_In_Model_Year | System RA | Southern_PGAE_Solar_162_Generic | 0.1 | 0.1 | 0.1 | 0.1 | 0.1 | 0.1 | 0.1 | 0.1 | 0.1 | 0.1 | 0.1 | 0.1 | 0.1 | 0.1 | 0.1 | 0.1 | 0.1 | 0.1 | 0.1 | 0.1 | 0.1 | 0.1 | 0.1 | 0.1 | 0.1 | 0.1 | 0.1 | 0.1 | 0.1 | 0.1 | 0.1
Southern_PGAE_Solar_163_Generic | generic-deliverability | Generic_PGE_South_500_HSN | Reliability_Capacity_In_Model_Year | System RA | Southern_PGAE_Solar_163_Generic | 0.1 | 0.1 | 0.1 | 0.1 | 0.1 | 0.1 | 0.1 | 0.1 | 0.1 | 0.1 | 0.1 | 0.1 | 0.1 | 0.1 | 0.1 | 0.1 | 0.1 | 0.1 | 0.1 | 0.1 | 0.1 | 0.1 | 0.1 | 0.1 | 0.1 | 0.1 | 0.1 | 0.1 | 0.1 | 0.1 | 0.1
Southern_PGAE_Solar_164_Generic | generic-deliverability | Generic_PGE_South_500_HSN | Reliability_Capacity_In_Model_Year | System RA | Southern_PGAE_Solar_164_Generic | 0.1 | 0.1 | 0.1 | 0.1 | 0.1 | 0.1 | 0.1 | 0.1 | 0.1 | 0.1 | 0.1 | 0.1 | 0.1 | 0.1 | 0.1 | 0.1 | 0.1 | 0.1 | 0.1 | 0.1 | 0.1 | 0.1 | 0.1 | 0.1 | 0.1 | 0.1 | 0.1 | 0.1 | 0.1 | 0.1 | 0.1
Southern_PGAE_Solar_165_Generic | generic-deliverability | Generic_PGE_South_500_HSN | Reliability_Capacity_In_Model_Year | System RA | Southern_PGAE_Solar_165_Generic | 0.1 | 0.1 | 0.1 | 0.1 | 0.1 | 0.1 | 0.1 | 0.1 | 0.1 | 0.1 | 0.1 | 0.1 | 0.1 | 0.1 | 0.1 | 0.1 | 0.1 | 0.1 | 0.1 | 0.1 | 0.1 | 0.1 | 0.1 | 0.1 | 0.1 | 0.1 | 0.1 | 0.1 | 0.1 | 0.1 | 0.1
Southern_PGAE_Solar_168_Generic | generic-deliverability | Generic_PGE_South_500_HSN | Reliability_Capacity_In_Model_Year | System RA | Southern_PGAE_Solar_168_Generic | 0.1 | 0.1 | 0.1 | 0.1 | 0.1 | 0.1 | 0.1 | 0.1 | 0.1 | 0.1 | 0.1 | 0.1 | 0.1 | 0.1 | 0.1 | 0.1 | 0.1 | 0.1 | 0.1 | 0.1 | 0.1 | 0.1 | 0.1 | 0.1 | 0.1 | 0.1 | 0.1 | 0.1 | 0.1 | 0.1 | 0.1
Southern_PGAE_Solar_169_Generic | generic-deliverability | Generic_PGE_South_500_HSN | Reliability_Capacity_In_Model_Year | System RA | Southern_PGAE_Solar_169_Generic | 0.1 | 0.1 | 0.1 | 0.1 | 0.1 | 0.1 | 0.1 | 0.1 | 0.1 | 0.1 | 0.1 | 0.1 | 0.1 | 0.1 | 0.1 | 0.1 | 0.1 | 0.1 | 0.1 | 0.1 | 0.1 | 0.1 | 0.1 | 0.1 | 0.1 | 0.1 | 0.1 | 0.1 | 0.1 | 0.1 | 0.1
Southern_PGAE_Solar_17_Generic | generic-deliverability | Generic_PGE_South_500_HSN | Reliability_Capacity_In_Model_Year | System RA | Southern_PGAE_Solar_17_Generic | 0.1 | 0.1 | 0.1 | 0.1 | 0.1 | 0.1 | 0.1 | 0.1 | 0.1 | 0.1 | 0.1 | 0.1 | 0.1 | 0.1 | 0.1 | 0.1 | 0.1 | 0.1 | 0.1 | 0.1 | 0.1 | 0.1 | 0.1 | 0.1 | 0.1 | 0.1 | 0.1 | 0.1 | 0.1 | 0.1 | 0.1
Southern_PGAE_Solar_170_Generic | generic-deliverability | Generic_PGE_South_500_HSN | Reliability_Capacity_In_Model_Year | System RA | Southern_PGAE_Solar_170_Generic | 0.1 | 0.1 | 0.1 | 0.1 | 0.1 | 0.1 | 0.1 | 0.1 | 0.1 | 0.1 | 0.1 | 0.1 | 0.1 | 0.1 | 0.1 | 0.1 | 0.1 | 0.1 | 0.1 | 0.1 | 0.1 | 0.1 | 0.1 | 0.1 | 0.1 | 0.1 | 0.1 | 0.1 | 0.1 | 0.1 | 0.1
Southern_PGAE_Solar_173_Generic | generic-deliverability | Generic_PGE_South_500_HSN | Reliability_Capacity_In_Model_Year | System RA | Southern_PGAE_Solar_173_Generic | 0.1 | 0.1 | 0.1 | 0.1 | 0.1 | 0.1 | 0.1 | 0.1 | 0.1 | 0.1 | 0.1 | 0.1 | 0.1 | 0.1 | 0.1 | 0.1 | 0.1 | 0.1 | 0.1 | 0.1 | 0.1 | 0.1 | 0.1 | 0.1 | 0.1 | 0.1 | 0.1 | 0.1 | 0.1 | 0.1 | 0.1
Southern_PGAE_Solar_174_Generic | generic-deliverability | Generic_PGE_South_500_HSN | Reliability_Capacity_In_Model_Year | System RA | Southern_PGAE_Solar_174_Generic | 0.1 | 0.1 | 0.1 | 0.1 | 0.1 | 0.1 | 0.1 | 0.1 | 0.1 | 0.1 | 0.1 | 0.1 | 0.1 | 0.1 | 0.1 | 0.1 | 0.1 | 0.1 | 0.1 | 0.1 | 0.1 | 0.1 | 0.1 | 0.1 | 0.1 | 0.1 | 0.1 | 0.1 | 0.1 | 0.1 | 0.1
Southern_PGAE_Solar_175_Generic | generic-deliverability | Generic_PGE_South_500_HSN | Reliability_Capacity_In_Model_Year | System RA | Southern_PGAE_Solar_175_Generic | 0.1 | 0.1 | 0.1 | 0.1 | 0.1 | 0.1 | 0.1 | 0.1 | 0.1 | 0.1 | 0.1 | 0.1 | 0.1 | 0.1 | 0.1 | 0.1 | 0.1 | 0.1 | 0.1 | 0.1 | 0.1 | 0.1 | 0.1 | 0.1 | 0.1 | 0.1 | 0.1 | 0.1 | 0.1 | 0.1 | 0.1
Southern_PGAE_Solar_176_Generic | generic-deliverability | Generic_PGE_South_500_HSN | Reliability_Capacity_In_Model_Year | System RA | Southern_PGAE_Solar_176_Generic | 0.1 | 0.1 | 0.1 | 0.1 | 0.1 | 0.1 | 0.1 | 0.1 | 0.1 | 0.1 | 0.1 | 0.1 | 0.1 | 0.1 | 0.1 | 0.1 | 0.1 | 0.1 | 0.1 | 0.1 | 0.1 | 0.1 | 0.1 | 0.1 | 0.1 | 0.1 | 0.1 | 0.1 | 0.1 | 0.1 | 0.1
Southern_PGAE_Solar_177_Generic | generic-deliverability | Generic_PGE_South_500_HSN | Reliability_Capacity_In_Model_Year | System RA | Southern_PGAE_Solar_177_Generic | 0.1 | 0.1 | 0.1 | 0.1 | 0.1 | 0.1 | 0.1 | 0.1 | 0.1 | 0.1 | 0.1 | 0.1 | 0.1 | 0.1 | 0.1 | 0.1 | 0.1 | 0.1 | 0.1 | 0.1 | 0.1 | 0.1 | 0.1 | 0.1 | 0.1 | 0.1 | 0.1 | 0.1 | 0.1 | 0.1 | 0.1
Southern_PGAE_Solar_181_Generic | generic-deliverability | Generic_PGE_South_500_HSN | Reliability_Capacity_In_Model_Year | System RA | Southern_PGAE_Solar_181_Generic | 0.1 | 0.1 | 0.1 | 0.1 | 0.1 | 0.1 | 0.1 | 0.1 | 0.1 | 0.1 | 0.1 | 0.1 | 0.1 | 0.1 | 0.1 | 0.1 | 0.1 | 0.1 | 0.1 | 0.1 | 0.1 | 0.1 | 0.1 | 0.1 | 0.1 | 0.1 | 0.1 | 0.1 | 0.1 | 0.1 | 0.1
Southern_PGAE_Solar_22_Generic | generic-deliverability | Generic_PGE_South_500_HSN | Reliability_Capacity_In_Model_Year | System RA | Southern_PGAE_Solar_22_Generic | 0.1 | 0.1 | 0.1 | 0.1 | 0.1 | 0.1 | 0.1 | 0.1 | 0.1 | 0.1 | 0.1 | 0.1 | 0.1 | 0.1 | 0.1 | 0.1 | 0.1 | 0.1 | 0.1 | 0.1 | 0.1 | 0.1 | 0.1 | 0.1 | 0.1 | 0.1 | 0.1 | 0.1 | 0.1 | 0.1 | 0.1
Southern_PGAE_Solar_23_Generic | generic-deliverability | Generic_PGE_South_500_HSN | Reliability_Capacity_In_Model_Year | System RA | Southern_PGAE_Solar_23_Generic | 0.1 | 0.1 | 0.1 | 0.1 | 0.1 | 0.1 | 0.1 | 0.1 | 0.1 | 0.1 | 0.1 | 0.1 | 0.1 | 0.1 | 0.1 | 0.1 | 0.1 | 0.1 | 0.1 | 0.1 | 0.1 | 0.1 | 0.1 | 0.1 | 0.1 | 0.1 | 0.1 | 0.1 | 0.1 | 0.1 | 0.1
Southern_PGAE_Solar_24_Generic | generic-deliverability | Generic_PGE_South_500_HSN | Reliability_Capacity_In_Model_Year | System RA | Southern_PGAE_Solar_24_Generic | 0.1 | 0.1 | 0.1 | 0.1 | 0.1 | 0.1 | 0.1 | 0.1 | 0.1 | 0.1 | 0.1 | 0.1 | 0.1 | 0.1 | 0.1 | 0.1 | 0.1 | 0.1 | 0.1 | 0.1 | 0.1 | 0.1 | 0.1 | 0.1 | 0.1 | 0.1 | 0.1 | 0.1 | 0.1 | 0.1 | 0.1
Southern_PGAE_Solar_27_Generic | generic-deliverability | Generic_PGE_South_500_HSN | Reliability_Capacity_In_Model_Year | System RA | Southern_PGAE_Solar_27_Generic | 0.1 | 0.1 | 0.1 | 0.1 | 0.1 | 0.1 | 0.1 | 0.1 | 0.1 | 0.1 | 0.1 | 0.1 | 0.1 | 0.1 | 0.1 | 0.1 | 0.1 | 0.1 | 0.1 | 0.1 | 0.1 | 0.1 | 0.1 | 0.1 | 0.1 | 0.1 | 0.1 | 0.1 | 0.1 | 0.1 | 0.1
Southern_PGAE_Solar_3_Generic | generic-deliverability | Generic_PGE_South_500_HSN | Reliability_Capacity_In_Model_Year | System RA | Southern_PGAE_Solar_3_Generic | 0.1 | 0.1 | 0.1 | 0.1 | 0.1 | 0.1 | 0.1 | 0.1 | 0.1 | 0.1 | 0.1 | 0.1 | 0.1 | 0.1 | 0.1 | 0.1 | 0.1 | 0.1 | 0.1 | 0.1 | 0.1 | 0.1 | 0.1 | 0.1 | 0.1 | 0.1 | 0.1 | 0.1 | 0.1 | 0.1 | 0.1
Southern_PGAE_Solar_33_Generic | generic-deliverability | Generic_PGE_South_500_HSN | Reliability_Capacity_In_Model_Year | System RA | Southern_PGAE_Solar_33_Generic | 0.1 | 0.1 | 0.1 | 0.1 | 0.1 | 0.1 | 0.1 | 0.1 | 0.1 | 0.1 | 0.1 | 0.1 | 0.1 | 0.1 | 0.1 | 0.1 | 0.1 | 0.1 | 0.1 | 0.1 | 0.1 | 0.1 | 0.1 | 0.1 | 0.1 | 0.1 | 0.1 | 0.1 | 0.1 | 0.1 | 0.1
Southern_PGAE_Solar_34_Generic | generic-deliverability | Generic_PGE_South_500_HSN | Reliability_Capacity_In_Model_Year | System RA | Southern_PGAE_Solar_34_Generic | 0.1 | 0.1 | 0.1 | 0.1 | 0.1 | 0.1 | 0.1 | 0.1 | 0.1 | 0.1 | 0.1 | 0.1 | 0.1 | 0.1 | 0.1 | 0.1 | 0.1 | 0.1 | 0.1 | 0.1 | 0.1 | 0.1 | 0.1 | 0.1 | 0.1 | 0.1 | 0.1 | 0.1 | 0.1 | 0.1 | 0.1
Southern_PGAE_Solar_37_Generic | generic-deliverability | Generic_PGE_South_500_HSN | Reliability_Capacity_In_Model_Year | System RA | Southern_PGAE_Solar_37_Generic | 0.1 | 0.1 | 0.1 | 0.1 | 0.1 | 0.1 | 0.1 | 0.1 | 0.1 | 0.1 | 0.1 | 0.1 | 0.1 | 0.1 | 0.1 | 0.1 | 0.1 | 0.1 | 0.1 | 0.1 | 0.1 | 0.1 | 0.1 | 0.1 | 0.1 | 0.1 | 0.1 | 0.1 | 0.1 | 0.1 | 0.1
Southern_PGAE_Solar_39_Generic | generic-deliverability | Generic_PGE_South_500_HSN | Reliability_Capacity_In_Model_Year | System RA | Southern_PGAE_Solar_39_Generic | 0.1 | 0.1 | 0.1 | 0.1 | 0.1 | 0.1 | 0.1 | 0.1 | 0.1 | 0.1 | 0.1 | 0.1 | 0.1 | 0.1 | 0.1 | 0.1 | 0.1 | 0.1 | 0.1 | 0.1 | 0.1 | 0.1 | 0.1 | 0.1 | 0.1 | 0.1 | 0.1 | 0.1 | 0.1 | 0.1 | 0.1
Southern_PGAE_Solar_43_Generic | generic-deliverability | Generic_PGE_South_500_HSN | Reliability_Capacity_In_Model_Year | System RA | Southern_PGAE_Solar_43_Generic | 0.1 | 0.1 | 0.1 | 0.1 | 0.1 | 0.1 | 0.1 | 0.1 | 0.1 | 0.1 | 0.1 | 0.1 | 0.1 | 0.1 | 0.1 | 0.1 | 0.1 | 0.1 | 0.1 | 0.1 | 0.1 | 0.1 | 0.1 | 0.1 | 0.1 | 0.1 | 0.1 | 0.1 | 0.1 | 0.1 | 0.1
Southern_PGAE_Solar_45_Generic | generic-deliverability | Generic_PGE_South_500_HSN | Reliability_Capacity_In_Model_Year | System RA | Southern_PGAE_Solar_45_Generic | 0.1 | 0.1 | 0.1 | 0.1 | 0.1 | 0.1 | 0.1 | 0.1 | 0.1 | 0.1 | 0.1 | 0.1 | 0.1 | 0.1 | 0.1 | 0.1 | 0.1 | 0.1 | 0.1 | 0.1 | 0.1 | 0.1 | 0.1 | 0.1 | 0.1 | 0.1 | 0.1 | 0.1 | 0.1 | 0.1 | 0.1
Southern_PGAE_Solar_46_Generic | generic-deliverability | Generic_PGE_South_500_HSN | Reliability_Capacity_In_Model_Year | System RA | Southern_PGAE_Solar_46_Generic | 0.1 | 0.1 | 0.1 | 0.1 | 0.1 | 0.1 | 0.1 | 0.1 | 0.1 | 0.1 | 0.1 | 0.1 | 0.1 | 0.1 | 0.1 | 0.1 | 0.1 | 0.1 | 0.1 | 0.1 | 0.1 | 0.1 | 0.1 | 0.1 | 0.1 | 0.1 | 0.1 | 0.1 | 0.1 | 0.1 | 0.1
Southern_PGAE_Solar_47_Generic | generic-deliverability | Generic_PGE_South_500_HSN | Reliability_Capacity_In_Model_Year | System RA | Southern_PGAE_Solar_47_Generic | 0.1 | 0.1 | 0.1 | 0.1 | 0.1 | 0.1 | 0.1 | 0.1 | 0.1 | 0.1 | 0.1 | 0.1 | 0.1 | 0.1 | 0.1 | 0.1 | 0.1 | 0.1 | 0.1 | 0.1 | 0.1 | 0.1 | 0.1 | 0.1 | 0.1 | 0.1 | 0.1 | 0.1 | 0.1 | 0.1 | 0.1
Southern_PGAE_Solar_49_Generic | generic-deliverability | Generic_PGE_South_500_HSN | Reliability_Capacity_In_Model_Year | System RA | Southern_PGAE_Solar_49_Generic | 0.1 | 0.1 | 0.1 | 0.1 | 0.1 | 0.1 | 0.1 | 0.1 | 0.1 | 0.1 | 0.1 | 0.1 | 0.1 | 0.1 | 0.1 | 0.1 | 0.1 | 0.1 | 0.1 | 0.1 | 0.1 | 0.1 | 0.1 | 0.1 | 0.1 | 0.1 | 0.1 | 0.1 | 0.1 | 0.1 | 0.1
Southern_PGAE_Solar_52_Generic | generic-deliverability | Generic_PGE_South_500_HSN | Reliability_Capacity_In_Model_Year | System RA | Southern_PGAE_Solar_52_Generic | 0.1 | 0.1 | 0.1 | 0.1 | 0.1 | 0.1 | 0.1 | 0.1 | 0.1 | 0.1 | 0.1 | 0.1 | 0.1 | 0.1 | 0.1 | 0.1 | 0.1 | 0.1 | 0.1 | 0.1 | 0.1 | 0.1 | 0.1 | 0.1 | 0.1 | 0.1 | 0.1 | 0.1 | 0.1 | 0.1 | 0.1
Southern_PGAE_Solar_54_Generic | generic-deliverability | Generic_PGE_South_500_HSN | Reliability_Capacity_In_Model_Year | System RA | Southern_PGAE_Solar_54_Generic | 0.1 | 0.1 | 0.1 | 0.1 | 0.1 | 0.1 | 0.1 | 0.1 | 0.1 | 0.1 | 0.1 | 0.1 | 0.1 | 0.1 | 0.1 | 0.1 | 0.1 | 0.1 | 0.1 | 0.1 | 0.1 | 0.1 | 0.1 | 0.1 | 0.1 | 0.1 | 0.1 | 0.1 | 0.1 | 0.1 | 0.1
Southern_PGAE_Solar_61_Generic | generic-deliverability | Generic_PGE_South_500_HSN | Reliability_Capacity_In_Model_Year | System RA | Southern_PGAE_Solar_61_Generic | 0.1 | 0.1 | 0.1 | 0.1 | 0.1 | 0.1 | 0.1 | 0.1 | 0.1 | 0.1 | 0.1 | 0.1 | 0.1 | 0.1 | 0.1 | 0.1 | 0.1 | 0.1 | 0.1 | 0.1 | 0.1 | 0.1 | 0.1 | 0.1 | 0.1 | 0.1 | 0.1 | 0.1 | 0.1 | 0.1 | 0.1
Southern_PGAE_Solar_69_Generic | generic-deliverability | Generic_PGE_South_500_HSN | Reliability_Capacity_In_Model_Year | System RA | Southern_PGAE_Solar_69_Generic | 0.1 | 0.1 | 0.1 | 0.1 | 0.1 | 0.1 | 0.1 | 0.1 | 0.1 | 0.1 | 0.1 | 0.1 | 0.1 | 0.1 | 0.1 | 0.1 | 0.1 | 0.1 | 0.1 | 0.1 | 0.1 | 0.1 | 0.1 | 0.1 | 0.1 | 0.1 | 0.1 | 0.1 | 0.1 | 0.1 | 0.1
Southern_PGAE_Solar_72_Generic | generic-deliverability | Generic_PGE_South_500_HSN | Reliability_Capacity_In_Model_Year | System RA | Southern_PGAE_Solar_72_Generic | 0.1 | 0.1 | 0.1 | 0.1 | 0.1 | 0.1 | 0.1 | 0.1 | 0.1 | 0.1 | 0.1 | 0.1 | 0.1 | 0.1 | 0.1 | 0.1 | 0.1 | 0.1 | 0.1 | 0.1 | 0.1 | 0.1 | 0.1 | 0.1 | 0.1 | 0.1 | 0.1 | 0.1 | 0.1 | 0.1 | 0.1
Southern_PGAE_Solar_74_Generic | generic-deliverability | Generic_PGE_South_500_HSN | Reliability_Capacity_In_Model_Year | System RA | Southern_PGAE_Solar_74_Generic | 0.1 | 0.1 | 0.1 | 0.1 | 0.1 | 0.1 | 0.1 | 0.1 | 0.1 | 0.1 | 0.1 | 0.1 | 0.1 | 0.1 | 0.1 | 0.1 | 0.1 | 0.1 | 0.1 | 0.1 | 0.1 | 0.1 | 0.1 | 0.1 | 0.1 | 0.1 | 0.1 | 0.1 | 0.1 | 0.1 | 0.1
Southern_PGAE_Solar_75_Generic | generic-deliverability | Generic_PGE_South_500_HSN | Reliability_Capacity_In_Model_Year | System RA | Southern_PGAE_Solar_75_Generic | 0.1 | 0.1 | 0.1 | 0.1 | 0.1 | 0.1 | 0.1 | 0.1 | 0.1 | 0.1 | 0.1 | 0.1 | 0.1 | 0.1 | 0.1 | 0.1 | 0.1 | 0.1 | 0.1 | 0.1 | 0.1 | 0.1 | 0.1 | 0.1 | 0.1 | 0.1 | 0.1 | 0.1 | 0.1 | 0.1 | 0.1
Southern_PGAE_Solar_79_Generic | generic-deliverability | Generic_PGE_South_500_HSN | Reliability_Capacity_In_Model_Year | System RA | Southern_PGAE_Solar_79_Generic | 0.1 | 0.1 | 0.1 | 0.1 | 0.1 | 0.1 | 0.1 | 0.1 | 0.1 | 0.1 | 0.1 | 0.1 | 0.1 | 0.1 | 0.1 | 0.1 | 0.1 | 0.1 | 0.1 | 0.1 | 0.1 | 0.1 | 0.1 | 0.1 | 0.1 | 0.1 | 0.1 | 0.1 | 0.1 | 0.1 | 0.1
Southern_PGAE_Solar_8_Generic | generic-deliverability | Generic_PGE_South_500_HSN | Reliability_Capacity_In_Model_Year | System RA | Southern_PGAE_Solar_8_Generic | 0.1 | 0.1 | 0.1 | 0.1 | 0.1 | 0.1 | 0.1 | 0.1 | 0.1 | 0.1 | 0.1 | 0.1 | 0.1 | 0.1 | 0.1 | 0.1 | 0.1 | 0.1 | 0.1 | 0.1 | 0.1 | 0.1 | 0.1 | 0.1 | 0.1 | 0.1 | 0.1 | 0.1 | 0.1 | 0.1 | 0.1
Southern_PGAE_Solar_93_Generic | generic-deliverability | Generic_PGE_South_500_HSN | Reliability_Capacity_In_Model_Year | System RA | Southern_PGAE_Solar_93_Generic | 0.1 | 0.1 | 0.1 | 0.1 | 0.1 | 0.1 | 0.1 | 0.1 | 0.1 | 0.1 | 0.1 | 0.1 | 0.1 | 0.1 | 0.1 | 0.1 | 0.1 | 0.1 | 0.1 | 0.1 | 0.1 | 0.1 | 0.1 | 0.1 | 0.1 | 0.1 | 0.1 | 0.1 | 0.1 | 0.1 | 0.1
Southern_PGAE_Solar_98_Generic | generic-deliverability | Generic_PGE_South_500_HSN | Reliability_Capacity_In_Model_Year | System RA | Southern_PGAE_Solar_98_Generic | 0.1 | 0.1 | 0.1 | 0.1 | 0.1 | 0.1 | 0.1 | 0.1 | 0.1 | 0.1 | 0.1 | 0.1 | 0.1 | 0.1 | 0.1 | 0.1 | 0.1 | 0.1 | 0.1 | 0.1 | 0.1 | 0.1 | 0.1 | 0.1 | 0.1 | 0.1 | 0.1 | 0.1 | 0.1 | 0.1 | 0.1
Southern_PGAE_Solar_99_Generic | generic-deliverability | Generic_PGE_South_500_HSN | Reliability_Capacity_In_Model_Year | System RA | Southern_PGAE_Solar_99_Generic | 0.1 | 0.1 | 0.1 | 0.1 | 0.1 | 0.1 | 0.1 | 0.1 | 0.1 | 0.1 | 0.1 | 0.1 | 0.1 | 0.1 | 0.1 | 0.1 | 0.1 | 0.1 | 0.1 | 0.1 | 0.1 | 0.1 | 0.1 | 0.1 | 0.1 | 0.1 | 0.1 | 0.1 | 0.1 | 0.1 | 0.1
Tehachapi_Flow_Battery_125_Generic | generic-deliverability | Generic_PGE_South_500_HSN | Reliability_Capacity_In_Model_Year | System RA | Tehachapi_Flow_Battery_125_Generic | 1 | 1 | 1 | 1 | 1 | 1 | 1 | 1 | 1 | 1 | 1 | 1 | 1 | 1 | 1 | 1 | 1 | 1 | 1 | 1 | 1 | 1 | 1 | 1 | 1 | 1 | 1 | 1 | 1 | 1 | 1
Tehachapi_Li_Battery_4hr_125_Generic | generic-deliverability | Generic_PGE_South_500_HSN | Reliability_Capacity_In_Model_Year | System RA | Tehachapi_Li_Battery_4hr_125_Generic | 1 | 1 | 1 | 1 | 1 | 1 | 1 | 1 | 1 | 1 | 1 | 1 | 1 | 1 | 1 | 1 | 1 | 1 | 1 | 1 | 1 | 1 | 1 | 1 | 1 | 1 | 1 | 1 | 1 | 1 | 1
Tehachapi_Li_Battery_8hr_125_Generic | generic-deliverability | Generic_PGE_South_500_HSN | Reliability_Capacity_In_Model_Year | System RA | Tehachapi_Li_Battery_8hr_125_Generic | 1 | 1 | 1 | 1 | 1 | 1 | 1 | 1 | 1 | 1 | 1 | 1 | 1 | 1 | 1 | 1 | 1 | 1 | 1 | 1 | 1 | 1 | 1 | 1 | 1 | 1 | 1 | 1 | 1 | 1 | 1
Tehachapi_Solar_125_Generic | generic-deliverability | Generic_PGE_South_500_HSN | Reliability_Capacity_In_Model_Year | System RA | Tehachapi_Solar_125_Generic | 0.106 | 0.106 | 0.106 | 0.106 | 0.106 | 0.106 | 0.106 | 0.106 | 0.106 | 0.106 | 0.106 | 0.106 | 0.106 | 0.106 | 0.106 | 0.106 | 0.106 | 0.106 | 0.106 | 0.106 | 0.106 | 0.106 | 0.106 | 0.106 | 0.106 | 0.106 | 0.106 | 0.106 | 0.106 | 0.106 | 0.106
Generic_PGE_South_500_group | generic-deliverability | Generic_PGE_South_500_HSN | Operational_New_Capacity_MW | Generic_PGE_South_500_group |  | -1 | -1 | -1 | -1 | -1 | -1 | -1 | -1 | -1 | -1 | -1 | -1 | -1 | -1 | -1 | -1 | -1 | -1 | -1 | -1 | -1 | -1 | -1 | -1 | -1 | -1 | -1 | -1 | -1 | -1 | -1
Central_Valley_North_Los_Banos_Biomass_47_Generic | generic-deliverability | Generic_PGE_South_500_offpeak | Operational_New_Capacity_MW | Central_Valley_North_Los_Banos_Biomass_47_Generic |  | 1 | 1 | 1 | 1 | 1 | 1 | 1 | 1 | 1 | 1 | 1 | 1 | 1 | 1 | 1 | 1 | 1 | 1 | 1 | 1 | 1 | 1 | 1 | 1 | 1 | 1 | 1 | 1 | 1 | 1 | 1
Central_Valley_North_Los_Banos_Wind_125_Generic | generic-deliverability | Generic_PGE_South_500_offpeak | Operational_New_Capacity_MW | Central_Valley_North_Los_Banos_Wind_125_Generic |  | 0.63 | 0.63 | 0.63 | 0.63 | 0.63 | 0.63 | 0.63 | 0.63 | 0.63 | 0.63 | 0.63 | 0.63 | 0.63 | 0.63 | 0.63 | 0.63 | 0.63 | 0.63 | 0.63 | 0.63 | 0.63 | 0.63 | 0.63 | 0.63 | 0.63 | 0.63 | 0.63 | 0.63 | 0.63 | 0.63 | 0.63
Central_Valley_North_Los_Banos_Wind_154_Generic | generic-deliverability | Generic_PGE_South_500_offpeak | Operational_New_Capacity_MW | Central_Valley_North_Los_Banos_Wind_154_Generic |  | 0.63 | 0.63 | 0.63 | 0.63 | 0.63 | 0.63 | 0.63 | 0.63 | 0.63 | 0.63 | 0.63 | 0.63 | 0.63 | 0.63 | 0.63 | 0.63 | 0.63 | 0.63 | 0.63 | 0.63 | 0.63 | 0.63 | 0.63 | 0.63 | 0.63 | 0.63 | 0.63 | 0.63 | 0.63 | 0.63 | 0.63
Central_Valley_North_Los_Banos_Wind_162_Generic | generic-deliverability | Generic_PGE_South_500_offpeak | Operational_New_Capacity_MW | Central_Valley_North_Los_Banos_Wind_162_Generic |  | 0.63 | 0.63 | 0.63 | 0.63 | 0.63 | 0.63 | 0.63 | 0.63 | 0.63 | 0.63 | 0.63 | 0.63 | 0.63 | 0.63 | 0.63 | 0.63 | 0.63 | 0.63 | 0.63 | 0.63 | 0.63 | 0.63 | 0.63 | 0.63 | 0.63 | 0.63 | 0.63 | 0.63 | 0.63 | 0.63 | 0.63
Central_Valley_North_Los_Banos_Wind_17_Generic | generic-deliverability | Generic_PGE_South_500_offpeak | Operational_New_Capacity_MW | Central_Valley_North_Los_Banos_Wind_17_Generic |  | 0.63 | 0.63 | 0.63 | 0.63 | 0.63 | 0.63 | 0.63 | 0.63 | 0.63 | 0.63 | 0.63 | 0.63 | 0.63 | 0.63 | 0.63 | 0.63 | 0.63 | 0.63 | 0.63 | 0.63 | 0.63 | 0.63 | 0.63 | 0.63 | 0.63 | 0.63 | 0.63 | 0.63 | 0.63 | 0.63 | 0.63
Northern_California_Flow_Battery_113_Generic | generic-deliverability | Generic_PGE_South_500_offpeak | Operational_New_Capacity_MW | Northern_California_Flow_Battery_113_Generic |  | -1 | -1 | -1 | -1 | -1 | -1 | -1 | -1 | -1 | -1 | -1 | -1 | -1 | -1 | -1 | -1 | -1 | -1 | -1 | -1 | -1 | -1 | -1 | -1 | -1 | -1 | -1 | -1 | -1 | -1 | -1
Northern_California_Flow_Battery_114_Generic | generic-deliverability | Generic_PGE_South_500_offpeak | Operational_New_Capacity_MW | Northern_California_Flow_Battery_114_Generic |  | -1 | -1 | -1 | -1 | -1 | -1 | -1 | -1 | -1 | -1 | -1 | -1 | -1 | -1 | -1 | -1 | -1 | -1 | -1 | -1 | -1 | -1 | -1 | -1 | -1 | -1 | -1 | -1 | -1 | -1 | -1
Northern_California_Flow_Battery_130_Generic | generic-deliverability | Generic_PGE_South_500_offpeak | Operational_New_Capacity_MW | Northern_California_Flow_Battery_130_Generic |  | -1 | -1 | -1 | -1 | -1 | -1 | -1 | -1 | -1 | -1 | -1 | -1 | -1 | -1 | -1 | -1 | -1 | -1 | -1 | -1 | -1 | -1 | -1 | -1 | -1 | -1 | -1 | -1 | -1 | -1 | -1
Northern_California_Flow_Battery_138_Generic | generic-deliverability | Generic_PGE_South_500_offpeak | Operational_New_Capacity_MW | Northern_California_Flow_Battery_138_Generic |  | -1 | -1 | -1 | -1 | -1 | -1 | -1 | -1 | -1 | -1 | -1 | -1 | -1 | -1 | -1 | -1 | -1 | -1 | -1 | -1 | -1 | -1 | -1 | -1 | -1 | -1 | -1 | -1 | -1 | -1 | -1
Northern_California_Flow_Battery_166_Generic | generic-deliverability | Generic_PGE_South_500_offpeak | Operational_New_Capacity_MW | Northern_California_Flow_Battery_166_Generic |  | -1 | -1 | -1 | -1 | -1 | -1 | -1 | -1 | -1 | -1 | -1 | -1 | -1 | -1 | -1 | -1 | -1 | -1 | -1 | -1 | -1 | -1 | -1 | -1 | -1 | -1 | -1 | -1 | -1 | -1 | -1
Northern_California_Flow_Battery_85_Generic | generic-deliverability | Generic_PGE_South_500_offpeak | Operational_New_Capacity_MW | Northern_California_Flow_Battery_85_Generic |  | -1 | -1 | -1 | -1 | -1 | -1 | -1 | -1 | -1 | -1 | -1 | -1 | -1 | -1 | -1 | -1 | -1 | -1 | -1 | -1 | -1 | -1 | -1 | -1 | -1 | -1 | -1 | -1 | -1 | -1 | -1
Northern_California_Li_Battery_4hr_113_Generic | generic-deliverability | Generic_PGE_South_500_offpeak | Operational_New_Capacity_MW | Northern_California_Li_Battery_4hr_113_Generic |  | -1 | -1 | -1 | -1 | -1 | -1 | -1 | -1 | -1 | -1 | -1 | -1 | -1 | -1 | -1 | -1 | -1 | -1 | -1 | -1 | -1 | -1 | -1 | -1 | -1 | -1 | -1 | -1 | -1 | -1 | -1
Northern_California_Li_Battery_4hr_114_Generic | generic-deliverability | Generic_PGE_South_500_offpeak | Operational_New_Capacity_MW | Northern_California_Li_Battery_4hr_114_Generic |  | -1 | -1 | -1 | -1 | -1 | -1 | -1 | -1 | -1 | -1 | -1 | -1 | -1 | -1 | -1 | -1 | -1 | -1 | -1 | -1 | -1 | -1 | -1 | -1 | -1 | -1 | -1 | -1 | -1 | -1 | -1
Northern_California_Li_Battery_4hr_130_Generic | generic-deliverability | Generic_PGE_South_500_offpeak | Operational_New_Capacity_MW | Northern_California_Li_Battery_4hr_130_Generic |  | -1 | -1 | -1 | -1 | -1 | -1 | -1 | -1 | -1 | -1 | -1 | -1 | -1 | -1 | -1 | -1 | -1 | -1 | -1 | -1 | -1 | -1 | -1 | -1 | -1 | -1 | -1 | -1 | -1 | -1 | -1
Northern_California_Li_Battery_4hr_138_Generic | generic-deliverability | Generic_PGE_South_500_offpeak | Operational_New_Capacity_MW | Northern_California_Li_Battery_4hr_138_Generic |  | -1 | -1 | -1 | -1 | -1 | -1 | -1 | -1 | -1 | -1 | -1 | -1 | -1 | -1 | -1 | -1 | -1 | -1 | -1 | -1 | -1 | -1 | -1 | -1 | -1 | -1 | -1 | -1 | -1 | -1 | -1
Northern_California_Li_Battery_4hr_166_Generic | generic-deliverability | Generic_PGE_South_500_offpeak | Operational_New_Capacity_MW | Northern_California_Li_Battery_4hr_166_Generic |  | -1 | -1 | -1 | -1 | -1 | -1 | -1 | -1 | -1 | -1 | -1 | -1 | -1 | -1 | -1 | -1 | -1 | -1 | -1 | -1 | -1 | -1 | -1 | -1 | -1 | -1 | -1 | -1 | -1 | -1 | -1
Northern_California_Li_Battery_4hr_85_Generic | generic-deliverability | Generic_PGE_South_500_offpeak | Operational_New_Capacity_MW | Northern_California_Li_Battery_4hr_85_Generic |  | -1 | -1 | -1 | -1 | -1 | -1 | -1 | -1 | -1 | -1 | -1 | -1 | -1 | -1 | -1 | -1 | -1 | -1 | -1 | -1 | -1 | -1 | -1 | -1 | -1 | -1 | -1 | -1 | -1 | -1 | -1
Northern_California_Li_Battery_8hr_113_Generic | generic-deliverability | Generic_PGE_South_500_offpeak | Operational_New_Capacity_MW | Northern_California_Li_Battery_8hr_113_Generic |  | -1 | -1 | -1 | -1 | -1 | -1 | -1 | -1 | -1 | -1 | -1 | -1 | -1 | -1 | -1 | -1 | -1 | -1 | -1 | -1 | -1 | -1 | -1 | -1 | -1 | -1 | -1 | -1 | -1 | -1 | -1
Northern_California_Li_Battery_8hr_114_Generic | generic-deliverability | Generic_PGE_South_500_offpeak | Operational_New_Capacity_MW | Northern_California_Li_Battery_8hr_114_Generic |  | -1 | -1 | -1 | -1 | -1 | -1 | -1 | -1 | -1 | -1 | -1 | -1 | -1 | -1 | -1 | -1 | -1 | -1 | -1 | -1 | -1 | -1 | -1 | -1 | -1 | -1 | -1 | -1 | -1 | -1 | -1
Northern_California_Li_Battery_8hr_130_Generic | generic-deliverability | Generic_PGE_South_500_offpeak | Operational_New_Capacity_MW | Northern_California_Li_Battery_8hr_130_Generic |  | -1 | -1 | -1 | -1 | -1 | -1 | -1 | -1 | -1 | -1 | -1 | -1 | -1 | -1 | -1 | -1 | -1 | -1 | -1 | -1 | -1 | -1 | -1 | -1 | -1 | -1 | -1 | -1 | -1 | -1 | -1
Northern_California_Li_Battery_8hr_138_Generic | generic-deliverability | Generic_PGE_South_500_offpeak | Operational_New_Capacity_MW | Northern_California_Li_Battery_8hr_138_Generic |  | -1 | -1 | -1 | -1 | -1 | -1 | -1 | -1 | -1 | -1 | -1 | -1 | -1 | -1 | -1 | -1 | -1 | -1 | -1 | -1 | -1 | -1 | -1 | -1 | -1 | -1 | -1 | -1 | -1 | -1 | -1
Northern_California_Li_Battery_8hr_166_Generic | generic-deliverability | Generic_PGE_South_500_offpeak | Operational_New_Capacity_MW | Northern_California_Li_Battery_8hr_166_Generic |  | -1 | -1 | -1 | -1 | -1 | -1 | -1 | -1 | -1 | -1 | -1 | -1 | -1 | -1 | -1 | -1 | -1 | -1 | -1 | -1 | -1 | -1 | -1 | -1 | -1 | -1 | -1 | -1 | -1 | -1 | -1
Northern_California_Li_Battery_8hr_85_Generic | generic-deliverability | Generic_PGE_South_500_offpeak | Operational_New_Capacity_MW | Northern_California_Li_Battery_8hr_85_Generic |  | -1 | -1 | -1 | -1 | -1 | -1 | -1 | -1 | -1 | -1 | -1 | -1 | -1 | -1 | -1 | -1 | -1 | -1 | -1 | -1 | -1 | -1 | -1 | -1 | -1 | -1 | -1 | -1 | -1 | -1 | -1
Northern_California_Solar_113_Generic | generic-deliverability | Generic_PGE_South_500_offpeak | Operational_New_Capacity_MW | Northern_California_Solar_113_Generic |  | 0.68 | 0.68 | 0.68 | 0.68 | 0.68 | 0.68 | 0.68 | 0.68 | 0.68 | 0.68 | 0.68 | 0.68 | 0.68 | 0.68 | 0.68 | 0.68 | 0.68 | 0.68 | 0.68 | 0.68 | 0.68 | 0.68 | 0.68 | 0.68 | 0.68 | 0.68 | 0.68 | 0.68 | 0.68 | 0.68 | 0.68
Northern_California_Solar_114_Generic | generic-deliverability | Generic_PGE_South_500_offpeak | Operational_New_Capacity_MW | Northern_California_Solar_114_Generic |  | 0.68 | 0.68 | 0.68 | 0.68 | 0.68 | 0.68 | 0.68 | 0.68 | 0.68 | 0.68 | 0.68 | 0.68 | 0.68 | 0.68 | 0.68 | 0.68 | 0.68 | 0.68 | 0.68 | 0.68 | 0.68 | 0.68 | 0.68 | 0.68 | 0.68 | 0.68 | 0.68 | 0.68 | 0.68 | 0.68 | 0.68
Northern_California_Solar_130_Generic | generic-deliverability | Generic_PGE_South_500_offpeak | Operational_New_Capacity_MW | Northern_California_Solar_130_Generic |  | 0.68 | 0.68 | 0.68 | 0.68 | 0.68 | 0.68 | 0.68 | 0.68 | 0.68 | 0.68 | 0.68 | 0.68 | 0.68 | 0.68 | 0.68 | 0.68 | 0.68 | 0.68 | 0.68 | 0.68 | 0.68 | 0.68 | 0.68 | 0.68 | 0.68 | 0.68 | 0.68 | 0.68 | 0.68 | 0.68 | 0.68
Northern_California_Solar_138_Generic | generic-deliverability | Generic_PGE_South_500_offpeak | Operational_New_Capacity_MW | Northern_California_Solar_138_Generic |  | 0.68 | 0.68 | 0.68 | 0.68 | 0.68 | 0.68 | 0.68 | 0.68 | 0.68 | 0.68 | 0.68 | 0.68 | 0.68 | 0.68 | 0.68 | 0.68 | 0.68 | 0.68 | 0.68 | 0.68 | 0.68 | 0.68 | 0.68 | 0.68 | 0.68 | 0.68 | 0.68 | 0.68 | 0.68 | 0.68 | 0.68
Northern_California_Solar_166_Generic | generic-deliverability | Generic_PGE_South_500_offpeak | Operational_New_Capacity_MW | Northern_California_Solar_166_Generic |  | 0.68 | 0.68 | 0.68 | 0.68 | 0.68 | 0.68 | 0.68 | 0.68 | 0.68 | 0.68 | 0.68 | 0.68 | 0.68 | 0.68 | 0.68 | 0.68 | 0.68 | 0.68 | 0.68 | 0.68 | 0.68 | 0.68 | 0.68 | 0.68 | 0.68 | 0.68 | 0.68 | 0.68 | 0.68 | 0.68 | 0.68
Northern_California_Solar_85_Generic | generic-deliverability | Generic_PGE_South_500_offpeak | Operational_New_Capacity_MW | Northern_California_Solar_85_Generic |  | 0.68 | 0.68 | 0.68 | 0.68 | 0.68 | 0.68 | 0.68 | 0.68 | 0.68 | 0.68 | 0.68 | 0.68 | 0.68 | 0.68 | 0.68 | 0.68 | 0.68 | 0.68 | 0.68 | 0.68 | 0.68 | 0.68 | 0.68 | 0.68 | 0.68 | 0.68 | 0.68 | 0.68 | 0.68 | 0.68 | 0.68
Solano_Wind_85_Generic | generic-deliverability | Generic_PGE_South_500_offpeak | Operational_New_Capacity_MW | Solano_Wind_85_Generic |  | 0.63 | 0.63 | 0.63 | 0.63 | 0.63 | 0.63 | 0.63 | 0.63 | 0.63 | 0.63 | 0.63 | 0.63 | 0.63 | 0.63 | 0.63 | 0.63 | 0.63 | 0.63 | 0.63 | 0.63 | 0.63 | 0.63 | 0.63 | 0.63 | 0.63 | 0.63 | 0.63 | 0.63 | 0.63 | 0.63 | 0.63
Southern_PGAE_Adiabatic_CAES_12_Generic | generic-deliverability | Generic_PGE_South_500_offpeak | Operational_New_Capacity_MW | Southern_PGAE_Adiabatic_CAES_12_Generic |  | -1 | -1 | -1 | -1 | -1 | -1 | -1 | -1 | -1 | -1 | -1 | -1 | -1 | -1 | -1 | -1 | -1 | -1 | -1 | -1 | -1 | -1 | -1 | -1 | -1 | -1 | -1 | -1 | -1 | -1 | -1
Southern_PGAE_Flow_Battery_102_Generic | generic-deliverability | Generic_PGE_South_500_offpeak | Operational_New_Capacity_MW | Southern_PGAE_Flow_Battery_102_Generic |  | -1 | -1 | -1 | -1 | -1 | -1 | -1 | -1 | -1 | -1 | -1 | -1 | -1 | -1 | -1 | -1 | -1 | -1 | -1 | -1 | -1 | -1 | -1 | -1 | -1 | -1 | -1 | -1 | -1 | -1 | -1
Southern_PGAE_Flow_Battery_109_Generic | generic-deliverability | Generic_PGE_South_500_offpeak | Operational_New_Capacity_MW | Southern_PGAE_Flow_Battery_109_Generic |  | -1 | -1 | -1 | -1 | -1 | -1 | -1 | -1 | -1 | -1 | -1 | -1 | -1 | -1 | -1 | -1 | -1 | -1 | -1 | -1 | -1 | -1 | -1 | -1 | -1 | -1 | -1 | -1 | -1 | -1 | -1
Southern_PGAE_Flow_Battery_117_Generic | generic-deliverability | Generic_PGE_South_500_offpeak | Operational_New_Capacity_MW | Southern_PGAE_Flow_Battery_117_Generic |  | -1 | -1 | -1 | -1 | -1 | -1 | -1 | -1 | -1 | -1 | -1 | -1 | -1 | -1 | -1 | -1 | -1 | -1 | -1 | -1 | -1 | -1 | -1 | -1 | -1 | -1 | -1 | -1 | -1 | -1 | -1
Southern_PGAE_Flow_Battery_118_Generic | generic-deliverability | Generic_PGE_South_500_offpeak | Operational_New_Capacity_MW | Southern_PGAE_Flow_Battery_118_Generic |  | -1 | -1 | -1 | -1 | -1 | -1 | -1 | -1 | -1 | -1 | -1 | -1 | -1 | -1 | -1 | -1 | -1 | -1 | -1 | -1 | -1 | -1 | -1 | -1 | -1 | -1 | -1 | -1 | -1 | -1 | -1
Southern_PGAE_Flow_Battery_12_Generic | generic-deliverability | Generic_PGE_South_500_offpeak | Operational_New_Capacity_MW | Southern_PGAE_Flow_Battery_12_Generic |  | -1 | -1 | -1 | -1 | -1 | -1 | -1 | -1 | -1 | -1 | -1 | -1 | -1 | -1 | -1 | -1 | -1 | -1 | -1 | -1 | -1 | -1 | -1 | -1 | -1 | -1 | -1 | -1 | -1 | -1 | -1
Southern_PGAE_Flow_Battery_124_Generic | generic-deliverability | Generic_PGE_South_500_offpeak | Operational_New_Capacity_MW | Southern_PGAE_Flow_Battery_124_Generic |  | -1 | -1 | -1 | -1 | -1 | -1 | -1 | -1 | -1 | -1 | -1 | -1 | -1 | -1 | -1 | -1 | -1 | -1 | -1 | -1 | -1 | -1 | -1 | -1 | -1 | -1 | -1 | -1 | -1 | -1 | -1
Southern_PGAE_Flow_Battery_136_Generic | generic-deliverability | Generic_PGE_South_500_offpeak | Operational_New_Capacity_MW | Southern_PGAE_Flow_Battery_136_Generic |  | -1 | -1 | -1 | -1 | -1 | -1 | -1 | -1 | -1 | -1 | -1 | -1 | -1 | -1 | -1 | -1 | -1 | -1 | -1 | -1 | -1 | -1 | -1 | -1 | -1 | -1 | -1 | -1 | -1 | -1 | -1
Southern_PGAE_Flow_Battery_139_Generic | generic-deliverability | Generic_PGE_South_500_offpeak | Operational_New_Capacity_MW | Southern_PGAE_Flow_Battery_139_Generic |  | -1 | -1 | -1 | -1 | -1 | -1 | -1 | -1 | -1 | -1 | -1 | -1 | -1 | -1 | -1 | -1 | -1 | -1 | -1 | -1 | -1 | -1 | -1 | -1 | -1 | -1 | -1 | -1 | -1 | -1 | -1
Southern_PGAE_Flow_Battery_140_Generic | generic-deliverability | Generic_PGE_South_500_offpeak | Operational_New_Capacity_MW | Southern_PGAE_Flow_Battery_140_Generic |  | -1 | -1 | -1 | -1 | -1 | -1 | -1 | -1 | -1 | -1 | -1 | -1 | -1 | -1 | -1 | -1 | -1 | -1 | -1 | -1 | -1 | -1 | -1 | -1 | -1 | -1 | -1 | -1 | -1 | -1 | -1
Southern_PGAE_Flow_Battery_147_Generic | generic-deliverability | Generic_PGE_South_500_offpeak | Operational_New_Capacity_MW | Southern_PGAE_Flow_Battery_147_Generic |  | -1 | -1 | -1 | -1 | -1 | -1 | -1 | -1 | -1 | -1 | -1 | -1 | -1 | -1 | -1 | -1 | -1 | -1 | -1 | -1 | -1 | -1 | -1 | -1 | -1 | -1 | -1 | -1 | -1 | -1 | -1
Southern_PGAE_Flow_Battery_148_Generic | generic-deliverability | Generic_PGE_South_500_offpeak | Operational_New_Capacity_MW | Southern_PGAE_Flow_Battery_148_Generic |  | -1 | -1 | -1 | -1 | -1 | -1 | -1 | -1 | -1 | -1 | -1 | -1 | -1 | -1 | -1 | -1 | -1 | -1 | -1 | -1 | -1 | -1 | -1 | -1 | -1 | -1 | -1 | -1 | -1 | -1 | -1
Southern_PGAE_Flow_Battery_151_Generic | generic-deliverability | Generic_PGE_South_500_offpeak | Operational_New_Capacity_MW | Southern_PGAE_Flow_Battery_151_Generic |  | -1 | -1 | -1 | -1 | -1 | -1 | -1 | -1 | -1 | -1 | -1 | -1 | -1 | -1 | -1 | -1 | -1 | -1 | -1 | -1 | -1 | -1 | -1 | -1 | -1 | -1 | -1 | -1 | -1 | -1 | -1
Southern_PGAE_Flow_Battery_152_Generic | generic-deliverability | Generic_PGE_South_500_offpeak | Operational_New_Capacity_MW | Southern_PGAE_Flow_Battery_152_Generic |  | -1 | -1 | -1 | -1 | -1 | -1 | -1 | -1 | -1 | -1 | -1 | -1 | -1 | -1 | -1 | -1 | -1 | -1 | -1 | -1 | -1 | -1 | -1 | -1 | -1 | -1 | -1 | -1 | -1 | -1 | -1
Southern_PGAE_Flow_Battery_154_Generic | generic-deliverability | Generic_PGE_South_500_offpeak | Operational_New_Capacity_MW | Southern_PGAE_Flow_Battery_154_Generic |  | -1 | -1 | -1 | -1 | -1 | -1 | -1 | -1 | -1 | -1 | -1 | -1 | -1 | -1 | -1 | -1 | -1 | -1 | -1 | -1 | -1 | -1 | -1 | -1 | -1 | -1 | -1 | -1 | -1 | -1 | -1
Southern_PGAE_Flow_Battery_160_Generic | generic-deliverability | Generic_PGE_South_500_offpeak | Operational_New_Capacity_MW | Southern_PGAE_Flow_Battery_160_Generic |  | -1 | -1 | -1 | -1 | -1 | -1 | -1 | -1 | -1 | -1 | -1 | -1 | -1 | -1 | -1 | -1 | -1 | -1 | -1 | -1 | -1 | -1 | -1 | -1 | -1 | -1 | -1 | -1 | -1 | -1 | -1
Southern_PGAE_Flow_Battery_161_Generic | generic-deliverability | Generic_PGE_South_500_offpeak | Operational_New_Capacity_MW | Southern_PGAE_Flow_Battery_161_Generic |  | -1 | -1 | -1 | -1 | -1 | -1 | -1 | -1 | -1 | -1 | -1 | -1 | -1 | -1 | -1 | -1 | -1 | -1 | -1 | -1 | -1 | -1 | -1 | -1 | -1 | -1 | -1 | -1 | -1 | -1 | -1
Southern_PGAE_Flow_Battery_162_Generic | generic-deliverability | Generic_PGE_South_500_offpeak | Operational_New_Capacity_MW | Southern_PGAE_Flow_Battery_162_Generic |  | -1 | -1 | -1 | -1 | -1 | -1 | -1 | -1 | -1 | -1 | -1 | -1 | -1 | -1 | -1 | -1 | -1 | -1 | -1 | -1 | -1 | -1 | -1 | -1 | -1 | -1 | -1 | -1 | -1 | -1 | -1
Southern_PGAE_Flow_Battery_163_Generic | generic-deliverability | Generic_PGE_South_500_offpeak | Operational_New_Capacity_MW | Southern_PGAE_Flow_Battery_163_Generic |  | -1 | -1 | -1 | -1 | -1 | -1 | -1 | -1 | -1 | -1 | -1 | -1 | -1 | -1 | -1 | -1 | -1 | -1 | -1 | -1 | -1 | -1 | -1 | -1 | -1 | -1 | -1 | -1 | -1 | -1 | -1
Southern_PGAE_Flow_Battery_164_Generic | generic-deliverability | Generic_PGE_South_500_offpeak | Operational_New_Capacity_MW | Southern_PGAE_Flow_Battery_164_Generic |  | -1 | -1 | -1 | -1 | -1 | -1 | -1 | -1 | -1 | -1 | -1 | -1 | -1 | -1 | -1 | -1 | -1 | -1 | -1 | -1 | -1 | -1 | -1 | -1 | -1 | -1 | -1 | -1 | -1 | -1 | -1
Southern_PGAE_Flow_Battery_165_Generic | generic-deliverability | Generic_PGE_South_500_offpeak | Operational_New_Capacity_MW | Southern_PGAE_Flow_Battery_165_Generic |  | -1 | -1 | -1 | -1 | -1 | -1 | -1 | -1 | -1 | -1 | -1 | -1 | -1 | -1 | -1 | -1 | -1 | -1 | -1 | -1 | -1 | -1 | -1 | -1 | -1 | -1 | -1 | -1 | -1 | -1 | -1
Southern_PGAE_Flow_Battery_168_Generic | generic-deliverability | Generic_PGE_South_500_offpeak | Operational_New_Capacity_MW | Southern_PGAE_Flow_Battery_168_Generic |  | -1 | -1 | -1 | -1 | -1 | -1 | -1 | -1 | -1 | -1 | -1 | -1 | -1 | -1 | -1 | -1 | -1 | -1 | -1 | -1 | -1 | -1 | -1 | -1 | -1 | -1 | -1 | -1 | -1 | -1 | -1
Southern_PGAE_Flow_Battery_169_Generic | generic-deliverability | Generic_PGE_South_500_offpeak | Operational_New_Capacity_MW | Southern_PGAE_Flow_Battery_169_Generic |  | -1 | -1 | -1 | -1 | -1 | -1 | -1 | -1 | -1 | -1 | -1 | -1 | -1 | -1 | -1 | -1 | -1 | -1 | -1 | -1 | -1 | -1 | -1 | -1 | -1 | -1 | -1 | -1 | -1 | -1 | -1
Southern_PGAE_Flow_Battery_17_Generic | generic-deliverability | Generic_PGE_South_500_offpeak | Operational_New_Capacity_MW | Southern_PGAE_Flow_Battery_17_Generic |  | -1 | -1 | -1 | -1 | -1 | -1 | -1 | -1 | -1 | -1 | -1 | -1 | -1 | -1 | -1 | -1 | -1 | -1 | -1 | -1 | -1 | -1 | -1 | -1 | -1 | -1 | -1 | -1 | -1 | -1 | -1
Southern_PGAE_Flow_Battery_170_Generic | generic-deliverability | Generic_PGE_South_500_offpeak | Operational_New_Capacity_MW | Southern_PGAE_Flow_Battery_170_Generic |  | -1 | -1 | -1 | -1 | -1 | -1 | -1 | -1 | -1 | -1 | -1 | -1 | -1 | -1 | -1 | -1 | -1 | -1 | -1 | -1 | -1 | -1 | -1 | -1 | -1 | -1 | -1 | -1 | -1 | -1 | -1
Southern_PGAE_Flow_Battery_173_Generic | generic-deliverability | Generic_PGE_South_500_offpeak | Operational_New_Capacity_MW | Southern_PGAE_Flow_Battery_173_Generic |  | -1 | -1 | -1 | -1 | -1 | -1 | -1 | -1 | -1 | -1 | -1 | -1 | -1 | -1 | -1 | -1 | -1 | -1 | -1 | -1 | -1 | -1 | -1 | -1 | -1 | -1 | -1 | -1 | -1 | -1 | -1
Southern_PGAE_Flow_Battery_174_Generic | generic-deliverability | Generic_PGE_South_500_offpeak | Operational_New_Capacity_MW | Southern_PGAE_Flow_Battery_174_Generic |  | -1 | -1 | -1 | -1 | -1 | -1 | -1 | -1 | -1 | -1 | -1 | -1 | -1 | -1 | -1 | -1 | -1 | -1 | -1 | -1 | -1 | -1 | -1 | -1 | -1 | -1 | -1 | -1 | -1 | -1 | -1
Southern_PGAE_Flow_Battery_175_Generic | generic-deliverability | Generic_PGE_South_500_offpeak | Operational_New_Capacity_MW | Southern_PGAE_Flow_Battery_175_Generic |  | -1 | -1 | -1 | -1 | -1 | -1 | -1 | -1 | -1 | -1 | -1 | -1 | -1 | -1 | -1 | -1 | -1 | -1 | -1 | -1 | -1 | -1 | -1 | -1 | -1 | -1 | -1 | -1 | -1 | -1 | -1
Southern_PGAE_Flow_Battery_176_Generic | generic-deliverability | Generic_PGE_South_500_offpeak | Operational_New_Capacity_MW | Southern_PGAE_Flow_Battery_176_Generic |  | -1 | -1 | -1 | -1 | -1 | -1 | -1 | -1 | -1 | -1 | -1 | -1 | -1 | -1 | -1 | -1 | -1 | -1 | -1 | -1 | -1 | -1 | -1 | -1 | -1 | -1 | -1 | -1 | -1 | -1 | -1
Southern_PGAE_Flow_Battery_177_Generic | generic-deliverability | Generic_PGE_South_500_offpeak | Operational_New_Capacity_MW | Southern_PGAE_Flow_Battery_177_Generic |  | -1 | -1 | -1 | -1 | -1 | -1 | -1 | -1 | -1 | -1 | -1 | -1 | -1 | -1 | -1 | -1 | -1 | -1 | -1 | -1 | -1 | -1 | -1 | -1 | -1 | -1 | -1 | -1 | -1 | -1 | -1
Southern_PGAE_Flow_Battery_181_Generic | generic-deliverability | Generic_PGE_South_500_offpeak | Operational_New_Capacity_MW | Southern_PGAE_Flow_Battery_181_Generic |  | -1 | -1 | -1 | -1 | -1 | -1 | -1 | -1 | -1 | -1 | -1 | -1 | -1 | -1 | -1 | -1 | -1 | -1 | -1 | -1 | -1 | -1 | -1 | -1 | -1 | -1 | -1 | -1 | -1 | -1 | -1
Southern_PGAE_Flow_Battery_22_Generic | generic-deliverability | Generic_PGE_South_500_offpeak | Operational_New_Capacity_MW | Southern_PGAE_Flow_Battery_22_Generic |  | -1 | -1 | -1 | -1 | -1 | -1 | -1 | -1 | -1 | -1 | -1 | -1 | -1 | -1 | -1 | -1 | -1 | -1 | -1 | -1 | -1 | -1 | -1 | -1 | -1 | -1 | -1 | -1 | -1 | -1 | -1
Southern_PGAE_Flow_Battery_23_Generic | generic-deliverability | Generic_PGE_South_500_offpeak | Operational_New_Capacity_MW | Southern_PGAE_Flow_Battery_23_Generic |  | -1 | -1 | -1 | -1 | -1 | -1 | -1 | -1 | -1 | -1 | -1 | -1 | -1 | -1 | -1 | -1 | -1 | -1 | -1 | -1 | -1 | -1 | -1 | -1 | -1 | -1 | -1 | -1 | -1 | -1 | -1
Southern_PGAE_Flow_Battery_24_Generic | generic-deliverability | Generic_PGE_South_500_offpeak | Operational_New_Capacity_MW | Southern_PGAE_Flow_Battery_24_Generic |  | -1 | -1 | -1 | -1 | -1 | -1 | -1 | -1 | -1 | -1 | -1 | -1 | -1 | -1 | -1 | -1 | -1 | -1 | -1 | -1 | -1 | -1 | -1 | -1 | -1 | -1 | -1 | -1 | -1 | -1 | -1
Southern_PGAE_Flow_Battery_27_Generic | generic-deliverability | Generic_PGE_South_500_offpeak | Operational_New_Capacity_MW | Southern_PGAE_Flow_Battery_27_Generic |  | -1 | -1 | -1 | -1 | -1 | -1 | -1 | -1 | -1 | -1 | -1 | -1 | -1 | -1 | -1 | -1 | -1 | -1 | -1 | -1 | -1 | -1 | -1 | -1 | -1 | -1 | -1 | -1 | -1 | -1 | -1
Southern_PGAE_Flow_Battery_3_Generic | generic-deliverability | Generic_PGE_South_500_offpeak | Operational_New_Capacity_MW | Southern_PGAE_Flow_Battery_3_Generic |  | -1 | -1 | -1 | -1 | -1 | -1 | -1 | -1 | -1 | -1 | -1 | -1 | -1 | -1 | -1 | -1 | -1 | -1 | -1 | -1 | -1 | -1 | -1 | -1 | -1 | -1 | -1 | -1 | -1 | -1 | -1
Southern_PGAE_Flow_Battery_33_Generic | generic-deliverability | Generic_PGE_South_500_offpeak | Operational_New_Capacity_MW | Southern_PGAE_Flow_Battery_33_Generic |  | -1 | -1 | -1 | -1 | -1 | -1 | -1 | -1 | -1 | -1 | -1 | -1 | -1 | -1 | -1 | -1 | -1 | -1 | -1 | -1 | -1 | -1 | -1 | -1 | -1 | -1 | -1 | -1 | -1 | -1 | -1
Southern_PGAE_Flow_Battery_34_Generic | generic-deliverability | Generic_PGE_South_500_offpeak | Operational_New_Capacity_MW | Southern_PGAE_Flow_Battery_34_Generic |  | -1 | -1 | -1 | -1 | -1 | -1 | -1 | -1 | -1 | -1 | -1 | -1 | -1 | -1 | -1 | -1 | -1 | -1 | -1 | -1 | -1 | -1 | -1 | -1 | -1 | -1 | -1 | -1 | -1 | -1 | -1
Southern_PGAE_Flow_Battery_37_Generic | generic-deliverability | Generic_PGE_South_500_offpeak | Operational_New_Capacity_MW | Southern_PGAE_Flow_Battery_37_Generic |  | -1 | -1 | -1 | -1 | -1 | -1 | -1 | -1 | -1 | -1 | -1 | -1 | -1 | -1 | -1 | -1 | -1 | -1 | -1 | -1 | -1 | -1 | -1 | -1 | -1 | -1 | -1 | -1 | -1 | -1 | -1
Southern_PGAE_Flow_Battery_39_Generic | generic-deliverability | Generic_PGE_South_500_offpeak | Operational_New_Capacity_MW | Southern_PGAE_Flow_Battery_39_Generic |  | -1 | -1 | -1 | -1 | -1 | -1 | -1 | -1 | -1 | -1 | -1 | -1 | -1 | -1 | -1 | -1 | -1 | -1 | -1 | -1 | -1 | -1 | -1 | -1 | -1 | -1 | -1 | -1 | -1 | -1 | -1
Southern_PGAE_Flow_Battery_43_Generic | generic-deliverability | Generic_PGE_South_500_offpeak | Operational_New_Capacity_MW | Southern_PGAE_Flow_Battery_43_Generic |  | -1 | -1 | -1 | -1 | -1 | -1 | -1 | -1 | -1 | -1 | -1 | -1 | -1 | -1 | -1 | -1 | -1 | -1 | -1 | -1 | -1 | -1 | -1 | -1 | -1 | -1 | -1 | -1 | -1 | -1 | -1
Southern_PGAE_Flow_Battery_45_Generic | generic-deliverability | Generic_PGE_South_500_offpeak | Operational_New_Capacity_MW | Southern_PGAE_Flow_Battery_45_Generic |  | -1 | -1 | -1 | -1 | -1 | -1 | -1 | -1 | -1 | -1 | -1 | -1 | -1 | -1 | -1 | -1 | -1 | -1 | -1 | -1 | -1 | -1 | -1 | -1 | -1 | -1 | -1 | -1 | -1 | -1 | -1
Southern_PGAE_Flow_Battery_46_Generic | generic-deliverability | Generic_PGE_South_500_offpeak | Operational_New_Capacity_MW | Southern_PGAE_Flow_Battery_46_Generic |  | -1 | -1 | -1 | -1 | -1 | -1 | -1 | -1 | -1 | -1 | -1 | -1 | -1 | -1 | -1 | -1 | -1 | -1 | -1 | -1 | -1 | -1 | -1 | -1 | -1 | -1 | -1 | -1 | -1 | -1 | -1
Southern_PGAE_Flow_Battery_47_Generic | generic-deliverability | Generic_PGE_South_500_offpeak | Operational_New_Capacity_MW | Southern_PGAE_Flow_Battery_47_Generic |  | -1 | -1 | -1 | -1 | -1 | -1 | -1 | -1 | -1 | -1 | -1 | -1 | -1 | -1 | -1 | -1 | -1 | -1 | -1 | -1 | -1 | -1 | -1 | -1 | -1 | -1 | -1 | -1 | -1 | -1 | -1
Southern_PGAE_Flow_Battery_49_Generic | generic-deliverability | Generic_PGE_South_500_offpeak | Operational_New_Capacity_MW | Southern_PGAE_Flow_Battery_49_Generic |  | -1 | -1 | -1 | -1 | -1 | -1 | -1 | -1 | -1 | -1 | -1 | -1 | -1 | -1 | -1 | -1 | -1 | -1 | -1 | -1 | -1 | -1 | -1 | -1 | -1 | -1 | -1 | -1 | -1 | -1 | -1
Southern_PGAE_Flow_Battery_52_Generic | generic-deliverability | Generic_PGE_South_500_offpeak | Operational_New_Capacity_MW | Southern_PGAE_Flow_Battery_52_Generic |  | -1 | -1 | -1 | -1 | -1 | -1 | -1 | -1 | -1 | -1 | -1 | -1 | -1 | -1 | -1 | -1 | -1 | -1 | -1 | -1 | -1 | -1 | -1 | -1 | -1 | -1 | -1 | -1 | -1 | -1 | -1
Southern_PGAE_Flow_Battery_54_Generic | generic-deliverability | Generic_PGE_South_500_offpeak | Operational_New_Capacity_MW | Southern_PGAE_Flow_Battery_54_Generic |  | -1 | -1 | -1 | -1 | -1 | -1 | -1 | -1 | -1 | -1 | -1 | -1 | -1 | -1 | -1 | -1 | -1 | -1 | -1 | -1 | -1 | -1 | -1 | -1 | -1 | -1 | -1 | -1 | -1 | -1 | -1
Southern_PGAE_Flow_Battery_61_Generic | generic-deliverability | Generic_PGE_South_500_offpeak | Operational_New_Capacity_MW | Southern_PGAE_Flow_Battery_61_Generic |  | -1 | -1 | -1 | -1 | -1 | -1 | -1 | -1 | -1 | -1 | -1 | -1 | -1 | -1 | -1 | -1 | -1 | -1 | -1 | -1 | -1 | -1 | -1 | -1 | -1 | -1 | -1 | -1 | -1 | -1 | -1
Southern_PGAE_Flow_Battery_69_Generic | generic-deliverability | Generic_PGE_South_500_offpeak | Operational_New_Capacity_MW | Southern_PGAE_Flow_Battery_69_Generic |  | -1 | -1 | -1 | -1 | -1 | -1 | -1 | -1 | -1 | -1 | -1 | -1 | -1 | -1 | -1 | -1 | -1 | -1 | -1 | -1 | -1 | -1 | -1 | -1 | -1 | -1 | -1 | -1 | -1 | -1 | -1
Southern_PGAE_Flow_Battery_72_Generic | generic-deliverability | Generic_PGE_South_500_offpeak | Operational_New_Capacity_MW | Southern_PGAE_Flow_Battery_72_Generic |  | -1 | -1 | -1 | -1 | -1 | -1 | -1 | -1 | -1 | -1 | -1 | -1 | -1 | -1 | -1 | -1 | -1 | -1 | -1 | -1 | -1 | -1 | -1 | -1 | -1 | -1 | -1 | -1 | -1 | -1 | -1
Southern_PGAE_Flow_Battery_74_Generic | generic-deliverability | Generic_PGE_South_500_offpeak | Operational_New_Capacity_MW | Southern_PGAE_Flow_Battery_74_Generic |  | -1 | -1 | -1 | -1 | -1 | -1 | -1 | -1 | -1 | -1 | -1 | -1 | -1 | -1 | -1 | -1 | -1 | -1 | -1 | -1 | -1 | -1 | -1 | -1 | -1 | -1 | -1 | -1 | -1 | -1 | -1
Southern_PGAE_Flow_Battery_75_Generic | generic-deliverability | Generic_PGE_South_500_offpeak | Operational_New_Capacity_MW | Southern_PGAE_Flow_Battery_75_Generic |  | -1 | -1 | -1 | -1 | -1 | -1 | -1 | -1 | -1 | -1 | -1 | -1 | -1 | -1 | -1 | -1 | -1 | -1 | -1 | -1 | -1 | -1 | -1 | -1 | -1 | -1 | -1 | -1 | -1 | -1 | -1
Southern_PGAE_Flow_Battery_79_Generic | generic-deliverability | Generic_PGE_South_500_offpeak | Operational_New_Capacity_MW | Southern_PGAE_Flow_Battery_79_Generic |  | -1 | -1 | -1 | -1 | -1 | -1 | -1 | -1 | -1 | -1 | -1 | -1 | -1 | -1 | -1 | -1 | -1 | -1 | -1 | -1 | -1 | -1 | -1 | -1 | -1 | -1 | -1 | -1 | -1 | -1 | -1
Southern_PGAE_Flow_Battery_8_Generic | generic-deliverability | Generic_PGE_South_500_offpeak | Operational_New_Capacity_MW | Southern_PGAE_Flow_Battery_8_Generic |  | -1 | -1 | -1 | -1 | -1 | -1 | -1 | -1 | -1 | -1 | -1 | -1 | -1 | -1 | -1 | -1 | -1 | -1 | -1 | -1 | -1 | -1 | -1 | -1 | -1 | -1 | -1 | -1 | -1 | -1 | -1
Southern_PGAE_Flow_Battery_93_Generic | generic-deliverability | Generic_PGE_South_500_offpeak | Operational_New_Capacity_MW | Southern_PGAE_Flow_Battery_93_Generic |  | -1 | -1 | -1 | -1 | -1 | -1 | -1 | -1 | -1 | -1 | -1 | -1 | -1 | -1 | -1 | -1 | -1 | -1 | -1 | -1 | -1 | -1 | -1 | -1 | -1 | -1 | -1 | -1 | -1 | -1 | -1
Southern_PGAE_Flow_Battery_98_Generic | generic-deliverability | Generic_PGE_South_500_offpeak | Operational_New_Capacity_MW | Southern_PGAE_Flow_Battery_98_Generic |  | -1 | -1 | -1 | -1 | -1 | -1 | -1 | -1 | -1 | -1 | -1 | -1 | -1 | -1 | -1 | -1 | -1 | -1 | -1 | -1 | -1 | -1 | -1 | -1 | -1 | -1 | -1 | -1 | -1 | -1 | -1
Southern_PGAE_Flow_Battery_99_Generic | generic-deliverability | Generic_PGE_South_500_offpeak | Operational_New_Capacity_MW | Southern_PGAE_Flow_Battery_99_Generic |  | -1 | -1 | -1 | -1 | -1 | -1 | -1 | -1 | -1 | -1 | -1 | -1 | -1 | -1 | -1 | -1 | -1 | -1 | -1 | -1 | -1 | -1 | -1 | -1 | -1 | -1 | -1 | -1 | -1 | -1 | -1
Southern_PGAE_Li_Battery_4hr_102_Generic | generic-deliverability | Generic_PGE_South_500_offpeak | Operational_New_Capacity_MW | Southern_PGAE_Li_Battery_4hr_102_Generic |  | -1 | -1 | -1 | -1 | -1 | -1 | -1 | -1 | -1 | -1 | -1 | -1 | -1 | -1 | -1 | -1 | -1 | -1 | -1 | -1 | -1 | -1 | -1 | -1 | -1 | -1 | -1 | -1 | -1 | -1 | -1
Southern_PGAE_Li_Battery_4hr_109_Generic | generic-deliverability | Generic_PGE_South_500_offpeak | Operational_New_Capacity_MW | Southern_PGAE_Li_Battery_4hr_109_Generic |  | -1 | -1 | -1 | -1 | -1 | -1 | -1 | -1 | -1 | -1 | -1 | -1 | -1 | -1 | -1 | -1 | -1 | -1 | -1 | -1 | -1 | -1 | -1 | -1 | -1 | -1 | -1 | -1 | -1 | -1 | -1
Southern_PGAE_Li_Battery_4hr_117_Generic | generic-deliverability | Generic_PGE_South_500_offpeak | Operational_New_Capacity_MW | Southern_PGAE_Li_Battery_4hr_117_Generic |  | -1 | -1 | -1 | -1 | -1 | -1 | -1 | -1 | -1 | -1 | -1 | -1 | -1 | -1 | -1 | -1 | -1 | -1 | -1 | -1 | -1 | -1 | -1 | -1 | -1 | -1 | -1 | -1 | -1 | -1 | -1
Southern_PGAE_Li_Battery_4hr_118_Generic | generic-deliverability | Generic_PGE_South_500_offpeak | Operational_New_Capacity_MW | Southern_PGAE_Li_Battery_4hr_118_Generic |  | -1 | -1 | -1 | -1 | -1 | -1 | -1 | -1 | -1 | -1 | -1 | -1 | -1 | -1 | -1 | -1 | -1 | -1 | -1 | -1 | -1 | -1 | -1 | -1 | -1 | -1 | -1 | -1 | -1 | -1 | -1
Southern_PGAE_Li_Battery_4hr_12_Generic | generic-deliverability | Generic_PGE_South_500_offpeak | Operational_New_Capacity_MW | Southern_PGAE_Li_Battery_4hr_12_Generic |  | -1 | -1 | -1 | -1 | -1 | -1 | -1 | -1 | -1 | -1 | -1 | -1 | -1 | -1 | -1 | -1 | -1 | -1 | -1 | -1 | -1 | -1 | -1 | -1 | -1 | -1 | -1 | -1 | -1 | -1 | -1
Southern_PGAE_Li_Battery_4hr_124_Generic | generic-deliverability | Generic_PGE_South_500_offpeak | Operational_New_Capacity_MW | Southern_PGAE_Li_Battery_4hr_124_Generic |  | -1 | -1 | -1 | -1 | -1 | -1 | -1 | -1 | -1 | -1 | -1 | -1 | -1 | -1 | -1 | -1 | -1 | -1 | -1 | -1 | -1 | -1 | -1 | -1 | -1 | -1 | -1 | -1 | -1 | -1 | -1
Southern_PGAE_Li_Battery_4hr_136_Generic | generic-deliverability | Generic_PGE_South_500_offpeak | Operational_New_Capacity_MW | Southern_PGAE_Li_Battery_4hr_136_Generic |  | -1 | -1 | -1 | -1 | -1 | -1 | -1 | -1 | -1 | -1 | -1 | -1 | -1 | -1 | -1 | -1 | -1 | -1 | -1 | -1 | -1 | -1 | -1 | -1 | -1 | -1 | -1 | -1 | -1 | -1 | -1
Southern_PGAE_Li_Battery_4hr_139_Generic | generic-deliverability | Generic_PGE_South_500_offpeak | Operational_New_Capacity_MW | Southern_PGAE_Li_Battery_4hr_139_Generic |  | -1 | -1 | -1 | -1 | -1 | -1 | -1 | -1 | -1 | -1 | -1 | -1 | -1 | -1 | -1 | -1 | -1 | -1 | -1 | -1 | -1 | -1 | -1 | -1 | -1 | -1 | -1 | -1 | -1 | -1 | -1
Southern_PGAE_Li_Battery_4hr_140_Generic | generic-deliverability | Generic_PGE_South_500_offpeak | Operational_New_Capacity_MW | Southern_PGAE_Li_Battery_4hr_140_Generic |  | -1 | -1 | -1 | -1 | -1 | -1 | -1 | -1 | -1 | -1 | -1 | -1 | -1 | -1 | -1 | -1 | -1 | -1 | -1 | -1 | -1 | -1 | -1 | -1 | -1 | -1 | -1 | -1 | -1 | -1 | -1
Southern_PGAE_Li_Battery_4hr_147_Generic | generic-deliverability | Generic_PGE_South_500_offpeak | Operational_New_Capacity_MW | Southern_PGAE_Li_Battery_4hr_147_Generic |  | -1 | -1 | -1 | -1 | -1 | -1 | -1 | -1 | -1 | -1 | -1 | -1 | -1 | -1 | -1 | -1 | -1 | -1 | -1 | -1 | -1 | -1 | -1 | -1 | -1 | -1 | -1 | -1 | -1 | -1 | -1
Southern_PGAE_Li_Battery_4hr_148_Generic | generic-deliverability | Generic_PGE_South_500_offpeak | Operational_New_Capacity_MW | Southern_PGAE_Li_Battery_4hr_148_Generic |  | -1 | -1 | -1 | -1 | -1 | -1 | -1 | -1 | -1 | -1 | -1 | -1 | -1 | -1 | -1 | -1 | -1 | -1 | -1 | -1 | -1 | -1 | -1 | -1 | -1 | -1 | -1 | -1 | -1 | -1 | -1
Southern_PGAE_Li_Battery_4hr_151_Generic | generic-deliverability | Generic_PGE_South_500_offpeak | Operational_New_Capacity_MW | Southern_PGAE_Li_Battery_4hr_151_Generic |  | -1 | -1 | -1 | -1 | -1 | -1 | -1 | -1 | -1 | -1 | -1 | -1 | -1 | -1 | -1 | -1 | -1 | -1 | -1 | -1 | -1 | -1 | -1 | -1 | -1 | -1 | -1 | -1 | -1 | -1 | -1
Southern_PGAE_Li_Battery_4hr_152_Generic | generic-deliverability | Generic_PGE_South_500_offpeak | Operational_New_Capacity_MW | Southern_PGAE_Li_Battery_4hr_152_Generic |  | -1 | -1 | -1 | -1 | -1 | -1 | -1 | -1 | -1 | -1 | -1 | -1 | -1 | -1 | -1 | -1 | -1 | -1 | -1 | -1 | -1 | -1 | -1 | -1 | -1 | -1 | -1 | -1 | -1 | -1 | -1
Southern_PGAE_Li_Battery_4hr_154_Generic | generic-deliverability | Generic_PGE_South_500_offpeak | Operational_New_Capacity_MW | Southern_PGAE_Li_Battery_4hr_154_Generic |  | -1 | -1 | -1 | -1 | -1 | -1 | -1 | -1 | -1 | -1 | -1 | -1 | -1 | -1 | -1 | -1 | -1 | -1 | -1 | -1 | -1 | -1 | -1 | -1 | -1 | -1 | -1 | -1 | -1 | -1 | -1
Southern_PGAE_Li_Battery_4hr_160_Generic | generic-deliverability | Generic_PGE_South_500_offpeak | Operational_New_Capacity_MW | Southern_PGAE_Li_Battery_4hr_160_Generic |  | -1 | -1 | -1 | -1 | -1 | -1 | -1 | -1 | -1 | -1 | -1 | -1 | -1 | -1 | -1 | -1 | -1 | -1 | -1 | -1 | -1 | -1 | -1 | -1 | -1 | -1 | -1 | -1 | -1 | -1 | -1
Southern_PGAE_Li_Battery_4hr_161_Generic | generic-deliverability | Generic_PGE_South_500_offpeak | Operational_New_Capacity_MW | Southern_PGAE_Li_Battery_4hr_161_Generic |  | -1 | -1 | -1 | -1 | -1 | -1 | -1 | -1 | -1 | -1 | -1 | -1 | -1 | -1 | -1 | -1 | -1 | -1 | -1 | -1 | -1 | -1 | -1 | -1 | -1 | -1 | -1 | -1 | -1 | -1 | -1
Southern_PGAE_Li_Battery_4hr_162_Generic | generic-deliverability | Generic_PGE_South_500_offpeak | Operational_New_Capacity_MW | Southern_PGAE_Li_Battery_4hr_162_Generic |  | -1 | -1 | -1 | -1 | -1 | -1 | -1 | -1 | -1 | -1 | -1 | -1 | -1 | -1 | -1 | -1 | -1 | -1 | -1 | -1 | -1 | -1 | -1 | -1 | -1 | -1 | -1 | -1 | -1 | -1 | -1
Southern_PGAE_Li_Battery_4hr_163_Generic | generic-deliverability | Generic_PGE_South_500_offpeak | Operational_New_Capacity_MW | Southern_PGAE_Li_Battery_4hr_163_Generic |  | -1 | -1 | -1 | -1 | -1 | -1 | -1 | -1 | -1 | -1 | -1 | -1 | -1 | -1 | -1 | -1 | -1 | -1 | -1 | -1 | -1 | -1 | -1 | -1 | -1 | -1 | -1 | -1 | -1 | -1 | -1
Southern_PGAE_Li_Battery_4hr_164_Generic | generic-deliverability | Generic_PGE_South_500_offpeak | Operational_New_Capacity_MW | Southern_PGAE_Li_Battery_4hr_164_Generic |  | -1 | -1 | -1 | -1 | -1 | -1 | -1 | -1 | -1 | -1 | -1 | -1 | -1 | -1 | -1 | -1 | -1 | -1 | -1 | -1 | -1 | -1 | -1 | -1 | -1 | -1 | -1 | -1 | -1 | -1 | -1
Southern_PGAE_Li_Battery_4hr_165_Generic | generic-deliverability | Generic_PGE_South_500_offpeak | Operational_New_Capacity_MW | Southern_PGAE_Li_Battery_4hr_165_Generic |  | -1 | -1 | -1 | -1 | -1 | -1 | -1 | -1 | -1 | -1 | -1 | -1 | -1 | -1 | -1 | -1 | -1 | -1 | -1 | -1 | -1 | -1 | -1 | -1 | -1 | -1 | -1 | -1 | -1 | -1 | -1
Southern_PGAE_Li_Battery_4hr_168_Generic | generic-deliverability | Generic_PGE_South_500_offpeak | Operational_New_Capacity_MW | Southern_PGAE_Li_Battery_4hr_168_Generic |  | -1 | -1 | -1 | -1 | -1 | -1 | -1 | -1 | -1 | -1 | -1 | -1 | -1 | -1 | -1 | -1 | -1 | -1 | -1 | -1 | -1 | -1 | -1 | -1 | -1 | -1 | -1 | -1 | -1 | -1 | -1
Southern_PGAE_Li_Battery_4hr_169_Generic | generic-deliverability | Generic_PGE_South_500_offpeak | Operational_New_Capacity_MW | Southern_PGAE_Li_Battery_4hr_169_Generic |  | -1 | -1 | -1 | -1 | -1 | -1 | -1 | -1 | -1 | -1 | -1 | -1 | -1 | -1 | -1 | -1 | -1 | -1 | -1 | -1 | -1 | -1 | -1 | -1 | -1 | -1 | -1 | -1 | -1 | -1 | -1
Southern_PGAE_Li_Battery_4hr_17_Generic | generic-deliverability | Generic_PGE_South_500_offpeak | Operational_New_Capacity_MW | Southern_PGAE_Li_Battery_4hr_17_Generic |  | -1 | -1 | -1 | -1 | -1 | -1 | -1 | -1 | -1 | -1 | -1 | -1 | -1 | -1 | -1 | -1 | -1 | -1 | -1 | -1 | -1 | -1 | -1 | -1 | -1 | -1 | -1 | -1 | -1 | -1 | -1
Southern_PGAE_Li_Battery_4hr_170_Generic | generic-deliverability | Generic_PGE_South_500_offpeak | Operational_New_Capacity_MW | Southern_PGAE_Li_Battery_4hr_170_Generic |  | -1 | -1 | -1 | -1 | -1 | -1 | -1 | -1 | -1 | -1 | -1 | -1 | -1 | -1 | -1 | -1 | -1 | -1 | -1 | -1 | -1 | -1 | -1 | -1 | -1 | -1 | -1 | -1 | -1 | -1 | -1
Southern_PGAE_Li_Battery_4hr_173_Generic | generic-deliverability | Generic_PGE_South_500_offpeak | Operational_New_Capacity_MW | Southern_PGAE_Li_Battery_4hr_173_Generic |  | -1 | -1 | -1 | -1 | -1 | -1 | -1 | -1 | -1 | -1 | -1 | -1 | -1 | -1 | -1 | -1 | -1 | -1 | -1 | -1 | -1 | -1 | -1 | -1 | -1 | -1 | -1 | -1 | -1 | -1 | -1
Southern_PGAE_Li_Battery_4hr_174_Generic | generic-deliverability | Generic_PGE_South_500_offpeak | Operational_New_Capacity_MW | Southern_PGAE_Li_Battery_4hr_174_Generic |  | -1 | -1 | -1 | -1 | -1 | -1 | -1 | -1 | -1 | -1 | -1 | -1 | -1 | -1 | -1 | -1 | -1 | -1 | -1 | -1 | -1 | -1 | -1 | -1 | -1 | -1 | -1 | -1 | -1 | -1 | -1
Southern_PGAE_Li_Battery_4hr_175_Generic | generic-deliverability | Generic_PGE_South_500_offpeak | Operational_New_Capacity_MW | Southern_PGAE_Li_Battery_4hr_175_Generic |  | -1 | -1 | -1 | -1 | -1 | -1 | -1 | -1 | -1 | -1 | -1 | -1 | -1 | -1 | -1 | -1 | -1 | -1 | -1 | -1 | -1 | -1 | -1 | -1 | -1 | -1 | -1 | -1 | -1 | -1 | -1
Southern_PGAE_Li_Battery_4hr_176_Generic | generic-deliverability | Generic_PGE_South_500_offpeak | Operational_New_Capacity_MW | Southern_PGAE_Li_Battery_4hr_176_Generic |  | -1 | -1 | -1 | -1 | -1 | -1 | -1 | -1 | -1 | -1 | -1 | -1 | -1 | -1 | -1 | -1 | -1 | -1 | -1 | -1 | -1 | -1 | -1 | -1 | -1 | -1 | -1 | -1 | -1 | -1 | -1
Southern_PGAE_Li_Battery_4hr_177_Generic | generic-deliverability | Generic_PGE_South_500_offpeak | Operational_New_Capacity_MW | Southern_PGAE_Li_Battery_4hr_177_Generic |  | -1 | -1 | -1 | -1 | -1 | -1 | -1 | -1 | -1 | -1 | -1 | -1 | -1 | -1 | -1 | -1 | -1 | -1 | -1 | -1 | -1 | -1 | -1 | -1 | -1 | -1 | -1 | -1 | -1 | -1 | -1
Southern_PGAE_Li_Battery_4hr_181_Generic | generic-deliverability | Generic_PGE_South_500_offpeak | Operational_New_Capacity_MW | Southern_PGAE_Li_Battery_4hr_181_Generic |  | -1 | -1 | -1 | -1 | -1 | -1 | -1 | -1 | -1 | -1 | -1 | -1 | -1 | -1 | -1 | -1 | -1 | -1 | -1 | -1 | -1 | -1 | -1 | -1 | -1 | -1 | -1 | -1 | -1 | -1 | -1
Southern_PGAE_Li_Battery_4hr_22_Generic | generic-deliverability | Generic_PGE_South_500_offpeak | Operational_New_Capacity_MW | Southern_PGAE_Li_Battery_4hr_22_Generic |  | -1 | -1 | -1 | -1 | -1 | -1 | -1 | -1 | -1 | -1 | -1 | -1 | -1 | -1 | -1 | -1 | -1 | -1 | -1 | -1 | -1 | -1 | -1 | -1 | -1 | -1 | -1 | -1 | -1 | -1 | -1
Southern_PGAE_Li_Battery_4hr_23_Generic | generic-deliverability | Generic_PGE_South_500_offpeak | Operational_New_Capacity_MW | Southern_PGAE_Li_Battery_4hr_23_Generic |  | -1 | -1 | -1 | -1 | -1 | -1 | -1 | -1 | -1 | -1 | -1 | -1 | -1 | -1 | -1 | -1 | -1 | -1 | -1 | -1 | -1 | -1 | -1 | -1 | -1 | -1 | -1 | -1 | -1 | -1 | -1
Southern_PGAE_Li_Battery_4hr_24_Generic | generic-deliverability | Generic_PGE_South_500_offpeak | Operational_New_Capacity_MW | Southern_PGAE_Li_Battery_4hr_24_Generic |  | -1 | -1 | -1 | -1 | -1 | -1 | -1 | -1 | -1 | -1 | -1 | -1 | -1 | -1 | -1 | -1 | -1 | -1 | -1 | -1 | -1 | -1 | -1 | -1 | -1 | -1 | -1 | -1 | -1 | -1 | -1
Southern_PGAE_Li_Battery_4hr_27_Generic | generic-deliverability | Generic_PGE_South_500_offpeak | Operational_New_Capacity_MW | Southern_PGAE_Li_Battery_4hr_27_Generic |  | -1 | -1 | -1 | -1 | -1 | -1 | -1 | -1 | -1 | -1 | -1 | -1 | -1 | -1 | -1 | -1 | -1 | -1 | -1 | -1 | -1 | -1 | -1 | -1 | -1 | -1 | -1 | -1 | -1 | -1 | -1
Southern_PGAE_Li_Battery_4hr_3_Generic | generic-deliverability | Generic_PGE_South_500_offpeak | Operational_New_Capacity_MW | Southern_PGAE_Li_Battery_4hr_3_Generic |  | -1 | -1 | -1 | -1 | -1 | -1 | -1 | -1 | -1 | -1 | -1 | -1 | -1 | -1 | -1 | -1 | -1 | -1 | -1 | -1 | -1 | -1 | -1 | -1 | -1 | -1 | -1 | -1 | -1 | -1 | -1
Southern_PGAE_Li_Battery_4hr_33_Generic | generic-deliverability | Generic_PGE_South_500_offpeak | Operational_New_Capacity_MW | Southern_PGAE_Li_Battery_4hr_33_Generic |  | -1 | -1 | -1 | -1 | -1 | -1 | -1 | -1 | -1 | -1 | -1 | -1 | -1 | -1 | -1 | -1 | -1 | -1 | -1 | -1 | -1 | -1 | -1 | -1 | -1 | -1 | -1 | -1 | -1 | -1 | -1
Southern_PGAE_Li_Battery_4hr_34_Generic | generic-deliverability | Generic_PGE_South_500_offpeak | Operational_New_Capacity_MW | Southern_PGAE_Li_Battery_4hr_34_Generic |  | -1 | -1 | -1 | -1 | -1 | -1 | -1 | -1 | -1 | -1 | -1 | -1 | -1 | -1 | -1 | -1 | -1 | -1 | -1 | -1 | -1 | -1 | -1 | -1 | -1 | -1 | -1 | -1 | -1 | -1 | -1
Southern_PGAE_Li_Battery_4hr_37_Generic | generic-deliverability | Generic_PGE_South_500_offpeak | Operational_New_Capacity_MW | Southern_PGAE_Li_Battery_4hr_37_Generic |  | -1 | -1 | -1 | -1 | -1 | -1 | -1 | -1 | -1 | -1 | -1 | -1 | -1 | -1 | -1 | -1 | -1 | -1 | -1 | -1 | -1 | -1 | -1 | -1 | -1 | -1 | -1 | -1 | -1 | -1 | -1
Southern_PGAE_Li_Battery_4hr_39_Generic | generic-deliverability | Generic_PGE_South_500_offpeak | Operational_New_Capacity_MW | Southern_PGAE_Li_Battery_4hr_39_Generic |  | -1 | -1 | -1 | -1 | -1 | -1 | -1 | -1 | -1 | -1 | -1 | -1 | -1 | -1 | -1 | -1 | -1 | -1 | -1 | -1 | -1 | -1 | -1 | -1 | -1 | -1 | -1 | -1 | -1 | -1 | -1
Southern_PGAE_Li_Battery_4hr_43_Generic | generic-deliverability | Generic_PGE_South_500_offpeak | Operational_New_Capacity_MW | Southern_PGAE_Li_Battery_4hr_43_Generic |  | -1 | -1 | -1 | -1 | -1 | -1 | -1 | -1 | -1 | -1 | -1 | -1 | -1 | -1 | -1 | -1 | -1 | -1 | -1 | -1 | -1 | -1 | -1 | -1 | -1 | -1 | -1 | -1 | -1 | -1 | -1
Southern_PGAE_Li_Battery_4hr_45_Generic | generic-deliverability | Generic_PGE_South_500_offpeak | Operational_New_Capacity_MW | Southern_PGAE_Li_Battery_4hr_45_Generic |  | -1 | -1 | -1 | -1 | -1 | -1 | -1 | -1 | -1 | -1 | -1 | -1 | -1 | -1 | -1 | -1 | -1 | -1 | -1 | -1 | -1 | -1 | -1 | -1 | -1 | -1 | -1 | -1 | -1 | -1 | -1
Southern_PGAE_Li_Battery_4hr_46_Generic | generic-deliverability | Generic_PGE_South_500_offpeak | Operational_New_Capacity_MW | Southern_PGAE_Li_Battery_4hr_46_Generic |  | -1 | -1 | -1 | -1 | -1 | -1 | -1 | -1 | -1 | -1 | -1 | -1 | -1 | -1 | -1 | -1 | -1 | -1 | -1 | -1 | -1 | -1 | -1 | -1 | -1 | -1 | -1 | -1 | -1 | -1 | -1
Southern_PGAE_Li_Battery_4hr_47_Generic | generic-deliverability | Generic_PGE_South_500_offpeak | Operational_New_Capacity_MW | Southern_PGAE_Li_Battery_4hr_47_Generic |  | -1 | -1 | -1 | -1 | -1 | -1 | -1 | -1 | -1 | -1 | -1 | -1 | -1 | -1 | -1 | -1 | -1 | -1 | -1 | -1 | -1 | -1 | -1 | -1 | -1 | -1 | -1 | -1 | -1 | -1 | -1
Southern_PGAE_Li_Battery_4hr_49_Generic | generic-deliverability | Generic_PGE_South_500_offpeak | Operational_New_Capacity_MW | Southern_PGAE_Li_Battery_4hr_49_Generic |  | -1 | -1 | -1 | -1 | -1 | -1 | -1 | -1 | -1 | -1 | -1 | -1 | -1 | -1 | -1 | -1 | -1 | -1 | -1 | -1 | -1 | -1 | -1 | -1 | -1 | -1 | -1 | -1 | -1 | -1 | -1
Southern_PGAE_Li_Battery_4hr_52_Generic | generic-deliverability | Generic_PGE_South_500_offpeak | Operational_New_Capacity_MW | Southern_PGAE_Li_Battery_4hr_52_Generic |  | -1 | -1 | -1 | -1 | -1 | -1 | -1 | -1 | -1 | -1 | -1 | -1 | -1 | -1 | -1 | -1 | -1 | -1 | -1 | -1 | -1 | -1 | -1 | -1 | -1 | -1 | -1 | -1 | -1 | -1 | -1
Southern_PGAE_Li_Battery_4hr_54_Generic | generic-deliverability | Generic_PGE_South_500_offpeak | Operational_New_Capacity_MW | Southern_PGAE_Li_Battery_4hr_54_Generic |  | -1 | -1 | -1 | -1 | -1 | -1 | -1 | -1 | -1 | -1 | -1 | -1 | -1 | -1 | -1 | -1 | -1 | -1 | -1 | -1 | -1 | -1 | -1 | -1 | -1 | -1 | -1 | -1 | -1 | -1 | -1
Southern_PGAE_Li_Battery_4hr_61_Generic | generic-deliverability | Generic_PGE_South_500_offpeak | Operational_New_Capacity_MW | Southern_PGAE_Li_Battery_4hr_61_Generic |  | -1 | -1 | -1 | -1 | -1 | -1 | -1 | -1 | -1 | -1 | -1 | -1 | -1 | -1 | -1 | -1 | -1 | -1 | -1 | -1 | -1 | -1 | -1 | -1 | -1 | -1 | -1 | -1 | -1 | -1 | -1
Southern_PGAE_Li_Battery_4hr_69_Generic | generic-deliverability | Generic_PGE_South_500_offpeak | Operational_New_Capacity_MW | Southern_PGAE_Li_Battery_4hr_69_Generic |  | -1 | -1 | -1 | -1 | -1 | -1 | -1 | -1 | -1 | -1 | -1 | -1 | -1 | -1 | -1 | -1 | -1 | -1 | -1 | -1 | -1 | -1 | -1 | -1 | -1 | -1 | -1 | -1 | -1 | -1 | -1
Southern_PGAE_Li_Battery_4hr_72_Generic | generic-deliverability | Generic_PGE_South_500_offpeak | Operational_New_Capacity_MW | Southern_PGAE_Li_Battery_4hr_72_Generic |  | -1 | -1 | -1 | -1 | -1 | -1 | -1 | -1 | -1 | -1 | -1 | -1 | -1 | -1 | -1 | -1 | -1 | -1 | -1 | -1 | -1 | -1 | -1 | -1 | -1 | -1 | -1 | -1 | -1 | -1 | -1
Southern_PGAE_Li_Battery_4hr_74_Generic | generic-deliverability | Generic_PGE_South_500_offpeak | Operational_New_Capacity_MW | Southern_PGAE_Li_Battery_4hr_74_Generic |  | -1 | -1 | -1 | -1 | -1 | -1 | -1 | -1 | -1 | -1 | -1 | -1 | -1 | -1 | -1 | -1 | -1 | -1 | -1 | -1 | -1 | -1 | -1 | -1 | -1 | -1 | -1 | -1 | -1 | -1 | -1
Southern_PGAE_Li_Battery_4hr_75_Generic | generic-deliverability | Generic_PGE_South_500_offpeak | Operational_New_Capacity_MW | Southern_PGAE_Li_Battery_4hr_75_Generic |  | -1 | -1 | -1 | -1 | -1 | -1 | -1 | -1 | -1 | -1 | -1 | -1 | -1 | -1 | -1 | -1 | -1 | -1 | -1 | -1 | -1 | -1 | -1 | -1 | -1 | -1 | -1 | -1 | -1 | -1 | -1
Southern_PGAE_Li_Battery_4hr_79_Generic | generic-deliverability | Generic_PGE_South_500_offpeak | Operational_New_Capacity_MW | Southern_PGAE_Li_Battery_4hr_79_Generic |  | -1 | -1 | -1 | -1 | -1 | -1 | -1 | -1 | -1 | -1 | -1 | -1 | -1 | -1 | -1 | -1 | -1 | -1 | -1 | -1 | -1 | -1 | -1 | -1 | -1 | -1 | -1 | -1 | -1 | -1 | -1
Southern_PGAE_Li_Battery_4hr_8_Generic | generic-deliverability | Generic_PGE_South_500_offpeak | Operational_New_Capacity_MW | Southern_PGAE_Li_Battery_4hr_8_Generic |  | -1 | -1 | -1 | -1 | -1 | -1 | -1 | -1 | -1 | -1 | -1 | -1 | -1 | -1 | -1 | -1 | -1 | -1 | -1 | -1 | -1 | -1 | -1 | -1 | -1 | -1 | -1 | -1 | -1 | -1 | -1
Southern_PGAE_Li_Battery_4hr_93_Generic | generic-deliverability | Generic_PGE_South_500_offpeak | Operational_New_Capacity_MW | Southern_PGAE_Li_Battery_4hr_93_Generic |  | -1 | -1 | -1 | -1 | -1 | -1 | -1 | -1 | -1 | -1 | -1 | -1 | -1 | -1 | -1 | -1 | -1 | -1 | -1 | -1 | -1 | -1 | -1 | -1 | -1 | -1 | -1 | -1 | -1 | -1 | -1
Southern_PGAE_Li_Battery_4hr_98_Generic | generic-deliverability | Generic_PGE_South_500_offpeak | Operational_New_Capacity_MW | Southern_PGAE_Li_Battery_4hr_98_Generic |  | -1 | -1 | -1 | -1 | -1 | -1 | -1 | -1 | -1 | -1 | -1 | -1 | -1 | -1 | -1 | -1 | -1 | -1 | -1 | -1 | -1 | -1 | -1 | -1 | -1 | -1 | -1 | -1 | -1 | -1 | -1
Southern_PGAE_Li_Battery_4hr_99_Generic | generic-deliverability | Generic_PGE_South_500_offpeak | Operational_New_Capacity_MW | Southern_PGAE_Li_Battery_4hr_99_Generic |  | -1 | -1 | -1 | -1 | -1 | -1 | -1 | -1 | -1 | -1 | -1 | -1 | -1 | -1 | -1 | -1 | -1 | -1 | -1 | -1 | -1 | -1 | -1 | -1 | -1 | -1 | -1 | -1 | -1 | -1 | -1
Southern_PGAE_Li_Battery_8hr_102_Generic | generic-deliverability | Generic_PGE_South_500_offpeak | Operational_New_Capacity_MW | Southern_PGAE_Li_Battery_8hr_102_Generic |  | -1 | -1 | -1 | -1 | -1 | -1 | -1 | -1 | -1 | -1 | -1 | -1 | -1 | -1 | -1 | -1 | -1 | -1 | -1 | -1 | -1 | -1 | -1 | -1 | -1 | -1 | -1 | -1 | -1 | -1 | -1
Southern_PGAE_Li_Battery_8hr_109_Generic | generic-deliverability | Generic_PGE_South_500_offpeak | Operational_New_Capacity_MW | Southern_PGAE_Li_Battery_8hr_109_Generic |  | -1 | -1 | -1 | -1 | -1 | -1 | -1 | -1 | -1 | -1 | -1 | -1 | -1 | -1 | -1 | -1 | -1 | -1 | -1 | -1 | -1 | -1 | -1 | -1 | -1 | -1 | -1 | -1 | -1 | -1 | -1
Southern_PGAE_Li_Battery_8hr_117_Generic | generic-deliverability | Generic_PGE_South_500_offpeak | Operational_New_Capacity_MW | Southern_PGAE_Li_Battery_8hr_117_Generic |  | -1 | -1 | -1 | -1 | -1 | -1 | -1 | -1 | -1 | -1 | -1 | -1 | -1 | -1 | -1 | -1 | -1 | -1 | -1 | -1 | -1 | -1 | -1 | -1 | -1 | -1 | -1 | -1 | -1 | -1 | -1
Southern_PGAE_Li_Battery_8hr_118_Generic | generic-deliverability | Generic_PGE_South_500_offpeak | Operational_New_Capacity_MW | Southern_PGAE_Li_Battery_8hr_118_Generic |  | -1 | -1 | -1 | -1 | -1 | -1 | -1 | -1 | -1 | -1 | -1 | -1 | -1 | -1 | -1 | -1 | -1 | -1 | -1 | -1 | -1 | -1 | -1 | -1 | -1 | -1 | -1 | -1 | -1 | -1 | -1
Southern_PGAE_Li_Battery_8hr_12_Generic | generic-deliverability | Generic_PGE_South_500_offpeak | Operational_New_Capacity_MW | Southern_PGAE_Li_Battery_8hr_12_Generic |  | -1 | -1 | -1 | -1 | -1 | -1 | -1 | -1 | -1 | -1 | -1 | -1 | -1 | -1 | -1 | -1 | -1 | -1 | -1 | -1 | -1 | -1 | -1 | -1 | -1 | -1 | -1 | -1 | -1 | -1 | -1
Southern_PGAE_Li_Battery_8hr_124_Generic | generic-deliverability | Generic_PGE_South_500_offpeak | Operational_New_Capacity_MW | Southern_PGAE_Li_Battery_8hr_124_Generic |  | -1 | -1 | -1 | -1 | -1 | -1 | -1 | -1 | -1 | -1 | -1 | -1 | -1 | -1 | -1 | -1 | -1 | -1 | -1 | -1 | -1 | -1 | -1 | -1 | -1 | -1 | -1 | -1 | -1 | -1 | -1
Southern_PGAE_Li_Battery_8hr_136_Generic | generic-deliverability | Generic_PGE_South_500_offpeak | Operational_New_Capacity_MW | Southern_PGAE_Li_Battery_8hr_136_Generic |  | -1 | -1 | -1 | -1 | -1 | -1 | -1 | -1 | -1 | -1 | -1 | -1 | -1 | -1 | -1 | -1 | -1 | -1 | -1 | -1 | -1 | -1 | -1 | -1 | -1 | -1 | -1 | -1 | -1 | -1 | -1
Southern_PGAE_Li_Battery_8hr_139_Generic | generic-deliverability | Generic_PGE_South_500_offpeak | Operational_New_Capacity_MW | Southern_PGAE_Li_Battery_8hr_139_Generic |  | -1 | -1 | -1 | -1 | -1 | -1 | -1 | -1 | -1 | -1 | -1 | -1 | -1 | -1 | -1 | -1 | -1 | -1 | -1 | -1 | -1 | -1 | -1 | -1 | -1 | -1 | -1 | -1 | -1 | -1 | -1
Southern_PGAE_Li_Battery_8hr_140_Generic | generic-deliverability | Generic_PGE_South_500_offpeak | Operational_New_Capacity_MW | Southern_PGAE_Li_Battery_8hr_140_Generic |  | -1 | -1 | -1 | -1 | -1 | -1 | -1 | -1 | -1 | -1 | -1 | -1 | -1 | -1 | -1 | -1 | -1 | -1 | -1 | -1 | -1 | -1 | -1 | -1 | -1 | -1 | -1 | -1 | -1 | -1 | -1
Southern_PGAE_Li_Battery_8hr_147_Generic | generic-deliverability | Generic_PGE_South_500_offpeak | Operational_New_Capacity_MW | Southern_PGAE_Li_Battery_8hr_147_Generic |  | -1 | -1 | -1 | -1 | -1 | -1 | -1 | -1 | -1 | -1 | -1 | -1 | -1 | -1 | -1 | -1 | -1 | -1 | -1 | -1 | -1 | -1 | -1 | -1 | -1 | -1 | -1 | -1 | -1 | -1 | -1
Southern_PGAE_Li_Battery_8hr_148_Generic | generic-deliverability | Generic_PGE_South_500_offpeak | Operational_New_Capacity_MW | Southern_PGAE_Li_Battery_8hr_148_Generic |  | -1 | -1 | -1 | -1 | -1 | -1 | -1 | -1 | -1 | -1 | -1 | -1 | -1 | -1 | -1 | -1 | -1 | -1 | -1 | -1 | -1 | -1 | -1 | -1 | -1 | -1 | -1 | -1 | -1 | -1 | -1
Southern_PGAE_Li_Battery_8hr_151_Generic | generic-deliverability | Generic_PGE_South_500_offpeak | Operational_New_Capacity_MW | Southern_PGAE_Li_Battery_8hr_151_Generic |  | -1 | -1 | -1 | -1 | -1 | -1 | -1 | -1 | -1 | -1 | -1 | -1 | -1 | -1 | -1 | -1 | -1 | -1 | -1 | -1 | -1 | -1 | -1 | -1 | -1 | -1 | -1 | -1 | -1 | -1 | -1
Southern_PGAE_Li_Battery_8hr_152_Generic | generic-deliverability | Generic_PGE_South_500_offpeak | Operational_New_Capacity_MW | Southern_PGAE_Li_Battery_8hr_152_Generic |  | -1 | -1 | -1 | -1 | -1 | -1 | -1 | -1 | -1 | -1 | -1 | -1 | -1 | -1 | -1 | -1 | -1 | -1 | -1 | -1 | -1 | -1 | -1 | -1 | -1 | -1 | -1 | -1 | -1 | -1 | -1
Southern_PGAE_Li_Battery_8hr_154_Generic | generic-deliverability | Generic_PGE_South_500_offpeak | Operational_New_Capacity_MW | Southern_PGAE_Li_Battery_8hr_154_Generic |  | -1 | -1 | -1 | -1 | -1 | -1 | -1 | -1 | -1 | -1 | -1 | -1 | -1 | -1 | -1 | -1 | -1 | -1 | -1 | -1 | -1 | -1 | -1 | -1 | -1 | -1 | -1 | -1 | -1 | -1 | -1
Southern_PGAE_Li_Battery_8hr_160_Generic | generic-deliverability | Generic_PGE_South_500_offpeak | Operational_New_Capacity_MW | Southern_PGAE_Li_Battery_8hr_160_Generic |  | -1 | -1 | -1 | -1 | -1 | -1 | -1 | -1 | -1 | -1 | -1 | -1 | -1 | -1 | -1 | -1 | -1 | -1 | -1 | -1 | -1 | -1 | -1 | -1 | -1 | -1 | -1 | -1 | -1 | -1 | -1
Southern_PGAE_Li_Battery_8hr_161_Generic | generic-deliverability | Generic_PGE_South_500_offpeak | Operational_New_Capacity_MW | Southern_PGAE_Li_Battery_8hr_161_Generic |  | -1 | -1 | -1 | -1 | -1 | -1 | -1 | -1 | -1 | -1 | -1 | -1 | -1 | -1 | -1 | -1 | -1 | -1 | -1 | -1 | -1 | -1 | -1 | -1 | -1 | -1 | -1 | -1 | -1 | -1 | -1
Southern_PGAE_Li_Battery_8hr_162_Generic | generic-deliverability | Generic_PGE_South_500_offpeak | Operational_New_Capacity_MW | Southern_PGAE_Li_Battery_8hr_162_Generic |  | -1 | -1 | -1 | -1 | -1 | -1 | -1 | -1 | -1 | -1 | -1 | -1 | -1 | -1 | -1 | -1 | -1 | -1 | -1 | -1 | -1 | -1 | -1 | -1 | -1 | -1 | -1 | -1 | -1 | -1 | -1
Southern_PGAE_Li_Battery_8hr_163_Generic | generic-deliverability | Generic_PGE_South_500_offpeak | Operational_New_Capacity_MW | Southern_PGAE_Li_Battery_8hr_163_Generic |  | -1 | -1 | -1 | -1 | -1 | -1 | -1 | -1 | -1 | -1 | -1 | -1 | -1 | -1 | -1 | -1 | -1 | -1 | -1 | -1 | -1 | -1 | -1 | -1 | -1 | -1 | -1 | -1 | -1 | -1 | -1
Southern_PGAE_Li_Battery_8hr_164_Generic | generic-deliverability | Generic_PGE_South_500_offpeak | Operational_New_Capacity_MW | Southern_PGAE_Li_Battery_8hr_164_Generic |  | -1 | -1 | -1 | -1 | -1 | -1 | -1 | -1 | -1 | -1 | -1 | -1 | -1 | -1 | -1 | -1 | -1 | -1 | -1 | -1 | -1 | -1 | -1 | -1 | -1 | -1 | -1 | -1 | -1 | -1 | -1
Southern_PGAE_Li_Battery_8hr_165_Generic | generic-deliverability | Generic_PGE_South_500_offpeak | Operational_New_Capacity_MW | Southern_PGAE_Li_Battery_8hr_165_Generic |  | -1 | -1 | -1 | -1 | -1 | -1 | -1 | -1 | -1 | -1 | -1 | -1 | -1 | -1 | -1 | -1 | -1 | -1 | -1 | -1 | -1 | -1 | -1 | -1 | -1 | -1 | -1 | -1 | -1 | -1 | -1
Southern_PGAE_Li_Battery_8hr_168_Generic | generic-deliverability | Generic_PGE_South_500_offpeak | Operational_New_Capacity_MW | Southern_PGAE_Li_Battery_8hr_168_Generic |  | -1 | -1 | -1 | -1 | -1 | -1 | -1 | -1 | -1 | -1 | -1 | -1 | -1 | -1 | -1 | -1 | -1 | -1 | -1 | -1 | -1 | -1 | -1 | -1 | -1 | -1 | -1 | -1 | -1 | -1 | -1
Southern_PGAE_Li_Battery_8hr_169_Generic | generic-deliverability | Generic_PGE_South_500_offpeak | Operational_New_Capacity_MW | Southern_PGAE_Li_Battery_8hr_169_Generic |  | -1 | -1 | -1 | -1 | -1 | -1 | -1 | -1 | -1 | -1 | -1 | -1 | -1 | -1 | -1 | -1 | -1 | -1 | -1 | -1 | -1 | -1 | -1 | -1 | -1 | -1 | -1 | -1 | -1 | -1 | -1
Southern_PGAE_Li_Battery_8hr_17_Generic | generic-deliverability | Generic_PGE_South_500_offpeak | Operational_New_Capacity_MW | Southern_PGAE_Li_Battery_8hr_17_Generic |  | -1 | -1 | -1 | -1 | -1 | -1 | -1 | -1 | -1 | -1 | -1 | -1 | -1 | -1 | -1 | -1 | -1 | -1 | -1 | -1 | -1 | -1 | -1 | -1 | -1 | -1 | -1 | -1 | -1 | -1 | -1
Southern_PGAE_Li_Battery_8hr_170_Generic | generic-deliverability | Generic_PGE_South_500_offpeak | Operational_New_Capacity_MW | Southern_PGAE_Li_Battery_8hr_170_Generic |  | -1 | -1 | -1 | -1 | -1 | -1 | -1 | -1 | -1 | -1 | -1 | -1 | -1 | -1 | -1 | -1 | -1 | -1 | -1 | -1 | -1 | -1 | -1 | -1 | -1 | -1 | -1 | -1 | -1 | -1 | -1
Southern_PGAE_Li_Battery_8hr_173_Generic | generic-deliverability | Generic_PGE_South_500_offpeak | Operational_New_Capacity_MW | Southern_PGAE_Li_Battery_8hr_173_Generic |  | -1 | -1 | -1 | -1 | -1 | -1 | -1 | -1 | -1 | -1 | -1 | -1 | -1 | -1 | -1 | -1 | -1 | -1 | -1 | -1 | -1 | -1 | -1 | -1 | -1 | -1 | -1 | -1 | -1 | -1 | -1
Southern_PGAE_Li_Battery_8hr_174_Generic | generic-deliverability | Generic_PGE_South_500_offpeak | Operational_New_Capacity_MW | Southern_PGAE_Li_Battery_8hr_174_Generic |  | -1 | -1 | -1 | -1 | -1 | -1 | -1 | -1 | -1 | -1 | -1 | -1 | -1 | -1 | -1 | -1 | -1 | -1 | -1 | -1 | -1 | -1 | -1 | -1 | -1 | -1 | -1 | -1 | -1 | -1 | -1
Southern_PGAE_Li_Battery_8hr_175_Generic | generic-deliverability | Generic_PGE_South_500_offpeak | Operational_New_Capacity_MW | Southern_PGAE_Li_Battery_8hr_175_Generic |  | -1 | -1 | -1 | -1 | -1 | -1 | -1 | -1 | -1 | -1 | -1 | -1 | -1 | -1 | -1 | -1 | -1 | -1 | -1 | -1 | -1 | -1 | -1 | -1 | -1 | -1 | -1 | -1 | -1 | -1 | -1
Southern_PGAE_Li_Battery_8hr_176_Generic | generic-deliverability | Generic_PGE_South_500_offpeak | Operational_New_Capacity_MW | Southern_PGAE_Li_Battery_8hr_176_Generic |  | -1 | -1 | -1 | -1 | -1 | -1 | -1 | -1 | -1 | -1 | -1 | -1 | -1 | -1 | -1 | -1 | -1 | -1 | -1 | -1 | -1 | -1 | -1 | -1 | -1 | -1 | -1 | -1 | -1 | -1 | -1
Southern_PGAE_Li_Battery_8hr_177_Generic | generic-deliverability | Generic_PGE_South_500_offpeak | Operational_New_Capacity_MW | Southern_PGAE_Li_Battery_8hr_177_Generic |  | -1 | -1 | -1 | -1 | -1 | -1 | -1 | -1 | -1 | -1 | -1 | -1 | -1 | -1 | -1 | -1 | -1 | -1 | -1 | -1 | -1 | -1 | -1 | -1 | -1 | -1 | -1 | -1 | -1 | -1 | -1
Southern_PGAE_Li_Battery_8hr_181_Generic | generic-deliverability | Generic_PGE_South_500_offpeak | Operational_New_Capacity_MW | Southern_PGAE_Li_Battery_8hr_181_Generic |  | -1 | -1 | -1 | -1 | -1 | -1 | -1 | -1 | -1 | -1 | -1 | -1 | -1 | -1 | -1 | -1 | -1 | -1 | -1 | -1 | -1 | -1 | -1 | -1 | -1 | -1 | -1 | -1 | -1 | -1 | -1
Southern_PGAE_Li_Battery_8hr_22_Generic | generic-deliverability | Generic_PGE_South_500_offpeak | Operational_New_Capacity_MW | Southern_PGAE_Li_Battery_8hr_22_Generic |  | -1 | -1 | -1 | -1 | -1 | -1 | -1 | -1 | -1 | -1 | -1 | -1 | -1 | -1 | -1 | -1 | -1 | -1 | -1 | -1 | -1 | -1 | -1 | -1 | -1 | -1 | -1 | -1 | -1 | -1 | -1
Southern_PGAE_Li_Battery_8hr_23_Generic | generic-deliverability | Generic_PGE_South_500_offpeak | Operational_New_Capacity_MW | Southern_PGAE_Li_Battery_8hr_23_Generic |  | -1 | -1 | -1 | -1 | -1 | -1 | -1 | -1 | -1 | -1 | -1 | -1 | -1 | -1 | -1 | -1 | -1 | -1 | -1 | -1 | -1 | -1 | -1 | -1 | -1 | -1 | -1 | -1 | -1 | -1 | -1
Southern_PGAE_Li_Battery_8hr_24_Generic | generic-deliverability | Generic_PGE_South_500_offpeak | Operational_New_Capacity_MW | Southern_PGAE_Li_Battery_8hr_24_Generic |  | -1 | -1 | -1 | -1 | -1 | -1 | -1 | -1 | -1 | -1 | -1 | -1 | -1 | -1 | -1 | -1 | -1 | -1 | -1 | -1 | -1 | -1 | -1 | -1 | -1 | -1 | -1 | -1 | -1 | -1 | -1
Southern_PGAE_Li_Battery_8hr_27_Generic | generic-deliverability | Generic_PGE_South_500_offpeak | Operational_New_Capacity_MW | Southern_PGAE_Li_Battery_8hr_27_Generic |  | -1 | -1 | -1 | -1 | -1 | -1 | -1 | -1 | -1 | -1 | -1 | -1 | -1 | -1 | -1 | -1 | -1 | -1 | -1 | -1 | -1 | -1 | -1 | -1 | -1 | -1 | -1 | -1 | -1 | -1 | -1
Southern_PGAE_Li_Battery_8hr_3_Generic | generic-deliverability | Generic_PGE_South_500_offpeak | Operational_New_Capacity_MW | Southern_PGAE_Li_Battery_8hr_3_Generic |  | -1 | -1 | -1 | -1 | -1 | -1 | -1 | -1 | -1 | -1 | -1 | -1 | -1 | -1 | -1 | -1 | -1 | -1 | -1 | -1 | -1 | -1 | -1 | -1 | -1 | -1 | -1 | -1 | -1 | -1 | -1
Southern_PGAE_Li_Battery_8hr_33_Generic | generic-deliverability | Generic_PGE_South_500_offpeak | Operational_New_Capacity_MW | Southern_PGAE_Li_Battery_8hr_33_Generic |  | -1 | -1 | -1 | -1 | -1 | -1 | -1 | -1 | -1 | -1 | -1 | -1 | -1 | -1 | -1 | -1 | -1 | -1 | -1 | -1 | -1 | -1 | -1 | -1 | -1 | -1 | -1 | -1 | -1 | -1 | -1
Southern_PGAE_Li_Battery_8hr_34_Generic | generic-deliverability | Generic_PGE_South_500_offpeak | Operational_New_Capacity_MW | Southern_PGAE_Li_Battery_8hr_34_Generic |  | -1 | -1 | -1 | -1 | -1 | -1 | -1 | -1 | -1 | -1 | -1 | -1 | -1 | -1 | -1 | -1 | -1 | -1 | -1 | -1 | -1 | -1 | -1 | -1 | -1 | -1 | -1 | -1 | -1 | -1 | -1
Southern_PGAE_Li_Battery_8hr_37_Generic | generic-deliverability | Generic_PGE_South_500_offpeak | Operational_New_Capacity_MW | Southern_PGAE_Li_Battery_8hr_37_Generic |  | -1 | -1 | -1 | -1 | -1 | -1 | -1 | -1 | -1 | -1 | -1 | -1 | -1 | -1 | -1 | -1 | -1 | -1 | -1 | -1 | -1 | -1 | -1 | -1 | -1 | -1 | -1 | -1 | -1 | -1 | -1
Southern_PGAE_Li_Battery_8hr_39_Generic | generic-deliverability | Generic_PGE_South_500_offpeak | Operational_New_Capacity_MW | Southern_PGAE_Li_Battery_8hr_39_Generic |  | -1 | -1 | -1 | -1 | -1 | -1 | -1 | -1 | -1 | -1 | -1 | -1 | -1 | -1 | -1 | -1 | -1 | -1 | -1 | -1 | -1 | -1 | -1 | -1 | -1 | -1 | -1 | -1 | -1 | -1 | -1
Southern_PGAE_Li_Battery_8hr_43_Generic | generic-deliverability | Generic_PGE_South_500_offpeak | Operational_New_Capacity_MW | Southern_PGAE_Li_Battery_8hr_43_Generic |  | -1 | -1 | -1 | -1 | -1 | -1 | -1 | -1 | -1 | -1 | -1 | -1 | -1 | -1 | -1 | -1 | -1 | -1 | -1 | -1 | -1 | -1 | -1 | -1 | -1 | -1 | -1 | -1 | -1 | -1 | -1
Southern_PGAE_Li_Battery_8hr_45_Generic | generic-deliverability | Generic_PGE_South_500_offpeak | Operational_New_Capacity_MW | Southern_PGAE_Li_Battery_8hr_45_Generic |  | -1 | -1 | -1 | -1 | -1 | -1 | -1 | -1 | -1 | -1 | -1 | -1 | -1 | -1 | -1 | -1 | -1 | -1 | -1 | -1 | -1 | -1 | -1 | -1 | -1 | -1 | -1 | -1 | -1 | -1 | -1
Southern_PGAE_Li_Battery_8hr_46_Generic | generic-deliverability | Generic_PGE_South_500_offpeak | Operational_New_Capacity_MW | Southern_PGAE_Li_Battery_8hr_46_Generic |  | -1 | -1 | -1 | -1 | -1 | -1 | -1 | -1 | -1 | -1 | -1 | -1 | -1 | -1 | -1 | -1 | -1 | -1 | -1 | -1 | -1 | -1 | -1 | -1 | -1 | -1 | -1 | -1 | -1 | -1 | -1
Southern_PGAE_Li_Battery_8hr_47_Generic | generic-deliverability | Generic_PGE_South_500_offpeak | Operational_New_Capacity_MW | Southern_PGAE_Li_Battery_8hr_47_Generic |  | -1 | -1 | -1 | -1 | -1 | -1 | -1 | -1 | -1 | -1 | -1 | -1 | -1 | -1 | -1 | -1 | -1 | -1 | -1 | -1 | -1 | -1 | -1 | -1 | -1 | -1 | -1 | -1 | -1 | -1 | -1
Southern_PGAE_Li_Battery_8hr_49_Generic | generic-deliverability | Generic_PGE_South_500_offpeak | Operational_New_Capacity_MW | Southern_PGAE_Li_Battery_8hr_49_Generic |  | -1 | -1 | -1 | -1 | -1 | -1 | -1 | -1 | -1 | -1 | -1 | -1 | -1 | -1 | -1 | -1 | -1 | -1 | -1 | -1 | -1 | -1 | -1 | -1 | -1 | -1 | -1 | -1 | -1 | -1 | -1
Southern_PGAE_Li_Battery_8hr_52_Generic | generic-deliverability | Generic_PGE_South_500_offpeak | Operational_New_Capacity_MW | Southern_PGAE_Li_Battery_8hr_52_Generic |  | -1 | -1 | -1 | -1 | -1 | -1 | -1 | -1 | -1 | -1 | -1 | -1 | -1 | -1 | -1 | -1 | -1 | -1 | -1 | -1 | -1 | -1 | -1 | -1 | -1 | -1 | -1 | -1 | -1 | -1 | -1
Southern_PGAE_Li_Battery_8hr_54_Generic | generic-deliverability | Generic_PGE_South_500_offpeak | Operational_New_Capacity_MW | Southern_PGAE_Li_Battery_8hr_54_Generic |  | -1 | -1 | -1 | -1 | -1 | -1 | -1 | -1 | -1 | -1 | -1 | -1 | -1 | -1 | -1 | -1 | -1 | -1 | -1 | -1 | -1 | -1 | -1 | -1 | -1 | -1 | -1 | -1 | -1 | -1 | -1
Southern_PGAE_Li_Battery_8hr_61_Generic | generic-deliverability | Generic_PGE_South_500_offpeak | Operational_New_Capacity_MW | Southern_PGAE_Li_Battery_8hr_61_Generic |  | -1 | -1 | -1 | -1 | -1 | -1 | -1 | -1 | -1 | -1 | -1 | -1 | -1 | -1 | -1 | -1 | -1 | -1 | -1 | -1 | -1 | -1 | -1 | -1 | -1 | -1 | -1 | -1 | -1 | -1 | -1
Southern_PGAE_Li_Battery_8hr_69_Generic | generic-deliverability | Generic_PGE_South_500_offpeak | Operational_New_Capacity_MW | Southern_PGAE_Li_Battery_8hr_69_Generic |  | -1 | -1 | -1 | -1 | -1 | -1 | -1 | -1 | -1 | -1 | -1 | -1 | -1 | -1 | -1 | -1 | -1 | -1 | -1 | -1 | -1 | -1 | -1 | -1 | -1 | -1 | -1 | -1 | -1 | -1 | -1
Southern_PGAE_Li_Battery_8hr_72_Generic | generic-deliverability | Generic_PGE_South_500_offpeak | Operational_New_Capacity_MW | Southern_PGAE_Li_Battery_8hr_72_Generic |  | -1 | -1 | -1 | -1 | -1 | -1 | -1 | -1 | -1 | -1 | -1 | -1 | -1 | -1 | -1 | -1 | -1 | -1 | -1 | -1 | -1 | -1 | -1 | -1 | -1 | -1 | -1 | -1 | -1 | -1 | -1
Southern_PGAE_Li_Battery_8hr_74_Generic | generic-deliverability | Generic_PGE_South_500_offpeak | Operational_New_Capacity_MW | Southern_PGAE_Li_Battery_8hr_74_Generic |  | -1 | -1 | -1 | -1 | -1 | -1 | -1 | -1 | -1 | -1 | -1 | -1 | -1 | -1 | -1 | -1 | -1 | -1 | -1 | -1 | -1 | -1 | -1 | -1 | -1 | -1 | -1 | -1 | -1 | -1 | -1
Southern_PGAE_Li_Battery_8hr_75_Generic | generic-deliverability | Generic_PGE_South_500_offpeak | Operational_New_Capacity_MW | Southern_PGAE_Li_Battery_8hr_75_Generic |  | -1 | -1 | -1 | -1 | -1 | -1 | -1 | -1 | -1 | -1 | -1 | -1 | -1 | -1 | -1 | -1 | -1 | -1 | -1 | -1 | -1 | -1 | -1 | -1 | -1 | -1 | -1 | -1 | -1 | -1 | -1
Southern_PGAE_Li_Battery_8hr_79_Generic | generic-deliverability | Generic_PGE_South_500_offpeak | Operational_New_Capacity_MW | Southern_PGAE_Li_Battery_8hr_79_Generic |  | -1 | -1 | -1 | -1 | -1 | -1 | -1 | -1 | -1 | -1 | -1 | -1 | -1 | -1 | -1 | -1 | -1 | -1 | -1 | -1 | -1 | -1 | -1 | -1 | -1 | -1 | -1 | -1 | -1 | -1 | -1
Southern_PGAE_Li_Battery_8hr_8_Generic | generic-deliverability | Generic_PGE_South_500_offpeak | Operational_New_Capacity_MW | Southern_PGAE_Li_Battery_8hr_8_Generic |  | -1 | -1 | -1 | -1 | -1 | -1 | -1 | -1 | -1 | -1 | -1 | -1 | -1 | -1 | -1 | -1 | -1 | -1 | -1 | -1 | -1 | -1 | -1 | -1 | -1 | -1 | -1 | -1 | -1 | -1 | -1
Southern_PGAE_Li_Battery_8hr_93_Generic | generic-deliverability | Generic_PGE_South_500_offpeak | Operational_New_Capacity_MW | Southern_PGAE_Li_Battery_8hr_93_Generic |  | -1 | -1 | -1 | -1 | -1 | -1 | -1 | -1 | -1 | -1 | -1 | -1 | -1 | -1 | -1 | -1 | -1 | -1 | -1 | -1 | -1 | -1 | -1 | -1 | -1 | -1 | -1 | -1 | -1 | -1 | -1
Southern_PGAE_Li_Battery_8hr_98_Generic | generic-deliverability | Generic_PGE_South_500_offpeak | Operational_New_Capacity_MW | Southern_PGAE_Li_Battery_8hr_98_Generic |  | -1 | -1 | -1 | -1 | -1 | -1 | -1 | -1 | -1 | -1 | -1 | -1 | -1 | -1 | -1 | -1 | -1 | -1 | -1 | -1 | -1 | -1 | -1 | -1 | -1 | -1 | -1 | -1 | -1 | -1 | -1
Southern_PGAE_Li_Battery_8hr_99_Generic | generic-deliverability | Generic_PGE_South_500_offpeak | Operational_New_Capacity_MW | Southern_PGAE_Li_Battery_8hr_99_Generic |  | -1 | -1 | -1 | -1 | -1 | -1 | -1 | -1 | -1 | -1 | -1 | -1 | -1 | -1 | -1 | -1 | -1 | -1 | -1 | -1 | -1 | -1 | -1 | -1 | -1 | -1 | -1 | -1 | -1 | -1 | -1
Southern_PGAE_Solar_102_Generic | generic-deliverability | Generic_PGE_South_500_offpeak | Operational_New_Capacity_MW | Southern_PGAE_Solar_102_Generic |  | 0.68 | 0.68 | 0.68 | 0.68 | 0.68 | 0.68 | 0.68 | 0.68 | 0.68 | 0.68 | 0.68 | 0.68 | 0.68 | 0.68 | 0.68 | 0.68 | 0.68 | 0.68 | 0.68 | 0.68 | 0.68 | 0.68 | 0.68 | 0.68 | 0.68 | 0.68 | 0.68 | 0.68 | 0.68 | 0.68 | 0.68
Southern_PGAE_Solar_109_Generic | generic-deliverability | Generic_PGE_South_500_offpeak | Operational_New_Capacity_MW | Southern_PGAE_Solar_109_Generic |  | 0.68 | 0.68 | 0.68 | 0.68 | 0.68 | 0.68 | 0.68 | 0.68 | 0.68 | 0.68 | 0.68 | 0.68 | 0.68 | 0.68 | 0.68 | 0.68 | 0.68 | 0.68 | 0.68 | 0.68 | 0.68 | 0.68 | 0.68 | 0.68 | 0.68 | 0.68 | 0.68 | 0.68 | 0.68 | 0.68 | 0.68
Southern_PGAE_Solar_117_Generic | generic-deliverability | Generic_PGE_South_500_offpeak | Operational_New_Capacity_MW | Southern_PGAE_Solar_117_Generic |  | 0.68 | 0.68 | 0.68 | 0.68 | 0.68 | 0.68 | 0.68 | 0.68 | 0.68 | 0.68 | 0.68 | 0.68 | 0.68 | 0.68 | 0.68 | 0.68 | 0.68 | 0.68 | 0.68 | 0.68 | 0.68 | 0.68 | 0.68 | 0.68 | 0.68 | 0.68 | 0.68 | 0.68 | 0.68 | 0.68 | 0.68
Southern_PGAE_Solar_118_Generic | generic-deliverability | Generic_PGE_South_500_offpeak | Operational_New_Capacity_MW | Southern_PGAE_Solar_118_Generic |  | 0.68 | 0.68 | 0.68 | 0.68 | 0.68 | 0.68 | 0.68 | 0.68 | 0.68 | 0.68 | 0.68 | 0.68 | 0.68 | 0.68 | 0.68 | 0.68 | 0.68 | 0.68 | 0.68 | 0.68 | 0.68 | 0.68 | 0.68 | 0.68 | 0.68 | 0.68 | 0.68 | 0.68 | 0.68 | 0.68 | 0.68
Southern_PGAE_Solar_12_Generic | generic-deliverability | Generic_PGE_South_500_offpeak | Operational_New_Capacity_MW | Southern_PGAE_Solar_12_Generic |  | 0.68 | 0.68 | 0.68 | 0.68 | 0.68 | 0.68 | 0.68 | 0.68 | 0.68 | 0.68 | 0.68 | 0.68 | 0.68 | 0.68 | 0.68 | 0.68 | 0.68 | 0.68 | 0.68 | 0.68 | 0.68 | 0.68 | 0.68 | 0.68 | 0.68 | 0.68 | 0.68 | 0.68 | 0.68 | 0.68 | 0.68
Southern_PGAE_Solar_124_Generic | generic-deliverability | Generic_PGE_South_500_offpeak | Operational_New_Capacity_MW | Southern_PGAE_Solar_124_Generic |  | 0.68 | 0.68 | 0.68 | 0.68 | 0.68 | 0.68 | 0.68 | 0.68 | 0.68 | 0.68 | 0.68 | 0.68 | 0.68 | 0.68 | 0.68 | 0.68 | 0.68 | 0.68 | 0.68 | 0.68 | 0.68 | 0.68 | 0.68 | 0.68 | 0.68 | 0.68 | 0.68 | 0.68 | 0.68 | 0.68 | 0.68
Southern_PGAE_Solar_136_Generic | generic-deliverability | Generic_PGE_South_500_offpeak | Operational_New_Capacity_MW | Southern_PGAE_Solar_136_Generic |  | 0.68 | 0.68 | 0.68 | 0.68 | 0.68 | 0.68 | 0.68 | 0.68 | 0.68 | 0.68 | 0.68 | 0.68 | 0.68 | 0.68 | 0.68 | 0.68 | 0.68 | 0.68 | 0.68 | 0.68 | 0.68 | 0.68 | 0.68 | 0.68 | 0.68 | 0.68 | 0.68 | 0.68 | 0.68 | 0.68 | 0.68
Southern_PGAE_Solar_139_Generic | generic-deliverability | Generic_PGE_South_500_offpeak | Operational_New_Capacity_MW | Southern_PGAE_Solar_139_Generic |  | 0.68 | 0.68 | 0.68 | 0.68 | 0.68 | 0.68 | 0.68 | 0.68 | 0.68 | 0.68 | 0.68 | 0.68 | 0.68 | 0.68 | 0.68 | 0.68 | 0.68 | 0.68 | 0.68 | 0.68 | 0.68 | 0.68 | 0.68 | 0.68 | 0.68 | 0.68 | 0.68 | 0.68 | 0.68 | 0.68 | 0.68
Southern_PGAE_Solar_140_Generic | generic-deliverability | Generic_PGE_South_500_offpeak | Operational_New_Capacity_MW | Southern_PGAE_Solar_140_Generic |  | 0.68 | 0.68 | 0.68 | 0.68 | 0.68 | 0.68 | 0.68 | 0.68 | 0.68 | 0.68 | 0.68 | 0.68 | 0.68 | 0.68 | 0.68 | 0.68 | 0.68 | 0.68 | 0.68 | 0.68 | 0.68 | 0.68 | 0.68 | 0.68 | 0.68 | 0.68 | 0.68 | 0.68 | 0.68 | 0.68 | 0.68
Southern_PGAE_Solar_147_Generic | generic-deliverability | Generic_PGE_South_500_offpeak | Operational_New_Capacity_MW | Southern_PGAE_Solar_147_Generic |  | 0.68 | 0.68 | 0.68 | 0.68 | 0.68 | 0.68 | 0.68 | 0.68 | 0.68 | 0.68 | 0.68 | 0.68 | 0.68 | 0.68 | 0.68 | 0.68 | 0.68 | 0.68 | 0.68 | 0.68 | 0.68 | 0.68 | 0.68 | 0.68 | 0.68 | 0.68 | 0.68 | 0.68 | 0.68 | 0.68 | 0.68
Southern_PGAE_Solar_148_Generic | generic-deliverability | Generic_PGE_South_500_offpeak | Operational_New_Capacity_MW | Southern_PGAE_Solar_148_Generic |  | 0.68 | 0.68 | 0.68 | 0.68 | 0.68 | 0.68 | 0.68 | 0.68 | 0.68 | 0.68 | 0.68 | 0.68 | 0.68 | 0.68 | 0.68 | 0.68 | 0.68 | 0.68 | 0.68 | 0.68 | 0.68 | 0.68 | 0.68 | 0.68 | 0.68 | 0.68 | 0.68 | 0.68 | 0.68 | 0.68 | 0.68
Southern_PGAE_Solar_151_Generic | generic-deliverability | Generic_PGE_South_500_offpeak | Operational_New_Capacity_MW | Southern_PGAE_Solar_151_Generic |  | 0.68 | 0.68 | 0.68 | 0.68 | 0.68 | 0.68 | 0.68 | 0.68 | 0.68 | 0.68 | 0.68 | 0.68 | 0.68 | 0.68 | 0.68 | 0.68 | 0.68 | 0.68 | 0.68 | 0.68 | 0.68 | 0.68 | 0.68 | 0.68 | 0.68 | 0.68 | 0.68 | 0.68 | 0.68 | 0.68 | 0.68
Southern_PGAE_Solar_152_Generic | generic-deliverability | Generic_PGE_South_500_offpeak | Operational_New_Capacity_MW | Southern_PGAE_Solar_152_Generic |  | 0.68 | 0.68 | 0.68 | 0.68 | 0.68 | 0.68 | 0.68 | 0.68 | 0.68 | 0.68 | 0.68 | 0.68 | 0.68 | 0.68 | 0.68 | 0.68 | 0.68 | 0.68 | 0.68 | 0.68 | 0.68 | 0.68 | 0.68 | 0.68 | 0.68 | 0.68 | 0.68 | 0.68 | 0.68 | 0.68 | 0.68
Southern_PGAE_Solar_154_Generic | generic-deliverability | Generic_PGE_South_500_offpeak | Operational_New_Capacity_MW | Southern_PGAE_Solar_154_Generic |  | 0.68 | 0.68 | 0.68 | 0.68 | 0.68 | 0.68 | 0.68 | 0.68 | 0.68 | 0.68 | 0.68 | 0.68 | 0.68 | 0.68 | 0.68 | 0.68 | 0.68 | 0.68 | 0.68 | 0.68 | 0.68 | 0.68 | 0.68 | 0.68 | 0.68 | 0.68 | 0.68 | 0.68 | 0.68 | 0.68 | 0.68
Southern_PGAE_Solar_160_Generic | generic-deliverability | Generic_PGE_South_500_offpeak | Operational_New_Capacity_MW | Southern_PGAE_Solar_160_Generic |  | 0.68 | 0.68 | 0.68 | 0.68 | 0.68 | 0.68 | 0.68 | 0.68 | 0.68 | 0.68 | 0.68 | 0.68 | 0.68 | 0.68 | 0.68 | 0.68 | 0.68 | 0.68 | 0.68 | 0.68 | 0.68 | 0.68 | 0.68 | 0.68 | 0.68 | 0.68 | 0.68 | 0.68 | 0.68 | 0.68 | 0.68
Southern_PGAE_Solar_161_Generic | generic-deliverability | Generic_PGE_South_500_offpeak | Operational_New_Capacity_MW | Southern_PGAE_Solar_161_Generic |  | 0.68 | 0.68 | 0.68 | 0.68 | 0.68 | 0.68 | 0.68 | 0.68 | 0.68 | 0.68 | 0.68 | 0.68 | 0.68 | 0.68 | 0.68 | 0.68 | 0.68 | 0.68 | 0.68 | 0.68 | 0.68 | 0.68 | 0.68 | 0.68 | 0.68 | 0.68 | 0.68 | 0.68 | 0.68 | 0.68 | 0.68
Southern_PGAE_Solar_162_Generic | generic-deliverability | Generic_PGE_South_500_offpeak | Operational_New_Capacity_MW | Southern_PGAE_Solar_162_Generic |  | 0.68 | 0.68 | 0.68 | 0.68 | 0.68 | 0.68 | 0.68 | 0.68 | 0.68 | 0.68 | 0.68 | 0.68 | 0.68 | 0.68 | 0.68 | 0.68 | 0.68 | 0.68 | 0.68 | 0.68 | 0.68 | 0.68 | 0.68 | 0.68 | 0.68 | 0.68 | 0.68 | 0.68 | 0.68 | 0.68 | 0.68
Southern_PGAE_Solar_163_Generic | generic-deliverability | Generic_PGE_South_500_offpeak | Operational_New_Capacity_MW | Southern_PGAE_Solar_163_Generic |  | 0.68 | 0.68 | 0.68 | 0.68 | 0.68 | 0.68 | 0.68 | 0.68 | 0.68 | 0.68 | 0.68 | 0.68 | 0.68 | 0.68 | 0.68 | 0.68 | 0.68 | 0.68 | 0.68 | 0.68 | 0.68 | 0.68 | 0.68 | 0.68 | 0.68 | 0.68 | 0.68 | 0.68 | 0.68 | 0.68 | 0.68
Southern_PGAE_Solar_164_Generic | generic-deliverability | Generic_PGE_South_500_offpeak | Operational_New_Capacity_MW | Southern_PGAE_Solar_164_Generic |  | 0.68 | 0.68 | 0.68 | 0.68 | 0.68 | 0.68 | 0.68 | 0.68 | 0.68 | 0.68 | 0.68 | 0.68 | 0.68 | 0.68 | 0.68 | 0.68 | 0.68 | 0.68 | 0.68 | 0.68 | 0.68 | 0.68 | 0.68 | 0.68 | 0.68 | 0.68 | 0.68 | 0.68 | 0.68 | 0.68 | 0.68
Southern_PGAE_Solar_165_Generic | generic-deliverability | Generic_PGE_South_500_offpeak | Operational_New_Capacity_MW | Southern_PGAE_Solar_165_Generic |  | 0.68 | 0.68 | 0.68 | 0.68 | 0.68 | 0.68 | 0.68 | 0.68 | 0.68 | 0.68 | 0.68 | 0.68 | 0.68 | 0.68 | 0.68 | 0.68 | 0.68 | 0.68 | 0.68 | 0.68 | 0.68 | 0.68 | 0.68 | 0.68 | 0.68 | 0.68 | 0.68 | 0.68 | 0.68 | 0.68 | 0.68
Southern_PGAE_Solar_168_Generic | generic-deliverability | Generic_PGE_South_500_offpeak | Operational_New_Capacity_MW | Southern_PGAE_Solar_168_Generic |  | 0.68 | 0.68 | 0.68 | 0.68 | 0.68 | 0.68 | 0.68 | 0.68 | 0.68 | 0.68 | 0.68 | 0.68 | 0.68 | 0.68 | 0.68 | 0.68 | 0.68 | 0.68 | 0.68 | 0.68 | 0.68 | 0.68 | 0.68 | 0.68 | 0.68 | 0.68 | 0.68 | 0.68 | 0.68 | 0.68 | 0.68
Southern_PGAE_Solar_169_Generic | generic-deliverability | Generic_PGE_South_500_offpeak | Operational_New_Capacity_MW | Southern_PGAE_Solar_169_Generic |  | 0.68 | 0.68 | 0.68 | 0.68 | 0.68 | 0.68 | 0.68 | 0.68 | 0.68 | 0.68 | 0.68 | 0.68 | 0.68 | 0.68 | 0.68 | 0.68 | 0.68 | 0.68 | 0.68 | 0.68 | 0.68 | 0.68 | 0.68 | 0.68 | 0.68 | 0.68 | 0.68 | 0.68 | 0.68 | 0.68 | 0.68
Southern_PGAE_Solar_17_Generic | generic-deliverability | Generic_PGE_South_500_offpeak | Operational_New_Capacity_MW | Southern_PGAE_Solar_17_Generic |  | 0.68 | 0.68 | 0.68 | 0.68 | 0.68 | 0.68 | 0.68 | 0.68 | 0.68 | 0.68 | 0.68 | 0.68 | 0.68 | 0.68 | 0.68 | 0.68 | 0.68 | 0.68 | 0.68 | 0.68 | 0.68 | 0.68 | 0.68 | 0.68 | 0.68 | 0.68 | 0.68 | 0.68 | 0.68 | 0.68 | 0.68
Southern_PGAE_Solar_170_Generic | generic-deliverability | Generic_PGE_South_500_offpeak | Operational_New_Capacity_MW | Southern_PGAE_Solar_170_Generic |  | 0.68 | 0.68 | 0.68 | 0.68 | 0.68 | 0.68 | 0.68 | 0.68 | 0.68 | 0.68 | 0.68 | 0.68 | 0.68 | 0.68 | 0.68 | 0.68 | 0.68 | 0.68 | 0.68 | 0.68 | 0.68 | 0.68 | 0.68 | 0.68 | 0.68 | 0.68 | 0.68 | 0.68 | 0.68 | 0.68 | 0.68
Southern_PGAE_Solar_173_Generic | generic-deliverability | Generic_PGE_South_500_offpeak | Operational_New_Capacity_MW | Southern_PGAE_Solar_173_Generic |  | 0.68 | 0.68 | 0.68 | 0.68 | 0.68 | 0.68 | 0.68 | 0.68 | 0.68 | 0.68 | 0.68 | 0.68 | 0.68 | 0.68 | 0.68 | 0.68 | 0.68 | 0.68 | 0.68 | 0.68 | 0.68 | 0.68 | 0.68 | 0.68 | 0.68 | 0.68 | 0.68 | 0.68 | 0.68 | 0.68 | 0.68
Southern_PGAE_Solar_174_Generic | generic-deliverability | Generic_PGE_South_500_offpeak | Operational_New_Capacity_MW | Southern_PGAE_Solar_174_Generic |  | 0.68 | 0.68 | 0.68 | 0.68 | 0.68 | 0.68 | 0.68 | 0.68 | 0.68 | 0.68 | 0.68 | 0.68 | 0.68 | 0.68 | 0.68 | 0.68 | 0.68 | 0.68 | 0.68 | 0.68 | 0.68 | 0.68 | 0.68 | 0.68 | 0.68 | 0.68 | 0.68 | 0.68 | 0.68 | 0.68 | 0.68
Southern_PGAE_Solar_175_Generic | generic-deliverability | Generic_PGE_South_500_offpeak | Operational_New_Capacity_MW | Southern_PGAE_Solar_175_Generic |  | 0.68 | 0.68 | 0.68 | 0.68 | 0.68 | 0.68 | 0.68 | 0.68 | 0.68 | 0.68 | 0.68 | 0.68 | 0.68 | 0.68 | 0.68 | 0.68 | 0.68 | 0.68 | 0.68 | 0.68 | 0.68 | 0.68 | 0.68 | 0.68 | 0.68 | 0.68 | 0.68 | 0.68 | 0.68 | 0.68 | 0.68
Southern_PGAE_Solar_176_Generic | generic-deliverability | Generic_PGE_South_500_offpeak | Operational_New_Capacity_MW | Southern_PGAE_Solar_176_Generic |  | 0.68 | 0.68 | 0.68 | 0.68 | 0.68 | 0.68 | 0.68 | 0.68 | 0.68 | 0.68 | 0.68 | 0.68 | 0.68 | 0.68 | 0.68 | 0.68 | 0.68 | 0.68 | 0.68 | 0.68 | 0.68 | 0.68 | 0.68 | 0.68 | 0.68 | 0.68 | 0.68 | 0.68 | 0.68 | 0.68 | 0.68
Southern_PGAE_Solar_177_Generic | generic-deliverability | Generic_PGE_South_500_offpeak | Operational_New_Capacity_MW | Southern_PGAE_Solar_177_Generic |  | 0.68 | 0.68 | 0.68 | 0.68 | 0.68 | 0.68 | 0.68 | 0.68 | 0.68 | 0.68 | 0.68 | 0.68 | 0.68 | 0.68 | 0.68 | 0.68 | 0.68 | 0.68 | 0.68 | 0.68 | 0.68 | 0.68 | 0.68 | 0.68 | 0.68 | 0.68 | 0.68 | 0.68 | 0.68 | 0.68 | 0.68
Southern_PGAE_Solar_181_Generic | generic-deliverability | Generic_PGE_South_500_offpeak | Operational_New_Capacity_MW | Southern_PGAE_Solar_181_Generic |  | 0.68 | 0.68 | 0.68 | 0.68 | 0.68 | 0.68 | 0.68 | 0.68 | 0.68 | 0.68 | 0.68 | 0.68 | 0.68 | 0.68 | 0.68 | 0.68 | 0.68 | 0.68 | 0.68 | 0.68 | 0.68 | 0.68 | 0.68 | 0.68 | 0.68 | 0.68 | 0.68 | 0.68 | 0.68 | 0.68 | 0.68
Southern_PGAE_Solar_22_Generic | generic-deliverability | Generic_PGE_South_500_offpeak | Operational_New_Capacity_MW | Southern_PGAE_Solar_22_Generic |  | 0.68 | 0.68 | 0.68 | 0.68 | 0.68 | 0.68 | 0.68 | 0.68 | 0.68 | 0.68 | 0.68 | 0.68 | 0.68 | 0.68 | 0.68 | 0.68 | 0.68 | 0.68 | 0.68 | 0.68 | 0.68 | 0.68 | 0.68 | 0.68 | 0.68 | 0.68 | 0.68 | 0.68 | 0.68 | 0.68 | 0.68
Southern_PGAE_Solar_23_Generic | generic-deliverability | Generic_PGE_South_500_offpeak | Operational_New_Capacity_MW | Southern_PGAE_Solar_23_Generic |  | 0.68 | 0.68 | 0.68 | 0.68 | 0.68 | 0.68 | 0.68 | 0.68 | 0.68 | 0.68 | 0.68 | 0.68 | 0.68 | 0.68 | 0.68 | 0.68 | 0.68 | 0.68 | 0.68 | 0.68 | 0.68 | 0.68 | 0.68 | 0.68 | 0.68 | 0.68 | 0.68 | 0.68 | 0.68 | 0.68 | 0.68
Southern_PGAE_Solar_24_Generic | generic-deliverability | Generic_PGE_South_500_offpeak | Operational_New_Capacity_MW | Southern_PGAE_Solar_24_Generic |  | 0.68 | 0.68 | 0.68 | 0.68 | 0.68 | 0.68 | 0.68 | 0.68 | 0.68 | 0.68 | 0.68 | 0.68 | 0.68 | 0.68 | 0.68 | 0.68 | 0.68 | 0.68 | 0.68 | 0.68 | 0.68 | 0.68 | 0.68 | 0.68 | 0.68 | 0.68 | 0.68 | 0.68 | 0.68 | 0.68 | 0.68
Southern_PGAE_Solar_27_Generic | generic-deliverability | Generic_PGE_South_500_offpeak | Operational_New_Capacity_MW | Southern_PGAE_Solar_27_Generic |  | 0.68 | 0.68 | 0.68 | 0.68 | 0.68 | 0.68 | 0.68 | 0.68 | 0.68 | 0.68 | 0.68 | 0.68 | 0.68 | 0.68 | 0.68 | 0.68 | 0.68 | 0.68 | 0.68 | 0.68 | 0.68 | 0.68 | 0.68 | 0.68 | 0.68 | 0.68 | 0.68 | 0.68 | 0.68 | 0.68 | 0.68
Southern_PGAE_Solar_3_Generic | generic-deliverability | Generic_PGE_South_500_offpeak | Operational_New_Capacity_MW | Southern_PGAE_Solar_3_Generic |  | 0.68 | 0.68 | 0.68 | 0.68 | 0.68 | 0.68 | 0.68 | 0.68 | 0.68 | 0.68 | 0.68 | 0.68 | 0.68 | 0.68 | 0.68 | 0.68 | 0.68 | 0.68 | 0.68 | 0.68 | 0.68 | 0.68 | 0.68 | 0.68 | 0.68 | 0.68 | 0.68 | 0.68 | 0.68 | 0.68 | 0.68
Southern_PGAE_Solar_33_Generic | generic-deliverability | Generic_PGE_South_500_offpeak | Operational_New_Capacity_MW | Southern_PGAE_Solar_33_Generic |  | 0.68 | 0.68 | 0.68 | 0.68 | 0.68 | 0.68 | 0.68 | 0.68 | 0.68 | 0.68 | 0.68 | 0.68 | 0.68 | 0.68 | 0.68 | 0.68 | 0.68 | 0.68 | 0.68 | 0.68 | 0.68 | 0.68 | 0.68 | 0.68 | 0.68 | 0.68 | 0.68 | 0.68 | 0.68 | 0.68 | 0.68
Southern_PGAE_Solar_34_Generic | generic-deliverability | Generic_PGE_South_500_offpeak | Operational_New_Capacity_MW | Southern_PGAE_Solar_34_Generic |  | 0.68 | 0.68 | 0.68 | 0.68 | 0.68 | 0.68 | 0.68 | 0.68 | 0.68 | 0.68 | 0.68 | 0.68 | 0.68 | 0.68 | 0.68 | 0.68 | 0.68 | 0.68 | 0.68 | 0.68 | 0.68 | 0.68 | 0.68 | 0.68 | 0.68 | 0.68 | 0.68 | 0.68 | 0.68 | 0.68 | 0.68
Southern_PGAE_Solar_37_Generic | generic-deliverability | Generic_PGE_South_500_offpeak | Operational_New_Capacity_MW | Southern_PGAE_Solar_37_Generic |  | 0.68 | 0.68 | 0.68 | 0.68 | 0.68 | 0.68 | 0.68 | 0.68 | 0.68 | 0.68 | 0.68 | 0.68 | 0.68 | 0.68 | 0.68 | 0.68 | 0.68 | 0.68 | 0.68 | 0.68 | 0.68 | 0.68 | 0.68 | 0.68 | 0.68 | 0.68 | 0.68 | 0.68 | 0.68 | 0.68 | 0.68
Southern_PGAE_Solar_39_Generic | generic-deliverability | Generic_PGE_South_500_offpeak | Operational_New_Capacity_MW | Southern_PGAE_Solar_39_Generic |  | 0.68 | 0.68 | 0.68 | 0.68 | 0.68 | 0.68 | 0.68 | 0.68 | 0.68 | 0.68 | 0.68 | 0.68 | 0.68 | 0.68 | 0.68 | 0.68 | 0.68 | 0.68 | 0.68 | 0.68 | 0.68 | 0.68 | 0.68 | 0.68 | 0.68 | 0.68 | 0.68 | 0.68 | 0.68 | 0.68 | 0.68
Southern_PGAE_Solar_43_Generic | generic-deliverability | Generic_PGE_South_500_offpeak | Operational_New_Capacity_MW | Southern_PGAE_Solar_43_Generic |  | 0.68 | 0.68 | 0.68 | 0.68 | 0.68 | 0.68 | 0.68 | 0.68 | 0.68 | 0.68 | 0.68 | 0.68 | 0.68 | 0.68 | 0.68 | 0.68 | 0.68 | 0.68 | 0.68 | 0.68 | 0.68 | 0.68 | 0.68 | 0.68 | 0.68 | 0.68 | 0.68 | 0.68 | 0.68 | 0.68 | 0.68
Southern_PGAE_Solar_45_Generic | generic-deliverability | Generic_PGE_South_500_offpeak | Operational_New_Capacity_MW | Southern_PGAE_Solar_45_Generic |  | 0.68 | 0.68 | 0.68 | 0.68 | 0.68 | 0.68 | 0.68 | 0.68 | 0.68 | 0.68 | 0.68 | 0.68 | 0.68 | 0.68 | 0.68 | 0.68 | 0.68 | 0.68 | 0.68 | 0.68 | 0.68 | 0.68 | 0.68 | 0.68 | 0.68 | 0.68 | 0.68 | 0.68 | 0.68 | 0.68 | 0.68
Southern_PGAE_Solar_46_Generic | generic-deliverability | Generic_PGE_South_500_offpeak | Operational_New_Capacity_MW | Southern_PGAE_Solar_46_Generic |  | 0.68 | 0.68 | 0.68 | 0.68 | 0.68 | 0.68 | 0.68 | 0.68 | 0.68 | 0.68 | 0.68 | 0.68 | 0.68 | 0.68 | 0.68 | 0.68 | 0.68 | 0.68 | 0.68 | 0.68 | 0.68 | 0.68 | 0.68 | 0.68 | 0.68 | 0.68 | 0.68 | 0.68 | 0.68 | 0.68 | 0.68
Southern_PGAE_Solar_47_Generic | generic-deliverability | Generic_PGE_South_500_offpeak | Operational_New_Capacity_MW | Southern_PGAE_Solar_47_Generic |  | 0.68 | 0.68 | 0.68 | 0.68 | 0.68 | 0.68 | 0.68 | 0.68 | 0.68 | 0.68 | 0.68 | 0.68 | 0.68 | 0.68 | 0.68 | 0.68 | 0.68 | 0.68 | 0.68 | 0.68 | 0.68 | 0.68 | 0.68 | 0.68 | 0.68 | 0.68 | 0.68 | 0.68 | 0.68 | 0.68 | 0.68
Southern_PGAE_Solar_49_Generic | generic-deliverability | Generic_PGE_South_500_offpeak | Operational_New_Capacity_MW | Southern_PGAE_Solar_49_Generic |  | 0.68 | 0.68 | 0.68 | 0.68 | 0.68 | 0.68 | 0.68 | 0.68 | 0.68 | 0.68 | 0.68 | 0.68 | 0.68 | 0.68 | 0.68 | 0.68 | 0.68 | 0.68 | 0.68 | 0.68 | 0.68 | 0.68 | 0.68 | 0.68 | 0.68 | 0.68 | 0.68 | 0.68 | 0.68 | 0.68 | 0.68
Southern_PGAE_Solar_52_Generic | generic-deliverability | Generic_PGE_South_500_offpeak | Operational_New_Capacity_MW | Southern_PGAE_Solar_52_Generic |  | 0.68 | 0.68 | 0.68 | 0.68 | 0.68 | 0.68 | 0.68 | 0.68 | 0.68 | 0.68 | 0.68 | 0.68 | 0.68 | 0.68 | 0.68 | 0.68 | 0.68 | 0.68 | 0.68 | 0.68 | 0.68 | 0.68 | 0.68 | 0.68 | 0.68 | 0.68 | 0.68 | 0.68 | 0.68 | 0.68 | 0.68
Southern_PGAE_Solar_54_Generic | generic-deliverability | Generic_PGE_South_500_offpeak | Operational_New_Capacity_MW | Southern_PGAE_Solar_54_Generic |  | 0.68 | 0.68 | 0.68 | 0.68 | 0.68 | 0.68 | 0.68 | 0.68 | 0.68 | 0.68 | 0.68 | 0.68 | 0.68 | 0.68 | 0.68 | 0.68 | 0.68 | 0.68 | 0.68 | 0.68 | 0.68 | 0.68 | 0.68 | 0.68 | 0.68 | 0.68 | 0.68 | 0.68 | 0.68 | 0.68 | 0.68
Southern_PGAE_Solar_61_Generic | generic-deliverability | Generic_PGE_South_500_offpeak | Operational_New_Capacity_MW | Southern_PGAE_Solar_61_Generic |  | 0.68 | 0.68 | 0.68 | 0.68 | 0.68 | 0.68 | 0.68 | 0.68 | 0.68 | 0.68 | 0.68 | 0.68 | 0.68 | 0.68 | 0.68 | 0.68 | 0.68 | 0.68 | 0.68 | 0.68 | 0.68 | 0.68 | 0.68 | 0.68 | 0.68 | 0.68 | 0.68 | 0.68 | 0.68 | 0.68 | 0.68
Southern_PGAE_Solar_69_Generic | generic-deliverability | Generic_PGE_South_500_offpeak | Operational_New_Capacity_MW | Southern_PGAE_Solar_69_Generic |  | 0.68 | 0.68 | 0.68 | 0.68 | 0.68 | 0.68 | 0.68 | 0.68 | 0.68 | 0.68 | 0.68 | 0.68 | 0.68 | 0.68 | 0.68 | 0.68 | 0.68 | 0.68 | 0.68 | 0.68 | 0.68 | 0.68 | 0.68 | 0.68 | 0.68 | 0.68 | 0.68 | 0.68 | 0.68 | 0.68 | 0.68
Southern_PGAE_Solar_72_Generic | generic-deliverability | Generic_PGE_South_500_offpeak | Operational_New_Capacity_MW | Southern_PGAE_Solar_72_Generic |  | 0.68 | 0.68 | 0.68 | 0.68 | 0.68 | 0.68 | 0.68 | 0.68 | 0.68 | 0.68 | 0.68 | 0.68 | 0.68 | 0.68 | 0.68 | 0.68 | 0.68 | 0.68 | 0.68 | 0.68 | 0.68 | 0.68 | 0.68 | 0.68 | 0.68 | 0.68 | 0.68 | 0.68 | 0.68 | 0.68 | 0.68
Southern_PGAE_Solar_74_Generic | generic-deliverability | Generic_PGE_South_500_offpeak | Operational_New_Capacity_MW | Southern_PGAE_Solar_74_Generic |  | 0.68 | 0.68 | 0.68 | 0.68 | 0.68 | 0.68 | 0.68 | 0.68 | 0.68 | 0.68 | 0.68 | 0.68 | 0.68 | 0.68 | 0.68 | 0.68 | 0.68 | 0.68 | 0.68 | 0.68 | 0.68 | 0.68 | 0.68 | 0.68 | 0.68 | 0.68 | 0.68 | 0.68 | 0.68 | 0.68 | 0.68
Southern_PGAE_Solar_75_Generic | generic-deliverability | Generic_PGE_South_500_offpeak | Operational_New_Capacity_MW | Southern_PGAE_Solar_75_Generic |  | 0.68 | 0.68 | 0.68 | 0.68 | 0.68 | 0.68 | 0.68 | 0.68 | 0.68 | 0.68 | 0.68 | 0.68 | 0.68 | 0.68 | 0.68 | 0.68 | 0.68 | 0.68 | 0.68 | 0.68 | 0.68 | 0.68 | 0.68 | 0.68 | 0.68 | 0.68 | 0.68 | 0.68 | 0.68 | 0.68 | 0.68
Southern_PGAE_Solar_79_Generic | generic-deliverability | Generic_PGE_South_500_offpeak | Operational_New_Capacity_MW | Southern_PGAE_Solar_79_Generic |  | 0.68 | 0.68 | 0.68 | 0.68 | 0.68 | 0.68 | 0.68 | 0.68 | 0.68 | 0.68 | 0.68 | 0.68 | 0.68 | 0.68 | 0.68 | 0.68 | 0.68 | 0.68 | 0.68 | 0.68 | 0.68 | 0.68 | 0.68 | 0.68 | 0.68 | 0.68 | 0.68 | 0.68 | 0.68 | 0.68 | 0.68
Southern_PGAE_Solar_8_Generic | generic-deliverability | Generic_PGE_South_500_offpeak | Operational_New_Capacity_MW | Southern_PGAE_Solar_8_Generic |  | 0.68 | 0.68 | 0.68 | 0.68 | 0.68 | 0.68 | 0.68 | 0.68 | 0.68 | 0.68 | 0.68 | 0.68 | 0.68 | 0.68 | 0.68 | 0.68 | 0.68 | 0.68 | 0.68 | 0.68 | 0.68 | 0.68 | 0.68 | 0.68 | 0.68 | 0.68 | 0.68 | 0.68 | 0.68 | 0.68 | 0.68
Southern_PGAE_Solar_93_Generic | generic-deliverability | Generic_PGE_South_500_offpeak | Operational_New_Capacity_MW | Southern_PGAE_Solar_93_Generic |  | 0.68 | 0.68 | 0.68 | 0.68 | 0.68 | 0.68 | 0.68 | 0.68 | 0.68 | 0.68 | 0.68 | 0.68 | 0.68 | 0.68 | 0.68 | 0.68 | 0.68 | 0.68 | 0.68 | 0.68 | 0.68 | 0.68 | 0.68 | 0.68 | 0.68 | 0.68 | 0.68 | 0.68 | 0.68 | 0.68 | 0.68
Southern_PGAE_Solar_98_Generic | generic-deliverability | Generic_PGE_South_500_offpeak | Operational_New_Capacity_MW | Southern_PGAE_Solar_98_Generic |  | 0.68 | 0.68 | 0.68 | 0.68 | 0.68 | 0.68 | 0.68 | 0.68 | 0.68 | 0.68 | 0.68 | 0.68 | 0.68 | 0.68 | 0.68 | 0.68 | 0.68 | 0.68 | 0.68 | 0.68 | 0.68 | 0.68 | 0.68 | 0.68 | 0.68 | 0.68 | 0.68 | 0.68 | 0.68 | 0.68 | 0.68
Southern_PGAE_Solar_99_Generic | generic-deliverability | Generic_PGE_South_500_offpeak | Operational_New_Capacity_MW | Southern_PGAE_Solar_99_Generic |  | 0.68 | 0.68 | 0.68 | 0.68 | 0.68 | 0.68 | 0.68 | 0.68 | 0.68 | 0.68 | 0.68 | 0.68 | 0.68 | 0.68 | 0.68 | 0.68 | 0.68 | 0.68 | 0.68 | 0.68 | 0.68 | 0.68 | 0.68 | 0.68 | 0.68 | 0.68 | 0.68 | 0.68 | 0.68 | 0.68 | 0.68
Tehachapi_Flow_Battery_125_Generic | generic-deliverability | Generic_PGE_South_500_offpeak | Operational_New_Capacity_MW | Tehachapi_Flow_Battery_125_Generic |  | -1 | -1 | -1 | -1 | -1 | -1 | -1 | -1 | -1 | -1 | -1 | -1 | -1 | -1 | -1 | -1 | -1 | -1 | -1 | -1 | -1 | -1 | -1 | -1 | -1 | -1 | -1 | -1 | -1 | -1 | -1
Tehachapi_Li_Battery_4hr_125_Generic | generic-deliverability | Generic_PGE_South_500_offpeak | Operational_New_Capacity_MW | Tehachapi_Li_Battery_4hr_125_Generic |  | -1 | -1 | -1 | -1 | -1 | -1 | -1 | -1 | -1 | -1 | -1 | -1 | -1 | -1 | -1 | -1 | -1 | -1 | -1 | -1 | -1 | -1 | -1 | -1 | -1 | -1 | -1 | -1 | -1 | -1 | -1
Tehachapi_Li_Battery_8hr_125_Generic | generic-deliverability | Generic_PGE_South_500_offpeak | Operational_New_Capacity_MW | Tehachapi_Li_Battery_8hr_125_Generic |  | -1 | -1 | -1 | -1 | -1 | -1 | -1 | -1 | -1 | -1 | -1 | -1 | -1 | -1 | -1 | -1 | -1 | -1 | -1 | -1 | -1 | -1 | -1 | -1 | -1 | -1 | -1 | -1 | -1 | -1 | -1
Tehachapi_Solar_125_Generic | generic-deliverability | Generic_PGE_South_500_offpeak | Operational_New_Capacity_MW | Tehachapi_Solar_125_Generic |  | 0.68 | 0.68 | 0.68 | 0.68 | 0.68 | 0.68 | 0.68 | 0.68 | 0.68 | 0.68 | 0.68 | 0.68 | 0.68 | 0.68 | 0.68 | 0.68 | 0.68 | 0.68 | 0.68 | 0.68 | 0.68 | 0.68 | 0.68 | 0.68 | 0.68 | 0.68 | 0.68 | 0.68 | 0.68 | 0.68 | 0.68
Generic_PGE_South_500_group | generic-deliverability | Generic_PGE_South_500_offpeak | Operational_New_Capacity_MW | Generic_PGE_South_500_group |  | -1 | -1 | -1 | -1 | -1 | -1 | -1 | -1 | -1 | -1 | -1 | -1 | -1 | -1 | -1 | -1 | -1 | -1 | -1 | -1 | -1 | -1 | -1 | -1 | -1 | -1 | -1 | -1 | -1 | -1 | -1
Central_Valley_North_Los_Banos_Biomass_47_Generic | generic-deliverability | Generic_PGE_South_500_SSN | Reliability_Capacity_In_Model_Year | System RA | Central_Valley_North_Los_Banos_Biomass_47_Generic | 1 | 1 | 1 | 1 | 1 | 1 | 1 | 1 | 1 | 1 | 1 | 1 | 1 | 1 | 1 | 1 | 1 | 1 | 1 | 1 | 1 | 1 | 1 | 1 | 1 | 1 | 1 | 1 | 1 | 1 | 1
Central_Valley_North_Los_Banos_Wind_125_Generic | generic-deliverability | Generic_PGE_South_500_SSN | Reliability_Capacity_In_Model_Year | System RA | Central_Valley_North_Los_Banos_Wind_125_Generic | 0.163 | 0.163 | 0.163 | 0.163 | 0.163 | 0.163 | 0.163 | 0.163 | 0.163 | 0.163 | 0.163 | 0.163 | 0.163 | 0.163 | 0.163 | 0.163 | 0.163 | 0.163 | 0.163 | 0.163 | 0.163 | 0.163 | 0.163 | 0.163 | 0.163 | 0.163 | 0.163 | 0.163 | 0.163 | 0.163 | 0.163
Central_Valley_North_Los_Banos_Wind_154_Generic | generic-deliverability | Generic_PGE_South_500_SSN | Reliability_Capacity_In_Model_Year | System RA | Central_Valley_North_Los_Banos_Wind_154_Generic | 0.163 | 0.163 | 0.163 | 0.163 | 0.163 | 0.163 | 0.163 | 0.163 | 0.163 | 0.163 | 0.163 | 0.163 | 0.163 | 0.163 | 0.163 | 0.163 | 0.163 | 0.163 | 0.163 | 0.163 | 0.163 | 0.163 | 0.163 | 0.163 | 0.163 | 0.163 | 0.163 | 0.163 | 0.163 | 0.163 | 0.163
Central_Valley_North_Los_Banos_Wind_162_Generic | generic-deliverability | Generic_PGE_South_500_SSN | Reliability_Capacity_In_Model_Year | System RA | Central_Valley_North_Los_Banos_Wind_162_Generic | 0.163 | 0.163 | 0.163 | 0.163 | 0.163 | 0.163 | 0.163 | 0.163 | 0.163 | 0.163 | 0.163 | 0.163 | 0.163 | 0.163 | 0.163 | 0.163 | 0.163 | 0.163 | 0.163 | 0.163 | 0.163 | 0.163 | 0.163 | 0.163 | 0.163 | 0.163 | 0.163 | 0.163 | 0.163 | 0.163 | 0.163
Central_Valley_North_Los_Banos_Wind_17_Generic | generic-deliverability | Generic_PGE_South_500_SSN | Reliability_Capacity_In_Model_Year | System RA | Central_Valley_North_Los_Banos_Wind_17_Generic | 0.163 | 0.163 | 0.163 | 0.163 | 0.163 | 0.163 | 0.163 | 0.163 | 0.163 | 0.163 | 0.163 | 0.163 | 0.163 | 0.163 | 0.163 | 0.163 | 0.163 | 0.163 | 0.163 | 0.163 | 0.163 | 0.163 | 0.163 | 0.163 | 0.163 | 0.163 | 0.163 | 0.163 | 0.163 | 0.163 | 0.163
Northern_California_Flow_Battery_113_Generic | generic-deliverability | Generic_PGE_South_500_SSN | Reliability_Capacity_In_Model_Year | System RA | Northern_California_Flow_Battery_113_Generic | 0.5 | 0.5 | 0.5 | 0.5 | 0.5 | 0.5 | 0.5 | 0.5 | 0.5 | 0.5 | 0.5 | 0.5 | 0.5 | 0.5 | 0.5 | 0.5 | 0.5 | 0.5 | 0.5 | 0.5 | 0.5 | 0.5 | 0.5 | 0.5 | 0.5 | 0.5 | 0.5 | 0.5 | 0.5 | 0.5 | 0.5
Northern_California_Flow_Battery_114_Generic | generic-deliverability | Generic_PGE_South_500_SSN | Reliability_Capacity_In_Model_Year | System RA | Northern_California_Flow_Battery_114_Generic | 0.5 | 0.5 | 0.5 | 0.5 | 0.5 | 0.5 | 0.5 | 0.5 | 0.5 | 0.5 | 0.5 | 0.5 | 0.5 | 0.5 | 0.5 | 0.5 | 0.5 | 0.5 | 0.5 | 0.5 | 0.5 | 0.5 | 0.5 | 0.5 | 0.5 | 0.5 | 0.5 | 0.5 | 0.5 | 0.5 | 0.5
Northern_California_Flow_Battery_130_Generic | generic-deliverability | Generic_PGE_South_500_SSN | Reliability_Capacity_In_Model_Year | System RA | Northern_California_Flow_Battery_130_Generic | 0.5 | 0.5 | 0.5 | 0.5 | 0.5 | 0.5 | 0.5 | 0.5 | 0.5 | 0.5 | 0.5 | 0.5 | 0.5 | 0.5 | 0.5 | 0.5 | 0.5 | 0.5 | 0.5 | 0.5 | 0.5 | 0.5 | 0.5 | 0.5 | 0.5 | 0.5 | 0.5 | 0.5 | 0.5 | 0.5 | 0.5
Northern_California_Flow_Battery_138_Generic | generic-deliverability | Generic_PGE_South_500_SSN | Reliability_Capacity_In_Model_Year | System RA | Northern_California_Flow_Battery_138_Generic | 0.5 | 0.5 | 0.5 | 0.5 | 0.5 | 0.5 | 0.5 | 0.5 | 0.5 | 0.5 | 0.5 | 0.5 | 0.5 | 0.5 | 0.5 | 0.5 | 0.5 | 0.5 | 0.5 | 0.5 | 0.5 | 0.5 | 0.5 | 0.5 | 0.5 | 0.5 | 0.5 | 0.5 | 0.5 | 0.5 | 0.5
Northern_California_Flow_Battery_166_Generic | generic-deliverability | Generic_PGE_South_500_SSN | Reliability_Capacity_In_Model_Year | System RA | Northern_California_Flow_Battery_166_Generic | 0.5 | 0.5 | 0.5 | 0.5 | 0.5 | 0.5 | 0.5 | 0.5 | 0.5 | 0.5 | 0.5 | 0.5 | 0.5 | 0.5 | 0.5 | 0.5 | 0.5 | 0.5 | 0.5 | 0.5 | 0.5 | 0.5 | 0.5 | 0.5 | 0.5 | 0.5 | 0.5 | 0.5 | 0.5 | 0.5 | 0.5
Northern_California_Flow_Battery_85_Generic | generic-deliverability | Generic_PGE_South_500_SSN | Reliability_Capacity_In_Model_Year | System RA | Northern_California_Flow_Battery_85_Generic | 0.5 | 0.5 | 0.5 | 0.5 | 0.5 | 0.5 | 0.5 | 0.5 | 0.5 | 0.5 | 0.5 | 0.5 | 0.5 | 0.5 | 0.5 | 0.5 | 0.5 | 0.5 | 0.5 | 0.5 | 0.5 | 0.5 | 0.5 | 0.5 | 0.5 | 0.5 | 0.5 | 0.5 | 0.5 | 0.5 | 0.5
Northern_California_Li_Battery_4hr_113_Generic | generic-deliverability | Generic_PGE_South_500_SSN | Reliability_Capacity_In_Model_Year | System RA | Northern_California_Li_Battery_4hr_113_Generic | 0.5 | 0.5 | 0.5 | 0.5 | 0.5 | 0.5 | 0.5 | 0.5 | 0.5 | 0.5 | 0.5 | 0.5 | 0.5 | 0.5 | 0.5 | 0.5 | 0.5 | 0.5 | 0.5 | 0.5 | 0.5 | 0.5 | 0.5 | 0.5 | 0.5 | 0.5 | 0.5 | 0.5 | 0.5 | 0.5 | 0.5
Northern_California_Li_Battery_4hr_114_Generic | generic-deliverability | Generic_PGE_South_500_SSN | Reliability_Capacity_In_Model_Year | System RA | Northern_California_Li_Battery_4hr_114_Generic | 0.5 | 0.5 | 0.5 | 0.5 | 0.5 | 0.5 | 0.5 | 0.5 | 0.5 | 0.5 | 0.5 | 0.5 | 0.5 | 0.5 | 0.5 | 0.5 | 0.5 | 0.5 | 0.5 | 0.5 | 0.5 | 0.5 | 0.5 | 0.5 | 0.5 | 0.5 | 0.5 | 0.5 | 0.5 | 0.5 | 0.5
Northern_California_Li_Battery_4hr_130_Generic | generic-deliverability | Generic_PGE_South_500_SSN | Reliability_Capacity_In_Model_Year | System RA | Northern_California_Li_Battery_4hr_130_Generic | 0.5 | 0.5 | 0.5 | 0.5 | 0.5 | 0.5 | 0.5 | 0.5 | 0.5 | 0.5 | 0.5 | 0.5 | 0.5 | 0.5 | 0.5 | 0.5 | 0.5 | 0.5 | 0.5 | 0.5 | 0.5 | 0.5 | 0.5 | 0.5 | 0.5 | 0.5 | 0.5 | 0.5 | 0.5 | 0.5 | 0.5
Northern_California_Li_Battery_4hr_138_Generic | generic-deliverability | Generic_PGE_South_500_SSN | Reliability_Capacity_In_Model_Year | System RA | Northern_California_Li_Battery_4hr_138_Generic | 0.5 | 0.5 | 0.5 | 0.5 | 0.5 | 0.5 | 0.5 | 0.5 | 0.5 | 0.5 | 0.5 | 0.5 | 0.5 | 0.5 | 0.5 | 0.5 | 0.5 | 0.5 | 0.5 | 0.5 | 0.5 | 0.5 | 0.5 | 0.5 | 0.5 | 0.5 | 0.5 | 0.5 | 0.5 | 0.5 | 0.5
Northern_California_Li_Battery_4hr_166_Generic | generic-deliverability | Generic_PGE_South_500_SSN | Reliability_Capacity_In_Model_Year | System RA | Northern_California_Li_Battery_4hr_166_Generic | 0.5 | 0.5 | 0.5 | 0.5 | 0.5 | 0.5 | 0.5 | 0.5 | 0.5 | 0.5 | 0.5 | 0.5 | 0.5 | 0.5 | 0.5 | 0.5 | 0.5 | 0.5 | 0.5 | 0.5 | 0.5 | 0.5 | 0.5 | 0.5 | 0.5 | 0.5 | 0.5 | 0.5 | 0.5 | 0.5 | 0.5
Northern_California_Li_Battery_4hr_85_Generic | generic-deliverability | Generic_PGE_South_500_SSN | Reliability_Capacity_In_Model_Year | System RA | Northern_California_Li_Battery_4hr_85_Generic | 0.5 | 0.5 | 0.5 | 0.5 | 0.5 | 0.5 | 0.5 | 0.5 | 0.5 | 0.5 | 0.5 | 0.5 | 0.5 | 0.5 | 0.5 | 0.5 | 0.5 | 0.5 | 0.5 | 0.5 | 0.5 | 0.5 | 0.5 | 0.5 | 0.5 | 0.5 | 0.5 | 0.5 | 0.5 | 0.5 | 0.5
Northern_California_Li_Battery_8hr_113_Generic | generic-deliverability | Generic_PGE_South_500_SSN | Reliability_Capacity_In_Model_Year | System RA | Northern_California_Li_Battery_8hr_113_Generic | 0.5 | 0.5 | 0.5 | 0.5 | 0.5 | 0.5 | 0.5 | 0.5 | 0.5 | 0.5 | 0.5 | 0.5 | 0.5 | 0.5 | 0.5 | 0.5 | 0.5 | 0.5 | 0.5 | 0.5 | 0.5 | 0.5 | 0.5 | 0.5 | 0.5 | 0.5 | 0.5 | 0.5 | 0.5 | 0.5 | 0.5
Northern_California_Li_Battery_8hr_114_Generic | generic-deliverability | Generic_PGE_South_500_SSN | Reliability_Capacity_In_Model_Year | System RA | Northern_California_Li_Battery_8hr_114_Generic | 0.5 | 0.5 | 0.5 | 0.5 | 0.5 | 0.5 | 0.5 | 0.5 | 0.5 | 0.5 | 0.5 | 0.5 | 0.5 | 0.5 | 0.5 | 0.5 | 0.5 | 0.5 | 0.5 | 0.5 | 0.5 | 0.5 | 0.5 | 0.5 | 0.5 | 0.5 | 0.5 | 0.5 | 0.5 | 0.5 | 0.5
Northern_California_Li_Battery_8hr_130_Generic | generic-deliverability | Generic_PGE_South_500_SSN | Reliability_Capacity_In_Model_Year | System RA | Northern_California_Li_Battery_8hr_130_Generic | 0.5 | 0.5 | 0.5 | 0.5 | 0.5 | 0.5 | 0.5 | 0.5 | 0.5 | 0.5 | 0.5 | 0.5 | 0.5 | 0.5 | 0.5 | 0.5 | 0.5 | 0.5 | 0.5 | 0.5 | 0.5 | 0.5 | 0.5 | 0.5 | 0.5 | 0.5 | 0.5 | 0.5 | 0.5 | 0.5 | 0.5
Northern_California_Li_Battery_8hr_138_Generic | generic-deliverability | Generic_PGE_South_500_SSN | Reliability_Capacity_In_Model_Year | System RA | Northern_California_Li_Battery_8hr_138_Generic | 0.5 | 0.5 | 0.5 | 0.5 | 0.5 | 0.5 | 0.5 | 0.5 | 0.5 | 0.5 | 0.5 | 0.5 | 0.5 | 0.5 | 0.5 | 0.5 | 0.5 | 0.5 | 0.5 | 0.5 | 0.5 | 0.5 | 0.5 | 0.5 | 0.5 | 0.5 | 0.5 | 0.5 | 0.5 | 0.5 | 0.5
Northern_California_Li_Battery_8hr_166_Generic | generic-deliverability | Generic_PGE_South_500_SSN | Reliability_Capacity_In_Model_Year | System RA | Northern_California_Li_Battery_8hr_166_Generic | 0.5 | 0.5 | 0.5 | 0.5 | 0.5 | 0.5 | 0.5 | 0.5 | 0.5 | 0.5 | 0.5 | 0.5 | 0.5 | 0.5 | 0.5 | 0.5 | 0.5 | 0.5 | 0.5 | 0.5 | 0.5 | 0.5 | 0.5 | 0.5 | 0.5 | 0.5 | 0.5 | 0.5 | 0.5 | 0.5 | 0.5
Northern_California_Li_Battery_8hr_85_Generic | generic-deliverability | Generic_PGE_South_500_SSN | Reliability_Capacity_In_Model_Year | System RA | Northern_California_Li_Battery_8hr_85_Generic | 0.5 | 0.5 | 0.5 | 0.5 | 0.5 | 0.5 | 0.5 | 0.5 | 0.5 | 0.5 | 0.5 | 0.5 | 0.5 | 0.5 | 0.5 | 0.5 | 0.5 | 0.5 | 0.5 | 0.5 | 0.5 | 0.5 | 0.5 | 0.5 | 0.5 | 0.5 | 0.5 | 0.5 | 0.5 | 0.5 | 0.5
Northern_California_Solar_113_Generic | generic-deliverability | Generic_PGE_South_500_SSN | Reliability_Capacity_In_Model_Year | System RA | Northern_California_Solar_113_Generic | 0.556 | 0.556 | 0.556 | 0.556 | 0.556 | 0.556 | 0.556 | 0.556 | 0.556 | 0.556 | 0.556 | 0.556 | 0.556 | 0.556 | 0.556 | 0.556 | 0.556 | 0.556 | 0.556 | 0.556 | 0.556 | 0.556 | 0.556 | 0.556 | 0.556 | 0.556 | 0.556 | 0.556 | 0.556 | 0.556 | 0.556
Northern_California_Solar_114_Generic | generic-deliverability | Generic_PGE_South_500_SSN | Reliability_Capacity_In_Model_Year | System RA | Northern_California_Solar_114_Generic | 0.556 | 0.556 | 0.556 | 0.556 | 0.556 | 0.556 | 0.556 | 0.556 | 0.556 | 0.556 | 0.556 | 0.556 | 0.556 | 0.556 | 0.556 | 0.556 | 0.556 | 0.556 | 0.556 | 0.556 | 0.556 | 0.556 | 0.556 | 0.556 | 0.556 | 0.556 | 0.556 | 0.556 | 0.556 | 0.556 | 0.556
Northern_California_Solar_130_Generic | generic-deliverability | Generic_PGE_South_500_SSN | Reliability_Capacity_In_Model_Year | System RA | Northern_California_Solar_130_Generic | 0.556 | 0.556 | 0.556 | 0.556 | 0.556 | 0.556 | 0.556 | 0.556 | 0.556 | 0.556 | 0.556 | 0.556 | 0.556 | 0.556 | 0.556 | 0.556 | 0.556 | 0.556 | 0.556 | 0.556 | 0.556 | 0.556 | 0.556 | 0.556 | 0.556 | 0.556 | 0.556 | 0.556 | 0.556 | 0.556 | 0.556
Northern_California_Solar_138_Generic | generic-deliverability | Generic_PGE_South_500_SSN | Reliability_Capacity_In_Model_Year | System RA | Northern_California_Solar_138_Generic | 0.556 | 0.556 | 0.556 | 0.556 | 0.556 | 0.556 | 0.556 | 0.556 | 0.556 | 0.556 | 0.556 | 0.556 | 0.556 | 0.556 | 0.556 | 0.556 | 0.556 | 0.556 | 0.556 | 0.556 | 0.556 | 0.556 | 0.556 | 0.556 | 0.556 | 0.556 | 0.556 | 0.556 | 0.556 | 0.556 | 0.556
Northern_California_Solar_166_Generic | generic-deliverability | Generic_PGE_South_500_SSN | Reliability_Capacity_In_Model_Year | System RA | Northern_California_Solar_166_Generic | 0.556 | 0.556 | 0.556 | 0.556 | 0.556 | 0.556 | 0.556 | 0.556 | 0.556 | 0.556 | 0.556 | 0.556 | 0.556 | 0.556 | 0.556 | 0.556 | 0.556 | 0.556 | 0.556 | 0.556 | 0.556 | 0.556 | 0.556 | 0.556 | 0.556 | 0.556 | 0.556 | 0.556 | 0.556 | 0.556 | 0.556
Northern_California_Solar_85_Generic | generic-deliverability | Generic_PGE_South_500_SSN | Reliability_Capacity_In_Model_Year | System RA | Northern_California_Solar_85_Generic | 0.556 | 0.556 | 0.556 | 0.556 | 0.556 | 0.556 | 0.556 | 0.556 | 0.556 | 0.556 | 0.556 | 0.556 | 0.556 | 0.556 | 0.556 | 0.556 | 0.556 | 0.556 | 0.556 | 0.556 | 0.556 | 0.556 | 0.556 | 0.556 | 0.556 | 0.556 | 0.556 | 0.556 | 0.556 | 0.556 | 0.556
Solano_Wind_85_Generic | generic-deliverability | Generic_PGE_South_500_SSN | Reliability_Capacity_In_Model_Year | System RA | Solano_Wind_85_Generic | 0.163 | 0.163 | 0.163 | 0.163 | 0.163 | 0.163 | 0.163 | 0.163 | 0.163 | 0.163 | 0.163 | 0.163 | 0.163 | 0.163 | 0.163 | 0.163 | 0.163 | 0.163 | 0.163 | 0.163 | 0.163 | 0.163 | 0.163 | 0.163 | 0.163 | 0.163 | 0.163 | 0.163 | 0.163 | 0.163 | 0.163
Southern_PGAE_Adiabatic_CAES_12_Generic | generic-deliverability | Generic_PGE_South_500_SSN | Reliability_Capacity_In_Model_Year | System RA | Southern_PGAE_Adiabatic_CAES_12_Generic | 0.5 | 0.5 | 0.5 | 0.5 | 0.5 | 0.5 | 0.5 | 0.5 | 0.5 | 0.5 | 0.5 | 0.5 | 0.5 | 0.5 | 0.5 | 0.5 | 0.5 | 0.5 | 0.5 | 0.5 | 0.5 | 0.5 | 0.5 | 0.5 | 0.5 | 0.5 | 0.5 | 0.5 | 0.5 | 0.5 | 0.5
Southern_PGAE_Flow_Battery_102_Generic | generic-deliverability | Generic_PGE_South_500_SSN | Reliability_Capacity_In_Model_Year | System RA | Southern_PGAE_Flow_Battery_102_Generic | 0.5 | 0.5 | 0.5 | 0.5 | 0.5 | 0.5 | 0.5 | 0.5 | 0.5 | 0.5 | 0.5 | 0.5 | 0.5 | 0.5 | 0.5 | 0.5 | 0.5 | 0.5 | 0.5 | 0.5 | 0.5 | 0.5 | 0.5 | 0.5 | 0.5 | 0.5 | 0.5 | 0.5 | 0.5 | 0.5 | 0.5
Southern_PGAE_Flow_Battery_109_Generic | generic-deliverability | Generic_PGE_South_500_SSN | Reliability_Capacity_In_Model_Year | System RA | Southern_PGAE_Flow_Battery_109_Generic | 0.5 | 0.5 | 0.5 | 0.5 | 0.5 | 0.5 | 0.5 | 0.5 | 0.5 | 0.5 | 0.5 | 0.5 | 0.5 | 0.5 | 0.5 | 0.5 | 0.5 | 0.5 | 0.5 | 0.5 | 0.5 | 0.5 | 0.5 | 0.5 | 0.5 | 0.5 | 0.5 | 0.5 | 0.5 | 0.5 | 0.5
Southern_PGAE_Flow_Battery_117_Generic | generic-deliverability | Generic_PGE_South_500_SSN | Reliability_Capacity_In_Model_Year | System RA | Southern_PGAE_Flow_Battery_117_Generic | 0.5 | 0.5 | 0.5 | 0.5 | 0.5 | 0.5 | 0.5 | 0.5 | 0.5 | 0.5 | 0.5 | 0.5 | 0.5 | 0.5 | 0.5 | 0.5 | 0.5 | 0.5 | 0.5 | 0.5 | 0.5 | 0.5 | 0.5 | 0.5 | 0.5 | 0.5 | 0.5 | 0.5 | 0.5 | 0.5 | 0.5
Southern_PGAE_Flow_Battery_118_Generic | generic-deliverability | Generic_PGE_South_500_SSN | Reliability_Capacity_In_Model_Year | System RA | Southern_PGAE_Flow_Battery_118_Generic | 0.5 | 0.5 | 0.5 | 0.5 | 0.5 | 0.5 | 0.5 | 0.5 | 0.5 | 0.5 | 0.5 | 0.5 | 0.5 | 0.5 | 0.5 | 0.5 | 0.5 | 0.5 | 0.5 | 0.5 | 0.5 | 0.5 | 0.5 | 0.5 | 0.5 | 0.5 | 0.5 | 0.5 | 0.5 | 0.5 | 0.5
Southern_PGAE_Flow_Battery_12_Generic | generic-deliverability | Generic_PGE_South_500_SSN | Reliability_Capacity_In_Model_Year | System RA | Southern_PGAE_Flow_Battery_12_Generic | 0.5 | 0.5 | 0.5 | 0.5 | 0.5 | 0.5 | 0.5 | 0.5 | 0.5 | 0.5 | 0.5 | 0.5 | 0.5 | 0.5 | 0.5 | 0.5 | 0.5 | 0.5 | 0.5 | 0.5 | 0.5 | 0.5 | 0.5 | 0.5 | 0.5 | 0.5 | 0.5 | 0.5 | 0.5 | 0.5 | 0.5
Southern_PGAE_Flow_Battery_124_Generic | generic-deliverability | Generic_PGE_South_500_SSN | Reliability_Capacity_In_Model_Year | System RA | Southern_PGAE_Flow_Battery_124_Generic | 0.5 | 0.5 | 0.5 | 0.5 | 0.5 | 0.5 | 0.5 | 0.5 | 0.5 | 0.5 | 0.5 | 0.5 | 0.5 | 0.5 | 0.5 | 0.5 | 0.5 | 0.5 | 0.5 | 0.5 | 0.5 | 0.5 | 0.5 | 0.5 | 0.5 | 0.5 | 0.5 | 0.5 | 0.5 | 0.5 | 0.5
Southern_PGAE_Flow_Battery_136_Generic | generic-deliverability | Generic_PGE_South_500_SSN | Reliability_Capacity_In_Model_Year | System RA | Southern_PGAE_Flow_Battery_136_Generic | 0.5 | 0.5 | 0.5 | 0.5 | 0.5 | 0.5 | 0.5 | 0.5 | 0.5 | 0.5 | 0.5 | 0.5 | 0.5 | 0.5 | 0.5 | 0.5 | 0.5 | 0.5 | 0.5 | 0.5 | 0.5 | 0.5 | 0.5 | 0.5 | 0.5 | 0.5 | 0.5 | 0.5 | 0.5 | 0.5 | 0.5
Southern_PGAE_Flow_Battery_139_Generic | generic-deliverability | Generic_PGE_South_500_SSN | Reliability_Capacity_In_Model_Year | System RA | Southern_PGAE_Flow_Battery_139_Generic | 0.5 | 0.5 | 0.5 | 0.5 | 0.5 | 0.5 | 0.5 | 0.5 | 0.5 | 0.5 | 0.5 | 0.5 | 0.5 | 0.5 | 0.5 | 0.5 | 0.5 | 0.5 | 0.5 | 0.5 | 0.5 | 0.5 | 0.5 | 0.5 | 0.5 | 0.5 | 0.5 | 0.5 | 0.5 | 0.5 | 0.5
Southern_PGAE_Flow_Battery_140_Generic | generic-deliverability | Generic_PGE_South_500_SSN | Reliability_Capacity_In_Model_Year | System RA | Southern_PGAE_Flow_Battery_140_Generic | 0.5 | 0.5 | 0.5 | 0.5 | 0.5 | 0.5 | 0.5 | 0.5 | 0.5 | 0.5 | 0.5 | 0.5 | 0.5 | 0.5 | 0.5 | 0.5 | 0.5 | 0.5 | 0.5 | 0.5 | 0.5 | 0.5 | 0.5 | 0.5 | 0.5 | 0.5 | 0.5 | 0.5 | 0.5 | 0.5 | 0.5
Southern_PGAE_Flow_Battery_147_Generic | generic-deliverability | Generic_PGE_South_500_SSN | Reliability_Capacity_In_Model_Year | System RA | Southern_PGAE_Flow_Battery_147_Generic | 0.5 | 0.5 | 0.5 | 0.5 | 0.5 | 0.5 | 0.5 | 0.5 | 0.5 | 0.5 | 0.5 | 0.5 | 0.5 | 0.5 | 0.5 | 0.5 | 0.5 | 0.5 | 0.5 | 0.5 | 0.5 | 0.5 | 0.5 | 0.5 | 0.5 | 0.5 | 0.5 | 0.5 | 0.5 | 0.5 | 0.5
Southern_PGAE_Flow_Battery_148_Generic | generic-deliverability | Generic_PGE_South_500_SSN | Reliability_Capacity_In_Model_Year | System RA | Southern_PGAE_Flow_Battery_148_Generic | 0.5 | 0.5 | 0.5 | 0.5 | 0.5 | 0.5 | 0.5 | 0.5 | 0.5 | 0.5 | 0.5 | 0.5 | 0.5 | 0.5 | 0.5 | 0.5 | 0.5 | 0.5 | 0.5 | 0.5 | 0.5 | 0.5 | 0.5 | 0.5 | 0.5 | 0.5 | 0.5 | 0.5 | 0.5 | 0.5 | 0.5
Southern_PGAE_Flow_Battery_151_Generic | generic-deliverability | Generic_PGE_South_500_SSN | Reliability_Capacity_In_Model_Year | System RA | Southern_PGAE_Flow_Battery_151_Generic | 0.5 | 0.5 | 0.5 | 0.5 | 0.5 | 0.5 | 0.5 | 0.5 | 0.5 | 0.5 | 0.5 | 0.5 | 0.5 | 0.5 | 0.5 | 0.5 | 0.5 | 0.5 | 0.5 | 0.5 | 0.5 | 0.5 | 0.5 | 0.5 | 0.5 | 0.5 | 0.5 | 0.5 | 0.5 | 0.5 | 0.5
Southern_PGAE_Flow_Battery_152_Generic | generic-deliverability | Generic_PGE_South_500_SSN | Reliability_Capacity_In_Model_Year | System RA | Southern_PGAE_Flow_Battery_152_Generic | 0.5 | 0.5 | 0.5 | 0.5 | 0.5 | 0.5 | 0.5 | 0.5 | 0.5 | 0.5 | 0.5 | 0.5 | 0.5 | 0.5 | 0.5 | 0.5 | 0.5 | 0.5 | 0.5 | 0.5 | 0.5 | 0.5 | 0.5 | 0.5 | 0.5 | 0.5 | 0.5 | 0.5 | 0.5 | 0.5 | 0.5
Southern_PGAE_Flow_Battery_154_Generic | generic-deliverability | Generic_PGE_South_500_SSN | Reliability_Capacity_In_Model_Year | System RA | Southern_PGAE_Flow_Battery_154_Generic | 0.5 | 0.5 | 0.5 | 0.5 | 0.5 | 0.5 | 0.5 | 0.5 | 0.5 | 0.5 | 0.5 | 0.5 | 0.5 | 0.5 | 0.5 | 0.5 | 0.5 | 0.5 | 0.5 | 0.5 | 0.5 | 0.5 | 0.5 | 0.5 | 0.5 | 0.5 | 0.5 | 0.5 | 0.5 | 0.5 | 0.5
Southern_PGAE_Flow_Battery_160_Generic | generic-deliverability | Generic_PGE_South_500_SSN | Reliability_Capacity_In_Model_Year | System RA | Southern_PGAE_Flow_Battery_160_Generic | 0.5 | 0.5 | 0.5 | 0.5 | 0.5 | 0.5 | 0.5 | 0.5 | 0.5 | 0.5 | 0.5 | 0.5 | 0.5 | 0.5 | 0.5 | 0.5 | 0.5 | 0.5 | 0.5 | 0.5 | 0.5 | 0.5 | 0.5 | 0.5 | 0.5 | 0.5 | 0.5 | 0.5 | 0.5 | 0.5 | 0.5
Southern_PGAE_Flow_Battery_161_Generic | generic-deliverability | Generic_PGE_South_500_SSN | Reliability_Capacity_In_Model_Year | System RA | Southern_PGAE_Flow_Battery_161_Generic | 0.5 | 0.5 | 0.5 | 0.5 | 0.5 | 0.5 | 0.5 | 0.5 | 0.5 | 0.5 | 0.5 | 0.5 | 0.5 | 0.5 | 0.5 | 0.5 | 0.5 | 0.5 | 0.5 | 0.5 | 0.5 | 0.5 | 0.5 | 0.5 | 0.5 | 0.5 | 0.5 | 0.5 | 0.5 | 0.5 | 0.5
Southern_PGAE_Flow_Battery_162_Generic | generic-deliverability | Generic_PGE_South_500_SSN | Reliability_Capacity_In_Model_Year | System RA | Southern_PGAE_Flow_Battery_162_Generic | 0.5 | 0.5 | 0.5 | 0.5 | 0.5 | 0.5 | 0.5 | 0.5 | 0.5 | 0.5 | 0.5 | 0.5 | 0.5 | 0.5 | 0.5 | 0.5 | 0.5 | 0.5 | 0.5 | 0.5 | 0.5 | 0.5 | 0.5 | 0.5 | 0.5 | 0.5 | 0.5 | 0.5 | 0.5 | 0.5 | 0.5
Southern_PGAE_Flow_Battery_163_Generic | generic-deliverability | Generic_PGE_South_500_SSN | Reliability_Capacity_In_Model_Year | System RA | Southern_PGAE_Flow_Battery_163_Generic | 0.5 | 0.5 | 0.5 | 0.5 | 0.5 | 0.5 | 0.5 | 0.5 | 0.5 | 0.5 | 0.5 | 0.5 | 0.5 | 0.5 | 0.5 | 0.5 | 0.5 | 0.5 | 0.5 | 0.5 | 0.5 | 0.5 | 0.5 | 0.5 | 0.5 | 0.5 | 0.5 | 0.5 | 0.5 | 0.5 | 0.5
Southern_PGAE_Flow_Battery_164_Generic | generic-deliverability | Generic_PGE_South_500_SSN | Reliability_Capacity_In_Model_Year | System RA | Southern_PGAE_Flow_Battery_164_Generic | 0.5 | 0.5 | 0.5 | 0.5 | 0.5 | 0.5 | 0.5 | 0.5 | 0.5 | 0.5 | 0.5 | 0.5 | 0.5 | 0.5 | 0.5 | 0.5 | 0.5 | 0.5 | 0.5 | 0.5 | 0.5 | 0.5 | 0.5 | 0.5 | 0.5 | 0.5 | 0.5 | 0.5 | 0.5 | 0.5 | 0.5
Southern_PGAE_Flow_Battery_165_Generic | generic-deliverability | Generic_PGE_South_500_SSN | Reliability_Capacity_In_Model_Year | System RA | Southern_PGAE_Flow_Battery_165_Generic | 0.5 | 0.5 | 0.5 | 0.5 | 0.5 | 0.5 | 0.5 | 0.5 | 0.5 | 0.5 | 0.5 | 0.5 | 0.5 | 0.5 | 0.5 | 0.5 | 0.5 | 0.5 | 0.5 | 0.5 | 0.5 | 0.5 | 0.5 | 0.5 | 0.5 | 0.5 | 0.5 | 0.5 | 0.5 | 0.5 | 0.5
Southern_PGAE_Flow_Battery_168_Generic | generic-deliverability | Generic_PGE_South_500_SSN | Reliability_Capacity_In_Model_Year | System RA | Southern_PGAE_Flow_Battery_168_Generic | 0.5 | 0.5 | 0.5 | 0.5 | 0.5 | 0.5 | 0.5 | 0.5 | 0.5 | 0.5 | 0.5 | 0.5 | 0.5 | 0.5 | 0.5 | 0.5 | 0.5 | 0.5 | 0.5 | 0.5 | 0.5 | 0.5 | 0.5 | 0.5 | 0.5 | 0.5 | 0.5 | 0.5 | 0.5 | 0.5 | 0.5
Southern_PGAE_Flow_Battery_169_Generic | generic-deliverability | Generic_PGE_South_500_SSN | Reliability_Capacity_In_Model_Year | System RA | Southern_PGAE_Flow_Battery_169_Generic | 0.5 | 0.5 | 0.5 | 0.5 | 0.5 | 0.5 | 0.5 | 0.5 | 0.5 | 0.5 | 0.5 | 0.5 | 0.5 | 0.5 | 0.5 | 0.5 | 0.5 | 0.5 | 0.5 | 0.5 | 0.5 | 0.5 | 0.5 | 0.5 | 0.5 | 0.5 | 0.5 | 0.5 | 0.5 | 0.5 | 0.5
Southern_PGAE_Flow_Battery_17_Generic | generic-deliverability | Generic_PGE_South_500_SSN | Reliability_Capacity_In_Model_Year | System RA | Southern_PGAE_Flow_Battery_17_Generic | 0.5 | 0.5 | 0.5 | 0.5 | 0.5 | 0.5 | 0.5 | 0.5 | 0.5 | 0.5 | 0.5 | 0.5 | 0.5 | 0.5 | 0.5 | 0.5 | 0.5 | 0.5 | 0.5 | 0.5 | 0.5 | 0.5 | 0.5 | 0.5 | 0.5 | 0.5 | 0.5 | 0.5 | 0.5 | 0.5 | 0.5
Southern_PGAE_Flow_Battery_170_Generic | generic-deliverability | Generic_PGE_South_500_SSN | Reliability_Capacity_In_Model_Year | System RA | Southern_PGAE_Flow_Battery_170_Generic | 0.5 | 0.5 | 0.5 | 0.5 | 0.5 | 0.5 | 0.5 | 0.5 | 0.5 | 0.5 | 0.5 | 0.5 | 0.5 | 0.5 | 0.5 | 0.5 | 0.5 | 0.5 | 0.5 | 0.5 | 0.5 | 0.5 | 0.5 | 0.5 | 0.5 | 0.5 | 0.5 | 0.5 | 0.5 | 0.5 | 0.5
Southern_PGAE_Flow_Battery_173_Generic | generic-deliverability | Generic_PGE_South_500_SSN | Reliability_Capacity_In_Model_Year | System RA | Southern_PGAE_Flow_Battery_173_Generic | 0.5 | 0.5 | 0.5 | 0.5 | 0.5 | 0.5 | 0.5 | 0.5 | 0.5 | 0.5 | 0.5 | 0.5 | 0.5 | 0.5 | 0.5 | 0.5 | 0.5 | 0.5 | 0.5 | 0.5 | 0.5 | 0.5 | 0.5 | 0.5 | 0.5 | 0.5 | 0.5 | 0.5 | 0.5 | 0.5 | 0.5
Southern_PGAE_Flow_Battery_174_Generic | generic-deliverability | Generic_PGE_South_500_SSN | Reliability_Capacity_In_Model_Year | System RA | Southern_PGAE_Flow_Battery_174_Generic | 0.5 | 0.5 | 0.5 | 0.5 | 0.5 | 0.5 | 0.5 | 0.5 | 0.5 | 0.5 | 0.5 | 0.5 | 0.5 | 0.5 | 0.5 | 0.5 | 0.5 | 0.5 | 0.5 | 0.5 | 0.5 | 0.5 | 0.5 | 0.5 | 0.5 | 0.5 | 0.5 | 0.5 | 0.5 | 0.5 | 0.5
Southern_PGAE_Flow_Battery_175_Generic | generic-deliverability | Generic_PGE_South_500_SSN | Reliability_Capacity_In_Model_Year | System RA | Southern_PGAE_Flow_Battery_175_Generic | 0.5 | 0.5 | 0.5 | 0.5 | 0.5 | 0.5 | 0.5 | 0.5 | 0.5 | 0.5 | 0.5 | 0.5 | 0.5 | 0.5 | 0.5 | 0.5 | 0.5 | 0.5 | 0.5 | 0.5 | 0.5 | 0.5 | 0.5 | 0.5 | 0.5 | 0.5 | 0.5 | 0.5 | 0.5 | 0.5 | 0.5
Southern_PGAE_Flow_Battery_176_Generic | generic-deliverability | Generic_PGE_South_500_SSN | Reliability_Capacity_In_Model_Year | System RA | Southern_PGAE_Flow_Battery_176_Generic | 0.5 | 0.5 | 0.5 | 0.5 | 0.5 | 0.5 | 0.5 | 0.5 | 0.5 | 0.5 | 0.5 | 0.5 | 0.5 | 0.5 | 0.5 | 0.5 | 0.5 | 0.5 | 0.5 | 0.5 | 0.5 | 0.5 | 0.5 | 0.5 | 0.5 | 0.5 | 0.5 | 0.5 | 0.5 | 0.5 | 0.5
Southern_PGAE_Flow_Battery_177_Generic | generic-deliverability | Generic_PGE_South_500_SSN | Reliability_Capacity_In_Model_Year | System RA | Southern_PGAE_Flow_Battery_177_Generic | 0.5 | 0.5 | 0.5 | 0.5 | 0.5 | 0.5 | 0.5 | 0.5 | 0.5 | 0.5 | 0.5 | 0.5 | 0.5 | 0.5 | 0.5 | 0.5 | 0.5 | 0.5 | 0.5 | 0.5 | 0.5 | 0.5 | 0.5 | 0.5 | 0.5 | 0.5 | 0.5 | 0.5 | 0.5 | 0.5 | 0.5