## README
Commercial Interest from CAISO interconnection queue |  | Date: 10-31-2024
Identification of CAISO interconnection queue Commercial Development Interest | This workbook also identifies commercial development interest from the CAISO's 10-07-2024 interconnection queue, for use in the busbar mapping commercial interest criteria. In the main tab "Grid GenerationQueue", staff first identified the portions of the queue's active projects already online or in-development to avoid double counting those resources. Staff then identified resource type, TPD, location, and CI confidence status, of the remaining resources for each queue project for use in the mapping analysis. The commercial resources are then summarized by commercial interest type (e.g. Executed IA, higher-confidence, etc) and by busbar mapping substation in the"CI_by_Sub" tab for use in the mapping effort.
2025-2026 TPP Portfolios Proceeding Documents | The September 12, 2024, Ruling can be accessed from the webpage below:
https://docs.cpuc.ca.gov/PublishedDocs/Efile/G000/M539/K999/539999211.PDF
Busbar Mapping and Portfolio Information | This workbook supports the initial mapping work for the proposed 2025-26 TPP base case portfolio. The portfolio utilizes CEC's 2023 IEPR and includes mapping of the 2035 and 2040 model years. All busbar mapping materials, portfolio information, and RESOLVE results can be found at the CPUC Assumptions for the 2025-26 TPP webpage below:
https://www.cpuc.ca.gov/industries-and-topics/electrical-energy/electric-power-procurement/long-term-procurement-planning/2024-26-irp-cycle-events-and-materials/assumptions-for-the-2025-2026-tpp

## Grid GenerationQueue
Report Run Date: 10/07/2024
The California ISO Controlled Grid Generation Queue for All: Active
[6 empty] | Generating Facility | [5 empty] | MWs | [7 empty] | MWh |  |  | Deliverability Status |  |  |  |  | TPD Info Reformatted | [15 empty] | Location |  | Point of Interconnection |  |  |  |  | Transmission Mapping Sub | [5 empty] | Study Availability
Project Name | Queue Position | Interconnection Request Receive Date | Queue Date | Application Status | Study Process | Type-1 | Type-2 | Type-3 | Fuel-1 | Fuel-2 | Fuel-3 | MW-1 | MW-1 Online (In Master Generting List _Date) | MW-1 Contracted or in NRI as of Date | MW-2 | MW-2 Online (In Master Generting List _Date) | MW-2 Contracted or in NRI as of Date | MW-3 | Net MWs to Grid | MWh-1 | MWh-2 | MWh-3 | Full Capacity, Partial or Energy Only (FC/P/EO) | 2024-TPD allocation report | TPD Allocation Percentage | Off-Peak Deliverability and Economic Only | TPD Allocation Group | Has TPD (Partial or Full) | TPD Allocation Fraction | Max Deliverabile Net MWs to Grid | Resource Type | Battery (Total) | Battery (FCDS) | LDES (Total) | LDES (FCDS) | Solar (Total) | Solar (FCDS) | Geothermal (Total) | Geothermal (FCDS) | Onshore Wind (Total) | Onshore Wind (FCDS) | Offshore Wind (Total) | Offshore Wind (FCDS) | County | State | Utility | PTO Study Region | Solar HSN Value | Wind HSN Value | Station or Transmission Line | Substation | Voltage | Proposed On-line Date (as filed with IR) | Current On-line Date | First Available Year | Suspension Status | Feasibility Study or Supplemental Review | System Impact Study or Phase I Cluster Study | Facilities Study (FAS) or Phase II Cluster Study | Optional Study (OS) | Interconnection Agreement Status | Ability to interconnect. 1. Nothing Needed 2. Only RAS 3. Apporved Tx
MONTEZUMA (HIGH WINDS III) | 22 | 2003-11-18 | 2003-11-18 08:00 | ACTIVE | AMEND 39 | Wind Turbine | Storage |  | Wind Turbine | Battery |  | 38 | 38 |  | 38 |  |  |  | 38 |  |  |  | Partial Capacity | Not in Report | 50 | Off-Peak Deliverability | Group D | 1 | 0.5 | 19 | Wind-Hybrid | 38 | 19 | 0 | 0 | 0 | 0 | 0 | 0 | 0 | 0 | 0 | 0 | SOLANO | CA | PGAE | Northern | 0.15 | 0.5 | Birds Landing 230 kV | Birds Landing | 230 | 2005-06-30 07:00 | 2024-04-01 07:00 | 2024 |  |  | Complete | Complete |  | Executed | 1
TULE WIND | 32 | 2004-05-12 | 2004-05-24 07:00 | ACTIVE | Serial LGIP | Wind Turbine |  |  | Wind Turbine |  |  | 193.8 | 130.5 | [5 empty] | 193.8 |  |  |  | Partial Capacity | Not in Report | 65.5 | Off-Peak Deliverability |  | 1 | 0.655 | 126.939 | Wind Turbine | 0 | 0 | 0 | 0 | 0 | 0 | 0 | 0 | 63.3 | 0 | 0 | 0 | SAN DIEGO | CA | SDGE | SDGE | 0.06 | 0.35 | Boulevard East Substation 138 kV | Boulevard East | 138 | 2007-09-01 07:00 | 2027-12-31 08:00 | 2028 |  | Waived | Complete | Complete | None | Executed | 2
FRESNO COGENERATION EXPANSION PROJECT | 61 | 2005-03-28 | 2005-03-30 08:00 | ACTIVE | AMEND 39 | Steam Turbine | Storage |  | Natural Gas | Battery |  | 73.27 | 73.27 |  | 18.5 |  |  |  | 73.27 |  |  |  | Full Capacity | Not in Report |  | Off-Peak Deliverability |  | 1 | 1 | 73.27 | Battery | 18.5 | 18.5 | 0 | 0 | 0 | 0 | 0 | 0 | 0 | 0 | 0 | 0 | FRESNO | CA | PGAE | Fresno | 0.15 | 0.5 | Helm-Kerman 70 kV Line | Helm | 70 | 2006-05-31 07:00 | 2023-02-28 08:00 | 2023 |  |  | Complete | Complete |  | Executed | 1
LAKE ELSINORE ADVANCED PUMPED STORAGE PROJECT | 72 | 2005-04-26 | 2005-06-21 07:00 | ACTIVE | Serial LGIP | Storage |  |  | Pumped-Storage hydro |  |  | 500 | [6 empty] | 500 |  |  |  | Full Capacity | Not in Report |  |  |  | 1 | 1 | 500 | LDES | 0 | 0 | 500 | 500 | 0 | 0 | 0 | 0 | 0 | 0 | 0 | 0 | RIVERSIDE | CA | SDGE | SDGE | 0.06 | 0.35 | Proposed Lee Lake Substation 500 kV | Alberhill | 500 | 2008-12-31 08:00 | 2028-12-31 08:00 | 2029 |  | Waived | Complete | Re-Study | None | Executed | 0
BOTTLE ROCK POWER | 81 | 2005-09-13 | 2005-09-13 07:00 | ACTIVE | Serial LGIP | Steam Turbine | Storage |  | Geothermal | Battery |  | 9.435 |  |  | 47.4465 |  |  |  | 52.01 |  |  |  | Energy Only | Not in Report |  | Off-Peak Deliverability | Group A | 0 | 0 | 0 | Geothermal-Hybrid | 47.4465 | 0 | 0 | 0 | 0 | 0 | 9.435 | 0 | 0 | 0 | 0 | 0 | LAKE | CA | PGAE | Kern | 0.15 | 0.5 | Geysers #17-Fulton 230 kV Line | Geysers 17 | 230 | 2006-09-01 07:00 | 2007-10-31 07:00 | 2008 |  | None | Complete | Complete | None | Executed | 0
CPC WEST | 96 | 2006-02-15 | 2006-03-01 08:00 | ACTIVE | Serial LGIP | Wind Turbine | Storage |  | Wind Turbine | Battery |  | 600 | 600 |  | 150 |  |  |  | 600 |  | 4 |  | Energy Only | Not in Report |  | Off-Peak Deliverability | Group A | 0 | 0 | 0 | Wind-Hybrid | 150 | 0 | 0 | 0 | 0 | 0 | 0 | 0 | 0 | 0 | 0 | 0 | KERN | CA | SCE | Northern | 0.13 | 0.48 | Tehachapi Conceptual Substation #1 | Windhub | 230 | 2009-12-31 08:00 | 2026-12-22 08:00 | 2027 |  | Waived | Complete | None | None | Executed | 0
WINDSTAR I ALTERNATE | 100 | 2006-04-05 | 2006-04-05 07:00 | ACTIVE | Serial LGIP | Wind Turbine | Storage |  | Wind Turbine | Battery |  | 120 | 120 |  | 120 |  |  |  | 120 |  |  |  | Full Capacity | Not in Report |  | Off-Peak Deliverability |  | 1 | 1 | 120 | Wind-Hybrid | 120 | 120 | 0 | 0 | 0 | 0 | 0 | 0 | 0 | 0 | 0 | 0 | KERN | CA | SCE | Northern | 0.13 | 0.48 | Vincent Substation 230kV | Vincent | 230 | 2007-12-31 08:00 | 2025-08-01 07:00 | 2025 |  | Waived | Complete | None | None | Executed | 0
SILVER RIDGE MOUNT SIGNAL | 124 | 2006-08-22 | 2006-08-22 07:00 | ACTIVE | Serial LGIP | Photovoltaic | Storage |  | Solar | Battery |  | 600 | 600 |  | 150 | 10 |  |  | 600 |  | 4 |  | Partial Capacity | Not in Report | 19.36 | Off-Peak Deliverability |  | 1 | 0.1936 | 116.16 | Solar-Hybrid | 140 | 106.16 | 0 | 0 | 0 | 0 | 0 | 0 | 0 | 0 | 0 | 0 | IMPERIAL | CA | SDGE |  | 0.06 | 0.35 | Imperial Valley Substation 230 kV | Imperial Valley | 230 | 2011-03-01 08:00 | 2027-06-01 07:00 | 2027 |  | Waived | Complete | Complete | None | Executed | 0
SANDSTORM WIND POWER | 138 | 2006-10-23 | 2006-10-23 07:00 | ACTIVE | Serial LGIP | Wind Turbine | Storage |  | Wind Turbine | Battery |  | 60 |  |  | 90 |  |  |  | 150 |  |  |  | Partial Capacity | Not in Report | 30.44 | Off-Peak Deliverability |  | 1 | 0.3044 | 45.66 | Wind-Hybrid | 90 | 45.66 | 0 | 0 | 0 | 0 | 0 | 0 | 60 | 0 | 0 | 0 | RIVERSIDE | CA | SCE | Eastern | 0.13 | 0.48 | Devers Substation 220 kV | Devers | 230 | 2008-12-31 08:00 | 2030-02-01 08:00 | 2030 |  | Waived | Complete | Complete | None | Executed | 2
MONTEZUMA II | 222 | 2007-05-23 | 2007-05-23 07:00 | ACTIVE | TC | Wind Turbine | Storage |  | Wind Turbine | Battery |  | 78 | 78 |  | 54 |  |  |  | 78 |  |  |  | Partial Capacity | Not in Report | 59 | Off-Peak Deliverability | Group D | 1 | 0.59 | 46.02 | Wind-Hybrid | 54 | 46.02 | 0 | 0 | 0 | 0 | 0 | 0 | 0 | 0 | 0 | 0 | SOLANO | CA | PGAE | Northern | 0.15 | 0.5 | Birds Landing 230 kV | Birds Landing | 230 | 2010-12-31 08:00 | 2012-01-29 08:00 | 2012 |  | NA | Complete | Complete | NA | Executed | 1
AMERICAN KINGS SOLAR | 272 | 2007-11-01 | 2007-11-01 07:00 | ACTIVE | TC | Photovoltaic | Storage |  | Solar | Battery |  | 123 | 123 |  | 73.8 |  | 73.8 |  | 123 |  |  |  | Full Capacity | Not in Report |  | Off-Peak Deliverability | Group A | 1 | 1 | 123 | Solar-Hybrid | 0 | 0 | 0 | 0 | 0 | 0 | 0 | 0 | 0 | 0 | 0 | 0 | KINGS | CA | PGAE | Fresno | 0.15 | 0.5 | Henrietta 70 kV | Henrietta | 70 | 2012-06-01 07:00 | 2025-12-30 08:00 | 2026 |  | NA | Complete | Complete | NA | Executed | 0
ALTA VISTA SUNTOWER GENERATING STATION | 297 | 2008-01-18 | 2008-01-18 08:00 | ACTIVE | TC | Steam Turbine | Storage |  | Solar | Battery |  | 66 | 66 |  | 66 |  |  |  | 66 |  |  |  | Energy Only | Not in Report |  | Off-Peak Deliverability | Group A | 0 | 0 | 0 | Solar-Hybrid | 66 | 0 | 0 | 0 | 0 | 0 | 0 | 0 | 0 | 0 | 0 | 0 | LOS ANGELES | CA | SCE | Northern | 0.13 | 0.48 | Neenach-Bailey 66kV line | Neenach | 66 | 2009-12-01 08:00 | 2025-04-15 07:00 | 2025 |  | NA | Complete | Complete | NA | Executed | 0
LOS ESTEROS CRITICAL ENERGY FACILITY EXPANSION | 378 | 2008-05-28 | 2008-05-28 07:00 | ACTIVE | TC | Combined Cycle | Storage |  | Natural Gas | Battery |  | 120 | 120 |  | 3 |  | 3.3 |  | 120 |  |  |  | Full Capacity | Not in Report |  | Off-Peak Deliverability |  | 1 | 1 | 120 | Battery | 0 | 0 | 0 | 0 | 0 | 0 | 0 | 0 | 0 | 0 | 0 | 0 | SANTA CLARA | CA | PGAE | Northern | 0.15 | 0.5 | Los Esteros 115 kV | Los Esteros | 115 | 2011-06-01 07:00 | 2023-09-01 07:00 | 2023 |  | NA | Complete | Complete | NA | Executed | 1
SILVER STATE SOUTH SOLAR PROJECT | 467 | 2008-05-30 | 2008-06-02 07:00 | ACTIVE | TC | Steam Turbine | Storage |  | Solar | Battery |  | 230 | 230 |  | 200 |  | 200 |  | 230 |  |  |  | Full Capacity | Not in Report |  | Off-Peak Deliverability |  | 1 | 1 | 230 | Solar-Hybrid | 0 | 0 | 0 | 0 | 0 | 0 | 0 | 0 | 0 | 0 | 0 | 0 | CLARK | NV | SCE | EOP | 0.13 | 0.48 | Eldorado-Ivanpah 230kV line | Ivanpah | 230 | 2012-08-01 07:00 | 2024-12-31 08:00 | 2025 |  | NA | Complete | Complete | NA | Executed | 2
ROSAMOND WEST SOLAR | 506 | 2009-07-30 | 2009-07-31 07:00 | ACTIVE | C01 | Photovoltaic | Storage |  | Solar | Battery |  | 299.6 | 299.6 |  | 147.7 | 147.7 |  |  | 299.6 |  |  |  | Full Capacity | Not in Report |  | Off-Peak Deliverability |  | 1 | 1 | 299.6 | Solar-Hybrid | 0 | 0 | 0 | 0 | 0 | 0 | 0 | 0 | 0 | 0 | 0 | 0 | KERN | CA | SCE | Northern | 0.13 | 0.48 | Whirlwind Substation 230kV | Whirlwind | 230 | 2015-07-31 07:00 | 2023-07-30 07:00 | 2023 |  | NA | Complete | Complete | NA | Executed | 2
CROW CREEK SOLAR 1 (FKA: FRONTIER SOLAR 1) (FKA AS SCATEC WESTSIDE SOLAR RANCH I AND STANISLAUS PV - PHASE 1) | 539 | 2009-12-18 | 2009-12-18 08:00 | ACTIVE | SGIP | Photovoltaic | Storage |  | Solar | Battery |  | 20 | 20 |  | 20 |  |  |  | 20 |  |  |  | Energy Only | Not in Report |  | Off-Peak Deliverability |  | 0 | 0 | 0 | Solar-Hybrid | 20 | 0 | 0 | 0 | 0 | 0 | 0 | 0 | 0 | 0 | 0 | 0 | STANISLAUS | CA | PGAE | None | 0.15 | 0.5 | Salado-Newman #1 60kV Line | Salado | 60 | 2012-10-31 07:00 | 2016-06-30 07:00 | 2016 |  | None | Facilities Study | SGIA | NA | Executed | 0
KETTLEMAN SOLAR PROJECT (FKA KETTLEMAN SOLAR FARM) | 625 | 2010-05-14 | 2010-05-14 07:00 | ACTIVE | SGIP | Photovoltaic | Storage |  | Solar | Battery |  | 20 | 20 |  | 20 |  |  |  | 20 |  |  |  | Energy Only | Not in Report |  | Off-Peak Deliverability |  | 0 | 0 | 0 | Solar-Hybrid | 20 | 0 | 0 | 0 | 0 | 0 | 0 | 0 | 0 | 0 | 0 | 0 | KINGS | CA | PGAE | Fresno | 0.15 | 0.5 | Henrietta-Tulare Lake 70 kV | Henrietta | 70 | 2011-12-31 08:00 | 2025-04-01 07:00 | 2025 |  | None | Facilities Study | SGIA | NA | Executed | 1
EXCELSIOR SOLAR (FKA: BURFORD FIVE POINTS) | 678 | 2011-03-31 | 2011-03-31 07:00 | ACTIVE | C04 | Photovoltaic | Storage |  | Solar | Battery |  | 60 | 60 |  | 60 |  |  |  | 60 |  |  |  | Partial Capacity | Not in Report | 10 | Off-Peak Deliverability |  | 1 | 0.1 | 6 | Solar-Hybrid | 60 | 6 | 0 | 0 | 0 | 0 | 0 | 0 | 0 | 0 | 0 | 0 | FRESNO | CA | PGAE | Fresno | 0.15 | 0.5 | Panoche-Schindler #1 and #2 115 kV Line | Schindler | 115 | 2013-09-05 07:00 | 2024-12-20 08:00 | 2025 |  | NA | Complete | Complete | NA | Executed | 0
COLUMBIA SOLAR ENERGY 2 FKA COLUMBIA SOLAR ENERGY II | 687 | 2011-03-31 | 2011-03-31 07:00 | ACTIVE | C04 | Photovoltaic | Storage |  | Solar | Battery |  | 20 | 20 |  | 20 |  |  |  | 20 |  |  |  | Partial Capacity | Not in Report | 10 | Off-Peak Deliverability | Group D | 1 | 0.1 | 2 | Solar-Hybrid | 20 | 2 | 0 | 0 | 0 | 0 | 0 | 0 | 0 | 0 | 0 | 0 | CONTRA COSTA | CA | PGAE | Northern | 0.15 | 0.5 | Pittsburg-Kirker-Columbia Steel 115 kV Line | Kirker | 115 | 2012-12-31 08:00 | 2025-06-01 07:00 | 2025 |  | NA | Complete | Complete | NA | Executed | 1
LASSEN LODGE HYDROELECTRIC | 720 | 2011-03-31 | 2011-03-31 07:00 | ACTIVE | C04 | Hydro |  |  | Water |  |  | 4.5 | [6 empty] | 4.5 |  |  |  | Energy Only | Not in Report |  |  |  | 0 | 0 | 0 | Hydro | 0 | 0 | 0 | 0 | 0 | 0 | 0 | 0 | 0 | 0 | 0 | 0 | TEHAMA | CA | PGAE | Northern | 0.15 | 0.5 | Vota-South 60 kV | Cottonwood | 60 | 2012-12-15 08:00 | 2024-10-16 07:00 | 2025 |  | NA | Complete | Complete | NA | Executed | 1
REDWOOD SOLAR FARM | 744 | 2011-03-31 | 2011-03-31 07:00 | ACTIVE | C04 | Photovoltaic |  |  | Solar |  |  | 90 | 78.3 | [5 empty] | 90 |  |  |  | Partial Capacity | Not in Report | 87 | Off-Peak Deliverability | Group D | 1 | 0.87 | 78.3 | Solar | 0 | 0 | 0 | 0 | 11.7 | 0 | 0 | 0 | 0 | 0 | 0 | 0 | KERN | CA | PGAE | Kern | 0.15 | 0.5 | Lamont 115 KV | Lamont | 115 | 2014-07-01 07:00 | 2024-07-01 07:00 | 2024 |  | NA | Complete | Complete | NA | Executed | 3
BIG SKY SOLAR | 768 | 2011-03-31 | 2011-03-31 07:00 | ACTIVE | C04 | Photovoltaic | Storage |  | Solar | Battery |  | 320 | 320 |  | 163.4 |  |  |  | 320 |  |  |  | Full Capacity | Not in Report |  | Off-Peak Deliverability |  | 1 | 1 | 320 | Solar-Hybrid | 163.4 | 163.4 | 0 | 0 | 0 | 0 | 0 | 0 | 0 | 0 | 0 | 0 | LOS ANGELES | CA | SCE | Northern | 0.13 | 0.48 | Antelope Substation 230kV bus | Antelope | 230 | 2014-12-31 08:00 | 2023-01-31 08:00 | 2023 |  | NA | Complete | Complete | NA | Executed | 2
WRIGHT SOLAR | 779 | 2011-03-31 | 2011-03-31 07:00 | ACTIVE | C04 | Photovoltaic | Storage |  | Solar | Battery |  | 200 | 200 |  | 80 |  | 80 |  | 200 |  |  |  | Partial Capacity | Not in Report | 49.35 | Off-Peak Deliverability |  | 1 | 0.4935 | 98.7 | Solar-Hybrid | 0 | 0 | 0 | 0 | 0 | 0 | 0 | 0 | 0 | 0 | 0 | 0 | MERCED | CA | PGAE | Fresno | 0.15 | 0.5 | Los Banos-Panoche #1 230kV Line | Los Banos | 230 | 2014-01-06 08:00 | 2023-11-03 07:00 | 2024 |  | NA | Complete | Complete | NA | Executed | 1
RUGGED SOLAR FARM | 789 | 2011-03-30 | 2011-03-31 07:00 | ACTIVE | C04 | Photovoltaic |  |  | Solar |  |  | 71.88 | [6 empty] | 71.88 |  |  |  | Energy Only | Not in Report |  | Off-Peak Deliverability | Group B | 0 | 0 | 0 | Solar | 0 | 0 | 0 | 0 | 71.88 | 0 | 0 | 0 | 0 | 0 | 0 | 0 | SAN DIEGO | CA | SDGE | SDGE | 0.06 | 0.35 | Boulevard East Substation 69 kV | Boulevard East | 69 | 2015-07-31 07:00 | 2025-04-01 07:00 | 2025 |  | NA | Complete | Complete | NA | Executed | 2
STAGE COACH SOLAR | 897 | 2012-04-02 | 2012-04-02 07:00 | ACTIVE | C05 | Photovoltaic | Storage |  | Solar | Battery |  | 200 |  |  | 50 |  |  |  | 200 |  |  |  | Partial Capacity | Not in Report | 65 | Off-Peak Deliverability |  | 1 | 0.65 | 130 | Solar-Hybrid | 50 | 50 | 0 | 0 | 200 | 200 | 0 | 0 | 0 | 0 | 0 | 0 | SAN BERNARDINO | CA | SCE | NOL | 0.13 | 0.48 | Calcite Substation 220kV bus | Calcite | 230 | 2016-12-01 08:00 | 2026-08-01 07:00 | 2026 |  | NA | Complete | Complete | NA | Executed | 2
NORTHERN ORCHARD SOLAR | 946 | 2013-04-23 | 2013-04-30 07:00 | ACTIVE | C06 | Photovoltaic | Storage |  | Solar | Battery |  | 100 |  | 150 | 92 |  | 92 |  | 100 |  |  |  | Partial Capacity | Not in Report | 60 | Off-Peak Deliverability |  | 1 | 0.6 | 60 | Solar-Hybrid | 0 | 0 | 0 | 0 | 0 | 0 | 0 | 0 | 0 | 0 | 0 | 0 | KERN | CA | PGAE | Kern | 0.15 | 0.5 | Midway-Wheeler Ridge #2 230 kV Line | New Sub - Midway - Wheeler Ridge (Proposed) | 230 | 2015-12-01 08:00 | 2025-01-31 08:00 | 2025 |  | NA | Complete | Complete | NA | Executed | 2
SUNSHINE VALLEY SOLAR 1 | 993 | 2013-04-30 | 2013-04-30 07:00 | ACTIVE | C06 | Photovoltaic | Storage |  | Solar | Battery |  | 50 | 50 |  | 40 |  |  |  | 50 |  |  |  | Full Capacity | Not in Report |  | Off-Peak Deliverability |  | 1 | 1 | 50 | Solar-Hybrid | 40 | 40 | 0 | 0 | 0 | 0 | 0 | 0 | 0 | 0 | 0 | 0 | NYE | NV | VEA | EOP | 0.08 | 0.48 | Valley Substation 138 kV | Valley (VEA) | 138 | 2016-12-31 08:00 | 2026-12-31 08:00 | 2027 |  | NA | Complete | Complete | NA | Executed | 1
LASSEN LODGE HYDROELECTRIC 2 | 1002 | 2013-05-01 | 2013-04-30 07:00 | ACTIVE | C06 | Hydro |  |  | Water |  |  | 0.5 | [6 empty] | 0.5 |  |  |  | Energy Only | Not in Report |  |  |  | 0 | 0 | 0 | Hydro | 0 | 0 | 0 | 0 | 0 | 0 | 0 | 0 | 0 | 0 | 0 | 0 | TEHAMA | CA | PGAE | Northern | 0.15 | 0.5 | Volta-South 60 kV Line | Cottonwood | 60 | 2015-11-15 08:00 | 2024-10-16 07:00 | 2025 |  | NA | Complete | Complete | NA | Executed | 1
CHULA VISTA ENERGY CENTER 2 | 1045 | 2014-04-30 | 2014-04-30 07:00 | ACTIVE | C07 | Storage |  |  | Battery |  |  | 50 |  | 50 |  |  |  |  | 50 |  |  |  | Energy Only | 1 |  |  | Group A | 1 | 1 | 50 | Battery | 0 | 0 | 0 | 0 | 0 | 0 | 0 | 0 | 0 | 0 | 0 | 0 | SAN DIEGO | CA | SDGE | SDGE | 0.06 | 0.35 | Otay Substation 69 kV | Otay | 69 | 2019-11-01 07:00 | 2025-06-01 07:00 | 2025 |  | NA | Complete | Complete | NA | Executed | 0
NORTH JOHNSON ENERGY CENTER | 1047 | 2014-04-30 | 2014-04-30 07:00 | ACTIVE | C07 | Storage |  |  | Battery |  |  | 50 | [6 empty] | 50 |  |  |  | Full Capacity | 1 |  |  | Group A | 1 | 1 | 50 | Battery | 50 | 50 | 0 | 0 | 0 | 0 | 0 | 0 | 0 | 0 | 0 | 0 | SAN DIEGO | CA | SDGE | SDGE | 0.06 | 0.35 | El Cajon Substation 69 kV | El Cajon | 69 | 2019-11-01 07:00 | 2026-04-01 07:00 | 2026 |  | NA | Complete | Complete | NA | Executed | 0
ESCONDIDO ENERGY CENTER 2 | 1048 | 2014-04-30 | 2014-04-30 07:00 | ACTIVE | C07 | Storage |  |  | Battery |  |  | 33 | [6 empty] | 33 |  |  |  | Full Capacity | 0.66 |  |  | Group A | 1 | 1 | 33 | Battery | 33 | 33 | 0 | 0 | 0 | 0 | 0 | 0 | 0 | 0 | 0 | 0 | SAN DIEGO | CA | SDGE | SDGE | 0.06 | 0.35 | Escondido Substation 69 kV | Escondido | 69 | 2019-11-01 07:00 | 2027-06-01 07:00 | 2027 |  | NA | Complete | Complete | NA | Executed | 0
WHITE WING RANCH SOLAR | 1062 | 2014-04-30 | 2014-04-30 07:00 | ACTIVE | C07 | Photovoltaic | Storage |  | Solar | Battery |  | 200 |  | 179 | 200 |  |  |  | 200 |  |  |  | Energy Only | Not in Report |  | Off-Peak Deliverability |  | 0 | 0 | 0 | Solar-Hybrid | 200 | 0 | 0 | 0 | 21 | 0 | 0 | 0 | 0 | 0 | 0 | 0 | YUMA | AZ | SDGE | SDGE | 0.06 | 0.35 | Hoodoo Wash Switchyard 500 kV | Hoodoo Wash | 500 | 2018-12-31 08:00 | 2026-06-01 07:00 | 2026 |  | NA | Complete | Complete | NA | Executed | 1
ARES NEVADA | 1064 | 2014-04-30 | 2014-04-30 07:00 | ACTIVE | C07 | Storage |  |  | Gravity via Rail |  |  | 44 | [6 empty] | 44 |  |  |  | Energy Only | Not in Report |  |  |  | 0 | 0 | 0 | Other | 0 | 0 | 0 | 0 | 0 | 0 | 0 | 0 | 0 | 0 | 0 | 0 | NYE | NV | GLW | None | 0.08 | 0.48 | Gamebird Substation 230 kV | Carpenter Canyon (fka Gamebird) | 230 | 2017-01-01 08:00 | 2027-01-08 08:00 | 2027 |  | NA | Complete | Complete | NA | Executed | 1
GASKELL WEST | 1074 | 2014-04-30 | 2014-04-30 07:00 | ACTIVE | C07 | Photovoltaic | Storage |  | Solar | Battery |  | 125 | 125 |  | 61.62 | 20 |  |  | 128.07 |  |  |  | Full Capacity | Not in Report |  | Off-Peak Deliverability |  | 1 | 1 | 128.07 | Solar-Hybrid | 41.62 | 41.62 | 0 | 0 | 0 | 0 | 0 | 0 | 0 | 0 | 0 | 0 | KERN | CA | SCE | Northern | 0.13 | 0.48 | Whirlwind Substation 220 kV | Whirlwind | 230 | 2016-06-30 07:00 | 2026-12-02 08:00 | 2027 |  | NA | Complete | Complete | NA | Executed | 2
WILLOW SPRINGS SOLAR 3 | 1076 | 2014-04-30 | 2014-04-30 07:00 | ACTIVE | C07 | Storage |  |  | Battery |  |  | 50 | 50 | [5 empty] | 50 |  |  |  | Full Capacity | Not in Report |  | Off-Peak Deliverability |  | 1 | 1 | 50 | Battery | 0 | 0 | 0 | 0 | 0 | 0 | 0 | 0 | 0 | 0 | 0 | 0 | KERN | CA | SCE | Northern | 0.13 | 0.48 | Whirlwind Substation 230 kV | Whirlwind | 230 | 2017-06-30 07:00 | 2026-06-01 07:00 | 2026 |  | NA | Complete | Complete | NA | Executed | 2
ALTAMONT MIDWAY LTD | 1096 | 2015-02-24 | 2015-04-13 07:00 | ACTIVE | FT | Wind Turbine |  |  | Wind Turbine |  |  | 5 | [6 empty] | 5 |  |  |  | Energy Only | Not in Report |  | Off-Peak Deliverability |  | 0 | 0 | 0 | Wind Turbine | 0 | 0 | 0 | 0 | 0 | 0 | 0 | 0 | 5 | 0 | 0 | 0 | ALAMEDA | CA | PGAE | Northern | 0.15 | 0.5 | Altamont Midway 230 kV | Altamont Midway (Sandhill) | 230 | 2015-08-31 07:00 | 2025-04-28 07:00 | 2025 |  | None | NA | NA | NA | Executed | 1
FOUNTAIN WIND | 1106 | 2015-04-30 | 2015-04-30 07:00 | ACTIVE | C08 | Wind Turbine |  |  | Wind Turbine |  |  | 206 | [6 empty] | 200 |  |  |  | Full Capacity | Not in Report |  | Off-Peak Deliverability |  | 1 | 1 | 200 | Wind Turbine | 0 | 0 | 0 | 0 | 0 | 0 | 0 | 0 | 206 | 200 | 0 | 0 | SHASTA | CA | PGAE | Northern | 0.15 | 0.5 | Pit 1-Cottonwood 230 kV Line | New Sub - Pit 1 - Cottonwood (Proposed) | 230 | 2020-10-15 07:00 | 2027-09-15 07:00 | 2027 |  | NA | Complete | Complete | NA | Executed | 3
ULTRAPOWER CHINESE STATION BESS | 1116 | 2015-04-30 | 2015-04-30 07:00 | ACTIVE | C08 | Storage |  |  | Battery |  |  | 10 |  | 10 |  |  |  |  | 10 |  |  |  | Full Capacity | Not in Report |  |  |  | 1 | 1 | 10 | Battery | 0 | 0 | 0 | 0 | 0 | 0 | 0 | 0 | 0 | 0 | 0 | 0 | TUOLUMNE | CA | PGAE | Northern | 0.15 | 0.5 | Melones-Curtis 115 kV Line | Peoria | 115 | 2017-03-31 07:00 | 2024-12-30 08:00 | 2025 |  | NA | Complete | Complete | NA | Executed | 1
LUNA VALLEY SOLAR | 1129 | 2015-04-30 | 2015-04-30 07:00 | ACTIVE | C08 | Photovoltaic | Storage |  | Solar | Battery |  | 204 |  | 200 | 168.5 |  | 168 |  | 200 |  |  |  | Partial Capacity | Not in Report | 84.3 | Off-Peak Deliverability |  | 1 | 0.843 | 168.6 | Solar-Hybrid | 0.5 | 0.5 | 0 | 0 | 4 | 0 | 0 | 0 | 0 | 0 | 0 | 0 | FRESNO | CA | PGAE | Fresno | 0.15 | 0.5 | Tranquility 230 kV | Tranquility | 230 | 2018-12-31 08:00 | 2028-12-29 08:00 | 2029 |  | NA | Complete | Complete | NA | Executed | 3
SCARLET | 1135 | 2015-04-29 | 2015-04-30 07:00 | ACTIVE | C08 | Photovoltaic | Storage |  | Solar | Battery |  | 400 | 200 | 200 | 400 | 40 | 150 |  | 400 |  |  |  | Full Capacity | Not in Report |  | Off-Peak Deliverability |  | 1 | 1 | 400 | Solar-Hybrid | 210 | 210 | 0 | 0 | 0 | 0 | 0 | 0 | 0 | 0 | 0 | 0 | FRESNO | CA | PGAE | Fresno | 0.15 | 0.5 | Tranquility 230 kV | Tranquility | 230 | 2018-12-31 08:00 | 2025-12-23 08:00 | 2026 |  | NA | Complete | Complete | NA | Executed | 3
LAKE ALPAUGH BATTERY STORAGE | 1143 | 2015-04-29 | 2015-04-30 07:00 | ACTIVE | C08 | Storage |  |  | Battery |  |  | 10 |  | 10 |  |  |  |  | 10 |  |  |  | Full Capacity | Not in Report |  |  |  | 1 | 1 | 10 | Battery | 0 | 0 | 0 | 0 | 0 | 0 | 0 | 0 | 0 | 0 | 0 | 0 | TULARE | CA | PGAE | Kern | 0.15 | 0.5 | Corcoran-Olive 115 kV Line | Alpaugh | 115 | 2017-12-31 08:00 | 2025-09-15 07:00 | 2025 |  | NA | Complete | Complete | NA | Executed | 3
BIG ROCK SOLAR FARM | 1166 | 2015-04-30 | 2015-04-30 07:00 | ACTIVE | C08 | Storage |  |  | Battery |  |  | 200 |  | 200 |  |  |  |  | 200 |  |  |  | Partial Capacity | Not in Report | 87 | Off-Peak Deliverability | Group D | 1 | 0.87 | 174 | Battery | 0 | 0 | 0 | 0 | 0 | 0 | 0 | 0 | 0 | 0 | 0 | 0 | IMPERIAL | CA | SDGE | SDGE | 0.06 | 0.35 | Imperial Valley Substation 230 kV | Imperial Valley | 230 | 2020-06-01 07:00 | 2025-04-30 07:00 | 2025 |  | NA | Complete | Complete | NA | Executed | 2
FALLBROOK ENERGY STORAGE | 1169 | 2015-04-30 | 2015-04-30 07:00 | ACTIVE | C08 | Storage |  |  | Battery |  |  | 69.6 | 40 | [5 empty] | 69.6 |  |  |  | Full Capacity | Not in Report |  |  |  | 1 | 1 | 69.6 | Battery | 29.6 | 29.6 | 0 | 0 | 0 | 0 | 0 | 0 | 0 | 0 | 0 | 0 | SAN DIEGO | CA | SDGE | SDGE | 0.06 | 0.35 | Avocado Substation 69 kV | Avocado | 69 | 2020-02-01 08:00 | 2024-12-10 08:00 | 2025 |  | NA | Complete | Complete | NA | Executed | 2
GATEWAY ENERGY STORAGE | 1170 | 2015-04-30 | 2015-04-30 07:00 | ACTIVE | C08 | Storage |  |  | Battery |  |  | 250 | 250 | [5 empty] | 250 |  |  |  | Full Capacity | Not in Report |  |  |  | 1 | 1 | 250 | Battery | 0 | 0 | 0 | 0 | 0 | 0 | 0 | 0 | 0 | 0 | 0 | 0 | SAN DIEGO | CA | SDGE | SDGE | 0.06 | 0.35 | Otay Mesa Switchyard 230 kV | Otay Mesa | 230 | 2018-09-01 07:00 | 2024-08-01 07:00 | 2024 |  | NA | Complete | Complete | NA | Executed | 2
MCFARLAND SOLAR | 1171 | 2015-04-30 | 2015-04-30 07:00 | ACTIVE | C08 | Photovoltaic | Storage |  | Solar | Battery |  | 500 | 500 |  | 435 | 250 | 185 |  | 500 |  |  |  | Partial Capacity | Not in Report | 87 | Off-Peak Deliverability |  | 1 | 0.87 | 435 | Solar-Hybrid | 0 | 0 | 0 | 0 | 0 | 0 | 0 | 0 | 0 | 0 | 0 | 0 | YUMA | AZ | SDGE | SDGE | 0.06 | 0.35 | Hoodoo Wash Switchyard 500 kV | Hoodoo Wash | 500 | 2018-12-31 08:00 | 2025-02-03 08:00 | 2025 |  | NA | Complete | Complete | NA | Executed | 1
LECONTE ENERGY STORAGE | 1175 | 2015-04-29 | 2015-04-30 07:00 | ACTIVE | C08 | Storage |  |  | Battery |  |  | 125 | 125 | [5 empty] | 125 |  |  |  | Partial Capacity | Not in Report | 18 |  | Group B | 1 | 0.18 | 22.5 | Battery | 0 | 0 | 0 | 0 | 0 | 0 | 0 | 0 | 0 | 0 | 0 | 0 | IMPERIAL | CA | SDGE | SDGE | 0.06 | 0.35 | Imperial Valley Substation 230 kV | Imperial Valley | 230 | 2018-09-01 07:00 | 2026-06-01 07:00 | 2026 |  | NA | Complete | Complete | NA | Executed | 2
QUARTZITE SOLAR 8 | 1198 | 2015-04-28 | 2015-04-30 07:00 | ACTIVE | C08 | Photovoltaic | Storage |  | Solar | Battery |  | 150 |  | 150 | 75 |  | 75 |  | 150 |  |  |  | Full Capacity | Not in Report |  | Off-Peak Deliverability |  | 1 | 1 | 150 | Solar-Hybrid | 0 | 0 | 0 | 0 | 0 | 0 | 0 | 0 | 0 | 0 | 0 | 0 | RIVERSIDE | CA | SCE | Eastern | 0.13 | 0.48 | Colorado River Substation 220kV | Colorado River | 230 | 2020-12-01 08:00 | 2024-12-21 08:00 | 2025 |  | NA | Complete | Complete | NA | Executed | 2
ARATINA SOLAR CENTER 1 | 1204 | 2015-04-30 | 2015-04-30 07:00 | ACTIVE | C08 | Photovoltaic | Storage |  | Solar | Battery |  | 200 |  | 50 | 200 |  | 37.5 |  | 200 |  |  |  | Partial Capacity | Not in Report | 19 | Off-Peak Deliverability | Group A | 1 | 0.19 | 38 | Solar-Hybrid | 162.5 | 0.5 | 0 | 0 | 150 | 0 | 0 | 0 | 0 | 0 | 0 | 0 | SAN BERNARDINO | CA | SCE | NOL | 0.13 | 0.48 | Kramer Substation 230kV | Kramer | 230 | 2020-06-01 07:00 | 2025-11-27 08:00 | 2026 |  | NA | Complete | Complete | NA | Executed | 2
SIENNA SOLAR FARM | 1207 | 2015-04-30 | 2015-04-30 07:00 | ACTIVE | C08 | Photovoltaic | Storage |  | Solar | Battery |  | 200 |  |  | 200 |  |  |  | 200 |  |  |  | Partial Capacity | Not in Report | 93 | Off-Peak Deliverability | Group D | 1 | 0.93 | 186 | Solar-Hybrid | 200 | 186 | 0 | 0 | 200 | 0 | 0 | 0 | 0 | 0 | 0 | 0 | SAN BERNARDINO | CA | SCE | NOL | 0.13 | 0.48 | Calcite Substation 230kV | Calcite | 230 | 2020-06-01 07:00 | 2027-01-28 08:00 | 2027 |  | NA | Complete | Complete | NA | Executed | 2
ANTELOPE SOLAR 2 | 1208 | 2015-04-30 | 2015-04-30 07:00 | ACTIVE | C08 | Storage | Photovoltaic |  | Battery | Solar |  | 358.88 | 335 |  | 423 | 423 |  |  | 650 |  |  |  | Full Capacity | Not in Report |  | Off-Peak Deliverability |  | 1 | 1 | 650 | Solar-Hybrid | 23.88 | 23.88 | 0 | 0 | 0 | 0 | 0 | 0 | 0 | 0 | 0 | 0 | LOS ANGELES | CA | SCE | Northern | 0.13 | 0.48 | Antelope Substation 220kV | Antelope | 230 | 2018-12-31 08:00 | 2025-11-27 08:00 | 2026 |  | NA | Complete | Complete | NA | Executed | 2
ROSAMOND SOUTH EAST | 1211 | 2015-04-30 | 2015-04-30 07:00 | ACTIVE | C08 | Photovoltaic | Storage |  | Solar | Battery |  | 101.7 |  | 100 | 94 |  | 92 |  | 101.7 |  |  |  | Partial Capacity | Not in Report | 51.98 | Off-Peak Deliverability |  | 1 | 0.5198 | 52.8637 | Solar-Hybrid | 2 | 0 | 0 | 0 | 1.7 | 0 | 0 | 0 | 0 | 0 | 0 | 0 | KERN | CA | SCE | Northern | 0.13 | 0.48 | Whirlwind Substation 230kV | Whirlwind | 230 | 2018-06-30 07:00 | 2025-05-15 07:00 | 2025 |  | NA | Complete | Complete | NA | Executed | 2
GOLDEN FIELDS SOLAR | 1212 | 2015-04-30 | 2015-04-30 07:00 | ACTIVE | C08 | Storage |  |  | Battery |  |  | 100 | [6 empty] | 100 |  |  |  | Full Capacity | Not in Report |  | Off-Peak Deliverability |  | 1 | 1 | 100 | Battery | 100 | 100 | 0 | 0 | 0 | 0 | 0 | 0 | 0 | 0 | 0 | 0 | KERN | CA | SCE | Northern | 0.13 | 0.48 | Whirlwind Substation 230kV | Whirlwind | 230 | 2018-06-30 07:00 | 2026-12-01 08:00 | 2027 |  | NA | Complete | Complete | NA | Executed | 2
RABBITBRUSH SOLAR | 1215 | 2015-04-28 | 2015-04-30 07:00 | ACTIVE | C08 | Photovoltaic | Storage |  | Solar | Battery |  | 100 | 100 |  | 70 | 12.5 |  |  | 150 |  |  |  | Full Capacity | Not in Report |  | Off-Peak Deliverability |  | 1 | 1 | 150 | Solar-Hybrid | 57.5 | 57.5 | 0 | 0 | 0 | 0 | 0 | 0 | 0 | 0 | 0 | 0 | KERN | CA | SCE | Northern | 0.13 | 0.48 | Whirlwind Substation 230kV | Whirlwind | 230 | 2019-12-31 08:00 | 2024-10-01 07:00 | 2024 |  | NA | Complete | Complete | NA | Executed | 2
WILLOW SPRINGS SOLAR 4 | 1217 | 2015-04-28 | 2015-04-30 07:00 | ACTIVE | C08 | Storage |  |  | Battery |  |  | 75 | 75 | [5 empty] | 75 |  |  |  | Full Capacity | Not in Report |  | Off-Peak Deliverability |  | 1 | 1 | 75 | Battery | 0 | 0 | 0 | 0 | 0 | 0 | 0 | 0 | 0 | 0 | 0 | 0 | KERN | CA | SCE | Northern | 0.13 | 0.48 | Whirlwind Substation 230kV | Whirlwind | 230 | 2019-12-31 08:00 | 2026-06-01 07:00 | 2026 |  | NA | Complete | Complete | NA | Executed | 2
AGUA CALIENTE SOLAR 2 | 1222 | 2016-03-01 | 2016-03-08 08:00 | ACTIVE | ISP | Photovoltaic |  |  | Solar |  |  | 20 | [6 empty] | 20 |  |  |  | Energy Only | Not in Report |  | Off-Peak Energy Only |  | 0 | 0 | 0 | Solar | 0 | 0 | 0 | 0 | 20 | 0 | 0 | 0 | 0 | 0 | 0 | 0 | MARICOPA | AZ | SDGE | SDGE | 0.06 | 0.35 | Hoodoo Wash Switchyard 500 kV | Hoodoo Wash | 500 | 2016-12-01 08:00 | 2016-12-01 08:00 | 2017 |  | NA | Complete | Complete | NA | In Progress | 1
DAYLIGHT | 1223 | 2016-04-22 | 2016-05-02 07:00 | ACTIVE | C09 | Photovoltaic | Storage |  | Solar | Battery |  | 310.707 |  |  | 300 |  |  |  | 300 |  |  |  | Partial Capacity | 0.6 | 60 | Off-Peak Deliverability | Group B | 1 | 0.6 | 180 | Solar-Hybrid | 300 | 180 | 0 | 0 | 310.707 | 0 | 0 | 0 | 0 | 0 | 0 | 0 | KINGS | CA | PGAE | Fresno | 0.15 | 0.5 | Mustang 230 kV | Mustang | 230 | 2020-12-31 08:00 | 2028-01-19 08:00 | 2028 |  | NA | Complete | Complete | NA | Executed | 0
PLUOT | 1242 | 2016-05-03 | 2016-05-02 07:00 | ACTIVE | C09 | Photovoltaic | Storage |  | Solar | Battery |  | 254 |  |  | 225 |  |  |  | 246.4 |  |  |  | Full Capacity | Not in Report |  | Off-Peak Deliverability | Group B | 1 | 1 | 246.4 | Solar-Hybrid | 225 | 225 | 0 | 0 | 254 | 142.6667 | 0 | 0 | 0 | 0 | 0 | 0 | KINGS | CA | PGAE | Fresno | 0.15 | 0.5 | Gates 230 kV | Gates | 230 | 2023-04-05 07:00 | 2026-06-30 07:00 | 2026 |  | NA | Complete | Complete | NA | Executed | 0
POMEGRANATE | 1243 | 2016-05-03 | 2016-05-02 07:00 | ACTIVE | C09 | Photovoltaic | Storage |  | Solar | Battery |  | 254 |  | 250 | 225 | 225 |  |  | 249.7 |  |  |  | Full Capacity | Not in Report |  | Off-Peak Deliverability | Group A | 1 | 1 | 249.7 | Solar-Hybrid | 0 | 0 | 0 | 0 | 4 | 0 | 0 | 0 | 0 | 0 | 0 | 0 | KINGS | CA | PGAE | Fresno | 0.15 | 0.5 | Gates 230 kV | Gates | 230 | 2022-04-06 07:00 | 2025-12-20 08:00 | 2026 |  | NA | Complete | Complete | NA | Executed | 0
NORTHERN ORCHARD SOLAR 2 | 1259 | 2016-04-27 | 2016-05-02 07:00 | ACTIVE | C09 | Photovoltaic |  |  | Solar |  |  | 50 | [6 empty] | 50 |  |  |  | Energy Only | Not in Report |  | Off-Peak Deliverability | Group B | 0 | 0 | 0 | Solar | 0 | 0 | 0 | 0 | 50 | 0 | 0 | 0 | 0 | 0 | 0 | 0 | KERN | CA | PGAE | Kern | 0.15 | 0.5 | Midway-Wheeler Ridge #2 230 kV Line | New Sub - Midway - Wheeler Ridge (Proposed) | 230 | 2020-12-16 08:00 | 2025-01-31 08:00 | 2025 |  | NA | Complete | Complete | NA | Executed | 2
KYAN SOLAR | 1260 | 2016-04-27 | 2016-05-02 07:00 | ACTIVE | C09 | Photovoltaic |  |  | Solar |  |  | 102 | [6 empty] | 100 |  |  |  | Energy Only | Not in Report |  | Off-Peak Deliverability | Group B | 0 | 0 | 0 | Solar | 0 | 0 | 0 | 0 | 102 | 0 | 0 | 0 | 0 | 0 | 0 | 0 | KERN | CA | PGAE | Kern | 0.15 | 0.5 | Midway-Wheeler Ridge #2 230 kV Line | New Sub - Midway - Wheeler Ridge (Proposed) | 230 | 2020-10-14 07:00 | 2027-10-01 07:00 | 2027 |  | NA | Complete | Complete | NA | Executed | 0
CORBY | 1270 | 2016-04-27 | 2016-05-02 07:00 | ACTIVE | C09 | Storage |  |  | Battery |  |  | 313.5 |  | 300 |  |  |  |  | 300 |  |  |  | Full Capacity | Not in Report |  |  |  | 1 | 1 | 300 | Battery | 13.5 | 0 | 0 | 0 | 0 | 0 | 0 | 0 | 0 | 0 | 0 | 0 | SOLANO | CA | PGAE | Northern | 0.15 | 0.5 | Vaca-Dixon 230 kV | Vaca Dixon | 230 | 2020-12-01 08:00 | 2027-06-01 07:00 | 2027 |  | NA | Complete | Complete | NA | Executed | 0
KOLA | 1275 | 2016-04-26 | 2016-05-02 07:00 | ACTIVE | C09 | Storage |  |  | Battery |  |  | 418 |  | 400 |  |  |  |  | 400 |  |  |  | Full Capacity | Not in Report |  |  |  | 1 | 1 | 400 | Battery | 18 | 0 | 0 | 0 | 0 | 0 | 0 | 0 | 0 | 0 | 0 | 0 | ALAMEDA | CA | PGAE | Northern | 0.15 | 0.5 | Tesla 230 kV | Tesla | 230 | 2020-12-01 08:00 | 2027-10-20 07:00 | 2028 |  | NA | Complete | Complete | NA | Executed | 0
MULQUEENEY RANCH WIND | 1277 | 2016-05-02 | 2016-05-02 07:00 | ACTIVE | C09 | Wind Turbine |  |  | Wind Turbine |  |  | 114 | [6 empty] | 20 |  |  |  | Full Capacity | Not in Report |  | Off-Peak Deliverability |  | 1 | 1 | 20 | Wind Turbine | 0 | 0 | 0 | 0 | 0 | 0 | 0 | 0 | 114 | 20 | 0 | 0 | ALAMEDA | CA | PGAE | Northern | 0.15 | 0.5 | Tesla 230 kV | Tesla | 230 | 2020-03-01 08:00 | 2024-11-30 08:00 | 2025 |  | NA | Complete | Complete | NA | Executed | 0
MESQUITE SOLAR 4 | 1291 | 2016-04-28 | 2016-05-02 07:00 | ACTIVE | C09 | Storage | Photovoltaic |  | Battery | Solar |  | 20 | 10 |  | 300 | 52.5 |  |  | 300 |  |  |  | Partial Capacity | Not in Report | 44 | Off-Peak Deliverability |  | 1 | 0.44 | 132 | Solar-Hybrid | 10 | 10 | 0 | 0 | 247.5 | 247.5 | 0 | 0 | 0 | 0 | 0 | 0 | MARICOPA | AZ | SDGE | SDGE | 0.06 | 0.35 | Hassayampa Common Bus 500 kV | Hassayampa | 500 | 2023-04-28 07:00 | 2023-11-30 08:00 | 2024 |  | NA | Complete | Complete | NA | Executed | 0
DAGGETT SOLAR 1 | 1312 | 2016-04-28 | 2016-05-02 07:00 | ACTIVE | C09 | Photovoltaic | Storage |  | Solar | Battery |  | 148.96 |  |  | 118.5 |  | 113.5 |  | 144 |  |  |  | Full Capacity | Not in Report |  | Off-Peak Deliverability |  | 1 | 1 | 144 | Solar-Hybrid | 5 | 5 | 0 | 0 | 148.96 | 148.96 | 0 | 0 | 0 | 0 | 0 | 0 | SAN BERNARDINO | CA | SCE | NOL | 0.13 | 0.48 | Coolwater Substation 115kV | Coolwater | 115 | 2020-06-30 07:00 | 2024-12-15 08:00 | 2025 |  | NA | Complete | Complete | NA | Executed | 1
DAGGETT SOLAR 3 | 1314 | 2016-04-28 | 2016-05-02 07:00 | ACTIVE | C09 | Photovoltaic | Storage |  | Solar | Battery |  | 313.88 | 300 |  | 208 | 148.56 |  |  | 300 |  |  |  | Full Capacity | Not in Report |  | Off-Peak Deliverability |  | 1 | 1 | 300 | Solar-Hybrid | 59.44 | 59.44 | 0 | 0 | 13.88 | 13.88 | 0 | 0 | 0 | 0 | 0 | 0 | SAN BERNARDINO | CA | SCE | NOL | 0.13 | 0.48 | Kramer Substation 230kV | Kramer | 230 | 2020-06-30 07:00 | 2023-08-06 07:00 | 2023 |  | NA | Complete | Complete | NA | Executed | 2
WILLY 9 | 1319 | 2016-04-25 | 2016-05-02 07:00 | ACTIVE | C09 | Photovoltaic | Storage |  | Solar | Battery |  | 259.842 | 174 |  | 250 |  | 214 |  | 250 |  |  |  | Full Capacity | Not in Report |  | Off-Peak Deliverability |  | 1 | 1 | 250 | Solar-Hybrid | 36 | 13.38 | 0 | 0 | 85.842 | 0 | 0 | 0 | 0 | 0 | 0 | 0 | KERN | CA | SCE | Northern | 0.13 | 0.48 | Whirlwind Substation 230kV | Whirlwind | 230 | 2020-12-31 08:00 | 2024-10-01 07:00 | 2024 |  | NA | Complete | Complete | NA | Executed | 2
SOLAR STAR 3 | 1322 | 2016-04-25 | 2016-05-02 07:00 | ACTIVE | C09 | Storage | Photovoltaic |  | Battery | Solar |  | 24.95 |  | 23 | 25 |  | 24 |  | 24 |  |  |  | Full Capacity | Not in Report |  | Off-Peak Deliverability |  | 1 | 1 | 24 | Solar-Hybrid | 1.95 | 1 | 0 | 0 | 1 | 0 | 0 | 0 | 0 | 0 | 0 | 0 | KERN | CA | SCE | Northern | 0.13 | 0.48 | Whirlwind Substation 230kV | Whirlwind | 230 | 2021-12-31 08:00 | 2024-11-30 08:00 | 2025 |  | NA | Complete | Complete | NA | Executed | 2
SOLAR STAR 4 | 1323 | 2016-04-25 | 2016-05-02 07:00 | ACTIVE | C09 | Storage | Photovoltaic |  | Battery | Solar |  | 24.95 |  | 23 | 25.05 |  | 24 |  | 24 |  |  |  | Full Capacity | Not in Report |  | Off-Peak Deliverability |  | 1 | 1 | 24 | Solar-Hybrid | 1.95 | 1 | 0 | 0 | 1.05 | 0 | 0 | 0 | 0 | 0 | 0 | 0 | KERN | CA | SCE | Northern | 0.13 | 0.48 | Whirlwind Substation 230kV | Whirlwind | 230 | 2021-12-31 08:00 | 2024-11-30 08:00 | 2025 |  | NA | Complete | Complete | NA | Executed | 2
CYCLONE SOLAR | 1327 | 2016-04-29 | 2016-05-02 07:00 | ACTIVE | C09 | Photovoltaic | Storage |  | Solar | Battery |  | 56.87 |  | 40 | 52.32 |  | 25 |  | 56.87 |  |  |  | Partial Capacity | Not in Report | 77 | Off-Peak Deliverability |  | 1 | 0.77 | 43.7899 | Solar-Hybrid | 27.32 | 18.7899 | 0 | 0 | 16.87 | 0 | 0 | 0 | 0 | 0 | 0 | 0 | KERN | CA | SCE | Northern | 0.13 | 0.48 | Whirlwind Substation 230kV | Whirlwind | 230 | 2019-07-01 07:00 | 2025-05-15 07:00 | 2025 |  | NA | Complete | Complete | NA | Executed | 2
PASTORIA SOLAR | 1335 | 2016-05-02 | 2016-05-02 07:00 | ACTIVE | C09 | Photovoltaic | Storage |  | Solar | Battery |  | 106.875 |  | 105 | 80 |  | 80 |  | 105.2 |  |  |  | Partial Capacity | Not in Report | 77 | Off-Peak Deliverability |  | 1 | 0.77 | 81.004 | Solar-Hybrid | 0 | 0 | 0 | 0 | 1.875 | 0 | 0 | 0 | 0 | 0 | 0 | 0 | KERN | CA | SCE | Northern | 0.13 | 0.48 | Pastoria Substation 230kV | Pastoria | 230 | 2019-09-01 07:00 | 2026-12-01 08:00 | 2027 |  | NA | Complete | Complete | NA | Executed | 2
TAHOE | 1339 | 2016-04-29 | 2016-05-02 07:00 | ACTIVE | C09 | Storage |  |  | Battery |  |  | 300 |  | 279 |  |  |  |  | 300 |  |  |  | Partial Capacity | Not in Report | 93 | Off-Peak Deliverability |  | 1 | 0.93 | 279 | Battery | 21 | 0 | 0 | 0 | 0 | 0 | 0 | 0 | 0 | 0 | 0 | 0 | CLARK | NV | SCE | EOP | 0.13 | 0.48 | SCE owned Eldorado Bus 230kV | Eldorado | 230 | 2019-07-31 07:00 | 2026-05-01 07:00 | 2026 |  | NA | Complete | Complete | NA | Executed | 0
ROCCASECCA BESS | 1347 | 2016-05-02 | 2016-05-02 07:00 | ACTIVE | C09 | Wind Turbine | Storage |  | Wind Turbine | Battery |  | 310 |  |  | 95 |  |  |  | 303 |  |  |  | Partial Capacity | Not in Report | 41.78 | Off-Peak Deliverability |  | 1 | 0.4178 | 126.5934 | Wind-Hybrid | 95 | 95 | 0 | 0 | 0 | 0 | 0 | 0 | 310 | 65.8196 | 0 | 0 | CLARK | NV | GLW | None | 0.08 | 0.48 | Sloan Canyon Switching Station 230kV | Sloan Canyon | 230 | 2019-07-31 07:00 | 2026-10-01 07:00 | 2026 |  | NA | Complete | Complete | NA | Executed | 0
ARAMIS POWER PLANT | 1349 | 2017-04-28 | 2017-05-01 07:00 | ACTIVE | C10 | Photovoltaic | Storage |  | Solar | Battery |  | 101.4 |  | 100 | 101.3 |  | 100 |  | 100 |  |  |  | Full Capacity | Not in Report |  | Off-Peak Deliverability | Group 2 | 1 | 1 | 100 | Solar-Hybrid | 1.3 | 0 | 0 | 0 | 1.4 | 0 | 0 | 0 | 0 | 0 | 0 | 0 | ALAMEDA | CA | PGAE | Northern | 0.15 | 0.5 | Cayetano 230 kV | Cayetano | 230 | 2020-12-31 08:00 | 2025-12-31 08:00 | 2026 |  | NA | Complete | Complete | NA | Executed | 3
SAND HILL C | 1363 | 2017-04-29 | 2017-05-01 07:00 | ACTIVE | C10 | Wind Turbine |  |  | Wind Turbine |  |  | 84.25 | [6 empty] | 80.8 |  |  |  | Full Capacity | Not in Report |  | Off-Peak Deliverability |  | 1 | 1 | 80.8 | Wind Turbine | 0 | 0 | 0 | 0 | 0 | 0 | 0 | 0 | 84.25 | 80.8 | 0 | 0 | ALAMEDA | CA | PGAE | Northern | 0.15 | 0.5 | Delta Switching Yard-Tesla 230 kV Line | Kelso | 230 | 2019-12-31 08:00 | 2025-04-28 07:00 | 2025 |  | NA | Complete | Complete | NA | Executed | 3
GONZAGA WIND FARM | 1378 | 2017-04-27 | 2017-05-01 07:00 | ACTIVE | C10 | Wind Turbine |  |  | Wind Turbine |  |  | 80 |  | 76.4 |  |  |  |  | 76.35 |  |  |  | Partial Capacity | Not in Report | 66.5 | Off-Peak Deliverability | Group 2 | 1 | 0.665 | 50.7728 | Wind Turbine | 0 | 0 | 0 | 0 | 0 | 0 | 0 | 0 | 3.6 | 0 | 0 | 0 | MERCED | CA | PGAE | Fresno | 0.15 | 0.5 | Los Banos 70 kV | Los Banos | 230 | 2020-10-09 07:00 | 2026-03-31 07:00 | 2026 |  | NA | Complete | Complete | NA | Executed | 1
HEARTLAND 1 | 1379 | 2017-04-26 | 2017-05-01 07:00 | ACTIVE | C10 | Photovoltaic |  |  | Solar |  |  | 156.04 | [6 empty] | 150 |  |  |  | Energy Only | Not in Report |  | Off-Peak Deliverability |  | 0 | 0 | 0 | Solar | 0 | 0 | 0 | 0 | 156.04 | 0 | 0 | 0 | 0 | 0 | 0 | 0 | FRESNO | CA | PGAE | Fresno | 0.15 | 0.5 | Tranquility 230 kV | Tranquility | 230 | 2021-09-01 07:00 | 2028-06-30 07:00 | 2028 |  | NA | Complete | Complete | NA | Executed | 3
HEARTLAND 2 | 1380 | 2017-04-26 | 2017-05-01 07:00 | ACTIVE | C10 | Photovoltaic |  |  | Solar |  |  | 156.05 | [6 empty] | 150 |  |  |  | Energy Only | Not in Report |  | Off-Peak Deliverability |  | 0 | 0 | 0 | Solar | 0 | 0 | 0 | 0 | 156.05 | 0 | 0 | 0 | 0 | 0 | 0 | 0 | FRESNO | CA | PGAE | Fresno | 0.15 | 0.5 | Tranquility 230 kV | Tranquility | 230 | 2021-09-01 07:00 | 2028-06-30 07:00 | 2028 |  | NA | Complete | Complete | NA | Executed | 3
LAS CAMAS 1 | 1382 | 2017-04-29 | 2017-05-01 07:00 | ACTIVE | C10 | Photovoltaic | Storage |  | Solar | Battery |  | 102.5 |  |  | 100 |  |  |  | 100 |  | 100 |  | Partial Capacity | Not in Report | 10 | Off-Peak Energy Only | Group D | 1 | 0.1 | 10 | Solar-Hybrid | 100 | 10 | 0 | 0 | 102.5 | 0 | 0 | 0 | 0 | 0 | 0 | 0 | MERCED | CA | PGAE | Fresno | 0.15 | 0.5 | Los Banos 230 kV | Los Banos | 230 | 2021-11-30 08:00 | 2025-05-07 07:00 | 2025 |  | NA | Complete | Complete | NA | Executed | 1
REDUX SOLAR | 1389 | 2017-05-01 | 2017-05-01 07:00 | ACTIVE | C10 | Photovoltaic | Storage |  | Solar | Battery |  | 128.24 |  | 125 | 30 |  | 31.25 |  | 125 |  |  |  | Full Capacity | Not in Report |  | Off-Peak Deliverability | Group 2b | 1 | 1 | 125 | Solar-Hybrid | 0 | 0 | 0 | 0 | 3.24 | 3.24 | 0 | 0 | 0 | 0 | 0 | 0 | FRESNO | CA | PGAE | Fresno | 0.15 | 0.5 | Gates 230 kV | Gates | 230 | 2020-12-30 08:00 | 2024-12-15 08:00 | 2025 |  | NA | Complete | Complete | NA | Executed | 3
SONRISA | 1391 | 2017-04-29 | 2017-05-01 07:00 | ACTIVE | C10 | Photovoltaic | Storage |  | Solar | Battery |  | 200 |  | 200 | 184 |  | 184 |  | 200 |  |  |  | Partial Capacity | Not in Report | 91 | Off-Peak Deliverability | Group 1 | 1 | 0.91 | 182 | Solar-Hybrid | 0 | 0 | 0 | 0 | 0 | 0 | 0 | 0 | 0 | 0 | 0 | 0 | FRESNO | CA | PGAE | Fresno | 0.15 | 0.5 | Tranquility 230 kV | Tranquility | 230 | 2021-11-30 08:00 | 2025-12-31 08:00 | 2026 |  | NA | Complete | Complete | NA | Executed | 3
DRIFTWOOD STELLA | 1394 | 2017-04-29 | 2017-05-01 07:00 | ACTIVE | C10 | Photovoltaic | Storage |  | Solar | Battery |  | 207.4 |  |  | 184 |  |  |  | 200 |  |  |  | Energy Only | Not in Report |  | Off-Peak Deliverability | Group D | 0 | 0 | 0 | Solar-Hybrid | 184 | 0 | 0 | 0 | 207.4 | 0 | 0 | 0 | 0 | 0 | 0 | 0 | KERN | CA | PGAE | Kern | 0.15 | 0.5 | Midway 115 kV | Midway | 115 | 2021-11-30 08:00 | 2026-11-01 07:00 | 2027 |  | NA | Complete | Complete | NA | Executed | 3
SANDRINI SOL 1 | 1397 | 2017-04-29 | 2017-05-01 07:00 | ACTIVE | C10 | Photovoltaic | Storage |  | Solar | Battery |  | 100 |  | 100 | 92 |  |  |  | 100 |  |  |  | Partial Capacity | Not in Report | 62 | Off-Peak Deliverability |  | 1 | 0.62 | 62 | Solar-Hybrid | 92 | 62 | 0 | 0 | 0 | 0 | 0 | 0 | 0 | 0 | 0 | 0 | KERN | CA | PGAE | Kern | 0.15 | 0.5 | Wheeler Ridge 70 kV | Wheeler Ridge | 230 | 2021-11-30 08:00 | 2025-12-31 08:00 | 2026 |  | NA | Complete | Complete | NA | Executed | 3
SANDRINI SOL 2 | 1398 | 2017-04-29 | 2017-05-01 07:00 | ACTIVE | C10 | Photovoltaic |  |  | Solar |  |  | 200 |  | 200 |  |  |  |  | 200 |  |  |  | Full Capacity | Not in Report |  | Off-Peak Deliverability | Group 1 | 1 | 1 | 200 | Solar | 0 | 0 | 0 | 0 | 0 | 0 | 0 | 0 | 0 | 0 | 0 | 0 | KERN | CA | PGAE | Kern | 0.15 | 0.5 | Wheeler Ridge 230 kV | Wheeler Ridge | 230 | 2021-11-30 08:00 | 2024-07-15 07:00 | 2024 |  | NA | Complete | Complete | NA | Executed | 3
ATLAS COMPLEX | 1402 | 2017-04-28 | 2017-05-01 07:00 | ACTIVE | C10 | Storage | Photovoltaic |  | Battery | Solar |  | 1920 |  | 1282.4 | 3200 |  | 1525 |  | 3200 |  |  |  | Partial Capacity | 0.66 | 66 | Off-Peak Deliverability | Group A | 1 | 0.66 | 2112 | Solar-Hybrid | 637.6 | 637.6 | 0 | 0 | 1675 | 0 | 0 | 0 | 0 | 0 | 0 | 0 | LA PAZ | AZ | DCRT | Eastern | 0.13 | 0.48 | Delaney-Colorado River 500 kV Line | Cielo Azul | 500 | 2020-12-31 08:00 | 2027-10-31 07:00 | 2028 |  | NA | Complete | Complete | NA | Executed | 0
ATHOS POWER PLANT | 1405 | 2017-04-28 | 2017-05-01 07:00 | ACTIVE | C10 | Photovoltaic | Storage |  | Solar | Battery |  | 458 | 450 |  | 450 |  | 30 |  | 450 |  |  |  | Full Capacity | 1 |  | Off-Peak Deliverability | Group A | 1 | 1 | 450 | Solar-Hybrid | 420 | 420 | 0 | 0 | 8 | 0 | 0 | 0 | 0 | 0 | 0 | 0 | RIVERSIDE | CA | SCE | Eastern | 0.13 | 0.48 | Red Bluff Substation 230kV | Red bluff | 230 | 2020-12-31 08:00 | 2025-05-01 07:00 | 2025 |  | NA | Complete | Complete | NA | Executed | 2
BALDY MESA | 1413 | 2017-04-29 | 2017-05-01 07:00 | ACTIVE | C10 | Storage | Photovoltaic |  | Battery | Solar |  | 110.04 | 100 |  | 110.04 | 75 |  |  | 100 |  |  |  | Full Capacity | Not in Report |  | Off-Peak Deliverability |  | 1 | 1 | 100 | Solar-Hybrid | 10.04 | 0 | 0 | 0 | 35.04 | 0 | 0 | 0 | 0 | 0 | 0 | 0 | SAN BERNARDINO | CA | SCE | NOL | 0.13 | 0.48 | Roadway Substation 115kV bus | Roadway | 115 | 2020-12-31 08:00 | 2025-02-03 08:00 | 2025 |  | NA | Complete | Complete | NA | Executed | 2
CAMINO SOLAR | 1419 | 2017-04-27 | 2017-05-01 07:00 | ACTIVE | C10 | Photovoltaic | Storage |  | Solar | Battery |  | 44.88 |  | 44 | 13.4 |  | 18 |  | 54.28 |  |  |  | Full Capacity | Not in Report |  | Off-Peak Deliverability |  | 1 | 1 | 54.28 | Solar-Hybrid | 0 | 0 | 0 | 0 | 0.88 | 0.88 | 0 | 0 | 0 | 0 | 0 | 0 | KERN | CA | SCE | Northern | 0.13 | 0.48 | Whirlwind Substation 230kV | Whirlwind | 230 | 2020-08-15 07:00 | 2027-12-31 08:00 | 2028 |  | NA | Complete | Complete | NA | Executed | 2
MOUNT LAGUNA WIND 2 | 1429 | 2017-04-28 | 2017-05-01 07:00 | ACTIVE | C10 | Wind Turbine |  |  | Wind Turbine |  |  | 400 | [6 empty] | 400 |  |  |  | Energy Only | Not in Report |  | Off-Peak Deliverability |  | 0 | 0 | 0 | Wind Turbine | 0 | 0 | 0 | 0 | 0 | 0 | 0 | 0 | 400 | 0 | 0 | 0 | SAN DIEGO | CA | SDGE | SDGE | 0.06 | 0.35 | Suncrest - Ocotillo 500 kV Line | New Sub - Suncrest - Ocotillo (Proposed) | 500 | 2020-06-01 07:00 | 2031-02-05 08:00 | 2031 |  | NA | Complete | Complete | NA | Executed | 2
STARLIGHT SOLAR | 1432 | 2017-05-01 | 2017-05-01 07:00 | ACTIVE | C10 | Photovoltaic | Storage |  | Solar | Battery |  | 20 |  |  | 17.4 |  |  |  | 20 |  |  |  | Partial Capacity | Not in Report | 87 | Off-Peak Deliverability |  | 1 | 0.87 | 17.4 | Solar-Hybrid | 17.4 | 17.4 | 0 | 0 | 20 | 0 | 0 | 0 | 0 | 0 | 0 | 0 | SAN DIEGO | CA | SDGE | None | 0.06 | 0.35 | Boulevard East Substation 69 kV | Boulevard East | 69 | 2020-06-01 07:00 | 2026-05-01 07:00 | 2026 |  | NA | Complete | Complete | NA | Executed | 0
VIKTORIA SOLAR | 1435 | 2017-04-24 | 2017-05-01 07:00 | ACTIVE | C10 | Photovoltaic | Storage |  | Solar | Battery |  | 250 |  |  | 250 |  |  |  | 250 |  |  |  | Energy Only | Not in Report |  | Off-Peak Deliverability |  | 0 | 0 | 0 | Solar-Hybrid | 250 | 0 | 0 | 0 | 250 | 0 | 0 | 0 | 0 | 0 | 0 | 0 | YUMA | AZ | SDGE | SDGE | 0.06 | 0.35 | Hoodoo Wash Switchyard 500 kV | Hoodoo Wash | 500 | 2020-12-31 08:00 | 2026-03-06 08:00 | 2026 |  | NA | Complete | Complete | NA | Executed | 2
AJO POWER BANK | 1442 | 2018-04-05 | 2018-04-16 07:00 | ACTIVE | C11 | Storage |  |  | Battery |  |  | 124.3 | [6 empty] | 120 |  |  |  | Full Capacity | Not in Report |  |  |  | 1 | 1 | 120 | Battery | 124.3 | 120 | 0 | 0 | 0 | 0 | 0 | 0 | 0 | 0 | 0 | 0 | SANTA CLARA | CA | PGAE | Northern | 0.15 | 0.5 | Llagas-Gilroy Foods 115 kV line | Llagas | 115 | 2020-12-01 08:00 | 2028-01-01 08:00 | 2028 |  | NA | Complete | Complete | NA | Executed | 3
ANGELA | 1443 | 2018-04-13 | 2018-04-16 07:00 | ACTIVE | C11 | Photovoltaic | Storage |  | Solar | Battery |  | 40 |  | 40 | 20 |  | 20 |  | 40 |  |  |  | Partial Capacity | Not in Report | 65 | Off-Peak Deliverability | Group 2a | 1 | 0.65 | 26 | Solar-Hybrid | 0 | 0 | 0 | 0 | 0 | 0 | 0 | 0 | 0 | 0 | 0 | 0 | TULARE | CA | PGAE | Kern | 0.15 | 0.5 | Olive 115 kV | Olive | 115 | 2021-11-30 08:00 | 2025-12-15 08:00 | 2026 |  | NA | Complete | Complete | NA | Executed | 3
SALOON ENERGY STORAGE | 1444 | 2018-04-04 | 2018-04-16 07:00 | ACTIVE | C11 | Storage |  |  | Battery |  |  | 150 | [6 empty] | 150 |  |  |  | Partial Capacity | Not in Report | 54 | Off-Peak Deliverability |  | 1 | 0.54 | 81 | Battery | 150 | 81 | 0 | 0 | 0 | 0 | 0 | 0 | 0 | 0 | 0 | 0 | COLUSA | CA | PGAE | Northern | 0.15 | 0.5 | Cortina 115 kV | Cortina | 115 | 2022-12-01 08:00 | 2027-07-13 07:00 | 2027 |  | NA | Complete | Complete | NA | Executed | 3
HUMMINGBIRD ENERGY STORAGE | 1454 | 2018-04-09 | 2018-04-16 07:00 | ACTIVE | C11 | Storage |  |  | Battery |  |  | 75 |  | 75 |  |  |  |  | 75 |  |  |  | Full Capacity | Not in Report |  |  | Group 1a | 1 | 1 | 75 | Battery | 0 | 0 | 0 | 0 | 0 | 0 | 0 | 0 | 0 | 0 | 0 | 0 | SANTA CLARA | CA | PGAE | Northern | 0.15 | 0.5 | Metcalf 115 kV | Metcalf | 115 | 2020-12-31 08:00 | 2023-05-01 07:00 | 2023 |  | NA | Complete | Complete | NA | Executed | 3
JANUS | 1455 | 2018-04-12 | 2018-04-16 07:00 | ACTIVE | C11 | Storage | Photovoltaic |  | Battery | Solar |  | 80 |  |  | 83.54 |  |  |  | 80 |  |  |  | Full Capacity | Not in Report |  | Off-Peak Deliverability |  | 1 | 1 | 80 | Solar-Hybrid | 80 | 80 | 0 | 0 | 83.54 | 0 | 0 | 0 | 0 | 0 | 0 | 0 | COLUSA | CA | PGAE | Northern | 0.15 | 0.5 | Cortina 60 kV | Cortina | 115 | 2021-12-31 08:00 | 2026-06-01 07:00 | 2026 |  | NA | Complete | Complete | NA | Executed | 3
LAS CAMAS 3 | 1456 | 2018-04-10 | 2018-04-16 07:00 | ACTIVE | C11 | Photovoltaic | Storage |  | Solar | Battery |  | 102.5 |  |  | 100 |  |  |  | 100 |  | 100 |  | Partial Capacity | Not in Report | 10 | Off-Peak Energy Only | Group D | 1 | 0.1 | 10 | Solar-Hybrid | 100 | 10 | 0 | 0 | 102.5 | 0 | 0 | 0 | 0 | 0 | 0 | 0 | MERCED | CA | PGAE | Fresno | 0.15 | 0.5 | Los Banos 230 kV | Los Banos | 230 | 2022-11-30 08:00 | 2025-08-30 07:00 | 2025 |  | NA | Complete | Complete | NA | Executed | 1
MILPA POWER BANK | 1457 | 2018-04-09 | 2018-04-16 07:00 | ACTIVE | C11 | Storage |  |  | Battery |  |  | 3 | [6 empty] | 3 |  |  |  | Full Capacity | Not in Report |  |  |  | 1 | 1 | 3 | Battery | 3 | 3 | 0 | 0 | 0 | 0 | 0 | 0 | 0 | 0 | 0 | 0 | SANTA CLARA | CA | PGAE | Northern | 0.15 | 0.5 | Los Esteros 115 kV | Los Esteros | 115 | 2020-12-01 08:00 | 2025-04-29 07:00 | 2025 |  | NA | Complete | Complete | NA |  | 1
MULQUEENEY RANCH WIND 2 | 1459 | 2018-04-12 | 2018-04-16 07:00 | ACTIVE | C11 | Wind Turbine |  |  | Wind Turbine |  |  | 62.5 | [6 empty] | 60 |  |  |  | Full Capacity | Not in Report |  | Off-Peak Deliverability | Group 2b | 1 | 1 | 60 | Wind Turbine | 0 | 0 | 0 | 0 | 0 | 0 | 0 | 0 | 62.5 | 60 | 0 | 0 | ALAMEDA | CA | PGAE | Northern | 0.15 | 0.5 | Tesla 230 kV | Tesla | 230 | 2021-12-15 08:00 | 2024-11-30 08:00 | 2025 |  | NA | Complete | Complete | NA | Executed | 3
RECLAIMED WIND | 1461 | 2018-04-04 | 2018-04-16 07:00 | ACTIVE | C11 | Storage |  |  | Battery |  |  | 114.4 | [6 empty] | 90.7 |  |  |  | Full Capacity | 1 |  | Off-Peak Deliverability | Group A | 1 | 1 | 90.7 | Battery | 114.4 | 90.7 | 0 | 0 | 0 | 0 | 0 | 0 | 0 | 0 | 0 | 0 | ALAMEDA | CA | PGAE | Northern | 0.15 | 0.5 | Kelso-Tesla Tap 230 kV | Kelso | 230 | 2020-12-31 08:00 | 2025-04-04 07:00 | 2025 |  | NA | Complete | Complete | NA | Executed | 3
SOLANO 4 WIND | 1463 | 2018-04-04 | 2018-04-16 07:00 | ACTIVE | C11 | Wind Turbine |  |  | Wind Turbine |  |  | 92.354 | 92.354 | [5 empty] | 90.8 |  |  |  | Full Capacity | Not in Report |  | Off-Peak Deliverability | Group 1 | 1 | 1 | 90.8 | Wind Turbine | 0 | 0 | 0 | 0 | 0 | 0 | 0 | 0 | 0 | 0 | 0 | 0 | SOLANO | CA | PGAE | Northern | 0.15 | 0.5 | Birds Landing 230 kV | Birds Landing | 230 | 2023-03-31 07:00 | 2025-05-31 07:00 | 2025 |  | NA | Complete | Complete | NA | Executed | 3
CABALLERO STORAGE | 1470 | 2018-04-13 | 2018-04-16 07:00 | ACTIVE | C11 | Storage |  |  | Battery |  |  | 106.2 |  | 99.7 |  |  |  |  | 99.7 |  |  |  | Full Capacity | Not in Report |  |  | Group 2a | 1 | 1 | 99.7 | Battery | 6.5 | 0 | 0 | 0 | 0 | 0 | 0 | 0 | 0 | 0 | 0 | 0 | SAN LUIS OBISPO | CA | PGAE | Kern | 0.15 | 0.5 | Mesa 230 kV | Mesa (SCE) | 230 | 2021-12-01 08:00 | 2024-11-15 08:00 | 2025 |  | NA | Complete | Complete | NA | Executed | 0
KEY STORAGE 1 | 1479 | 2018-04-11 | 2018-04-16 07:00 | ACTIVE | C11 | Storage |  |  | Battery |  |  | 309.3 |  | 225 |  |  |  |  | 300.1 |  |  |  | Full Capacity | Not in Report |  |  | Group 3 | 1 | 1 | 300.1 | Battery | 84.3 | 75.1 | 0 | 0 | 0 | 0 | 0 | 0 | 0 | 0 | 0 | 0 | FRESNO | CA | PGAE | Fresno | 0.15 | 0.5 | Gates 500 kV | Gates | 500 | 2022-12-01 08:00 | 2025-10-01 07:00 | 2025 |  | NA | Complete | Complete | NA | Executed | 3
TEPONA OFF-SHORE WIND | 1491 | 2018-04-14 | 2018-04-16 07:00 | ACTIVE | C11 | Wind Turbine |  |  | Offshore Wind Turbine |  |  | 161.925 | [6 empty] | 156 |  |  |  | Energy Only | Not in Report |  | Off-Peak Energy Only | Group 3 | 0 | 0 | 0 | Offshore Wind | 0 | 0 | 0 | 0 | 0 | 0 | 0 | 0 | 0 | 0 | 161.925 | 0 | HUMBOLDT | CA | PGAE | Northern | 0.15 | 0.5 | Humboldt 115 kV | Humboldt | 115 | 2024-10-01 07:00 | 2026-03-01 08:00 | 2026 |  | NA | Complete | Complete | NA |  | 1
AZALEA | 1493 | 2018-04-16 | 2018-04-16 07:00 | ACTIVE | C11 | Photovoltaic | Storage |  | Solar | Battery |  | 61.3 |  | 60 | 38 |  | 38 |  | 60 |  |  |  | Partial Capacity | Not in Report | 70 | Off-Peak Deliverability |  | 1 | 0.7 | 42 | Solar-Hybrid | 0 | 0 | 0 | 0 | 1.3 | 0 | 0 | 0 | 0 | 0 | 0 | 0 | KERN | CA | PGAE | Kern | 0.15 | 0.5 | Arco 70 kV | Arco | 70 | 2022-11-01 07:00 | 2025-03-09 08:00 | 2025 |  | NA | Complete | Complete | NA | Executed | 3
CHALAN SOLAR | 1495 | 2018-04-13 | 2018-04-16 07:00 | ACTIVE | C11 | Storage | Photovoltaic |  | Battery | Solar |  | 25.2 |  | 25 | 66.6 |  |  |  | 64.9 |  |  |  | Partial Capacity | Not in Report | 48.5 | Off-Peak Deliverability | Group 1a | 1 | 0.485 | 31.4765 | Solar-Hybrid | 0.2 | 0.2 | 0 | 0 | 66.6 | 41.8433 | 0 | 0 | 0 | 0 | 0 | 0 | KERN | CA | PGAE | Kern | 0.15 | 0.5 | Arco 230 kV | Arco | 230 | 2021-12-01 08:00 | 2025-02-20 08:00 | 2025 |  | NA | Complete | Complete | NA | Executed | 3
DESCENDANT RANCH 1 | 1496 | 2018-04-11 | 2018-04-16 07:00 | ACTIVE | C11 | Storage | Photovoltaic |  | Battery | Solar |  | 510 |  |  | 513.5 |  |  |  | 500 |  |  |  | Partial Capacity | Not in Report | 9.6 | Off-Peak Deliverability | Group 1b | 1 | 0.096 | 48 | Solar-Hybrid | 510 | 48 | 0 | 0 | 513.5 | 0 | 0 | 0 | 0 | 0 | 0 | 0 | COLUSA | CA | PGAE | Northern | 0.15 | 0.5 | Delevan 230 kV | Delevan | 230 | 2023-12-01 08:00 | 2025-06-21 07:00 | 2025 |  | NA | Complete | Complete | NA | Executed | 1
JASMINE | 1499 | 2018-04-16 | 2018-04-16 07:00 | ACTIVE | C11 | Photovoltaic | Storage |  | Solar | Battery |  | 71.161 |  | 70 | 70 |  | 64.4 |  | 70 |  |  |  | Partial Capacity | Not in Report | 92 | Off-Peak Deliverability |  | 1 | 0.92 | 64.4 | Solar-Hybrid | 5.6 | 0 | 0 | 0 | 1.161 | 0 | 0 | 0 | 0 | 0 | 0 | 0 | KERN | CA | PGAE | Kern | 0.15 | 0.5 | Lakeview 70 kV | Lakeview | 70 | 2022-11-01 07:00 | 2026-08-31 07:00 | 2026 |  | NA | Complete | Complete | NA | Executed | 3
PROSPECT ENERGY STORAGE | 1507 | 2018-04-16 | 2018-04-16 07:00 | ACTIVE | C11 | Storage |  |  | Battery |  |  | 58.75 | [6 empty] | 49.9 |  |  |  | Full Capacity | Not in Report |  |  | Group 1 | 1 | 1 | 49.9 | Battery | 58.75 | 49.9 | 0 | 0 | 0 | 0 | 0 | 0 | 0 | 0 | 0 | 0 | SACRAMENTO | CA | PGAE | Northern | 0.15 | 0.5 | Gold Hill 60 kV | Gold Hill | 115 | 2022-06-01 07:00 | 2026-03-31 07:00 | 2026 | Suspended | NA | Complete | Complete | NA | Executed | 3
BELLEFIELD SOLAR FARM | 1510 | 2018-04-16 | 2018-04-16 07:00 | ACTIVE | C11 | Photovoltaic | Storage |  | Solar | Battery |  | 500 |  | 500 | 500 |  | 500 |  | 500 |  |  |  | Full Capacity | Not in Report |  | Off-Peak Deliverability | Group 3 | 1 | 1 | 500 | Solar-Hybrid | 0 | 0 | 0 | 0 | 0 | 0 | 0 | 0 | 0 | 0 | 0 | 0 | KERN | CA | SCE | Northern | 0.13 | 0.48 | Windhub Substation 230kV | Windhub | 230 | 2022-10-01 07:00 | 2025-06-01 07:00 | 2025 |  | NA | Complete | Complete | NA | Executed | 2
REXFORD SOLAR FARM | 1516 | 2018-04-16 | 2018-04-16 07:00 | ACTIVE | C11 | Photovoltaic | Storage |  | Solar | Battery |  | 300 |  | 300 | 240 |  | 240 |  | 300 |  |  |  | Full Capacity | Not in Report |  | Off-Peak Deliverability | Group 3 | 1 | 1 | 300 | Solar-Hybrid | 0 | 0 | 0 | 0 | 0 | 0 | 0 | 0 | 0 | 0 | 0 | 0 | TULARE | CA | SCE | Northern | 0.13 | 0.48 | Vestal Substation 230kV | Vestal | 230 | 2022-10-01 07:00 | 2024-12-20 08:00 | 2025 |  | NA | Complete | Complete | NA | Executed | 2
SANBORN SOLAR 2 | 1518 | 2018-04-13 | 2018-04-16 07:00 | ACTIVE | C11 | Photovoltaic | Storage |  | Solar | Battery |  | 236 | 152 |  | 307 | 267.5 |  |  | 500 |  |  |  | Full Capacity | Not in Report |  | Off-Peak Deliverability |  | 1 | 1 | 500 | Solar-Hybrid | 39.5 | 39.5 | 0 | 0 | 84 | 84 | 0 | 0 | 0 | 0 | 0 | 0 | KERN | CA | SCE | Northern | 0.13 | 0.48 | Windhub Substation 230kV | Windhub | 230 | 2022-12-31 08:00 | 2025-10-01 07:00 | 2025 |  | NA | Complete | Complete | NA | Executed | 2
BALDY MESA 2 | 1519 | 2018-04-15 | 2018-04-16 07:00 | ACTIVE | C11 | Photovoltaic | Storage |  | Solar | Battery |  | 110.88 | 50 | 50 | 49.9 |  | 25 |  | 100 |  |  |  | Full Capacity | Not in Report |  | Off-Peak Deliverability | Group 2 | 1 | 1 | 100 | Solar-Hybrid | 24.9 | 24.9 | 0 | 0 | 10.88 | 10.88 | 0 | 0 | 0 | 0 | 0 | 0 | SAN BERNARDINO | CA | SCE | NOL | 0.13 | 0.48 | Roadway Substation 115kV | Roadway | 115 | 2021-12-15 08:00 | 2025-02-03 08:00 | 2025 |  | NA | Complete | Complete | NA | Executed | 2
ARIDA SOLAR FARM | 1522 | 2018-04-16 | 2018-04-16 07:00 | ACTIVE | C11 | Storage | Photovoltaic |  | Battery | Solar |  | 370 |  |  | 370 |  |  |  | 370 |  |  |  | Full Capacity | Not in Report |  | Off-Peak Deliverability |  | 1 | 1 | 370 | Solar-Hybrid | 370 | 370 | 0 | 0 | 370 | 0 | 0 | 0 | 0 | 0 | 0 | 0 | CLARK | NV | SCE | EOP | 0.13 | 0.48 | Mohave Substation 500kV | Mohave | 500 | 2022-10-01 07:00 | 2027-09-15 07:00 | 2027 |  | NA | Complete | Complete | NA |  | 3
QUARTZITE SOLAR 11 | 1526 | 2018-04-11 | 2018-04-16 07:00 | ACTIVE | C11 | Storage | Photovoltaic |  | Battery | Solar |  | 75 |  | 75 | 150 |  | 150 |  | 150 |  |  |  | Full Capacity | Not in Report |  | Off-Peak Deliverability | Group 2 | 1 | 1 | 150 | Solar-Hybrid | 0 | 0 | 0 | 0 | 0 | 0 | 0 | 0 | 0 | 0 | 0 | 0 | RIVERSIDE | CA | SCE | Eastern | 0.13 | 0.48 | Colorado River Substation 230kV | Colorado River | 230 | 2022-12-30 08:00 | 2024-12-21 08:00 | 2025 |  | NA | Complete | Complete | NA | Executed | 2
WINDY WASH SOLAR | 1528 | 2018-04-13 | 2018-04-16 07:00 | ACTIVE | C11 | Photovoltaic |  |  | Solar |  |  | 79 | [6 empty] | 79 |  |  |  | Energy Only | Not in Report |  | Off-Peak Deliverability |  | 0 | 0 | 0 | Solar | 0 | 0 | 0 | 0 | 79 | 0 | 0 | 0 | 0 | 0 | 0 | 0 | RIVERSIDE | CA | SCE | Eastern | 0.13 | 0.48 | Devers Substation 220kV | Devers | 230 | 2021-06-30 07:00 | 2022-12-31 08:00 | 2023 |  | NA | Complete | Complete | NA |  | 0
CENTENNIAL FLATS | 1529 | 2018-04-17 | 2018-04-16 07:00 | ACTIVE | C11 | Photovoltaic | Storage |  | Solar | Battery |  | 500 |  |  | 267.35 |  |  |  | 500 |  |  |  | Partial Capacity | Not in Report | 83.46 | Off-Peak Deliverability |  | 1 | 0.8346 | 417.3 | Solar-Hybrid | 267.35 | 267.35 | 0 | 0 | 500 | 500 | 0 | 0 | 0 | 0 | 0 | 0 | LA PAZ | AZ | DCRT | Eastern | 0.13 | 0.48 | Delaney-Colorado River 500 kV Line | Cielo Azul | 500 | 2022-12-15 08:00 | 2025-06-22 07:00 | 2025 |  | NA | Complete | Complete | NA | Executed | 0
BATERIA DEL SUR | 1531 | 2018-04-16 | 2018-04-16 07:00 | ACTIVE | C11 | Storage |  |  | Battery |  |  | 350 | 131 | 119 |  |  |  |  | 350 |  |  |  | Full Capacity | 1 |  |  | Group A | 1 | 1 | 350 | Battery | 100 | 100 | 0 | 0 | 0 | 0 | 0 | 0 | 0 | 0 | 0 | 0 | IMPERIAL | CA | SDGE | SDGE | 0.06 | 0.35 | Imperial Valley Substation 230 kV | Imperial Valley | 230 | 2022-05-01 07:00 | 2025-04-15 07:00 | 2025 |  | NA | Complete | Complete | NA | Executed | 0
KETTLE SOLAR ONE | 1532 | 2018-04-16 | 2018-04-16 07:00 | ACTIVE | C11 | Photovoltaic | Storage |  | Solar | Battery |  | 90 |  | 90 | 90 |  | 70 |  | 90 |  |  |  | Full Capacity | Not in Report |  | Off-Peak Deliverability |  | 1 | 1 | 90 | Solar-Hybrid | 20 | 20 | 0 | 0 | 0 | 0 | 0 | 0 | 0 | 0 | 0 | 0 | SAN DIEGO | CA | SDGE | SDGE | 0.06 | 0.35 | Carrizo Gorge Switchyard 138 kV | Carrizo Gorge | 138 | 2020-12-01 08:00 | 2026-10-31 07:00 | 2027 |  | NA | Complete | Complete | NA | Executed | 2
VULCAN | 1534 | 2018-04-11 | 2018-04-16 07:00 | ACTIVE | C11 | Storage | Photovoltaic |  | Battery | Solar |  | 28.8 |  |  | 225 |  |  |  | 250 |  |  |  | Energy Only | Not in Report |  | Off-Peak Deliverability | Group B | 0 | 0 | 0 | Solar-Hybrid | 28.8 | 0 | 0 | 0 | 225 | 0 | 0 | 0 | 0 | 0 | 0 | 0 | MARICOPA | AZ | SDGE | SDGE | 0.06 | 0.35 | Hassayampa Common Bus 500 kV | Hassayampa | 500 | 2021-05-01 07:00 | 2023-12-15 08:00 | 2024 |  | NA | Complete | Complete | NA |  | 1
IRVING STORAGE | 1539 | 2019-03-05 | 2019-05-07 07:00 | ACTIVE | ISP | Storage |  |  | Battery |  |  | 782.79 | [6 empty] | 750 |  |  |  | Full Capacity | Not in Report |  |  |  | 1 | 1 | 750 | Battery | 782.79 | 750 | 0 | 0 | 0 | 0 | 0 | 0 | 0 | 0 | 0 | 0 | MONTEREY | CA | PGAE | Northern | 0.15 | 0.5 | Moss Landing 500 kV | Moss Landing | 500 | 2022-12-01 08:00 | 2025-11-30 08:00 | 2026 |  | NA | Complete | Complete | NA | Executed | 3
TANAGER STORAGE | 1550 | 2019-04-02 | 2019-04-15 07:00 | ACTIVE | C12 | Storage |  |  | Battery |  |  | 200 | [6 empty] | 200 |  |  |  | Full Capacity | Not in Report |  |  | Group 2 | 1 | 1 | 200 | Battery | 200 | 200 | 0 | 0 | 0 | 0 | 0 | 0 | 0 | 0 | 0 | 0 | SANTA CLARA | CA | PGAE | Northern | 0.15 | 0.5 | Los Esteros 230 kV | Los Esteros | 230 | 2023-06-30 07:00 | 2025-04-01 07:00 | 2025 |  | NA | Complete | Complete | NA | Executed | 3
CORMORANT STORAGE | 1552 | 2019-04-02 | 2019-04-15 07:00 | ACTIVE | C12 | Storage |  |  | Battery |  |  | 250 |  | 188 |  |  |  |  | 250 |  |  |  | Full Capacity | Not in Report |  |  | Group 2 | 1 | 1 | 250 | Battery | 62 | 62 | 0 | 0 | 0 | 0 | 0 | 0 | 0 | 0 | 0 | 0 | SAN FRANCISCO | CA | PGAE | Northern | 0.15 | 0.5 | Martin 115 kV | Martin | 115 | 2023-06-30 07:00 | 2025-03-14 07:00 | 2025 |  | NA | Complete | Complete | NA | Executed | 3
JEWELFLOWER STORAGE | 1553 | 2019-04-05 | 2019-04-15 07:00 | ACTIVE | C12 | Storage |  |  | Battery |  |  | 354.88 | [6 empty] | 350 |  |  |  | Full Capacity | Not in Report |  |  | Group 3 | 1 | 1 | 350 | Battery | 354.88 | 350 | 0 | 0 | 0 | 0 | 0 | 0 | 0 | 0 | 0 | 0 | SANTA CLARA | CA | PGAE | Northern | 0.15 | 0.5 | Metcalf 230 kV | Metcalf | 230 | 2022-12-31 08:00 | 2025-03-27 07:00 | 2025 |  | NA | Complete | Complete | NA |  | 3
NOOSA ENERGY STORAGE | 1557 | 2019-04-15 | 2019-04-15 07:00 | ACTIVE | C12 | Storage |  |  | Battery |  |  | 99 |  | 60 |  |  |  |  | 99 |  |  |  | Full Capacity | Not in Report |  |  | Group 3 | 1 | 1 | 99 | Battery | 39 | 39 | 0 | 0 | 0 | 0 | 0 | 0 | 0 | 0 | 0 | 0 | SAN JOAQUIN | CA | PGAE | Northern | 0.15 | 0.5 | Ripon 115 kV | Ripon | 115 | 2022-12-16 08:00 | 2025-05-01 07:00 | 2025 |  | NA | Complete | Complete | NA | Executed | 3
DYNAMO SOLAR | 1565 | 2019-04-08 | 2019-04-15 07:00 | ACTIVE | C12 | Photovoltaic |  |  | Solar |  |  | 24.5 | [6 empty] | 24.5 |  |  |  | Full Capacity | Not in Report |  | Off-Peak Deliverability | Group 3 | 1 | 1 | 24.5 | Solar | 0 | 0 | 0 | 0 | 24.5 | 24.5 | 0 | 0 | 0 | 0 | 0 | 0 | NAPA | CA | PGAE | Northern | 0.15 | 0.5 | Tulucay 60 kV | Tulucay | 60 | 2023-06-30 07:00 | 2025-11-21 08:00 | 2026 |  | NA | Complete | Complete | NA | Executed | 0
AIR STATION 1 | 1568 | 2019-04-16 | 2019-04-15 07:00 | ACTIVE | C12 | Photovoltaic | Storage |  | Solar | Battery |  | 21.05 |  |  | 21.05 |  |  |  | 40 |  |  |  | Energy Only | Not in Report |  | Off-Peak Energy Only | Other | 0 | 0 | 0 | Solar-Hybrid | 21.05 | 0 | 0 | 0 | 21.05 | 0 | 0 | 0 | 0 | 0 | 0 | 0 | KINGS | CA | PGAE | Fresno | 0.15 | 0.5 | Henrietta-Lemoore NAS 70 kV | Lemoore | 70 | 2021-12-31 08:00 | 2021-12-31 08:00 | 2022 |  | NA | Complete | Complete | NA | In Progress | 3
ARCTURUS | 1586 | 2019-04-04 | 2019-04-15 07:00 | ACTIVE | C12 | Storage | Photovoltaic |  | Battery | Solar |  | 152.29 |  |  | 151.794 |  |  |  | 150 |  |  |  | Energy Only | Not in Report |  | Off-Peak Energy Only | Group 3 | 0 | 0 | 0 | Solar-Hybrid | 152.29 | 0 | 0 | 0 | 151.794 | 0 | 0 | 0 | 0 | 0 | 0 | 0 | KERN | CA | PGAE | Kern | 0.15 | 0.5 | Arco 230 kV | Arco | 230 | 2022-12-30 08:00 | 2026-11-03 08:00 | 2027 |  | NA | Complete | Complete | NA | Executed | 3
KINGSROAD HYBRID SOLAR | 1587 | 2019-04-16 | 2019-04-15 07:00 | ACTIVE | C12 | Storage | Photovoltaic |  | Battery | Solar |  | 101.78 |  |  | 101.78 |  |  |  | 100 |  |  |  | Energy Only | Not in Report |  | Off-Peak Energy Only | Group 2a | 0 | 0 | 0 | Solar-Hybrid | 101.78 | 0 | 0 | 0 | 101.78 | 0 | 0 | 0 | 0 | 0 | 0 | 0 | KERN | CA | PGAE | Kern | 0.15 | 0.5 | Arco 230 kV | Arco | 230 | 2023-11-30 08:00 | 2026-01-15 08:00 | 2026 |  | NA | Complete | Complete | NA | Executed | 3
PELICANS JAW HYBRID SOLAR | 1593 | 2019-04-09 | 2019-04-15 07:00 | ACTIVE | C12 | Storage | Photovoltaic |  | Battery | Solar |  | 500 |  | 238.5 | 500 |  | 440 |  | 500 |  |  |  | Partial Capacity | Not in Report | 47.8 | Off-Peak Energy Only | Group A | 1 | 0.478 | 239 | Solar-Hybrid | 261.5 | 0.5 | 0 | 0 | 60 | 0 | 0 | 0 | 0 | 0 | 0 | 0 | KINGS | CA | PGAE | Fresno | 0.15 | 0.5 | Gates-Midway 230 kV Line | New Sub - Gates - Midway (Proposed) | 230 | 2022-11-30 08:00 | 2028-01-24 08:00 | 2028 |  | NA | Complete | Complete | NA | Executed | 3
BUTTONBUSH SOLAR HYBRID ENERGY CENTER | 1596 | 2019-04-01 | 2019-04-15 07:00 | ACTIVE | C12 | Storage | Photovoltaic |  | Battery | Solar |  | 818 |  |  | 818 |  |  |  | 800 |  |  |  | Full Capacity | Not in Report |  | Off-Peak Deliverability | Group 3 | 1 | 1 | 800 | Solar-Hybrid | 818 | 800 | 0 | 0 | 818 | 0 | 0 | 0 | 0 | 0 | 0 | 0 | KERN | CA | PGAE | Kern | 0.15 | 0.5 | Midway 500 kV | Midway | 500 | 2025-11-01 07:00 | 2026-12-01 08:00 | 2027 |  | NA | Complete | Complete | NA | Executed | 3
ARATINA SOLAR CENTER 2 | 1604 | 2019-04-01 | 2019-04-15 07:00 | ACTIVE | C12 | Storage | Photovoltaic |  | Battery | Solar |  | 200 |  | 75 | 200 |  | 150 |  | 200 |  |  |  | Partial Capacity | Not in Report | 56.5 | Off-Peak Deliverability | Group 1a | 1 | 0.565 | 113 | Solar-Hybrid | 125 | 18.5 | 0 | 0 | 50 | 0 | 0 | 0 | 0 | 0 | 0 | 0 | KERN | CA | SCE | NOL | 0.13 | 0.48 | Kramer Substation 230kV | Kramer | 230 | 2022-06-01 07:00 | 2025-10-29 07:00 | 2026 |  | NA | Complete | Complete | NA | Executed | 2
AVOCET STORAGE | 1608 | 2019-04-01 | 2019-04-15 07:00 | ACTIVE | C12 | Storage |  |  | Battery |  |  | 200 |  | 200 |  |  |  |  | 200 |  |  |  | Full Capacity | Not in Report |  |  | Group 2 | 1 | 1 | 200 | Battery | 0 | 0 | 0 | 0 | 0 | 0 | 0 | 0 | 0 | 0 | 0 | 0 | LOS ANGELES | CA | SCE | Metro | 0.13 | 0.48 | Hinson Substation 230kV | Hinson | 230 | 2023-06-30 07:00 | 2026-04-15 07:00 | 2026 |  | NA | Complete | Complete | NA | Executed | 1
COMMERCE ENERGY STORAGE | 1611 | 2019-04-09 | 2019-04-15 07:00 | ACTIVE | C12 | Storage |  |  | Battery |  |  | 250 | [6 empty] | 250 |  |  |  | Full Capacity | Not in Report |  |  | Group 3 | 1 | 1 | 250 | Battery | 250 | 250 | 0 | 0 | 0 | 0 | 0 | 0 | 0 | 0 | 0 | 0 | LOS ANGELES | CA | SCE | Metro | 0.13 | 0.48 | Laguna Bell Substation 230kV | Laguna Bell | 230 | 2023-01-01 08:00 | 2025-06-01 07:00 | 2025 |  | NA | Complete | Complete | NA | Executed | 1
KESTREL STORAGE | 1615 | 2019-04-01 | 2019-04-15 07:00 | ACTIVE | C12 | Storage |  |  | Battery |  |  | 200 | [6 empty] | 200 |  |  |  | Full Capacity | Not in Report |  |  | Group 3 | 1 | 1 | 200 | Battery | 200 | 200 | 0 | 0 | 0 | 0 | 0 | 0 | 0 | 0 | 0 | 0 | LOS ANGELES | CA | SCE | Metro | 0.13 | 0.48 | Walnut Substation 220kV | Walnut | 230 | 2023-06-30 07:00 | 2025-05-31 07:00 | 2025 |  | NA | Complete | Complete | NA | Executed | 1
LOCKHART SOLAR 2 | 1617 | 2019-04-05 | 2019-04-15 07:00 | ACTIVE | C12 | Storage | Photovoltaic |  | Battery | Solar |  | 73.26 | 45 |  | 82.4342 | 75 |  |  | 150 |  |  |  | Full Capacity | Not in Report |  | Off-Peak Deliverability | Group B | 1 | 1 | 150 | Solar-Hybrid | 28.26 | 28.26 | 0 | 0 | 7.4342 | 7.4342 | 0 | 0 | 0 | 0 | 0 | 0 | SAN BERNARDINO | CA | SCE | NOL | 0.13 | 0.48 | Kramer Substation 230kV | Kramer | 230 | 2022-12-01 08:00 | 2025-11-01 07:00 | 2026 |  | NA | Complete | Complete | NA | Executed | 0
GOLDBACK SOLAR CENTER | 1619 | 2019-04-12 | 2019-04-15 07:00 | ACTIVE | C12 | Storage |  |  | Battery |  |  | 500 | [6 empty] | 500 |  |  |  | Full Capacity | Not in Report |  | Off-Peak Deliverability | Group 3 | 1 | 1 | 500 | Battery | 500 | 500 | 0 | 0 | 0 | 0 | 0 | 0 | 0 | 0 | 0 | 0 | VENTURA | CA | SCE | Northern | 0.13 | 0.48 | Moorpark Substation 230 kV | Moorpark | 230 | 2023-06-01 07:00 | 2026-03-31 07:00 | 2026 |  | NA | Complete | Complete | NA | Executed | 1
ANGELENO SOLAR FARM | 1625 | 2019-03-31 | 2019-04-15 07:00 | ACTIVE | C12 | Storage | Photovoltaic |  | Battery | Solar |  | 1150 |  |  | 1150 |  |  |  | 1150 |  |  |  | Full Capacity | Not in Report |  | Off-Peak Deliverability | Group 3 | 1 | 1 | 1150 | Solar-Hybrid | 1150 | 1150 | 0 | 0 | 1150 | 0 | 0 | 0 | 0 | 0 | 0 | 0 | LOS ANGELES | CA | SCE | Northern | 0.13 | 0.48 | Vincent Substation 500kV | Vincent | 230 | 2023-06-01 07:00 | 2026-04-01 07:00 | 2026 |  | NA | Complete | Complete | NA | Executed | 3
HUMIDOR STORAGE 1 | 1629 | 2019-04-11 | 2019-04-15 07:00 | ACTIVE | C12 | Storage |  |  | Battery |  |  | 305 |  | 300 |  |  |  |  | 300 |  |  |  | Full Capacity | Not in Report |  |  | Group 3 | 1 | 1 | 300 | Battery | 5 | 0 | 0 | 0 | 0 | 0 | 0 | 0 | 0 | 0 | 0 | 0 | LOS ANGELES | CA | SCE | Northern | 0.13 | 0.48 | Vincent Substation 230 kV | Vincent | 230 | 2021-12-01 08:00 | 2025-08-01 07:00 | 2025 |  | NA | Complete | Complete | NA | Executed | 3
BELLEFIELD 2 SOLAR FARM | 1631 | 2019-04-01 | 2019-04-15 07:00 | ACTIVE | C12 | Storage | Photovoltaic |  | Battery | Solar |  | 500 |  | 500 | 500 |  | 500 |  | 500 |  |  |  | Full Capacity | Not in Report |  | Off-Peak Deliverability | Group 2a | 1 | 1 | 500 | Solar-Hybrid | 0 | 0 | 0 | 0 | 0 | 0 | 0 | 0 | 0 | 0 | 0 | 0 | KERN | CA | SCE | Northern | 0.13 | 0.48 | Windhub Substation 220kV | Windhub | 230 | 2022-10-01 07:00 | 2024-09-01 07:00 | 2024 |  | NA | Complete | Complete | NA | Executed | 0
SANBORN HYBRID 3 | 1632 | 2019-04-05 | 2019-04-15 07:00 | ACTIVE | C12 | Storage | Photovoltaic |  | Battery | Solar |  | 671.55 |  | 15 | 778.5456 |  | 153 |  | 1400 |  |  |  | Full Capacity | Not in Report |  | Off-Peak Deliverability | Group 3 | 1 | 1 | 1400 | Solar-Hybrid | 656.55 | 656.55 | 0 | 0 | 625.5456 | 625.5456 | 0 | 0 | 0 | 0 | 0 | 0 | KERN | CA | SCE | Northern | 0.13 | 0.48 | Windhub Substation 500kV | Windhub | 500 | 2023-12-01 08:00 | 2025-03-15 07:00 | 2025 |  | NA | Complete | Complete | NA | Executed | 2
CALYPSO SOLAR | 1636 | 2019-04-04 | 2019-04-15 07:00 | ACTIVE | C12 | Storage | Photovoltaic |  | Battery | Solar |  | 400 |  |  | 400 |  |  |  | 400 |  |  |  | Energy Only | Not in Report |  | Off-Peak Energy Only | Group D | 0 | 0 | 0 | Solar-Hybrid | 400 | 0 | 0 | 0 | 400 | 0 | 0 | 0 | 0 | 0 | 0 | 0 | RIVERSIDE | CA | SCE | Eastern | 0.13 | 0.48 | Colorado River Substation 230kV | Colorado River | 230 | 2023-12-01 08:00 | 2030-12-28 08:00 | 2031 |  | NA | Complete | Complete | NA | Executed | 2
RAMPA | 1641 | 2019-04-05 | 2019-04-15 07:00 | ACTIVE | C12 | Storage |  |  | Battery |  |  | 100.98 | 100 | [5 empty] | 100 |  |  |  | Full Capacity | Not in Report |  |  | Group 3 | 1 | 1 | 100 | Battery | 0.98 | 0 | 0 | 0 | 0 | 0 | 0 | 0 | 0 | 0 | 0 | 0 | SAN BERNARDINO | CA | SCE | Eastern | 0.13 | 0.48 | Etiwanda Substation 230kV | Etiwanda | 230 | 2022-12-31 08:00 | 2023-11-15 08:00 | 2024 |  | NA | Complete | Complete | NA | Executed | 1
OBERON | 1642 | 2019-04-02 | 2019-04-15 07:00 | ACTIVE | C12 | Storage | Photovoltaic |  | Battery | Solar |  | 518.4 | 350 |  | 518.4 | 500 |  |  | 500 |  |  |  | Partial Capacity | Not in Report | 51.06 | Off-Peak Deliverability | Group 2a | 1 | 0.5106 | 255.3 | Solar-Hybrid | 168.4 | 0 | 0 | 0 | 18.4 | 0 | 0 | 0 | 0 | 0 | 0 | 0 | RIVERSIDE | CA | SCE | Eastern | 0.13 | 0.48 | Red Bluff Substation 500kV | Red bluff | 500 | 2022-12-31 08:00 | 2026-06-30 07:00 | 2026 |  | NA | Complete | Complete | NA | Executed | 2
LYCAN SOLAR | 1643 | 2019-04-04 | 2019-04-15 07:00 | ACTIVE | C12 | Photovoltaic | Storage |  | Solar | Battery |  | 400 |  |  | 400 |  |  |  | 400 |  |  |  | Full Capacity | 1 |  | Off-Peak Energy Only | Group B | 1 | 1 | 400 | Solar-Hybrid | 400 | 400 | 0 | 0 | 400 | 0 | 0 | 0 | 0 | 0 | 0 | 0 | RIVERSIDE | CA | SCE | Eastern | 0.13 | 0.48 | Red Bluff Substation 500kV | Red bluff | 500 | 2023-12-01 08:00 | 2030-04-01 07:00 | 2030 |  | NA | Complete | Complete | NA | Executed | 2
MENIFEE POWER BANK | 1645 | 2019-04-10 | 2019-04-15 07:00 | ACTIVE | C12 | Storage |  |  | Battery |  |  | 680 | 620 | [5 empty] | 680 |  |  |  | Full Capacity | Not in Report |  |  | Other | 1 | 1 | 680 | Battery | 60 | 60 | 0 | 0 | 0 | 0 | 0 | 0 | 0 | 0 | 0 | 0 | RIVERSIDE | CA | SCE | Eastern | 0.13 | 0.48 | Valley Substation 500kV | Valley (SCE) | 500 | 2022-12-01 08:00 | 2025-10-01 07:00 | 2025 |  | NA | Complete | Complete | NA | Executed | 2
DOUBLE BUTTE STORAGE | 1646 | 2019-04-05 | 2019-04-15 07:00 | ACTIVE | C12 | Storage |  |  | Battery |  |  | 507.6 | [6 empty] | 500 |  |  |  | Full Capacity | 1 |  |  | Group A | 1 | 1 | 500 | Battery | 507.6 | 500 | 0 | 0 | 0 | 0 | 0 | 0 | 0 | 0 | 0 | 0 | RIVERSIDE | CA | SCE | Eastern | 0.13 | 0.48 | Valley Substation 500 kV | Valley (SCE) | 500 | 2022-12-31 08:00 | 2030-07-01 07:00 | 2030 |  | NA | Complete | Complete | NA | Executed | 0
ARIDA 2 SOLAR FARM | 1647 | 2019-04-02 | 2019-04-15 07:00 | ACTIVE | C12 | Storage | Photovoltaic |  | Battery | Solar |  | 700 |  |  | 700 |  |  |  | 700 |  |  |  | Full Capacity | Not in Report |  | Off-Peak Deliverability | Group 3 | 1 | 1 | 700 | Solar-Hybrid | 700 | 700 | 0 | 0 | 700 | 0 | 0 | 0 | 0 | 0 | 0 | 0 | CLARK | NV | SCE | EOP | 0.13 | 0.48 | Mohave Substation 500kV | Mohave | 500 | 2022-10-01 07:00 | 2027-12-30 08:00 | 2028 |  | NA | Complete | Complete | NA |  | 0
BONANZA SOLAR | 1649 | 2019-04-05 | 2019-04-15 07:00 | ACTIVE | C12 | Storage | Photovoltaic |  | Battery | Solar |  | 150 |  |  | 300 |  |  |  | 300 |  |  |  | Partial Capacity | Not in Report | 73.71 | Off-Peak Deliverability | Group B | 1 | 0.7371 | 221.13 | Solar-Hybrid | 150 | 150 | 0 | 0 | 300 | 300 | 0 | 0 | 0 | 0 | 0 | 0 | CLARK/NYE | NV | GLW | EOP | 0.08 | 0.48 | Innovation Substation 230 kV | Innovation | 230 | 2023-12-01 08:00 | 2027-12-31 08:00 | 2028 |  | NA | Complete | Complete | NA | Executed | 0
ROUGH HAT HYBRID SOLAR | 1650 | 2019-04-15 | 2019-04-15 07:00 | ACTIVE | C12 | Photovoltaic | Storage |  | Solar | Battery |  | 204 |  |  | 200 |  |  |  | 200 |  |  |  | Full Capacity | Not in Report |  | Off-Peak Deliverability | Group A | 1 | 1 | 200 | Solar-Hybrid | 200 | 200 | 0 | 0 | 204 | 0 | 0 | 0 | 0 | 0 | 0 | 0 | NYE | NV | GLW | EOP | 0.08 | 0.48 | Trout Canyon Substation 230 kV | Trout Canyon | 230 | 2022-11-30 08:00 | 2027-12-01 08:00 | 2028 |  | NA | Complete | Complete | NA | Executed | 0
YELLOW PINE 3 | 1654 | 2019-04-09 | 2019-04-15 07:00 | ACTIVE | C12 | Photovoltaic | Storage |  | Solar | Battery |  | 261.954 |  | 250 | 254.98 |  | 231 |  | 250 |  |  |  | Full Capacity | Not in Report |  | Off-Peak Deliverability | Group B | 1 | 1 | 250 | Solar-Hybrid | 23.98 | 19 | 0 | 0 | 11.954 | 0 | 0 | 0 | 0 | 0 | 0 | 0 | CLARK | NV | GLW | EOP | 0.08 | 0.48 | Trout Canyon Substation 230 kV | Trout Canyon | 230 | 2025-03-15 07:00 | 2027-12-31 08:00 | 2028 |  | NA | Complete | Complete | NA | Executed | 0
BONANZA PEAK SOLAR FARM | 1655 | 2019-04-12 | 2019-04-12 07:00 | ACTIVE | C12 | Storage | Photovoltaic |  | Battery | Solar |  | 200 |  |  | 441 |  |  |  | 400 |  |  |  | Full Capacity | Not in Report |  | Off-Peak Deliverability | Group D | 1 | 1 | 400 | Solar-Hybrid | 200 | 200 | 0 | 0 | 441 | 441 | 0 | 0 | 0 | 0 | 0 | 0 | CLARK/NYE | NV | GLW | EOP | 0.08 | 0.48 | Trout Canyon Substation 230 kV | Trout Canyon | 230 | 2022-12-16 08:00 | 2027-12-31 08:00 | 2028 |  | NA | Complete | Complete | NA | Executed | 0
SANDPIPER STORAGE | 1657 | 2019-04-02 | 2019-04-15 07:00 | ACTIVE | C12 | Storage |  |  | Battery |  |  | 200 | [6 empty] | 200 |  |  |  | Partial Capacity | Not in Report | 50 |  | Group 2a | 1 | 0.5 | 100 | Battery | 200 | 100 | 0 | 0 | 0 | 0 | 0 | 0 | 0 | 0 | 0 | 0 | ORANGE | CA | SDGE | SDGE | 0.06 | 0.35 | Talega Substation 138 kV | Talega | 138 | 2023-06-30 07:00 | 2025-03-15 07:00 | 2025 |  | NA | Complete | Complete | NA | Executed | 1
CIMARRON WIND | 1660 | 2019-03-29 | 2019-04-15 07:00 | ACTIVE | C12 | Wind Turbine |  |  | Wind Turbine |  |  | 352.5 | [6 empty] | 300 |  |  |  | Full Capacity | 1 |  | Off-Peak Deliverability | Group A | 1 | 1 | 300 | Wind Turbine | 0 | 0 | 0 | 0 | 0 | 0 | 0 | 0 | 352.5 | 300 | 0 | 0 | TECATE | MX | SDGE | SDGE | 0.06 | 0.35 | East County Substation 230 kV | ECO | 230 | 2023-12-31 08:00 | 2025-12-31 08:00 | 2026 |  | NA | Complete | Complete | NA | Executed | 2
VENTASSO ENERGY STORAGE | 1662 | 2019-04-06 | 2019-04-15 07:00 | ACTIVE | C12 | Storage |  |  | Battery |  |  | 50.774 |  | 50 |  |  |  |  | 50 |  |  |  | Full Capacity | Not in Report |  |  | Group 3 | 1 | 1 | 50 | Battery | 0.774 | 0 | 0 | 0 | 0 | 0 | 0 | 0 | 0 | 0 | 0 | 0 | SAN DIEGO | CA | SDGE | SDGE | 0.06 | 0.35 | El Cajon Substation 69 kV | El Cajon | 69 | 2022-11-30 08:00 | 2024-07-08 07:00 | 2024 |  | NA | Complete | Complete | NA | Executed | 1
HOODINI | 1663 | 2019-04-13 | 2019-04-15 07:00 | ACTIVE | C12 | Storage | Photovoltaic |  | Battery | Solar |  | 112.63 |  |  | 459.54 |  |  |  | 450 |  |  |  | Energy Only | Not in Report |  | Off-Peak Deliverability | Group 3 | 0 | 0 | 0 | Solar-Hybrid | 112.63 | 0 | 0 | 0 | 459.54 | 0 | 0 | 0 | 0 | 0 | 0 | 0 | YUMA | AZ | SDGE | SDGE | 0.06 | 0.35 | Hoodoo Wash Switchyard 500 kV | Hoodoo Wash | 500 | 2023-05-31 07:00 | 2028-01-31 08:00 | 2028 |  | NA | Complete | Complete | NA |  | 1
VOLTA DE MEXICALI | 1664 | 2019-03-29 | 2019-04-15 07:00 | ACTIVE | C12 | Storage |  |  | Battery |  |  | 500 | [6 empty] | 500 |  |  |  | Energy Only | Not in Report |  |  | Group 3 | 0 | 0 | 0 | Battery | 500 | 0 | 0 | 0 | 0 | 0 | 0 | 0 | 0 | 0 | 0 | 0 | SONORA | MX | SDGE | SDGE | 0.06 | 0.35 | Imperial Valley Substation 230 kV | Imperial Valley | 230 | 2021-12-31 08:00 | 2035-03-10 08:00 | 2035 |  | NA | Complete | Complete | NA |  | 0
KINGSLEY SOLAR FARM | 1665 | 2019-04-01 | 2019-04-15 07:00 | ACTIVE | C12 | Storage | Photovoltaic |  | Battery | Solar |  | 360 |  | 74 | 360 |  |  |  | 360 |  |  |  | Energy Only | Not in Report |  | Off-Peak Deliverability | Group D | 0 | 0 | 0 | Solar-Hybrid | 286 | 0 | 0 | 0 | 360 | 0 | 0 | 0 | 0 | 0 | 0 | 0 | IMPERIAL | CA | SDGE | SDGE | 0.06 | 0.35 | Imperial Valley Substation 230 kV | Imperial Valley | 230 | 2023-06-01 07:00 | 2030-01-31 08:00 | 2030 |  | NA | Complete | Complete | NA | Executed | 2
SUNRISE BUTTE | 1667 | 2019-04-12 | 2019-04-15 07:00 | ACTIVE | C12 | Photovoltaic | Storage |  | Solar | Battery |  | 0 |  |  | 150 |  |  |  | 150 |  |  |  | Energy Only | Not in Report |  | Off-Peak Deliverability | Group 3 | 0 | 0 | 0 | Solar-Hybrid | 150 | 0 | 0 | 0 | 0 | 0 | 0 | 0 | 0 | 0 | 0 | 0 | IMPERIAL | CA | SDGE | SDGE | 0.06 | 0.35 | Imperial Valley Substation 230 kV | Imperial Valley | 230 | 2022-12-31 08:00 | 2029-04-29 07:00 | 2029 |  | NA | Complete | Complete | NA |  | 0
POME BESS | 1669 | 2019-04-13 | 2019-04-15 07:00 | ACTIVE | C12 | Storage |  |  | Battery |  |  | 100 |  | 100 |  |  |  |  | 100 |  |  |  | Full Capacity | Not in Report |  |  | Group 3 | 1 | 1 | 100 | Battery | 0 | 0 | 0 | 0 | 0 | 0 | 0 | 0 | 0 | 0 | 0 | 0 | SAN DIEGO | CA | SDGE | SDGE | 0.06 | 0.35 | Pomerado Substation 69 kV | Pomerado | 69 | 2023-05-31 07:00 | 2025-03-24 07:00 | 2025 |  | NA | Complete | Complete | NA | Executed | 1
PEREGRINE STORAGE | 1670 | 2019-04-01 | 2019-04-15 07:00 | ACTIVE | C12 | Storage |  |  | Battery |  |  | 200 |  | 200 |  |  |  |  | 200 |  |  |  | Partial Capacity | Not in Report | 50 |  | Group 2 | 1 | 0.5 | 100 | Battery | 0 | 0 | 0 | 0 | 0 | 0 | 0 | 0 | 0 | 0 | 0 | 0 | SAN DIEGO | CA | SDGE | SDGE | 0.06 | 0.35 | Silvergate Substation 230 kV | Silvergate | 230 | 2023-06-30 07:00 | 2025-01-30 08:00 | 2025 |  | NA | Complete | Complete | NA | Executed | 1
MARINE DEPOT | 1671 | 2019-04-16 | 2019-04-15 07:00 | ACTIVE | C12 | Storage |  |  | Battery |  |  | 26.6 | [6 empty] | 25 |  |  |  | Energy Only | Not in Report |  |  | Other | 0 | 0 | 0 | Battery | 26.6 | 0 | 0 | 0 | 0 | 0 | 0 | 0 | 0 | 0 | 0 | 0 | SAN DIEGO | CA | SDGE | SDGE | 0.06 | 0.35 | Point Loma Substation 69 kV | Point Loma | 69 | 2021-12-31 08:00 | 2022-09-01 07:00 | 2022 |  | NA | Complete | Complete | NA |  | 0
NIGHTHAWK STORAGE | 1673 | 2019-04-02 | 2019-04-15 07:00 | ACTIVE | C12 | Storage |  |  | Battery |  |  | 300 |  | 300 |  |  |  |  | 300 |  |  |  | Full Capacity | Not in Report |  |  | Group 2 | 1 | 1 | 300 | Battery | 0 | 0 | 0 | 0 | 0 | 0 | 0 | 0 | 0 | 0 | 0 | 0 | SAN DIEGO | CA | SDGE | SDGE | 0.06 | 0.35 | Sycamore Canyon Substation 138 kV | Sycamore Canyon | 138 | 2023-06-30 07:00 | 2025-03-31 07:00 | 2025 |  | NA | Complete | Complete | NA | Executed | 1
HARQUAHALA SUNRISE | 1678 | 2020-03-13 | 2020-04-15 07:00 | ACTIVE | C13 | Storage | Photovoltaic |  | Battery | Solar |  | 308.926 |  |  | 308.926 |  |  |  | 300 |  |  |  | Full Capacity | 1 |  | Off-Peak Deliverability | Other | 1 | 1 | 300 | Solar-Hybrid | 308.926 | 300 | 0 | 0 | 308.926 | 0 | 0 | 0 | 0 | 0 | 0 | 0 | MARICOPA | AZ | DCRT | Eastern | 0.13 | 0.48 | Delaney Substation 500 kV | Delaney | 500 | 2022-04-01 07:00 | 2030-04-01 07:00 | 2030 |  | NA | Complete | Complete | NA |  | 0
AQUEDUCT ENERGY STORAGE | 1683 | 2020-04-15 | 2020-04-15 07:00 | ACTIVE | C13 | Storage |  |  | Battery |  |  | 102.25 | [6 empty] | 100 |  |  |  | Energy Only | Not in Report |  | Off-Peak Deliverability | Group D | 0 | 0 | 0 | Battery | 102.25 | 0 | 0 | 0 | 0 | 0 | 0 | 0 | 0 | 0 | 0 | 0 | CONTRA COSTA | CA | PGAE | Northern | 0.15 | 0.5 | Contra Costa-Delta 230 kV Line | Delta PP | 230 | 2023-12-31 08:00 | 2026-04-30 07:00 | 2026 |  | NA | Complete | Complete | NA |  | 3
CONAWAY HYBRID POWER PLANT | 1687 | 2020-04-08 | 2020-04-15 07:00 | ACTIVE | C13 | Storage | Photovoltaic |  | Battery | Solar |  | 84.8117 |  |  | 84.9957 |  |  |  | 80 |  |  |  | Energy Only | Not in Report |  | Off-Peak Deliverability | Other | 0 | 0 | 0 | Solar-Hybrid | 84.8117 | 0 | 0 | 0 | 84.9957 | 0 | 0 | 0 | 0 | 0 | 0 | 0 | YOLO | CA | PGAE | Northern | 0.15 | 0.5 | Woodland-Davis 115 kV Line | Davis | 115 | 2023-01-01 08:00 | 2023-01-01 08:00 | 2023 |  | NA | Complete | Complete | NA |  | 3
DENALI ENERGY STORAGE | 1690 | 2020-04-14 | 2020-04-15 07:00 | ACTIVE | C13 | Storage |  |  | Battery |  |  | 102 |  | 92 |  |  |  |  | 101.2 |  |  |  | Partial Capacity | Not in Report | 92 |  | Group B | 1 | 0.92 | 93.104 | Battery | 10 | 1.104 | 0 | 0 | 0 | 0 | 0 | 0 | 0 | 0 | 0 | 0 | SAN JOAQUIN | CA | PGAE | Northern | 0.15 | 0.5 | Vierra 115 kV | Vierra | 115 | 2023-06-15 07:00 | 2028-09-30 07:00 | 2028 |  | NA | Complete | Complete | NA | Executed | 1
FORTIS | 1691 | 2020-04-09 | 2020-04-15 07:00 | ACTIVE | C13 | Wind Turbine | Storage | Photovoltaic | Wind Turbine | Battery | Solar | 207.2 |  |  | 203.94 |  |  | 205.02 | 200 |  |  |  | Energy Only | Not in Report |  | Off-Peak Deliverability | Group D | 0 | 0 | 0 | Wind-Solar-Hybrid | 203.94 | 0 | 0 | 0 | 205.02 | 0 | 0 | 0 | 207.2 | 0 | 0 | 0 | SOLANO | CA | PGAE | Northern | 0.15 | 0.5 | Birds Landing 230 kV | Birds Landing | 230 | 2024-12-15 08:00 | 2028-02-11 08:00 | 2028 |  | NA | Complete | Complete | NA | Executed | 3
NORTH BAY ENERGY STORAGE | 1700 | 2020-04-14 | 2020-04-15 07:00 | ACTIVE | C13 | Storage |  |  | Battery |  |  | 102.75 | [6 empty] | 100 |  |  |  | Energy Only | Not in Report |  |  | Group D | 0 | 0 | 0 | Battery | 102.75 | 0 | 0 | 0 | 0 | 0 | 0 | 0 | 0 | 0 | 0 | 0 | SONOMA | CA | PGAE | Northern | 0.15 | 0.5 | Lakeville 60 kV | Lakeville | 60 | 2023-06-01 07:00 | 2027-03-18 07:00 | 2027 |  | NA | Complete | Complete | NA | Executed | 3
POTENTIA-VIRIDI | 1702 | 2020-04-13 | 2020-04-15 07:00 | ACTIVE | C13 | Wind Turbine | Photovoltaic | Storage | Wind Turbine | Solar | Battery | 408.8 |  |  | 410.04 |  |  | 405.9 | 400 |  |  |  | Full Capacity | Not in Report |  | Off-Peak Deliverability | Group 3 | 1 | 1 | 400 | Wind-Solar-Hybrid | 405.9 | 400 | 0 | 0 | 410.04 | 0 | 0 | 0 | 408.8 | 0 | 0 | 0 | SAN JOAQUIN | CA | PGAE | Northern | 0.15 | 0.5 | Tesla 500 kV | Tesla | 500 | 2024-12-15 08:00 | 2028-05-11 07:00 | 2028 |  | NA | Complete | Complete | NA | Executed | 3
STEEL CITY BATTERY STORAGE | 1705 | 2020-04-15 | 2020-04-15 07:00 | ACTIVE | C13 | Storage |  |  | Battery |  |  | 675 | [6 empty] | 220 |  |  |  | Energy Only | Not in Report |  |  | Group 3 | 0 | 0 | 0 | Battery | 675 | 0 | 0 | 0 | 0 | 0 | 0 | 0 | 0 | 0 | 0 | 0 | CONTRA COSTA | CA | PGAE | Northern | 0.15 | 0.5 | Pittsburg 230 kV | Pittsburg | 230 | 2025-06-30 07:00 | 2029-03-01 08:00 | 2029 |  | NA | Complete | Complete | NA | Executed | 3
ROSEMARY | 1709 | 2020-04-10 | 2020-04-15 07:00 | ACTIVE | C13 | Photovoltaic | Storage |  | Solar | Battery |  | 36.1746 |  |  | 36.1746 |  |  |  | 35 |  |  |  | Full Capacity | Not in Report |  | Off-Peak Deliverability | Group D | 1 | 1 | 35 | Solar-Hybrid | 36.1746 | 35 | 0 | 0 | 36.1746 | 0 | 0 | 0 | 0 | 0 | 0 | 0 | FRESNO | CA | PGAE | Northern | 0.15 | 0.5 | Crescent 70 kV | Crescent | 70 | 2023-12-01 08:00 | 2026-01-10 08:00 | 2026 |  | NA | Complete | Complete | NA | In Progress | 3
LEAD | 1713 | 2020-04-15 | 2020-04-15 07:00 | ACTIVE | C13 | Storage |  |  | Battery |  |  | 32.7 |  | 21 |  |  |  |  | 32 |  |  |  | Partial Capacity | Not in Report |  |  | Group B | 1 | 0 | 0 | Battery | 11.7 | 0 | 0 | 0 | 0 | 0 | 0 | 0 | 0 | 0 | 0 | 0 | KINGS | CA | PGAE | Fresno | 0.15 | 0.5 | GWF Hanford 115 kV | GWF Hanford | 115 | 2023-08-01 07:00 | 2024-12-01 08:00 | 2025 |  | NA | Complete | Complete | NA | Executed | 3
GONZAGA HYBRID | 1718 | 2020-04-14 | 2020-04-15 07:00 | ACTIVE | C13 | Storage | Wind Turbine |  | Battery | Wind Turbine |  | 54.94 |  |  | 60.45 |  | 60.5 |  | 103.65 |  |  |  | Full Capacity | Not in Report |  | Off-Peak Deliverability | Group B | 1 | 1 | 103.65 | Wind-Hybrid | 54.94 | 54.94 | 0 | 0 | 0 | 0 | 0 | 0 | 0 | 0 | 0 | 0 | MERCED | CA | PGAE | Fresno | 0.15 | 0.5 | Los Banos 70 kV | Los Banos | 230 | 2024-07-01 07:00 | 2026-05-14 07:00 | 2026 |  | NA | Complete | Complete | NA | Executed | 2
ZETA | 1728 | 2020-04-10 | 2020-04-15 07:00 | ACTIVE | C13 | Storage | Photovoltaic |  | Battery | Solar |  | 77.4774 |  | 75 | 77.4774 |  | 75 |  | 75 |  |  |  | Full Capacity | Not in Report |  | Off-Peak Deliverability | Group B | 1 | 1 | 75 | Solar-Hybrid | 2.4774 | 0 | 0 | 0 | 2.4774 | 0 | 0 | 0 | 0 | 0 | 0 | 0 | MERCED | CA | PGAE | Fresno | 0.15 | 0.5 | Mercy Springs 70 kV | Mercy Springs | 70 | 2023-12-01 08:00 | 2027-05-26 07:00 | 2027 |  | NA | Complete | Complete | NA | Executed | 3
HAWKINS SOLAR HYBRID | 1736 | 2020-04-01 | 2020-04-15 07:00 | ACTIVE | C13 | Photovoltaic | Storage |  | Solar | Battery |  | 250 |  |  | 250 |  |  |  | 250 |  |  |  | Partial Capacity | Not in Report | 76.75 | Off-Peak Deliverability | Group D | 1 | 0.7675 | 191.875 | Solar-Hybrid | 250 | 191.875 | 0 | 0 | 250 | 0 | 0 | 0 | 0 | 0 | 0 | 0 | KERN | CA | PGAE | Kern | 0.15 | 0.5 | Arco 230 kV | Arco | 230 | 2024-04-01 07:00 | 2027-05-01 07:00 | 2027 |  | NA | Complete | Complete | NA | In Progress | 3
PECHO ENERGY STORAGE | 1739 | 2020-04-15 | 2020-04-15 07:00 | ACTIVE | C13 | Storage | Other |  | Battery | Compressed Air |  | 108 |  |  | 520 |  |  |  | 500 |  |  |  | Partial Capacity | Not in Report | 92.98 | Off-Peak Deliverability | Group B | 1 | 0.9298 | 464.9 | LDES | 108 | 0 | 520 | 464.9 | 0 | 0 | 0 | 0 | 0 | 0 | 0 | 0 | SAN LUIS OBISPO | CA | PGAE | Kern | 0.15 | 0.5 | Morro Bay 230 kV | Morro Bay | 230 | 2023-06-01 07:00 | 2031-01-24 08:00 | 2031 |  | NA | Complete | Complete | NA | Executed | 3
PUFF HYBRID SOLAR | 1740 | 2020-04-14 | 2020-04-15 07:00 | ACTIVE | C13 | Storage | Photovoltaic |  | Battery | Solar |  | 101.8 |  |  | 101.8 |  |  |  | 100 |  |  |  | Full Capacity | Not in Report |  | Off-Peak Deliverability | Group D | 1 | 1 | 100 | Solar-Hybrid | 101.8 | 100 | 0 | 0 | 101.8 | 0 | 0 | 0 | 0 | 0 | 0 | 0 | KERN | CA | PGAE | Kern | 0.15 | 0.5 | Arco 230 kV | Arco | 230 | 2024-11-30 08:00 | 2024-11-30 08:00 | 2025 |  | NA | Complete | Complete | NA |  | 3
CRYSTAL FLATS | 1744 | 2020-04-02 | 2020-04-15 07:00 | ACTIVE | C13 | Solar Thermal | Storage |  | Solar | Battery |  | 103.455 |  |  | 51.401 |  |  |  | 100 |  |  |  | Energy Only | Not in Report |  | Off-Peak Deliverability | Group D | 0 | 0 | 0 | Solar-Hybrid | 51.401 | 0 | 0 | 0 | 103.455 | 0 | 0 | 0 | 0 | 0 | 0 | 0 | KERN | CA | PGAE | Kern | 0.15 | 0.5 | Lamont 115 kV | Lamont | 115 | 2023-10-31 07:00 | 2030-12-26 08:00 | 2031 |  | NA | Complete | Complete | NA | Executed | 0
SUNRISE POWER IMPROVEMENT | 1745 | 2020-04-06 | 2020-04-15 07:00 | ACTIVE | C13 | Combined Cycle |  |  | Natural Gas |  |  | 655.7 | [6 empty] | 35 |  |  |  | Energy Only | Not in Report |  |  | Other | 0 | 0 | 0 | Other | 0 | 0 | 0 | 0 | 0 | 0 | 0 | 0 | 0 | 0 | 0 | 0 | KERN | CA | PGAE | Kern | 0.15 | 0.5 | Midway 230 kV | Midway | 230 | 2023-06-01 07:00 | 2024-05-11 07:00 | 2024 |  | NA | Complete | Complete | NA |  | 2
WHALE ROCK ENERGY | 1749 | 2020-04-13 | 2020-04-15 07:00 | ACTIVE | C13 | Photovoltaic | Storage | Wind Turbine | Solar | Battery | Wind Turbine | 100.64 |  |  | 53.68 |  |  | 210 | 299.65 |  |  |  | Energy Only | Not in Report |  | Off-Peak Deliverability | Group 3 | 0 | 0 | 0 | Wind-Solar-Hybrid | 53.68 | 0 | 0 | 0 | 100.64 | 0 | 0 | 0 | 0 | 0 | 0 | 0 | SAN LUIS OBISPO | CA | PGAE | Kern | 0.15 | 0.5 | Caliente 230 kV | Caliente | 230 | 2024-12-31 08:00 | 2027-08-10 07:00 | 2027 |  | NA | Complete | Complete | NA | In Progress | 3
WINDWALKER OFFSHORE | 1750 | 2020-04-11 | 2020-04-15 07:00 | ACTIVE | C13 | Wind Turbine |  |  | Offshore Wind Turbine |  |  | 1028.94 | [6 empty] | 1000 |  |  |  | Full Capacity | Not in Report |  | Off-Peak Deliverability | Group 3 | 1 | 1 | 1000 | Offshore Wind | 0 | 0 | 0 | 0 | 0 | 0 | 0 | 0 | 0 | 0 | 1028.94 | 1000 | SAN LUIS OBISPO | CA | PGAE | Kern | 0.15 | 0.5 | Diablo Canyon 500 kV | Diablo Canyon | 500 | 2027-03-31 07:00 | 2028-02-12 08:00 | 2028 |  | NA | Complete | Complete | NA | Executed | 3
WINSTON HYBRID PV AND BESS | 1751 | 2020-04-08 | 2020-04-15 07:00 | ACTIVE | C13 | Storage | Photovoltaic |  | Battery | Solar |  | 102 |  |  | 204 |  |  |  | 200 |  |  |  | Full Capacity | Not in Report |  | Off-Peak Deliverability | Group A | 1 | 1 | 200 | Solar-Hybrid | 102 | 102 | 0 | 0 | 204 | 204 | 0 | 0 | 0 | 0 | 0 | 0 | KERN | CA | PGAE | Kern | 0.15 | 0.5 | Midway 115 kV | Midway | 115 | 2025-03-01 08:00 | 2028-12-10 08:00 | 2029 |  | NA | Complete | Complete | NA | Executed | 3
COBALT | 1757 | 2020-04-11 | 2020-04-15 07:00 | ACTIVE | C13 | Storage | Photovoltaic |  | Battery | Solar |  | 256.202 |  |  | 256.41 |  |  |  | 250 |  |  |  | Energy Only | Not in Report |  | Off-Peak Deliverability | Group 3 | 0 | 0 | 0 | Solar-Hybrid | 256.202 | 0 | 0 | 0 | 256.41 | 0 | 0 | 0 | 0 | 0 | 0 | 0 | RIVERSIDE | CA | SCE | Eastern | 0.13 | 0.48 | Colorado River Substation 220kV | Colorado River | 230 | 2023-10-31 07:00 | 2027-05-31 07:00 | 2027 |  | NA | Complete | Complete | NA | Executed | 2
DESERT SANDS | 1758 | 2020-04-15 | 2020-04-15 07:00 | ACTIVE | C13 | Storage |  |  | Battery |  |  | 300 |  | 300 |  |  |  |  | 300 |  |  |  | Full Capacity | 1 |  | Off-Peak Deliverability | Group B | 1 | 1 | 300 | Battery | 0 | 0 | 0 | 0 | 0 | 0 | 0 | 0 | 0 | 0 | 0 | 0 | RIVERSIDE | CA | SCE | Eastern | 0.13 | 0.48 | Devers Substation 230kV | Devers | 230 | 2024-11-30 08:00 | 2027-05-31 07:00 | 2027 |  | NA | Complete | Complete | NA |  | 0
GRACE ENERGY CENTER | 1761 | 2020-04-14 | 2020-04-15 07:00 | ACTIVE | C13 | Photovoltaic | Storage |  | Solar | Battery |  | 508.56 |  | 500 | 508.56 |  | 30 |  | 500 |  |  |  | Partial Capacity | 0.1 | 10 | Off-Peak Deliverability | Group B | 1 | 0.1 | 50 | Solar-Hybrid | 478.56 | 20 | 0 | 0 | 8.56 | 0 | 0 | 0 | 0 | 0 | 0 | 0 | RIVERSIDE | CA | SCE | Eastern | 0.13 | 0.48 | Colorado River Substation 230kV | Colorado River | 230 | 2024-11-30 08:00 | 2027-05-31 07:00 | 2027 |  | NA | Complete | Complete | NA | Executed | 2
PORTA | 1763 | 2020-04-09 | 2020-04-15 07:00 | ACTIVE | C13 | Storage | Photovoltaic | Wind Turbine | Battery | Solar | Wind Turbine | 204.16 |  |  | 203.76 |  |  | 207.2 | 200 |  |  |  | Energy Only | Not in Report |  | Off-Peak Deliverability | Group B | 0 | 0 | 0 | Wind-Solar-Hybrid | 204.16 | 0 | 0 | 0 | 203.76 | 0 | 0 | 0 | 0 | 0 | 0 | 0 | RIVERSIDE | CA | SCE | Eastern | 0.13 | 0.48 | DEVERS SUBSTATION 220kV | Devers | 230 | 2024-12-15 08:00 | 2029-01-31 08:00 | 2029 |  | NA | Complete | Complete | NA |  | 0
SAPPHIRE SOLAR | 1764 | 2020-04-07 | 2020-04-15 07:00 | ACTIVE | C13 | Storage | Photovoltaic |  | Battery | Solar |  | 117 |  |  | 126.2907 |  |  |  | 117 |  |  |  | Full Capacity | 1 |  | Off-Peak Deliverability | Group A | 1 | 1 | 117 | Solar-Hybrid | 117 | 117 | 0 | 0 | 126.2907 | 0 | 0 | 0 | 0 | 0 | 0 | 0 | RIVERSIDE | CA | SCE | Eastern | 0.13 | 0.48 | Red Bluff Substation 230kV | Red bluff | 230 | 2024-12-01 08:00 | 2025-12-01 08:00 | 2026 |  | NA | Complete | Complete | NA | Executed | 0
COMMERCE ENERGY STORAGE 2 | 1766 | 2020-04-14 | 2020-04-15 07:00 | ACTIVE | C13 | Storage |  |  | Battery |  |  | 250 | [6 empty] | 250 |  |  |  | Full Capacity | Not in Report |  |  | Group 3 | 1 | 1 | 250 | Battery | 250 | 250 | 0 | 0 | 0 | 0 | 0 | 0 | 0 | 0 | 0 | 0 | LOS ANGELES | CA | SCE | Metro | 0.13 | 0.48 | Laguna Bell Substation 230kV | Laguna Bell | 230 | 2023-12-01 08:00 | 2026-03-15 07:00 | 2026 |  | NA | Complete | Complete | NA |  | 3
ROADHOUSE STORAGE | 1768 | 2020-04-15 | 2020-04-15 07:00 | ACTIVE | C13 | Storage |  |  | Battery |  |  | 312.96 | [6 empty] | 300 |  |  |  | Full Capacity | Not in Report |  |  | Group 3 | 1 | 1 | 300 | Battery | 312.96 | 300 | 0 | 0 | 0 | 0 | 0 | 0 | 0 | 0 | 0 | 0 | SAN BERNARDINO | CA | SCE | Metro | 0.13 | 0.48 | Mira Loma Substation 230kV | Mira Loma | 230 | 2024-11-30 08:00 | 2027-06-12 07:00 | 2027 |  | NA | Complete | Complete | NA | Executed | 3
OVERNIGHT SOLAR | 1774 | 2020-04-09 | 2020-04-15 07:00 | ACTIVE | C13 | Photovoltaic | Storage |  | Solar | Battery |  | 150 |  | 150 | 150 |  |  |  | 150 |  |  |  | Full Capacity | 1 |  | Off-Peak Deliverability | Group A | 1 | 1 | 150 | Solar-Hybrid | 150 | 150 | 0 | 0 | 0 | 0 | 0 | 0 | 0 | 0 | 0 | 0 | SAN BERNARDINO | CA | SCE | NOL | 0.13 | 0.48 | Kramer Substation 230kV | Kramer | 230 | 2024-10-31 07:00 | 2027-05-01 07:00 | 2027 |  | NA | Complete | Complete | NA | Executed | 0
SEGS EXPANSION 2 HYBRID | 1775 | 2020-04-11 | 2020-04-15 07:00 | ACTIVE | C13 | Storage | Photovoltaic |  | Battery | Solar |  | 54.5914 |  |  | 54.5914 |  |  |  | 100 |  |  |  | Energy Only | Not in Report |  | Off-Peak Deliverability | Group B | 0 | 0 | 0 | Solar-Hybrid | 54.5914 | 0 | 0 | 0 | 54.5914 | 0 | 0 | 0 | 0 | 0 | 0 | 0 | SAN BERNARDINO | CA | SCE | NOL | 0.13 | 0.48 | Kramer Junction Substation 230kV | Kramer | 230 | 2023-12-15 08:00 | 2025-11-01 07:00 | 2026 |  | NA | Complete | Complete | NA | Executed | 2
VENTOSO | 1776 | 2020-04-11 | 2020-04-15 07:00 | ACTIVE | C13 | Wind Turbine | Photovoltaic | Storage | Wind Turbine | Solar | Battery | 212.18 |  |  | 206.59 |  |  | 204.16 | 200 |  |  |  | Energy Only | Not in Report |  | Off-Peak Deliverability | Group B | 0 | 0 | 0 | Wind-Solar-Hybrid | 204.16 | 0 | 0 | 0 | 206.59 | 0 | 0 | 0 | 212.18 | 0 | 0 | 0 | SAN BERNARDINO | CA | SCE | NOL | 0.13 | 0.48 | COOLWATER SUBSTATION 115kV | Coolwater | 115 | 2024-12-15 08:00 | 2027-10-01 07:00 | 2027 |  | NA | Complete | Complete | NA | Executed | 0
BELLEFIELD 3 SOLAR FARM | 1779 | 2020-04-01 | 2020-04-15 07:00 | ACTIVE | C13 | Storage | Photovoltaic |  | Battery | Solar |  | 150 |  |  | 150 |  |  |  | 150 |  |  |  | Energy Only | Not in Report |  | Off-Peak Deliverability | Group B | 0 | 0 | 0 | Solar-Hybrid | 150 | 0 | 0 | 0 | 150 | 0 | 0 | 0 | 0 | 0 | 0 | 0 | KERN | CA | SCE | Northern | 0.13 | 0.48 | Windhub Substation 230kV | Windhub | 230 | 2023-04-01 07:00 | 2027-04-01 07:00 | 2027 |  | NA | Complete | Complete | NA | Executed | 0
WILLOW ROCK ENERGY STORAGE | 1782 | 2020-04-15 | 2020-04-15 07:00 | ACTIVE | C13 | Storage | Other |  | Battery | Compressed Air |  | 108 |  |  | 512 |  | 200 |  | 500 |  |  |  | Full Capacity | Not in Report |  | Off-Peak Deliverability | Group 3 | 1 | 1 | 500 | LDES | 108 | 0 | 312 | 300 | 0 | 0 | 0 | 0 | 0 | 0 | 0 | 0 | KERN | CA | SCE | Northern | 0.13 | 0.48 | Whirlwind Substation 230kV | Whirlwind | 230 | 2023-06-01 07:00 | 2028-03-31 07:00 | 2028 |  | NA | Complete | Complete | NA | Executed | 0
SHOALS ENERGY STORAGE | 1783 | 2020-04-15 | 2020-04-15 07:00 | ACTIVE | C13 | Storage |  |  | Battery |  |  | 409 | [6 empty] | 400 |  |  |  | Full Capacity | Not in Report |  |  | Other | 1 | 1 | 400 | Battery | 409 | 400 | 0 | 0 | 0 | 0 | 0 | 0 | 0 | 0 | 0 | 0 | VENTURA | CA | SCE | Northern | 0.13 | 0.48 | Mandalay Switchyard 220kV | Mandalay | 230 | 2023-07-01 07:00 | 2026-07-15 07:00 | 2026 |  | NA | Complete | Complete | NA |  | 3
KEYHOLE WIND | 1784 | 2020-04-06 | 2020-04-15 07:00 | ACTIVE | C13 | Wind Turbine |  |  | Wind Turbine |  |  | 100 | [6 empty] | 100 |  |  |  | Full Capacity | 1 |  | Off-Peak Deliverability | Group A | 1 | 1 | 100 | Wind Turbine | 0 | 0 | 0 | 0 | 0 | 0 | 0 | 0 | 100 | 100 | 0 | 0 | KERN | CA | SCE | Northern | 0.13 | 0.48 | Whirlwind Substation 230kV | Whirlwind | 230 | 2024-12-01 08:00 | 2028-06-28 07:00 | 2028 |  | NA | Complete | Complete | NA | Executed | 2
REXFORD 2 SOLAR FARM | 1789 | 2020-04-01 | 2020-04-15 07:00 | ACTIVE | C13 | Storage | Photovoltaic |  | Battery | Solar |  | 200 |  |  | 200 |  |  |  | 200 |  |  |  | Full Capacity | Not in Report |  | Off-Peak Deliverability | Group D | 1 | 1 | 200 | Solar-Hybrid | 200 | 200 | 0 | 0 | 200 | 0 | 0 | 0 | 0 | 0 | 0 | 0 | TULARE | CA | SCE | Northern | 0.13 | 0.48 | Vestal Substation 230kV | Vestal | 230 | 2023-04-01 07:00 | 2026-09-01 07:00 | 2026 |  | NA | Complete | Complete | NA |  | 3
SANBORN HYBRID 4 | 1790 | 2020-04-10 | 2020-04-15 07:00 | ACTIVE | C13 | Storage | Photovoltaic |  | Battery | Solar |  | 50 |  |  | 50 |  |  |  | 100 |  |  |  | Energy Only | Not in Report |  | Off-Peak Deliverability | Group B | 0 | 0 | 0 | Solar-Hybrid | 50 | 0 | 0 | 0 | 50 | 0 | 0 | 0 | 0 | 0 | 0 | 0 | KERN | CA | SCE | Northern | 0.13 | 0.48 | Windhub Substation 230kV | Windhub | 230 | 2022-12-15 08:00 | 2025-10-01 07:00 | 2025 |  | NA | Complete | Complete | NA |  | 2
SANBORN 5 HYBRID | 1791 | 2020-04-10 | 2020-04-15 07:00 | ACTIVE | C13 | Storage |  |  | Battery |  |  | 574.8854 | [6 empty] | 550 |  |  |  | Energy Only | Not in Report |  |  | Group D | 0 | 0 | 0 | Battery | 574.8854 | 0 | 0 | 0 | 0 | 0 | 0 | 0 | 0 | 0 | 0 | 0 | KERN | CA | SCE | Northern | 0.13 | 0.48 | Windhub Substation 230kV | Windhub | 230 | 2024-12-15 08:00 | 2027-05-01 07:00 | 2027 |  | NA | Complete | Complete | NA | Executed | 0
SEQUOIA | 1792 | 2020-04-03 | 2020-04-15 07:00 | ACTIVE | C13 | Storage | Photovoltaic |  | Battery | Solar |  | 200 |  |  | 200 |  |  |  | 200 |  |  |  | Full Capacity | Not in Report |  | Off-Peak Deliverability | Group D | 1 | 1 | 200 | Solar-Hybrid | 200 | 200 | 0 | 0 | 200 | 0 | 0 | 0 | 0 | 0 | 0 | 0 | TULARE | CA | SCE | Northern | 0.13 | 0.48 | Vestal Substation 230 kV | Vestal | 230 | 2023-10-31 07:00 | 2026-06-13 07:00 | 2026 |  | NA | Complete | Complete | NA |  | 3
ARIDA 3 SOLAR FARM | 1795 | 2020-04-01 | 2020-04-15 07:00 | ACTIVE | C13 | Storage | Photovoltaic |  | Battery | Solar |  | 450 |  |  | 450 |  |  |  | 450 |  |  |  | Full Capacity | Not in Report |  | Off-Peak Deliverability | Group 3 | 1 | 1 | 450 | Solar-Hybrid | 450 | 450 | 0 | 0 | 450 | 0 | 0 | 0 | 0 | 0 | 0 | 0 | CLARK | NV | SCE | EOP | 0.13 | 0.48 | Mohave Substation 500kV | Mohave | 500 | 2025-04-01 07:00 | 2030-07-01 07:00 | 2030 |  | NA | Complete | Complete | NA |  | 2
DELAMAR ENERGY STORAGE | 1796 | 2020-04-14 | 2020-04-15 07:00 | ACTIVE | C13 | Storage |  |  | Battery |  |  | 256.29 | [6 empty] | 250 |  |  |  | Full Capacity | Not in Report |  |  | Group D | 1 | 1 | 250 | Battery | 256.29 | 250 | 0 | 0 | 0 | 0 | 0 | 0 | 0 | 0 | 0 | 0 | CLARK | NV | SCE | EOP | 0.13 | 0.48 | Eldorado Substation 230kV | Eldorado | 230 | 2024-08-01 07:00 | 2027-05-31 07:00 | 2027 |  | NA | Complete | Complete | NA | Executed | 2
CALVADA SPRINGS SOLAR | 1798 | 2020-04-08 | 2020-04-15 07:00 | ACTIVE | C13 | Photovoltaic | Storage |  | Solar | Battery |  | 250 |  |  | 250 |  |  |  | 250 |  |  |  | Full Capacity | Not in Report |  | Off-Peak Deliverability | Group D | 1 | 1 | 250 | Solar-Hybrid | 250 | 250 | 0 | 0 | 250 | 0 | 0 | 0 | 0 | 0 | 0 | 0 | INYO | CA | GLW | EOP | 0.08 | 0.48 | Trout Canyon Substation 230 kV | Trout Canyon | 230 | 2022-12-16 08:00 | 2027-12-31 08:00 | 2028 |  | NA | Complete | Complete | NA |  | 0
ROUGH HAT 2 | 1799 | 2020-04-02 | 2020-04-15 07:00 | ACTIVE | C13 | Storage | Photovoltaic |  | Battery | Solar |  | 203.8 |  |  | 203.8 |  |  |  | 200 |  |  |  | Full Capacity | Not in Report |  | Off-Peak Deliverability | Group A | 1 | 1 | 200 | Solar-Hybrid | 203.8 | 200 | 0 | 0 | 203.8 | 0 | 0 | 0 | 0 | 0 | 0 | 0 | CLARK | NV | GLW | EOP | 0.08 | 0.48 | Trout Canyon Substation 230 kV | Trout Canyon | 230 | 2024-09-30 07:00 | 2027-12-01 08:00 | 2028 |  | NA | Complete | Complete | NA | Executed | 0
PURPLE SAGE ENERGY CENTER | 1800 | 2020-03-31 | 2020-04-15 07:00 | ACTIVE | C13 | Storage | Photovoltaic |  | Battery | Solar |  | 408.24 |  | 400 | 409.2 |  | 400 |  | 400 |  |  |  | Full Capacity | Not in Report |  | Off-Peak Deliverability | Group A | 1 | 1 | 400 | Solar-Hybrid | 8.24 | 0 | 0 | 0 | 9.2 | 0 | 0 | 0 | 0 | 0 | 0 | 0 | CLARK | NV | GLW | EOP | 0.08 | 0.48 | Trout Canyon Substation 230 kV | Trout Canyon | 230 | 2024-12-31 08:00 | 2027-12-31 08:00 | 2028 |  | NA | Complete | Complete | NA | Executed | 0
WATER ROCK SOLAR 1 | 1801 | 2020-04-02 | 2020-04-15 07:00 | ACTIVE | C13 | Photovoltaic | Storage |  | Solar | Battery |  | 200 |  |  | 200 |  |  |  | 200 |  |  |  | Full Capacity | Not in Report |  | Off-Peak Deliverability | Group D | 1 | 1 | 200 | Solar-Hybrid | 200 | 200 | 0 | 0 | 200 | 0 | 0 | 0 | 0 | 0 | 0 | 0 | NYE | NV | GLW | EOP | 0.08 | 0.48 | Gamebird Substation 230 kV | Carpenter Canyon (fka Gamebird) | 230 | 2025-12-01 08:00 | 2027-12-01 08:00 | 2028 |  | NA | Complete | Complete | NA | Executed | 2
CAPTIVA ENERGY STORAGE | 1806 | 2020-04-14 | 2020-04-15 07:00 | ACTIVE | C13 | Storage |  |  | Battery |  |  | 256.875 | [6 empty] | 250 |  |  |  | Full Capacity | Not in Report |  |  | Group 3 | 1 | 1 | 250 | Battery | 256.875 | 250 | 0 | 0 | 0 | 0 | 0 | 0 | 0 | 0 | 0 | 0 | ORANGE | CA | SDGE | SDGE | 0.06 | 0.35 | Trabuco - Capistrano 138 kV Line | Capistrano | 138 | 2024-06-01 07:00 | 2025-07-02 07:00 | 2025 |  | NA | Complete | Complete | NA | Executed | 0
EAST FIELD ENERGY STORAGE | 1810 | 2020-04-15 | 2020-04-15 07:00 | ACTIVE | C13 | Storage |  |  | Battery |  |  | 312.96 | [6 empty] | 300.01 |  |  |  | Energy Only | Not in Report |  |  | Group B | 0 | 0 | 0 | Battery | 312.96 | 0 | 0 | 0 | 0 | 0 | 0 | 0 | 0 | 0 | 0 | 0 | SAN DIEGO | CA | SDGE | SDGE | 0.06 | 0.35 | Otay Mesa Switchyard 230 kV | Otay Mesa | 230 | 2024-11-30 08:00 | 2027-06-25 07:00 | 2027 |  | NA | Complete | Complete | NA | Executed | 0
DATELAND ENERGY COMPLEX | 1812 | 2020-04-01 | 2020-04-15 07:00 | ACTIVE | C13 | Photovoltaic | Storage |  | Solar | Battery |  | 237.5 |  |  | 112.5 |  | 112.5 |  | 350 |  |  |  | Full Capacity | Not in Report |  | Off-Peak Deliverability | Group 3 | 1 | 1 | 350 | Solar-Hybrid | 0 | 0 | 0 | 0 | 237.5 | 237.5 | 0 | 0 | 0 | 0 | 0 | 0 | YUMA | AZ | SDGE | SDGE | 0.06 | 0.35 | Hoodoo Wash Switchyard 500 kV | Hoodoo Wash | 500 | 2024-12-01 08:00 | 2026-12-01 08:00 | 2027 |  | NA | Complete | Complete | NA | Executed | 0
HEDIONDA ENERGY STORAGE | 1814 | 2020-04-01 | 2020-04-15 07:00 | ACTIVE | C13 | Storage |  |  | Battery |  |  | 160 | [6 empty] | 160 |  |  |  | Energy Only | Not in Report |  |  | Other | 0 | 0 | 0 | Battery | 160 | 0 | 0 | 0 | 0 | 0 | 0 | 0 | 0 | 0 | 0 | 0 | SAN DIEGO | CA | SDGE | SDGE | 0.06 | 0.35 | Encina Substation 138 kV | Encina | 138 | 2023-03-31 07:00 | 2024-02-08 08:00 | 2024 |  | NA | Complete | Complete | NA |  | 0
SADDLE MOUNTAIN SOLAR | 1818 | 2020-04-06 | 2020-04-15 07:00 | ACTIVE | C13 | Storage | Photovoltaic |  | Battery | Solar |  | 62.1 |  |  | 126.9 |  | 75 |  | 125 |  |  |  | Energy Only | Not in Report |  | Off-Peak Deliverability | Group B | 0 | 0 | 0 | Solar-Hybrid | 62.1 | 0 | 0 | 0 | 51.9 | 0 | 0 | 0 | 0 | 0 | 0 | 0 | MARICOPA | AZ | SDGE | SDGE | 0.06 | 0.35 | Hassayampa Common Bus 500 kV | Hassayampa | 500 | 2023-02-10 08:00 | 2025-12-31 08:00 | 2026 |  | NA | Complete | Complete | NA |  | 1
SCAFELL STORAGE | 1820 | 2020-04-12 | 2020-04-15 07:00 | ACTIVE | C13 | Storage |  |  | Battery |  |  | 52 | [6 empty] | 50 |  |  |  | Energy Only | Not in Report |  |  | Group B | 0 | 0 | 0 | Battery | 52 | 0 | 0 | 0 | 0 | 0 | 0 | 0 | 0 | 0 | 0 | 0 | SAN DIEGO | CA | SDGE | SDGE | 0.06 | 0.35 | Creelman Substation 69 kV | Creelman | 69 | 2022-11-15 08:00 | 2033-06-20 07:00 | 2033 |  | NA | Complete | Complete | NA |  | 0
SEGURO STORAGE | 1821 | 2020-04-15 | 2020-04-15 07:00 | ACTIVE | C13 | Storage |  |  | Battery |  |  | 407 | [6 empty] | 400 |  |  |  | Partial Capacity | 0.8 | 80 |  | Group A | 1 | 0.8 | 320 | Battery | 407 | 320 | 0 | 0 | 0 | 0 | 0 | 0 | 0 | 0 | 0 | 0 | SAN DIEGO | CA | SDGE | SDGE | 0.06 | 0.35 | Escondido Substation 230 kV | Escondido | 230 | 2025-10-30 07:00 | 2032-05-14 07:00 | 2032 |  | NA | Complete | Complete | NA |  | 0
VIENTO FRONTERIZO | 1824 | 2020-04-11 | 2020-04-15 07:00 | ACTIVE | C13 | Wind Turbine |  |  | Wind Turbine |  |  | 1001 | [6 empty] | 972.82 |  |  |  | Energy Only | Not in Report |  | Off-Peak Deliverability | Group D | 0 | 0 | 0 | Wind Turbine | 0 | 0 | 0 | 0 | 0 | 0 | 0 | 0 | 1001 | 0 | 0 | 0 | MUNICIPALITY OF TECATE | MX | SDGE | SDGE | 0.06 | 0.35 | East County Substation 500 kV | ECO | 500 | 2024-09-30 07:00 | 2032-08-08 07:00 | 2032 |  | NA | Complete | Complete | NA |  | 2
WELLHEAD POWER PANOCHE, LLC | 1828 | 2019-12-24 | 2020-07-14 07:00 | ACTIVE | FT | Storage |  |  | Battery |  |  | 5 | [6 empty] | 5 |  |  |  | Energy Only | Not in Report |  |  |  | 0 | 0 | 0 | Battery | 5 | 0 | 0 | 0 | 0 | 0 | 0 | 0 | 0 | 0 | 0 | 0 | FRESNO | CA | PGAE | Northern | 0.15 | 0.5 | Panoche 115 kV | Panoche | 115 | 2021-04-01 07:00 | 2021-04-01 07:00 | 2021 |  |  | NA | NA | NA |  | 0
MIDLAND ES | 1831 | 2020-12-08 | 2021-02-26 08:00 | ACTIVE | C14 | Storage |  |  | Battery |  |  | 405.4 | [6 empty] | 400 |  |  |  | Full Capacity | Not in Report |  |  | Group D | 0 | 0 | 0 | Battery | 405.4 | 0 | 0 | 0 | 0 | 0 | 0 | 0 | 0 | 0 | 0 | 0 | SAN LUIS OBISPO | CA | PGAE | Northern | 0.15 | 0.5 | Morro Bay 230 kV | Morro Bay | 230 | 2024-11-01 07:00 | 2032-03-01 08:00 | 2032 |  | NA | Complete | Complete | NA |  | 0
CASCADE ENERGY STORAGE EXPANSION | 1835 | 2021-02-26 | 2021-05-03 07:00 | ACTIVE | ISP | Storage |  |  | Battery |  |  | 20.25 |  | 20 |  |  |  |  | 20 |  |  |  | Full Capacity | Not in Report |  |  |  | 1 | 1 | 20 | Battery | 0.25 | 0 | 0 | 0 | 0 | 0 | 0 | 0 | 0 | 0 | 0 | 0 | SAN JOAQUIN | CA | PGAE | Northern | 0.15 | 0.5 | Weber 60 kV | Weber | 60 | 2022-12-01 08:00 | 2024-10-02 07:00 | 2024 |  | NA | Complete | Complete | NA |  | 1
TAMALPAIS ENERGY STORAGE | 1837 | 2021-04-03 | 2021-04-15 07:00 | ACTIVE | C14 | Storage |  |  | Battery |  |  | 313.7932 | [6 empty] | 300 |  |  |  | Full Capacity | Not in Report |  |  |  | 0 | 0 | 0 | Battery | 313.7932 | 0 | 0 | 0 | 0 | 0 | 0 | 0 | 0 | 0 | 0 | 0 | MARIN | CA | PGAE | NGBA | 0.15 | 0.5 | Ignacio 115 kV | Ignacio | 115 | 2025-06-01 07:00 | 2030-06-18 07:00 | 2030 |  | NA | Complete |  | NA |  | 0
BOREALIS ENERGY STORAGE | 1838 | 2021-04-02 | 2021-04-15 07:00 | ACTIVE | C14 | Storage |  |  | Battery |  |  | 313.7932 |  | 50 |  |  |  |  | 300 |  |  |  | Full Capacity | Not in Report |  |  | Group A | 0 | 0 | 0 | Battery | 263.7932 | 0 | 0 | 0 | 0 | 0 | 0 | 0 | 0 | 0 | 0 | 0 | SONOMA | CA | PGAE | NGBA | 0.15 | 0.5 | Lakeville 115 kV | Lakeville | 115 | 2025-06-01 07:00 | 2030-06-18 07:00 | 2030 |  | NA | Complete |  | NA |  | 0
GENOA ENERGY STORAGE | 1840 | 2021-04-07 | 2021-04-15 07:00 | ACTIVE | C14 | Storage |  |  | Battery |  |  | 252 | [6 empty] | 250 |  |  |  | Full Capacity | Not in Report |  |  | Group D | 0 | 0 | 0 | Battery | 252 | 0 | 0 | 0 | 0 | 0 | 0 | 0 | 0 | 0 | 0 | 0 | NAPA | CA | PGAE |  | 0.15 | 0.5 | Vaca-Lakeville #1 230 kV Line | Tulucay | 230 | 2024-08-01 07:00 | 2031-12-19 08:00 | 2032 |  | NA | Complete |  | NA |  | 0
TOLENAS | 1842 | 2021-04-06 | 2021-04-15 07:00 | ACTIVE | C14 | Storage |  |  | Battery |  |  | 417.3487 | [6 empty] | 400 |  |  |  | Full Capacity | Not in Report |  |  | Group A | 0 | 0 | 0 | Battery | 417.3487 | 0 | 0 | 0 | 0 | 0 | 0 | 0 | 0 | 0 | 0 | 0 | SOLANO | CA | PGAE | NGBA | 0.15 | 0.5 | Lambie 230 kV | Lambie | 230 | 2026-06-01 07:00 | 2031-02-18 08:00 | 2031 |  | NA | Complete |  | NA |  | 0
BRUSHY | 1843 | 2021-04-06 | 2021-04-15 07:00 | ACTIVE | C14 | Storage |  |  | Battery |  |  | 400 | [6 empty] | 400 |  |  |  | Full Capacity | Not in Report |  |  | Group D | 0 | 0 | 0 | Battery | 400 | 0 | 0 | 0 | 0 | 0 | 0 | 0 | 0 | 0 | 0 | 0 | SOLANO | CA | PGAE | NGBA | 0.15 | 0.5 | Lambie 230 kV | Lambie | 230 | 2026-06-01 07:00 | 2031-02-18 08:00 | 2031 |  | NA | Complete |  | NA |  | 0
KANOA SOLAR | 1844 | 2021-04-07 | 2021-04-15 07:00 | ACTIVE | C14 | Storage | Photovoltaic |  | Battery | Solar |  | 159.418 |  |  | 160.3789 |  |  |  | 150 |  |  |  | Full Capacity | Not in Report |  | Off-Peak Deliverability | Group B | 0 | 0 | 0 | Solar-Hybrid | 159.418 | 0 | 0 | 0 | 160.3789 | 0 | 0 | 0 | 0 | 0 | 0 | 0 | GLENN | CA | PGAE | NGBA | 0.15 | 0.5 | Logan Creek-Delevan 230 kV Line | Delevan | 230 | 2025-10-01 07:00 | 2031-03-20 07:00 | 2031 |  | NA | Complete | Complete | NA |  | 0
NORTH BAY ENERGY STORAGE 2 | 1845 | 2021-04-09 | 2021-04-15 07:00 | ACTIVE | C14 | Storage |  |  | Battery |  |  | 102.2112 | [6 empty] | 100 |  |  |  | Full Capacity | Not in Report |  |  | Group D | 0 | 0 | 0 | Battery | 102.2112 | 0 | 0 | 0 | 0 | 0 | 0 | 0 | 0 | 0 | 0 | 0 | SONOMA | CA | PGAE | NGBA | 0.15 | 0.5 | Lakeville 60 kV | Lakeville | 60 | 2023-06-01 07:00 | 2028-04-17 07:00 | 2028 |  | NA | Complete | Complete | NA |  | 0
WILDHORSE ENERGY CENTER | 1846 | 2021-04-10 | 2021-04-15 07:00 | ACTIVE | C14 | Storage |  |  | Battery |  |  | 121.55 | [6 empty] | 120 |  |  |  | Full Capacity | Not in Report |  | Off-Peak Deliverability |  | 0 | 0 | 0 | Battery | 121.55 | 0 | 0 | 0 | 0 | 0 | 0 | 0 | 0 | 0 | 0 | 0 | SONOMA | CA | PGAE | NGBA | 0.15 | 0.5 | Fulton 230 kV | Fulton | 230 | 2025-04-01 07:00 | 2030-05-04 07:00 | 2030 |  | NA | Complete | Complete | NA |  | 0
JUGLANS ENERGY STORAGE | 1847 | 2021-04-12 | 2021-04-15 07:00 | ACTIVE | C14 | Storage |  |  | Battery |  |  | 710.6 | [6 empty] | 700 |  |  |  | Full Capacity | Not in Report |  |  |  | 0 | 0 | 0 | Battery | 710.6 | 0 | 0 | 0 | 0 | 0 | 0 | 0 | 0 | 0 | 0 | 0 | SOLANO | CA | PGAE | NGBA | 0.15 | 0.5 | Vaca-Dixon 500 kV | Vaca Dixon | 500 | 2024-06-30 07:00 | 2031-02-02 08:00 | 2031 |  | NA | Complete | Complete | NA |  | 0
HIGH WINDS STORAGE | 1850 | 2021-04-09 | 2021-04-15 07:00 | ACTIVE | C14 | Storage |  |  | Battery |  |  | 120.62 | [6 empty] | 100 |  |  |  | Full Capacity | Not in Report |  |  | Group D | 0 | 0 | 0 | Battery | 120.62 | 0 | 0 | 0 | 0 | 0 | 0 | 0 | 0 | 0 | 0 | 0 | SOLANO | CA | PGAE | NGBA | 0.15 | 0.5 | Birds Landing 230 kV | Birds Landing | 230 | 2024-03-30 07:00 | 2031-03-16 07:00 | 2031 |  | NA | Complete |  | NA |  | 0
CORBY 2 | 1854 | 2021-04-09 | 2021-04-15 07:00 | ACTIVE | C14 | Storage |  |  | Battery |  |  | 475.96 | [6 empty] | 400 |  |  |  | Full Capacity | Not in Report |  |  | Group D | 0 | 0 | 0 | Battery | 475.96 | 0 | 0 | 0 | 0 | 0 | 0 | 0 | 0 | 0 | 0 | 0 | SOLANO | CA | PGAE | NGBA | 0.15 | 0.5 | Vaca-Dixon 230 kV | Vaca Dixon | 230 | 2025-11-30 08:00 | 2031-03-16 07:00 | 2031 |  | NA | Complete |  | NA |  | 0
ARGES BESS | 1856 | 2021-04-15 | 2021-04-15 07:00 | ACTIVE | C14 | Storage |  |  | Battery |  |  | 102.15 | [6 empty] | 100 |  |  |  | Full Capacity | Not in Report |  |  | Group B | 0 | 0 | 0 | Battery | 102.15 | 0 | 0 | 0 | 0 | 0 | 0 | 0 | 0 | 0 | 0 | 0 | SOLANO | CA | PGAE | NGBA | 0.15 | 0.5 | Vaca-Dixon 115 kV | Vaca Dixon | 115 | 2024-06-01 07:00 | 2029-06-18 07:00 | 2029 |  | NA | Complete | Complete | NA |  | 0
BLITZ ENERGY STORAGE | 1857 | 2021-04-15 | 2021-04-15 07:00 | ACTIVE | C14 | Storage |  |  | Battery |  |  | 213.55 | [6 empty] | 200 |  |  |  | Full Capacity | Not in Report |  |  | Group B | 0 | 0 | 0 | Battery | 213.55 | 0 | 0 | 0 | 0 | 0 | 0 | 0 | 0 | 0 | 0 | 0 | SONOMA | CA | PGAE | NGBA | 0.15 | 0.5 | Fulton 115 kV | Fulton | 115 | 2023-06-01 07:00 | 2029-10-04 07:00 | 2030 |  | NA | Complete | Complete | NA |  | 0
GRINDSTONE CREEK SOLAR | 1858 | 2021-04-15 | 2021-04-15 07:00 | ACTIVE | C14 | Photovoltaic |  |  | Solar |  |  | 142.85 | [6 empty] | 140 |  |  |  | Full Capacity | Not in Report |  | Off-Peak Deliverability |  | 0 | 0 | 0 | Solar | 0 | 0 | 0 | 0 | 142.85 | 0 | 0 | 0 | 0 | 0 | 0 | 0 | TEHAMA | CA | PGAE | NGBA | 0.15 | 0.5 | Cottonwood-Delevan #1 and #2 230 kV | Glenn | 230 | 2024-08-31 07:00 | 2031-07-19 07:00 | 2031 |  | NA | Complete | Complete | NA |  | 0
MAYACAMAS GEOTHERMAL | 1859 | 2021-04-15 | 2021-04-15 07:00 | ACTIVE | C14 | Steam Turbine |  |  | Geothermal |  |  | 53 |  | 25 |  |  |  |  | 53 |  |  |  | Full Capacity | 1 |  |  | Group A | 1 | 1 | 53 | Geothermal | 0 | 0 | 0 | 0 | 0 | 0 | 28 | 28 | 0 | 0 | 0 | 0 | SONOMA | CA | PGAE | NGBA | 0.15 | 0.5 | Geysers #3-Cloverdale 115 kV Line | Cloverdale | 115 | 2024-02-01 08:00 | 2030-10-19 07:00 | 2031 |  | NA | Complete | Complete | NA |  | 0
VERBENA ENERGY STORAGE | 1862 | 2021-04-15 | 2021-04-15 07:00 | ACTIVE | C14 | Storage |  |  | Battery |  |  | 50.5 | [6 empty] | 49.2 |  |  |  | Full Capacity | Not in Report |  |  |  | 0 | 0 | 0 | Battery | 50.5 | 0 | 0 | 0 | 0 | 0 | 0 | 0 | 0 | 0 | 0 | 0 | SUTTER | CA | PGAE | NGBA | 0.15 | 0.5 | at Switch 125 outside Harter Sub | Pease | 60 | 2023-12-31 08:00 | 2028-03-01 08:00 | 2028 |  | NA | Complete |  | NA |  | 0
STONY CREEK STORAGE | 1863 | 2021-04-15 | 2021-04-15 07:00 | ACTIVE | C14 | Storage |  |  | Battery |  |  | 251.9 | [6 empty] | 250 |  |  |  | Full Capacity | Not in Report |  | Off-Peak Deliverability |  | 0 | 0 | 0 | Battery | 251.9 | 0 | 0 | 0 | 0 | 0 | 0 | 0 | 0 | 0 | 0 | 0 | TEHAMA | CA | PGAE | NGBA | 0.15 | 0.5 | Cottonwood-Delevan #1 and #2 230 kV | Glenn | 230 | 2024-08-31 07:00 | 2031-07-19 07:00 | 2031 |  | NA | Complete | Complete | NA |  | 0
TOWNSHIP POWER BANK | 1864 | 2021-04-09 | 2021-04-15 07:00 | ACTIVE | C14 | Storage |  |  | Battery |  |  | 50.5 | [6 empty] | 49 |  |  |  | Energy Only | Not in Report |  |  |  | 0 | 0 | 0 | Battery | 50.5 | 0 | 0 | 0 | 0 | 0 | 0 | 0 | 0 | 0 | 0 | 0 | SUTTER | CA | PGAE | NGBA | 0.15 | 0.5 | Greenleaf #1 115 kV Tap | Greenleaf 1 | 115 | 2025-04-01 07:00 | 2028-03-01 08:00 | 2028 |  | NA | Complete | Complete | NA |  | 0
SEAHAWK STORAGE | 1865 | 2021-03-24 | 2021-04-15 07:00 | ACTIVE | C14 | Storage |  |  | Battery |  |  | 203.699 | [6 empty] | 200 |  |  |  | Full Capacity | 1 |  |  | Group B | 1 | 1 | 200 | Battery | 203.699 | 200 | 0 | 0 | 0 | 0 | 0 | 0 | 0 | 0 | 0 | 0 | SANTA CRUZ | CA | PGAE | GBAY | 0.15 | 0.5 | Green Valley 115 kV | Green Valley | 115 | 2025-06-01 07:00 | 2029-09-18 07:00 | 2029 |  | NA | Complete |  | NA |  | 0
TOKAY STORAGE | 1866 | 2021-03-24 | 2021-04-15 07:00 | ACTIVE | C14 | Storage |  |  | Battery |  |  | 101.888 | [6 empty] | 100 |  |  |  | Full Capacity | 1 |  |  | Group D | 1 | 1 | 100 | Battery | 101.888 | 100 | 0 | 0 | 0 | 0 | 0 | 0 | 0 | 0 | 0 | 0 | SANTA CLARA | CA | PGAE | GBAY | 0.15 | 0.5 | Santa Teresa 115 kV | Santa Teresa | 115 | 2025-06-01 07:00 | 2030-07-21 07:00 | 2030 |  | NA | Complete |  | NA | In Progress | 0
VELAS | 1867 | 2021-04-01 | 2021-04-15 07:00 | ACTIVE | C14 | Storage |  |  | Battery |  |  | 462.57 | [6 empty] | 450 |  |  |  | Full Capacity | Not in Report |  |  | Group D | 0 | 0 | 0 | Battery | 462.57 | 0 | 0 | 0 | 0 | 0 | 0 | 0 | 0 | 0 | 0 | 0 | SAN JOAQUIN | CA | PGAE | GBAY | 0.15 | 0.5 | Schulte 115 kV | Schulte | 115 | 2024-11-01 07:00 | 2031-08-18 07:00 | 2031 |  | NA | Complete |  | NA |  | 0
STAGELINE ENERGY STORAGE | 1871 | 2021-04-01 | 2021-04-15 07:00 | ACTIVE | C14 | Storage |  |  | Battery |  |  | 213.55 | [6 empty] | 200 |  |  |  | Full Capacity | Not in Report |  |  |  | 0 | 0 | 0 | Battery | 213.55 | 0 | 0 | 0 | 0 | 0 | 0 | 0 | 0 | 0 | 0 | 0 | BUTTE | CA | PGAE | NGBA | 0.15 | 0.5 | Palermo 115 kV | Palermo | 115 | 2024-06-01 07:00 | 2030-11-18 08:00 | 2031 |  | NA | Complete | Complete | NA |  | 0
ALLEGHENY ENERGY STORAGE | 1872 | 2021-04-06 | 2021-04-15 07:00 | ACTIVE | C14 | Storage |  |  | Battery |  |  | 353.2 | [6 empty] | 325 |  |  |  | Full Capacity | 1 |  |  | Group D | 1 | 1 | 325 | Battery | 353.2 | 325 | 0 | 0 | 0 | 0 | 0 | 0 | 0 | 0 | 0 | 0 | CONTRA COSTA | CA | PGAE | GBAY | 0.15 | 0.5 | Pittsburg 115 kV | Pittsburg | 115 | 2024-08-01 07:00 | 2032-09-20 07:00 | 2032 |  | NA | Complete |  | NA |  | 0
COMMANDER ENERGY STORAGE | 1874 | 2021-04-07 | 2021-04-15 07:00 | ACTIVE | C14 | Storage |  |  | Battery |  |  | 504 | [6 empty] | 500 |  |  |  | Full Capacity | Not in Report |  |  | Group D | 0 | 0 | 0 | Battery | 504 | 0 | 0 | 0 | 0 | 0 | 0 | 0 | 0 | 0 | 0 | 0 | CONTRA COSTA | CA | PGAE | GBAY | 0.15 | 0.5 | Pittsburg 230 kV | Pittsburg | 230 | 2024-08-01 07:00 | 2032-07-19 07:00 | 2032 |  | NA | Complete |  | NA |  | 0
DELILAH ENERGY STORAGE | 1875 | 2021-04-06 | 2021-04-15 07:00 | ACTIVE | C14 | Storage |  |  | Battery |  |  | 504 | [6 empty] | 500 |  |  |  | Full Capacity | 1 |  |  | Group D | 1 | 1 | 500 | Battery | 504 | 500 | 0 | 0 | 0 | 0 | 0 | 0 | 0 | 0 | 0 | 0 | CONTRA COSTA | CA | PGAE | GBAY | 0.15 | 0.5 | Pittsburg-Tesla #1 230 kV Line | Delta PP | 230 | 2024-08-01 07:00 | 2032-07-19 07:00 | 2032 |  | NA | Complete |  | NA |  | 0
DOUBLE SPRINGS ENERGY STORAGE | 1876 | 2021-04-06 | 2021-04-15 07:00 | ACTIVE | C14 | Storage |  |  | Battery |  |  | 101 | [6 empty] | 100 |  |  |  | Full Capacity | 1 |  |  | Group D | 1 | 1 | 100 | Battery | 101 | 100 | 0 | 0 | 0 | 0 | 0 | 0 | 0 | 0 | 0 | 0 | CALAVERAS | CA | PGAE | GBAY | 0.15 | 0.5 | Valley Springs 60 kV | Valley Springs | 60 | 2024-11-29 08:00 | 2029-08-17 07:00 | 2029 |  | NA | Complete |  | NA |  | 0
JAGUAR ENERGY STORAGE | 1877 | 2021-04-06 | 2021-04-15 07:00 | ACTIVE | C14 | Storage |  |  | Battery |  |  | 252 | [6 empty] | 250 |  |  |  | Full Capacity | Not in Report |  |  | Group D | 0 | 0 | 0 | Battery | 252 | 0 | 0 | 0 | 0 | 0 | 0 | 0 | 0 | 0 | 0 | 0 | ALAMEDA | CA | PGAE | GBAY | 0.15 | 0.5 | Grant-Eastshore #1 115 kV Line | Eastshore | 115 | 2024-08-01 07:00 | 2034-01-18 08:00 | 2034 |  | NA | Complete |  | NA |  | 0
PALMETTO ENERGY STORAGE | 1880 | 2021-04-06 | 2021-04-15 07:00 | ACTIVE | C14 | Storage |  |  | Battery |  |  | 75.6 | [6 empty] | 75 |  |  |  | Full Capacity | Not in Report |  |  | Group D | 0 | 0 | 0 | Battery | 75.6 | 0 | 0 | 0 | 0 | 0 | 0 | 0 | 0 | 0 | 0 | 0 | ALAMEDA | CA | PGAE | GBAY | 0.15 | 0.5 | Oakland C 115 kV | Oakland C | 115 | 2024-08-01 07:00 | 2030-07-22 07:00 | 2030 |  | NA | Complete |  | NA |  | 0
SPECTRUM ENERGY STORAGE | 1881 | 2021-04-06 | 2021-04-15 07:00 | ACTIVE | C14 | Storage |  |  | Battery |  |  | 504 | [6 empty] | 500 |  |  |  | Full Capacity | 1 |  |  | Group D | 1 | 1 | 500 | Battery | 504 | 500 | 0 | 0 | 0 | 0 | 0 | 0 | 0 | 0 | 0 | 0 | ALAMEDA | CA | PGAE | GBAY | 0.15 | 0.5 | Tesla-Newark #1 230 kV Line | Tesla | 230 | 2024-08-01 07:00 | 2034-03-19 07:00 | 2034 |  | NA | Complete |  | NA |  | 0
PRESIDIO | 1887 | 2021-04-07 | 2021-04-15 07:00 | ACTIVE | C14 | Storage | Photovoltaic |  | Battery | Solar |  | 356.592 |  |  | 356.592 |  |  |  | 350 |  |  |  | Full Capacity | 1 |  | Off-Peak Deliverability | Group A | 1 | 1 | 350 | Solar-Hybrid | 356.592 | 350 | 0 | 0 | 356.592 | 0 | 0 | 0 | 0 | 0 | 0 | 0 | SAN JOAQUIN | CA | PGAE | NGBA | 0.15 | 0.5 | Rancho Seco-Bellota #1 230 kV Line | New Sub - Rancho Seco - Bellota (Proposed) | 230 | 2025-06-01 07:00 | 2030-12-16 08:00 | 2031 |  | NA | Complete |  | NA |  | 0
HOLMAN | 1889 | 2021-04-07 | 2021-04-15 07:00 | ACTIVE | C14 | Storage | Wind Turbine |  | Battery | Offshore Wind Turbine |  | 756.813 |  |  | 1525.172 |  |  |  | 1500 |  |  |  | Partial Capacity | 0.5 | 50 | Off-Peak Deliverability | Group B | 1 | 0.5 | 750 | Offshore Wind | 756.813 | 0 | 0 | 0 | 0 | 0 | 0 | 0 | 0 | 0 | 1525.172 | 750 | MONTEREY | CA | PGAE | GBAY | 0.15 | 0.5 | Moss Landing 500 kV | Moss Landing | 500 | 2028-04-01 07:00 | 2034-02-17 08:00 | 2034 |  | NA | Complete |  | NA |  | 0
HARMONY STORAGE 2 | 1892 | 2021-04-08 | 2021-04-15 07:00 | ACTIVE | C14 | Storage |  |  | Battery |  |  | 307.878 | [6 empty] | 300 |  |  |  | Full Capacity | Not in Report |  |  | Group A | 0 | 0 | 0 | Battery | 307.878 | 0 | 0 | 0 | 0 | 0 | 0 | 0 | 0 | 0 | 0 | 0 | CONTRA COSTA | CA | PGAE | GBAY | 0.15 | 0.5 | Contra Costa PP 230 kV | Contra Costa | 230 | 2025-10-30 07:00 | 2031-06-05 07:00 | 2031 |  | NA | Complete |  | NA |  | 0
OAKDALE STORAGE | 1895 | 2021-04-08 | 2021-04-15 07:00 | ACTIVE | C14 | Storage |  |  | Battery |  |  | 102.672 | [6 empty] | 100 |  |  |  | Partial Capacity | 0.54 | 54 |  | Group A | 1 | 0.54 | 54 | Battery | 102.672 | 54 | 0 | 0 | 0 | 0 | 0 | 0 | 0 | 0 | 0 | 0 | STANISLAUS | CA | PGAE | GBAY | 0.15 | 0.5 | Cottle 230 kV | Cottle | 230 | 2025-10-30 07:00 | 2029-09-18 07:00 | 2029 |  | NA | Complete |  | NA |  | 0
PATHFINDER STORAGE | 1896 | 2021-04-08 | 2021-04-15 07:00 | ACTIVE | C14 | Storage |  |  | Battery |  |  | 268.065 | [6 empty] | 260 |  |  |  | Full Capacity | 1 |  |  | Group A | 1 | 1 | 260 | Battery | 268.065 | 260 | 0 | 0 | 0 | 0 | 0 | 0 | 0 | 0 | 0 | 0 | SAN JOAQUIN | CA | PGAE | GBAY | 0.15 | 0.5 | Weber 60 kV | Weber | 60 | 2025-10-30 07:00 | 2031-06-05 07:00 | 2031 |  | NA | Complete |  | NA |  | 0
BAYLANDS BATTERY | 1900 | 2021-04-12 | 2021-04-15 07:00 | ACTIVE | C14 | Storage |  |  | Battery |  |  | 250 | [6 empty] | 250 |  |  |  | Full Capacity | 1 |  |  | Group D | 1 | 1 | 250 | Battery | 250 | 250 | 0 | 0 | 0 | 0 | 0 | 0 | 0 | 0 | 0 | 0 | SAN MATEO | CA | PGAE | GBAY | 0.15 | 0.5 | Martin 115 kV | Martin | 115 | 2025-07-27 07:00 | 2034-05-18 07:00 | 2034 |  | NA | Complete |  | NA |  | 0
GOLDEN FLATS | 1903 | 2021-04-09 | 2021-04-15 07:00 | ACTIVE | C14 | Storage |  |  | Battery |  |  | 365.12 | [6 empty] | 300 |  |  |  | Full Capacity | 1 |  |  | Group D | 1 | 1 | 300 | Battery | 365.12 | 300 | 0 | 0 | 0 | 0 | 0 | 0 | 0 | 0 | 0 | 0 | STANISLAUS | CA | PGAE | Fresno | 0.15 | 0.5 | Westly-Quinto 230 kV | New Sub - Westley - Quinto (Proposed) | 230 | 2025-11-30 08:00 | 2032-09-17 07:00 | 2032 |  | NA | Complete |  | NA |  | 0
NORTHEAST CENTRAL VALLEY | 1904 | 2021-04-09 | 2021-04-15 07:00 | ACTIVE | C14 | Storage |  |  | Battery |  |  | 365.12 | [6 empty] | 300 |  |  |  | Full Capacity | Not in Report |  |  | Group D | 0 | 0 | 0 | Battery | 365.12 | 0 | 0 | 0 | 0 | 0 | 0 | 0 | 0 | 0 | 0 | 0 | SAN JOAQUIN | CA | PGAE | GBAY | 0.15 | 0.5 | Bellota 115 kV | Bellota | 115 | 2025-11-30 08:00 | 2031-02-16 08:00 | 2031 |  | NA | Complete |  | NA |  | 0
ZORIN STORAGE | 1911 | 2021-04-10 | 2021-04-15 07:00 | ACTIVE | C14 | Storage |  |  | Battery |  |  | 252 | [6 empty] | 180 |  |  |  | Full Capacity | 1 |  |  | Group D | 1 | 1 | 180 | Battery | 252 | 180 | 0 | 0 | 0 | 0 | 0 | 0 | 0 | 0 | 0 | 0 | ALAMEDA | CA | PGAE | GBAY | 0.15 | 0.5 | Newark 230 kV | Newark | 230 | 2024-10-31 07:00 | 2034-02-19 08:00 | 2034 |  | NA | Complete |  | NA |  | 0
ESPRESSO (FKA KOLA 2) | 1912 | 2021-04-09 | 2021-04-15 07:00 | ACTIVE | C14 | Storage |  |  | Battery |  |  | 365.12 |  | 125 |  |  |  |  | 300 |  |  |  | Full Capacity | 1 |  |  | Group D | 1 | 1 | 300 | Battery | 240.12 | 175 | 0 | 0 | 0 | 0 | 0 | 0 | 0 | 0 | 0 | 0 | ALAMEDA | CA | PGAE | GBAY | 0.15 | 0.5 | Tesla 230 kV | Tesla | 230 | 2025-11-30 08:00 | 2031-08-18 07:00 | 2031 |  | NA | Complete |  | NA |  | 0
BLACK DIAMOND ES2 | 1914 | 2021-04-15 | 2021-04-15 07:00 | ACTIVE | C14 | Storage |  |  | Battery |  |  | 179.4 | [6 empty] | 175 |  |  |  | Full Capacity | 1 |  |  | Group B | 1 | 1 | 175 | Battery | 179.4 | 175 | 0 | 0 | 0 | 0 | 0 | 0 | 0 | 0 | 0 | 0 | CONTRA COSTA | CA | PGAE | GBAY | 0.15 | 0.5 | Pittsburg 230 kV | Pittsburg | 230 | 2024-06-01 07:00 | 2031-06-18 07:00 | 2031 |  | NA | Complete | Complete | NA |  | 0
SHERMAN ENERGY STORAGE | 1915 | 2021-04-14 | 2021-04-15 07:00 | ACTIVE | C14 | Storage |  |  | Battery |  |  | 256.29 | [6 empty] | 250 |  |  |  | Full Capacity | Not in Report |  |  | Group D | 0 | 0 | 0 | Battery | 256.29 | 0 | 0 | 0 | 0 | 0 | 0 | 0 | 0 | 0 | 0 | 0 | CONTRA COSTA | CA | PGAE | GBAY | 0.15 | 0.5 | Contra Costa PP 230 kV | Contra Costa | 230 | 2025-06-01 07:00 | 2031-06-18 07:00 | 2031 |  | NA | Complete | Complete | NA |  | 0
KIFER BESS 1 | 1918 | 2021-04-13 | 2021-04-15 07:00 | ACTIVE | C14 | Storage |  |  | Battery |  |  | 50 | [6 empty] | 50 |  |  |  | Full Capacity | 1 |  |  | Group A | 1 | 1 | 50 | Battery | 50 | 50 | 0 | 0 | 0 | 0 | 0 | 0 | 0 | 0 | 0 | 0 | SANTA CLARA | CA | PGAE | GBAY | 0.15 | 0.5 | KEN-OKJ 60 kV | Oakland J | 115 | 2023-10-01 07:00 | 2025-12-18 08:00 | 2026 |  | NA |  | Complete | NA |  | 0
SUNBEAM STORAGE | 1919 | 2021-04-10 | 2021-04-15 07:00 | ACTIVE | C14 | Storage |  |  | Battery |  |  | 100.9 | [6 empty] | 65 |  |  |  | Full Capacity | 1 |  |  | Group D | 1 | 1 | 65 | Battery | 100.9 | 65 | 0 | 0 | 0 | 0 | 0 | 0 | 0 | 0 | 0 | 0 | SAN MATEO | CA | PGAE | GBAY | 0.15 | 0.5 | Cooley Landing 60 kV | Cooley Landing | 60 | 2024-10-31 07:00 | 2034-02-19 08:00 | 2034 |  | NA | Complete |  | NA |  | 0
ZEUS BESS | 1920 | 2021-04-15 | 2021-04-15 07:00 | ACTIVE | C14 | Storage |  |  | Battery |  |  | 213.55 | [6 empty] | 200 |  |  |  | Partial Capacity | 0.45 | 45 |  | Group B | 1 | 0.45 | 90 | Battery | 213.55 | 90 | 0 | 0 | 0 | 0 | 0 | 0 | 0 | 0 | 0 | 0 | SAN JOAQUIN | CA | PGAE | GBAY | 0.15 | 0.5 | Schulte 115 kV | Schulte | 115 | 2024-06-01 07:00 | 2031-06-18 07:00 | 2031 |  | NA | Complete | Complete | NA | In Progress | 0
ALLIUM HYBRID | 1921 | 2021-04-14 | 2021-04-15 07:00 | ACTIVE | C14 | Storage | Photovoltaic |  | Battery | Solar |  | 112.386 |  |  | 112.491 |  |  |  | 110 |  |  |  | Full Capacity | 1 |  | Off-Peak Deliverability | Group B | 1 | 1 | 110 | Solar-Hybrid | 112.386 | 110 | 0 | 0 | 112.491 | 0 | 0 | 0 | 0 | 0 | 0 | 0 | SAN BENITO | CA | PGAE | GBAY | 0.15 | 0.5 | Crazy Horse Canyon-Hollister 115 kV Line | Hollister | 115 | 2025-06-01 07:00 | 2030-12-15 08:00 | 2031 |  | NA | Complete | Complete | NA |  | 0
ALTA CASA STORAGE | 1922 | 2021-04-14 | 2021-04-15 07:00 | ACTIVE | C14 | Storage |  |  | Battery |  |  | 515.418 | [6 empty] | 500 |  |  |  | Full Capacity | 1 |  |  | Group B | 1 | 1 | 500 | Battery | 515.418 | 500 | 0 | 0 | 0 | 0 | 0 | 0 | 0 | 0 | 0 | 0 | SAN JOAQUIN | CA | PGAE | GBAY | 0.15 | 0.5 | Tesla 500 kV | Tesla | 500 | 2025-06-01 07:00 | 2031-10-21 07:00 | 2032 |  | NA | Complete | Complete | NA |  | 0
EL REY POWER BANK | 1928 | 2021-04-10 | 2021-04-15 07:00 | ACTIVE | C14 | Storage |  |  | Battery |  |  | 124.3 | [6 empty] | 120 |  |  |  | Energy Only | Not in Report |  |  |  | 0 | 0 | 0 | Battery | 124.3 | 0 | 0 | 0 | 0 | 0 | 0 | 0 | 0 | 0 | 0 | 0 | MONTEREY | CA | PGAE | GBAY | 0.15 | 0.5 | Coburn-Basic Energy 60 kV Line | Coburn | 230 | 2025-04-01 07:00 | 2029-01-02 08:00 | 2029 |  | NA | Complete | Complete | NA |  | 0
CAZADORES STORAGE | 1929 | 2021-04-10 | 2021-04-15 07:00 | ACTIVE | C14 | Storage |  |  | Battery |  |  | 151.3 | [6 empty] | 150 |  |  |  | Full Capacity | Not in Report |  |  | Group D | 0 | 0 | 0 | Battery | 151.3 | 0 | 0 | 0 | 0 | 0 | 0 | 0 | 0 | 0 | 0 | 0 | SAN JOAQUIN | CA | PGAE | GBAY | 0.15 | 0.5 | Lammers 115 kV | Lammers | 115 | 2024-10-31 07:00 | 2032-08-19 07:00 | 2032 |  | NA | Complete |  | NA |  | 0
APACHE STORAGE | 1930 | 2021-03-24 | 2021-04-15 07:00 | ACTIVE | C14 | Storage |  |  | Battery |  |  | 203.699 | [6 empty] | 200 |  |  |  | Full Capacity | 1 |  |  | Group D | 1 | 1 | 200 | Battery | 203.699 | 200 | 0 | 0 | 0 | 0 | 0 | 0 | 0 | 0 | 0 | 0 | FRESNO | CA | PGAE | Kern | 0.15 | 0.5 | Sanger 115 kV | Sanger | 115 | 2025-06-01 07:00 | 2029-05-21 07:00 | 2029 |  | NA | Complete |  | NA |  | 0
COUGAR STORAGE | 1932 | 2021-03-24 | 2021-04-15 07:00 | ACTIVE | C14 | Storage |  |  | Battery |  |  | 203.699 | [6 empty] | 200 |  |  |  | Full Capacity | 1 |  |  | Group D | 1 | 1 | 200 | Battery | 203.699 | 200 | 0 | 0 | 0 | 0 | 0 | 0 | 0 | 0 | 0 | 0 | MERCED | CA | PGAE | Fresno | 0.15 | 0.5 | Wilson 115 kV | Wilson | 115 | 2025-06-01 07:00 | 2030-09-19 07:00 | 2030 |  | NA | Complete |  | NA |  | 0
PUMA STORAGE | 1933 | 2021-03-24 | 2021-04-15 07:00 | ACTIVE | C14 | Storage |  |  | Battery |  |  | 203.699 | [6 empty] | 200 |  |  |  | Full Capacity | Not in Report |  |  | Group D | 0 | 0 | 0 | Battery | 203.699 | 0 | 0 | 0 | 0 | 0 | 0 | 0 | 0 | 0 | 0 | 0 | MADERA | CA | PGAE | Fresno | 0.15 | 0.5 | Borden 230 kV | Borden | 230 | 2025-06-01 07:00 | 2030-11-18 08:00 | 2031 |  | NA | Complete |  | NA |  | 0
LOTUS SOLAR 2 | 1934 | 2021-04-01 | 2021-04-15 07:00 | ACTIVE | C14 | Storage | Photovoltaic |  | Battery | Solar |  | 203.2 |  |  | 203.2 |  |  |  | 200 |  |  |  | Full Capacity | Not in Report |  | Off-Peak Deliverability | Group D | 0 | 0 | 0 | Solar-Hybrid | 203.2 | 0 | 0 | 0 | 203.2 | 0 | 0 | 0 | 0 | 0 | 0 | 0 | MADERA | CA | PGAE | Fresno | 0.15 | 0.5 | Borden 230 kV | Borden | 230 | 2024-12-01 08:00 | 2030-11-17 08:00 | 2031 |  | NA | Complete |  | NA |  | 0
ELYSIAN | 1935 | 2021-04-01 | 2021-04-15 07:00 | ACTIVE | C14 | Photovoltaic | Storage |  | Solar | Battery |  | 206.091 |  |  | 206.091 |  |  |  | 200 |  |  |  | Full Capacity | Not in Report |  | Off-Peak Deliverability | Group D | 0 | 0 | 0 | Solar-Hybrid | 206.091 | 0 | 0 | 0 | 206.091 | 0 | 0 | 0 | 0 | 0 | 0 | 0 | FRESNO | CA | PGAE | Fresno | 0.15 | 0.5 | Tranquility 230 kV | Tranquility | 230 | 2024-11-01 07:00 | 2029-10-18 07:00 | 2030 |  | NA | Complete |  | NA |  | 0
WHITE RABBIT | 1940 | 2021-04-01 | 2021-04-15 07:00 | ACTIVE | C14 | Storage |  |  | Battery |  |  | 150 | [6 empty] | 150 | 611.24 |  |  | Energy Only | Not in Report |  | Off-Peak Deliverability | Group D | 0 | 0 | 0 | Battery | 150 | 0 | 0 | 0 | 0 | 0 | 0 | 0 | 0 | 0 | 0 | 0 | FRESNO | CA | PGAE | Fresno | 0.15 | 0.5 | Mendota 115 kV | Mendota | 115 | 2024-11-01 07:00 | 2030-07-18 07:00 | 2030 |  | NA | Complete |  | NA |  | 0
WINGTIP SOLAR 1 | 1943 | 2021-04-02 | 2021-04-15 07:00 | ACTIVE | C14 | Photovoltaic | Storage |  | Solar | Battery |  | 1176.1 |  |  | 1176.1 |  |  |  | 1150 |  |  |  | Full Capacity | 1 |  | Off-Peak Deliverability | Group D | 1 | 1 | 1150 | Solar-Hybrid | 1176.1 | 1150 | 0 | 0 | 1176.1 | 0 | 0 | 0 | 0 | 0 | 0 | 0 | MERCED | CA | PGAE | S500 | 0.15 | 0.5 | Los Banos 500 kV | Los Banos | 500 | 2027-06-01 07:00 | 2032-09-18 07:00 | 2032 |  | NA | Complete |  | NA |  | 0
DARDEN | 1949 | 2021-04-08 | 2021-04-15 07:00 | ACTIVE | C14 | Storage | Photovoltaic |  | Battery | Solar |  | 1182.384 |  |  | 1182.384 |  |  |  | 1150 |  |  |  | Full Capacity | 1 |  | Off-Peak Deliverability | Group D | 1 | 1 | 1150 | Solar-Hybrid | 1182.384 | 1150 | 0 | 0 | 1182.384 | 0 | 0 | 0 | 0 | 0 | 0 | 0 | FRESNO | CA | PGAE | S500 | 0.15 | 0.5 | Manning-Midway 500kV Line | New Sub - Los Banos - Midway (Proposed) | 500 | 2026-12-31 08:00 | 2031-08-19 07:00 | 2031 |  | NA | Complete |  | NA | Executed | 0
AUSTRALIS | 1952 | 2021-04-07 | 2021-04-15 07:00 | ACTIVE | C14 | Photovoltaic | Storage |  | Solar | Battery |  | 307 |  |  | 307 |  |  |  | 300 |  |  |  | Full Capacity | 1 |  | Off-Peak Deliverability | Group A | 1 | 1 | 300 | Solar-Hybrid | 307 | 300 | 0 | 0 | 307 | 0 | 0 | 0 | 0 | 0 | 0 | 0 | MERCED | CA | PGAE | Fresno | 0.15 | 0.5 | Los Banos 230 kV | Los Banos | 230 | 2025-06-01 07:00 | 2031-04-18 07:00 | 2031 |  | NA | Complete |  | NA |  | 0
FLORES STORAGE | 1953 | 2021-04-07 | 2021-04-15 07:00 | ACTIVE | C14 | Storage |  |  | Battery |  |  | 151.7416 | [6 empty] | 150 |  |  |  | Full Capacity | Not in Report |  | Off-Peak Deliverability | Group D | 0 | 0 | 0 | Battery | 151.7416 | 0 | 0 | 0 | 0 | 0 | 0 | 0 | 0 | 0 | 0 | 0 | MADERA | CA | PGAE | Fresno | 0.15 | 0.5 | Gregg 230 kV | Gregg | 230 | 2025-10-01 07:00 | 2031-02-18 08:00 | 2031 |  | NA | Complete | Complete | NA |  | 0
HUASO HYBRID | 1954 | 2021-04-06 | 2021-04-15 07:00 | ACTIVE | C14 | Storage | Photovoltaic |  | Battery | Solar |  | 101.83 |  |  | 102.1 |  |  |  | 100 |  |  |  | Full Capacity | 1 |  | Off-Peak Deliverability | Group B | 1 | 1 | 100 | Solar-Hybrid | 101.83 | 100 | 0 | 0 | 102.1 | 0 | 0 | 0 | 0 | 0 | 0 | 0 | FRESNO | CA | PGAE | Fresno | 0.15 | 0.5 | Gates 230 kV | Gates | 230 | 2025-12-01 08:00 | 2026-12-03 08:00 | 2027 |  | NA | Complete | Complete | NA |  | 0
CIERVO MOUNTAIN HYBRID | 1955 | 2021-04-06 | 2021-04-15 07:00 | ACTIVE | C14 | Storage | Photovoltaic |  | Battery | Solar |  | 127.37 |  |  | 127.57 |  |  |  | 125 |  |  |  | Full Capacity | 0.78 |  | Off-Peak Deliverability | Group B | 1 | 0.78 | 97.5 | Solar-Hybrid | 127.37 | 97.5 | 0 | 0 | 127.57 | 0 | 0 | 0 | 0 | 0 | 0 | 0 | FRESNO | CA | PGAE | Fresno | 0.15 | 0.5 | Excelsior 115 kV | Excelsior | 115 | 2025-12-01 08:00 | 2029-08-03 07:00 | 2029 |  | NA | Complete | Complete | NA |  | 0
CLARKSON | 1956 | 2021-04-08 | 2021-04-15 07:00 | ACTIVE | C14 | Storage | Photovoltaic |  | Battery | Solar |  | 203.659 |  |  | 203.849 |  |  |  | 200 |  |  |  | Full Capacity | 1 |  | Off-Peak Deliverability | Group A | 1 | 1 | 200 | Solar-Hybrid | 203.659 | 200 | 0 | 0 | 203.849 | 0 | 0 | 0 | 0 | 0 | 0 | 0 | FRESNO | CA | PGAE | Fresno | 0.15 | 0.5 | Tranquility 230 kV | Tranquility | 230 | 2025-06-01 07:00 | 2033-10-10 07:00 | 2034 |  | NA | Complete |  | NA |  | 0
SPIKES PEAK SOLAR | 1958 | 2021-04-09 | 2021-04-15 07:00 | ACTIVE | C14 | Photovoltaic | Storage |  | Solar | Battery |  | 158.9783 |  |  | 158.5678 |  |  |  | 150 |  |  |  | Full Capacity | 1 |  | Off-Peak Deliverability | Group B | 1 | 1 | 150 | Solar-Hybrid | 158.5678 | 150 | 0 | 0 | 158.9783 | 0 | 0 | 0 | 0 | 0 | 0 | 0 | MERCED | CA | PGAE | Fresno | 0.15 | 0.5 | Quinto 230 kV | Quinto | 230 | 2025-10-01 07:00 | 2029-10-18 07:00 | 2030 |  | NA | Complete | Complete | NA |  | 0
CORNUCOPIA HYBRID | 1959 | 2021-04-12 | 2021-04-15 07:00 | ACTIVE | C14 | Storage | Photovoltaic |  | Battery | Solar |  | 300.951 |  |  | 303.678 |  |  |  | 300 |  |  |  | Partial Capacity | 0.95 | 95 | Off-Peak Deliverability | Group B | 1 | 0.95 | 285 | Solar-Hybrid | 300.951 | 285 | 0 | 0 | 303.678 | 0 | 0 | 0 | 0 | 0 | 0 | 0 | FRESNO | CA | PGAE | Fresno | 0.15 | 0.5 | Gates-Templeton 230 kV Line | New Sub - Gates - Templeton (Proposed) | 230 | 2025-06-16 07:00 | 2030-11-16 08:00 | 2031 |  | NA | Complete |  | NA | In Progress | 0
LAS CAMAS 4 | 1960 | 2021-04-09 | 2021-04-15 07:00 | ACTIVE | C14 | Storage |  |  | Battery |  |  | 100 | [6 empty] | 100 |  |  |  | Full Capacity | 1 |  |  | Group D | 1 | 1 | 100 | Battery | 100 | 100 | 0 | 0 | 0 | 0 | 0 | 0 | 0 | 0 | 0 | 0 | MERCED | CA | PGAE | Fresno | 0.15 | 0.5 | Los Banos 230 kV | Los Banos | 230 | 2025-05-07 07:00 | 2028-04-01 07:00 | 2028 |  | NA | Complete |  | NA |  | 0
LOCK STORAGE | 1962 | 2021-04-09 | 2021-04-15 07:00 | ACTIVE | C14 | Storage |  |  | Battery |  |  | 508 | [6 empty] | 500.01 |  |  |  | Full Capacity | 1 |  |  | Group D | 1 | 1 | 500.01 | Battery | 508 | 500.01 | 0 | 0 | 0 | 0 | 0 | 0 | 0 | 0 | 0 | 0 | FRESNO | CA | PGAE | S500 | 0.15 | 0.5 | Gates 500 kV | Gates | 500 | 2025-11-30 08:00 | 2030-06-17 07:00 | 2030 |  | NA | Complete |  | NA |  | 0
ALMANDE ENERGY STORAGE | 1963 | 2021-04-14 | 2021-04-15 07:00 | ACTIVE | C14 | Storage |  |  | Battery |  |  | 256.29 | [6 empty] | 250 |  |  |  | Full Capacity | Not in Report |  |  | Group D | 0 | 0 | 0 | Battery | 256.29 | 0 | 0 | 0 | 0 | 0 | 0 | 0 | 0 | 0 | 0 | 0 | MERCED | CA | PGAE | Fresno | 0.15 | 0.5 | Wilson 230 kV | Wilson | 230 | 2025-06-01 07:00 | 2030-06-18 07:00 | 2030 |  | NA | Complete | Complete | NA |  | 0
ORLEANS | 1966 | 2021-04-06 | 2021-04-15 07:00 | ACTIVE | C14 | Photovoltaic | Storage |  | Solar | Battery |  | 25.54 |  |  | 25.54 |  |  |  | 25 |  |  |  | Full Capacity | 1 |  |  | Group D | 1 | 1 | 25 | Solar-Hybrid | 25.54 | 25 | 0 | 0 | 25.54 | 0 | 0 | 0 | 0 | 0 | 0 | 0 | FRESNO | CA | PGAE | Fresno | 0.15 | 0.5 | Giffen 70 kV | Helm | 70 | 2024-12-31 08:00 | 2029-08-03 07:00 | 2029 |  | NA | Complete | Complete | NA |  | 0
PLUM | 1968 | 2021-04-15 | 2021-04-15 07:00 | ACTIVE | C14 | Photovoltaic | Storage |  | Solar | Battery |  | 1040 |  |  | 520 |  |  |  | 1000 |  |  |  | Full Capacity | Not in Report |  | Off-Peak Deliverability |  | 0 | 0 | 0 | Solar-Hybrid | 520 | 0 | 0 | 0 | 1040 | 0 | 0 | 0 | 0 | 0 | 0 | 0 | KINGS | CA | PGAE | Fresno | 0.15 | 0.5 | Gates 230 kV | Gates | 230 | 2024-12-10 08:00 | 2031-03-19 07:00 | 2031 |  | NA | Complete | Complete | NA |  | 0
BUTTERCUP HYBRID SOLAR | 1970 | 2021-04-14 | 2021-04-15 07:00 | ACTIVE | C14 | Photovoltaic | Storage |  | Solar | Battery |  | 131.43 |  |  | 65.47 |  |  |  | 130 |  |  |  | Full Capacity | Not in Report |  | Off-Peak Deliverability | Group D | 0 | 0 | 0 | Solar-Hybrid | 65.47 | 0 | 0 | 0 | 131.43 | 0 | 0 | 0 | 0 | 0 | 0 | 0 | MERCED | CA | PGAE | Fresno | 0.15 | 0.5 | Le Grand 115 kV | Le Grand | 115 | 2024-11-30 08:00 | 2032-03-04 08:00 | 2032 |  | NA | Complete |  | NA |  | 0
PEACEFUL HOLLOW BESS | 1973 | 2021-04-14 | 2021-04-15 07:00 | ACTIVE | C14 | Storage |  |  | Battery |  |  | 100 | [6 empty] | 75 |  |  |  | Full Capacity | 1 |  |  | Group D | 1 | 1 | 75 | Battery | 100 | 75 | 0 | 0 | 0 | 0 | 0 | 0 | 0 | 0 | 0 | 0 | FRESNO | CA | PGAE | Fresno | 0.15 | 0.5 | Tranquility 230kV | Tranquility | 230 | 2024-06-01 07:00 | 2028-06-18 07:00 | 2028 |  | NA | Complete |  | NA | In Progress | 0
TARRAGON HYBRID | 1975 | 2021-04-14 | 2021-04-15 07:00 | ACTIVE | C14 | Photovoltaic | Storage |  | Solar | Battery |  | 35.979 |  |  | 35.951 |  |  |  | 35 |  |  |  | Full Capacity | 1 |  | Off-Peak Deliverability | Group B | 1 | 1 | 35 | Solar-Hybrid | 35.951 | 35 | 0 | 0 | 35.979 | 0 | 0 | 0 | 0 | 0 | 0 | 0 | FRESNO | CA | PGAE | Fresno | 0.15 | 0.5 | Crescent 70 kV | Crescent | 70 | 2025-06-01 07:00 | 2028-06-01 07:00 | 2028 |  | NA | Complete | Complete | NA |  | 0
VALETUDO ENERGY STORAGE | 1977 | 2021-09-30 | 2021-04-15 07:00 | ACTIVE | C14 | Storage |  |  | Battery |  |  | 79.5871 | [6 empty] | 75 |  |  |  | Full Capacity | 1 |  |  | Group B | 1 | 1 | 75 | Battery | 79.5871 | 75 | 0 | 0 | 0 | 0 | 0 | 0 | 0 | 0 | 0 | 0 | MADERA | CA | PGAE | Fresno | 0.15 | 0.5 | Chowchilla 115 kV | Chowchilla | 115 | 2022-12-31 08:00 | 2028-11-01 07:00 | 2029 |  | NA | Complete |  | NA |  | 0
ARTEMIS | 1980 | 2021-03-31 | 2021-04-15 07:00 | ACTIVE | C14 | Photovoltaic | Storage |  | Solar | Battery |  | 412.336 |  |  | 412.336 |  |  |  | 400 |  |  |  | Partial Capacity | 0.24 | 24 | Off-Peak Deliverability | Group D | 1 | 0.24 | 96 | Solar-Hybrid | 412.336 | 96 | 0 | 0 | 412.336 | 0 | 0 | 0 | 0 | 0 | 0 | 0 | KERN | CA | PGAE | Kern | 0.15 | 0.5 | Arco 230 kV | Arco | 230 | 2024-11-01 07:00 | 2029-10-18 07:00 | 2030 |  | NA | Complete |  | NA |  | 0
PHAENON | 1983 | 2021-04-01 | 2021-04-15 07:00 | ACTIVE | C14 | Photovoltaic | Storage |  | Solar | Battery |  | 102.254 |  |  | 101.7635 |  |  |  | 100 |  |  |  | Full Capacity | Not in Report |  | Off-Peak Deliverability |  | 0 | 0 | 0 | Solar-Hybrid | 101.7635 | 0 | 0 | 0 | 102.254 | 0 | 0 | 0 | 0 | 0 | 0 | 0 | KERN | CA | PGAE | Kern | 0.15 | 0.5 | Shafter 115 kV | Shafter | 115 | 2024-12-31 08:00 | 2029-07-18 07:00 | 2029 |  | NA | Complete |  | NA |  | 0
BUTTONBUSH SOLAR 2 | 1987 | 2021-04-03 | 2021-04-15 07:00 | ACTIVE | C14 | Photovoltaic | Storage |  | Solar | Battery |  | 358.2 |  |  | 358.2 |  |  |  | 350 |  |  |  | Full Capacity | 1 |  | Off-Peak Deliverability | Group D | 1 | 1 | 350 | Solar-Hybrid | 358.2 | 350 | 0 | 0 | 358.2 | 0 | 0 | 0 | 0 | 0 | 0 | 0 | KERN | CA | PGAE | S500 | 0.15 | 0.5 | Midway 500 kV | Midway | 500 | 2028-04-01 07:00 | 2032-03-17 07:00 | 2032 |  | NA | Complete |  | NA |  | 0
CALLINAN SOLAR AND STORAGE | 1992 | 2021-04-06 | 2021-04-15 07:00 | ACTIVE | C14 | Storage | Photovoltaic |  | Battery | Solar |  | 159.4008 |  |  | 160.3879 |  |  |  | 150 |  |  |  | Full Capacity | Not in Report |  | Off-Peak Deliverability | Group D | 0 | 0 | 0 | Solar-Hybrid | 159.4008 | 0 | 0 | 0 | 160.3879 | 0 | 0 | 0 | 0 | 0 | 0 | 0 | KERN | CA | PGAE | Kern | 0.15 | 0.5 | Arco 230 kV | Arco | 230 | 2025-10-01 07:00 | 2031-02-18 08:00 | 2031 |  | NA | Complete | Complete | NA |  | 0
EIGER ENERGY STORAGE | 1994 | 2021-04-06 | 2021-04-15 07:00 | ACTIVE | C14 | Storage |  |  | Battery |  |  | 100.9 | [6 empty] | 100 |  |  |  | Full Capacity | Not in Report |  |  | Group D | 0 | 0 | 0 | Battery | 100.9 | 0 | 0 | 0 | 0 | 0 | 0 | 0 | 0 | 0 | 0 | 0 | KERN | CA | PGAE | Kern | 0.15 | 0.5 | Lamont 115 kV | Lamont | 115 | 2025-01-01 08:00 | 2032-02-16 08:00 | 2032 |  | NA | Complete |  | NA |  | 0
EVEREST ENERGY STORAGE | 1995 | 2021-04-06 | 2021-04-15 07:00 | ACTIVE | C14 | Storage |  |  | Battery |  |  | 201.8 | [6 empty] | 200 |  |  |  | Partial Capacity | Not in Report | 78 |  | Group D | 0 | 0.78 | 156 | Battery | 201.8 | 156 | 0 | 0 | 0 | 0 | 0 | 0 | 0 | 0 | 0 | 0 | KERN | CA | PGAE | Kern | 0.15 | 0.5 | Kern PP 230 kV | Kern PP | 230 | 2025-01-01 08:00 | 2030-10-18 07:00 | 2031 |  | NA | Complete |  | NA |  | 0
ISLAY | 1998 | 2021-04-07 | 2021-04-15 07:00 | ACTIVE | C14 | Storage | Wind Turbine |  | Battery | Offshore Wind Turbine |  | 756.054 |  |  | 1518.472 |  |  |  | 1500 |  |  |  | Full Capacity | 1 |  | Off-Peak Deliverability | Group D | 1 | 1 | 1500 | Offshore Wind | 756.054 | 0 | 0 | 0 | 0 | 0 | 0 | 0 | 0 | 0 | 1518.472 | 1500 | SAN LUIS OBISPO | CA | PGAE | S500 | 0.15 | 0.5 | Diablo Canyon 500 kV | Diablo Canyon | 500 | 2028-04-01 07:00 | 2034-08-16 07:00 | 2034 |  | NA | Complete |  | NA |  | 0
SERENA STORAGE | 2001 | 2021-04-10 | 2021-04-15 07:00 | ACTIVE | C14 | Storage |  |  | Battery |  |  | 114.264 | [6 empty] | 110 |  |  |  | Full Capacity | 1 |  |  | Group A | 1 | 1 | 110 | Battery | 114.264 | 110 | 0 | 0 | 0 | 0 | 0 | 0 | 0 | 0 | 0 | 0 | KERN | CA | PGAE | Kern | 0.15 | 0.5 | Kern PP 230 kV | Kern PP | 230 | 2025-10-30 07:00 | 2029-09-18 07:00 | 2029 |  | NA | Complete |  | NA |  | 0
VALLEY SUNLIGHT REFINERY | 2004 | 2021-04-10 | 2021-04-15 07:00 | ACTIVE | C14 | Photovoltaic | Storage |  | Solar | Battery |  | 410 |  |  | 411.3018 |  |  |  | 400 |  |  |  | Full Capacity | Not in Report |  | Off-Peak Deliverability | Group D | 0 | 0 | 0 | Solar-Hybrid | 411.3018 | 0 | 0 | 0 | 410 | 0 | 0 | 0 | 0 | 0 | 0 | 0 | KINGS | CA | PGAE | Kern | 0.15 | 0.5 | Gates-Midway 230 kV Line | New Sub - Gates - Midway (Proposed) | 230 | 2025-06-10 07:00 | 2032-02-18 08:00 | 2032 |  | NA | Complete |  | NA |  | 0
CALLOWAY BESS | 2006 | 2021-04-12 | 2021-04-15 07:00 | ACTIVE | C14 | Storage |  |  | Battery |  |  | 92.07 | [6 empty] | 82.9 |  |  |  | Full Capacity | Not in Report |  |  | Group B | 0 | 0 | 0 | Battery | 92.07 | 0 | 0 | 0 | 0 | 0 | 0 | 0 | 0 | 0 | 0 | 0 | KERN | CA | PGAE | Kern | 0.15 | 0.5 | 7th Standard 115 kV | 7th Standard | 115 | 2024-06-01 07:00 | 2029-09-16 07:00 | 2029 |  | NA | Complete |  | NA |  | 0
SALINAN ENERGY | 2008 | 2021-04-11 | 2021-04-15 07:00 | ACTIVE | C14 | Wind Turbine | Storage |  | Offshore Wind Turbine | Battery |  | 1190 |  |  | 319.35 |  |  |  | 1148.37 |  |  |  | Full Capacity | Not in Report |  | Off-Peak Deliverability |  | 0 | 0 | 0 | Offshore Wind | 319.35 | 0 | 0 | 0 | 0 | 0 | 0 | 0 | 0 | 0 | 1190 | 0 | SAN LUIS OBISPO | CA | PGAE | S500 | 0.15 | 0.5 | Diablo-Gates 500 kV Line | Morro Bay | 500 | 2028-04-11 07:00 | 2032-09-17 07:00 | 2032 |  | NA | Complete |  | NA |  | 0
CANNAE | 2010 | 2021-04-06 | 2021-04-15 07:00 | ACTIVE | C14 | Photovoltaic | Storage |  | Solar | Battery |  | 118.5 |  |  | 115 |  |  |  | 115 |  |  |  | Full Capacity | Not in Report |  |  | Group D | 0 | 0 | 0 | Solar-Hybrid | 115 | 0 | 0 | 0 | 118.5 | 0 | 0 | 0 | 0 | 0 | 0 | 0 | KERN | CA | PGAE | Kern | 0.15 | 0.5 | Midway 115 kV | Midway | 115 | 2024-12-31 08:00 | 2030-12-03 08:00 | 2031 |  | NA | Complete | Complete | NA |  | 0
SEAGLASS OFFSHORE WIND | 2012 | 2021-04-15 | 2021-04-15 07:00 | ACTIVE | C14 | Wind Turbine |  |  | Offshore Wind Turbine |  |  | 628.65 | [6 empty] | 606.0588 |  |  |  | Full Capacity | Not in Report |  | Off-Peak Deliverability | Group D | 0 | 0 | 0 | Offshore Wind | 0 | 0 | 0 | 0 | 0 | 0 | 0 | 0 | 0 | 0 | 628.65 | 0 | SAN LUIS OBISPO | CA | PGAE | Kern | 0.15 | 0.5 | Morro Bay 230 kV | Morro Bay | 230 | 2028-03-01 08:00 | 2032-06-01 07:00 | 2032 |  | NA | Complete | Complete | NA |  | 0
ANDROMEDA | 2013 | 2021-04-09 | 2021-04-15 07:00 | ACTIVE | C14 | Storage | Photovoltaic |  | Battery | Solar |  | 172.835 |  |  | 172.835 |  |  |  | 160 |  |  |  | Full Capacity | Not in Report |  | Off-Peak Deliverability |  | 0 | 0 | 0 | Solar-Hybrid | 172.835 | 0 | 0 | 0 | 172.835 | 0 | 0 | 0 | 0 | 0 | 0 | 0 | TULARE | CA | PGAE | Kern | 0.15 | 0.5 | Alpaugh 115 kV | Alpaugh | 115 | 2026-12-31 08:00 | 2029-04-10 07:00 | 2029 |  | NA | Complete | Complete | NA |  | 0
CHERRY LANE HYBRID | 2015 | 2021-04-14 | 2021-04-15 07:00 | ACTIVE | C14 | Storage | Photovoltaic |  | Battery | Solar |  | 310.63 |  |  | 310.63 |  |  |  | 300 |  |  |  | Full Capacity | Not in Report |  | Off-Peak Deliverability | Group B | 0 | 0 | 0 | Solar-Hybrid | 310.63 | 0 | 0 | 0 | 310.63 | 0 | 0 | 0 | 0 | 0 | 0 | 0 | KERN | CA | PGAE | Kern | 0.15 | 0.5 | Wheeler Ridge 230 kV | Wheeler Ridge | 230 | 2025-06-01 07:00 | 2031-06-19 07:00 | 2031 |  | NA | Complete | Complete | NA |  | 0
ARIELLA SOLAR | 2017 | 2021-04-14 | 2021-04-15 07:00 | ACTIVE | C14 | Photovoltaic | Storage |  | Solar | Battery |  | 163.268 |  |  | 163.268 |  |  |  | 160 |  |  |  | Full Capacity | Not in Report |  | Off-Peak Deliverability | Group D | 0 | 0 | 0 | Solar-Hybrid | 163.268 | 0 | 0 | 0 | 163.268 | 0 | 0 | 0 | 0 | 0 | 0 | 0 | TULARE | CA | PGAE | Kern | 0.15 | 0.5 | Olive 115 kV | Olive | 115 | 2023-12-31 08:00 | 2030-12-17 08:00 | 2031 |  | NA | Complete |  | NA |  | 0
HIDDEN KNOLLS BESS | 2018 | 2021-04-14 | 2021-04-15 07:00 | ACTIVE | C14 | Storage |  |  | Battery |  |  | 30.8 | [6 empty] | 30 |  |  |  | Full Capacity | Not in Report |  |  | Group D | 0 | 0 | 0 | Battery | 30.8 | 0 | 0 | 0 | 0 | 0 | 0 | 0 | 0 | 0 | 0 | 0 | KERN | CA | PGAE | Kern | 0.15 | 0.5 | Arco-Carneras 70 kV Line | Arco | 70 | 2024-06-01 07:00 | 2028-10-18 07:00 | 2029 |  | NA | Complete |  | NA |  | 0
SOCORRO PEAK SOLAR | 2022 | 2021-04-09 | 2021-04-15 07:00 | ACTIVE | C14 | Photovoltaic | Storage |  | Solar | Battery |  | 379.7505 |  |  | 376.0403 |  |  |  | 350 |  |  |  | Full Capacity | Not in Report |  | Off-Peak Deliverability | Group B | 0 | 0 | 0 | Solar-Hybrid | 376.0403 | 0 | 0 | 0 | 379.7505 | 0 | 0 | 0 | 0 | 0 | 0 | 0 | LA PAZ | AZ | DCRT | Eastern | 0.13 | 0.48 | Cielo Azul Substation 500 kV | Cielo Azul | 500 | 2025-10-01 07:00 | 2029-03-26 07:00 | 2029 |  | NA | Complete | Complete | NA |  | 0
JOVE SOLAR | 2023 | 2021-04-05 | 2021-04-15 07:00 | ACTIVE | C14 | Photovoltaic | Storage |  | Solar | Battery |  | 2042.4 |  |  | 2090.2 |  |  |  | 2000 |  |  |  | Full Capacity | Not in Report |  | Off-Peak Deliverability | Group D | 0 | 0 | 0 | Solar-Hybrid | 2090.2 | 0 | 0 | 0 | 2042.4 | 0 | 0 | 0 | 0 | 0 | 0 | 0 | LA PAZ | AZ | DCRT | Eastern | 0.13 | 0.48 | Cielo Azul Substation 500 kV | Cielo Azul | 500 | 2024-12-31 08:00 | 2030-01-26 08:00 | 2030 |  | NA | Complete | Complete | NA |  | 0
RANEGRAS PVS | 2025 | 2021-04-07 | 2021-04-15 07:00 | ACTIVE | C14 | Storage | Photovoltaic |  | Battery | Solar |  | 718.81 |  |  | 718.81 |  |  |  | 700 |  |  |  | Full Capacity | Not in Report |  | Off-Peak Deliverability | Group B | 0 | 0 | 0 | Solar-Hybrid | 718.81 | 0 | 0 | 0 | 718.81 | 0 | 0 | 0 | 0 | 0 | 0 | 0 | LA PAZ | AZ | DCRT | Eastern | 0.13 | 0.48 | Colorado River-Delaney 500 kV line | Cielo Azul | 500 | 2025-06-01 07:00 | 2029-07-26 07:00 | 2029 |  | NA | Complete | Complete | NA |  | 0
HARQUAHALA FLATS 2 | 2027 | 2021-04-09 | 2021-04-15 07:00 | ACTIVE | C14 | Storage | Photovoltaic |  | Battery | Solar |  | 410.76 |  |  | 410.76 |  |  |  | 400 |  |  |  | Full Capacity | Not in Report |  | Off-Peak Deliverability | Group D | 0 | 0 | 0 | Solar-Hybrid | 410.76 | 0 | 0 | 0 | 410.76 | 0 | 0 | 0 | 0 | 0 | 0 | 0 | MARICOPA | AZ | DCRT | Eastern | 0.13 | 0.48 | Delaney Substation 500 kV | Delaney | 500 | 2025-11-30 08:00 | 2028-04-15 07:00 | 2028 |  | NA | Complete | Complete | NA |  | 0
HARQUAHALA SUNRISE 2 | 2029 | 2021-04-15 | 2021-04-15 07:00 | ACTIVE | C14 | Photovoltaic | Storage |  | Solar | Battery |  | 169.2 |  |  | 160.98 |  |  |  | 150 |  |  |  | Full Capacity | 1 |  | Off-Peak Deliverability | Group A | 1 | 1 | 150 | Solar-Hybrid | 160.98 | 150 | 0 | 0 | 169.2 | 0 | 0 | 0 | 0 | 0 | 0 | 0 | MARICOPA | AZ | DCRT | Eastern | 0.13 | 0.48 | Delaney Substation 500 kV | Delaney | 500 | 2024-11-01 07:00 | 2026-09-01 07:00 | 2026 |  | NA | Complete | Complete | NA |  | 0
MARLEY | 2031 | 2021-04-01 | 2021-04-15 07:00 | ACTIVE | C14 | Storage |  |  | Battery |  |  | 206.091 | [6 empty] | 200 |  |  |  | Full Capacity | Not in Report |  |  | Group D | 0 | 0 | 0 | Battery | 206.091 | 0 | 0 | 0 | 0 | 0 | 0 | 0 | 0 | 0 | 0 | 0 | RIVERSIDE | CA | SCE | Eastern | 0.13 | 0.48 | Wildlife Substation 230 kV | Wildlife | 230 | 2024-11-01 07:00 | 2032-06-26 07:00 | 2032 |  | NA | Complete | Complete | NA |  | 0
TROLLEY | 2032 | 2021-04-01 | 2021-04-15 07:00 | ACTIVE | C14 | Storage |  |  | Battery |  |  | 405.6634 | [6 empty] | 400 |  |  |  | Full Capacity | 1 |  |  | Group D | 1 | 1 | 400 | Battery | 405.6634 | 400 | 0 | 0 | 0 | 0 | 0 | 0 | 0 | 0 | 0 | 0 | SAN BERNARDINO | CA | SCE | Eastern | 0.13 | 0.48 | Etiwanda Substation 230 kV | Etiwanda | 230 | 2024-06-30 07:00 | 2031-02-26 08:00 | 2031 |  | NA | Complete | Complete | NA |  | 0
CARMINE | 2033 | 2021-04-01 | 2021-04-15 07:00 | ACTIVE | C14 | Storage |  |  | Battery |  |  | 360.296 | [6 empty] | 350 |  |  |  | Full Capacity | Not in Report |  | Off-Peak Deliverability | Group D | 0 | 0 | 0 | Battery | 360.296 | 0 | 0 | 0 | 0 | 0 | 0 | 0 | 0 | 0 | 0 | 0 | RIVERSIDE | CA | SCE | Eastern | 0.13 | 0.48 | Colorado River Substation 230 kV | Colorado River | 230 | 2024-11-01 07:00 | 2030-12-26 08:00 | 2031 |  | NA | Complete | Complete | NA |  | 0
HUB CITY ENERGY STORAGE | 2034 | 2021-04-03 | 2021-04-15 07:00 | ACTIVE | C14 | Storage |  |  | Battery |  |  | 261 | [6 empty] | 250 |  |  |  | Partial Capacity | 0.4 | 40 |  | Group D | 1 | 0.4 | 100 | Battery | 261 | 100 | 0 | 0 | 0 | 0 | 0 | 0 | 0 | 0 | 0 | 0 | SAN BERNARDINO | CA | SCE | Eastern | 0.13 | 0.48 | Devers 220kV | Devers | 230 | 2025-06-01 07:00 | 2031-01-01 08:00 | 2031 |  | NA | Complete | Complete | NA |  | 0
REDONDA | 2036 | 2021-04-05 | 2021-04-15 07:00 | ACTIVE | C14 | Photovoltaic | Storage |  | Solar | Battery |  | 273.0212 |  |  | 268.7138 |  |  |  | 250 |  |  |  | Full Capacity | 1 |  | Off-Peak Deliverability | Group A | 1 | 1 | 250 | Solar-Hybrid | 268.7138 | 250 | 0 | 0 | 273.0212 | 0 | 0 | 0 | 0 | 0 | 0 | 0 | RIVERSIDE | CA | SCE | Eastern | 0.13 | 0.48 | Red Bluff Substation 220 kV | Red bluff | 230 | 2024-12-01 08:00 | 2031-01-01 08:00 | 2031 |  | NA | Complete | Complete | NA |  | 0
SARGASSO STORAGE | 2037 | 2021-04-06 | 2021-04-15 07:00 | ACTIVE | C14 | Storage |  |  | Battery |  |  | 202.8 | [6 empty] | 200 |  |  |  | Full Capacity | Not in Report |  |  | Group D | 0 | 0 | 0 | Battery | 202.8 | 0 | 0 | 0 | 0 | 0 | 0 | 0 | 0 | 0 | 0 | 0 | SAN BERNARDINO | CA | SCE | Eastern | 0.13 | 0.48 | San Bernadino 230 kV | San Bernardino | 230 | 2024-12-15 08:00 | 2032-05-26 07:00 | 2032 |  | NA | Complete | Complete | NA |  | 0
SANDRIFT STORAGE 1 | 2039 | 2021-04-07 | 2021-04-15 07:00 | ACTIVE | C14 | Storage |  |  | Battery |  |  | 254.77 | [6 empty] | 250 |  |  |  | Partial Capacity | 0.88 | 88.43 |  | Group A | 1 | 0.88 | 220 | Battery | 254.77 | 220 | 0 | 0 | 0 | 0 | 0 | 0 | 0 | 0 | 0 | 0 | RIVERSIDE | CA | SCE | Eastern | 0.13 | 0.48 | Red Bluff Substation 230 kV | Red bluff | 230 | 2023-12-31 08:00 | 2030-12-26 08:00 | 2031 |  | NA | Complete | Complete | NA |  | 0
SANDRIFT STORAGE 2 | 2041 | 2021-04-07 | 2021-04-15 07:00 | ACTIVE | C14 | Storage |  |  | Battery |  |  | 254.77 | [6 empty] | 250 |  |  |  | Partial Capacity | 0.88 | 88.43 |  | Group A | 1 | 0.88 | 220 | Battery | 254.77 | 220 | 0 | 0 | 0 | 0 | 0 | 0 | 0 | 0 | 0 | 0 | RIVERSIDE | CA | SCE | Eastern | 0.13 | 0.48 | Red Bluff Substation 230 kV | Red bluff | 230 | 2023-12-31 08:00 | 2030-12-26 08:00 | 2031 |  | NA | Complete | Complete | NA |  | 0
EASLEY | 2042 | 2021-04-08 | 2021-04-15 07:00 | ACTIVE | C14 | Storage | Photovoltaic |  | Battery | Solar |  | 650 |  | 100 | 350 |  | 175 |  | 650 |  |  |  | Partial Capacity | 0.69 | 69 | Off-Peak Deliverability | Group A | 1 | 0.69 | 448.5 | Solar-Hybrid | 550 | 348.5 | 0 | 0 | 175 | 0 | 0 | 0 | 0 | 0 | 0 | 0 | RIVERSIDE | CA | SCE | Eastern | 0.13 | 0.48 | Red Bluff Substation 500 kV | Red bluff | 500 | 2024-12-31 08:00 | 2028-03-06 08:00 | 2028 |  | NA | Complete | Complete | NA |  | 0
PICADOR ENERGY STORAGE | 2043 | 2021-04-06 | 2021-04-15 07:00 | ACTIVE | C14 | Storage |  |  | Battery |  |  | 252 | [6 empty] | 250 |  |  |  | Full Capacity | Not in Report |  |  | Group D | 0 | 0 | 0 | Battery | 252 | 0 | 0 | 0 | 0 | 0 | 0 | 0 | 0 | 0 | 0 | 0 | SAN BERNARDINO | CA | SCE | Eastern | 0.13 | 0.48 | Etiwanda Substation 230 kV | Etiwanda | 230 | 2024-08-01 07:00 | 2032-05-26 07:00 | 2032 |  | NA | Complete | Complete | NA |  | 0
INVICTUS | 2045 | 2021-04-10 | 2021-04-15 07:00 | ACTIVE | C14 | Storage | Photovoltaic |  | Battery | Solar |  | 430.192 |  |  | 430.192 |  |  |  | 300 |  |  |  | Full Capacity | Not in Report |  | Off-Peak Deliverability | Group B | 0 | 0 | 0 | Solar-Hybrid | 430.192 | 0 | 0 | 0 | 430.192 | 0 | 0 | 0 | 0 | 0 | 0 | 0 | RIVERSIDE | CA | SCE | Eastern | 0.13 | 0.48 | Colorado River 230 kV | Colorado River | 230 | 2025-12-15 08:00 | 2029-11-26 08:00 | 2030 |  | NA | Complete | Complete | NA |  | 0
TWIN PALMS SOLAR | 2048 | 2021-04-08 | 2021-04-15 07:00 | ACTIVE | C14 | Storage | Photovoltaic |  | Battery | Solar |  | 288.144 |  |  | 288 |  |  |  | 280 |  |  |  | Full Capacity | 1 |  | Off-Peak Deliverability | Group A | 1 | 1 | 280 | Solar-Hybrid | 288.144 | 280 | 0 | 0 | 288 | 0 | 0 | 0 | 0 | 0 | 0 | 0 | RIVERSIDE | CA | SCE | Eastern | 0.13 | 0.48 | Colorado River Substation 230 kV | Colorado River | 230 | 2025-10-30 07:00 | 2030-01-30 08:00 | 2030 |  | NA | Complete | Complete | NA |  | 0
ARDILLA | 2049 | 2021-04-09 | 2021-04-15 07:00 | ACTIVE | C14 | Storage |  |  | Battery |  |  | 410.76 | [6 empty] | 400 |  |  |  | Full Capacity | Not in Report |  |  | Group D | 0 | 0 | 0 | Battery | 410.76 | 0 | 0 | 0 | 0 | 0 | 0 | 0 | 0 | 0 | 0 | 0 | RIVERSIDE | CA | SCE | Eastern | 0.13 | 0.48 | Devers Substation 230kV | Devers | 230 | 2025-11-30 08:00 | 2032-04-26 07:00 | 2032 |  | NA | Complete | Complete | NA |  | 0
ETERNAL 2 | 2050 | 2021-04-13 | 2021-04-15 07:00 | ACTIVE | C14 | Storage | Storage |  | Pumped-Storage hydro | Battery |  | 1417 |  |  | 1434.4 |  |  |  | 1400 |  |  |  | Full Capacity | Not in Report |  | Off-Peak Deliverability | Group D | 0 | 0 | 0 | LDES | 1434.4 | 0 | 1417 | 0 | 0 | 0 | 0 | 0 | 0 | 0 | 0 | 0 | RIVERSIDE | CA | SCE | Eastern | 0.13 | 0.48 | Red Bluff Substation 500 kV | Red bluff | 500 | 2026-12-01 08:00 | 2031-11-26 08:00 | 2032 |  | NA | Complete | Complete | NA |  | 0
SALVADOR | 2051 | 2021-04-13 | 2021-04-15 07:00 | ACTIVE | C14 | Photovoltaic | Storage |  | Solar | Battery |  | 65 |  |  | 404.8 |  |  |  | 400 |  |  |  | Full Capacity | Not in Report |  | Off-Peak Deliverability | Group D | 0 | 0 | 0 | Solar-Hybrid | 404.8 | 0 | 0 | 0 | 65 | 0 | 0 | 0 | 0 | 0 | 0 | 0 | RIVERSIDE | CA | SCE | Eastern | 0.13 | 0.48 | MIRAGE Substation 220 kV | Mirage | 230 | 2025-12-15 08:00 | 2030-12-26 08:00 | 2031 |  | NA | Complete | Complete | NA |  | 0
BOUSE SOLAR AND STORAGE PLANT | 2052 | 2021-04-15 | 2021-04-15 07:00 | ACTIVE | C14 | Photovoltaic | Storage |  | Solar | Battery |  | 1009.9 |  |  | 1010.88 |  |  |  | 1000 |  |  |  | Full Capacity | Not in Report |  | Off-Peak Deliverability | Group D | 0 | 0 | 0 | Solar-Hybrid | 1010.88 | 0 | 0 | 0 | 1009.9 | 0 | 0 | 0 | 0 | 0 | 0 | 0 | LA PAZ | AZ | SCE | Eastern | 0.13 | 0.48 | Colorado River - Palo Verde 500kV | Cielo Azul | 500 | 2026-02-05 08:00 | 2033-12-26 08:00 | 2034 |  | NA | Complete | Complete | NA |  | 0
EUISMOD | 2055 | 2021-04-01 | 2021-04-15 07:00 | ACTIVE | C14 | Photovoltaic | Storage |  | Solar | Battery |  | 623.48 |  |  | 623.48 |  |  |  | 600 |  |  |  | Full Capacity | 1 |  | Off-Peak Deliverability | Group B | 1 | 1 | 600 | Solar-Hybrid | 623.48 | 600 | 0 | 0 | 623.48 | 0 | 0 | 0 | 0 | 0 | 0 | 0 | KERN | CA | SCE | Northern | 0.13 | 0.48 | WHIRLWIND Substation 230 kV | Whirlwind | 230 | 2024-06-30 07:00 | 2033-02-26 08:00 | 2033 |  | NA | Complete | Complete | NA |  | 0
QUERCUS | 2056 | 2021-04-01 | 2021-04-15 07:00 | ACTIVE | C14 | Storage |  |  | Battery |  |  | 405.6634 | [6 empty] | 400 |  |  |  | Full Capacity | Not in Report |  |  |  | 0 | 0 | 0 | Battery | 405.6634 | 0 | 0 | 0 | 0 | 0 | 0 | 0 | 0 | 0 | 0 | 0 | LOS ANGELES | CA | SCE | Northern | 0.13 | 0.48 | Pardee-Vincent No1 230kV Line | Vincent | 230 | 2024-06-30 07:00 | 2034-12-26 08:00 | 2035 |  | NA | Complete | Complete | NA |  | 0
FOUR CREEKS ENERGY STORAGE | 2058 | 2021-04-02 | 2021-04-15 07:00 | ACTIVE | C14 | Storage |  |  | Battery |  |  | 261 | [6 empty] | 250 |  |  |  | Full Capacity | Not in Report |  |  | Group B | 0 | 0 | 0 | Battery | 261 | 0 | 0 | 0 | 0 | 0 | 0 | 0 | 0 | 0 | 0 | 0 | TULARE | CA | SCE | Northern | 0.13 | 0.48 | Rector Substation 230 kV | Rector | 230 | 2025-06-01 07:00 | 2030-07-01 07:00 | 2030 |  | NA | Complete | Complete | NA |  | 0
J90 ENERGY STORAGE | 2059 | 2021-04-02 | 2021-04-15 07:00 | ACTIVE | C14 | Storage |  |  | Battery |  |  | 261 | [6 empty] | 250 |  |  |  | Full Capacity | 1 |  | Off-Peak Deliverability | Group B | 1 | 1 | 250 | Battery | 261 | 250 | 0 | 0 | 0 | 0 | 0 | 0 | 0 | 0 | 0 | 0 | LOS ANGELES | CA | SCE | Northern | 0.13 | 0.48 | Antelope Substation 230 kV | Antelope | 230 | 2025-06-01 07:00 | 2033-02-26 08:00 | 2033 |  | NA | Complete | Complete | NA | In Progress | 0
SAGEBRUSH ENERGY STORAGE | 2060 | 2021-04-05 | 2021-04-15 07:00 | ACTIVE | C14 | Storage |  |  | Battery |  |  | 528 | [6 empty] | 500 |  |  |  | Partial Capacity | 1 | 50 |  | Group D | 1 | 1 | 500 | Battery | 528 | 500 | 0 | 0 | 0 | 0 | 0 | 0 | 0 | 0 | 0 | 0 | KERN | CA | SCE | Northern | 0.13 | 0.48 | Vincent Substation 230 kV | Vincent | 230 | 2025-07-01 07:00 | 2033-02-26 08:00 | 2033 |  | NA | Complete | Complete | NA |  | 0
JUNIPER STORAGE | 2061 | 2021-04-05 | 2021-04-15 07:00 | ACTIVE | C14 | Photovoltaic | Storage |  | Solar | Battery |  | 153.5 |  |  | 153.5 |  |  |  | 150 |  |  |  | Full Capacity | Not in Report |  | Off-Peak Deliverability |  | 0 | 0 | 0 | Solar-Hybrid | 153.5 | 0 | 0 | 0 | 153.5 | 0 | 0 | 0 | 0 | 0 | 0 | 0 | LOS ANGELES | CA | SCE | Northern | 0.13 | 0.48 | Vincent - Pearblossom 230 kV line | Vincent | 230 | 2024-06-30 07:00 | 2033-02-26 08:00 | 2033 |  | NA | Complete | Complete | NA |  | 0
DORIAN STORAGE | 2062 | 2021-04-06 | 2021-04-15 07:00 | ACTIVE | C14 | Storage |  |  | Battery |  |  | 213.5926 | [6 empty] | 200 |  |  |  | Full Capacity | 1 |  | Off-Peak Deliverability | Group D | 1 | 1 | 200 | Battery | 213.5926 | 200 | 0 | 0 | 0 | 0 | 0 | 0 | 0 | 0 | 0 | 0 | LOS ANGELES | CA | SCE | Northern | 0.13 | 0.48 | Antelope Substation 230 kV | Antelope | 230 | 2025-10-01 07:00 | 2034-08-26 07:00 | 2034 |  | NA | Complete | Complete | NA |  | 0
ELION ENERGY STORAGE | 2064 | 2021-04-06 | 2021-04-15 07:00 | ACTIVE | C14 | Storage |  |  | Battery |  |  | 302.4 | [6 empty] | 300 |  |  |  | Full Capacity | 1 |  |  | Group D | 1 | 1 | 300 | Battery | 302.4 | 300 | 0 | 0 | 0 | 0 | 0 | 0 | 0 | 0 | 0 | 0 | LOS ANGELES | CA | SCE | Northern | 0.13 | 0.48 | Antelope ValleySubstation 230 kV | Antelope | 230 | 2024-08-01 07:00 | 2034-05-26 07:00 | 2034 |  | NA | Complete | Complete | NA |  | 0
DRIFTER ENERGY STORAGE | 2066 | 2021-04-06 | 2021-04-15 07:00 | ACTIVE | C14 | Storage |  |  | Battery |  |  | 504.8 |  | 350 |  |  |  |  | 500 |  |  |  | Full Capacity | Not in Report |  |  | Group B | 0 | 0 | 0 | Battery | 154.8 | 0 | 0 | 0 | 0 | 0 | 0 | 0 | 0 | 0 | 0 | 0 | VENTURA | CA | SCE | Northern | 0.13 | 0.48 | Moorpark Substation 230 kV | Moorpark | 230 | 2024-08-01 07:00 | 2033-03-26 07:00 | 2033 |  | NA | Complete | Complete | NA |  | 0
BOBOR STORAGE | 2068 | 2021-04-07 | 2021-04-15 07:00 | ACTIVE | C14 | Storage |  |  | Battery |  |  | 152.1 | [6 empty] | 150 |  |  |  | Full Capacity | Not in Report |  |  | Group D | 0 | 0 | 0 | Battery | 152.1 | 0 | 0 | 0 | 0 | 0 | 0 | 0 | 0 | 0 | 0 | 0 | TULARE | CA | SCE | Northern | 0.13 | 0.48 | Rector Substation 230 kV | Rector | 230 | 2025-12-15 08:00 | 2030-12-26 08:00 | 2031 |  | NA | Complete | Complete | NA |  | 0
SOLEIL CANTIL | 2078 | 2021-04-09 | 2021-04-15 07:00 | ACTIVE | C14 | Photovoltaic | Storage |  | Solar | Battery |  | 372.3 |  |  | 225 |  |  |  | 350 |  |  |  | Full Capacity | Not in Report |  | Off-Peak Deliverability |  | 0 | 0 | 0 | Solar-Hybrid | 225 | 0 | 0 | 0 | 372.3 | 0 | 0 | 0 | 0 | 0 | 0 | 0 | KERN | CA | SCE | Northern | 0.13 | 0.48 | Windhub Substation 500kV | Windhub | 500 | 2024-06-01 07:00 | 2033-02-26 08:00 | 2033 |  | NA | Complete | Complete | NA |  | 0
RANGELAND SOLAR | 2080 | 2021-04-12 | 2021-04-15 07:00 | ACTIVE | C14 | Photovoltaic | Storage |  | Solar | Battery |  | 113.832 |  |  | 102.672 |  |  |  | 210 |  |  |  | Full Capacity | Not in Report |  | Off-Peak Deliverability | Group A | 0 | 0 | 0 | Solar-Hybrid | 102.672 | 0 | 0 | 0 | 113.832 | 0 | 0 | 0 | 0 | 0 | 0 | 0 | LOS ANGELES | CA | SCE | Northern | 0.13 | 0.48 | Antelope- Magunden #2 230 kV line | Antelope | 230 | 2024-10-30 07:00 | 2033-08-26 07:00 | 2033 |  | NA | Complete | Complete | NA |  | 0
MINERAL KING SOLAR | 2081 | 2021-04-09 | 2021-04-15 07:00 | ACTIVE | C14 | Photovoltaic | Storage |  | Solar | Battery |  | 215.4124 |  |  | 214.0983 |  |  |  | 200 |  |  |  | Full Capacity | Not in Report |  | Off-Peak Deliverability |  | 0 | 0 | 0 | Solar-Hybrid | 214.0983 | 0 | 0 | 0 | 215.4124 | 0 | 0 | 0 | 0 | 0 | 0 | 0 | TULARE | CA | SCE | Northern | 0.13 | 0.48 | Rector Substation 220 kV | Rector | 230 | 2026-12-31 08:00 | 2029-09-26 07:00 | 2029 |  | NA | Complete | Complete | NA |  | 0
ELECTRON | 2082 | 2021-04-12 | 2021-04-15 07:00 | ACTIVE | C14 | Storage |  |  | Battery |  |  | 300 | [6 empty] | 300 |  |  |  | Energy Only | Not in Report |  |  |  | 0 | 0 | 0 | Battery | 300 | 0 | 0 | 0 | 0 | 0 | 0 | 0 | 0 | 0 | 0 | 0 | LOS ANGELES | CA | SCE | Northern | 0.13 | 0.48 | ANTELOPE Substation 220 kV | Antelope | 230 | 2024-06-01 07:00 | 2033-01-26 08:00 | 2033 |  | NA | Complete | Complete | NA |  | 0
SOLSKEN | 2085 | 2021-04-09 | 2021-04-15 07:00 | ACTIVE | C14 | Storage | Photovoltaic |  | Battery | Solar |  | 345 |  |  | 464.42 |  |  |  | 460 |  |  |  | Full Capacity | Not in Report |  | Off-Peak Deliverability |  | 0 | 0 | 0 | Solar-Hybrid | 345 | 0 | 0 | 0 | 464.42 | 0 | 0 | 0 | 0 | 0 | 0 | 0 | TULARE | CA | SCE | Northern | 0.13 | 0.48 | Springville Substation 230 kV | Springville | 230 | 2024-04-15 07:00 | 2033-02-26 08:00 | 2033 |  | NA | Complete | Complete | NA |  | 0
GREASEWOOD ENERGY STORAGE | 2089 | 2021-04-14 | 2021-04-15 07:00 | ACTIVE | C14 | Storage |  |  | Battery |  |  | 513.2 | [6 empty] | 500 |  |  |  | Full Capacity | 1 |  |  | Group D | 1 | 1 | 500 | Battery | 513.2 | 500 | 0 | 0 | 0 | 0 | 0 | 0 | 0 | 0 | 0 | 0 | KERN | CA | SCE | Northern | 0.13 | 0.48 | Whirlwind Substation 500 kV | Whirlwind | 500 | 2025-06-01 07:00 | 2033-02-26 08:00 | 2033 |  | NA | Complete | Complete | NA |  | 0
GWENT STORAGE 2 | 2090 | 2021-04-14 | 2021-04-15 07:00 | ACTIVE | C14 | Storage |  |  | Battery |  |  | 473 | [6 empty] | 465 |  |  |  | Full Capacity | Not in Report |  |  | Group D | 0 | 0 | 0 | Battery | 473 | 0 | 0 | 0 | 0 | 0 | 0 | 0 | 0 | 0 | 0 | 0 | VENTURA | CA | SCE | Northern | 0.13 | 0.48 | Moorpark Substation 230 kV | Moorpark | 230 | 2023-12-15 08:00 | 2033-01-26 08:00 | 2033 |  | NA | Complete | Complete | NA |  | 0
MAATHAI | 2091 | 2021-04-14 | 2021-04-15 07:00 | ACTIVE | C14 | Storage |  |  | Battery |  |  | 256 | [6 empty] | 250 |  |  |  | Full Capacity | 1 |  |  | Group D | 1 | 1 | 250 | Battery | 256 | 250 | 0 | 0 | 0 | 0 | 0 | 0 | 0 | 0 | 0 | 0 | LOS ANGELES | CA | SCE | Northern | 0.13 | 0.48 | Vincent Substation 230 kV | Vincent | 230 | 2023-12-15 08:00 | 2033-01-26 08:00 | 2033 |  | NA | Complete | Complete | NA |  | 0
ROSA STORAGE | 2092 | 2021-04-14 | 2021-04-15 07:00 | ACTIVE | C14 | Storage |  |  | Battery |  |  | 511.725 | [6 empty] | 500 |  |  |  | Full Capacity | Not in Report |  |  | Group D | 0 | 0 | 0 | Battery | 511.725 | 0 | 0 | 0 | 0 | 0 | 0 | 0 | 0 | 0 | 0 | 0 | VENTURA | CA | SCE | Northern | 0.13 | 0.48 | Moorpark Substation 230 kV | Moorpark | 230 | 2025-06-01 07:00 | 2034-06-27 07:00 | 2034 |  | NA | Complete | Complete | NA |  | 0
HIDALGO ENERGY STORAGE | 2096 | 2021-04-02 | 2021-04-15 07:00 | ACTIVE | C14 | Storage |  |  | Battery |  |  | 408.12 | [6 empty] | 400 |  |  |  | Partial Capacity | 0.7 | 70 |  | Group B | 1 | 0.7 | 280 | Battery | 408.12 | 280 | 0 | 0 | 0 | 0 | 0 | 0 | 0 | 0 | 0 | 0 | SAN BERNARDINO | CA | SCE | NOL | 0.13 | 0.48 | Kramer-Lugo #1 220 kV | New Sub - Kramer - Lugo (Proposed) | 230 | 2024-06-01 07:00 | 2033-09-26 07:00 | 2033 |  | NA | Complete | Complete | NA |  | 0
SIENNA SOLAR 2 | 2097 | 2021-04-02 | 2021-04-15 07:00 | ACTIVE | C14 | Photovoltaic | Storage |  | Solar | Battery |  | 56 |  |  | 56 |  |  |  | 55 |  |  |  | Full Capacity | 1 |  | Off-Peak Deliverability | Group D | 1 | 1 | 55 | Solar-Hybrid | 56 | 55 | 0 | 0 | 56 | 0 | 0 | 0 | 0 | 0 | 0 | 0 | SAN BERNARDINO | CA | SCE | NOL | 0.13 | 0.48 | Calcite Substation 230 kV | Calcite | 230 | 2025-12-01 08:00 | 2029-03-26 07:00 | 2029 |  | NA | Complete | Complete | NA |  | 0
CUERNO GRANDE WIND | 2098 | 2021-04-09 | 2021-04-15 07:00 | ACTIVE | C14 | Wind Turbine |  |  | Wind Turbine |  |  | 150 | [6 empty] | 150 |  |  |  | Full Capacity | Not in Report |  | Off-Peak Deliverability | Group D | 0 | 0 | 0 | Wind Turbine | 0 | 0 | 0 | 0 | 0 | 0 | 0 | 0 | 150 | 0 | 0 | 0 | SAN BERNARDINO | CA | SCE | NOL | 0.13 | 0.48 | Lugo-Pisgah 230 kV | New Sub - Lugo - Pisgah (Proposed) | 230 | 2025-10-01 07:00 | 2035-04-10 07:00 | 2035 |  | NA | Complete | Complete | NA |  | 0
WESTON STORAGE | 2101 | 2021-04-08 | 2021-04-15 07:00 | ACTIVE | C14 | Storage |  |  | Battery |  |  | 213.5957 | [6 empty] | 200 |  |  |  | Full Capacity | Not in Report |  | Off-Peak Deliverability | Group D | 0 | 0 | 0 | Battery | 213.5957 | 0 | 0 | 0 | 0 | 0 | 0 | 0 | 0 | 0 | 0 | 0 | SAN BERNARDINO | CA | SCE | NOL | 0.13 | 0.48 | Kramer Substation 230 kV | Kramer | 230 | 2025-10-01 07:00 | 2031-03-26 07:00 | 2031 |  | NA | Complete | Complete | NA |  | 0
CADY SOLAR | 2103 | 2021-04-09 | 2021-04-15 07:00 | ACTIVE | C14 | Photovoltaic | Storage |  | Solar | Battery |  | 312.96 |  |  | 312.96 |  |  |  | 300 |  |  |  | Partial Capacity | 0.8 | 80 | Off-Peak Deliverability | Group D | 1 | 0.8 | 240 | Solar-Hybrid | 312.96 | 240 | 0 | 0 | 312.96 | 0 | 0 | 0 | 0 | 0 | 0 | 0 | SAN BERNARDINO | CA | SCE | NOL | 0.13 | 0.48 | Pisgah Substation 230 kV | Pisgah | 230 | 2025-11-30 08:00 | 2031-02-26 08:00 | 2031 |  | NA | Complete | Complete | NA |  | 0
DOS PALMAS | 2104 | 2021-04-09 | 2021-04-15 07:00 | ACTIVE | C14 | Storage |  |  | Battery |  |  | 410.76 | [6 empty] | 400 |  |  |  | Full Capacity | 1 |  |  | Group D | 1 | 1 | 400 | Battery | 410.76 | 400 | 0 | 0 | 0 | 0 | 0 | 0 | 0 | 0 | 0 | 0 | SAN BERNARDINO | CA | SCE | NOL | 0.13 | 0.48 | Victor Substation 230 kV | Victor | 230 | 2025-11-30 08:00 | 2031-04-26 07:00 | 2031 |  | NA | Complete | Complete | NA |  | 0
CONDUIT ENERGY STORAGE | 2105 | 2021-04-14 | 2021-04-15 07:00 | ACTIVE | C14 | Storage |  |  | Battery |  |  | 512.58 | [6 empty] | 500 |  |  |  | Full Capacity | 1 |  |  | Group D | 1 | 1 | 500 | Battery | 512.58 | 500 | 0 | 0 | 0 | 0 | 0 | 0 | 0 | 0 | 0 | 0 | SAN BERNARDINO | CA | SCE | NOL | 0.13 | 0.48 | Lugo Substation 500 kV | Lugo | 500 | 2025-06-01 07:00 | 2031-02-26 08:00 | 2031 |  | NA | Complete | Complete | NA |  | 0
ADAGIO | 2109 | 2021-04-01 | 2021-04-15 07:00 | ACTIVE | C14 | Storage |  |  | Battery |  |  | 405.6634 | [6 empty] | 400 |  |  |  | Full Capacity | Not in Report |  |  |  | 0 | 0 | 0 | Battery | 405.6634 | 0 | 0 | 0 | 0 | 0 | 0 | 0 | 0 | 0 | 0 | 0 | LOS ANGELES | CA | SCE | Metro | 0.13 | 0.48 | Hinson Substation 230 kV | Hinson | 230 | 2024-06-30 07:00 | 2032-04-28 07:00 | 2032 |  | NA | Complete | Complete | NA |  | 0
FLEETWOOD | 2111 | 2021-04-01 | 2021-04-15 07:00 | ACTIVE | C14 | Storage |  |  | Battery |  |  | 405.5148 | [6 empty] | 400 |  |  |  | Full Capacity | Not in Report |  |  |  | 0 | 0 | 0 | Battery | 405.5148 | 0 | 0 | 0 | 0 | 0 | 0 | 0 | 0 | 0 | 0 | 0 | LOS ANGELES | CA | SCE | Metro | 0.13 | 0.48 | Litehipe Substation 230 kV | Lighthipe | 230 | 2024-06-30 07:00 | 2032-04-28 07:00 | 2032 |  | NA | Complete | Complete | NA |  | 0
GABRIEL STORAGE | 2113 | 2021-04-01 | 2021-04-15 07:00 | ACTIVE | C14 | Storage |  |  | Battery |  |  | 405.7509 |  | 175 |  |  |  |  | 400 |  |  |  | Full Capacity | 1 |  |  | Group B | 1 | 1 | 400 | Battery | 230.7509 | 225 | 0 | 0 | 0 | 0 | 0 | 0 | 0 | 0 | 0 | 0 | LOS ANGELES | CA | SCE | Metro | 0.13 | 0.48 | Rio Hondo Substation 230 kV | Rio Hondo | 230 | 2024-06-30 07:00 | 2033-02-26 08:00 | 2033 |  | NA | Complete | Complete | NA |  | 0
DIRAC | 2114 | 2021-04-01 | 2021-04-15 07:00 | ACTIVE | C14 | Storage |  |  | Battery |  |  | 403.4 | [6 empty] | 400 |  |  |  | Full Capacity | 1 |  |  | Group D | 1 | 1 | 400 | Battery | 403.4 | 400 | 0 | 0 | 0 | 0 | 0 | 0 | 0 | 0 | 0 | 0 | SAN BERNARDINO | CA | SCE | Metro | 0.13 | 0.48 | Chino Substation 230 kV | Chino | 230 | 2024-06-30 07:00 | 2031-02-26 08:00 | 2031 |  | NA | Complete | Complete | NA |  | 0
SIMON | 2115 | 2021-04-01 | 2021-04-15 07:00 | ACTIVE | C14 | Storage |  |  | Battery |  |  | 405.7509 | [6 empty] | 400 |  |  |  | Full Capacity | Not in Report |  |  |  | 0 | 0 | 0 | Battery | 405.7509 | 0 | 0 | 0 | 0 | 0 | 0 | 0 | 0 | 0 | 0 | 0 | LOS ANGELES | CA | SCE | Metro | 0.13 | 0.48 | La Cienega Substation 230 kV | La Cienega | 230 | 2024-06-30 07:00 | 2032-04-26 07:00 | 2032 |  | NA | Complete | Complete | NA |  | 0
MARICI | 2116 | 2021-04-01 | 2021-04-15 07:00 | ACTIVE | C14 | Storage |  |  | Battery |  |  | 405.5148 |  | 400 |  |  |  |  | 400 |  |  |  | Full Capacity | 1 |  |  | Group D | 1 | 1 | 400 | Battery | 5.5148 | 0 | 0 | 0 | 0 | 0 | 0 | 0 | 0 | 0 | 0 | 0 | LOS ANGELES | CA | SCE | Metro | 0.13 | 0.48 | Walnut Substation 230 kV | Walnut | 230 | 2024-06-30 07:00 | 2031-02-26 08:00 | 2031 |  | NA | Complete | Complete | NA |  | 0
CORAL REEF | 2117 | 2021-04-01 | 2021-04-15 07:00 | ACTIVE | C14 | Storage |  |  | Battery |  |  | 405.6634 | [6 empty] | 400 |  |  |  | Full Capacity | Not in Report |  |  |  | 0 | 0 | 0 | Battery | 405.6634 | 0 | 0 | 0 | 0 | 0 | 0 | 0 | 0 | 0 | 0 | 0 | LOS ANGELES | CA | SCE | Metro | 0.13 | 0.48 | El Nido Substation 230 kV | El Nido (SCE) | 230 | 2024-06-30 07:00 | 2032-04-26 07:00 | 2032 |  | NA | Complete | Complete | NA |  | 0
GREENWOOD ENERGY STORAGE | 2121 | 2021-04-06 | 2021-04-15 07:00 | ACTIVE | C14 | Storage |  |  | Battery |  |  | 252 | [6 empty] | 250 |  |  |  | Full Capacity | 1 |  |  | Group D | 1 | 1 | 250 | Battery | 252 | 250 | 0 | 0 | 0 | 0 | 0 | 0 | 0 | 0 | 0 | 0 | LOS ANGELES | CA | SCE | Metro | 0.13 | 0.48 | Mesa Substation 500 kV | Mesa (SCE) | 500 | 2024-08-01 07:00 | 2032-05-26 07:00 | 2032 |  | NA | Complete | Complete | NA |  | 0
TABLA ENERGY STORAGE | 2124 | 2021-04-06 | 2021-04-15 07:00 | ACTIVE | C14 | Storage |  |  | Battery |  |  | 302.4 | [6 empty] | 300 |  |  |  | Full Capacity | 1 |  |  | Group D | 1 | 1 | 300 | Battery | 302.4 | 300 | 0 | 0 | 0 | 0 | 0 | 0 | 0 | 0 | 0 | 0 | LOS ANGELES | CA | SCE | Metro | 0.13 | 0.48 | Rio Hondo Substation 230 kV | Rio Hondo | 230 | 2024-08-01 07:00 | 2032-05-26 07:00 | 2032 |  | NA | Complete | Complete | NA |  | 0
TYRELL ENERGY STORAGE | 2125 | 2021-04-06 | 2021-04-15 07:00 | ACTIVE | C14 | Storage |  |  | Battery |  |  | 302.4 | [6 empty] | 300 |  |  |  | Full Capacity | 1 |  |  | Group D | 1 | 1 | 300 | Battery | 302.4 | 300 | 0 | 0 | 0 | 0 | 0 | 0 | 0 | 0 | 0 | 0 | ORANGE | CA | SCE | Metro | 0.13 | 0.48 | Viejo Substation 230kV | Viejo | 230 | 2024-08-01 07:00 | 2032-05-26 07:00 | 2032 |  | NA | Complete | Complete | NA |  | 0
OTROS ALAMITOS ENERGY STORAGE | 2127 | 2021-04-08 | 2021-04-15 07:00 | ACTIVE | C14 | Storage |  |  | Battery |  |  | 241.5 | [6 empty] | 236 |  |  |  | Full Capacity | 1 |  |  | Group D | 1 | 1 | 236 | Battery | 241.5 | 236 | 0 | 0 | 0 | 0 | 0 | 0 | 0 | 0 | 0 | 0 | LOS ANGELES | CA | SCE | Metro | 0.13 | 0.48 | Alamitos 220 kV | Alamitos | 230 | 2025-10-30 07:00 | 2031-08-26 07:00 | 2031 |  | NA | Complete | Complete | NA |  | 0
LOS NIETOS | 2129 | 2021-04-08 | 2021-04-15 07:00 | ACTIVE | C14 | Storage |  |  | Battery |  |  | 102.26 | [6 empty] | 100 |  |  |  | Full Capacity | 1 |  |  | Group D | 1 | 1 | 100 | Battery | 102.26 | 100 | 0 | 0 | 0 | 0 | 0 | 0 | 0 | 0 | 0 | 0 | ORANGE | CA | SCE | Metro | 0.13 | 0.48 | Johanna Substation 230 kV | Johanna | 230 | 2024-11-01 07:00 | 2031-04-26 07:00 | 2031 |  | NA | Complete | Complete | NA |  | 0
MERLIN STORAGE | 2131 | 2021-04-09 | 2021-04-15 07:00 | ACTIVE | C14 | Storage |  |  | Battery |  |  | 200 | [6 empty] | 200 |  |  |  | Full Capacity | Not in Report |  |  |  | 0 | 0 | 0 | Battery | 200 | 0 | 0 | 0 | 0 | 0 | 0 | 0 | 0 | 0 | 0 | 0 | LOS ANGELES | CA | SCE | Metro | 0.13 | 0.48 | Hinson Substation 220 kV | Hinson | 230 | 2023-06-01 07:00 | 2032-05-26 07:00 | 2032 |  | NA | Complete | Complete | NA |  | 0
LOPEZ BESS | 2134 | 2021-04-12 | 2021-04-15 07:00 | ACTIVE | C14 | Storage |  |  | Battery |  |  | 171.738 | [6 empty] | 162.9 |  |  |  | Full Capacity | Not in Report |  |  | Group B | 0 | 0 | 0 | Battery | 171.738 | 0 | 0 | 0 | 0 | 0 | 0 | 0 | 0 | 0 | 0 | 0 | LOS ANGELES | CA | SCE | Metro | 0.13 | 0.48 | Sylmar-Gould line 230 kV | Sylmar | 230 | 2024-06-01 07:00 | 2033-06-26 07:00 | 2033 |  | NA | Complete | Complete | NA |  | 0
HAVEN STORAGE | 2136 | 2021-04-09 | 2021-04-15 07:00 | ACTIVE | C14 | Storage |  |  | Battery |  |  | 312.96 | [6 empty] | 300 |  |  |  | Full Capacity | 1 |  |  | Group D | 1 | 1 | 300 | Battery | 312.96 | 300 | 0 | 0 | 0 | 0 | 0 | 0 | 0 | 0 | 0 | 0 | LOS ANGELES | CA | SCE | Metro | 0.13 | 0.48 | Rio Hondo Substation 230 kV | Rio Hondo | 230 | 2025-11-30 08:00 | 2031-02-26 08:00 | 2031 |  | NA | Complete | Complete | NA |  | 0
COMMERCE ENERGY STORAGE 3 | 2139 | 2021-04-15 | 2021-04-15 07:00 | ACTIVE | C14 | Storage |  |  | Battery |  |  | 256.29 | [6 empty] | 250 |  |  |  | Full Capacity | 1 |  |  | Group D | 1 | 1 | 250 | Battery | 256.29 | 250 | 0 | 0 | 0 | 0 | 0 | 0 | 0 | 0 | 0 | 0 | L.A | CA | SCE | Metro | 0.13 | 0.48 | Laguna Bell Substation 230 kV | Laguna Bell | 230 | 2025-06-01 07:00 | 2031-02-26 08:00 | 2031 |  | NA | Complete | Complete | NA |  | 0
STERLING | 2140 | 2021-04-06 | 2021-04-15 07:00 | ACTIVE | C14 | Storage | Photovoltaic |  | Battery | Solar |  | 250 |  |  | 250 |  |  |  | 250 |  |  |  | Full Capacity | 1 |  | Off-Peak Deliverability | Group A | 1 | 1 | 250 | Solar-Hybrid | 250 | 250 | 0 | 0 | 250 | 0 | 0 | 0 | 0 | 0 | 0 | 0 | CLARK | NV | SCE | EOP | 0.13 | 0.48 | Mohave Substation 500 kV | Mohave | 500 | 2024-12-01 08:00 | 2031-05-26 07:00 | 2031 |  | NA | Complete | Complete | NA |  | 0
DELAMAR ENERGY STORAGE 2 | 2141 | 2021-04-14 | 2021-04-15 07:00 | ACTIVE | C14 | Storage |  |  | Battery |  |  | 256.29 | [6 empty] | 250 |  |  |  | Full Capacity | Not in Report |  |  | Group B | 0 | 0 | 0 | Battery | 256.29 | 0 | 0 | 0 | 0 | 0 | 0 | 0 | 0 | 0 | 0 | 0 | CLARK | NV | SCE | EOP | 0.13 | 0.48 | SCE portion of Eldorado Substation 230 kV | Eldorado | 230 | 2025-06-01 07:00 | 2027-06-26 07:00 | 2027 |  | NA | Complete | Complete | NA |  | 0
SILVER STAR SOLAR | 2142 | 2021-03-31 | 2021-04-15 07:00 | ACTIVE | C14 | Storage | Photovoltaic |  | Battery | Solar |  | 516.7638 |  |  | 516.7638 |  |  |  | 500 |  |  |  | Partial Capacity | Not in Report | 0 | Off-Peak Deliverability | Group D | 0 | 0 | 0 | Solar-Hybrid | 516.7638 | 0 | 0 | 0 | 516.7638 | 0 | 0 | 0 | 0 | 0 | 0 | 0 | NYE | NV | GLW | EOP | 0.08 | 0.48 | Lathrop Wells Substation 230 kV | Lathrop | 230 | 2028-03-31 07:00 | 2028-12-01 08:00 | 2029 |  | NA | Complete | Complete | NA |  | 0
MURRAY | 2144 | 2021-04-09 | 2021-04-15 07:00 | ACTIVE | C14 | Storage | Photovoltaic |  | Battery | Solar |  | 515.08 |  |  | 508.56 |  |  |  | 500 |  |  |  | Energy Only | Not in Report |  | Off-Peak Deliverability | Group D | 0 | 0 | 0 | Solar-Hybrid | 515.08 | 0 | 0 | 0 | 508.56 | 0 | 0 | 0 | 0 | 0 | 0 | 0 | NYE | NV | GLW | EOP | 0.08 | 0.48 | Beatty Substation 230 kV | Beatty | 230 | 2025-11-30 08:00 | 2029-03-15 07:00 | 2029 |  | NA | Complete | Complete | NA |  | 0
DANDELION HYBRID SOLAR | 2145 | 2021-04-14 | 2021-04-15 07:00 | ACTIVE | C14 | Photovoltaic | Storage |  | Solar | Battery |  | 223.33 |  |  | 110.87 |  |  |  | 220 |  |  |  | Full Capacity | Not in Report |  | Off-Peak Deliverability | Group B | 0 | 0 | 0 | Solar-Hybrid | 110.87 | 0 | 0 | 0 | 223.33 | 0 | 0 | 0 | 0 | 0 | 0 | 0 | NYE | NV | GLW | EOP | 0.08 | 0.48 | Vista Substation 230 kV | Vista (VEA) | 230 | 2024-11-30 08:00 | 2027-12-26 08:00 | 2028 |  | NA | Complete | Complete | NA |  | 0
WATER ROCK SOLAR 2 | 2146 | 2021-03-31 | 2021-04-15 07:00 | ACTIVE | C14 | Storage | Photovoltaic |  | Battery | Solar |  | 516.7638 |  |  | 516.7638 |  |  |  | 500 |  |  |  | Partial Capacity | Not in Report | 0 | Off-Peak Deliverability | Group D | 0 | 0 | 0 | Solar-Hybrid | 516.7638 | 0 | 0 | 0 | 516.7638 | 0 | 0 | 0 | 0 | 0 | 0 | 0 | NYE | NV | GLW | EOP | 0.08 | 0.48 | Gamebird Substation 230 kV | Carpenter Canyon (fka Gamebird) | 230 | 2028-03-31 07:00 | 2028-12-01 08:00 | 2029 |  | NA | Complete | Complete | NA |  | 2
KAWICH | 2147 | 2021-04-06 | 2021-04-15 07:00 | ACTIVE | C14 | Photovoltaic | Storage |  | Solar | Battery |  | 350 |  |  | 350 |  |  |  | 350 |  |  |  | Full Capacity | 1 |  | Off-Peak Deliverability | Group A | 1 | 1 | 350 | Solar-Hybrid | 350 | 350 | 0 | 0 | 350 | 0 | 0 | 0 | 0 | 0 | 0 | 0 | CLARK | NV | GLW | EOP | 0.08 | 0.48 | Innovation-Desert View 230 kV Line | Desert View | 230 | 2025-06-01 07:00 | 2029-07-27 07:00 | 2029 |  | NA | Complete | Complete | NA |  | 0
MOSEY | 2148 | 2021-04-06 | 2021-04-15 07:00 | ACTIVE | C14 | Storage | Photovoltaic |  | Battery | Solar |  | 537.0067 |  |  | 543.856 |  |  |  | 500 |  |  |  | Full Capacity | 1 |  | Off-Peak Deliverability | Group A | 1 | 1 | 500 | Solar-Hybrid | 537.0067 | 500 | 0 | 0 | 543.856 | 0 | 0 | 0 | 0 | 0 | 0 | 0 | CLARK | NV | GLW | EOP | 0.08 | 0.48 | Trout Canyon Substation 230 kV | Trout Canyon | 230 | 2025-06-01 07:00 | 2029-06-27 07:00 | 2029 |  | NA | Complete | Complete | NA |  | 0
SUNBAKED SOLAR | 2149 | 2021-04-09 | 2021-04-15 07:00 | ACTIVE | C14 | Storage | Photovoltaic |  | Battery | Solar |  | 515.08 |  |  | 508.56 |  |  |  | 500 |  |  |  | Energy Only | Not in Report |  | Off-Peak Deliverability | Group B | 0 | 0 | 0 | Solar-Hybrid | 515.08 | 0 | 0 | 0 | 508.56 | 0 | 0 | 0 | 0 | 0 | 0 | 0 | INYO | CA | GLW | EOP | 0.08 | 0.48 | Trout Canyon Substation 230 kV | Trout Canyon | 230 | 2025-11-30 08:00 | 2029-02-26 08:00 | 2029 |  | NA | Complete | Complete | NA |  | 0
ROUGH HAT 3 | 2150 | 2021-04-14 | 2021-04-15 07:00 | ACTIVE | C14 | Photovoltaic | Storage |  | Solar | Battery |  | 307 |  |  | 307 |  |  |  | 300 |  |  |  | Full Capacity | Not in Report |  | Off-Peak Deliverability |  | 0 | 0 | 0 | Solar-Hybrid | 307 | 0 | 0 | 0 | 307 | 0 | 0 | 0 | 0 | 0 | 0 | 0 | CLARK | NV | GLW | EOP | 0.08 | 0.48 | Trout Canyon Substation 230 kV | Trout Canyon | 230 | 2024-09-01 07:00 | 2028-09-15 07:00 | 2028 |  | NA | Complete | Complete | NA |  | 0
FRIGATEBIRD STORAGE | 2153 | 2021-03-23 | 2021-04-15 07:00 | ACTIVE | C14 | Storage |  |  | Battery |  |  | 213.5487 | [6 empty] | 200 |  |  |  | Full Capacity | Not in Report |  |  |  | 0 | 0 | 0 | Battery | 213.5487 | 0 | 0 | 0 | 0 | 0 | 0 | 0 | 0 | 0 | 0 | 0 | SAN DIEGO | CA | SDGE | SDGE | 0.06 | 0.35 | Silvergate Substation 230 kV | Silvergate | 230 | 2023-06-30 07:00 | 2026-03-01 08:00 | 2026 |  | NA | Complete |  | NA |  | 0
REMY | 2154 | 2021-04-01 | 2021-04-15 07:00 | ACTIVE | C14 | Storage | Photovoltaic |  | Battery | Solar |  | 308.47 |  |  | 308 |  |  |  | 300 |  |  |  | Full Capacity | Not in Report |  | Off-Peak Deliverability |  | 0 | 0 | 0 | Solar-Hybrid | 308.47 | 0 | 0 | 0 | 308 | 0 | 0 | 0 | 0 | 0 | 0 | 0 | YUMA | AZ | SDGE | SDGE | 0.06 | 0.35 | Hoodoo Wash Switchyard 500 kV | Hoodoo Wash | 500 | 2025-12-01 08:00 | 2029-06-30 07:00 | 2029 |  | NA | Complete |  | NA |  | 0
GNARLY OSAGE | 2157 | 2021-04-01 | 2021-04-15 07:00 | ACTIVE | C14 | Storage |  |  | Battery |  |  | 304.3999 | [6 empty] | 300 |  |  |  | Full Capacity | Not in Report |  |  |  | 0 | 0 | 0 | Battery | 304.3999 | 0 | 0 | 0 | 0 | 0 | 0 | 0 | 0 | 0 | 0 | 0 | SAN DIEGO | CA | SDGE | SDGE | 0.06 | 0.35 | Encina Substation 138 kV | Encina | 138 | 2024-06-30 07:00 | 2027-08-07 07:00 | 2027 |  | NA | Complete |  | NA |  | 0
ALISA SOLAR ENERGY COMPLEX | 2161 | 2021-04-01 | 2021-04-15 07:00 | ACTIVE | C14 | Photovoltaic | Storage |  | Solar | Battery |  | 208.494 |  |  | 208.494 |  |  |  | 200 |  |  |  | Full Capacity | Not in Report |  | Off-Peak Deliverability | Group D | 0 | 0 | 0 | Solar-Hybrid | 208.494 | 0 | 0 | 0 | 208.494 | 0 | 0 | 0 | 0 | 0 | 0 | 0 | YUMA | AZ | SDGE | SDGE | 0.06 | 0.35 | Hoodoo Wash - North Gila 500 kV | Hoodoo Wash | 500 | 2024-06-01 07:00 | 2028-06-01 07:00 | 2028 |  | NA | Complete |  | NA |  | 0
SOLAR DE MEXICALI | 2162 | 2021-03-31 | 2021-04-15 07:00 | ACTIVE | C14 | Photovoltaic | Storage |  | Solar | Battery |  | 286.13 |  |  | 286.13 |  |  |  | 275 |  |  |  | Full Capacity | Not in Report |  | Off-Peak Deliverability | Group D | 0 | 0 | 0 | Solar-Hybrid | 286.13 | 0 | 0 | 0 | 286.13 | 0 | 0 | 0 | 0 | 0 | 0 | 0 | BAJA CALIFORNIA | MX | SDGE | SDGE | 0.06 | 0.35 | Imperial Valley Substation 230 kV | Imperial Valley | 230 | 2027-12-31 08:00 | 2030-03-16 07:00 | 2030 |  | NA | Complete |  | NA |  | 0
TOWER 1 ENERGY STORAGE | 2165 | 2021-04-06 | 2021-04-15 07:00 | ACTIVE | C14 | Storage |  |  | Battery |  |  | 105 | [6 empty] | 100 |  |  |  | Full Capacity | Not in Report |  |  | Group B | 0 | 0 | 0 | Battery | 105 | 0 | 0 | 0 | 0 | 0 | 0 | 0 | 0 | 0 | 0 | 0 | SAN DIEGO | CA | SDGE | SDGE | 0.06 | 0.35 | Ocean Ranch Substation 69 kV | Ocean Ranch | 69 | 2025-06-01 07:00 | 2029-02-05 08:00 | 2029 |  | NA | Complete |  | NA |  | 0
UMBRIEL | 2166 | 2021-04-08 | 2021-04-15 07:00 | ACTIVE | C14 | Storage | Photovoltaic |  | Battery | Solar |  | 1182.38 |  |  | 1182.38 |  |  |  | 1150 |  |  |  | Full Capacity | 1 |  | Off-Peak Deliverability | Group A | 1 | 1 | 1150 | Solar-Hybrid | 1182.38 | 1150 | 0 | 0 | 1182.38 | 0 | 0 | 0 | 0 | 0 | 0 | 0 | IMPERIAL | CA | SDGE | SDGE | 0.06 | 0.35 | North Gila - Imperial Valley 500 kV Line | New Sub - North Gila - IV (Proposed) | 500 | 2026-12-31 08:00 | 2035-06-05 07:00 | 2035 |  | NA | Complete |  | NA |  | 0
HAMMERHEAD STORAGE | 2167 | 2021-04-08 | 2021-04-15 07:00 | ACTIVE | C14 | Storage |  |  | Battery |  |  | 71.3 | [6 empty] | 70 |  |  |  | Full Capacity | Not in Report |  |  | Group D | 0 | 0 | 0 | Battery | 71.3 | 0 | 0 | 0 | 0 | 0 | 0 | 0 | 0 | 0 | 0 | 0 | SAN DIEGO | CA | SDGE | SDGE | 0.06 | 0.35 | Scripps Substation 69 kV | Scripps | 69 | 2024-12-15 08:00 | 2030-05-05 07:00 | 2030 |  | NA | Complete |  | NA |  | 0
HYDER | 2172 | 2021-04-06 | 2021-04-15 07:00 | ACTIVE | C14 | Photovoltaic | Storage |  | Solar | Battery |  | 823.85 |  |  | 823.85 |  |  |  | 800 |  |  |  | Full Capacity | Not in Report |  | Off-Peak Deliverability | Group B | 0 | 0 | 0 | Solar-Hybrid | 823.85 | 0 | 0 | 0 | 823.85 | 0 | 0 | 0 | 0 | 0 | 0 | 0 | MARICOPA | AZ | SDGE | SDGE | 0.06 | 0.35 | Hoodoo Wash - Hassayampa 500 kV Line | Hoodoo Wash | 500 | 2025-06-01 07:00 | 2035-06-05 07:00 | 2035 |  | NA | Complete |  | NA |  | 0
DESERT JEWEL STORAGE | 2173 | 2021-04-08 | 2021-04-15 07:00 | ACTIVE | C14 | Storage |  |  | Battery |  |  | 206.31 | [6 empty] | 200 |  |  |  | Full Capacity | 1 |  |  | Group A | 1 | 1 | 200 | Battery | 206.31 | 200 | 0 | 0 | 0 | 0 | 0 | 0 | 0 | 0 | 0 | 0 | SAN DIEGO | CA | SDGE | SDGE | 0.06 | 0.35 | Boulevard East Substation 138 kV | Boulevard East | 138 | 2025-10-30 07:00 | 2025-10-30 07:00 | 2026 |  | NA | Complete |  | NA |  | 0
YUHA DESERT BATTERY STORAGE | 2176 | 2021-04-02 | 2021-04-15 07:00 | ACTIVE | C14 | Storage |  |  | Battery |  |  | 633.1 | [6 empty] | 600 |  |  |  | Full Capacity | Not in Report |  |  | Group D | 0 | 0 | 0 | Battery | 633.1 | 0 | 0 | 0 | 0 | 0 | 0 | 0 | 0 | 0 | 0 | 0 | IMPERIAL | CA | SDGE | SDGE | 0.06 | 0.35 | Imperial Valley Substation 230 kV | Imperial Valley | 230 | 2024-12-31 08:00 | 2031-11-05 08:00 | 2032 |  | NA | Complete |  | NA |  | 0
BOULDER BRUSH HYBRID | 2177 | 2021-04-13 | 2021-04-15 07:00 | ACTIVE | C14 | Wind Turbine | Storage |  | Wind Turbine | Battery |  | 105.8 |  |  | 313.9193 |  |  |  | 400 |  |  |  | Full Capacity | Not in Report |  | Off-Peak Deliverability | Group D | 0 | 0 | 0 | Wind-Hybrid | 313.9193 | 0 | 0 | 0 | 0 | 0 | 0 | 0 | 105.8 | 0 | 0 | 0 | SAN DIEGO | CA | SDGE | SDGE | 0.06 | 0.35 | Suncrest - Ocotillo 500 kV Line | New Sub - Suncrest - Ocotillo (Proposed) | 500 | 2025-06-01 07:00 | 2031-02-05 08:00 | 2031 |  | NA | Complete |  | NA |  | 0
BELL BLUFF STORAGE | 2178 | 2021-04-09 | 2021-04-15 07:00 | ACTIVE | C14 | Storage |  |  | Battery |  |  | 312.96 | [6 empty] | 300 |  |  |  | Full Capacity | Not in Report |  |  | Group D | 0 | 0 | 0 | Battery | 312.96 | 0 | 0 | 0 | 0 | 0 | 0 | 0 | 0 | 0 | 0 | 0 | SAN DIEGO | CA | SDGE | SDGE | 0.06 | 0.35 | Suncrest Substation 230 kV | Suncrest | 230 | 2025-11-30 08:00 | 2034-10-11 07:00 | 2035 |  | NA | Complete |  | NA |  | 0
CARGO STORAGE | 2180 | 2021-04-09 | 2021-04-15 07:00 | ACTIVE | C14 | Storage |  |  | Battery |  |  | 312.96 | [6 empty] | 300 |  |  |  | Full Capacity | Not in Report |  |  | Group D | 0 | 0 | 0 | Battery | 312.96 | 0 | 0 | 0 | 0 | 0 | 0 | 0 | 0 | 0 | 0 | 0 | SAN DIEGO | CA | SDGE | SDGE | 0.06 | 0.35 | Otay Mesa Switchyard 230 kV | Otay Mesa | 230 | 2025-03-31 07:00 | 2036-05-05 07:00 | 2036 |  | NA | Complete |  | NA |  | 0
TAYLOR STORAGE | 2182 | 2021-04-09 | 2021-04-15 07:00 | ACTIVE | C14 | Storage |  |  | Battery |  |  | 101.9 | [6 empty] | 100 |  |  |  | Full Capacity | Not in Report |  |  | Group B | 0 | 0 | 0 | Battery | 101.9 | 0 | 0 | 0 | 0 | 0 | 0 | 0 | 0 | 0 | 0 | 0 | SAN DIEGO | CA | SDGE | SDGE | 0.06 | 0.35 | Chicarita Substation 138 kV | Chicarita | 138 | 2025-11-01 07:00 | 2029-02-05 08:00 | 2029 |  | NA | Complete |  | NA |  | 0
AMBERJACK ENERGY STORAGE | 2184 | 2021-04-14 | 2021-04-15 07:00 | ACTIVE | C14 | Storage |  |  | Battery |  |  | 100.6499 | [6 empty] | 100 |  |  |  | Full Capacity | Not in Report |  |  | Group B | 0 | 0 | 0 | Battery | 100.6499 | 0 | 0 | 0 | 0 | 0 | 0 | 0 | 0 | 0 | 0 | 0 | SAN DIEGO | CA | SDGE | SDGE | 0.06 | 0.35 | Loveland - Alpine 69 kV Line | Alpine | 69 | 2024-11-30 08:00 | 2034-02-05 08:00 | 2034 |  | NA | Complete |  | NA |  | 0
GATEWAY ENERGY STORAGE 2 | 2185 | 2021-04-15 | 2021-04-15 07:00 | ACTIVE | C14 | Storage |  |  | Battery |  |  | 256.29 | [6 empty] | 250 |  |  |  | Full Capacity | Not in Report |  |  | Group D | 0 | 0 | 0 | Battery | 256.29 | 0 | 0 | 0 | 0 | 0 | 0 | 0 | 0 | 0 | 0 | 0 | SAN DIEGO | CA | SDGE | SDGE | 0.06 | 0.35 | Otay Mesa Switchyard 230 kV | Otay Mesa | 230 | 2024-06-01 07:00 | 2035-02-05 08:00 | 2035 |  | NA | Complete |  | NA |  | 0
SANDBAR ENERGY STORAGE | 2186 | 2021-04-15 | 2021-04-15 07:00 | ACTIVE | C14 | Storage |  |  | Battery |  |  | 256 | [6 empty] | 250 |  |  |  | Full Capacity | Not in Report |  |  | Group B | 0 | 0 | 0 | Battery | 256 | 0 | 0 | 0 | 0 | 0 | 0 | 0 | 0 | 0 | 0 | 0 | SAN DIEGO | CA | SDGE | SDGE | 0.06 | 0.35 | San Luis Rey Substation 230 kV | San Luis Rey | 230 | 2025-06-01 07:00 | 2030-02-05 08:00 | 2030 |  | NA | Complete |  | NA |  | 0
GERANIUM ENERGY STORAGE | 2188 | 2021-04-15 | 2021-04-15 07:00 | ACTIVE | C14 | Storage |  |  | Battery |  |  | 51.4 | [6 empty] | 50 |  |  |  | Full Capacity | Not in Report |  |  | Group D | 0 | 0 | 0 | Battery | 51.4 | 0 | 0 | 0 | 0 | 0 | 0 | 0 | 0 | 0 | 0 | 0 | SAN DIEGO | CA | SDGE | SDGE | 0.06 | 0.35 | Miguel Substation 69 kV | Miguel | 69 | 2023-12-31 08:00 | 2029-02-05 08:00 | 2029 |  | NA | Complete |  | NA |  | 0
PAJARO VALLEY STORAGE | 2192 | 2021-04-13 | 2021-04-15 07:00 | ACTIVE | C14 | Storage |  |  | Battery |  |  | 102.04 | [6 empty] | 100 |  |  |  | Full Capacity | Not in Report |  |  |  | 0 | 0 | 0 | Battery | 102.04 | 0 | 0 | 0 | 0 | 0 | 0 | 0 | 0 | 0 | 0 | 0 | SAN DIEGO | CA | SDGE | SDGE | 0.06 | 0.35 | Salt Creek Substation 69 kV | Salt Creek | 69 | 2024-09-01 07:00 | 2030-03-05 08:00 | 2030 |  | NA | Complete |  | NA |  | 0
TOWNSHIP EXPANSION | 2195 | 2022-07-07 | 2022-10-13 07:00 | ACTIVE | ISP | Gas Turbine | Storage |  | Battery |  |  | 11.3 |  |  | 11.3 |  |  |  | 11 |  |  |  | Full Capacity | Not in Report |  | Off-Peak Deliverability |  | 1 | 1 | 11 | Battery | 11.3 | 11 | 0 | 0 | 0 | 0 | 0 | 0 | 0 | 0 | 0 | 0 | SUTTER | CA | PGAE | Northern | 0.15 | 0.5 | Greenleaf #1 115 kV Tap | Greenleaf 1 | 115 | 2024-06-01 07:00 | 2024-06-01 07:00 | 2024 |  | NA |  |  | NA |  | 0
MALAGA BESS | 2196 | 2022-09-10 | 2023-01-04 08:00 | ACTIVE | ISP | Storage |  |  | Battery |  |  | 46.28 | [6 empty] | 44 |  |  |  | Full Capacity | Not in Report |  | Off-Peak Deliverability |  | 1 | 1 | 44 | Battery | 46.28 | 44 | 0 | 0 | 0 | 0 | 0 | 0 | 0 | 0 | 0 | 0 | FRESNO | CA | PGAE | Fresno | 0.15 | 0.5 | Malaga 115 kV | Malaga | 115 | 2024-11-06 08:00 | 2024-11-06 08:00 | 2025 |  | NA |  |  | NA |  | 0
TUNGSTEN BESS | 2199 | 2023-01-31 | 2023-03-02 08:00 | ACTIVE | ISP | Storage |  |  | Battery |  |  | 126 | [6 empty] | 120 |  |  |  | Full Capacity | Not in Report |  | Off-Peak Deliverability |  | 1 | 1 | 120 | Battery | 126 | 120 | 0 | 0 | 0 | 0 | 0 | 0 | 0 | 0 | 0 | 0 | SAN BERNARDINO | CA | SCE | NOL | 0.13 | 0.48 | Victor Substation 230 kV | Victor | 230 | 2026-05-01 07:00 | 2026-05-01 07:00 | 2026 |  | NA |  |  | NA |  | 0
APPARENT FIRST HYBRID | 653F | 2010-10-07 | 2010-10-13 07:00 | ACTIVE | SGIP-TC | Photovoltaic | Storage |  | Solar | Battery |  | 12 |  | 12 | 12.1 |  |  |  | 12 |  |  |  | Energy Only | Not in Report |  | Off-Peak Energy Only |  | 0 | 0 | 0 | Solar-Hybrid | 12.1 | 0 | 0 | 0 | 0 | 0 | 0 | 0 | 0 | 0 | 0 | 0 | YOLO | CA | PGAE | Northern | 0.15 | 0.5 | Woodland-Davis 115 kV Line | Davis | 115 | 2012-05-01 07:00 | 2022-05-30 07:00 | 2022 |  | NA | Complete | Complete | NA | Executed | 1
|  | Legend: | ● Study Process Key: Active=project is in study through Construction phases; Complete=project is in Commercial Operation, Withdrawn=project is withdrawn
● Study Process Key: A39=Amendment 39 Procedures (Appendix W), Serial=Standard Large Generator Interconnection Procedures (Appendix U), SGIP=Small Generator Interconnection Procedure (Appendix S), Numbered Clusters=Large Generator Interconnection Procedures in a Queue Cluster Window (Appendix Y), TC=Transition Cluster (Appendix 2 to Appendix Y), ISP=Independent Study Process (Appendix Y), FT=Fast Track (Appendix Y)
● Generating Facility Type Key: CC=Combined Cycle, CT=Combustion Turbine, FC=Fuel Cell, H=Hydro, PS=Pump Storage, PV=Photovoltaic, RE=Reciprocating Engine, ST= Steam Turbine, STH=Solar Thermal, STR=Storage, WT=Wind Turbine
● Generating Facility Fuel Key: B=Biofuel, BAT=Battery, C=Coal, G=Geothermal, FW=Flywheel, HR=Heat Recovery, NG=Natural Gas, NU=Nuclear, O=Fuel Oil, S=Solar, W=Wind, WTR=Water
The contents of these pages are subject to change without notice. Decisions based on information contained within the California ISO's web site are the visitor's sole responsibility.

## CI_by_Sub
|  |  | 81960.1828 | 37228.3389 | 2749 | 1264.9 | 40534.3715 | 3233.8298 | 37.435 | 28 | 3846.13 | 826.6196 | 6053.159 | 3250 | 20917.2667 | 13590.4539 | 1332 | 1264.9 | 14561.7214 | 3233.8298 | 9.435 | 0 | 2589.33 | 826.6196 | 1028.94 | 1000 | 81903.6828 | 37190.8389 | 2749 | 1264.9 | 40534.3715 | 3233.8298 | 37.435 | 28 | 3846.13 | 826.6196 | 6053.159 | 3250 | 17747.1149 | 11328.5589 | 520 | 464.9 | 11378.2705 | 1333.2289 | 0 | 0 | 2954.15 | 740.8 | 1190.865 | 1000
[51 empty] | Online by: | 2030 | [22 empty] | Online by: | 2030 | [10 empty] | Online by: | 2030
|  |  | All Queue | [11 empty] | Executed IA | [11 empty] | Completed Phase II | [11 empty] | Available for Near-term Interconnection | [11 empty] | All Queue | [11 empty] | Executed IA | [11 empty] | Completed Phase II | [11 empty] | Available for Near-term Interconnection
CAISO Study Area | Substation | Voltage | Battery (Total) | Battery (FCDS) | LDES (Total) | LDES (FCDS) | Solar (Total) | Solar (FCDS) | Geothermal (Total) | Geothermal (FCDS) | Onshore Wind (Total) | Onshore Wind (FCDS) | Offshore Wind (Total) | Offshore Wind (FCDS) | Battery (Total) | Battery (FCDS) | LDES (Total) | LDES (FCDS) | Solar (Total) | Solar (FCDS) | Geothermal (Total) | Geothermal (FCDS) | Onshore Wind (Total) | Onshore Wind (FCDS) | Offshore Wind (Total) | Offshore Wind (FCDS) | Battery (Total) | Battery (FCDS) | LDES (Total) | LDES (FCDS) | Solar (Total) | Solar (FCDS) | Geothermal (Total) | Geothermal (FCDS) | Onshore Wind (Total) | Onshore Wind (FCDS) | Offshore Wind (Total) | Offshore Wind (FCDS) | Battery (Total) | Battery (FCDS) | LDES (Total) | LDES (FCDS) | Solar (Total) | Solar (FCDS) | Geothermal (Total) | Geothermal (FCDS) | Onshore Wind (Total) | Onshore Wind (FCDS) | Offshore Wind (Total) | Offshore Wind (FCDS) | Battery (Total) | Battery (FCDS) | LDES (Total) | LDES (FCDS) | Solar (Total) | Solar (FCDS) | Geothermal (Total) | Geothermal (FCDS) | Onshore Wind (Total) | Onshore Wind (FCDS) | Offshore Wind (Total) | Offshore Wind (FCDS) | Battery (Total) | Battery (FCDS) | LDES (Total) | LDES (FCDS) | Solar (Total) | Solar (FCDS) | Geothermal (Total) | Geothermal (FCDS) | Onshore Wind (Total) | Onshore Wind (FCDS) | Offshore Wind (Total) | Offshore Wind (FCDS) | Battery (Total) | Battery (FCDS) | LDES (Total) | LDES (FCDS) | Solar (Total) | Solar (FCDS) | Geothermal (Total) | Geothermal (FCDS) | Onshore Wind (Total) | Onshore Wind (FCDS) | Offshore Wind (Total) | Offshore Wind (FCDS) | Battery (Total) | Battery (FCDS) | LDES (Total) | LDES (FCDS) | Solar (Total) | Solar (FCDS) | Geothermal (Total) | Geothermal (FCDS) | Onshore Wind (Total) | Onshore Wind (FCDS) | Offshore Wind (Total) | Offshore Wind (FCDS)
PG&E KERN | 7th Standard | 115 | 92.07 | 0 | 0 | 0 | 0 | 0 | 0 | 0 | 0 | 0 | 0 | 0 | 0 | 0 | 0 | 0 | 0 | 0 | 0 | 0 | 0 | 0 | 0 | 0 | 92.07 | 0 | 0 | 0 | 0 | 0 | 0 | 0 | 0 | 0 | 0 | 0 | 0 | 0 | 0 | 0 | 0 | 0 | 0 | 0 | 0 | 0 | 0 | 0 | 92.07 | 0 | 0 | 0 | 0 | 0 | 0 | 0 | 0 | 0 | 0 | 0 | 0 | 0 | 0 | 0 | 0 | 0 | 0 | 0 | 0 | 0 | 0 | 0 | 92.07 | 0 | 0 | 0 | 0 | 0 | 0 | 0 | 0 | 0 | 0 | 0 | 0 | 0 | 0 | 0 | 0 | 0 | 0 | 0 | 0 | 0 | 0 | 0
SCE Metro | Alamitos | 230 | 241.5 | 236 | 0 | 0 | 0 | 0 | 0 | 0 | 0 | 0 | 0 | 0 | 0 | 0 | 0 | 0 | 0 | 0 | 0 | 0 | 0 | 0 | 0 | 0 | 241.5 | 236 | 0 | 0 | 0 | 0 | 0 | 0 | 0 | 0 | 0 | 0 | 0 | 0 | 0 | 0 | 0 | 0 | 0 | 0 | 0 | 0 | 0 | 0 | 0 | 0 | 0 | 0 | 0 | 0 | 0 | 0 | 0 | 0 | 0 | 0 | 0 | 0 | 0 | 0 | 0 | 0 | 0 | 0 | 0 | 0 | 0 | 0 | 0 | 0 | 0 | 0 | 0 | 0 | 0 | 0 | 0 | 0 | 0 | 0 | 0 | 0 | 0 | 0 | 0 | 0 | 0 | 0 | 0 | 0 | 0 | 0
SCE Eastern | Alberhill | 115 | 0 | 0 | 0 | 0 | 0 | 0 | 0 | 0 | 0 | 0 | 0 | 0 | 0 | 0 | 0 | 0 | 0 | 0 | 0 | 0 | 0 | 0 | 0 | 0 | 0 | 0 | 0 | 0 | 0 | 0 | 0 | 0 | 0 | 0 | 0 | 0 | 0 | 0 | 0 | 0 | 0 | 0 | 0 | 0 | 0 | 0 | 0 | 0 | 0 | 0 | 0 | 0 | 0 | 0 | 0 | 0 | 0 | 0 | 0 | 0 | 0 | 0 | 0 | 0 | 0 | 0 | 0 | 0 | 0 | 0 | 0 | 0 | 0 | 0 | 0 | 0 | 0 | 0 | 0 | 0 | 0 | 0 | 0 | 0 | 0 | 0 | 0 | 0 | 0 | 0 | 0 | 0 | 0 | 0 | 0 | 0
SCE Eastern | Alberhill | 500 | 0 | 0 | 500 | 500 | 0 | 0 | 0 | 0 | 0 | 0 | 0 | 0 | 0 | 0 | 500 | 500 | 0 | 0 | 0 | 0 | 0 | 0 | 0 | 0 | 0 | 0 | 500 | 500 | 0 | 0 | 0 | 0 | 0 | 0 | 0 | 0 | 0 | 0 | 0 | 0 | 0 | 0 | 0 | 0 | 0 | 0 | 0 | 0 | 0 | 0 | 500 | 500 | 0 | 0 | 0 | 0 | 0 | 0 | 0 | 0 | 0 | 0 | 500 | 500 | 0 | 0 | 0 | 0 | 0 | 0 | 0 | 0 | 0 | 0 | 500 | 500 | 0 | 0 | 0 | 0 | 0 | 0 | 0 | 0 | 0 | 0 | 0 | 0 | 0 | 0 | 0 | 0 | 0 | 0 | 0 | 0
PG&E GBA | Alhambra | 115 | 0 | 0 | 0 | 0 | 0 | 0 | 0 | 0 | 0 | 0 | 0 | 0 | 0 | 0 | 0 | 0 | 0 | 0 | 0 | 0 | 0 | 0 | 0 | 0 | 0 | 0 | 0 | 0 | 0 | 0 | 0 | 0 | 0 | 0 | 0 | 0 | 0 | 0 | 0 | 0 | 0 | 0 | 0 | 0 | 0 | 0 | 0 | 0 | 0 | 0 | 0 | 0 | 0 | 0 | 0 | 0 | 0 | 0 | 0 | 0 | 0 | 0 | 0 | 0 | 0 | 0 | 0 | 0 | 0 | 0 | 0 | 0 | 0 | 0 | 0 | 0 | 0 | 0 | 0 | 0 | 0 | 0 | 0 | 0 | 0 | 0 | 0 | 0 | 0 | 0 | 0 | 0 | 0 | 0 | 0 | 0
PG&E FRESNO | Alpaugh | 115 | 172.835 | 0 | 0 | 0 | 172.835 | 0 | 0 | 0 | 0 | 0 | 0 | 0 | 0 | 0 | 0 | 0 | 0 | 0 | 0 | 0 | 0 | 0 | 0 | 0 | 172.835 | 0 | 0 | 0 | 172.835 | 0 | 0 | 0 | 0 | 0 | 0 | 0 | 0 | 0 | 0 | 0 | 0 | 0 | 0 | 0 | 0 | 0 | 0 | 0 | 172.835 | 0 | 0 | 0 | 172.835 | 0 | 0 | 0 | 0 | 0 | 0 | 0 | 0 | 0 | 0 | 0 | 0 | 0 | 0 | 0 | 0 | 0 | 0 | 0 | 172.835 | 0 | 0 | 0 | 172.835 | 0 | 0 | 0 | 0 | 0 | 0 | 0 | 0 | 0 | 0 | 0 | 0 | 0 | 0 | 0 | 0 | 0 | 0 | 0
SDGE | Alpine | 69 | 100.6499 | 0 | 0 | 0 | 0 | 0 | 0 | 0 | 0 | 0 | 0 | 0 | 0 | 0 | 0 | 0 | 0 | 0 | 0 | 0 | 0 | 0 | 0 | 0 | 100.6499 | 0 | 0 | 0 | 0 | 0 | 0 | 0 | 0 | 0 | 0 | 0 | 0 | 0 | 0 | 0 | 0 | 0 | 0 | 0 | 0 | 0 | 0 | 0 | 0 | 0 | 0 | 0 | 0 | 0 | 0 | 0 | 0 | 0 | 0 | 0 | 0 | 0 | 0 | 0 | 0 | 0 | 0 | 0 | 0 | 0 | 0 | 0 | 0 | 0 | 0 | 0 | 0 | 0 | 0 | 0 | 0 | 0 | 0 | 0 | 0 | 0 | 0 | 0 | 0 | 0 | 0 | 0 | 0 | 0 | 0 | 0
PG&E GBA | Altamont Midway (Sandhill) | 230 | 0 | 0 | 0 | 0 | 0 | 0 | 0 | 0 | 5 | 0 | 0 | 0 | 0 | 0 | 0 | 0 | 0 | 0 | 0 | 0 | 5 | 0 | 0 | 0 | 0 | 0 | 0 | 0 | 0 | 0 | 0 | 0 | 5 | 0 | 0 | 0 | 0 | 0 | 0 | 0 | 0 | 0 | 0 | 0 | 5 | 0 | 0 | 0 | 0 | 0 | 0 | 0 | 0 | 0 | 0 | 0 | 5 | 0 | 0 | 0 | 0 | 0 | 0 | 0 | 0 | 0 | 0 | 0 | 5 | 0 | 0 | 0 | 0 | 0 | 0 | 0 | 0 | 0 | 0 | 0 | 5 | 0 | 0 | 0 | 0 | 0 | 0 | 0 | 0 | 0 | 0 | 0 | 5 | 0 | 0 | 0
SCE Northern | Antelope | 66 | 0 | 0 | 0 | 0 | 0 | 0 | 0 | 0 | 0 | 0 | 0 | 0 | 0 | 0 | 0 | 0 | 0 | 0 | 0 | 0 | 0 | 0 | 0 | 0 | 0 | 0 | 0 | 0 | 0 | 0 | 0 | 0 | 0 | 0 | 0 | 0 | 0 | 0 | 0 | 0 | 0 | 0 | 0 | 0 | 0 | 0 | 0 | 0 | 0 | 0 | 0 | 0 | 0 | 0 | 0 | 0 | 0 | 0 | 0 | 0 | 0 | 0 | 0 | 0 | 0 | 0 | 0 | 0 | 0 | 0 | 0 | 0 | 0 | 0 | 0 | 0 | 0 | 0 | 0 | 0 | 0 | 0 | 0 | 0 | 0 | 0 | 0 | 0 | 0 | 0 | 0 | 0 | 0 | 0 | 0 | 0
SCE Northern | Antelope | 230 | 1366.9446 | 937.28 | 0 | 0 | 113.832 | 0 | 0 | 0 | 0 | 0 | 0 | 0 | 187.28 | 187.28 | 0 | 0 | 0 | 0 | 0 | 0 | 0 | 0 | 0 | 0 | 1366.9446 | 937.28 | 0 | 0 | 113.832 | 0 | 0 | 0 | 0 | 0 | 0 | 0 | 187.28 | 187.28 | 0 | 0 | 0 | 0 | 0 | 0 | 0 | 0 | 0 | 0 | 187.28 | 187.28 | 0 | 0 | 0 | 0 | 0 | 0 | 0 | 0 | 0 | 0 | 187.28 | 187.28 | 0 | 0 | 0 | 0 | 0 | 0 | 0 | 0 | 0 | 0 | 187.28 | 187.28 | 0 | 0 | 0 | 0 | 0 | 0 | 0 | 0 | 0 | 0 | 187.28 | 187.28 | 0 | 0 | 0 | 0 | 0 | 0 | 0 | 0 | 0 | 0
SCE Northern | Antelope | 500 | 0 | 0 | 0 | 0 | 0 | 0 | 0 | 0 | 0 | 0 | 0 | 0 | 0 | 0 | 0 | 0 | 0 | 0 | 0 | 0 | 0 | 0 | 0 | 0 | 0 | 0 | 0 | 0 | 0 | 0 | 0 | 0 | 0 | 0 | 0 | 0 | 0 | 0 | 0 | 0 | 0 | 0 | 0 | 0 | 0 | 0 | 0 | 0 | 0 | 0 | 0 | 0 | 0 | 0 | 0 | 0 | 0 | 0 | 0 | 0 | 0 | 0 | 0 | 0 | 0 | 0 | 0 | 0 | 0 | 0 | 0 | 0 | 0 | 0 | 0 | 0 | 0 | 0 | 0 | 0 | 0 | 0 | 0 | 0 | 0 | 0 | 0 | 0 | 0 | 0 | 0 | 0 | 0 | 0 | 0 | 0
PG&E NGBA | Arcata | 60 | 0 | 0 | 0 | 0 | 0 | 0 | 0 | 0 | 0 | 0 | 0 | 0 | 0 | 0 | 0 | 0 | 0 | 0 | 0 | 0 | 0 | 0 | 0 | 0 | 0 | 0 | 0 | 0 | 0 | 0 | 0 | 0 | 0 | 0 | 0 | 0 | 0 | 0 | 0 | 0 | 0 | 0 | 0 | 0 | 0 | 0 | 0 | 0 | 0 | 0 | 0 | 0 | 0 | 0 | 0 | 0 | 0 | 0 | 0 | 0 | 0 | 0 | 0 | 0 | 0 | 0 | 0 | 0 | 0 | 0 | 0 | 0 | 0 | 0 | 0 | 0 | 0 | 0 | 0 | 0 | 0 | 0 | 0 | 0 | 0 | 0 | 0 | 0 | 0 | 0 | 0 | 0 | 0 | 0 | 0 | 0
PG&E KERN | Arco | 230 | 1177.8068 | 388.075 | 0 | 0 | 1244.6979 | 41.8433 | 0 | 0 | 0 | 0 | 0 | 0 | 254.27 | 0.2 | 0 | 0 | 320.174 | 41.8433 | 0 | 0 | 0 | 0 | 0 | 0 | 1177.8068 | 388.075 | 0 | 0 | 1244.6979 | 41.8433 | 0 | 0 | 0 | 0 | 0 | 0 | 606.07 | 292.075 | 0 | 0 | 671.974 | 41.8433 | 0 | 0 | 0 | 0 | 0 | 0 | 1018.406 | 388.075 | 0 | 0 | 1084.31 | 41.8433 | 0 | 0 | 0 | 0 | 0 | 0 | 254.27 | 0.2 | 0 | 0 | 320.174 | 41.8433 | 0 | 0 | 0 | 0 | 0 | 0 | 1018.406 | 388.075 | 0 | 0 | 1084.31 | 41.8433 | 0 | 0 | 0 | 0 | 0 | 0 | 606.07 | 292.075 | 0 | 0 | 671.974 | 41.8433 | 0 | 0 | 0 | 0 | 0 | 0
PG&E KERN | Arco | 70 | 30.8 | 0 | 0 | 0 | 1.3 | 0 | 0 | 0 | 0 | 0 | 0 | 0 | 0 | 0 | 0 | 0 | 1.3 | 0 | 0 | 0 | 0 | 0 | 0 | 0 | 30.8 | 0 | 0 | 0 | 1.3 | 0 | 0 | 0 | 0 | 0 | 0 | 0 | 0 | 0 | 0 | 0 | 1.3 | 0 | 0 | 0 | 0 | 0 | 0 | 0 | 30.8 | 0 | 0 | 0 | 1.3 | 0 | 0 | 0 | 0 | 0 | 0 | 0 | 0 | 0 | 0 | 0 | 1.3 | 0 | 0 | 0 | 0 | 0 | 0 | 0 | 30.8 | 0 | 0 | 0 | 1.3 | 0 | 0 | 0 | 0 | 0 | 0 | 0 | 0 | 0 | 0 | 0 | 1.3 | 0 | 0 | 0 | 0 | 0 | 0 | 0
SCE Metro | ArcoGen | 230 | 0 | 0 | 0 | 0 | 0 | 0 | 0 | 0 | 0 | 0 | 0 | 0 | 0 | 0 | 0 | 0 | 0 | 0 | 0 | 0 | 0 | 0 | 0 | 0 | 0 | 0 | 0 | 0 | 0 | 0 | 0 | 0 | 0 | 0 | 0 | 0 | 0 | 0 | 0 | 0 | 0 | 0 | 0 | 0 | 0 | 0 | 0 | 0 | 0 | 0 | 0 | 0 | 0 | 0 | 0 | 0 | 0 | 0 | 0 | 0 | 0 | 0 | 0 | 0 | 0 | 0 | 0 | 0 | 0 | 0 | 0 | 0 | 0 | 0 | 0 | 0 | 0 | 0 | 0 | 0 | 0 | 0 | 0 | 0 | 0 | 0 | 0 | 0 | 0 | 0 | 0 | 0 | 0 | 0 | 0 | 0
SDGE | Artesian | 230 | 0 | 0 | 0 | 0 | 0 | 0 | 0 | 0 | 0 | 0 | 0 | 0 | 0 | 0 | 0 | 0 | 0 | 0 | 0 | 0 | 0 | 0 | 0 | 0 | 0 | 0 | 0 | 0 | 0 | 0 | 0 | 0 | 0 | 0 | 0 | 0 | 0 | 0 | 0 | 0 | 0 | 0 | 0 | 0 | 0 | 0 | 0 | 0 | 0 | 0 | 0 | 0 | 0 | 0 | 0 | 0 | 0 | 0 | 0 | 0 | 0 | 0 | 0 | 0 | 0 | 0 | 0 | 0 | 0 | 0 | 0 | 0 | 0 | 0 | 0 | 0 | 0 | 0 | 0 | 0 | 0 | 0 | 0 | 0 | 0 | 0 | 0 | 0 | 0 | 0 | 0 | 0 | 0 | 0 | 0 | 0
SDGE | Artesian | 69 | 0 | 0 | 0 | 0 | 0 | 0 | 0 | 0 | 0 | 0 | 0 | 0 | 0 | 0 | 0 | 0 | 0 | 0 | 0 | 0 | 0 | 0 | 0 | 0 | 0 | 0 | 0 | 0 | 0 | 0 | 0 | 0 | 0 | 0 | 0 | 0 | 0 | 0 | 0 | 0 | 0 | 0 | 0 | 0 | 0 | 0 | 0 | 0 | 0 | 0 | 0 | 0 | 0 | 0 | 0 | 0 | 0 | 0 | 0 | 0 | 0 | 0 | 0 | 0 | 0 | 0 | 0 | 0 | 0 | 0 | 0 | 0 | 0 | 0 | 0 | 0 | 0 | 0 | 0 | 0 | 0 | 0 | 0 | 0 | 0 | 0 | 0 | 0 | 0 | 0 | 0 | 0 | 0 | 0 | 0 | 0
PG&E FRESNO | Ashlan | 230 | 0 | 0 | 0 | 0 | 0 | 0 | 0 | 0 | 0 | 0 | 0 | 0 | 0 | 0 | 0 | 0 | 0 | 0 | 0 | 0 | 0 | 0 | 0 | 0 | 0 | 0 | 0 | 0 | 0 | 0 | 0 | 0 | 0 | 0 | 0 | 0 | 0 | 0 | 0 | 0 | 0 | 0 | 0 | 0 | 0 | 0 | 0 | 0 | 0 | 0 | 0 | 0 | 0 | 0 | 0 | 0 | 0 | 0 | 0 | 0 | 0 | 0 | 0 | 0 | 0 | 0 | 0 | 0 | 0 | 0 | 0 | 0 | 0 | 0 | 0 | 0 | 0 | 0 | 0 | 0 | 0 | 0 | 0 | 0 | 0 | 0 | 0 | 0 | 0 | 0 | 0 | 0 | 0 | 0 | 0 | 0
PG&E NGBA | Atlantic | 115 | 0 | 0 | 0 | 0 | 0 | 0 | 0 | 0 | 0 | 0 | 0 | 0 | 0 | 0 | 0 | 0 | 0 | 0 | 0 | 0 | 0 | 0 | 0 | 0 | 0 | 0 | 0 | 0 | 0 | 0 | 0 | 0 | 0 | 0 | 0 | 0 | 0 | 0 | 0 | 0 | 0 | 0 | 0 | 0 | 0 | 0 | 0 | 0 | 0 | 0 | 0 | 0 | 0 | 0 | 0 | 0 | 0 | 0 | 0 | 0 | 0 | 0 | 0 | 0 | 0 | 0 | 0 | 0 | 0 | 0 | 0 | 0 | 0 | 0 | 0 | 0 | 0 | 0 | 0 | 0 | 0 | 0 | 0 | 0 | 0 | 0 | 0 | 0 | 0 | 0 | 0 | 0 | 0 | 0 | 0 | 0
PG&E NGBA | Atlantic | 230 | 0 | 0 | 0 | 0 | 0 | 0 | 0 | 0 | 0 | 0 | 0 | 0 | 0 | 0 | 0 | 0 | 0 | 0 | 0 | 0 | 0 | 0 | 0 | 0 | 0 | 0 | 0 | 0 | 0 | 0 | 0 | 0 | 0 | 0 | 0 | 0 | 0 | 0 | 0 | 0 | 0 | 0 | 0 | 0 | 0 | 0 | 0 | 0 | 0 | 0 | 0 | 0 | 0 | 0 | 0 | 0 | 0 | 0 | 0 | 0 | 0 | 0 | 0 | 0 | 0 | 0 | 0 | 0 | 0 | 0 | 0 | 0 | 0 | 0 | 0 | 0 | 0 | 0 | 0 | 0 | 0 | 0 | 0 | 0 | 0 | 0 | 0 | 0 | 0 | 0 | 0 | 0 | 0 | 0 | 0 | 0
PG&E NGBA | Atlantic | 60 | 0 | 0 | 0 | 0 | 0 | 0 | 0 | 0 | 0 | 0 | 0 | 0 | 0 | 0 | 0 | 0 | 0 | 0 | 0 | 0 | 0 | 0 | 0 | 0 | 0 | 0 | 0 | 0 | 0 | 0 | 0 | 0 | 0 | 0 | 0 | 0 | 0 | 0 | 0 | 0 | 0 | 0 | 0 | 0 | 0 | 0 | 0 | 0 | 0 | 0 | 0 | 0 | 0 | 0 | 0 | 0 | 0 | 0 | 0 | 0 | 0 | 0 | 0 | 0 | 0 | 0 | 0 | 0 | 0 | 0 | 0 | 0 | 0 | 0 | 0 | 0 | 0 | 0 | 0 | 0 | 0 | 0 | 0 | 0 | 0 | 0 | 0 | 0 | 0 | 0 | 0 | 0 | 0 | 0 | 0 | 0
PG&E FRESNO | Atwater | 115 | 0 | 0 | 0 | 0 | 0 | 0 | 0 | 0 | 0 | 0 | 0 | 0 | 0 | 0 | 0 | 0 | 0 | 0 | 0 | 0 | 0 | 0 | 0 | 0 | 0 | 0 | 0 | 0 | 0 | 0 | 0 | 0 | 0 | 0 | 0 | 0 | 0 | 0 | 0 | 0 | 0 | 0 | 0 | 0 | 0 | 0 | 0 | 0 | 0 | 0 | 0 | 0 | 0 | 0 | 0 | 0 | 0 | 0 | 0 | 0 | 0 | 0 | 0 | 0 | 0 | 0 | 0 | 0 | 0 | 0 | 0 | 0 | 0 | 0 | 0 | 0 | 0 | 0 | 0 | 0 | 0 | 0 | 0 | 0 | 0 | 0 | 0 | 0 | 0 | 0 | 0 | 0 | 0 | 0 | 0 | 0
PG&E GBA | Avena | 115 | 0 | 0 | 0 | 0 | 0 | 0 | 0 | 0 | 0 | 0 | 0 | 0 | 0 | 0 | 0 | 0 | 0 | 0 | 0 | 0 | 0 | 0 | 0 | 0 | 0 | 0 | 0 | 0 | 0 | 0 | 0 | 0 | 0 | 0 | 0 | 0 | 0 | 0 | 0 | 0 | 0 | 0 | 0 | 0 | 0 | 0 | 0 | 0 | 0 | 0 | 0 | 0 | 0 | 0 | 0 | 0 | 0 | 0 | 0 | 0 | 0 | 0 | 0 | 0 | 0 | 0 | 0 | 0 | 0 | 0 | 0 | 0 | 0 | 0 | 0 | 0 | 0 | 0 | 0 | 0 | 0 | 0 | 0 | 0 | 0 | 0 | 0 | 0 | 0 | 0 | 0 | 0 | 0 | 0 | 0 | 0
SDGE | Avocado | 69 | 29.6 | 29.6 | 0 | 0 | 0 | 0 | 0 | 0 | 0 | 0 | 0 | 0 | 29.6 | 29.6 | 0 | 0 | 0 | 0 | 0 | 0 | 0 | 0 | 0 | 0 | 29.6 | 29.6 | 0 | 0 | 0 | 0 | 0 | 0 | 0 | 0 | 0 | 0 | 29.6 | 29.6 | 0 | 0 | 0 | 0 | 0 | 0 | 0 | 0 | 0 | 0 | 29.6 | 29.6 | 0 | 0 | 0 | 0 | 0 | 0 | 0 | 0 | 0 | 0 | 29.6 | 29.6 | 0 | 0 | 0 | 0 | 0 | 0 | 0 | 0 | 0 | 0 | 29.6 | 29.6 | 0 | 0 | 0 | 0 | 0 | 0 | 0 | 0 | 0 | 0 | 29.6 | 29.6 | 0 | 0 | 0 | 0 | 0 | 0 | 0 | 0 | 0 | 0
PG&E NGBA | Bahia | 230 | 0 | 0 | 0 | 0 | 0 | 0 | 0 | 0 | 0 | 0 | 0 | 0 | 0 | 0 | 0 | 0 | 0 | 0 | 0 | 0 | 0 | 0 | 0 | 0 | 0 | 0 | 0 | 0 | 0 | 0 | 0 | 0 | 0 | 0 | 0 | 0 | 0 | 0 | 0 | 0 | 0 | 0 | 0 | 0 | 0 | 0 | 0 | 0 | 0 | 0 | 0 | 0 | 0 | 0 | 0 | 0 | 0 | 0 | 0 | 0 | 0 | 0 | 0 | 0 | 0 | 0 | 0 | 0 | 0 | 0 | 0 | 0 | 0 | 0 | 0 | 0 | 0 | 0 | 0 | 0 | 0 | 0 | 0 | 0 | 0 | 0 | 0 | 0 | 0 | 0 | 0 | 0 | 0 | 0 | 0 | 0
SCE Northern | Bailey | 230 | 0 | 0 | 0 | 0 | 0 | 0 | 0 | 0 | 0 | 0 | 0 | 0 | 0 | 0 | 0 | 0 | 0 | 0 | 0 | 0 | 0 | 0 | 0 | 0 | 0 | 0 | 0 | 0 | 0 | 0 | 0 | 0 | 0 | 0 | 0 | 0 | 0 | 0 | 0 | 0 | 0 | 0 | 0 | 0 | 0 | 0 | 0 | 0 | 0 | 0 | 0 | 0 | 0 | 0 | 0 | 0 | 0 | 0 | 0 | 0 | 0 | 0 | 0 | 0 | 0 | 0 | 0 | 0 | 0 | 0 | 0 | 0 | 0 | 0 | 0 | 0 | 0 | 0 | 0 | 0 | 0 | 0 | 0 | 0 | 0 | 0 | 0 | 0 | 0 | 0 | 0 | 0 | 0 | 0 | 0 | 0
SCE NOL | Baker | 115 | 0 | 0 | 0 | 0 | 0 | 0 | 0 | 0 | 0 | 0 | 0 | 0 | 0 | 0 | 0 | 0 | 0 | 0 | 0 | 0 | 0 | 0 | 0 | 0 | 0 | 0 | 0 | 0 | 0 | 0 | 0 | 0 | 0 | 0 | 0 | 0 | 0 | 0 | 0 | 0 | 0 | 0 | 0 | 0 | 0 | 0 | 0 | 0 | 0 | 0 | 0 | 0 | 0 | 0 | 0 | 0 | 0 | 0 | 0 | 0 | 0 | 0 | 0 | 0 | 0 | 0 | 0 | 0 | 0 | 0 | 0 | 0 | 0 | 0 | 0 | 0 | 0 | 0 | 0 | 0 | 0 | 0 | 0 | 0 | 0 | 0 | 0 | 0 | 0 | 0 | 0 | 0 | 0 | 0 | 0 | 0
PG&E KERN | Bakersfield | 230 | 0 | 0 | 0 | 0 | 0 | 0 | 0 | 0 | 0 | 0 | 0 | 0 | 0 | 0 | 0 | 0 | 0 | 0 | 0 | 0 | 0 | 0 | 0 | 0 | 0 | 0 | 0 | 0 | 0 | 0 | 0 | 0 | 0 | 0 | 0 | 0 | 0 | 0 | 0 | 0 | 0 | 0 | 0 | 0 | 0 | 0 | 0 | 0 | 0 | 0 | 0 | 0 | 0 | 0 | 0 | 0 | 0 | 0 | 0 | 0 | 0 | 0 | 0 | 0 | 0 | 0 | 0 | 0 | 0 | 0 | 0 | 0 | 0 | 0 | 0 | 0 | 0 | 0 | 0 | 0 | 0 | 0 | 0 | 0 | 0 | 0 | 0 | 0 | 0 | 0 | 0 | 0 | 0 | 0 | 0 | 0
PG&E FRESNO | Balch | 230 | 0 | 0 | 0 | 0 | 0 | 0 | 0 | 0 | 0 | 0 | 0 | 0 | 0 | 0 | 0 | 0 | 0 | 0 | 0 | 0 | 0 | 0 | 0 | 0 | 0 | 0 | 0 | 0 | 0 | 0 | 0 | 0 | 0 | 0 | 0 | 0 | 0 | 0 | 0 | 0 | 0 | 0 | 0 | 0 | 0 | 0 | 0 | 0 | 0 | 0 | 0 | 0 | 0 | 0 | 0 | 0 | 0 | 0 | 0 | 0 | 0 | 0 | 0 | 0 | 0 | 0 | 0 | 0 | 0 | 0 | 0 | 0 | 0 | 0 | 0 | 0 | 0 | 0 | 0 | 0 | 0 | 0 | 0 | 0 | 0 | 0 | 0 | 0 | 0 | 0 | 0 | 0 | 0 | 0 | 0 | 0
SCE Eastern | Bannister | 230 | 0 | 0 | 0 | 0 | 0 | 0 | 0 | 0 | 0 | 0 | 0 | 0 | 0 | 0 | 0 | 0 | 0 | 0 | 0 | 0 | 0 | 0 | 0 | 0 | 0 | 0 | 0 | 0 | 0 | 0 | 0 | 0 | 0 | 0 | 0 | 0 | 0 | 0 | 0 | 0 | 0 | 0 | 0 | 0 | 0 | 0 | 0 | 0 | 0 | 0 | 0 | 0 | 0 | 0 | 0 | 0 | 0 | 0 | 0 | 0 | 0 | 0 | 0 | 0 | 0 | 0 | 0 | 0 | 0 | 0 | 0 | 0 | 0 | 0 | 0 | 0 | 0 | 0 | 0 | 0 | 0 | 0 | 0 | 0 | 0 | 0 | 0 | 0 | 0 | 0 | 0 | 0 | 0 | 0 | 0 | 0
SCE Metro | Barre | 230 | 0 | 0 | 0 | 0 | 0 | 0 | 0 | 0 | 0 | 0 | 0 | 0 | 0 | 0 | 0 | 0 | 0 | 0 | 0 | 0 | 0 | 0 | 0 | 0 | 0 | 0 | 0 | 0 | 0 | 0 | 0 | 0 | 0 | 0 | 0 | 0 | 0 | 0 | 0 | 0 | 0 | 0 | 0 | 0 | 0 | 0 | 0 | 0 | 0 | 0 | 0 | 0 | 0 | 0 | 0 | 0 | 0 | 0 | 0 | 0 | 0 | 0 | 0 | 0 | 0 | 0 | 0 | 0 | 0 | 0 | 0 | 0 | 0 | 0 | 0 | 0 | 0 | 0 | 0 | 0 | 0 | 0 | 0 | 0 | 0 | 0 | 0 | 0 | 0 | 0 | 0 | 0 | 0 | 0 | 0 | 0
SDGE | Bay Boulevard | 69 | 0 | 0 | 0 | 0 | 0 | 0 | 0 | 0 | 0 | 0 | 0 | 0 | 0 | 0 | 0 | 0 | 0 | 0 | 0 | 0 | 0 | 0 | 0 | 0 | 0 | 0 | 0 | 0 | 0 | 0 | 0 | 0 | 0 | 0 | 0 | 0 | 0 | 0 | 0 | 0 | 0 | 0 | 0 | 0 | 0 | 0 | 0 | 0 | 0 | 0 | 0 | 0 | 0 | 0 | 0 | 0 | 0 | 0 | 0 | 0 | 0 | 0 | 0 | 0 | 0 | 0 | 0 | 0 | 0 | 0 | 0 | 0 | 0 | 0 | 0 | 0 | 0 | 0 | 0 | 0 | 0 | 0 | 0 | 0 | 0 | 0 | 0 | 0 | 0 | 0 | 0 | 0 | 0 | 0 | 0 | 0
SDGE | Bay Boulevard | 230 | 0 | 0 | 0 | 0 | 0 | 0 | 0 | 0 | 0 | 0 | 0 | 0 | 0 | 0 | 0 | 0 | 0 | 0 | 0 | 0 | 0 | 0 | 0 | 0 | 0 | 0 | 0 | 0 | 0 | 0 | 0 | 0 | 0 | 0 | 0 | 0 | 0 | 0 | 0 | 0 | 0 | 0 | 0 | 0 | 0 | 0 | 0 | 0 | 0 | 0 | 0 | 0 | 0 | 0 | 0 | 0 | 0 | 0 | 0 | 0 | 0 | 0 | 0 | 0 | 0 | 0 | 0 | 0 | 0 | 0 | 0 | 0 | 0 | 0 | 0 | 0 | 0 | 0 | 0 | 0 | 0 | 0 | 0 | 0 | 0 | 0 | 0 | 0 | 0 | 0 | 0 | 0 | 0 | 0 | 0 | 0
EOP | Beatty | 138 | 0 | 0 | 0 | 0 | 0 | 0 | 0 | 0 | 0 | 0 | 0 | 0 | 0 | 0 | 0 | 0 | 0 | 0 | 0 | 0 | 0 | 0 | 0 | 0 | 0 | 0 | 0 | 0 | 0 | 0 | 0 | 0 | 0 | 0 | 0 | 0 | 0 | 0 | 0 | 0 | 0 | 0 | 0 | 0 | 0 | 0 | 0 | 0 | 0 | 0 | 0 | 0 | 0 | 0 | 0 | 0 | 0 | 0 | 0 | 0 | 0 | 0 | 0 | 0 | 0 | 0 | 0 | 0 | 0 | 0 | 0 | 0 | 0 | 0 | 0 | 0 | 0 | 0 | 0 | 0 | 0 | 0 | 0 | 0 | 0 | 0 | 0 | 0 | 0 | 0 | 0 | 0 | 0 | 0 | 0 | 0
EOP | Beatty | 230 | 515.08 | 0 | 0 | 0 | 508.56 | 0 | 0 | 0 | 0 | 0 | 0 | 0 | 0 | 0 | 0 | 0 | 0 | 0 | 0 | 0 | 0 | 0 | 0 | 0 | 515.08 | 0 | 0 | 0 | 508.56 | 0 | 0 | 0 | 0 | 0 | 0 | 0 | 0 | 0 | 0 | 0 | 0 | 0 | 0 | 0 | 0 | 0 | 0 | 0 | 515.08 | 0 | 0 | 0 | 508.56 | 0 | 0 | 0 | 0 | 0 | 0 | 0 | 0 | 0 | 0 | 0 | 0 | 0 | 0 | 0 | 0 | 0 | 0 | 0 | 515.08 | 0 | 0 | 0 | 508.56 | 0 | 0 | 0 | 0 | 0 | 0 | 0 | 0 | 0 | 0 | 0 | 0 | 0 | 0 | 0 | 0 | 0 | 0 | 0
PG&E NGBA | Belden | 230 | 0 | 0 | 0 | 0 | 0 | 0 | 0 | 0 | 0 | 0 | 0 | 0 | 0 | 0 | 0 | 0 | 0 | 0 | 0 | 0 | 0 | 0 | 0 | 0 | 0 | 0 | 0 | 0 | 0 | 0 | 0 | 0 | 0 | 0 | 0 | 0 | 0 | 0 | 0 | 0 | 0 | 0 | 0 | 0 | 0 | 0 | 0 | 0 | 0 | 0 | 0 | 0 | 0 | 0 | 0 | 0 | 0 | 0 | 0 | 0 | 0 | 0 | 0 | 0 | 0 | 0 | 0 | 0 | 0 | 0 | 0 | 0 | 0 | 0 | 0 | 0 | 0 | 0 | 0 | 0 | 0 | 0 | 0 | 0 | 0 | 0 | 0 | 0 | 0 | 0 | 0 | 0 | 0 | 0 | 0 | 0
PG&E NGBA | Bell | 115 | 0 | 0 | 0 | 0 | 0 | 0 | 0 | 0 | 0 | 0 | 0 | 0 | 0 | 0 | 0 | 0 | 0 | 0 | 0 | 0 | 0 | 0 | 0 | 0 | 0 | 0 | 0 | 0 | 0 | 0 | 0 | 0 | 0 | 0 | 0 | 0 | 0 | 0 | 0 | 0 | 0 | 0 | 0 | 0 | 0 | 0 | 0 | 0 | 0 | 0 | 0 | 0 | 0 | 0 | 0 | 0 | 0 | 0 | 0 | 0 | 0 | 0 | 0 | 0 | 0 | 0 | 0 | 0 | 0 | 0 | 0 | 0 | 0 | 0 | 0 | 0 | 0 | 0 | 0 | 0 | 0 | 0 | 0 | 0 | 0 | 0 | 0 | 0 | 0 | 0 | 0 | 0 | 0 | 0 | 0 | 0
PG&E NGBA | Bellevue | 115 | 0 | 0 | 0 | 0 | 0 | 0 | 0 | 0 | 0 | 0 | 0 | 0 | 0 | 0 | 0 | 0 | 0 | 0 | 0 | 0 | 0 | 0 | 0 | 0 | 0 | 0 | 0 | 0 | 0 | 0 | 0 | 0 | 0 | 0 | 0 | 0 | 0 | 0 | 0 | 0 | 0 | 0 | 0 | 0 | 0 | 0 | 0 | 0 | 0 | 0 | 0 | 0 | 0 | 0 | 0 | 0 | 0 | 0 | 0 | 0 | 0 | 0 | 0 | 0 | 0 | 0 | 0 | 0 | 0 | 0 | 0 | 0 | 0 | 0 | 0 | 0 | 0 | 0 | 0 | 0 | 0 | 0 | 0 | 0 | 0 | 0 | 0 | 0 | 0 | 0 | 0 | 0 | 0 | 0 | 0 | 0
PG&E GBA | Bellota | 115 | 365.12 | 0 | 0 | 0 | 0 | 0 | 0 | 0 | 0 | 0 | 0 | 0 | 0 | 0 | 0 | 0 | 0 | 0 | 0 | 0 | 0 | 0 | 0 | 0 | 365.12 | 0 | 0 | 0 | 0 | 0 | 0 | 0 | 0 | 0 | 0 | 0 | 0 | 0 | 0 | 0 | 0 | 0 | 0 | 0 | 0 | 0 | 0 | 0 | 0 | 0 | 0 | 0 | 0 | 0 | 0 | 0 | 0 | 0 | 0 | 0 | 0 | 0 | 0 | 0 | 0 | 0 | 0 | 0 | 0 | 0 | 0 | 0 | 0 | 0 | 0 | 0 | 0 | 0 | 0 | 0 | 0 | 0 | 0 | 0 | 0 | 0 | 0 | 0 | 0 | 0 | 0 | 0 | 0 | 0 | 0 | 0
PG&E GBA | Bellota | 230 | 0 | 0 | 0 | 0 | 0 | 0 | 0 | 0 | 0 | 0 | 0 | 0 | 0 | 0 | 0 | 0 | 0 | 0 | 0 | 0 | 0 | 0 | 0 | 0 | 0 | 0 | 0 | 0 | 0 | 0 | 0 | 0 | 0 | 0 | 0 | 0 | 0 | 0 | 0 | 0 | 0 | 0 | 0 | 0 | 0 | 0 | 0 | 0 | 0 | 0 | 0 | 0 | 0 | 0 | 0 | 0 | 0 | 0 | 0 | 0 | 0 | 0 | 0 | 0 | 0 | 0 | 0 | 0 | 0 | 0 | 0 | 0 | 0 | 0 | 0 | 0 | 0 | 0 | 0 | 0 | 0 | 0 | 0 | 0 | 0 | 0 | 0 | 0 | 0 | 0 | 0 | 0 | 0 | 0 | 0 | 0
SCE Northern | Big Creek | 230 | 0 | 0 | 0 | 0 | 0 | 0 | 0 | 0 | 0 | 0 | 0 | 0 | 0 | 0 | 0 | 0 | 0 | 0 | 0 | 0 | 0 | 0 | 0 | 0 | 0 | 0 | 0 | 0 | 0 | 0 | 0 | 0 | 0 | 0 | 0 | 0 | 0 | 0 | 0 | 0 | 0 | 0 | 0 | 0 | 0 | 0 | 0 | 0 | 0 | 0 | 0 | 0 | 0 | 0 | 0 | 0 | 0 | 0 | 0 | 0 | 0 | 0 | 0 | 0 | 0 | 0 | 0 | 0 | 0 | 0 | 0 | 0 | 0 | 0 | 0 | 0 | 0 | 0 | 0 | 0 | 0 | 0 | 0 | 0 | 0 | 0 | 0 | 0 | 0 | 0 | 0 | 0 | 0 | 0 | 0 | 0
PG&E FRESNO | Biola | 70 | 0 | 0 | 0 | 0 | 0 | 0 | 0 | 0 | 0 | 0 | 0 | 0 | 0 | 0 | 0 | 0 | 0 | 0 | 0 | 0 | 0 | 0 | 0 | 0 | 0 | 0 | 0 | 0 | 0 | 0 | 0 | 0 | 0 | 0 | 0 | 0 | 0 | 0 | 0 | 0 | 0 | 0 | 0 | 0 | 0 | 0 | 0 | 0 | 0 | 0 | 0 | 0 | 0 | 0 | 0 | 0 | 0 | 0 | 0 | 0 | 0 | 0 | 0 | 0 | 0 | 0 | 0 | 0 | 0 | 0 | 0 | 0 | 0 | 0 | 0 | 0 | 0 | 0 | 0 | 0 | 0 | 0 | 0 | 0 | 0 | 0 | 0 | 0 | 0 | 0 | 0 | 0 | 0 | 0 | 0 | 0
PG&E GBA | Birds Landing | 230 | 416.56 | 65.02 | 0 | 0 | 205.02 | 0 | 0 | 0 | 207.2 | 0 | 0 | 0 | 295.94 | 65.02 | 0 | 0 | 205.02 | 0 | 0 | 0 | 207.2 | 0 | 0 | 0 | 378.56 | 46.02 | 0 | 0 | 205.02 | 0 | 0 | 0 | 207.2 | 0 | 0 | 0 | 295.94 | 65.02 | 0 | 0 | 205.02 | 0 | 0 | 0 | 207.2 | 0 | 0 | 0 | 295.94 | 65.02 | 0 | 0 | 205.02 | 0 | 0 | 0 | 207.2 | 0 | 0 | 0 | 295.94 | 65.02 | 0 | 0 | 205.02 | 0 | 0 | 0 | 207.2 | 0 | 0 | 0 | 257.94 | 46.02 | 0 | 0 | 205.02 | 0 | 0 | 0 | 207.2 | 0 | 0 | 0 | 295.94 | 65.02 | 0 | 0 | 205.02 | 0 | 0 | 0 | 207.2 | 0 | 0 | 0
SCE Northern | Bliss | 66 | 0 | 0 | 0 | 0 | 0 | 0 | 0 | 0 | 0 | 0 | 0 | 0 | 0 | 0 | 0 | 0 | 0 | 0 | 0 | 0 | 0 | 0 | 0 | 0 | 0 | 0 | 0 | 0 | 0 | 0 | 0 | 0 | 0 | 0 | 0 | 0 | 0 | 0 | 0 | 0 | 0 | 0 | 0 | 0 | 0 | 0 | 0 | 0 | 0 | 0 | 0 | 0 | 0 | 0 | 0 | 0 | 0 | 0 | 0 | 0 | 0 | 0 | 0 | 0 | 0 | 0 | 0 | 0 | 0 | 0 | 0 | 0 | 0 | 0 | 0 | 0 | 0 | 0 | 0 | 0 | 0 | 0 | 0 | 0 | 0 | 0 | 0 | 0 | 0 | 0 | 0 | 0 | 0 | 0 | 0 | 0
SCE Eastern | Blythe | 161 | 0 | 0 | 0 | 0 | 0 | 0 | 0 | 0 | 0 | 0 | 0 | 0 | 0 | 0 | 0 | 0 | 0 | 0 | 0 | 0 | 0 | 0 | 0 | 0 | 0 | 0 | 0 | 0 | 0 | 0 | 0 | 0 | 0 | 0 | 0 | 0 | 0 | 0 | 0 | 0 | 0 | 0 | 0 | 0 | 0 | 0 | 0 | 0 | 0 | 0 | 0 | 0 | 0 | 0 | 0 | 0 | 0 | 0 | 0 | 0 | 0 | 0 | 0 | 0 | 0 | 0 | 0 | 0 | 0 | 0 | 0 | 0 | 0 | 0 | 0 | 0 | 0 | 0 | 0 | 0 | 0 | 0 | 0 | 0 | 0 | 0 | 0 | 0 | 0 | 0 | 0 | 0 | 0 | 0 | 0 | 0
PG&E NGBA | Bogue | 115 | 0 | 0 | 0 | 0 | 0 | 0 | 0 | 0 | 0 | 0 | 0 | 0 | 0 | 0 | 0 | 0 | 0 | 0 | 0 | 0 | 0 | 0 | 0 | 0 | 0 | 0 | 0 | 0 | 0 | 0 | 0 | 0 | 0 | 0 | 0 | 0 | 0 | 0 | 0 | 0 | 0 | 0 | 0 | 0 | 0 | 0 | 0 | 0 | 0 | 0 | 0 | 0 | 0 | 0 | 0 | 0 | 0 | 0 | 0 | 0 | 0 | 0 | 0 | 0 | 0 | 0 | 0 | 0 | 0 | 0 | 0 | 0 | 0 | 0 | 0 | 0 | 0 | 0 | 0 | 0 | 0 | 0 | 0 | 0 | 0 | 0 | 0 | 0 | 0 | 0 | 0 | 0 | 0 | 0 | 0 | 0
PG&E FRESNO | Borden | 230 | 406.899 | 0 | 0 | 0 | 203.2 | 0 | 0 | 0 | 0 | 0 | 0 | 0 | 0 | 0 | 0 | 0 | 0 | 0 | 0 | 0 | 0 | 0 | 0 | 0 | 406.899 | 0 | 0 | 0 | 203.2 | 0 | 0 | 0 | 0 | 0 | 0 | 0 | 0 | 0 | 0 | 0 | 0 | 0 | 0 | 0 | 0 | 0 | 0 | 0 | 0 | 0 | 0 | 0 | 0 | 0 | 0 | 0 | 0 | 0 | 0 | 0 | 0 | 0 | 0 | 0 | 0 | 0 | 0 | 0 | 0 | 0 | 0 | 0 | 0 | 0 | 0 | 0 | 0 | 0 | 0 | 0 | 0 | 0 | 0 | 0 | 0 | 0 | 0 | 0 | 0 | 0 | 0 | 0 | 0 | 0 | 0 | 0
PG&E FRESNO | Borden | 70 | 0 | 0 | 0 | 0 | 0 | 0 | 0 | 0 | 0 | 0 | 0 | 0 | 0 | 0 | 0 | 0 | 0 | 0 | 0 | 0 | 0 | 0 | 0 | 0 | 0 | 0 | 0 | 0 | 0 | 0 | 0 | 0 | 0 | 0 | 0 | 0 | 0 | 0 | 0 | 0 | 0 | 0 | 0 | 0 | 0 | 0 | 0 | 0 | 0 | 0 | 0 | 0 | 0 | 0 | 0 | 0 | 0 | 0 | 0 | 0 | 0 | 0 | 0 | 0 | 0 | 0 | 0 | 0 | 0 | 0 | 0 | 0 | 0 | 0 | 0 | 0 | 0 | 0 | 0 | 0 | 0 | 0 | 0 | 0 | 0 | 0 | 0 | 0 | 0 | 0 | 0 | 0 | 0 | 0 | 0 | 0
SDGE | Boulevard East | 138 | 206.31 | 200 | 0 | 0 | 0 | 0 | 0 | 0 | 63.3 | 0 | 0 | 0 | 0 | 0 | 0 | 0 | 0 | 0 | 0 | 0 | 63.3 | 0 | 0 | 0 | 206.31 | 200 | 0 | 0 | 0 | 0 | 0 | 0 | 63.3 | 0 | 0 | 0 | 0 | 0 | 0 | 0 | 0 | 0 | 0 | 0 | 63.3 | 0 | 0 | 0 | 206.31 | 200 | 0 | 0 | 0 | 0 | 0 | 0 | 63.3 | 0 | 0 | 0 | 0 | 0 | 0 | 0 | 0 | 0 | 0 | 0 | 63.3 | 0 | 0 | 0 | 206.31 | 200 | 0 | 0 | 0 | 0 | 0 | 0 | 63.3 | 0 | 0 | 0 | 0 | 0 | 0 | 0 | 0 | 0 | 0 | 0 | 63.3 | 0 | 0 | 0
SDGE | Boulevard East | 69 | 17.4 | 17.4 | 0 | 0 | 91.88 | 0 | 0 | 0 | 0 | 0 | 0 | 0 | 17.4 | 17.4 | 0 | 0 | 91.88 | 0 | 0 | 0 | 0 | 0 | 0 | 0 | 17.4 | 17.4 | 0 | 0 | 91.88 | 0 | 0 | 0 | 0 | 0 | 0 | 0 | 0 | 0 | 0 | 0 | 71.88 | 0 | 0 | 0 | 0 | 0 | 0 | 0 | 17.4 | 17.4 | 0 | 0 | 91.88 | 0 | 0 | 0 | 0 | 0 | 0 | 0 | 17.4 | 17.4 | 0 | 0 | 91.88 | 0 | 0 | 0 | 0 | 0 | 0 | 0 | 17.4 | 17.4 | 0 | 0 | 91.88 | 0 | 0 | 0 | 0 | 0 | 0 | 0 | 0 | 0 | 0 | 0 | 71.88 | 0 | 0 | 0 | 0 | 0 | 0 | 0
PG&E GBA | Brentwood | 230 | 0 | 0 | 0 | 0 | 0 | 0 | 0 | 0 | 0 | 0 | 0 | 0 | 0 | 0 | 0 | 0 | 0 | 0 | 0 | 0 | 0 | 0 | 0 | 0 | 0 | 0 | 0 | 0 | 0 | 0 | 0 | 0 | 0 | 0 | 0 | 0 | 0 | 0 | 0 | 0 | 0 | 0 | 0 | 0 | 0 | 0 | 0 | 0 | 0 | 0 | 0 | 0 | 0 | 0 | 0 | 0 | 0 | 0 | 0 | 0 | 0 | 0 | 0 | 0 | 0 | 0 | 0 | 0 | 0 | 0 | 0 | 0 | 0 | 0 | 0 | 0 | 0 | 0 | 0 | 0 | 0 | 0 | 0 | 0 | 0 | 0 | 0 | 0 | 0 | 0 | 0 | 0 | 0 | 0 | 0 | 0
PG&E NGBA | Bridgeville | 115 | 0 | 0 | 0 | 0 | 0 | 0 | 0 | 0 | 0 | 0 | 0 | 0 | 0 | 0 | 0 | 0 | 0 | 0 | 0 | 0 | 0 | 0 | 0 | 0 | 0 | 0 | 0 | 0 | 0 | 0 | 0 | 0 | 0 | 0 | 0 | 0 | 0 | 0 | 0 | 0 | 0 | 0 | 0 | 0 | 0 | 0 | 0 | 0 | 0 | 0 | 0 | 0 | 0 | 0 | 0 | 0 | 0 | 0 | 0 | 0 | 0 | 0 | 0 | 0 | 0 | 0 | 0 | 0 | 0 | 0 | 0 | 0 | 0 | 0 | 0 | 0 | 0 | 0 | 0 | 0 | 0 | 0 | 0 | 0 | 0 | 0 | 0 | 0 | 0 | 0 | 0 | 0 | 0 | 0 | 0 | 0
PG&E NGBA | Brighton | 115 | 0 | 0 | 0 | 0 | 0 | 0 | 0 | 0 | 0 | 0 | 0 | 0 | 0 | 0 | 0 | 0 | 0 | 0 | 0 | 0 | 0 | 0 | 0 | 0 | 0 | 0 | 0 | 0 | 0 | 0 | 0 | 0 | 0 | 0 | 0 | 0 | 0 | 0 | 0 | 0 | 0 | 0 | 0 | 0 | 0 | 0 | 0 | 0 | 0 | 0 | 0 | 0 | 0 | 0 | 0 | 0 | 0 | 0 | 0 | 0 | 0 | 0 | 0 | 0 | 0 | 0 | 0 | 0 | 0 | 0 | 0 | 0 | 0 | 0 | 0 | 0 | 0 | 0 | 0 | 0 | 0 | 0 | 0 | 0 | 0 | 0 | 0 | 0 | 0 | 0 | 0 | 0 | 0 | 0 | 0 | 0
PG&E NGBA | Brighton | 230 | 0 | 0 | 0 | 0 | 0 | 0 | 0 | 0 | 0 | 0 | 0 | 0 | 0 | 0 | 0 | 0 | 0 | 0 | 0 | 0 | 0 | 0 | 0 | 0 | 0 | 0 | 0 | 0 | 0 | 0 | 0 | 0 | 0 | 0 | 0 | 0 | 0 | 0 | 0 | 0 | 0 | 0 | 0 | 0 | 0 | 0 | 0 | 0 | 0 | 0 | 0 | 0 | 0 | 0 | 0 | 0 | 0 | 0 | 0 | 0 | 0 | 0 | 0 | 0 | 0 | 0 | 0 | 0 | 0 | 0 | 0 | 0 | 0 | 0 | 0 | 0 | 0 | 0 | 0 | 0 | 0 | 0 | 0 | 0 | 0 | 0 | 0 | 0 | 0 | 0 | 0 | 0 | 0 | 0 | 0 | 0
PG&E NGBA | Brunswick | 115 | 0 | 0 | 0 | 0 | 0 | 0 | 0 | 0 | 0 | 0 | 0 | 0 | 0 | 0 | 0 | 0 | 0 | 0 | 0 | 0 | 0 | 0 | 0 | 0 | 0 | 0 | 0 | 0 | 0 | 0 | 0 | 0 | 0 | 0 | 0 | 0 | 0 | 0 | 0 | 0 | 0 | 0 | 0 | 0 | 0 | 0 | 0 | 0 | 0 | 0 | 0 | 0 | 0 | 0 | 0 | 0 | 0 | 0 | 0 | 0 | 0 | 0 | 0 | 0 | 0 | 0 | 0 | 0 | 0 | 0 | 0 | 0 | 0 | 0 | 0 | 0 | 0 | 0 | 0 | 0 | 0 | 0 | 0 | 0 | 0 | 0 | 0 | 0 | 0 | 0 | 0 | 0 | 0 | 0 | 0 | 0
PG&E NGBA | Bucks Creek | 230 | 0 | 0 | 0 | 0 | 0 | 0 | 0 | 0 | 0 | 0 | 0 | 0 | 0 | 0 | 0 | 0 | 0 | 0 | 0 | 0 | 0 | 0 | 0 | 0 | 0 | 0 | 0 | 0 | 0 | 0 | 0 | 0 | 0 | 0 | 0 | 0 | 0 | 0 | 0 | 0 | 0 | 0 | 0 | 0 | 0 | 0 | 0 | 0 | 0 | 0 | 0 | 0 | 0 | 0 | 0 | 0 | 0 | 0 | 0 | 0 | 0 | 0 | 0 | 0 | 0 | 0 | 0 | 0 | 0 | 0 | 0 | 0 | 0 | 0 | 0 | 0 | 0 | 0 | 0 | 0 | 0 | 0 | 0 | 0 | 0 | 0 | 0 | 0 | 0 | 0 | 0 | 0 | 0 | 0 | 0 | 0
PG&E KERN | Buena Vista | 230 | 0 | 0 | 0 | 0 | 0 | 0 | 0 | 0 | 0 | 0 | 0 | 0 | 0 | 0 | 0 | 0 | 0 | 0 | 0 | 0 | 0 | 0 | 0 | 0 | 0 | 0 | 0 | 0 | 0 | 0 | 0 | 0 | 0 | 0 | 0 | 0 | 0 | 0 | 0 | 0 | 0 | 0 | 0 | 0 | 0 | 0 | 0 | 0 | 0 | 0 | 0 | 0 | 0 | 0 | 0 | 0 | 0 | 0 | 0 | 0 | 0 | 0 | 0 | 0 | 0 | 0 | 0 | 0 | 0 | 0 | 0 | 0 | 0 | 0 | 0 | 0 | 0 | 0 | 0 | 0 | 0 | 0 | 0 | 0 | 0 | 0 | 0 | 0 | 0 | 0 | 0 | 0 | 0 | 0 | 0 | 0
PG&E FRESNO | Bullard | 115 | 0 | 0 | 0 | 0 | 0 | 0 | 0 | 0 | 0 | 0 | 0 | 0 | 0 | 0 | 0 | 0 | 0 | 0 | 0 | 0 | 0 | 0 | 0 | 0 | 0 | 0 | 0 | 0 | 0 | 0 | 0 | 0 | 0 | 0 | 0 | 0 | 0 | 0 | 0 | 0 | 0 | 0 | 0 | 0 | 0 | 0 | 0 | 0 | 0 | 0 | 0 | 0 | 0 | 0 | 0 | 0 | 0 | 0 | 0 | 0 | 0 | 0 | 0 | 0 | 0 | 0 | 0 | 0 | 0 | 0 | 0 | 0 | 0 | 0 | 0 | 0 | 0 | 0 | 0 | 0 | 0 | 0 | 0 | 0 | 0 | 0 | 0 | 0 | 0 | 0 | 0 | 0 | 0 | 0 | 0 | 0
PG&E GBA | Burlingame | 115 | 0 | 0 | 0 | 0 | 0 | 0 | 0 | 0 | 0 | 0 | 0 | 0 | 0 | 0 | 0 | 0 | 0 | 0 | 0 | 0 | 0 | 0 | 0 | 0 | 0 | 0 | 0 | 0 | 0 | 0 | 0 | 0 | 0 | 0 | 0 | 0 | 0 | 0 | 0 | 0 | 0 | 0 | 0 | 0 | 0 | 0 | 0 | 0 | 0 | 0 | 0 | 0 | 0 | 0 | 0 | 0 | 0 | 0 | 0 | 0 | 0 | 0 | 0 | 0 | 0 | 0 | 0 | 0 | 0 | 0 | 0 | 0 | 0 | 0 | 0 | 0 | 0 | 0 | 0 | 0 | 0 | 0 | 0 | 0 | 0 | 0 | 0 | 0 | 0 | 0 | 0 | 0 | 0 | 0 | 0 | 0
PG&E NGBA | Burney Forest | 230 | 0 | 0 | 0 | 0 | 0 | 0 | 0 | 0 | 0 | 0 | 0 | 0 | 0 | 0 | 0 | 0 | 0 | 0 | 0 | 0 | 0 | 0 | 0 | 0 | 0 | 0 | 0 | 0 | 0 | 0 | 0 | 0 | 0 | 0 | 0 | 0 | 0 | 0 | 0 | 0 | 0 | 0 | 0 | 0 | 0 | 0 | 0 | 0 | 0 | 0 | 0 | 0 | 0 | 0 | 0 | 0 | 0 | 0 | 0 | 0 | 0 | 0 | 0 | 0 | 0 | 0 | 0 | 0 | 0 | 0 | 0 | 0 | 0 | 0 | 0 | 0 | 0 | 0 | 0 | 0 | 0 | 0 | 0 | 0 | 0 | 0 | 0 | 0 | 0 | 0 | 0 | 0 | 0 | 0 | 0 | 0
PG&E NGBA | Butte | 115 | 0 | 0 | 0 | 0 | 0 | 0 | 0 | 0 | 0 | 0 | 0 | 0 | 0 | 0 | 0 | 0 | 0 | 0 | 0 | 0 | 0 | 0 | 0 | 0 | 0 | 0 | 0 | 0 | 0 | 0 | 0 | 0 | 0 | 0 | 0 | 0 | 0 | 0 | 0 | 0 | 0 | 0 | 0 | 0 | 0 | 0 | 0 | 0 | 0 | 0 | 0 | 0 | 0 | 0 | 0 | 0 | 0 | 0 | 0 | 0 | 0 | 0 | 0 | 0 | 0 | 0 | 0 | 0 | 0 | 0 | 0 | 0 | 0 | 0 | 0 | 0 | 0 | 0 | 0 | 0 | 0 | 0 | 0 | 0 | 0 | 0 | 0 | 0 | 0 | 0 | 0 | 0 | 0 | 0 | 0 | 0
PG&E KERN | Cabrillo | 115 | 0 | 0 | 0 | 0 | 0 | 0 | 0 | 0 | 0 | 0 | 0 | 0 | 0 | 0 | 0 | 0 | 0 | 0 | 0 | 0 | 0 | 0 | 0 | 0 | 0 | 0 | 0 | 0 | 0 | 0 | 0 | 0 | 0 | 0 | 0 | 0 | 0 | 0 | 0 | 0 | 0 | 0 | 0 | 0 | 0 | 0 | 0 | 0 | 0 | 0 | 0 | 0 | 0 | 0 | 0 | 0 | 0 | 0 | 0 | 0 | 0 | 0 | 0 | 0 | 0 | 0 | 0 | 0 | 0 | 0 | 0 | 0 | 0 | 0 | 0 | 0 | 0 | 0 | 0 | 0 | 0 | 0 | 0 | 0 | 0 | 0 | 0 | 0 | 0 | 0 | 0 | 0 | 0 | 0 | 0 | 0
PG&E FRESNO | Cal Flats | 230 | 0 | 0 | 0 | 0 | 0 | 0 | 0 | 0 | 0 | 0 | 0 | 0 | 0 | 0 | 0 | 0 | 0 | 0 | 0 | 0 | 0 | 0 | 0 | 0 | 0 | 0 | 0 | 0 | 0 | 0 | 0 | 0 | 0 | 0 | 0 | 0 | 0 | 0 | 0 | 0 | 0 | 0 | 0 | 0 | 0 | 0 | 0 | 0 | 0 | 0 | 0 | 0 | 0 | 0 | 0 | 0 | 0 | 0 | 0 | 0 | 0 | 0 | 0 | 0 | 0 | 0 | 0 | 0 | 0 | 0 | 0 | 0 | 0 | 0 | 0 | 0 | 0 | 0 | 0 | 0 | 0 | 0 | 0 | 0 | 0 | 0 | 0 | 0 | 0 | 0 | 0 | 0 | 0 | 0 | 0 | 0
SCE NOL | Calcite | 230 | 306 | 291 | 0 | 0 | 456 | 200 | 0 | 0 | 0 | 0 | 0 | 0 | 250 | 236 | 0 | 0 | 400 | 200 | 0 | 0 | 0 | 0 | 0 | 0 | 306 | 291 | 0 | 0 | 456 | 200 | 0 | 0 | 0 | 0 | 0 | 0 | 250 | 236 | 0 | 0 | 400 | 200 | 0 | 0 | 0 | 0 | 0 | 0 | 306 | 291 | 0 | 0 | 456 | 200 | 0 | 0 | 0 | 0 | 0 | 0 | 250 | 236 | 0 | 0 | 400 | 200 | 0 | 0 | 0 | 0 | 0 | 0 | 306 | 291 | 0 | 0 | 456 | 200 | 0 | 0 | 0 | 0 | 0 | 0 | 250 | 236 | 0 | 0 | 400 | 200 | 0 | 0 | 0 | 0 | 0 | 0
PG&E KERN | Caliente | 230 | 53.68 | 0 | 0 | 0 | 100.64 | 0 | 0 | 0 | 0 | 0 | 0 | 0 | 0 | 0 | 0 | 0 | 0 | 0 | 0 | 0 | 0 | 0 | 0 | 0 | 53.68 | 0 | 0 | 0 | 100.64 | 0 | 0 | 0 | 0 | 0 | 0 | 0 | 53.68 | 0 | 0 | 0 | 100.64 | 0 | 0 | 0 | 0 | 0 | 0 | 0 | 53.68 | 0 | 0 | 0 | 100.64 | 0 | 0 | 0 | 0 | 0 | 0 | 0 | 0 | 0 | 0 | 0 | 0 | 0 | 0 | 0 | 0 | 0 | 0 | 0 | 53.68 | 0 | 0 | 0 | 100.64 | 0 | 0 | 0 | 0 | 0 | 0 | 0 | 53.68 | 0 | 0 | 0 | 100.64 | 0 | 0 | 0 | 0 | 0 | 0 | 0
PG&E FRESNO | California Ave | 115 | 0 | 0 | 0 | 0 | 0 | 0 | 0 | 0 | 0 | 0 | 0 | 0 | 0 | 0 | 0 | 0 | 0 | 0 | 0 | 0 | 0 | 0 | 0 | 0 | 0 | 0 | 0 | 0 | 0 | 0 | 0 | 0 | 0 | 0 | 0 | 0 | 0 | 0 | 0 | 0 | 0 | 0 | 0 | 0 | 0 | 0 | 0 | 0 | 0 | 0 | 0 | 0 | 0 | 0 | 0 | 0 | 0 | 0 | 0 | 0 | 0 | 0 | 0 | 0 | 0 | 0 | 0 | 0 | 0 | 0 | 0 | 0 | 0 | 0 | 0 | 0 | 0 | 0 | 0 | 0 | 0 | 0 | 0 | 0 | 0 | 0 | 0 | 0 | 0 | 0 | 0 | 0 | 0 | 0 | 0 | 0
PG&E KERN | Callender | 115 | 0 | 0 | 0 | 0 | 0 | 0 | 0 | 0 | 0 | 0 | 0 | 0 | 0 | 0 | 0 | 0 | 0 | 0 | 0 | 0 | 0 | 0 | 0 | 0 | 0 | 0 | 0 | 0 | 0 | 0 | 0 | 0 | 0 | 0 | 0 | 0 | 0 | 0 | 0 | 0 | 0 | 0 | 0 | 0 | 0 | 0 | 0 | 0 | 0 | 0 | 0 | 0 | 0 | 0 | 0 | 0 | 0 | 0 | 0 | 0 | 0 | 0 | 0 | 0 | 0 | 0 | 0 | 0 | 0 | 0 | 0 | 0 | 0 | 0 | 0 | 0 | 0 | 0 | 0 | 0 | 0 | 0 | 0 | 0 | 0 | 0 | 0 | 0 | 0 | 0 | 0 | 0 | 0 | 0 | 0 | 0
PG&E NGBA | Calpella | 115 | 0 | 0 | 0 | 0 | 0 | 0 | 0 | 0 | 0 | 0 | 0 | 0 | 0 | 0 | 0 | 0 | 0 | 0 | 0 | 0 | 0 | 0 | 0 | 0 | 0 | 0 | 0 | 0 | 0 | 0 | 0 | 0 | 0 | 0 | 0 | 0 | 0 | 0 | 0 | 0 | 0 | 0 | 0 | 0 | 0 | 0 | 0 | 0 | 0 | 0 | 0 | 0 | 0 | 0 | 0 | 0 | 0 | 0 | 0 | 0 | 0 | 0 | 0 | 0 | 0 | 0 | 0 | 0 | 0 | 0 | 0 | 0 | 0 | 0 | 0 | 0 | 0 | 0 | 0 | 0 | 0 | 0 | 0 | 0 | 0 | 0 | 0 | 0 | 0 | 0 | 0 | 0 | 0 | 0 | 0 | 0
PG&E GBA | Camanche | 230 | 0 | 0 | 0 | 0 | 0 | 0 | 0 | 0 | 0 | 0 | 0 | 0 | 0 | 0 | 0 | 0 | 0 | 0 | 0 | 0 | 0 | 0 | 0 | 0 | 0 | 0 | 0 | 0 | 0 | 0 | 0 | 0 | 0 | 0 | 0 | 0 | 0 | 0 | 0 | 0 | 0 | 0 | 0 | 0 | 0 | 0 | 0 | 0 | 0 | 0 | 0 | 0 | 0 | 0 | 0 | 0 | 0 | 0 | 0 | 0 | 0 | 0 | 0 | 0 | 0 | 0 | 0 | 0 | 0 | 0 | 0 | 0 | 0 | 0 | 0 | 0 | 0 | 0 | 0 | 0 | 0 | 0 | 0 | 0 | 0 | 0 | 0 | 0 | 0 | 0 | 0 | 0 | 0 | 0 | 0 | 0
SDGE | Cameron | 69 | 0 | 0 | 0 | 0 | 0 | 0 | 0 | 0 | 0 | 0 | 0 | 0 | 0 | 0 | 0 | 0 | 0 | 0 | 0 | 0 | 0 | 0 | 0 | 0 | 0 | 0 | 0 | 0 | 0 | 0 | 0 | 0 | 0 | 0 | 0 | 0 | 0 | 0 | 0 | 0 | 0 | 0 | 0 | 0 | 0 | 0 | 0 | 0 | 0 | 0 | 0 | 0 | 0 | 0 | 0 | 0 | 0 | 0 | 0 | 0 | 0 | 0 | 0 | 0 | 0 | 0 | 0 | 0 | 0 | 0 | 0 | 0 | 0 | 0 | 0 | 0 | 0 | 0 | 0 | 0 | 0 | 0 | 0 | 0 | 0 | 0 | 0 | 0 | 0 | 0 | 0 | 0 | 0 | 0 | 0 | 0
SDGE | Cannon | 69 | 0 | 0 | 0 | 0 | 0 | 0 | 0 | 0 | 0 | 0 | 0 | 0 | 0 | 0 | 0 | 0 | 0 | 0 | 0 | 0 | 0 | 0 | 0 | 0 | 0 | 0 | 0 | 0 | 0 | 0 | 0 | 0 | 0 | 0 | 0 | 0 | 0 | 0 | 0 | 0 | 0 | 0 | 0 | 0 | 0 | 0 | 0 | 0 | 0 | 0 | 0 | 0 | 0 | 0 | 0 | 0 | 0 | 0 | 0 | 0 | 0 | 0 | 0 | 0 | 0 | 0 | 0 | 0 | 0 | 0 | 0 | 0 | 0 | 0 | 0 | 0 | 0 | 0 | 0 | 0 | 0 | 0 | 0 | 0 | 0 | 0 | 0 | 0 | 0 | 0 | 0 | 0 | 0 | 0 | 0 | 0
PG&E FRESNO | Cantua | 115 | 0 | 0 | 0 | 0 | 0 | 0 | 0 | 0 | 0 | 0 | 0 | 0 | 0 | 0 | 0 | 0 | 0 | 0 | 0 | 0 | 0 | 0 | 0 | 0 | 0 | 0 | 0 | 0 | 0 | 0 | 0 | 0 | 0 | 0 | 0 | 0 | 0 | 0 | 0 | 0 | 0 | 0 | 0 | 0 | 0 | 0 | 0 | 0 | 0 | 0 | 0 | 0 | 0 | 0 | 0 | 0 | 0 | 0 | 0 | 0 | 0 | 0 | 0 | 0 | 0 | 0 | 0 | 0 | 0 | 0 | 0 | 0 | 0 | 0 | 0 | 0 | 0 | 0 | 0 | 0 | 0 | 0 | 0 | 0 | 0 | 0 | 0 | 0 | 0 | 0 | 0 | 0 | 0 | 0 | 0 | 0
SDGE | Capistrano | 138 | 256.875 | 250 | 0 | 0 | 0 | 0 | 0 | 0 | 0 | 0 | 0 | 0 | 256.875 | 250 | 0 | 0 | 0 | 0 | 0 | 0 | 0 | 0 | 0 | 0 | 256.875 | 250 | 0 | 0 | 0 | 0 | 0 | 0 | 0 | 0 | 0 | 0 | 0 | 0 | 0 | 0 | 0 | 0 | 0 | 0 | 0 | 0 | 0 | 0 | 256.875 | 250 | 0 | 0 | 0 | 0 | 0 | 0 | 0 | 0 | 0 | 0 | 256.875 | 250 | 0 | 0 | 0 | 0 | 0 | 0 | 0 | 0 | 0 | 0 | 256.875 | 250 | 0 | 0 | 0 | 0 | 0 | 0 | 0 | 0 | 0 | 0 | 0 | 0 | 0 | 0 | 0 | 0 | 0 | 0 | 0 | 0 | 0 | 0
SDGE | Capistrano | 230 | 0 | 0 | 0 | 0 | 0 | 0 | 0 | 0 | 0 | 0 | 0 | 0 | 0 | 0 | 0 | 0 | 0 | 0 | 0 | 0 | 0 | 0 | 0 | 0 | 0 | 0 | 0 | 0 | 0 | 0 | 0 | 0 | 0 | 0 | 0 | 0 | 0 | 0 | 0 | 0 | 0 | 0 | 0 | 0 | 0 | 0 | 0 | 0 | 0 | 0 | 0 | 0 | 0 | 0 | 0 | 0 | 0 | 0 | 0 | 0 | 0 | 0 | 0 | 0 | 0 | 0 | 0 | 0 | 0 | 0 | 0 | 0 | 0 | 0 | 0 | 0 | 0 | 0 | 0 | 0 | 0 | 0 | 0 | 0 | 0 | 0 | 0 | 0 | 0 | 0 | 0 | 0 | 0 | 0 | 0 | 0
PG&E NGBA | Carberry | 230 | 0 | 0 | 0 | 0 | 0 | 0 | 0 | 0 | 0 | 0 | 0 | 0 | 0 | 0 | 0 | 0 | 0 | 0 | 0 | 0 | 0 | 0 | 0 | 0 | 0 | 0 | 0 | 0 | 0 | 0 | 0 | 0 | 0 | 0 | 0 | 0 | 0 | 0 | 0 | 0 | 0 | 0 | 0 | 0 | 0 | 0 | 0 | 0 | 0 | 0 | 0 | 0 | 0 | 0 | 0 | 0 | 0 | 0 | 0 | 0 | 0 | 0 | 0 | 0 | 0 | 0 | 0 | 0 | 0 | 0 | 0 | 0 | 0 | 0 | 0 | 0 | 0 | 0 | 0 | 0 | 0 | 0 | 0 | 0 | 0 | 0 | 0 | 0 | 0 | 0 | 0 | 0 | 0 | 0 | 0 | 0
SCE Eastern | Cardiff | 66 | 0 | 0 | 0 | 0 | 0 | 0 | 0 | 0 | 0 | 0 | 0 | 0 | 0 | 0 | 0 | 0 | 0 | 0 | 0 | 0 | 0 | 0 | 0 | 0 | 0 | 0 | 0 | 0 | 0 | 0 | 0 | 0 | 0 | 0 | 0 | 0 | 0 | 0 | 0 | 0 | 0 | 0 | 0 | 0 | 0 | 0 | 0 | 0 | 0 | 0 | 0 | 0 | 0 | 0 | 0 | 0 | 0 | 0 | 0 | 0 | 0 | 0 | 0 | 0 | 0 | 0 | 0 | 0 | 0 | 0 | 0 | 0 | 0 | 0 | 0 | 0 | 0 | 0 | 0 | 0 | 0 | 0 | 0 | 0 | 0 | 0 | 0 | 0 | 0 | 0 | 0 | 0 | 0 | 0 | 0 | 0
PG&E NGBA | Caribou | 60 | 0 | 0 | 0 | 0 | 0 | 0 | 0 | 0 | 0 | 0 | 0 | 0 | 0 | 0 | 0 | 0 | 0 | 0 | 0 | 0 | 0 | 0 | 0 | 0 | 0 | 0 | 0 | 0 | 0 | 0 | 0 | 0 | 0 | 0 | 0 | 0 | 0 | 0 | 0 | 0 | 0 | 0 | 0 | 0 | 0 | 0 | 0 | 0 | 0 | 0 | 0 | 0 | 0 | 0 | 0 | 0 | 0 | 0 | 0 | 0 | 0 | 0 | 0 | 0 | 0 | 0 | 0 | 0 | 0 | 0 | 0 | 0 | 0 | 0 | 0 | 0 | 0 | 0 | 0 | 0 | 0 | 0 | 0 | 0 | 0 | 0 | 0 | 0 | 0 | 0 | 0 | 0 | 0 | 0 | 0 | 0
PG&E NGBA | Caribou | 115 | 0 | 0 | 0 | 0 | 0 | 0 | 0 | 0 | 0 | 0 | 0 | 0 | 0 | 0 | 0 | 0 | 0 | 0 | 0 | 0 | 0 | 0 | 0 | 0 | 0 | 0 | 0 | 0 | 0 | 0 | 0 | 0 | 0 | 0 | 0 | 0 | 0 | 0 | 0 | 0 | 0 | 0 | 0 | 0 | 0 | 0 | 0 | 0 | 0 | 0 | 0 | 0 | 0 | 0 | 0 | 0 | 0 | 0 | 0 | 0 | 0 | 0 | 0 | 0 | 0 | 0 | 0 | 0 | 0 | 0 | 0 | 0 | 0 | 0 | 0 | 0 | 0 | 0 | 0 | 0 | 0 | 0 | 0 | 0 | 0 | 0 | 0 | 0 | 0 | 0 | 0 | 0 | 0 | 0 | 0 | 0
PG&E NGBA | Caribou | 230 | 0 | 0 | 0 | 0 | 0 | 0 | 0 | 0 | 0 | 0 | 0 | 0 | 0 | 0 | 0 | 0 | 0 | 0 | 0 | 0 | 0 | 0 | 0 | 0 | 0 | 0 | 0 | 0 | 0 | 0 | 0 | 0 | 0 | 0 | 0 | 0 | 0 | 0 | 0 | 0 | 0 | 0 | 0 | 0 | 0 | 0 | 0 | 0 | 0 | 0 | 0 | 0 | 0 | 0 | 0 | 0 | 0 | 0 | 0 | 0 | 0 | 0 | 0 | 0 | 0 | 0 | 0 | 0 | 0 | 0 | 0 | 0 | 0 | 0 | 0 | 0 | 0 | 0 | 0 | 0 | 0 | 0 | 0 | 0 | 0 | 0 | 0 | 0 | 0 | 0 | 0 | 0 | 0 | 0 | 0 | 0
EOP | Carpenter Canyon (fka Gamebird) | 138 | 0 | 0 | 0 | 0 | 0 | 0 | 0 | 0 | 0 | 0 | 0 | 0 | 0 | 0 | 0 | 0 | 0 | 0 | 0 | 0 | 0 | 0 | 0 | 0 | 0 | 0 | 0 | 0 | 0 | 0 | 0 | 0 | 0 | 0 | 0 | 0 | 0 | 0 | 0 | 0 | 0 | 0 | 0 | 0 | 0 | 0 | 0 | 0 | 0 | 0 | 0 | 0 | 0 | 0 | 0 | 0 | 0 | 0 | 0 | 0 | 0 | 0 | 0 | 0 | 0 | 0 | 0 | 0 | 0 | 0 | 0 | 0 | 0 | 0 | 0 | 0 | 0 | 0 | 0 | 0 | 0 | 0 | 0 | 0 | 0 | 0 | 0 | 0 | 0 | 0 | 0 | 0 | 0 | 0 | 0 | 0
EOP | Carpenter Canyon (fka Gamebird) | 230 | 716.7638 | 200 | 0 | 0 | 716.7638 | 0 | 0 | 0 | 0 | 0 | 0 | 0 | 200 | 200 | 0 | 0 | 200 | 0 | 0 | 0 | 0 | 0 | 0 | 0 | 716.7638 | 200 | 0 | 0 | 716.7638 | 0 | 0 | 0 | 0 | 0 | 0 | 0 | 716.7638 | 200 | 0 | 0 | 716.7638 | 0 | 0 | 0 | 0 | 0 | 0 | 0 | 716.7638 | 200 | 0 | 0 | 716.7638 | 0 | 0 | 0 | 0 | 0 | 0 | 0 | 200 | 200 | 0 | 0 | 200 | 0 | 0 | 0 | 0 | 0 | 0 | 0 | 716.7638 | 200 | 0 | 0 | 716.7638 | 0 | 0 | 0 | 0 | 0 | 0 | 0 | 716.7638 | 200 | 0 | 0 | 716.7638 | 0 | 0 | 0 | 0 | 0 | 0 | 0
PG&E NGBA | Carquinez | 115 | 0 | 0 | 0 | 0 | 0 | 0 | 0 | 0 | 0 | 0 | 0 | 0 | 0 | 0 | 0 | 0 | 0 | 0 | 0 | 0 | 0 | 0 | 0 | 0 | 0 | 0 | 0 | 0 | 0 | 0 | 0 | 0 | 0 | 0 | 0 | 0 | 0 | 0 | 0 | 0 | 0 | 0 | 0 | 0 | 0 | 0 | 0 | 0 | 0 | 0 | 0 | 0 | 0 | 0 | 0 | 0 | 0 | 0 | 0 | 0 | 0 | 0 | 0 | 0 | 0 | 0 | 0 | 0 | 0 | 0 | 0 | 0 | 0 | 0 | 0 | 0 | 0 | 0 | 0 | 0 | 0 | 0 | 0 | 0 | 0 | 0 | 0 | 0 | 0 | 0 | 0 | 0 | 0 | 0 | 0 | 0
SDGE | Carrizo Gorge | 138 | 20 | 20 | 0 | 0 | 0 | 0 | 0 | 0 | 0 | 0 | 0 | 0 | 20 | 20 | 0 | 0 | 0 | 0 | 0 | 0 | 0 | 0 | 0 | 0 | 20 | 20 | 0 | 0 | 0 | 0 | 0 | 0 | 0 | 0 | 0 | 0 | 20 | 20 | 0 | 0 | 0 | 0 | 0 | 0 | 0 | 0 | 0 | 0 | 20 | 20 | 0 | 0 | 0 | 0 | 0 | 0 | 0 | 0 | 0 | 0 | 20 | 20 | 0 | 0 | 0 | 0 | 0 | 0 | 0 | 0 | 0 | 0 | 20 | 20 | 0 | 0 | 0 | 0 | 0 | 0 | 0 | 0 | 0 | 0 | 20 | 20 | 0 | 0 | 0 | 0 | 0 | 0 | 0 | 0 | 0 | 0
PG&E KERN | Carrizo Plains | 115 | 0 | 0 | 0 | 0 | 0 | 0 | 0 | 0 | 0 | 0 | 0 | 0 | 0 | 0 | 0 | 0 | 0 | 0 | 0 | 0 | 0 | 0 | 0 | 0 | 0 | 0 | 0 | 0 | 0 | 0 | 0 | 0 | 0 | 0 | 0 | 0 | 0 | 0 | 0 | 0 | 0 | 0 | 0 | 0 | 0 | 0 | 0 | 0 | 0 | 0 | 0 | 0 | 0 | 0 | 0 | 0 | 0 | 0 | 0 | 0 | 0 | 0 | 0 | 0 | 0 | 0 | 0 | 0 | 0 | 0 | 0 | 0 | 0 | 0 | 0 | 0 | 0 | 0 | 0 | 0 | 0 | 0 | 0 | 0 | 0 | 0 | 0 | 0 | 0 | 0 | 0 | 0 | 0 | 0 | 0 | 0
PG&E KERN | Casaloma | 230 | 0 | 0 | 0 | 0 | 0 | 0 | 0 | 0 | 0 | 0 | 0 | 0 | 0 | 0 | 0 | 0 | 0 | 0 | 0 | 0 | 0 | 0 | 0 | 0 | 0 | 0 | 0 | 0 | 0 | 0 | 0 | 0 | 0 | 0 | 0 | 0 | 0 | 0 | 0 | 0 | 0 | 0 | 0 | 0 | 0 | 0 | 0 | 0 | 0 | 0 | 0 | 0 | 0 | 0 | 0 | 0 | 0 | 0 | 0 | 0 | 0 | 0 | 0 | 0 | 0 | 0 | 0 | 0 | 0 | 0 | 0 | 0 | 0 | 0 | 0 | 0 | 0 | 0 | 0 | 0 | 0 | 0 | 0 | 0 | 0 | 0 | 0 | 0 | 0 | 0 | 0 | 0 | 0 | 0 | 0 | 0
PG&E GBA | Castro Valley | 230 | 0 | 0 | 0 | 0 | 0 | 0 | 0 | 0 | 0 | 0 | 0 | 0 | 0 | 0 | 0 | 0 | 0 | 0 | 0 | 0 | 0 | 0 | 0 | 0 | 0 | 0 | 0 | 0 | 0 | 0 | 0 | 0 | 0 | 0 | 0 | 0 | 0 | 0 | 0 | 0 | 0 | 0 | 0 | 0 | 0 | 0 | 0 | 0 | 0 | 0 | 0 | 0 | 0 | 0 | 0 | 0 | 0 | 0 | 0 | 0 | 0 | 0 | 0 | 0 | 0 | 0 | 0 | 0 | 0 | 0 | 0 | 0 | 0 | 0 | 0 | 0 | 0 | 0 | 0 | 0 | 0 | 0 | 0 | 0 | 0 | 0 | 0 | 0 | 0 | 0 | 0 | 0 | 0 | 0 | 0 | 0
PG&E GBA | Cayetano | 230 | 1.3 | 0 | 0 | 0 | 1.4 | 0 | 0 | 0 | 0 | 0 | 0 | 0 | 1.3 | 0 | 0 | 0 | 1.4 | 0 | 0 | 0 | 0 | 0 | 0 | 0 | 1.3 | 0 | 0 | 0 | 1.4 | 0 | 0 | 0 | 0 | 0 | 0 | 0 | 1.3 | 0 | 0 | 0 | 1.4 | 0 | 0 | 0 | 0 | 0 | 0 | 0 | 1.3 | 0 | 0 | 0 | 1.4 | 0 | 0 | 0 | 0 | 0 | 0 | 0 | 1.3 | 0 | 0 | 0 | 1.4 | 0 | 0 | 0 | 0 | 0 | 0 | 0 | 1.3 | 0 | 0 | 0 | 1.4 | 0 | 0 | 0 | 0 | 0 | 0 | 0 | 1.3 | 0 | 0 | 0 | 1.4 | 0 | 0 | 0 | 0 | 0 | 0 | 0
SCE Metro | Center | 230 | 0 | 0 | 0 | 0 | 0 | 0 | 0 | 0 | 0 | 0 | 0 | 0 | 0 | 0 | 0 | 0 | 0 | 0 | 0 | 0 | 0 | 0 | 0 | 0 | 0 | 0 | 0 | 0 | 0 | 0 | 0 | 0 | 0 | 0 | 0 | 0 | 0 | 0 | 0 | 0 | 0 | 0 | 0 | 0 | 0 | 0 | 0 | 0 | 0 | 0 | 0 | 0 | 0 | 0 | 0 | 0 | 0 | 0 | 0 | 0 | 0 | 0 | 0 | 0 | 0 | 0 | 0 | 0 | 0 | 0 | 0 | 0 | 0 | 0 | 0 | 0 | 0 | 0 | 0 | 0 | 0 | 0 | 0 | 0 | 0 | 0 | 0 | 0 | 0 | 0 | 0 | 0 | 0 | 0 | 0 | 0
PG&E KERN | Charca | 115 | 0 | 0 | 0 | 0 | 0 | 0 | 0 | 0 | 0 | 0 | 0 | 0 | 0 | 0 | 0 | 0 | 0 | 0 | 0 | 0 | 0 | 0 | 0 | 0 | 0 | 0 | 0 | 0 | 0 | 0 | 0 | 0 | 0 | 0 | 0 | 0 | 0 | 0 | 0 | 0 | 0 | 0 | 0 | 0 | 0 | 0 | 0 | 0 | 0 | 0 | 0 | 0 | 0 | 0 | 0 | 0 | 0 | 0 | 0 | 0 | 0 | 0 | 0 | 0 | 0 | 0 | 0 | 0 | 0 | 0 | 0 | 0 | 0 | 0 | 0 | 0 | 0 | 0 | 0 | 0 | 0 | 0 | 0 | 0 | 0 | 0 | 0 | 0 | 0 | 0 | 0 | 0 | 0 | 0 | 0 | 0
EOP | Charleston | 138 | 0 | 0 | 0 | 0 | 0 | 0 | 0 | 0 | 0 | 0 | 0 | 0 | 0 | 0 | 0 | 0 | 0 | 0 | 0 | 0 | 0 | 0 | 0 | 0 | 0 | 0 | 0 | 0 | 0 | 0 | 0 | 0 | 0 | 0 | 0 | 0 | 0 | 0 | 0 | 0 | 0 | 0 | 0 | 0 | 0 | 0 | 0 | 0 | 0 | 0 | 0 | 0 | 0 | 0 | 0 | 0 | 0 | 0 | 0 | 0 | 0 | 0 | 0 | 0 | 0 | 0 | 0 | 0 | 0 | 0 | 0 | 0 | 0 | 0 | 0 | 0 | 0 | 0 | 0 | 0 | 0 | 0 | 0 | 0 | 0 | 0 | 0 | 0 | 0 | 0 | 0 | 0 | 0 | 0 | 0 | 0
SCE Metro | Chevmain | 230 | 0 | 0 | 0 | 0 | 0 | 0 | 0 | 0 | 0 | 0 | 0 | 0 | 0 | 0 | 0 | 0 | 0 | 0 | 0 | 0 | 0 | 0 | 0 | 0 | 0 | 0 | 0 | 0 | 0 | 0 | 0 | 0 | 0 | 0 | 0 | 0 | 0 | 0 | 0 | 0 | 0 | 0 | 0 | 0 | 0 | 0 | 0 | 0 | 0 | 0 | 0 | 0 | 0 | 0 | 0 | 0 | 0 | 0 | 0 | 0 | 0 | 0 | 0 | 0 | 0 | 0 | 0 | 0 | 0 | 0 | 0 | 0 | 0 | 0 | 0 | 0 | 0 | 0 | 0 | 0 | 0 | 0 | 0 | 0 | 0 | 0 | 0 | 0 | 0 | 0 | 0 | 0 | 0 | 0 | 0 | 0
SDGE | Chicarita | 138 | 101.9 | 0 | 0 | 0 | 0 | 0 | 0 | 0 | 0 | 0 | 0 | 0 | 0 | 0 | 0 | 0 | 0 | 0 | 0 | 0 | 0 | 0 | 0 | 0 | 101.9 | 0 | 0 | 0 | 0 | 0 | 0 | 0 | 0 | 0 | 0 | 0 | 0 | 0 | 0 | 0 | 0 | 0 | 0 | 0 | 0 | 0 | 0 | 0 | 101.9 | 0 | 0 | 0 | 0 | 0 | 0 | 0 | 0 | 0 | 0 | 0 | 0 | 0 | 0 | 0 | 0 | 0 | 0 | 0 | 0 | 0 | 0 | 0 | 101.9 | 0 | 0 | 0 | 0 | 0 | 0 | 0 | 0 | 0 | 0 | 0 | 0 | 0 | 0 | 0 | 0 | 0 | 0 | 0 | 0 | 0 | 0 | 0
SCE Metro | Chino | 230 | 403.4 | 400 | 0 | 0 | 0 | 0 | 0 | 0 | 0 | 0 | 0 | 0 | 0 | 0 | 0 | 0 | 0 | 0 | 0 | 0 | 0 | 0 | 0 | 0 | 403.4 | 400 | 0 | 0 | 0 | 0 | 0 | 0 | 0 | 0 | 0 | 0 | 0 | 0 | 0 | 0 | 0 | 0 | 0 | 0 | 0 | 0 | 0 | 0 | 0 | 0 | 0 | 0 | 0 | 0 | 0 | 0 | 0 | 0 | 0 | 0 | 0 | 0 | 0 | 0 | 0 | 0 | 0 | 0 | 0 | 0 | 0 | 0 | 0 | 0 | 0 | 0 | 0 | 0 | 0 | 0 | 0 | 0 | 0 | 0 | 0 | 0 | 0 | 0 | 0 | 0 | 0 | 0 | 0 | 0 | 0 | 0
PG&E FRESNO | Chowchilla | 115 | 79.5871 | 75 | 0 | 0 | 0 | 0 | 0 | 0 | 0 | 0 | 0 | 0 | 0 | 0 | 0 | 0 | 0 | 0 | 0 | 0 | 0 | 0 | 0 | 0 | 79.5871 | 75 | 0 | 0 | 0 | 0 | 0 | 0 | 0 | 0 | 0 | 0 | 0 | 0 | 0 | 0 | 0 | 0 | 0 | 0 | 0 | 0 | 0 | 0 | 79.5871 | 75 | 0 | 0 | 0 | 0 | 0 | 0 | 0 | 0 | 0 | 0 | 0 | 0 | 0 | 0 | 0 | 0 | 0 | 0 | 0 | 0 | 0 | 0 | 79.5871 | 75 | 0 | 0 | 0 | 0 | 0 | 0 | 0 | 0 | 0 | 0 | 0 | 0 | 0 | 0 | 0 | 0 | 0 | 0 | 0 | 0 | 0 | 0
PG&E GBA | Christie | 60 | 0 | 0 | 0 | 0 | 0 | 0 | 0 | 0 | 0 | 0 | 0 | 0 | 0 | 0 | 0 | 0 | 0 | 0 | 0 | 0 | 0 | 0 | 0 | 0 | 0 | 0 | 0 | 0 | 0 | 0 | 0 | 0 | 0 | 0 | 0 | 0 | 0 | 0 | 0 | 0 | 0 | 0 | 0 | 0 | 0 | 0 | 0 | 0 | 0 | 0 | 0 | 0 | 0 | 0 | 0 | 0 | 0 | 0 | 0 | 0 | 0 | 0 | 0 | 0 | 0 | 0 | 0 | 0 | 0 | 0 | 0 | 0 | 0 | 0 | 0 | 0 | 0 | 0 | 0 | 0 | 0 | 0 | 0 | 0 | 0 | 0 | 0 | 0 | 0 | 0 | 0 | 0 | 0 | 0 | 0 | 0
PG&E GBA | Christie | 115 | 0 | 0 | 0 | 0 | 0 | 0 | 0 | 0 | 0 | 0 | 0 | 0 | 0 | 0 | 0 | 0 | 0 | 0 | 0 | 0 | 0 | 0 | 0 | 0 | 0 | 0 | 0 | 0 | 0 | 0 | 0 | 0 | 0 | 0 | 0 | 0 | 0 | 0 | 0 | 0 | 0 | 0 | 0 | 0 | 0 | 0 | 0 | 0 | 0 | 0 | 0 | 0 | 0 | 0 | 0 | 0 | 0 | 0 | 0 | 0 | 0 | 0 | 0 | 0 | 0 | 0 | 0 | 0 | 0 | 0 | 0 | 0 | 0 | 0 | 0 | 0 | 0 | 0 | 0 | 0 | 0 | 0 | 0 | 0 | 0 | 0 | 0 | 0 | 0 | 0 | 0 | 0 | 0 | 0 | 0 | 0
SCE Eastern | Cielo Azul | 500 | 5100.8803 | 904.95 | 0 | 0 | 6325.8605 | 500 | 0 | 0 | 0 | 0 | 0 | 0 | 904.95 | 904.95 | 0 | 0 | 2175 | 500 | 0 | 0 | 0 | 0 | 0 | 0 | 5100.8803 | 904.95 | 0 | 0 | 6325.8605 | 500 | 0 | 0 | 0 | 0 | 0 | 0 | 0 | 0 | 0 | 0 | 0 | 0 | 0 | 0 | 0 | 0 | 0 | 0 | 4090.0003 | 904.95 | 0 | 0 | 5315.9605 | 500 | 0 | 0 | 0 | 0 | 0 | 0 | 904.95 | 904.95 | 0 | 0 | 2175 | 500 | 0 | 0 | 0 | 0 | 0 | 0 | 4090.0003 | 904.95 | 0 | 0 | 5315.9605 | 500 | 0 | 0 | 0 | 0 | 0 | 0 | 0 | 0 | 0 | 0 | 0 | 0 | 0 | 0 | 0 | 0 | 0 | 0
PG&E GBA | Clay | 60 | 0 | 0 | 0 | 0 | 0 | 0 | 0 | 0 | 0 | 0 | 0 | 0 | 0 | 0 | 0 | 0 | 0 | 0 | 0 | 0 | 0 | 0 | 0 | 0 | 0 | 0 | 0 | 0 | 0 | 0 | 0 | 0 | 0 | 0 | 0 | 0 | 0 | 0 | 0 | 0 | 0 | 0 | 0 | 0 | 0 | 0 | 0 | 0 | 0 | 0 | 0 | 0 | 0 | 0 | 0 | 0 | 0 | 0 | 0 | 0 | 0 | 0 | 0 | 0 | 0 | 0 | 0 | 0 | 0 | 0 | 0 | 0 | 0 | 0 | 0 | 0 | 0 | 0 | 0 | 0 | 0 | 0 | 0 | 0 | 0 | 0 | 0 | 0 | 0 | 0 | 0 | 0 | 0 | 0 | 0 | 0
PG&E GBA | Clayton | 115 | 0 | 0 | 0 | 0 | 0 | 0 | 0 | 0 | 0 | 0 | 0 | 0 | 0 | 0 | 0 | 0 | 0 | 0 | 0 | 0 | 0 | 0 | 0 | 0 | 0 | 0 | 0 | 0 | 0 | 0 | 0 | 0 | 0 | 0 | 0 | 0 | 0 | 0 | 0 | 0 | 0 | 0 | 0 | 0 | 0 | 0 | 0 | 0 | 0 | 0 | 0 | 0 | 0 | 0 | 0 | 0 | 0 | 0 | 0 | 0 | 0 | 0 | 0 | 0 | 0 | 0 | 0 | 0 | 0 | 0 | 0 | 0 | 0 | 0 | 0 | 0 | 0 | 0 | 0 | 0 | 0 | 0 | 0 | 0 | 0 | 0 | 0 | 0 | 0 | 0 | 0 | 0 | 0 | 0 | 0 | 0
PG&E NGBA | Cloverdale | 115 | 0 | 0 | 0 | 0 | 0 | 0 | 28 | 28 | 0 | 0 | 0 | 0 | 0 | 0 | 0 | 0 | 0 | 0 | 0 | 0 | 0 | 0 | 0 | 0 | 0 | 0 | 0 | 0 | 0 | 0 | 28 | 28 | 0 | 0 | 0 | 0 | 0 | 0 | 0 | 0 | 0 | 0 | 0 | 0 | 0 | 0 | 0 | 0 | 0 | 0 | 0 | 0 | 0 | 0 | 0 | 0 | 0 | 0 | 0 | 0 | 0 | 0 | 0 | 0 | 0 | 0 | 0 | 0 | 0 | 0 | 0 | 0 | 0 | 0 | 0 | 0 | 0 | 0 | 0 | 0 | 0 | 0 | 0 | 0 | 0 | 0 | 0 | 0 | 0 | 0 | 0 | 0 | 0 | 0 | 0 | 0
PG&E FRESNO | Clovis | 115 | 0 | 0 | 0 | 0 | 0 | 0 | 0 | 0 | 0 | 0 | 0 | 0 | 0 | 0 | 0 | 0 | 0 | 0 | 0 | 0 | 0 | 0 | 0 | 0 | 0 | 0 | 0 | 0 | 0 | 0 | 0 | 0 | 0 | 0 | 0 | 0 | 0 | 0 | 0 | 0 | 0 | 0 | 0 | 0 | 0 | 0 | 0 | 0 | 0 | 0 | 0 | 0 | 0 | 0 | 0 | 0 | 0 | 0 | 0 | 0 | 0 | 0 | 0 | 0 | 0 | 0 | 0 | 0 | 0 | 0 | 0 | 0 | 0 | 0 | 0 | 0 | 0 | 0 | 0 | 0 | 0 | 0 | 0 | 0 | 0 | 0 | 0 | 0 | 0 | 0 | 0 | 0 | 0 | 0 | 0 | 0
PG&E GBA | Coburn | 230 | 124.3 | 0 | 0 | 0 | 0 | 0 | 0 | 0 | 0 | 0 | 0 | 0 | 0 | 0 | 0 | 0 | 0 | 0 | 0 | 0 | 0 | 0 | 0 | 0 | 124.3 | 0 | 0 | 0 | 0 | 0 | 0 | 0 | 0 | 0 | 0 | 0 | 0 | 0 | 0 | 0 | 0 | 0 | 0 | 0 | 0 | 0 | 0 | 0 | 124.3 | 0 | 0 | 0 | 0 | 0 | 0 | 0 | 0 | 0 | 0 | 0 | 0 | 0 | 0 | 0 | 0 | 0 | 0 | 0 | 0 | 0 | 0 | 0 | 124.3 | 0 | 0 | 0 | 0 | 0 | 0 | 0 | 0 | 0 | 0 | 0 | 0 | 0 | 0 | 0 | 0 | 0 | 0 | 0 | 0 | 0 | 0 | 0
PG&E GBA | Coburn | 60 | 0 | 0 | 0 | 0 | 0 | 0 | 0 | 0 | 0 | 0 | 0 | 0 | 0 | 0 | 0 | 0 | 0 | 0 | 0 | 0 | 0 | 0 | 0 | 0 | 0 | 0 | 0 | 0 | 0 | 0 | 0 | 0 | 0 | 0 | 0 | 0 | 0 | 0 | 0 | 0 | 0 | 0 | 0 | 0 | 0 | 0 | 0 | 0 | 0 | 0 | 0 | 0 | 0 | 0 | 0 | 0 | 0 | 0 | 0 | 0 | 0 | 0 | 0 | 0 | 0 | 0 | 0 | 0 | 0 | 0 | 0 | 0 | 0 | 0 | 0 | 0 | 0 | 0 | 0 | 0 | 0 | 0 | 0 | 0 | 0 | 0 | 0 | 0 | 0 | 0 | 0 | 0 | 0 | 0 | 0 | 0
PG&E NGBA | Colgate | 230 | 0 | 0 | 0 | 0 | 0 | 0 | 0 | 0 | 0 | 0 | 0 | 0 | 0 | 0 | 0 | 0 | 0 | 0 | 0 | 0 | 0 | 0 | 0 | 0 | 0 | 0 | 0 | 0 | 0 | 0 | 0 | 0 | 0 | 0 | 0 | 0 | 0 | 0 | 0 | 0 | 0 | 0 | 0 | 0 | 0 | 0 | 0 | 0 | 0 | 0 | 0 | 0 | 0 | 0 | 0 | 0 | 0 | 0 | 0 | 0 | 0 | 0 | 0 | 0 | 0 | 0 | 0 | 0 | 0 | 0 | 0 | 0 | 0 | 0 | 0 | 0 | 0 | 0 | 0 | 0 | 0 | 0 | 0 | 0 | 0 | 0 | 0 | 0 | 0 | 0 | 0 | 0 | 0 | 0 | 0 | 0
PG&E GBA | Collierville | 230 | 0 | 0 | 0 | 0 | 0 | 0 | 0 | 0 | 0 | 0 | 0 | 0 | 0 | 0 | 0 | 0 | 0 | 0 | 0 | 0 | 0 | 0 | 0 | 0 | 0 | 0 | 0 | 0 | 0 | 0 | 0 | 0 | 0 | 0 | 0 | 0 | 0 | 0 | 0 | 0 | 0 | 0 | 0 | 0 | 0 | 0 | 0 | 0 | 0 | 0 | 0 | 0 | 0 | 0 | 0 | 0 | 0 | 0 | 0 | 0 | 0 | 0 | 0 | 0 | 0 | 0 | 0 | 0 | 0 | 0 | 0 | 0 | 0 | 0 | 0 | 0 | 0 | 0 | 0 | 0 | 0 | 0 | 0 | 0 | 0 | 0 | 0 | 0 | 0 | 0 | 0 | 0 | 0 | 0 | 0 | 0
PG&E GBA | Collinsville | 230 | 0 | 0 | 0 | 0 | 0 | 0 | 0 | 0 | 0 | 0 | 0 | 0 | 0 | 0 | 0 | 0 | 0 | 0 | 0 | 0 | 0 | 0 | 0 | 0 | 0 | 0 | 0 | 0 | 0 | 0 | 0 | 0 | 0 | 0 | 0 | 0 | 0 | 0 | 0 | 0 | 0 | 0 | 0 | 0 | 0 | 0 | 0 | 0 | 0 | 0 | 0 | 0 | 0 | 0 | 0 | 0 | 0 | 0 | 0 | 0 | 0 | 0 | 0 | 0 | 0 | 0 | 0 | 0 | 0 | 0 | 0 | 0 | 0 | 0 | 0 | 0 | 0 | 0 | 0 | 0 | 0 | 0 | 0 | 0 | 0 | 0 | 0 | 0 | 0 | 0 | 0 | 0 | 0 | 0 | 0 | 0
PG&E GBA | Collinsville | 500 | 0 | 0 | 0 | 0 | 0 | 0 | 0 | 0 | 0 | 0 | 0 | 0 | 0 | 0 | 0 | 0 | 0 | 0 | 0 | 0 | 0 | 0 | 0 | 0 | 0 | 0 | 0 | 0 | 0 | 0 | 0 | 0 | 0 | 0 | 0 | 0 | 0 | 0 | 0 | 0 | 0 | 0 | 0 | 0 | 0 | 0 | 0 | 0 | 0 | 0 | 0 | 0 | 0 | 0 | 0 | 0 | 0 | 0 | 0 | 0 | 0 | 0 | 0 | 0 | 0 | 0 | 0 | 0 | 0 | 0 | 0 | 0 | 0 | 0 | 0 | 0 | 0 | 0 | 0 | 0 | 0 | 0 | 0 | 0 | 0 | 0 | 0 | 0 | 0 | 0 | 0 | 0 | 0 | 0 | 0 | 0
SCE Eastern | Colorado River | 230 | 2213.394 | 300 | 0 | 0 | 1383.162 | 0 | 0 | 0 | 0 | 0 | 0 | 0 | 1134.762 | 20 | 0 | 0 | 664.97 | 0 | 0 | 0 | 0 | 0 | 0 | 0 | 2213.394 | 300 | 0 | 0 | 1383.162 | 0 | 0 | 0 | 0 | 0 | 0 | 0 | 1134.762 | 20 | 0 | 0 | 664.97 | 0 | 0 | 0 | 0 | 0 | 0 | 0 | 1453.098 | 300 | 0 | 0 | 983.162 | 0 | 0 | 0 | 0 | 0 | 0 | 0 | 734.762 | 20 | 0 | 0 | 264.97 | 0 | 0 | 0 | 0 | 0 | 0 | 0 | 1453.098 | 300 | 0 | 0 | 983.162 | 0 | 0 | 0 | 0 | 0 | 0 | 0 | 734.762 | 20 | 0 | 0 | 264.97 | 0 | 0 | 0 | 0 | 0 | 0 | 0
SCE Eastern | Colorado River | 500 | 0 | 0 | 0 | 0 | 0 | 0 | 0 | 0 | 0 | 0 | 0 | 0 | 0 | 0 | 0 | 0 | 0 | 0 | 0 | 0 | 0 | 0 | 0 | 0 | 0 | 0 | 0 | 0 | 0 | 0 | 0 | 0 | 0 | 0 | 0 | 0 | 0 | 0 | 0 | 0 | 0 | 0 | 0 | 0 | 0 | 0 | 0 | 0 | 0 | 0 | 0 | 0 | 0 | 0 | 0 | 0 | 0 | 0 | 0 | 0 | 0 | 0 | 0 | 0 | 0 | 0 | 0 | 0 | 0 | 0 | 0 | 0 | 0 | 0 | 0 | 0 | 0 | 0 | 0 | 0 | 0 | 0 | 0 | 0 | 0 | 0 | 0 | 0 | 0 | 0 | 0 | 0 | 0 | 0 | 0 | 0
PG&E KERN | Columbus | 115 | 0 | 0 | 0 | 0 | 0 | 0 | 0 | 0 | 0 | 0 | 0 | 0 | 0 | 0 | 0 | 0 | 0 | 0 | 0 | 0 | 0 | 0 | 0 | 0 | 0 | 0 | 0 | 0 | 0 | 0 | 0 | 0 | 0 | 0 | 0 | 0 | 0 | 0 | 0 | 0 | 0 | 0 | 0 | 0 | 0 | 0 | 0 | 0 | 0 | 0 | 0 | 0 | 0 | 0 | 0 | 0 | 0 | 0 | 0 | 0 | 0 | 0 | 0 | 0 | 0 | 0 | 0 | 0 | 0 | 0 | 0 | 0 | 0 | 0 | 0 | 0 | 0 | 0 | 0 | 0 | 0 | 0 | 0 | 0 | 0 | 0 | 0 | 0 | 0 | 0 | 0 | 0 | 0 | 0 | 0 | 0
PG&E GBA | Contra Costa | 115 | 0 | 0 | 0 | 0 | 0 | 0 | 0 | 0 | 0 | 0 | 0 | 0 | 0 | 0 | 0 | 0 | 0 | 0 | 0 | 0 | 0 | 0 | 0 | 0 | 0 | 0 | 0 | 0 | 0 | 0 | 0 | 0 | 0 | 0 | 0 | 0 | 0 | 0 | 0 | 0 | 0 | 0 | 0 | 0 | 0 | 0 | 0 | 0 | 0 | 0 | 0 | 0 | 0 | 0 | 0 | 0 | 0 | 0 | 0 | 0 | 0 | 0 | 0 | 0 | 0 | 0 | 0 | 0 | 0 | 0 | 0 | 0 | 0 | 0 | 0 | 0 | 0 | 0 | 0 | 0 | 0 | 0 | 0 | 0 | 0 | 0 | 0 | 0 | 0 | 0 | 0 | 0 | 0 | 0 | 0 | 0
PG&E GBA | Contra Costa | 230 | 564.168 | 0 | 0 | 0 | 0 | 0 | 0 | 0 | 0 | 0 | 0 | 0 | 0 | 0 | 0 | 0 | 0 | 0 | 0 | 0 | 0 | 0 | 0 | 0 | 564.168 | 0 | 0 | 0 | 0 | 0 | 0 | 0 | 0 | 0 | 0 | 0 | 0 | 0 | 0 | 0 | 0 | 0 | 0 | 0 | 0 | 0 | 0 | 0 | 0 | 0 | 0 | 0 | 0 | 0 | 0 | 0 | 0 | 0 | 0 | 0 | 0 | 0 | 0 | 0 | 0 | 0 | 0 | 0 | 0 | 0 | 0 | 0 | 0 | 0 | 0 | 0 | 0 | 0 | 0 | 0 | 0 | 0 | 0 | 0 | 0 | 0 | 0 | 0 | 0 | 0 | 0 | 0 | 0 | 0 | 0 | 0
PG&E GBA | Contra Costa PP | 230 | 0 | 0 | 0 | 0 | 0 | 0 | 0 | 0 | 0 | 0 | 0 | 0 | 0 | 0 | 0 | 0 | 0 | 0 | 0 | 0 | 0 | 0 | 0 | 0 | 0 | 0 | 0 | 0 | 0 | 0 | 0 | 0 | 0 | 0 | 0 | 0 | 0 | 0 | 0 | 0 | 0 | 0 | 0 | 0 | 0 | 0 | 0 | 0 | 0 | 0 | 0 | 0 | 0 | 0 | 0 | 0 | 0 | 0 | 0 | 0 | 0 | 0 | 0 | 0 | 0 | 0 | 0 | 0 | 0 | 0 | 0 | 0 | 0 | 0 | 0 | 0 | 0 | 0 | 0 | 0 | 0 | 0 | 0 | 0 | 0 | 0 | 0 | 0 | 0 | 0 | 0 | 0 | 0 | 0 | 0 | 0
SCE NOL | Control | 115 | 0 | 0 | 0 | 0 | 0 | 0 | 0 | 0 | 0 | 0 | 0 | 0 | 0 | 0 | 0 | 0 | 0 | 0 | 0 | 0 | 0 | 0 | 0 | 0 | 0 | 0 | 0 | 0 | 0 | 0 | 0 | 0 | 0 | 0 | 0 | 0 | 0 | 0 | 0 | 0 | 0 | 0 | 0 | 0 | 0 | 0 | 0 | 0 | 0 | 0 | 0 | 0 | 0 | 0 | 0 | 0 | 0 | 0 | 0 | 0 | 0 | 0 | 0 | 0 | 0 | 0 | 0 | 0 | 0 | 0 | 0 | 0 | 0 | 0 | 0 | 0 | 0 | 0 | 0 | 0 | 0 | 0 | 0 | 0 | 0 | 0 | 0 | 0 | 0 | 0 | 0 | 0 | 0 | 0 | 0 | 0
SCE NOL | Control | 55 | 0 | 0 | 0 | 0 | 0 | 0 | 0 | 0 | 0 | 0 | 0 | 0 | 0 | 0 | 0 | 0 | 0 | 0 | 0 | 0 | 0 | 0 | 0 | 0 | 0 | 0 | 0 | 0 | 0 | 0 | 0 | 0 | 0 | 0 | 0 | 0 | 0 | 0 | 0 | 0 | 0 | 0 | 0 | 0 | 0 | 0 | 0 | 0 | 0 | 0 | 0 | 0 | 0 | 0 | 0 | 0 | 0 | 0 | 0 | 0 | 0 | 0 | 0 | 0 | 0 | 0 | 0 | 0 | 0 | 0 | 0 | 0 | 0 | 0 | 0 | 0 | 0 | 0 | 0 | 0 | 0 | 0 | 0 | 0 | 0 | 0 | 0 | 0 | 0 | 0 | 0 | 0 | 0 | 0 | 0 | 0
PG&E GBA | Cooley Landing | 115 | 0 | 0 | 0 | 0 | 0 | 0 | 0 | 0 | 0 | 0 | 0 | 0 | 0 | 0 | 0 | 0 | 0 | 0 | 0 | 0 | 0 | 0 | 0 | 0 | 0 | 0 | 0 | 0 | 0 | 0 | 0 | 0 | 0 | 0 | 0 | 0 | 0 | 0 | 0 | 0 | 0 | 0 | 0 | 0 | 0 | 0 | 0 | 0 | 0 | 0 | 0 | 0 | 0 | 0 | 0 | 0 | 0 | 0 | 0 | 0 | 0 | 0 | 0 | 0 | 0 | 0 | 0 | 0 | 0 | 0 | 0 | 0 | 0 | 0 | 0 | 0 | 0 | 0 | 0 | 0 | 0 | 0 | 0 | 0 | 0 | 0 | 0 | 0 | 0 | 0 | 0 | 0 | 0 | 0 | 0 | 0
PG&E GBA | Cooley Landing | 60 | 100.9 | 65 | 0 | 0 | 0 | 0 | 0 | 0 | 0 | 0 | 0 | 0 | 0 | 0 | 0 | 0 | 0 | 0 | 0 | 0 | 0 | 0 | 0 | 0 | 100.9 | 65 | 0 | 0 | 0 | 0 | 0 | 0 | 0 | 0 | 0 | 0 | 0 | 0 | 0 | 0 | 0 | 0 | 0 | 0 | 0 | 0 | 0 | 0 | 0 | 0 | 0 | 0 | 0 | 0 | 0 | 0 | 0 | 0 | 0 | 0 | 0 | 0 | 0 | 0 | 0 | 0 | 0 | 0 | 0 | 0 | 0 | 0 | 0 | 0 | 0 | 0 | 0 | 0 | 0 | 0 | 0 | 0 | 0 | 0 | 0 | 0 | 0 | 0 | 0 | 0 | 0 | 0 | 0 | 0 | 0 | 0
SCE NOL | Coolwater | 230 | 0 | 0 | 0 | 0 | 0 | 0 | 0 | 0 | 0 | 0 | 0 | 0 | 0 | 0 | 0 | 0 | 0 | 0 | 0 | 0 | 0 | 0 | 0 | 0 | 0 | 0 | 0 | 0 | 0 | 0 | 0 | 0 | 0 | 0 | 0 | 0 | 0 | 0 | 0 | 0 | 0 | 0 | 0 | 0 | 0 | 0 | 0 | 0 | 0 | 0 | 0 | 0 | 0 | 0 | 0 | 0 | 0 | 0 | 0 | 0 | 0 | 0 | 0 | 0 | 0 | 0 | 0 | 0 | 0 | 0 | 0 | 0 | 0 | 0 | 0 | 0 | 0 | 0 | 0 | 0 | 0 | 0 | 0 | 0 | 0 | 0 | 0 | 0 | 0 | 0 | 0 | 0 | 0 | 0 | 0 | 0
SCE NOL | Coolwater | 115 | 209.16 | 5 | 0 | 0 | 355.55 | 148.96 | 0 | 0 | 212.18 | 0 | 0 | 0 | 209.16 | 5 | 0 | 0 | 355.55 | 148.96 | 0 | 0 | 212.18 | 0 | 0 | 0 | 209.16 | 5 | 0 | 0 | 355.55 | 148.96 | 0 | 0 | 212.18 | 0 | 0 | 0 | 5 | 5 | 0 | 0 | 148.96 | 148.96 | 0 | 0 | 0 | 0 | 0 | 0 | 209.16 | 5 | 0 | 0 | 355.55 | 148.96 | 0 | 0 | 212.18 | 0 | 0 | 0 | 209.16 | 5 | 0 | 0 | 355.55 | 148.96 | 0 | 0 | 212.18 | 0 | 0 | 0 | 209.16 | 5 | 0 | 0 | 355.55 | 148.96 | 0 | 0 | 212.18 | 0 | 0 | 0 | 5 | 5 | 0 | 0 | 148.96 | 148.96 | 0 | 0 | 0 | 0 | 0 | 0
PG&E KERN | Copus | 70 | 0 | 0 | 0 | 0 | 0 | 0 | 0 | 0 | 0 | 0 | 0 | 0 | 0 | 0 | 0 | 0 | 0 | 0 | 0 | 0 | 0 | 0 | 0 | 0 | 0 | 0 | 0 | 0 | 0 | 0 | 0 | 0 | 0 | 0 | 0 | 0 | 0 | 0 | 0 | 0 | 0 | 0 | 0 | 0 | 0 | 0 | 0 | 0 | 0 | 0 | 0 | 0 | 0 | 0 | 0 | 0 | 0 | 0 | 0 | 0 | 0 | 0 | 0 | 0 | 0 | 0 | 0 | 0 | 0 | 0 | 0 | 0 | 0 | 0 | 0 | 0 | 0 | 0 | 0 | 0 | 0 | 0 | 0 | 0 | 0 | 0 | 0 | 0 | 0 | 0 | 0 | 0 | 0 | 0 | 0 | 0
PG&E FRESNO | Corcoran | 70 | 0 | 0 | 0 | 0 | 0 | 0 | 0 | 0 | 0 | 0 | 0 | 0 | 0 | 0 | 0 | 0 | 0 | 0 | 0 | 0 | 0 | 0 | 0 | 0 | 0 | 0 | 0 | 0 | 0 | 0 | 0 | 0 | 0 | 0 | 0 | 0 | 0 | 0 | 0 | 0 | 0 | 0 | 0 | 0 | 0 | 0 | 0 | 0 | 0 | 0 | 0 | 0 | 0 | 0 | 0 | 0 | 0 | 0 | 0 | 0 | 0 | 0 | 0 | 0 | 0 | 0 | 0 | 0 | 0 | 0 | 0 | 0 | 0 | 0 | 0 | 0 | 0 | 0 | 0 | 0 | 0 | 0 | 0 | 0 | 0 | 0 | 0 | 0 | 0 | 0 | 0 | 0 | 0 | 0 | 0 | 0
PG&E FRESNO | Corcoran | 115 | 0 | 0 | 0 | 0 | 0 | 0 | 0 | 0 | 0 | 0 | 0 | 0 | 0 | 0 | 0 | 0 | 0 | 0 | 0 | 0 | 0 | 0 | 0 | 0 | 0 | 0 | 0 | 0 | 0 | 0 | 0 | 0 | 0 | 0 | 0 | 0 | 0 | 0 | 0 | 0 | 0 | 0 | 0 | 0 | 0 | 0 | 0 | 0 | 0 | 0 | 0 | 0 | 0 | 0 | 0 | 0 | 0 | 0 | 0 | 0 | 0 | 0 | 0 | 0 | 0 | 0 | 0 | 0 | 0 | 0 | 0 | 0 | 0 | 0 | 0 | 0 | 0 | 0 | 0 | 0 | 0 | 0 | 0 | 0 | 0 | 0 | 0 | 0 | 0 | 0 | 0 | 0 | 0 | 0 | 0 | 0
PG&E NGBA | Corona | 115 | 0 | 0 | 0 | 0 | 0 | 0 | 0 | 0 | 0 | 0 | 0 | 0 | 0 | 0 | 0 | 0 | 0 | 0 | 0 | 0 | 0 | 0 | 0 | 0 | 0 | 0 | 0 | 0 | 0 | 0 | 0 | 0 | 0 | 0 | 0 | 0 | 0 | 0 | 0 | 0 | 0 | 0 | 0 | 0 | 0 | 0 | 0 | 0 | 0 | 0 | 0 | 0 | 0 | 0 | 0 | 0 | 0 | 0 | 0 | 0 | 0 | 0 | 0 | 0 | 0 | 0 | 0 | 0 | 0 | 0 | 0 | 0 | 0 | 0 | 0 | 0 | 0 | 0 | 0 | 0 | 0 | 0 | 0 | 0 | 0 | 0 | 0 | 0 | 0 | 0 | 0 | 0 | 0 | 0 | 0 | 0
PG&E NGBA | Cortina | 230 | 0 | 0 | 0 | 0 | 0 | 0 | 0 | 0 | 0 | 0 | 0 | 0 | 0 | 0 | 0 | 0 | 0 | 0 | 0 | 0 | 0 | 0 | 0 | 0 | 0 | 0 | 0 | 0 | 0 | 0 | 0 | 0 | 0 | 0 | 0 | 0 | 0 | 0 | 0 | 0 | 0 | 0 | 0 | 0 | 0 | 0 | 0 | 0 | 0 | 0 | 0 | 0 | 0 | 0 | 0 | 0 | 0 | 0 | 0 | 0 | 0 | 0 | 0 | 0 | 0 | 0 | 0 | 0 | 0 | 0 | 0 | 0 | 0 | 0 | 0 | 0 | 0 | 0 | 0 | 0 | 0 | 0 | 0 | 0 | 0 | 0 | 0 | 0 | 0 | 0 | 0 | 0 | 0 | 0 | 0 | 0
PG&E NGBA | Cortina | 115 | 230 | 161 | 0 | 0 | 83.54 | 0 | 0 | 0 | 0 | 0 | 0 | 0 | 230 | 161 | 0 | 0 | 83.54 | 0 | 0 | 0 | 0 | 0 | 0 | 0 | 230 | 161 | 0 | 0 | 83.54 | 0 | 0 | 0 | 0 | 0 | 0 | 0 | 230 | 161 | 0 | 0 | 83.54 | 0 | 0 | 0 | 0 | 0 | 0 | 0 | 230 | 161 | 0 | 0 | 83.54 | 0 | 0 | 0 | 0 | 0 | 0 | 0 | 230 | 161 | 0 | 0 | 83.54 | 0 | 0 | 0 | 0 | 0 | 0 | 0 | 230 | 161 | 0 | 0 | 83.54 | 0 | 0 | 0 | 0 | 0 | 0 | 0 | 230 | 161 | 0 | 0 | 83.54 | 0 | 0 | 0 | 0 | 0 | 0 | 0
PG&E GBA | Cottle | 230 | 102.672 | 54 | 0 | 0 | 0 | 0 | 0 | 0 | 0 | 0 | 0 | 0 | 0 | 0 | 0 | 0 | 0 | 0 | 0 | 0 | 0 | 0 | 0 | 0 | 102.672 | 54 | 0 | 0 | 0 | 0 | 0 | 0 | 0 | 0 | 0 | 0 | 0 | 0 | 0 | 0 | 0 | 0 | 0 | 0 | 0 | 0 | 0 | 0 | 102.672 | 54 | 0 | 0 | 0 | 0 | 0 | 0 | 0 | 0 | 0 | 0 | 0 | 0 | 0 | 0 | 0 | 0 | 0 | 0 | 0 | 0 | 0 | 0 | 102.672 | 54 | 0 | 0 | 0 | 0 | 0 | 0 | 0 | 0 | 0 | 0 | 0 | 0 | 0 | 0 | 0 | 0 | 0 | 0 | 0 | 0 | 0 | 0
PG&E NGBA | Cottonwood | 115 | 0 | 0 | 0 | 0 | 0 | 0 | 0 | 0 | 0 | 0 | 0 | 0 | 0 | 0 | 0 | 0 | 0 | 0 | 0 | 0 | 0 | 0 | 0 | 0 | 0 | 0 | 0 | 0 | 0 | 0 | 0 | 0 | 0 | 0 | 0 | 0 | 0 | 0 | 0 | 0 | 0 | 0 | 0 | 0 | 0 | 0 | 0 | 0 | 0 | 0 | 0 | 0 | 0 | 0 | 0 | 0 | 0 | 0 | 0 | 0 | 0 | 0 | 0 | 0 | 0 | 0 | 0 | 0 | 0 | 0 | 0 | 0 | 0 | 0 | 0 | 0 | 0 | 0 | 0 | 0 | 0 | 0 | 0 | 0 | 0 | 0 | 0 | 0 | 0 | 0 | 0 | 0 | 0 | 0 | 0 | 0
PG&E NGBA | Cottonwood | 230 | 0 | 0 | 0 | 0 | 0 | 0 | 0 | 0 | 0 | 0 | 0 | 0 | 0 | 0 | 0 | 0 | 0 | 0 | 0 | 0 | 0 | 0 | 0 | 0 | 0 | 0 | 0 | 0 | 0 | 0 | 0 | 0 | 0 | 0 | 0 | 0 | 0 | 0 | 0 | 0 | 0 | 0 | 0 | 0 | 0 | 0 | 0 | 0 | 0 | 0 | 0 | 0 | 0 | 0 | 0 | 0 | 0 | 0 | 0 | 0 | 0 | 0 | 0 | 0 | 0 | 0 | 0 | 0 | 0 | 0 | 0 | 0 | 0 | 0 | 0 | 0 | 0 | 0 | 0 | 0 | 0 | 0 | 0 | 0 | 0 | 0 | 0 | 0 | 0 | 0 | 0 | 0 | 0 | 0 | 0 | 0
PG&E NGBA | Cottonwood | 60 | 0 | 0 | 0 | 0 | 0 | 0 | 0 | 0 | 0 | 0 | 0 | 0 | 0 | 0 | 0 | 0 | 0 | 0 | 0 | 0 | 0 | 0 | 0 | 0 | 0 | 0 | 0 | 0 | 0 | 0 | 0 | 0 | 0 | 0 | 0 | 0 | 0 | 0 | 0 | 0 | 0 | 0 | 0 | 0 | 0 | 0 | 0 | 0 | 0 | 0 | 0 | 0 | 0 | 0 | 0 | 0 | 0 | 0 | 0 | 0 | 0 | 0 | 0 | 0 | 0 | 0 | 0 | 0 | 0 | 0 | 0 | 0 | 0 | 0 | 0 | 0 | 0 | 0 | 0 | 0 | 0 | 0 | 0 | 0 | 0 | 0 | 0 | 0 | 0 | 0 | 0 | 0 | 0 | 0 | 0 | 0
PG&E NGBA | Cove Road | 230 | 0 | 0 | 0 | 0 | 0 | 0 | 0 | 0 | 0 | 0 | 0 | 0 | 0 | 0 | 0 | 0 | 0 | 0 | 0 | 0 | 0 | 0 | 0 | 0 | 0 | 0 | 0 | 0 | 0 | 0 | 0 | 0 | 0 | 0 | 0 | 0 | 0 | 0 | 0 | 0 | 0 | 0 | 0 | 0 | 0 | 0 | 0 | 0 | 0 | 0 | 0 | 0 | 0 | 0 | 0 | 0 | 0 | 0 | 0 | 0 | 0 | 0 | 0 | 0 | 0 | 0 | 0 | 0 | 0 | 0 | 0 | 0 | 0 | 0 | 0 | 0 | 0 | 0 | 0 | 0 | 0 | 0 | 0 | 0 | 0 | 0 | 0 | 0 | 0 | 0 | 0 | 0 | 0 | 0 | 0 | 0
PG&E GBA | Coyote | 230 | 0 | 0 | 0 | 0 | 0 | 0 | 0 | 0 | 0 | 0 | 0 | 0 | 0 | 0 | 0 | 0 | 0 | 0 | 0 | 0 | 0 | 0 | 0 | 0 | 0 | 0 | 0 | 0 | 0 | 0 | 0 | 0 | 0 | 0 | 0 | 0 | 0 | 0 | 0 | 0 | 0 | 0 | 0 | 0 | 0 | 0 | 0 | 0 | 0 | 0 | 0 | 0 | 0 | 0 | 0 | 0 | 0 | 0 | 0 | 0 | 0 | 0 | 0 | 0 | 0 | 0 | 0 | 0 | 0 | 0 | 0 | 0 | 0 | 0 | 0 | 0 | 0 | 0 | 0 | 0 | 0 | 0 | 0 | 0 | 0 | 0 | 0 | 0 | 0 | 0 | 0 | 0 | 0 | 0 | 0 | 0
PG&E GBA | Crazy Horse Canyon | 115 | 0 | 0 | 0 | 0 | 0 | 0 | 0 | 0 | 0 | 0 | 0 | 0 | 0 | 0 | 0 | 0 | 0 | 0 | 0 | 0 | 0 | 0 | 0 | 0 | 0 | 0 | 0 | 0 | 0 | 0 | 0 | 0 | 0 | 0 | 0 | 0 | 0 | 0 | 0 | 0 | 0 | 0 | 0 | 0 | 0 | 0 | 0 | 0 | 0 | 0 | 0 | 0 | 0 | 0 | 0 | 0 | 0 | 0 | 0 | 0 | 0 | 0 | 0 | 0 | 0 | 0 | 0 | 0 | 0 | 0 | 0 | 0 | 0 | 0 | 0 | 0 | 0 | 0 | 0 | 0 | 0 | 0 | 0 | 0 | 0 | 0 | 0 | 0 | 0 | 0 | 0 | 0 | 0 | 0 | 0 | 0
SDGE | Creelman | 69 | 52 | 0 | 0 | 0 | 0 | 0 | 0 | 0 | 0 | 0 | 0 | 0 | 0 | 0 | 0 | 0 | 0 | 0 | 0 | 0 | 0 | 0 | 0 | 0 | 52 | 0 | 0 | 0 | 0 | 0 | 0 | 0 | 0 | 0 | 0 | 0 | 0 | 0 | 0 | 0 | 0 | 0 | 0 | 0 | 0 | 0 | 0 | 0 | 0 | 0 | 0 | 0 | 0 | 0 | 0 | 0 | 0 | 0 | 0 | 0 | 0 | 0 | 0 | 0 | 0 | 0 | 0 | 0 | 0 | 0 | 0 | 0 | 0 | 0 | 0 | 0 | 0 | 0 | 0 | 0 | 0 | 0 | 0 | 0 | 0 | 0 | 0 | 0 | 0 | 0 | 0 | 0 | 0 | 0 | 0 | 0
PG&E FRESNO | Crescent | 70 | 72.1256 | 70 | 0 | 0 | 72.1536 | 0 | 0 | 0 | 0 | 0 | 0 | 0 | 0 | 0 | 0 | 0 | 0 | 0 | 0 | 0 | 0 | 0 | 0 | 0 | 72.1256 | 70 | 0 | 0 | 72.1536 | 0 | 0 | 0 | 0 | 0 | 0 | 0 | 36.1746 | 35 | 0 | 0 | 36.1746 | 0 | 0 | 0 | 0 | 0 | 0 | 0 | 72.1256 | 70 | 0 | 0 | 72.1536 | 0 | 0 | 0 | 0 | 0 | 0 | 0 | 0 | 0 | 0 | 0 | 0 | 0 | 0 | 0 | 0 | 0 | 0 | 0 | 72.1256 | 70 | 0 | 0 | 72.1536 | 0 | 0 | 0 | 0 | 0 | 0 | 0 | 36.1746 | 35 | 0 | 0 | 36.1746 | 0 | 0 | 0 | 0 | 0 | 0 | 0
PG&E FRESNO | Cressey | 115 | 0 | 0 | 0 | 0 | 0 | 0 | 0 | 0 | 0 | 0 | 0 | 0 | 0 | 0 | 0 | 0 | 0 | 0 | 0 | 0 | 0 | 0 | 0 | 0 | 0 | 0 | 0 | 0 | 0 | 0 | 0 | 0 | 0 | 0 | 0 | 0 | 0 | 0 | 0 | 0 | 0 | 0 | 0 | 0 | 0 | 0 | 0 | 0 | 0 | 0 | 0 | 0 | 0 | 0 | 0 | 0 | 0 | 0 | 0 | 0 | 0 | 0 | 0 | 0 | 0 | 0 | 0 | 0 | 0 | 0 | 0 | 0 | 0 | 0 | 0 | 0 | 0 | 0 | 0 | 0 | 0 | 0 | 0 | 0 | 0 | 0 | 0 | 0 | 0 | 0 | 0 | 0 | 0 | 0 | 0 | 0
PG&E NGBA | Cresta | 230 | 0 | 0 | 0 | 0 | 0 | 0 | 0 | 0 | 0 | 0 | 0 | 0 | 0 | 0 | 0 | 0 | 0 | 0 | 0 | 0 | 0 | 0 | 0 | 0 | 0 | 0 | 0 | 0 | 0 | 0 | 0 | 0 | 0 | 0 | 0 | 0 | 0 | 0 | 0 | 0 | 0 | 0 | 0 | 0 | 0 | 0 | 0 | 0 | 0 | 0 | 0 | 0 | 0 | 0 | 0 | 0 | 0 | 0 | 0 | 0 | 0 | 0 | 0 | 0 | 0 | 0 | 0 | 0 | 0 | 0 | 0 | 0 | 0 | 0 | 0 | 0 | 0 | 0 | 0 | 0 | 0 | 0 | 0 | 0 | 0 | 0 | 0 | 0 | 0 | 0 | 0 | 0 | 0 | 0 | 0 | 0
SDGE | Crestwood | 69 | 0 | 0 | 0 | 0 | 0 | 0 | 0 | 0 | 0 | 0 | 0 | 0 | 0 | 0 | 0 | 0 | 0 | 0 | 0 | 0 | 0 | 0 | 0 | 0 | 0 | 0 | 0 | 0 | 0 | 0 | 0 | 0 | 0 | 0 | 0 | 0 | 0 | 0 | 0 | 0 | 0 | 0 | 0 | 0 | 0 | 0 | 0 | 0 | 0 | 0 | 0 | 0 | 0 | 0 | 0 | 0 | 0 | 0 | 0 | 0 | 0 | 0 | 0 | 0 | 0 | 0 | 0 | 0 | 0 | 0 | 0 | 0 | 0 | 0 | 0 | 0 | 0 | 0 | 0 | 0 | 0 | 0 | 0 | 0 | 0 | 0 | 0 | 0 | 0 | 0 | 0 | 0 | 0 | 0 | 0 | 0
PG&E GBA | Crow Creek | 60 | 0 | 0 | 0 | 0 | 0 | 0 | 0 | 0 | 0 | 0 | 0 | 0 | 0 | 0 | 0 | 0 | 0 | 0 | 0 | 0 | 0 | 0 | 0 | 0 | 0 | 0 | 0 | 0 | 0 | 0 | 0 | 0 | 0 | 0 | 0 | 0 | 0 | 0 | 0 | 0 | 0 | 0 | 0 | 0 | 0 | 0 | 0 | 0 | 0 | 0 | 0 | 0 | 0 | 0 | 0 | 0 | 0 | 0 | 0 | 0 | 0 | 0 | 0 | 0 | 0 | 0 | 0 | 0 | 0 | 0 | 0 | 0 | 0 | 0 | 0 | 0 | 0 | 0 | 0 | 0 | 0 | 0 | 0 | 0 | 0 | 0 | 0 | 0 | 0 | 0 | 0 | 0 | 0 | 0 | 0 | 0
PG&E GBA | Crows Landing | 60 | 0 | 0 | 0 | 0 | 0 | 0 | 0 | 0 | 0 | 0 | 0 | 0 | 0 | 0 | 0 | 0 | 0 | 0 | 0 | 0 | 0 | 0 | 0 | 0 | 0 | 0 | 0 | 0 | 0 | 0 | 0 | 0 | 0 | 0 | 0 | 0 | 0 | 0 | 0 | 0 | 0 | 0 | 0 | 0 | 0 | 0 | 0 | 0 | 0 | 0 | 0 | 0 | 0 | 0 | 0 | 0 | 0 | 0 | 0 | 0 | 0 | 0 | 0 | 0 | 0 | 0 | 0 | 0 | 0 | 0 | 0 | 0 | 0 | 0 | 0 | 0 | 0 | 0 | 0 | 0 | 0 | 0 | 0 | 0 | 0 | 0 | 0 | 0 | 0 | 0 | 0 | 0 | 0 | 0 | 0 | 0
PG&E GBA | Curtis | 115 | 0 | 0 | 0 | 0 | 0 | 0 | 0 | 0 | 0 | 0 | 0 | 0 | 0 | 0 | 0 | 0 | 0 | 0 | 0 | 0 | 0 | 0 | 0 | 0 | 0 | 0 | 0 | 0 | 0 | 0 | 0 | 0 | 0 | 0 | 0 | 0 | 0 | 0 | 0 | 0 | 0 | 0 | 0 | 0 | 0 | 0 | 0 | 0 | 0 | 0 | 0 | 0 | 0 | 0 | 0 | 0 | 0 | 0 | 0 | 0 | 0 | 0 | 0 | 0 | 0 | 0 | 0 | 0 | 0 | 0 | 0 | 0 | 0 | 0 | 0 | 0 | 0 | 0 | 0 | 0 | 0 | 0 | 0 | 0 | 0 | 0 | 0 | 0 | 0 | 0 | 0 | 0 | 0 | 0 | 0 | 0
PG&E FRESNO | Dairyland | 115 | 0 | 0 | 0 | 0 | 0 | 0 | 0 | 0 | 0 | 0 | 0 | 0 | 0 | 0 | 0 | 0 | 0 | 0 | 0 | 0 | 0 | 0 | 0 | 0 | 0 | 0 | 0 | 0 | 0 | 0 | 0 | 0 | 0 | 0 | 0 | 0 | 0 | 0 | 0 | 0 | 0 | 0 | 0 | 0 | 0 | 0 | 0 | 0 | 0 | 0 | 0 | 0 | 0 | 0 | 0 | 0 | 0 | 0 | 0 | 0 | 0 | 0 | 0 | 0 | 0 | 0 | 0 | 0 | 0 | 0 | 0 | 0 | 0 | 0 | 0 | 0 | 0 | 0 | 0 | 0 | 0 | 0 | 0 | 0 | 0 | 0 | 0 | 0 | 0 | 0 | 0 | 0 | 0 | 0 | 0 | 0
PG&E NGBA | Davis | 115 | 96.9117 | 0 | 0 | 0 | 84.9957 | 0 | 0 | 0 | 0 | 0 | 0 | 0 | 12.1 | 0 | 0 | 0 | 0 | 0 | 0 | 0 | 0 | 0 | 0 | 0 | 96.9117 | 0 | 0 | 0 | 84.9957 | 0 | 0 | 0 | 0 | 0 | 0 | 0 | 96.9117 | 0 | 0 | 0 | 84.9957 | 0 | 0 | 0 | 0 | 0 | 0 | 0 | 96.9117 | 0 | 0 | 0 | 84.9957 | 0 | 0 | 0 | 0 | 0 | 0 | 0 | 12.1 | 0 | 0 | 0 | 0 | 0 | 0 | 0 | 0 | 0 | 0 | 0 | 96.9117 | 0 | 0 | 0 | 84.9957 | 0 | 0 | 0 | 0 | 0 | 0 | 0 | 96.9117 | 0 | 0 | 0 | 84.9957 | 0 | 0 | 0 | 0 | 0 | 0 | 0
SCE Metro | Del Amo | 500 | 0 | 0 | 0 | 0 | 0 | 0 | 0 | 0 | 0 | 0 | 0 | 0 | 0 | 0 | 0 | 0 | 0 | 0 | 0 | 0 | 0 | 0 | 0 | 0 | 0 | 0 | 0 | 0 | 0 | 0 | 0 | 0 | 0 | 0 | 0 | 0 | 0 | 0 | 0 | 0 | 0 | 0 | 0 | 0 | 0 | 0 | 0 | 0 | 0 | 0 | 0 | 0 | 0 | 0 | 0 | 0 | 0 | 0 | 0 | 0 | 0 | 0 | 0 | 0 | 0 | 0 | 0 | 0 | 0 | 0 | 0 | 0 | 0 | 0 | 0 | 0 | 0 | 0 | 0 | 0 | 0 | 0 | 0 | 0 | 0 | 0 | 0 | 0 | 0 | 0 | 0 | 0 | 0 | 0 | 0 | 0
SCE Metro | Del Amo | 230 | 0 | 0 | 0 | 0 | 0 | 0 | 0 | 0 | 0 | 0 | 0 | 0 | 0 | 0 | 0 | 0 | 0 | 0 | 0 | 0 | 0 | 0 | 0 | 0 | 0 | 0 | 0 | 0 | 0 | 0 | 0 | 0 | 0 | 0 | 0 | 0 | 0 | 0 | 0 | 0 | 0 | 0 | 0 | 0 | 0 | 0 | 0 | 0 | 0 | 0 | 0 | 0 | 0 | 0 | 0 | 0 | 0 | 0 | 0 | 0 | 0 | 0 | 0 | 0 | 0 | 0 | 0 | 0 | 0 | 0 | 0 | 0 | 0 | 0 | 0 | 0 | 0 | 0 | 0 | 0 | 0 | 0 | 0 | 0 | 0 | 0 | 0 | 0 | 0 | 0 | 0 | 0 | 0 | 0 | 0 | 0
SCE Eastern | Delaney | 500 | 880.666 | 450 | 0 | 0 | 888.886 | 0 | 0 | 0 | 0 | 0 | 0 | 0 | 0 | 0 | 0 | 0 | 0 | 0 | 0 | 0 | 0 | 0 | 0 | 0 | 880.666 | 450 | 0 | 0 | 888.886 | 0 | 0 | 0 | 0 | 0 | 0 | 0 | 0 | 0 | 0 | 0 | 0 | 0 | 0 | 0 | 0 | 0 | 0 | 0 | 880.666 | 450 | 0 | 0 | 888.886 | 0 | 0 | 0 | 0 | 0 | 0 | 0 | 0 | 0 | 0 | 0 | 0 | 0 | 0 | 0 | 0 | 0 | 0 | 0 | 880.666 | 450 | 0 | 0 | 888.886 | 0 | 0 | 0 | 0 | 0 | 0 | 0 | 0 | 0 | 0 | 0 | 0 | 0 | 0 | 0 | 0 | 0 | 0 | 0
PG&E NGBA | Delevan | 230 | 669.418 | 48 | 0 | 0 | 673.8789 | 0 | 0 | 0 | 0 | 0 | 0 | 0 | 510 | 48 | 0 | 0 | 513.5 | 0 | 0 | 0 | 0 | 0 | 0 | 0 | 669.418 | 48 | 0 | 0 | 673.8789 | 0 | 0 | 0 | 0 | 0 | 0 | 0 | 510 | 48 | 0 | 0 | 513.5 | 0 | 0 | 0 | 0 | 0 | 0 | 0 | 510 | 48 | 0 | 0 | 513.5 | 0 | 0 | 0 | 0 | 0 | 0 | 0 | 510 | 48 | 0 | 0 | 513.5 | 0 | 0 | 0 | 0 | 0 | 0 | 0 | 510 | 48 | 0 | 0 | 513.5 | 0 | 0 | 0 | 0 | 0 | 0 | 0 | 510 | 48 | 0 | 0 | 513.5 | 0 | 0 | 0 | 0 | 0 | 0 | 0
PG&E GBA | Delta PP | 230 | 606.25 | 500 | 0 | 0 | 0 | 0 | 0 | 0 | 0 | 0 | 0 | 0 | 0 | 0 | 0 | 0 | 0 | 0 | 0 | 0 | 0 | 0 | 0 | 0 | 606.25 | 500 | 0 | 0 | 0 | 0 | 0 | 0 | 0 | 0 | 0 | 0 | 102.25 | 0 | 0 | 0 | 0 | 0 | 0 | 0 | 0 | 0 | 0 | 0 | 102.25 | 0 | 0 | 0 | 0 | 0 | 0 | 0 | 0 | 0 | 0 | 0 | 0 | 0 | 0 | 0 | 0 | 0 | 0 | 0 | 0 | 0 | 0 | 0 | 102.25 | 0 | 0 | 0 | 0 | 0 | 0 | 0 | 0 | 0 | 0 | 0 | 102.25 | 0 | 0 | 0 | 0 | 0 | 0 | 0 | 0 | 0 | 0 | 0
EOP | Desert View | 230 | 350 | 350 | 0 | 0 | 350 | 0 | 0 | 0 | 0 | 0 | 0 | 0 | 0 | 0 | 0 | 0 | 0 | 0 | 0 | 0 | 0 | 0 | 0 | 0 | 350 | 350 | 0 | 0 | 350 | 0 | 0 | 0 | 0 | 0 | 0 | 0 | 0 | 0 | 0 | 0 | 0 | 0 | 0 | 0 | 0 | 0 | 0 | 0 | 350 | 350 | 0 | 0 | 350 | 0 | 0 | 0 | 0 | 0 | 0 | 0 | 0 | 0 | 0 | 0 | 0 | 0 | 0 | 0 | 0 | 0 | 0 | 0 | 350 | 350 | 0 | 0 | 350 | 0 | 0 | 0 | 0 | 0 | 0 | 0 | 0 | 0 | 0 | 0 | 0 | 0 | 0 | 0 | 0 | 0 | 0 | 0
SCE Eastern | Devers | 230 | 965.92 | 145.66 | 0 | 0 | 282.76 | 0 | 0 | 0 | 60 | 0 | 0 | 0 | 90 | 45.66 | 0 | 0 | 0 | 0 | 0 | 0 | 60 | 0 | 0 | 0 | 965.92 | 145.66 | 0 | 0 | 282.76 | 0 | 0 | 0 | 60 | 0 | 0 | 0 | 90 | 45.66 | 0 | 0 | 0 | 0 | 0 | 0 | 60 | 0 | 0 | 0 | 294.16 | 45.66 | 0 | 0 | 282.76 | 0 | 0 | 0 | 60 | 0 | 0 | 0 | 90 | 45.66 | 0 | 0 | 0 | 0 | 0 | 0 | 60 | 0 | 0 | 0 | 294.16 | 45.66 | 0 | 0 | 282.76 | 0 | 0 | 0 | 60 | 0 | 0 | 0 | 90 | 45.66 | 0 | 0 | 0 | 0 | 0 | 0 | 60 | 0 | 0 | 0
SCE Eastern | Devers | 500 | 0 | 0 | 0 | 0 | 0 | 0 | 0 | 0 | 0 | 0 | 0 | 0 | 0 | 0 | 0 | 0 | 0 | 0 | 0 | 0 | 0 | 0 | 0 | 0 | 0 | 0 | 0 | 0 | 0 | 0 | 0 | 0 | 0 | 0 | 0 | 0 | 0 | 0 | 0 | 0 | 0 | 0 | 0 | 0 | 0 | 0 | 0 | 0 | 0 | 0 | 0 | 0 | 0 | 0 | 0 | 0 | 0 | 0 | 0 | 0 | 0 | 0 | 0 | 0 | 0 | 0 | 0 | 0 | 0 | 0 | 0 | 0 | 0 | 0 | 0 | 0 | 0 | 0 | 0 | 0 | 0 | 0 | 0 | 0 | 0 | 0 | 0 | 0 | 0 | 0 | 0 | 0 | 0 | 0 | 0 | 0
PG&E KERN | Diablo Canyon | 230 | 0 | 0 | 0 | 0 | 0 | 0 | 0 | 0 | 0 | 0 | 0 | 0 | 0 | 0 | 0 | 0 | 0 | 0 | 0 | 0 | 0 | 0 | 0 | 0 | 0 | 0 | 0 | 0 | 0 | 0 | 0 | 0 | 0 | 0 | 0 | 0 | 0 | 0 | 0 | 0 | 0 | 0 | 0 | 0 | 0 | 0 | 0 | 0 | 0 | 0 | 0 | 0 | 0 | 0 | 0 | 0 | 0 | 0 | 0 | 0 | 0 | 0 | 0 | 0 | 0 | 0 | 0 | 0 | 0 | 0 | 0 | 0 | 0 | 0 | 0 | 0 | 0 | 0 | 0 | 0 | 0 | 0 | 0 | 0 | 0 | 0 | 0 | 0 | 0 | 0 | 0 | 0 | 0 | 0 | 0 | 0
PG&E KERN | Diablo Canyon | 500 | 756.054 | 0 | 0 | 0 | 0 | 0 | 0 | 0 | 0 | 0 | 2547.412 | 2500 | 0 | 0 | 0 | 0 | 0 | 0 | 0 | 0 | 0 | 0 | 1028.94 | 1000 | 756.054 | 0 | 0 | 0 | 0 | 0 | 0 | 0 | 0 | 0 | 2547.412 | 2500 | 0 | 0 | 0 | 0 | 0 | 0 | 0 | 0 | 0 | 0 | 1028.94 | 1000 | 0 | 0 | 0 | 0 | 0 | 0 | 0 | 0 | 0 | 0 | 1028.94 | 1000 | 0 | 0 | 0 | 0 | 0 | 0 | 0 | 0 | 0 | 0 | 1028.94 | 1000 | 0 | 0 | 0 | 0 | 0 | 0 | 0 | 0 | 0 | 0 | 1028.94 | 1000 | 0 | 0 | 0 | 0 | 0 | 0 | 0 | 0 | 0 | 0 | 1028.94 | 1000
PG&E KERN | Divide | 115 | 0 | 0 | 0 | 0 | 0 | 0 | 0 | 0 | 0 | 0 | 0 | 0 | 0 | 0 | 0 | 0 | 0 | 0 | 0 | 0 | 0 | 0 | 0 | 0 | 0 | 0 | 0 | 0 | 0 | 0 | 0 | 0 | 0 | 0 | 0 | 0 | 0 | 0 | 0 | 0 | 0 | 0 | 0 | 0 | 0 | 0 | 0 | 0 | 0 | 0 | 0 | 0 | 0 | 0 | 0 | 0 | 0 | 0 | 0 | 0 | 0 | 0 | 0 | 0 | 0 | 0 | 0 | 0 | 0 | 0 | 0 | 0 | 0 | 0 | 0 | 0 | 0 | 0 | 0 | 0 | 0 | 0 | 0 | 0 | 0 | 0 | 0 | 0 | 0 | 0 | 0 | 0 | 0 | 0 | 0 | 0
PG&E GBA | Dixon Landing | 115 | 0 | 0 | 0 | 0 | 0 | 0 | 0 | 0 | 0 | 0 | 0 | 0 | 0 | 0 | 0 | 0 | 0 | 0 | 0 | 0 | 0 | 0 | 0 | 0 | 0 | 0 | 0 | 0 | 0 | 0 | 0 | 0 | 0 | 0 | 0 | 0 | 0 | 0 | 0 | 0 | 0 | 0 | 0 | 0 | 0 | 0 | 0 | 0 | 0 | 0 | 0 | 0 | 0 | 0 | 0 | 0 | 0 | 0 | 0 | 0 | 0 | 0 | 0 | 0 | 0 | 0 | 0 | 0 | 0 | 0 | 0 | 0 | 0 | 0 | 0 | 0 | 0 | 0 | 0 | 0 | 0 | 0 | 0 | 0 | 0 | 0 | 0 | 0 | 0 | 0 | 0 | 0 | 0 | 0 | 0 | 0
PG&E FRESNO | Dos Amigos | 230 | 0 | 0 | 0 | 0 | 0 | 0 | 0 | 0 | 0 | 0 | 0 | 0 | 0 | 0 | 0 | 0 | 0 | 0 | 0 | 0 | 0 | 0 | 0 | 0 | 0 | 0 | 0 | 0 | 0 | 0 | 0 | 0 | 0 | 0 | 0 | 0 | 0 | 0 | 0 | 0 | 0 | 0 | 0 | 0 | 0 | 0 | 0 | 0 | 0 | 0 | 0 | 0 | 0 | 0 | 0 | 0 | 0 | 0 | 0 | 0 | 0 | 0 | 0 | 0 | 0 | 0 | 0 | 0 | 0 | 0 | 0 | 0 | 0 | 0 | 0 | 0 | 0 | 0 | 0 | 0 | 0 | 0 | 0 | 0 | 0 | 0 | 0 | 0 | 0 | 0 | 0 | 0 | 0 | 0 | 0 | 0
PG&E NGBA | Drum | 115 | 0 | 0 | 0 | 0 | 0 | 0 | 0 | 0 | 0 | 0 | 0 | 0 | 0 | 0 | 0 | 0 | 0 | 0 | 0 | 0 | 0 | 0 | 0 | 0 | 0 | 0 | 0 | 0 | 0 | 0 | 0 | 0 | 0 | 0 | 0 | 0 | 0 | 0 | 0 | 0 | 0 | 0 | 0 | 0 | 0 | 0 | 0 | 0 | 0 | 0 | 0 | 0 | 0 | 0 | 0 | 0 | 0 | 0 | 0 | 0 | 0 | 0 | 0 | 0 | 0 | 0 | 0 | 0 | 0 | 0 | 0 | 0 | 0 | 0 | 0 | 0 | 0 | 0 | 0 | 0 | 0 | 0 | 0 | 0 | 0 | 0 | 0 | 0 | 0 | 0 | 0 | 0 | 0 | 0 | 0 | 0
PG&E GBA | Dumbarton | 115 | 0 | 0 | 0 | 0 | 0 | 0 | 0 | 0 | 0 | 0 | 0 | 0 | 0 | 0 | 0 | 0 | 0 | 0 | 0 | 0 | 0 | 0 | 0 | 0 | 0 | 0 | 0 | 0 | 0 | 0 | 0 | 0 | 0 | 0 | 0 | 0 | 0 | 0 | 0 | 0 | 0 | 0 | 0 | 0 | 0 | 0 | 0 | 0 | 0 | 0 | 0 | 0 | 0 | 0 | 0 | 0 | 0 | 0 | 0 | 0 | 0 | 0 | 0 | 0 | 0 | 0 | 0 | 0 | 0 | 0 | 0 | 0 | 0 | 0 | 0 | 0 | 0 | 0 | 0 | 0 | 0 | 0 | 0 | 0 | 0 | 0 | 0 | 0 | 0 | 0 | 0 | 0 | 0 | 0 | 0 | 0
SCE NOL | Dunn Siding | 115 | 0 | 0 | 0 | 0 | 0 | 0 | 0 | 0 | 0 | 0 | 0 | 0 | 0 | 0 | 0 | 0 | 0 | 0 | 0 | 0 | 0 | 0 | 0 | 0 | 0 | 0 | 0 | 0 | 0 | 0 | 0 | 0 | 0 | 0 | 0 | 0 | 0 | 0 | 0 | 0 | 0 | 0 | 0 | 0 | 0 | 0 | 0 | 0 | 0 | 0 | 0 | 0 | 0 | 0 | 0 | 0 | 0 | 0 | 0 | 0 | 0 | 0 | 0 | 0 | 0 | 0 | 0 | 0 | 0 | 0 | 0 | 0 | 0 | 0 | 0 | 0 | 0 | 0 | 0 | 0 | 0 | 0 | 0 | 0 | 0 | 0 | 0 | 0 | 0 | 0 | 0 | 0 | 0 | 0 | 0 | 0
SCE Eastern | Eagle Mountain | 230 | 0 | 0 | 0 | 0 | 0 | 0 | 0 | 0 | 0 | 0 | 0 | 0 | 0 | 0 | 0 | 0 | 0 | 0 | 0 | 0 | 0 | 0 | 0 | 0 | 0 | 0 | 0 | 0 | 0 | 0 | 0 | 0 | 0 | 0 | 0 | 0 | 0 | 0 | 0 | 0 | 0 | 0 | 0 | 0 | 0 | 0 | 0 | 0 | 0 | 0 | 0 | 0 | 0 | 0 | 0 | 0 | 0 | 0 | 0 | 0 | 0 | 0 | 0 | 0 | 0 | 0 | 0 | 0 | 0 | 0 | 0 | 0 | 0 | 0 | 0 | 0 | 0 | 0 | 0 | 0 | 0 | 0 | 0 | 0 | 0 | 0 | 0 | 0 | 0 | 0 | 0 | 0 | 0 | 0 | 0 | 0
PG&E NGBA | Eagle Rock (PGE) | 60 | 0 | 0 | 0 | 0 | 0 | 0 | 0 | 0 | 0 | 0 | 0 | 0 | 0 | 0 | 0 | 0 | 0 | 0 | 0 | 0 | 0 | 0 | 0 | 0 | 0 | 0 | 0 | 0 | 0 | 0 | 0 | 0 | 0 | 0 | 0 | 0 | 0 | 0 | 0 | 0 | 0 | 0 | 0 | 0 | 0 | 0 | 0 | 0 | 0 | 0 | 0 | 0 | 0 | 0 | 0 | 0 | 0 | 0 | 0 | 0 | 0 | 0 | 0 | 0 | 0 | 0 | 0 | 0 | 0 | 0 | 0 | 0 | 0 | 0 | 0 | 0 | 0 | 0 | 0 | 0 | 0 | 0 | 0 | 0 | 0 | 0 | 0 | 0 | 0 | 0 | 0 | 0 | 0 | 0 | 0 | 0
PG&E NGBA | Eagle Rock (PGE) | 115 | 0 | 0 | 0 | 0 | 0 | 0 | 0 | 0 | 0 | 0 | 0 | 0 | 0 | 0 | 0 | 0 | 0 | 0 | 0 | 0 | 0 | 0 | 0 | 0 | 0 | 0 | 0 | 0 | 0 | 0 | 0 | 0 | 0 | 0 | 0 | 0 | 0 | 0 | 0 | 0 | 0 | 0 | 0 | 0 | 0 | 0 | 0 | 0 | 0 | 0 | 0 | 0 | 0 | 0 | 0 | 0 | 0 | 0 | 0 | 0 | 0 | 0 | 0 | 0 | 0 | 0 | 0 | 0 | 0 | 0 | 0 | 0 | 0 | 0 | 0 | 0 | 0 | 0 | 0 | 0 | 0 | 0 | 0 | 0 | 0 | 0 | 0 | 0 | 0 | 0 | 0 | 0 | 0 | 0 | 0 | 0
SCE Metro | Eagle Rock (SCE) | 230 | 0 | 0 | 0 | 0 | 0 | 0 | 0 | 0 | 0 | 0 | 0 | 0 | 0 | 0 | 0 | 0 | 0 | 0 | 0 | 0 | 0 | 0 | 0 | 0 | 0 | 0 | 0 | 0 | 0 | 0 | 0 | 0 | 0 | 0 | 0 | 0 | 0 | 0 | 0 | 0 | 0 | 0 | 0 | 0 | 0 | 0 | 0 | 0 | 0 | 0 | 0 | 0 | 0 | 0 | 0 | 0 | 0 | 0 | 0 | 0 | 0 | 0 | 0 | 0 | 0 | 0 | 0 | 0 | 0 | 0 | 0 | 0 | 0 | 0 | 0 | 0 | 0 | 0 | 0 | 0 | 0 | 0 | 0 | 0 | 0 | 0 | 0 | 0 | 0 | 0 | 0 | 0 | 0 | 0 | 0 | 0
PG&E NGBA | East Marysville | 115 | 0 | 0 | 0 | 0 | 0 | 0 | 0 | 0 | 0 | 0 | 0 | 0 | 0 | 0 | 0 | 0 | 0 | 0 | 0 | 0 | 0 | 0 | 0 | 0 | 0 | 0 | 0 | 0 | 0 | 0 | 0 | 0 | 0 | 0 | 0 | 0 | 0 | 0 | 0 | 0 | 0 | 0 | 0 | 0 | 0 | 0 | 0 | 0 | 0 | 0 | 0 | 0 | 0 | 0 | 0 | 0 | 0 | 0 | 0 | 0 | 0 | 0 | 0 | 0 | 0 | 0 | 0 | 0 | 0 | 0 | 0 | 0 | 0 | 0 | 0 | 0 | 0 | 0 | 0 | 0 | 0 | 0 | 0 | 0 | 0 | 0 | 0 | 0 | 0 | 0 | 0 | 0 | 0 | 0 | 0 | 0
PG&E NGBA | East Nicolaus | 115 | 0 | 0 | 0 | 0 | 0 | 0 | 0 | 0 | 0 | 0 | 0 | 0 | 0 | 0 | 0 | 0 | 0 | 0 | 0 | 0 | 0 | 0 | 0 | 0 | 0 | 0 | 0 | 0 | 0 | 0 | 0 | 0 | 0 | 0 | 0 | 0 | 0 | 0 | 0 | 0 | 0 | 0 | 0 | 0 | 0 | 0 | 0 | 0 | 0 | 0 | 0 | 0 | 0 | 0 | 0 | 0 | 0 | 0 | 0 | 0 | 0 | 0 | 0 | 0 | 0 | 0 | 0 | 0 | 0 | 0 | 0 | 0 | 0 | 0 | 0 | 0 | 0 | 0 | 0 | 0 | 0 | 0 | 0 | 0 | 0 | 0 | 0 | 0 | 0 | 0 | 0 | 0 | 0 | 0 | 0 | 0
PG&E NGBA | East Nicolaus | 60 | 0 | 0 | 0 | 0 | 0 | 0 | 0 | 0 | 0 | 0 | 0 | 0 | 0 | 0 | 0 | 0 | 0 | 0 | 0 | 0 | 0 | 0 | 0 | 0 | 0 | 0 | 0 | 0 | 0 | 0 | 0 | 0 | 0 | 0 | 0 | 0 | 0 | 0 | 0 | 0 | 0 | 0 | 0 | 0 | 0 | 0 | 0 | 0 | 0 | 0 | 0 | 0 | 0 | 0 | 0 | 0 | 0 | 0 | 0 | 0 | 0 | 0 | 0 | 0 | 0 | 0 | 0 | 0 | 0 | 0 | 0 | 0 | 0 | 0 | 0 | 0 | 0 | 0 | 0 | 0 | 0 | 0 | 0 | 0 | 0 | 0 | 0 | 0 | 0 | 0 | 0 | 0 | 0 | 0 | 0 | 0
PG&E GBA | Eastshore | 115 | 252 | 0 | 0 | 0 | 0 | 0 | 0 | 0 | 0 | 0 | 0 | 0 | 0 | 0 | 0 | 0 | 0 | 0 | 0 | 0 | 0 | 0 | 0 | 0 | 252 | 0 | 0 | 0 | 0 | 0 | 0 | 0 | 0 | 0 | 0 | 0 | 0 | 0 | 0 | 0 | 0 | 0 | 0 | 0 | 0 | 0 | 0 | 0 | 0 | 0 | 0 | 0 | 0 | 0 | 0 | 0 | 0 | 0 | 0 | 0 | 0 | 0 | 0 | 0 | 0 | 0 | 0 | 0 | 0 | 0 | 0 | 0 | 0 | 0 | 0 | 0 | 0 | 0 | 0 | 0 | 0 | 0 | 0 | 0 | 0 | 0 | 0 | 0 | 0 | 0 | 0 | 0 | 0 | 0 | 0 | 0
PG&E GBA | Eastshore | 230 | 0 | 0 | 0 | 0 | 0 | 0 | 0 | 0 | 0 | 0 | 0 | 0 | 0 | 0 | 0 | 0 | 0 | 0 | 0 | 0 | 0 | 0 | 0 | 0 | 0 | 0 | 0 | 0 | 0 | 0 | 0 | 0 | 0 | 0 | 0 | 0 | 0 | 0 | 0 | 0 | 0 | 0 | 0 | 0 | 0 | 0 | 0 | 0 | 0 | 0 | 0 | 0 | 0 | 0 | 0 | 0 | 0 | 0 | 0 | 0 | 0 | 0 | 0 | 0 | 0 | 0 | 0 | 0 | 0 | 0 | 0 | 0 | 0 | 0 | 0 | 0 | 0 | 0 | 0 | 0 | 0 | 0 | 0 | 0 | 0 | 0 | 0 | 0 | 0 | 0 | 0 | 0 | 0 | 0 | 0 | 0
SDGE | ECO | 138 | 0 | 0 | 0 | 0 | 0 | 0 | 0 | 0 | 0 | 0 | 0 | 0 | 0 | 0 | 0 | 0 | 0 | 0 | 0 | 0 | 0 | 0 | 0 | 0 | 0 | 0 | 0 | 0 | 0 | 0 | 0 | 0 | 0 | 0 | 0 | 0 | 0 | 0 | 0 | 0 | 0 | 0 | 0 | 0 | 0 | 0 | 0 | 0 | 0 | 0 | 0 | 0 | 0 | 0 | 0 | 0 | 0 | 0 | 0 | 0 | 0 | 0 | 0 | 0 | 0 | 0 | 0 | 0 | 0 | 0 | 0 | 0 | 0 | 0 | 0 | 0 | 0 | 0 | 0 | 0 | 0 | 0 | 0 | 0 | 0 | 0 | 0 | 0 | 0 | 0 | 0 | 0 | 0 | 0 | 0 | 0
SDGE | ECO | 230 | 0 | 0 | 0 | 0 | 0 | 0 | 0 | 0 | 352.5 | 300 | 0 | 0 | 0 | 0 | 0 | 0 | 0 | 0 | 0 | 0 | 352.5 | 300 | 0 | 0 | 0 | 0 | 0 | 0 | 0 | 0 | 0 | 0 | 352.5 | 300 | 0 | 0 | 0 | 0 | 0 | 0 | 0 | 0 | 0 | 0 | 352.5 | 300 | 0 | 0 | 0 | 0 | 0 | 0 | 0 | 0 | 0 | 0 | 352.5 | 300 | 0 | 0 | 0 | 0 | 0 | 0 | 0 | 0 | 0 | 0 | 352.5 | 300 | 0 | 0 | 0 | 0 | 0 | 0 | 0 | 0 | 0 | 0 | 352.5 | 300 | 0 | 0 | 0 | 0 | 0 | 0 | 0 | 0 | 0 | 0 | 352.5 | 300 | 0 | 0
SDGE | ECO | 500 | 0 | 0 | 0 | 0 | 0 | 0 | 0 | 0 | 1001 | 0 | 0 | 0 | 0 | 0 | 0 | 0 | 0 | 0 | 0 | 0 | 0 | 0 | 0 | 0 | 0 | 0 | 0 | 0 | 0 | 0 | 0 | 0 | 1001 | 0 | 0 | 0 | 0 | 0 | 0 | 0 | 0 | 0 | 0 | 0 | 1001 | 0 | 0 | 0 | 0 | 0 | 0 | 0 | 0 | 0 | 0 | 0 | 0 | 0 | 0 | 0 | 0 | 0 | 0 | 0 | 0 | 0 | 0 | 0 | 0 | 0 | 0 | 0 | 0 | 0 | 0 | 0 | 0 | 0 | 0 | 0 | 0 | 0 | 0 | 0 | 0 | 0 | 0 | 0 | 0 | 0 | 0 | 0 | 0 | 0 | 0 | 0
PG&E GBA | Edenvale | 115 | 0 | 0 | 0 | 0 | 0 | 0 | 0 | 0 | 0 | 0 | 0 | 0 | 0 | 0 | 0 | 0 | 0 | 0 | 0 | 0 | 0 | 0 | 0 | 0 | 0 | 0 | 0 | 0 | 0 | 0 | 0 | 0 | 0 | 0 | 0 | 0 | 0 | 0 | 0 | 0 | 0 | 0 | 0 | 0 | 0 | 0 | 0 | 0 | 0 | 0 | 0 | 0 | 0 | 0 | 0 | 0 | 0 | 0 | 0 | 0 | 0 | 0 | 0 | 0 | 0 | 0 | 0 | 0 | 0 | 0 | 0 | 0 | 0 | 0 | 0 | 0 | 0 | 0 | 0 | 0 | 0 | 0 | 0 | 0 | 0 | 0 | 0 | 0 | 0 | 0 | 0 | 0 | 0 | 0 | 0 | 0
PG&E GBA | Edes | 115 | 0 | 0 | 0 | 0 | 0 | 0 | 0 | 0 | 0 | 0 | 0 | 0 | 0 | 0 | 0 | 0 | 0 | 0 | 0 | 0 | 0 | 0 | 0 | 0 | 0 | 0 | 0 | 0 | 0 | 0 | 0 | 0 | 0 | 0 | 0 | 0 | 0 | 0 | 0 | 0 | 0 | 0 | 0 | 0 | 0 | 0 | 0 | 0 | 0 | 0 | 0 | 0 | 0 | 0 | 0 | 0 | 0 | 0 | 0 | 0 | 0 | 0 | 0 | 0 | 0 | 0 | 0 | 0 | 0 | 0 | 0 | 0 | 0 | 0 | 0 | 0 | 0 | 0 | 0 | 0 | 0 | 0 | 0 | 0 | 0 | 0 | 0 | 0 | 0 | 0 | 0 | 0 | 0 | 0 | 0 | 0
PG&E GBA | Eight Mile | 230 | 0 | 0 | 0 | 0 | 0 | 0 | 0 | 0 | 0 | 0 | 0 | 0 | 0 | 0 | 0 | 0 | 0 | 0 | 0 | 0 | 0 | 0 | 0 | 0 | 0 | 0 | 0 | 0 | 0 | 0 | 0 | 0 | 0 | 0 | 0 | 0 | 0 | 0 | 0 | 0 | 0 | 0 | 0 | 0 | 0 | 0 | 0 | 0 | 0 | 0 | 0 | 0 | 0 | 0 | 0 | 0 | 0 | 0 | 0 | 0 | 0 | 0 | 0 | 0 | 0 | 0 | 0 | 0 | 0 | 0 | 0 | 0 | 0 | 0 | 0 | 0 | 0 | 0 | 0 | 0 | 0 | 0 | 0 | 0 | 0 | 0 | 0 | 0 | 0 | 0 | 0 | 0 | 0 | 0 | 0 | 0
SDGE | El Cajon | 69 | 50.774 | 50 | 0 | 0 | 0 | 0 | 0 | 0 | 0 | 0 | 0 | 0 | 50.774 | 50 | 0 | 0 | 0 | 0 | 0 | 0 | 0 | 0 | 0 | 0 | 50.774 | 50 | 0 | 0 | 0 | 0 | 0 | 0 | 0 | 0 | 0 | 0 | 0.774 | 0 | 0 | 0 | 0 | 0 | 0 | 0 | 0 | 0 | 0 | 0 | 50.774 | 50 | 0 | 0 | 0 | 0 | 0 | 0 | 0 | 0 | 0 | 0 | 50.774 | 50 | 0 | 0 | 0 | 0 | 0 | 0 | 0 | 0 | 0 | 0 | 50.774 | 50 | 0 | 0 | 0 | 0 | 0 | 0 | 0 | 0 | 0 | 0 | 0.774 | 0 | 0 | 0 | 0 | 0 | 0 | 0 | 0 | 0 | 0 | 0
SCE Eastern | El Casco | 230 | 0 | 0 | 0 | 0 | 0 | 0 | 0 | 0 | 0 | 0 | 0 | 0 | 0 | 0 | 0 | 0 | 0 | 0 | 0 | 0 | 0 | 0 | 0 | 0 | 0 | 0 | 0 | 0 | 0 | 0 | 0 | 0 | 0 | 0 | 0 | 0 | 0 | 0 | 0 | 0 | 0 | 0 | 0 | 0 | 0 | 0 | 0 | 0 | 0 | 0 | 0 | 0 | 0 | 0 | 0 | 0 | 0 | 0 | 0 | 0 | 0 | 0 | 0 | 0 | 0 | 0 | 0 | 0 | 0 | 0 | 0 | 0 | 0 | 0 | 0 | 0 | 0 | 0 | 0 | 0 | 0 | 0 | 0 | 0 | 0 | 0 | 0 | 0 | 0 | 0 | 0 | 0 | 0 | 0 | 0 | 0
PG&E GBA | El Cerrito G | 115 | 0 | 0 | 0 | 0 | 0 | 0 | 0 | 0 | 0 | 0 | 0 | 0 | 0 | 0 | 0 | 0 | 0 | 0 | 0 | 0 | 0 | 0 | 0 | 0 | 0 | 0 | 0 | 0 | 0 | 0 | 0 | 0 | 0 | 0 | 0 | 0 | 0 | 0 | 0 | 0 | 0 | 0 | 0 | 0 | 0 | 0 | 0 | 0 | 0 | 0 | 0 | 0 | 0 | 0 | 0 | 0 | 0 | 0 | 0 | 0 | 0 | 0 | 0 | 0 | 0 | 0 | 0 | 0 | 0 | 0 | 0 | 0 | 0 | 0 | 0 | 0 | 0 | 0 | 0 | 0 | 0 | 0 | 0 | 0 | 0 | 0 | 0 | 0 | 0 | 0 | 0 | 0 | 0 | 0 | 0 | 0
PG&E NGBA | El Dorado PH | 115 | 0 | 0 | 0 | 0 | 0 | 0 | 0 | 0 | 0 | 0 | 0 | 0 | 0 | 0 | 0 | 0 | 0 | 0 | 0 | 0 | 0 | 0 | 0 | 0 | 0 | 0 | 0 | 0 | 0 | 0 | 0 | 0 | 0 | 0 | 0 | 0 | 0 | 0 | 0 | 0 | 0 | 0 | 0 | 0 | 0 | 0 | 0 | 0 | 0 | 0 | 0 | 0 | 0 | 0 | 0 | 0 | 0 | 0 | 0 | 0 | 0 | 0 | 0 | 0 | 0 | 0 | 0 | 0 | 0 | 0 | 0 | 0 | 0 | 0 | 0 | 0 | 0 | 0 | 0 | 0 | 0 | 0 | 0 | 0 | 0 | 0 | 0 | 0 | 0 | 0 | 0 | 0 | 0 | 0 | 0 | 0
PG&E FRESNO | El Nido (PGE) | 115 | 0 | 0 | 0 | 0 | 0 | 0 | 0 | 0 | 0 | 0 | 0 | 0 | 0 | 0 | 0 | 0 | 0 | 0 | 0 | 0 | 0 | 0 | 0 | 0 | 0 | 0 | 0 | 0 | 0 | 0 | 0 | 0 | 0 | 0 | 0 | 0 | 0 | 0 | 0 | 0 | 0 | 0 | 0 | 0 | 0 | 0 | 0 | 0 | 0 | 0 | 0 | 0 | 0 | 0 | 0 | 0 | 0 | 0 | 0 | 0 | 0 | 0 | 0 | 0 | 0 | 0 | 0 | 0 | 0 | 0 | 0 | 0 | 0 | 0 | 0 | 0 | 0 | 0 | 0 | 0 | 0 | 0 | 0 | 0 | 0 | 0 | 0 | 0 | 0 | 0 | 0 | 0 | 0 | 0 | 0 | 0
SCE Metro | El Nido (SCE) | 230 | 405.6634 | 0 | 0 | 0 | 0 | 0 | 0 | 0 | 0 | 0 | 0 | 0 | 0 | 0 | 0 | 0 | 0 | 0 | 0 | 0 | 0 | 0 | 0 | 0 | 405.6634 | 0 | 0 | 0 | 0 | 0 | 0 | 0 | 0 | 0 | 0 | 0 | 0 | 0 | 0 | 0 | 0 | 0 | 0 | 0 | 0 | 0 | 0 | 0 | 0 | 0 | 0 | 0 | 0 | 0 | 0 | 0 | 0 | 0 | 0 | 0 | 0 | 0 | 0 | 0 | 0 | 0 | 0 | 0 | 0 | 0 | 0 | 0 | 0 | 0 | 0 | 0 | 0 | 0 | 0 | 0 | 0 | 0 | 0 | 0 | 0 | 0 | 0 | 0 | 0 | 0 | 0 | 0 | 0 | 0 | 0 | 0
PG&E GBA | El Patio | 115 | 0 | 0 | 0 | 0 | 0 | 0 | 0 | 0 | 0 | 0 | 0 | 0 | 0 | 0 | 0 | 0 | 0 | 0 | 0 | 0 | 0 | 0 | 0 | 0 | 0 | 0 | 0 | 0 | 0 | 0 | 0 | 0 | 0 | 0 | 0 | 0 | 0 | 0 | 0 | 0 | 0 | 0 | 0 | 0 | 0 | 0 | 0 | 0 | 0 | 0 | 0 | 0 | 0 | 0 | 0 | 0 | 0 | 0 | 0 | 0 | 0 | 0 | 0 | 0 | 0 | 0 | 0 | 0 | 0 | 0 | 0 | 0 | 0 | 0 | 0 | 0 | 0 | 0 | 0 | 0 | 0 | 0 | 0 | 0 | 0 | 0 | 0 | 0 | 0 | 0 | 0 | 0 | 0 | 0 | 0 | 0
SCE Metro | El Segundo | 230 | 0 | 0 | 0 | 0 | 0 | 0 | 0 | 0 | 0 | 0 | 0 | 0 | 0 | 0 | 0 | 0 | 0 | 0 | 0 | 0 | 0 | 0 | 0 | 0 | 0 | 0 | 0 | 0 | 0 | 0 | 0 | 0 | 0 | 0 | 0 | 0 | 0 | 0 | 0 | 0 | 0 | 0 | 0 | 0 | 0 | 0 | 0 | 0 | 0 | 0 | 0 | 0 | 0 | 0 | 0 | 0 | 0 | 0 | 0 | 0 | 0 | 0 | 0 | 0 | 0 | 0 | 0 | 0 | 0 | 0 | 0 | 0 | 0 | 0 | 0 | 0 | 0 | 0 | 0 | 0 | 0 | 0 | 0 | 0 | 0 | 0 | 0 | 0 | 0 | 0 | 0 | 0 | 0 | 0 | 0 | 0
EOP | Eldorado | 230 | 533.58 | 250 | 0 | 0 | 0 | 0 | 0 | 0 | 0 | 0 | 0 | 0 | 277.29 | 250 | 0 | 0 | 0 | 0 | 0 | 0 | 0 | 0 | 0 | 0 | 533.58 | 250 | 0 | 0 | 0 | 0 | 0 | 0 | 0 | 0 | 0 | 0 | 256.29 | 250 | 0 | 0 | 0 | 0 | 0 | 0 | 0 | 0 | 0 | 0 | 533.58 | 250 | 0 | 0 | 0 | 0 | 0 | 0 | 0 | 0 | 0 | 0 | 277.29 | 250 | 0 | 0 | 0 | 0 | 0 | 0 | 0 | 0 | 0 | 0 | 533.58 | 250 | 0 | 0 | 0 | 0 | 0 | 0 | 0 | 0 | 0 | 0 | 256.29 | 250 | 0 | 0 | 0 | 0 | 0 | 0 | 0 | 0 | 0 | 0
EOP | Eldorado | 500 | 0 | 0 | 0 | 0 | 0 | 0 | 0 | 0 | 0 | 0 | 0 | 0 | 0 | 0 | 0 | 0 | 0 | 0 | 0 | 0 | 0 | 0 | 0 | 0 | 0 | 0 | 0 | 0 | 0 | 0 | 0 | 0 | 0 | 0 | 0 | 0 | 0 | 0 | 0 | 0 | 0 | 0 | 0 | 0 | 0 | 0 | 0 | 0 | 0 | 0 | 0 | 0 | 0 | 0 | 0 | 0 | 0 | 0 | 0 | 0 | 0 | 0 | 0 | 0 | 0 | 0 | 0 | 0 | 0 | 0 | 0 | 0 | 0 | 0 | 0 | 0 | 0 | 0 | 0 | 0 | 0 | 0 | 0 | 0 | 0 | 0 | 0 | 0 | 0 | 0 | 0 | 0 | 0 | 0 | 0 | 0
SCE Northern | Elizabeth Lake | 66 | 0 | 0 | 0 | 0 | 0 | 0 | 0 | 0 | 0 | 0 | 0 | 0 | 0 | 0 | 0 | 0 | 0 | 0 | 0 | 0 | 0 | 0 | 0 | 0 | 0 | 0 | 0 | 0 | 0 | 0 | 0 | 0 | 0 | 0 | 0 | 0 | 0 | 0 | 0 | 0 | 0 | 0 | 0 | 0 | 0 | 0 | 0 | 0 | 0 | 0 | 0 | 0 | 0 | 0 | 0 | 0 | 0 | 0 | 0 | 0 | 0 | 0 | 0 | 0 | 0 | 0 | 0 | 0 | 0 | 0 | 0 | 0 | 0 | 0 | 0 | 0 | 0 | 0 | 0 | 0 | 0 | 0 | 0 | 0 | 0 | 0 | 0 | 0 | 0 | 0 | 0 | 0 | 0 | 0 | 0 | 0
PG&E KERN | Elk Hills | 230 | 0 | 0 | 0 | 0 | 0 | 0 | 0 | 0 | 0 | 0 | 0 | 0 | 0 | 0 | 0 | 0 | 0 | 0 | 0 | 0 | 0 | 0 | 0 | 0 | 0 | 0 | 0 | 0 | 0 | 0 | 0 | 0 | 0 | 0 | 0 | 0 | 0 | 0 | 0 | 0 | 0 | 0 | 0 | 0 | 0 | 0 | 0 | 0 | 0 | 0 | 0 | 0 | 0 | 0 | 0 | 0 | 0 | 0 | 0 | 0 | 0 | 0 | 0 | 0 | 0 | 0 | 0 | 0 | 0 | 0 | 0 | 0 | 0 | 0 | 0 | 0 | 0 | 0 | 0 | 0 | 0 | 0 | 0 | 0 | 0 | 0 | 0 | 0 | 0 | 0 | 0 | 0 | 0 | 0 | 0 | 0
SDGE | Elliot | 69 | 0 | 0 | 0 | 0 | 0 | 0 | 0 | 0 | 0 | 0 | 0 | 0 | 0 | 0 | 0 | 0 | 0 | 0 | 0 | 0 | 0 | 0 | 0 | 0 | 0 | 0 | 0 | 0 | 0 | 0 | 0 | 0 | 0 | 0 | 0 | 0 | 0 | 0 | 0 | 0 | 0 | 0 | 0 | 0 | 0 | 0 | 0 | 0 | 0 | 0 | 0 | 0 | 0 | 0 | 0 | 0 | 0 | 0 | 0 | 0 | 0 | 0 | 0 | 0 | 0 | 0 | 0 | 0 | 0 | 0 | 0 | 0 | 0 | 0 | 0 | 0 | 0 | 0 | 0 | 0 | 0 | 0 | 0 | 0 | 0 | 0 | 0 | 0 | 0 | 0 | 0 | 0 | 0 | 0 | 0 | 0
SCE Metro | Ellis | 230 | 0 | 0 | 0 | 0 | 0 | 0 | 0 | 0 | 0 | 0 | 0 | 0 | 0 | 0 | 0 | 0 | 0 | 0 | 0 | 0 | 0 | 0 | 0 | 0 | 0 | 0 | 0 | 0 | 0 | 0 | 0 | 0 | 0 | 0 | 0 | 0 | 0 | 0 | 0 | 0 | 0 | 0 | 0 | 0 | 0 | 0 | 0 | 0 | 0 | 0 | 0 | 0 | 0 | 0 | 0 | 0 | 0 | 0 | 0 | 0 | 0 | 0 | 0 | 0 | 0 | 0 | 0 | 0 | 0 | 0 | 0 | 0 | 0 | 0 | 0 | 0 | 0 | 0 | 0 | 0 | 0 | 0 | 0 | 0 | 0 | 0 | 0 | 0 | 0 | 0 | 0 | 0 | 0 | 0 | 0 | 0
SDGE | Encina | 138 | 464.3999 | 0 | 0 | 0 | 0 | 0 | 0 | 0 | 0 | 0 | 0 | 0 | 0 | 0 | 0 | 0 | 0 | 0 | 0 | 0 | 0 | 0 | 0 | 0 | 464.3999 | 0 | 0 | 0 | 0 | 0 | 0 | 0 | 0 | 0 | 0 | 0 | 0 | 0 | 0 | 0 | 0 | 0 | 0 | 0 | 0 | 0 | 0 | 0 | 464.3999 | 0 | 0 | 0 | 0 | 0 | 0 | 0 | 0 | 0 | 0 | 0 | 0 | 0 | 0 | 0 | 0 | 0 | 0 | 0 | 0 | 0 | 0 | 0 | 464.3999 | 0 | 0 | 0 | 0 | 0 | 0 | 0 | 0 | 0 | 0 | 0 | 0 | 0 | 0 | 0 | 0 | 0 | 0 | 0 | 0 | 0 | 0 | 0
SDGE | Encina | 230 | 0 | 0 | 0 | 0 | 0 | 0 | 0 | 0 | 0 | 0 | 0 | 0 | 0 | 0 | 0 | 0 | 0 | 0 | 0 | 0 | 0 | 0 | 0 | 0 | 0 | 0 | 0 | 0 | 0 | 0 | 0 | 0 | 0 | 0 | 0 | 0 | 0 | 0 | 0 | 0 | 0 | 0 | 0 | 0 | 0 | 0 | 0 | 0 | 0 | 0 | 0 | 0 | 0 | 0 | 0 | 0 | 0 | 0 | 0 | 0 | 0 | 0 | 0 | 0 | 0 | 0 | 0 | 0 | 0 | 0 | 0 | 0 | 0 | 0 | 0 | 0 | 0 | 0 | 0 | 0 | 0 | 0 | 0 | 0 | 0 | 0 | 0 | 0 | 0 | 0 | 0 | 0 | 0 | 0 | 0 | 0
SDGE | Escondido | 230 | 407 | 320 | 0 | 0 | 0 | 0 | 0 | 0 | 0 | 0 | 0 | 0 | 0 | 0 | 0 | 0 | 0 | 0 | 0 | 0 | 0 | 0 | 0 | 0 | 407 | 320 | 0 | 0 | 0 | 0 | 0 | 0 | 0 | 0 | 0 | 0 | 0 | 0 | 0 | 0 | 0 | 0 | 0 | 0 | 0 | 0 | 0 | 0 | 0 | 0 | 0 | 0 | 0 | 0 | 0 | 0 | 0 | 0 | 0 | 0 | 0 | 0 | 0 | 0 | 0 | 0 | 0 | 0 | 0 | 0 | 0 | 0 | 0 | 0 | 0 | 0 | 0 | 0 | 0 | 0 | 0 | 0 | 0 | 0 | 0 | 0 | 0 | 0 | 0 | 0 | 0 | 0 | 0 | 0 | 0 | 0
SDGE | Escondido | 69 | 33 | 33 | 0 | 0 | 0 | 0 | 0 | 0 | 0 | 0 | 0 | 0 | 33 | 33 | 0 | 0 | 0 | 0 | 0 | 0 | 0 | 0 | 0 | 0 | 33 | 33 | 0 | 0 | 0 | 0 | 0 | 0 | 0 | 0 | 0 | 0 | 0 | 0 | 0 | 0 | 0 | 0 | 0 | 0 | 0 | 0 | 0 | 0 | 33 | 33 | 0 | 0 | 0 | 0 | 0 | 0 | 0 | 0 | 0 | 0 | 33 | 33 | 0 | 0 | 0 | 0 | 0 | 0 | 0 | 0 | 0 | 0 | 33 | 33 | 0 | 0 | 0 | 0 | 0 | 0 | 0 | 0 | 0 | 0 | 0 | 0 | 0 | 0 | 0 | 0 | 0 | 0 | 0 | 0 | 0 | 0
PG&E KERN | Estrella | 230 | 0 | 0 | 0 | 0 | 0 | 0 | 0 | 0 | 0 | 0 | 0 | 0 | 0 | 0 | 0 | 0 | 0 | 0 | 0 | 0 | 0 | 0 | 0 | 0 | 0 | 0 | 0 | 0 | 0 | 0 | 0 | 0 | 0 | 0 | 0 | 0 | 0 | 0 | 0 | 0 | 0 | 0 | 0 | 0 | 0 | 0 | 0 | 0 | 0 | 0 | 0 | 0 | 0 | 0 | 0 | 0 | 0 | 0 | 0 | 0 | 0 | 0 | 0 | 0 | 0 | 0 | 0 | 0 | 0 | 0 | 0 | 0 | 0 | 0 | 0 | 0 | 0 | 0 | 0 | 0 | 0 | 0 | 0 | 0 | 0 | 0 | 0 | 0 | 0 | 0 | 0 | 0 | 0 | 0 | 0 | 0
SCE Eastern | Etiwanda | 230 | 658.6434 | 400 | 0 | 0 | 0 | 0 | 0 | 0 | 0 | 0 | 0 | 0 | 0.98 | 0 | 0 | 0 | 0 | 0 | 0 | 0 | 0 | 0 | 0 | 0 | 658.6434 | 400 | 0 | 0 | 0 | 0 | 0 | 0 | 0 | 0 | 0 | 0 | 0.98 | 0 | 0 | 0 | 0 | 0 | 0 | 0 | 0 | 0 | 0 | 0 | 0.98 | 0 | 0 | 0 | 0 | 0 | 0 | 0 | 0 | 0 | 0 | 0 | 0.98 | 0 | 0 | 0 | 0 | 0 | 0 | 0 | 0 | 0 | 0 | 0 | 0.98 | 0 | 0 | 0 | 0 | 0 | 0 | 0 | 0 | 0 | 0 | 0 | 0.98 | 0 | 0 | 0 | 0 | 0 | 0 | 0 | 0 | 0 | 0 | 0
PG&E GBA | Evergreen | 115 | 0 | 0 | 0 | 0 | 0 | 0 | 0 | 0 | 0 | 0 | 0 | 0 | 0 | 0 | 0 | 0 | 0 | 0 | 0 | 0 | 0 | 0 | 0 | 0 | 0 | 0 | 0 | 0 | 0 | 0 | 0 | 0 | 0 | 0 | 0 | 0 | 0 | 0 | 0 | 0 | 0 | 0 | 0 | 0 | 0 | 0 | 0 | 0 | 0 | 0 | 0 | 0 | 0 | 0 | 0 | 0 | 0 | 0 | 0 | 0 | 0 | 0 | 0 | 0 | 0 | 0 | 0 | 0 | 0 | 0 | 0 | 0 | 0 | 0 | 0 | 0 | 0 | 0 | 0 | 0 | 0 | 0 | 0 | 0 | 0 | 0 | 0 | 0 | 0 | 0 | 0 | 0 | 0 | 0 | 0 | 0
PG&E GBA | Evergreen | 60 | 0 | 0 | 0 | 0 | 0 | 0 | 0 | 0 | 0 | 0 | 0 | 0 | 0 | 0 | 0 | 0 | 0 | 0 | 0 | 0 | 0 | 0 | 0 | 0 | 0 | 0 | 0 | 0 | 0 | 0 | 0 | 0 | 0 | 0 | 0 | 0 | 0 | 0 | 0 | 0 | 0 | 0 | 0 | 0 | 0 | 0 | 0 | 0 | 0 | 0 | 0 | 0 | 0 | 0 | 0 | 0 | 0 | 0 | 0 | 0 | 0 | 0 | 0 | 0 | 0 | 0 | 0 | 0 | 0 | 0 | 0 | 0 | 0 | 0 | 0 | 0 | 0 | 0 | 0 | 0 | 0 | 0 | 0 | 0 | 0 | 0 | 0 | 0 | 0 | 0 | 0 | 0 | 0 | 0 | 0 | 0
PG&E FRESNO | Excelsior | 115 | 127.37 | 97.5 | 0 | 0 | 127.57 | 0 | 0 | 0 | 0 | 0 | 0 | 0 | 0 | 0 | 0 | 0 | 0 | 0 | 0 | 0 | 0 | 0 | 0 | 0 | 127.37 | 97.5 | 0 | 0 | 127.57 | 0 | 0 | 0 | 0 | 0 | 0 | 0 | 0 | 0 | 0 | 0 | 0 | 0 | 0 | 0 | 0 | 0 | 0 | 0 | 127.37 | 97.5 | 0 | 0 | 127.57 | 0 | 0 | 0 | 0 | 0 | 0 | 0 | 0 | 0 | 0 | 0 | 0 | 0 | 0 | 0 | 0 | 0 | 0 | 0 | 127.37 | 97.5 | 0 | 0 | 127.57 | 0 | 0 | 0 | 0 | 0 | 0 | 0 | 0 | 0 | 0 | 0 | 0 | 0 | 0 | 0 | 0 | 0 | 0 | 0
PG&E FRESNO | Exchequer | 115 | 0 | 0 | 0 | 0 | 0 | 0 | 0 | 0 | 0 | 0 | 0 | 0 | 0 | 0 | 0 | 0 | 0 | 0 | 0 | 0 | 0 | 0 | 0 | 0 | 0 | 0 | 0 | 0 | 0 | 0 | 0 | 0 | 0 | 0 | 0 | 0 | 0 | 0 | 0 | 0 | 0 | 0 | 0 | 0 | 0 | 0 | 0 | 0 | 0 | 0 | 0 | 0 | 0 | 0 | 0 | 0 | 0 | 0 | 0 | 0 | 0 | 0 | 0 | 0 | 0 | 0 | 0 | 0 | 0 | 0 | 0 | 0 | 0 | 0 | 0 | 0 | 0 | 0 | 0 | 0 | 0 | 0 | 0 | 0 | 0 | 0 | 0 | 0 | 0 | 0 | 0 | 0 | 0 | 0 | 0 | 0
PG&E KERN | Fairway | 115 | 0 | 0 | 0 | 0 | 0 | 0 | 0 | 0 | 0 | 0 | 0 | 0 | 0 | 0 | 0 | 0 | 0 | 0 | 0 | 0 | 0 | 0 | 0 | 0 | 0 | 0 | 0 | 0 | 0 | 0 | 0 | 0 | 0 | 0 | 0 | 0 | 0 | 0 | 0 | 0 | 0 | 0 | 0 | 0 | 0 | 0 | 0 | 0 | 0 | 0 | 0 | 0 | 0 | 0 | 0 | 0 | 0 | 0 | 0 | 0 | 0 | 0 | 0 | 0 | 0 | 0 | 0 | 0 | 0 | 0 | 0 | 0 | 0 | 0 | 0 | 0 | 0 | 0 | 0 | 0 | 0 | 0 | 0 | 0 | 0 | 0 | 0 | 0 | 0 | 0 | 0 | 0 | 0 | 0 | 0 | 0
PG&E KERN | Famoso | 115 | 0 | 0 | 0 | 0 | 0 | 0 | 0 | 0 | 0 | 0 | 0 | 0 | 0 | 0 | 0 | 0 | 0 | 0 | 0 | 0 | 0 | 0 | 0 | 0 | 0 | 0 | 0 | 0 | 0 | 0 | 0 | 0 | 0 | 0 | 0 | 0 | 0 | 0 | 0 | 0 | 0 | 0 | 0 | 0 | 0 | 0 | 0 | 0 | 0 | 0 | 0 | 0 | 0 | 0 | 0 | 0 | 0 | 0 | 0 | 0 | 0 | 0 | 0 | 0 | 0 | 0 | 0 | 0 | 0 | 0 | 0 | 0 | 0 | 0 | 0 | 0 | 0 | 0 | 0 | 0 | 0 | 0 | 0 | 0 | 0 | 0 | 0 | 0 | 0 | 0 | 0 | 0 | 0 | 0 | 0 | 0
PG&E NGBA | Fern Road | 500 | 0 | 0 | 0 | 0 | 0 | 0 | 0 | 0 | 0 | 0 | 0 | 0 | 0 | 0 | 0 | 0 | 0 | 0 | 0 | 0 | 0 | 0 | 0 | 0 | 0 | 0 | 0 | 0 | 0 | 0 | 0 | 0 | 0 | 0 | 0 | 0 | 0 | 0 | 0 | 0 | 0 | 0 | 0 | 0 | 0 | 0 | 0 | 0 | 0 | 0 | 0 | 0 | 0 | 0 | 0 | 0 | 0 | 0 | 0 | 0 | 0 | 0 | 0 | 0 | 0 | 0 | 0 | 0 | 0 | 0 | 0 | 0 | 0 | 0 | 0 | 0 | 0 | 0 | 0 | 0 | 0 | 0 | 0 | 0 | 0 | 0 | 0 | 0 | 0 | 0 | 0 | 0 | 0 | 0 | 0 | 0
PG&E GBA | Fibreboard (SPI Sonora) | 115 | 0 | 0 | 0 | 0 | 0 | 0 | 0 | 0 | 0 | 0 | 0 | 0 | 0 | 0 | 0 | 0 | 0 | 0 | 0 | 0 | 0 | 0 | 0 | 0 | 0 | 0 | 0 | 0 | 0 | 0 | 0 | 0 | 0 | 0 | 0 | 0 | 0 | 0 | 0 | 0 | 0 | 0 | 0 | 0 | 0 | 0 | 0 | 0 | 0 | 0 | 0 | 0 | 0 | 0 | 0 | 0 | 0 | 0 | 0 | 0 | 0 | 0 | 0 | 0 | 0 | 0 | 0 | 0 | 0 | 0 | 0 | 0 | 0 | 0 | 0 | 0 | 0 | 0 | 0 | 0 | 0 | 0 | 0 | 0 | 0 | 0 | 0 | 0 | 0 | 0 | 0 | 0 | 0 | 0 | 0 | 0
PG&E FRESNO | Figarden | 230 | 0 | 0 | 0 | 0 | 0 | 0 | 0 | 0 | 0 | 0 | 0 | 0 | 0 | 0 | 0 | 0 | 0 | 0 | 0 | 0 | 0 | 0 | 0 | 0 | 0 | 0 | 0 | 0 | 0 | 0 | 0 | 0 | 0 | 0 | 0 | 0 | 0 | 0 | 0 | 0 | 0 | 0 | 0 | 0 | 0 | 0 | 0 | 0 | 0 | 0 | 0 | 0 | 0 | 0 | 0 | 0 | 0 | 0 | 0 | 0 | 0 | 0 | 0 | 0 | 0 | 0 | 0 | 0 | 0 | 0 | 0 | 0 | 0 | 0 | 0 | 0 | 0 | 0 | 0 | 0 | 0 | 0 | 0 | 0 | 0 | 0 | 0 | 0 | 0 | 0 | 0 | 0 | 0 | 0 | 0 | 0
PG&E FRESNO | Fink | 230 | 0 | 0 | 0 | 0 | 0 | 0 | 0 | 0 | 0 | 0 | 0 | 0 | 0 | 0 | 0 | 0 | 0 | 0 | 0 | 0 | 0 | 0 | 0 | 0 | 0 | 0 | 0 | 0 | 0 | 0 | 0 | 0 | 0 | 0 | 0 | 0 | 0 | 0 | 0 | 0 | 0 | 0 | 0 | 0 | 0 | 0 | 0 | 0 | 0 | 0 | 0 | 0 | 0 | 0 | 0 | 0 | 0 | 0 | 0 | 0 | 0 | 0 | 0 | 0 | 0 | 0 | 0 | 0 | 0 | 0 | 0 | 0 | 0 | 0 | 0 | 0 | 0 | 0 | 0 | 0 | 0 | 0 | 0 | 0 | 0 | 0 | 0 | 0 | 0 | 0 | 0 | 0 | 0 | 0 | 0 | 0
PG&E NGBA | Fitch Mountain | 60 | 0 | 0 | 0 | 0 | 0 | 0 | 0 | 0 | 0 | 0 | 0 | 0 | 0 | 0 | 0 | 0 | 0 | 0 | 0 | 0 | 0 | 0 | 0 | 0 | 0 | 0 | 0 | 0 | 0 | 0 | 0 | 0 | 0 | 0 | 0 | 0 | 0 | 0 | 0 | 0 | 0 | 0 | 0 | 0 | 0 | 0 | 0 | 0 | 0 | 0 | 0 | 0 | 0 | 0 | 0 | 0 | 0 | 0 | 0 | 0 | 0 | 0 | 0 | 0 | 0 | 0 | 0 | 0 | 0 | 0 | 0 | 0 | 0 | 0 | 0 | 0 | 0 | 0 | 0 | 0 | 0 | 0 | 0 | 0 | 0 | 0 | 0 | 0 | 0 | 0 | 0 | 0 | 0 | 0 | 0 | 0
PG&E GBA | FMC | 115 | 0 | 0 | 0 | 0 | 0 | 0 | 0 | 0 | 0 | 0 | 0 | 0 | 0 | 0 | 0 | 0 | 0 | 0 | 0 | 0 | 0 | 0 | 0 | 0 | 0 | 0 | 0 | 0 | 0 | 0 | 0 | 0 | 0 | 0 | 0 | 0 | 0 | 0 | 0 | 0 | 0 | 0 | 0 | 0 | 0 | 0 | 0 | 0 | 0 | 0 | 0 | 0 | 0 | 0 | 0 | 0 | 0 | 0 | 0 | 0 | 0 | 0 | 0 | 0 | 0 | 0 | 0 | 0 | 0 | 0 | 0 | 0 | 0 | 0 | 0 | 0 | 0 | 0 | 0 | 0 | 0 | 0 | 0 | 0 | 0 | 0 | 0 | 0 | 0 | 0 | 0 | 0 | 0 | 0 | 0 | 0
PG&E GBA | Fremont | 115 | 0 | 0 | 0 | 0 | 0 | 0 | 0 | 0 | 0 | 0 | 0 | 0 | 0 | 0 | 0 | 0 | 0 | 0 | 0 | 0 | 0 | 0 | 0 | 0 | 0 | 0 | 0 | 0 | 0 | 0 | 0 | 0 | 0 | 0 | 0 | 0 | 0 | 0 | 0 | 0 | 0 | 0 | 0 | 0 | 0 | 0 | 0 | 0 | 0 | 0 | 0 | 0 | 0 | 0 | 0 | 0 | 0 | 0 | 0 | 0 | 0 | 0 | 0 | 0 | 0 | 0 | 0 | 0 | 0 | 0 | 0 | 0 | 0 | 0 | 0 | 0 | 0 | 0 | 0 | 0 | 0 | 0 | 0 | 0 | 0 | 0 | 0 | 0 | 0 | 0 | 0 | 0 | 0 | 0 | 0 | 0
PG&E GBA | French Camp | 60 | 0 | 0 | 0 | 0 | 0 | 0 | 0 | 0 | 0 | 0 | 0 | 0 | 0 | 0 | 0 | 0 | 0 | 0 | 0 | 0 | 0 | 0 | 0 | 0 | 0 | 0 | 0 | 0 | 0 | 0 | 0 | 0 | 0 | 0 | 0 | 0 | 0 | 0 | 0 | 0 | 0 | 0 | 0 | 0 | 0 | 0 | 0 | 0 | 0 | 0 | 0 | 0 | 0 | 0 | 0 | 0 | 0 | 0 | 0 | 0 | 0 | 0 | 0 | 0 | 0 | 0 | 0 | 0 | 0 | 0 | 0 | 0 | 0 | 0 | 0 | 0 | 0 | 0 | 0 | 0 | 0 | 0 | 0 | 0 | 0 | 0 | 0 | 0 | 0 | 0 | 0 | 0 | 0 | 0 | 0 | 0
PG&E GBA | Frogtown | 115 | 0 | 0 | 0 | 0 | 0 | 0 | 0 | 0 | 0 | 0 | 0 | 0 | 0 | 0 | 0 | 0 | 0 | 0 | 0 | 0 | 0 | 0 | 0 | 0 | 0 | 0 | 0 | 0 | 0 | 0 | 0 | 0 | 0 | 0 | 0 | 0 | 0 | 0 | 0 | 0 | 0 | 0 | 0 | 0 | 0 | 0 | 0 | 0 | 0 | 0 | 0 | 0 | 0 | 0 | 0 | 0 | 0 | 0 | 0 | 0 | 0 | 0 | 0 | 0 | 0 | 0 | 0 | 0 | 0 | 0 | 0 | 0 | 0 | 0 | 0 | 0 | 0 | 0 | 0 | 0 | 0 | 0 | 0 | 0 | 0 | 0 | 0 | 0 | 0 | 0 | 0 | 0 | 0 | 0 | 0 | 0
PG&E NGBA | Fulton | 115 | 213.55 | 0 | 0 | 0 | 0 | 0 | 0 | 0 | 0 | 0 | 0 | 0 | 0 | 0 | 0 | 0 | 0 | 0 | 0 | 0 | 0 | 0 | 0 | 0 | 213.55 | 0 | 0 | 0 | 0 | 0 | 0 | 0 | 0 | 0 | 0 | 0 | 0 | 0 | 0 | 0 | 0 | 0 | 0 | 0 | 0 | 0 | 0 | 0 | 213.55 | 0 | 0 | 0 | 0 | 0 | 0 | 0 | 0 | 0 | 0 | 0 | 0 | 0 | 0 | 0 | 0 | 0 | 0 | 0 | 0 | 0 | 0 | 0 | 213.55 | 0 | 0 | 0 | 0 | 0 | 0 | 0 | 0 | 0 | 0 | 0 | 0 | 0 | 0 | 0 | 0 | 0 | 0 | 0 | 0 | 0 | 0 | 0
PG&E NGBA | Fulton | 230 | 121.55 | 0 | 0 | 0 | 0 | 0 | 0 | 0 | 0 | 0 | 0 | 0 | 0 | 0 | 0 | 0 | 0 | 0 | 0 | 0 | 0 | 0 | 0 | 0 | 121.55 | 0 | 0 | 0 | 0 | 0 | 0 | 0 | 0 | 0 | 0 | 0 | 0 | 0 | 0 | 0 | 0 | 0 | 0 | 0 | 0 | 0 | 0 | 0 | 121.55 | 0 | 0 | 0 | 0 | 0 | 0 | 0 | 0 | 0 | 0 | 0 | 0 | 0 | 0 | 0 | 0 | 0 | 0 | 0 | 0 | 0 | 0 | 0 | 121.55 | 0 | 0 | 0 | 0 | 0 | 0 | 0 | 0 | 0 | 0 | 0 | 0 | 0 | 0 | 0 | 0 | 0 | 0 | 0 | 0 | 0 | 0 | 0
PG&E NGBA | Fulton | 60 | 0 | 0 | 0 | 0 | 0 | 0 | 0 | 0 | 0 | 0 | 0 | 0 | 0 | 0 | 0 | 0 | 0 | 0 | 0 | 0 | 0 | 0 | 0 | 0 | 0 | 0 | 0 | 0 | 0 | 0 | 0 | 0 | 0 | 0 | 0 | 0 | 0 | 0 | 0 | 0 | 0 | 0 | 0 | 0 | 0 | 0 | 0 | 0 | 0 | 0 | 0 | 0 | 0 | 0 | 0 | 0 | 0 | 0 | 0 | 0 | 0 | 0 | 0 | 0 | 0 | 0 | 0 | 0 | 0 | 0 | 0 | 0 | 0 | 0 | 0 | 0 | 0 | 0 | 0 | 0 | 0 | 0 | 0 | 0 | 0 | 0 | 0 | 0 | 0 | 0 | 0 | 0 | 0 | 0 | 0 | 0
PG&E KERN | Ganso | 115 | 0 | 0 | 0 | 0 | 0 | 0 | 0 | 0 | 0 | 0 | 0 | 0 | 0 | 0 | 0 | 0 | 0 | 0 | 0 | 0 | 0 | 0 | 0 | 0 | 0 | 0 | 0 | 0 | 0 | 0 | 0 | 0 | 0 | 0 | 0 | 0 | 0 | 0 | 0 | 0 | 0 | 0 | 0 | 0 | 0 | 0 | 0 | 0 | 0 | 0 | 0 | 0 | 0 | 0 | 0 | 0 | 0 | 0 | 0 | 0 | 0 | 0 | 0 | 0 | 0 | 0 | 0 | 0 | 0 | 0 | 0 | 0 | 0 | 0 | 0 | 0 | 0 | 0 | 0 | 0 | 0 | 0 | 0 | 0 | 0 | 0 | 0 | 0 | 0 | 0 | 0 | 0 | 0 | 0 | 0 | 0
PG&E FRESNO | Gates | 230 | 846.83 | 325 | 0 | 0 | 1403.34 | 145.9067 | 0 | 0 | 0 | 0 | 0 | 0 | 225 | 225 | 0 | 0 | 261.24 | 145.9067 | 0 | 0 | 0 | 0 | 0 | 0 | 846.83 | 325 | 0 | 0 | 1403.34 | 145.9067 | 0 | 0 | 0 | 0 | 0 | 0 | 0 | 0 | 0 | 0 | 3.24 | 3.24 | 0 | 0 | 0 | 0 | 0 | 0 | 326.83 | 325 | 0 | 0 | 363.34 | 145.9067 | 0 | 0 | 0 | 0 | 0 | 0 | 225 | 225 | 0 | 0 | 261.24 | 145.9067 | 0 | 0 | 0 | 0 | 0 | 0 | 326.83 | 325 | 0 | 0 | 363.34 | 145.9067 | 0 | 0 | 0 | 0 | 0 | 0 | 0 | 0 | 0 | 0 | 3.24 | 3.24 | 0 | 0 | 0 | 0 | 0 | 0
PG&E FRESNO | Gates | 500 | 592.3 | 575.11 | 0 | 0 | 0 | 0 | 0 | 0 | 0 | 0 | 0 | 0 | 84.3 | 75.1 | 0 | 0 | 0 | 0 | 0 | 0 | 0 | 0 | 0 | 0 | 592.3 | 575.11 | 0 | 0 | 0 | 0 | 0 | 0 | 0 | 0 | 0 | 0 | 84.3 | 75.1 | 0 | 0 | 0 | 0 | 0 | 0 | 0 | 0 | 0 | 0 | 592.3 | 575.11 | 0 | 0 | 0 | 0 | 0 | 0 | 0 | 0 | 0 | 0 | 84.3 | 75.1 | 0 | 0 | 0 | 0 | 0 | 0 | 0 | 0 | 0 | 0 | 592.3 | 575.11 | 0 | 0 | 0 | 0 | 0 | 0 | 0 | 0 | 0 | 0 | 84.3 | 75.1 | 0 | 0 | 0 | 0 | 0 | 0 | 0 | 0 | 0 | 0
PG&E NGBA | Geysers 12 | 230 | 0 | 0 | 0 | 0 | 0 | 0 | 0 | 0 | 0 | 0 | 0 | 0 | 0 | 0 | 0 | 0 | 0 | 0 | 0 | 0 | 0 | 0 | 0 | 0 | 0 | 0 | 0 | 0 | 0 | 0 | 0 | 0 | 0 | 0 | 0 | 0 | 0 | 0 | 0 | 0 | 0 | 0 | 0 | 0 | 0 | 0 | 0 | 0 | 0 | 0 | 0 | 0 | 0 | 0 | 0 | 0 | 0 | 0 | 0 | 0 | 0 | 0 | 0 | 0 | 0 | 0 | 0 | 0 | 0 | 0 | 0 | 0 | 0 | 0 | 0 | 0 | 0 | 0 | 0 | 0 | 0 | 0 | 0 | 0 | 0 | 0 | 0 | 0 | 0 | 0 | 0 | 0 | 0 | 0 | 0 | 0
PG&E NGBA | Geysers 17 | 230 | 47.4465 | 0 | 0 | 0 | 0 | 0 | 9.435 | 0 | 0 | 0 | 0 | 0 | 47.4465 | 0 | 0 | 0 | 0 | 0 | 9.435 | 0 | 0 | 0 | 0 | 0 | 47.4465 | 0 | 0 | 0 | 0 | 0 | 9.435 | 0 | 0 | 0 | 0 | 0 | 0 | 0 | 0 | 0 | 0 | 0 | 0 | 0 | 0 | 0 | 0 | 0 | 47.4465 | 0 | 0 | 0 | 0 | 0 | 9.435 | 0 | 0 | 0 | 0 | 0 | 47.4465 | 0 | 0 | 0 | 0 | 0 | 9.435 | 0 | 0 | 0 | 0 | 0 | 47.4465 | 0 | 0 | 0 | 0 | 0 | 9.435 | 0 | 0 | 0 | 0 | 0 | 0 | 0 | 0 | 0 | 0 | 0 | 0 | 0 | 0 | 0 | 0 | 0
PG&E NGBA | Geysers 3 | 115 | 0 | 0 | 0 | 0 | 0 | 0 | 0 | 0 | 0 | 0 | 0 | 0 | 0 | 0 | 0 | 0 | 0 | 0 | 0 | 0 | 0 | 0 | 0 | 0 | 0 | 0 | 0 | 0 | 0 | 0 | 0 | 0 | 0 | 0 | 0 | 0 | 0 | 0 | 0 | 0 | 0 | 0 | 0 | 0 | 0 | 0 | 0 | 0 | 0 | 0 | 0 | 0 | 0 | 0 | 0 | 0 | 0 | 0 | 0 | 0 | 0 | 0 | 0 | 0 | 0 | 0 | 0 | 0 | 0 | 0 | 0 | 0 | 0 | 0 | 0 | 0 | 0 | 0 | 0 | 0 | 0 | 0 | 0 | 0 | 0 | 0 | 0 | 0 | 0 | 0 | 0 | 0 | 0 | 0 | 0 | 0
PG&E NGBA | Glenn | 230 | 251.9 | 0 | 0 | 0 | 142.85 | 0 | 0 | 0 | 0 | 0 | 0 | 0 | 0 | 0 | 0 | 0 | 0 | 0 | 0 | 0 | 0 | 0 | 0 | 0 | 251.9 | 0 | 0 | 0 | 142.85 | 0 | 0 | 0 | 0 | 0 | 0 | 0 | 0 | 0 | 0 | 0 | 0 | 0 | 0 | 0 | 0 | 0 | 0 | 0 | 0 | 0 | 0 | 0 | 0 | 0 | 0 | 0 | 0 | 0 | 0 | 0 | 0 | 0 | 0 | 0 | 0 | 0 | 0 | 0 | 0 | 0 | 0 | 0 | 0 | 0 | 0 | 0 | 0 | 0 | 0 | 0 | 0 | 0 | 0 | 0 | 0 | 0 | 0 | 0 | 0 | 0 | 0 | 0 | 0 | 0 | 0 | 0
PG&E NGBA | Glenn | 60 | 0 | 0 | 0 | 0 | 0 | 0 | 0 | 0 | 0 | 0 | 0 | 0 | 0 | 0 | 0 | 0 | 0 | 0 | 0 | 0 | 0 | 0 | 0 | 0 | 0 | 0 | 0 | 0 | 0 | 0 | 0 | 0 | 0 | 0 | 0 | 0 | 0 | 0 | 0 | 0 | 0 | 0 | 0 | 0 | 0 | 0 | 0 | 0 | 0 | 0 | 0 | 0 | 0 | 0 | 0 | 0 | 0 | 0 | 0 | 0 | 0 | 0 | 0 | 0 | 0 | 0 | 0 | 0 | 0 | 0 | 0 | 0 | 0 | 0 | 0 | 0 | 0 | 0 | 0 | 0 | 0 | 0 | 0 | 0 | 0 | 0 | 0 | 0 | 0 | 0 | 0 | 0 | 0 | 0 | 0 | 0
PG&E NGBA | Gold Hill | 115 | 58.75 | 49.9 | 0 | 0 | 0 | 0 | 0 | 0 | 0 | 0 | 0 | 0 | 58.75 | 49.9 | 0 | 0 | 0 | 0 | 0 | 0 | 0 | 0 | 0 | 0 | 58.75 | 49.9 | 0 | 0 | 0 | 0 | 0 | 0 | 0 | 0 | 0 | 0 | 58.75 | 49.9 | 0 | 0 | 0 | 0 | 0 | 0 | 0 | 0 | 0 | 0 | 58.75 | 49.9 | 0 | 0 | 0 | 0 | 0 | 0 | 0 | 0 | 0 | 0 | 58.75 | 49.9 | 0 | 0 | 0 | 0 | 0 | 0 | 0 | 0 | 0 | 0 | 58.75 | 49.9 | 0 | 0 | 0 | 0 | 0 | 0 | 0 | 0 | 0 | 0 | 58.75 | 49.9 | 0 | 0 | 0 | 0 | 0 | 0 | 0 | 0 | 0 | 0
PG&E NGBA | Gold Hill | 230 | 0 | 0 | 0 | 0 | 0 | 0 | 0 | 0 | 0 | 0 | 0 | 0 | 0 | 0 | 0 | 0 | 0 | 0 | 0 | 0 | 0 | 0 | 0 | 0 | 0 | 0 | 0 | 0 | 0 | 0 | 0 | 0 | 0 | 0 | 0 | 0 | 0 | 0 | 0 | 0 | 0 | 0 | 0 | 0 | 0 | 0 | 0 | 0 | 0 | 0 | 0 | 0 | 0 | 0 | 0 | 0 | 0 | 0 | 0 | 0 | 0 | 0 | 0 | 0 | 0 | 0 | 0 | 0 | 0 | 0 | 0 | 0 | 0 | 0 | 0 | 0 | 0 | 0 | 0 | 0 | 0 | 0 | 0 | 0 | 0 | 0 | 0 | 0 | 0 | 0 | 0 | 0 | 0 | 0 | 0 | 0
SCE Northern | Goleta | 230 | 0 | 0 | 0 | 0 | 0 | 0 | 0 | 0 | 0 | 0 | 0 | 0 | 0 | 0 | 0 | 0 | 0 | 0 | 0 | 0 | 0 | 0 | 0 | 0 | 0 | 0 | 0 | 0 | 0 | 0 | 0 | 0 | 0 | 0 | 0 | 0 | 0 | 0 | 0 | 0 | 0 | 0 | 0 | 0 | 0 | 0 | 0 | 0 | 0 | 0 | 0 | 0 | 0 | 0 | 0 | 0 | 0 | 0 | 0 | 0 | 0 | 0 | 0 | 0 | 0 | 0 | 0 | 0 | 0 | 0 | 0 | 0 | 0 | 0 | 0 | 0 | 0 | 0 | 0 | 0 | 0 | 0 | 0 | 0 | 0 | 0 | 0 | 0 | 0 | 0 | 0 | 0 | 0 | 0 | 0 | 0
SCE Metro | Goodrich | 230 | 0 | 0 | 0 | 0 | 0 | 0 | 0 | 0 | 0 | 0 | 0 | 0 | 0 | 0 | 0 | 0 | 0 | 0 | 0 | 0 | 0 | 0 | 0 | 0 | 0 | 0 | 0 | 0 | 0 | 0 | 0 | 0 | 0 | 0 | 0 | 0 | 0 | 0 | 0 | 0 | 0 | 0 | 0 | 0 | 0 | 0 | 0 | 0 | 0 | 0 | 0 | 0 | 0 | 0 | 0 | 0 | 0 | 0 | 0 | 0 | 0 | 0 | 0 | 0 | 0 | 0 | 0 | 0 | 0 | 0 | 0 | 0 | 0 | 0 | 0 | 0 | 0 | 0 | 0 | 0 | 0 | 0 | 0 | 0 | 0 | 0 | 0 | 0 | 0 | 0 | 0 | 0 | 0 | 0 | 0 | 0
PG&E KERN | Goose Lake | 115 | 0 | 0 | 0 | 0 | 0 | 0 | 0 | 0 | 0 | 0 | 0 | 0 | 0 | 0 | 0 | 0 | 0 | 0 | 0 | 0 | 0 | 0 | 0 | 0 | 0 | 0 | 0 | 0 | 0 | 0 | 0 | 0 | 0 | 0 | 0 | 0 | 0 | 0 | 0 | 0 | 0 | 0 | 0 | 0 | 0 | 0 | 0 | 0 | 0 | 0 | 0 | 0 | 0 | 0 | 0 | 0 | 0 | 0 | 0 | 0 | 0 | 0 | 0 | 0 | 0 | 0 | 0 | 0 | 0 | 0 | 0 | 0 | 0 | 0 | 0 | 0 | 0 | 0 | 0 | 0 | 0 | 0 | 0 | 0 | 0 | 0 | 0 | 0 | 0 | 0 | 0 | 0 | 0 | 0 | 0 | 0
SCE Metro | Gould | 230 | 0 | 0 | 0 | 0 | 0 | 0 | 0 | 0 | 0 | 0 | 0 | 0 | 0 | 0 | 0 | 0 | 0 | 0 | 0 | 0 | 0 | 0 | 0 | 0 | 0 | 0 | 0 | 0 | 0 | 0 | 0 | 0 | 0 | 0 | 0 | 0 | 0 | 0 | 0 | 0 | 0 | 0 | 0 | 0 | 0 | 0 | 0 | 0 | 0 | 0 | 0 | 0 | 0 | 0 | 0 | 0 | 0 | 0 | 0 | 0 | 0 | 0 | 0 | 0 | 0 | 0 | 0 | 0 | 0 | 0 | 0 | 0 | 0 | 0 | 0 | 0 | 0 | 0 | 0 | 0 | 0 | 0 | 0 | 0 | 0 | 0 | 0 | 0 | 0 | 0 | 0 | 0 | 0 | 0 | 0 | 0
PG&E NGBA | Grand Island | 115 | 0 | 0 | 0 | 0 | 0 | 0 | 0 | 0 | 0 | 0 | 0 | 0 | 0 | 0 | 0 | 0 | 0 | 0 | 0 | 0 | 0 | 0 | 0 | 0 | 0 | 0 | 0 | 0 | 0 | 0 | 0 | 0 | 0 | 0 | 0 | 0 | 0 | 0 | 0 | 0 | 0 | 0 | 0 | 0 | 0 | 0 | 0 | 0 | 0 | 0 | 0 | 0 | 0 | 0 | 0 | 0 | 0 | 0 | 0 | 0 | 0 | 0 | 0 | 0 | 0 | 0 | 0 | 0 | 0 | 0 | 0 | 0 | 0 | 0 | 0 | 0 | 0 | 0 | 0 | 0 | 0 | 0 | 0 | 0 | 0 | 0 | 0 | 0 | 0 | 0 | 0 | 0 | 0 | 0 | 0 | 0
SDGE | Granite | 69 | 0 | 0 | 0 | 0 | 0 | 0 | 0 | 0 | 0 | 0 | 0 | 0 | 0 | 0 | 0 | 0 | 0 | 0 | 0 | 0 | 0 | 0 | 0 | 0 | 0 | 0 | 0 | 0 | 0 | 0 | 0 | 0 | 0 | 0 | 0 | 0 | 0 | 0 | 0 | 0 | 0 | 0 | 0 | 0 | 0 | 0 | 0 | 0 | 0 | 0 | 0 | 0 | 0 | 0 | 0 | 0 | 0 | 0 | 0 | 0 | 0 | 0 | 0 | 0 | 0 | 0 | 0 | 0 | 0 | 0 | 0 | 0 | 0 | 0 | 0 | 0 | 0 | 0 | 0 | 0 | 0 | 0 | 0 | 0 | 0 | 0 | 0 | 0 | 0 | 0 | 0 | 0 | 0 | 0 | 0 | 0
PG&E GBA | Grant | 115 | 0 | 0 | 0 | 0 | 0 | 0 | 0 | 0 | 0 | 0 | 0 | 0 | 0 | 0 | 0 | 0 | 0 | 0 | 0 | 0 | 0 | 0 | 0 | 0 | 0 | 0 | 0 | 0 | 0 | 0 | 0 | 0 | 0 | 0 | 0 | 0 | 0 | 0 | 0 | 0 | 0 | 0 | 0 | 0 | 0 | 0 | 0 | 0 | 0 | 0 | 0 | 0 | 0 | 0 | 0 | 0 | 0 | 0 | 0 | 0 | 0 | 0 | 0 | 0 | 0 | 0 | 0 | 0 | 0 | 0 | 0 | 0 | 0 | 0 | 0 | 0 | 0 | 0 | 0 | 0 | 0 | 0 | 0 | 0 | 0 | 0 | 0 | 0 | 0 | 0 | 0 | 0 | 0 | 0 | 0 | 0
PG&E GBA | Green Valley | 115 | 203.699 | 200 | 0 | 0 | 0 | 0 | 0 | 0 | 0 | 0 | 0 | 0 | 0 | 0 | 0 | 0 | 0 | 0 | 0 | 0 | 0 | 0 | 0 | 0 | 203.699 | 200 | 0 | 0 | 0 | 0 | 0 | 0 | 0 | 0 | 0 | 0 | 0 | 0 | 0 | 0 | 0 | 0 | 0 | 0 | 0 | 0 | 0 | 0 | 203.699 | 200 | 0 | 0 | 0 | 0 | 0 | 0 | 0 | 0 | 0 | 0 | 0 | 0 | 0 | 0 | 0 | 0 | 0 | 0 | 0 | 0 | 0 | 0 | 203.699 | 200 | 0 | 0 | 0 | 0 | 0 | 0 | 0 | 0 | 0 | 0 | 0 | 0 | 0 | 0 | 0 | 0 | 0 | 0 | 0 | 0 | 0 | 0
PG&E NGBA | Greenleaf 1 | 115 | 61.8 | 11 | 0 | 0 | 0 | 0 | 0 | 0 | 0 | 0 | 0 | 0 | 0 | 0 | 0 | 0 | 0 | 0 | 0 | 0 | 0 | 0 | 0 | 0 | 61.8 | 11 | 0 | 0 | 0 | 0 | 0 | 0 | 0 | 0 | 0 | 0 | 0 | 0 | 0 | 0 | 0 | 0 | 0 | 0 | 0 | 0 | 0 | 0 | 61.8 | 11 | 0 | 0 | 0 | 0 | 0 | 0 | 0 | 0 | 0 | 0 | 0 | 0 | 0 | 0 | 0 | 0 | 0 | 0 | 0 | 0 | 0 | 0 | 61.8 | 11 | 0 | 0 | 0 | 0 | 0 | 0 | 0 | 0 | 0 | 0 | 0 | 0 | 0 | 0 | 0 | 0 | 0 | 0 | 0 | 0 | 0 | 0
PG&E FRESNO | Gregg | 230 | 151.7416 | 0 | 0 | 0 | 0 | 0 | 0 | 0 | 0 | 0 | 0 | 0 | 0 | 0 | 0 | 0 | 0 | 0 | 0 | 0 | 0 | 0 | 0 | 0 | 151.7416 | 0 | 0 | 0 | 0 | 0 | 0 | 0 | 0 | 0 | 0 | 0 | 0 | 0 | 0 | 0 | 0 | 0 | 0 | 0 | 0 | 0 | 0 | 0 | 0 | 0 | 0 | 0 | 0 | 0 | 0 | 0 | 0 | 0 | 0 | 0 | 0 | 0 | 0 | 0 | 0 | 0 | 0 | 0 | 0 | 0 | 0 | 0 | 0 | 0 | 0 | 0 | 0 | 0 | 0 | 0 | 0 | 0 | 0 | 0 | 0 | 0 | 0 | 0 | 0 | 0 | 0 | 0 | 0 | 0 | 0 | 0
PG&E FRESNO | Grimmway-Malaga | 115 | 0 | 0 | 0 | 0 | 0 | 0 | 0 | 0 | 0 | 0 | 0 | 0 | 0 | 0 | 0 | 0 | 0 | 0 | 0 | 0 | 0 | 0 | 0 | 0 | 0 | 0 | 0 | 0 | 0 | 0 | 0 | 0 | 0 | 0 | 0 | 0 | 0 | 0 | 0 | 0 | 0 | 0 | 0 | 0 | 0 | 0 | 0 | 0 | 0 | 0 | 0 | 0 | 0 | 0 | 0 | 0 | 0 | 0 | 0 | 0 | 0 | 0 | 0 | 0 | 0 | 0 | 0 | 0 | 0 | 0 | 0 | 0 | 0 | 0 | 0 | 0 | 0 | 0 | 0 | 0 | 0 | 0 | 0 | 0 | 0 | 0 | 0 | 0 | 0 | 0 | 0 | 0 | 0 | 0 | 0 | 0
PG&E NGBA | Grizzly | 230 | 0 | 0 | 0 | 0 | 0 | 0 | 0 | 0 | 0 | 0 | 0 | 0 | 0 | 0 | 0 | 0 | 0 | 0 | 0 | 0 | 0 | 0 | 0 | 0 | 0 | 0 | 0 | 0 | 0 | 0 | 0 | 0 | 0 | 0 | 0 | 0 | 0 | 0 | 0 | 0 | 0 | 0 | 0 | 0 | 0 | 0 | 0 | 0 | 0 | 0 | 0 | 0 | 0 | 0 | 0 | 0 | 0 | 0 | 0 | 0 | 0 | 0 | 0 | 0 | 0 | 0 | 0 | 0 | 0 | 0 | 0 | 0 | 0 | 0 | 0 | 0 | 0 | 0 | 0 | 0 | 0 | 0 | 0 | 0 | 0 | 0 | 0 | 0 | 0 | 0 | 0 | 0 | 0 | 0 | 0 | 0
PG&E FRESNO | Guernsey | 70 | 0 | 0 | 0 | 0 | 0 | 0 | 0 | 0 | 0 | 0 | 0 | 0 | 0 | 0 | 0 | 0 | 0 | 0 | 0 | 0 | 0 | 0 | 0 | 0 | 0 | 0 | 0 | 0 | 0 | 0 | 0 | 0 | 0 | 0 | 0 | 0 | 0 | 0 | 0 | 0 | 0 | 0 | 0 | 0 | 0 | 0 | 0 | 0 | 0 | 0 | 0 | 0 | 0 | 0 | 0 | 0 | 0 | 0 | 0 | 0 | 0 | 0 | 0 | 0 | 0 | 0 | 0 | 0 | 0 | 0 | 0 | 0 | 0 | 0 | 0 | 0 | 0 | 0 | 0 | 0 | 0 | 0 | 0 | 0 | 0 | 0 | 0 | 0 | 0 | 0 | 0 | 0 | 0 | 0 | 0 | 0
PG&E FRESNO | GWF Hanford | 115 | 11.7 | 0 | 0 | 0 | 0 | 0 | 0 | 0 | 0 | 0 | 0 | 0 | 11.7 | 0 | 0 | 0 | 0 | 0 | 0 | 0 | 0 | 0 | 0 | 0 | 11.7 | 0 | 0 | 0 | 0 | 0 | 0 | 0 | 0 | 0 | 0 | 0 | 11.7 | 0 | 0 | 0 | 0 | 0 | 0 | 0 | 0 | 0 | 0 | 0 | 11.7 | 0 | 0 | 0 | 0 | 0 | 0 | 0 | 0 | 0 | 0 | 0 | 11.7 | 0 | 0 | 0 | 0 | 0 | 0 | 0 | 0 | 0 | 0 | 0 | 11.7 | 0 | 0 | 0 | 0 | 0 | 0 | 0 | 0 | 0 | 0 | 0 | 11.7 | 0 | 0 | 0 | 0 | 0 | 0 | 0 | 0 | 0 | 0 | 0
PG&E FRESNO | Haas | 230 | 0 | 0 | 0 | 0 | 0 | 0 | 0 | 0 | 0 | 0 | 0 | 0 | 0 | 0 | 0 | 0 | 0 | 0 | 0 | 0 | 0 | 0 | 0 | 0 | 0 | 0 | 0 | 0 | 0 | 0 | 0 | 0 | 0 | 0 | 0 | 0 | 0 | 0 | 0 | 0 | 0 | 0 | 0 | 0 | 0 | 0 | 0 | 0 | 0 | 0 | 0 | 0 | 0 | 0 | 0 | 0 | 0 | 0 | 0 | 0 | 0 | 0 | 0 | 0 | 0 | 0 | 0 | 0 | 0 | 0 | 0 | 0 | 0 | 0 | 0 | 0 | 0 | 0 | 0 | 0 | 0 | 0 | 0 | 0 | 0 | 0 | 0 | 0 | 0 | 0 | 0 | 0 | 0 | 0 | 0 | 0
PG&E FRESNO | Hammonds | 115 | 0 | 0 | 0 | 0 | 0 | 0 | 0 | 0 | 0 | 0 | 0 | 0 | 0 | 0 | 0 | 0 | 0 | 0 | 0 | 0 | 0 | 0 | 0 | 0 | 0 | 0 | 0 | 0 | 0 | 0 | 0 | 0 | 0 | 0 | 0 | 0 | 0 | 0 | 0 | 0 | 0 | 0 | 0 | 0 | 0 | 0 | 0 | 0 | 0 | 0 | 0 | 0 | 0 | 0 | 0 | 0 | 0 | 0 | 0 | 0 | 0 | 0 | 0 | 0 | 0 | 0 | 0 | 0 | 0 | 0 | 0 | 0 | 0 | 0 | 0 | 0 | 0 | 0 | 0 | 0 | 0 | 0 | 0 | 0 | 0 | 0 | 0 | 0 | 0 | 0 | 0 | 0 | 0 | 0 | 0 | 0
SCE Metro | HarborGen | 230 | 0 | 0 | 0 | 0 | 0 | 0 | 0 | 0 | 0 | 0 | 0 | 0 | 0 | 0 | 0 | 0 | 0 | 0 | 0 | 0 | 0 | 0 | 0 | 0 | 0 | 0 | 0 | 0 | 0 | 0 | 0 | 0 | 0 | 0 | 0 | 0 | 0 | 0 | 0 | 0 | 0 | 0 | 0 | 0 | 0 | 0 | 0 | 0 | 0 | 0 | 0 | 0 | 0 | 0 | 0 | 0 | 0 | 0 | 0 | 0 | 0 | 0 | 0 | 0 | 0 | 0 | 0 | 0 | 0 | 0 | 0 | 0 | 0 | 0 | 0 | 0 | 0 | 0 | 0 | 0 | 0 | 0 | 0 | 0 | 0 | 0 | 0 | 0 | 0 | 0 | 0 | 0 | 0 | 0 | 0 | 0
PG&E NGBA | Harris | 60 | 0 | 0 | 0 | 0 | 0 | 0 | 0 | 0 | 0 | 0 | 0 | 0 | 0 | 0 | 0 | 0 | 0 | 0 | 0 | 0 | 0 | 0 | 0 | 0 | 0 | 0 | 0 | 0 | 0 | 0 | 0 | 0 | 0 | 0 | 0 | 0 | 0 | 0 | 0 | 0 | 0 | 0 | 0 | 0 | 0 | 0 | 0 | 0 | 0 | 0 | 0 | 0 | 0 | 0 | 0 | 0 | 0 | 0 | 0 | 0 | 0 | 0 | 0 | 0 | 0 | 0 | 0 | 0 | 0 | 0 | 0 | 0 | 0 | 0 | 0 | 0 | 0 | 0 | 0 | 0 | 0 | 0 | 0 | 0 | 0 | 0 | 0 | 0 | 0 | 0 | 0 | 0 | 0 | 0 | 0 | 0
EOP | Harry Allen | 500 | 0 | 0 | 0 | 0 | 0 | 0 | 0 | 0 | 0 | 0 | 0 | 0 | 0 | 0 | 0 | 0 | 0 | 0 | 0 | 0 | 0 | 0 | 0 | 0 | 0 | 0 | 0 | 0 | 0 | 0 | 0 | 0 | 0 | 0 | 0 | 0 | 0 | 0 | 0 | 0 | 0 | 0 | 0 | 0 | 0 | 0 | 0 | 0 | 0 | 0 | 0 | 0 | 0 | 0 | 0 | 0 | 0 | 0 | 0 | 0 | 0 | 0 | 0 | 0 | 0 | 0 | 0 | 0 | 0 | 0 | 0 | 0 | 0 | 0 | 0 | 0 | 0 | 0 | 0 | 0 | 0 | 0 | 0 | 0 | 0 | 0 | 0 | 0 | 0 | 0 | 0 | 0 | 0 | 0 | 0 | 0
PG&E NGBA | Hartley | 60 | 0 | 0 | 0 | 0 | 0 | 0 | 0 | 0 | 0 | 0 | 0 | 0 | 0 | 0 | 0 | 0 | 0 | 0 | 0 | 0 | 0 | 0 | 0 | 0 | 0 | 0 | 0 | 0 | 0 | 0 | 0 | 0 | 0 | 0 | 0 | 0 | 0 | 0 | 0 | 0 | 0 | 0 | 0 | 0 | 0 | 0 | 0 | 0 | 0 | 0 | 0 | 0 | 0 | 0 | 0 | 0 | 0 | 0 | 0 | 0 | 0 | 0 | 0 | 0 | 0 | 0 | 0 | 0 | 0 | 0 | 0 | 0 | 0 | 0 | 0 | 0 | 0 | 0 | 0 | 0 | 0 | 0 | 0 | 0 | 0 | 0 | 0 | 0 | 0 | 0 | 0 | 0 | 0 | 0 | 0 | 0
SCE NOL | Harvard | 115 | 0 | 0 | 0 | 0 | 0 | 0 | 0 | 0 | 0 | 0 | 0 | 0 | 0 | 0 | 0 | 0 | 0 | 0 | 0 | 0 | 0 | 0 | 0 | 0 | 0 | 0 | 0 | 0 | 0 | 0 | 0 | 0 | 0 | 0 | 0 | 0 | 0 | 0 | 0 | 0 | 0 | 0 | 0 | 0 | 0 | 0 | 0 | 0 | 0 | 0 | 0 | 0 | 0 | 0 | 0 | 0 | 0 | 0 | 0 | 0 | 0 | 0 | 0 | 0 | 0 | 0 | 0 | 0 | 0 | 0 | 0 | 0 | 0 | 0 | 0 | 0 | 0 | 0 | 0 | 0 | 0 | 0 | 0 | 0 | 0 | 0 | 0 | 0 | 0 | 0 | 0 | 0 | 0 | 0 | 0 | 0
SDGE | Hassayampa | 500 | 100.9 | 10 | 0 | 0 | 524.4 | 247.5 | 0 | 0 | 0 | 0 | 0 | 0 | 10 | 10 | 0 | 0 | 247.5 | 247.5 | 0 | 0 | 0 | 0 | 0 | 0 | 100.9 | 10 | 0 | 0 | 524.4 | 247.5 | 0 | 0 | 0 | 0 | 0 | 0 | 90.9 | 0 | 0 | 0 | 276.9 | 0 | 0 | 0 | 0 | 0 | 0 | 0 | 100.9 | 10 | 0 | 0 | 524.4 | 247.5 | 0 | 0 | 0 | 0 | 0 | 0 | 10 | 10 | 0 | 0 | 247.5 | 247.5 | 0 | 0 | 0 | 0 | 0 | 0 | 100.9 | 10 | 0 | 0 | 524.4 | 247.5 | 0 | 0 | 0 | 0 | 0 | 0 | 90.9 | 0 | 0 | 0 | 276.9 | 0 | 0 | 0 | 0 | 0 | 0 | 0
PG&E FRESNO | Helm | 230 | 0 | 0 | 0 | 0 | 0 | 0 | 0 | 0 | 0 | 0 | 0 | 0 | 0 | 0 | 0 | 0 | 0 | 0 | 0 | 0 | 0 | 0 | 0 | 0 | 0 | 0 | 0 | 0 | 0 | 0 | 0 | 0 | 0 | 0 | 0 | 0 | 0 | 0 | 0 | 0 | 0 | 0 | 0 | 0 | 0 | 0 | 0 | 0 | 0 | 0 | 0 | 0 | 0 | 0 | 0 | 0 | 0 | 0 | 0 | 0 | 0 | 0 | 0 | 0 | 0 | 0 | 0 | 0 | 0 | 0 | 0 | 0 | 0 | 0 | 0 | 0 | 0 | 0 | 0 | 0 | 0 | 0 | 0 | 0 | 0 | 0 | 0 | 0 | 0 | 0 | 0 | 0 | 0 | 0 | 0 | 0
PG&E FRESNO | Helm | 70 | 44.04 | 43.5 | 0 | 0 | 25.54 | 0 | 0 | 0 | 0 | 0 | 0 | 0 | 18.5 | 18.5 | 0 | 0 | 0 | 0 | 0 | 0 | 0 | 0 | 0 | 0 | 25.54 | 25 | 0 | 0 | 25.54 | 0 | 0 | 0 | 0 | 0 | 0 | 0 | 18.5 | 18.5 | 0 | 0 | 0 | 0 | 0 | 0 | 0 | 0 | 0 | 0 | 44.04 | 43.5 | 0 | 0 | 25.54 | 0 | 0 | 0 | 0 | 0 | 0 | 0 | 18.5 | 18.5 | 0 | 0 | 0 | 0 | 0 | 0 | 0 | 0 | 0 | 0 | 25.54 | 25 | 0 | 0 | 25.54 | 0 | 0 | 0 | 0 | 0 | 0 | 0 | 18.5 | 18.5 | 0 | 0 | 0 | 0 | 0 | 0 | 0 | 0 | 0 | 0
PG&E FRESNO | Henrietta | 115 | 0 | 0 | 0 | 0 | 0 | 0 | 0 | 0 | 0 | 0 | 0 | 0 | 0 | 0 | 0 | 0 | 0 | 0 | 0 | 0 | 0 | 0 | 0 | 0 | 0 | 0 | 0 | 0 | 0 | 0 | 0 | 0 | 0 | 0 | 0 | 0 | 0 | 0 | 0 | 0 | 0 | 0 | 0 | 0 | 0 | 0 | 0 | 0 | 0 | 0 | 0 | 0 | 0 | 0 | 0 | 0 | 0 | 0 | 0 | 0 | 0 | 0 | 0 | 0 | 0 | 0 | 0 | 0 | 0 | 0 | 0 | 0 | 0 | 0 | 0 | 0 | 0 | 0 | 0 | 0 | 0 | 0 | 0 | 0 | 0 | 0 | 0 | 0 | 0 | 0 | 0 | 0 | 0 | 0 | 0 | 0
PG&E FRESNO | Henrietta | 230 | 0 | 0 | 0 | 0 | 0 | 0 | 0 | 0 | 0 | 0 | 0 | 0 | 0 | 0 | 0 | 0 | 0 | 0 | 0 | 0 | 0 | 0 | 0 | 0 | 0 | 0 | 0 | 0 | 0 | 0 | 0 | 0 | 0 | 0 | 0 | 0 | 0 | 0 | 0 | 0 | 0 | 0 | 0 | 0 | 0 | 0 | 0 | 0 | 0 | 0 | 0 | 0 | 0 | 0 | 0 | 0 | 0 | 0 | 0 | 0 | 0 | 0 | 0 | 0 | 0 | 0 | 0 | 0 | 0 | 0 | 0 | 0 | 0 | 0 | 0 | 0 | 0 | 0 | 0 | 0 | 0 | 0 | 0 | 0 | 0 | 0 | 0 | 0 | 0 | 0 | 0 | 0 | 0 | 0 | 0 | 0
PG&E FRESNO | Henrietta | 70 | 20 | 0 | 0 | 0 | 0 | 0 | 0 | 0 | 0 | 0 | 0 | 0 | 20 | 0 | 0 | 0 | 0 | 0 | 0 | 0 | 0 | 0 | 0 | 0 | 20 | 0 | 0 | 0 | 0 | 0 | 0 | 0 | 0 | 0 | 0 | 0 | 20 | 0 | 0 | 0 | 0 | 0 | 0 | 0 | 0 | 0 | 0 | 0 | 20 | 0 | 0 | 0 | 0 | 0 | 0 | 0 | 0 | 0 | 0 | 0 | 20 | 0 | 0 | 0 | 0 | 0 | 0 | 0 | 0 | 0 | 0 | 0 | 20 | 0 | 0 | 0 | 0 | 0 | 0 | 0 | 0 | 0 | 0 | 0 | 20 | 0 | 0 | 0 | 0 | 0 | 0 | 0 | 0 | 0 | 0 | 0
PG&E FRESNO | Herndon | 115 | 0 | 0 | 0 | 0 | 0 | 0 | 0 | 0 | 0 | 0 | 0 | 0 | 0 | 0 | 0 | 0 | 0 | 0 | 0 | 0 | 0 | 0 | 0 | 0 | 0 | 0 | 0 | 0 | 0 | 0 | 0 | 0 | 0 | 0 | 0 | 0 | 0 | 0 | 0 | 0 | 0 | 0 | 0 | 0 | 0 | 0 | 0 | 0 | 0 | 0 | 0 | 0 | 0 | 0 | 0 | 0 | 0 | 0 | 0 | 0 | 0 | 0 | 0 | 0 | 0 | 0 | 0 | 0 | 0 | 0 | 0 | 0 | 0 | 0 | 0 | 0 | 0 | 0 | 0 | 0 | 0 | 0 | 0 | 0 | 0 | 0 | 0 | 0 | 0 | 0 | 0 | 0 | 0 | 0 | 0 | 0
PG&E FRESNO | Herndon | 230 | 0 | 0 | 0 | 0 | 0 | 0 | 0 | 0 | 0 | 0 | 0 | 0 | 0 | 0 | 0 | 0 | 0 | 0 | 0 | 0 | 0 | 0 | 0 | 0 | 0 | 0 | 0 | 0 | 0 | 0 | 0 | 0 | 0 | 0 | 0 | 0 | 0 | 0 | 0 | 0 | 0 | 0 | 0 | 0 | 0 | 0 | 0 | 0 | 0 | 0 | 0 | 0 | 0 | 0 | 0 | 0 | 0 | 0 | 0 | 0 | 0 | 0 | 0 | 0 | 0 | 0 | 0 | 0 | 0 | 0 | 0 | 0 | 0 | 0 | 0 | 0 | 0 | 0 | 0 | 0 | 0 | 0 | 0 | 0 | 0 | 0 | 0 | 0 | 0 | 0 | 0 | 0 | 0 | 0 | 0 | 0
PG&E GBA | Hicks | 230 | 0 | 0 | 0 | 0 | 0 | 0 | 0 | 0 | 0 | 0 | 0 | 0 | 0 | 0 | 0 | 0 | 0 | 0 | 0 | 0 | 0 | 0 | 0 | 0 | 0 | 0 | 0 | 0 | 0 | 0 | 0 | 0 | 0 | 0 | 0 | 0 | 0 | 0 | 0 | 0 | 0 | 0 | 0 | 0 | 0 | 0 | 0 | 0 | 0 | 0 | 0 | 0 | 0 | 0 | 0 | 0 | 0 | 0 | 0 | 0 | 0 | 0 | 0 | 0 | 0 | 0 | 0 | 0 | 0 | 0 | 0 | 0 | 0 | 0 | 0 | 0 | 0 | 0 | 0 | 0 | 0 | 0 | 0 | 0 | 0 | 0 | 0 | 0 | 0 | 0 | 0 | 0 | 0 | 0 | 0 | 0
PG&E NGBA | Higgins | 115 | 0 | 0 | 0 | 0 | 0 | 0 | 0 | 0 | 0 | 0 | 0 | 0 | 0 | 0 | 0 | 0 | 0 | 0 | 0 | 0 | 0 | 0 | 0 | 0 | 0 | 0 | 0 | 0 | 0 | 0 | 0 | 0 | 0 | 0 | 0 | 0 | 0 | 0 | 0 | 0 | 0 | 0 | 0 | 0 | 0 | 0 | 0 | 0 | 0 | 0 | 0 | 0 | 0 | 0 | 0 | 0 | 0 | 0 | 0 | 0 | 0 | 0 | 0 | 0 | 0 | 0 | 0 | 0 | 0 | 0 | 0 | 0 | 0 | 0 | 0 | 0 | 0 | 0 | 0 | 0 | 0 | 0 | 0 | 0 | 0 | 0 | 0 | 0 | 0 | 0 | 0 | 0 | 0 | 0 | 0 | 0
PG&E NGBA | Hilltop | 345 | 0 | 0 | 0 | 0 | 0 | 0 | 0 | 0 | 0 | 0 | 0 | 0 | 0 | 0 | 0 | 0 | 0 | 0 | 0 | 0 | 0 | 0 | 0 | 0 | 0 | 0 | 0 | 0 | 0 | 0 | 0 | 0 | 0 | 0 | 0 | 0 | 0 | 0 | 0 | 0 | 0 | 0 | 0 | 0 | 0 | 0 | 0 | 0 | 0 | 0 | 0 | 0 | 0 | 0 | 0 | 0 | 0 | 0 | 0 | 0 | 0 | 0 | 0 | 0 | 0 | 0 | 0 | 0 | 0 | 0 | 0 | 0 | 0 | 0 | 0 | 0 | 0 | 0 | 0 | 0 | 0 | 0 | 0 | 0 | 0 | 0 | 0 | 0 | 0 | 0 | 0 | 0 | 0 | 0 | 0 | 0
SCE Metro | Hinson | 230 | 605.6634 | 0 | 0 | 0 | 0 | 0 | 0 | 0 | 0 | 0 | 0 | 0 | 0 | 0 | 0 | 0 | 0 | 0 | 0 | 0 | 0 | 0 | 0 | 0 | 605.6634 | 0 | 0 | 0 | 0 | 0 | 0 | 0 | 0 | 0 | 0 | 0 | 0 | 0 | 0 | 0 | 0 | 0 | 0 | 0 | 0 | 0 | 0 | 0 | 0 | 0 | 0 | 0 | 0 | 0 | 0 | 0 | 0 | 0 | 0 | 0 | 0 | 0 | 0 | 0 | 0 | 0 | 0 | 0 | 0 | 0 | 0 | 0 | 0 | 0 | 0 | 0 | 0 | 0 | 0 | 0 | 0 | 0 | 0 | 0 | 0 | 0 | 0 | 0 | 0 | 0 | 0 | 0 | 0 | 0 | 0 | 0
PG&E GBA | Hollister | 115 | 112.386 | 110 | 0 | 0 | 112.491 | 0 | 0 | 0 | 0 | 0 | 0 | 0 | 0 | 0 | 0 | 0 | 0 | 0 | 0 | 0 | 0 | 0 | 0 | 0 | 112.386 | 110 | 0 | 0 | 112.491 | 0 | 0 | 0 | 0 | 0 | 0 | 0 | 0 | 0 | 0 | 0 | 0 | 0 | 0 | 0 | 0 | 0 | 0 | 0 | 0 | 0 | 0 | 0 | 0 | 0 | 0 | 0 | 0 | 0 | 0 | 0 | 0 | 0 | 0 | 0 | 0 | 0 | 0 | 0 | 0 | 0 | 0 | 0 | 0 | 0 | 0 | 0 | 0 | 0 | 0 | 0 | 0 | 0 | 0 | 0 | 0 | 0 | 0 | 0 | 0 | 0 | 0 | 0 | 0 | 0 | 0 | 0
PG&E NGBA | Homestake | 115 | 0 | 0 | 0 | 0 | 0 | 0 | 0 | 0 | 0 | 0 | 0 | 0 | 0 | 0 | 0 | 0 | 0 | 0 | 0 | 0 | 0 | 0 | 0 | 0 | 0 | 0 | 0 | 0 | 0 | 0 | 0 | 0 | 0 | 0 | 0 | 0 | 0 | 0 | 0 | 0 | 0 | 0 | 0 | 0 | 0 | 0 | 0 | 0 | 0 | 0 | 0 | 0 | 0 | 0 | 0 | 0 | 0 | 0 | 0 | 0 | 0 | 0 | 0 | 0 | 0 | 0 | 0 | 0 | 0 | 0 | 0 | 0 | 0 | 0 | 0 | 0 | 0 | 0 | 0 | 0 | 0 | 0 | 0 | 0 | 0 | 0 | 0 | 0 | 0 | 0 | 0 | 0 | 0 | 0 | 0 | 0
PG&E NGBA | Honcut | 115 | 0 | 0 | 0 | 0 | 0 | 0 | 0 | 0 | 0 | 0 | 0 | 0 | 0 | 0 | 0 | 0 | 0 | 0 | 0 | 0 | 0 | 0 | 0 | 0 | 0 | 0 | 0 | 0 | 0 | 0 | 0 | 0 | 0 | 0 | 0 | 0 | 0 | 0 | 0 | 0 | 0 | 0 | 0 | 0 | 0 | 0 | 0 | 0 | 0 | 0 | 0 | 0 | 0 | 0 | 0 | 0 | 0 | 0 | 0 | 0 | 0 | 0 | 0 | 0 | 0 | 0 | 0 | 0 | 0 | 0 | 0 | 0 | 0 | 0 | 0 | 0 | 0 | 0 | 0 | 0 | 0 | 0 | 0 | 0 | 0 | 0 | 0 | 0 | 0 | 0 | 0 | 0 | 0 | 0 | 0 | 0
SDGE | Hoodoo Wash | 500 | 1903.444 | 0 | 0 | 0 | 2328.384 | 237.5 | 0 | 0 | 0 | 0 | 0 | 0 | 450 | 0 | 0 | 0 | 508.5 | 237.5 | 0 | 0 | 0 | 0 | 0 | 0 | 1903.444 | 0 | 0 | 0 | 2328.384 | 237.5 | 0 | 0 | 0 | 0 | 0 | 0 | 562.63 | 0 | 0 | 0 | 750.54 | 0 | 0 | 0 | 0 | 0 | 0 | 0 | 1079.594 | 0 | 0 | 0 | 1504.534 | 237.5 | 0 | 0 | 0 | 0 | 0 | 0 | 450 | 0 | 0 | 0 | 508.5 | 237.5 | 0 | 0 | 0 | 0 | 0 | 0 | 1079.594 | 0 | 0 | 0 | 1504.534 | 237.5 | 0 | 0 | 0 | 0 | 0 | 0 | 562.63 | 0 | 0 | 0 | 750.54 | 0 | 0 | 0 | 0 | 0 | 0 | 0
PG&E NGBA | Hopland | 115 | 0 | 0 | 0 | 0 | 0 | 0 | 0 | 0 | 0 | 0 | 0 | 0 | 0 | 0 | 0 | 0 | 0 | 0 | 0 | 0 | 0 | 0 | 0 | 0 | 0 | 0 | 0 | 0 | 0 | 0 | 0 | 0 | 0 | 0 | 0 | 0 | 0 | 0 | 0 | 0 | 0 | 0 | 0 | 0 | 0 | 0 | 0 | 0 | 0 | 0 | 0 | 0 | 0 | 0 | 0 | 0 | 0 | 0 | 0 | 0 | 0 | 0 | 0 | 0 | 0 | 0 | 0 | 0 | 0 | 0 | 0 | 0 | 0 | 0 | 0 | 0 | 0 | 0 | 0 | 0 | 0 | 0 | 0 | 0 | 0 | 0 | 0 | 0 | 0 | 0 | 0 | 0 | 0 | 0 | 0 | 0
PG&E NGBA | Hopland | 60 | 0 | 0 | 0 | 0 | 0 | 0 | 0 | 0 | 0 | 0 | 0 | 0 | 0 | 0 | 0 | 0 | 0 | 0 | 0 | 0 | 0 | 0 | 0 | 0 | 0 | 0 | 0 | 0 | 0 | 0 | 0 | 0 | 0 | 0 | 0 | 0 | 0 | 0 | 0 | 0 | 0 | 0 | 0 | 0 | 0 | 0 | 0 | 0 | 0 | 0 | 0 | 0 | 0 | 0 | 0 | 0 | 0 | 0 | 0 | 0 | 0 | 0 | 0 | 0 | 0 | 0 | 0 | 0 | 0 | 0 | 0 | 0 | 0 | 0 | 0 | 0 | 0 | 0 | 0 | 0 | 0 | 0 | 0 | 0 | 0 | 0 | 0 | 0 | 0 | 0 | 0 | 0 | 0 | 0 | 0 | 0
PG&E NGBA | Humboldt | 115 | 0 | 0 | 0 | 0 | 0 | 0 | 0 | 0 | 0 | 0 | 161.925 | 0 | 0 | 0 | 0 | 0 | 0 | 0 | 0 | 0 | 0 | 0 | 0 | 0 | 0 | 0 | 0 | 0 | 0 | 0 | 0 | 0 | 0 | 0 | 161.925 | 0 | 0 | 0 | 0 | 0 | 0 | 0 | 0 | 0 | 0 | 0 | 161.925 | 0 | 0 | 0 | 0 | 0 | 0 | 0 | 0 | 0 | 0 | 0 | 161.925 | 0 | 0 | 0 | 0 | 0 | 0 | 0 | 0 | 0 | 0 | 0 | 0 | 0 | 0 | 0 | 0 | 0 | 0 | 0 | 0 | 0 | 0 | 0 | 161.925 | 0 | 0 | 0 | 0 | 0 | 0 | 0 | 0 | 0 | 0 | 0 | 161.925 | 0
PG&E NGBA | Humboldt | 60 | 0 | 0 | 0 | 0 | 0 | 0 | 0 | 0 | 0 | 0 | 0 | 0 | 0 | 0 | 0 | 0 | 0 | 0 | 0 | 0 | 0 | 0 | 0 | 0 | 0 | 0 | 0 | 0 | 0 | 0 | 0 | 0 | 0 | 0 | 0 | 0 | 0 | 0 | 0 | 0 | 0 | 0 | 0 | 0 | 0 | 0 | 0 | 0 | 0 | 0 | 0 | 0 | 0 | 0 | 0 | 0 | 0 | 0 | 0 | 0 | 0 | 0 | 0 | 0 | 0 | 0 | 0 | 0 | 0 | 0 | 0 | 0 | 0 | 0 | 0 | 0 | 0 | 0 | 0 | 0 | 0 | 0 | 0 | 0 | 0 | 0 | 0 | 0 | 0 | 0 | 0 | 0 | 0 | 0 | 0 | 0
PG&E NGBA | Humboldt | 500 | 0 | 0 | 0 | 0 | 0 | 0 | 0 | 0 | 0 | 0 | 0 | 0 | 0 | 0 | 0 | 0 | 0 | 0 | 0 | 0 | 0 | 0 | 0 | 0 | 0 | 0 | 0 | 0 | 0 | 0 | 0 | 0 | 0 | 0 | 0 | 0 | 0 | 0 | 0 | 0 | 0 | 0 | 0 | 0 | 0 | 0 | 0 | 0 | 0 | 0 | 0 | 0 | 0 | 0 | 0 | 0 | 0 | 0 | 0 | 0 | 0 | 0 | 0 | 0 | 0 | 0 | 0 | 0 | 0 | 0 | 0 | 0 | 0 | 0 | 0 | 0 | 0 | 0 | 0 | 0 | 0 | 0 | 0 | 0 | 0 | 0 | 0 | 0 | 0 | 0 | 0 | 0 | 0 | 0 | 0 | 0
SCE Metro | Huntington Beach | 230 | 0 | 0 | 0 | 0 | 0 | 0 | 0 | 0 | 0 | 0 | 0 | 0 | 0 | 0 | 0 | 0 | 0 | 0 | 0 | 0 | 0 | 0 | 0 | 0 | 0 | 0 | 0 | 0 | 0 | 0 | 0 | 0 | 0 | 0 | 0 | 0 | 0 | 0 | 0 | 0 | 0 | 0 | 0 | 0 | 0 | 0 | 0 | 0 | 0 | 0 | 0 | 0 | 0 | 0 | 0 | 0 | 0 | 0 | 0 | 0 | 0 | 0 | 0 | 0 | 0 | 0 | 0 | 0 | 0 | 0 | 0 | 0 | 0 | 0 | 0 | 0 | 0 | 0 | 0 | 0 | 0 | 0 | 0 | 0 | 0 | 0 | 0 | 0 | 0 | 0 | 0 | 0 | 0 | 0 | 0 | 0
PG&E NGBA | Ignacio | 115 | 313.7932 | 0 | 0 | 0 | 0 | 0 | 0 | 0 | 0 | 0 | 0 | 0 | 0 | 0 | 0 | 0 | 0 | 0 | 0 | 0 | 0 | 0 | 0 | 0 | 313.7932 | 0 | 0 | 0 | 0 | 0 | 0 | 0 | 0 | 0 | 0 | 0 | 0 | 0 | 0 | 0 | 0 | 0 | 0 | 0 | 0 | 0 | 0 | 0 | 313.7932 | 0 | 0 | 0 | 0 | 0 | 0 | 0 | 0 | 0 | 0 | 0 | 0 | 0 | 0 | 0 | 0 | 0 | 0 | 0 | 0 | 0 | 0 | 0 | 313.7932 | 0 | 0 | 0 | 0 | 0 | 0 | 0 | 0 | 0 | 0 | 0 | 0 | 0 | 0 | 0 | 0 | 0 | 0 | 0 | 0 | 0 | 0 | 0
PG&E NGBA | Ignacio | 230 | 0 | 0 | 0 | 0 | 0 | 0 | 0 | 0 | 0 | 0 | 0 | 0 | 0 | 0 | 0 | 0 | 0 | 0 | 0 | 0 | 0 | 0 | 0 | 0 | 0 | 0 | 0 | 0 | 0 | 0 | 0 | 0 | 0 | 0 | 0 | 0 | 0 | 0 | 0 | 0 | 0 | 0 | 0 | 0 | 0 | 0 | 0 | 0 | 0 | 0 | 0 | 0 | 0 | 0 | 0 | 0 | 0 | 0 | 0 | 0 | 0 | 0 | 0 | 0 | 0 | 0 | 0 | 0 | 0 | 0 | 0 | 0 | 0 | 0 | 0 | 0 | 0 | 0 | 0 | 0 | 0 | 0 | 0 | 0 | 0 | 0 | 0 | 0 | 0 | 0 | 0 | 0 | 0 | 0 | 0 | 0
PG&E NGBA | Ignacio | 60 | 0 | 0 | 0 | 0 | 0 | 0 | 0 | 0 | 0 | 0 | 0 | 0 | 0 | 0 | 0 | 0 | 0 | 0 | 0 | 0 | 0 | 0 | 0 | 0 | 0 | 0 | 0 | 0 | 0 | 0 | 0 | 0 | 0 | 0 | 0 | 0 | 0 | 0 | 0 | 0 | 0 | 0 | 0 | 0 | 0 | 0 | 0 | 0 | 0 | 0 | 0 | 0 | 0 | 0 | 0 | 0 | 0 | 0 | 0 | 0 | 0 | 0 | 0 | 0 | 0 | 0 | 0 | 0 | 0 | 0 | 0 | 0 | 0 | 0 | 0 | 0 | 0 | 0 | 0 | 0 | 0 | 0 | 0 | 0 | 0 | 0 | 0 | 0 | 0 | 0 | 0 | 0 | 0 | 0 | 0 | 0
SDGE | Imperial Beach | 69 | 0 | 0 | 0 | 0 | 0 | 0 | 0 | 0 | 0 | 0 | 0 | 0 | 0 | 0 | 0 | 0 | 0 | 0 | 0 | 0 | 0 | 0 | 0 | 0 | 0 | 0 | 0 | 0 | 0 | 0 | 0 | 0 | 0 | 0 | 0 | 0 | 0 | 0 | 0 | 0 | 0 | 0 | 0 | 0 | 0 | 0 | 0 | 0 | 0 | 0 | 0 | 0 | 0 | 0 | 0 | 0 | 0 | 0 | 0 | 0 | 0 | 0 | 0 | 0 | 0 | 0 | 0 | 0 | 0 | 0 | 0 | 0 | 0 | 0 | 0 | 0 | 0 | 0 | 0 | 0 | 0 | 0 | 0 | 0 | 0 | 0 | 0 | 0 | 0 | 0 | 0 | 0 | 0 | 0 | 0 | 0
SDGE | Imperial Valley | 230 | 2095.23 | 206.16 | 0 | 0 | 646.13 | 0 | 0 | 0 | 0 | 0 | 0 | 0 | 526 | 206.16 | 0 | 0 | 360 | 0 | 0 | 0 | 0 | 0 | 0 | 0 | 2095.23 | 206.16 | 0 | 0 | 646.13 | 0 | 0 | 0 | 0 | 0 | 0 | 0 | 286 | 0 | 0 | 0 | 360 | 0 | 0 | 0 | 0 | 0 | 0 | 0 | 962.13 | 206.16 | 0 | 0 | 646.13 | 0 | 0 | 0 | 0 | 0 | 0 | 0 | 526 | 206.16 | 0 | 0 | 360 | 0 | 0 | 0 | 0 | 0 | 0 | 0 | 962.13 | 206.16 | 0 | 0 | 646.13 | 0 | 0 | 0 | 0 | 0 | 0 | 0 | 286 | 0 | 0 | 0 | 360 | 0 | 0 | 0 | 0 | 0 | 0 | 0
SDGE | Imperial Valley | 500 | 0 | 0 | 0 | 0 | 0 | 0 | 0 | 0 | 0 | 0 | 0 | 0 | 0 | 0 | 0 | 0 | 0 | 0 | 0 | 0 | 0 | 0 | 0 | 0 | 0 | 0 | 0 | 0 | 0 | 0 | 0 | 0 | 0 | 0 | 0 | 0 | 0 | 0 | 0 | 0 | 0 | 0 | 0 | 0 | 0 | 0 | 0 | 0 | 0 | 0 | 0 | 0 | 0 | 0 | 0 | 0 | 0 | 0 | 0 | 0 | 0 | 0 | 0 | 0 | 0 | 0 | 0 | 0 | 0 | 0 | 0 | 0 | 0 | 0 | 0 | 0 | 0 | 0 | 0 | 0 | 0 | 0 | 0 | 0 | 0 | 0 | 0 | 0 | 0 | 0 | 0 | 0 | 0 | 0 | 0 | 0
EOP | Innovation | 138 | 0 | 0 | 0 | 0 | 0 | 0 | 0 | 0 | 0 | 0 | 0 | 0 | 0 | 0 | 0 | 0 | 0 | 0 | 0 | 0 | 0 | 0 | 0 | 0 | 0 | 0 | 0 | 0 | 0 | 0 | 0 | 0 | 0 | 0 | 0 | 0 | 0 | 0 | 0 | 0 | 0 | 0 | 0 | 0 | 0 | 0 | 0 | 0 | 0 | 0 | 0 | 0 | 0 | 0 | 0 | 0 | 0 | 0 | 0 | 0 | 0 | 0 | 0 | 0 | 0 | 0 | 0 | 0 | 0 | 0 | 0 | 0 | 0 | 0 | 0 | 0 | 0 | 0 | 0 | 0 | 0 | 0 | 0 | 0 | 0 | 0 | 0 | 0 | 0 | 0 | 0 | 0 | 0 | 0 | 0 | 0
EOP | Innovation | 230 | 150 | 150 | 0 | 0 | 300 | 300 | 0 | 0 | 0 | 0 | 0 | 0 | 150 | 150 | 0 | 0 | 300 | 300 | 0 | 0 | 0 | 0 | 0 | 0 | 150 | 150 | 0 | 0 | 300 | 300 | 0 | 0 | 0 | 0 | 0 | 0 | 0 | 0 | 0 | 0 | 0 | 0 | 0 | 0 | 0 | 0 | 0 | 0 | 150 | 150 | 0 | 0 | 300 | 300 | 0 | 0 | 0 | 0 | 0 | 0 | 150 | 150 | 0 | 0 | 300 | 300 | 0 | 0 | 0 | 0 | 0 | 0 | 150 | 150 | 0 | 0 | 300 | 300 | 0 | 0 | 0 | 0 | 0 | 0 | 0 | 0 | 0 | 0 | 0 | 0 | 0 | 0 | 0 | 0 | 0 | 0
SCE NOL | Inyokern | 115 | 0 | 0 | 0 | 0 | 0 | 0 | 0 | 0 | 0 | 0 | 0 | 0 | 0 | 0 | 0 | 0 | 0 | 0 | 0 | 0 | 0 | 0 | 0 | 0 | 0 | 0 | 0 | 0 | 0 | 0 | 0 | 0 | 0 | 0 | 0 | 0 | 0 | 0 | 0 | 0 | 0 | 0 | 0 | 0 | 0 | 0 | 0 | 0 | 0 | 0 | 0 | 0 | 0 | 0 | 0 | 0 | 0 | 0 | 0 | 0 | 0 | 0 | 0 | 0 | 0 | 0 | 0 | 0 | 0 | 0 | 0 | 0 | 0 | 0 | 0 | 0 | 0 | 0 | 0 | 0 | 0 | 0 | 0 | 0 | 0 | 0 | 0 | 0 | 0 | 0 | 0 | 0 | 0 | 0 | 0 | 0
EOP | IS Tap | 138 | 0 | 0 | 0 | 0 | 0 | 0 | 0 | 0 | 0 | 0 | 0 | 0 | 0 | 0 | 0 | 0 | 0 | 0 | 0 | 0 | 0 | 0 | 0 | 0 | 0 | 0 | 0 | 0 | 0 | 0 | 0 | 0 | 0 | 0 | 0 | 0 | 0 | 0 | 0 | 0 | 0 | 0 | 0 | 0 | 0 | 0 | 0 | 0 | 0 | 0 | 0 | 0 | 0 | 0 | 0 | 0 | 0 | 0 | 0 | 0 | 0 | 0 | 0 | 0 | 0 | 0 | 0 | 0 | 0 | 0 | 0 | 0 | 0 | 0 | 0 | 0 | 0 | 0 | 0 | 0 | 0 | 0 | 0 | 0 | 0 | 0 | 0 | 0 | 0 | 0 | 0 | 0 | 0 | 0 | 0 | 0
EOP | Ivanpah | 115 | 0 | 0 | 0 | 0 | 0 | 0 | 0 | 0 | 0 | 0 | 0 | 0 | 0 | 0 | 0 | 0 | 0 | 0 | 0 | 0 | 0 | 0 | 0 | 0 | 0 | 0 | 0 | 0 | 0 | 0 | 0 | 0 | 0 | 0 | 0 | 0 | 0 | 0 | 0 | 0 | 0 | 0 | 0 | 0 | 0 | 0 | 0 | 0 | 0 | 0 | 0 | 0 | 0 | 0 | 0 | 0 | 0 | 0 | 0 | 0 | 0 | 0 | 0 | 0 | 0 | 0 | 0 | 0 | 0 | 0 | 0 | 0 | 0 | 0 | 0 | 0 | 0 | 0 | 0 | 0 | 0 | 0 | 0 | 0 | 0 | 0 | 0 | 0 | 0 | 0 | 0 | 0 | 0 | 0 | 0 | 0
EOP | Ivanpah | 230 | 0 | 0 | 0 | 0 | 0 | 0 | 0 | 0 | 0 | 0 | 0 | 0 | 0 | 0 | 0 | 0 | 0 | 0 | 0 | 0 | 0 | 0 | 0 | 0 | 0 | 0 | 0 | 0 | 0 | 0 | 0 | 0 | 0 | 0 | 0 | 0 | 0 | 0 | 0 | 0 | 0 | 0 | 0 | 0 | 0 | 0 | 0 | 0 | 0 | 0 | 0 | 0 | 0 | 0 | 0 | 0 | 0 | 0 | 0 | 0 | 0 | 0 | 0 | 0 | 0 | 0 | 0 | 0 | 0 | 0 | 0 | 0 | 0 | 0 | 0 | 0 | 0 | 0 | 0 | 0 | 0 | 0 | 0 | 0 | 0 | 0 | 0 | 0 | 0 | 0 | 0 | 0 | 0 | 0 | 0 | 0
EOP | Jackass (DOE) | 138 | 0 | 0 | 0 | 0 | 0 | 0 | 0 | 0 | 0 | 0 | 0 | 0 | 0 | 0 | 0 | 0 | 0 | 0 | 0 | 0 | 0 | 0 | 0 | 0 | 0 | 0 | 0 | 0 | 0 | 0 | 0 | 0 | 0 | 0 | 0 | 0 | 0 | 0 | 0 | 0 | 0 | 0 | 0 | 0 | 0 | 0 | 0 | 0 | 0 | 0 | 0 | 0 | 0 | 0 | 0 | 0 | 0 | 0 | 0 | 0 | 0 | 0 | 0 | 0 | 0 | 0 | 0 | 0 | 0 | 0 | 0 | 0 | 0 | 0 | 0 | 0 | 0 | 0 | 0 | 0 | 0 | 0 | 0 | 0 | 0 | 0 | 0 | 0 | 0 | 0 | 0 | 0 | 0 | 0 | 0 | 0
PG&E NGBA | James B Black | 230 | 0 | 0 | 0 | 0 | 0 | 0 | 0 | 0 | 0 | 0 | 0 | 0 | 0 | 0 | 0 | 0 | 0 | 0 | 0 | 0 | 0 | 0 | 0 | 0 | 0 | 0 | 0 | 0 | 0 | 0 | 0 | 0 | 0 | 0 | 0 | 0 | 0 | 0 | 0 | 0 | 0 | 0 | 0 | 0 | 0 | 0 | 0 | 0 | 0 | 0 | 0 | 0 | 0 | 0 | 0 | 0 | 0 | 0 | 0 | 0 | 0 | 0 | 0 | 0 | 0 | 0 | 0 | 0 | 0 | 0 | 0 | 0 | 0 | 0 | 0 | 0 | 0 | 0 | 0 | 0 | 0 | 0 | 0 | 0 | 0 | 0 | 0 | 0 | 0 | 0 | 0 | 0 | 0 | 0 | 0 | 0
PG&E GBA | Jefferson | 230 | 0 | 0 | 0 | 0 | 0 | 0 | 0 | 0 | 0 | 0 | 0 | 0 | 0 | 0 | 0 | 0 | 0 | 0 | 0 | 0 | 0 | 0 | 0 | 0 | 0 | 0 | 0 | 0 | 0 | 0 | 0 | 0 | 0 | 0 | 0 | 0 | 0 | 0 | 0 | 0 | 0 | 0 | 0 | 0 | 0 | 0 | 0 | 0 | 0 | 0 | 0 | 0 | 0 | 0 | 0 | 0 | 0 | 0 | 0 | 0 | 0 | 0 | 0 | 0 | 0 | 0 | 0 | 0 | 0 | 0 | 0 | 0 | 0 | 0 | 0 | 0 | 0 | 0 | 0 | 0 | 0 | 0 | 0 | 0 | 0 | 0 | 0 | 0 | 0 | 0 | 0 | 0 | 0 | 0 | 0 | 0
PG&E NGBA | Jessup | 115 | 0 | 0 | 0 | 0 | 0 | 0 | 0 | 0 | 0 | 0 | 0 | 0 | 0 | 0 | 0 | 0 | 0 | 0 | 0 | 0 | 0 | 0 | 0 | 0 | 0 | 0 | 0 | 0 | 0 | 0 | 0 | 0 | 0 | 0 | 0 | 0 | 0 | 0 | 0 | 0 | 0 | 0 | 0 | 0 | 0 | 0 | 0 | 0 | 0 | 0 | 0 | 0 | 0 | 0 | 0 | 0 | 0 | 0 | 0 | 0 | 0 | 0 | 0 | 0 | 0 | 0 | 0 | 0 | 0 | 0 | 0 | 0 | 0 | 0 | 0 | 0 | 0 | 0 | 0 | 0 | 0 | 0 | 0 | 0 | 0 | 0 | 0 | 0 | 0 | 0 | 0 | 0 | 0 | 0 | 0 | 0
SCE Metro | Johanna | 230 | 102.26 | 100 | 0 | 0 | 0 | 0 | 0 | 0 | 0 | 0 | 0 | 0 | 0 | 0 | 0 | 0 | 0 | 0 | 0 | 0 | 0 | 0 | 0 | 0 | 102.26 | 100 | 0 | 0 | 0 | 0 | 0 | 0 | 0 | 0 | 0 | 0 | 0 | 0 | 0 | 0 | 0 | 0 | 0 | 0 | 0 | 0 | 0 | 0 | 0 | 0 | 0 | 0 | 0 | 0 | 0 | 0 | 0 | 0 | 0 | 0 | 0 | 0 | 0 | 0 | 0 | 0 | 0 | 0 | 0 | 0 | 0 | 0 | 0 | 0 | 0 | 0 | 0 | 0 | 0 | 0 | 0 | 0 | 0 | 0 | 0 | 0 | 0 | 0 | 0 | 0 | 0 | 0 | 0 | 0 | 0 | 0
SCE Eastern | Julian Hinds | 230 | 0 | 0 | 0 | 0 | 0 | 0 | 0 | 0 | 0 | 0 | 0 | 0 | 0 | 0 | 0 | 0 | 0 | 0 | 0 | 0 | 0 | 0 | 0 | 0 | 0 | 0 | 0 | 0 | 0 | 0 | 0 | 0 | 0 | 0 | 0 | 0 | 0 | 0 | 0 | 0 | 0 | 0 | 0 | 0 | 0 | 0 | 0 | 0 | 0 | 0 | 0 | 0 | 0 | 0 | 0 | 0 | 0 | 0 | 0 | 0 | 0 | 0 | 0 | 0 | 0 | 0 | 0 | 0 | 0 | 0 | 0 | 0 | 0 | 0 | 0 | 0 | 0 | 0 | 0 | 0 | 0 | 0 | 0 | 0 | 0 | 0 | 0 | 0 | 0 | 0 | 0 | 0 | 0 | 0 | 0 | 0
PG&E GBA | Kasson | 115 | 0 | 0 | 0 | 0 | 0 | 0 | 0 | 0 | 0 | 0 | 0 | 0 | 0 | 0 | 0 | 0 | 0 | 0 | 0 | 0 | 0 | 0 | 0 | 0 | 0 | 0 | 0 | 0 | 0 | 0 | 0 | 0 | 0 | 0 | 0 | 0 | 0 | 0 | 0 | 0 | 0 | 0 | 0 | 0 | 0 | 0 | 0 | 0 | 0 | 0 | 0 | 0 | 0 | 0 | 0 | 0 | 0 | 0 | 0 | 0 | 0 | 0 | 0 | 0 | 0 | 0 | 0 | 0 | 0 | 0 | 0 | 0 | 0 | 0 | 0 | 0 | 0 | 0 | 0 | 0 | 0 | 0 | 0 | 0 | 0 | 0 | 0 | 0 | 0 | 0 | 0 | 0 | 0 | 0 | 0 | 0
PG&E GBA | Kasson | 60 | 0 | 0 | 0 | 0 | 0 | 0 | 0 | 0 | 0 | 0 | 0 | 0 | 0 | 0 | 0 | 0 | 0 | 0 | 0 | 0 | 0 | 0 | 0 | 0 | 0 | 0 | 0 | 0 | 0 | 0 | 0 | 0 | 0 | 0 | 0 | 0 | 0 | 0 | 0 | 0 | 0 | 0 | 0 | 0 | 0 | 0 | 0 | 0 | 0 | 0 | 0 | 0 | 0 | 0 | 0 | 0 | 0 | 0 | 0 | 0 | 0 | 0 | 0 | 0 | 0 | 0 | 0 | 0 | 0 | 0 | 0 | 0 | 0 | 0 | 0 | 0 | 0 | 0 | 0 | 0 | 0 | 0 | 0 | 0 | 0 | 0 | 0 | 0 | 0 | 0 | 0 | 0 | 0 | 0 | 0 | 0
PG&E FRESNO | Kearney | 230 | 0 | 0 | 0 | 0 | 0 | 0 | 0 | 0 | 0 | 0 | 0 | 0 | 0 | 0 | 0 | 0 | 0 | 0 | 0 | 0 | 0 | 0 | 0 | 0 | 0 | 0 | 0 | 0 | 0 | 0 | 0 | 0 | 0 | 0 | 0 | 0 | 0 | 0 | 0 | 0 | 0 | 0 | 0 | 0 | 0 | 0 | 0 | 0 | 0 | 0 | 0 | 0 | 0 | 0 | 0 | 0 | 0 | 0 | 0 | 0 | 0 | 0 | 0 | 0 | 0 | 0 | 0 | 0 | 0 | 0 | 0 | 0 | 0 | 0 | 0 | 0 | 0 | 0 | 0 | 0 | 0 | 0 | 0 | 0 | 0 | 0 | 0 | 0 | 0 | 0 | 0 | 0 | 0 | 0 | 0 | 0
PG&E FRESNO | Kearney | 70 | 0 | 0 | 0 | 0 | 0 | 0 | 0 | 0 | 0 | 0 | 0 | 0 | 0 | 0 | 0 | 0 | 0 | 0 | 0 | 0 | 0 | 0 | 0 | 0 | 0 | 0 | 0 | 0 | 0 | 0 | 0 | 0 | 0 | 0 | 0 | 0 | 0 | 0 | 0 | 0 | 0 | 0 | 0 | 0 | 0 | 0 | 0 | 0 | 0 | 0 | 0 | 0 | 0 | 0 | 0 | 0 | 0 | 0 | 0 | 0 | 0 | 0 | 0 | 0 | 0 | 0 | 0 | 0 | 0 | 0 | 0 | 0 | 0 | 0 | 0 | 0 | 0 | 0 | 0 | 0 | 0 | 0 | 0 | 0 | 0 | 0 | 0 | 0 | 0 | 0 | 0 | 0 | 0 | 0 | 0 | 0
PG&E GBA | Kelso | 230 | 114.4 | 90.7 | 0 | 0 | 0 | 0 | 0 | 0 | 84.25 | 80.8 | 0 | 0 | 114.4 | 90.7 | 0 | 0 | 0 | 0 | 0 | 0 | 84.25 | 80.8 | 0 | 0 | 114.4 | 90.7 | 0 | 0 | 0 | 0 | 0 | 0 | 84.25 | 80.8 | 0 | 0 | 114.4 | 90.7 | 0 | 0 | 0 | 0 | 0 | 0 | 84.25 | 80.8 | 0 | 0 | 114.4 | 90.7 | 0 | 0 | 0 | 0 | 0 | 0 | 84.25 | 80.8 | 0 | 0 | 114.4 | 90.7 | 0 | 0 | 0 | 0 | 0 | 0 | 84.25 | 80.8 | 0 | 0 | 114.4 | 90.7 | 0 | 0 | 0 | 0 | 0 | 0 | 84.25 | 80.8 | 0 | 0 | 114.4 | 90.7 | 0 | 0 | 0 | 0 | 0 | 0 | 84.25 | 80.8 | 0 | 0
PG&E FRESNO | Kerchoff 1 | 115 | 0 | 0 | 0 | 0 | 0 | 0 | 0 | 0 | 0 | 0 | 0 | 0 | 0 | 0 | 0 | 0 | 0 | 0 | 0 | 0 | 0 | 0 | 0 | 0 | 0 | 0 | 0 | 0 | 0 | 0 | 0 | 0 | 0 | 0 | 0 | 0 | 0 | 0 | 0 | 0 | 0 | 0 | 0 | 0 | 0 | 0 | 0 | 0 | 0 | 0 | 0 | 0 | 0 | 0 | 0 | 0 | 0 | 0 | 0 | 0 | 0 | 0 | 0 | 0 | 0 | 0 | 0 | 0 | 0 | 0 | 0 | 0 | 0 | 0 | 0 | 0 | 0 | 0 | 0 | 0 | 0 | 0 | 0 | 0 | 0 | 0 | 0 | 0 | 0 | 0 | 0 | 0 | 0 | 0 | 0 | 0
PG&E KERN | Kern Oil | 115 | 0 | 0 | 0 | 0 | 0 | 0 | 0 | 0 | 0 | 0 | 0 | 0 | 0 | 0 | 0 | 0 | 0 | 0 | 0 | 0 | 0 | 0 | 0 | 0 | 0 | 0 | 0 | 0 | 0 | 0 | 0 | 0 | 0 | 0 | 0 | 0 | 0 | 0 | 0 | 0 | 0 | 0 | 0 | 0 | 0 | 0 | 0 | 0 | 0 | 0 | 0 | 0 | 0 | 0 | 0 | 0 | 0 | 0 | 0 | 0 | 0 | 0 | 0 | 0 | 0 | 0 | 0 | 0 | 0 | 0 | 0 | 0 | 0 | 0 | 0 | 0 | 0 | 0 | 0 | 0 | 0 | 0 | 0 | 0 | 0 | 0 | 0 | 0 | 0 | 0 | 0 | 0 | 0 | 0 | 0 | 0
PG&E KERN | Kern PP | 115 | 0 | 0 | 0 | 0 | 0 | 0 | 0 | 0 | 0 | 0 | 0 | 0 | 0 | 0 | 0 | 0 | 0 | 0 | 0 | 0 | 0 | 0 | 0 | 0 | 0 | 0 | 0 | 0 | 0 | 0 | 0 | 0 | 0 | 0 | 0 | 0 | 0 | 0 | 0 | 0 | 0 | 0 | 0 | 0 | 0 | 0 | 0 | 0 | 0 | 0 | 0 | 0 | 0 | 0 | 0 | 0 | 0 | 0 | 0 | 0 | 0 | 0 | 0 | 0 | 0 | 0 | 0 | 0 | 0 | 0 | 0 | 0 | 0 | 0 | 0 | 0 | 0 | 0 | 0 | 0 | 0 | 0 | 0 | 0 | 0 | 0 | 0 | 0 | 0 | 0 | 0 | 0 | 0 | 0 | 0 | 0
PG&E KERN | Kern PP | 230 | 316.064 | 266 | 0 | 0 | 0 | 0 | 0 | 0 | 0 | 0 | 0 | 0 | 0 | 0 | 0 | 0 | 0 | 0 | 0 | 0 | 0 | 0 | 0 | 0 | 316.064 | 266 | 0 | 0 | 0 | 0 | 0 | 0 | 0 | 0 | 0 | 0 | 0 | 0 | 0 | 0 | 0 | 0 | 0 | 0 | 0 | 0 | 0 | 0 | 114.264 | 110 | 0 | 0 | 0 | 0 | 0 | 0 | 0 | 0 | 0 | 0 | 0 | 0 | 0 | 0 | 0 | 0 | 0 | 0 | 0 | 0 | 0 | 0 | 114.264 | 110 | 0 | 0 | 0 | 0 | 0 | 0 | 0 | 0 | 0 | 0 | 0 | 0 | 0 | 0 | 0 | 0 | 0 | 0 | 0 | 0 | 0 | 0
PG&E KERN | Kern PP | 70 | 0 | 0 | 0 | 0 | 0 | 0 | 0 | 0 | 0 | 0 | 0 | 0 | 0 | 0 | 0 | 0 | 0 | 0 | 0 | 0 | 0 | 0 | 0 | 0 | 0 | 0 | 0 | 0 | 0 | 0 | 0 | 0 | 0 | 0 | 0 | 0 | 0 | 0 | 0 | 0 | 0 | 0 | 0 | 0 | 0 | 0 | 0 | 0 | 0 | 0 | 0 | 0 | 0 | 0 | 0 | 0 | 0 | 0 | 0 | 0 | 0 | 0 | 0 | 0 | 0 | 0 | 0 | 0 | 0 | 0 | 0 | 0 | 0 | 0 | 0 | 0 | 0 | 0 | 0 | 0 | 0 | 0 | 0 | 0 | 0 | 0 | 0 | 0 | 0 | 0 | 0 | 0 | 0 | 0 | 0 | 0
PG&E KERN | Kernridge | 115 | 0 | 0 | 0 | 0 | 0 | 0 | 0 | 0 | 0 | 0 | 0 | 0 | 0 | 0 | 0 | 0 | 0 | 0 | 0 | 0 | 0 | 0 | 0 | 0 | 0 | 0 | 0 | 0 | 0 | 0 | 0 | 0 | 0 | 0 | 0 | 0 | 0 | 0 | 0 | 0 | 0 | 0 | 0 | 0 | 0 | 0 | 0 | 0 | 0 | 0 | 0 | 0 | 0 | 0 | 0 | 0 | 0 | 0 | 0 | 0 | 0 | 0 | 0 | 0 | 0 | 0 | 0 | 0 | 0 | 0 | 0 | 0 | 0 | 0 | 0 | 0 | 0 | 0 | 0 | 0 | 0 | 0 | 0 | 0 | 0 | 0 | 0 | 0 | 0 | 0 | 0 | 0 | 0 | 0 | 0 | 0
PG&E FRESNO | Kingsburg | 115 | 0 | 0 | 0 | 0 | 0 | 0 | 0 | 0 | 0 | 0 | 0 | 0 | 0 | 0 | 0 | 0 | 0 | 0 | 0 | 0 | 0 | 0 | 0 | 0 | 0 | 0 | 0 | 0 | 0 | 0 | 0 | 0 | 0 | 0 | 0 | 0 | 0 | 0 | 0 | 0 | 0 | 0 | 0 | 0 | 0 | 0 | 0 | 0 | 0 | 0 | 0 | 0 | 0 | 0 | 0 | 0 | 0 | 0 | 0 | 0 | 0 | 0 | 0 | 0 | 0 | 0 | 0 | 0 | 0 | 0 | 0 | 0 | 0 | 0 | 0 | 0 | 0 | 0 | 0 | 0 | 0 | 0 | 0 | 0 | 0 | 0 | 0 | 0 | 0 | 0 | 0 | 0 | 0 | 0 | 0 | 0
PG&E GBA | Kirker | 115 | 20 | 2 | 0 | 0 | 0 | 0 | 0 | 0 | 0 | 0 | 0 | 0 | 20 | 2 | 0 | 0 | 0 | 0 | 0 | 0 | 0 | 0 | 0 | 0 | 20 | 2 | 0 | 0 | 0 | 0 | 0 | 0 | 0 | 0 | 0 | 0 | 20 | 2 | 0 | 0 | 0 | 0 | 0 | 0 | 0 | 0 | 0 | 0 | 20 | 2 | 0 | 0 | 0 | 0 | 0 | 0 | 0 | 0 | 0 | 0 | 20 | 2 | 0 | 0 | 0 | 0 | 0 | 0 | 0 | 0 | 0 | 0 | 20 | 2 | 0 | 0 | 0 | 0 | 0 | 0 | 0 | 0 | 0 | 0 | 20 | 2 | 0 | 0 | 0 | 0 | 0 | 0 | 0 | 0 | 0 | 0
PG&E NGBA | Knights Landing | 115 | 0 | 0 | 0 | 0 | 0 | 0 | 0 | 0 | 0 | 0 | 0 | 0 | 0 | 0 | 0 | 0 | 0 | 0 | 0 | 0 | 0 | 0 | 0 | 0 | 0 | 0 | 0 | 0 | 0 | 0 | 0 | 0 | 0 | 0 | 0 | 0 | 0 | 0 | 0 | 0 | 0 | 0 | 0 | 0 | 0 | 0 | 0 | 0 | 0 | 0 | 0 | 0 | 0 | 0 | 0 | 0 | 0 | 0 | 0 | 0 | 0 | 0 | 0 | 0 | 0 | 0 | 0 | 0 | 0 | 0 | 0 | 0 | 0 | 0 | 0 | 0 | 0 | 0 | 0 | 0 | 0 | 0 | 0 | 0 | 0 | 0 | 0 | 0 | 0 | 0 | 0 | 0 | 0 | 0 | 0 | 0
PG&E NGBA | Konocti | 60 | 0 | 0 | 0 | 0 | 0 | 0 | 0 | 0 | 0 | 0 | 0 | 0 | 0 | 0 | 0 | 0 | 0 | 0 | 0 | 0 | 0 | 0 | 0 | 0 | 0 | 0 | 0 | 0 | 0 | 0 | 0 | 0 | 0 | 0 | 0 | 0 | 0 | 0 | 0 | 0 | 0 | 0 | 0 | 0 | 0 | 0 | 0 | 0 | 0 | 0 | 0 | 0 | 0 | 0 | 0 | 0 | 0 | 0 | 0 | 0 | 0 | 0 | 0 | 0 | 0 | 0 | 0 | 0 | 0 | 0 | 0 | 0 | 0 | 0 | 0 | 0 | 0 | 0 | 0 | 0 | 0 | 0 | 0 | 0 | 0 | 0 | 0 | 0 | 0 | 0 | 0 | 0 | 0 | 0 | 0 | 0
SCE NOL | Kramer | 115 | 0 | 0 | 0 | 0 | 0 | 0 | 0 | 0 | 0 | 0 | 0 | 0 | 0 | 0 | 0 | 0 | 0 | 0 | 0 | 0 | 0 | 0 | 0 | 0 | 0 | 0 | 0 | 0 | 0 | 0 | 0 | 0 | 0 | 0 | 0 | 0 | 0 | 0 | 0 | 0 | 0 | 0 | 0 | 0 | 0 | 0 | 0 | 0 | 0 | 0 | 0 | 0 | 0 | 0 | 0 | 0 | 0 | 0 | 0 | 0 | 0 | 0 | 0 | 0 | 0 | 0 | 0 | 0 | 0 | 0 | 0 | 0 | 0 | 0 | 0 | 0 | 0 | 0 | 0 | 0 | 0 | 0 | 0 | 0 | 0 | 0 | 0 | 0 | 0 | 0 | 0 | 0 | 0 | 0 | 0 | 0
SCE NOL | Kramer | 230 | 793.3871 | 256.7 | 0 | 0 | 275.9057 | 21.3142 | 0 | 0 | 0 | 0 | 0 | 0 | 579.7914 | 256.7 | 0 | 0 | 275.9057 | 21.3142 | 0 | 0 | 0 | 0 | 0 | 0 | 793.3871 | 256.7 | 0 | 0 | 275.9057 | 21.3142 | 0 | 0 | 0 | 0 | 0 | 0 | 401.5314 | 78.44 | 0 | 0 | 268.4714 | 13.88 | 0 | 0 | 0 | 0 | 0 | 0 | 579.7914 | 256.7 | 0 | 0 | 275.9057 | 21.3142 | 0 | 0 | 0 | 0 | 0 | 0 | 579.7914 | 256.7 | 0 | 0 | 275.9057 | 21.3142 | 0 | 0 | 0 | 0 | 0 | 0 | 579.7914 | 256.7 | 0 | 0 | 275.9057 | 21.3142 | 0 | 0 | 0 | 0 | 0 | 0 | 401.5314 | 78.44 | 0 | 0 | 268.4714 | 13.88 | 0 | 0 | 0 | 0 | 0 | 0
SCE Metro | La Cienega | 230 | 405.7509 | 0 | 0 | 0 | 0 | 0 | 0 | 0 | 0 | 0 | 0 | 0 | 0 | 0 | 0 | 0 | 0 | 0 | 0 | 0 | 0 | 0 | 0 | 0 | 405.7509 | 0 | 0 | 0 | 0 | 0 | 0 | 0 | 0 | 0 | 0 | 0 | 0 | 0 | 0 | 0 | 0 | 0 | 0 | 0 | 0 | 0 | 0 | 0 | 0 | 0 | 0 | 0 | 0 | 0 | 0 | 0 | 0 | 0 | 0 | 0 | 0 | 0 | 0 | 0 | 0 | 0 | 0 | 0 | 0 | 0 | 0 | 0 | 0 | 0 | 0 | 0 | 0 | 0 | 0 | 0 | 0 | 0 | 0 | 0 | 0 | 0 | 0 | 0 | 0 | 0 | 0 | 0 | 0 | 0 | 0 | 0
SCE Metro | La Fresa | 230 | 0 | 0 | 0 | 0 | 0 | 0 | 0 | 0 | 0 | 0 | 0 | 0 | 0 | 0 | 0 | 0 | 0 | 0 | 0 | 0 | 0 | 0 | 0 | 0 | 0 | 0 | 0 | 0 | 0 | 0 | 0 | 0 | 0 | 0 | 0 | 0 | 0 | 0 | 0 | 0 | 0 | 0 | 0 | 0 | 0 | 0 | 0 | 0 | 0 | 0 | 0 | 0 | 0 | 0 | 0 | 0 | 0 | 0 | 0 | 0 | 0 | 0 | 0 | 0 | 0 | 0 | 0 | 0 | 0 | 0 | 0 | 0 | 0 | 0 | 0 | 0 | 0 | 0 | 0 | 0 | 0 | 0 | 0 | 0 | 0 | 0 | 0 | 0 | 0 | 0 | 0 | 0 | 0 | 0 | 0 | 0
SCE Metro | Laguna Bell | 230 | 756.29 | 750 | 0 | 0 | 0 | 0 | 0 | 0 | 0 | 0 | 0 | 0 | 250 | 250 | 0 | 0 | 0 | 0 | 0 | 0 | 0 | 0 | 0 | 0 | 756.29 | 750 | 0 | 0 | 0 | 0 | 0 | 0 | 0 | 0 | 0 | 0 | 500 | 500 | 0 | 0 | 0 | 0 | 0 | 0 | 0 | 0 | 0 | 0 | 500 | 500 | 0 | 0 | 0 | 0 | 0 | 0 | 0 | 0 | 0 | 0 | 250 | 250 | 0 | 0 | 0 | 0 | 0 | 0 | 0 | 0 | 0 | 0 | 500 | 500 | 0 | 0 | 0 | 0 | 0 | 0 | 0 | 0 | 0 | 0 | 500 | 500 | 0 | 0 | 0 | 0 | 0 | 0 | 0 | 0 | 0 | 0
PG&E KERN | Lakeview | 70 | 5.6 | 0 | 0 | 0 | 1.161 | 0 | 0 | 0 | 0 | 0 | 0 | 0 | 5.6 | 0 | 0 | 0 | 1.161 | 0 | 0 | 0 | 0 | 0 | 0 | 0 | 5.6 | 0 | 0 | 0 | 1.161 | 0 | 0 | 0 | 0 | 0 | 0 | 0 | 5.6 | 0 | 0 | 0 | 1.161 | 0 | 0 | 0 | 0 | 0 | 0 | 0 | 5.6 | 0 | 0 | 0 | 1.161 | 0 | 0 | 0 | 0 | 0 | 0 | 0 | 5.6 | 0 | 0 | 0 | 1.161 | 0 | 0 | 0 | 0 | 0 | 0 | 0 | 5.6 | 0 | 0 | 0 | 1.161 | 0 | 0 | 0 | 0 | 0 | 0 | 0 | 5.6 | 0 | 0 | 0 | 1.161 | 0 | 0 | 0 | 0 | 0 | 0 | 0
PG&E NGBA | Lakeville | 230 | 0 | 0 | 0 | 0 | 0 | 0 | 0 | 0 | 0 | 0 | 0 | 0 | 0 | 0 | 0 | 0 | 0 | 0 | 0 | 0 | 0 | 0 | 0 | 0 | 0 | 0 | 0 | 0 | 0 | 0 | 0 | 0 | 0 | 0 | 0 | 0 | 0 | 0 | 0 | 0 | 0 | 0 | 0 | 0 | 0 | 0 | 0 | 0 | 0 | 0 | 0 | 0 | 0 | 0 | 0 | 0 | 0 | 0 | 0 | 0 | 0 | 0 | 0 | 0 | 0 | 0 | 0 | 0 | 0 | 0 | 0 | 0 | 0 | 0 | 0 | 0 | 0 | 0 | 0 | 0 | 0 | 0 | 0 | 0 | 0 | 0 | 0 | 0 | 0 | 0 | 0 | 0 | 0 | 0 | 0 | 0
PG&E NGBA | Lakeville | 60 | 204.9612 | 0 | 0 | 0 | 0 | 0 | 0 | 0 | 0 | 0 | 0 | 0 | 102.75 | 0 | 0 | 0 | 0 | 0 | 0 | 0 | 0 | 0 | 0 | 0 | 204.9612 | 0 | 0 | 0 | 0 | 0 | 0 | 0 | 0 | 0 | 0 | 0 | 102.75 | 0 | 0 | 0 | 0 | 0 | 0 | 0 | 0 | 0 | 0 | 0 | 204.9612 | 0 | 0 | 0 | 0 | 0 | 0 | 0 | 0 | 0 | 0 | 0 | 102.75 | 0 | 0 | 0 | 0 | 0 | 0 | 0 | 0 | 0 | 0 | 0 | 204.9612 | 0 | 0 | 0 | 0 | 0 | 0 | 0 | 0 | 0 | 0 | 0 | 102.75 | 0 | 0 | 0 | 0 | 0 | 0 | 0 | 0 | 0 | 0 | 0
PG&E NGBA | Lakeville | 115 | 263.7932 | 0 | 0 | 0 | 0 | 0 | 0 | 0 | 0 | 0 | 0 | 0 | 0 | 0 | 0 | 0 | 0 | 0 | 0 | 0 | 0 | 0 | 0 | 0 | 263.7932 | 0 | 0 | 0 | 0 | 0 | 0 | 0 | 0 | 0 | 0 | 0 | 0 | 0 | 0 | 0 | 0 | 0 | 0 | 0 | 0 | 0 | 0 | 0 | 263.7932 | 0 | 0 | 0 | 0 | 0 | 0 | 0 | 0 | 0 | 0 | 0 | 0 | 0 | 0 | 0 | 0 | 0 | 0 | 0 | 0 | 0 | 0 | 0 | 263.7932 | 0 | 0 | 0 | 0 | 0 | 0 | 0 | 0 | 0 | 0 | 0 | 0 | 0 | 0 | 0 | 0 | 0 | 0 | 0 | 0 | 0 | 0 | 0
PG&E GBA | Lakewood | 115 | 0 | 0 | 0 | 0 | 0 | 0 | 0 | 0 | 0 | 0 | 0 | 0 | 0 | 0 | 0 | 0 | 0 | 0 | 0 | 0 | 0 | 0 | 0 | 0 | 0 | 0 | 0 | 0 | 0 | 0 | 0 | 0 | 0 | 0 | 0 | 0 | 0 | 0 | 0 | 0 | 0 | 0 | 0 | 0 | 0 | 0 | 0 | 0 | 0 | 0 | 0 | 0 | 0 | 0 | 0 | 0 | 0 | 0 | 0 | 0 | 0 | 0 | 0 | 0 | 0 | 0 | 0 | 0 | 0 | 0 | 0 | 0 | 0 | 0 | 0 | 0 | 0 | 0 | 0 | 0 | 0 | 0 | 0 | 0 | 0 | 0 | 0 | 0 | 0 | 0 | 0 | 0 | 0 | 0 | 0 | 0
PG&E NGBA | Lambie | 230 | 817.3487 | 0 | 0 | 0 | 0 | 0 | 0 | 0 | 0 | 0 | 0 | 0 | 0 | 0 | 0 | 0 | 0 | 0 | 0 | 0 | 0 | 0 | 0 | 0 | 817.3487 | 0 | 0 | 0 | 0 | 0 | 0 | 0 | 0 | 0 | 0 | 0 | 0 | 0 | 0 | 0 | 0 | 0 | 0 | 0 | 0 | 0 | 0 | 0 | 0 | 0 | 0 | 0 | 0 | 0 | 0 | 0 | 0 | 0 | 0 | 0 | 0 | 0 | 0 | 0 | 0 | 0 | 0 | 0 | 0 | 0 | 0 | 0 | 0 | 0 | 0 | 0 | 0 | 0 | 0 | 0 | 0 | 0 | 0 | 0 | 0 | 0 | 0 | 0 | 0 | 0 | 0 | 0 | 0 | 0 | 0 | 0
PG&E GBA | Lammers | 115 | 151.3 | 0 | 0 | 0 | 0 | 0 | 0 | 0 | 0 | 0 | 0 | 0 | 0 | 0 | 0 | 0 | 0 | 0 | 0 | 0 | 0 | 0 | 0 | 0 | 151.3 | 0 | 0 | 0 | 0 | 0 | 0 | 0 | 0 | 0 | 0 | 0 | 0 | 0 | 0 | 0 | 0 | 0 | 0 | 0 | 0 | 0 | 0 | 0 | 0 | 0 | 0 | 0 | 0 | 0 | 0 | 0 | 0 | 0 | 0 | 0 | 0 | 0 | 0 | 0 | 0 | 0 | 0 | 0 | 0 | 0 | 0 | 0 | 0 | 0 | 0 | 0 | 0 | 0 | 0 | 0 | 0 | 0 | 0 | 0 | 0 | 0 | 0 | 0 | 0 | 0 | 0 | 0 | 0 | 0 | 0 | 0
PG&E KERN | Lamont | 115 | 152.301 | 0 | 0 | 0 | 115.155 | 0 | 0 | 0 | 0 | 0 | 0 | 0 | 51.401 | 0 | 0 | 0 | 115.155 | 0 | 0 | 0 | 0 | 0 | 0 | 0 | 152.301 | 0 | 0 | 0 | 115.155 | 0 | 0 | 0 | 0 | 0 | 0 | 0 | 0 | 0 | 0 | 0 | 11.7 | 0 | 0 | 0 | 0 | 0 | 0 | 0 | 0 | 0 | 0 | 0 | 11.7 | 0 | 0 | 0 | 0 | 0 | 0 | 0 | 0 | 0 | 0 | 0 | 11.7 | 0 | 0 | 0 | 0 | 0 | 0 | 0 | 0 | 0 | 0 | 0 | 11.7 | 0 | 0 | 0 | 0 | 0 | 0 | 0 | 0 | 0 | 0 | 0 | 11.7 | 0 | 0 | 0 | 0 | 0 | 0 | 0
PG&E FRESNO | Las Aguilas | 230 | 0 | 0 | 0 | 0 | 0 | 0 | 0 | 0 | 0 | 0 | 0 | 0 | 0 | 0 | 0 | 0 | 0 | 0 | 0 | 0 | 0 | 0 | 0 | 0 | 0 | 0 | 0 | 0 | 0 | 0 | 0 | 0 | 0 | 0 | 0 | 0 | 0 | 0 | 0 | 0 | 0 | 0 | 0 | 0 | 0 | 0 | 0 | 0 | 0 | 0 | 0 | 0 | 0 | 0 | 0 | 0 | 0 | 0 | 0 | 0 | 0 | 0 | 0 | 0 | 0 | 0 | 0 | 0 | 0 | 0 | 0 | 0 | 0 | 0 | 0 | 0 | 0 | 0 | 0 | 0 | 0 | 0 | 0 | 0 | 0 | 0 | 0 | 0 | 0 | 0 | 0 | 0 | 0 | 0 | 0 | 0
EOP | Lathrop | 138 | 0 | 0 | 0 | 0 | 0 | 0 | 0 | 0 | 0 | 0 | 0 | 0 | 0 | 0 | 0 | 0 | 0 | 0 | 0 | 0 | 0 | 0 | 0 | 0 | 0 | 0 | 0 | 0 | 0 | 0 | 0 | 0 | 0 | 0 | 0 | 0 | 0 | 0 | 0 | 0 | 0 | 0 | 0 | 0 | 0 | 0 | 0 | 0 | 0 | 0 | 0 | 0 | 0 | 0 | 0 | 0 | 0 | 0 | 0 | 0 | 0 | 0 | 0 | 0 | 0 | 0 | 0 | 0 | 0 | 0 | 0 | 0 | 0 | 0 | 0 | 0 | 0 | 0 | 0 | 0 | 0 | 0 | 0 | 0 | 0 | 0 | 0 | 0 | 0 | 0 | 0 | 0 | 0 | 0 | 0 | 0
EOP | Lathrop | 230 | 516.7638 | 0 | 0 | 0 | 516.7638 | 0 | 0 | 0 | 0 | 0 | 0 | 0 | 0 | 0 | 0 | 0 | 0 | 0 | 0 | 0 | 0 | 0 | 0 | 0 | 516.7638 | 0 | 0 | 0 | 516.7638 | 0 | 0 | 0 | 0 | 0 | 0 | 0 | 0 | 0 | 0 | 0 | 0 | 0 | 0 | 0 | 0 | 0 | 0 | 0 | 516.7638 | 0 | 0 | 0 | 516.7638 | 0 | 0 | 0 | 0 | 0 | 0 | 0 | 0 | 0 | 0 | 0 | 0 | 0 | 0 | 0 | 0 | 0 | 0 | 0 | 516.7638 | 0 | 0 | 0 | 516.7638 | 0 | 0 | 0 | 0 | 0 | 0 | 0 | 0 | 0 | 0 | 0 | 0 | 0 | 0 | 0 | 0 | 0 | 0 | 0
PG&E FRESNO | Le Grand | 115 | 65.47 | 0 | 0 | 0 | 131.43 | 0 | 0 | 0 | 0 | 0 | 0 | 0 | 0 | 0 | 0 | 0 | 0 | 0 | 0 | 0 | 0 | 0 | 0 | 0 | 65.47 | 0 | 0 | 0 | 131.43 | 0 | 0 | 0 | 0 | 0 | 0 | 0 | 0 | 0 | 0 | 0 | 0 | 0 | 0 | 0 | 0 | 0 | 0 | 0 | 0 | 0 | 0 | 0 | 0 | 0 | 0 | 0 | 0 | 0 | 0 | 0 | 0 | 0 | 0 | 0 | 0 | 0 | 0 | 0 | 0 | 0 | 0 | 0 | 0 | 0 | 0 | 0 | 0 | 0 | 0 | 0 | 0 | 0 | 0 | 0 | 0 | 0 | 0 | 0 | 0 | 0 | 0 | 0 | 0 | 0 | 0 | 0
PG&E FRESNO | Lemoore | 70 | 21.05 | 0 | 0 | 0 | 21.05 | 0 | 0 | 0 | 0 | 0 | 0 | 0 | 0 | 0 | 0 | 0 | 0 | 0 | 0 | 0 | 0 | 0 | 0 | 0 | 21.05 | 0 | 0 | 0 | 21.05 | 0 | 0 | 0 | 0 | 0 | 0 | 0 | 21.05 | 0 | 0 | 0 | 21.05 | 0 | 0 | 0 | 0 | 0 | 0 | 0 | 21.05 | 0 | 0 | 0 | 21.05 | 0 | 0 | 0 | 0 | 0 | 0 | 0 | 0 | 0 | 0 | 0 | 0 | 0 | 0 | 0 | 0 | 0 | 0 | 0 | 21.05 | 0 | 0 | 0 | 21.05 | 0 | 0 | 0 | 0 | 0 | 0 | 0 | 21.05 | 0 | 0 | 0 | 21.05 | 0 | 0 | 0 | 0 | 0 | 0 | 0
PG&E KERN | Lerdo | 115 | 0 | 0 | 0 | 0 | 0 | 0 | 0 | 0 | 0 | 0 | 0 | 0 | 0 | 0 | 0 | 0 | 0 | 0 | 0 | 0 | 0 | 0 | 0 | 0 | 0 | 0 | 0 | 0 | 0 | 0 | 0 | 0 | 0 | 0 | 0 | 0 | 0 | 0 | 0 | 0 | 0 | 0 | 0 | 0 | 0 | 0 | 0 | 0 | 0 | 0 | 0 | 0 | 0 | 0 | 0 | 0 | 0 | 0 | 0 | 0 | 0 | 0 | 0 | 0 | 0 | 0 | 0 | 0 | 0 | 0 | 0 | 0 | 0 | 0 | 0 | 0 | 0 | 0 | 0 | 0 | 0 | 0 | 0 | 0 | 0 | 0 | 0 | 0 | 0 | 0 | 0 | 0 | 0 | 0 | 0 | 0
SCE Metro | Lewis | 230 | 0 | 0 | 0 | 0 | 0 | 0 | 0 | 0 | 0 | 0 | 0 | 0 | 0 | 0 | 0 | 0 | 0 | 0 | 0 | 0 | 0 | 0 | 0 | 0 | 0 | 0 | 0 | 0 | 0 | 0 | 0 | 0 | 0 | 0 | 0 | 0 | 0 | 0 | 0 | 0 | 0 | 0 | 0 | 0 | 0 | 0 | 0 | 0 | 0 | 0 | 0 | 0 | 0 | 0 | 0 | 0 | 0 | 0 | 0 | 0 | 0 | 0 | 0 | 0 | 0 | 0 | 0 | 0 | 0 | 0 | 0 | 0 | 0 | 0 | 0 | 0 | 0 | 0 | 0 | 0 | 0 | 0 | 0 | 0 | 0 | 0 | 0 | 0 | 0 | 0 | 0 | 0 | 0 | 0 | 0 | 0
SCE Metro | Lighthipe | 230 | 405.5148 | 0 | 0 | 0 | 0 | 0 | 0 | 0 | 0 | 0 | 0 | 0 | 0 | 0 | 0 | 0 | 0 | 0 | 0 | 0 | 0 | 0 | 0 | 0 | 405.5148 | 0 | 0 | 0 | 0 | 0 | 0 | 0 | 0 | 0 | 0 | 0 | 0 | 0 | 0 | 0 | 0 | 0 | 0 | 0 | 0 | 0 | 0 | 0 | 0 | 0 | 0 | 0 | 0 | 0 | 0 | 0 | 0 | 0 | 0 | 0 | 0 | 0 | 0 | 0 | 0 | 0 | 0 | 0 | 0 | 0 | 0 | 0 | 0 | 0 | 0 | 0 | 0 | 0 | 0 | 0 | 0 | 0 | 0 | 0 | 0 | 0 | 0 | 0 | 0 | 0 | 0 | 0 | 0 | 0 | 0 | 0
SDGE | Lilac | 69 | 0 | 0 | 0 | 0 | 0 | 0 | 0 | 0 | 0 | 0 | 0 | 0 | 0 | 0 | 0 | 0 | 0 | 0 | 0 | 0 | 0 | 0 | 0 | 0 | 0 | 0 | 0 | 0 | 0 | 0 | 0 | 0 | 0 | 0 | 0 | 0 | 0 | 0 | 0 | 0 | 0 | 0 | 0 | 0 | 0 | 0 | 0 | 0 | 0 | 0 | 0 | 0 | 0 | 0 | 0 | 0 | 0 | 0 | 0 | 0 | 0 | 0 | 0 | 0 | 0 | 0 | 0 | 0 | 0 | 0 | 0 | 0 | 0 | 0 | 0 | 0 | 0 | 0 | 0 | 0 | 0 | 0 | 0 | 0 | 0 | 0 | 0 | 0 | 0 | 0 | 0 | 0 | 0 | 0 | 0 | 0
PG&E NGBA | Lincoln | 115 | 0 | 0 | 0 | 0 | 0 | 0 | 0 | 0 | 0 | 0 | 0 | 0 | 0 | 0 | 0 | 0 | 0 | 0 | 0 | 0 | 0 | 0 | 0 | 0 | 0 | 0 | 0 | 0 | 0 | 0 | 0 | 0 | 0 | 0 | 0 | 0 | 0 | 0 | 0 | 0 | 0 | 0 | 0 | 0 | 0 | 0 | 0 | 0 | 0 | 0 | 0 | 0 | 0 | 0 | 0 | 0 | 0 | 0 | 0 | 0 | 0 | 0 | 0 | 0 | 0 | 0 | 0 | 0 | 0 | 0 | 0 | 0 | 0 | 0 | 0 | 0 | 0 | 0 | 0 | 0 | 0 | 0 | 0 | 0 | 0 | 0 | 0 | 0 | 0 | 0 | 0 | 0 | 0 | 0 | 0 | 0
PG&E KERN | Live Oak | 115 | 0 | 0 | 0 | 0 | 0 | 0 | 0 | 0 | 0 | 0 | 0 | 0 | 0 | 0 | 0 | 0 | 0 | 0 | 0 | 0 | 0 | 0 | 0 | 0 | 0 | 0 | 0 | 0 | 0 | 0 | 0 | 0 | 0 | 0 | 0 | 0 | 0 | 0 | 0 | 0 | 0 | 0 | 0 | 0 | 0 | 0 | 0 | 0 | 0 | 0 | 0 | 0 | 0 | 0 | 0 | 0 | 0 | 0 | 0 | 0 | 0 | 0 | 0 | 0 | 0 | 0 | 0 | 0 | 0 | 0 | 0 | 0 | 0 | 0 | 0 | 0 | 0 | 0 | 0 | 0 | 0 | 0 | 0 | 0 | 0 | 0 | 0 | 0 | 0 | 0 | 0 | 0 | 0 | 0 | 0 | 0
PG&E GBA | Llagas | 115 | 124.3 | 120 | 0 | 0 | 0 | 0 | 0 | 0 | 0 | 0 | 0 | 0 | 124.3 | 120 | 0 | 0 | 0 | 0 | 0 | 0 | 0 | 0 | 0 | 0 | 124.3 | 120 | 0 | 0 | 0 | 0 | 0 | 0 | 0 | 0 | 0 | 0 | 124.3 | 120 | 0 | 0 | 0 | 0 | 0 | 0 | 0 | 0 | 0 | 0 | 124.3 | 120 | 0 | 0 | 0 | 0 | 0 | 0 | 0 | 0 | 0 | 0 | 124.3 | 120 | 0 | 0 | 0 | 0 | 0 | 0 | 0 | 0 | 0 | 0 | 124.3 | 120 | 0 | 0 | 0 | 0 | 0 | 0 | 0 | 0 | 0 | 0 | 124.3 | 120 | 0 | 0 | 0 | 0 | 0 | 0 | 0 | 0 | 0 | 0
PG&E GBA | Lockeford | 115 | 0 | 0 | 0 | 0 | 0 | 0 | 0 | 0 | 0 | 0 | 0 | 0 | 0 | 0 | 0 | 0 | 0 | 0 | 0 | 0 | 0 | 0 | 0 | 0 | 0 | 0 | 0 | 0 | 0 | 0 | 0 | 0 | 0 | 0 | 0 | 0 | 0 | 0 | 0 | 0 | 0 | 0 | 0 | 0 | 0 | 0 | 0 | 0 | 0 | 0 | 0 | 0 | 0 | 0 | 0 | 0 | 0 | 0 | 0 | 0 | 0 | 0 | 0 | 0 | 0 | 0 | 0 | 0 | 0 | 0 | 0 | 0 | 0 | 0 | 0 | 0 | 0 | 0 | 0 | 0 | 0 | 0 | 0 | 0 | 0 | 0 | 0 | 0 | 0 | 0 | 0 | 0 | 0 | 0 | 0 | 0
PG&E GBA | Lockeford | 230 | 0 | 0 | 0 | 0 | 0 | 0 | 0 | 0 | 0 | 0 | 0 | 0 | 0 | 0 | 0 | 0 | 0 | 0 | 0 | 0 | 0 | 0 | 0 | 0 | 0 | 0 | 0 | 0 | 0 | 0 | 0 | 0 | 0 | 0 | 0 | 0 | 0 | 0 | 0 | 0 | 0 | 0 | 0 | 0 | 0 | 0 | 0 | 0 | 0 | 0 | 0 | 0 | 0 | 0 | 0 | 0 | 0 | 0 | 0 | 0 | 0 | 0 | 0 | 0 | 0 | 0 | 0 | 0 | 0 | 0 | 0 | 0 | 0 | 0 | 0 | 0 | 0 | 0 | 0 | 0 | 0 | 0 | 0 | 0 | 0 | 0 | 0 | 0 | 0 | 0 | 0 | 0 | 0 | 0 | 0 | 0
PG&E GBA | Lockeford | 60 | 0 | 0 | 0 | 0 | 0 | 0 | 0 | 0 | 0 | 0 | 0 | 0 | 0 | 0 | 0 | 0 | 0 | 0 | 0 | 0 | 0 | 0 | 0 | 0 | 0 | 0 | 0 | 0 | 0 | 0 | 0 | 0 | 0 | 0 | 0 | 0 | 0 | 0 | 0 | 0 | 0 | 0 | 0 | 0 | 0 | 0 | 0 | 0 | 0 | 0 | 0 | 0 | 0 | 0 | 0 | 0 | 0 | 0 | 0 | 0 | 0 | 0 | 0 | 0 | 0 | 0 | 0 | 0 | 0 | 0 | 0 | 0 | 0 | 0 | 0 | 0 | 0 | 0 | 0 | 0 | 0 | 0 | 0 | 0 | 0 | 0 | 0 | 0 | 0 | 0 | 0 | 0 | 0 | 0 | 0 | 0
PG&E GBA | Lodi | 230 | 0 | 0 | 0 | 0 | 0 | 0 | 0 | 0 | 0 | 0 | 0 | 0 | 0 | 0 | 0 | 0 | 0 | 0 | 0 | 0 | 0 | 0 | 0 | 0 | 0 | 0 | 0 | 0 | 0 | 0 | 0 | 0 | 0 | 0 | 0 | 0 | 0 | 0 | 0 | 0 | 0 | 0 | 0 | 0 | 0 | 0 | 0 | 0 | 0 | 0 | 0 | 0 | 0 | 0 | 0 | 0 | 0 | 0 | 0 | 0 | 0 | 0 | 0 | 0 | 0 | 0 | 0 | 0 | 0 | 0 | 0 | 0 | 0 | 0 | 0 | 0 | 0 | 0 | 0 | 0 | 0 | 0 | 0 | 0 | 0 | 0 | 0 | 0 | 0 | 0 | 0 | 0 | 0 | 0 | 0 | 0
PG&E NGBA | Logan Creek | 230 | 0 | 0 | 0 | 0 | 0 | 0 | 0 | 0 | 0 | 0 | 0 | 0 | 0 | 0 | 0 | 0 | 0 | 0 | 0 | 0 | 0 | 0 | 0 | 0 | 0 | 0 | 0 | 0 | 0 | 0 | 0 | 0 | 0 | 0 | 0 | 0 | 0 | 0 | 0 | 0 | 0 | 0 | 0 | 0 | 0 | 0 | 0 | 0 | 0 | 0 | 0 | 0 | 0 | 0 | 0 | 0 | 0 | 0 | 0 | 0 | 0 | 0 | 0 | 0 | 0 | 0 | 0 | 0 | 0 | 0 | 0 | 0 | 0 | 0 | 0 | 0 | 0 | 0 | 0 | 0 | 0 | 0 | 0 | 0 | 0 | 0 | 0 | 0 | 0 | 0 | 0 | 0 | 0 | 0 | 0 | 0
PG&E GBA | Lone Tree | 230 | 0 | 0 | 0 | 0 | 0 | 0 | 0 | 0 | 0 | 0 | 0 | 0 | 0 | 0 | 0 | 0 | 0 | 0 | 0 | 0 | 0 | 0 | 0 | 0 | 0 | 0 | 0 | 0 | 0 | 0 | 0 | 0 | 0 | 0 | 0 | 0 | 0 | 0 | 0 | 0 | 0 | 0 | 0 | 0 | 0 | 0 | 0 | 0 | 0 | 0 | 0 | 0 | 0 | 0 | 0 | 0 | 0 | 0 | 0 | 0 | 0 | 0 | 0 | 0 | 0 | 0 | 0 | 0 | 0 | 0 | 0 | 0 | 0 | 0 | 0 | 0 | 0 | 0 | 0 | 0 | 0 | 0 | 0 | 0 | 0 | 0 | 0 | 0 | 0 | 0 | 0 | 0 | 0 | 0 | 0 | 0
PG&E FRESNO | Los Banos | 230 | 661.94 | 474.94 | 0 | 0 | 512 | 0 | 0 | 0 | 3.6 | 0 | 0 | 0 | 254.94 | 74.94 | 0 | 0 | 205 | 0 | 0 | 0 | 3.6 | 0 | 0 | 0 | 661.94 | 474.94 | 0 | 0 | 512 | 0 | 0 | 0 | 3.6 | 0 | 0 | 0 | 254.94 | 74.94 | 0 | 0 | 205 | 0 | 0 | 0 | 3.6 | 0 | 0 | 0 | 354.94 | 174.94 | 0 | 0 | 205 | 0 | 0 | 0 | 3.6 | 0 | 0 | 0 | 254.94 | 74.94 | 0 | 0 | 205 | 0 | 0 | 0 | 3.6 | 0 | 0 | 0 | 354.94 | 174.94 | 0 | 0 | 205 | 0 | 0 | 0 | 3.6 | 0 | 0 | 0 | 254.94 | 74.94 | 0 | 0 | 205 | 0 | 0 | 0 | 3.6 | 0 | 0 | 0
PG&E FRESNO | Los Banos | 500 | 1176.1 | 1150 | 0 | 0 | 1176.1 | 0 | 0 | 0 | 0 | 0 | 0 | 0 | 0 | 0 | 0 | 0 | 0 | 0 | 0 | 0 | 0 | 0 | 0 | 0 | 1176.1 | 1150 | 0 | 0 | 1176.1 | 0 | 0 | 0 | 0 | 0 | 0 | 0 | 0 | 0 | 0 | 0 | 0 | 0 | 0 | 0 | 0 | 0 | 0 | 0 | 0 | 0 | 0 | 0 | 0 | 0 | 0 | 0 | 0 | 0 | 0 | 0 | 0 | 0 | 0 | 0 | 0 | 0 | 0 | 0 | 0 | 0 | 0 | 0 | 0 | 0 | 0 | 0 | 0 | 0 | 0 | 0 | 0 | 0 | 0 | 0 | 0 | 0 | 0 | 0 | 0 | 0 | 0 | 0 | 0 | 0 | 0 | 0
SDGE | Los Coches | 138 | 0 | 0 | 0 | 0 | 0 | 0 | 0 | 0 | 0 | 0 | 0 | 0 | 0 | 0 | 0 | 0 | 0 | 0 | 0 | 0 | 0 | 0 | 0 | 0 | 0 | 0 | 0 | 0 | 0 | 0 | 0 | 0 | 0 | 0 | 0 | 0 | 0 | 0 | 0 | 0 | 0 | 0 | 0 | 0 | 0 | 0 | 0 | 0 | 0 | 0 | 0 | 0 | 0 | 0 | 0 | 0 | 0 | 0 | 0 | 0 | 0 | 0 | 0 | 0 | 0 | 0 | 0 | 0 | 0 | 0 | 0 | 0 | 0 | 0 | 0 | 0 | 0 | 0 | 0 | 0 | 0 | 0 | 0 | 0 | 0 | 0 | 0 | 0 | 0 | 0 | 0 | 0 | 0 | 0 | 0 | 0
SDGE | Los Coches | 69 | 0 | 0 | 0 | 0 | 0 | 0 | 0 | 0 | 0 | 0 | 0 | 0 | 0 | 0 | 0 | 0 | 0 | 0 | 0 | 0 | 0 | 0 | 0 | 0 | 0 | 0 | 0 | 0 | 0 | 0 | 0 | 0 | 0 | 0 | 0 | 0 | 0 | 0 | 0 | 0 | 0 | 0 | 0 | 0 | 0 | 0 | 0 | 0 | 0 | 0 | 0 | 0 | 0 | 0 | 0 | 0 | 0 | 0 | 0 | 0 | 0 | 0 | 0 | 0 | 0 | 0 | 0 | 0 | 0 | 0 | 0 | 0 | 0 | 0 | 0 | 0 | 0 | 0 | 0 | 0 | 0 | 0 | 0 | 0 | 0 | 0 | 0 | 0 | 0 | 0 | 0 | 0 | 0 | 0 | 0 | 0
PG&E GBA | Los Esteros | 115 | 3 | 3 | 0 | 0 | 0 | 0 | 0 | 0 | 0 | 0 | 0 | 0 | 0 | 0 | 0 | 0 | 0 | 0 | 0 | 0 | 0 | 0 | 0 | 0 | 3 | 3 | 0 | 0 | 0 | 0 | 0 | 0 | 0 | 0 | 0 | 0 | 3 | 3 | 0 | 0 | 0 | 0 | 0 | 0 | 0 | 0 | 0 | 0 | 3 | 3 | 0 | 0 | 0 | 0 | 0 | 0 | 0 | 0 | 0 | 0 | 0 | 0 | 0 | 0 | 0 | 0 | 0 | 0 | 0 | 0 | 0 | 0 | 3 | 3 | 0 | 0 | 0 | 0 | 0 | 0 | 0 | 0 | 0 | 0 | 3 | 3 | 0 | 0 | 0 | 0 | 0 | 0 | 0 | 0 | 0 | 0
PG&E GBA | Los Esteros | 230 | 200 | 200 | 0 | 0 | 0 | 0 | 0 | 0 | 0 | 0 | 0 | 0 | 200 | 200 | 0 | 0 | 0 | 0 | 0 | 0 | 0 | 0 | 0 | 0 | 200 | 200 | 0 | 0 | 0 | 0 | 0 | 0 | 0 | 0 | 0 | 0 | 200 | 200 | 0 | 0 | 0 | 0 | 0 | 0 | 0 | 0 | 0 | 0 | 200 | 200 | 0 | 0 | 0 | 0 | 0 | 0 | 0 | 0 | 0 | 0 | 200 | 200 | 0 | 0 | 0 | 0 | 0 | 0 | 0 | 0 | 0 | 0 | 200 | 200 | 0 | 0 | 0 | 0 | 0 | 0 | 0 | 0 | 0 | 0 | 200 | 200 | 0 | 0 | 0 | 0 | 0 | 0 | 0 | 0 | 0 | 0
PG&E GBA | Los Positas | 230 | 0 | 0 | 0 | 0 | 0 | 0 | 0 | 0 | 0 | 0 | 0 | 0 | 0 | 0 | 0 | 0 | 0 | 0 | 0 | 0 | 0 | 0 | 0 | 0 | 0 | 0 | 0 | 0 | 0 | 0 | 0 | 0 | 0 | 0 | 0 | 0 | 0 | 0 | 0 | 0 | 0 | 0 | 0 | 0 | 0 | 0 | 0 | 0 | 0 | 0 | 0 | 0 | 0 | 0 | 0 | 0 | 0 | 0 | 0 | 0 | 0 | 0 | 0 | 0 | 0 | 0 | 0 | 0 | 0 | 0 | 0 | 0 | 0 | 0 | 0 | 0 | 0 | 0 | 0 | 0 | 0 | 0 | 0 | 0 | 0 | 0 | 0 | 0 | 0 | 0 | 0 | 0 | 0 | 0 | 0 | 0
PG&E GBA | Los Positas | 60 | 0 | 0 | 0 | 0 | 0 | 0 | 0 | 0 | 0 | 0 | 0 | 0 | 0 | 0 | 0 | 0 | 0 | 0 | 0 | 0 | 0 | 0 | 0 | 0 | 0 | 0 | 0 | 0 | 0 | 0 | 0 | 0 | 0 | 0 | 0 | 0 | 0 | 0 | 0 | 0 | 0 | 0 | 0 | 0 | 0 | 0 | 0 | 0 | 0 | 0 | 0 | 0 | 0 | 0 | 0 | 0 | 0 | 0 | 0 | 0 | 0 | 0 | 0 | 0 | 0 | 0 | 0 | 0 | 0 | 0 | 0 | 0 | 0 | 0 | 0 | 0 | 0 | 0 | 0 | 0 | 0 | 0 | 0 | 0 | 0 | 0 | 0 | 0 | 0 | 0 | 0 | 0 | 0 | 0 | 0 | 0
SDGE | Loveland | 69 | 0 | 0 | 0 | 0 | 0 | 0 | 0 | 0 | 0 | 0 | 0 | 0 | 0 | 0 | 0 | 0 | 0 | 0 | 0 | 0 | 0 | 0 | 0 | 0 | 0 | 0 | 0 | 0 | 0 | 0 | 0 | 0 | 0 | 0 | 0 | 0 | 0 | 0 | 0 | 0 | 0 | 0 | 0 | 0 | 0 | 0 | 0 | 0 | 0 | 0 | 0 | 0 | 0 | 0 | 0 | 0 | 0 | 0 | 0 | 0 | 0 | 0 | 0 | 0 | 0 | 0 | 0 | 0 | 0 | 0 | 0 | 0 | 0 | 0 | 0 | 0 | 0 | 0 | 0 | 0 | 0 | 0 | 0 | 0 | 0 | 0 | 0 | 0 | 0 | 0 | 0 | 0 | 0 | 0 | 0 | 0
SCE NOL | Lugo | 230 | 0 | 0 | 0 | 0 | 0 | 0 | 0 | 0 | 0 | 0 | 0 | 0 | 0 | 0 | 0 | 0 | 0 | 0 | 0 | 0 | 0 | 0 | 0 | 0 | 0 | 0 | 0 | 0 | 0 | 0 | 0 | 0 | 0 | 0 | 0 | 0 | 0 | 0 | 0 | 0 | 0 | 0 | 0 | 0 | 0 | 0 | 0 | 0 | 0 | 0 | 0 | 0 | 0 | 0 | 0 | 0 | 0 | 0 | 0 | 0 | 0 | 0 | 0 | 0 | 0 | 0 | 0 | 0 | 0 | 0 | 0 | 0 | 0 | 0 | 0 | 0 | 0 | 0 | 0 | 0 | 0 | 0 | 0 | 0 | 0 | 0 | 0 | 0 | 0 | 0 | 0 | 0 | 0 | 0 | 0 | 0
SCE Metro | Lugo | 500 | 512.58 | 500 | 0 | 0 | 0 | 0 | 0 | 0 | 0 | 0 | 0 | 0 | 0 | 0 | 0 | 0 | 0 | 0 | 0 | 0 | 0 | 0 | 0 | 0 | 512.58 | 500 | 0 | 0 | 0 | 0 | 0 | 0 | 0 | 0 | 0 | 0 | 0 | 0 | 0 | 0 | 0 | 0 | 0 | 0 | 0 | 0 | 0 | 0 | 0 | 0 | 0 | 0 | 0 | 0 | 0 | 0 | 0 | 0 | 0 | 0 | 0 | 0 | 0 | 0 | 0 | 0 | 0 | 0 | 0 | 0 | 0 | 0 | 0 | 0 | 0 | 0 | 0 | 0 | 0 | 0 | 0 | 0 | 0 | 0 | 0 | 0 | 0 | 0 | 0 | 0 | 0 | 0 | 0 | 0 | 0 | 0
PG&E FRESNO | Madera | 70 | 0 | 0 | 0 | 0 | 0 | 0 | 0 | 0 | 0 | 0 | 0 | 0 | 0 | 0 | 0 | 0 | 0 | 0 | 0 | 0 | 0 | 0 | 0 | 0 | 0 | 0 | 0 | 0 | 0 | 0 | 0 | 0 | 0 | 0 | 0 | 0 | 0 | 0 | 0 | 0 | 0 | 0 | 0 | 0 | 0 | 0 | 0 | 0 | 0 | 0 | 0 | 0 | 0 | 0 | 0 | 0 | 0 | 0 | 0 | 0 | 0 | 0 | 0 | 0 | 0 | 0 | 0 | 0 | 0 | 0 | 0 | 0 | 0 | 0 | 0 | 0 | 0 | 0 | 0 | 0 | 0 | 0 | 0 | 0 | 0 | 0 | 0 | 0 | 0 | 0 | 0 | 0 | 0 | 0 | 0 | 0
PG&E NGBA | Madison | 115 | 0 | 0 | 0 | 0 | 0 | 0 | 0 | 0 | 0 | 0 | 0 | 0 | 0 | 0 | 0 | 0 | 0 | 0 | 0 | 0 | 0 | 0 | 0 | 0 | 0 | 0 | 0 | 0 | 0 | 0 | 0 | 0 | 0 | 0 | 0 | 0 | 0 | 0 | 0 | 0 | 0 | 0 | 0 | 0 | 0 | 0 | 0 | 0 | 0 | 0 | 0 | 0 | 0 | 0 | 0 | 0 | 0 | 0 | 0 | 0 | 0 | 0 | 0 | 0 | 0 | 0 | 0 | 0 | 0 | 0 | 0 | 0 | 0 | 0 | 0 | 0 | 0 | 0 | 0 | 0 | 0 | 0 | 0 | 0 | 0 | 0 | 0 | 0 | 0 | 0 | 0 | 0 | 0 | 0 | 0 | 0
PG&E KERN | Magunden | 115 | 0 | 0 | 0 | 0 | 0 | 0 | 0 | 0 | 0 | 0 | 0 | 0 | 0 | 0 | 0 | 0 | 0 | 0 | 0 | 0 | 0 | 0 | 0 | 0 | 0 | 0 | 0 | 0 | 0 | 0 | 0 | 0 | 0 | 0 | 0 | 0 | 0 | 0 | 0 | 0 | 0 | 0 | 0 | 0 | 0 | 0 | 0 | 0 | 0 | 0 | 0 | 0 | 0 | 0 | 0 | 0 | 0 | 0 | 0 | 0 | 0 | 0 | 0 | 0 | 0 | 0 | 0 | 0 | 0 | 0 | 0 | 0 | 0 | 0 | 0 | 0 | 0 | 0 | 0 | 0 | 0 | 0 | 0 | 0 | 0 | 0 | 0 | 0 | 0 | 0 | 0 | 0 | 0 | 0 | 0 | 0
SCE Northern | Magunden | 230 | 0 | 0 | 0 | 0 | 0 | 0 | 0 | 0 | 0 | 0 | 0 | 0 | 0 | 0 | 0 | 0 | 0 | 0 | 0 | 0 | 0 | 0 | 0 | 0 | 0 | 0 | 0 | 0 | 0 | 0 | 0 | 0 | 0 | 0 | 0 | 0 | 0 | 0 | 0 | 0 | 0 | 0 | 0 | 0 | 0 | 0 | 0 | 0 | 0 | 0 | 0 | 0 | 0 | 0 | 0 | 0 | 0 | 0 | 0 | 0 | 0 | 0 | 0 | 0 | 0 | 0 | 0 | 0 | 0 | 0 | 0 | 0 | 0 | 0 | 0 | 0 | 0 | 0 | 0 | 0 | 0 | 0 | 0 | 0 | 0 | 0 | 0 | 0 | 0 | 0 | 0 | 0 | 0 | 0 | 0 | 0
PG&E FRESNO | Malaga | 115 | 46.28 | 44 | 0 | 0 | 0 | 0 | 0 | 0 | 0 | 0 | 0 | 0 | 0 | 0 | 0 | 0 | 0 | 0 | 0 | 0 | 0 | 0 | 0 | 0 | 46.28 | 44 | 0 | 0 | 0 | 0 | 0 | 0 | 0 | 0 | 0 | 0 | 0 | 0 | 0 | 0 | 0 | 0 | 0 | 0 | 0 | 0 | 0 | 0 | 46.28 | 44 | 0 | 0 | 0 | 0 | 0 | 0 | 0 | 0 | 0 | 0 | 0 | 0 | 0 | 0 | 0 | 0 | 0 | 0 | 0 | 0 | 0 | 0 | 46.28 | 44 | 0 | 0 | 0 | 0 | 0 | 0 | 0 | 0 | 0 | 0 | 0 | 0 | 0 | 0 | 0 | 0 | 0 | 0 | 0 | 0 | 0 | 0
PG&E NGBA | Malin | 500 | 0 | 0 | 0 | 0 | 0 | 0 | 0 | 0 | 0 | 0 | 0 | 0 | 0 | 0 | 0 | 0 | 0 | 0 | 0 | 0 | 0 | 0 | 0 | 0 | 0 | 0 | 0 | 0 | 0 | 0 | 0 | 0 | 0 | 0 | 0 | 0 | 0 | 0 | 0 | 0 | 0 | 0 | 0 | 0 | 0 | 0 | 0 | 0 | 0 | 0 | 0 | 0 | 0 | 0 | 0 | 0 | 0 | 0 | 0 | 0 | 0 | 0 | 0 | 0 | 0 | 0 | 0 | 0 | 0 | 0 | 0 | 0 | 0 | 0 | 0 | 0 | 0 | 0 | 0 | 0 | 0 | 0 | 0 | 0 | 0 | 0 | 0 | 0 | 0 | 0 | 0 | 0 | 0 | 0 | 0 | 0
SCE Northern | Mandalay | 230 | 409 | 400 | 0 | 0 | 0 | 0 | 0 | 0 | 0 | 0 | 0 | 0 | 0 | 0 | 0 | 0 | 0 | 0 | 0 | 0 | 0 | 0 | 0 | 0 | 409 | 400 | 0 | 0 | 0 | 0 | 0 | 0 | 0 | 0 | 0 | 0 | 409 | 400 | 0 | 0 | 0 | 0 | 0 | 0 | 0 | 0 | 0 | 0 | 409 | 400 | 0 | 0 | 0 | 0 | 0 | 0 | 0 | 0 | 0 | 0 | 0 | 0 | 0 | 0 | 0 | 0 | 0 | 0 | 0 | 0 | 0 | 0 | 409 | 400 | 0 | 0 | 0 | 0 | 0 | 0 | 0 | 0 | 0 | 0 | 409 | 400 | 0 | 0 | 0 | 0 | 0 | 0 | 0 | 0 | 0 | 0
PG&E FRESNO | Manning | 230 | 0 | 0 | 0 | 0 | 0 | 0 | 0 | 0 | 0 | 0 | 0 | 0 | 0 | 0 | 0 | 0 | 0 | 0 | 0 | 0 | 0 | 0 | 0 | 0 | 0 | 0 | 0 | 0 | 0 | 0 | 0 | 0 | 0 | 0 | 0 | 0 | 0 | 0 | 0 | 0 | 0 | 0 | 0 | 0 | 0 | 0 | 0 | 0 | 0 | 0 | 0 | 0 | 0 | 0 | 0 | 0 | 0 | 0 | 0 | 0 | 0 | 0 | 0 | 0 | 0 | 0 | 0 | 0 | 0 | 0 | 0 | 0 | 0 | 0 | 0 | 0 | 0 | 0 | 0 | 0 | 0 | 0 | 0 | 0 | 0 | 0 | 0 | 0 | 0 | 0 | 0 | 0 | 0 | 0 | 0 | 0
PG&E FRESNO | Manning | 500 | 0 | 0 | 0 | 0 | 0 | 0 | 0 | 0 | 0 | 0 | 0 | 0 | 0 | 0 | 0 | 0 | 0 | 0 | 0 | 0 | 0 | 0 | 0 | 0 | 0 | 0 | 0 | 0 | 0 | 0 | 0 | 0 | 0 | 0 | 0 | 0 | 0 | 0 | 0 | 0 | 0 | 0 | 0 | 0 | 0 | 0 | 0 | 0 | 0 | 0 | 0 | 0 | 0 | 0 | 0 | 0 | 0 | 0 | 0 | 0 | 0 | 0 | 0 | 0 | 0 | 0 | 0 | 0 | 0 | 0 | 0 | 0 | 0 | 0 | 0 | 0 | 0 | 0 | 0 | 0 | 0 | 0 | 0 | 0 | 0 | 0 | 0 | 0 | 0 | 0 | 0 | 0 | 0 | 0 | 0 | 0
PG&E GBA | Manteca | 115 | 0 | 0 | 0 | 0 | 0 | 0 | 0 | 0 | 0 | 0 | 0 | 0 | 0 | 0 | 0 | 0 | 0 | 0 | 0 | 0 | 0 | 0 | 0 | 0 | 0 | 0 | 0 | 0 | 0 | 0 | 0 | 0 | 0 | 0 | 0 | 0 | 0 | 0 | 0 | 0 | 0 | 0 | 0 | 0 | 0 | 0 | 0 | 0 | 0 | 0 | 0 | 0 | 0 | 0 | 0 | 0 | 0 | 0 | 0 | 0 | 0 | 0 | 0 | 0 | 0 | 0 | 0 | 0 | 0 | 0 | 0 | 0 | 0 | 0 | 0 | 0 | 0 | 0 | 0 | 0 | 0 | 0 | 0 | 0 | 0 | 0 | 0 | 0 | 0 | 0 | 0 | 0 | 0 | 0 | 0 | 0
SDGE | Margarita | 138 | 0 | 0 | 0 | 0 | 0 | 0 | 0 | 0 | 0 | 0 | 0 | 0 | 0 | 0 | 0 | 0 | 0 | 0 | 0 | 0 | 0 | 0 | 0 | 0 | 0 | 0 | 0 | 0 | 0 | 0 | 0 | 0 | 0 | 0 | 0 | 0 | 0 | 0 | 0 | 0 | 0 | 0 | 0 | 0 | 0 | 0 | 0 | 0 | 0 | 0 | 0 | 0 | 0 | 0 | 0 | 0 | 0 | 0 | 0 | 0 | 0 | 0 | 0 | 0 | 0 | 0 | 0 | 0 | 0 | 0 | 0 | 0 | 0 | 0 | 0 | 0 | 0 | 0 | 0 | 0 | 0 | 0 | 0 | 0 | 0 | 0 | 0 | 0 | 0 | 0 | 0 | 0 | 0 | 0 | 0 | 0
PG&E GBA | Martin | 230 | 0 | 0 | 0 | 0 | 0 | 0 | 0 | 0 | 0 | 0 | 0 | 0 | 0 | 0 | 0 | 0 | 0 | 0 | 0 | 0 | 0 | 0 | 0 | 0 | 0 | 0 | 0 | 0 | 0 | 0 | 0 | 0 | 0 | 0 | 0 | 0 | 0 | 0 | 0 | 0 | 0 | 0 | 0 | 0 | 0 | 0 | 0 | 0 | 0 | 0 | 0 | 0 | 0 | 0 | 0 | 0 | 0 | 0 | 0 | 0 | 0 | 0 | 0 | 0 | 0 | 0 | 0 | 0 | 0 | 0 | 0 | 0 | 0 | 0 | 0 | 0 | 0 | 0 | 0 | 0 | 0 | 0 | 0 | 0 | 0 | 0 | 0 | 0 | 0 | 0 | 0 | 0 | 0 | 0 | 0 | 0
PG&E GBA | Martin | 115 | 312 | 312 | 0 | 0 | 0 | 0 | 0 | 0 | 0 | 0 | 0 | 0 | 62 | 62 | 0 | 0 | 0 | 0 | 0 | 0 | 0 | 0 | 0 | 0 | 312 | 312 | 0 | 0 | 0 | 0 | 0 | 0 | 0 | 0 | 0 | 0 | 62 | 62 | 0 | 0 | 0 | 0 | 0 | 0 | 0 | 0 | 0 | 0 | 62 | 62 | 0 | 0 | 0 | 0 | 0 | 0 | 0 | 0 | 0 | 0 | 62 | 62 | 0 | 0 | 0 | 0 | 0 | 0 | 0 | 0 | 0 | 0 | 62 | 62 | 0 | 0 | 0 | 0 | 0 | 0 | 0 | 0 | 0 | 0 | 62 | 62 | 0 | 0 | 0 | 0 | 0 | 0 | 0 | 0 | 0 | 0
PG&E GBA | Martinez | 115 | 0 | 0 | 0 | 0 | 0 | 0 | 0 | 0 | 0 | 0 | 0 | 0 | 0 | 0 | 0 | 0 | 0 | 0 | 0 | 0 | 0 | 0 | 0 | 0 | 0 | 0 | 0 | 0 | 0 | 0 | 0 | 0 | 0 | 0 | 0 | 0 | 0 | 0 | 0 | 0 | 0 | 0 | 0 | 0 | 0 | 0 | 0 | 0 | 0 | 0 | 0 | 0 | 0 | 0 | 0 | 0 | 0 | 0 | 0 | 0 | 0 | 0 | 0 | 0 | 0 | 0 | 0 | 0 | 0 | 0 | 0 | 0 | 0 | 0 | 0 | 0 | 0 | 0 | 0 | 0 | 0 | 0 | 0 | 0 | 0 | 0 | 0 | 0 | 0 | 0 | 0 | 0 | 0 | 0 | 0 | 0
PG&E FRESNO | Mc Mullin | 230 | 0 | 0 | 0 | 0 | 0 | 0 | 0 | 0 | 0 | 0 | 0 | 0 | 0 | 0 | 0 | 0 | 0 | 0 | 0 | 0 | 0 | 0 | 0 | 0 | 0 | 0 | 0 | 0 | 0 | 0 | 0 | 0 | 0 | 0 | 0 | 0 | 0 | 0 | 0 | 0 | 0 | 0 | 0 | 0 | 0 | 0 | 0 | 0 | 0 | 0 | 0 | 0 | 0 | 0 | 0 | 0 | 0 | 0 | 0 | 0 | 0 | 0 | 0 | 0 | 0 | 0 | 0 | 0 | 0 | 0 | 0 | 0 | 0 | 0 | 0 | 0 | 0 | 0 | 0 | 0 | 0 | 0 | 0 | 0 | 0 | 0 | 0 | 0 | 0 | 0 | 0 | 0 | 0 | 0 | 0 | 0
PG&E FRESNO | McCall | 115 | 0 | 0 | 0 | 0 | 0 | 0 | 0 | 0 | 0 | 0 | 0 | 0 | 0 | 0 | 0 | 0 | 0 | 0 | 0 | 0 | 0 | 0 | 0 | 0 | 0 | 0 | 0 | 0 | 0 | 0 | 0 | 0 | 0 | 0 | 0 | 0 | 0 | 0 | 0 | 0 | 0 | 0 | 0 | 0 | 0 | 0 | 0 | 0 | 0 | 0 | 0 | 0 | 0 | 0 | 0 | 0 | 0 | 0 | 0 | 0 | 0 | 0 | 0 | 0 | 0 | 0 | 0 | 0 | 0 | 0 | 0 | 0 | 0 | 0 | 0 | 0 | 0 | 0 | 0 | 0 | 0 | 0 | 0 | 0 | 0 | 0 | 0 | 0 | 0 | 0 | 0 | 0 | 0 | 0 | 0 | 0
PG&E FRESNO | McCall | 230 | 0 | 0 | 0 | 0 | 0 | 0 | 0 | 0 | 0 | 0 | 0 | 0 | 0 | 0 | 0 | 0 | 0 | 0 | 0 | 0 | 0 | 0 | 0 | 0 | 0 | 0 | 0 | 0 | 0 | 0 | 0 | 0 | 0 | 0 | 0 | 0 | 0 | 0 | 0 | 0 | 0 | 0 | 0 | 0 | 0 | 0 | 0 | 0 | 0 | 0 | 0 | 0 | 0 | 0 | 0 | 0 | 0 | 0 | 0 | 0 | 0 | 0 | 0 | 0 | 0 | 0 | 0 | 0 | 0 | 0 | 0 | 0 | 0 | 0 | 0 | 0 | 0 | 0 | 0 | 0 | 0 | 0 | 0 | 0 | 0 | 0 | 0 | 0 | 0 | 0 | 0 | 0 | 0 | 0 | 0 | 0
PG&E GBA | Meadow Lane | 115 | 0 | 0 | 0 | 0 | 0 | 0 | 0 | 0 | 0 | 0 | 0 | 0 | 0 | 0 | 0 | 0 | 0 | 0 | 0 | 0 | 0 | 0 | 0 | 0 | 0 | 0 | 0 | 0 | 0 | 0 | 0 | 0 | 0 | 0 | 0 | 0 | 0 | 0 | 0 | 0 | 0 | 0 | 0 | 0 | 0 | 0 | 0 | 0 | 0 | 0 | 0 | 0 | 0 | 0 | 0 | 0 | 0 | 0 | 0 | 0 | 0 | 0 | 0 | 0 | 0 | 0 | 0 | 0 | 0 | 0 | 0 | 0 | 0 | 0 | 0 | 0 | 0 | 0 | 0 | 0 | 0 | 0 | 0 | 0 | 0 | 0 | 0 | 0 | 0 | 0 | 0 | 0 | 0 | 0 | 0 | 0
PG&E GBA | Melones | 115 | 0 | 0 | 0 | 0 | 0 | 0 | 0 | 0 | 0 | 0 | 0 | 0 | 0 | 0 | 0 | 0 | 0 | 0 | 0 | 0 | 0 | 0 | 0 | 0 | 0 | 0 | 0 | 0 | 0 | 0 | 0 | 0 | 0 | 0 | 0 | 0 | 0 | 0 | 0 | 0 | 0 | 0 | 0 | 0 | 0 | 0 | 0 | 0 | 0 | 0 | 0 | 0 | 0 | 0 | 0 | 0 | 0 | 0 | 0 | 0 | 0 | 0 | 0 | 0 | 0 | 0 | 0 | 0 | 0 | 0 | 0 | 0 | 0 | 0 | 0 | 0 | 0 | 0 | 0 | 0 | 0 | 0 | 0 | 0 | 0 | 0 | 0 | 0 | 0 | 0 | 0 | 0 | 0 | 0 | 0 | 0
PG&E GBA | Melones | 230 | 0 | 0 | 0 | 0 | 0 | 0 | 0 | 0 | 0 | 0 | 0 | 0 | 0 | 0 | 0 | 0 | 0 | 0 | 0 | 0 | 0 | 0 | 0 | 0 | 0 | 0 | 0 | 0 | 0 | 0 | 0 | 0 | 0 | 0 | 0 | 0 | 0 | 0 | 0 | 0 | 0 | 0 | 0 | 0 | 0 | 0 | 0 | 0 | 0 | 0 | 0 | 0 | 0 | 0 | 0 | 0 | 0 | 0 | 0 | 0 | 0 | 0 | 0 | 0 | 0 | 0 | 0 | 0 | 0 | 0 | 0 | 0 | 0 | 0 | 0 | 0 | 0 | 0 | 0 | 0 | 0 | 0 | 0 | 0 | 0 | 0 | 0 | 0 | 0 | 0 | 0 | 0 | 0 | 0 | 0 | 0
SDGE | Melrose | 69 | 0 | 0 | 0 | 0 | 0 | 0 | 0 | 0 | 0 | 0 | 0 | 0 | 0 | 0 | 0 | 0 | 0 | 0 | 0 | 0 | 0 | 0 | 0 | 0 | 0 | 0 | 0 | 0 | 0 | 0 | 0 | 0 | 0 | 0 | 0 | 0 | 0 | 0 | 0 | 0 | 0 | 0 | 0 | 0 | 0 | 0 | 0 | 0 | 0 | 0 | 0 | 0 | 0 | 0 | 0 | 0 | 0 | 0 | 0 | 0 | 0 | 0 | 0 | 0 | 0 | 0 | 0 | 0 | 0 | 0 | 0 | 0 | 0 | 0 | 0 | 0 | 0 | 0 | 0 | 0 | 0 | 0 | 0 | 0 | 0 | 0 | 0 | 0 | 0 | 0 | 0 | 0 | 0 | 0 | 0 | 0
PG&E NGBA | Mendocino | 115 | 0 | 0 | 0 | 0 | 0 | 0 | 0 | 0 | 0 | 0 | 0 | 0 | 0 | 0 | 0 | 0 | 0 | 0 | 0 | 0 | 0 | 0 | 0 | 0 | 0 | 0 | 0 | 0 | 0 | 0 | 0 | 0 | 0 | 0 | 0 | 0 | 0 | 0 | 0 | 0 | 0 | 0 | 0 | 0 | 0 | 0 | 0 | 0 | 0 | 0 | 0 | 0 | 0 | 0 | 0 | 0 | 0 | 0 | 0 | 0 | 0 | 0 | 0 | 0 | 0 | 0 | 0 | 0 | 0 | 0 | 0 | 0 | 0 | 0 | 0 | 0 | 0 | 0 | 0 | 0 | 0 | 0 | 0 | 0 | 0 | 0 | 0 | 0 | 0 | 0 | 0 | 0 | 0 | 0 | 0 | 0
PG&E NGBA | Mendocino | 60 | 0 | 0 | 0 | 0 | 0 | 0 | 0 | 0 | 0 | 0 | 0 | 0 | 0 | 0 | 0 | 0 | 0 | 0 | 0 | 0 | 0 | 0 | 0 | 0 | 0 | 0 | 0 | 0 | 0 | 0 | 0 | 0 | 0 | 0 | 0 | 0 | 0 | 0 | 0 | 0 | 0 | 0 | 0 | 0 | 0 | 0 | 0 | 0 | 0 | 0 | 0 | 0 | 0 | 0 | 0 | 0 | 0 | 0 | 0 | 0 | 0 | 0 | 0 | 0 | 0 | 0 | 0 | 0 | 0 | 0 | 0 | 0 | 0 | 0 | 0 | 0 | 0 | 0 | 0 | 0 | 0 | 0 | 0 | 0 | 0 | 0 | 0 | 0 | 0 | 0 | 0 | 0 | 0 | 0 | 0 | 0
PG&E FRESNO | Mendota | 115 | 150 | 0 | 0 | 0 | 0 | 0 | 0 | 0 | 0 | 0 | 0 | 0 | 0 | 0 | 0 | 0 | 0 | 0 | 0 | 0 | 0 | 0 | 0 | 0 | 150 | 0 | 0 | 0 | 0 | 0 | 0 | 0 | 0 | 0 | 0 | 0 | 0 | 0 | 0 | 0 | 0 | 0 | 0 | 0 | 0 | 0 | 0 | 0 | 150 | 0 | 0 | 0 | 0 | 0 | 0 | 0 | 0 | 0 | 0 | 0 | 0 | 0 | 0 | 0 | 0 | 0 | 0 | 0 | 0 | 0 | 0 | 0 | 150 | 0 | 0 | 0 | 0 | 0 | 0 | 0 | 0 | 0 | 0 | 0 | 0 | 0 | 0 | 0 | 0 | 0 | 0 | 0 | 0 | 0 | 0 | 0
PG&E GBA | Menlo | 60 | 0 | 0 | 0 | 0 | 0 | 0 | 0 | 0 | 0 | 0 | 0 | 0 | 0 | 0 | 0 | 0 | 0 | 0 | 0 | 0 | 0 | 0 | 0 | 0 | 0 | 0 | 0 | 0 | 0 | 0 | 0 | 0 | 0 | 0 | 0 | 0 | 0 | 0 | 0 | 0 | 0 | 0 | 0 | 0 | 0 | 0 | 0 | 0 | 0 | 0 | 0 | 0 | 0 | 0 | 0 | 0 | 0 | 0 | 0 | 0 | 0 | 0 | 0 | 0 | 0 | 0 | 0 | 0 | 0 | 0 | 0 | 0 | 0 | 0 | 0 | 0 | 0 | 0 | 0 | 0 | 0 | 0 | 0 | 0 | 0 | 0 | 0 | 0 | 0 | 0 | 0 | 0 | 0 | 0 | 0 | 0
PG&E FRESNO | Merced | 115 | 0 | 0 | 0 | 0 | 0 | 0 | 0 | 0 | 0 | 0 | 0 | 0 | 0 | 0 | 0 | 0 | 0 | 0 | 0 | 0 | 0 | 0 | 0 | 0 | 0 | 0 | 0 | 0 | 0 | 0 | 0 | 0 | 0 | 0 | 0 | 0 | 0 | 0 | 0 | 0 | 0 | 0 | 0 | 0 | 0 | 0 | 0 | 0 | 0 | 0 | 0 | 0 | 0 | 0 | 0 | 0 | 0 | 0 | 0 | 0 | 0 | 0 | 0 | 0 | 0 | 0 | 0 | 0 | 0 | 0 | 0 | 0 | 0 | 0 | 0 | 0 | 0 | 0 | 0 | 0 | 0 | 0 | 0 | 0 | 0 | 0 | 0 | 0 | 0 | 0 | 0 | 0 | 0 | 0 | 0 | 0
EOP | Mercury | 138 | 0 | 0 | 0 | 0 | 0 | 0 | 0 | 0 | 0 | 0 | 0 | 0 | 0 | 0 | 0 | 0 | 0 | 0 | 0 | 0 | 0 | 0 | 0 | 0 | 0 | 0 | 0 | 0 | 0 | 0 | 0 | 0 | 0 | 0 | 0 | 0 | 0 | 0 | 0 | 0 | 0 | 0 | 0 | 0 | 0 | 0 | 0 | 0 | 0 | 0 | 0 | 0 | 0 | 0 | 0 | 0 | 0 | 0 | 0 | 0 | 0 | 0 | 0 | 0 | 0 | 0 | 0 | 0 | 0 | 0 | 0 | 0 | 0 | 0 | 0 | 0 | 0 | 0 | 0 | 0 | 0 | 0 | 0 | 0 | 0 | 0 | 0 | 0 | 0 | 0 | 0 | 0 | 0 | 0 | 0 | 0
PG&E FRESNO | Mercy Springs | 70 | 2.4774 | 0 | 0 | 0 | 2.4774 | 0 | 0 | 0 | 0 | 0 | 0 | 0 | 2.4774 | 0 | 0 | 0 | 2.4774 | 0 | 0 | 0 | 0 | 0 | 0 | 0 | 2.4774 | 0 | 0 | 0 | 2.4774 | 0 | 0 | 0 | 0 | 0 | 0 | 0 | 2.4774 | 0 | 0 | 0 | 2.4774 | 0 | 0 | 0 | 0 | 0 | 0 | 0 | 2.4774 | 0 | 0 | 0 | 2.4774 | 0 | 0 | 0 | 0 | 0 | 0 | 0 | 2.4774 | 0 | 0 | 0 | 2.4774 | 0 | 0 | 0 | 0 | 0 | 0 | 0 | 2.4774 | 0 | 0 | 0 | 2.4774 | 0 | 0 | 0 | 0 | 0 | 0 | 0 | 2.4774 | 0 | 0 | 0 | 2.4774 | 0 | 0 | 0 | 0 | 0 | 0 | 0
PG&E NGBA | Meridian | 60 | 0 | 0 | 0 | 0 | 0 | 0 | 0 | 0 | 0 | 0 | 0 | 0 | 0 | 0 | 0 | 0 | 0 | 0 | 0 | 0 | 0 | 0 | 0 | 0 | 0 | 0 | 0 | 0 | 0 | 0 | 0 | 0 | 0 | 0 | 0 | 0 | 0 | 0 | 0 | 0 | 0 | 0 | 0 | 0 | 0 | 0 | 0 | 0 | 0 | 0 | 0 | 0 | 0 | 0 | 0 | 0 | 0 | 0 | 0 | 0 | 0 | 0 | 0 | 0 | 0 | 0 | 0 | 0 | 0 | 0 | 0 | 0 | 0 | 0 | 0 | 0 | 0 | 0 | 0 | 0 | 0 | 0 | 0 | 0 | 0 | 0 | 0 | 0 | 0 | 0 | 0 | 0 | 0 | 0 | 0 | 0
PG&E KERN | Mesa (PGE) | 115 | 0 | 0 | 0 | 0 | 0 | 0 | 0 | 0 | 0 | 0 | 0 | 0 | 0 | 0 | 0 | 0 | 0 | 0 | 0 | 0 | 0 | 0 | 0 | 0 | 0 | 0 | 0 | 0 | 0 | 0 | 0 | 0 | 0 | 0 | 0 | 0 | 0 | 0 | 0 | 0 | 0 | 0 | 0 | 0 | 0 | 0 | 0 | 0 | 0 | 0 | 0 | 0 | 0 | 0 | 0 | 0 | 0 | 0 | 0 | 0 | 0 | 0 | 0 | 0 | 0 | 0 | 0 | 0 | 0 | 0 | 0 | 0 | 0 | 0 | 0 | 0 | 0 | 0 | 0 | 0 | 0 | 0 | 0 | 0 | 0 | 0 | 0 | 0 | 0 | 0 | 0 | 0 | 0 | 0 | 0 | 0
PG&E KERN | Mesa (PGE) | 230 | 0 | 0 | 0 | 0 | 0 | 0 | 0 | 0 | 0 | 0 | 0 | 0 | 0 | 0 | 0 | 0 | 0 | 0 | 0 | 0 | 0 | 0 | 0 | 0 | 0 | 0 | 0 | 0 | 0 | 0 | 0 | 0 | 0 | 0 | 0 | 0 | 0 | 0 | 0 | 0 | 0 | 0 | 0 | 0 | 0 | 0 | 0 | 0 | 0 | 0 | 0 | 0 | 0 | 0 | 0 | 0 | 0 | 0 | 0 | 0 | 0 | 0 | 0 | 0 | 0 | 0 | 0 | 0 | 0 | 0 | 0 | 0 | 0 | 0 | 0 | 0 | 0 | 0 | 0 | 0 | 0 | 0 | 0 | 0 | 0 | 0 | 0 | 0 | 0 | 0 | 0 | 0 | 0 | 0 | 0 | 0
SCE Metro | Mesa (SCE) | 230 | 6.5 | 0 | 0 | 0 | 0 | 0 | 0 | 0 | 0 | 0 | 0 | 0 | 6.5 | 0 | 0 | 0 | 0 | 0 | 0 | 0 | 0 | 0 | 0 | 0 | 6.5 | 0 | 0 | 0 | 0 | 0 | 0 | 0 | 0 | 0 | 0 | 0 | 0 | 0 | 0 | 0 | 0 | 0 | 0 | 0 | 0 | 0 | 0 | 0 | 6.5 | 0 | 0 | 0 | 0 | 0 | 0 | 0 | 0 | 0 | 0 | 0 | 6.5 | 0 | 0 | 0 | 0 | 0 | 0 | 0 | 0 | 0 | 0 | 0 | 6.5 | 0 | 0 | 0 | 0 | 0 | 0 | 0 | 0 | 0 | 0 | 0 | 0 | 0 | 0 | 0 | 0 | 0 | 0 | 0 | 0 | 0 | 0 | 0
SCE Metro | Mesa (SCE) | 500 | 252 | 250 | 0 | 0 | 0 | 0 | 0 | 0 | 0 | 0 | 0 | 0 | 0 | 0 | 0 | 0 | 0 | 0 | 0 | 0 | 0 | 0 | 0 | 0 | 252 | 250 | 0 | 0 | 0 | 0 | 0 | 0 | 0 | 0 | 0 | 0 | 0 | 0 | 0 | 0 | 0 | 0 | 0 | 0 | 0 | 0 | 0 | 0 | 0 | 0 | 0 | 0 | 0 | 0 | 0 | 0 | 0 | 0 | 0 | 0 | 0 | 0 | 0 | 0 | 0 | 0 | 0 | 0 | 0 | 0 | 0 | 0 | 0 | 0 | 0 | 0 | 0 | 0 | 0 | 0 | 0 | 0 | 0 | 0 | 0 | 0 | 0 | 0 | 0 | 0 | 0 | 0 | 0 | 0 | 0 | 0
SDGE | Mesa Heights | 69 | 0 | 0 | 0 | 0 | 0 | 0 | 0 | 0 | 0 | 0 | 0 | 0 | 0 | 0 | 0 | 0 | 0 | 0 | 0 | 0 | 0 | 0 | 0 | 0 | 0 | 0 | 0 | 0 | 0 | 0 | 0 | 0 | 0 | 0 | 0 | 0 | 0 | 0 | 0 | 0 | 0 | 0 | 0 | 0 | 0 | 0 | 0 | 0 | 0 | 0 | 0 | 0 | 0 | 0 | 0 | 0 | 0 | 0 | 0 | 0 | 0 | 0 | 0 | 0 | 0 | 0 | 0 | 0 | 0 | 0 | 0 | 0 | 0 | 0 | 0 | 0 | 0 | 0 | 0 | 0 | 0 | 0 | 0 | 0 | 0 | 0 | 0 | 0 | 0 | 0 | 0 | 0 | 0 | 0 | 0 | 0
PG&E GBA | Metcalf | 115 | 0 | 0 | 0 | 0 | 0 | 0 | 0 | 0 | 0 | 0 | 0 | 0 | 0 | 0 | 0 | 0 | 0 | 0 | 0 | 0 | 0 | 0 | 0 | 0 | 0 | 0 | 0 | 0 | 0 | 0 | 0 | 0 | 0 | 0 | 0 | 0 | 0 | 0 | 0 | 0 | 0 | 0 | 0 | 0 | 0 | 0 | 0 | 0 | 0 | 0 | 0 | 0 | 0 | 0 | 0 | 0 | 0 | 0 | 0 | 0 | 0 | 0 | 0 | 0 | 0 | 0 | 0 | 0 | 0 | 0 | 0 | 0 | 0 | 0 | 0 | 0 | 0 | 0 | 0 | 0 | 0 | 0 | 0 | 0 | 0 | 0 | 0 | 0 | 0 | 0 | 0 | 0 | 0 | 0 | 0 | 0
PG&E GBA | Metcalf | 230 | 354.88 | 350 | 0 | 0 | 0 | 0 | 0 | 0 | 0 | 0 | 0 | 0 | 0 | 0 | 0 | 0 | 0 | 0 | 0 | 0 | 0 | 0 | 0 | 0 | 354.88 | 350 | 0 | 0 | 0 | 0 | 0 | 0 | 0 | 0 | 0 | 0 | 354.88 | 350 | 0 | 0 | 0 | 0 | 0 | 0 | 0 | 0 | 0 | 0 | 354.88 | 350 | 0 | 0 | 0 | 0 | 0 | 0 | 0 | 0 | 0 | 0 | 0 | 0 | 0 | 0 | 0 | 0 | 0 | 0 | 0 | 0 | 0 | 0 | 354.88 | 350 | 0 | 0 | 0 | 0 | 0 | 0 | 0 | 0 | 0 | 0 | 354.88 | 350 | 0 | 0 | 0 | 0 | 0 | 0 | 0 | 0 | 0 | 0
PG&E GBA | Metcalf | 500 | 0 | 0 | 0 | 0 | 0 | 0 | 0 | 0 | 0 | 0 | 0 | 0 | 0 | 0 | 0 | 0 | 0 | 0 | 0 | 0 | 0 | 0 | 0 | 0 | 0 | 0 | 0 | 0 | 0 | 0 | 0 | 0 | 0 | 0 | 0 | 0 | 0 | 0 | 0 | 0 | 0 | 0 | 0 | 0 | 0 | 0 | 0 | 0 | 0 | 0 | 0 | 0 | 0 | 0 | 0 | 0 | 0 | 0 | 0 | 0 | 0 | 0 | 0 | 0 | 0 | 0 | 0 | 0 | 0 | 0 | 0 | 0 | 0 | 0 | 0 | 0 | 0 | 0 | 0 | 0 | 0 | 0 | 0 | 0 | 0 | 0 | 0 | 0 | 0 | 0 | 0 | 0 | 0 | 0 | 0 | 0
PG&E KERN | Midway | 115 | 401 | 102 | 0 | 0 | 529.9 | 204 | 0 | 0 | 0 | 0 | 0 | 0 | 286 | 102 | 0 | 0 | 411.4 | 204 | 0 | 0 | 0 | 0 | 0 | 0 | 401 | 102 | 0 | 0 | 529.9 | 204 | 0 | 0 | 0 | 0 | 0 | 0 | 286 | 102 | 0 | 0 | 411.4 | 204 | 0 | 0 | 0 | 0 | 0 | 0 | 286 | 102 | 0 | 0 | 411.4 | 204 | 0 | 0 | 0 | 0 | 0 | 0 | 286 | 102 | 0 | 0 | 411.4 | 204 | 0 | 0 | 0 | 0 | 0 | 0 | 286 | 102 | 0 | 0 | 411.4 | 204 | 0 | 0 | 0 | 0 | 0 | 0 | 286 | 102 | 0 | 0 | 411.4 | 204 | 0 | 0 | 0 | 0 | 0 | 0
PG&E KERN | Midway | 230 | 0 | 0 | 0 | 0 | 0 | 0 | 0 | 0 | 0 | 0 | 0 | 0 | 0 | 0 | 0 | 0 | 0 | 0 | 0 | 0 | 0 | 0 | 0 | 0 | 0 | 0 | 0 | 0 | 0 | 0 | 0 | 0 | 0 | 0 | 0 | 0 | 0 | 0 | 0 | 0 | 0 | 0 | 0 | 0 | 0 | 0 | 0 | 0 | 0 | 0 | 0 | 0 | 0 | 0 | 0 | 0 | 0 | 0 | 0 | 0 | 0 | 0 | 0 | 0 | 0 | 0 | 0 | 0 | 0 | 0 | 0 | 0 | 0 | 0 | 0 | 0 | 0 | 0 | 0 | 0 | 0 | 0 | 0 | 0 | 0 | 0 | 0 | 0 | 0 | 0 | 0 | 0 | 0 | 0 | 0 | 0
PG&E KERN | Midway | 500 | 1176.2 | 1150 | 0 | 0 | 1176.2 | 0 | 0 | 0 | 0 | 0 | 0 | 0 | 818 | 800 | 0 | 0 | 818 | 0 | 0 | 0 | 0 | 0 | 0 | 0 | 1176.2 | 1150 | 0 | 0 | 1176.2 | 0 | 0 | 0 | 0 | 0 | 0 | 0 | 818 | 800 | 0 | 0 | 818 | 0 | 0 | 0 | 0 | 0 | 0 | 0 | 818 | 800 | 0 | 0 | 818 | 0 | 0 | 0 | 0 | 0 | 0 | 0 | 818 | 800 | 0 | 0 | 818 | 0 | 0 | 0 | 0 | 0 | 0 | 0 | 818 | 800 | 0 | 0 | 818 | 0 | 0 | 0 | 0 | 0 | 0 | 0 | 818 | 800 | 0 | 0 | 818 | 0 | 0 | 0 | 0 | 0 | 0 | 0
SDGE | Miguel | 230 | 0 | 0 | 0 | 0 | 0 | 0 | 0 | 0 | 0 | 0 | 0 | 0 | 0 | 0 | 0 | 0 | 0 | 0 | 0 | 0 | 0 | 0 | 0 | 0 | 0 | 0 | 0 | 0 | 0 | 0 | 0 | 0 | 0 | 0 | 0 | 0 | 0 | 0 | 0 | 0 | 0 | 0 | 0 | 0 | 0 | 0 | 0 | 0 | 0 | 0 | 0 | 0 | 0 | 0 | 0 | 0 | 0 | 0 | 0 | 0 | 0 | 0 | 0 | 0 | 0 | 0 | 0 | 0 | 0 | 0 | 0 | 0 | 0 | 0 | 0 | 0 | 0 | 0 | 0 | 0 | 0 | 0 | 0 | 0 | 0 | 0 | 0 | 0 | 0 | 0 | 0 | 0 | 0 | 0 | 0 | 0
SDGE | Miguel | 500 | 0 | 0 | 0 | 0 | 0 | 0 | 0 | 0 | 0 | 0 | 0 | 0 | 0 | 0 | 0 | 0 | 0 | 0 | 0 | 0 | 0 | 0 | 0 | 0 | 0 | 0 | 0 | 0 | 0 | 0 | 0 | 0 | 0 | 0 | 0 | 0 | 0 | 0 | 0 | 0 | 0 | 0 | 0 | 0 | 0 | 0 | 0 | 0 | 0 | 0 | 0 | 0 | 0 | 0 | 0 | 0 | 0 | 0 | 0 | 0 | 0 | 0 | 0 | 0 | 0 | 0 | 0 | 0 | 0 | 0 | 0 | 0 | 0 | 0 | 0 | 0 | 0 | 0 | 0 | 0 | 0 | 0 | 0 | 0 | 0 | 0 | 0 | 0 | 0 | 0 | 0 | 0 | 0 | 0 | 0 | 0
SDGE | Miguel | 69 | 51.4 | 0 | 0 | 0 | 0 | 0 | 0 | 0 | 0 | 0 | 0 | 0 | 0 | 0 | 0 | 0 | 0 | 0 | 0 | 0 | 0 | 0 | 0 | 0 | 51.4 | 0 | 0 | 0 | 0 | 0 | 0 | 0 | 0 | 0 | 0 | 0 | 0 | 0 | 0 | 0 | 0 | 0 | 0 | 0 | 0 | 0 | 0 | 0 | 51.4 | 0 | 0 | 0 | 0 | 0 | 0 | 0 | 0 | 0 | 0 | 0 | 0 | 0 | 0 | 0 | 0 | 0 | 0 | 0 | 0 | 0 | 0 | 0 | 51.4 | 0 | 0 | 0 | 0 | 0 | 0 | 0 | 0 | 0 | 0 | 0 | 0 | 0 | 0 | 0 | 0 | 0 | 0 | 0 | 0 | 0 | 0 | 0
PG&E GBA | Millbrae | 115 | 0 | 0 | 0 | 0 | 0 | 0 | 0 | 0 | 0 | 0 | 0 | 0 | 0 | 0 | 0 | 0 | 0 | 0 | 0 | 0 | 0 | 0 | 0 | 0 | 0 | 0 | 0 | 0 | 0 | 0 | 0 | 0 | 0 | 0 | 0 | 0 | 0 | 0 | 0 | 0 | 0 | 0 | 0 | 0 | 0 | 0 | 0 | 0 | 0 | 0 | 0 | 0 | 0 | 0 | 0 | 0 | 0 | 0 | 0 | 0 | 0 | 0 | 0 | 0 | 0 | 0 | 0 | 0 | 0 | 0 | 0 | 0 | 0 | 0 | 0 | 0 | 0 | 0 | 0 | 0 | 0 | 0 | 0 | 0 | 0 | 0 | 0 | 0 | 0 | 0 | 0 | 0 | 0 | 0 | 0 | 0
PG&E GBA | Miller | 115 | 0 | 0 | 0 | 0 | 0 | 0 | 0 | 0 | 0 | 0 | 0 | 0 | 0 | 0 | 0 | 0 | 0 | 0 | 0 | 0 | 0 | 0 | 0 | 0 | 0 | 0 | 0 | 0 | 0 | 0 | 0 | 0 | 0 | 0 | 0 | 0 | 0 | 0 | 0 | 0 | 0 | 0 | 0 | 0 | 0 | 0 | 0 | 0 | 0 | 0 | 0 | 0 | 0 | 0 | 0 | 0 | 0 | 0 | 0 | 0 | 0 | 0 | 0 | 0 | 0 | 0 | 0 | 0 | 0 | 0 | 0 | 0 | 0 | 0 | 0 | 0 | 0 | 0 | 0 | 0 | 0 | 0 | 0 | 0 | 0 | 0 | 0 | 0 | 0 | 0 | 0 | 0 | 0 | 0 | 0 | 0
SCE Metro | Mira Loma | 230 | 312.96 | 300 | 0 | 0 | 0 | 0 | 0 | 0 | 0 | 0 | 0 | 0 | 312.96 | 300 | 0 | 0 | 0 | 0 | 0 | 0 | 0 | 0 | 0 | 0 | 312.96 | 300 | 0 | 0 | 0 | 0 | 0 | 0 | 0 | 0 | 0 | 0 | 312.96 | 300 | 0 | 0 | 0 | 0 | 0 | 0 | 0 | 0 | 0 | 0 | 312.96 | 300 | 0 | 0 | 0 | 0 | 0 | 0 | 0 | 0 | 0 | 0 | 312.96 | 300 | 0 | 0 | 0 | 0 | 0 | 0 | 0 | 0 | 0 | 0 | 312.96 | 300 | 0 | 0 | 0 | 0 | 0 | 0 | 0 | 0 | 0 | 0 | 312.96 | 300 | 0 | 0 | 0 | 0 | 0 | 0 | 0 | 0 | 0 | 0
SCE Metro | Mira Loma | 500 | 0 | 0 | 0 | 0 | 0 | 0 | 0 | 0 | 0 | 0 | 0 | 0 | 0 | 0 | 0 | 0 | 0 | 0 | 0 | 0 | 0 | 0 | 0 | 0 | 0 | 0 | 0 | 0 | 0 | 0 | 0 | 0 | 0 | 0 | 0 | 0 | 0 | 0 | 0 | 0 | 0 | 0 | 0 | 0 | 0 | 0 | 0 | 0 | 0 | 0 | 0 | 0 | 0 | 0 | 0 | 0 | 0 | 0 | 0 | 0 | 0 | 0 | 0 | 0 | 0 | 0 | 0 | 0 | 0 | 0 | 0 | 0 | 0 | 0 | 0 | 0 | 0 | 0 | 0 | 0 | 0 | 0 | 0 | 0 | 0 | 0 | 0 | 0 | 0 | 0 | 0 | 0 | 0 | 0 | 0 | 0
SCE Eastern | Mirage | 115 | 0 | 0 | 0 | 0 | 0 | 0 | 0 | 0 | 0 | 0 | 0 | 0 | 0 | 0 | 0 | 0 | 0 | 0 | 0 | 0 | 0 | 0 | 0 | 0 | 0 | 0 | 0 | 0 | 0 | 0 | 0 | 0 | 0 | 0 | 0 | 0 | 0 | 0 | 0 | 0 | 0 | 0 | 0 | 0 | 0 | 0 | 0 | 0 | 0 | 0 | 0 | 0 | 0 | 0 | 0 | 0 | 0 | 0 | 0 | 0 | 0 | 0 | 0 | 0 | 0 | 0 | 0 | 0 | 0 | 0 | 0 | 0 | 0 | 0 | 0 | 0 | 0 | 0 | 0 | 0 | 0 | 0 | 0 | 0 | 0 | 0 | 0 | 0 | 0 | 0 | 0 | 0 | 0 | 0 | 0 | 0
SCE Eastern | Mirage | 230 | 404.8 | 0 | 0 | 0 | 65 | 0 | 0 | 0 | 0 | 0 | 0 | 0 | 0 | 0 | 0 | 0 | 0 | 0 | 0 | 0 | 0 | 0 | 0 | 0 | 404.8 | 0 | 0 | 0 | 65 | 0 | 0 | 0 | 0 | 0 | 0 | 0 | 0 | 0 | 0 | 0 | 0 | 0 | 0 | 0 | 0 | 0 | 0 | 0 | 0 | 0 | 0 | 0 | 0 | 0 | 0 | 0 | 0 | 0 | 0 | 0 | 0 | 0 | 0 | 0 | 0 | 0 | 0 | 0 | 0 | 0 | 0 | 0 | 0 | 0 | 0 | 0 | 0 | 0 | 0 | 0 | 0 | 0 | 0 | 0 | 0 | 0 | 0 | 0 | 0 | 0 | 0 | 0 | 0 | 0 | 0 | 0
SDGE | Mission | 138 | 0 | 0 | 0 | 0 | 0 | 0 | 0 | 0 | 0 | 0 | 0 | 0 | 0 | 0 | 0 | 0 | 0 | 0 | 0 | 0 | 0 | 0 | 0 | 0 | 0 | 0 | 0 | 0 | 0 | 0 | 0 | 0 | 0 | 0 | 0 | 0 | 0 | 0 | 0 | 0 | 0 | 0 | 0 | 0 | 0 | 0 | 0 | 0 | 0 | 0 | 0 | 0 | 0 | 0 | 0 | 0 | 0 | 0 | 0 | 0 | 0 | 0 | 0 | 0 | 0 | 0 | 0 | 0 | 0 | 0 | 0 | 0 | 0 | 0 | 0 | 0 | 0 | 0 | 0 | 0 | 0 | 0 | 0 | 0 | 0 | 0 | 0 | 0 | 0 | 0 | 0 | 0 | 0 | 0 | 0 | 0
SDGE | Mission | 230 | 0 | 0 | 0 | 0 | 0 | 0 | 0 | 0 | 0 | 0 | 0 | 0 | 0 | 0 | 0 | 0 | 0 | 0 | 0 | 0 | 0 | 0 | 0 | 0 | 0 | 0 | 0 | 0 | 0 | 0 | 0 | 0 | 0 | 0 | 0 | 0 | 0 | 0 | 0 | 0 | 0 | 0 | 0 | 0 | 0 | 0 | 0 | 0 | 0 | 0 | 0 | 0 | 0 | 0 | 0 | 0 | 0 | 0 | 0 | 0 | 0 | 0 | 0 | 0 | 0 | 0 | 0 | 0 | 0 | 0 | 0 | 0 | 0 | 0 | 0 | 0 | 0 | 0 | 0 | 0 | 0 | 0 | 0 | 0 | 0 | 0 | 0 | 0 | 0 | 0 | 0 | 0 | 0 | 0 | 0 | 0
SDGE | Mission | 69 | 0 | 0 | 0 | 0 | 0 | 0 | 0 | 0 | 0 | 0 | 0 | 0 | 0 | 0 | 0 | 0 | 0 | 0 | 0 | 0 | 0 | 0 | 0 | 0 | 0 | 0 | 0 | 0 | 0 | 0 | 0 | 0 | 0 | 0 | 0 | 0 | 0 | 0 | 0 | 0 | 0 | 0 | 0 | 0 | 0 | 0 | 0 | 0 | 0 | 0 | 0 | 0 | 0 | 0 | 0 | 0 | 0 | 0 | 0 | 0 | 0 | 0 | 0 | 0 | 0 | 0 | 0 | 0 | 0 | 0 | 0 | 0 | 0 | 0 | 0 | 0 | 0 | 0 | 0 | 0 | 0 | 0 | 0 | 0 | 0 | 0 | 0 | 0 | 0 | 0 | 0 | 0 | 0 | 0 | 0 | 0
PG&E GBA | Mi-Wuk | 115 | 0 | 0 | 0 | 0 | 0 | 0 | 0 | 0 | 0 | 0 | 0 | 0 | 0 | 0 | 0 | 0 | 0 | 0 | 0 | 0 | 0 | 0 | 0 | 0 | 0 | 0 | 0 | 0 | 0 | 0 | 0 | 0 | 0 | 0 | 0 | 0 | 0 | 0 | 0 | 0 | 0 | 0 | 0 | 0 | 0 | 0 | 0 | 0 | 0 | 0 | 0 | 0 | 0 | 0 | 0 | 0 | 0 | 0 | 0 | 0 | 0 | 0 | 0 | 0 | 0 | 0 | 0 | 0 | 0 | 0 | 0 | 0 | 0 | 0 | 0 | 0 | 0 | 0 | 0 | 0 | 0 | 0 | 0 | 0 | 0 | 0 | 0 | 0 | 0 | 0 | 0 | 0 | 0 | 0 | 0 | 0
EOP | Mohave | 500 | 1770 | 1770 | 0 | 0 | 1770 | 0 | 0 | 0 | 0 | 0 | 0 | 0 | 0 | 0 | 0 | 0 | 0 | 0 | 0 | 0 | 0 | 0 | 0 | 0 | 1770 | 1770 | 0 | 0 | 1770 | 0 | 0 | 0 | 0 | 0 | 0 | 0 | 820 | 820 | 0 | 0 | 820 | 0 | 0 | 0 | 0 | 0 | 0 | 0 | 1520 | 1520 | 0 | 0 | 1520 | 0 | 0 | 0 | 0 | 0 | 0 | 0 | 0 | 0 | 0 | 0 | 0 | 0 | 0 | 0 | 0 | 0 | 0 | 0 | 1520 | 1520 | 0 | 0 | 1520 | 0 | 0 | 0 | 0 | 0 | 0 | 0 | 820 | 820 | 0 | 0 | 820 | 0 | 0 | 0 | 0 | 0 | 0 | 0
PG&E NGBA | Monroe | 115 | 0 | 0 | 0 | 0 | 0 | 0 | 0 | 0 | 0 | 0 | 0 | 0 | 0 | 0 | 0 | 0 | 0 | 0 | 0 | 0 | 0 | 0 | 0 | 0 | 0 | 0 | 0 | 0 | 0 | 0 | 0 | 0 | 0 | 0 | 0 | 0 | 0 | 0 | 0 | 0 | 0 | 0 | 0 | 0 | 0 | 0 | 0 | 0 | 0 | 0 | 0 | 0 | 0 | 0 | 0 | 0 | 0 | 0 | 0 | 0 | 0 | 0 | 0 | 0 | 0 | 0 | 0 | 0 | 0 | 0 | 0 | 0 | 0 | 0 | 0 | 0 | 0 | 0 | 0 | 0 | 0 | 0 | 0 | 0 | 0 | 0 | 0 | 0 | 0 | 0 | 0 | 0 | 0 | 0 | 0 | 0
SDGE | Monserate | 69 | 0 | 0 | 0 | 0 | 0 | 0 | 0 | 0 | 0 | 0 | 0 | 0 | 0 | 0 | 0 | 0 | 0 | 0 | 0 | 0 | 0 | 0 | 0 | 0 | 0 | 0 | 0 | 0 | 0 | 0 | 0 | 0 | 0 | 0 | 0 | 0 | 0 | 0 | 0 | 0 | 0 | 0 | 0 | 0 | 0 | 0 | 0 | 0 | 0 | 0 | 0 | 0 | 0 | 0 | 0 | 0 | 0 | 0 | 0 | 0 | 0 | 0 | 0 | 0 | 0 | 0 | 0 | 0 | 0 | 0 | 0 | 0 | 0 | 0 | 0 | 0 | 0 | 0 | 0 | 0 | 0 | 0 | 0 | 0 | 0 | 0 | 0 | 0 | 0 | 0 | 0 | 0 | 0 | 0 | 0 | 0
PG&E GBA | Monta Vista | 115 | 0 | 0 | 0 | 0 | 0 | 0 | 0 | 0 | 0 | 0 | 0 | 0 | 0 | 0 | 0 | 0 | 0 | 0 | 0 | 0 | 0 | 0 | 0 | 0 | 0 | 0 | 0 | 0 | 0 | 0 | 0 | 0 | 0 | 0 | 0 | 0 | 0 | 0 | 0 | 0 | 0 | 0 | 0 | 0 | 0 | 0 | 0 | 0 | 0 | 0 | 0 | 0 | 0 | 0 | 0 | 0 | 0 | 0 | 0 | 0 | 0 | 0 | 0 | 0 | 0 | 0 | 0 | 0 | 0 | 0 | 0 | 0 | 0 | 0 | 0 | 0 | 0 | 0 | 0 | 0 | 0 | 0 | 0 | 0 | 0 | 0 | 0 | 0 | 0 | 0 | 0 | 0 | 0 | 0 | 0 | 0
PG&E GBA | Monta Vista | 230 | 0 | 0 | 0 | 0 | 0 | 0 | 0 | 0 | 0 | 0 | 0 | 0 | 0 | 0 | 0 | 0 | 0 | 0 | 0 | 0 | 0 | 0 | 0 | 0 | 0 | 0 | 0 | 0 | 0 | 0 | 0 | 0 | 0 | 0 | 0 | 0 | 0 | 0 | 0 | 0 | 0 | 0 | 0 | 0 | 0 | 0 | 0 | 0 | 0 | 0 | 0 | 0 | 0 | 0 | 0 | 0 | 0 | 0 | 0 | 0 | 0 | 0 | 0 | 0 | 0 | 0 | 0 | 0 | 0 | 0 | 0 | 0 | 0 | 0 | 0 | 0 | 0 | 0 | 0 | 0 | 0 | 0 | 0 | 0 | 0 | 0 | 0 | 0 | 0 | 0 | 0 | 0 | 0 | 0 | 0 | 0
PG&E GBA | Monta Vista | 60 | 0 | 0 | 0 | 0 | 0 | 0 | 0 | 0 | 0 | 0 | 0 | 0 | 0 | 0 | 0 | 0 | 0 | 0 | 0 | 0 | 0 | 0 | 0 | 0 | 0 | 0 | 0 | 0 | 0 | 0 | 0 | 0 | 0 | 0 | 0 | 0 | 0 | 0 | 0 | 0 | 0 | 0 | 0 | 0 | 0 | 0 | 0 | 0 | 0 | 0 | 0 | 0 | 0 | 0 | 0 | 0 | 0 | 0 | 0 | 0 | 0 | 0 | 0 | 0 | 0 | 0 | 0 | 0 | 0 | 0 | 0 | 0 | 0 | 0 | 0 | 0 | 0 | 0 | 0 | 0 | 0 | 0 | 0 | 0 | 0 | 0 | 0 | 0 | 0 | 0 | 0 | 0 | 0 | 0 | 0 | 0
PG&E NGBA | Monticello | 115 | 0 | 0 | 0 | 0 | 0 | 0 | 0 | 0 | 0 | 0 | 0 | 0 | 0 | 0 | 0 | 0 | 0 | 0 | 0 | 0 | 0 | 0 | 0 | 0 | 0 | 0 | 0 | 0 | 0 | 0 | 0 | 0 | 0 | 0 | 0 | 0 | 0 | 0 | 0 | 0 | 0 | 0 | 0 | 0 | 0 | 0 | 0 | 0 | 0 | 0 | 0 | 0 | 0 | 0 | 0 | 0 | 0 | 0 | 0 | 0 | 0 | 0 | 0 | 0 | 0 | 0 | 0 | 0 | 0 | 0 | 0 | 0 | 0 | 0 | 0 | 0 | 0 | 0 | 0 | 0 | 0 | 0 | 0 | 0 | 0 | 0 | 0 | 0 | 0 | 0 | 0 | 0 | 0 | 0 | 0 | 0
SCE Northern | Moorpark | 230 | 1639.525 | 500 | 0 | 0 | 0 | 0 | 0 | 0 | 0 | 0 | 0 | 0 | 500 | 500 | 0 | 0 | 0 | 0 | 0 | 0 | 0 | 0 | 0 | 0 | 1639.525 | 500 | 0 | 0 | 0 | 0 | 0 | 0 | 0 | 0 | 0 | 0 | 500 | 500 | 0 | 0 | 0 | 0 | 0 | 0 | 0 | 0 | 0 | 0 | 500 | 500 | 0 | 0 | 0 | 0 | 0 | 0 | 0 | 0 | 0 | 0 | 500 | 500 | 0 | 0 | 0 | 0 | 0 | 0 | 0 | 0 | 0 | 0 | 500 | 500 | 0 | 0 | 0 | 0 | 0 | 0 | 0 | 0 | 0 | 0 | 500 | 500 | 0 | 0 | 0 | 0 | 0 | 0 | 0 | 0 | 0 | 0
SCE Northern | Moorpark | 66 | 0 | 0 | 0 | 0 | 0 | 0 | 0 | 0 | 0 | 0 | 0 | 0 | 0 | 0 | 0 | 0 | 0 | 0 | 0 | 0 | 0 | 0 | 0 | 0 | 0 | 0 | 0 | 0 | 0 | 0 | 0 | 0 | 0 | 0 | 0 | 0 | 0 | 0 | 0 | 0 | 0 | 0 | 0 | 0 | 0 | 0 | 0 | 0 | 0 | 0 | 0 | 0 | 0 | 0 | 0 | 0 | 0 | 0 | 0 | 0 | 0 | 0 | 0 | 0 | 0 | 0 | 0 | 0 | 0 | 0 | 0 | 0 | 0 | 0 | 0 | 0 | 0 | 0 | 0 | 0 | 0 | 0 | 0 | 0 | 0 | 0 | 0 | 0 | 0 | 0 | 0 | 0 | 0 | 0 | 0 | 0
PG&E GBA | Moraga | 115 | 0 | 0 | 0 | 0 | 0 | 0 | 0 | 0 | 0 | 0 | 0 | 0 | 0 | 0 | 0 | 0 | 0 | 0 | 0 | 0 | 0 | 0 | 0 | 0 | 0 | 0 | 0 | 0 | 0 | 0 | 0 | 0 | 0 | 0 | 0 | 0 | 0 | 0 | 0 | 0 | 0 | 0 | 0 | 0 | 0 | 0 | 0 | 0 | 0 | 0 | 0 | 0 | 0 | 0 | 0 | 0 | 0 | 0 | 0 | 0 | 0 | 0 | 0 | 0 | 0 | 0 | 0 | 0 | 0 | 0 | 0 | 0 | 0 | 0 | 0 | 0 | 0 | 0 | 0 | 0 | 0 | 0 | 0 | 0 | 0 | 0 | 0 | 0 | 0 | 0 | 0 | 0 | 0 | 0 | 0 | 0
PG&E GBA | Moraga | 230 | 0 | 0 | 0 | 0 | 0 | 0 | 0 | 0 | 0 | 0 | 0 | 0 | 0 | 0 | 0 | 0 | 0 | 0 | 0 | 0 | 0 | 0 | 0 | 0 | 0 | 0 | 0 | 0 | 0 | 0 | 0 | 0 | 0 | 0 | 0 | 0 | 0 | 0 | 0 | 0 | 0 | 0 | 0 | 0 | 0 | 0 | 0 | 0 | 0 | 0 | 0 | 0 | 0 | 0 | 0 | 0 | 0 | 0 | 0 | 0 | 0 | 0 | 0 | 0 | 0 | 0 | 0 | 0 | 0 | 0 | 0 | 0 | 0 | 0 | 0 | 0 | 0 | 0 | 0 | 0 | 0 | 0 | 0 | 0 | 0 | 0 | 0 | 0 | 0 | 0 | 0 | 0 | 0 | 0 | 0 | 0
PG&E GBA | Morgan Hill | 115 | 0 | 0 | 0 | 0 | 0 | 0 | 0 | 0 | 0 | 0 | 0 | 0 | 0 | 0 | 0 | 0 | 0 | 0 | 0 | 0 | 0 | 0 | 0 | 0 | 0 | 0 | 0 | 0 | 0 | 0 | 0 | 0 | 0 | 0 | 0 | 0 | 0 | 0 | 0 | 0 | 0 | 0 | 0 | 0 | 0 | 0 | 0 | 0 | 0 | 0 | 0 | 0 | 0 | 0 | 0 | 0 | 0 | 0 | 0 | 0 | 0 | 0 | 0 | 0 | 0 | 0 | 0 | 0 | 0 | 0 | 0 | 0 | 0 | 0 | 0 | 0 | 0 | 0 | 0 | 0 | 0 | 0 | 0 | 0 | 0 | 0 | 0 | 0 | 0 | 0 | 0 | 0 | 0 | 0 | 0 | 0
PG&E KERN | Morro Bay | 115 | 0 | 0 | 0 | 0 | 0 | 0 | 0 | 0 | 0 | 0 | 0 | 0 | 0 | 0 | 0 | 0 | 0 | 0 | 0 | 0 | 0 | 0 | 0 | 0 | 0 | 0 | 0 | 0 | 0 | 0 | 0 | 0 | 0 | 0 | 0 | 0 | 0 | 0 | 0 | 0 | 0 | 0 | 0 | 0 | 0 | 0 | 0 | 0 | 0 | 0 | 0 | 0 | 0 | 0 | 0 | 0 | 0 | 0 | 0 | 0 | 0 | 0 | 0 | 0 | 0 | 0 | 0 | 0 | 0 | 0 | 0 | 0 | 0 | 0 | 0 | 0 | 0 | 0 | 0 | 0 | 0 | 0 | 0 | 0 | 0 | 0 | 0 | 0 | 0 | 0 | 0 | 0 | 0 | 0 | 0 | 0
PG&E KERN | Morro Bay | 230 | 513.4 | 0 | 520 | 464.9 | 0 | 0 | 0 | 0 | 0 | 0 | 628.65 | 0 | 108 | 0 | 520 | 464.9 | 0 | 0 | 0 | 0 | 0 | 0 | 0 | 0 | 513.4 | 0 | 520 | 464.9 | 0 | 0 | 0 | 0 | 0 | 0 | 628.65 | 0 | 108 | 0 | 520 | 464.9 | 0 | 0 | 0 | 0 | 0 | 0 | 0 | 0 | 0 | 0 | 0 | 0 | 0 | 0 | 0 | 0 | 0 | 0 | 0 | 0 | 0 | 0 | 0 | 0 | 0 | 0 | 0 | 0 | 0 | 0 | 0 | 0 | 0 | 0 | 0 | 0 | 0 | 0 | 0 | 0 | 0 | 0 | 0 | 0 | 0 | 0 | 0 | 0 | 0 | 0 | 0 | 0 | 0 | 0 | 0 | 0
PG&E KERN | Morro Bay | 500 | 319.35 | 0 | 0 | 0 | 0 | 0 | 0 | 0 | 0 | 0 | 1190 | 0 | 0 | 0 | 0 | 0 | 0 | 0 | 0 | 0 | 0 | 0 | 0 | 0 | 319.35 | 0 | 0 | 0 | 0 | 0 | 0 | 0 | 0 | 0 | 1190 | 0 | 0 | 0 | 0 | 0 | 0 | 0 | 0 | 0 | 0 | 0 | 0 | 0 | 0 | 0 | 0 | 0 | 0 | 0 | 0 | 0 | 0 | 0 | 0 | 0 | 0 | 0 | 0 | 0 | 0 | 0 | 0 | 0 | 0 | 0 | 0 | 0 | 0 | 0 | 0 | 0 | 0 | 0 | 0 | 0 | 0 | 0 | 0 | 0 | 0 | 0 | 0 | 0 | 0 | 0 | 0 | 0 | 0 | 0 | 0 | 0
PG&E GBA | Moss Landing | 115 | 0 | 0 | 0 | 0 | 0 | 0 | 0 | 0 | 0 | 0 | 0 | 0 | 0 | 0 | 0 | 0 | 0 | 0 | 0 | 0 | 0 | 0 | 0 | 0 | 0 | 0 | 0 | 0 | 0 | 0 | 0 | 0 | 0 | 0 | 0 | 0 | 0 | 0 | 0 | 0 | 0 | 0 | 0 | 0 | 0 | 0 | 0 | 0 | 0 | 0 | 0 | 0 | 0 | 0 | 0 | 0 | 0 | 0 | 0 | 0 | 0 | 0 | 0 | 0 | 0 | 0 | 0 | 0 | 0 | 0 | 0 | 0 | 0 | 0 | 0 | 0 | 0 | 0 | 0 | 0 | 0 | 0 | 0 | 0 | 0 | 0 | 0 | 0 | 0 | 0 | 0 | 0 | 0 | 0 | 0 | 0
PG&E GBA | Moss Landing | 230 | 0 | 0 | 0 | 0 | 0 | 0 | 0 | 0 | 0 | 0 | 0 | 0 | 0 | 0 | 0 | 0 | 0 | 0 | 0 | 0 | 0 | 0 | 0 | 0 | 0 | 0 | 0 | 0 | 0 | 0 | 0 | 0 | 0 | 0 | 0 | 0 | 0 | 0 | 0 | 0 | 0 | 0 | 0 | 0 | 0 | 0 | 0 | 0 | 0 | 0 | 0 | 0 | 0 | 0 | 0 | 0 | 0 | 0 | 0 | 0 | 0 | 0 | 0 | 0 | 0 | 0 | 0 | 0 | 0 | 0 | 0 | 0 | 0 | 0 | 0 | 0 | 0 | 0 | 0 | 0 | 0 | 0 | 0 | 0 | 0 | 0 | 0 | 0 | 0 | 0 | 0 | 0 | 0 | 0 | 0 | 0
PG&E GBA | Moss Landing | 500 | 1539.603 | 750 | 0 | 0 | 0 | 0 | 0 | 0 | 0 | 0 | 1525.172 | 750 | 782.79 | 750 | 0 | 0 | 0 | 0 | 0 | 0 | 0 | 0 | 0 | 0 | 1539.603 | 750 | 0 | 0 | 0 | 0 | 0 | 0 | 0 | 0 | 1525.172 | 750 | 782.79 | 750 | 0 | 0 | 0 | 0 | 0 | 0 | 0 | 0 | 0 | 0 | 782.79 | 750 | 0 | 0 | 0 | 0 | 0 | 0 | 0 | 0 | 0 | 0 | 782.79 | 750 | 0 | 0 | 0 | 0 | 0 | 0 | 0 | 0 | 0 | 0 | 782.79 | 750 | 0 | 0 | 0 | 0 | 0 | 0 | 0 | 0 | 0 | 0 | 782.79 | 750 | 0 | 0 | 0 | 0 | 0 | 0 | 0 | 0 | 0 | 0
EOP | Mountain Pass | 115 | 0 | 0 | 0 | 0 | 0 | 0 | 0 | 0 | 0 | 0 | 0 | 0 | 0 | 0 | 0 | 0 | 0 | 0 | 0 | 0 | 0 | 0 | 0 | 0 | 0 | 0 | 0 | 0 | 0 | 0 | 0 | 0 | 0 | 0 | 0 | 0 | 0 | 0 | 0 | 0 | 0 | 0 | 0 | 0 | 0 | 0 | 0 | 0 | 0 | 0 | 0 | 0 | 0 | 0 | 0 | 0 | 0 | 0 | 0 | 0 | 0 | 0 | 0 | 0 | 0 | 0 | 0 | 0 | 0 | 0 | 0 | 0 | 0 | 0 | 0 | 0 | 0 | 0 | 0 | 0 | 0 | 0 | 0 | 0 | 0 | 0 | 0 | 0 | 0 | 0 | 0 | 0 | 0 | 0 | 0 | 0
PG&E GBA | Mountain View | 115 | 0 | 0 | 0 | 0 | 0 | 0 | 0 | 0 | 0 | 0 | 0 | 0 | 0 | 0 | 0 | 0 | 0 | 0 | 0 | 0 | 0 | 0 | 0 | 0 | 0 | 0 | 0 | 0 | 0 | 0 | 0 | 0 | 0 | 0 | 0 | 0 | 0 | 0 | 0 | 0 | 0 | 0 | 0 | 0 | 0 | 0 | 0 | 0 | 0 | 0 | 0 | 0 | 0 | 0 | 0 | 0 | 0 | 0 | 0 | 0 | 0 | 0 | 0 | 0 | 0 | 0 | 0 | 0 | 0 | 0 | 0 | 0 | 0 | 0 | 0 | 0 | 0 | 0 | 0 | 0 | 0 | 0 | 0 | 0 | 0 | 0 | 0 | 0 | 0 | 0 | 0 | 0 | 0 | 0 | 0 | 0
PG&E GBA | Mt Eden | 115 | 0 | 0 | 0 | 0 | 0 | 0 | 0 | 0 | 0 | 0 | 0 | 0 | 0 | 0 | 0 | 0 | 0 | 0 | 0 | 0 | 0 | 0 | 0 | 0 | 0 | 0 | 0 | 0 | 0 | 0 | 0 | 0 | 0 | 0 | 0 | 0 | 0 | 0 | 0 | 0 | 0 | 0 | 0 | 0 | 0 | 0 | 0 | 0 | 0 | 0 | 0 | 0 | 0 | 0 | 0 | 0 | 0 | 0 | 0 | 0 | 0 | 0 | 0 | 0 | 0 | 0 | 0 | 0 | 0 | 0 | 0 | 0 | 0 | 0 | 0 | 0 | 0 | 0 | 0 | 0 | 0 | 0 | 0 | 0 | 0 | 0 | 0 | 0 | 0 | 0 | 0 | 0 | 0 | 0 | 0 | 0
PG&E KERN | Mt Poso | 115 | 0 | 0 | 0 | 0 | 0 | 0 | 0 | 0 | 0 | 0 | 0 | 0 | 0 | 0 | 0 | 0 | 0 | 0 | 0 | 0 | 0 | 0 | 0 | 0 | 0 | 0 | 0 | 0 | 0 | 0 | 0 | 0 | 0 | 0 | 0 | 0 | 0 | 0 | 0 | 0 | 0 | 0 | 0 | 0 | 0 | 0 | 0 | 0 | 0 | 0 | 0 | 0 | 0 | 0 | 0 | 0 | 0 | 0 | 0 | 0 | 0 | 0 | 0 | 0 | 0 | 0 | 0 | 0 | 0 | 0 | 0 | 0 | 0 | 0 | 0 | 0 | 0 | 0 | 0 | 0 | 0 | 0 | 0 | 0 | 0 | 0 | 0 | 0 | 0 | 0 | 0 | 0 | 0 | 0 | 0 | 0
SDGE | Murray | 69 | 0 | 0 | 0 | 0 | 0 | 0 | 0 | 0 | 0 | 0 | 0 | 0 | 0 | 0 | 0 | 0 | 0 | 0 | 0 | 0 | 0 | 0 | 0 | 0 | 0 | 0 | 0 | 0 | 0 | 0 | 0 | 0 | 0 | 0 | 0 | 0 | 0 | 0 | 0 | 0 | 0 | 0 | 0 | 0 | 0 | 0 | 0 | 0 | 0 | 0 | 0 | 0 | 0 | 0 | 0 | 0 | 0 | 0 | 0 | 0 | 0 | 0 | 0 | 0 | 0 | 0 | 0 | 0 | 0 | 0 | 0 | 0 | 0 | 0 | 0 | 0 | 0 | 0 | 0 | 0 | 0 | 0 | 0 | 0 | 0 | 0 | 0 | 0 | 0 | 0 | 0 | 0 | 0 | 0 | 0 | 0
PG&E FRESNO | Mustang | 230 | 300 | 180 | 0 | 0 | 310.707 | 0 | 0 | 0 | 0 | 0 | 0 | 0 | 300 | 180 | 0 | 0 | 310.707 | 0 | 0 | 0 | 0 | 0 | 0 | 0 | 300 | 180 | 0 | 0 | 310.707 | 0 | 0 | 0 | 0 | 0 | 0 | 0 | 0 | 0 | 0 | 0 | 0 | 0 | 0 | 0 | 0 | 0 | 0 | 0 | 300 | 180 | 0 | 0 | 310.707 | 0 | 0 | 0 | 0 | 0 | 0 | 0 | 300 | 180 | 0 | 0 | 310.707 | 0 | 0 | 0 | 0 | 0 | 0 | 0 | 300 | 180 | 0 | 0 | 310.707 | 0 | 0 | 0 | 0 | 0 | 0 | 0 | 0 | 0 | 0 | 0 | 0 | 0 | 0 | 0 | 0 | 0 | 0 | 0
SCE Northern | Neenach | 66 | 66 | 0 | 0 | 0 | 0 | 0 | 0 | 0 | 0 | 0 | 0 | 0 | 66 | 0 | 0 | 0 | 0 | 0 | 0 | 0 | 0 | 0 | 0 | 0 | 66 | 0 | 0 | 0 | 0 | 0 | 0 | 0 | 0 | 0 | 0 | 0 | 0 | 0 | 0 | 0 | 0 | 0 | 0 | 0 | 0 | 0 | 0 | 0 | 66 | 0 | 0 | 0 | 0 | 0 | 0 | 0 | 0 | 0 | 0 | 0 | 66 | 0 | 0 | 0 | 0 | 0 | 0 | 0 | 0 | 0 | 0 | 0 | 66 | 0 | 0 | 0 | 0 | 0 | 0 | 0 | 0 | 0 | 0 | 0 | 0 | 0 | 0 | 0 | 0 | 0 | 0 | 0 | 0 | 0 | 0 | 0
PG&E KERN | New Sub - Gates - Midway (Proposed) | 230 | 672.8018 | 0.5 | 0 | 0 | 470 | 0 | 0 | 0 | 0 | 0 | 0 | 0 | 261.5 | 0.5 | 0 | 0 | 60 | 0 | 0 | 0 | 0 | 0 | 0 | 0 | 672.8018 | 0.5 | 0 | 0 | 470 | 0 | 0 | 0 | 0 | 0 | 0 | 0 | 261.5 | 0.5 | 0 | 0 | 60 | 0 | 0 | 0 | 0 | 0 | 0 | 0 | 261.5 | 0.5 | 0 | 0 | 60 | 0 | 0 | 0 | 0 | 0 | 0 | 0 | 261.5 | 0.5 | 0 | 0 | 60 | 0 | 0 | 0 | 0 | 0 | 0 | 0 | 261.5 | 0.5 | 0 | 0 | 60 | 0 | 0 | 0 | 0 | 0 | 0 | 0 | 261.5 | 0.5 | 0 | 0 | 60 | 0 | 0 | 0 | 0 | 0 | 0 | 0
PG&E KERN | New Sub - Gates - Templeton (Proposed) | 230 | 300.951 | 285 | 0 | 0 | 303.678 | 0 | 0 | 0 | 0 | 0 | 0 | 0 | 0 | 0 | 0 | 0 | 0 | 0 | 0 | 0 | 0 | 0 | 0 | 0 | 300.951 | 285 | 0 | 0 | 303.678 | 0 | 0 | 0 | 0 | 0 | 0 | 0 | 0 | 0 | 0 | 0 | 0 | 0 | 0 | 0 | 0 | 0 | 0 | 0 | 0 | 0 | 0 | 0 | 0 | 0 | 0 | 0 | 0 | 0 | 0 | 0 | 0 | 0 | 0 | 0 | 0 | 0 | 0 | 0 | 0 | 0 | 0 | 0 | 0 | 0 | 0 | 0 | 0 | 0 | 0 | 0 | 0 | 0 | 0 | 0 | 0 | 0 | 0 | 0 | 0 | 0 | 0 | 0 | 0 | 0 | 0 | 0
SCE NOL | New Sub - Kramer - Lugo (Proposed) | 230 | 408.12 | 280 | 0 | 0 | 0 | 0 | 0 | 0 | 0 | 0 | 0 | 0 | 0 | 0 | 0 | 0 | 0 | 0 | 0 | 0 | 0 | 0 | 0 | 0 | 408.12 | 280 | 0 | 0 | 0 | 0 | 0 | 0 | 0 | 0 | 0 | 0 | 0 | 0 | 0 | 0 | 0 | 0 | 0 | 0 | 0 | 0 | 0 | 0 | 0 | 0 | 0 | 0 | 0 | 0 | 0 | 0 | 0 | 0 | 0 | 0 | 0 | 0 | 0 | 0 | 0 | 0 | 0 | 0 | 0 | 0 | 0 | 0 | 0 | 0 | 0 | 0 | 0 | 0 | 0 | 0 | 0 | 0 | 0 | 0 | 0 | 0 | 0 | 0 | 0 | 0 | 0 | 0 | 0 | 0 | 0 | 0
PG&E FRESNO | New Sub - Los Banos - Midway (Proposed) | 500 | 1182.384 | 1150 | 0 | 0 | 1182.384 | 0 | 0 | 0 | 0 | 0 | 0 | 0 | 1182.384 | 1150 | 0 | 0 | 1182.384 | 0 | 0 | 0 | 0 | 0 | 0 | 0 | 1182.384 | 1150 | 0 | 0 | 1182.384 | 0 | 0 | 0 | 0 | 0 | 0 | 0 | 0 | 0 | 0 | 0 | 0 | 0 | 0 | 0 | 0 | 0 | 0 | 0 | 0 | 0 | 0 | 0 | 0 | 0 | 0 | 0 | 0 | 0 | 0 | 0 | 0 | 0 | 0 | 0 | 0 | 0 | 0 | 0 | 0 | 0 | 0 | 0 | 0 | 0 | 0 | 0 | 0 | 0 | 0 | 0 | 0 | 0 | 0 | 0 | 0 | 0 | 0 | 0 | 0 | 0 | 0 | 0 | 0 | 0 | 0 | 0
SCE NOL | New Sub - Lugo - Pisgah (Proposed) | 230 | 0 | 0 | 0 | 0 | 0 | 0 | 0 | 0 | 150 | 0 | 0 | 0 | 0 | 0 | 0 | 0 | 0 | 0 | 0 | 0 | 0 | 0 | 0 | 0 | 0 | 0 | 0 | 0 | 0 | 0 | 0 | 0 | 150 | 0 | 0 | 0 | 0 | 0 | 0 | 0 | 0 | 0 | 0 | 0 | 0 | 0 | 0 | 0 | 0 | 0 | 0 | 0 | 0 | 0 | 0 | 0 | 0 | 0 | 0 | 0 | 0 | 0 | 0 | 0 | 0 | 0 | 0 | 0 | 0 | 0 | 0 | 0 | 0 | 0 | 0 | 0 | 0 | 0 | 0 | 0 | 0 | 0 | 0 | 0 | 0 | 0 | 0 | 0 | 0 | 0 | 0 | 0 | 0 | 0 | 0 | 0
PG&E KERN | New Sub - Midway - Wheeler Ridge (Proposed) | 230 | 0 | 0 | 0 | 0 | 152 | 0 | 0 | 0 | 0 | 0 | 0 | 0 | 0 | 0 | 0 | 0 | 152 | 0 | 0 | 0 | 0 | 0 | 0 | 0 | 0 | 0 | 0 | 0 | 152 | 0 | 0 | 0 | 0 | 0 | 0 | 0 | 0 | 0 | 0 | 0 | 50 | 0 | 0 | 0 | 0 | 0 | 0 | 0 | 0 | 0 | 0 | 0 | 152 | 0 | 0 | 0 | 0 | 0 | 0 | 0 | 0 | 0 | 0 | 0 | 152 | 0 | 0 | 0 | 0 | 0 | 0 | 0 | 0 | 0 | 0 | 0 | 152 | 0 | 0 | 0 | 0 | 0 | 0 | 0 | 0 | 0 | 0 | 0 | 50 | 0 | 0 | 0 | 0 | 0 | 0 | 0
PG&E NGBA | New Sub - Near existing Leavitt (PSREC) | 345 | 0 | 0 | 0 | 0 | 0 | 0 | 0 | 0 | 0 | 0 | 0 | 0 | 0 | 0 | 0 | 0 | 0 | 0 | 0 | 0 | 0 | 0 | 0 | 0 | 0 | 0 | 0 | 0 | 0 | 0 | 0 | 0 | 0 | 0 | 0 | 0 | 0 | 0 | 0 | 0 | 0 | 0 | 0 | 0 | 0 | 0 | 0 | 0 | 0 | 0 | 0 | 0 | 0 | 0 | 0 | 0 | 0 | 0 | 0 | 0 | 0 | 0 | 0 | 0 | 0 | 0 | 0 | 0 | 0 | 0 | 0 | 0 | 0 | 0 | 0 | 0 | 0 | 0 | 0 | 0 | 0 | 0 | 0 | 0 | 0 | 0 | 0 | 0 | 0 | 0 | 0 | 0 | 0 | 0 | 0 | 0
PG&E NGBA | New Sub - Near existing Madeline (NVE) | 345 | 0 | 0 | 0 | 0 | 0 | 0 | 0 | 0 | 0 | 0 | 0 | 0 | 0 | 0 | 0 | 0 | 0 | 0 | 0 | 0 | 0 | 0 | 0 | 0 | 0 | 0 | 0 | 0 | 0 | 0 | 0 | 0 | 0 | 0 | 0 | 0 | 0 | 0 | 0 | 0 | 0 | 0 | 0 | 0 | 0 | 0 | 0 | 0 | 0 | 0 | 0 | 0 | 0 | 0 | 0 | 0 | 0 | 0 | 0 | 0 | 0 | 0 | 0 | 0 | 0 | 0 | 0 | 0 | 0 | 0 | 0 | 0 | 0 | 0 | 0 | 0 | 0 | 0 | 0 | 0 | 0 | 0 | 0 | 0 | 0 | 0 | 0 | 0 | 0 | 0 | 0 | 0 | 0 | 0 | 0 | 0
SDGE | New Sub - North Gila - IV (Proposed) | 500 | 1182.38 | 1150 | 0 | 0 | 1182.38 | 0 | 0 | 0 | 0 | 0 | 0 | 0 | 0 | 0 | 0 | 0 | 0 | 0 | 0 | 0 | 0 | 0 | 0 | 0 | 1182.38 | 1150 | 0 | 0 | 1182.38 | 0 | 0 | 0 | 0 | 0 | 0 | 0 | 0 | 0 | 0 | 0 | 0 | 0 | 0 | 0 | 0 | 0 | 0 | 0 | 0 | 0 | 0 | 0 | 0 | 0 | 0 | 0 | 0 | 0 | 0 | 0 | 0 | 0 | 0 | 0 | 0 | 0 | 0 | 0 | 0 | 0 | 0 | 0 | 0 | 0 | 0 | 0 | 0 | 0 | 0 | 0 | 0 | 0 | 0 | 0 | 0 | 0 | 0 | 0 | 0 | 0 | 0 | 0 | 0 | 0 | 0 | 0
PG&E NGBA | New Sub - Pit 1 - Cottonwood (Proposed) | 230 | 0 | 0 | 0 | 0 | 0 | 0 | 0 | 0 | 206 | 200 | 0 | 0 | 0 | 0 | 0 | 0 | 0 | 0 | 0 | 0 | 206 | 200 | 0 | 0 | 0 | 0 | 0 | 0 | 0 | 0 | 0 | 0 | 206 | 200 | 0 | 0 | 0 | 0 | 0 | 0 | 0 | 0 | 0 | 0 | 206 | 200 | 0 | 0 | 0 | 0 | 0 | 0 | 0 | 0 | 0 | 0 | 206 | 200 | 0 | 0 | 0 | 0 | 0 | 0 | 0 | 0 | 0 | 0 | 206 | 200 | 0 | 0 | 0 | 0 | 0 | 0 | 0 | 0 | 0 | 0 | 206 | 200 | 0 | 0 | 0 | 0 | 0 | 0 | 0 | 0 | 0 | 0 | 206 | 200 | 0 | 0
PG&E GBA | New Sub - Rancho Seco - Bellota (Proposed) | 230 | 356.592 | 350 | 0 | 0 | 356.592 | 0 | 0 | 0 | 0 | 0 | 0 | 0 | 0 | 0 | 0 | 0 | 0 | 0 | 0 | 0 | 0 | 0 | 0 | 0 | 356.592 | 350 | 0 | 0 | 356.592 | 0 | 0 | 0 | 0 | 0 | 0 | 0 | 0 | 0 | 0 | 0 | 0 | 0 | 0 | 0 | 0 | 0 | 0 | 0 | 0 | 0 | 0 | 0 | 0 | 0 | 0 | 0 | 0 | 0 | 0 | 0 | 0 | 0 | 0 | 0 | 0 | 0 | 0 | 0 | 0 | 0 | 0 | 0 | 0 | 0 | 0 | 0 | 0 | 0 | 0 | 0 | 0 | 0 | 0 | 0 | 0 | 0 | 0 | 0 | 0 | 0 | 0 | 0 | 0 | 0 | 0 | 0
SDGE | New Sub - Suncrest - Ocotillo (Proposed) | 500 | 313.9193 | 0 | 0 | 0 | 0 | 0 | 0 | 0 | 505.8 | 0 | 0 | 0 | 0 | 0 | 0 | 0 | 0 | 0 | 0 | 0 | 400 | 0 | 0 | 0 | 313.9193 | 0 | 0 | 0 | 0 | 0 | 0 | 0 | 505.8 | 0 | 0 | 0 | 0 | 0 | 0 | 0 | 0 | 0 | 0 | 0 | 400 | 0 | 0 | 0 | 0 | 0 | 0 | 0 | 0 | 0 | 0 | 0 | 0 | 0 | 0 | 0 | 0 | 0 | 0 | 0 | 0 | 0 | 0 | 0 | 0 | 0 | 0 | 0 | 0 | 0 | 0 | 0 | 0 | 0 | 0 | 0 | 0 | 0 | 0 | 0 | 0 | 0 | 0 | 0 | 0 | 0 | 0 | 0 | 0 | 0 | 0 | 0
PG&E FRESNO | New Sub - Westley - Quinto (Proposed) | 230 | 365.12 | 300 | 0 | 0 | 0 | 0 | 0 | 0 | 0 | 0 | 0 | 0 | 0 | 0 | 0 | 0 | 0 | 0 | 0 | 0 | 0 | 0 | 0 | 0 | 365.12 | 300 | 0 | 0 | 0 | 0 | 0 | 0 | 0 | 0 | 0 | 0 | 0 | 0 | 0 | 0 | 0 | 0 | 0 | 0 | 0 | 0 | 0 | 0 | 0 | 0 | 0 | 0 | 0 | 0 | 0 | 0 | 0 | 0 | 0 | 0 | 0 | 0 | 0 | 0 | 0 | 0 | 0 | 0 | 0 | 0 | 0 | 0 | 0 | 0 | 0 | 0 | 0 | 0 | 0 | 0 | 0 | 0 | 0 | 0 | 0 | 0 | 0 | 0 | 0 | 0 | 0 | 0 | 0 | 0 | 0 | 0
PG&E GBA | Newark | 115 | 0 | 0 | 0 | 0 | 0 | 0 | 0 | 0 | 0 | 0 | 0 | 0 | 0 | 0 | 0 | 0 | 0 | 0 | 0 | 0 | 0 | 0 | 0 | 0 | 0 | 0 | 0 | 0 | 0 | 0 | 0 | 0 | 0 | 0 | 0 | 0 | 0 | 0 | 0 | 0 | 0 | 0 | 0 | 0 | 0 | 0 | 0 | 0 | 0 | 0 | 0 | 0 | 0 | 0 | 0 | 0 | 0 | 0 | 0 | 0 | 0 | 0 | 0 | 0 | 0 | 0 | 0 | 0 | 0 | 0 | 0 | 0 | 0 | 0 | 0 | 0 | 0 | 0 | 0 | 0 | 0 | 0 | 0 | 0 | 0 | 0 | 0 | 0 | 0 | 0 | 0 | 0 | 0 | 0 | 0 | 0
PG&E GBA | Newark | 230 | 252 | 180 | 0 | 0 | 0 | 0 | 0 | 0 | 0 | 0 | 0 | 0 | 0 | 0 | 0 | 0 | 0 | 0 | 0 | 0 | 0 | 0 | 0 | 0 | 252 | 180 | 0 | 0 | 0 | 0 | 0 | 0 | 0 | 0 | 0 | 0 | 0 | 0 | 0 | 0 | 0 | 0 | 0 | 0 | 0 | 0 | 0 | 0 | 0 | 0 | 0 | 0 | 0 | 0 | 0 | 0 | 0 | 0 | 0 | 0 | 0 | 0 | 0 | 0 | 0 | 0 | 0 | 0 | 0 | 0 | 0 | 0 | 0 | 0 | 0 | 0 | 0 | 0 | 0 | 0 | 0 | 0 | 0 | 0 | 0 | 0 | 0 | 0 | 0 | 0 | 0 | 0 | 0 | 0 | 0 | 0
PG&E GBA | Newark | 60 | 0 | 0 | 0 | 0 | 0 | 0 | 0 | 0 | 0 | 0 | 0 | 0 | 0 | 0 | 0 | 0 | 0 | 0 | 0 | 0 | 0 | 0 | 0 | 0 | 0 | 0 | 0 | 0 | 0 | 0 | 0 | 0 | 0 | 0 | 0 | 0 | 0 | 0 | 0 | 0 | 0 | 0 | 0 | 0 | 0 | 0 | 0 | 0 | 0 | 0 | 0 | 0 | 0 | 0 | 0 | 0 | 0 | 0 | 0 | 0 | 0 | 0 | 0 | 0 | 0 | 0 | 0 | 0 | 0 | 0 | 0 | 0 | 0 | 0 | 0 | 0 | 0 | 0 | 0 | 0 | 0 | 0 | 0 | 0 | 0 | 0 | 0 | 0 | 0 | 0 | 0 | 0 | 0 | 0 | 0 | 0
PG&E FRESNO | Newhall | 115 | 0 | 0 | 0 | 0 | 0 | 0 | 0 | 0 | 0 | 0 | 0 | 0 | 0 | 0 | 0 | 0 | 0 | 0 | 0 | 0 | 0 | 0 | 0 | 0 | 0 | 0 | 0 | 0 | 0 | 0 | 0 | 0 | 0 | 0 | 0 | 0 | 0 | 0 | 0 | 0 | 0 | 0 | 0 | 0 | 0 | 0 | 0 | 0 | 0 | 0 | 0 | 0 | 0 | 0 | 0 | 0 | 0 | 0 | 0 | 0 | 0 | 0 | 0 | 0 | 0 | 0 | 0 | 0 | 0 | 0 | 0 | 0 | 0 | 0 | 0 | 0 | 0 | 0 | 0 | 0 | 0 | 0 | 0 | 0 | 0 | 0 | 0 | 0 | 0 | 0 | 0 | 0 | 0 | 0 | 0 | 0
PG&E KERN | Norco | 115 | 0 | 0 | 0 | 0 | 0 | 0 | 0 | 0 | 0 | 0 | 0 | 0 | 0 | 0 | 0 | 0 | 0 | 0 | 0 | 0 | 0 | 0 | 0 | 0 | 0 | 0 | 0 | 0 | 0 | 0 | 0 | 0 | 0 | 0 | 0 | 0 | 0 | 0 | 0 | 0 | 0 | 0 | 0 | 0 | 0 | 0 | 0 | 0 | 0 | 0 | 0 | 0 | 0 | 0 | 0 | 0 | 0 | 0 | 0 | 0 | 0 | 0 | 0 | 0 | 0 | 0 | 0 | 0 | 0 | 0 | 0 | 0 | 0 | 0 | 0 | 0 | 0 | 0 | 0 | 0 | 0 | 0 | 0 | 0 | 0 | 0 | 0 | 0 | 0 | 0 | 0 | 0 | 0 | 0 | 0 | 0
PG&E GBA | Nortech | 115 | 0 | 0 | 0 | 0 | 0 | 0 | 0 | 0 | 0 | 0 | 0 | 0 | 0 | 0 | 0 | 0 | 0 | 0 | 0 | 0 | 0 | 0 | 0 | 0 | 0 | 0 | 0 | 0 | 0 | 0 | 0 | 0 | 0 | 0 | 0 | 0 | 0 | 0 | 0 | 0 | 0 | 0 | 0 | 0 | 0 | 0 | 0 | 0 | 0 | 0 | 0 | 0 | 0 | 0 | 0 | 0 | 0 | 0 | 0 | 0 | 0 | 0 | 0 | 0 | 0 | 0 | 0 | 0 | 0 | 0 | 0 | 0 | 0 | 0 | 0 | 0 | 0 | 0 | 0 | 0 | 0 | 0 | 0 | 0 | 0 | 0 | 0 | 0 | 0 | 0 | 0 | 0 | 0 | 0 | 0 | 0
SDGE | North City Metering | 138 | 0 | 0 | 0 | 0 | 0 | 0 | 0 | 0 | 0 | 0 | 0 | 0 | 0 | 0 | 0 | 0 | 0 | 0 | 0 | 0 | 0 | 0 | 0 | 0 | 0 | 0 | 0 | 0 | 0 | 0 | 0 | 0 | 0 | 0 | 0 | 0 | 0 | 0 | 0 | 0 | 0 | 0 | 0 | 0 | 0 | 0 | 0 | 0 | 0 | 0 | 0 | 0 | 0 | 0 | 0 | 0 | 0 | 0 | 0 | 0 | 0 | 0 | 0 | 0 | 0 | 0 | 0 | 0 | 0 | 0 | 0 | 0 | 0 | 0 | 0 | 0 | 0 | 0 | 0 | 0 | 0 | 0 | 0 | 0 | 0 | 0 | 0 | 0 | 0 | 0 | 0 | 0 | 0 | 0 | 0 | 0
PG&E GBA | North Dublin | 230 | 0 | 0 | 0 | 0 | 0 | 0 | 0 | 0 | 0 | 0 | 0 | 0 | 0 | 0 | 0 | 0 | 0 | 0 | 0 | 0 | 0 | 0 | 0 | 0 | 0 | 0 | 0 | 0 | 0 | 0 | 0 | 0 | 0 | 0 | 0 | 0 | 0 | 0 | 0 | 0 | 0 | 0 | 0 | 0 | 0 | 0 | 0 | 0 | 0 | 0 | 0 | 0 | 0 | 0 | 0 | 0 | 0 | 0 | 0 | 0 | 0 | 0 | 0 | 0 | 0 | 0 | 0 | 0 | 0 | 0 | 0 | 0 | 0 | 0 | 0 | 0 | 0 | 0 | 0 | 0 | 0 | 0 | 0 | 0 | 0 | 0 | 0 | 0 | 0 | 0 | 0 | 0 | 0 | 0 | 0 | 0
SDGE | North Gila | 500 | 0 | 0 | 0 | 0 | 0 | 0 | 0 | 0 | 0 | 0 | 0 | 0 | 0 | 0 | 0 | 0 | 0 | 0 | 0 | 0 | 0 | 0 | 0 | 0 | 0 | 0 | 0 | 0 | 0 | 0 | 0 | 0 | 0 | 0 | 0 | 0 | 0 | 0 | 0 | 0 | 0 | 0 | 0 | 0 | 0 | 0 | 0 | 0 | 0 | 0 | 0 | 0 | 0 | 0 | 0 | 0 | 0 | 0 | 0 | 0 | 0 | 0 | 0 | 0 | 0 | 0 | 0 | 0 | 0 | 0 | 0 | 0 | 0 | 0 | 0 | 0 | 0 | 0 | 0 | 0 | 0 | 0 | 0 | 0 | 0 | 0 | 0 | 0 | 0 | 0 | 0 | 0 | 0 | 0 | 0 | 0
SCE Metro | North of SONGS | 230 | 0 | 0 | 0 | 0 | 0 | 0 | 0 | 0 | 0 | 0 | 0 | 0 | 0 | 0 | 0 | 0 | 0 | 0 | 0 | 0 | 0 | 0 | 0 | 0 | 0 | 0 | 0 | 0 | 0 | 0 | 0 | 0 | 0 | 0 | 0 | 0 | 0 | 0 | 0 | 0 | 0 | 0 | 0 | 0 | 0 | 0 | 0 | 0 | 0 | 0 | 0 | 0 | 0 | 0 | 0 | 0 | 0 | 0 | 0 | 0 | 0 | 0 | 0 | 0 | 0 | 0 | 0 | 0 | 0 | 0 | 0 | 0 | 0 | 0 | 0 | 0 | 0 | 0 | 0 | 0 | 0 | 0 | 0 | 0 | 0 | 0 | 0 | 0 | 0 | 0 | 0 | 0 | 0 | 0 | 0 | 0
SCE Metro | North of SONGS | 500 | 0 | 0 | 0 | 0 | 0 | 0 | 0 | 0 | 0 | 0 | 0 | 0 | 0 | 0 | 0 | 0 | 0 | 0 | 0 | 0 | 0 | 0 | 0 | 0 | 0 | 0 | 0 | 0 | 0 | 0 | 0 | 0 | 0 | 0 | 0 | 0 | 0 | 0 | 0 | 0 | 0 | 0 | 0 | 0 | 0 | 0 | 0 | 0 | 0 | 0 | 0 | 0 | 0 | 0 | 0 | 0 | 0 | 0 | 0 | 0 | 0 | 0 | 0 | 0 | 0 | 0 | 0 | 0 | 0 | 0 | 0 | 0 | 0 | 0 | 0 | 0 | 0 | 0 | 0 | 0 | 0 | 0 | 0 | 0 | 0 | 0 | 0 | 0 | 0 | 0 | 0 | 0 | 0 | 0 | 0 | 0
PG&E NGBA | Notre Dame | 115 | 0 | 0 | 0 | 0 | 0 | 0 | 0 | 0 | 0 | 0 | 0 | 0 | 0 | 0 | 0 | 0 | 0 | 0 | 0 | 0 | 0 | 0 | 0 | 0 | 0 | 0 | 0 | 0 | 0 | 0 | 0 | 0 | 0 | 0 | 0 | 0 | 0 | 0 | 0 | 0 | 0 | 0 | 0 | 0 | 0 | 0 | 0 | 0 | 0 | 0 | 0 | 0 | 0 | 0 | 0 | 0 | 0 | 0 | 0 | 0 | 0 | 0 | 0 | 0 | 0 | 0 | 0 | 0 | 0 | 0 | 0 | 0 | 0 | 0 | 0 | 0 | 0 | 0 | 0 | 0 | 0 | 0 | 0 | 0 | 0 | 0 | 0 | 0 | 0 | 0 | 0 | 0 | 0 | 0 | 0 | 0
PG&E GBA | Oakland C | 115 | 75.6 | 0 | 0 | 0 | 0 | 0 | 0 | 0 | 0 | 0 | 0 | 0 | 0 | 0 | 0 | 0 | 0 | 0 | 0 | 0 | 0 | 0 | 0 | 0 | 75.6 | 0 | 0 | 0 | 0 | 0 | 0 | 0 | 0 | 0 | 0 | 0 | 0 | 0 | 0 | 0 | 0 | 0 | 0 | 0 | 0 | 0 | 0 | 0 | 75.6 | 0 | 0 | 0 | 0 | 0 | 0 | 0 | 0 | 0 | 0 | 0 | 0 | 0 | 0 | 0 | 0 | 0 | 0 | 0 | 0 | 0 | 0 | 0 | 75.6 | 0 | 0 | 0 | 0 | 0 | 0 | 0 | 0 | 0 | 0 | 0 | 0 | 0 | 0 | 0 | 0 | 0 | 0 | 0 | 0 | 0 | 0 | 0
PG&E GBA | Oakland J | 115 | 50 | 50 | 0 | 0 | 0 | 0 | 0 | 0 | 0 | 0 | 0 | 0 | 0 | 0 | 0 | 0 | 0 | 0 | 0 | 0 | 0 | 0 | 0 | 0 | 50 | 50 | 0 | 0 | 0 | 0 | 0 | 0 | 0 | 0 | 0 | 0 | 0 | 0 | 0 | 0 | 0 | 0 | 0 | 0 | 0 | 0 | 0 | 0 | 50 | 50 | 0 | 0 | 0 | 0 | 0 | 0 | 0 | 0 | 0 | 0 | 0 | 0 | 0 | 0 | 0 | 0 | 0 | 0 | 0 | 0 | 0 | 0 | 50 | 50 | 0 | 0 | 0 | 0 | 0 | 0 | 0 | 0 | 0 | 0 | 0 | 0 | 0 | 0 | 0 | 0 | 0 | 0 | 0 | 0 | 0 | 0
PG&E GBA | Oakland L | 115 | 0 | 0 | 0 | 0 | 0 | 0 | 0 | 0 | 0 | 0 | 0 | 0 | 0 | 0 | 0 | 0 | 0 | 0 | 0 | 0 | 0 | 0 | 0 | 0 | 0 | 0 | 0 | 0 | 0 | 0 | 0 | 0 | 0 | 0 | 0 | 0 | 0 | 0 | 0 | 0 | 0 | 0 | 0 | 0 | 0 | 0 | 0 | 0 | 0 | 0 | 0 | 0 | 0 | 0 | 0 | 0 | 0 | 0 | 0 | 0 | 0 | 0 | 0 | 0 | 0 | 0 | 0 | 0 | 0 | 0 | 0 | 0 | 0 | 0 | 0 | 0 | 0 | 0 | 0 | 0 | 0 | 0 | 0 | 0 | 0 | 0 | 0 | 0 | 0 | 0 | 0 | 0 | 0 | 0 | 0 | 0
PG&E GBA | Oakland X | 115 | 0 | 0 | 0 | 0 | 0 | 0 | 0 | 0 | 0 | 0 | 0 | 0 | 0 | 0 | 0 | 0 | 0 | 0 | 0 | 0 | 0 | 0 | 0 | 0 | 0 | 0 | 0 | 0 | 0 | 0 | 0 | 0 | 0 | 0 | 0 | 0 | 0 | 0 | 0 | 0 | 0 | 0 | 0 | 0 | 0 | 0 | 0 | 0 | 0 | 0 | 0 | 0 | 0 | 0 | 0 | 0 | 0 | 0 | 0 | 0 | 0 | 0 | 0 | 0 | 0 | 0 | 0 | 0 | 0 | 0 | 0 | 0 | 0 | 0 | 0 | 0 | 0 | 0 | 0 | 0 | 0 | 0 | 0 | 0 | 0 | 0 | 0 | 0 | 0 | 0 | 0 | 0 | 0 | 0 | 0 | 0
SDGE | Ocean Ranch | 69 | 105 | 0 | 0 | 0 | 0 | 0 | 0 | 0 | 0 | 0 | 0 | 0 | 0 | 0 | 0 | 0 | 0 | 0 | 0 | 0 | 0 | 0 | 0 | 0 | 105 | 0 | 0 | 0 | 0 | 0 | 0 | 0 | 0 | 0 | 0 | 0 | 0 | 0 | 0 | 0 | 0 | 0 | 0 | 0 | 0 | 0 | 0 | 0 | 105 | 0 | 0 | 0 | 0 | 0 | 0 | 0 | 0 | 0 | 0 | 0 | 0 | 0 | 0 | 0 | 0 | 0 | 0 | 0 | 0 | 0 | 0 | 0 | 105 | 0 | 0 | 0 | 0 | 0 | 0 | 0 | 0 | 0 | 0 | 0 | 0 | 0 | 0 | 0 | 0 | 0 | 0 | 0 | 0 | 0 | 0 | 0
PG&E KERN | Oceano | 115 | 0 | 0 | 0 | 0 | 0 | 0 | 0 | 0 | 0 | 0 | 0 | 0 | 0 | 0 | 0 | 0 | 0 | 0 | 0 | 0 | 0 | 0 | 0 | 0 | 0 | 0 | 0 | 0 | 0 | 0 | 0 | 0 | 0 | 0 | 0 | 0 | 0 | 0 | 0 | 0 | 0 | 0 | 0 | 0 | 0 | 0 | 0 | 0 | 0 | 0 | 0 | 0 | 0 | 0 | 0 | 0 | 0 | 0 | 0 | 0 | 0 | 0 | 0 | 0 | 0 | 0 | 0 | 0 | 0 | 0 | 0 | 0 | 0 | 0 | 0 | 0 | 0 | 0 | 0 | 0 | 0 | 0 | 0 | 0 | 0 | 0 | 0 | 0 | 0 | 0 | 0 | 0 | 0 | 0 | 0 | 0
SDGE | Ocotillo Express | 500 | 0 | 0 | 0 | 0 | 0 | 0 | 0 | 0 | 0 | 0 | 0 | 0 | 0 | 0 | 0 | 0 | 0 | 0 | 0 | 0 | 0 | 0 | 0 | 0 | 0 | 0 | 0 | 0 | 0 | 0 | 0 | 0 | 0 | 0 | 0 | 0 | 0 | 0 | 0 | 0 | 0 | 0 | 0 | 0 | 0 | 0 | 0 | 0 | 0 | 0 | 0 | 0 | 0 | 0 | 0 | 0 | 0 | 0 | 0 | 0 | 0 | 0 | 0 | 0 | 0 | 0 | 0 | 0 | 0 | 0 | 0 | 0 | 0 | 0 | 0 | 0 | 0 | 0 | 0 | 0 | 0 | 0 | 0 | 0 | 0 | 0 | 0 | 0 | 0 | 0 | 0 | 0 | 0 | 0 | 0 | 0
PG&E KERN | Old River | 70 | 0 | 0 | 0 | 0 | 0 | 0 | 0 | 0 | 0 | 0 | 0 | 0 | 0 | 0 | 0 | 0 | 0 | 0 | 0 | 0 | 0 | 0 | 0 | 0 | 0 | 0 | 0 | 0 | 0 | 0 | 0 | 0 | 0 | 0 | 0 | 0 | 0 | 0 | 0 | 0 | 0 | 0 | 0 | 0 | 0 | 0 | 0 | 0 | 0 | 0 | 0 | 0 | 0 | 0 | 0 | 0 | 0 | 0 | 0 | 0 | 0 | 0 | 0 | 0 | 0 | 0 | 0 | 0 | 0 | 0 | 0 | 0 | 0 | 0 | 0 | 0 | 0 | 0 | 0 | 0 | 0 | 0 | 0 | 0 | 0 | 0 | 0 | 0 | 0 | 0 | 0 | 0 | 0 | 0 | 0 | 0
SDGE | Old Town | 230 | 0 | 0 | 0 | 0 | 0 | 0 | 0 | 0 | 0 | 0 | 0 | 0 | 0 | 0 | 0 | 0 | 0 | 0 | 0 | 0 | 0 | 0 | 0 | 0 | 0 | 0 | 0 | 0 | 0 | 0 | 0 | 0 | 0 | 0 | 0 | 0 | 0 | 0 | 0 | 0 | 0 | 0 | 0 | 0 | 0 | 0 | 0 | 0 | 0 | 0 | 0 | 0 | 0 | 0 | 0 | 0 | 0 | 0 | 0 | 0 | 0 | 0 | 0 | 0 | 0 | 0 | 0 | 0 | 0 | 0 | 0 | 0 | 0 | 0 | 0 | 0 | 0 | 0 | 0 | 0 | 0 | 0 | 0 | 0 | 0 | 0 | 0 | 0 | 0 | 0 | 0 | 0 | 0 | 0 | 0 | 0
SCE Metro | Olinda | 230 | 0 | 0 | 0 | 0 | 0 | 0 | 0 | 0 | 0 | 0 | 0 | 0 | 0 | 0 | 0 | 0 | 0 | 0 | 0 | 0 | 0 | 0 | 0 | 0 | 0 | 0 | 0 | 0 | 0 | 0 | 0 | 0 | 0 | 0 | 0 | 0 | 0 | 0 | 0 | 0 | 0 | 0 | 0 | 0 | 0 | 0 | 0 | 0 | 0 | 0 | 0 | 0 | 0 | 0 | 0 | 0 | 0 | 0 | 0 | 0 | 0 | 0 | 0 | 0 | 0 | 0 | 0 | 0 | 0 | 0 | 0 | 0 | 0 | 0 | 0 | 0 | 0 | 0 | 0 | 0 | 0 | 0 | 0 | 0 | 0 | 0 | 0 | 0 | 0 | 0 | 0 | 0 | 0 | 0 | 0 | 0
PG&E FRESNO | Olive | 115 | 163.268 | 0 | 0 | 0 | 163.268 | 0 | 0 | 0 | 0 | 0 | 0 | 0 | 0 | 0 | 0 | 0 | 0 | 0 | 0 | 0 | 0 | 0 | 0 | 0 | 163.268 | 0 | 0 | 0 | 163.268 | 0 | 0 | 0 | 0 | 0 | 0 | 0 | 0 | 0 | 0 | 0 | 0 | 0 | 0 | 0 | 0 | 0 | 0 | 0 | 0 | 0 | 0 | 0 | 0 | 0 | 0 | 0 | 0 | 0 | 0 | 0 | 0 | 0 | 0 | 0 | 0 | 0 | 0 | 0 | 0 | 0 | 0 | 0 | 0 | 0 | 0 | 0 | 0 | 0 | 0 | 0 | 0 | 0 | 0 | 0 | 0 | 0 | 0 | 0 | 0 | 0 | 0 | 0 | 0 | 0 | 0 | 0
PG&E NGBA | Olivehurst | 115 | 0 | 0 | 0 | 0 | 0 | 0 | 0 | 0 | 0 | 0 | 0 | 0 | 0 | 0 | 0 | 0 | 0 | 0 | 0 | 0 | 0 | 0 | 0 | 0 | 0 | 0 | 0 | 0 | 0 | 0 | 0 | 0 | 0 | 0 | 0 | 0 | 0 | 0 | 0 | 0 | 0 | 0 | 0 | 0 | 0 | 0 | 0 | 0 | 0 | 0 | 0 | 0 | 0 | 0 | 0 | 0 | 0 | 0 | 0 | 0 | 0 | 0 | 0 | 0 | 0 | 0 | 0 | 0 | 0 | 0 | 0 | 0 | 0 | 0 | 0 | 0 | 0 | 0 | 0 | 0 | 0 | 0 | 0 | 0 | 0 | 0 | 0 | 0 | 0 | 0 | 0 | 0 | 0 | 0 | 0 | 0
PG&E NGBA | Oregon Trail | 60 | 0 | 0 | 0 | 0 | 0 | 0 | 0 | 0 | 0 | 0 | 0 | 0 | 0 | 0 | 0 | 0 | 0 | 0 | 0 | 0 | 0 | 0 | 0 | 0 | 0 | 0 | 0 | 0 | 0 | 0 | 0 | 0 | 0 | 0 | 0 | 0 | 0 | 0 | 0 | 0 | 0 | 0 | 0 | 0 | 0 | 0 | 0 | 0 | 0 | 0 | 0 | 0 | 0 | 0 | 0 | 0 | 0 | 0 | 0 | 0 | 0 | 0 | 0 | 0 | 0 | 0 | 0 | 0 | 0 | 0 | 0 | 0 | 0 | 0 | 0 | 0 | 0 | 0 | 0 | 0 | 0 | 0 | 0 | 0 | 0 | 0 | 0 | 0 | 0 | 0 | 0 | 0 | 0 | 0 | 0 | 0
SCE Northern | Ormond Beach | 230 | 0 | 0 | 0 | 0 | 0 | 0 | 0 | 0 | 0 | 0 | 0 | 0 | 0 | 0 | 0 | 0 | 0 | 0 | 0 | 0 | 0 | 0 | 0 | 0 | 0 | 0 | 0 | 0 | 0 | 0 | 0 | 0 | 0 | 0 | 0 | 0 | 0 | 0 | 0 | 0 | 0 | 0 | 0 | 0 | 0 | 0 | 0 | 0 | 0 | 0 | 0 | 0 | 0 | 0 | 0 | 0 | 0 | 0 | 0 | 0 | 0 | 0 | 0 | 0 | 0 | 0 | 0 | 0 | 0 | 0 | 0 | 0 | 0 | 0 | 0 | 0 | 0 | 0 | 0 | 0 | 0 | 0 | 0 | 0 | 0 | 0 | 0 | 0 | 0 | 0 | 0 | 0 | 0 | 0 | 0 | 0
PG&E FRESNO | Oro Loma | 115 | 0 | 0 | 0 | 0 | 0 | 0 | 0 | 0 | 0 | 0 | 0 | 0 | 0 | 0 | 0 | 0 | 0 | 0 | 0 | 0 | 0 | 0 | 0 | 0 | 0 | 0 | 0 | 0 | 0 | 0 | 0 | 0 | 0 | 0 | 0 | 0 | 0 | 0 | 0 | 0 | 0 | 0 | 0 | 0 | 0 | 0 | 0 | 0 | 0 | 0 | 0 | 0 | 0 | 0 | 0 | 0 | 0 | 0 | 0 | 0 | 0 | 0 | 0 | 0 | 0 | 0 | 0 | 0 | 0 | 0 | 0 | 0 | 0 | 0 | 0 | 0 | 0 | 0 | 0 | 0 | 0 | 0 | 0 | 0 | 0 | 0 | 0 | 0 | 0 | 0 | 0 | 0 | 0 | 0 | 0 | 0
PG&E FRESNO | Oro Loma | 70 | 0 | 0 | 0 | 0 | 0 | 0 | 0 | 0 | 0 | 0 | 0 | 0 | 0 | 0 | 0 | 0 | 0 | 0 | 0 | 0 | 0 | 0 | 0 | 0 | 0 | 0 | 0 | 0 | 0 | 0 | 0 | 0 | 0 | 0 | 0 | 0 | 0 | 0 | 0 | 0 | 0 | 0 | 0 | 0 | 0 | 0 | 0 | 0 | 0 | 0 | 0 | 0 | 0 | 0 | 0 | 0 | 0 | 0 | 0 | 0 | 0 | 0 | 0 | 0 | 0 | 0 | 0 | 0 | 0 | 0 | 0 | 0 | 0 | 0 | 0 | 0 | 0 | 0 | 0 | 0 | 0 | 0 | 0 | 0 | 0 | 0 | 0 | 0 | 0 | 0 | 0 | 0 | 0 | 0 | 0 | 0
PG&E FRESNO | Orosi | 70 | 0 | 0 | 0 | 0 | 0 | 0 | 0 | 0 | 0 | 0 | 0 | 0 | 0 | 0 | 0 | 0 | 0 | 0 | 0 | 0 | 0 | 0 | 0 | 0 | 0 | 0 | 0 | 0 | 0 | 0 | 0 | 0 | 0 | 0 | 0 | 0 | 0 | 0 | 0 | 0 | 0 | 0 | 0 | 0 | 0 | 0 | 0 | 0 | 0 | 0 | 0 | 0 | 0 | 0 | 0 | 0 | 0 | 0 | 0 | 0 | 0 | 0 | 0 | 0 | 0 | 0 | 0 | 0 | 0 | 0 | 0 | 0 | 0 | 0 | 0 | 0 | 0 | 0 | 0 | 0 | 0 | 0 | 0 | 0 | 0 | 0 | 0 | 0 | 0 | 0 | 0 | 0 | 0 | 0 | 0 | 0
SDGE | Otay | 69 | 0 | 0 | 0 | 0 | 0 | 0 | 0 | 0 | 0 | 0 | 0 | 0 | 0 | 0 | 0 | 0 | 0 | 0 | 0 | 0 | 0 | 0 | 0 | 0 | 0 | 0 | 0 | 0 | 0 | 0 | 0 | 0 | 0 | 0 | 0 | 0 | 0 | 0 | 0 | 0 | 0 | 0 | 0 | 0 | 0 | 0 | 0 | 0 | 0 | 0 | 0 | 0 | 0 | 0 | 0 | 0 | 0 | 0 | 0 | 0 | 0 | 0 | 0 | 0 | 0 | 0 | 0 | 0 | 0 | 0 | 0 | 0 | 0 | 0 | 0 | 0 | 0 | 0 | 0 | 0 | 0 | 0 | 0 | 0 | 0 | 0 | 0 | 0 | 0 | 0 | 0 | 0 | 0 | 0 | 0 | 0
SDGE | Otay Mesa | 230 | 882.21 | 0 | 0 | 0 | 0 | 0 | 0 | 0 | 0 | 0 | 0 | 0 | 312.96 | 0 | 0 | 0 | 0 | 0 | 0 | 0 | 0 | 0 | 0 | 0 | 882.21 | 0 | 0 | 0 | 0 | 0 | 0 | 0 | 0 | 0 | 0 | 0 | 0 | 0 | 0 | 0 | 0 | 0 | 0 | 0 | 0 | 0 | 0 | 0 | 312.96 | 0 | 0 | 0 | 0 | 0 | 0 | 0 | 0 | 0 | 0 | 0 | 312.96 | 0 | 0 | 0 | 0 | 0 | 0 | 0 | 0 | 0 | 0 | 0 | 312.96 | 0 | 0 | 0 | 0 | 0 | 0 | 0 | 0 | 0 | 0 | 0 | 0 | 0 | 0 | 0 | 0 | 0 | 0 | 0 | 0 | 0 | 0 | 0
PG&E FRESNO | Padre Flats SW STA | 230 | 0 | 0 | 0 | 0 | 0 | 0 | 0 | 0 | 0 | 0 | 0 | 0 | 0 | 0 | 0 | 0 | 0 | 0 | 0 | 0 | 0 | 0 | 0 | 0 | 0 | 0 | 0 | 0 | 0 | 0 | 0 | 0 | 0 | 0 | 0 | 0 | 0 | 0 | 0 | 0 | 0 | 0 | 0 | 0 | 0 | 0 | 0 | 0 | 0 | 0 | 0 | 0 | 0 | 0 | 0 | 0 | 0 | 0 | 0 | 0 | 0 | 0 | 0 | 0 | 0 | 0 | 0 | 0 | 0 | 0 | 0 | 0 | 0 | 0 | 0 | 0 | 0 | 0 | 0 | 0 | 0 | 0 | 0 | 0 | 0 | 0 | 0 | 0 | 0 | 0 | 0 | 0 | 0 | 0 | 0 | 0
EOP | Pahrump | 138 | 0 | 0 | 0 | 0 | 0 | 0 | 0 | 0 | 0 | 0 | 0 | 0 | 0 | 0 | 0 | 0 | 0 | 0 | 0 | 0 | 0 | 0 | 0 | 0 | 0 | 0 | 0 | 0 | 0 | 0 | 0 | 0 | 0 | 0 | 0 | 0 | 0 | 0 | 0 | 0 | 0 | 0 | 0 | 0 | 0 | 0 | 0 | 0 | 0 | 0 | 0 | 0 | 0 | 0 | 0 | 0 | 0 | 0 | 0 | 0 | 0 | 0 | 0 | 0 | 0 | 0 | 0 | 0 | 0 | 0 | 0 | 0 | 0 | 0 | 0 | 0 | 0 | 0 | 0 | 0 | 0 | 0 | 0 | 0 | 0 | 0 | 0 | 0 | 0 | 0 | 0 | 0 | 0 | 0 | 0 | 0
EOP | Pahrump | 230 | 0 | 0 | 0 | 0 | 0 | 0 | 0 | 0 | 0 | 0 | 0 | 0 | 0 | 0 | 0 | 0 | 0 | 0 | 0 | 0 | 0 | 0 | 0 | 0 | 0 | 0 | 0 | 0 | 0 | 0 | 0 | 0 | 0 | 0 | 0 | 0 | 0 | 0 | 0 | 0 | 0 | 0 | 0 | 0 | 0 | 0 | 0 | 0 | 0 | 0 | 0 | 0 | 0 | 0 | 0 | 0 | 0 | 0 | 0 | 0 | 0 | 0 | 0 | 0 | 0 | 0 | 0 | 0 | 0 | 0 | 0 | 0 | 0 | 0 | 0 | 0 | 0 | 0 | 0 | 0 | 0 | 0 | 0 | 0 | 0 | 0 | 0 | 0 | 0 | 0 | 0 | 0 | 0 | 0 | 0 | 0
SDGE | Pala | 69 | 0 | 0 | 0 | 0 | 0 | 0 | 0 | 0 | 0 | 0 | 0 | 0 | 0 | 0 | 0 | 0 | 0 | 0 | 0 | 0 | 0 | 0 | 0 | 0 | 0 | 0 | 0 | 0 | 0 | 0 | 0 | 0 | 0 | 0 | 0 | 0 | 0 | 0 | 0 | 0 | 0 | 0 | 0 | 0 | 0 | 0 | 0 | 0 | 0 | 0 | 0 | 0 | 0 | 0 | 0 | 0 | 0 | 0 | 0 | 0 | 0 | 0 | 0 | 0 | 0 | 0 | 0 | 0 | 0 | 0 | 0 | 0 | 0 | 0 | 0 | 0 | 0 | 0 | 0 | 0 | 0 | 0 | 0 | 0 | 0 | 0 | 0 | 0 | 0 | 0 | 0 | 0 | 0 | 0 | 0 | 0
PG&E NGBA | Palermo | 115 | 213.55 | 0 | 0 | 0 | 0 | 0 | 0 | 0 | 0 | 0 | 0 | 0 | 0 | 0 | 0 | 0 | 0 | 0 | 0 | 0 | 0 | 0 | 0 | 0 | 213.55 | 0 | 0 | 0 | 0 | 0 | 0 | 0 | 0 | 0 | 0 | 0 | 0 | 0 | 0 | 0 | 0 | 0 | 0 | 0 | 0 | 0 | 0 | 0 | 0 | 0 | 0 | 0 | 0 | 0 | 0 | 0 | 0 | 0 | 0 | 0 | 0 | 0 | 0 | 0 | 0 | 0 | 0 | 0 | 0 | 0 | 0 | 0 | 0 | 0 | 0 | 0 | 0 | 0 | 0 | 0 | 0 | 0 | 0 | 0 | 0 | 0 | 0 | 0 | 0 | 0 | 0 | 0 | 0 | 0 | 0 | 0
PG&E NGBA | Palermo | 230 | 0 | 0 | 0 | 0 | 0 | 0 | 0 | 0 | 0 | 0 | 0 | 0 | 0 | 0 | 0 | 0 | 0 | 0 | 0 | 0 | 0 | 0 | 0 | 0 | 0 | 0 | 0 | 0 | 0 | 0 | 0 | 0 | 0 | 0 | 0 | 0 | 0 | 0 | 0 | 0 | 0 | 0 | 0 | 0 | 0 | 0 | 0 | 0 | 0 | 0 | 0 | 0 | 0 | 0 | 0 | 0 | 0 | 0 | 0 | 0 | 0 | 0 | 0 | 0 | 0 | 0 | 0 | 0 | 0 | 0 | 0 | 0 | 0 | 0 | 0 | 0 | 0 | 0 | 0 | 0 | 0 | 0 | 0 | 0 | 0 | 0 | 0 | 0 | 0 | 0 | 0 | 0 | 0 | 0 | 0 | 0
SCE Eastern | Palo Verde | 500 | 0 | 0 | 0 | 0 | 0 | 0 | 0 | 0 | 0 | 0 | 0 | 0 | 0 | 0 | 0 | 0 | 0 | 0 | 0 | 0 | 0 | 0 | 0 | 0 | 0 | 0 | 0 | 0 | 0 | 0 | 0 | 0 | 0 | 0 | 0 | 0 | 0 | 0 | 0 | 0 | 0 | 0 | 0 | 0 | 0 | 0 | 0 | 0 | 0 | 0 | 0 | 0 | 0 | 0 | 0 | 0 | 0 | 0 | 0 | 0 | 0 | 0 | 0 | 0 | 0 | 0 | 0 | 0 | 0 | 0 | 0 | 0 | 0 | 0 | 0 | 0 | 0 | 0 | 0 | 0 | 0 | 0 | 0 | 0 | 0 | 0 | 0 | 0 | 0 | 0 | 0 | 0 | 0 | 0 | 0 | 0
SDGE | Palomar Energy | 230 | 0 | 0 | 0 | 0 | 0 | 0 | 0 | 0 | 0 | 0 | 0 | 0 | 0 | 0 | 0 | 0 | 0 | 0 | 0 | 0 | 0 | 0 | 0 | 0 | 0 | 0 | 0 | 0 | 0 | 0 | 0 | 0 | 0 | 0 | 0 | 0 | 0 | 0 | 0 | 0 | 0 | 0 | 0 | 0 | 0 | 0 | 0 | 0 | 0 | 0 | 0 | 0 | 0 | 0 | 0 | 0 | 0 | 0 | 0 | 0 | 0 | 0 | 0 | 0 | 0 | 0 | 0 | 0 | 0 | 0 | 0 | 0 | 0 | 0 | 0 | 0 | 0 | 0 | 0 | 0 | 0 | 0 | 0 | 0 | 0 | 0 | 0 | 0 | 0 | 0 | 0 | 0 | 0 | 0 | 0 | 0
PG&E KERN | Panama | 70 | 0 | 0 | 0 | 0 | 0 | 0 | 0 | 0 | 0 | 0 | 0 | 0 | 0 | 0 | 0 | 0 | 0 | 0 | 0 | 0 | 0 | 0 | 0 | 0 | 0 | 0 | 0 | 0 | 0 | 0 | 0 | 0 | 0 | 0 | 0 | 0 | 0 | 0 | 0 | 0 | 0 | 0 | 0 | 0 | 0 | 0 | 0 | 0 | 0 | 0 | 0 | 0 | 0 | 0 | 0 | 0 | 0 | 0 | 0 | 0 | 0 | 0 | 0 | 0 | 0 | 0 | 0 | 0 | 0 | 0 | 0 | 0 | 0 | 0 | 0 | 0 | 0 | 0 | 0 | 0 | 0 | 0 | 0 | 0 | 0 | 0 | 0 | 0 | 0 | 0 | 0 | 0 | 0 | 0 | 0 | 0
PG&E FRESNO | Panoche | 115 | 5 | 0 | 0 | 0 | 0 | 0 | 0 | 0 | 0 | 0 | 0 | 0 | 0 | 0 | 0 | 0 | 0 | 0 | 0 | 0 | 0 | 0 | 0 | 0 | 5 | 0 | 0 | 0 | 0 | 0 | 0 | 0 | 0 | 0 | 0 | 0 | 0 | 0 | 0 | 0 | 0 | 0 | 0 | 0 | 0 | 0 | 0 | 0 | 5 | 0 | 0 | 0 | 0 | 0 | 0 | 0 | 0 | 0 | 0 | 0 | 0 | 0 | 0 | 0 | 0 | 0 | 0 | 0 | 0 | 0 | 0 | 0 | 5 | 0 | 0 | 0 | 0 | 0 | 0 | 0 | 0 | 0 | 0 | 0 | 0 | 0 | 0 | 0 | 0 | 0 | 0 | 0 | 0 | 0 | 0 | 0
PG&E FRESNO | Panoche | 230 | 0 | 0 | 0 | 0 | 0 | 0 | 0 | 0 | 0 | 0 | 0 | 0 | 0 | 0 | 0 | 0 | 0 | 0 | 0 | 0 | 0 | 0 | 0 | 0 | 0 | 0 | 0 | 0 | 0 | 0 | 0 | 0 | 0 | 0 | 0 | 0 | 0 | 0 | 0 | 0 | 0 | 0 | 0 | 0 | 0 | 0 | 0 | 0 | 0 | 0 | 0 | 0 | 0 | 0 | 0 | 0 | 0 | 0 | 0 | 0 | 0 | 0 | 0 | 0 | 0 | 0 | 0 | 0 | 0 | 0 | 0 | 0 | 0 | 0 | 0 | 0 | 0 | 0 | 0 | 0 | 0 | 0 | 0 | 0 | 0 | 0 | 0 | 0 | 0 | 0 | 0 | 0 | 0 | 0 | 0 | 0
SCE Northern | Pardee | 230 | 0 | 0 | 0 | 0 | 0 | 0 | 0 | 0 | 0 | 0 | 0 | 0 | 0 | 0 | 0 | 0 | 0 | 0 | 0 | 0 | 0 | 0 | 0 | 0 | 0 | 0 | 0 | 0 | 0 | 0 | 0 | 0 | 0 | 0 | 0 | 0 | 0 | 0 | 0 | 0 | 0 | 0 | 0 | 0 | 0 | 0 | 0 | 0 | 0 | 0 | 0 | 0 | 0 | 0 | 0 | 0 | 0 | 0 | 0 | 0 | 0 | 0 | 0 | 0 | 0 | 0 | 0 | 0 | 0 | 0 | 0 | 0 | 0 | 0 | 0 | 0 | 0 | 0 | 0 | 0 | 0 | 0 | 0 | 0 | 0 | 0 | 0 | 0 | 0 | 0 | 0 | 0 | 0 | 0 | 0 | 0
PG&E NGBA | Parkway | 230 | 0 | 0 | 0 | 0 | 0 | 0 | 0 | 0 | 0 | 0 | 0 | 0 | 0 | 0 | 0 | 0 | 0 | 0 | 0 | 0 | 0 | 0 | 0 | 0 | 0 | 0 | 0 | 0 | 0 | 0 | 0 | 0 | 0 | 0 | 0 | 0 | 0 | 0 | 0 | 0 | 0 | 0 | 0 | 0 | 0 | 0 | 0 | 0 | 0 | 0 | 0 | 0 | 0 | 0 | 0 | 0 | 0 | 0 | 0 | 0 | 0 | 0 | 0 | 0 | 0 | 0 | 0 | 0 | 0 | 0 | 0 | 0 | 0 | 0 | 0 | 0 | 0 | 0 | 0 | 0 | 0 | 0 | 0 | 0 | 0 | 0 | 0 | 0 | 0 | 0 | 0 | 0 | 0 | 0 | 0 | 0
SCE Northern | Pastoria | 230 | 0 | 0 | 0 | 0 | 1.875 | 0 | 0 | 0 | 0 | 0 | 0 | 0 | 0 | 0 | 0 | 0 | 1.875 | 0 | 0 | 0 | 0 | 0 | 0 | 0 | 0 | 0 | 0 | 0 | 1.875 | 0 | 0 | 0 | 0 | 0 | 0 | 0 | 0 | 0 | 0 | 0 | 1.875 | 0 | 0 | 0 | 0 | 0 | 0 | 0 | 0 | 0 | 0 | 0 | 1.875 | 0 | 0 | 0 | 0 | 0 | 0 | 0 | 0 | 0 | 0 | 0 | 1.875 | 0 | 0 | 0 | 0 | 0 | 0 | 0 | 0 | 0 | 0 | 0 | 1.875 | 0 | 0 | 0 | 0 | 0 | 0 | 0 | 0 | 0 | 0 | 0 | 1.875 | 0 | 0 | 0 | 0 | 0 | 0 | 0
SCE Metro | Pauda | 230 | 0 | 0 | 0 | 0 | 0 | 0 | 0 | 0 | 0 | 0 | 0 | 0 | 0 | 0 | 0 | 0 | 0 | 0 | 0 | 0 | 0 | 0 | 0 | 0 | 0 | 0 | 0 | 0 | 0 | 0 | 0 | 0 | 0 | 0 | 0 | 0 | 0 | 0 | 0 | 0 | 0 | 0 | 0 | 0 | 0 | 0 | 0 | 0 | 0 | 0 | 0 | 0 | 0 | 0 | 0 | 0 | 0 | 0 | 0 | 0 | 0 | 0 | 0 | 0 | 0 | 0 | 0 | 0 | 0 | 0 | 0 | 0 | 0 | 0 | 0 | 0 | 0 | 0 | 0 | 0 | 0 | 0 | 0 | 0 | 0 | 0 | 0 | 0 | 0 | 0 | 0 | 0 | 0 | 0 | 0 | 0
PG&E GBA | Paul Sweet | 115 | 0 | 0 | 0 | 0 | 0 | 0 | 0 | 0 | 0 | 0 | 0 | 0 | 0 | 0 | 0 | 0 | 0 | 0 | 0 | 0 | 0 | 0 | 0 | 0 | 0 | 0 | 0 | 0 | 0 | 0 | 0 | 0 | 0 | 0 | 0 | 0 | 0 | 0 | 0 | 0 | 0 | 0 | 0 | 0 | 0 | 0 | 0 | 0 | 0 | 0 | 0 | 0 | 0 | 0 | 0 | 0 | 0 | 0 | 0 | 0 | 0 | 0 | 0 | 0 | 0 | 0 | 0 | 0 | 0 | 0 | 0 | 0 | 0 | 0 | 0 | 0 | 0 | 0 | 0 | 0 | 0 | 0 | 0 | 0 | 0 | 0 | 0 | 0 | 0 | 0 | 0 | 0 | 0 | 0 | 0 | 0
PG&E NGBA | Peabody | 230 | 0 | 0 | 0 | 0 | 0 | 0 | 0 | 0 | 0 | 0 | 0 | 0 | 0 | 0 | 0 | 0 | 0 | 0 | 0 | 0 | 0 | 0 | 0 | 0 | 0 | 0 | 0 | 0 | 0 | 0 | 0 | 0 | 0 | 0 | 0 | 0 | 0 | 0 | 0 | 0 | 0 | 0 | 0 | 0 | 0 | 0 | 0 | 0 | 0 | 0 | 0 | 0 | 0 | 0 | 0 | 0 | 0 | 0 | 0 | 0 | 0 | 0 | 0 | 0 | 0 | 0 | 0 | 0 | 0 | 0 | 0 | 0 | 0 | 0 | 0 | 0 | 0 | 0 | 0 | 0 | 0 | 0 | 0 | 0 | 0 | 0 | 0 | 0 | 0 | 0 | 0 | 0 | 0 | 0 | 0 | 0
PG&E NGBA | Pease | 115 | 0 | 0 | 0 | 0 | 0 | 0 | 0 | 0 | 0 | 0 | 0 | 0 | 0 | 0 | 0 | 0 | 0 | 0 | 0 | 0 | 0 | 0 | 0 | 0 | 0 | 0 | 0 | 0 | 0 | 0 | 0 | 0 | 0 | 0 | 0 | 0 | 0 | 0 | 0 | 0 | 0 | 0 | 0 | 0 | 0 | 0 | 0 | 0 | 0 | 0 | 0 | 0 | 0 | 0 | 0 | 0 | 0 | 0 | 0 | 0 | 0 | 0 | 0 | 0 | 0 | 0 | 0 | 0 | 0 | 0 | 0 | 0 | 0 | 0 | 0 | 0 | 0 | 0 | 0 | 0 | 0 | 0 | 0 | 0 | 0 | 0 | 0 | 0 | 0 | 0 | 0 | 0 | 0 | 0 | 0 | 0
PG&E NGBA | Pease | 60 | 50.5 | 0 | 0 | 0 | 0 | 0 | 0 | 0 | 0 | 0 | 0 | 0 | 0 | 0 | 0 | 0 | 0 | 0 | 0 | 0 | 0 | 0 | 0 | 0 | 50.5 | 0 | 0 | 0 | 0 | 0 | 0 | 0 | 0 | 0 | 0 | 0 | 0 | 0 | 0 | 0 | 0 | 0 | 0 | 0 | 0 | 0 | 0 | 0 | 50.5 | 0 | 0 | 0 | 0 | 0 | 0 | 0 | 0 | 0 | 0 | 0 | 0 | 0 | 0 | 0 | 0 | 0 | 0 | 0 | 0 | 0 | 0 | 0 | 50.5 | 0 | 0 | 0 | 0 | 0 | 0 | 0 | 0 | 0 | 0 | 0 | 0 | 0 | 0 | 0 | 0 | 0 | 0 | 0 | 0 | 0 | 0 | 0
SDGE | Penasquitos | 138 | 0 | 0 | 0 | 0 | 0 | 0 | 0 | 0 | 0 | 0 | 0 | 0 | 0 | 0 | 0 | 0 | 0 | 0 | 0 | 0 | 0 | 0 | 0 | 0 | 0 | 0 | 0 | 0 | 0 | 0 | 0 | 0 | 0 | 0 | 0 | 0 | 0 | 0 | 0 | 0 | 0 | 0 | 0 | 0 | 0 | 0 | 0 | 0 | 0 | 0 | 0 | 0 | 0 | 0 | 0 | 0 | 0 | 0 | 0 | 0 | 0 | 0 | 0 | 0 | 0 | 0 | 0 | 0 | 0 | 0 | 0 | 0 | 0 | 0 | 0 | 0 | 0 | 0 | 0 | 0 | 0 | 0 | 0 | 0 | 0 | 0 | 0 | 0 | 0 | 0 | 0 | 0 | 0 | 0 | 0 | 0
SDGE | Penasquitos | 230 | 0 | 0 | 0 | 0 | 0 | 0 | 0 | 0 | 0 | 0 | 0 | 0 | 0 | 0 | 0 | 0 | 0 | 0 | 0 | 0 | 0 | 0 | 0 | 0 | 0 | 0 | 0 | 0 | 0 | 0 | 0 | 0 | 0 | 0 | 0 | 0 | 0 | 0 | 0 | 0 | 0 | 0 | 0 | 0 | 0 | 0 | 0 | 0 | 0 | 0 | 0 | 0 | 0 | 0 | 0 | 0 | 0 | 0 | 0 | 0 | 0 | 0 | 0 | 0 | 0 | 0 | 0 | 0 | 0 | 0 | 0 | 0 | 0 | 0 | 0 | 0 | 0 | 0 | 0 | 0 | 0 | 0 | 0 | 0 | 0 | 0 | 0 | 0 | 0 | 0 | 0 | 0 | 0 | 0 | 0 | 0
SDGE | Penasquitos | 69 | 0 | 0 | 0 | 0 | 0 | 0 | 0 | 0 | 0 | 0 | 0 | 0 | 0 | 0 | 0 | 0 | 0 | 0 | 0 | 0 | 0 | 0 | 0 | 0 | 0 | 0 | 0 | 0 | 0 | 0 | 0 | 0 | 0 | 0 | 0 | 0 | 0 | 0 | 0 | 0 | 0 | 0 | 0 | 0 | 0 | 0 | 0 | 0 | 0 | 0 | 0 | 0 | 0 | 0 | 0 | 0 | 0 | 0 | 0 | 0 | 0 | 0 | 0 | 0 | 0 | 0 | 0 | 0 | 0 | 0 | 0 | 0 | 0 | 0 | 0 | 0 | 0 | 0 | 0 | 0 | 0 | 0 | 0 | 0 | 0 | 0 | 0 | 0 | 0 | 0 | 0 | 0 | 0 | 0 | 0 | 0
SDGE | Pendleton | 69 | 0 | 0 | 0 | 0 | 0 | 0 | 0 | 0 | 0 | 0 | 0 | 0 | 0 | 0 | 0 | 0 | 0 | 0 | 0 | 0 | 0 | 0 | 0 | 0 | 0 | 0 | 0 | 0 | 0 | 0 | 0 | 0 | 0 | 0 | 0 | 0 | 0 | 0 | 0 | 0 | 0 | 0 | 0 | 0 | 0 | 0 | 0 | 0 | 0 | 0 | 0 | 0 | 0 | 0 | 0 | 0 | 0 | 0 | 0 | 0 | 0 | 0 | 0 | 0 | 0 | 0 | 0 | 0 | 0 | 0 | 0 | 0 | 0 | 0 | 0 | 0 | 0 | 0 | 0 | 0 | 0 | 0 | 0 | 0 | 0 | 0 | 0 | 0 | 0 | 0 | 0 | 0 | 0 | 0 | 0 | 0
PG&E NGBA | Penngrove | 115 | 0 | 0 | 0 | 0 | 0 | 0 | 0 | 0 | 0 | 0 | 0 | 0 | 0 | 0 | 0 | 0 | 0 | 0 | 0 | 0 | 0 | 0 | 0 | 0 | 0 | 0 | 0 | 0 | 0 | 0 | 0 | 0 | 0 | 0 | 0 | 0 | 0 | 0 | 0 | 0 | 0 | 0 | 0 | 0 | 0 | 0 | 0 | 0 | 0 | 0 | 0 | 0 | 0 | 0 | 0 | 0 | 0 | 0 | 0 | 0 | 0 | 0 | 0 | 0 | 0 | 0 | 0 | 0 | 0 | 0 | 0 | 0 | 0 | 0 | 0 | 0 | 0 | 0 | 0 | 0 | 0 | 0 | 0 | 0 | 0 | 0 | 0 | 0 | 0 | 0 | 0 | 0 | 0 | 0 | 0 | 0
PG&E GBA | Peoria | 115 | 0 | 0 | 0 | 0 | 0 | 0 | 0 | 0 | 0 | 0 | 0 | 0 | 0 | 0 | 0 | 0 | 0 | 0 | 0 | 0 | 0 | 0 | 0 | 0 | 0 | 0 | 0 | 0 | 0 | 0 | 0 | 0 | 0 | 0 | 0 | 0 | 0 | 0 | 0 | 0 | 0 | 0 | 0 | 0 | 0 | 0 | 0 | 0 | 0 | 0 | 0 | 0 | 0 | 0 | 0 | 0 | 0 | 0 | 0 | 0 | 0 | 0 | 0 | 0 | 0 | 0 | 0 | 0 | 0 | 0 | 0 | 0 | 0 | 0 | 0 | 0 | 0 | 0 | 0 | 0 | 0 | 0 | 0 | 0 | 0 | 0 | 0 | 0 | 0 | 0 | 0 | 0 | 0 | 0 | 0 | 0
PG&E GBA | Piercy | 115 | 0 | 0 | 0 | 0 | 0 | 0 | 0 | 0 | 0 | 0 | 0 | 0 | 0 | 0 | 0 | 0 | 0 | 0 | 0 | 0 | 0 | 0 | 0 | 0 | 0 | 0 | 0 | 0 | 0 | 0 | 0 | 0 | 0 | 0 | 0 | 0 | 0 | 0 | 0 | 0 | 0 | 0 | 0 | 0 | 0 | 0 | 0 | 0 | 0 | 0 | 0 | 0 | 0 | 0 | 0 | 0 | 0 | 0 | 0 | 0 | 0 | 0 | 0 | 0 | 0 | 0 | 0 | 0 | 0 | 0 | 0 | 0 | 0 | 0 | 0 | 0 | 0 | 0 | 0 | 0 | 0 | 0 | 0 | 0 | 0 | 0 | 0 | 0 | 0 | 0 | 0 | 0 | 0 | 0 | 0 | 0
PG&E FRESNO | Pine Flat | 230 | 0 | 0 | 0 | 0 | 0 | 0 | 0 | 0 | 0 | 0 | 0 | 0 | 0 | 0 | 0 | 0 | 0 | 0 | 0 | 0 | 0 | 0 | 0 | 0 | 0 | 0 | 0 | 0 | 0 | 0 | 0 | 0 | 0 | 0 | 0 | 0 | 0 | 0 | 0 | 0 | 0 | 0 | 0 | 0 | 0 | 0 | 0 | 0 | 0 | 0 | 0 | 0 | 0 | 0 | 0 | 0 | 0 | 0 | 0 | 0 | 0 | 0 | 0 | 0 | 0 | 0 | 0 | 0 | 0 | 0 | 0 | 0 | 0 | 0 | 0 | 0 | 0 | 0 | 0 | 0 | 0 | 0 | 0 | 0 | 0 | 0 | 0 | 0 | 0 | 0 | 0 | 0 | 0 | 0 | 0 | 0
SCE NOL | Pisgah | 230 | 312.96 | 240 | 0 | 0 | 312.96 | 0 | 0 | 0 | 0 | 0 | 0 | 0 | 0 | 0 | 0 | 0 | 0 | 0 | 0 | 0 | 0 | 0 | 0 | 0 | 312.96 | 240 | 0 | 0 | 312.96 | 0 | 0 | 0 | 0 | 0 | 0 | 0 | 0 | 0 | 0 | 0 | 0 | 0 | 0 | 0 | 0 | 0 | 0 | 0 | 0 | 0 | 0 | 0 | 0 | 0 | 0 | 0 | 0 | 0 | 0 | 0 | 0 | 0 | 0 | 0 | 0 | 0 | 0 | 0 | 0 | 0 | 0 | 0 | 0 | 0 | 0 | 0 | 0 | 0 | 0 | 0 | 0 | 0 | 0 | 0 | 0 | 0 | 0 | 0 | 0 | 0 | 0 | 0 | 0 | 0 | 0 | 0
PG&E NGBA | Pit 1 | 230 | 0 | 0 | 0 | 0 | 0 | 0 | 0 | 0 | 0 | 0 | 0 | 0 | 0 | 0 | 0 | 0 | 0 | 0 | 0 | 0 | 0 | 0 | 0 | 0 | 0 | 0 | 0 | 0 | 0 | 0 | 0 | 0 | 0 | 0 | 0 | 0 | 0 | 0 | 0 | 0 | 0 | 0 | 0 | 0 | 0 | 0 | 0 | 0 | 0 | 0 | 0 | 0 | 0 | 0 | 0 | 0 | 0 | 0 | 0 | 0 | 0 | 0 | 0 | 0 | 0 | 0 | 0 | 0 | 0 | 0 | 0 | 0 | 0 | 0 | 0 | 0 | 0 | 0 | 0 | 0 | 0 | 0 | 0 | 0 | 0 | 0 | 0 | 0 | 0 | 0 | 0 | 0 | 0 | 0 | 0 | 0
PG&E NGBA | Pit 1 | 60 | 0 | 0 | 0 | 0 | 0 | 0 | 0 | 0 | 0 | 0 | 0 | 0 | 0 | 0 | 0 | 0 | 0 | 0 | 0 | 0 | 0 | 0 | 0 | 0 | 0 | 0 | 0 | 0 | 0 | 0 | 0 | 0 | 0 | 0 | 0 | 0 | 0 | 0 | 0 | 0 | 0 | 0 | 0 | 0 | 0 | 0 | 0 | 0 | 0 | 0 | 0 | 0 | 0 | 0 | 0 | 0 | 0 | 0 | 0 | 0 | 0 | 0 | 0 | 0 | 0 | 0 | 0 | 0 | 0 | 0 | 0 | 0 | 0 | 0 | 0 | 0 | 0 | 0 | 0 | 0 | 0 | 0 | 0 | 0 | 0 | 0 | 0 | 0 | 0 | 0 | 0 | 0 | 0 | 0 | 0 | 0
PG&E NGBA | Pit 3 | 230 | 0 | 0 | 0 | 0 | 0 | 0 | 0 | 0 | 0 | 0 | 0 | 0 | 0 | 0 | 0 | 0 | 0 | 0 | 0 | 0 | 0 | 0 | 0 | 0 | 0 | 0 | 0 | 0 | 0 | 0 | 0 | 0 | 0 | 0 | 0 | 0 | 0 | 0 | 0 | 0 | 0 | 0 | 0 | 0 | 0 | 0 | 0 | 0 | 0 | 0 | 0 | 0 | 0 | 0 | 0 | 0 | 0 | 0 | 0 | 0 | 0 | 0 | 0 | 0 | 0 | 0 | 0 | 0 | 0 | 0 | 0 | 0 | 0 | 0 | 0 | 0 | 0 | 0 | 0 | 0 | 0 | 0 | 0 | 0 | 0 | 0 | 0 | 0 | 0 | 0 | 0 | 0 | 0 | 0 | 0 | 0
PG&E NGBA | Pit 4 | 230 | 0 | 0 | 0 | 0 | 0 | 0 | 0 | 0 | 0 | 0 | 0 | 0 | 0 | 0 | 0 | 0 | 0 | 0 | 0 | 0 | 0 | 0 | 0 | 0 | 0 | 0 | 0 | 0 | 0 | 0 | 0 | 0 | 0 | 0 | 0 | 0 | 0 | 0 | 0 | 0 | 0 | 0 | 0 | 0 | 0 | 0 | 0 | 0 | 0 | 0 | 0 | 0 | 0 | 0 | 0 | 0 | 0 | 0 | 0 | 0 | 0 | 0 | 0 | 0 | 0 | 0 | 0 | 0 | 0 | 0 | 0 | 0 | 0 | 0 | 0 | 0 | 0 | 0 | 0 | 0 | 0 | 0 | 0 | 0 | 0 | 0 | 0 | 0 | 0 | 0 | 0 | 0 | 0 | 0 | 0 | 0
PG&E GBA | Pittsburg | 115 | 353.2 | 325 | 0 | 0 | 0 | 0 | 0 | 0 | 0 | 0 | 0 | 0 | 0 | 0 | 0 | 0 | 0 | 0 | 0 | 0 | 0 | 0 | 0 | 0 | 353.2 | 325 | 0 | 0 | 0 | 0 | 0 | 0 | 0 | 0 | 0 | 0 | 0 | 0 | 0 | 0 | 0 | 0 | 0 | 0 | 0 | 0 | 0 | 0 | 0 | 0 | 0 | 0 | 0 | 0 | 0 | 0 | 0 | 0 | 0 | 0 | 0 | 0 | 0 | 0 | 0 | 0 | 0 | 0 | 0 | 0 | 0 | 0 | 0 | 0 | 0 | 0 | 0 | 0 | 0 | 0 | 0 | 0 | 0 | 0 | 0 | 0 | 0 | 0 | 0 | 0 | 0 | 0 | 0 | 0 | 0 | 0
PG&E GBA | Pittsburg | 230 | 1358.4 | 175 | 0 | 0 | 0 | 0 | 0 | 0 | 0 | 0 | 0 | 0 | 675 | 0 | 0 | 0 | 0 | 0 | 0 | 0 | 0 | 0 | 0 | 0 | 1358.4 | 175 | 0 | 0 | 0 | 0 | 0 | 0 | 0 | 0 | 0 | 0 | 675 | 0 | 0 | 0 | 0 | 0 | 0 | 0 | 0 | 0 | 0 | 0 | 675 | 0 | 0 | 0 | 0 | 0 | 0 | 0 | 0 | 0 | 0 | 0 | 675 | 0 | 0 | 0 | 0 | 0 | 0 | 0 | 0 | 0 | 0 | 0 | 675 | 0 | 0 | 0 | 0 | 0 | 0 | 0 | 0 | 0 | 0 | 0 | 675 | 0 | 0 | 0 | 0 | 0 | 0 | 0 | 0 | 0 | 0 | 0
PG&E NGBA | Pleasant Grove | 115 | 0 | 0 | 0 | 0 | 0 | 0 | 0 | 0 | 0 | 0 | 0 | 0 | 0 | 0 | 0 | 0 | 0 | 0 | 0 | 0 | 0 | 0 | 0 | 0 | 0 | 0 | 0 | 0 | 0 | 0 | 0 | 0 | 0 | 0 | 0 | 0 | 0 | 0 | 0 | 0 | 0 | 0 | 0 | 0 | 0 | 0 | 0 | 0 | 0 | 0 | 0 | 0 | 0 | 0 | 0 | 0 | 0 | 0 | 0 | 0 | 0 | 0 | 0 | 0 | 0 | 0 | 0 | 0 | 0 | 0 | 0 | 0 | 0 | 0 | 0 | 0 | 0 | 0 | 0 | 0 | 0 | 0 | 0 | 0 | 0 | 0 | 0 | 0 | 0 | 0 | 0 | 0 | 0 | 0 | 0 | 0
PG&E NGBA | POE | 230 | 0 | 0 | 0 | 0 | 0 | 0 | 0 | 0 | 0 | 0 | 0 | 0 | 0 | 0 | 0 | 0 | 0 | 0 | 0 | 0 | 0 | 0 | 0 | 0 | 0 | 0 | 0 | 0 | 0 | 0 | 0 | 0 | 0 | 0 | 0 | 0 | 0 | 0 | 0 | 0 | 0 | 0 | 0 | 0 | 0 | 0 | 0 | 0 | 0 | 0 | 0 | 0 | 0 | 0 | 0 | 0 | 0 | 0 | 0 | 0 | 0 | 0 | 0 | 0 | 0 | 0 | 0 | 0 | 0 | 0 | 0 | 0 | 0 | 0 | 0 | 0 | 0 | 0 | 0 | 0 | 0 | 0 | 0 | 0 | 0 | 0 | 0 | 0 | 0 | 0 | 0 | 0 | 0 | 0 | 0 | 0
SDGE | Point Loma | 69 | 26.6 | 0 | 0 | 0 | 0 | 0 | 0 | 0 | 0 | 0 | 0 | 0 | 0 | 0 | 0 | 0 | 0 | 0 | 0 | 0 | 0 | 0 | 0 | 0 | 26.6 | 0 | 0 | 0 | 0 | 0 | 0 | 0 | 0 | 0 | 0 | 0 | 0 | 0 | 0 | 0 | 0 | 0 | 0 | 0 | 0 | 0 | 0 | 0 | 26.6 | 0 | 0 | 0 | 0 | 0 | 0 | 0 | 0 | 0 | 0 | 0 | 0 | 0 | 0 | 0 | 0 | 0 | 0 | 0 | 0 | 0 | 0 | 0 | 26.6 | 0 | 0 | 0 | 0 | 0 | 0 | 0 | 0 | 0 | 0 | 0 | 0 | 0 | 0 | 0 | 0 | 0 | 0 | 0 | 0 | 0 | 0 | 0
SDGE | Pomerado | 69 | 0 | 0 | 0 | 0 | 0 | 0 | 0 | 0 | 0 | 0 | 0 | 0 | 0 | 0 | 0 | 0 | 0 | 0 | 0 | 0 | 0 | 0 | 0 | 0 | 0 | 0 | 0 | 0 | 0 | 0 | 0 | 0 | 0 | 0 | 0 | 0 | 0 | 0 | 0 | 0 | 0 | 0 | 0 | 0 | 0 | 0 | 0 | 0 | 0 | 0 | 0 | 0 | 0 | 0 | 0 | 0 | 0 | 0 | 0 | 0 | 0 | 0 | 0 | 0 | 0 | 0 | 0 | 0 | 0 | 0 | 0 | 0 | 0 | 0 | 0 | 0 | 0 | 0 | 0 | 0 | 0 | 0 | 0 | 0 | 0 | 0 | 0 | 0 | 0 | 0 | 0 | 0 | 0 | 0 | 0 | 0
PG&E KERN | Poso Mountain | 115 | 0 | 0 | 0 | 0 | 0 | 0 | 0 | 0 | 0 | 0 | 0 | 0 | 0 | 0 | 0 | 0 | 0 | 0 | 0 | 0 | 0 | 0 | 0 | 0 | 0 | 0 | 0 | 0 | 0 | 0 | 0 | 0 | 0 | 0 | 0 | 0 | 0 | 0 | 0 | 0 | 0 | 0 | 0 | 0 | 0 | 0 | 0 | 0 | 0 | 0 | 0 | 0 | 0 | 0 | 0 | 0 | 0 | 0 | 0 | 0 | 0 | 0 | 0 | 0 | 0 | 0 | 0 | 0 | 0 | 0 | 0 | 0 | 0 | 0 | 0 | 0 | 0 | 0 | 0 | 0 | 0 | 0 | 0 | 0 | 0 | 0 | 0 | 0 | 0 | 0 | 0 | 0 | 0 | 0 | 0 | 0
EOP | Primm | 230 | 0 | 0 | 0 | 0 | 0 | 0 | 0 | 0 | 0 | 0 | 0 | 0 | 0 | 0 | 0 | 0 | 0 | 0 | 0 | 0 | 0 | 0 | 0 | 0 | 0 | 0 | 0 | 0 | 0 | 0 | 0 | 0 | 0 | 0 | 0 | 0 | 0 | 0 | 0 | 0 | 0 | 0 | 0 | 0 | 0 | 0 | 0 | 0 | 0 | 0 | 0 | 0 | 0 | 0 | 0 | 0 | 0 | 0 | 0 | 0 | 0 | 0 | 0 | 0 | 0 | 0 | 0 | 0 | 0 | 0 | 0 | 0 | 0 | 0 | 0 | 0 | 0 | 0 | 0 | 0 | 0 | 0 | 0 | 0 | 0 | 0 | 0 | 0 | 0 | 0 | 0 | 0 | 0 | 0 | 0 | 0
PG&E NGBA | Putah Creek | 115 | 0 | 0 | 0 | 0 | 0 | 0 | 0 | 0 | 0 | 0 | 0 | 0 | 0 | 0 | 0 | 0 | 0 | 0 | 0 | 0 | 0 | 0 | 0 | 0 | 0 | 0 | 0 | 0 | 0 | 0 | 0 | 0 | 0 | 0 | 0 | 0 | 0 | 0 | 0 | 0 | 0 | 0 | 0 | 0 | 0 | 0 | 0 | 0 | 0 | 0 | 0 | 0 | 0 | 0 | 0 | 0 | 0 | 0 | 0 | 0 | 0 | 0 | 0 | 0 | 0 | 0 | 0 | 0 | 0 | 0 | 0 | 0 | 0 | 0 | 0 | 0 | 0 | 0 | 0 | 0 | 0 | 0 | 0 | 0 | 0 | 0 | 0 | 0 | 0 | 0 | 0 | 0 | 0 | 0 | 0 | 0
SDGE | Q1806 | 138 | 0 | 0 | 0 | 0 | 0 | 0 | 0 | 0 | 0 | 0 | 0 | 0 | 0 | 0 | 0 | 0 | 0 | 0 | 0 | 0 | 0 | 0 | 0 | 0 | 0 | 0 | 0 | 0 | 0 | 0 | 0 | 0 | 0 | 0 | 0 | 0 | 0 | 0 | 0 | 0 | 0 | 0 | 0 | 0 | 0 | 0 | 0 | 0 | 0 | 0 | 0 | 0 | 0 | 0 | 0 | 0 | 0 | 0 | 0 | 0 | 0 | 0 | 0 | 0 | 0 | 0 | 0 | 0 | 0 | 0 | 0 | 0 | 0 | 0 | 0 | 0 | 0 | 0 | 0 | 0 | 0 | 0 | 0 | 0 | 0 | 0 | 0 | 0 | 0 | 0 | 0 | 0 | 0 | 0 | 0 | 0
PG&E FRESNO | Quinto | 230 | 158.5678 | 150 | 0 | 0 | 158.9783 | 0 | 0 | 0 | 0 | 0 | 0 | 0 | 0 | 0 | 0 | 0 | 0 | 0 | 0 | 0 | 0 | 0 | 0 | 0 | 158.5678 | 150 | 0 | 0 | 158.9783 | 0 | 0 | 0 | 0 | 0 | 0 | 0 | 0 | 0 | 0 | 0 | 0 | 0 | 0 | 0 | 0 | 0 | 0 | 0 | 158.5678 | 150 | 0 | 0 | 158.9783 | 0 | 0 | 0 | 0 | 0 | 0 | 0 | 0 | 0 | 0 | 0 | 0 | 0 | 0 | 0 | 0 | 0 | 0 | 0 | 158.5678 | 150 | 0 | 0 | 158.9783 | 0 | 0 | 0 | 0 | 0 | 0 | 0 | 0 | 0 | 0 | 0 | 0 | 0 | 0 | 0 | 0 | 0 | 0 | 0
PG&E GBA | Race Track | 115 | 0 | 0 | 0 | 0 | 0 | 0 | 0 | 0 | 0 | 0 | 0 | 0 | 0 | 0 | 0 | 0 | 0 | 0 | 0 | 0 | 0 | 0 | 0 | 0 | 0 | 0 | 0 | 0 | 0 | 0 | 0 | 0 | 0 | 0 | 0 | 0 | 0 | 0 | 0 | 0 | 0 | 0 | 0 | 0 | 0 | 0 | 0 | 0 | 0 | 0 | 0 | 0 | 0 | 0 | 0 | 0 | 0 | 0 | 0 | 0 | 0 | 0 | 0 | 0 | 0 | 0 | 0 | 0 | 0 | 0 | 0 | 0 | 0 | 0 | 0 | 0 | 0 | 0 | 0 | 0 | 0 | 0 | 0 | 0 | 0 | 0 | 0 | 0 | 0 | 0 | 0 | 0 | 0 | 0 | 0 | 0
SDGE | Rancho Mission Viejo | 138 | 0 | 0 | 0 | 0 | 0 | 0 | 0 | 0 | 0 | 0 | 0 | 0 | 0 | 0 | 0 | 0 | 0 | 0 | 0 | 0 | 0 | 0 | 0 | 0 | 0 | 0 | 0 | 0 | 0 | 0 | 0 | 0 | 0 | 0 | 0 | 0 | 0 | 0 | 0 | 0 | 0 | 0 | 0 | 0 | 0 | 0 | 0 | 0 | 0 | 0 | 0 | 0 | 0 | 0 | 0 | 0 | 0 | 0 | 0 | 0 | 0 | 0 | 0 | 0 | 0 | 0 | 0 | 0 | 0 | 0 | 0 | 0 | 0 | 0 | 0 | 0 | 0 | 0 | 0 | 0 | 0 | 0 | 0 | 0 | 0 | 0 | 0 | 0 | 0 | 0 | 0 | 0 | 0 | 0 | 0 | 0
PG&E GBA | Rancho Seco | 230 | 0 | 0 | 0 | 0 | 0 | 0 | 0 | 0 | 0 | 0 | 0 | 0 | 0 | 0 | 0 | 0 | 0 | 0 | 0 | 0 | 0 | 0 | 0 | 0 | 0 | 0 | 0 | 0 | 0 | 0 | 0 | 0 | 0 | 0 | 0 | 0 | 0 | 0 | 0 | 0 | 0 | 0 | 0 | 0 | 0 | 0 | 0 | 0 | 0 | 0 | 0 | 0 | 0 | 0 | 0 | 0 | 0 | 0 | 0 | 0 | 0 | 0 | 0 | 0 | 0 | 0 | 0 | 0 | 0 | 0 | 0 | 0 | 0 | 0 | 0 | 0 | 0 | 0 | 0 | 0 | 0 | 0 | 0 | 0 | 0 | 0 | 0 | 0 | 0 | 0 | 0 | 0 | 0 | 0 | 0 | 0
SCE Metro | Rancho Vista | 230 | 0 | 0 | 0 | 0 | 0 | 0 | 0 | 0 | 0 | 0 | 0 | 0 | 0 | 0 | 0 | 0 | 0 | 0 | 0 | 0 | 0 | 0 | 0 | 0 | 0 | 0 | 0 | 0 | 0 | 0 | 0 | 0 | 0 | 0 | 0 | 0 | 0 | 0 | 0 | 0 | 0 | 0 | 0 | 0 | 0 | 0 | 0 | 0 | 0 | 0 | 0 | 0 | 0 | 0 | 0 | 0 | 0 | 0 | 0 | 0 | 0 | 0 | 0 | 0 | 0 | 0 | 0 | 0 | 0 | 0 | 0 | 0 | 0 | 0 | 0 | 0 | 0 | 0 | 0 | 0 | 0 | 0 | 0 | 0 | 0 | 0 | 0 | 0 | 0 | 0 | 0 | 0 | 0 | 0 | 0 | 0
SCE Metro | Rancho Vista | 500 | 0 | 0 | 0 | 0 | 0 | 0 | 0 | 0 | 0 | 0 | 0 | 0 | 0 | 0 | 0 | 0 | 0 | 0 | 0 | 0 | 0 | 0 | 0 | 0 | 0 | 0 | 0 | 0 | 0 | 0 | 0 | 0 | 0 | 0 | 0 | 0 | 0 | 0 | 0 | 0 | 0 | 0 | 0 | 0 | 0 | 0 | 0 | 0 | 0 | 0 | 0 | 0 | 0 | 0 | 0 | 0 | 0 | 0 | 0 | 0 | 0 | 0 | 0 | 0 | 0 | 0 | 0 | 0 | 0 | 0 | 0 | 0 | 0 | 0 | 0 | 0 | 0 | 0 | 0 | 0 | 0 | 0 | 0 | 0 | 0 | 0 | 0 | 0 | 0 | 0 | 0 | 0 | 0 | 0 | 0 | 0
SCE NOL | Ransburg | 115 | 0 | 0 | 0 | 0 | 0 | 0 | 0 | 0 | 0 | 0 | 0 | 0 | 0 | 0 | 0 | 0 | 0 | 0 | 0 | 0 | 0 | 0 | 0 | 0 | 0 | 0 | 0 | 0 | 0 | 0 | 0 | 0 | 0 | 0 | 0 | 0 | 0 | 0 | 0 | 0 | 0 | 0 | 0 | 0 | 0 | 0 | 0 | 0 | 0 | 0 | 0 | 0 | 0 | 0 | 0 | 0 | 0 | 0 | 0 | 0 | 0 | 0 | 0 | 0 | 0 | 0 | 0 | 0 | 0 | 0 | 0 | 0 | 0 | 0 | 0 | 0 | 0 | 0 | 0 | 0 | 0 | 0 | 0 | 0 | 0 | 0 | 0 | 0 | 0 | 0 | 0 | 0 | 0 | 0 | 0 | 0
PG&E GBA | Ravenswood | 115 | 0 | 0 | 0 | 0 | 0 | 0 | 0 | 0 | 0 | 0 | 0 | 0 | 0 | 0 | 0 | 0 | 0 | 0 | 0 | 0 | 0 | 0 | 0 | 0 | 0 | 0 | 0 | 0 | 0 | 0 | 0 | 0 | 0 | 0 | 0 | 0 | 0 | 0 | 0 | 0 | 0 | 0 | 0 | 0 | 0 | 0 | 0 | 0 | 0 | 0 | 0 | 0 | 0 | 0 | 0 | 0 | 0 | 0 | 0 | 0 | 0 | 0 | 0 | 0 | 0 | 0 | 0 | 0 | 0 | 0 | 0 | 0 | 0 | 0 | 0 | 0 | 0 | 0 | 0 | 0 | 0 | 0 | 0 | 0 | 0 | 0 | 0 | 0 | 0 | 0 | 0 | 0 | 0 | 0 | 0 | 0
PG&E GBA | Ravenswood | 230 | 0 | 0 | 0 | 0 | 0 | 0 | 0 | 0 | 0 | 0 | 0 | 0 | 0 | 0 | 0 | 0 | 0 | 0 | 0 | 0 | 0 | 0 | 0 | 0 | 0 | 0 | 0 | 0 | 0 | 0 | 0 | 0 | 0 | 0 | 0 | 0 | 0 | 0 | 0 | 0 | 0 | 0 | 0 | 0 | 0 | 0 | 0 | 0 | 0 | 0 | 0 | 0 | 0 | 0 | 0 | 0 | 0 | 0 | 0 | 0 | 0 | 0 | 0 | 0 | 0 | 0 | 0 | 0 | 0 | 0 | 0 | 0 | 0 | 0 | 0 | 0 | 0 | 0 | 0 | 0 | 0 | 0 | 0 | 0 | 0 | 0 | 0 | 0 | 0 | 0 | 0 | 0 | 0 | 0 | 0 | 0
SCE Northern | Rector | 230 | 627.1983 | 0 | 0 | 0 | 215.4124 | 0 | 0 | 0 | 0 | 0 | 0 | 0 | 0 | 0 | 0 | 0 | 0 | 0 | 0 | 0 | 0 | 0 | 0 | 0 | 627.1983 | 0 | 0 | 0 | 215.4124 | 0 | 0 | 0 | 0 | 0 | 0 | 0 | 0 | 0 | 0 | 0 | 0 | 0 | 0 | 0 | 0 | 0 | 0 | 0 | 475.0983 | 0 | 0 | 0 | 215.4124 | 0 | 0 | 0 | 0 | 0 | 0 | 0 | 0 | 0 | 0 | 0 | 0 | 0 | 0 | 0 | 0 | 0 | 0 | 0 | 475.0983 | 0 | 0 | 0 | 215.4124 | 0 | 0 | 0 | 0 | 0 | 0 | 0 | 0 | 0 | 0 | 0 | 0 | 0 | 0 | 0 | 0 | 0 | 0 | 0
SCE Eastern | Red Bluff | 230 | 1315.2538 | 1227 | 0 | 0 | 407.3119 | 0 | 0 | 0 | 0 | 0 | 0 | 0 | 537 | 537 | 0 | 0 | 134.2907 | 0 | 0 | 0 | 0 | 0 | 0 | 0 | 1315.2538 | 1227 | 0 | 0 | 407.3119 | 0 | 0 | 0 | 0 | 0 | 0 | 0 | 420 | 420 | 0 | 0 | 8 | 0 | 0 | 0 | 0 | 0 | 0 | 0 | 537 | 537 | 0 | 0 | 134.2907 | 0 | 0 | 0 | 0 | 0 | 0 | 0 | 537 | 537 | 0 | 0 | 134.2907 | 0 | 0 | 0 | 0 | 0 | 0 | 0 | 537 | 537 | 0 | 0 | 134.2907 | 0 | 0 | 0 | 0 | 0 | 0 | 0 | 420 | 420 | 0 | 0 | 8 | 0 | 0 | 0 | 0 | 0 | 0 | 0
SCE Eastern | Red Bluff | 500 | 2552.8 | 748.5 | 1417 | 0 | 593.4 | 0 | 0 | 0 | 0 | 0 | 0 | 0 | 568.4 | 400 | 0 | 0 | 418.4 | 0 | 0 | 0 | 0 | 0 | 0 | 0 | 2552.8 | 748.5 | 1417 | 0 | 593.4 | 0 | 0 | 0 | 0 | 0 | 0 | 0 | 568.4 | 400 | 0 | 0 | 418.4 | 0 | 0 | 0 | 0 | 0 | 0 | 0 | 1118.4 | 748.5 | 0 | 0 | 593.4 | 0 | 0 | 0 | 0 | 0 | 0 | 0 | 568.4 | 400 | 0 | 0 | 418.4 | 0 | 0 | 0 | 0 | 0 | 0 | 0 | 1118.4 | 748.5 | 0 | 0 | 593.4 | 0 | 0 | 0 | 0 | 0 | 0 | 0 | 568.4 | 400 | 0 | 0 | 418.4 | 0 | 0 | 0 | 0 | 0 | 0 | 0
PG&E NGBA | Redbud | 115 | 0 | 0 | 0 | 0 | 0 | 0 | 0 | 0 | 0 | 0 | 0 | 0 | 0 | 0 | 0 | 0 | 0 | 0 | 0 | 0 | 0 | 0 | 0 | 0 | 0 | 0 | 0 | 0 | 0 | 0 | 0 | 0 | 0 | 0 | 0 | 0 | 0 | 0 | 0 | 0 | 0 | 0 | 0 | 0 | 0 | 0 | 0 | 0 | 0 | 0 | 0 | 0 | 0 | 0 | 0 | 0 | 0 | 0 | 0 | 0 | 0 | 0 | 0 | 0 | 0 | 0 | 0 | 0 | 0 | 0 | 0 | 0 | 0 | 0 | 0 | 0 | 0 | 0 | 0 | 0 | 0 | 0 | 0 | 0 | 0 | 0 | 0 | 0 | 0 | 0 | 0 | 0 | 0 | 0 | 0 | 0
SCE Metro | Redondo | 230 | 0 | 0 | 0 | 0 | 0 | 0 | 0 | 0 | 0 | 0 | 0 | 0 | 0 | 0 | 0 | 0 | 0 | 0 | 0 | 0 | 0 | 0 | 0 | 0 | 0 | 0 | 0 | 0 | 0 | 0 | 0 | 0 | 0 | 0 | 0 | 0 | 0 | 0 | 0 | 0 | 0 | 0 | 0 | 0 | 0 | 0 | 0 | 0 | 0 | 0 | 0 | 0 | 0 | 0 | 0 | 0 | 0 | 0 | 0 | 0 | 0 | 0 | 0 | 0 | 0 | 0 | 0 | 0 | 0 | 0 | 0 | 0 | 0 | 0 | 0 | 0 | 0 | 0 | 0 | 0 | 0 | 0 | 0 | 0 | 0 | 0 | 0 | 0 | 0 | 0 | 0 | 0 | 0 | 0 | 0 | 0
PG&E FRESNO | Reedley | 115 | 0 | 0 | 0 | 0 | 0 | 0 | 0 | 0 | 0 | 0 | 0 | 0 | 0 | 0 | 0 | 0 | 0 | 0 | 0 | 0 | 0 | 0 | 0 | 0 | 0 | 0 | 0 | 0 | 0 | 0 | 0 | 0 | 0 | 0 | 0 | 0 | 0 | 0 | 0 | 0 | 0 | 0 | 0 | 0 | 0 | 0 | 0 | 0 | 0 | 0 | 0 | 0 | 0 | 0 | 0 | 0 | 0 | 0 | 0 | 0 | 0 | 0 | 0 | 0 | 0 | 0 | 0 | 0 | 0 | 0 | 0 | 0 | 0 | 0 | 0 | 0 | 0 | 0 | 0 | 0 | 0 | 0 | 0 | 0 | 0 | 0 | 0 | 0 | 0 | 0 | 0 | 0 | 0 | 0 | 0 | 0
PG&E KERN | Renfro | 115 | 0 | 0 | 0 | 0 | 0 | 0 | 0 | 0 | 0 | 0 | 0 | 0 | 0 | 0 | 0 | 0 | 0 | 0 | 0 | 0 | 0 | 0 | 0 | 0 | 0 | 0 | 0 | 0 | 0 | 0 | 0 | 0 | 0 | 0 | 0 | 0 | 0 | 0 | 0 | 0 | 0 | 0 | 0 | 0 | 0 | 0 | 0 | 0 | 0 | 0 | 0 | 0 | 0 | 0 | 0 | 0 | 0 | 0 | 0 | 0 | 0 | 0 | 0 | 0 | 0 | 0 | 0 | 0 | 0 | 0 | 0 | 0 | 0 | 0 | 0 | 0 | 0 | 0 | 0 | 0 | 0 | 0 | 0 | 0 | 0 | 0 | 0 | 0 | 0 | 0 | 0 | 0 | 0 | 0 | 0 | 0
PG&E GBA | Richmond R | 115 | 0 | 0 | 0 | 0 | 0 | 0 | 0 | 0 | 0 | 0 | 0 | 0 | 0 | 0 | 0 | 0 | 0 | 0 | 0 | 0 | 0 | 0 | 0 | 0 | 0 | 0 | 0 | 0 | 0 | 0 | 0 | 0 | 0 | 0 | 0 | 0 | 0 | 0 | 0 | 0 | 0 | 0 | 0 | 0 | 0 | 0 | 0 | 0 | 0 | 0 | 0 | 0 | 0 | 0 | 0 | 0 | 0 | 0 | 0 | 0 | 0 | 0 | 0 | 0 | 0 | 0 | 0 | 0 | 0 | 0 | 0 | 0 | 0 | 0 | 0 | 0 | 0 | 0 | 0 | 0 | 0 | 0 | 0 | 0 | 0 | 0 | 0 | 0 | 0 | 0 | 0 | 0 | 0 | 0 | 0 | 0
PG&E NGBA | Rincon | 115 | 0 | 0 | 0 | 0 | 0 | 0 | 0 | 0 | 0 | 0 | 0 | 0 | 0 | 0 | 0 | 0 | 0 | 0 | 0 | 0 | 0 | 0 | 0 | 0 | 0 | 0 | 0 | 0 | 0 | 0 | 0 | 0 | 0 | 0 | 0 | 0 | 0 | 0 | 0 | 0 | 0 | 0 | 0 | 0 | 0 | 0 | 0 | 0 | 0 | 0 | 0 | 0 | 0 | 0 | 0 | 0 | 0 | 0 | 0 | 0 | 0 | 0 | 0 | 0 | 0 | 0 | 0 | 0 | 0 | 0 | 0 | 0 | 0 | 0 | 0 | 0 | 0 | 0 | 0 | 0 | 0 | 0 | 0 | 0 | 0 | 0 | 0 | 0 | 0 | 0 | 0 | 0 | 0 | 0 | 0 | 0
PG&E KERN | Rio Bravo | 115 | 0 | 0 | 0 | 0 | 0 | 0 | 0 | 0 | 0 | 0 | 0 | 0 | 0 | 0 | 0 | 0 | 0 | 0 | 0 | 0 | 0 | 0 | 0 | 0 | 0 | 0 | 0 | 0 | 0 | 0 | 0 | 0 | 0 | 0 | 0 | 0 | 0 | 0 | 0 | 0 | 0 | 0 | 0 | 0 | 0 | 0 | 0 | 0 | 0 | 0 | 0 | 0 | 0 | 0 | 0 | 0 | 0 | 0 | 0 | 0 | 0 | 0 | 0 | 0 | 0 | 0 | 0 | 0 | 0 | 0 | 0 | 0 | 0 | 0 | 0 | 0 | 0 | 0 | 0 | 0 | 0 | 0 | 0 | 0 | 0 | 0 | 0 | 0 | 0 | 0 | 0 | 0 | 0 | 0 | 0 | 0
SCE Metro | Rio Hondo | 230 | 846.1109 | 825 | 0 | 0 | 0 | 0 | 0 | 0 | 0 | 0 | 0 | 0 | 0 | 0 | 0 | 0 | 0 | 0 | 0 | 0 | 0 | 0 | 0 | 0 | 846.1109 | 825 | 0 | 0 | 0 | 0 | 0 | 0 | 0 | 0 | 0 | 0 | 0 | 0 | 0 | 0 | 0 | 0 | 0 | 0 | 0 | 0 | 0 | 0 | 0 | 0 | 0 | 0 | 0 | 0 | 0 | 0 | 0 | 0 | 0 | 0 | 0 | 0 | 0 | 0 | 0 | 0 | 0 | 0 | 0 | 0 | 0 | 0 | 0 | 0 | 0 | 0 | 0 | 0 | 0 | 0 | 0 | 0 | 0 | 0 | 0 | 0 | 0 | 0 | 0 | 0 | 0 | 0 | 0 | 0 | 0 | 0
PG&E NGBA | Rio Oso | 115 | 0 | 0 | 0 | 0 | 0 | 0 | 0 | 0 | 0 | 0 | 0 | 0 | 0 | 0 | 0 | 0 | 0 | 0 | 0 | 0 | 0 | 0 | 0 | 0 | 0 | 0 | 0 | 0 | 0 | 0 | 0 | 0 | 0 | 0 | 0 | 0 | 0 | 0 | 0 | 0 | 0 | 0 | 0 | 0 | 0 | 0 | 0 | 0 | 0 | 0 | 0 | 0 | 0 | 0 | 0 | 0 | 0 | 0 | 0 | 0 | 0 | 0 | 0 | 0 | 0 | 0 | 0 | 0 | 0 | 0 | 0 | 0 | 0 | 0 | 0 | 0 | 0 | 0 | 0 | 0 | 0 | 0 | 0 | 0 | 0 | 0 | 0 | 0 | 0 | 0 | 0 | 0 | 0 | 0 | 0 | 0
PG&E NGBA | Rio Oso | 230 | 0 | 0 | 0 | 0 | 0 | 0 | 0 | 0 | 0 | 0 | 0 | 0 | 0 | 0 | 0 | 0 | 0 | 0 | 0 | 0 | 0 | 0 | 0 | 0 | 0 | 0 | 0 | 0 | 0 | 0 | 0 | 0 | 0 | 0 | 0 | 0 | 0 | 0 | 0 | 0 | 0 | 0 | 0 | 0 | 0 | 0 | 0 | 0 | 0 | 0 | 0 | 0 | 0 | 0 | 0 | 0 | 0 | 0 | 0 | 0 | 0 | 0 | 0 | 0 | 0 | 0 | 0 | 0 | 0 | 0 | 0 | 0 | 0 | 0 | 0 | 0 | 0 | 0 | 0 | 0 | 0 | 0 | 0 | 0 | 0 | 0 | 0 | 0 | 0 | 0 | 0 | 0 | 0 | 0 | 0 | 0
PG&E GBA | Ripon | 115 | 39 | 39 | 0 | 0 | 0 | 0 | 0 | 0 | 0 | 0 | 0 | 0 | 39 | 39 | 0 | 0 | 0 | 0 | 0 | 0 | 0 | 0 | 0 | 0 | 39 | 39 | 0 | 0 | 0 | 0 | 0 | 0 | 0 | 0 | 0 | 0 | 39 | 39 | 0 | 0 | 0 | 0 | 0 | 0 | 0 | 0 | 0 | 0 | 39 | 39 | 0 | 0 | 0 | 0 | 0 | 0 | 0 | 0 | 0 | 0 | 39 | 39 | 0 | 0 | 0 | 0 | 0 | 0 | 0 | 0 | 0 | 0 | 39 | 39 | 0 | 0 | 0 | 0 | 0 | 0 | 0 | 0 | 0 | 0 | 39 | 39 | 0 | 0 | 0 | 0 | 0 | 0 | 0 | 0 | 0 | 0
PG&E GBA | Riverbank | 115 | 0 | 0 | 0 | 0 | 0 | 0 | 0 | 0 | 0 | 0 | 0 | 0 | 0 | 0 | 0 | 0 | 0 | 0 | 0 | 0 | 0 | 0 | 0 | 0 | 0 | 0 | 0 | 0 | 0 | 0 | 0 | 0 | 0 | 0 | 0 | 0 | 0 | 0 | 0 | 0 | 0 | 0 | 0 | 0 | 0 | 0 | 0 | 0 | 0 | 0 | 0 | 0 | 0 | 0 | 0 | 0 | 0 | 0 | 0 | 0 | 0 | 0 | 0 | 0 | 0 | 0 | 0 | 0 | 0 | 0 | 0 | 0 | 0 | 0 | 0 | 0 | 0 | 0 | 0 | 0 | 0 | 0 | 0 | 0 | 0 | 0 | 0 | 0 | 0 | 0 | 0 | 0 | 0 | 0 | 0 | 0
SCE NOL | Roadway | 115 | 34.94 | 24.9 | 0 | 0 | 45.92 | 10.88 | 0 | 0 | 0 | 0 | 0 | 0 | 34.94 | 24.9 | 0 | 0 | 45.92 | 10.88 | 0 | 0 | 0 | 0 | 0 | 0 | 34.94 | 24.9 | 0 | 0 | 45.92 | 10.88 | 0 | 0 | 0 | 0 | 0 | 0 | 34.94 | 24.9 | 0 | 0 | 45.92 | 10.88 | 0 | 0 | 0 | 0 | 0 | 0 | 34.94 | 24.9 | 0 | 0 | 45.92 | 10.88 | 0 | 0 | 0 | 0 | 0 | 0 | 34.94 | 24.9 | 0 | 0 | 45.92 | 10.88 | 0 | 0 | 0 | 0 | 0 | 0 | 34.94 | 24.9 | 0 | 0 | 45.92 | 10.88 | 0 | 0 | 0 | 0 | 0 | 0 | 34.94 | 24.9 | 0 | 0 | 45.92 | 10.88 | 0 | 0 | 0 | 0 | 0 | 0
PG&E NGBA | Rock Creek 1 | 230 | 0 | 0 | 0 | 0 | 0 | 0 | 0 | 0 | 0 | 0 | 0 | 0 | 0 | 0 | 0 | 0 | 0 | 0 | 0 | 0 | 0 | 0 | 0 | 0 | 0 | 0 | 0 | 0 | 0 | 0 | 0 | 0 | 0 | 0 | 0 | 0 | 0 | 0 | 0 | 0 | 0 | 0 | 0 | 0 | 0 | 0 | 0 | 0 | 0 | 0 | 0 | 0 | 0 | 0 | 0 | 0 | 0 | 0 | 0 | 0 | 0 | 0 | 0 | 0 | 0 | 0 | 0 | 0 | 0 | 0 | 0 | 0 | 0 | 0 | 0 | 0 | 0 | 0 | 0 | 0 | 0 | 0 | 0 | 0 | 0 | 0 | 0 | 0 | 0 | 0 | 0 | 0 | 0 | 0 | 0 | 0
SCE Northern | Rosamond | 66 | 0 | 0 | 0 | 0 | 0 | 0 | 0 | 0 | 0 | 0 | 0 | 0 | 0 | 0 | 0 | 0 | 0 | 0 | 0 | 0 | 0 | 0 | 0 | 0 | 0 | 0 | 0 | 0 | 0 | 0 | 0 | 0 | 0 | 0 | 0 | 0 | 0 | 0 | 0 | 0 | 0 | 0 | 0 | 0 | 0 | 0 | 0 | 0 | 0 | 0 | 0 | 0 | 0 | 0 | 0 | 0 | 0 | 0 | 0 | 0 | 0 | 0 | 0 | 0 | 0 | 0 | 0 | 0 | 0 | 0 | 0 | 0 | 0 | 0 | 0 | 0 | 0 | 0 | 0 | 0 | 0 | 0 | 0 | 0 | 0 | 0 | 0 | 0 | 0 | 0 | 0 | 0 | 0 | 0 | 0 | 0
PG&E GBA | Rossmoor | 230 | 0 | 0 | 0 | 0 | 0 | 0 | 0 | 0 | 0 | 0 | 0 | 0 | 0 | 0 | 0 | 0 | 0 | 0 | 0 | 0 | 0 | 0 | 0 | 0 | 0 | 0 | 0 | 0 | 0 | 0 | 0 | 0 | 0 | 0 | 0 | 0 | 0 | 0 | 0 | 0 | 0 | 0 | 0 | 0 | 0 | 0 | 0 | 0 | 0 | 0 | 0 | 0 | 0 | 0 | 0 | 0 | 0 | 0 | 0 | 0 | 0 | 0 | 0 | 0 | 0 | 0 | 0 | 0 | 0 | 0 | 0 | 0 | 0 | 0 | 0 | 0 | 0 | 0 | 0 | 0 | 0 | 0 | 0 | 0 | 0 | 0 | 0 | 0 | 0 | 0 | 0 | 0 | 0 | 0 | 0 | 0
PG&E NGBA | Round Mountain | 230 | 0 | 0 | 0 | 0 | 0 | 0 | 0 | 0 | 0 | 0 | 0 | 0 | 0 | 0 | 0 | 0 | 0 | 0 | 0 | 0 | 0 | 0 | 0 | 0 | 0 | 0 | 0 | 0 | 0 | 0 | 0 | 0 | 0 | 0 | 0 | 0 | 0 | 0 | 0 | 0 | 0 | 0 | 0 | 0 | 0 | 0 | 0 | 0 | 0 | 0 | 0 | 0 | 0 | 0 | 0 | 0 | 0 | 0 | 0 | 0 | 0 | 0 | 0 | 0 | 0 | 0 | 0 | 0 | 0 | 0 | 0 | 0 | 0 | 0 | 0 | 0 | 0 | 0 | 0 | 0 | 0 | 0 | 0 | 0 | 0 | 0 | 0 | 0 | 0 | 0 | 0 | 0 | 0 | 0 | 0 | 0
PG&E NGBA | Round Mountain | 500 | 0 | 0 | 0 | 0 | 0 | 0 | 0 | 0 | 0 | 0 | 0 | 0 | 0 | 0 | 0 | 0 | 0 | 0 | 0 | 0 | 0 | 0 | 0 | 0 | 0 | 0 | 0 | 0 | 0 | 0 | 0 | 0 | 0 | 0 | 0 | 0 | 0 | 0 | 0 | 0 | 0 | 0 | 0 | 0 | 0 | 0 | 0 | 0 | 0 | 0 | 0 | 0 | 0 | 0 | 0 | 0 | 0 | 0 | 0 | 0 | 0 | 0 | 0 | 0 | 0 | 0 | 0 | 0 | 0 | 0 | 0 | 0 | 0 | 0 | 0 | 0 | 0 | 0 | 0 | 0 | 0 | 0 | 0 | 0 | 0 | 0 | 0 | 0 | 0 | 0 | 0 | 0 | 0 | 0 | 0 | 0
PG&E GBA | Salado | 115 | 0 | 0 | 0 | 0 | 0 | 0 | 0 | 0 | 0 | 0 | 0 | 0 | 0 | 0 | 0 | 0 | 0 | 0 | 0 | 0 | 0 | 0 | 0 | 0 | 0 | 0 | 0 | 0 | 0 | 0 | 0 | 0 | 0 | 0 | 0 | 0 | 0 | 0 | 0 | 0 | 0 | 0 | 0 | 0 | 0 | 0 | 0 | 0 | 0 | 0 | 0 | 0 | 0 | 0 | 0 | 0 | 0 | 0 | 0 | 0 | 0 | 0 | 0 | 0 | 0 | 0 | 0 | 0 | 0 | 0 | 0 | 0 | 0 | 0 | 0 | 0 | 0 | 0 | 0 | 0 | 0 | 0 | 0 | 0 | 0 | 0 | 0 | 0 | 0 | 0 | 0 | 0 | 0 | 0 | 0 | 0
PG&E GBA | Salado | 60 | 20 | 0 | 0 | 0 | 0 | 0 | 0 | 0 | 0 | 0 | 0 | 0 | 20 | 0 | 0 | 0 | 0 | 0 | 0 | 0 | 0 | 0 | 0 | 0 | 20 | 0 | 0 | 0 | 0 | 0 | 0 | 0 | 0 | 0 | 0 | 0 | 0 | 0 | 0 | 0 | 0 | 0 | 0 | 0 | 0 | 0 | 0 | 0 | 20 | 0 | 0 | 0 | 0 | 0 | 0 | 0 | 0 | 0 | 0 | 0 | 20 | 0 | 0 | 0 | 0 | 0 | 0 | 0 | 0 | 0 | 0 | 0 | 20 | 0 | 0 | 0 | 0 | 0 | 0 | 0 | 0 | 0 | 0 | 0 | 0 | 0 | 0 | 0 | 0 | 0 | 0 | 0 | 0 | 0 | 0 | 0
PG&E GBA | Salinas | 115 | 0 | 0 | 0 | 0 | 0 | 0 | 0 | 0 | 0 | 0 | 0 | 0 | 0 | 0 | 0 | 0 | 0 | 0 | 0 | 0 | 0 | 0 | 0 | 0 | 0 | 0 | 0 | 0 | 0 | 0 | 0 | 0 | 0 | 0 | 0 | 0 | 0 | 0 | 0 | 0 | 0 | 0 | 0 | 0 | 0 | 0 | 0 | 0 | 0 | 0 | 0 | 0 | 0 | 0 | 0 | 0 | 0 | 0 | 0 | 0 | 0 | 0 | 0 | 0 | 0 | 0 | 0 | 0 | 0 | 0 | 0 | 0 | 0 | 0 | 0 | 0 | 0 | 0 | 0 | 0 | 0 | 0 | 0 | 0 | 0 | 0 | 0 | 0 | 0 | 0 | 0 | 0 | 0 | 0 | 0 | 0
SDGE | Salt Creek | 69 | 102.04 | 0 | 0 | 0 | 0 | 0 | 0 | 0 | 0 | 0 | 0 | 0 | 0 | 0 | 0 | 0 | 0 | 0 | 0 | 0 | 0 | 0 | 0 | 0 | 102.04 | 0 | 0 | 0 | 0 | 0 | 0 | 0 | 0 | 0 | 0 | 0 | 0 | 0 | 0 | 0 | 0 | 0 | 0 | 0 | 0 | 0 | 0 | 0 | 102.04 | 0 | 0 | 0 | 0 | 0 | 0 | 0 | 0 | 0 | 0 | 0 | 0 | 0 | 0 | 0 | 0 | 0 | 0 | 0 | 0 | 0 | 0 | 0 | 102.04 | 0 | 0 | 0 | 0 | 0 | 0 | 0 | 0 | 0 | 0 | 0 | 0 | 0 | 0 | 0 | 0 | 0 | 0 | 0 | 0 | 0 | 0 | 0
SCE Eastern | San Bernardino | 230 | 202.8 | 0 | 0 | 0 | 0 | 0 | 0 | 0 | 0 | 0 | 0 | 0 | 0 | 0 | 0 | 0 | 0 | 0 | 0 | 0 | 0 | 0 | 0 | 0 | 202.8 | 0 | 0 | 0 | 0 | 0 | 0 | 0 | 0 | 0 | 0 | 0 | 0 | 0 | 0 | 0 | 0 | 0 | 0 | 0 | 0 | 0 | 0 | 0 | 0 | 0 | 0 | 0 | 0 | 0 | 0 | 0 | 0 | 0 | 0 | 0 | 0 | 0 | 0 | 0 | 0 | 0 | 0 | 0 | 0 | 0 | 0 | 0 | 0 | 0 | 0 | 0 | 0 | 0 | 0 | 0 | 0 | 0 | 0 | 0 | 0 | 0 | 0 | 0 | 0 | 0 | 0 | 0 | 0 | 0 | 0 | 0
PG&E GBA | SAN FRAN A (POTRERO PP) | 115 | 0 | 0 | 0 | 0 | 0 | 0 | 0 | 0 | 0 | 0 | 0 | 0 | 0 | 0 | 0 | 0 | 0 | 0 | 0 | 0 | 0 | 0 | 0 | 0 | 0 | 0 | 0 | 0 | 0 | 0 | 0 | 0 | 0 | 0 | 0 | 0 | 0 | 0 | 0 | 0 | 0 | 0 | 0 | 0 | 0 | 0 | 0 | 0 | 0 | 0 | 0 | 0 | 0 | 0 | 0 | 0 | 0 | 0 | 0 | 0 | 0 | 0 | 0 | 0 | 0 | 0 | 0 | 0 | 0 | 0 | 0 | 0 | 0 | 0 | 0 | 0 | 0 | 0 | 0 | 0 | 0 | 0 | 0 | 0 | 0 | 0 | 0 | 0 | 0 | 0 | 0 | 0 | 0 | 0 | 0 | 0
PG&E GBA | SAN FRAN A (POTRERO PP) | 230 | 0 | 0 | 0 | 0 | 0 | 0 | 0 | 0 | 0 | 0 | 0 | 0 | 0 | 0 | 0 | 0 | 0 | 0 | 0 | 0 | 0 | 0 | 0 | 0 | 0 | 0 | 0 | 0 | 0 | 0 | 0 | 0 | 0 | 0 | 0 | 0 | 0 | 0 | 0 | 0 | 0 | 0 | 0 | 0 | 0 | 0 | 0 | 0 | 0 | 0 | 0 | 0 | 0 | 0 | 0 | 0 | 0 | 0 | 0 | 0 | 0 | 0 | 0 | 0 | 0 | 0 | 0 | 0 | 0 | 0 | 0 | 0 | 0 | 0 | 0 | 0 | 0 | 0 | 0 | 0 | 0 | 0 | 0 | 0 | 0 | 0 | 0 | 0 | 0 | 0 | 0 | 0 | 0 | 0 | 0 | 0
PG&E GBA | San Jose A | 115 | 0 | 0 | 0 | 0 | 0 | 0 | 0 | 0 | 0 | 0 | 0 | 0 | 0 | 0 | 0 | 0 | 0 | 0 | 0 | 0 | 0 | 0 | 0 | 0 | 0 | 0 | 0 | 0 | 0 | 0 | 0 | 0 | 0 | 0 | 0 | 0 | 0 | 0 | 0 | 0 | 0 | 0 | 0 | 0 | 0 | 0 | 0 | 0 | 0 | 0 | 0 | 0 | 0 | 0 | 0 | 0 | 0 | 0 | 0 | 0 | 0 | 0 | 0 | 0 | 0 | 0 | 0 | 0 | 0 | 0 | 0 | 0 | 0 | 0 | 0 | 0 | 0 | 0 | 0 | 0 | 0 | 0 | 0 | 0 | 0 | 0 | 0 | 0 | 0 | 0 | 0 | 0 | 0 | 0 | 0 | 0
PG&E GBA | San Jose B | 115 | 0 | 0 | 0 | 0 | 0 | 0 | 0 | 0 | 0 | 0 | 0 | 0 | 0 | 0 | 0 | 0 | 0 | 0 | 0 | 0 | 0 | 0 | 0 | 0 | 0 | 0 | 0 | 0 | 0 | 0 | 0 | 0 | 0 | 0 | 0 | 0 | 0 | 0 | 0 | 0 | 0 | 0 | 0 | 0 | 0 | 0 | 0 | 0 | 0 | 0 | 0 | 0 | 0 | 0 | 0 | 0 | 0 | 0 | 0 | 0 | 0 | 0 | 0 | 0 | 0 | 0 | 0 | 0 | 0 | 0 | 0 | 0 | 0 | 0 | 0 | 0 | 0 | 0 | 0 | 0 | 0 | 0 | 0 | 0 | 0 | 0 | 0 | 0 | 0 | 0 | 0 | 0 | 0 | 0 | 0 | 0
PG&E GBA | San Leandro U | 115 | 0 | 0 | 0 | 0 | 0 | 0 | 0 | 0 | 0 | 0 | 0 | 0 | 0 | 0 | 0 | 0 | 0 | 0 | 0 | 0 | 0 | 0 | 0 | 0 | 0 | 0 | 0 | 0 | 0 | 0 | 0 | 0 | 0 | 0 | 0 | 0 | 0 | 0 | 0 | 0 | 0 | 0 | 0 | 0 | 0 | 0 | 0 | 0 | 0 | 0 | 0 | 0 | 0 | 0 | 0 | 0 | 0 | 0 | 0 | 0 | 0 | 0 | 0 | 0 | 0 | 0 | 0 | 0 | 0 | 0 | 0 | 0 | 0 | 0 | 0 | 0 | 0 | 0 | 0 | 0 | 0 | 0 | 0 | 0 | 0 | 0 | 0 | 0 | 0 | 0 | 0 | 0 | 0 | 0 | 0 | 0
PG&E KERN | San Luis Obispo | 115 | 0 | 0 | 0 | 0 | 0 | 0 | 0 | 0 | 0 | 0 | 0 | 0 | 0 | 0 | 0 | 0 | 0 | 0 | 0 | 0 | 0 | 0 | 0 | 0 | 0 | 0 | 0 | 0 | 0 | 0 | 0 | 0 | 0 | 0 | 0 | 0 | 0 | 0 | 0 | 0 | 0 | 0 | 0 | 0 | 0 | 0 | 0 | 0 | 0 | 0 | 0 | 0 | 0 | 0 | 0 | 0 | 0 | 0 | 0 | 0 | 0 | 0 | 0 | 0 | 0 | 0 | 0 | 0 | 0 | 0 | 0 | 0 | 0 | 0 | 0 | 0 | 0 | 0 | 0 | 0 | 0 | 0 | 0 | 0 | 0 | 0 | 0 | 0 | 0 | 0 | 0 | 0 | 0 | 0 | 0 | 0
PG&E KERN | San Luis Obispo | 70 | 0 | 0 | 0 | 0 | 0 | 0 | 0 | 0 | 0 | 0 | 0 | 0 | 0 | 0 | 0 | 0 | 0 | 0 | 0 | 0 | 0 | 0 | 0 | 0 | 0 | 0 | 0 | 0 | 0 | 0 | 0 | 0 | 0 | 0 | 0 | 0 | 0 | 0 | 0 | 0 | 0 | 0 | 0 | 0 | 0 | 0 | 0 | 0 | 0 | 0 | 0 | 0 | 0 | 0 | 0 | 0 | 0 | 0 | 0 | 0 | 0 | 0 | 0 | 0 | 0 | 0 | 0 | 0 | 0 | 0 | 0 | 0 | 0 | 0 | 0 | 0 | 0 | 0 | 0 | 0 | 0 | 0 | 0 | 0 | 0 | 0 | 0 | 0 | 0 | 0 | 0 | 0 | 0 | 0 | 0 | 0
SDGE | San Luis Rey | 230 | 256 | 0 | 0 | 0 | 0 | 0 | 0 | 0 | 0 | 0 | 0 | 0 | 0 | 0 | 0 | 0 | 0 | 0 | 0 | 0 | 0 | 0 | 0 | 0 | 256 | 0 | 0 | 0 | 0 | 0 | 0 | 0 | 0 | 0 | 0 | 0 | 0 | 0 | 0 | 0 | 0 | 0 | 0 | 0 | 0 | 0 | 0 | 0 | 256 | 0 | 0 | 0 | 0 | 0 | 0 | 0 | 0 | 0 | 0 | 0 | 0 | 0 | 0 | 0 | 0 | 0 | 0 | 0 | 0 | 0 | 0 | 0 | 256 | 0 | 0 | 0 | 0 | 0 | 0 | 0 | 0 | 0 | 0 | 0 | 0 | 0 | 0 | 0 | 0 | 0 | 0 | 0 | 0 | 0 | 0 | 0
SDGE | San Luis Rey | 69 | 0 | 0 | 0 | 0 | 0 | 0 | 0 | 0 | 0 | 0 | 0 | 0 | 0 | 0 | 0 | 0 | 0 | 0 | 0 | 0 | 0 | 0 | 0 | 0 | 0 | 0 | 0 | 0 | 0 | 0 | 0 | 0 | 0 | 0 | 0 | 0 | 0 | 0 | 0 | 0 | 0 | 0 | 0 | 0 | 0 | 0 | 0 | 0 | 0 | 0 | 0 | 0 | 0 | 0 | 0 | 0 | 0 | 0 | 0 | 0 | 0 | 0 | 0 | 0 | 0 | 0 | 0 | 0 | 0 | 0 | 0 | 0 | 0 | 0 | 0 | 0 | 0 | 0 | 0 | 0 | 0 | 0 | 0 | 0 | 0 | 0 | 0 | 0 | 0 | 0 | 0 | 0 | 0 | 0 | 0 | 0
SDGE | San Marcos | 69 | 0 | 0 | 0 | 0 | 0 | 0 | 0 | 0 | 0 | 0 | 0 | 0 | 0 | 0 | 0 | 0 | 0 | 0 | 0 | 0 | 0 | 0 | 0 | 0 | 0 | 0 | 0 | 0 | 0 | 0 | 0 | 0 | 0 | 0 | 0 | 0 | 0 | 0 | 0 | 0 | 0 | 0 | 0 | 0 | 0 | 0 | 0 | 0 | 0 | 0 | 0 | 0 | 0 | 0 | 0 | 0 | 0 | 0 | 0 | 0 | 0 | 0 | 0 | 0 | 0 | 0 | 0 | 0 | 0 | 0 | 0 | 0 | 0 | 0 | 0 | 0 | 0 | 0 | 0 | 0 | 0 | 0 | 0 | 0 | 0 | 0 | 0 | 0 | 0 | 0 | 0 | 0 | 0 | 0 | 0 | 0
SCE Metro | San Onofre | 230 | 0 | 0 | 0 | 0 | 0 | 0 | 0 | 0 | 0 | 0 | 0 | 0 | 0 | 0 | 0 | 0 | 0 | 0 | 0 | 0 | 0 | 0 | 0 | 0 | 0 | 0 | 0 | 0 | 0 | 0 | 0 | 0 | 0 | 0 | 0 | 0 | 0 | 0 | 0 | 0 | 0 | 0 | 0 | 0 | 0 | 0 | 0 | 0 | 0 | 0 | 0 | 0 | 0 | 0 | 0 | 0 | 0 | 0 | 0 | 0 | 0 | 0 | 0 | 0 | 0 | 0 | 0 | 0 | 0 | 0 | 0 | 0 | 0 | 0 | 0 | 0 | 0 | 0 | 0 | 0 | 0 | 0 | 0 | 0 | 0 | 0 | 0 | 0 | 0 | 0 | 0 | 0 | 0 | 0 | 0 | 0
PG&E GBA | San Pablo | 115 | 0 | 0 | 0 | 0 | 0 | 0 | 0 | 0 | 0 | 0 | 0 | 0 | 0 | 0 | 0 | 0 | 0 | 0 | 0 | 0 | 0 | 0 | 0 | 0 | 0 | 0 | 0 | 0 | 0 | 0 | 0 | 0 | 0 | 0 | 0 | 0 | 0 | 0 | 0 | 0 | 0 | 0 | 0 | 0 | 0 | 0 | 0 | 0 | 0 | 0 | 0 | 0 | 0 | 0 | 0 | 0 | 0 | 0 | 0 | 0 | 0 | 0 | 0 | 0 | 0 | 0 | 0 | 0 | 0 | 0 | 0 | 0 | 0 | 0 | 0 | 0 | 0 | 0 | 0 | 0 | 0 | 0 | 0 | 0 | 0 | 0 | 0 | 0 | 0 | 0 | 0 | 0 | 0 | 0 | 0 | 0
PG&E GBA | San Ramon | 230 | 0 | 0 | 0 | 0 | 0 | 0 | 0 | 0 | 0 | 0 | 0 | 0 | 0 | 0 | 0 | 0 | 0 | 0 | 0 | 0 | 0 | 0 | 0 | 0 | 0 | 0 | 0 | 0 | 0 | 0 | 0 | 0 | 0 | 0 | 0 | 0 | 0 | 0 | 0 | 0 | 0 | 0 | 0 | 0 | 0 | 0 | 0 | 0 | 0 | 0 | 0 | 0 | 0 | 0 | 0 | 0 | 0 | 0 | 0 | 0 | 0 | 0 | 0 | 0 | 0 | 0 | 0 | 0 | 0 | 0 | 0 | 0 | 0 | 0 | 0 | 0 | 0 | 0 | 0 | 0 | 0 | 0 | 0 | 0 | 0 | 0 | 0 | 0 | 0 | 0 | 0 | 0 | 0 | 0 | 0 | 0
SDGE | San Ysidro | 69 | 0 | 0 | 0 | 0 | 0 | 0 | 0 | 0 | 0 | 0 | 0 | 0 | 0 | 0 | 0 | 0 | 0 | 0 | 0 | 0 | 0 | 0 | 0 | 0 | 0 | 0 | 0 | 0 | 0 | 0 | 0 | 0 | 0 | 0 | 0 | 0 | 0 | 0 | 0 | 0 | 0 | 0 | 0 | 0 | 0 | 0 | 0 | 0 | 0 | 0 | 0 | 0 | 0 | 0 | 0 | 0 | 0 | 0 | 0 | 0 | 0 | 0 | 0 | 0 | 0 | 0 | 0 | 0 | 0 | 0 | 0 | 0 | 0 | 0 | 0 | 0 | 0 | 0 | 0 | 0 | 0 | 0 | 0 | 0 | 0 | 0 | 0 | 0 | 0 | 0 | 0 | 0 | 0 | 0 | 0 | 0
SCE NOL | Sandlot | 230 | 0 | 0 | 0 | 0 | 0 | 0 | 0 | 0 | 0 | 0 | 0 | 0 | 0 | 0 | 0 | 0 | 0 | 0 | 0 | 0 | 0 | 0 | 0 | 0 | 0 | 0 | 0 | 0 | 0 | 0 | 0 | 0 | 0 | 0 | 0 | 0 | 0 | 0 | 0 | 0 | 0 | 0 | 0 | 0 | 0 | 0 | 0 | 0 | 0 | 0 | 0 | 0 | 0 | 0 | 0 | 0 | 0 | 0 | 0 | 0 | 0 | 0 | 0 | 0 | 0 | 0 | 0 | 0 | 0 | 0 | 0 | 0 | 0 | 0 | 0 | 0 | 0 | 0 | 0 | 0 | 0 | 0 | 0 | 0 | 0 | 0 | 0 | 0 | 0 | 0 | 0 | 0 | 0 | 0 | 0 | 0
EOP | Sandy | 138 | 0 | 0 | 0 | 0 | 0 | 0 | 0 | 0 | 0 | 0 | 0 | 0 | 0 | 0 | 0 | 0 | 0 | 0 | 0 | 0 | 0 | 0 | 0 | 0 | 0 | 0 | 0 | 0 | 0 | 0 | 0 | 0 | 0 | 0 | 0 | 0 | 0 | 0 | 0 | 0 | 0 | 0 | 0 | 0 | 0 | 0 | 0 | 0 | 0 | 0 | 0 | 0 | 0 | 0 | 0 | 0 | 0 | 0 | 0 | 0 | 0 | 0 | 0 | 0 | 0 | 0 | 0 | 0 | 0 | 0 | 0 | 0 | 0 | 0 | 0 | 0 | 0 | 0 | 0 | 0 | 0 | 0 | 0 | 0 | 0 | 0 | 0 | 0 | 0 | 0 | 0 | 0 | 0 | 0 | 0 | 0
PG&E FRESNO | Sanger | 115 | 203.699 | 200 | 0 | 0 | 0 | 0 | 0 | 0 | 0 | 0 | 0 | 0 | 0 | 0 | 0 | 0 | 0 | 0 | 0 | 0 | 0 | 0 | 0 | 0 | 203.699 | 200 | 0 | 0 | 0 | 0 | 0 | 0 | 0 | 0 | 0 | 0 | 0 | 0 | 0 | 0 | 0 | 0 | 0 | 0 | 0 | 0 | 0 | 0 | 203.699 | 200 | 0 | 0 | 0 | 0 | 0 | 0 | 0 | 0 | 0 | 0 | 0 | 0 | 0 | 0 | 0 | 0 | 0 | 0 | 0 | 0 | 0 | 0 | 203.699 | 200 | 0 | 0 | 0 | 0 | 0 | 0 | 0 | 0 | 0 | 0 | 0 | 0 | 0 | 0 | 0 | 0 | 0 | 0 | 0 | 0 | 0 | 0
SCE Northern | Santa Clara | 230 | 0 | 0 | 0 | 0 | 0 | 0 | 0 | 0 | 0 | 0 | 0 | 0 | 0 | 0 | 0 | 0 | 0 | 0 | 0 | 0 | 0 | 0 | 0 | 0 | 0 | 0 | 0 | 0 | 0 | 0 | 0 | 0 | 0 | 0 | 0 | 0 | 0 | 0 | 0 | 0 | 0 | 0 | 0 | 0 | 0 | 0 | 0 | 0 | 0 | 0 | 0 | 0 | 0 | 0 | 0 | 0 | 0 | 0 | 0 | 0 | 0 | 0 | 0 | 0 | 0 | 0 | 0 | 0 | 0 | 0 | 0 | 0 | 0 | 0 | 0 | 0 | 0 | 0 | 0 | 0 | 0 | 0 | 0 | 0 | 0 | 0 | 0 | 0 | 0 | 0 | 0 | 0 | 0 | 0 | 0 | 0
PG&E NGBA | Santa Rosa A | 115 | 0 | 0 | 0 | 0 | 0 | 0 | 0 | 0 | 0 | 0 | 0 | 0 | 0 | 0 | 0 | 0 | 0 | 0 | 0 | 0 | 0 | 0 | 0 | 0 | 0 | 0 | 0 | 0 | 0 | 0 | 0 | 0 | 0 | 0 | 0 | 0 | 0 | 0 | 0 | 0 | 0 | 0 | 0 | 0 | 0 | 0 | 0 | 0 | 0 | 0 | 0 | 0 | 0 | 0 | 0 | 0 | 0 | 0 | 0 | 0 | 0 | 0 | 0 | 0 | 0 | 0 | 0 | 0 | 0 | 0 | 0 | 0 | 0 | 0 | 0 | 0 | 0 | 0 | 0 | 0 | 0 | 0 | 0 | 0 | 0 | 0 | 0 | 0 | 0 | 0 | 0 | 0 | 0 | 0 | 0 | 0
PG&E GBA | Santa Teresa | 115 | 101.888 | 100 | 0 | 0 | 0 | 0 | 0 | 0 | 0 | 0 | 0 | 0 | 0 | 0 | 0 | 0 | 0 | 0 | 0 | 0 | 0 | 0 | 0 | 0 | 101.888 | 100 | 0 | 0 | 0 | 0 | 0 | 0 | 0 | 0 | 0 | 0 | 0 | 0 | 0 | 0 | 0 | 0 | 0 | 0 | 0 | 0 | 0 | 0 | 101.888 | 100 | 0 | 0 | 0 | 0 | 0 | 0 | 0 | 0 | 0 | 0 | 0 | 0 | 0 | 0 | 0 | 0 | 0 | 0 | 0 | 0 | 0 | 0 | 101.888 | 100 | 0 | 0 | 0 | 0 | 0 | 0 | 0 | 0 | 0 | 0 | 0 | 0 | 0 | 0 | 0 | 0 | 0 | 0 | 0 | 0 | 0 | 0
SDGE | Santee | 138 | 0 | 0 | 0 | 0 | 0 | 0 | 0 | 0 | 0 | 0 | 0 | 0 | 0 | 0 | 0 | 0 | 0 | 0 | 0 | 0 | 0 | 0 | 0 | 0 | 0 | 0 | 0 | 0 | 0 | 0 | 0 | 0 | 0 | 0 | 0 | 0 | 0 | 0 | 0 | 0 | 0 | 0 | 0 | 0 | 0 | 0 | 0 | 0 | 0 | 0 | 0 | 0 | 0 | 0 | 0 | 0 | 0 | 0 | 0 | 0 | 0 | 0 | 0 | 0 | 0 | 0 | 0 | 0 | 0 | 0 | 0 | 0 | 0 | 0 | 0 | 0 | 0 | 0 | 0 | 0 | 0 | 0 | 0 | 0 | 0 | 0 | 0 | 0 | 0 | 0 | 0 | 0 | 0 | 0 | 0 | 0
SCE Metro | Santiago | 230 | 0 | 0 | 0 | 0 | 0 | 0 | 0 | 0 | 0 | 0 | 0 | 0 | 0 | 0 | 0 | 0 | 0 | 0 | 0 | 0 | 0 | 0 | 0 | 0 | 0 | 0 | 0 | 0 | 0 | 0 | 0 | 0 | 0 | 0 | 0 | 0 | 0 | 0 | 0 | 0 | 0 | 0 | 0 | 0 | 0 | 0 | 0 | 0 | 0 | 0 | 0 | 0 | 0 | 0 | 0 | 0 | 0 | 0 | 0 | 0 | 0 | 0 | 0 | 0 | 0 | 0 | 0 | 0 | 0 | 0 | 0 | 0 | 0 | 0 | 0 | 0 | 0 | 0 | 0 | 0 | 0 | 0 | 0 | 0 | 0 | 0 | 0 | 0 | 0 | 0 | 0 | 0 | 0 | 0 | 0 | 0
PG&E GBA | Saratoga | 230 | 0 | 0 | 0 | 0 | 0 | 0 | 0 | 0 | 0 | 0 | 0 | 0 | 0 | 0 | 0 | 0 | 0 | 0 | 0 | 0 | 0 | 0 | 0 | 0 | 0 | 0 | 0 | 0 | 0 | 0 | 0 | 0 | 0 | 0 | 0 | 0 | 0 | 0 | 0 | 0 | 0 | 0 | 0 | 0 | 0 | 0 | 0 | 0 | 0 | 0 | 0 | 0 | 0 | 0 | 0 | 0 | 0 | 0 | 0 | 0 | 0 | 0 | 0 | 0 | 0 | 0 | 0 | 0 | 0 | 0 | 0 | 0 | 0 | 0 | 0 | 0 | 0 | 0 | 0 | 0 | 0 | 0 | 0 | 0 | 0 | 0 | 0 | 0 | 0 | 0 | 0 | 0 | 0 | 0 | 0 | 0
SCE Northern | Saugus | 230 | 0 | 0 | 0 | 0 | 0 | 0 | 0 | 0 | 0 | 0 | 0 | 0 | 0 | 0 | 0 | 0 | 0 | 0 | 0 | 0 | 0 | 0 | 0 | 0 | 0 | 0 | 0 | 0 | 0 | 0 | 0 | 0 | 0 | 0 | 0 | 0 | 0 | 0 | 0 | 0 | 0 | 0 | 0 | 0 | 0 | 0 | 0 | 0 | 0 | 0 | 0 | 0 | 0 | 0 | 0 | 0 | 0 | 0 | 0 | 0 | 0 | 0 | 0 | 0 | 0 | 0 | 0 | 0 | 0 | 0 | 0 | 0 | 0 | 0 | 0 | 0 | 0 | 0 | 0 | 0 | 0 | 0 | 0 | 0 | 0 | 0 | 0 | 0 | 0 | 0 | 0 | 0 | 0 | 0 | 0 | 0
PG&E FRESNO | Schindler | 115 | 60 | 6 | 0 | 0 | 0 | 0 | 0 | 0 | 0 | 0 | 0 | 0 | 60 | 6 | 0 | 0 | 0 | 0 | 0 | 0 | 0 | 0 | 0 | 0 | 60 | 6 | 0 | 0 | 0 | 0 | 0 | 0 | 0 | 0 | 0 | 0 | 0 | 0 | 0 | 0 | 0 | 0 | 0 | 0 | 0 | 0 | 0 | 0 | 60 | 6 | 0 | 0 | 0 | 0 | 0 | 0 | 0 | 0 | 0 | 0 | 60 | 6 | 0 | 0 | 0 | 0 | 0 | 0 | 0 | 0 | 0 | 0 | 60 | 6 | 0 | 0 | 0 | 0 | 0 | 0 | 0 | 0 | 0 | 0 | 0 | 0 | 0 | 0 | 0 | 0 | 0 | 0 | 0 | 0 | 0 | 0
PG&E FRESNO | Schindler | 70 | 0 | 0 | 0 | 0 | 0 | 0 | 0 | 0 | 0 | 0 | 0 | 0 | 0 | 0 | 0 | 0 | 0 | 0 | 0 | 0 | 0 | 0 | 0 | 0 | 0 | 0 | 0 | 0 | 0 | 0 | 0 | 0 | 0 | 0 | 0 | 0 | 0 | 0 | 0 | 0 | 0 | 0 | 0 | 0 | 0 | 0 | 0 | 0 | 0 | 0 | 0 | 0 | 0 | 0 | 0 | 0 | 0 | 0 | 0 | 0 | 0 | 0 | 0 | 0 | 0 | 0 | 0 | 0 | 0 | 0 | 0 | 0 | 0 | 0 | 0 | 0 | 0 | 0 | 0 | 0 | 0 | 0 | 0 | 0 | 0 | 0 | 0 | 0 | 0 | 0 | 0 | 0 | 0 | 0 | 0 | 0
PG&E GBA | Schulte | 115 | 676.12 | 90 | 0 | 0 | 0 | 0 | 0 | 0 | 0 | 0 | 0 | 0 | 0 | 0 | 0 | 0 | 0 | 0 | 0 | 0 | 0 | 0 | 0 | 0 | 676.12 | 90 | 0 | 0 | 0 | 0 | 0 | 0 | 0 | 0 | 0 | 0 | 0 | 0 | 0 | 0 | 0 | 0 | 0 | 0 | 0 | 0 | 0 | 0 | 0 | 0 | 0 | 0 | 0 | 0 | 0 | 0 | 0 | 0 | 0 | 0 | 0 | 0 | 0 | 0 | 0 | 0 | 0 | 0 | 0 | 0 | 0 | 0 | 0 | 0 | 0 | 0 | 0 | 0 | 0 | 0 | 0 | 0 | 0 | 0 | 0 | 0 | 0 | 0 | 0 | 0 | 0 | 0 | 0 | 0 | 0 | 0
SDGE | Scripps | 69 | 71.3 | 0 | 0 | 0 | 0 | 0 | 0 | 0 | 0 | 0 | 0 | 0 | 0 | 0 | 0 | 0 | 0 | 0 | 0 | 0 | 0 | 0 | 0 | 0 | 71.3 | 0 | 0 | 0 | 0 | 0 | 0 | 0 | 0 | 0 | 0 | 0 | 0 | 0 | 0 | 0 | 0 | 0 | 0 | 0 | 0 | 0 | 0 | 0 | 71.3 | 0 | 0 | 0 | 0 | 0 | 0 | 0 | 0 | 0 | 0 | 0 | 0 | 0 | 0 | 0 | 0 | 0 | 0 | 0 | 0 | 0 | 0 | 0 | 71.3 | 0 | 0 | 0 | 0 | 0 | 0 | 0 | 0 | 0 | 0 | 0 | 0 | 0 | 0 | 0 | 0 | 0 | 0 | 0 | 0 | 0 | 0 | 0
PG&E KERN | Semitropic | 115 | 0 | 0 | 0 | 0 | 0 | 0 | 0 | 0 | 0 | 0 | 0 | 0 | 0 | 0 | 0 | 0 | 0 | 0 | 0 | 0 | 0 | 0 | 0 | 0 | 0 | 0 | 0 | 0 | 0 | 0 | 0 | 0 | 0 | 0 | 0 | 0 | 0 | 0 | 0 | 0 | 0 | 0 | 0 | 0 | 0 | 0 | 0 | 0 | 0 | 0 | 0 | 0 | 0 | 0 | 0 | 0 | 0 | 0 | 0 | 0 | 0 | 0 | 0 | 0 | 0 | 0 | 0 | 0 | 0 | 0 | 0 | 0 | 0 | 0 | 0 | 0 | 0 | 0 | 0 | 0 | 0 | 0 | 0 | 0 | 0 | 0 | 0 | 0 | 0 | 0 | 0 | 0 | 0 | 0 | 0 | 0
SCE Metro | Serrano | 230 | 0 | 0 | 0 | 0 | 0 | 0 | 0 | 0 | 0 | 0 | 0 | 0 | 0 | 0 | 0 | 0 | 0 | 0 | 0 | 0 | 0 | 0 | 0 | 0 | 0 | 0 | 0 | 0 | 0 | 0 | 0 | 0 | 0 | 0 | 0 | 0 | 0 | 0 | 0 | 0 | 0 | 0 | 0 | 0 | 0 | 0 | 0 | 0 | 0 | 0 | 0 | 0 | 0 | 0 | 0 | 0 | 0 | 0 | 0 | 0 | 0 | 0 | 0 | 0 | 0 | 0 | 0 | 0 | 0 | 0 | 0 | 0 | 0 | 0 | 0 | 0 | 0 | 0 | 0 | 0 | 0 | 0 | 0 | 0 | 0 | 0 | 0 | 0 | 0 | 0 | 0 | 0 | 0 | 0 | 0 | 0
SCE Metro | Serrano | 500 | 0 | 0 | 0 | 0 | 0 | 0 | 0 | 0 | 0 | 0 | 0 | 0 | 0 | 0 | 0 | 0 | 0 | 0 | 0 | 0 | 0 | 0 | 0 | 0 | 0 | 0 | 0 | 0 | 0 | 0 | 0 | 0 | 0 | 0 | 0 | 0 | 0 | 0 | 0 | 0 | 0 | 0 | 0 | 0 | 0 | 0 | 0 | 0 | 0 | 0 | 0 | 0 | 0 | 0 | 0 | 0 | 0 | 0 | 0 | 0 | 0 | 0 | 0 | 0 | 0 | 0 | 0 | 0 | 0 | 0 | 0 | 0 | 0 | 0 | 0 | 0 | 0 | 0 | 0 | 0 | 0 | 0 | 0 | 0 | 0 | 0 | 0 | 0 | 0 | 0 | 0 | 0 | 0 | 0 | 0 | 0
SDGE | Shadowridge | 138 | 0 | 0 | 0 | 0 | 0 | 0 | 0 | 0 | 0 | 0 | 0 | 0 | 0 | 0 | 0 | 0 | 0 | 0 | 0 | 0 | 0 | 0 | 0 | 0 | 0 | 0 | 0 | 0 | 0 | 0 | 0 | 0 | 0 | 0 | 0 | 0 | 0 | 0 | 0 | 0 | 0 | 0 | 0 | 0 | 0 | 0 | 0 | 0 | 0 | 0 | 0 | 0 | 0 | 0 | 0 | 0 | 0 | 0 | 0 | 0 | 0 | 0 | 0 | 0 | 0 | 0 | 0 | 0 | 0 | 0 | 0 | 0 | 0 | 0 | 0 | 0 | 0 | 0 | 0 | 0 | 0 | 0 | 0 | 0 | 0 | 0 | 0 | 0 | 0 | 0 | 0 | 0 | 0 | 0 | 0 | 0
PG&E KERN | Shafter | 115 | 101.7635 | 0 | 0 | 0 | 102.254 | 0 | 0 | 0 | 0 | 0 | 0 | 0 | 0 | 0 | 0 | 0 | 0 | 0 | 0 | 0 | 0 | 0 | 0 | 0 | 101.7635 | 0 | 0 | 0 | 102.254 | 0 | 0 | 0 | 0 | 0 | 0 | 0 | 0 | 0 | 0 | 0 | 0 | 0 | 0 | 0 | 0 | 0 | 0 | 0 | 101.7635 | 0 | 0 | 0 | 102.254 | 0 | 0 | 0 | 0 | 0 | 0 | 0 | 0 | 0 | 0 | 0 | 0 | 0 | 0 | 0 | 0 | 0 | 0 | 0 | 101.7635 | 0 | 0 | 0 | 102.254 | 0 | 0 | 0 | 0 | 0 | 0 | 0 | 0 | 0 | 0 | 0 | 0 | 0 | 0 | 0 | 0 | 0 | 0 | 0
PG&E NGBA | Silverado | 115 | 0 | 0 | 0 | 0 | 0 | 0 | 0 | 0 | 0 | 0 | 0 | 0 | 0 | 0 | 0 | 0 | 0 | 0 | 0 | 0 | 0 | 0 | 0 | 0 | 0 | 0 | 0 | 0 | 0 | 0 | 0 | 0 | 0 | 0 | 0 | 0 | 0 | 0 | 0 | 0 | 0 | 0 | 0 | 0 | 0 | 0 | 0 | 0 | 0 | 0 | 0 | 0 | 0 | 0 | 0 | 0 | 0 | 0 | 0 | 0 | 0 | 0 | 0 | 0 | 0 | 0 | 0 | 0 | 0 | 0 | 0 | 0 | 0 | 0 | 0 | 0 | 0 | 0 | 0 | 0 | 0 | 0 | 0 | 0 | 0 | 0 | 0 | 0 | 0 | 0 | 0 | 0 | 0 | 0 | 0 | 0
SDGE | Silvergate | 230 | 213.5487 | 0 | 0 | 0 | 0 | 0 | 0 | 0 | 0 | 0 | 0 | 0 | 0 | 0 | 0 | 0 | 0 | 0 | 0 | 0 | 0 | 0 | 0 | 0 | 213.5487 | 0 | 0 | 0 | 0 | 0 | 0 | 0 | 0 | 0 | 0 | 0 | 0 | 0 | 0 | 0 | 0 | 0 | 0 | 0 | 0 | 0 | 0 | 0 | 213.5487 | 0 | 0 | 0 | 0 | 0 | 0 | 0 | 0 | 0 | 0 | 0 | 0 | 0 | 0 | 0 | 0 | 0 | 0 | 0 | 0 | 0 | 0 | 0 | 213.5487 | 0 | 0 | 0 | 0 | 0 | 0 | 0 | 0 | 0 | 0 | 0 | 0 | 0 | 0 | 0 | 0 | 0 | 0 | 0 | 0 | 0 | 0 | 0
SDGE | Silvergate | 69 | 0 | 0 | 0 | 0 | 0 | 0 | 0 | 0 | 0 | 0 | 0 | 0 | 0 | 0 | 0 | 0 | 0 | 0 | 0 | 0 | 0 | 0 | 0 | 0 | 0 | 0 | 0 | 0 | 0 | 0 | 0 | 0 | 0 | 0 | 0 | 0 | 0 | 0 | 0 | 0 | 0 | 0 | 0 | 0 | 0 | 0 | 0 | 0 | 0 | 0 | 0 | 0 | 0 | 0 | 0 | 0 | 0 | 0 | 0 | 0 | 0 | 0 | 0 | 0 | 0 | 0 | 0 | 0 | 0 | 0 | 0 | 0 | 0 | 0 | 0 | 0 | 0 | 0 | 0 | 0 | 0 | 0 | 0 | 0 | 0 | 0 | 0 | 0 | 0 | 0 | 0 | 0 | 0 | 0 | 0 | 0
PG&E KERN | Sisquoc | 115 | 0 | 0 | 0 | 0 | 0 | 0 | 0 | 0 | 0 | 0 | 0 | 0 | 0 | 0 | 0 | 0 | 0 | 0 | 0 | 0 | 0 | 0 | 0 | 0 | 0 | 0 | 0 | 0 | 0 | 0 | 0 | 0 | 0 | 0 | 0 | 0 | 0 | 0 | 0 | 0 | 0 | 0 | 0 | 0 | 0 | 0 | 0 | 0 | 0 | 0 | 0 | 0 | 0 | 0 | 0 | 0 | 0 | 0 | 0 | 0 | 0 | 0 | 0 | 0 | 0 | 0 | 0 | 0 | 0 | 0 | 0 | 0 | 0 | 0 | 0 | 0 | 0 | 0 | 0 | 0 | 0 | 0 | 0 | 0 | 0 | 0 | 0 | 0 | 0 | 0 | 0 | 0 | 0 | 0 | 0 | 0
EOP | Sloan Canyon | 230 | 95 | 95 | 0 | 0 | 0 | 0 | 0 | 0 | 310 | 65.8196 | 0 | 0 | 95 | 95 | 0 | 0 | 0 | 0 | 0 | 0 | 310 | 65.8196 | 0 | 0 | 95 | 95 | 0 | 0 | 0 | 0 | 0 | 0 | 310 | 65.8196 | 0 | 0 | 0 | 0 | 0 | 0 | 0 | 0 | 0 | 0 | 0 | 0 | 0 | 0 | 95 | 95 | 0 | 0 | 0 | 0 | 0 | 0 | 310 | 65.8196 | 0 | 0 | 95 | 95 | 0 | 0 | 0 | 0 | 0 | 0 | 310 | 65.8196 | 0 | 0 | 95 | 95 | 0 | 0 | 0 | 0 | 0 | 0 | 310 | 65.8196 | 0 | 0 | 0 | 0 | 0 | 0 | 0 | 0 | 0 | 0 | 0 | 0 | 0 | 0
EOP | Sloan Canyon | 500 | 0 | 0 | 0 | 0 | 0 | 0 | 0 | 0 | 0 | 0 | 0 | 0 | 0 | 0 | 0 | 0 | 0 | 0 | 0 | 0 | 0 | 0 | 0 | 0 | 0 | 0 | 0 | 0 | 0 | 0 | 0 | 0 | 0 | 0 | 0 | 0 | 0 | 0 | 0 | 0 | 0 | 0 | 0 | 0 | 0 | 0 | 0 | 0 | 0 | 0 | 0 | 0 | 0 | 0 | 0 | 0 | 0 | 0 | 0 | 0 | 0 | 0 | 0 | 0 | 0 | 0 | 0 | 0 | 0 | 0 | 0 | 0 | 0 | 0 | 0 | 0 | 0 | 0 | 0 | 0 | 0 | 0 | 0 | 0 | 0 | 0 | 0 | 0 | 0 | 0 | 0 | 0 | 0 | 0 | 0 | 0
PG&E KERN | Smyrna | 115 | 0 | 0 | 0 | 0 | 0 | 0 | 0 | 0 | 0 | 0 | 0 | 0 | 0 | 0 | 0 | 0 | 0 | 0 | 0 | 0 | 0 | 0 | 0 | 0 | 0 | 0 | 0 | 0 | 0 | 0 | 0 | 0 | 0 | 0 | 0 | 0 | 0 | 0 | 0 | 0 | 0 | 0 | 0 | 0 | 0 | 0 | 0 | 0 | 0 | 0 | 0 | 0 | 0 | 0 | 0 | 0 | 0 | 0 | 0 | 0 | 0 | 0 | 0 | 0 | 0 | 0 | 0 | 0 | 0 | 0 | 0 | 0 | 0 | 0 | 0 | 0 | 0 | 0 | 0 | 0 | 0 | 0 | 0 | 0 | 0 | 0 | 0 | 0 | 0 | 0 | 0 | 0 | 0 | 0 | 0 | 0
PG&E GBA | Sobrante | 115 | 0 | 0 | 0 | 0 | 0 | 0 | 0 | 0 | 0 | 0 | 0 | 0 | 0 | 0 | 0 | 0 | 0 | 0 | 0 | 0 | 0 | 0 | 0 | 0 | 0 | 0 | 0 | 0 | 0 | 0 | 0 | 0 | 0 | 0 | 0 | 0 | 0 | 0 | 0 | 0 | 0 | 0 | 0 | 0 | 0 | 0 | 0 | 0 | 0 | 0 | 0 | 0 | 0 | 0 | 0 | 0 | 0 | 0 | 0 | 0 | 0 | 0 | 0 | 0 | 0 | 0 | 0 | 0 | 0 | 0 | 0 | 0 | 0 | 0 | 0 | 0 | 0 | 0 | 0 | 0 | 0 | 0 | 0 | 0 | 0 | 0 | 0 | 0 | 0 | 0 | 0 | 0 | 0 | 0 | 0 | 0
PG&E GBA | Sobrante | 230 | 0 | 0 | 0 | 0 | 0 | 0 | 0 | 0 | 0 | 0 | 0 | 0 | 0 | 0 | 0 | 0 | 0 | 0 | 0 | 0 | 0 | 0 | 0 | 0 | 0 | 0 | 0 | 0 | 0 | 0 | 0 | 0 | 0 | 0 | 0 | 0 | 0 | 0 | 0 | 0 | 0 | 0 | 0 | 0 | 0 | 0 | 0 | 0 | 0 | 0 | 0 | 0 | 0 | 0 | 0 | 0 | 0 | 0 | 0 | 0 | 0 | 0 | 0 | 0 | 0 | 0 | 0 | 0 | 0 | 0 | 0 | 0 | 0 | 0 | 0 | 0 | 0 | 0 | 0 | 0 | 0 | 0 | 0 | 0 | 0 | 0 | 0 | 0 | 0 | 0 | 0 | 0 | 0 | 0 | 0 | 0
PG&E KERN | Solar | 230 | 0 | 0 | 0 | 0 | 0 | 0 | 0 | 0 | 0 | 0 | 0 | 0 | 0 | 0 | 0 | 0 | 0 | 0 | 0 | 0 | 0 | 0 | 0 | 0 | 0 | 0 | 0 | 0 | 0 | 0 | 0 | 0 | 0 | 0 | 0 | 0 | 0 | 0 | 0 | 0 | 0 | 0 | 0 | 0 | 0 | 0 | 0 | 0 | 0 | 0 | 0 | 0 | 0 | 0 | 0 | 0 | 0 | 0 | 0 | 0 | 0 | 0 | 0 | 0 | 0 | 0 | 0 | 0 | 0 | 0 | 0 | 0 | 0 | 0 | 0 | 0 | 0 | 0 | 0 | 0 | 0 | 0 | 0 | 0 | 0 | 0 | 0 | 0 | 0 | 0 | 0 | 0 | 0 | 0 | 0 | 0
PG&E GBA | Soledad | 115 | 0 | 0 | 0 | 0 | 0 | 0 | 0 | 0 | 0 | 0 | 0 | 0 | 0 | 0 | 0 | 0 | 0 | 0 | 0 | 0 | 0 | 0 | 0 | 0 | 0 | 0 | 0 | 0 | 0 | 0 | 0 | 0 | 0 | 0 | 0 | 0 | 0 | 0 | 0 | 0 | 0 | 0 | 0 | 0 | 0 | 0 | 0 | 0 | 0 | 0 | 0 | 0 | 0 | 0 | 0 | 0 | 0 | 0 | 0 | 0 | 0 | 0 | 0 | 0 | 0 | 0 | 0 | 0 | 0 | 0 | 0 | 0 | 0 | 0 | 0 | 0 | 0 | 0 | 0 | 0 | 0 | 0 | 0 | 0 | 0 | 0 | 0 | 0 | 0 | 0 | 0 | 0 | 0 | 0 | 0 | 0
PG&E GBA | Soledad | 60 | 0 | 0 | 0 | 0 | 0 | 0 | 0 | 0 | 0 | 0 | 0 | 0 | 0 | 0 | 0 | 0 | 0 | 0 | 0 | 0 | 0 | 0 | 0 | 0 | 0 | 0 | 0 | 0 | 0 | 0 | 0 | 0 | 0 | 0 | 0 | 0 | 0 | 0 | 0 | 0 | 0 | 0 | 0 | 0 | 0 | 0 | 0 | 0 | 0 | 0 | 0 | 0 | 0 | 0 | 0 | 0 | 0 | 0 | 0 | 0 | 0 | 0 | 0 | 0 | 0 | 0 | 0 | 0 | 0 | 0 | 0 | 0 | 0 | 0 | 0 | 0 | 0 | 0 | 0 | 0 | 0 | 0 | 0 | 0 | 0 | 0 | 0 | 0 | 0 | 0 | 0 | 0 | 0 | 0 | 0 | 0
SDGE | Spring Valley | 69 | 0 | 0 | 0 | 0 | 0 | 0 | 0 | 0 | 0 | 0 | 0 | 0 | 0 | 0 | 0 | 0 | 0 | 0 | 0 | 0 | 0 | 0 | 0 | 0 | 0 | 0 | 0 | 0 | 0 | 0 | 0 | 0 | 0 | 0 | 0 | 0 | 0 | 0 | 0 | 0 | 0 | 0 | 0 | 0 | 0 | 0 | 0 | 0 | 0 | 0 | 0 | 0 | 0 | 0 | 0 | 0 | 0 | 0 | 0 | 0 | 0 | 0 | 0 | 0 | 0 | 0 | 0 | 0 | 0 | 0 | 0 | 0 | 0 | 0 | 0 | 0 | 0 | 0 | 0 | 0 | 0 | 0 | 0 | 0 | 0 | 0 | 0 | 0 | 0 | 0 | 0 | 0 | 0 | 0 | 0 | 0
SCE Northern | Springville | 230 | 345 | 0 | 0 | 0 | 464.42 | 0 | 0 | 0 | 0 | 0 | 0 | 0 | 0 | 0 | 0 | 0 | 0 | 0 | 0 | 0 | 0 | 0 | 0 | 0 | 345 | 0 | 0 | 0 | 464.42 | 0 | 0 | 0 | 0 | 0 | 0 | 0 | 0 | 0 | 0 | 0 | 0 | 0 | 0 | 0 | 0 | 0 | 0 | 0 | 0 | 0 | 0 | 0 | 0 | 0 | 0 | 0 | 0 | 0 | 0 | 0 | 0 | 0 | 0 | 0 | 0 | 0 | 0 | 0 | 0 | 0 | 0 | 0 | 0 | 0 | 0 | 0 | 0 | 0 | 0 | 0 | 0 | 0 | 0 | 0 | 0 | 0 | 0 | 0 | 0 | 0 | 0 | 0 | 0 | 0 | 0 | 0
PG&E GBA | Stagg | 230 | 0 | 0 | 0 | 0 | 0 | 0 | 0 | 0 | 0 | 0 | 0 | 0 | 0 | 0 | 0 | 0 | 0 | 0 | 0 | 0 | 0 | 0 | 0 | 0 | 0 | 0 | 0 | 0 | 0 | 0 | 0 | 0 | 0 | 0 | 0 | 0 | 0 | 0 | 0 | 0 | 0 | 0 | 0 | 0 | 0 | 0 | 0 | 0 | 0 | 0 | 0 | 0 | 0 | 0 | 0 | 0 | 0 | 0 | 0 | 0 | 0 | 0 | 0 | 0 | 0 | 0 | 0 | 0 | 0 | 0 | 0 | 0 | 0 | 0 | 0 | 0 | 0 | 0 | 0 | 0 | 0 | 0 | 0 | 0 | 0 | 0 | 0 | 0 | 0 | 0 | 0 | 0 | 0 | 0 | 0 | 0
PG&E GBA | Standard Oil | 115 | 0 | 0 | 0 | 0 | 0 | 0 | 0 | 0 | 0 | 0 | 0 | 0 | 0 | 0 | 0 | 0 | 0 | 0 | 0 | 0 | 0 | 0 | 0 | 0 | 0 | 0 | 0 | 0 | 0 | 0 | 0 | 0 | 0 | 0 | 0 | 0 | 0 | 0 | 0 | 0 | 0 | 0 | 0 | 0 | 0 | 0 | 0 | 0 | 0 | 0 | 0 | 0 | 0 | 0 | 0 | 0 | 0 | 0 | 0 | 0 | 0 | 0 | 0 | 0 | 0 | 0 | 0 | 0 | 0 | 0 | 0 | 0 | 0 | 0 | 0 | 0 | 0 | 0 | 0 | 0 | 0 | 0 | 0 | 0 | 0 | 0 | 0 | 0 | 0 | 0 | 0 | 0 | 0 | 0 | 0 | 0
PG&E GBA | Stanislaus | 115 | 0 | 0 | 0 | 0 | 0 | 0 | 0 | 0 | 0 | 0 | 0 | 0 | 0 | 0 | 0 | 0 | 0 | 0 | 0 | 0 | 0 | 0 | 0 | 0 | 0 | 0 | 0 | 0 | 0 | 0 | 0 | 0 | 0 | 0 | 0 | 0 | 0 | 0 | 0 | 0 | 0 | 0 | 0 | 0 | 0 | 0 | 0 | 0 | 0 | 0 | 0 | 0 | 0 | 0 | 0 | 0 | 0 | 0 | 0 | 0 | 0 | 0 | 0 | 0 | 0 | 0 | 0 | 0 | 0 | 0 | 0 | 0 | 0 | 0 | 0 | 0 | 0 | 0 | 0 | 0 | 0 | 0 | 0 | 0 | 0 | 0 | 0 | 0 | 0 | 0 | 0 | 0 | 0 | 0 | 0 | 0
PG&E KERN | Stockdale | 115 | 0 | 0 | 0 | 0 | 0 | 0 | 0 | 0 | 0 | 0 | 0 | 0 | 0 | 0 | 0 | 0 | 0 | 0 | 0 | 0 | 0 | 0 | 0 | 0 | 0 | 0 | 0 | 0 | 0 | 0 | 0 | 0 | 0 | 0 | 0 | 0 | 0 | 0 | 0 | 0 | 0 | 0 | 0 | 0 | 0 | 0 | 0 | 0 | 0 | 0 | 0 | 0 | 0 | 0 | 0 | 0 | 0 | 0 | 0 | 0 | 0 | 0 | 0 | 0 | 0 | 0 | 0 | 0 | 0 | 0 | 0 | 0 | 0 | 0 | 0 | 0 | 0 | 0 | 0 | 0 | 0 | 0 | 0 | 0 | 0 | 0 | 0 | 0 | 0 | 0 | 0 | 0 | 0 | 0 | 0 | 0
PG&E KERN | Stockdale | 230 | 0 | 0 | 0 | 0 | 0 | 0 | 0 | 0 | 0 | 0 | 0 | 0 | 0 | 0 | 0 | 0 | 0 | 0 | 0 | 0 | 0 | 0 | 0 | 0 | 0 | 0 | 0 | 0 | 0 | 0 | 0 | 0 | 0 | 0 | 0 | 0 | 0 | 0 | 0 | 0 | 0 | 0 | 0 | 0 | 0 | 0 | 0 | 0 | 0 | 0 | 0 | 0 | 0 | 0 | 0 | 0 | 0 | 0 | 0 | 0 | 0 | 0 | 0 | 0 | 0 | 0 | 0 | 0 | 0 | 0 | 0 | 0 | 0 | 0 | 0 | 0 | 0 | 0 | 0 | 0 | 0 | 0 | 0 | 0 | 0 | 0 | 0 | 0 | 0 | 0 | 0 | 0 | 0 | 0 | 0 | 0
PG&E GBA | Stockton A | 115 | 0 | 0 | 0 | 0 | 0 | 0 | 0 | 0 | 0 | 0 | 0 | 0 | 0 | 0 | 0 | 0 | 0 | 0 | 0 | 0 | 0 | 0 | 0 | 0 | 0 | 0 | 0 | 0 | 0 | 0 | 0 | 0 | 0 | 0 | 0 | 0 | 0 | 0 | 0 | 0 | 0 | 0 | 0 | 0 | 0 | 0 | 0 | 0 | 0 | 0 | 0 | 0 | 0 | 0 | 0 | 0 | 0 | 0 | 0 | 0 | 0 | 0 | 0 | 0 | 0 | 0 | 0 | 0 | 0 | 0 | 0 | 0 | 0 | 0 | 0 | 0 | 0 | 0 | 0 | 0 | 0 | 0 | 0 | 0 | 0 | 0 | 0 | 0 | 0 | 0 | 0 | 0 | 0 | 0 | 0 | 0
PG&E GBA | Stone | 115 | 0 | 0 | 0 | 0 | 0 | 0 | 0 | 0 | 0 | 0 | 0 | 0 | 0 | 0 | 0 | 0 | 0 | 0 | 0 | 0 | 0 | 0 | 0 | 0 | 0 | 0 | 0 | 0 | 0 | 0 | 0 | 0 | 0 | 0 | 0 | 0 | 0 | 0 | 0 | 0 | 0 | 0 | 0 | 0 | 0 | 0 | 0 | 0 | 0 | 0 | 0 | 0 | 0 | 0 | 0 | 0 | 0 | 0 | 0 | 0 | 0 | 0 | 0 | 0 | 0 | 0 | 0 | 0 | 0 | 0 | 0 | 0 | 0 | 0 | 0 | 0 | 0 | 0 | 0 | 0 | 0 | 0 | 0 | 0 | 0 | 0 | 0 | 0 | 0 | 0 | 0 | 0 | 0 | 0 | 0 | 0
PG&E FRESNO | Storey | 230 | 0 | 0 | 0 | 0 | 0 | 0 | 0 | 0 | 0 | 0 | 0 | 0 | 0 | 0 | 0 | 0 | 0 | 0 | 0 | 0 | 0 | 0 | 0 | 0 | 0 | 0 | 0 | 0 | 0 | 0 | 0 | 0 | 0 | 0 | 0 | 0 | 0 | 0 | 0 | 0 | 0 | 0 | 0 | 0 | 0 | 0 | 0 | 0 | 0 | 0 | 0 | 0 | 0 | 0 | 0 | 0 | 0 | 0 | 0 | 0 | 0 | 0 | 0 | 0 | 0 | 0 | 0 | 0 | 0 | 0 | 0 | 0 | 0 | 0 | 0 | 0 | 0 | 0 | 0 | 0 | 0 | 0 | 0 | 0 | 0 | 0 | 0 | 0 | 0 | 0 | 0 | 0 | 0 | 0 | 0 | 0
PG&E NGBA | Summit | 115 | 0 | 0 | 0 | 0 | 0 | 0 | 0 | 0 | 0 | 0 | 0 | 0 | 0 | 0 | 0 | 0 | 0 | 0 | 0 | 0 | 0 | 0 | 0 | 0 | 0 | 0 | 0 | 0 | 0 | 0 | 0 | 0 | 0 | 0 | 0 | 0 | 0 | 0 | 0 | 0 | 0 | 0 | 0 | 0 | 0 | 0 | 0 | 0 | 0 | 0 | 0 | 0 | 0 | 0 | 0 | 0 | 0 | 0 | 0 | 0 | 0 | 0 | 0 | 0 | 0 | 0 | 0 | 0 | 0 | 0 | 0 | 0 | 0 | 0 | 0 | 0 | 0 | 0 | 0 | 0 | 0 | 0 | 0 | 0 | 0 | 0 | 0 | 0 | 0 | 0 | 0 | 0 | 0 | 0 | 0 | 0
SDGE | Suncrest | 230 | 312.96 | 0 | 0 | 0 | 0 | 0 | 0 | 0 | 0 | 0 | 0 | 0 | 0 | 0 | 0 | 0 | 0 | 0 | 0 | 0 | 0 | 0 | 0 | 0 | 312.96 | 0 | 0 | 0 | 0 | 0 | 0 | 0 | 0 | 0 | 0 | 0 | 0 | 0 | 0 | 0 | 0 | 0 | 0 | 0 | 0 | 0 | 0 | 0 | 0 | 0 | 0 | 0 | 0 | 0 | 0 | 0 | 0 | 0 | 0 | 0 | 0 | 0 | 0 | 0 | 0 | 0 | 0 | 0 | 0 | 0 | 0 | 0 | 0 | 0 | 0 | 0 | 0 | 0 | 0 | 0 | 0 | 0 | 0 | 0 | 0 | 0 | 0 | 0 | 0 | 0 | 0 | 0 | 0 | 0 | 0 | 0
SDGE | Suncrest | 500 | 0 | 0 | 0 | 0 | 0 | 0 | 0 | 0 | 0 | 0 | 0 | 0 | 0 | 0 | 0 | 0 | 0 | 0 | 0 | 0 | 0 | 0 | 0 | 0 | 0 | 0 | 0 | 0 | 0 | 0 | 0 | 0 | 0 | 0 | 0 | 0 | 0 | 0 | 0 | 0 | 0 | 0 | 0 | 0 | 0 | 0 | 0 | 0 | 0 | 0 | 0 | 0 | 0 | 0 | 0 | 0 | 0 | 0 | 0 | 0 | 0 | 0 | 0 | 0 | 0 | 0 | 0 | 0 | 0 | 0 | 0 | 0 | 0 | 0 | 0 | 0 | 0 | 0 | 0 | 0 | 0 | 0 | 0 | 0 | 0 | 0 | 0 | 0 | 0 | 0 | 0 | 0 | 0 | 0 | 0 | 0
PG&E KERN | Sunrise | 230 | 0 | 0 | 0 | 0 | 0 | 0 | 0 | 0 | 0 | 0 | 0 | 0 | 0 | 0 | 0 | 0 | 0 | 0 | 0 | 0 | 0 | 0 | 0 | 0 | 0 | 0 | 0 | 0 | 0 | 0 | 0 | 0 | 0 | 0 | 0 | 0 | 0 | 0 | 0 | 0 | 0 | 0 | 0 | 0 | 0 | 0 | 0 | 0 | 0 | 0 | 0 | 0 | 0 | 0 | 0 | 0 | 0 | 0 | 0 | 0 | 0 | 0 | 0 | 0 | 0 | 0 | 0 | 0 | 0 | 0 | 0 | 0 | 0 | 0 | 0 | 0 | 0 | 0 | 0 | 0 | 0 | 0 | 0 | 0 | 0 | 0 | 0 | 0 | 0 | 0 | 0 | 0 | 0 | 0 | 0 | 0
PG&E KERN | Sunset | 230 | 0 | 0 | 0 | 0 | 0 | 0 | 0 | 0 | 0 | 0 | 0 | 0 | 0 | 0 | 0 | 0 | 0 | 0 | 0 | 0 | 0 | 0 | 0 | 0 | 0 | 0 | 0 | 0 | 0 | 0 | 0 | 0 | 0 | 0 | 0 | 0 | 0 | 0 | 0 | 0 | 0 | 0 | 0 | 0 | 0 | 0 | 0 | 0 | 0 | 0 | 0 | 0 | 0 | 0 | 0 | 0 | 0 | 0 | 0 | 0 | 0 | 0 | 0 | 0 | 0 | 0 | 0 | 0 | 0 | 0 | 0 | 0 | 0 | 0 | 0 | 0 | 0 | 0 | 0 | 0 | 0 | 0 | 0 | 0 | 0 | 0 | 0 | 0 | 0 | 0 | 0 | 0 | 0 | 0 | 0 | 0
PG&E GBA | Swift | 115 | 0 | 0 | 0 | 0 | 0 | 0 | 0 | 0 | 0 | 0 | 0 | 0 | 0 | 0 | 0 | 0 | 0 | 0 | 0 | 0 | 0 | 0 | 0 | 0 | 0 | 0 | 0 | 0 | 0 | 0 | 0 | 0 | 0 | 0 | 0 | 0 | 0 | 0 | 0 | 0 | 0 | 0 | 0 | 0 | 0 | 0 | 0 | 0 | 0 | 0 | 0 | 0 | 0 | 0 | 0 | 0 | 0 | 0 | 0 | 0 | 0 | 0 | 0 | 0 | 0 | 0 | 0 | 0 | 0 | 0 | 0 | 0 | 0 | 0 | 0 | 0 | 0 | 0 | 0 | 0 | 0 | 0 | 0 | 0 | 0 | 0 | 0 | 0 | 0 | 0 | 0 | 0 | 0 | 0 | 0 | 0
SDGE | Sycamore Canyon | 138 | 0 | 0 | 0 | 0 | 0 | 0 | 0 | 0 | 0 | 0 | 0 | 0 | 0 | 0 | 0 | 0 | 0 | 0 | 0 | 0 | 0 | 0 | 0 | 0 | 0 | 0 | 0 | 0 | 0 | 0 | 0 | 0 | 0 | 0 | 0 | 0 | 0 | 0 | 0 | 0 | 0 | 0 | 0 | 0 | 0 | 0 | 0 | 0 | 0 | 0 | 0 | 0 | 0 | 0 | 0 | 0 | 0 | 0 | 0 | 0 | 0 | 0 | 0 | 0 | 0 | 0 | 0 | 0 | 0 | 0 | 0 | 0 | 0 | 0 | 0 | 0 | 0 | 0 | 0 | 0 | 0 | 0 | 0 | 0 | 0 | 0 | 0 | 0 | 0 | 0 | 0 | 0 | 0 | 0 | 0 | 0
SDGE | Sycamore Canyon | 230 | 0 | 0 | 0 | 0 | 0 | 0 | 0 | 0 | 0 | 0 | 0 | 0 | 0 | 0 | 0 | 0 | 0 | 0 | 0 | 0 | 0 | 0 | 0 | 0 | 0 | 0 | 0 | 0 | 0 | 0 | 0 | 0 | 0 | 0 | 0 | 0 | 0 | 0 | 0 | 0 | 0 | 0 | 0 | 0 | 0 | 0 | 0 | 0 | 0 | 0 | 0 | 0 | 0 | 0 | 0 | 0 | 0 | 0 | 0 | 0 | 0 | 0 | 0 | 0 | 0 | 0 | 0 | 0 | 0 | 0 | 0 | 0 | 0 | 0 | 0 | 0 | 0 | 0 | 0 | 0 | 0 | 0 | 0 | 0 | 0 | 0 | 0 | 0 | 0 | 0 | 0 | 0 | 0 | 0 | 0 | 0
SDGE | Sycamore Canyon | 69 | 0 | 0 | 0 | 0 | 0 | 0 | 0 | 0 | 0 | 0 | 0 | 0 | 0 | 0 | 0 | 0 | 0 | 0 | 0 | 0 | 0 | 0 | 0 | 0 | 0 | 0 | 0 | 0 | 0 | 0 | 0 | 0 | 0 | 0 | 0 | 0 | 0 | 0 | 0 | 0 | 0 | 0 | 0 | 0 | 0 | 0 | 0 | 0 | 0 | 0 | 0 | 0 | 0 | 0 | 0 | 0 | 0 | 0 | 0 | 0 | 0 | 0 | 0 | 0 | 0 | 0 | 0 | 0 | 0 | 0 | 0 | 0 | 0 | 0 | 0 | 0 | 0 | 0 | 0 | 0 | 0 | 0 | 0 | 0 | 0 | 0 | 0 | 0 | 0 | 0 | 0 | 0 | 0 | 0 | 0 | 0
SCE Northern | Sylmar | 230 | 171.738 | 0 | 0 | 0 | 0 | 0 | 0 | 0 | 0 | 0 | 0 | 0 | 0 | 0 | 0 | 0 | 0 | 0 | 0 | 0 | 0 | 0 | 0 | 0 | 171.738 | 0 | 0 | 0 | 0 | 0 | 0 | 0 | 0 | 0 | 0 | 0 | 0 | 0 | 0 | 0 | 0 | 0 | 0 | 0 | 0 | 0 | 0 | 0 | 0 | 0 | 0 | 0 | 0 | 0 | 0 | 0 | 0 | 0 | 0 | 0 | 0 | 0 | 0 | 0 | 0 | 0 | 0 | 0 | 0 | 0 | 0 | 0 | 0 | 0 | 0 | 0 | 0 | 0 | 0 | 0 | 0 | 0 | 0 | 0 | 0 | 0 | 0 | 0 | 0 | 0 | 0 | 0 | 0 | 0 | 0 | 0
PG&E NGBA | Table Mountain | 115 | 0 | 0 | 0 | 0 | 0 | 0 | 0 | 0 | 0 | 0 | 0 | 0 | 0 | 0 | 0 | 0 | 0 | 0 | 0 | 0 | 0 | 0 | 0 | 0 | 0 | 0 | 0 | 0 | 0 | 0 | 0 | 0 | 0 | 0 | 0 | 0 | 0 | 0 | 0 | 0 | 0 | 0 | 0 | 0 | 0 | 0 | 0 | 0 | 0 | 0 | 0 | 0 | 0 | 0 | 0 | 0 | 0 | 0 | 0 | 0 | 0 | 0 | 0 | 0 | 0 | 0 | 0 | 0 | 0 | 0 | 0 | 0 | 0 | 0 | 0 | 0 | 0 | 0 | 0 | 0 | 0 | 0 | 0 | 0 | 0 | 0 | 0 | 0 | 0 | 0 | 0 | 0 | 0 | 0 | 0 | 0
PG&E NGBA | Table Mountain | 230 | 0 | 0 | 0 | 0 | 0 | 0 | 0 | 0 | 0 | 0 | 0 | 0 | 0 | 0 | 0 | 0 | 0 | 0 | 0 | 0 | 0 | 0 | 0 | 0 | 0 | 0 | 0 | 0 | 0 | 0 | 0 | 0 | 0 | 0 | 0 | 0 | 0 | 0 | 0 | 0 | 0 | 0 | 0 | 0 | 0 | 0 | 0 | 0 | 0 | 0 | 0 | 0 | 0 | 0 | 0 | 0 | 0 | 0 | 0 | 0 | 0 | 0 | 0 | 0 | 0 | 0 | 0 | 0 | 0 | 0 | 0 | 0 | 0 | 0 | 0 | 0 | 0 | 0 | 0 | 0 | 0 | 0 | 0 | 0 | 0 | 0 | 0 | 0 | 0 | 0 | 0 | 0 | 0 | 0 | 0 | 0
PG&E NGBA | Table Mountain | 500 | 0 | 0 | 0 | 0 | 0 | 0 | 0 | 0 | 0 | 0 | 0 | 0 | 0 | 0 | 0 | 0 | 0 | 0 | 0 | 0 | 0 | 0 | 0 | 0 | 0 | 0 | 0 | 0 | 0 | 0 | 0 | 0 | 0 | 0 | 0 | 0 | 0 | 0 | 0 | 0 | 0 | 0 | 0 | 0 | 0 | 0 | 0 | 0 | 0 | 0 | 0 | 0 | 0 | 0 | 0 | 0 | 0 | 0 | 0 | 0 | 0 | 0 | 0 | 0 | 0 | 0 | 0 | 0 | 0 | 0 | 0 | 0 | 0 | 0 | 0 | 0 | 0 | 0 | 0 | 0 | 0 | 0 | 0 | 0 | 0 | 0 | 0 | 0 | 0 | 0 | 0 | 0 | 0 | 0 | 0 | 0
PG&E NGBA | Table Mountain | 60 | 0 | 0 | 0 | 0 | 0 | 0 | 0 | 0 | 0 | 0 | 0 | 0 | 0 | 0 | 0 | 0 | 0 | 0 | 0 | 0 | 0 | 0 | 0 | 0 | 0 | 0 | 0 | 0 | 0 | 0 | 0 | 0 | 0 | 0 | 0 | 0 | 0 | 0 | 0 | 0 | 0 | 0 | 0 | 0 | 0 | 0 | 0 | 0 | 0 | 0 | 0 | 0 | 0 | 0 | 0 | 0 | 0 | 0 | 0 | 0 | 0 | 0 | 0 | 0 | 0 | 0 | 0 | 0 | 0 | 0 | 0 | 0 | 0 | 0 | 0 | 0 | 0 | 0 | 0 | 0 | 0 | 0 | 0 | 0 | 0 | 0 | 0 | 0 | 0 | 0 | 0 | 0 | 0 | 0 | 0 | 0
PG&E KERN | Taft | 115 | 0 | 0 | 0 | 0 | 0 | 0 | 0 | 0 | 0 | 0 | 0 | 0 | 0 | 0 | 0 | 0 | 0 | 0 | 0 | 0 | 0 | 0 | 0 | 0 | 0 | 0 | 0 | 0 | 0 | 0 | 0 | 0 | 0 | 0 | 0 | 0 | 0 | 0 | 0 | 0 | 0 | 0 | 0 | 0 | 0 | 0 | 0 | 0 | 0 | 0 | 0 | 0 | 0 | 0 | 0 | 0 | 0 | 0 | 0 | 0 | 0 | 0 | 0 | 0 | 0 | 0 | 0 | 0 | 0 | 0 | 0 | 0 | 0 | 0 | 0 | 0 | 0 | 0 | 0 | 0 | 0 | 0 | 0 | 0 | 0 | 0 | 0 | 0 | 0 | 0 | 0 | 0 | 0 | 0 | 0 | 0
SDGE | Talega | 138 | 200 | 100 | 0 | 0 | 0 | 0 | 0 | 0 | 0 | 0 | 0 | 0 | 200 | 100 | 0 | 0 | 0 | 0 | 0 | 0 | 0 | 0 | 0 | 0 | 200 | 100 | 0 | 0 | 0 | 0 | 0 | 0 | 0 | 0 | 0 | 0 | 200 | 100 | 0 | 0 | 0 | 0 | 0 | 0 | 0 | 0 | 0 | 0 | 200 | 100 | 0 | 0 | 0 | 0 | 0 | 0 | 0 | 0 | 0 | 0 | 200 | 100 | 0 | 0 | 0 | 0 | 0 | 0 | 0 | 0 | 0 | 0 | 200 | 100 | 0 | 0 | 0 | 0 | 0 | 0 | 0 | 0 | 0 | 0 | 200 | 100 | 0 | 0 | 0 | 0 | 0 | 0 | 0 | 0 | 0 | 0
SDGE | Talega | 230 | 0 | 0 | 0 | 0 | 0 | 0 | 0 | 0 | 0 | 0 | 0 | 0 | 0 | 0 | 0 | 0 | 0 | 0 | 0 | 0 | 0 | 0 | 0 | 0 | 0 | 0 | 0 | 0 | 0 | 0 | 0 | 0 | 0 | 0 | 0 | 0 | 0 | 0 | 0 | 0 | 0 | 0 | 0 | 0 | 0 | 0 | 0 | 0 | 0 | 0 | 0 | 0 | 0 | 0 | 0 | 0 | 0 | 0 | 0 | 0 | 0 | 0 | 0 | 0 | 0 | 0 | 0 | 0 | 0 | 0 | 0 | 0 | 0 | 0 | 0 | 0 | 0 | 0 | 0 | 0 | 0 | 0 | 0 | 0 | 0 | 0 | 0 | 0 | 0 | 0 | 0 | 0 | 0 | 0 | 0 | 0
PG&E GBA | Tassajara | 230 | 0 | 0 | 0 | 0 | 0 | 0 | 0 | 0 | 0 | 0 | 0 | 0 | 0 | 0 | 0 | 0 | 0 | 0 | 0 | 0 | 0 | 0 | 0 | 0 | 0 | 0 | 0 | 0 | 0 | 0 | 0 | 0 | 0 | 0 | 0 | 0 | 0 | 0 | 0 | 0 | 0 | 0 | 0 | 0 | 0 | 0 | 0 | 0 | 0 | 0 | 0 | 0 | 0 | 0 | 0 | 0 | 0 | 0 | 0 | 0 | 0 | 0 | 0 | 0 | 0 | 0 | 0 | 0 | 0 | 0 | 0 | 0 | 0 | 0 | 0 | 0 | 0 | 0 | 0 | 0 | 0 | 0 | 0 | 0 | 0 | 0 | 0 | 0 | 0 | 0 | 0 | 0 | 0 | 0 | 0 | 0
PG&E KERN | Tejon | 70 | 0 | 0 | 0 | 0 | 0 | 0 | 0 | 0 | 0 | 0 | 0 | 0 | 0 | 0 | 0 | 0 | 0 | 0 | 0 | 0 | 0 | 0 | 0 | 0 | 0 | 0 | 0 | 0 | 0 | 0 | 0 | 0 | 0 | 0 | 0 | 0 | 0 | 0 | 0 | 0 | 0 | 0 | 0 | 0 | 0 | 0 | 0 | 0 | 0 | 0 | 0 | 0 | 0 | 0 | 0 | 0 | 0 | 0 | 0 | 0 | 0 | 0 | 0 | 0 | 0 | 0 | 0 | 0 | 0 | 0 | 0 | 0 | 0 | 0 | 0 | 0 | 0 | 0 | 0 | 0 | 0 | 0 | 0 | 0 | 0 | 0 | 0 | 0 | 0 | 0 | 0 | 0 | 0 | 0 | 0 | 0
SDGE | Telegraph Canyon | 138 | 0 | 0 | 0 | 0 | 0 | 0 | 0 | 0 | 0 | 0 | 0 | 0 | 0 | 0 | 0 | 0 | 0 | 0 | 0 | 0 | 0 | 0 | 0 | 0 | 0 | 0 | 0 | 0 | 0 | 0 | 0 | 0 | 0 | 0 | 0 | 0 | 0 | 0 | 0 | 0 | 0 | 0 | 0 | 0 | 0 | 0 | 0 | 0 | 0 | 0 | 0 | 0 | 0 | 0 | 0 | 0 | 0 | 0 | 0 | 0 | 0 | 0 | 0 | 0 | 0 | 0 | 0 | 0 | 0 | 0 | 0 | 0 | 0 | 0 | 0 | 0 | 0 | 0 | 0 | 0 | 0 | 0 | 0 | 0 | 0 | 0 | 0 | 0 | 0 | 0 | 0 | 0 | 0 | 0 | 0 | 0
PG&E KERN | Temblor | 115 | 0 | 0 | 0 | 0 | 0 | 0 | 0 | 0 | 0 | 0 | 0 | 0 | 0 | 0 | 0 | 0 | 0 | 0 | 0 | 0 | 0 | 0 | 0 | 0 | 0 | 0 | 0 | 0 | 0 | 0 | 0 | 0 | 0 | 0 | 0 | 0 | 0 | 0 | 0 | 0 | 0 | 0 | 0 | 0 | 0 | 0 | 0 | 0 | 0 | 0 | 0 | 0 | 0 | 0 | 0 | 0 | 0 | 0 | 0 | 0 | 0 | 0 | 0 | 0 | 0 | 0 | 0 | 0 | 0 | 0 | 0 | 0 | 0 | 0 | 0 | 0 | 0 | 0 | 0 | 0 | 0 | 0 | 0 | 0 | 0 | 0 | 0 | 0 | 0 | 0 | 0 | 0 | 0 | 0 | 0 | 0
PG&E KERN | Templeton | 230 | 0 | 0 | 0 | 0 | 0 | 0 | 0 | 0 | 0 | 0 | 0 | 0 | 0 | 0 | 0 | 0 | 0 | 0 | 0 | 0 | 0 | 0 | 0 | 0 | 0 | 0 | 0 | 0 | 0 | 0 | 0 | 0 | 0 | 0 | 0 | 0 | 0 | 0 | 0 | 0 | 0 | 0 | 0 | 0 | 0 | 0 | 0 | 0 | 0 | 0 | 0 | 0 | 0 | 0 | 0 | 0 | 0 | 0 | 0 | 0 | 0 | 0 | 0 | 0 | 0 | 0 | 0 | 0 | 0 | 0 | 0 | 0 | 0 | 0 | 0 | 0 | 0 | 0 | 0 | 0 | 0 | 0 | 0 | 0 | 0 | 0 | 0 | 0 | 0 | 0 | 0 | 0 | 0 | 0 | 0 | 0
PG&E KERN | Templeton | 70 | 0 | 0 | 0 | 0 | 0 | 0 | 0 | 0 | 0 | 0 | 0 | 0 | 0 | 0 | 0 | 0 | 0 | 0 | 0 | 0 | 0 | 0 | 0 | 0 | 0 | 0 | 0 | 0 | 0 | 0 | 0 | 0 | 0 | 0 | 0 | 0 | 0 | 0 | 0 | 0 | 0 | 0 | 0 | 0 | 0 | 0 | 0 | 0 | 0 | 0 | 0 | 0 | 0 | 0 | 0 | 0 | 0 | 0 | 0 | 0 | 0 | 0 | 0 | 0 | 0 | 0 | 0 | 0 | 0 | 0 | 0 | 0 | 0 | 0 | 0 | 0 | 0 | 0 | 0 | 0 | 0 | 0 | 0 | 0 | 0 | 0 | 0 | 0 | 0 | 0 | 0 | 0 | 0 | 0 | 0 | 0
PG&E GBA | Tesla | 115 | 0 | 0 | 0 | 0 | 0 | 0 | 0 | 0 | 0 | 0 | 0 | 0 | 0 | 0 | 0 | 0 | 0 | 0 | 0 | 0 | 0 | 0 | 0 | 0 | 0 | 0 | 0 | 0 | 0 | 0 | 0 | 0 | 0 | 0 | 0 | 0 | 0 | 0 | 0 | 0 | 0 | 0 | 0 | 0 | 0 | 0 | 0 | 0 | 0 | 0 | 0 | 0 | 0 | 0 | 0 | 0 | 0 | 0 | 0 | 0 | 0 | 0 | 0 | 0 | 0 | 0 | 0 | 0 | 0 | 0 | 0 | 0 | 0 | 0 | 0 | 0 | 0 | 0 | 0 | 0 | 0 | 0 | 0 | 0 | 0 | 0 | 0 | 0 | 0 | 0 | 0 | 0 | 0 | 0 | 0 | 0
PG&E GBA | Tesla | 230 | 762.12 | 675 | 0 | 0 | 0 | 0 | 0 | 0 | 176.5 | 80 | 0 | 0 | 18 | 0 | 0 | 0 | 0 | 0 | 0 | 0 | 176.5 | 80 | 0 | 0 | 762.12 | 675 | 0 | 0 | 0 | 0 | 0 | 0 | 176.5 | 80 | 0 | 0 | 0 | 0 | 0 | 0 | 0 | 0 | 0 | 0 | 62.5 | 60 | 0 | 0 | 18 | 0 | 0 | 0 | 0 | 0 | 0 | 0 | 176.5 | 80 | 0 | 0 | 18 | 0 | 0 | 0 | 0 | 0 | 0 | 0 | 176.5 | 80 | 0 | 0 | 18 | 0 | 0 | 0 | 0 | 0 | 0 | 0 | 176.5 | 80 | 0 | 0 | 0 | 0 | 0 | 0 | 0 | 0 | 0 | 0 | 62.5 | 60 | 0 | 0
PG&E GBA | Tesla | 500 | 921.318 | 900 | 0 | 0 | 410.04 | 0 | 0 | 0 | 408.8 | 0 | 0 | 0 | 405.9 | 400 | 0 | 0 | 410.04 | 0 | 0 | 0 | 408.8 | 0 | 0 | 0 | 921.318 | 900 | 0 | 0 | 410.04 | 0 | 0 | 0 | 408.8 | 0 | 0 | 0 | 405.9 | 400 | 0 | 0 | 410.04 | 0 | 0 | 0 | 408.8 | 0 | 0 | 0 | 405.9 | 400 | 0 | 0 | 410.04 | 0 | 0 | 0 | 408.8 | 0 | 0 | 0 | 405.9 | 400 | 0 | 0 | 410.04 | 0 | 0 | 0 | 408.8 | 0 | 0 | 0 | 405.9 | 400 | 0 | 0 | 410.04 | 0 | 0 | 0 | 408.8 | 0 | 0 | 0 | 405.9 | 400 | 0 | 0 | 410.04 | 0 | 0 | 0 | 408.8 | 0 | 0 | 0
PG&E KERN | Tevis | 115 | 0 | 0 | 0 | 0 | 0 | 0 | 0 | 0 | 0 | 0 | 0 | 0 | 0 | 0 | 0 | 0 | 0 | 0 | 0 | 0 | 0 | 0 | 0 | 0 | 0 | 0 | 0 | 0 | 0 | 0 | 0 | 0 | 0 | 0 | 0 | 0 | 0 | 0 | 0 | 0 | 0 | 0 | 0 | 0 | 0 | 0 | 0 | 0 | 0 | 0 | 0 | 0 | 0 | 0 | 0 | 0 | 0 | 0 | 0 | 0 | 0 | 0 | 0 | 0 | 0 | 0 | 0 | 0 | 0 | 0 | 0 | 0 | 0 | 0 | 0 | 0 | 0 | 0 | 0 | 0 | 0 | 0 | 0 | 0 | 0 | 0 | 0 | 0 | 0 | 0 | 0 | 0 | 0 | 0 | 0 | 0
EOP | Thousandaire | 138 | 0 | 0 | 0 | 0 | 0 | 0 | 0 | 0 | 0 | 0 | 0 | 0 | 0 | 0 | 0 | 0 | 0 | 0 | 0 | 0 | 0 | 0 | 0 | 0 | 0 | 0 | 0 | 0 | 0 | 0 | 0 | 0 | 0 | 0 | 0 | 0 | 0 | 0 | 0 | 0 | 0 | 0 | 0 | 0 | 0 | 0 | 0 | 0 | 0 | 0 | 0 | 0 | 0 | 0 | 0 | 0 | 0 | 0 | 0 | 0 | 0 | 0 | 0 | 0 | 0 | 0 | 0 | 0 | 0 | 0 | 0 | 0 | 0 | 0 | 0 | 0 | 0 | 0 | 0 | 0 | 0 | 0 | 0 | 0 | 0 | 0 | 0 | 0 | 0 | 0 | 0 | 0 | 0 | 0 | 0 | 0
PG&E KERN | Topaz | 230 | 0 | 0 | 0 | 0 | 0 | 0 | 0 | 0 | 0 | 0 | 0 | 0 | 0 | 0 | 0 | 0 | 0 | 0 | 0 | 0 | 0 | 0 | 0 | 0 | 0 | 0 | 0 | 0 | 0 | 0 | 0 | 0 | 0 | 0 | 0 | 0 | 0 | 0 | 0 | 0 | 0 | 0 | 0 | 0 | 0 | 0 | 0 | 0 | 0 | 0 | 0 | 0 | 0 | 0 | 0 | 0 | 0 | 0 | 0 | 0 | 0 | 0 | 0 | 0 | 0 | 0 | 0 | 0 | 0 | 0 | 0 | 0 | 0 | 0 | 0 | 0 | 0 | 0 | 0 | 0 | 0 | 0 | 0 | 0 | 0 | 0 | 0 | 0 | 0 | 0 | 0 | 0 | 0 | 0 | 0 | 0
SCE NOL | Tortilla | 115 | 0 | 0 | 0 | 0 | 0 | 0 | 0 | 0 | 0 | 0 | 0 | 0 | 0 | 0 | 0 | 0 | 0 | 0 | 0 | 0 | 0 | 0 | 0 | 0 | 0 | 0 | 0 | 0 | 0 | 0 | 0 | 0 | 0 | 0 | 0 | 0 | 0 | 0 | 0 | 0 | 0 | 0 | 0 | 0 | 0 | 0 | 0 | 0 | 0 | 0 | 0 | 0 | 0 | 0 | 0 | 0 | 0 | 0 | 0 | 0 | 0 | 0 | 0 | 0 | 0 | 0 | 0 | 0 | 0 | 0 | 0 | 0 | 0 | 0 | 0 | 0 | 0 | 0 | 0 | 0 | 0 | 0 | 0 | 0 | 0 | 0 | 0 | 0 | 0 | 0 | 0 | 0 | 0 | 0 | 0 | 0
SDGE | Trabuco | 138 | 0 | 0 | 0 | 0 | 0 | 0 | 0 | 0 | 0 | 0 | 0 | 0 | 0 | 0 | 0 | 0 | 0 | 0 | 0 | 0 | 0 | 0 | 0 | 0 | 0 | 0 | 0 | 0 | 0 | 0 | 0 | 0 | 0 | 0 | 0 | 0 | 0 | 0 | 0 | 0 | 0 | 0 | 0 | 0 | 0 | 0 | 0 | 0 | 0 | 0 | 0 | 0 | 0 | 0 | 0 | 0 | 0 | 0 | 0 | 0 | 0 | 0 | 0 | 0 | 0 | 0 | 0 | 0 | 0 | 0 | 0 | 0 | 0 | 0 | 0 | 0 | 0 | 0 | 0 | 0 | 0 | 0 | 0 | 0 | 0 | 0 | 0 | 0 | 0 | 0 | 0 | 0 | 0 | 0 | 0 | 0
PG&E GBA | Tracy | 115 | 0 | 0 | 0 | 0 | 0 | 0 | 0 | 0 | 0 | 0 | 0 | 0 | 0 | 0 | 0 | 0 | 0 | 0 | 0 | 0 | 0 | 0 | 0 | 0 | 0 | 0 | 0 | 0 | 0 | 0 | 0 | 0 | 0 | 0 | 0 | 0 | 0 | 0 | 0 | 0 | 0 | 0 | 0 | 0 | 0 | 0 | 0 | 0 | 0 | 0 | 0 | 0 | 0 | 0 | 0 | 0 | 0 | 0 | 0 | 0 | 0 | 0 | 0 | 0 | 0 | 0 | 0 | 0 | 0 | 0 | 0 | 0 | 0 | 0 | 0 | 0 | 0 | 0 | 0 | 0 | 0 | 0 | 0 | 0 | 0 | 0 | 0 | 0 | 0 | 0 | 0 | 0 | 0 | 0 | 0 | 0
PG&E FRESNO | Tranquility | 230 | 720.25 | 485.5 | 0 | 0 | 726.03 | 0 | 0 | 0 | 0 | 0 | 0 | 0 | 210.5 | 210.5 | 0 | 0 | 316.09 | 0 | 0 | 0 | 0 | 0 | 0 | 0 | 720.25 | 485.5 | 0 | 0 | 726.03 | 0 | 0 | 0 | 0 | 0 | 0 | 0 | 210.5 | 210.5 | 0 | 0 | 316.09 | 0 | 0 | 0 | 0 | 0 | 0 | 0 | 516.591 | 285.5 | 0 | 0 | 522.181 | 0 | 0 | 0 | 0 | 0 | 0 | 0 | 210.5 | 210.5 | 0 | 0 | 316.09 | 0 | 0 | 0 | 0 | 0 | 0 | 0 | 516.591 | 285.5 | 0 | 0 | 522.181 | 0 | 0 | 0 | 0 | 0 | 0 | 0 | 210.5 | 210.5 | 0 | 0 | 316.09 | 0 | 0 | 0 | 0 | 0 | 0 | 0
PG&E GBA | Trimble | 115 | 0 | 0 | 0 | 0 | 0 | 0 | 0 | 0 | 0 | 0 | 0 | 0 | 0 | 0 | 0 | 0 | 0 | 0 | 0 | 0 | 0 | 0 | 0 | 0 | 0 | 0 | 0 | 0 | 0 | 0 | 0 | 0 | 0 | 0 | 0 | 0 | 0 | 0 | 0 | 0 | 0 | 0 | 0 | 0 | 0 | 0 | 0 | 0 | 0 | 0 | 0 | 0 | 0 | 0 | 0 | 0 | 0 | 0 | 0 | 0 | 0 | 0 | 0 | 0 | 0 | 0 | 0 | 0 | 0 | 0 | 0 | 0 | 0 | 0 | 0 | 0 | 0 | 0 | 0 | 0 | 0 | 0 | 0 | 0 | 0 | 0 | 0 | 0 | 0 | 0 | 0 | 0 | 0 | 0 | 0 | 0
EOP | Trout Canyon | 230 | 2245.1067 | 1369 | 0 | 0 | 2479.37 | 441 | 0 | 0 | 0 | 0 | 0 | 0 | 636.02 | 619 | 0 | 0 | 869.954 | 441 | 0 | 0 | 0 | 0 | 0 | 0 | 2245.1067 | 1369 | 0 | 0 | 2479.37 | 441 | 0 | 0 | 0 | 0 | 0 | 0 | 0 | 0 | 0 | 0 | 0 | 0 | 0 | 0 | 0 | 0 | 0 | 0 | 2245.1067 | 1369 | 0 | 0 | 2479.37 | 441 | 0 | 0 | 0 | 0 | 0 | 0 | 636.02 | 619 | 0 | 0 | 869.954 | 441 | 0 | 0 | 0 | 0 | 0 | 0 | 2245.1067 | 1369 | 0 | 0 | 2479.37 | 441 | 0 | 0 | 0 | 0 | 0 | 0 | 0 | 0 | 0 | 0 | 0 | 0 | 0 | 0 | 0 | 0 | 0 | 0
EOP | Trout Canyon | 500 | 0 | 0 | 0 | 0 | 0 | 0 | 0 | 0 | 0 | 0 | 0 | 0 | 0 | 0 | 0 | 0 | 0 | 0 | 0 | 0 | 0 | 0 | 0 | 0 | 0 | 0 | 0 | 0 | 0 | 0 | 0 | 0 | 0 | 0 | 0 | 0 | 0 | 0 | 0 | 0 | 0 | 0 | 0 | 0 | 0 | 0 | 0 | 0 | 0 | 0 | 0 | 0 | 0 | 0 | 0 | 0 | 0 | 0 | 0 | 0 | 0 | 0 | 0 | 0 | 0 | 0 | 0 | 0 | 0 | 0 | 0 | 0 | 0 | 0 | 0 | 0 | 0 | 0 | 0 | 0 | 0 | 0 | 0 | 0 | 0 | 0 | 0 | 0 | 0 | 0 | 0 | 0 | 0 | 0 | 0 | 0
PG&E NGBA | Tulucay | 230 | 252 | 0 | 0 | 0 | 0 | 0 | 0 | 0 | 0 | 0 | 0 | 0 | 0 | 0 | 0 | 0 | 0 | 0 | 0 | 0 | 0 | 0 | 0 | 0 | 252 | 0 | 0 | 0 | 0 | 0 | 0 | 0 | 0 | 0 | 0 | 0 | 0 | 0 | 0 | 0 | 0 | 0 | 0 | 0 | 0 | 0 | 0 | 0 | 0 | 0 | 0 | 0 | 0 | 0 | 0 | 0 | 0 | 0 | 0 | 0 | 0 | 0 | 0 | 0 | 0 | 0 | 0 | 0 | 0 | 0 | 0 | 0 | 0 | 0 | 0 | 0 | 0 | 0 | 0 | 0 | 0 | 0 | 0 | 0 | 0 | 0 | 0 | 0 | 0 | 0 | 0 | 0 | 0 | 0 | 0 | 0
PG&E NGBA | Tulucay | 60 | 0 | 0 | 0 | 0 | 24.5 | 24.5 | 0 | 0 | 0 | 0 | 0 | 0 | 0 | 0 | 0 | 0 | 24.5 | 24.5 | 0 | 0 | 0 | 0 | 0 | 0 | 0 | 0 | 0 | 0 | 24.5 | 24.5 | 0 | 0 | 0 | 0 | 0 | 0 | 0 | 0 | 0 | 0 | 0 | 0 | 0 | 0 | 0 | 0 | 0 | 0 | 0 | 0 | 0 | 0 | 24.5 | 24.5 | 0 | 0 | 0 | 0 | 0 | 0 | 0 | 0 | 0 | 0 | 24.5 | 24.5 | 0 | 0 | 0 | 0 | 0 | 0 | 0 | 0 | 0 | 0 | 24.5 | 24.5 | 0 | 0 | 0 | 0 | 0 | 0 | 0 | 0 | 0 | 0 | 0 | 0 | 0 | 0 | 0 | 0 | 0 | 0
PG&E KERN | Tupman | 115 | 0 | 0 | 0 | 0 | 0 | 0 | 0 | 0 | 0 | 0 | 0 | 0 | 0 | 0 | 0 | 0 | 0 | 0 | 0 | 0 | 0 | 0 | 0 | 0 | 0 | 0 | 0 | 0 | 0 | 0 | 0 | 0 | 0 | 0 | 0 | 0 | 0 | 0 | 0 | 0 | 0 | 0 | 0 | 0 | 0 | 0 | 0 | 0 | 0 | 0 | 0 | 0 | 0 | 0 | 0 | 0 | 0 | 0 | 0 | 0 | 0 | 0 | 0 | 0 | 0 | 0 | 0 | 0 | 0 | 0 | 0 | 0 | 0 | 0 | 0 | 0 | 0 | 0 | 0 | 0 | 0 | 0 | 0 | 0 | 0 | 0 | 0 | 0 | 0 | 0 | 0 | 0 | 0 | 0 | 0 | 0
PG&E NGBA | Ukiah | 115 | 0 | 0 | 0 | 0 | 0 | 0 | 0 | 0 | 0 | 0 | 0 | 0 | 0 | 0 | 0 | 0 | 0 | 0 | 0 | 0 | 0 | 0 | 0 | 0 | 0 | 0 | 0 | 0 | 0 | 0 | 0 | 0 | 0 | 0 | 0 | 0 | 0 | 0 | 0 | 0 | 0 | 0 | 0 | 0 | 0 | 0 | 0 | 0 | 0 | 0 | 0 | 0 | 0 | 0 | 0 | 0 | 0 | 0 | 0 | 0 | 0 | 0 | 0 | 0 | 0 | 0 | 0 | 0 | 0 | 0 | 0 | 0 | 0 | 0 | 0 | 0 | 0 | 0 | 0 | 0 | 0 | 0 | 0 | 0 | 0 | 0 | 0 | 0 | 0 | 0 | 0 | 0 | 0 | 0 | 0 | 0
PG&E KERN | Union (Estrella) | 70 | 0 | 0 | 0 | 0 | 0 | 0 | 0 | 0 | 0 | 0 | 0 | 0 | 0 | 0 | 0 | 0 | 0 | 0 | 0 | 0 | 0 | 0 | 0 | 0 | 0 | 0 | 0 | 0 | 0 | 0 | 0 | 0 | 0 | 0 | 0 | 0 | 0 | 0 | 0 | 0 | 0 | 0 | 0 | 0 | 0 | 0 | 0 | 0 | 0 | 0 | 0 | 0 | 0 | 0 | 0 | 0 | 0 | 0 | 0 | 0 | 0 | 0 | 0 | 0 | 0 | 0 | 0 | 0 | 0 | 0 | 0 | 0 | 0 | 0 | 0 | 0 | 0 | 0 | 0 | 0 | 0 | 0 | 0 | 0 | 0 | 0 | 0 | 0 | 0 | 0 | 0 | 0 | 0 | 0 | 0 | 0
PG&E NGBA | Vaca Dixon | 115 | 102.15 | 0 | 0 | 0 | 0 | 0 | 0 | 0 | 0 | 0 | 0 | 0 | 0 | 0 | 0 | 0 | 0 | 0 | 0 | 0 | 0 | 0 | 0 | 0 | 102.15 | 0 | 0 | 0 | 0 | 0 | 0 | 0 | 0 | 0 | 0 | 0 | 0 | 0 | 0 | 0 | 0 | 0 | 0 | 0 | 0 | 0 | 0 | 0 | 102.15 | 0 | 0 | 0 | 0 | 0 | 0 | 0 | 0 | 0 | 0 | 0 | 0 | 0 | 0 | 0 | 0 | 0 | 0 | 0 | 0 | 0 | 0 | 0 | 102.15 | 0 | 0 | 0 | 0 | 0 | 0 | 0 | 0 | 0 | 0 | 0 | 0 | 0 | 0 | 0 | 0 | 0 | 0 | 0 | 0 | 0 | 0 | 0
PG&E NGBA | Vaca Dixon | 230 | 489.46 | 0 | 0 | 0 | 0 | 0 | 0 | 0 | 0 | 0 | 0 | 0 | 13.5 | 0 | 0 | 0 | 0 | 0 | 0 | 0 | 0 | 0 | 0 | 0 | 489.46 | 0 | 0 | 0 | 0 | 0 | 0 | 0 | 0 | 0 | 0 | 0 | 0 | 0 | 0 | 0 | 0 | 0 | 0 | 0 | 0 | 0 | 0 | 0 | 13.5 | 0 | 0 | 0 | 0 | 0 | 0 | 0 | 0 | 0 | 0 | 0 | 13.5 | 0 | 0 | 0 | 0 | 0 | 0 | 0 | 0 | 0 | 0 | 0 | 13.5 | 0 | 0 | 0 | 0 | 0 | 0 | 0 | 0 | 0 | 0 | 0 | 0 | 0 | 0 | 0 | 0 | 0 | 0 | 0 | 0 | 0 | 0 | 0
PG&E NGBA | Vaca Dixon | 500 | 710.6 | 0 | 0 | 0 | 0 | 0 | 0 | 0 | 0 | 0 | 0 | 0 | 0 | 0 | 0 | 0 | 0 | 0 | 0 | 0 | 0 | 0 | 0 | 0 | 710.6 | 0 | 0 | 0 | 0 | 0 | 0 | 0 | 0 | 0 | 0 | 0 | 0 | 0 | 0 | 0 | 0 | 0 | 0 | 0 | 0 | 0 | 0 | 0 | 0 | 0 | 0 | 0 | 0 | 0 | 0 | 0 | 0 | 0 | 0 | 0 | 0 | 0 | 0 | 0 | 0 | 0 | 0 | 0 | 0 | 0 | 0 | 0 | 0 | 0 | 0 | 0 | 0 | 0 | 0 | 0 | 0 | 0 | 0 | 0 | 0 | 0 | 0 | 0 | 0 | 0 | 0 | 0 | 0 | 0 | 0 | 0
PG&E NGBA | Vaca Dixon | 60 | 0 | 0 | 0 | 0 | 0 | 0 | 0 | 0 | 0 | 0 | 0 | 0 | 0 | 0 | 0 | 0 | 0 | 0 | 0 | 0 | 0 | 0 | 0 | 0 | 0 | 0 | 0 | 0 | 0 | 0 | 0 | 0 | 0 | 0 | 0 | 0 | 0 | 0 | 0 | 0 | 0 | 0 | 0 | 0 | 0 | 0 | 0 | 0 | 0 | 0 | 0 | 0 | 0 | 0 | 0 | 0 | 0 | 0 | 0 | 0 | 0 | 0 | 0 | 0 | 0 | 0 | 0 | 0 | 0 | 0 | 0 | 0 | 0 | 0 | 0 | 0 | 0 | 0 | 0 | 0 | 0 | 0 | 0 | 0 | 0 | 0 | 0 | 0 | 0 | 0 | 0 | 0 | 0 | 0 | 0 | 0
SCE Eastern | Valley (SCE) | 500 | 567.6 | 560 | 0 | 0 | 0 | 0 | 0 | 0 | 0 | 0 | 0 | 0 | 567.6 | 560 | 0 | 0 | 0 | 0 | 0 | 0 | 0 | 0 | 0 | 0 | 567.6 | 560 | 0 | 0 | 0 | 0 | 0 | 0 | 0 | 0 | 0 | 0 | 60 | 60 | 0 | 0 | 0 | 0 | 0 | 0 | 0 | 0 | 0 | 0 | 567.6 | 560 | 0 | 0 | 0 | 0 | 0 | 0 | 0 | 0 | 0 | 0 | 567.6 | 560 | 0 | 0 | 0 | 0 | 0 | 0 | 0 | 0 | 0 | 0 | 567.6 | 560 | 0 | 0 | 0 | 0 | 0 | 0 | 0 | 0 | 0 | 0 | 60 | 60 | 0 | 0 | 0 | 0 | 0 | 0 | 0 | 0 | 0 | 0
EOP | Valley (VEA) | 138 | 40 | 40 | 0 | 0 | 0 | 0 | 0 | 0 | 0 | 0 | 0 | 0 | 40 | 40 | 0 | 0 | 0 | 0 | 0 | 0 | 0 | 0 | 0 | 0 | 40 | 40 | 0 | 0 | 0 | 0 | 0 | 0 | 0 | 0 | 0 | 0 | 40 | 40 | 0 | 0 | 0 | 0 | 0 | 0 | 0 | 0 | 0 | 0 | 40 | 40 | 0 | 0 | 0 | 0 | 0 | 0 | 0 | 0 | 0 | 0 | 40 | 40 | 0 | 0 | 0 | 0 | 0 | 0 | 0 | 0 | 0 | 0 | 40 | 40 | 0 | 0 | 0 | 0 | 0 | 0 | 0 | 0 | 0 | 0 | 40 | 40 | 0 | 0 | 0 | 0 | 0 | 0 | 0 | 0 | 0 | 0
SDGE | Valley Center | 69 | 0 | 0 | 0 | 0 | 0 | 0 | 0 | 0 | 0 | 0 | 0 | 0 | 0 | 0 | 0 | 0 | 0 | 0 | 0 | 0 | 0 | 0 | 0 | 0 | 0 | 0 | 0 | 0 | 0 | 0 | 0 | 0 | 0 | 0 | 0 | 0 | 0 | 0 | 0 | 0 | 0 | 0 | 0 | 0 | 0 | 0 | 0 | 0 | 0 | 0 | 0 | 0 | 0 | 0 | 0 | 0 | 0 | 0 | 0 | 0 | 0 | 0 | 0 | 0 | 0 | 0 | 0 | 0 | 0 | 0 | 0 | 0 | 0 | 0 | 0 | 0 | 0 | 0 | 0 | 0 | 0 | 0 | 0 | 0 | 0 | 0 | 0 | 0 | 0 | 0 | 0 | 0 | 0 | 0 | 0 | 0
PG&E GBA | Valley Home | 115 | 0 | 0 | 0 | 0 | 0 | 0 | 0 | 0 | 0 | 0 | 0 | 0 | 0 | 0 | 0 | 0 | 0 | 0 | 0 | 0 | 0 | 0 | 0 | 0 | 0 | 0 | 0 | 0 | 0 | 0 | 0 | 0 | 0 | 0 | 0 | 0 | 0 | 0 | 0 | 0 | 0 | 0 | 0 | 0 | 0 | 0 | 0 | 0 | 0 | 0 | 0 | 0 | 0 | 0 | 0 | 0 | 0 | 0 | 0 | 0 | 0 | 0 | 0 | 0 | 0 | 0 | 0 | 0 | 0 | 0 | 0 | 0 | 0 | 0 | 0 | 0 | 0 | 0 | 0 | 0 | 0 | 0 | 0 | 0 | 0 | 0 | 0 | 0 | 0 | 0 | 0 | 0 | 0 | 0 | 0 | 0
PG&E GBA | Valley Springs | 230 | 0 | 0 | 0 | 0 | 0 | 0 | 0 | 0 | 0 | 0 | 0 | 0 | 0 | 0 | 0 | 0 | 0 | 0 | 0 | 0 | 0 | 0 | 0 | 0 | 0 | 0 | 0 | 0 | 0 | 0 | 0 | 0 | 0 | 0 | 0 | 0 | 0 | 0 | 0 | 0 | 0 | 0 | 0 | 0 | 0 | 0 | 0 | 0 | 0 | 0 | 0 | 0 | 0 | 0 | 0 | 0 | 0 | 0 | 0 | 0 | 0 | 0 | 0 | 0 | 0 | 0 | 0 | 0 | 0 | 0 | 0 | 0 | 0 | 0 | 0 | 0 | 0 | 0 | 0 | 0 | 0 | 0 | 0 | 0 | 0 | 0 | 0 | 0 | 0 | 0 | 0 | 0 | 0 | 0 | 0 | 0
PG&E GBA | Valley Springs | 60 | 101 | 100 | 0 | 0 | 0 | 0 | 0 | 0 | 0 | 0 | 0 | 0 | 0 | 0 | 0 | 0 | 0 | 0 | 0 | 0 | 0 | 0 | 0 | 0 | 101 | 100 | 0 | 0 | 0 | 0 | 0 | 0 | 0 | 0 | 0 | 0 | 0 | 0 | 0 | 0 | 0 | 0 | 0 | 0 | 0 | 0 | 0 | 0 | 101 | 100 | 0 | 0 | 0 | 0 | 0 | 0 | 0 | 0 | 0 | 0 | 0 | 0 | 0 | 0 | 0 | 0 | 0 | 0 | 0 | 0 | 0 | 0 | 101 | 100 | 0 | 0 | 0 | 0 | 0 | 0 | 0 | 0 | 0 | 0 | 0 | 0 | 0 | 0 | 0 | 0 | 0 | 0 | 0 | 0 | 0 | 0
EOP | Valley Switch | 138 | 0 | 0 | 0 | 0 | 0 | 0 | 0 | 0 | 0 | 0 | 0 | 0 | 0 | 0 | 0 | 0 | 0 | 0 | 0 | 0 | 0 | 0 | 0 | 0 | 0 | 0 | 0 | 0 | 0 | 0 | 0 | 0 | 0 | 0 | 0 | 0 | 0 | 0 | 0 | 0 | 0 | 0 | 0 | 0 | 0 | 0 | 0 | 0 | 0 | 0 | 0 | 0 | 0 | 0 | 0 | 0 | 0 | 0 | 0 | 0 | 0 | 0 | 0 | 0 | 0 | 0 | 0 | 0 | 0 | 0 | 0 | 0 | 0 | 0 | 0 | 0 | 0 | 0 | 0 | 0 | 0 | 0 | 0 | 0 | 0 | 0 | 0 | 0 | 0 | 0 | 0 | 0 | 0 | 0 | 0 | 0
EOP | Valley Switch | 230 | 0 | 0 | 0 | 0 | 0 | 0 | 0 | 0 | 0 | 0 | 0 | 0 | 0 | 0 | 0 | 0 | 0 | 0 | 0 | 0 | 0 | 0 | 0 | 0 | 0 | 0 | 0 | 0 | 0 | 0 | 0 | 0 | 0 | 0 | 0 | 0 | 0 | 0 | 0 | 0 | 0 | 0 | 0 | 0 | 0 | 0 | 0 | 0 | 0 | 0 | 0 | 0 | 0 | 0 | 0 | 0 | 0 | 0 | 0 | 0 | 0 | 0 | 0 | 0 | 0 | 0 | 0 | 0 | 0 | 0 | 0 | 0 | 0 | 0 | 0 | 0 | 0 | 0 | 0 | 0 | 0 | 0 | 0 | 0 | 0 | 0 | 0 | 0 | 0 | 0 | 0 | 0 | 0 | 0 | 0 | 0
PG&E GBA | Vasco | 230 | 0 | 0 | 0 | 0 | 0 | 0 | 0 | 0 | 0 | 0 | 0 | 0 | 0 | 0 | 0 | 0 | 0 | 0 | 0 | 0 | 0 | 0 | 0 | 0 | 0 | 0 | 0 | 0 | 0 | 0 | 0 | 0 | 0 | 0 | 0 | 0 | 0 | 0 | 0 | 0 | 0 | 0 | 0 | 0 | 0 | 0 | 0 | 0 | 0 | 0 | 0 | 0 | 0 | 0 | 0 | 0 | 0 | 0 | 0 | 0 | 0 | 0 | 0 | 0 | 0 | 0 | 0 | 0 | 0 | 0 | 0 | 0 | 0 | 0 | 0 | 0 | 0 | 0 | 0 | 0 | 0 | 0 | 0 | 0 | 0 | 0 | 0 | 0 | 0 | 0 | 0 | 0 | 0 | 0 | 0 | 0
PG&E GBA | Vasona | 230 | 0 | 0 | 0 | 0 | 0 | 0 | 0 | 0 | 0 | 0 | 0 | 0 | 0 | 0 | 0 | 0 | 0 | 0 | 0 | 0 | 0 | 0 | 0 | 0 | 0 | 0 | 0 | 0 | 0 | 0 | 0 | 0 | 0 | 0 | 0 | 0 | 0 | 0 | 0 | 0 | 0 | 0 | 0 | 0 | 0 | 0 | 0 | 0 | 0 | 0 | 0 | 0 | 0 | 0 | 0 | 0 | 0 | 0 | 0 | 0 | 0 | 0 | 0 | 0 | 0 | 0 | 0 | 0 | 0 | 0 | 0 | 0 | 0 | 0 | 0 | 0 | 0 | 0 | 0 | 0 | 0 | 0 | 0 | 0 | 0 | 0 | 0 | 0 | 0 | 0 | 0 | 0 | 0 | 0 | 0 | 0
SCE Northern | Vestal | 230 | 400 | 400 | 0 | 0 | 400 | 0 | 0 | 0 | 0 | 0 | 0 | 0 | 0 | 0 | 0 | 0 | 0 | 0 | 0 | 0 | 0 | 0 | 0 | 0 | 400 | 400 | 0 | 0 | 400 | 0 | 0 | 0 | 0 | 0 | 0 | 0 | 400 | 400 | 0 | 0 | 400 | 0 | 0 | 0 | 0 | 0 | 0 | 0 | 400 | 400 | 0 | 0 | 400 | 0 | 0 | 0 | 0 | 0 | 0 | 0 | 0 | 0 | 0 | 0 | 0 | 0 | 0 | 0 | 0 | 0 | 0 | 0 | 400 | 400 | 0 | 0 | 400 | 0 | 0 | 0 | 0 | 0 | 0 | 0 | 400 | 400 | 0 | 0 | 400 | 0 | 0 | 0 | 0 | 0 | 0 | 0
SCE Northern | Vestal | 66 | 0 | 0 | 0 | 0 | 0 | 0 | 0 | 0 | 0 | 0 | 0 | 0 | 0 | 0 | 0 | 0 | 0 | 0 | 0 | 0 | 0 | 0 | 0 | 0 | 0 | 0 | 0 | 0 | 0 | 0 | 0 | 0 | 0 | 0 | 0 | 0 | 0 | 0 | 0 | 0 | 0 | 0 | 0 | 0 | 0 | 0 | 0 | 0 | 0 | 0 | 0 | 0 | 0 | 0 | 0 | 0 | 0 | 0 | 0 | 0 | 0 | 0 | 0 | 0 | 0 | 0 | 0 | 0 | 0 | 0 | 0 | 0 | 0 | 0 | 0 | 0 | 0 | 0 | 0 | 0 | 0 | 0 | 0 | 0 | 0 | 0 | 0 | 0 | 0 | 0 | 0 | 0 | 0 | 0 | 0 | 0
SCE NOL | Victor | 115 | 0 | 0 | 0 | 0 | 0 | 0 | 0 | 0 | 0 | 0 | 0 | 0 | 0 | 0 | 0 | 0 | 0 | 0 | 0 | 0 | 0 | 0 | 0 | 0 | 0 | 0 | 0 | 0 | 0 | 0 | 0 | 0 | 0 | 0 | 0 | 0 | 0 | 0 | 0 | 0 | 0 | 0 | 0 | 0 | 0 | 0 | 0 | 0 | 0 | 0 | 0 | 0 | 0 | 0 | 0 | 0 | 0 | 0 | 0 | 0 | 0 | 0 | 0 | 0 | 0 | 0 | 0 | 0 | 0 | 0 | 0 | 0 | 0 | 0 | 0 | 0 | 0 | 0 | 0 | 0 | 0 | 0 | 0 | 0 | 0 | 0 | 0 | 0 | 0 | 0 | 0 | 0 | 0 | 0 | 0 | 0
SCE NOL | Victor | 230 | 536.76 | 520 | 0 | 0 | 0 | 0 | 0 | 0 | 0 | 0 | 0 | 0 | 0 | 0 | 0 | 0 | 0 | 0 | 0 | 0 | 0 | 0 | 0 | 0 | 536.76 | 520 | 0 | 0 | 0 | 0 | 0 | 0 | 0 | 0 | 0 | 0 | 0 | 0 | 0 | 0 | 0 | 0 | 0 | 0 | 0 | 0 | 0 | 0 | 126 | 120 | 0 | 0 | 0 | 0 | 0 | 0 | 0 | 0 | 0 | 0 | 0 | 0 | 0 | 0 | 0 | 0 | 0 | 0 | 0 | 0 | 0 | 0 | 126 | 120 | 0 | 0 | 0 | 0 | 0 | 0 | 0 | 0 | 0 | 0 | 0 | 0 | 0 | 0 | 0 | 0 | 0 | 0 | 0 | 0 | 0 | 0
SCE Metro | Viejo | 230 | 302.4 | 300 | 0 | 0 | 0 | 0 | 0 | 0 | 0 | 0 | 0 | 0 | 0 | 0 | 0 | 0 | 0 | 0 | 0 | 0 | 0 | 0 | 0 | 0 | 302.4 | 300 | 0 | 0 | 0 | 0 | 0 | 0 | 0 | 0 | 0 | 0 | 0 | 0 | 0 | 0 | 0 | 0 | 0 | 0 | 0 | 0 | 0 | 0 | 0 | 0 | 0 | 0 | 0 | 0 | 0 | 0 | 0 | 0 | 0 | 0 | 0 | 0 | 0 | 0 | 0 | 0 | 0 | 0 | 0 | 0 | 0 | 0 | 0 | 0 | 0 | 0 | 0 | 0 | 0 | 0 | 0 | 0 | 0 | 0 | 0 | 0 | 0 | 0 | 0 | 0 | 0 | 0 | 0 | 0 | 0 | 0
PG&E GBA | Vierra | 115 | 10 | 1.104 | 0 | 0 | 0 | 0 | 0 | 0 | 0 | 0 | 0 | 0 | 10 | 1.104 | 0 | 0 | 0 | 0 | 0 | 0 | 0 | 0 | 0 | 0 | 10 | 1.104 | 0 | 0 | 0 | 0 | 0 | 0 | 0 | 0 | 0 | 0 | 10 | 1.104 | 0 | 0 | 0 | 0 | 0 | 0 | 0 | 0 | 0 | 0 | 10 | 1.104 | 0 | 0 | 0 | 0 | 0 | 0 | 0 | 0 | 0 | 0 | 10 | 1.104 | 0 | 0 | 0 | 0 | 0 | 0 | 0 | 0 | 0 | 0 | 10 | 1.104 | 0 | 0 | 0 | 0 | 0 | 0 | 0 | 0 | 0 | 0 | 10 | 1.104 | 0 | 0 | 0 | 0 | 0 | 0 | 0 | 0 | 0 | 0
SCE Metro | Villa Park | 230 | 0 | 0 | 0 | 0 | 0 | 0 | 0 | 0 | 0 | 0 | 0 | 0 | 0 | 0 | 0 | 0 | 0 | 0 | 0 | 0 | 0 | 0 | 0 | 0 | 0 | 0 | 0 | 0 | 0 | 0 | 0 | 0 | 0 | 0 | 0 | 0 | 0 | 0 | 0 | 0 | 0 | 0 | 0 | 0 | 0 | 0 | 0 | 0 | 0 | 0 | 0 | 0 | 0 | 0 | 0 | 0 | 0 | 0 | 0 | 0 | 0 | 0 | 0 | 0 | 0 | 0 | 0 | 0 | 0 | 0 | 0 | 0 | 0 | 0 | 0 | 0 | 0 | 0 | 0 | 0 | 0 | 0 | 0 | 0 | 0 | 0 | 0 | 0 | 0 | 0 | 0 | 0 | 0 | 0 | 0 | 0
SCE Northern | Vincent | 230 | 2618.1634 | 2020 | 0 | 0 | 1303.5 | 0 | 0 | 0 | 0 | 0 | 0 | 0 | 1275 | 1270 | 0 | 0 | 1150 | 0 | 0 | 0 | 0 | 0 | 0 | 0 | 2618.1634 | 2020 | 0 | 0 | 1303.5 | 0 | 0 | 0 | 0 | 0 | 0 | 0 | 1155 | 1150 | 0 | 0 | 1150 | 0 | 0 | 0 | 0 | 0 | 0 | 0 | 1275 | 1270 | 0 | 0 | 1150 | 0 | 0 | 0 | 0 | 0 | 0 | 0 | 1275 | 1270 | 0 | 0 | 1150 | 0 | 0 | 0 | 0 | 0 | 0 | 0 | 1275 | 1270 | 0 | 0 | 1150 | 0 | 0 | 0 | 0 | 0 | 0 | 0 | 1155 | 1150 | 0 | 0 | 1150 | 0 | 0 | 0 | 0 | 0 | 0 | 0
SCE Northern | Vincent | 500 | 0 | 0 | 0 | 0 | 0 | 0 | 0 | 0 | 0 | 0 | 0 | 0 | 0 | 0 | 0 | 0 | 0 | 0 | 0 | 0 | 0 | 0 | 0 | 0 | 0 | 0 | 0 | 0 | 0 | 0 | 0 | 0 | 0 | 0 | 0 | 0 | 0 | 0 | 0 | 0 | 0 | 0 | 0 | 0 | 0 | 0 | 0 | 0 | 0 | 0 | 0 | 0 | 0 | 0 | 0 | 0 | 0 | 0 | 0 | 0 | 0 | 0 | 0 | 0 | 0 | 0 | 0 | 0 | 0 | 0 | 0 | 0 | 0 | 0 | 0 | 0 | 0 | 0 | 0 | 0 | 0 | 0 | 0 | 0 | 0 | 0 | 0 | 0 | 0 | 0 | 0 | 0 | 0 | 0 | 0 | 0
PG&E GBA | Vineyard | 230 | 0 | 0 | 0 | 0 | 0 | 0 | 0 | 0 | 0 | 0 | 0 | 0 | 0 | 0 | 0 | 0 | 0 | 0 | 0 | 0 | 0 | 0 | 0 | 0 | 0 | 0 | 0 | 0 | 0 | 0 | 0 | 0 | 0 | 0 | 0 | 0 | 0 | 0 | 0 | 0 | 0 | 0 | 0 | 0 | 0 | 0 | 0 | 0 | 0 | 0 | 0 | 0 | 0 | 0 | 0 | 0 | 0 | 0 | 0 | 0 | 0 | 0 | 0 | 0 | 0 | 0 | 0 | 0 | 0 | 0 | 0 | 0 | 0 | 0 | 0 | 0 | 0 | 0 | 0 | 0 | 0 | 0 | 0 | 0 | 0 | 0 | 0 | 0 | 0 | 0 | 0 | 0 | 0 | 0 | 0 | 0
SDGE | Vineyard | 69 | 0 | 0 | 0 | 0 | 0 | 0 | 0 | 0 | 0 | 0 | 0 | 0 | 0 | 0 | 0 | 0 | 0 | 0 | 0 | 0 | 0 | 0 | 0 | 0 | 0 | 0 | 0 | 0 | 0 | 0 | 0 | 0 | 0 | 0 | 0 | 0 | 0 | 0 | 0 | 0 | 0 | 0 | 0 | 0 | 0 | 0 | 0 | 0 | 0 | 0 | 0 | 0 | 0 | 0 | 0 | 0 | 0 | 0 | 0 | 0 | 0 | 0 | 0 | 0 | 0 | 0 | 0 | 0 | 0 | 0 | 0 | 0 | 0 | 0 | 0 | 0 | 0 | 0 | 0 | 0 | 0 | 0 | 0 | 0 | 0 | 0 | 0 | 0 | 0 | 0 | 0 | 0 | 0 | 0 | 0 | 0
SCE Eastern | Vista (SCE) | 230 | 0 | 0 | 0 | 0 | 0 | 0 | 0 | 0 | 0 | 0 | 0 | 0 | 0 | 0 | 0 | 0 | 0 | 0 | 0 | 0 | 0 | 0 | 0 | 0 | 0 | 0 | 0 | 0 | 0 | 0 | 0 | 0 | 0 | 0 | 0 | 0 | 0 | 0 | 0 | 0 | 0 | 0 | 0 | 0 | 0 | 0 | 0 | 0 | 0 | 0 | 0 | 0 | 0 | 0 | 0 | 0 | 0 | 0 | 0 | 0 | 0 | 0 | 0 | 0 | 0 | 0 | 0 | 0 | 0 | 0 | 0 | 0 | 0 | 0 | 0 | 0 | 0 | 0 | 0 | 0 | 0 | 0 | 0 | 0 | 0 | 0 | 0 | 0 | 0 | 0 | 0 | 0 | 0 | 0 | 0 | 0
EOP | Vista (VEA) | 138 | 0 | 0 | 0 | 0 | 0 | 0 | 0 | 0 | 0 | 0 | 0 | 0 | 0 | 0 | 0 | 0 | 0 | 0 | 0 | 0 | 0 | 0 | 0 | 0 | 0 | 0 | 0 | 0 | 0 | 0 | 0 | 0 | 0 | 0 | 0 | 0 | 0 | 0 | 0 | 0 | 0 | 0 | 0 | 0 | 0 | 0 | 0 | 0 | 0 | 0 | 0 | 0 | 0 | 0 | 0 | 0 | 0 | 0 | 0 | 0 | 0 | 0 | 0 | 0 | 0 | 0 | 0 | 0 | 0 | 0 | 0 | 0 | 0 | 0 | 0 | 0 | 0 | 0 | 0 | 0 | 0 | 0 | 0 | 0 | 0 | 0 | 0 | 0 | 0 | 0 | 0 | 0 | 0 | 0 | 0 | 0
EOP | Vista (VEA) | 230 | 110.87 | 0 | 0 | 0 | 223.33 | 0 | 0 | 0 | 0 | 0 | 0 | 0 | 0 | 0 | 0 | 0 | 0 | 0 | 0 | 0 | 0 | 0 | 0 | 0 | 110.87 | 0 | 0 | 0 | 223.33 | 0 | 0 | 0 | 0 | 0 | 0 | 0 | 0 | 0 | 0 | 0 | 0 | 0 | 0 | 0 | 0 | 0 | 0 | 0 | 110.87 | 0 | 0 | 0 | 223.33 | 0 | 0 | 0 | 0 | 0 | 0 | 0 | 0 | 0 | 0 | 0 | 0 | 0 | 0 | 0 | 0 | 0 | 0 | 0 | 110.87 | 0 | 0 | 0 | 223.33 | 0 | 0 | 0 | 0 | 0 | 0 | 0 | 0 | 0 | 0 | 0 | 0 | 0 | 0 | 0 | 0 | 0 | 0 | 0
PG&E FRESNO | Wahtoke | 115 | 0 | 0 | 0 | 0 | 0 | 0 | 0 | 0 | 0 | 0 | 0 | 0 | 0 | 0 | 0 | 0 | 0 | 0 | 0 | 0 | 0 | 0 | 0 | 0 | 0 | 0 | 0 | 0 | 0 | 0 | 0 | 0 | 0 | 0 | 0 | 0 | 0 | 0 | 0 | 0 | 0 | 0 | 0 | 0 | 0 | 0 | 0 | 0 | 0 | 0 | 0 | 0 | 0 | 0 | 0 | 0 | 0 | 0 | 0 | 0 | 0 | 0 | 0 | 0 | 0 | 0 | 0 | 0 | 0 | 0 | 0 | 0 | 0 | 0 | 0 | 0 | 0 | 0 | 0 | 0 | 0 | 0 | 0 | 0 | 0 | 0 | 0 | 0 | 0 | 0 | 0 | 0 | 0 | 0 | 0 | 0
SCE Northern | Wakefield | 66 | 0 | 0 | 0 | 0 | 0 | 0 | 0 | 0 | 0 | 0 | 0 | 0 | 0 | 0 | 0 | 0 | 0 | 0 | 0 | 0 | 0 | 0 | 0 | 0 | 0 | 0 | 0 | 0 | 0 | 0 | 0 | 0 | 0 | 0 | 0 | 0 | 0 | 0 | 0 | 0 | 0 | 0 | 0 | 0 | 0 | 0 | 0 | 0 | 0 | 0 | 0 | 0 | 0 | 0 | 0 | 0 | 0 | 0 | 0 | 0 | 0 | 0 | 0 | 0 | 0 | 0 | 0 | 0 | 0 | 0 | 0 | 0 | 0 | 0 | 0 | 0 | 0 | 0 | 0 | 0 | 0 | 0 | 0 | 0 | 0 | 0 | 0 | 0 | 0 | 0 | 0 | 0 | 0 | 0 | 0 | 0
SCE Metro | Walnut | 230 | 205.5148 | 200 | 0 | 0 | 0 | 0 | 0 | 0 | 0 | 0 | 0 | 0 | 200 | 200 | 0 | 0 | 0 | 0 | 0 | 0 | 0 | 0 | 0 | 0 | 205.5148 | 200 | 0 | 0 | 0 | 0 | 0 | 0 | 0 | 0 | 0 | 0 | 200 | 200 | 0 | 0 | 0 | 0 | 0 | 0 | 0 | 0 | 0 | 0 | 200 | 200 | 0 | 0 | 0 | 0 | 0 | 0 | 0 | 0 | 0 | 0 | 200 | 200 | 0 | 0 | 0 | 0 | 0 | 0 | 0 | 0 | 0 | 0 | 200 | 200 | 0 | 0 | 0 | 0 | 0 | 0 | 0 | 0 | 0 | 0 | 200 | 200 | 0 | 0 | 0 | 0 | 0 | 0 | 0 | 0 | 0 | 0
SCE Northern | Warne | 230 | 0 | 0 | 0 | 0 | 0 | 0 | 0 | 0 | 0 | 0 | 0 | 0 | 0 | 0 | 0 | 0 | 0 | 0 | 0 | 0 | 0 | 0 | 0 | 0 | 0 | 0 | 0 | 0 | 0 | 0 | 0 | 0 | 0 | 0 | 0 | 0 | 0 | 0 | 0 | 0 | 0 | 0 | 0 | 0 | 0 | 0 | 0 | 0 | 0 | 0 | 0 | 0 | 0 | 0 | 0 | 0 | 0 | 0 | 0 | 0 | 0 | 0 | 0 | 0 | 0 | 0 | 0 | 0 | 0 | 0 | 0 | 0 | 0 | 0 | 0 | 0 | 0 | 0 | 0 | 0 | 0 | 0 | 0 | 0 | 0 | 0 | 0 | 0 | 0 | 0 | 0 | 0 | 0 | 0 | 0 | 0
PG&E GBA | Warnerville | 230 | 0 | 0 | 0 | 0 | 0 | 0 | 0 | 0 | 0 | 0 | 0 | 0 | 0 | 0 | 0 | 0 | 0 | 0 | 0 | 0 | 0 | 0 | 0 | 0 | 0 | 0 | 0 | 0 | 0 | 0 | 0 | 0 | 0 | 0 | 0 | 0 | 0 | 0 | 0 | 0 | 0 | 0 | 0 | 0 | 0 | 0 | 0 | 0 | 0 | 0 | 0 | 0 | 0 | 0 | 0 | 0 | 0 | 0 | 0 | 0 | 0 | 0 | 0 | 0 | 0 | 0 | 0 | 0 | 0 | 0 | 0 | 0 | 0 | 0 | 0 | 0 | 0 | 0 | 0 | 0 | 0 | 0 | 0 | 0 | 0 | 0 | 0 | 0 | 0 | 0 | 0 | 0 | 0 | 0 | 0 | 0
PG&E FRESNO | Waukena | 115 | 0 | 0 | 0 | 0 | 0 | 0 | 0 | 0 | 0 | 0 | 0 | 0 | 0 | 0 | 0 | 0 | 0 | 0 | 0 | 0 | 0 | 0 | 0 | 0 | 0 | 0 | 0 | 0 | 0 | 0 | 0 | 0 | 0 | 0 | 0 | 0 | 0 | 0 | 0 | 0 | 0 | 0 | 0 | 0 | 0 | 0 | 0 | 0 | 0 | 0 | 0 | 0 | 0 | 0 | 0 | 0 | 0 | 0 | 0 | 0 | 0 | 0 | 0 | 0 | 0 | 0 | 0 | 0 | 0 | 0 | 0 | 0 | 0 | 0 | 0 | 0 | 0 | 0 | 0 | 0 | 0 | 0 | 0 | 0 | 0 | 0 | 0 | 0 | 0 | 0 | 0 | 0 | 0 | 0 | 0 | 0
PG&E GBA | Weber | 230 | 0 | 0 | 0 | 0 | 0 | 0 | 0 | 0 | 0 | 0 | 0 | 0 | 0 | 0 | 0 | 0 | 0 | 0 | 0 | 0 | 0 | 0 | 0 | 0 | 0 | 0 | 0 | 0 | 0 | 0 | 0 | 0 | 0 | 0 | 0 | 0 | 0 | 0 | 0 | 0 | 0 | 0 | 0 | 0 | 0 | 0 | 0 | 0 | 0 | 0 | 0 | 0 | 0 | 0 | 0 | 0 | 0 | 0 | 0 | 0 | 0 | 0 | 0 | 0 | 0 | 0 | 0 | 0 | 0 | 0 | 0 | 0 | 0 | 0 | 0 | 0 | 0 | 0 | 0 | 0 | 0 | 0 | 0 | 0 | 0 | 0 | 0 | 0 | 0 | 0 | 0 | 0 | 0 | 0 | 0 | 0
PG&E GBA | Weber | 60 | 268.315 | 260 | 0 | 0 | 0 | 0 | 0 | 0 | 0 | 0 | 0 | 0 | 0 | 0 | 0 | 0 | 0 | 0 | 0 | 0 | 0 | 0 | 0 | 0 | 268.315 | 260 | 0 | 0 | 0 | 0 | 0 | 0 | 0 | 0 | 0 | 0 | 0.25 | 0 | 0 | 0 | 0 | 0 | 0 | 0 | 0 | 0 | 0 | 0 | 0.25 | 0 | 0 | 0 | 0 | 0 | 0 | 0 | 0 | 0 | 0 | 0 | 0 | 0 | 0 | 0 | 0 | 0 | 0 | 0 | 0 | 0 | 0 | 0 | 0.25 | 0 | 0 | 0 | 0 | 0 | 0 | 0 | 0 | 0 | 0 | 0 | 0.25 | 0 | 0 | 0 | 0 | 0 | 0 | 0 | 0 | 0 | 0 | 0
PG&E FRESNO | West Fresno | 115 | 0 | 0 | 0 | 0 | 0 | 0 | 0 | 0 | 0 | 0 | 0 | 0 | 0 | 0 | 0 | 0 | 0 | 0 | 0 | 0 | 0 | 0 | 0 | 0 | 0 | 0 | 0 | 0 | 0 | 0 | 0 | 0 | 0 | 0 | 0 | 0 | 0 | 0 | 0 | 0 | 0 | 0 | 0 | 0 | 0 | 0 | 0 | 0 | 0 | 0 | 0 | 0 | 0 | 0 | 0 | 0 | 0 | 0 | 0 | 0 | 0 | 0 | 0 | 0 | 0 | 0 | 0 | 0 | 0 | 0 | 0 | 0 | 0 | 0 | 0 | 0 | 0 | 0 | 0 | 0 | 0 | 0 | 0 | 0 | 0 | 0 | 0 | 0 | 0 | 0 | 0 | 0 | 0 | 0 | 0 | 0
PG&E FRESNO | Westley | 230 | 0 | 0 | 0 | 0 | 0 | 0 | 0 | 0 | 0 | 0 | 0 | 0 | 0 | 0 | 0 | 0 | 0 | 0 | 0 | 0 | 0 | 0 | 0 | 0 | 0 | 0 | 0 | 0 | 0 | 0 | 0 | 0 | 0 | 0 | 0 | 0 | 0 | 0 | 0 | 0 | 0 | 0 | 0 | 0 | 0 | 0 | 0 | 0 | 0 | 0 | 0 | 0 | 0 | 0 | 0 | 0 | 0 | 0 | 0 | 0 | 0 | 0 | 0 | 0 | 0 | 0 | 0 | 0 | 0 | 0 | 0 | 0 | 0 | 0 | 0 | 0 | 0 | 0 | 0 | 0 | 0 | 0 | 0 | 0 | 0 | 0 | 0 | 0 | 0 | 0 | 0 | 0 | 0 | 0 | 0 | 0
PG&E KERN | Westpark | 115 | 0 | 0 | 0 | 0 | 0 | 0 | 0 | 0 | 0 | 0 | 0 | 0 | 0 | 0 | 0 | 0 | 0 | 0 | 0 | 0 | 0 | 0 | 0 | 0 | 0 | 0 | 0 | 0 | 0 | 0 | 0 | 0 | 0 | 0 | 0 | 0 | 0 | 0 | 0 | 0 | 0 | 0 | 0 | 0 | 0 | 0 | 0 | 0 | 0 | 0 | 0 | 0 | 0 | 0 | 0 | 0 | 0 | 0 | 0 | 0 | 0 | 0 | 0 | 0 | 0 | 0 | 0 | 0 | 0 | 0 | 0 | 0 | 0 | 0 | 0 | 0 | 0 | 0 | 0 | 0 | 0 | 0 | 0 | 0 | 0 | 0 | 0 | 0 | 0 | 0 | 0 | 0 | 0 | 0 | 0 | 0
PG&E KERN | Wheeler Ridge | 230 | 402.63 | 62 | 0 | 0 | 310.63 | 0 | 0 | 0 | 0 | 0 | 0 | 0 | 92 | 62 | 0 | 0 | 0 | 0 | 0 | 0 | 0 | 0 | 0 | 0 | 402.63 | 62 | 0 | 0 | 310.63 | 0 | 0 | 0 | 0 | 0 | 0 | 0 | 92 | 62 | 0 | 0 | 0 | 0 | 0 | 0 | 0 | 0 | 0 | 0 | 92 | 62 | 0 | 0 | 0 | 0 | 0 | 0 | 0 | 0 | 0 | 0 | 92 | 62 | 0 | 0 | 0 | 0 | 0 | 0 | 0 | 0 | 0 | 0 | 92 | 62 | 0 | 0 | 0 | 0 | 0 | 0 | 0 | 0 | 0 | 0 | 92 | 62 | 0 | 0 | 0 | 0 | 0 | 0 | 0 | 0 | 0 | 0
PG&E KERN | Wheeler Ridge | 115 | 0 | 0 | 0 | 0 | 0 | 0 | 0 | 0 | 0 | 0 | 0 | 0 | 0 | 0 | 0 | 0 | 0 | 0 | 0 | 0 | 0 | 0 | 0 | 0 | 0 | 0 | 0 | 0 | 0 | 0 | 0 | 0 | 0 | 0 | 0 | 0 | 0 | 0 | 0 | 0 | 0 | 0 | 0 | 0 | 0 | 0 | 0 | 0 | 0 | 0 | 0 | 0 | 0 | 0 | 0 | 0 | 0 | 0 | 0 | 0 | 0 | 0 | 0 | 0 | 0 | 0 | 0 | 0 | 0 | 0 | 0 | 0 | 0 | 0 | 0 | 0 | 0 | 0 | 0 | 0 | 0 | 0 | 0 | 0 | 0 | 0 | 0 | 0 | 0 | 0 | 0 | 0 | 0 | 0 | 0 | 0
PG&E KERN | Wheeler Ridge | 70 | 0 | 0 | 0 | 0 | 0 | 0 | 0 | 0 | 0 | 0 | 0 | 0 | 0 | 0 | 0 | 0 | 0 | 0 | 0 | 0 | 0 | 0 | 0 | 0 | 0 | 0 | 0 | 0 | 0 | 0 | 0 | 0 | 0 | 0 | 0 | 0 | 0 | 0 | 0 | 0 | 0 | 0 | 0 | 0 | 0 | 0 | 0 | 0 | 0 | 0 | 0 | 0 | 0 | 0 | 0 | 0 | 0 | 0 | 0 | 0 | 0 | 0 | 0 | 0 | 0 | 0 | 0 | 0 | 0 | 0 | 0 | 0 | 0 | 0 | 0 | 0 | 0 | 0 | 0 | 0 | 0 | 0 | 0 | 0 | 0 | 0 | 0 | 0 | 0 | 0 | 0 | 0 | 0 | 0 | 0 | 0
SCE Northern | Whirlwind | 230 | 999.82 | 833.2899 | 312 | 300 | 730.822 | 0.88 | 0 | 0 | 100 | 100 | 0 | 0 | 376.34 | 233.2899 | 312 | 300 | 107.342 | 0.88 | 0 | 0 | 100 | 100 | 0 | 0 | 999.82 | 833.2899 | 312 | 300 | 730.822 | 0.88 | 0 | 0 | 100 | 100 | 0 | 0 | 268.34 | 233.2899 | 0 | 0 | 107.342 | 0.88 | 0 | 0 | 100 | 100 | 0 | 0 | 376.34 | 233.2899 | 312 | 300 | 107.342 | 0.88 | 0 | 0 | 100 | 100 | 0 | 0 | 376.34 | 233.2899 | 312 | 300 | 107.342 | 0.88 | 0 | 0 | 100 | 100 | 0 | 0 | 376.34 | 233.2899 | 312 | 300 | 107.342 | 0.88 | 0 | 0 | 100 | 100 | 0 | 0 | 268.34 | 233.2899 | 0 | 0 | 107.342 | 0.88 | 0 | 0 | 100 | 100 | 0 | 0
SCE Northern | Whirlwind | 500 | 513.2 | 500 | 0 | 0 | 0 | 0 | 0 | 0 | 0 | 0 | 0 | 0 | 0 | 0 | 0 | 0 | 0 | 0 | 0 | 0 | 0 | 0 | 0 | 0 | 513.2 | 500 | 0 | 0 | 0 | 0 | 0 | 0 | 0 | 0 | 0 | 0 | 0 | 0 | 0 | 0 | 0 | 0 | 0 | 0 | 0 | 0 | 0 | 0 | 0 | 0 | 0 | 0 | 0 | 0 | 0 | 0 | 0 | 0 | 0 | 0 | 0 | 0 | 0 | 0 | 0 | 0 | 0 | 0 | 0 | 0 | 0 | 0 | 0 | 0 | 0 | 0 | 0 | 0 | 0 | 0 | 0 | 0 | 0 | 0 | 0 | 0 | 0 | 0 | 0 | 0 | 0 | 0 | 0 | 0 | 0 | 0
PG&E GBA | Whisman | 115 | 0 | 0 | 0 | 0 | 0 | 0 | 0 | 0 | 0 | 0 | 0 | 0 | 0 | 0 | 0 | 0 | 0 | 0 | 0 | 0 | 0 | 0 | 0 | 0 | 0 | 0 | 0 | 0 | 0 | 0 | 0 | 0 | 0 | 0 | 0 | 0 | 0 | 0 | 0 | 0 | 0 | 0 | 0 | 0 | 0 | 0 | 0 | 0 | 0 | 0 | 0 | 0 | 0 | 0 | 0 | 0 | 0 | 0 | 0 | 0 | 0 | 0 | 0 | 0 | 0 | 0 | 0 | 0 | 0 | 0 | 0 | 0 | 0 | 0 | 0 | 0 | 0 | 0 | 0 | 0 | 0 | 0 | 0 | 0 | 0 | 0 | 0 | 0 | 0 | 0 | 0 | 0 | 0 | 0 | 0 | 0
SCE Eastern | Wildlife | 230 | 206.091 | 0 | 0 | 0 | 0 | 0 | 0 | 0 | 0 | 0 | 0 | 0 | 0 | 0 | 0 | 0 | 0 | 0 | 0 | 0 | 0 | 0 | 0 | 0 | 206.091 | 0 | 0 | 0 | 0 | 0 | 0 | 0 | 0 | 0 | 0 | 0 | 0 | 0 | 0 | 0 | 0 | 0 | 0 | 0 | 0 | 0 | 0 | 0 | 0 | 0 | 0 | 0 | 0 | 0 | 0 | 0 | 0 | 0 | 0 | 0 | 0 | 0 | 0 | 0 | 0 | 0 | 0 | 0 | 0 | 0 | 0 | 0 | 0 | 0 | 0 | 0 | 0 | 0 | 0 | 0 | 0 | 0 | 0 | 0 | 0 | 0 | 0 | 0 | 0 | 0 | 0 | 0 | 0 | 0 | 0 | 0
PG&E FRESNO | Wilson | 115 | 203.699 | 200 | 0 | 0 | 0 | 0 | 0 | 0 | 0 | 0 | 0 | 0 | 0 | 0 | 0 | 0 | 0 | 0 | 0 | 0 | 0 | 0 | 0 | 0 | 203.699 | 200 | 0 | 0 | 0 | 0 | 0 | 0 | 0 | 0 | 0 | 0 | 0 | 0 | 0 | 0 | 0 | 0 | 0 | 0 | 0 | 0 | 0 | 0 | 203.699 | 200 | 0 | 0 | 0 | 0 | 0 | 0 | 0 | 0 | 0 | 0 | 0 | 0 | 0 | 0 | 0 | 0 | 0 | 0 | 0 | 0 | 0 | 0 | 203.699 | 200 | 0 | 0 | 0 | 0 | 0 | 0 | 0 | 0 | 0 | 0 | 0 | 0 | 0 | 0 | 0 | 0 | 0 | 0 | 0 | 0 | 0 | 0
PG&E FRESNO | Wilson | 230 | 256.29 | 0 | 0 | 0 | 0 | 0 | 0 | 0 | 0 | 0 | 0 | 0 | 0 | 0 | 0 | 0 | 0 | 0 | 0 | 0 | 0 | 0 | 0 | 0 | 256.29 | 0 | 0 | 0 | 0 | 0 | 0 | 0 | 0 | 0 | 0 | 0 | 0 | 0 | 0 | 0 | 0 | 0 | 0 | 0 | 0 | 0 | 0 | 0 | 256.29 | 0 | 0 | 0 | 0 | 0 | 0 | 0 | 0 | 0 | 0 | 0 | 0 | 0 | 0 | 0 | 0 | 0 | 0 | 0 | 0 | 0 | 0 | 0 | 256.29 | 0 | 0 | 0 | 0 | 0 | 0 | 0 | 0 | 0 | 0 | 0 | 0 | 0 | 0 | 0 | 0 | 0 | 0 | 0 | 0 | 0 | 0 | 0
SCE Northern | Windhub | 230 | 964.3854 | 39.5 | 0 | 0 | 284 | 84 | 0 | 0 | 0 | 0 | 0 | 0 | 914.3854 | 39.5 | 0 | 0 | 234 | 84 | 0 | 0 | 0 | 0 | 0 | 0 | 964.3854 | 39.5 | 0 | 0 | 284 | 84 | 0 | 0 | 0 | 0 | 0 | 0 | 89.5 | 39.5 | 0 | 0 | 134 | 84 | 0 | 0 | 0 | 0 | 0 | 0 | 964.3854 | 39.5 | 0 | 0 | 284 | 84 | 0 | 0 | 0 | 0 | 0 | 0 | 914.3854 | 39.5 | 0 | 0 | 234 | 84 | 0 | 0 | 0 | 0 | 0 | 0 | 964.3854 | 39.5 | 0 | 0 | 284 | 84 | 0 | 0 | 0 | 0 | 0 | 0 | 89.5 | 39.5 | 0 | 0 | 134 | 84 | 0 | 0 | 0 | 0 | 0 | 0
SCE Northern | Windhub | 500 | 881.55 | 656.55 | 0 | 0 | 997.8456 | 625.5456 | 0 | 0 | 0 | 0 | 0 | 0 | 656.55 | 656.55 | 0 | 0 | 625.5456 | 625.5456 | 0 | 0 | 0 | 0 | 0 | 0 | 881.55 | 656.55 | 0 | 0 | 997.8456 | 625.5456 | 0 | 0 | 0 | 0 | 0 | 0 | 656.55 | 656.55 | 0 | 0 | 625.5456 | 625.5456 | 0 | 0 | 0 | 0 | 0 | 0 | 656.55 | 656.55 | 0 | 0 | 625.5456 | 625.5456 | 0 | 0 | 0 | 0 | 0 | 0 | 656.55 | 656.55 | 0 | 0 | 625.5456 | 625.5456 | 0 | 0 | 0 | 0 | 0 | 0 | 656.55 | 656.55 | 0 | 0 | 625.5456 | 625.5456 | 0 | 0 | 0 | 0 | 0 | 0 | 656.55 | 656.55 | 0 | 0 | 625.5456 | 625.5456 | 0 | 0 | 0 | 0 | 0 | 0
PG&E GBA | Windmaster | 230 | 0 | 0 | 0 | 0 | 0 | 0 | 0 | 0 | 0 | 0 | 0 | 0 | 0 | 0 | 0 | 0 | 0 | 0 | 0 | 0 | 0 | 0 | 0 | 0 | 0 | 0 | 0 | 0 | 0 | 0 | 0 | 0 | 0 | 0 | 0 | 0 | 0 | 0 | 0 | 0 | 0 | 0 | 0 | 0 | 0 | 0 | 0 | 0 | 0 | 0 | 0 | 0 | 0 | 0 | 0 | 0 | 0 | 0 | 0 | 0 | 0 | 0 | 0 | 0 | 0 | 0 | 0 | 0 | 0 | 0 | 0 | 0 | 0 | 0 | 0 | 0 | 0 | 0 | 0 | 0 | 0 | 0 | 0 | 0 | 0 | 0 | 0 | 0 | 0 | 0 | 0 | 0 | 0 | 0 | 0 | 0
PG&E NGBA | Windsor | 60 | 0 | 0 | 0 | 0 | 0 | 0 | 0 | 0 | 0 | 0 | 0 | 0 | 0 | 0 | 0 | 0 | 0 | 0 | 0 | 0 | 0 | 0 | 0 | 0 | 0 | 0 | 0 | 0 | 0 | 0 | 0 | 0 | 0 | 0 | 0 | 0 | 0 | 0 | 0 | 0 | 0 | 0 | 0 | 0 | 0 | 0 | 0 | 0 | 0 | 0 | 0 | 0 | 0 | 0 | 0 | 0 | 0 | 0 | 0 | 0 | 0 | 0 | 0 | 0 | 0 | 0 | 0 | 0 | 0 | 0 | 0 | 0 | 0 | 0 | 0 | 0 | 0 | 0 | 0 | 0 | 0 | 0 | 0 | 0 | 0 | 0 | 0 | 0 | 0 | 0 | 0 | 0 | 0 | 0 | 0 | 0
PG&E NGBA | Woodland | 115 | 0 | 0 | 0 | 0 | 0 | 0 | 0 | 0 | 0 | 0 | 0 | 0 | 0 | 0 | 0 | 0 | 0 | 0 | 0 | 0 | 0 | 0 | 0 | 0 | 0 | 0 | 0 | 0 | 0 | 0 | 0 | 0 | 0 | 0 | 0 | 0 | 0 | 0 | 0 | 0 | 0 | 0 | 0 | 0 | 0 | 0 | 0 | 0 | 0 | 0 | 0 | 0 | 0 | 0 | 0 | 0 | 0 | 0 | 0 | 0 | 0 | 0 | 0 | 0 | 0 | 0 | 0 | 0 | 0 | 0 | 0 | 0 | 0 | 0 | 0 | 0 | 0 | 0 | 0 | 0 | 0 | 0 | 0 | 0 | 0 | 0 | 0 | 0 | 0 | 0 | 0 | 0 | 0 | 0 | 0 | 0
PG&E FRESNO | Woodward | 115 | 0 | 0 | 0 | 0 | 0 | 0 | 0 | 0 | 0 | 0 | 0 | 0 | 0 | 0 | 0 | 0 | 0 | 0 | 0 | 0 | 0 | 0 | 0 | 0 | 0 | 0 | 0 | 0 | 0 | 0 | 0 | 0 | 0 | 0 | 0 | 0 | 0 | 0 | 0 | 0 | 0 | 0 | 0 | 0 | 0 | 0 | 0 | 0 | 0 | 0 | 0 | 0 | 0 | 0 | 0 | 0 | 0 | 0 | 0 | 0 | 0 | 0 | 0 | 0 | 0 | 0 | 0 | 0 | 0 | 0 | 0 | 0 | 0 | 0 | 0 | 0 | 0 | 0 | 0 | 0 | 0 | 0 | 0 | 0 | 0 | 0 | 0 | 0 | 0 | 0 | 0 | 0 | 0 | 0 | 0 | 0
PG&E NGBA | Wyandotte | 115 | 0 | 0 | 0 | 0 | 0 | 0 | 0 | 0 | 0 | 0 | 0 | 0 | 0 | 0 | 0 | 0 | 0 | 0 | 0 | 0 | 0 | 0 | 0 | 0 | 0 | 0 | 0 | 0 | 0 | 0 | 0 | 0 | 0 | 0 | 0 | 0 | 0 | 0 | 0 | 0 | 0 | 0 | 0 | 0 | 0 | 0 | 0 | 0 | 0 | 0 | 0 | 0 | 0 | 0 | 0 | 0 | 0 | 0 | 0 | 0 | 0 | 0 | 0 | 0 | 0 | 0 | 0 | 0 | 0 | 0 | 0 | 0 | 0 | 0 | 0 | 0 | 0 | 0 | 0 | 0 | 0 | 0 | 0 | 0 | 0 | 0 | 0 | 0 | 0 | 0 | 0 | 0 | 0 | 0 | 0 | 0

## Res_converter
Resource Type | Fuel 1 | Fuel 2 | Fuel 3 | Concatenation | Types of Fuels | FCDS output table
Geothermal | Geothermal |  |  | Geothermal | Battery | Resource Type | HSN | HSN | HSN | HSN | HSN | HSN
Wind Turbine | Wind Turbine |  |  | Wind Turbine | Geothermal |  | SDGE | SCE | DCRT | PGAE | VEA | GLW
Offshore Wind | Offshore Wind Turbine |  |  | Offshore Wind Turbine | Wind Turbine | Solar | 0.06 | 0.13 | 0.13 | 0.15 | 0.08 | 0.08
Offshore Wind | Offshore Wind Turbine | Battery |  | Offshore Wind Turbine Battery | Offshore Wind Turbine | Wind | 0.35 | 0.48 | 0.48 | 0.5 | 0.48 | 0.48
Offshore Wind | Battery | Offshore Wind Turbine |  | Battery Offshore Wind Turbine | Solar | Biomass | 1 | 1 | 1 | 1 | 1 | 1
Solar | Solar |  |  | Solar | Pumped-Storage hydro | Geothermal | 1 | 1 | 1 | 1 | 1 | 1
Battery | Battery |  |  | Battery | Compressed Air | Li_Battery | 1 | 1 | 1 | 1 | 1 | 1
LDES | Pumped-Storage hydro |  |  | Pumped-Storage hydro |  | PSH | 1 | 1 | 1 | 1 | 1 | 1
LDES | Pumped-Storage hydro | Battery |  | Pumped-Storage hydro Battery |  | Hybrid | (The lesser of Net MW to Grid (ISC) or the sum of the study amounts of the individual paired resources)/ISC
Geothermal-Hybrid | Geothermal | Battery |  | Geothermal Battery |  | New Mexico Wind | 0.67 | 0.67 | 0.67 | 0.67 | 0.67 | 0.67
Solar-Hybrid | Battery | Solar |  | Battery Solar |  | Wyoming/Idaho Wind | 0.67 | 0.67 | 0.67 | 0.67 | 0.67 | 0.67
Solar-Hybrid | Solar | Battery |  | Solar Battery |  | Offshore Wind | 0.85 | 0.85 | 0.85 | 0.85 | 0.85 | 0.85
Wind-Hybrid | Battery | Wind Turbine |  | Battery Wind Turbine |  | Source: https://www.caiso.com/documents/transmission-capability-estimates-white-paper-2024.pdf
Wind-Hybrid | Wind Turbine | Battery |  | Wind Turbine Battery
Wind-Solar | Wind Turbine | Solar |  | Wind Turbine Solar
Wind-Solar-Hybrid | Wind Turbine | Solar | Battery | Wind Turbine Solar Battery
Wind-Solar-Hybrid | Battery | Solar | Wind Turbine | Battery Solar Wind Turbine
Wind-Solar-Hybrid | Wind Turbine | Battery | Solar | Wind Turbine Battery Solar
Wind-Solar-Hybrid | Solar | Battery | Wind Turbine | Solar Battery Wind Turbine
LDES | Battery | Compressed Air |  | Battery Compressed Air

## Subname_converter
CAISO queue substation name | List Sub 1 | Sub 1 Voltage
7th Standard 115 kV | 7th Standard | 115
7th Standard Substation 115 kV | 7th Standard | 115
Alamitos 220 kV | Alamitos | 230
Alamitos Substation, Section A 220 kV | Alamitos | 230
Alpaugh 115 kV | Alpaugh | 115
Alpaugh Substation 115 kV | Alpaugh | 115
Altamont Midway 230 kV | Altamont Midway (Sandhill) | 230
Altamont Midway Substation 230 kV | Altamont Midway (Sandhill) | 230
Antelope- Magunden #2 230 kV line | Antelope | 230
Antelope Substation 220 kV | Antelope | 230
Antelope Substation 220kV | Antelope | 230
Antelope Substation 230 kV | Antelope | 230
Antelope Substation 230kV bus | Antelope | 230
Antelope ValleySubstation 230 kV | Antelope | 230
Antelope-Neenach 66kV line | Neenach | 66
Arco 230 kV | Arco | 230
Arco 70 kV | Arco | 70
Arco Substation 230 kV | Arco | 230
Arco Substation 230kV | Arco | 230
Arco Substation 70kV | Arco | 230
Arco-Carneras 70 kV | Arco | 230
Arco-Carneras 70 kV Line | Arco | 70
at Switch 125 outside Harter Sub | Pease | 60
Atlantic Substation 60kV | Atlantic | 60
Avocado Substation 69 kV | Avocado | 69
Beatty Substation 138 kV | Beatty | 230
Beatty Substation 230 kV | Beatty | 230
Bellota 115 kV | Bellota | 115
Bellota Substation 115 kV | Bellota | 115
Belotta Substation 115 kV | Bellota | 115
Birds Landing 230 kV | Birds Landing | 230
Birds Landing 230 kV | Birds Landing | 230
Birds Landing Sub 230 kV Bus | Birds Landing | 230
Birds Landing Substation 230 kV | Birds Landing | 230
Birds Landing Substation 230kV | Birds Landing | 230
Birds Landing Switching Station 230kV | Birds Landing | 230
Borden 230 kV | Borden | 230
Borden Substation 230 kV | Borden | 230
Boulevard East Substation 138 kV | Boulevard East | 138
Boulevard East Substation 69 kV | Boulevard East | 69
Calcite Substation 220kV bus | Calcite | 230
Calcite Substation 230 kV | Calcite | 230
Calcite Substation 230kV | Calcite | 230
Caliente 230 kV | Caliente | 230
Caliente Switching Station 230kV | Caliente | 230
California Flats Switching Station 230 kV | Cal Flats | 230
Carrizo Gorge Switchyard 138 kV | Carrizo Gorge | 138
Cayetano 230 kV | Cayetano | 230
Cayetano Substation 230kV | Cayetano | 230
Chicarita Substation 138 kV | Chicarita | 138
Chino Substation 230 kV | Chino | 230
Chowchilla 115 kV | Chowchilla | 115
Chowchilla Substation 115 kV | Chowchilla | 115
Cielo Azul Substation 500 kV | Cielo Azul | 500
Coburn-Basic Energy 60 kV Line | Coburn | 230
Coburn-Basic Energy 60kV Line Tap | Coburn | 230
Colorado River - Palo Verde 500kV | Cielo Azul | 500
Colorado River 230 kV | Colorado River | 230
Colorado River Substation 220kV | Colorado River | 230
Colorado River Substation 230 kV | Colorado River | 230
Colorado River Substation 230kV | Colorado River | 230
Colorado River Substation 500kV | Colorado River | 500
Colorado River-Delaney 500 kV line | Cielo Azul | 500
Contra Costa PP - Contra Costa Substation 230 kV Line | Contra Costa | 230
Contra Costa PP 230 kV | Contra Costa | 230
Contra Costa PP 230 kV | Contra Costa | 230
Contra Costa PP Substation 230 kV | Contra Costa | 230
Contra Costa-Delta 230 kV Line | Delta PP | 230
Contra Costa-Delta Switchyard 230 kV Line | Delta PP | 230
Cooley Landing 60 kV | Cooley Landing | 60
Cooley Landing Substation 60 kV | Cooley Landing | 60
Coolwater Substation 115kV | Coolwater | 115
Corcoran Substation 70 kV | Corcoran | 70
Corcoran-Olive 115 kV Line | Alpaugh | 115
Corcoran-Olive Switching Station 115 kV | Olive | 115
Cortina 115 kV | Cortina | 115
Cortina 60 kV | Cortina | 115
Cortina Substation 115kV | Cortina | 115
Cortina Substation 60kV | Cortina | 115
Cottle 230 kV | Cottle | 230
Cottle Substation 230 kV | Cottle | 230
Cottonwood-Delevan #1 and #2 230 kV | Glenn | 230
Crazy Eyes Substation 230 kV | Trout Canyon | 230
Crazy Eyes Substation 230kV | Trout Canyon | 230
Crazy Horse Canyon - Hollister 115 lV | Hollister | 115
Crazy Horse Canyon-Hollister 115 kV Line | Hollister | 115
Creelman Substation 69 kV | Creelman | 69
Crescent 70 kV | Crescent | 70
Crescent Switching Station 70 kV | Crescent | 70
Crescent Switching Station 70kV | Crescent | 70
Crow Creek 60 kV | Crow Creek | 60
Crow Creek Switching Station 60kV | Crow Creek | 60
Delaney Substation 500 kV | Delaney | 500
Delaney-Colorado River 500 kV Line | Cielo Azul | 500
Delaney-Colorado River 500kV | Cielo Azul | 500
Delaney-Colorado River 500kV line | Cielo Azul | 500
Delevan 230 kV | Delevan | 230
Delevan Sub 230kV | Delevan | 230
Delta Switching Yard-Tesla 230 kV Line | Kelso | 230
Delta Switching Yard-Tesla 230kV line | Kelso | 230
Devers 220kV | Devers | 230
Devers Substation 220 kV | Devers | 230
Devers Substation 220kV | Devers | 230
Devers Substation 230kV | Devers | 230
Diablo Canyon 500 kV | Diablo Canyon | 500
Diablo Canyon Substation 500 kV | Diablo Canyon | 500
Diablo Canyon Switching Station 500 kV | Diablo Canyon | 500
Diablo Canyon Switching Station 500kV | Diablo Canyon | 500
Diablo-Gates 500 kV Line | Morro Bay | 500
Diablo-Gates 500kV line | Morro Bay | 500
Dumbarton - Newark 115 kV line | Dumbarton | 115
East County Substation 230 kV | ECO | 230
East County Substation 500 kV | ECO | 500
Eco 230 kV Substation | ECO | 230
El Cajon Substation 69 kV | El Cajon | 69
El Nido Substation 230 kV | El Nido (SCE) | 230
Eldorado Substation 230kV | Eldorado | 230
Eldorado-Ivanpah 230kV line | Ivanpah | 230
Encina Substation 138 kV | Encina | 138
ESCO Substation 69 kV | Escondido | 69
Escondido Substation 230 kV | Escondido | 230
Escondido Substation 69 kV | Escondido | 69
Etiwanda Substation 230 kV | Etiwanda | 230
Etiwanda Substation 230kV | Etiwanda | 230
Evergreen Substation 115 kV bus | Evergreen | 115
Excelsior 115 kV | Excelsior | 115
Excelsior Substation 115 kV | Excelsior | 115
Fink 230 kV | Fink | 230
Fink 230 kV switching station | Fink | 230
Fulton 115 kV | Fulton | 115
Fulton 230 kV | Fulton | 230
Fulton Substaiton 230 kV | Fulton | 230
Fulton Substation | Fulton | 230
Fulton Substation 115 kV | Fulton | 115
Fulton Substation 230kV | Fulton | 230
Gamebird Substation 230 kV | Carpenter Canyon (fka Gamebird) | 230
Gamebird Substation 230kV | Carpenter Canyon (fka Gamebird) | 230
Gamebird Switchyard 230kV | Carpenter Canyon (fka Gamebird) | 230
Gates - Midway 230 kV line | New Sub - Gates - Midway (Proposed) | 230
Gates 230 kV | Gates | 230
Gates 230 kV. | Gates | 230
Gates 500 kV | Gates | 500
Gates Sub 500kV | Gates | 500
Gates Substation 230 kV | Gates | 230
Gates Substation 230kV | Gates | 230
Gates Substation 500 kV | Gates | 500
Gates-Midway 230 kV | New Sub - Gates - Midway (Proposed) | 230
Gates-Midway 230 kV Line | New Sub - Gates - Midway (Proposed) | 230
Gates-Templeton 230 kV | New Sub - Gates - Templeton (Proposed) | 230
Gates-Templeton 230 kV Line | New Sub - Gates - Templeton (Proposed) | 230
Geysers #12-Fulton 230 kV Line | Geysers 12 | 230
Geysers #12-Fulton 230kV line | Geysers 12 | 230
Geysers #17-Fulton 230 kV Line | Geysers 17 | 230
Geysers #3-Cloverdale 115 kV | Cloverdale | 115
Geysers #3-Cloverdale 115 kV Line | Cloverdale | 115
Giffen 70 kV | Helm | 70
Giffen Substation 70 kV | Helm | 70
Gold Hill 60 kV | Gold Hill | 115
Gold Hill Substation 60kV | Gold Hill | 115
Grant-Eastshore #1 115 kV Line | Eastshore | 115
Grant-Eastshore 115 kV Line #1 | Eastshore | 115
Green Valley 115 kV | Green Valley | 115
Green Valley Substation 115 kV | Green Valley | 115
Greenleaf #1 115 kV Tap | Greenleaf 1 | 115
Greenleaf #1 115 kV Tap | Greenleaf 1 | 115
Greenleaf #1 115 kV Tap Line | Greenleaf 1 | 115
Greenleaf #1 115kV Tap | Greenleaf 1 | 115
Gregg 230 kV | Gregg | 230
Gregg Substation 230 kV | Gregg | 230
GWF Hanford 115 kV | GWF Hanford | 115
GWF Switching Station 115 kV | GWF Hanford | 115
Hassayampa Common Bus 500 kV | Hassayampa | 500
Helm-Kerman 70 kV Line | Helm | 70
Helm-Kerman 70kV line | Helm | 70
Henrietta 70 kV | Henrietta | 70
Henrietta-Lemoore NAS 70 kV | Lemoore | 70
Henrietta-Tulare Lake 70 kV | Henrietta | 70
Henrietta-Tulare Lake 70kV | Henrietta | 70
Hinson Substation 220 kV | Hinson | 230
Hinson Substation 230 kV | Hinson | 230
Hinson Substation 230kV | Hinson | 230
Hoodoo Wash - Hassayampa 500 kV Line | Hoodoo Wash | 500
Hoodoo Wash - North Gila 500 kV | Hoodoo Wash | 500
Hoodoo Wash Switchyard 500 kV | Hoodoo Wash | 500
Humboldt 115 kV | Humboldt | 115
Humboldt Substation 115kV | Humboldt | 115
Ignacio 115 kV | Ignacio | 115
Ignacio Substation 115 kV | Ignacio | 115
Imperial Valley Substation 230 kV | Imperial Valley | 230
Innovation 230kV Sub | Innovation | 230
Innovation Substation 230 kV | Innovation | 230
Innovation-Desert View 230 kV line | Desert View | 230
Johanna Substation 230 kV | Johanna | 230
Kelso - Tesla Tap 230kV | Kelso | 230
KELSO SUBSTATION 230 kV | Kelso | 230
Kelso-Tesla Tap 230 kV | Kelso | 230
KEN-OKJ 60 kV | Oakland J | 115
Kent SW STA 70 kV | Henrietta | 70
Kern Power Substation 230 kV | Kern PP | 230
Kern PP 230 kV | Kern PP | 230
Kern PP Substation 230 kV | Kern PP | 230
Kramer Junction Substation 230kV | Kramer | 230
Kramer Substation 230 kV | Kramer | 230
Kramer Substation 230kV | Kramer | 230
Kramer-Lugo #1 220 kV | New Sub - Kramer - Lugo (Proposed) | 230
La Cienega Substation 230 kV | La Cienega | 230
Laguna Bell Substation 230 kV | Laguna Bell | 230
Laguna Bell Substation 230kV | Laguna Bell | 230
Lakeview 70 kV | Lakeview | 70
Lakeview Substation 70kV | Lakeview | 70
Lakeville 115 kV | Lakeville | 115
Lakeville 60 kV | Lakeville | 60
Lakeville Substation 115 kV | Lakeville | 115
Lakeville Substation 60 kV | Lakeville | 60
Lakeville Substation 60kV | Lakeville | 60
Lambie 230 kV | Lambie | 230
Lambie Substation 230 kV | Lambie | 230
Lammers 115 kV | Lammers | 115
Lammers Substation 115 kV | Lammers | 115
Lamont 115 KV | Lamont | 115
Lamont Sub 115 KV Bus | Lamont | 115
Lamont Substation 115 kV | Lamont | 115
Lamont Substation 115kV | Lamont | 115
Lathrop Wells Substation 138 kV | Lathrop | 230
Lathrop Wells Substation 230 kV | Lathrop | 230
Le Grand 115 kV | Le Grand | 115
Le Grand Substation 115 kV | Le Grand | 115
Line tap at Tranquillity 8 Gen-tie 230 kV | Tranquility | 230
Litehipe Substation 230 kV | Lighthipe | 230
Llagas-Gilroy Foods 115 kV line | Llagas | 115
Logan Creek-Delevan 230 kV | Delevan | 230
Logan Creek-Delevan 230 kV Line | Delevan | 230
Los Banos - Midway #2 500 kV | New Sub - Los Banos - Midway (Proposed) | 500
Los Banos - O'Neil PGP 70 kV Line 1.3 miles from Los Banos 70 kV substation and 2.6 miles from O'Neil 70kV substation. | Los Banos | 230
Los Banos 230 kV | Los Banos | 230
Los Banos 230kV | Los Banos | 230
Los Banos 500 kV | Los Banos | 500
Los Banos 70 kV | Los Banos | 230
Los Banos Substation 230 kV | Los Banos | 230
Los Banos Substation 230kV | Los Banos | 230
Los Banos Substation 500 kV | Los Banos | 500
Los Banos Substation 70kV | Los Banos | 230
Los Banos Substationc230 kV | Los Banos | 230
Los Banos-Panoche #1 230kV | Los Banos | 230
Los Banos-Panoche #1 230kV Line | Los Banos | 230
Los Esteros 115 kV | Los Esteros | 115
Los Esteros 230 kV | Los Esteros | 230
Los Esteros Substation 115kV | Los Esteros | 115
Los Esteros Substation 115kV bus | Los Esteros | 115
Los Esteros Substation 230 kV | Los Esteros | 230
Los Esteros Substation 230kV | Los Esteros | 230
Loveland - Alpine 69 kV Line | Alpine | 69
Lugo Substation 500 kV | Lugo | 500
Lugo-Pisgah 230 kV | New Sub - Lugo - Pisgah (Proposed) | 230
Malaga | Malaga | 115
Malaga 115 kV | Malaga | 115
Mandalay Switchyard 220kV | Mandalay | 230
Manning-Midway 500kV Line | New Sub - Los Banos - Midway (Proposed) | 500
Martin 115 kV | Martin | 115
Martin Substation 115 kV | Martin | 115
Martin Substation 115kV | Martin | 115
Melones-Curtis 115 kV Line | Peoria | 115
Melones-Curtis 115kV line | Peoria | 115
Mendota 115 kV | Mendota | 115
Mendota Substation 115 kV | Mendota | 115
Mercy Springs 70 kV | Mercy Springs | 70
Mercy Springs Switching Station 70kV | Mercy Springs | 70
Mesa 230 kV | Mesa (SCE) | 230
Mesa Substation 230kV | Mesa (SCE) | 230
Mesa Substation 500 kV | Mesa (SCE) | 500
Metcalf 115 kV | Metcalf | 115
Metcalf 115kV | Metcalf | 115
Metcalf 230 kV | Metcalf | 230
Metcalf Substation 230kV | Metcalf | 230
Midway | Midway | 115
Midway - Wheeler Ridge 230kV #2 line | New Sub - Midway - Wheeler Ridge (Proposed) | 230
Midway 115 kV | Midway | 115
Midway 230 kV | Midway | 230
Midway 500 kV | Midway | 500
Midway Substation 115kV | Midway | 115
Midway Substation 230kV | Midway | 230
Midway Substation 500kV | Midway | 500
Midway- Wheeler Ridge #2 - 230 kV Line | New Sub - Midway - Wheeler Ridge (Proposed) | 230
Midway-Tupman-Rio Bravo-Renfro 115 kV | Tupman | 115
Midway-Wheeler Ridge #2 230 kV Line | New Sub - Midway - Wheeler Ridge (Proposed) | 230
Miguel Substation 69 kV | Miguel | 69
MILLBRAE Substation 60 KV Bus | Millbrae | 115
Miller #1 Tap 115 kV | Miller | 115
Mira Loma Substation 230 kV | Mira Loma | 230
Mira Loma Substation 230kV | Mira Loma | 230
MIRAGE Substation 220 kV | Mirage | 230
Mohave Substation 500 kV | Mohave | 500
Mohave Substation 500kV | Mohave | 500
Monta Vista Substation 230 kV | Monta Vista | 230
Moorpark Substation 230 kV | Moorpark | 230
Moraga Substation 230 kV | Moraga | 230
Morro Bay 230 kV | Morro Bay | 230
Morro Bay Substation | Morro Bay | 230
Morro Bay Substation 230 kV | Morro Bay | 230
Morro Bay Switching Station 230kV | Morro Bay | 230
Moss Landing 500 kV | Moss Landing | 500
Moss Landing Substation 500 kV | Moss Landing | 500
Moss Landing Substation 500kV | Moss Landing | 500
Mustang 230 kV | Mustang | 230
Mustang Switching Station 230kV | Mustang | 230
Neenach-Bailey 66kV line | Neenach | 66
Newark 230 kV | Newark | 230
Newark Substation 230 kV | Newark | 230
North Gila - Imperial Valley 500 kV Line | New Sub - North Gila - IV (Proposed) | 500
North Gila - Imperial Valley 500 kV Line | New Sub - North Gila - IV (Proposed) | 500
Oakland C 115 kV | Oakland C | 115
Oakland C 115 kV | Oakland C | 115
Oakland C Sub 115 kV | Oakland C | 115
Oakland C Sub via Oakland C-Turbine 115 kV Line | Oakland C | 115
Ocean Ranch Substation 69 kV | Ocean Ranch | 69
Ocean Ranch Substation 69 kV | Ocean Ranch | 69
Olive 115 kV | Olive | 115
Olive SW 115 kV | Olive | 115
Olive Switching Station 115kV | Olive | 115
Otay Mesa Switchyard 230 kV | Otay Mesa | 230
Otay Substation 69 kV | Otay | 69
Palermo 115 kV | Palermo | 115
Palermo Substation 115 kV | Palermo | 115
Panoche 115 kV | Panoche | 115
Panoche 230 kV | Panoche | 230
Panoche Substation 230kV | Panoche | 230
Panoche Substation, Existing Panoche 115kV Tap | Panoche | 115
Panoche-Schindler #1 & #2 115kV | Schindler | 115
Panoche-Schindler #1 and #2 115 kV Line | Schindler | 115
Pardee-Vincent No1 230kV Line | Vincent | 230
Pastoria Substation 230kV | Pastoria | 230
Pease-Harter 60 kV Line | Pease | 60
Pisgah Substation 230 kV | Pisgah | 230
Pit 1-Cottonwood 230 kV Line | New Sub - Pit 1 - Cottonwood (Proposed) | 230
PIT#1 - Cottonwood 230 kV | New Sub - Pit 1 - Cottonwood (Proposed) | 230
Pit1-Cottonwood 230kV line | New Sub - Pit 1 - Cottonwood (Proposed) | 230
Pittsburg - Kirker - Columbia Steel 115 KV | Kirker | 115
Pittsburg 115 kV | Pittsburg | 115
Pittsburg 230 kV | Pittsburg | 230
Pittsburg PP 230 kV | Pittsburg | 230
Pittsburg Substation 115 kV | Pittsburg | 115
Pittsburg Substation 230 kV | Pittsburg | 230
Pittsburg Substation 230kV | Pittsburg | 230
Pittsburg-Kirker-Columbia Steel 115 kV Line | Kirker | 115
Pittsburg-Tesla #1 230 kV line | Delta PP | 230
Point Loma Substation 69 kV | Point Loma | 69
Pomerado Substation 69 kV | Pomerado | 69
Proposed Lee Lake Substation 500 kV | Alberhill | 500
Quinto 230 kV | Quinto | 230
Quinto Switching Station 230 kV | Quinto | 230
Rancho Seco-Bellota #1 230 kV | New Sub - Rancho Seco - Bellota (Proposed) | 230
Rancho Seco-Bellota #1 230 kV Line | New Sub - Rancho Seco - Bellota (Proposed) | 230
Rector Substation 220 kV | Rector | 230
Rector Substation 230 kV | Rector | 230
Red Bluff 220 kV | Red bluff | 230
Red Bluff Substation 220 kV | Red bluff | 230
Red Bluff Substation 220kV | Red bluff | 230
Red Bluff Substation 230 kV | Red bluff | 230
Red Bluff Substation 230kV | Red bluff | 230
Red Bluff Substation 500 kV | Red bluff | 500
Red Bluff Substation 500kV | Red bluff | 500
Rio Hondo Substation 230 kV | Rio Hondo | 230
Ripon 115 kV | Ripon | 115
Ripon Substation 115kV | Ripon | 115
Roadway Substation 115kV | Roadway | 115
Roadway Substation 115kV bus | Roadway | 115
Round Mountain Substation 230kV | Round Mountain | 230
Salado-Newman #1 60kV line | Salado | 60
Salt Creek Substation 69 kV | Salt Creek | 69
San Bernadino 230 kV | San Bernardino | 230
San Luis Rey Substation 230 kV | San Luis Rey | 230
Sanger 115 kV | Sanger | 115
Sanger Substation 115 kV | Sanger | 115
Santa Teresa 115 kV | Santa Teresa | 115
Santa Teresa Substation 115 kV | Santa Teresa | 115
SCE owned Eldorado Bus 230kV | Eldorado | 230
SCE portion of Eldorado Substation 230 kV | Eldorado | 230
Schulte 115 kV | Schulte | 115
Schulte Substation 115 kV | Schulte | 115
Schulte Sw St 115 kV | Schulte | 115
Scripps Substation 69 kV | Scripps | 69
SERRANO Substation 220 kV | Serrano | 230
Shafter 115 kV | Shafter | 115
Shafter Substation 115 kV | Shafter | 115
Silvergate Substation 230 kV | Silvergate | 230
Sloan Canyon Switching Station 230kV | Sloan Canyon | 230
Springville Substation 230 kV | Springville | 230
Suncrest - Ocotillo 500 kV Line | New Sub - Suncrest - Ocotillo (Proposed) | 500
Suncrest Substation 230 kV | Suncrest | 230
Sycamore Canyon Substation 138 kV | Sycamore Canyon | 138
Sylmar-Gould line 230 kV | Sylmar | 230
Table Mountain Substation 115 kV | Table Mountain | 115
Talega Substation 138 kV | Talega | 138
Tehachapi Conceptual Substation #1 | Windhub | 230
Tesla 230 kV | Tesla | 230
Tesla 230 kV Bus "C" | Tesla | 230
Tesla 500 kV | Tesla | 500
Tesla Substation 230 kV | Tesla | 230
Tesla Substation 230kV | Tesla | 230
Tesla Substation 500 kV | Tesla | 500
Tesla-Newark #1 230 kV Line | Tesla | 230
Trabuco - Capistrano 138 kV line | Capistrano | 138
Tranquility 230 kV | Tranquility | 230
Tranquility 230kV | Tranquility | 230
Tranquility Substation 230 kV | Tranquility | 230
Tranquility Substation 230kV | Tranquility | 230
Tranquility Switching Station 230kV | Tranquility | 230
Tranquillity Substation 230 kV | Tranquility | 230
Tranquillity Switching Station 230kV | Tranquility | 230
Trout Canyon Substation 230 kV | Trout Canyon | 230
Trout Canyon Substation 230kV | Trout Canyon | 230
Trout Canyon Switching Station 230 kV | Trout Canyon | 230
Trout Canyon Switching Station 230kV | Trout Canyon | 230
Tulucay 60 kV | Tulucay | 60
Tulucay Substation 60kV | Tulucay | 60
Vaca Dixon Substation 115 kV | Vaca Dixon | 115
Vaca-Dixon 115 kV | Vaca Dixon | 115
Vaca-Dixon 230 kV | Vaca Dixon | 230
Vaca-Dixon 500 kV | Vaca Dixon | 500
Vaca-Dixon Substation 230 kV | Vaca Dixon | 230
Vaca-Dixon Substation 230kV | Vaca Dixon | 230
Vaca-Dixon Substation 500 kV | Vaca Dixon | 500
Vaca-Lakeville #1 230 kV line | Tulucay | 230
Valley Springs 60 kV | Valley Springs | 60
Valley Springs Substation 60 kV | Valley Springs | 115
Valley Substation 138 kV | Valley (VEA) | 138
Valley Substation 138kV | Valley (VEA) | 138
Valley Substation 500 kV | Valley (SCE) | 500
Valley Substation 500kV | Valley (SCE) | 500
Vestal Substation 230 kV | Vestal | 230
Vestal Substation 230kV | Vestal | 230
Victor Substation 230 kV | Victor | 230
Viejo Substation 230kV | Viejo | 230
Vierra 115 kV | Vierra | 115
Vierra Substation 115kV | Vierra | 115
Vincent - Pearblossom 230 kV line | Vincent | 230
Vincent Substation 230 kV | Vincent | 230
Vincent Substation 230kV | Vincent | 230
Vincent Substation 500kV | Vincent | 230
Vista Substation 138 kV | Vista (VEA) | 138
Vista Substation 230 kV | Vista (VEA) | 230
Volta-South 60 kV Line | Cottonwood | 60
Vota - South 60 KV | Cottonwood | 60
Vota-South 60 kV | Cottonwood | 60
Walnut Substation 220kV | Walnut | 230
Walnut Substation 230 kV | Walnut | 230
Weber 60 kV | Weber | 60
Weber Substation | Weber | 60
Weber Substation 60 kV | Weber | 60
Weber Substation 60kV | Weber | 60
Westly-Quinto 230 kV | New Sub - Westley - Quinto (Proposed) | 230
Wheeler Ridge 230 kV | Wheeler Ridge | 230
Wheeler Ridge 70 kV | Wheeler Ridge | 230
Wheeler Ridge Substation 230 kV | Wheeler Ridge | 230
Wheeler Ridge Substation 230kV | Wheeler Ridge | 230
Wheeler Ridge Substation 70kV | Wheeler Ridge | 70
Whirlwind Substation 220 kV | Whirlwind | 230
Whirlwind Substation 230 kV | Whirlwind | 230
Whirlwind Substation 230kV | Whirlwind | 230
Whirlwind Substation 230kV | Whirlwind | 230
Whirlwind Substation 500 kV | Whirlwind | 500
Wildlife Substation 230 kV | Wildlife | 230
Wilson 115 kV | Wilson | 115
Wilson 230 kV | Wilson | 230
Wilson Substation 115 kV | Wilson | 115
Wilson Substation 230 kV | Wilson | 230
Windhub Substation 220kV | Windhub | 230
Windhub Substation 230kV | Windhub | 230
Windhub Substation 500kV | Windhub | 500
Woodland - Davis 115 kV | Davis | 115
Woodland-Davis 115 kV | Davis | 115
Woodland-Davis 115 kV Line | Davis | 115

## Completed Generation Projects
Report Run Date: 10/07/2024
The California ISO Controlled Grid Generation Queue for All: Completed
[6 empty] | Generating Facility | [5 empty] | MWs |  |  |  | MWh |  |  | Deliverability Status |  |  |  | Location |  | Point of Interconnection |  |  |  |  | Study Availability
Project Name | Queue Position | Interconnection Request Receive Date | Queue Date | Application Status | Study Process | Type-1 | Type-2 | Type-3 | Fuel-1 | Fuel-2 | Fuel-3 | MW-1 | MW-2 | MW-3 | Net MWs to Grid | MWh-1 | MWh-2 | MWh-3 | Full Capacity, Partial or Energy Only (FC/P/EO) | TPD Allocation Percentage | Off-Peak Deliverability and Economic Only | TPD Allocation Group | County | State | Utility | PTO Study Region | Station or Transmission Line | Proposed On-line Date (as filed with IR) | Actual On-line Date | Feasibility Study or Supplemental Review | System Impact Study or Phase I Cluster Study | Facilities Study (FAS) or Phase II Cluster Study | Optional Study (OS) | Interconnection Agreement Status
OTAY MESA GENERATING PROJECT | 1A | 1999-11-01 | 1999-11-01 08:00 | COMPLETED | Pre- Amend. 39 | Generating Facility Type-1: Combined Cycle; Generating Facility Fuel-1: Natural Gas; MWs MW-1: 550 | 550 | [5 empty] | Off-Peak Deliverability |  | SAN DIEGO | CA | SDGE |  | Otay Mesa Switchyard 230 kV | 2002-03-01 08:00 | 2009-10-02 07:00 |  | Complete | Complete |  | Executed
GATEWAY GENERATING FACILITY (FKA CONTRA COSTA POWER PLANT PROJECT) | 2 | 1999-08-10 | 2000-02-03 08:00 | COMPLETED | Pre- Amend. 39 | Generating Facility Type-1: Combined Cycle; Generating Facility Fuel-1: Natural Gas; MWs MW-1: 590 | 590 | [5 empty] | Off-Peak Deliverability |  | CONTRA COSTA | CA | PGAE |  | Contra Costa Power Plant 230 kV bus | 2007-11-28 08:00 | 2009-01-06 08:00 |  | Complete | Complete |  | Executed
CPV SENTINEL (FKA INTERGEN OCOTILLO) | 3 | 2000-04-21 | 2000-06-14 07:00 | COMPLETED | Serial LGIP | Gas Turbine | Storage |  | Natural Gas | Battery |  | 850 | 16 |  | 850 |  | 8 |  | Full Capacity |  | Off-Peak Deliverability |  | RIVERSIDE | CA | SCE | Eastern | Devers Substation 230kV Bus | 2004-01-01 08:00 | 2013-06-01 07:00 | Waived | Re-Study | Re-Study | Complete | Executed
PALOMAR ENERGY PROJECT | 4 | 2000-08-08 | 2000-08-08 07:00 | COMPLETED | Pre- Amend. 39 | Generating Facility Type-1: Combined Cycle; Generating Facility Fuel-1: Natural Gas; MWs MW-1: 521 | 521 | [5 empty] | Off-Peak Deliverability |  | SAN DIEGO | CA | SDGE |  | Palomar Energy Switchyard 230 kV | 2001-06-01 07:00 | 2005-10-14 07:00 |  | Complete | Complete |  | Executed
NRG EL SEGUNDO - TOT041 | 7 | 2000-08-16 | 2000-10-06 07:00 | COMPLETED | Pre- Amend. 39 | Generating Facility Type-1: Combined Cycle; Generating Facility Fuel-1: Natural Gas; MWs MW-1: 570 | 570 | [5 empty] | Off-Peak Deliverability |  | LOS ANGELES | CA | SCE | Metro | El Segundo 220 kV Bus | 2009-08-01 07:00 | 2013-07-10 07:00 |  | Complete | Complete | Complete | Executed
BLYTHE ENERGY PROJECT PHASE I | 11A | 2002-07-26 | 2002-07-26 07:00 | COMPLETED |  | Generating Facility Type-1: Combined Cycle; Generating Facility Fuel-1: Natural Gas; MWs MW-1: 520 | 520 |  |  |  | Full Capacity |  | Off-Peak Deliverability |  | RIVERSIDE | CA | SCE | Northern | Julian Hinds Substation 230kV | 2005-06-01 07:00 | 2010-07-31 07:00 | NA | Complete | Complete | NA | Executed
SHILOH WIND PARTNERS, LLC | 12 | 2002-12-16 | 2002-12-16 08:00 | COMPLETED | AMEND 39 | Generating Facility Type-1: Wind Turbine; Generating Facility Fuel-1: Wind Turbine; MWs MW-1: 150 | 150 | [5 empty] | Off-Peak Deliverability |  | SOLANO | CA | PGAE |  | Birds Landing Sub 230kV Bus | 2005-10-31 08:00 | 2006-03-30 08:00 |  | Complete | Complete |  | Executed
LAKE HODGES PUMPED STORAGE PROJECT | 13 | 2003-01-03 | 2003-01-03 08:00 | COMPLETED | AMEND 39 | Generating Facility Type-1: Storage; Generating Facility Fuel-1: Water; MWs MW-1: 40 | 40 | [5 empty] | Off-Peak Deliverability |  | SAN DIEGO | CA | SDGE |  | Lake Hodges Metering Switchyard 69 kV | 2007-07-01 07:00 | 2012-08-26 07:00 |  | Complete | Complete |  | Executed
OTAY MESA | 14 | 2003-01-07 | 2003-01-07 08:00 | COMPLETED | AMEND 39 | Generating Facility Type-1: Combined Cycle; Generating Facility Fuel-1: Natural Gas; MWs MW-1: 65 | 65 | [5 empty] | Off-Peak Deliverability |  | SAN DIEGO | CA | SDGE |  | Otay Mesa Switchyard 230 kV | 2004-12-31 08:00 | 2009-10-02 07:00 |  | Complete | Complete |  | Executed
KUMEYAAY/CAMPO WIND FARM | 19 | 2003-06-04 | 2003-06-18 07:00 | COMPLETED | AMEND 39 | Generating Facility Type-1: Wind Turbine; Generating Facility Fuel-1: Wind Turbine; MWs MW-1: 46 | 46 | [5 empty] | Off-Peak Deliverability |  | SAN DIEGO | CA | SDGE |  | Crestwood Substation 69 kV | 2005-12-31 08:00 | 2005-09-30 07:00 |  | Complete | Complete |  | Executed
MANZANA WIND | 20 | 2003-08-19 | 2003-09-04 07:00 | COMPLETED | AMEND 39 | Generating Facility Type-1: Other; Generating Facility Fuel-1: Other; MWs MW-1: 189 | 189 | [5 empty] | Off-Peak Deliverability |  | KERN | CA | SCE | Northern | Whirlwind 220kV | 2006-12-31 08:00 | 2018-11-14 08:00 |  | Complete | Complete |  | Executed
BUENA VISTA REPOWER | 21 | 2003-10-03 | 2003-10-23 07:00 | COMPLETED | AMEND 39 | Generating Facility Type-1: Wind Turbine; Generating Facility Fuel-1: Wind Turbine; MWs MW-1: 37.55 | 37.55 | [5 empty] | Off-Peak Deliverability |  | CONTRA COSTA | CA | PGAE |  | Windmaster/Buena Vista Sub | 2004-07-01 07:00 | 2006-12-28 08:00 |  | N/A |  |  | Executed
MOUNTAINVIEW POWER PROJECT | 23 | 2003-11-17 | 2003-11-24 08:00 | COMPLETED | AMEND 39 | Generating Facility Type-1: Combined Cycle; Generating Facility Fuel-1: Natural Gas; MWs MW-1: 72 | 72 | [5 empty] | Off-Peak Deliverability |  | SAN BERNARDINO | CA | SCE | Eastern | San Bernadino 220+M127 kV | 2004-11-01 08:00 | 2005-10-01 07:00 |  | Complete | Complete |  | Executed
SHILOH WIND FARM II | 24 | 2004-01-30 | 2004-01-30 08:00 | COMPLETED | AMEND 39 | Generating Facility Type-1: Wind Turbine; Generating Facility Fuel-1: Wind Turbine; MWs MW-1: 150 | 150 | [5 empty] | Off-Peak Deliverability |  | SOLANO | CA | PGAE |  | High Winds/Contra Costa PP | 2006-12-31 08:00 | 2009-01-26 08:00 |  | Complete | Complete |  | Executed
TERRA-GEN DIXIE VALLEY EXPANSION (FKA CAITHNESS DIXIE VALLEY) | 33 | 2004-07-09 | 2004-07-12 07:00 | COMPLETED | AMEND 39 | Generating Facility Type-1: Steam Turbine; Generating Facility Fuel-1: Geothermal; MWs MW-1: 10 | 10 | [5 empty] | Off-Peak Deliverability |  | CHURCHILL | NV | SCE |  | Bishop Control Substation 115 kV | 1988-07-14 07:00 | 2006-05-30 07:00 |  | Complete | Complete |  | Executed
HUMBOLDT BAY POWER PLANT REPOWERING PROJECT | 38 | 2004-10-19 | 2004-11-11 08:00 | COMPLETED | AMEND 39 | Generating Facility Type-1: Combustion Turbine; MWs MW-1: 146.4 | 146.4 | [5 empty] | Off-Peak Deliverability |  | HUMBOLDT | CA | PGAE |  | Humboldt Power Plant Substation | 2008-08-01 07:00 | 2010-09-29 07:00 |  | Complete | Complete |  | Executed
SHILOH III | 39 | 2004-11-11 | 2004-11-11 08:00 | COMPLETED | AMEND 39 | Generating Facility Type-1: Wind Turbine; Generating Facility Fuel-1: Wind Turbine; MWs MW-1: 200 | 200 | [5 empty] | Off-Peak Deliverability |  | SOLANO | CA | PGAE |  | Birds Landing Switching Station 230kV | 2008-12-31 08:00 | 2012-12-04 08:00 |  | Complete | Complete |  | Executed
RUSSELL CITY ENERGY CENTER | 45 | 2004-12-01 | 2004-12-01 08:00 | COMPLETED | AMEND 39 | Generating Facility Type-1: Combustion Turbine; MWs MW-1: 354 | 354 | [5 empty] | Off-Peak Deliverability |  | ALAMEDA | CA | PGAE |  | Eastshore Substation 230kV | 2006-07-31 07:00 | 2013-08-08 07:00 |  | Complete | Re-Study |  | Executed
INLAND EMPIRE ENERGY CENTER | 50 | 2004-12-21 | 2004-12-21 08:00 | COMPLETED | AMEND 39 | Generating Facility Type-1: Combined Cycle; Generating Facility Fuel-1: Natural Gas; MWs MW-1: 810 | 810 | [5 empty] | Off-Peak Deliverability |  | RIVERSIDE | CA | SCE | Eastern | SCE Valley Substation 500 kV | 2008-05-31 07:00 | 2010-06-07 07:00 |  | Complete | Complete |  | Executed
FRESNO COGEN ICE UNIT | 51 | 2004-12-20 | 2004-12-21 08:00 | COMPLETED | AMEND 39 | Generating Facility Type-1: Combustion Turbine; MWs MW-1: 0.55 | 0.55 | [5 empty] | Off-Peak Deliverability |  | FRESNO | CA | PGAE |  | Kerman-Helm 70kV line | 2005-04-30 07:00 | 2006-05-30 07:00 |  | N/A |  |  | Executed
PANOCHE ENERGY CENTER | 52 | 2004-12-01 | 2004-12-21 08:00 | COMPLETED | Serial LGIP | Generating Facility Type-1: Gas Turbine; Generating Facility Fuel-1: Natural Gas; MWs MW-1: 401 | 401 | [5 empty] | Off-Peak Deliverability |  | FRESNO | CA | PGAE |  | Panoche Substation | 2008-06-30 07:00 | 2009-05-28 07:00 | Waived | Complete | Complete | None | Executed
MIDWAY PEAKING AGGREGATE | 54 | 2005-01-12 | 2005-01-12 08:00 | COMPLETED | Serial LGIP | Gas Turbine | Storage |  | Natural Gas | Battery |  | 119.9 | 119.9 |  | 119.9 |  | 120 |  | Full Capacity |  | Off-Peak Deliverability |  | FRESNO | CA | PGAE |  | Panoche Substation | 2008-06-01 07:00 | 2009-05-04 07:00 | Waived | Complete | Re-Study | None | Executed
CPV COLUSA | 57 | 2004-12-01 | 2005-02-08 08:00 | COMPLETED | AMEND 39 | Generating Facility Type-1: Combined Cycle; Generating Facility Fuel-1: Natural Gas; MWs MW-1: 715 | 715 | [5 empty] | Off-Peak Deliverability |  | COLUSA | CA | PGAE |  | Between Cottonwood and Vaca-Dixon | 2010-01-01 08:00 | 2010-12-22 08:00 |  | Complete | Complete |  | Executed
WALNUT CREEK ENERGY PARK - PHASE 1 | 66 | 2005-05-06 | 2005-05-06 07:00 | COMPLETED | AMEND 39 | Generating Facility Type-1: Combustion Turbine; MWs MW-1: 500.5 | 500.5 | [5 empty] | Off-Peak Deliverability |  | LOS ANGELES | CA | SCE | Metro | Walnut Substation 220kV | 2007-09-01 07:00 | 2013-03-21 07:00 |  | Complete | Complete |  | Executed
RUSSELL CITY ENERGY CENTER EXPANSION | 67 | 2005-03-28 | 2005-05-09 07:00 | COMPLETED | AMEND 39 | Generating Facility Type-1: Combined Cycle; Generating Facility Fuel-1: Natural Gas; MWs MW-1: 245 | 245 | [5 empty] | Off-Peak Deliverability |  | ALAMEDA | CA | PGAE |  | Eastshore Substation 230kV | 2008-07-31 07:00 | 2013-08-08 07:00 |  | Complete | Re-Study |  | Executed
OX MOUNTAIN LANDFILL GAS GENERATION | 70 | 2005-05-09 | 2005-06-14 07:00 | COMPLETED | AMEND 39 | Generating Facility Type-1: Combustion Turbine; MWs MW-1: 12.6 | 12.6 | [5 empty] | Off-Peak Deliverability |  | SAN MATEO | CA | PGAE |  | Hillsdale Junction-Half Moon Bay 60 kV line | 2005-12-23 08:00 | 2009-03-31 07:00 |  | Complete | Complete |  | Executed
PACIFIC WIND | 73 | 2005-06-06 | 2005-06-27 07:00 | COMPLETED | Serial LGIP | Generating Facility Type-1: Wind Turbine; Generating Facility Fuel-1: Wind Turbine; MWs MW-1: 141.3 | 141.3 | [5 empty] | Off-Peak Deliverability |  | KERN | CA | SCE | Northern | Whirlwind Sub 230kV Bus | 2007-12-31 08:00 | 2012-07-20 07:00 | Waived | Complete | Complete | None | Executed
HATCHET RIDGE WIND FARM PROJECT | 74 | 2005-07-12 | 2005-07-12 07:00 | COMPLETED | Serial LGIP | Generating Facility Type-1: Wind Turbine; Generating Facility Fuel-1: Wind Turbine; MWs MW-1: 102 | 102 | [5 empty] | Off-Peak Deliverability |  | SHASTA | CA | PGAE | None | Pit #3-Round Mountain 230kV Line | 2007-12-15 08:00 | 2010-11-18 08:00 | Required | Complete | Re-Study | None | Executed
CHOWCHILLA BIOMASS | 75 | 2005-04-28 | 2005-07-15 07:00 | COMPLETED | AMEND 39 | Generating Facility Type-1: Steam Turbine; Generating Facility Fuel-1: Biofuel; MWs MW-1: 10.5 | 10.5 | [5 empty] | Off-Peak Deliverability |  | MADERA | CA | PGAE |  | Le Grand-Chowcilla 115 kV | 2005-12-31 08:00 | 2009-05-19 07:00 |  | Complete | Complete |  | Executed
EL NIDO | 76 | 2005-04-28 | 2005-07-15 07:00 | COMPLETED | AMEND 39 | Generating Facility Type-1: Steam Turbine; Generating Facility Fuel-1: Biofuel; MWs MW-1: 10.5 | 10.5 | [5 empty] | Off-Peak Deliverability |  | MERCED | CA | PGAE |  | Merced #1 70 kV circuit | 2006-07-01 07:00 | 2009-05-18 07:00 |  | Complete | Complete |  | Executed
AVALON HYBRID | 84 | 2005-11-22 | 2005-12-01 08:00 | COMPLETED | Serial LGIP | Generating Facility Type-1: Photovoltaic; Generating Facility Fuel-1: Solar; MWs MW-1: 100 | 100 |  |  |  | Full Capacity |  | Off-Peak Deliverability |  | KERN | CA | SCE | Northern | Whirlwind Sub 230kV Bus | 2009-12-31 08:00 | 2019-11-09 08:00 | Waived | Complete | Complete | None | Executed
VOYAGER WIND | 93 | 2006-02-15 | 2006-03-01 08:00 | COMPLETED | Serial LGIP | Generating Facility Type-1: Wind Turbine; Generating Facility Fuel-1: Wind Turbine; MWs MW-1: 220 | 220 |  |  |  | Full Capacity |  | Off-Peak Deliverability |  | KERN | CA | SCE | Northern | Windhub Substation 220kV bus | 2008-12-31 08:00 | 2021-04-26 07:00 | Waived | Complete | Complete | None | Executed
CPC EAST | 95 | 2006-02-10 | 2006-03-01 08:00 | COMPLETED | Serial LGIP | Generating Facility Type-1: Wind Turbine; Generating Facility Fuel-1: Wind Turbine; MWs MW-1: 550 | 550 | [5 empty] | Off-Peak Deliverability |  | KERN | CA | SCE | Northern | Windhub Substation 220kV bus | 2009-12-31 08:00 | 2012-02-14 08:00 | Waived | Complete | Complete | None | Executed
DIABLO CANYON P.P. UNIT 1 | 98 | 2006-03-09 | 2006-03-09 08:00 | COMPLETED | TC | Generating Facility Type-1: Steam Turbine; Generating Facility Fuel-1: Nuclear; MWs MW-1: 37 | 37 |  |  |  | Full Capacity |  | Off-Peak Deliverability |  | SAN LUIS OBISPO | CA | PGAE |  | Diablo Canyon Substation Cirvuit Breakers 532 and 632 | 2005-12-08 08:00 | 2005-12-31 08:00 | NA | Complete | None | NA
DIABLO CANYON P.P. UNIT 2 | 99 | 2006-03-29 | 2006-03-29 08:00 | COMPLETED | Serial LGIP | Generating Facility Type-1: Steam Turbine; Generating Facility Fuel-1: Natural Gas; MWs MW-1: 45 | 45 | [5 empty] | Off-Peak Deliverability |  | SAN LUIS OBISPO | CA | PGAE |  | Diablo Canyon Substation Circuit Breakers 542 and 642 | 2006-06-08 07:00 | 2006-06-07 07:00 | None | None | None | None
SOLANO WIND PROJECT - PHASE 3 (230KV) | 108 | 2006-06-09 | 2006-06-09 07:00 | COMPLETED | Serial LGIP | Generating Facility Type-1: Wind Turbine; Generating Facility Fuel-1: Wind Turbine; MWs MW-1: 128 | 128 | [5 empty] | Off-Peak Deliverability |  | SOLANO | CA | PGAE |  | Lambie-Contra Costa 230 kV | 2011-03-01 08:00 | 2012-03-04 08:00 | Required | Complete | Complete | Complete | Executed
VOYAGER WIND 2 | 119 | 2006-08-08 | 2006-08-08 07:00 | COMPLETED | Serial LGIP | Generating Facility Type-1: Wind Turbine; Generating Facility Fuel-1: Wind Turbine; MWs MW-1: 500 | 500 |  |  |  | Full Capacity |  | Off-Peak Deliverability |  | KERN | CA | SCE | Northern | Windhub Sub 230kV Bus | 2013-12-31 08:00 | 2021-04-26 07:00 | Required | Complete | Complete | None | Executed
MIRAMAR ENERGY FACILITY II | 121 | 2006-08-16 | 2006-08-17 07:00 | COMPLETED | Serial LGIP | Generating Facility Type-1: Gas Turbine; Generating Facility Fuel-1: Natural Gas; MWs MW-1: 49 | 49 | [5 empty] | Off-Peak Deliverability |  | SAN DIEGO | CA | SDGE |  | Miramar GT Substation 69 kV | 2009-03-31 07:00 | 2009-08-07 07:00 | Waived | Complete | Complete | None | Executed
MOJAVE SOLAR (FKA HARPER LAKE SOLAR) | 125 | 2006-08-22 | 2006-08-22 07:00 | COMPLETED | Serial LGIP | Generating Facility Type-1: Steam Turbine; Generating Facility Fuel-1: Solar; MWs MW-1: 250 | 250 |  |  |  | Full Capacity |  | Off-Peak Deliverability |  | SAN BERNARDINO | CA | SCE | NOL | Coolwater-Kramer 230kv line | 2010-08-01 07:00 | 2014-12-04 08:00 | Required | Complete | Complete | Complete | Executed
DPT 1 | 131 | 2006-09-25 | 2006-09-25 07:00 | COMPLETED | Serial LGIP | Generating Facility Type-1: Steam Turbine; Generating Facility Fuel-1: Solar; MWs MW-1: 132 | 132 | [5 empty] | Off-Peak Deliverability |  | SAN BERNARDINO | CA | SCE | NOL | Eldorado-Baker-Cool Water-Dunn Siding-Mountain Pass 115kV line | 2010-06-30 07:00 | 2013-12-30 08:00 | Required | Complete | Complete | None | Executed
NORTH SKY RIVER WIND | 132 | 2006-09-27 | 2006-09-27 07:00 | COMPLETED | Serial LGIP | Generating Facility Type-1: Wind Turbine; Generating Facility Fuel-1: Wind Turbine; MWs MW-1: 162 | 162 |  |  |  | Full Capacity |  | Off-Peak Deliverability |  | KERN | CA | SCE | Northern | Highwind Substation 230kV bus | 2010-12-31 08:00 | 2012-12-07 08:00 | Required | Complete | Complete | Complete | Executed
CARLSBAD 1 | 137 | 2006-10-16 | 2006-10-17 07:00 | COMPLETED | Serial LGIP | Generating Facility Type-1: Combined Cycle; Generating Facility Fuel-1: Natural Gas; MWs MW-1: 211 | 211 | [5 empty] | Off-Peak Deliverability |  | SAN DIEGO | CA | SDGE |  | Encina Substation 230 kV | 2017-08-01 07:00 | 2018-11-19 08:00 | Waived | Complete | Complete | None | Executed
DESERT SUNLIGHT PV I | 146 | 2006-11-16 | 2006-11-16 08:00 | COMPLETED | Serial LGIP | Photovoltaic | Storage |  | Solar | Battery |  | 250 | 230 |  | 250 |  |  |  | Partial Capacity | 65 | Off-Peak Deliverability |  | RIVERSIDE | CA | SCE | Eastern | Red Bluff Substation 230kV | 2008-12-01 08:00 |  | Required | Complete | Complete | None | Executed
DESERT SUNLIGHT PV II | 147 | 2006-11-16 | 2006-11-16 08:00 | COMPLETED | Serial LGIP | Photovoltaic | Storage |  | Solar | Battery |  | 300 | 230 |  | 300 |  |  |  | Partial Capacity | 65 | Off-Peak Deliverability |  | RIVERSIDE | CA | SCE | Eastern | Red Bluff Substation 230kV | 2010-02-01 08:00 |  | Required | Complete | Complete | None | Executed
ENERGIA SIERRA JUAREZ WIND | 159A | 2006-12-06 | 2006-12-22 08:00 | COMPLETED | Serial LGIP | Generating Facility Type-1: Wind Turbine; Generating Facility Fuel-1: Wind Turbine; MWs MW-1: 256 | 256 |  |  |  | Full Capacity |  | Off-Peak Deliverability |  | BAJA CALIFORNIA | MX | SDGE |  | East County Substation 230 kV | 2009-06-01 07:00 | 2022-01-13 08:00 | Required | Complete | Complete | None | Executed
DPT 2 | 162 | 2007-01-05 | 2007-01-05 08:00 | COMPLETED | Serial LGIP | Generating Facility Type-1: Steam Turbine; Generating Facility Fuel-1: Solar; MWs MW-1: 126 | 126 | [5 empty] | Off-Peak Deliverability |  | SAN BERNARDINO | CA | SCE | NOL | Eldorado-Baker-Cool Water-Dunn Siding-Mountain Pass 115kV line | 2010-06-30 07:00 | 2013-12-30 08:00 | Waived | Complete | Complete | None | Executed
DESERT STATELINE PROJECT | 163 | 2007-01-09 | 2007-01-09 08:00 | COMPLETED | TC | Generating Facility Type-1: Photovoltaic; Generating Facility Fuel-1: Solar; MWs MW-1: 300 | 300 |  |  |  | Full Capacity |  | Off-Peak Deliverability |  | SAN BERNARDINO | CA | SCE | EOP | Mountain Pass Substation 115kV | 2010-12-31 08:00 | 2016-08-30 07:00 | NA | Complete | Complete | NA | Executed
CALIFORNIA VALLEY PV | 166 | 2007-01-23 | 2007-01-23 08:00 | COMPLETED | Serial LGIP | Generating Facility Type-1: Photovoltaic; Generating Facility Fuel-1: Solar; MWs MW-1: 210 | 210 | [5 empty] | Off-Peak Deliverability |  | SAN LUIS OBISPO | CA | PGAE |  | Midway-Morrow Bay 230kV line | 2010-12-31 08:00 | 2014-10-27 07:00 | Required | Re-Study | Complete | None | Executed
RISING TREE WIND FARM (FKA HOMESTEAD WIND FARM) | 188 | 2007-03-23 | 2007-03-23 07:00 | COMPLETED | TC | Generating Facility Type-1: Wind Turbine; Generating Facility Fuel-1: Wind Turbine; MWs MW-1: 198 | 198 |  |  |  | Full Capacity |  | Off-Peak Deliverability |  | KERN | CA | SCE | Northern | Windhub Substation 230kV | 2013-12-15 08:00 | 2015-06-25 07:00 | NA | Complete | Complete | NA | Executed
CARLSBAD 2 | 189 | 2007-03-30 | 2007-03-30 07:00 | COMPLETED | Serial LGIP | Generating Facility Type-1: Gas Turbine; Generating Facility Fuel-1: Natural Gas; MWs MW-1: 105.8 | 105.8 |  |  |  | Full Capacity |  | Off-Peak Deliverability |  | SAN DIEGO | CA | SDGE |  | Encina Substation 138 kV | 2010-05-01 07:00 | 2019-06-10 07:00 | Waived | Complete | Complete | None | Executed
GENESIS MCCOY | 193 | 2007-03-19 | 2007-04-04 07:00 | COMPLETED | TC | Steam Turbine | Storage |  | Solar | Battery |  | 500 | 230 |  | 500 |  |  |  | Partial Capacity | 68.3 | Off-Peak Deliverability |  | RIVERSIDE | CA | SCE | Eastern | Colorado River Substation 500kV | 2010-12-31 08:00 | 2021-06-30 07:00 | NA | Complete | Complete | NA | Executed
CARRIZO PLAIN SOLAR | 194 | 2007-04-05 | 2007-04-05 07:00 | COMPLETED | Serial LGIP | Generating Facility Type-1: Photovoltaic; Generating Facility Fuel-1: Solar; MWs MW-1: 190 | 190 | [5 empty] | Off-Peak Deliverability |  | SAN LUIS OBISPO | CA | PGAE |  | Morro Bay-Midway #1 & #2 lines 230kV | 2010-12-31 08:00 | 2014-10-27 07:00 | Required | Complete | Complete | None | Executed
ORANGE GROVE | 201 | 2007-04-02 | 2007-04-19 07:00 | COMPLETED | Serial LGIP | Generating Facility Type-1: Gas Turbine; Generating Facility Fuel-1: Natural Gas; MWs MW-1: 99 | 99 | [5 empty] | Off-Peak Deliverability |  | SAN DIEGO | CA | SDGE |  | Pala Substation 69 kV | 2008-05-31 07:00 | 2010-06-16 07:00 | Waived | Complete | Complete | None | Executed
IVANPAH SEGS 3 | 233 | 2007-06-27 | 2007-06-27 07:00 | COMPLETED | Serial LGIP | Generating Facility Type-1: Steam Turbine; Generating Facility Fuel-1: Solar; MWs MW-1: 132 | 132 | [5 empty] | Off-Peak Deliverability |  | SAN BERNARDINO | CA | SCE | NOL | Ivanpah Substation 115kV | 2013-06-30 07:00 | 2013-12-30 08:00 | Waived | Complete | Complete | None | Executed
CALIFORNIA VALLEY SOLAR RANCH (FKA CARRIZO SOLAR FARM II) | 239 | 2007-07-11 | 2007-07-11 07:00 | COMPLETED | TC | Generating Facility Type-1: Photovoltaic; Generating Facility Fuel-1: Solar; MWs MW-1: 250 | 250 |  |  |  | Full Capacity |  | Off-Peak Deliverability |  | SAN LUIS OBISPO | CA | PGAE |  | Midway-Morro Bay 230kV line | 2010-12-01 08:00 | 2014-02-13 08:00 | NA | Complete | Complete | NA | Executed
DESERT TOPAZ PV 2 | 242 | 2007-07-13 | 2007-07-13 07:00 | COMPLETED | TC | Generating Facility Type-1: Photovoltaic; Generating Facility Fuel-1: Solar; MWs MW-1: 150 | 150 |  |  |  | Full Capacity |  | Off-Peak Deliverability |  | SAN LUIS OBISPO | CA | PGAE |  | Morro Bay-Midway 230kV line | 2012-09-01 07:00 | 2014-10-27 07:00 | NA | Complete | Complete | NA | Executed
AES REDONDO BEACH UNIT 7 | 252 | 2007-07-11 | 2007-08-06 07:00 | COMPLETED | Serial LGIP | Generating Facility Type-1: Steam Turbine; Generating Facility Fuel-1: Natural Gas; MWs MW-1: 25.96 | 25.96 | [5 empty] | Off-Peak Deliverability |  | LOS ANGELES | CA | SCE | Metro | Redondo Beach Generating Station 220kV switchyard | 2007-05-23 07:00 | 2010-02-07 08:00 | Waived | None | None | None | Executed
CALRENEW-1(A) | 261A | 2007-10-09 | 2007-10-09 07:00 | COMPLETED | AMEND 39 | Generating Facility Type-1: Photovoltaic; Generating Facility Fuel-1: Solar; MWs MW-1: 5 | 5 | [5 empty] | Off-Peak Deliverability |  | FRESNO | CA | PGAE |  | Mendota-San Joaquin-Helm 70kV line | 2009-04-15 07:00 | 2010-04-20 07:00 |  |  |  |  | Executed
LODI ENERGY CENTER | 267 | 2007-10-23 | 2007-10-23 07:00 | COMPLETED | Serial LGIP | Generating Facility Type-1: Combined Cycle; Generating Facility Fuel-1: Natural Gas; MWs MW-1: 280 | 280 | [5 empty] | Off-Peak Deliverability |  | SAN JOAQUIN | CA | PGAE |  | Gold Hill-Eight Mile 230kV lines | 2012-04-16 07:00 | 2012-07-16 07:00 | Required | Unexpected | Complete | None | Executed
TRACY COMBINED-CYCLE POWER PLANT | 268 | 2007-10-24 | 2007-10-24 07:00 | COMPLETED | Serial LGIP | Steam Turbine | Storage |  | Natural Gas | Battery |  | 145 | 40 |  | 145 |  | 375.92 |  | Full Capacity |  | Off-Peak Deliverability |  | SAN JOAQUIN | CA | PGAE |  | Tesla-Manteca 115kV line via Schulte Switchyard | 2012-06-01 07:00 | 2012-05-31 07:00 | Waived | Complete | Complete | None | Executed
PALOMAR ENERGY CENTER EXPANSION | 274 | 2007-11-05 | 2007-11-05 08:00 | COMPLETED | Serial LGIP | Generating Facility Type-1: Combined Cycle; Generating Facility Fuel-1: Natural Gas; MWs MW-1: 54 | 54 | [5 empty] | Off-Peak Deliverability |  | SAN DIEGO | CA | SDGE |  | Palomar Energy Switchyard 230 kV | 2008-08-25 07:00 | 2008-08-24 07:00 | Waived | Complete | Complete | None | Executed
DRACKER SOLAR | 294 | 2008-01-15 | 2008-01-16 08:00 | COMPLETED | TC | Photovoltaic | Storage |  | Solar | Battery |  | 485 | 340 |  | 485 |  |  |  | Partial Capacity | 75.2 | Off-Peak Deliverability |  | RIVERSIDE | CA | SCE | None | Colorado River Substation 220kV | 2012-06-01 07:00 |  | NA | Complete | Complete | NA | Executed
ALPAUGH PV SOLAR GENERATION FACILITY | 304 | 2008-02-28 | 2008-02-28 08:00 | COMPLETED | TC | Generating Facility Type-1: Photovoltaic; Generating Facility Fuel-1: Solar; MWs MW-1: 50 | 50 |  |  |  | Full Capacity |  | Off-Peak Deliverability |  | TULARE | CA | PGAE | None | Smyrna-Alpaugh 115kV line | 2010-05-03 07:00 | 2013-03-08 08:00 | NA | Complete | Complete | NA | Executed
MARSH LANDING GENERATION STATION - SIMPLE CYCLE UNITS | 320 | 2008-03-12 | 2008-03-12 07:00 | COMPLETED | TC | Generating Facility Type-1: Combustion Turbine; Generating Facility Fuel-1: Natural Gas; MWs MW-1: 100 | 100 |  |  |  | Full Capacity |  | Off-Peak Deliverability |  | CONTRA COSTA | CA | PGAE |  | Contra Costa Substation 230kV switchyard | 2013-05-01 07:00 | 2013-05-01 07:00 | NA | Complete | Complete | NA | Executed
MARIPOSA ENERGY PROJECT (FKA DGC KELSO CT) | 334 | 2008-04-04 | 2008-04-04 07:00 | COMPLETED | TC | Generating Facility Type-1: Combustion Turbine; Generating Facility Fuel-1: Natural Gas; MWs MW-1: 195.9 | 195.9 |  |  |  | Full Capacity |  | Off-Peak Deliverability |  | ALAMEDA | CA | PGAE |  | Kelso Substation 230kV bus | 2012-06-01 07:00 | 2012-06-30 07:00 | NA | Complete | Complete | NA | Executed
BORREGO SOLAR I | 337 | 2008-04-02 | 2008-04-18 07:00 | COMPLETED | TC | Generating Facility Type-1: Photovoltaic; Generating Facility Fuel-1: Solar; MWs MW-1: 26 | 25.75 |  |  |  | Full Capacity |  | Off-Peak Deliverability |  | SAN DIEGO | CA | SDGE |  | Borrego Substation 69 kV | 2011-04-01 07:00 | 2013-02-12 08:00 | NA | Complete | Complete | NA | Executed
ATWELL ISLAND PV SOLAR GENERATING FACILITY | 340 | 2008-04-02 | 2008-04-22 07:00 | COMPLETED | SGIP | Generating Facility Type-1: Photovoltaic; Generating Facility Fuel-1: Solar; MWs MW-1: 20 | 20 |  |  |  | Full Capacity |  | Off-Peak Deliverability |  | TULARE | CA | PGAE |  | Smyrna-Alpaugh 115kV line | 2010-05-01 07:00 | 2013-03-08 08:00 | System Impact Study | Facilities Study | SGIA | NA | Executed
CUYAMA SOLAR | 356 | 2008-04-28 | 2008-04-28 07:00 | COMPLETED | TC | Generating Facility Type-1: Photovoltaic; Generating Facility Fuel-1: Solar; MWs MW-1: 40 | 40 |  |  |  | Full Capacity |  | Off-Peak Deliverability |  | SAN LUIS OBISPO | CA | PGAE | None | Taft-Cuyama #1 70kV line | 2012-04-01 07:00 | 2017-11-30 08:00 | NA | Complete | Complete | NA | Executed
ALMASOL | 365 | 2008-05-06 | 2008-05-12 07:00 | COMPLETED | TC | Photovoltaic | Storage |  | Solar | Battery |  | 457 | 50 |  | 457 |  |  |  | Full Capacity |  | Off-Peak Deliverability |  | RIVERSIDE | CA | SCE | Eastern | Red Bluff Substation 230kV | 2013-12-28 08:00 | 2022-06-27 07:00 | NA | Complete | Complete | NA | Executed
SOLAR STAR 1 | 407 | 2008-05-30 | 2008-05-30 07:00 | COMPLETED | TC | Generating Facility Type-1: Photovoltaic; Generating Facility Fuel-1: Solar; MWs MW-1: 310 | 310 |  |  |  | Full Capacity |  | Off-Peak Deliverability |  | KERN | CA | SCE | Northern | Cottonwind-Whirlwind 230kV line | 2012-07-01 07:00 | 2015-06-08 07:00 | NA | Complete | Complete | NA | Executed
SOLAR STAR 2 | 408 | 2008-05-30 | 2008-05-30 07:00 | COMPLETED | TC | Generating Facility Type-1: Photovoltaic; Generating Facility Fuel-1: Solar; MWs MW-1: 276 | 276 |  |  |  | Full Capacity |  | Off-Peak Deliverability |  | KERN | CA | SCE | Northern | Cottonwind-Whirlwind 230kV line | 2012-07-01 07:00 | 2015-06-25 07:00 | NA | Complete | Complete | NA | Executed
AV SOLAR ONE PROJECT | 412 | 2008-05-30 | 2008-05-30 07:00 | COMPLETED | TC | Generating Facility Type-1: Photovoltaic; Generating Facility Fuel-1: Solar; MWs MW-1: 250 | 250 |  |  |  | Full Capacity |  | Off-Peak Deliverability |  | LOS ANGELES | CA | SCE | Northern | Whirlwind Substation 230kV | 2012-08-01 07:00 | 2014-06-19 07:00 | NA | Complete | Complete | NA | Executed
SLOTH | 421 | 2008-05-30 | 2008-05-30 07:00 | COMPLETED | TC | Photovoltaic | Storage |  | Solar | Battery |  | 49.5 | 15 |  | 49.5 |  |  |  | Partial Capacity |  | Off-Peak Energy Only |  | RIVERSIDE | CA | SCE | Eastern | Red Bluff Substation 220kV | 2012-02-01 08:00 | 2024-03-26 07:00 | NA | Complete | Complete | NA | Executed
WISTARIA RANCH SOLAR ENERGY | 429 | 2008-05-30 | 2008-05-30 07:00 | COMPLETED | TC | Generating Facility Type-1: Photovoltaic; Generating Facility Fuel-1: Solar; MWs MW-1: 100 | 100 |  |  |  | Full Capacity |  | Off-Peak Deliverability |  | IMPERIAL | CA | SDGE |  | Imperial Valley Substation 230 kV | 2014-07-01 07:00 | 2018-11-06 08:00 | NA | Complete | Complete | NA | Executed
CENTINELA SOLAR ENERGY | 442 | 2008-05-30 | 2008-05-30 07:00 | COMPLETED | TC | Generating Facility Type-1: Photovoltaic; Generating Facility Fuel-1: Solar; MWs MW-1: 125 | 125 |  |  |  | Full Capacity |  | Off-Peak Deliverability |  | IMPERIAL | CA | SDGE |  | Imperial Valley Substation 230 kV | 2013-10-01 07:00 | 2014-07-30 07:00 | NA | Complete | Complete | NA | Executed
AGUA CALIENTE | 468 | 2008-05-30 | 2008-06-02 07:00 | COMPLETED | TC | Generating Facility Type-1: Photovoltaic; Generating Facility Fuel-1: Solar; MWs MW-1: 290 | 290 |  |  |  | Energy Only |  | Off-Peak Deliverability |  | YUMA | AZ | SDGE |  | Hoodoo Wash Switchyard 500 kV | 2012-08-01 07:00 | 2014-06-10 07:00 | NA | Complete | Complete | NA | Executed
BLUE LAKE POWER | 472 | 2010-11-20 | 2008-08-11 07:00 | COMPLETED | SGIP | Steam Turbine | Steam Turbine |  | Biofuel | Biofuel |  | 11 | 0 |  | 0 |  |  |  | Full Capacity |  | Off-Peak Deliverability |  |  |  | PGAE |  | Blue Lake Power Substation | 2008-12-20 08:00 | 2010-09-09 07:00 | None | None | None | NA | Executed
ALPAUGH NORTH PV SOLAR GENERATING FACILITY | 473 | 2008-09-03 | 2008-09-12 07:00 | COMPLETED | SGIP | Generating Facility Type-1: Photovoltaic; Generating Facility Fuel-1: Solar; MWs MW-1: 20 | 20 |  |  |  | Full Capacity |  | Off-Peak Deliverability |  | TULARE | CA | PGAE |  | Smyrna-Alpaugh 115kV line | 2010-05-01 07:00 | 2013-03-08 08:00 | None | Facilities Study | SGIA | NA | Executed
AMERESCO BUTTE COUNTY LANDFILL | 477 | 2009-02-02 | 2009-02-06 08:00 | COMPLETED | SGIP | Generating Facility Type-1: Reciprocating Engine; Generating Facility Fuel-1: Biofuel; MWs MW-1: 4 | 4 |  |  |  | Energy Only |  | Off-Peak Deliverability |  | BUTTE | CA | PGAE |  | Centerville-Table Mountain 60kV line | 2010-03-31 07:00 | 2012-05-15 07:00 | None | None | SGIA | NA | Executed
CORCORAN PV GENERATION FACILITY | 478 | 2009-02-17 | 2009-02-17 08:00 | COMPLETED | SGIP | Generating Facility Type-1: Photovoltaic; Generating Facility Fuel-1: Solar; MWs MW-1: 20 | 20 |  |  |  | Full Capacity |  | Off-Peak Deliverability |  | KINGS | CA | PGAE |  | Corcoran-Kingsburg 115kV #2 line | 2011-11-01 07:00 | 2013-08-14 07:00 | None | Facilities Study | SGIA | NA | Executed
WHITE RIVER PV 20MVA SOLAR GENERATION FACILITY | 479 | 2009-03-13 | 2009-03-13 07:00 | COMPLETED | SGIP | Generating Facility Type-1: Photovoltaic; Generating Facility Fuel-1: Solar; MWs MW-1: 20 | 20 |  |  |  | Full Capacity |  | Off-Peak Deliverability |  | TULARE | CA | PGAE |  | Smyrna-Alpaugh 115kV line | 2011-10-01 07:00 | 2013-06-25 07:00 | None | Facilities Study | SGIA | NA | Executed
BVBP REPOWERING PROJECT | 481 | 2009-04-06 | 2009-04-20 07:00 | COMPLETED | SGIP | Generating Facility Type-1: Steam Turbine; Generating Facility Fuel-1: Biofuel; MWs MW-1: 18.4 | 18.4 |  |  |  | Energy Only |  | Off-Peak Deliverability |  | AMADOR | CA | PGAE |  | Valley Springs-Martel #2 60kV line | 2010-04-01 07:00 | 2012-01-30 08:00 | None | Facilities Study | SGIA | NA | Executed
ATWELL WEST PV SOLAR GENERATING FACILITY | 482 | 2009-04-24 | 2009-04-24 07:00 | COMPLETED | SGIP | Generating Facility Type-1: Photovoltaic; Generating Facility Fuel-1: Solar; MWs MW-1: 20 | 20 |  |  |  | Full Capacity |  | Off-Peak Deliverability |  | TULARE | CA | PGAE |  | Smyrna-Alpaugh 115kV line | 2012-08-01 07:00 | 2015-06-11 07:00 | None | Facilities Study | SGIA | NA | Executed
LOST HILLS SOLAR | 484 | 2009-06-11 | 2009-06-11 07:00 | COMPLETED | SGIP | Generating Facility Type-1: Photovoltaic; Generating Facility Fuel-1: Solar; MWs MW-1: 20 | 20 |  |  |  | Full Capacity |  | Off-Peak Deliverability |  | SAN FRANCISCO | CA | PGAE |  | Arco-Carneras 70 kV Line | 2013-12-31 08:00 | 2015-04-10 07:00 | None | Facilities Study | SGIA | NA | Executed
OCOTILLO EXPRESS | 493 | 2009-07-16 | 2009-07-31 07:00 | COMPLETED | C01 | Generating Facility Type-1: Wind Turbine; Generating Facility Fuel-1: Wind Turbine; MWs MW-1: 265.44 | 265.44 |  |  |  | Full Capacity |  | Off-Peak Deliverability |  | IMPERIAL | CA | SDGE |  | Ocotillo Switchyard 500 kV | 2013-12-31 08:00 | 2013-07-30 07:00 | NA | Complete | Complete | NA | Executed
TULLOCH POWERHOUSE | 495 | 2009-07-24 | 2009-07-31 07:00 | COMPLETED | C01 | Generating Facility Type-1: Hydro; Generating Facility Fuel-1: Water; MWs MW-1: 7.2 | 7.2 |  |  |  | Full Capacity |  | Off-Peak Deliverability |  | TUOLUMNE | CA | PGAE |  | Tulloch 115kV tap | 2011-10-01 07:00 | 2012-03-31 07:00 | NA | Complete | Complete | NA | Executed
SILVER STATE SOUTH SOLAR PROJECT (FKA SILVER STATE SOLAR II) | 502 | 2009-07-28 | 2009-07-31 07:00 | COMPLETED | C01 | Generating Facility Type-1: Photovoltaic; Generating Facility Fuel-1: Solar; MWs MW-1: 20 | 20 |  |  |  | Full Capacity |  | Off-Peak Deliverability |  | CLARK | NV | SCE | EOP | Eldorado-Ivanpah 230kV line | 2016-05-01 07:00 | 2016-08-23 07:00 | NA | Complete | Complete | NA | Executed
CMS2 (FKA BOULDER CITY PV) | 503 | 2009-07-28 | 2009-07-31 07:00 | COMPLETED | C01 | Generating Facility Type-1: Photovoltaic; Generating Facility Fuel-1: Solar; MWs MW-1: 155 | 155 |  |  |  | Full Capacity |  | Off-Peak Deliverability |  | CLARK | NV | SDGE |  | Merchant Switchyard 230 kV | 2016-01-01 08:00 | 2015-06-14 07:00 | NA | Complete | Complete | NA | Executed
EL CAJON ENERGY CENTER | 509 | 2009-07-31 | 2009-07-31 07:00 | COMPLETED | C01 | Generating Facility Type-1: Combustion Turbine; Generating Facility Fuel-1: Natural Gas; MWs MW-1: 49.9 | 49.9 |  |  |  | Full Capacity |  | Off-Peak Deliverability |  | SAN DIEGO | CA | SDGE |  | El Cajon Substation 69 kV | 2010-06-15 07:00 | 2010-10-31 07:00 | NA | Complete | None | NA | Executed
IV SUBSTATION SOUTH | 510 | 2009-07-31 | 2009-07-31 07:00 | COMPLETED | C01 | Generating Facility Type-1: Photovoltaic; Generating Facility Fuel-1: Solar; MWs MW-1: 130 | 130 |  |  |  | Full Capacity |  | Off-Peak Deliverability |  | IMPERIAL | CA | SDGE |  | Imperial Valley Substation 230 kV | 2012-07-01 07:00 | 2013-10-11 07:00 | NA | Complete | Complete | NA | Executed
OLD RIVER 1 | 517 | 2009-08-19 | 2009-08-19 07:00 | COMPLETED | SGIP | Generating Facility Type-1: Photovoltaic; Generating Facility Fuel-1: Solar; MWs MW-1: 20 | 20 |  |  |  | Full Capacity |  | Off-Peak Deliverability |  | KERN | CA | PGAE |  | Kern-Old River #1 70kV line | 2012-12-31 08:00 | 2014-12-30 08:00 | None | Facilities Study | SGIA | NA | Executed
PAIGE SOLAR | 526 | 2009-09-11 | 2009-09-11 07:00 | COMPLETED | SGIP | Generating Facility Type-1: Photovoltaic; Generating Facility Fuel-1: Solar; MWs MW-1: 20 | 20 |  |  |  | Energy Only |  | Off-Peak Deliverability |  | FRESNO | CA | PGAE | None | Schindler-Coalinga #2 70kV line | 2012-01-01 08:00 | 2017-03-09 08:00 | None | Facilities Study | SGIA | NA | Executed
FRESHWATER SOLAR GENERATING FACILITY (FKA SWEETWATER PV 20MVA SOLAR GENERATING FACILITY) | 529 | 2009-10-19 | 2009-10-19 07:00 | COMPLETED | SGIP | Generating Facility Type-1: Photovoltaic; Generating Facility Fuel-1: Solar; MWs MW-1: 20 | 20 |  |  |  | Energy Only |  | Off-Peak Deliverability |  | KINGS | CA | PGAE |  | Corcoran- Kingsburg #1 115kV line | 2013-08-01 07:00 | 2016-01-15 08:00 | None | Facilities Study | SGIA | NA | Executed
WHITNEY POINT SOLAR | 532 | 2009-11-02 | 2009-11-02 08:00 | COMPLETED | SGIP | Generating Facility Type-1: Photovoltaic; Generating Facility Fuel-1: Solar; MWs MW-1: 20 | 20 |  |  |  | Energy Only |  | Off-Peak Deliverability |  | FRESNO | CA | PGAE | None | Schindler-Huron-Gates 70kV line | 2012-01-01 08:00 | 2017-04-15 07:00 | None | Facilities Study | SGIA | NA | Executed
VEGA SOLAR (FKA: FRV VEGA SOLAR) | 548 | 2009-11-19 | 2010-01-15 08:00 | COMPLETED | SGIP | Generating Facility Type-1: Photovoltaic; Generating Facility Fuel-1: Solar; MWs MW-1: 20 | 20 |  |  |  | Energy Only |  | Off-Peak Deliverability |  | KINGS | CA | PGAE | None | Mercy Springs Substation 70kV | 2011-10-31 07:00 | 2015-03-23 07:00 | None | Facilities Study | SGIA | NA | Executed
WHITE RIVER 2 (FKA:WHITE RIVER WEST 19.75 MW PV GENERATION FACILTY) | 557 | 2010-01-27 | 2010-02-01 08:00 | COMPLETED | C02 | Generating Facility Type-1: Photovoltaic; Generating Facility Fuel-1: Solar; MWs MW-1: 19.75 | 19.75 |  |  |  | Full Capacity |  | Off-Peak Deliverability |  | TULARE | CA | PGAE |  | Smyrna-Alpaugh 115kV line | 2013-04-01 07:00 | 2014-10-01 07:00 | NA | Complete | Complete | NA | Executed
CORCORAN 2 GENERATING FACILITY (FKA: CORCORAN WEST 19.75 MW PV GENERATION FACILTY) | 558 | 2010-01-27 | 2010-02-01 08:00 | COMPLETED | C02 | Generating Facility Type-1: Photovoltaic; Generating Facility Fuel-1: Solar; MWs MW-1: 19.75 | 19.75 |  |  |  | Full Capacity |  | Off-Peak Deliverability |  | KINGS | CA | PGAE |  | Corcoran-Kingsburg #2 115kV | 2013-06-01 07:00 | 2015-05-20 07:00 | NA | Complete | Complete | NA | Executed
REGULUS SOLAR (FKA FRV REGULUS SOLAR) | 559 | 2010-01-27 | 2010-02-01 08:00 | COMPLETED | C02 | Generating Facility Type-1: Photovoltaic; Generating Facility Fuel-1: Solar; MWs MW-1: 60 | 60 |  |  |  | Full Capacity |  | Off-Peak Deliverability |  | KERN | CA | PGAE |  | Wheeler Ridge-Lamont 115kV | 2012-07-01 07:00 | 2014-11-11 08:00 | NA | Complete | Complete | NA | Executed
RUSSELL CITY ENERGY CENTER FD3 UPGRADE | 568 | 2010-01-28 | 2010-02-01 08:00 | COMPLETED | C02 | Generating Facility Type-1: Combined Cycle; Generating Facility Fuel-1: Natural Gas; MWs MW-1: 25 | 25 |  |  |  | Full Capacity |  | Off-Peak Deliverability |  | ALAMEDA | CA | PGAE |  | Eastshore Substation 230kV Bus | 2013-05-01 07:00 | 2013-08-08 07:00 | NA | Complete | Complete | NA | Executed
PIO PICO ENERGY CENTER | 574 | 2010-01-29 | 2010-02-01 08:00 | COMPLETED | C02 | Generating Facility Type-1: Combustion Turbine; Generating Facility Fuel-1: Natural Gas; MWs MW-1: 308 | 308 |  |  |  | Full Capacity |  | Off-Peak Deliverability |  | SAN DIEGO | CA | SDGE |  | Otay Mesa Switchyard 230 kV | 2013-05-01 07:00 | 2016-11-03 07:00 | NA | Complete | Complete | NA | Executed
BLYTHE MESA SOLAR | 576 | 2010-01-29 | 2010-02-01 08:00 | COMPLETED | C02 | Photovoltaic | Storage |  | Solar | Battery |  | 224 | 112 |  | 224 |  |  |  | Full Capacity |  | Off-Peak Deliverability |  | RIVERSIDE | CA | SCE | Eastern | Colorado River Sub 230kV Bus | 2013-12-31 08:00 | 2022-12-22 08:00 | NA | Complete | Complete | NA | Executed
SOLAR STAR CALIFORNIA XIII (QUINTO) | 577 | 2010-01-29 | 2010-02-01 08:00 | COMPLETED | C02 | Generating Facility Type-1: Photovoltaic; Generating Facility Fuel-1: Solar; MWs MW-1: 110 | 110 |  |  |  | Full Capacity |  | Off-Peak Deliverability |  | MERCED | CA | PGAE |  | Los Banos-Westley 230kV | 2013-12-31 08:00 | 2015-11-30 08:00 | NA | Complete | Complete | NA | Executed
HENRIETTA SOLAR (FKA SUNPOWER HENRIETTA SOLAR) | 581 | 2010-01-29 | 2010-02-01 08:00 | COMPLETED | C02 | Generating Facility Type-1: Photovoltaic; Generating Facility Fuel-1: Solar; MWs MW-1: 100 | 100 |  |  |  | Full Capacity |  | Off-Peak Deliverability |  | KINGS | CA | PGAE | None | Henrietta-GWF 115 kV Line | 2013-05-01 07:00 | 2016-08-15 07:00 | NA | Complete | Complete | NA | Executed
CAMPO VERDE SOLAR (FKA USS WIXOM SOLAR 1) | 590 | 2010-01-29 | 2010-02-01 08:00 | COMPLETED | C02 | Generating Facility Type-1: Photovoltaic; Generating Facility Fuel-1: Solar; MWs MW-1: 147 | 147 |  |  |  | Full Capacity |  | Off-Peak Deliverability |  | IMPERIAL | CA | SDGE |  | Imperial Valley Substation 230 kV | 2012-12-31 08:00 | 2013-10-22 07:00 | NA | Complete | Complete | NA | Executed
CATALINA SOLAR | 602 | 2010-01-30 | 2010-02-01 08:00 | COMPLETED | C02 | Generating Facility Type-1: Photovoltaic; Generating Facility Fuel-1: Solar; MWs MW-1: 145.44 | 145.44 |  |  |  | Full Capacity |  | Off-Peak Deliverability |  | KERN | CA | SCE | Northern | Whirlwind Substation 230kV | 2013-07-01 07:00 | 2022-12-29 08:00 | NA | Complete | Complete | NA | Executed
TRACY - ADDITIONAL CAPACITY | 606 | 2010-02-01 | 2010-02-01 08:00 | COMPLETED | C02 | Generating Facility Type-1: Combined Cycle; Generating Facility Fuel-1: Natural Gas; MWs MW-1: 20 | 20 |  |  |  | Full Capacity |  | Off-Peak Deliverability |  | SAN JOAQUIN | CA | PGAE |  | Schulte Switching Station 115kV bus | 2012-06-01 07:00 | 2012-05-31 07:00 | NA | Complete | Complete | NA | Executed
NORTH STAR SOLAR 1 | 607 | 2010-02-01 | 2010-02-01 08:00 | COMPLETED | C02 | Generating Facility Type-1: Photovoltaic; Generating Facility Fuel-1: Solar; MWs MW-1: 60 | 60 |  |  |  | Full Capacity |  | Off-Peak Deliverability |  | FRESNO | CA | PGAE |  | Mendota Substation 115 kV bus | 2012-10-01 07:00 | 2015-06-20 07:00 | NA | Complete | Complete | NA | Executed
IMPERIAL VALLEY WEST | 608 | 2010-02-01 | 2010-02-01 08:00 | COMPLETED | C02 | Generating Facility Type-1: Photovoltaic; Generating Facility Fuel-1: Solar; MWs MW-1: 150 | 150 |  |  |  | Full Capacity |  | Off-Peak Deliverability |  | IMPERIAL | CA | SDGE |  | Imperial Valley Substation 230 kV | 2013-05-01 07:00 | 2016-01-21 08:00 | NA | Complete | Complete | NA | Executed
MARICOPA WEST SOLAR PV (FKA COPUS SOLAR ONE) | 620 | 2010-04-26 | 2010-04-26 07:00 | COMPLETED | SGIP | Generating Facility Type-1: Photovoltaic; Generating Facility Fuel-1: Solar; MWs MW-1: 20 | 20 |  |  |  | Full Capacity |  | Off-Peak Deliverability |  | KERN | CA | PGAE |  | Copus Road Sub 70kV bus | 2014-12-31 08:00 | 2015-12-12 08:00 | None | Facilities Study | SGIA | NA | Executed
ORION SOLAR I (FKA: FRV ORION KERN SOLAR) | 621A | 2010-05-05 | 2010-05-05 07:00 | COMPLETED | SGIP | Generating Facility Type-1: Photovoltaic; Generating Facility Fuel-1: Solar; MWs MW-1: 20 | 20 |  |  |  | Full Capacity |  | Off-Peak Deliverability |  | KERN | CA | PGAE |  | Weedpatch - San Bernard 70 KV line | 2012-04-02 07:00 | 2014-06-26 07:00 | None | Facilities Study | SGIA | NA | Executed
ADOBE SOLAR (FKA FRV ADOBE SOLAR) | 622B | 2010-05-05 | 2010-05-05 07:00 | COMPLETED | SGIP | Generating Facility Type-1: Photovoltaic; Generating Facility Fuel-1: Solar; MWs MW-1: 20 | 20 |  |  |  | Full Capacity |  | Off-Peak Deliverability |  | KERN | CA | PGAE |  | Wheeler Ridge-Lamont 115 kv | 2012-03-31 07:00 | 2014-05-21 07:00 | None | Facilities Study | SGIA | NA | Executed
ADAMS EAST | 632 | 2010-05-25 | 2010-05-25 07:00 | COMPLETED | SGIP | Generating Facility Type-1: Photovoltaic; Generating Facility Fuel-1: Solar; MWs MW-1: 19 | 19 |  |  |  | Full Capacity |  | Off-Peak Deliverability | Group A | FRESNO | CA | PGAE |  | Wesix 70kV Tap | 2012-12-31 08:00 | 2014-12-13 08:00 | None | Facilities Study | SGIA | NA | Executed
SUMMER WHEAT SOLAR FARM | 632B | 2010-06-01 | 2010-06-01 07:00 | COMPLETED | SGIP-TC | Generating Facility Type-1: Photovoltaic; Generating Facility Fuel-1: Solar; MWs MW-1: 20 | 18.5 |  |  |  | Full Capacity |  | Off-Peak Deliverability |  | FRESNO | CA | PGAE | None | Stroud switching station 70kV | 2012-12-01 08:00 | 2018-10-11 07:00 | NA | Complete | Complete | NA | Executed
WESTLANDS SOLAR FARM PV1 | 633 | 2010-06-02 | 2010-06-02 07:00 | COMPLETED | SGIP | Generating Facility Type-1: Photovoltaic; Generating Facility Fuel-1: Solar; MWs MW-1: 18 | 18 |  |  |  | Full Capacity |  | Off-Peak Deliverability | Group A | FRESNO | CA | PGAE | None | Gates-Coalinga 70 kV Line #1 | 2012-11-30 08:00 | 2014-02-14 08:00 | None | Facilities Study | SGIA | NA | Executed
KANSAS | 636 | 2010-07-02 | 2010-07-06 07:00 | COMPLETED | SGIP | Generating Facility Type-1: Photovoltaic; Generating Facility Fuel-1: Solar; MWs MW-1: 20 | 20 |  |  |  | Full Capacity |  | Off-Peak Deliverability |  | KINGS | CA | PGAE | None | Leprino Food (Lemoore) 115 kV Tap Line | 2012-12-31 08:00 | 2014-12-18 08:00 | None | Facilities Study | SGIA | NA | Executed
KANSAS SOUTH | 637 | 2010-07-02 | 2010-07-06 07:00 | COMPLETED | SGIP | Generating Facility Type-1: Photovoltaic; Generating Facility Fuel-1: Solar; MWs MW-1: 20 | 20 |  |  |  | Full Capacity |  | Off-Peak Deliverability | Group A | KINGS | CA | PGAE | None | Henrietta-Jacobs Corner 70kV | 2012-12-31 08:00 | 2013-06-06 07:00 | None | Facilities Study | SGIA | NA | Executed
DESERT HARVEST | 643AE | 2010-07-30 | 2010-07-31 07:00 | COMPLETED | C03 | Photovoltaic | Storage |  | Solar | Battery |  | 150 | 35 |  | 150 |  |  |  | Partial Capacity | 65 | Off-Peak Deliverability |  | RIVERSIDE | CA | SCE | Eastern | Red Bluff Sub 230kV Bus | 2014-01-01 08:00 | 2020-12-11 08:00 | NA | Complete | Complete | NA | Executed
WILLOW SPRINGS 2 | 643AJ | 2010-07-30 | 2010-07-31 07:00 | COMPLETED | C03 | Generating Facility Type-1: Photovoltaic; Generating Facility Fuel-1: Solar; MWs MW-1: 100 | 100 |  |  |  | Full Capacity |  | Off-Peak Deliverability |  | KERN | CA | SCE | Northern | Whirlwind Sub 230 kV Bus | 2013-06-01 07:00 | 2019-01-29 08:00 | NA | Complete | Complete | NA | Executed
CENTINELA SOLAR ENERGY EXPANSION (45 MW) | 643AM | 2010-07-30 | 2010-07-31 07:00 | COMPLETED | C03 | Generating Facility Type-1: Photovoltaic; Generating Facility Fuel-1: Solar; MWs MW-1: 45 | 45 |  |  |  | Full Capacity |  | Off-Peak Deliverability |  | IMPERIAL | CA | SDGE |  | Imperial Valley Substation 230 kV | 2014-03-01 08:00 | 2014-08-15 07:00 | NA | Complete | Complete | NA | Executed
SPI ANDERSON 2 | 643G | 2010-07-20 | 2010-07-31 07:00 | COMPLETED | C03 | Steam Turbine | Steam Turbine |  | Biofuel | Biofuel |  | 27.15 | 27.15 |  | 27.15 |  |  |  | Full Capacity |  | Off-Peak Deliverability |  |  |  | PGAE |  | Cascade-Cottonwood 115 kV | 2012-03-01 08:00 | 2015-09-09 07:00 | NA | Complete | Complete | NA | Executed
NORTH ROSAMOND SOLAR | 643R | 2010-07-30 | 2010-07-31 07:00 | COMPLETED | C03 | Photovoltaic | Storage |  | Solar | Battery |  | 153 | 100 |  | 153 |  | 25 |  | Partial Capacity | 13.95 | Off-Peak Deliverability |  | KERN | CA | SCE | Northern | Whirlwind Sub 230 kV Bus | 2013-06-01 07:00 | 2019-06-11 07:00 | NA | Complete | Complete | NA | Executed
MESQUITE SOLAR 1 (FKA MESQUITE GENERATION) | 643T | 2010-07-30 | 2010-07-31 07:00 | COMPLETED | C03 | Generating Facility Type-1: Photovoltaic; Generating Facility Fuel-1: Solar; MWs MW-1: 165 | 165 |  |  |  | Full Capacity |  | Off-Peak Deliverability |  | MARICOPA | AZ | SDGE |  | Hassayampa Common Bus 500 kV | 2015-10-31 07:00 | 2014-01-01 08:00 | NA | Complete | None | NA | Executed
RE MUSTANG | 643W | 2010-07-08 | 2010-07-31 07:00 | COMPLETED | C03 | Photovoltaic | Storage |  | Solar | Battery |  | 100 | 75 |  | 100 |  |  |  | Full Capacity |  | Off-Peak Deliverability |  | KINGS | CA | PGAE | None | Gates-Gregg 230 kV and Gates-McCall 230 kV | 2014-06-30 07:00 | 2021-10-29 07:00 | NA | Complete | Complete | NA | Executed
RE TRANQUILLITY | 643X | 2010-07-30 | 2010-07-31 07:00 | COMPLETED | C03 | Photovoltaic | Storage |  | Solar | Battery |  | 200 | 72 |  | 200 |  |  |  | Full Capacity |  | Off-Peak Deliverability |  | FRESNO | CA | PGAE | None | Helm-Panoche 230 kV and Panoche-Kearney 230kV | 2014-06-30 07:00 | 2022-03-16 07:00 | NA | Complete | Complete | NA | Executed
CHOWCHILLA SOLAR PROJECT | 644 | 2010-08-16 | 2010-08-16 07:00 | COMPLETED | SGIP-TC | Generating Facility Type-1: Photovoltaic; Generating Facility Fuel-1: Solar; MWs MW-1: 20 | 20 |  |  |  | Energy Only |  | Off-Peak Deliverability |  | MADERA | CA | PGAE |  | Dairyland - Legrand 115 kV | 2012-01-03 08:00 | 2015-12-23 08:00 | NA | Complete | Complete | NA | Executed
JACUMBA SOLAR FARM | 644A | 2010-08-17 | 2010-08-17 07:00 | COMPLETED | SGIP-TC | Generating Facility Type-1: Photovoltaic; Generating Facility Fuel-1: Solar; MWs MW-1: 20 | 20 |  |  |  | Full Capacity |  | Off-Peak Deliverability |  | SAN DIEGO | CA | SDGE |  | East County Substation 138 kV | 2012-05-01 07:00 | 2017-07-25 07:00 | NA | Complete | Complete | NA | Executed
KENT SOUTH | 650AB | 2010-09-08 | 2010-09-08 07:00 | COMPLETED | SGIP-TC | Generating Facility Type-1: Photovoltaic; Generating Facility Fuel-1: Solar; MWs MW-1: 20 | 20 |  |  |  | Full Capacity |  | Off-Peak Deliverability | Group A | KINGS | CA | PGAE |  | Henrietta-Tulare Lake 70kV | 2012-12-31 08:00 | 2014-12-24 08:00 | NA | Complete | Complete | NA | Executed
WEST ANTELOPE SOLAR (FKA: TA - ACACIA) | 651A | 2010-09-21 | 2010-09-21 07:00 | COMPLETED | SGIP-TC | Generating Facility Type-1: Photovoltaic; Generating Facility Fuel-1: Solar; MWs MW-1: 20 | 20 |  |  |  | Full Capacity |  | Off-Peak Deliverability |  | LOS ANGELES | CA | SCE | None | Antlelope Sub 66 kV Bus | 2012-06-30 07:00 | 2014-11-13 08:00 | NA | Complete | Complete | NA | Executed
PUMPJACK SOLAR I (AKA PIONEER SOLAR I) | 653B | 2010-09-29 | 2010-09-29 07:00 | COMPLETED | SGIP-TC | Photovoltaic | Storage |  | Solar | Battery |  | 20 | 20 |  | 20 |  | 20 |  | Partial Capacity |  | Off-Peak Deliverability |  | KERN | CA | PGAE |  | Belridge - Temblor 115 kV | 2013-05-01 07:00 | 2015-01-27 08:00 | NA | Complete | Complete | NA | Executed
SOUTH KERN SOLAR PV PLANT | 653EA | 2010-09-30 | 2010-09-30 07:00 | COMPLETED | SGIP-TC | Generating Facility Type-1: Photovoltaic; Generating Facility Fuel-1: Solar; MWs MW-1: 20 | 20 |  |  |  | Full Capacity |  | Off-Peak Deliverability |  | KERN | CA | PGAE |  | Copus-Old River 70 kV | 2012-04-01 07:00 | 2015-04-07 07:00 | NA | Complete | Complete | NA | Executed
WESTERN ANTELOPE DRY RANCH | 653H | 2010-10-20 | 2010-10-20 07:00 | COMPLETED | SGIP-TC | Generating Facility Type-1: Photovoltaic; Generating Facility Fuel-1: Solar; MWs MW-1: 10 | 10 |  |  |  | Full Capacity |  | Off-Peak Deliverability |  | LOS ANGELES | CA | SCE | Northern | Antelope Sub 66 kV Bus | 2013-12-31 08:00 | 2016-12-01 08:00 | NA | Complete | Complete | NA | Executed
WILDWOOD SOLAR I (FKA GOOSE LAKE SOLAR I) | 654 | 2010-10-25 | 2010-10-25 07:00 | COMPLETED | SGIP-TC | Generating Facility Type-1: Photovoltaic; Generating Facility Fuel-1: Solar; MWs MW-1: 20 | 20 |  |  |  | Full Capacity |  | Off-Peak Deliverability |  | KERN | CA | PGAE | None | Semitropic-Midway #2 115kV | 2013-05-01 07:00 | 2015-02-19 08:00 | NA | Complete | Complete | NA | Executed
CENTRAL ANTELOPE SOLAR (FKA WESTERN ANTELOPE BLUE SKY RANCH B) | 659 | 2010-12-15 | 2010-12-15 08:00 | COMPLETED | SGIP-TC | Generating Facility Type-1: Photovoltaic; Generating Facility Fuel-1: Solar; MWs MW-1: 20 | 20 |  |  |  | Full Capacity |  | Off-Peak Deliverability |  | LOS ANGELES | CA | SCE | Northern | Antelope Sub 66 kV Bus | 2013-12-31 08:00 | 2016-05-06 07:00 | NA | Complete | Complete | NA | Executed
WESTERN ANTELOPE BLUE SKY RANCH A | 660 | 2010-12-15 | 2010-12-15 08:00 | COMPLETED | SGIP-TC | Generating Facility Type-1: Photovoltaic; Generating Facility Fuel-1: Solar; MWs MW-1: 20 | 20 |  |  |  | Full Capacity |  | Off-Peak Deliverability |  | LOS ANGELES | CA | SCE | Northern | Antelope Sub 66 kV Bus | 2013-12-31 08:00 | 2014-11-14 08:00 | NA | Complete | Complete | NA | Executed
SIERRA SOLAR GWX (FKA SILVER SUN GREENWORKS) | 662 | 2010-12-15 | 2010-12-15 08:00 | COMPLETED | SGIP-TC | Generating Facility Type-1: Photovoltaic; Generating Facility Fuel-1: Solar; MWs MW-1: 20 | 20 |  |  |  | Full Capacity |  | Off-Peak Deliverability |  | LOS ANGELES | CA | SCE | Northern | Antelope Sub 66 kV Bus | 2013-12-31 08:00 | 2015-11-30 08:00 | NA | Complete | Complete | NA | Executed
BURFORD GIFFEN | 679 | 2011-03-31 | 2011-03-31 07:00 | COMPLETED | C04 | Generating Facility Type-1: Photovoltaic; Generating Facility Fuel-1: Solar; MWs MW-1: 20 | 20 |  |  |  | Full Capacity |  | Off-Peak Deliverability |  | FRESNO | CA | PGAE | None | Giffen substation 70 KV | 2013-09-05 07:00 | 2017-06-16 07:00 | NA | Complete | Complete | NA | Executed
FRONTIER SOLAR | 705 | 2011-03-28 | 2011-03-31 07:00 | COMPLETED | C04 | Generating Facility Type-1: Photovoltaic; Generating Facility Fuel-1: Solar; MWs MW-1: 20 | 20 |  |  |  | Full Capacity |  | Off-Peak Deliverability |  | KERN | CA | PGAE | None | Arco-Carneras 70 kV line | 2013-09-05 07:00 | 2019-02-05 08:00 | NA | Complete | Complete | NA | Executed
GOLDEN HILLS 2 WIND | 709 | 2011-03-31 | 2011-03-31 07:00 | COMPLETED | C04 | Generating Facility Type-1: Wind Turbine; Generating Facility Fuel-1: Wind Turbine; MWs MW-1: 36 | 36 |  |  |  | Full Capacity |  | Off-Peak Deliverability |  | ALAMEDA | CA | PGAE |  | Tesla Sub 115 KV | 2013-12-31 08:00 | 2015-12-18 08:00 | NA | Complete | Complete | NA | Executed
LOTUS SOLAR FARM | 723 | 2011-03-31 | 2011-03-31 07:00 | COMPLETED | C04 | Generating Facility Type-1: Photovoltaic; Generating Facility Fuel-1: Solar; MWs MW-1: 50 | 50 |  |  |  | Full Capacity |  | Off-Peak Deliverability |  | MADERA | CA | PGAE |  | Borden 70kV | 2014-07-01 07:00 | 2020-05-30 07:00 | NA | Complete | Complete | NA | Executed
RE ASTORIA | 746 | 2011-03-31 | 2011-03-31 07:00 | COMPLETED | C04 | Generating Facility Type-1: Photovoltaic; Generating Facility Fuel-1: Solar; MWs MW-1: 175 | 175 |  |  |  | Full Capacity |  | Off-Peak Deliverability |  | KERN | CA | SCE | Northern | Whirlwind Substation 220kV | 2014-12-31 08:00 | 2016-10-31 07:00 | NA | Complete | Complete | NA | Executed
MORELOS DEL SOL (FKA TWISSLEMAN I) | 775 | 2011-03-31 | 2011-03-31 07:00 | COMPLETED | C04 | Generating Facility Type-1: Photovoltaic; Generating Facility Fuel-1: Solar; MWs MW-1: 15 | 15 |  |  |  | Full Capacity |  | Off-Peak Deliverability |  | KERN | CA | PGAE |  | Arco-Twisselman 70 KV | 2014-07-10 07:00 | 2015-11-25 08:00 | NA | Complete | Complete | NA | Executed
NORTH LANCASTER SOLAR (FKA WESTERN ANTELOPE DRY RANCH ADDITION) | 778 | 2011-03-31 | 2011-03-31 07:00 | COMPLETED | C04 | Generating Facility Type-1: Photovoltaic; Generating Facility Fuel-1: Solar; MWs MW-1: 20 | 20 |  |  |  | Energy Only |  | Off-Peak Deliverability |  | LOS ANGELES | CA | SCE | Northern | Antelope Substation 66 kV bus | 2013-12-31 08:00 | 2016-12-31 08:00 | NA | Complete | Complete | NA | Executed
KINGBIRD SOLAR A (FKA AV SOLAR RANCH 2-A) | 795 | 2011-03-31 | 2011-03-31 07:00 | COMPLETED | C04 | Generating Facility Type-1: Photovoltaic; Generating Facility Fuel-1: Solar; MWs MW-1: 20 | 20 |  |  |  | Full Capacity |  | Off-Peak Deliverability |  | KERN | CA | SCE | Northern | Whirlwind Substation 230 kV bus | 2013-08-30 07:00 | 2016-04-30 07:00 | NA | Complete | Complete | NA | Executed
KINGBIRD SOLAR B (FKA AV SOLAR RANCH 2-B | 796 | 2011-03-31 | 2011-03-31 07:00 | COMPLETED | C04 | Generating Facility Type-1: Photovoltaic; Generating Facility Fuel-1: Solar; MWs MW-1: 20 | 20 |  |  |  | Full Capacity |  | Off-Peak Deliverability |  | KERN | CA | SCE | Northern | Whirlwind Substation 230 kV bus | 2013-08-30 07:00 | 2016-04-30 07:00 | NA | Complete | Complete | NA | Executed
PV2 PANOCHE VALLEY SOLAR (AKA SGE PANOCHE VALLEY SOLAR) | 829 | 2011-03-31 | 2011-03-31 07:00 | COMPLETED | C04 | Generating Facility Type-1: Photovoltaic; Generating Facility Fuel-1: Solar; MWs MW-1: 140 | 140 |  |  |  | Full Capacity |  | Off-Peak Deliverability |  | SAN BENITO | CA | PGAE |  | Moss-Panoche and Coburn-Panoche 230 KV | 2015-12-30 08:00 | 2018-11-26 08:00 | NA | Complete | Complete | NA | Executed
BLUE HORNET SOLAR | 838 | 2011-03-31 | 2011-03-31 07:00 | COMPLETED | C04 | Generating Facility Type-1: Photovoltaic; Generating Facility Fuel-1: Solar; MWs MW-1: 100 | 100 |  |  |  | Full Capacity |  | Off-Peak Deliverability |  | IMPERIAL | CA | SDGE |  | Imperial Valley Substation 230 kV | 2015-12-31 08:00 | 2022-11-04 07:00 | NA | Complete | Complete | NA | Executed
COPPER MOUNTAIN SOLAR 4 | 855 | 2011-03-31 | 2011-03-31 07:00 | COMPLETED | C04 | Generating Facility Type-1: Photovoltaic; Generating Facility Fuel-1: Solar; MWs MW-1: 92 | 92 |  |  |  | Full Capacity |  | Off-Peak Deliverability |  | CLARK | NV | SDGE |  | Merchant Switchyard 230 kV | 2013-02-28 08:00 | 2016-12-02 08:00 | NA | Complete | Complete | NA | Executed
VASCO WIND PROJECT | 860 | 2011-03-31 | 2011-03-31 07:00 | COMPLETED | ISP | Generating Facility Type-1: Wind Turbine; Generating Facility Fuel-1: Wind Turbine; MWs MW-1: 3.1 | 3.1 |  |  |  | Partial Capacity | 40.12 | Off-Peak Deliverability | Group B | CONTRA COSTA | CA | PGAE | None | Lone Tree-Cayetano at the Jackson Substation | 2011-12-01 08:00 | 2011-11-30 08:00 | NA | Complete | Complete | NA
CALIFORNIA FLATS SOLAR | 877 | 2012-03-23 | 2012-04-02 07:00 | COMPLETED | C05 | Photovoltaic | Storage |  | Solar | Battery |  | 280 | 60 |  | 280 |  |  |  | Full Capacity |  | Off-Peak Deliverability |  | MONTEREY | CA | PGAE | None | Morro-Gates 230kV line | 2015-10-30 07:00 | 2019-03-05 08:00 | NA | Complete | Complete | NA | Executed
SKIC SOLAR | 885 | 2012-04-02 | 2012-04-02 07:00 | COMPLETED | C05 | Generating Facility Type-1: Photovoltaic; Generating Facility Fuel-1: Solar; MWs MW-1: 10 | 10 |  |  |  | Full Capacity |  | Off-Peak Deliverability |  | KERN | CA | PGAE | None | Copus-Old River 70 kV line | 2015-01-01 08:00 | 2017-01-05 08:00 | NA | Complete | Complete | NA | Executed
RIO BRAVO SOLAR 1 | 900 | 2012-04-02 | 2012-04-02 07:00 | COMPLETED | C05 | Photovoltaic | Storage |  | Solar | Battery |  | 20 | 20 |  | 20 |  | 20 |  | Partial Capacity | 10 | Off-Peak Deliverability |  | KERN | CA | PGAE | None | Midway Temblor 115 kV line | 2014-12-20 08:00 | 2016-12-21 08:00 | NA | Complete | Complete | NA | Executed
WILDWOOD SOLAR 2 | 901 | 2012-04-02 | 2012-04-02 07:00 | COMPLETED | C05 | Generating Facility Type-1: Photovoltaic; Generating Facility Fuel-1: Solar; MWs MW-1: 15 | 15 |  |  |  | Full Capacity |  | Off-Peak Deliverability |  | KERN | CA | PGAE | None | Semitropic-Midway 115 kV line | 2015-12-20 08:00 | 2017-01-11 08:00 | NA | Complete | Complete | NA | Executed
MOJAVE SOLAR | 909 | 2012-04-02 | 2012-04-02 07:00 | COMPLETED | C05 | Generating Facility Type-1: Solar Thermal; Generating Facility Fuel-1: Solar; MWs MW-1: 25 | 25 |  |  |  | Energy Only |  | Off-Peak Deliverability |  | SAN BERNARDINO | CA | SCE | NOL | Sandlot Substation 220kV | 2014-02-11 08:00 | 2015-10-22 07:00 | NA | Complete | Complete | NA | In Progress
PASTORIA ENERGY FACILITY | 911 | 2012-04-02 | 2012-04-02 07:00 | COMPLETED | C05 | Generating Facility Type-1: Combined Cycle; Generating Facility Fuel-1: Natural Gas; MWs MW-1: 50 | 50 |  |  |  | Full Capacity |  | Off-Peak Deliverability |  | KERN | CA | SCE | Northern | Pastoria Substation 220kV | 2014-01-01 08:00 | 2016-04-01 07:00 | NA | Complete | Complete | NA | Executed
LECU | 945 | 2013-04-18 | 2013-04-30 07:00 | COMPLETED | C06 | Generating Facility Type-1: Combined Cycle; Generating Facility Fuel-1: Natural Gas; MWs MW-1: 24 | 24 |  |  |  | Full Capacity |  | Off-Peak Deliverability |  | SAN JOAQUIN | CA | PGAE | None | Lodi STIG 230 kV Substation | 2014-01-08 08:00 | 2017-04-24 07:00 | NA | Complete | Complete | NA | Executed
MESQUITE SOLAR 2 | 952 | 2013-04-29 | 2013-04-30 07:00 | COMPLETED | C06 | Generating Facility Type-1: Photovoltaic; Generating Facility Fuel-1: Solar; MWs MW-1: 100.81 | 100.81 |  |  |  | Partial Capacity | 98 | Off-Peak Deliverability |  | MARICOPA | AZ | SDGE |  | Hassayampa Common Bus 500 kV | 2016-11-30 08:00 | 2017-10-12 07:00 | NA | Complete | Complete | NA | Executed
FIFTH STANDARD SOLAR | 954 | 2013-04-29 | 2013-04-30 07:00 | COMPLETED | C06 | Photovoltaic | Storage |  | Solar | Battery |  | 150 | 117 |  | 150 |  |  |  | Partial Capacity | 25 | Off-Peak Deliverability |  | FRESNO | CA | PGAE | Fresno | Gates Substation 230 kV | 2016-07-01 07:00 | 2023-09-30 07:00 | NA | Complete | Complete | NA | Executed
LOS MEDANOS ENERGY CENTER | 963 | 2013-04-30 | 2013-04-30 07:00 | COMPLETED | C06 | Generating Facility Type-1: Combustion Turbine; Generating Facility Fuel-1: Natural Gas; MWs MW-1: 72 | 72 |  |  |  | Full Capacity |  | Off-Peak Deliverability |  | CONTRA COSTA | CA | PGAE | None | Pittsburg Substation 115 kV bus | 2014-01-03 08:00 | 2019-03-04 08:00 | NA | Complete | Complete | NA | Executed
JAVA SOLAR | 965 | 2013-04-30 | 2013-04-30 07:00 | COMPLETED | C06 | Generating Facility Type-1: Photovoltaic; Generating Facility Fuel-1: Solar; MWs MW-1: 13.5 | 13.5 |  |  |  | Full Capacity |  | Off-Peak Deliverability |  | KINGS | CA | PGAE | None | Henrietta-GWF 115 kV Line | 2016-10-01 07:00 | 2022-11-18 08:00 | NA | Complete | Complete | NA | Executed
PALOMAR ENERGY CENTER 2 | 968 | 2013-04-30 | 2013-04-30 07:00 | COMPLETED | C06 | Generating Facility Type-1: Combined Cycle; Generating Facility Fuel-1: Natural Gas; MWs MW-1: 35 | 35 |  |  |  | Full Capacity |  | Off-Peak Deliverability |  | SAN DIEGO | CA | SDGE |  | Palomar Energy Switchyard 230 kV | 2015-03-01 08:00 | 2021-07-30 07:00 | NA | Complete | Complete | NA | Executed
GARLAND | 971 | 2013-04-30 | 2013-04-30 07:00 | COMPLETED | C06 | Photovoltaic | Storage |  | Solar | Battery |  | 200 | 88 |  | 200 |  |  |  | Full Capacity |  | Off-Peak Deliverability |  | KERN | CA | SCE | Northern | Whirlwind Substation 220kV | 2016-05-30 07:00 | 2021-08-19 07:00 | NA | Complete | Complete | NA | Executed
RIO BRAVO SOLAR 2 | 972 | 2013-04-30 | 2013-04-30 07:00 | COMPLETED | C06 | Photovoltaic | Storage |  | Solar | Battery |  | 20 | 20 |  | 20 |  | 20 |  | Partial Capacity | 10 | Off-Peak Deliverability |  | KERN | CA | PGAE | None | Midway-Temblor 115kV line | 2016-12-31 08:00 | 2016-12-29 08:00 | NA | Complete | Complete | NA | Executed
SUNSHINE VALLEY SOLAR 2 | 994 | 2013-05-01 | 2013-04-30 07:00 | COMPLETED | C06 | Generating Facility Type-1: Photovoltaic; Generating Facility Fuel-1: Solar; MWs MW-1: 50 | 50 |  |  |  | Full Capacity |  | Off-Peak Deliverability |  | NYE | NV | VEA |  | Valley Substation 138kV | 2016-12-31 08:00 | 2019-12-18 08:00 | NA | Complete | Complete | NA | Executed
PEARBLOSSOM SOLAR | 1003A | 2014-08-07 | 2013-04-30 07:00 | COMPLETED | C06 | Generating Facility Type-1: Photovoltaic; Generating Facility Fuel-1: Solar; MWs MW-1: 9.5 | 9.5 |  |  |  | Full Capacity |  | Off-Peak Deliverability |  | LOS ANGELES | CA | SCE | Northern | Vincent Substation 230kV | 2016-10-01 07:00 | 2016-12-29 08:00 | NA | None | Complete | NA | Executed
MERCED POWER | 1005 | 2014-01-21 | 2014-03-11 07:00 | COMPLETED | FT | Generating Facility Type-1: Steam Turbine; Generating Facility Fuel-1: Biofuel; MWs MW-1: 0.5 | 0.5 |  |  |  | Energy Only |  | Off-Peak Deliverability |  | MERCED | CA | PGAE |  | Merced #1 70kV Line | 2014-04-29 07:00 | 2014-07-30 07:00 | None | NA | NA | NA | Executed
DYER SUMMIT WIND REPOWER | 1010 | 2014-04-28 | 2014-04-30 07:00 | COMPLETED | C07 | Generating Facility Type-1: Wind Turbine; Generating Facility Fuel-1: Wind Turbine; MWs MW-1: 46.1 | 44.8 |  |  |  | Full Capacity |  | Off-Peak Deliverability |  | SAN JOAQUIN | CA | PGAE | None | Vasco-Herdlyn 60kV line | 2015-12-01 08:00 | 2022-04-05 07:00 | NA | Complete | Complete | NA | Executed
RICHMOND STEAM TURBINE | 1016 | 2014-04-25 | 2014-04-30 07:00 | COMPLETED | C07 | Generating Facility Type-1: Steam Turbine; Generating Facility Fuel-1: Natural Gas; MWs MW-1: 0.01 | 0 |  |  |  | Energy Only |  | Off-Peak Deliverability |  | CONTRA COSTA | CA | PGAE |  | Standard Oil Switching Station 115kV | 2018-04-30 07:00 | 2019-04-11 07:00 | NA | Complete | Complete | NA | Executed
BLACKBRIAR | 1027 | 2014-05-01 | 2014-04-30 07:00 | COMPLETED | C07 | Generating Facility Type-1: Storage; Generating Facility Fuel-1: Battery; MWs MW-1: 20 | 20 |  |  |  | Full Capacity |  |  |  | FRESNO | CA | PGAE | Fresno | Gates Substation 230kV | 2016-06-01 07:00 | 2023-09-15 07:00 | NA | Complete | Complete | NA | Executed
LITTLE BEAR SOLAR 1 | 1028 | 2014-04-30 | 2014-04-30 07:00 | COMPLETED | C07 | Generating Facility Type-1: Photovoltaic; Generating Facility Fuel-1: Solar; MWs MW-1: 20 | 20 |  |  |  | Full Capacity |  | Off-Peak Deliverability |  | FRESNO | CA | PGAE | None | Mendota Substation 115 kV | 2016-12-01 08:00 | 2020-12-02 08:00 | NA | Complete | Complete | NA | Executed
LITTLE BEAR SOLAR 2 | 1029 | 2014-04-30 | 2014-04-30 07:00 | COMPLETED | C07 | Generating Facility Type-1: Photovoltaic; Generating Facility Fuel-1: Solar; MWs MW-1: 20 | 20 |  |  |  | Full Capacity |  | Off-Peak Deliverability |  | FRESNO | CA | PGAE |  | Mendota Substation 115 kV | 2018-09-01 07:00 | 2020-12-02 08:00 | NA | Complete | Complete | NA | Executed
TRANQUILLITY 8 | 1032 | 2014-04-30 | 2014-04-30 07:00 | COMPLETED | C07 | Generating Facility Type-1: Photovoltaic; Generating Facility Fuel-1: Solar; MWs MW-1: 206.2 | 200 |  |  |  | Full Capacity |  | Off-Peak Deliverability |  | FRESNO | CA | PGAE | None | Tranquillity Switchyard 230kV | 2016-09-30 07:00 | 2018-04-17 07:00 | NA | Complete | Complete | NA | Executed
MUSTANG 2 | 1036 | 2014-04-30 | 2014-04-30 07:00 | COMPLETED | C07 | Generating Facility Type-1: Photovoltaic; Generating Facility Fuel-1: Solar; MWs MW-1: 153.4 | 150 |  |  |  | Full Capacity |  | Off-Peak Deliverability |  | KINGS | CA | PGAE | None | Mustang Switchyard 230 kV | 2016-09-30 07:00 | 2020-11-18 08:00 | NA | Complete | Complete | NA | Executed
ARLINGTON VALLEY SOLAR ENERGY 2 | 1040 | 2014-04-29 | 2014-04-30 07:00 | COMPLETED | C07 | Generating Facility Type-1: Photovoltaic; Generating Facility Fuel-1: Solar; MWs MW-1: 127 | 127 |  |  |  | Full Capacity |  | Off-Peak Deliverability |  | MARICOPA | AZ | SDGE |  | Hassayampa Common Bus 500 kV | 2014-01-03 08:00 | 2014-01-03 08:00 | NA | Complete | Complete | NA | Executed
MESQUITE SOLAR 3 | 1053 | 2014-04-30 | 2014-04-30 07:00 | COMPLETED | C07 | Generating Facility Type-1: Photovoltaic; Generating Facility Fuel-1: Solar; MWs MW-1: 152 | 152 |  |  |  | Full Capacity |  | Off-Peak Deliverability |  | MARICOPA | AZ | SDGE |  | Hassayampa Common Bus 500 kV | 2019-11-30 08:00 | 2019-10-17 07:00 | NA | Complete | Complete | NA | Executed
PIO PICO CAPACITY INCREASE (FKA PIO PICO ENERGY CENTER 2) | 1058 | 2014-04-30 | 2014-04-30 07:00 | COMPLETED | C07 | Generating Facility Type-1: Combustion Turbine; Generating Facility Fuel-1: Natural Gas; MWs MW-1: 10 | 10 |  |  |  | Full Capacity |  | Off-Peak Deliverability |  | SAN DIEGO | CA | SDGE |  | Otay Mesa Switchyard 230 kV | 2016-05-01 07:00 | 2016-12-14 08:00 | NA | Complete | Complete | NA | Executed
VISTA ENERGY STORAGE | 1061 | 2014-04-29 | 2014-04-30 07:00 | COMPLETED | C07 | Generating Facility Type-1: Storage; Generating Facility Fuel-1: Battery; MWs MW-1: 20 | 20 |  |  |  | Full Capacity |  | Off-Peak Deliverability |  | SAN DIEGO | CA | SDGE |  | Melrose Substation 69 kV | 2016-06-01 07:00 | 2018-06-26 07:00 | NA | Complete | Complete | NA | Executed
BEAR CANYON ENERGY STORAGE | 1097 | 2015-04-29 | 2015-04-30 07:00 | COMPLETED | C08 | Generating Facility Type-1: Storage; Generating Facility Fuel-1: Battery; MWs MW-1: 13.25 | 13 |  |  |  | Full Capacity |  |  |  | LAKE | CA | PGAE | Northern | Geysers #12-Fulton 230 kV Line | 2018-01-01 08:00 |  | NA | Complete | Complete | NA | Executed
CENTRAL 40 | 1103 | 2015-04-30 | 2015-04-30 07:00 | COMPLETED | C08 | Generating Facility Type-1: Photovoltaic; Generating Facility Fuel-1: Solar; MWs MW-1: 40 | 40 |  |  |  | Full Capacity |  | Off-Peak Deliverability |  | STANISLAUS | CA | PGAE | None | Miller #1 115 kV line | 2017-08-01 07:00 | 2021-02-23 08:00 | NA | Complete | Complete | NA | Executed
NORTH CENTRAL VALLEY | 1109 | 2015-04-30 | 2015-04-30 07:00 | COMPLETED | C08 | Generating Facility Type-1: Storage; Generating Facility Fuel-1: Battery; MWs MW-1: 132 | 132 |  |  |  | Full Capacity |  |  |  | SAN JOAQUIN | CA | PGAE | Northern | Belotta 115 kV | 2021-06-01 07:00 | 2023-08-30 07:00 | NA | Complete | Complete | NA | Executed
BLACK DIAMOND ENERGY STORAGE | 1111 | 2015-04-30 | 2015-04-30 07:00 | COMPLETED | C08 | Generating Facility Type-1: Storage; Generating Facility Fuel-1: Battery; MWs MW-1: 200 | 200 |  |  |  | Full Capacity |  |  |  | CONTRA COSTA | CA | PGAE | None | Pittsburgh Substation 230kV | 2018-06-01 07:00 | 2022-03-17 07:00 | NA | Complete | Complete | NA | Executed
AQUAMARINE WESTSIDE | 1117 | 2015-04-30 | 2015-04-30 07:00 | COMPLETED | C08 | Generating Facility Type-1: Photovoltaic; Generating Facility Fuel-1: Solar; MWs MW-1: 250 | 250 |  |  |  | Full Capacity |  | Off-Peak Deliverability |  | KINGS | CA | PGAE |  | Gates Substation 230 kV | 2019-06-18 07:00 | 2021-12-08 08:00 | NA | Complete | Complete | NA | Executed
CHESTNUT WESTSIDE | 1120 | 2015-04-30 | 2015-04-30 07:00 | COMPLETED | C08 | Photovoltaic | Storage |  | Solar | Battery |  | 152 | 135 |  | 150 |  |  |  | Full Capacity |  | Off-Peak Deliverability | Group A | KINGS | CA | PGAE | Fresno | Gates 230 kV | 2021-04-19 07:00 | 2023-12-14 08:00 | NA | Complete | Complete | NA | Executed
LITTLE BEAR 3 | 1127 | 2015-04-28 | 2015-04-30 07:00 | COMPLETED | C08 | Generating Facility Type-1: Photovoltaic; Generating Facility Fuel-1: Solar; MWs MW-1: 20.44 | 20 |  |  |  | Full Capacity |  | Off-Peak Deliverability |  | FRESNO | CA | PGAE | None | Mendota Substation 115kV | 2020-08-01 07:00 | 2020-12-02 08:00 | NA | Complete | Complete | NA | Executed
LITTLE BEAR 4 | 1128 | 2015-04-28 | 2015-04-30 07:00 | COMPLETED | C08 | Generating Facility Type-1: Photovoltaic; Generating Facility Fuel-1: Solar; MWs MW-1: 103.09 | 100 |  |  |  | Full Capacity |  | Off-Peak Deliverability |  | FRESNO | CA | PGAE | Fresno | Mendota Substation 115kV | 2020-12-01 08:00 | 2020-12-02 08:00 | NA | Complete | Complete | NA | Executed
WESTLANDS ALMOND | 1136 | 2015-04-30 | 2015-04-30 07:00 | COMPLETED | C08 | Generating Facility Type-1: Photovoltaic; Generating Facility Fuel-1: Solar; MWs MW-1: 19.88 | 19.88 |  |  |  | Energy Only |  | Off-Peak Deliverability |  | KINGS | CA | PGAE | Fresno | Kent 70 kV | 2016-11-14 08:00 | 2023-09-26 07:00 | NA | Complete | Complete | NA | Executed
WESTLANDS SOLAR BLUE | 1139 | 2015-04-30 | 2015-04-30 07:00 | COMPLETED | C08 | Photovoltaic | Storage |  | Solar | Battery |  | 252.04 | 225 |  | 250 |  |  |  | Full Capacity |  | Off-Peak Deliverability | Group A | KINGS | CA | PGAE | Fresno | Gates 230 kV | 2020-04-20 07:00 | 2023-12-13 08:00 | NA | Complete | Complete | NA | Executed
SLATE | 1158 | 2015-04-29 | 2015-04-30 07:00 | COMPLETED | C08 | Photovoltaic | Storage |  | Solar | Battery |  | 308.5 | 308.7 |  | 300 |  |  |  | Full Capacity |  | Off-Peak Deliverability |  | KINGS | CA | PGAE | Fresno | Mustang Switching Station 230kV | 2018-12-31 08:00 | 2022-03-15 07:00 | NA | Complete | Complete | NA | Executed
SUN STREAMS SOLAR 2 | 1189 | 2015-04-28 | 2015-04-30 07:00 | COMPLETED | C08 | Generating Facility Type-1: Photovoltaic; Generating Facility Fuel-1: Solar; MWs MW-1: 150 | 150 |  |  |  | Full Capacity |  | Off-Peak Deliverability |  | MARICOPA | AZ | SDGE |  | Hassayampa Common Bus 500 kV | 2020-01-31 08:00 | 2021-06-25 07:00 | NA | Complete | Complete | NA | Executed
VALLEY CENTER ENERGY STORAGE | 1191 | 2015-04-30 | 2015-04-30 07:00 | COMPLETED | C08 | Generating Facility Type-1: Storage; Generating Facility Fuel-1: Battery; MWs MW-1: 119 | 120 |  |  |  | Partial Capacity | 87 | Off-Peak Deliverability |  | SAN DIEGO | CA | SDGE |  | Valley Center Substation 69 kV | 2018-10-01 07:00 | 2021-12-16 08:00 | NA | Complete | Complete | NA | Executed
CRIMSON | 1192 | 2015-04-29 | 2015-04-30 07:00 | COMPLETED | C08 | Generating Facility Type-1: Storage; Generating Facility Fuel-1: Battery; MWs MW-1: 350 | 350 |  |  |  | Full Capacity |  | Off-Peak Deliverability |  | RIVERSIDE | CA | SCE | Eastern | Colorado River Substation 230kV | 2020-12-31 08:00 |  | NA | Complete | Complete | NA | Executed
ARLINGTON | 1196 | 2015-04-30 | 2015-04-30 07:00 | COMPLETED | C08 | Photovoltaic | Storage |  | Solar | Battery |  | 409.9 | 242 |  | 400 |  |  |  | Partial Capacity | 96.5 | Off-Peak Deliverability |  | RIVERSIDE | CA | SCE | Eastern | Colorado River Substation 230kV | 2021-07-01 07:00 | 2023-10-20 07:00 | NA | Complete | Complete | NA | Executed
VICTORY PASS SOLAR | 1200 | 2015-04-30 | 2015-04-30 07:00 | COMPLETED | C08 | Photovoltaic | Storage |  | Solar | Battery |  | 200 | 50 |  | 200 |  |  |  | Partial Capacity |  | Off-Peak Deliverability |  | RIVERSIDE | CA | SCE | Eastern | Red Bluff Substation 230kV | 2018-12-31 08:00 | 2024-03-26 07:00 | NA | Complete | Complete | NA | Executed
PROXIMA SOLAR | 1244 | 2016-04-30 | 2016-05-02 07:00 | COMPLETED | C09 | Photovoltaic | Storage |  | Solar | Battery |  | 189.74 | 162 |  | 300 |  |  |  | Partial Capacity | 56.67 | Off-Peak Deliverability |  | STANISLAUS | CA | PGAE | Fresno | Fink 230 kV | 2020-03-10 07:00 |  | NA | Complete | Complete | NA | Executed
CASCADE ENERGY STORAGE | 1272 | 2016-05-02 | 2016-05-02 07:00 | COMPLETED | C09 | Generating Facility Type-1: Storage; Generating Facility Fuel-1: Battery; MWs MW-1: 25.2 | 25 |  |  |  | Full Capacity |  |  |  | SAN JOAQUIN | CA | PGAE | Northern | Weber 60 kV | 2018-05-31 07:00 | 2023-12-14 08:00 | NA | Complete | Complete | NA | Executed
SPI SONORA | 1283 | 2016-04-28 | 2016-05-02 07:00 | COMPLETED | C09 | Generating Facility Type-1: Cogeneration; Generating Facility Fuel-1: Biofuel; MWs MW-1: 10.9 | 7.5 |  |  |  | Full Capacity |  | Off-Peak Deliverability |  | TUOLUMNE | CA | PGAE | Northern | Donnels-Curtis at PG&E switch 183 115vK | 2017-06-05 07:00 | 2018-04-12 07:00 | NA | Complete | Complete | NA
VISTA ENERGY STORAGE 2 | 1294 | 2016-04-30 | 2016-05-02 07:00 | COMPLETED | C09 | Generating Facility Type-1: Storage; Generating Facility Fuel-1: Battery; MWs MW-1: 20 | 20 |  |  |  | Full Capacity |  | Off-Peak Deliverability |  | SAN DIEGO | CA | SDGE |  | Melrose Substation 69 kV | 2019-08-01 07:00 | 2018-06-26 07:00 | NA | Complete | Complete | NA | Executed
MARVEL | 1295 | 2016-04-26 | 2016-05-02 07:00 | COMPLETED | C09 | Generating Facility Type-1: Storage; Generating Facility Fuel-1: Battery; MWs MW-1: 405.85 | 400 |  |  |  | Full Capacity |  |  |  | RIVERSIDE | CA | SCE | Eastern | Devers Substation 230kV | 2022-04-01 07:00 | 2024-04-24 07:00 | NA | Complete | Complete | NA | Executed
SOL CATCHER BESS | 1302 | 2016-05-03 | 2016-05-02 07:00 | COMPLETED | C09 | Storage | Photovoltaic |  | Battery | Solar |  | 121 | 213.5 |  | 213.5 |  |  |  | Partial Capacity |  | Off-Peak Energy Only |  | RIVERSIDE | CA | SCE | Eastern | Red Bluff 220 kV | 2019-05-31 07:00 | 2024-04-02 07:00 | NA | Complete | Complete | NA | Executed
DAGGETT SOLAR 2 | 1313 | 2016-04-28 | 2016-05-02 07:00 | COMPLETED | C09 | Photovoltaic | Storage |  | Solar | Battery |  | 169 | 131 |  | 182 |  |  |  | Full Capacity |  | Off-Peak Deliverability |  | SAN BERNARDINO | CA | SCE | NOL | Kramer Substation 230kV | 2020-06-30 07:00 | 2023-11-22 08:00 | NA | Complete | Complete | NA | Executed
EDSAN 1 | 1324 | 2016-04-27 | 2016-05-02 07:00 | COMPLETED | C09 | Photovoltaic | Storage |  | Solar | Battery |  | 118 | 266 |  | 300 |  |  |  | Full Capacity |  | Off-Peak Deliverability |  | KERN | CA | SCE | Northern | Windhub Substation 230kV | 2019-12-31 08:00 | 2023-11-23 08:00 | NA | Complete | Complete | NA | Executed
SAGEBRUSH SOLAR 2 | 1325 | 2016-04-27 | 2016-05-02 07:00 | COMPLETED | C09 | Generating Facility Type-1: Storage; Generating Facility Fuel-1: Battery; MWs MW-1: 179 | 179 |  |  |  | Full Capacity |  | Off-Peak Deliverability | Group A | KERN | CA | SCE | Northern | Vincent Substation 230kV | 2019-12-31 08:00 | 2024-09-16 07:00 | NA | Complete | Complete | NA | Executed
TROPICO SOLAR | 1329 | 2016-04-29 | 2016-05-02 07:00 | COMPLETED | C09 | Photovoltaic | Storage |  | Solar | Battery |  | 112.266 | 40 |  | 110 |  |  |  | Full Capacity |  | Off-Peak Deliverability |  | KERN | CA | SCE | Northern | Whirlwind Substation 230 kV | 2021-12-01 08:00 | 2022-12-27 08:00 | NA | Complete | Complete | NA | Executed
YELLOW PINE 2 | 1341 | 2016-04-26 | 2016-05-02 07:00 | COMPLETED | C09 | Photovoltaic | Storage |  | Solar | Battery |  | 250 | 150 |  | 250 |  |  |  | Full Capacity |  | Off-Peak Deliverability |  | CLARK | NV | GLW | None | Crazy Eyes Substation 230 kV | 2019-12-01 08:00 |  | NA | Complete | Complete | NA | Executed
PIO PICO PLUS | 1348 | 2017-02-03 | 2017-02-06 08:00 | COMPLETED | ISP | Generating Facility Type-1: Gas Turbine; Generating Facility Fuel-1: Natural Gas; MWs MW-1: 18 | 18 |  |  |  | Full Capacity |  | Off-Peak Deliverability |  | USA | CA | SDGE |  | Otay Mesa Switchyard 230 kV | 2017-11-05 07:00 | 2017-10-17 07:00 | NA |  |  | NA | Executed
PAULSELL SOLAR ENERGY CENTER | 1350 | 2017-05-01 | 2017-05-01 07:00 | COMPLETED | C10 | Photovoltaic | Storage |  | Solar | Battery |  | 20 | 15 |  | 20 |  |  |  | Partial Capacity | 70 | Off-Peak Deliverability |  | STANISLAUS | CA | PGAE | Northern | Crow Creek 60 kV | 2019-12-31 08:00 |  | NA | Complete | Complete | NA | Executed
WEST FORD FLAT ENERGY STORAGE | 1367 | 2017-04-28 | 2017-05-01 07:00 | COMPLETED | C10 | Generating Facility Type-1: Storage; Generating Facility Fuel-1: Battery; MWs MW-1: 26.25 | 25 |  |  |  | Full Capacity |  |  |  | LAKE | CA | PGAE | Northern | Fulton 230 kV | 2020-01-01 08:00 |  | NA | Complete | Complete | NA | Executed
ELKHORN ENERGY STORAGE | 1374 | 2017-05-01 | 2017-05-01 07:00 | COMPLETED | C10 | Generating Facility Type-1: Storage; Generating Facility Fuel-1: Battery; MWs MW-1: 189 | 182.5 |  |  |  | Full Capacity |  | Off-Peak Deliverability |  | MONTEREY | CA | PGAE | Fresno | Moss Landing Substation 115kV | 2020-10-31 07:00 | 2022-04-07 07:00 | NA | Complete | Complete | NA | Filed Unexecuted
MOUNTAINVIEW GENERATING STATION PMAX INCREASE | 1407 | 2017-04-06 | 2017-05-01 07:00 | COMPLETED | C10 | Generating Facility Type-1: Combined Cycle; Generating Facility Fuel-1: Natural Gas; MWs MW-1: 38 | 38 |  |  |  | Full Capacity |  | Off-Peak Deliverability |  | SAN BERNARDINO | CA | SCE | Eastern | San Bernardino Substation 230kV | 2019-03-01 08:00 | 2019-10-17 07:00 | NA | Complete | Complete | NA | Executed
HIGH 5 SOLAR | 1414 | 2017-04-28 | 2017-05-01 07:00 | COMPLETED | C10 | Photovoltaic | Storage |  | Solar | Battery |  | 100 | 50 |  | 100 |  |  |  | Full Capacity |  | Off-Peak Deliverability |  | SAN BERNARDINO | CA | SCE | NOL | Victor Substation 230kV | 2019-12-29 08:00 | 2021-12-08 08:00 | NA | Complete | Complete | NA | Executed
EDSAN 2 | 1424 | 2017-04-28 | 2017-05-01 07:00 | COMPLETED | C10 | Photovoltaic | Storage |  | Solar | Battery |  | 357 | 196 |  | 500 |  |  |  | Full Capacity |  | Off-Peak Deliverability |  | KERN | CA | SCE | Northern | Windhub Substation 230kV | 2020-12-31 08:00 | 2023-11-10 08:00 | NA | Complete | Complete | NA | Executed
TOP GUN ENERGY STORAGE | 1434 | 2017-04-28 | 2017-05-01 07:00 | COMPLETED | C10 | Generating Facility Type-1: Storage; Generating Facility Fuel-1: Battery; MWs MW-1: 30 | 30 |  |  |  | Full Capacity |  | Off-Peak Deliverability |  | SAN DIEGO | CA | SDGE |  | Miramar GT Substation 69 kV | 2019-12-31 08:00 | 2021-06-30 07:00 | NA | Complete | Complete | NA | Executed
WIND WALL MONOLITH 1 | 1439 | 2018-04-30 | 2018-04-17 07:00 | COMPLETED | FT | Generating Facility Type-1: Wind Turbine; Generating Facility Fuel-1: Wind Turbine; MWs MW-1: 4.96 | 4.96 |  |  |  | Full Capacity |  | Off-Peak Deliverability | Group A |  |  | SCE | Northern | Vincent Substation 220kV | 2019-12-15 08:00 | 2021-03-30 07:00 | Offered | NA | NA | NA | Executed
WIND WALL MONOLITH 2 | 1440 | 2018-04-30 | 2018-04-17 07:00 | COMPLETED | FT | Generating Facility Type-1: Wind Turbine; Generating Facility Fuel-1: Wind Turbine; MWs MW-1: 3.7 | 3.7 |  |  |  | Full Capacity |  | Off-Peak Deliverability | Group A | KERN | CA | SCE | Northern | Vincent Substation 220kV | 2019-12-15 08:00 | 2021-03-30 07:00 | Offered | NA | NA | NA | Executed
DALLAS ENERGY STORAGE | 1472 | 2018-04-11 | 2018-04-18 07:00 | COMPLETED | C11 | Generating Facility Type-1: Storage; Generating Facility Fuel-1: Battery; MWs MW-1: 500 | 400 |  |  |  | Full Capacity |  | Off-Peak Deliverability |  | MONTEREY | CA | PGAE | Fresno | Moss Landing Substation 500kV | 2020-12-01 08:00 | 2021-07-28 07:00 | NA | Complete | Complete | NA | Executed
PANOCHE ENERGY CENTER C11 | 1484 | 2018-04-10 | 2018-04-16 07:00 | COMPLETED | C11 | Generating Facility Type-1: Gas Turbine; Generating Facility Fuel-1: Natural Gas; MWs MW-1: 427 | 427 |  |  |  | Partial Capacity | 41 |  |  | FRESNO | CA | PGAE | Fresno | Panoche 230 kV | 2020-07-01 07:00 |  | NA | Complete | Complete | NA
PLANO STORAGE | 1540 | 2019-03-05 | 2019-05-07 07:00 | COMPLETED | ISP | Generating Facility Type-1: Storage; Generating Facility Fuel-1: Battery; MWs MW-1: 365 | 350 |  |  |  | Full Capacity |  |  |  | MONTEREY | CA | PGAE | Northern | Moss Landing Substation 500kV | 2021-12-01 08:00 | 2023-06-02 07:00 | NA | Complete | Complete | NA | Executed
RESAVA ENERGY STORAGE | 1675 | 2019-04-05 | 2019-04-15 07:00 | COMPLETED | C12 | Generating Facility Type-1: Storage; Generating Facility Fuel-1: Battery; MWs MW-1: 20 | 20 |  |  |  | Energy Only |  | Off-Peak Deliverability |  | SAN DIEGO | CA | SDGE |  | Valley Center Substation 69 kV | 2021-12-31 08:00 | 2021-12-16 08:00 | NA | Complete | Complete | NA
POINT WIND FAST TRACK | 1679 | 2020-03-30 | 2020-04-14 07:00 | COMPLETED | FT | Generating Facility Type-1: Wind Turbine; Generating Facility Fuel-1: Wind Turbine; MWs MW-1: 1.62 | 1.5374 |  |  |  | Energy Only |  | Off-Peak Energy Only |  | KERN | CA | SCE | Northern | Vincent Sub | 2020-11-01 07:00 | 2021-03-30 07:00 |  | NA | NA | NA | Executed
RE GARLAND | 1680 | 2020-01-29 | 2020-05-13 07:00 | COMPLETED | FT | Generating Facility Type-1: Photovoltaic; Generating Facility Fuel-1: Solar; MWs MW-1: 5 | 3 |  |  |  | Energy Only |  | Off-Peak Energy Only |  | KERN | CA | SCE | Northern | Whirlwind Substation | 2019-08-03 07:00 | 2021-08-19 07:00 |  | NA | NA | NA
HIGH DESERT POWER PLANT UPDATE | 1829 | 2020-11-11 | 2020-12-14 08:00 | COMPLETED | ISP | Generating Facility Type-1: Combined Cycle; Generating Facility Fuel-1: Natural Gas; MWs MW-1: 100 | 100 |  |  |  | Partial Capacity | 51 |  | Group 1a | SAN BERNARDINO | CA | SCE | NOL | Victor Substation | 2021-07-01 07:00 | 2021-08-09 07:00 | NA |  |  | NA | Executed
CHULA VISTA ENERGY CENTER EXPANSION | 1834 | 2021-03-02 | 2021-03-02 08:00 | COMPLETED | FT | Generating Facility Type-1: Gas Turbine; Generating Facility Fuel-1: Natural Gas; MWs MW-1: 2.8 | 2.8 |  |  |  | Energy Only |  |  | Group C | SAN DIEGO | CA | SDGE |  | Otay Substation 69 kV | 2021-05-14 07:00 | 2022-05-14 07:00 |  | NA | NA | NA | Executed
The contents of these pages are subject to change without notice. Decisions based on information contained within the California ISO's web site are the visitor's sole responsibility.

## Withdrawn Generation Projects
Report Run Date: 10/07/2024
The California ISO Controlled Grid Generation Queue for All: Withdrawn
[7 empty] | Generating Facility | [5 empty] | MWs |  |  |  | MWh |  |  | Deliverability Status |  | Location |  | Point of Interconnection |  |  |  | Study Availability
Project Name - Confidential | Queue Position | Interconnection Request Receive Date | Queue Date | Application Status | Withdrawn Date | Study Process | Type-1 | Type-2 | Type-3 | Fuel-1 | Fuel-2 | Fuel-3 | MW-1 | MW-2 | MW-3 | Net MWs to Grid | MWh-1 | MWh-2 | MWh-3 | Full Capacity, Partial or Energy Only (FC/P/EO) | Off-Peak Deliverability and Economic Only | County | State | Utility | Station or Transmission Line | Proposed On-line Date (as filed with IR) | Current On-line Date | Feasibility Study or Supplemental Review | System Impact Study or Phase I Cluster Study | Facilities Study (FAS) or Phase II Cluster Study | Optional Study (OS) | Interconnection Agreement Status | Reason for Withdrawal
ENCINA GENERATING PROJECT (PH. 1 AND 2) | 5 | 2000-08-09 | 2000-08-09 07:00 | WITHDRAWN |  | Pre- Amend. 39 | Generating Facility Type-1: Combined Cycle; Generating Facility Fuel-1: Natural Gas; MWs MW-1: 900 | 900 | [5 empty] | SAN DIEGO | CA | SDGE | Encina Power Plant Switchyard | 2003-06-30 07:00 | 2008-06-01 07:00 |  | Complete
TESLA POWER PLANT | 6 | 2007-08-24 | 2000-08-23 07:00 | WITHDRAWN | 2011-06-16 17:57 | Serial LGIP | Generating Facility Type-1: Combined Cycle; Generating Facility Fuel-1: Natural Gas; MWs MW-1: 1156 | 1156 | [5 empty] | SAN JOAQUIN | CA | PGAE | Tesla Sub 230kV Bus E | 2008-06-01 07:00 | 2014-11-30 08:00 | Waived | Complete | Complete | Complete
SAN DIEGO COMMUNITY POWER GENERATING STATION | 8 | 2000-11-28 | 2000-11-28 08:00 | WITHDRAWN |  | Pre- Amend. 39 | Generating Facility Type-1: Combined Cycle; Generating Facility Fuel-1: Natural Gas; MWs MW-1: 750 | 750 | [5 empty] | SAN DIEGO | CA | SDGE | Sycamore Canyon Substation | 2004-06-01 07:00 | 2010-12-31 08:00 |  | Complete | Re-Study |  | In Progress
MORRO BAY MODERNIZATION PROJECT | 9 | 2000-12-01 | 2000-12-01 08:00 | WITHDRAWN |  | Pre- Amend. 39 | Generating Facility Type-1: Combined Cycle; Generating Facility Fuel-1: Natural Gas; MWs MW-1: 1200 | 1200 | [5 empty] | SAN LUIS OBISPO | CA | PGAE | Morro Bay Substation | 2008-01-01 08:00 | 2008-01-01 08:00 |  | Complete | Complete |  | Executed
AVENAL ENERGY PROJECT | 10 | 2001-05-02 | 2001-05-02 07:00 | WITHDRAWN |  | Pre- Amend. 39 | Generating Facility Type-1: Combined Cycle; Generating Facility Fuel-1: Natural Gas; MWs MW-1: 620 | 620 | [5 empty] | KINGS | CA | PGAE | Gates Substation (Arco - Gates 230 kV line) | 2009-01-01 08:00 | 2009-07-01 07:00 |  | Complete | Complete |  | Executed
DESERT POWER WIND PROJECT | 11 | 2002-10-14 | 2002-10-23 07:00 | WITHDRAWN |  | AMEND 39 | Generating Facility Type-1: Wind Turbine; Generating Facility Fuel-1: Wind Turbine; MWs MW-1: 63 | 63 | [5 empty] | SAN BERNARDINO | CA | SCE | Wheaton Substation | 2004-12-01 08:00 | 2008-03-01 08:00 |  | Complete | Complete |  | Executed
ARGONAUT WIND PROJECT | 15 | 2002-12-31 | 2003-01-17 08:00 | WITHDRAWN |  | AMEND 39 | Generating Facility Type-1: Wind Turbine; Generating Facility Fuel-1: Wind Turbine; MWs MW-1: 50 | 50 | [5 empty] | SAN BERNARDINO | CA | SCE | Mountain Pass | 2004-09-01 07:00 | 2010-01-01 08:00 |  | Complete | Complete
PACIFIC RENEWABLE ENERGY GENERATION LLC (FKA LOMPOC WIND POWER PROJECT) | 16 | 2003-03-11 | 2003-03-11 08:00 | WITHDRAWN |  | AMEND 39 | Generating Facility Type-1: Wind Turbine; Generating Facility Fuel-1: Wind Turbine; MWs MW-1: 55.5 | 55.5 | [5 empty] | SANTA BARBARA | CA | PGAE | Divide-Cabrillo #2 115kV line tap | 2006-06-01 07:00 | 2015-12-31 08:00 |  | Complete | Complete |  | Executed
SONORAN 2 | 17 | 2003-03-18 | 2003-03-18 08:00 | WITHDRAWN |  | AMEND 39 | Generating Facility Type-1: Photovoltaic; Generating Facility Fuel-1: Solar; MWs MW-1: 520 | 520 | [5 empty] | RIVERSIDE | CA | SCE | Colorado River Substation 500kV bus | 2006-01-01 08:00 | 2021-01-02 08:00 |  | Complete | Complete |  | Executed
FAIRMONT WIND GENERATION PROJECT | 18 | 2003-04-15 | 2003-04-15 07:00 | WITHDRAWN |  | AMEND 39 | Generating Facility Type-1: Wind Turbine; Generating Facility Fuel-1: Wind Turbine; MWs MW-1: 200 | 200 | [5 empty] | LOS ANGELES | CA | SCE | Antelope | 2005-12-31 08:00 | 2007-12-12 08:00 |  | Complete | Complete |  | In Progress
CUYAPAIPE WIND POWER PROJECT | 25 | 2004-02-05 | 2004-02-05 08:00 | WITHDRAWN |  | AMEND 39 | Generating Facility Type-1: Wind Turbine; Generating Facility Fuel-1: Wind Turbine; MWs MW-1: 117 | 117 | [5 empty] | SAN DIEGO | CA | SDGE | Crestwood | 2005-06-06 07:00 | 2007-06-01 07:00
SAN DIEGO WIND #2 - PHASE I | 26 | 2004-02-12 | 2004-02-12 08:00 | WITHDRAWN |  | AMEND 39 | Generating Facility Type-1: Wind Turbine; Generating Facility Fuel-1: Wind Turbine; MWs MW-1: 36 | 36 | [5 empty] | SAN DIEGO | CA | SDGE | Crestwood | 2006-04-01 08:00 | 2008-01-01 08:00
SOUTH BAY REPLACEMENT - OPTION 1 | 27 | 2004-02-23 | 2004-02-23 08:00 | WITHDRAWN |  | AMEND 39 | Generating Facility Type-1: Combined Cycle; Generating Facility Fuel-1: Natural Gas; MWs MW-1: 650 | 650 | [5 empty] | SAN DIEGO | CA | SDGE | 230/138/69 kV South Bay (650 MW CC) | 2010-01-01 08:00 | 2010-01-01 08:00 |  | Complete | Complete |  | In Progress
S. F. ELECTRIC RELIABILITY GENERATING PLANT | 28 | 2004-02-25 | 2004-02-25 08:00 | WITHDRAWN |  | AMEND 39 | Generating Facility Type-1: Combustion Turbine; Generating Facility Fuel-1: Natural Gas; MWs MW-1: 145.1 | 145.1 | [5 empty] | SAN FRANCISCO | CA | PGAE | Potrero 115 kV Sub | 2006-12-01 08:00 | 2008-06-01 07:00 |  | Complete | Complete |  | Executed
GEYSERS WIND PROJECT | 29 | 2004-03-08 | 2004-03-29 08:00 | WITHDRAWN |  | AMEND 39 | Generating Facility Type-1: Wind Turbine; Generating Facility Fuel-1: Wind Turbine; MWs MW-1: 201 | 201 | [5 empty] | LAKE/SONOMA | CA | PGAE | Collector Sub at Geysers #17 Fulton 230 kV line | 2006-12-01 08:00 | 2009-07-01 07:00 |  | Complete | Re-Study |  | In Progress
SAN FRANCISCO AIRPORT ELECTRIC RELIABILITY PLANT | 30 | 2004-04-26 | 2004-04-26 07:00 | WITHDRAWN |  | AMEND 39 | Generating Facility Type-1: Combustion Turbine; Generating Facility Fuel-1: Natural Gas; MWs MW-1: 48.7 | 48.7 | [5 empty] | SAN FRANCISCO | CA | PGAE | SF Airport Substation | 2006-06-01 07:00 | 2008-06-01 07:00 |  | Complete | Complete |  | Executed
BARREN RIDGE WIND PROJECT | 31 | 2004-04-12 | 2004-05-11 07:00 | WITHDRAWN |  | AMEND 39 | Generating Facility Type-1: Wind Turbine; Generating Facility Fuel-1: Wind Turbine; MWs MW-1: 201 | 201 | [5 empty] | KERN | CA | SCE | Monolith Substation | 2007-12-31 08:00 | 2010-06-01 07:00 |  | Complete
BARREN RIDGE II | 34 | 2004-07-19 | 2004-07-19 07:00 | WITHDRAWN |  | AMEND 39 | Generating Facility Type-1: Wind Turbine; Generating Facility Fuel-1: Wind Turbine; MWs MW-1: 300 | 300 | [5 empty] | KERN | CA | SCE | Monolith Substation | 2007-07-01 07:00 | 2011-07-01 07:00 |  | Complete
WELLHEAD POWER FIREBAUGH | 35 | 2004-10-25 | 2004-10-25 07:00 | WITHDRAWN |  | AMEND 39 | Generating Facility Type-1: Combustion Turbine; Generating Facility Fuel-1: Natural Gas; MWs MW-1: 49.9 | 49.9 | [5 empty] | FRESNO | CA | PGAE | 115 KV Panoche Sub | 2006-05-31 07:00 | 2006-05-31 07:00 |  | Complete | Complete |  | In Progress
WELLHEAD POWER LATHROP | 36 | 2004-11-01 | 2004-11-01 08:00 | WITHDRAWN |  | AMEND 39 | Generating Facility Type-1: Combustion Turbine; Generating Facility Fuel-1: Natural Gas; MWs MW-1: 99.9 | 99.9 | [5 empty] | STANISLAUS | CA | PGAE | 115 kV Tesla - Stockton Cogen Trans. Line. | 2006-05-31 07:00 | 2006-05-31 07:00 |  | Complete | Complete |  | In Progress
RIPON GENERATION | 37 | 2004-11-08 | 2004-11-08 08:00 | WITHDRAWN |  | AMEND 39 | Generating Facility Type-1: Combustion Turbine; Generating Facility Fuel-1: Natural Gas; MWs MW-1: 74.9 | 74.9 | [5 empty] | SAN JOAQUIN | CA | PGAE | Tesla Substation | 2007-01-01 08:00 | 2011-12-31 08:00 |  | Complete | Complete |  | Executed
EASTSHORE ENERGY FACILITY PROJECT | 40 | 2004-10-19 | 2004-11-11 08:00 | WITHDRAWN |  | AMEND 39 | Generating Facility Type-1: Combustion Turbine; Generating Facility Fuel-1: Natural Gas; MWs MW-1: 118 | 118 | [5 empty] | ALAMEDA | CA | PGAE | Eastshore Substation | 2007-05-01 07:00 | 2009-10-01 07:00 |  | Complete | Complete |  | Executed
PASTORIA EXPANSION | 41 | 2004-11-09 | 2004-11-18 08:00 | WITHDRAWN |  | AMEND 39 | Generating Facility Type-1: Combustion Turbine; Generating Facility Fuel-1: Natural Gas; MWs MW-1: 157 | 157 | [5 empty] | KERN | CA | SCE | Pastoria Substation | 2006-07-31 07:00 | 2011-06-01 07:00 |  | Complete | Complete
WELLHEAD POWER MCCALL | 42 | 2004-11-24 | 2004-11-26 08:00 | WITHDRAWN |  | AMEND 39 | Generating Facility Type-1: Combustion Turbine; Generating Facility Fuel-1: Natural Gas; MWs MW-1: 300 | 300 | [5 empty] | FRESNO | CA | PGAE | McCall Substation | 2007-05-31 07:00 | 2013-03-31 07:00 |  | Complete | Complete |  | Executed
ALBION P3 | 43 | 2004-11-29 | 2004-11-29 08:00 | WITHDRAWN |  | AMEND 39 | Generating Facility Type-1: Combustion Turbine; Generating Facility Fuel-1: Natural Gas; MWs MW-1: 168.7 | 168.7 | [5 empty] | SAN JOAQUIN | CA | PGAE | Tesla-Bellota 230 kV line | 2008-01-01 08:00 | 2007-10-01 07:00 |  | Complete |  |  | In Progress
LOWLANDS P3 | 44 | 2004-11-29 | 2004-11-29 08:00 | WITHDRAWN |  | AMEND 39 | Generating Facility Type-1: Combustion Turbine; Generating Facility Fuel-1: Natural Gas; MWs MW-1: 126.5 | 126.5 | [5 empty] | MADERA | CA | PGAE | Borden Substation 230 kV Bus | 2008-01-01 08:00 | 2007-10-01 07:00 |  | Complete | Complete
EAST ALTAMONT ENERGY CENTER - OPTION 2 | 46 | 2004-12-01 | 2004-12-01 08:00 | WITHDRAWN |  | AMEND 39 | Generating Facility Type-1: Combustion Turbine; Generating Facility Fuel-1: Natural Gas; MWs MW-1: 531 | 531 | [5 empty] | CONTRA COSTA | CA | PGAE | Tesla-Tracy #1 230 kV Line - Tracy Sub | 2006-07-31 07:00 | 2008-07-31 07:00 |  | Complete | Complete
BULLARD ENERGY CENTER | 47 | 2004-12-01 | 2004-12-01 08:00 | WITHDRAWN |  | AMEND 39 | Generating Facility Type-1: Combustion Turbine; Generating Facility Fuel-1: Natural Gas; MWs MW-1: 200.6 | 200.6 | [5 empty] | FRESNO | CA | PGAE | Herndon - Kearney 230 kV line | 2008-06-30 07:00 | 2008-06-30 07:00 |  | Complete | Complete |  | In Progress
BRIDGEVIEW ENERGY FACILITY | 48 | 2004-12-01 | 2004-12-01 08:00 | WITHDRAWN |  | AMEND 39 | Generating Facility Type-1: Combustion Turbine; Generating Facility Fuel-1: Natural Gas; MWs MW-1: 590 | 590 | [5 empty] | CONTRA COSTA | CA | PGAE | Contra Costa Power Plant 230 kV Substation | 2008-01-01 08:00 | 2008-10-01 07:00 |  | Complete | Complete |  | In Progress
ROCKLIN PEAKER | 53 | 2004-12-01 | 2004-12-22 08:00 | WITHDRAWN |  | AMEND 39 | Generating Facility Type-1: Combustion Turbine; Generating Facility Fuel-1: Natural Gas; MWs MW-1: 116.8 | 116.8 | [5 empty] | PLACER | CA | PGAE | Pleasant Grove Sub Station | 2008-06-01 07:00 | 2008-06-01 07:00 |  | Complete | Complete |  | In Progress
COPPER MOUNTAIN PROJECT | 56 | 2004-12-21 | 2005-01-25 08:00 | WITHDRAWN |  | AMEND 39 | Generating Facility Type-1: Combined Cycle; Generating Facility Fuel-1: Natural Gas; MWs MW-1: 634 | 634 | [5 empty] | CLARK | NV | SCE | El Dorado 230 kV Substation | 2007-06-01 07:00 | 2009-08-01 07:00 |  | Complete | Complete
GREEN BORDERS GEOTHERMAL | 58 | 2005-01-25 | 2005-02-22 08:00 | WITHDRAWN | 2013-10-11 07:00 | AMEND 39 | Generating Facility Type-1: Steam Turbine; Generating Facility Fuel-1: Geothermal; MWs MW-1: 62 | 62 | [5 empty] | MINERAL | NV | SCE | Control 115kV Substation | 2007-10-07 07:00 | 2012-02-01 08:00 |  | Complete | Complete |  | Executed | IC Request
HENRIETTA II | 59 | 2005-03-25 | 2005-03-28 08:00 | WITHDRAWN |  | AMEND 39 | Generating Facility Type-1: Combustion Turbine; Generating Facility Fuel-1: Natural Gas; MWs MW-1: 97.2 | 97.2 | [5 empty] | KINGS | CA | PGAE | Henrietta Substantion 70 kV | 2008-01-01 08:00 | 2008-01-01 08:00 |  | Complete | Complete |  | In Progress
SOUTH KERN FRONT COGEN | 60 | 2005-03-28 | 2005-03-28 08:00 | WITHDRAWN |  | AMEND 39 | Generating Facility Type-1: Combustion Turbine; Generating Facility Fuel-1: Natural Gas; MWs MW-1: 94 | 94 | [5 empty] | KERN | CA | PGAE | Kern Oil Substation 115 kV | 2007-03-31 07:00 | 2015-10-31 07:00 |  | Complete | Complete |  | Executed
WELLHEAD POWER HUMBOLDT | 62 | 2005-03-28 | 2005-04-13 07:00 | WITHDRAWN |  | AMEND 39 | Generating Facility Type-1: Combined Cycle; Generating Facility Fuel-1: Natural Gas; MWs MW-1: 166.5 | 166.5 | [5 empty] | HUMBOLDT | CA | PGAE | Humboldt Bay-Humboldt #1 115 kV | 2007-05-31 07:00 | 2007-06-01 07:00
WILBUR POWER CC | 63 | 2005-03-25 | 2005-04-18 07:00 | WITHDRAWN |  | AMEND 39 | Generating Facility Type-1: Combined Cycle; Generating Facility Fuel-1: Natural Gas; MWs MW-1: 158 | 158 | [5 empty] | CONTRA COSTA | CA | PGAE | Contra Costa (230 kV) | 2008-01-01 08:00 | 2008-01-01 08:00 |  | Complete | Re-Study |  | In Progress
HUMBOLDT ENERGY FACILITY (AGILE ENERGY) | 64 | 2005-03-30 | 2005-04-28 07:00 | WITHDRAWN |  | AMEND 39 | Generating Facility Type-1: Combustion Turbine; Generating Facility Fuel-1: Natural Gas; MWs MW-1: 147 | 147 | [5 empty] | HUMBOLDT | CA | PGAE | Humboldt Bay Power Plant Sub | 2008-05-01 07:00 | 2008-03-01 08:00 |  | Complete
LONG BEACH PEAKER PROJECT | 65 | 2005-05-06 | 2005-05-06 07:00 | WITHDRAWN |  | AMEND 39 | Generating Facility Type-1: Combustion Turbine; Generating Facility Fuel-1: Natural Gas; MWs MW-1: 424.8 | 424.8 | [5 empty] | LOS ANGELES | CA | SCE | Long Beach Gen Station 220kv switchyard | 2007-01-01 08:00 | 2010-06-01 07:00 |  | Complete | Complete
K ROAD CALICO SOLAR LLC (KRCS) (FKA CALICO SOLAR 1; SES SOLAR ONE) | 68 | 2005-03-30 | 2005-05-11 07:00 | WITHDRAWN | 2013-06-04 22:43 | Serial LGIP | Generating Facility Type-1: Photovoltaic; Generating Facility Fuel-1: Solar; MWs MW-1: 850 | 850 | [5 empty] | SAN BERNARDINO | CA | SCE | Pisgah Sub 230 kV Bus | 2009-12-31 08:00 | 2013-03-31 07:00 | Waived | Complete | Complete | Complete |  | None
FONTANA ENERGY CENTER | 69 | 2005-05-06 | 2005-06-07 07:00 | WITHDRAWN |  | AMEND 39 | Generating Facility Type-1: Combustion Turbine; Generating Facility Fuel-1: Natural Gas; MWs MW-1: 527 | 527 | [5 empty] | SAN BERNARDINO | CA | SCE | Etiwanda 230kV Substation | 2008-08-01 07:00 | 2008-08-01 07:00 |  | Complete
RELIANT ENERGY BIGHORN | 71 |  | 2005-06-15 07:00 | WITHDRAWN | 2006-01-11 08:00 | Serial LGIP | Generating Facility Type-1: Combined Cycle; Generating Facility Fuel-1: Natural Gas; MWs MW-1: 591 | 591 | [5 empty] | CLARK | NV | SCE | Eldorado 500/230kV Substation | 2007-02-28 08:00 | 2007-01-31 08:00 | None | None | None | None
BARREN RIDGE II ALTERNATIVE | 77 | 2010-12-14 | 2005-08-22 07:00 | WITHDRAWN | 2011-02-08 08:00 | TC | Generating Facility Type-1: Wind Turbine; Generating Facility Fuel-1: Wind Turbine; MWs MW-1: 300 | 300 |  |  |  | Full Capacity |  | KERN | CA | SCE | TBD Bakersfield | 2007-11-30 08:00 | 2007-11-30 08:00 | NA | None | None | NA
SES SOLAR TWO) | 78 | 2005-08-31 | 2005-08-31 07:00 | WITHDRAWN | 2012-03-02 20:50 | Serial LGIP | Generating Facility Type-1: Photovoltaic; Generating Facility Fuel-1: Solar; MWs MW-1: 300 | 300 | [5 empty] | IMPERIAL | CA | SDGE | Imperial Valley Sub 230kV Bus | 2009-12-31 08:00 | 2012-05-31 07:00 | Waived | Complete | Complete | None
VERNON POWER PLANT | 80 | 2005-09-12 | 2005-09-12 07:00 | WITHDRAWN | 2009-09-28 07:00 | Serial LGIP | Generating Facility Type-1: Combined Cycle; Generating Facility Fuel-1: Natural Gas; MWs MW-1: 610 | 610 | [5 empty] | LOS ANGELES | CA | SCE | Laguna Bell Sub 230 kV Bus | 2008-07-31 07:00 | 2012-05-31 07:00 | Required | Complete | Re-Study | None
PALCO | 82 | 2005-06-10 | 2005-09-14 07:00 | WITHDRAWN | 2011-08-05 19:34 | Serial LGIP | Generating Facility Type-1: Steam Turbine; Generating Facility Fuel-1: Biofuel; MWs MW-1: 6.8 | 6.8 | [5 empty] | HUMBOLDT | CA | PGAE | Rio Dell Substation 60kV | 2006-01-01 08:00 | 2006-01-01 08:00 | None | Complete | None | None
WEST FRY WIND ENERGY PROJECT | 83 | 2005-09-16 | 2005-09-16 07:00 | WITHDRAWN | 2008-10-08 07:00 | Serial LGIP | Generating Facility Type-1: Wind Turbine; Generating Facility Fuel-1: Wind Turbine; MWs MW-1: 60 | 60 | [5 empty] | SAN BERNARDINO | CA | SCE | Lugo-Pisgah No. 2 230 kV tran line | 2008-12-31 08:00 | 2010-06-01 07:00 | Required | Complete | None | None
WINDSTAR I | 85 | 2005-12-28 | 2005-12-28 08:00 | WITHDRAWN | 2008-03-26 07:00 | Serial LGIP | Generating Facility Type-1: Wind Turbine; Generating Facility Fuel-1: Wind Turbine; MWs MW-1: 120 | 120 | [5 empty] | KERN | CA | SCE | Segment 3 230 Collector Loop Tehachapi | 2007-12-31 08:00 | 2009-12-31 08:00 | Waived | Complete | Withdrawn | None
CAITHNESS 251 WIND REPOWER | 86A | 2006-01-20 | 2006-01-20 08:00 | WITHDRAWN | 2012-12-04 19:39 | Serial LGIP | Generating Facility Type-1: Wind Turbine; Generating Facility Fuel-1: Wind Turbine; MWs MW-1: 33.1 | 33.1 | [5 empty] | KERN | CA | SCE | Vincent Substation | 2008-01-01 08:00 | 2015-01-01 08:00 | Waived | Complete | Complete | None
CAITHNESS RIDGETOP WIND REPOWER | 86B | 2006-01-20 | 2006-01-20 08:00 | WITHDRAWN | 2012-12-04 19:39 | Serial LGIP | Generating Facility Type-1: Wind Turbine; Generating Facility Fuel-1: Wind Turbine; MWs MW-1: 34 | 34 | [5 empty] | KERN | CA | SCE | Canwind Substation 66kV | 2008-01-01 08:00 | 2015-01-01 08:00 | Waived | Complete | Complete | None
DIABLO CANYON P.P. #1 UNIT | 87 | 2010-12-14 | 2006-02-03 08:00 | WITHDRAWN | 2010-12-14 08:00 | TC | Generating Facility Type-1: Steam Turbine; Generating Facility Fuel-1: Nuclear; MWs MW-1: 28 | 28 |  |  |  | Full Capacity |  | SAN LUIS OBISPO | CA | PGAE | Diablo Canyon Substation Circuit Breakers 532 and 632 | 2005-12-08 08:00 | 2005-12-08 08:00 | NA | None | None | NA
CARSON HYDROGEN POWER PROJECT (CHPP) | 88 | 2006-02-10 | 2006-02-10 08:00 | WITHDRAWN | 2008-02-14 08:00 | Serial LGIP | Generating Facility Type-1: Combined Cycle; Generating Facility Fuel-1: Natural Gas; MWs MW-1: 613.5 | 613.5 | [5 empty] | LOS ANGELES | CA | SCE | Hinson Sub 230 kV bus | 2011-07-01 07:00 | 2011-07-01 07:00 | Waived | Re-Study | None | None
VICTORVILLE 2 | 89 | 2006-02-13 | 2006-02-13 08:00 | WITHDRAWN | 2010-10-07 07:00 | Serial LGIP | Generating Facility Type-1: Combined Cycle; Generating Facility Fuel-1: Natural Gas; MWs MW-1: 570 | 570 | [5 empty] | SAN BERNARDINO | CA | SCE | Victorville Substation | 2009-07-01 07:00 | 2012-07-01 07:00 | Required | Re-Study | Complete | None
MMC CHULA VISTA EXPANSION | 90 | 2006-09-13 | 2006-02-16 08:00 | WITHDRAWN | 2009-10-26 07:00 | Serial LGIP | Generating Facility Type-1: Gas Turbine; Generating Facility Fuel-1: Natural Gas; MWs MW-1: 93 | 93 | [5 empty] | SAN DIEGO | CA | SDGE | Existing radial 69kV gen-tie line to TL6929 | 2007-06-01 07:00 | 2009-06-01 07:00 | Required | Complete | Complete | None
PALMDALE POWER PLANT | 92 | 2006-02-23 | 2006-02-23 08:00 | WITHDRAWN | 2019-07-22 07:00 | Serial LGIP | Generating Facility Type-1: Combined Cycle; Generating Facility Fuel-1: Natural Gas; MWs MW-1: 570 | 570 |  |  |  | Full Capacity |  | LOS ANGELES | CA | SCE | Vincent Sub 230 kV Bus | 2009-07-01 07:00 | 2022-04-01 07:00 | Waived | Complete | Complete | None | Executed | Failure to Cure Deficiency
ALTA Q94 (FKA LEHIGH) | 94 | 2006-02-15 | 2006-03-01 08:00 | WITHDRAWN | 2014-02-04 16:08 | Serial LGIP | Generating Facility Type-1: Wind Turbine; Generating Facility Fuel-1: Wind Turbine; MWs MW-1: 180 | 180 | [5 empty] | KERN | CA | SCE | Highwind Sub 220kV Bus | 2011-12-31 08:00 | 2016-12-31 08:00 | Waived | Complete | Complete | None
ALTA Q97 (FKA ALTA 5 AND LUCCHESE) | 97 | 2006-02-15 | 2006-03-01 08:00 | WITHDRAWN | 2014-09-29 07:00 | Serial LGIP | Generating Facility Type-1: Wind Turbine; Generating Facility Fuel-1: Wind Turbine; MWs MW-1: 160 | 160 | [5 empty] | KERN | CA | SCE | Whirlwind Sub 220kV bus | 2013-12-31 08:00 | 2016-12-31 08:00 | Waived | Complete | Complete | None |  | None
RMU PLANT | 101 | 2006-04-07 | 2006-04-07 07:00 | WITHDRAWN | 2006-04-07 07:00 | Serial LGIP | Generating Facility Type-1: Gas Turbine; Generating Facility Fuel-1: Natural Gas; MWs MW-1: 100 | 100 | [5 empty] | KERN | CA | PGAE | PG&E Kern Oil-Vedder 115kV line | 2008-03-01 08:00 | 2008-03-01 08:00 | None | None | None | None
WILDHORSE | 102 | 2006-04-19 | 2006-04-19 07:00 | WITHDRAWN | 2008-01-17 08:00 | Serial LGIP | Generating Facility Type-1: Wind Turbine; Generating Facility Fuel-1: Wind Turbine; MWs MW-1: 210 | 210 | [5 empty] | MONTEREY | CA | PGAE | Coburn Sub 230 kV Bus | 2008-11-30 08:00 | 2008-11-30 08:00 | Required | Complete | Complete | None
LOMPOC WIND PROJECT II | 102A | 2010-08-05 | 2006-04-21 07:00 | WITHDRAWN | 2011-07-08 18:26 | Serial LGIP | Generating Facility Type-1: Wind Turbine; Generating Facility Fuel-1: Wind Turbine; MWs MW-1: 100 | 100 | [5 empty] | KERN | CA | PGAE | Cabrill0-Divide 115kV | 2009-12-31 08:00 | 2009-12-31 08:00 | None | None | None | None
BME OTAY MESA BIOMASS FACILITY | 103 | 2006-05-02 | 2006-05-02 07:00 | WITHDRAWN | 2016-12-22 08:00 | Serial LGIP | Generating Facility Type-1: Steam Turbine; Generating Facility Fuel-1: Biofuel; MWs MW-1: 27 | 27 | [5 empty] | SAN DIEGO | CA | SDGE | Border Substation 69 kV | 2008-12-01 08:00 | 2017-12-30 08:00 | Required | Complete | Complete | None | Executed | FERC Order
VERNON POWER PLANT EXPANSION PROJECT | 104 | 2006-04-14 | 2006-05-03 07:00 | WITHDRAWN | 2009-09-28 07:00 | Serial LGIP | Generating Facility Type-1: Combined Cycle; Generating Facility Fuel-1: Natural Gas; MWs MW-1: 304 | 304 | [5 empty] | LOS ANGELES | CA | SCE | Laguna Bell Sub 230 kV Bus | 2009-07-31 07:00 | 2009-07-31 07:00 | Required | Re-Study | Re-Study | None
BEAR RIVER WIND FARM | 105 | 2006-05-04 | 2006-05-04 07:00 | WITHDRAWN | 2011-08-05 20:02 | Serial LGIP | Generating Facility Type-1: Wind Turbine; Generating Facility Fuel-1: Wind Turbine; MWs MW-1: 100 | 100 | [5 empty] | HUMBOLDT | CA | PGAE | Between Rio Del Junction and Bridgeville | 2009-10-30 07:00 | 2009-10-30 07:00 | None | None | None | None
MOJAVE SOLAR PARK 1 | 106 | 2006-05-26 | 2006-05-26 07:00 | WITHDRAWN | 2008-10-13 07:00 | Serial LGIP | Generating Facility Type-1: Steam Turbine; Generating Facility Fuel-1: Solar; MWs MW-1: 635 | 635 | [5 empty] | SAN BERNARDINO | CA | SCE | Mohave 500 kV Switchyard | 2009-12-31 08:00 | 2010-12-31 08:00 | Required | None | None | None
TECATE HYBRID | 106A | 2006-05-01 | 2006-06-06 07:00 | WITHDRAWN | 2019-12-04 08:00 | Serial LGIP | Photovoltaic | Storage |  | Solar | Battery |  | 50 | 50 |  | 100 |  |  |  | Full Capacity |  | SAN DIEGO | CA | SDGE | Boulevard East Substation 138kV | 2008-06-30 07:00 | 2022-12-31 08:00 | Required | Complete | Complete | None | Executed | IC Request
SOLANO WIND PROJECT - PHASE 3 (115KV) | 107 | 2006-06-09 | 2006-06-09 07:00 | WITHDRAWN | 2011-08-05 20:05 | Serial LGIP | Generating Facility Type-1: Wind Turbine; Generating Facility Fuel-1: Wind Turbine; MWs MW-1: 128 | 128 | [5 empty] | SOLANO | CA | PGAE | Brighton-Contra Costa 115 kV | 2011-03-01 08:00 | 2011-03-01 08:00 | None | None | None | None
SAN LUIS OBISPO SOLAR I | 108A | 2006-06-14 | 2006-06-14 07:00 | WITHDRAWN | 2006-11-16 08:00 | Serial LGIP | Generating Facility Type-1: Steam Turbine; Generating Facility Fuel-1: Solar; MWs MW-1: 300 | 300 | [5 empty] | KERN | CA | PGAE | Morro Bay - Midway 230kV line | 2010-03-01 08:00 | 2010-03-01 08:00 | None | None | None | None
SES SOLAR THREE | 109 | 2006-06-14 | 2006-06-16 07:00 | WITHDRAWN | 2011-03-31 18:39 | Serial LGIP | Generating Facility Type-1: Photovoltaic; Generating Facility Fuel-1: Solar; MWs MW-1: 550 | 550 | [5 empty] | SAN BERNARDINO | CA | SCE | Pisgah Substation | 2011-03-01 08:00 | 2011-03-01 08:00 | Required | None | None | None
SES SOLAR SIX | 110 | 2006-06-14 | 2006-06-16 07:00 | WITHDRAWN | 2011-03-31 18:42 | Serial LGIP | Generating Facility Type-1: Photovoltaic; Generating Facility Fuel-1: Solar; MWs MW-1: 1400 | 1400 | [5 empty] | SAN BERNARDINO | CA | SCE | Pisgah Substation | 2013-03-01 08:00 | 2013-03-01 08:00 | Required | None | None | None
LIBERTY V LOST HILLS | 111 | 2006-06-23 | 2006-06-26 07:00 | WITHDRAWN |  | AMEND 39 | Generating Facility Type-1: Steam Turbine; Generating Facility Fuel-1: Biofuel; MWs MW-1: 16 | 16 | [5 empty] | KERN | CA | PGAE | Tap of Chevron 70kv tran line | 2009-08-31 07:00 | 2016-12-31 08:00 |  | Complete | Complete |  | Executed
TULE II | 112 | 2006-06-28 | 2006-06-28 07:00 | WITHDRAWN | 2009-05-01 07:00 | Serial LGIP | Generating Facility Type-1: Wind Turbine; Generating Facility Fuel-1: Wind Turbine; MWs MW-1: 300 | 300 | [5 empty] | SAN DIEGO | CA | SDGE | 500 kV Imperial Valley-Miguel trans line | 2008-10-31 07:00 | 2008-10-31 07:00 | Required | Complete | None | None
COLLINSVILLE WIND | 113 | 2006-06-29 | 2006-06-30 07:00 | WITHDRAWN | 2014-10-24 22:28 | Serial LGIP | Generating Facility Type-1: Wind Turbine; Generating Facility Fuel-1: Wind Turbine; MWs MW-1: 30 | 30 | [5 empty] | SOLANO | CA | PGAE | Birds Landing Switching Station 230kV bus | 2009-04-03 07:00 | 2014-12-31 08:00 | Required | Complete | None | None | Executed
MOJAVE WINDS | 114 | 2006-06-29 | 2006-07-12 07:00 | WITHDRAWN | 2008-11-26 08:00 | Serial LGIP | Generating Facility Type-1: Wind Turbine; Generating Facility Fuel-1: Wind Turbine; MWs MW-1: 150 | 150 | [5 empty] | SAN BERNARDINO | CA | SCE | Victor 230 kV | 2008-07-01 07:00 | 2008-07-01 07:00 | Required | None | None | None
UPC GRAND VIEW WINDS | 115 | 2006-06-29 | 2006-07-12 07:00 | WITHDRAWN | 2008-11-26 08:00 | Serial LGIP | Generating Facility Type-1: Wind Turbine; Generating Facility Fuel-1: Wind Turbine; MWs MW-1: 150 | 150 | [5 empty] | SAN BERNARDINO | CA | SCE | Lugo-Pisgah 230kV line | 2008-07-01 07:00 | 2008-07-01 07:00 | Required | None | None | None
INDIGO WINDS | 116 | 2006-06-29 | 2006-07-12 07:00 | WITHDRAWN | 2008-11-26 08:00 | Serial LGIP | Generating Facility Type-1: Wind Turbine; Generating Facility Fuel-1: Wind Turbine; MWs MW-1: 50 | 50 | [5 empty] | SAN BERNARDINO | CA | SCE | Lugo-Pisgah 230kV line | 2008-07-01 07:00 | 2008-07-01 07:00 | Required | None | None | None
BEAR RIVER WIND FARM Q=117 | 117 | 2006-05-04 | 2006-07-20 07:00 | WITHDRAWN | 2011-08-05 19:58 | Serial LGIP | Generating Facility Type-1: Wind Turbine; Generating Facility Fuel-1: Wind Turbine; MWs MW-1: 70 | 70 | [5 empty] | HUMBOLDT | CA | PGAE | Rio Del Junction - Bridgeville | 2009-10-30 07:00 | 2009-10-30 07:00 | None | None | None | None
SOUTH POINT ENERGY CENTER | 118 | 2006-08-02 | 2006-08-04 07:00 | WITHDRAWN | 2007-11-28 08:00 | Serial LGIP | Generating Facility Type-1: Combined Cycle; Generating Facility Fuel-1: Natural Gas; MWs MW-1: 550 | 550 | [5 empty] | MOHAVE | AZ | SCE | SCE Mohave Substation | 2009-01-08 08:00 | 2009-01-08 08:00 | Required | None | None | None
SES SOLAR SEVEN | 120 | 2006-08-09 | 2006-08-09 07:00 | WITHDRAWN | 2008-11-26 08:00 | Serial LGIP | Generating Facility Type-1: Photovoltaic; Generating Facility Fuel-1: Solar; MWs MW-1: 1200 | 1200 | [5 empty] | SAN BERNARDINO | CA | SCE | Mojave 500 kV Switchyard | 2011-03-01 08:00 | 2011-03-01 08:00 | Required | None | None | None
MARGARITA ENERGY CENTER | 122 | 2006-08-16 | 2006-08-17 07:00 | WITHDRAWN | 2007-01-16 08:00 | Serial LGIP | Generating Facility Type-1: Gas Turbine; Generating Facility Fuel-1: Natural Gas; MWs MW-1: 99 | 99 | [5 empty] | ORANGE | CA | SDGE | SDG&E Margarita Substation | 2009-03-31 07:00 | 2008-06-30 07:00 | Waived | None | None | None
PALA ENERGY CENTER | 123 |  | 2006-08-17 07:00 | WITHDRAWN | 2007-01-16 08:00 | Serial LGIP | Generating Facility Type-1: Gas Turbine; Generating Facility Fuel-1: Natural Gas; MWs MW-1: 99 | 99 | [5 empty] | SAN DIEGO | CA | SDGE | SDG&E Pala Substation | 2009-03-31 07:00 | 2008-06-30 07:00 | None | None | None | None
SEARCHLIGHT 1 | 126 | 2006-08-31 | 2006-08-31 07:00 | WITHDRAWN | 2012-06-12 23:21 | Serial LGIP | Generating Facility Type-1: Wind Turbine; Generating Facility Fuel-1: Wind Turbine; MWs MW-1: 1500 | 1500 | [5 empty] | CLARK | NV | SCE | Eldorado Substation 220kV bus | 2011-12-31 08:00 | 2011-12-31 08:00 | Required | Complete | Re-Study | None
CONTRA COSTA CARBON PLANT RECONNECT (CCCPR) | 127 | 2006-08-22 | 2006-09-01 07:00 | WITHDRAWN | 2007-07-11 07:00 | Serial LGIP | Generating Facility Type-1: Steam Turbine; Generating Facility Fuel-1: Other; MWs MW-1: 27.2 | 27.2 | [5 empty] | CONTRA COSTA | CA | PGAE | 115kV Oleum Switchyard | 2008-08-01 07:00 | 2008-08-01 07:00 | Waived | Complete | None | None
KRCD COMMUNITY POWER PLANT | 128 | 2006-09-01 | 2006-09-01 07:00 | WITHDRAWN | 2009-08-06 07:00 | Serial LGIP | Generating Facility Type-1: Combined Cycle; Generating Facility Fuel-1: Natural Gas; MWs MW-1: 600 | 600 | [5 empty] | FRESNO | CA | PGAE | McCall Substation | 2010-12-01 08:00 | 2012-12-01 08:00 | Required | Re-Study | Re-Study | None
AMBOY | 129 |  | 2006-09-13 07:00 | WITHDRAWN | 2006-10-24 07:00 | Serial LGIP | Generating Facility Type-1: Wind Turbine; Generating Facility Fuel-1: Wind Turbine; MWs MW-1: 400 | 400 | [5 empty] | SAN BERNARDINO | CA | SCE | Pisgah 230kV Substation | 2010-03-01 08:00 | 2010-03-01 08:00 | None | None | None | None
MOJAVE SOLAR PARK 2 | 130 | 2006-09-13 | 2006-09-13 07:00 | WITHDRAWN | 2008-04-01 07:00 | Serial LGIP | Generating Facility Type-1: Steam Turbine; Generating Facility Fuel-1: Solar; MWs MW-1: 565 | 565 | [5 empty] | SAN BERNARDINO | CA | SCE | Mohave Generating Station | 2010-12-31 08:00 | 2010-12-31 08:00 | Required | None | None | None
CROSSROADS WIND | 133 |  | 2006-10-03 07:00 | WITHDRAWN | 2006-12-21 08:00 | Serial LGIP | Generating Facility Type-1: Wind Turbine; Generating Facility Fuel-1: Wind Turbine; MWs MW-1: 140 | 140 | [5 empty] | SAN BERNARDINO | CA | SCE | Pisgah-Lugo 230kV | 2010-03-01 08:00 | 2010-03-01 08:00 | None | None | None | None
PASTORIA EXPANSION II | 134 |  | 2006-10-09 07:00 | WITHDRAWN | 2007-01-31 08:00 | Serial LGIP | Generating Facility Type-1: Gas Turbine; Generating Facility Fuel-1: Natural Gas; MWs MW-1: 200 | 200 | [5 empty] | KERN | CA | SCE | Pastoria Substation | 2010-05-31 07:00 | 2010-05-31 07:00 | None | None | None | None
GRANITE MOUNTAIN WIND FARM | 135 | 2006-10-10 | 2006-10-10 07:00 | WITHDRAWN | 2013-10-08 16:43 | Serial LGIP | Generating Facility Type-1: Wind Turbine; Generating Facility Fuel-1: Wind Turbine; MWs MW-1: 60 | 60 | [5 empty] | SAN BERNARDINO | CA | SCE | Lugo-Pisgah 230kV line | 2008-09-30 07:00 | 2015-12-31 08:00 | Required | Complete | Complete | Complete | Executed
FONTANA ENERGY CENTER | 136 | 2006-10-16 | 2006-10-16 07:00 | WITHDRAWN | 2010-08-03 07:00 | Serial LGIP | Generating Facility Type-1: Gas Turbine; Generating Facility Fuel-1: Natural Gas; MWs MW-1: 300 | 300 | [5 empty] | SAN BERNARDINO | CA | SCE | Etiwanda 230kV Substation | 2010-01-01 08:00 | 2010-01-01 08:00 | Waived | Complete | Complete | None
ETIWANDA CCGT | 139 | 2006-10-24 | 2006-10-24 07:00 | WITHDRAWN | 2010-09-22 07:00 | Serial LGIP | Generating Facility Type-1: Combined Cycle; Generating Facility Fuel-1: Natural Gas; MWs MW-1: 698 | 698 | [5 empty] | SAN BERNARDINO | CA | SCE | SCE Rancho Vista 500kV Sub | 2010-06-01 07:00 | 2013-06-01 07:00 | Waived | Complete | Complete | None
NAVY 1 | 140 | 2006-10-31 | 2006-10-31 08:00 | WITHDRAWN | 2007-02-26 08:00 | Serial LGIP | Generating Facility Type-1: Steam Turbine; Generating Facility Fuel-1: Geothermal; MWs MW-1: 75 | 75 | [5 empty] | INYO | CA | SCE | Coso-Kramer 230 kV | 2011-08-18 07:00 | 2011-08-18 07:00 | None | None | None | None
ETIWANDA SCGT EXPANSION | 141 | 2006-11-03 | 2006-11-03 08:00 | WITHDRAWN | 2007-12-11 08:00 | Serial LGIP | Generating Facility Type-1: Gas Turbine; Generating Facility Fuel-1: Natural Gas; MWs MW-1: 504 | 504 | [5 empty] | SAN BERNARDINO | CA | SCE | Rancho Vista 500 kV Substation | 2010-06-01 07:00 |  | Waived | None | None | None
KM ACQUISITIONS | 142 | 2006-11-06 | 2006-11-06 08:00 | WITHDRAWN | 2017-01-09 08:00 | Serial LGIP | Generating Facility Type-1: Steam Turbine; Generating Facility Fuel-1: Solar; MWs MW-1: 80 | 80 | [5 empty] | SAN BERNARDINO | CA | SCE | Kramer Substation 220kV | 2009-12-31 08:00 | 2016-12-01 08:00 | Required | Complete | Complete | None | Executed | IC Request
HDLA SOLAR | 143 | 2006-11-06 | 2006-11-06 08:00 | WITHDRAWN | 2008-11-26 08:00 | Serial LGIP | Generating Facility Type-1: Steam Turbine; Generating Facility Fuel-1: Solar; MWs MW-1: 80 | 80 | [5 empty] | SAN BERNARDINO | CA | SCE | Kramer Substation | 2009-12-31 08:00 | 2009-12-31 08:00 | Required | None | None | None
LUZ SOLAR PARTNERS | 144 | 2006-11-06 | 2006-11-06 08:00 | WITHDRAWN | 2009-12-07 21:21 | Serial LGIP | Generating Facility Type-1: Steam Turbine; Generating Facility Fuel-1: Solar; MWs MW-1: 320 | 320 | [5 empty] | SAN BERNARDINO | CA | SCE | Kramer Substation | 2009-12-31 08:00 | 2009-12-31 08:00 | Required | None | None | None |  | None
BIGHORN | 145 | 2006-11-08 | 2006-11-08 08:00 | WITHDRAWN | 2008-10-23 07:00 | Serial LGIP | Generating Facility Type-1: Combined Cycle; Generating Facility Fuel-1: Natural Gas; MWs MW-1: 591 | 591 | [5 empty] | CLARK | NV | SCE | Eldorado 500 kV Substation | 2010-06-01 07:00 | 2010-06-01 07:00 | Required | None | None | None
GREEN BORDERS GEOTHERMAL PHASE II | 148 |  | 2006-11-16 08:00 | WITHDRAWN | 2007-02-01 08:00 | Serial LGIP | Generating Facility Type-1: Steam Turbine; Generating Facility Fuel-1: Geothermal; MWs MW-1: 90 | 90 | [5 empty] | CHURCH | NV | SCE | Oxbow 230kV Substation | 2011-10-01 07:00 | 2011-10-01 07:00 | None | None | None | None
NORTH SKY RIVER II WIND | 149 | 2006-11-16 | 2006-11-16 08:00 | WITHDRAWN | 2008-10-20 07:00 | Serial LGIP | Generating Facility Type-1: Wind Turbine; Generating Facility Fuel-1: Wind Turbine; MWs MW-1: 362 | 362 | [5 empty] | KERN | CA | SCE | SCE Highwind Sub #2 (proposed) 230 kV | 2010-12-31 08:00 | 2010-12-31 08:00 | Required | None | None | None
LARKSPUR 3 | 150 | 2006-11-16 | 2006-11-16 08:00 | WITHDRAWN | 2016-03-24 00:57 | Serial LGIP | Generating Facility Type-1: Gas Turbine; Generating Facility Fuel-1: Natural Gas; MWs MW-1: 47.4 | 47.4 | [5 empty] | SAN DIEGO | CA | SDGE | Border Substation 69 kV | 2014-05-15 07:00 | 2016-11-15 08:00 | Required | Re-Study | Complete | None
TRANSCANADA PEAKER | 151 | 2006-11-17 | 2006-11-17 08:00 | WITHDRAWN | 2006-12-11 08:00 | Serial LGIP | Generating Facility Type-1: Gas Turbine; Generating Facility Fuel-1: Natural Gas; MWs MW-1: 510 | 510 | [5 empty] | SAN BERNARDINO | CA | SCE | Chino Substation 230kV Line | 2011-05-01 07:00 | 2011-05-01 07:00 | Required | None | None | None
POINT SAL WIND | 152 | 2006-11-22 | 2006-11-22 08:00 | WITHDRAWN | 2008-10-29 07:00 | Serial LGIP | Generating Facility Type-1: Wind Turbine; Generating Facility Fuel-1: Wind Turbine; MWs MW-1: 105 | 105 | [5 empty] | SANTA BARBARA | CA | PGAE | Mesa-Divide #1 115kV line | 2009-12-31 08:00 | 2009-12-31 08:00 | Required | Complete | None | None
ALTA Q153 (FKA ALTA 7) | 153 | 2006-11-22 | 2006-11-22 08:00 | WITHDRAWN | 2014-09-29 07:00 | Serial LGIP | Generating Facility Type-1: Wind Turbine; Generating Facility Fuel-1: Wind Turbine; MWs MW-1: 100 | 100 | [5 empty] | KERN | CA | SCE | Whirlwind Substation 230kV | 2008-05-30 07:00 | 2016-12-31 08:00 | Waived | Complete | Complete | None | In Progress | None
FLYING WING SOLAR (FKA GENESIS SOLAR) | 154 | 2006-11-28 | 2006-11-30 08:00 | WITHDRAWN | 2013-04-18 07:00 | TC | Generating Facility Type-1: Photovoltaic; Generating Facility Fuel-1: Solar; MWs MW-1: 250 | 250 |  |  |  | Full Capacity |  | KERN | CA | SCE | Windhub 230 kV Substation | 2009-12-31 08:00 | 2015-06-01 07:00 | NA | Complete | Complete | NA
LSP OAKLAND | 155 | 2006-12-01 | 2006-12-01 08:00 | WITHDRAWN | 2009-01-02 08:00 | Serial LGIP | Generating Facility Type-1: Gas Turbine; Generating Facility Fuel-1: Natural Gas; MWs MW-1: 300 | 300 | [5 empty] | ALAMEDA | CA | PGAE | Oakland C 115kV substation | 2010-05-31 07:00 | 2012-05-31 07:00 | Required | Re-Study | None | None
DAGGETT WIND PROJECT II | 156 | 2006-12-05 | 2006-12-05 08:00 | WITHDRAWN | 2012-03-13 22:00 | Serial LGIP | Generating Facility Type-1: Wind Turbine; Generating Facility Fuel-1: Wind Turbine; MWs MW-1: 201 | 201 | [5 empty] | SAN BERNARDINO | CA | SCE | Lugo-Pisgah 230kV line | 2009-03-01 08:00 | 2012-03-01 08:00 | Required | Complete | None | None
ALTA 8 | 157 | 2006-12-15 | 2006-12-15 08:00 | WITHDRAWN | 2008-11-26 08:00 | Serial LGIP | Generating Facility Type-1: Wind Turbine; Generating Facility Fuel-1: Wind Turbine; MWs MW-1: 100 | 100 | [5 empty] | KERN | CA | SCE | 66kV Rosamond-Antelope line | 2014-12-31 08:00 | 2014-12-31 08:00 | Required | None | None | None
ALTA 9 | 158 | 2006-12-15 | 2006-12-15 08:00 | WITHDRAWN | 2008-11-26 08:00 | Serial LGIP | Generating Facility Type-1: Wind Turbine; Generating Facility Fuel-1: Wind Turbine; MWs MW-1: 100 | 100 | [5 empty] | KERN | CA | SCE | 66kV Rosamond-Delsur line | 2013-12-31 08:00 | 2013-12-31 08:00 | Required | None | None | None
ALTA 10 | 159 | 2006-12-15 | 2006-12-15 08:00 | WITHDRAWN | 2009-12-15 22:53 | Serial LGIP | Generating Facility Type-1: Wind Turbine; Generating Facility Fuel-1: Wind Turbine; MWs MW-1: 100 | 100 | [5 empty] | KERN | CA | SCE | Antelope-Magunden #1 220kV line | 2013-12-31 08:00 | 2013-12-31 08:00 | Required | None | None | None
CALIFORNIA SOLAR ONE | 160 | 2007-02-01 | 2006-12-29 08:00 | WITHDRAWN | 2007-09-17 07:00 | Serial LGIP | Generating Facility Type-1: Steam Turbine; Generating Facility Fuel-1: Solar; MWs MW-1: 220 | 220 | [5 empty] | SAN BERNARDINO | CA | SCE | Kramer | 2009-01-01 08:00 | 2009-01-01 08:00 | Required | None | None | None
HARBOR II | 161 | 2006-12-27 | 2007-01-04 08:00 | WITHDRAWN | 2011-06-23 07:00 | Serial LGIP | Generating Facility Type-1: Gas Turbine; Generating Facility Fuel-1: Natural Gas; MWs MW-1: 220 | 220 | [5 empty] | LOS ANGELES | CA | SCE | Harborgen Substation | 2009-05-01 07:00 | 2012-03-01 08:00 | Waived | Re-Study | None | None
BAJANORTE WIND FACILITY | 164 | 2007-01-12 | 2007-01-12 08:00 | WITHDRAWN | 2008-11-19 08:00 | Serial LGIP | Generating Facility Type-1: Wind Turbine; Generating Facility Fuel-1: Wind Turbine; MWs MW-1: 1000 | 1000 | [5 empty] | BAJA CALIFORNIA | MX | SDGE | Imperial Valley 230kV switchyard | 2010-10-01 07:00 | 2010-10-01 07:00 | Required | None | None | None
DPT BROADWELL LAKE | 165 | 2007-01-16 | 2007-01-16 08:00 | WITHDRAWN | 2010-05-21 07:00 | Serial LGIP | Generating Facility Type-1: Steam Turbine; Generating Facility Fuel-1: Solar; MWs MW-1: 400 | 400 | [5 empty] | SAN BERNARDINO | CA | SCE | Pisgah 230kV Substation bus | 2011-06-30 07:00 | 2011-06-30 07:00 | Waived | Complete | None | None
BLYTHE III | 167 |  | 2007-01-25 08:00 | WITHDRAWN | 2007-05-16 07:00 | Serial LGIP | Generating Facility Type-1: Combined Cycle; Generating Facility Fuel-1: Natural Gas; MWs MW-1: 700 | 700 | [5 empty] | RIVERSIDE | CA | SCE | 500kV line to Midpoint Switching Station | 2012-06-01 07:00 | 2012-06-01 07:00 | None | None | None | None
VIENTO MEXICANA | 168 | 2007-02-01 | 2007-02-02 08:00 | WITHDRAWN | 2011-03-31 21:31 | Serial LGIP | Generating Facility Type-1: Wind Turbine; Generating Facility Fuel-1: Wind Turbine; MWs MW-1: 1000 | 1000 | [5 empty] | BAJA CALIFORNIA | MX | SDGE | Imperial Valley 500kV bus | 2011-12-31 08:00 | 2011-12-31 08:00 | Required | None | None | None
IMPERIAL SOLEIL | 169 | 2007-02-01 | 2007-02-02 08:00 | WITHDRAWN | 2008-11-26 08:00 | Serial LGIP | Generating Facility Type-1: Steam Turbine; Generating Facility Fuel-1: Solar; MWs MW-1: 211.6 | 211.6 | [5 empty] | IMPERIAL | CA | SDGE | Imperial Valley 230kV bus | 2011-12-31 08:00 | 2011-12-31 08:00 | Required | None | None | None
MOJAVE SOLEIL | 170 | 2007-02-02 | 2007-02-02 08:00 | WITHDRAWN | 2009-12-07 21:16 | Serial LGIP | Generating Facility Type-1: Photovoltaic; Generating Facility Fuel-1: Solar; MWs MW-1: 150 | 150 | [5 empty] | KERN | CA | SCE | Substation 5 (aka Whirlwind) | 2011-12-31 08:00 | 2013-07-31 07:00 | Required | None | None | None
DELTA WIND II | 171 | 2007-02-09 | 2007-02-09 08:00 | WITHDRAWN | 2011-03-31 21:54 | Serial LGIP | Generating Facility Type-1: Wind Turbine; Generating Facility Fuel-1: Wind Turbine; MWs MW-1: 500 | 500 | [5 empty] | SOLANO | CA | PGAE | Vaca-Tesla 500kV line | 2011-12-31 08:00 | 2011-03-31 07:00 | Required | None | None | None
STOCKTON GENERATION | 172 | 2007-02-08 | 2007-02-15 08:00 | WITHDRAWN | 2015-07-01 21:14 | Serial LGIP | Generating Facility Type-1: Combined Cycle; Generating Facility Fuel-1: Natural Gas; MWs MW-1: 508 | 508 | [5 empty] | SAN JOAQUIN | CA | PGAE | Tesla-Bellota 230kV lines | 2011-05-15 07:00 | 2014-05-01 07:00 | Required | Complete | Complete | None
WELLHEAD POWER PALA | 173 | 2007-02-16 | 2007-02-16 08:00 | WITHDRAWN | 2009-01-27 08:00 | Serial LGIP | Generating Facility Type-1: Gas Turbine; Generating Facility Fuel-1: Natural Gas; MWs MW-1: 49.9 | 49.9 | [5 empty] | SAN DIEGO | CA | SDGE | Pala 69kV Substation | 2011-05-01 07:00 | 2011-05-01 07:00 | Waived | Complete | Complete | None
PAINTED HILLS II | 174 | 2007-02-16 | 2007-02-16 08:00 | WITHDRAWN | 2007-06-12 07:00 | Serial LGIP | Generating Facility Type-1: Wind Turbine; Generating Facility Fuel-1: Wind Turbine; MWs MW-1: 30 | 30 | [5 empty] | RIVERSIDE | CA | SCE | Devers-Venwind 115kV line | 2008-12-01 08:00 | 2008-12-01 08:00 | Required | None | None | None
ALTA Q175 (FKA ALTA 11) | 175 | 2007-02-21 | 2007-02-21 08:00 | WITHDRAWN | 2015-06-12 07:00 | TC | Generating Facility Type-1: Wind Turbine; Generating Facility Fuel-1: Wind Turbine; MWs MW-1: 650 | 650 |  |  |  | Full Capacity |  | KERN | CA | SCE | Whirlwind Substation 230kV | 2008-09-30 07:00 | 2017-12-31 08:00 | NA | Complete | Complete | NA
WELLHEAD POWER MARGARITA | 176 | 2007-02-23 | 2007-02-23 08:00 | WITHDRAWN | 2008-04-29 07:00 | Serial LGIP | Generating Facility Type-1: Gas Turbine; Generating Facility Fuel-1: Natural Gas; MWs MW-1: 49.9 | 49.9 | [5 empty] | ORANGE | CA | SDGE | Margarita 138kV Substation | 2008-05-01 07:00 | 2010-06-15 07:00 | Waived | Complete | Complete | None
CARQUINEZ WIND | 177 | 2007-02-27 | 2007-02-28 08:00 | WITHDRAWN | 2009-01-21 08:00 | Serial LGIP | Generating Facility Type-1: Wind Turbine; Generating Facility Fuel-1: Wind Turbine; MWs MW-1: 100 | 100 | [5 empty] | CONTRA COSTA | CA | PGAE | Bahia Moraga 230 kV Line | 2011-12-31 08:00 | 2011-12-31 08:00 | Required | Complete | None | None
PACHECO WIND | 178 | 2007-02-27 | 2007-02-28 08:00 | WITHDRAWN | 2007-11-19 08:00 | Serial LGIP | Generating Facility Type-1: Wind Turbine; Generating Facility Fuel-1: Wind Turbine; MWs MW-1: 100 | 100 | [5 empty] | MERCED | CA | PGAE | Los Banos 230kV bus near Pacheco Pass | 2011-12-31 08:00 | 2011-12-31 08:00 | Required | None | None | None
BAJA WIND | 178A | 2007-02-27 | 2007-02-28 08:00 | WITHDRAWN | 2008-11-24 08:00 | Serial LGIP | Generating Facility Type-1: Wind Turbine; Generating Facility Fuel-1: Wind Turbine; MWs MW-1: 500 | 500 | [5 empty] | MEXICALI/ENSENADA/TECATE | MX | SDGE | Miguel 230kV Bus | 2011-07-01 07:00 | 2011-07-01 07:00 | Required | None | None | None
MEXICO WIND | 178B | 2007-02-27 | 2007-02-28 08:00 | WITHDRAWN | 2011-03-31 22:07 | Serial LGIP | Generating Facility Type-1: Wind Turbine; Generating Facility Fuel-1: Wind Turbine; MWs MW-1: 500 | 500 | [5 empty] | MEXICALI/ENSENADA/TECATE | MX | SDGE | Imperial Valley 230kV Substation | 2010-07-01 07:00 | 2010-06-15 07:00 | Required | None | None | None
EAGLE MOUNTAIN | 179 | 2007-02-15 | 2007-03-01 08:00 | WITHDRAWN | 2008-11-26 08:00 | Serial LGIP | Generating Facility Type-1: Steam Turbine; Generating Facility Fuel-1: Solar; MWs MW-1: 300 | 300 | [5 empty] | RIVERSIDE | CA | SCE | Julian Hinds 230kV Substation | 2010-12-31 08:00 | 2010-12-31 08:00 | Required | None | None | None
CPV CALIFORNIA I | 180 | 2007-03-06 | 2007-03-02 08:00 | WITHDRAWN | 2008-05-01 07:00 | Serial LGIP | Generating Facility Type-1: Gas Turbine; Generating Facility Fuel-1: Natural Gas; MWs MW-1: 564 | 564 | [5 empty] | SAN BERNARDINO | CA | SCE | New 230kV Switchyard on the Mira Loma-Vista #2 line | 2011-05-01 07:00 | 2011-05-01 07:00 | Required | None | None | None
CPV CALIFORNIA II | 181 | 2007-03-06 | 2007-03-02 08:00 | WITHDRAWN | 2008-05-01 07:00 | Serial LGIP | Generating Facility Type-1: Gas Turbine; Generating Facility Fuel-1: Natural Gas; MWs MW-1: 400 | 400 | [5 empty] | SAN BERNARDINO | CA | SCE | New 230kV switchyard on the Chino-Serrano line | 2010-03-01 08:00 | 2010-03-01 08:00 | Required | None | None | None
DESERT SAPPHIRE PV | 182 | 2007-03-05 | 2007-03-05 08:00 | WITHDRAWN | 2009-12-07 23:59 | Serial LGIP | Generating Facility Type-1: Photovoltaic; Generating Facility Fuel-1: Solar; MWs MW-1: 500 | 500 | [5 empty] | KERN | CA | SCE | Windhub Substation | 2010-12-31 08:00 | 2015-07-01 07:00 | Required | None | None | None
ESJ PHASE II PROJECT (FKA RUMOROSA WIND ENERGY PHASE II PROJECT) | 183 | 2007-03-05 | 2007-03-05 08:00 | WITHDRAWN | 2017-10-10 07:00 | TC | Generating Facility Type-1: Wind Turbine; Generating Facility Fuel-1: Wind Turbine; MWs MW-1: 300 | 300 |  |  |  | Energy Only |  | BAJA CALIFORNIA | MX | SDGE | East County (ECO) Substation 230kV | 2009-11-01 07:00 | 2019-06-30 07:00 | NA | Complete | Complete | NA |  | IC Request
WESTERN GEOPOWER UNIT 1 | 184 | 2007-03-05 | 2007-03-05 08:00 | WITHDRAWN | 2013-08-14 20:40 | Serial LGIP | Generating Facility Type-1: Steam Turbine; Generating Facility Fuel-1: Geothermal; MWs MW-1: 32 | 32 | [5 empty] | SONOMA | CA | PGAE | Geysers #3-Cloverdale 115 kV line | 2010-01-01 08:00 | 2015-10-01 07:00 | Required | Complete | Complete | None
GREEN BORDERS GEOTHERMAL PHASE 2 | 185 | 2007-03-06 | 2007-03-06 08:00 | WITHDRAWN | 2011-01-03 08:00 | Serial LGIP | Generating Facility Type-1: Steam Turbine; Generating Facility Fuel-1: Geothermal; MWs MW-1: 150 | 150 | [5 empty] | MINERAL | NV | SCE | Control Sub | 2011-08-01 07:00 | 2011-01-01 08:00 | Waived | Complete | None | None
STOCKTON PEAKERS PROJECT | 186 | 2007-03-07 | 2007-03-07 08:00 | WITHDRAWN | 2007-11-28 08:00 | Serial LGIP | Generating Facility Type-1: Gas Turbine; Generating Facility Fuel-1: Natural Gas; MWs MW-1: 211 | 211 | [5 empty] | SAN JOAQUIN | CA | PGAE | Stockton¿A¿-Lockeford-Bellota 115kV #1&#2 lines & Tesla-Tracy 115kV line | 2009-12-31 08:00 | 2009-12-31 08:00 | Required | None | None | None
NEW GEYSERS | 187 | 2007-03-14 | 2007-03-14 07:00 | WITHDRAWN | 2008-06-06 07:00 | Serial LGIP | Generating Facility Type-1: Steam Turbine; Generating Facility Fuel-1: Geothermal; MWs MW-1: 50 | 50 | [5 empty] | SONOMA | CA | PGAE | Geysers-Fulton 230kV transmission line | 2011-01-01 08:00 | 2011-01-01 08:00 | Required | Complete | None | None
DOGHOUSE JUNCTION ENERGY CENTER | 190 | 2007-03-31 | 2007-03-30 07:00 | WITHDRAWN | 2011-05-31 21:18 | Serial LGIP | Generating Facility Type-1: Gas Turbine; Generating Facility Fuel-1: Natural Gas; MWs MW-1: 330 | 330 | [5 empty] | SAN DIEGO | CA | SDGE | Otay Mesa Energy Center 230kV Substation | 2011-03-01 08:00 | 2013-05-01 07:00 | Required | Complete | Complete | None
CPV CALIFORNIA III | 191 | 2007-04-02 | 2007-04-02 07:00 | WITHDRAWN | 2007-10-01 07:00 | Serial LGIP | Generating Facility Type-1: Gas Turbine; Generating Facility Fuel-1: Natural Gas; MWs MW-1: 315 | 315 | [5 empty] | SAN DIEGO | CA | SDGE | Penasquistos Old Town 230kV transmission line | 2010-03-01 08:00 | 2010-03-01 08:00 | Required | None | None | None
CPV CALIFORNIA IV | 192 | 2007-04-02 | 2007-04-02 07:00 | WITHDRAWN | 2007-10-01 07:00 | Serial LGIP | Generating Facility Type-1: Gas Turbine; Generating Facility Fuel-1: Natural Gas; MWs MW-1: 315 | 315 | [5 empty] | SAN DIEGO | CA | SDGE | San Luis Rey¿Mission 230kV transmission line | 2010-03-01 08:00 | 2010-03-01 08:00 | Required | None | None | None
BPAE KERN FRONT | 195 | 2007-04-06 | 2007-04-06 07:00 | WITHDRAWN | 2007-09-21 07:00 | Serial LGIP | Generating Facility Type-1: Combined Cycle; Generating Facility Fuel-1: Natural Gas; MWs MW-1: 725 | 725 | [5 empty] | KERN | CA | SCE | Springerville Mugunden 230kV Line | 2013-01-01 08:00 | 2013-01-01 08:00 | Waived | None | None | None
MADERA ENERGY CENTER | 196 | 2007-04-13 | 2007-04-13 07:00 | WITHDRAWN | 2011-04-01 14:26 | Serial LGIP | Generating Facility Type-1: Combined Cycle; Generating Facility Fuel-1: Natural Gas; MWs MW-1: 210 | 210 | [5 empty] | MADERA | CA | PGAE | Borden Substation 230kV Bus | 2011-07-01 07:00 | 2014-06-15 07:00 | Required | None | None | None
CPV CALIFORNIA V | 197 | 2007-04-16 | 2007-04-16 07:00 | WITHDRAWN | 2007-12-03 08:00 | Serial LGIP | Generating Facility Type-1: Gas Turbine; Generating Facility Fuel-1: Natural Gas; MWs MW-1: 315 | 315 | [5 empty] | SAN DIEGO | CA | SDGE | Otay Mesa 230kV switchyard | 2011-12-01 08:00 | 2011-12-01 08:00 | Required | None | None | None
STAR GENERATION | 198 | 2007-04-18 | 2007-04-18 07:00 | WITHDRAWN | 2008-01-11 08:00 | Serial LGIP | Generating Facility Type-1: Gas Turbine; Generating Facility Fuel-1: Natural Gas; MWs MW-1: 400 | 400 | [5 empty] | SAN DIEGO | CA | SDGE | OMEC interconnection substation | 2010-02-28 08:00 | 2010-02-28 08:00 | Required | None | None | None
STOCKTON REPOWERING PROJECT | 199 | 2007-04-19 | 2007-04-19 07:00 | WITHDRAWN | 2008-03-03 08:00 | Serial LGIP | Generating Facility Type-1: Gas Turbine; Generating Facility Fuel-1: Natural Gas; MWs MW-1: 50 | 50 | [5 empty] | SAN JOAQUIN | CA | PGAE | 60kV bus at Posdef QF facility | 2009-12-31 08:00 | 2009-12-31 08:00 | Required | Complete | None | None
MILLIKEN | 200 | 2007-04-02 | 2007-04-19 07:00 | WITHDRAWN | 2007-05-14 07:00 | Serial LGIP | Generating Facility Type-1: Gas Turbine; Generating Facility Fuel-1: Natural Gas; MWs MW-1: 200 | 200 | [5 empty] | RIVERSIDE | CA | SCE | Mira Loma Substation | 2010-05-31 07:00 | 2010-05-31 07:00 | None | None | None | None
CALICO MOUNTAINS WIND ENERGY | 202 | 2007-04-19 | 2007-04-19 07:00 | WITHDRAWN | 2008-11-12 08:00 | Serial LGIP | Generating Facility Type-1: Wind Turbine; Generating Facility Fuel-1: Wind Turbine; MWs MW-1: 198.65 | 198.65 | [5 empty] | SAN BERNARDINO | CA | SCE | Cool Water-Kramer #1 230kV line | 2013-11-15 08:00 | 2013-11-15 08:00 | Required | None | None | None
CAMP ROCK WIND | 203 | 2007-04-19 | 2007-04-19 07:00 | WITHDRAWN | 2011-04-01 14:52 | Serial LGIP | Generating Facility Type-1: Wind Turbine; Generating Facility Fuel-1: Wind Turbine; MWs MW-1: 198.65 | 198.65 | [5 empty] | SAN BERNARDINO | CA | SCE | Cool Water-SEGS2-Tortilla 115kV line | 2013-12-15 08:00 | 2013-12-15 08:00 | Required | None | None | None
IRON MOUNTAIN WIND ENERGY | 204 | 2007-04-19 | 2007-04-19 07:00 | WITHDRAWN | 2008-12-19 08:00 | Serial LGIP | Generating Facility Type-1: Wind Turbine; Generating Facility Fuel-1: Wind Turbine; MWs MW-1: 149.4 | 149.4 | [5 empty] | SAN BERNARDINO | CA | SCE | Tortilla-Kramer 115 kV line | 2013-11-15 08:00 | 2013-11-15 08:00 | Required | None | None | None
EL DORADO SOLAR GENERATING STATION PROJECT | 205 | 2007-04-20 | 2007-04-20 07:00 | WITHDRAWN | 2014-01-03 08:00 | TC | Generating Facility Type-1: Steam Turbine; Generating Facility Fuel-1: Solar; MWs MW-1: 5 | 5 |  |  |  | Full Capacity |  | CLARK | NV | SCE | El Dorado 220kV Switchyard | 2010-12-31 08:00 | 2014-12-31 08:00 | NA | Complete | Complete | NA
EL SEGUNDO 3 & 4 RE-POWER II | 206 | 2007-04-26 | 2007-04-23 07:00 | WITHDRAWN | 2007-06-20 07:00 | Serial LGIP | Generating Facility Type-1: Combined Cycle; Generating Facility Fuel-1: Solar; MWs MW-1: 200 | 200 | [5 empty] | LOS ANGELES | CA | SCE | El Sequndo 230kV Switchyard | 2013-01-30 08:00 | 2013-01-30 08:00 | None | None | None | None
LONG BEACH 5, 6, 7 & 8 | 207 | 2007-04-26 | 2007-04-26 07:00 | WITHDRAWN | 2008-03-06 08:00 | Serial LGIP | Generating Facility Type-1: Combined Cycle; Generating Facility Fuel-1: Natural Gas; MWs MW-1: 557.3 | 557.3 | [5 empty] | LOS ANGELES | CA | SCE | Long Beach Substation | 2013-08-30 07:00 |  | Required | None | None | None
GV1 | 208 | 2007-04-20 | 2007-05-03 07:00 | WITHDRAWN |  | AMEND 39 | Generating Facility Type-1: Photovoltaic; Generating Facility Fuel-1: Solar; MWs MW-1: 2 | 2 | [5 empty] | ALAMEDA | CA | PGAE | Tracy-Herdlyn 69kV line | 2008-06-01 07:00 | 2008-09-01 07:00 |  | Waived
CONCEPCION II WIND GENERATION | 209 | 2007-05-02 | 2007-05-03 07:00 | WITHDRAWN | 2009-12-17 19:15 | Serial LGIP | Generating Facility Type-1: Wind Turbine; Generating Facility Fuel-1: Wind Turbine; MWs MW-1: 400 | 400 | [5 empty] | BAJA CALIFORNIA | MX | SDGE | New 230/500kV substation near the 500kV IV-ML line | 2010-12-31 08:00 | 2010-12-31 08:00 | Required | None | None | None
DESERT SUNLIGHT PV III | 210 | 2007-05-03 | 2007-05-03 07:00 | WITHDRAWN | 2009-12-08 | Serial LGIP | Generating Facility Type-1: Photovoltaic; Generating Facility Fuel-1: Solar; MWs MW-1: 500 | 500 | [5 empty] | RIVERSIDE | CA | SCE | Red Bluff Substation 230kV switchyard | 2012-12-31 08:00 | 2016-12-01 08:00 | Required | None | None | None
HORSE LAKE WIND PROJECT | 211 | 2007-05-14 | 2007-05-04 07:00 | WITHDRAWN | 2008-12-11 23:43 | Serial LGIP | Generating Facility Type-1: Wind Turbine; Generating Facility Fuel-1: Wind Turbine; MWs MW-1: 201 | 201 | [5 empty] | LASSEN | CA | PGAE | Caribou 230kV Substation | 2008-10-31 07:00 | 2008-10-31 07:00 | Required | None | None | None
BEAR RIVER RIDGE WIND FARM | 212 | 2007-05-09 | 2007-05-09 07:00 | WITHDRAWN | 2012-07-23 21:16 | Serial LGIP | Generating Facility Type-1: Wind Turbine; Generating Facility Fuel-1: Wind Turbine; MWs MW-1: 50 | 50 | [5 empty] | HUMBOLDT | CA | PGAE | Rio Dell Substation 60kV | 2010-10-30 07:00 | 2013-12-15 08:00 | Required | Complete | Complete | None | In Progress
DESERT WIND | 213 | 2007-05-07 | 2007-05-09 07:00 | WITHDRAWN | 2008-11-26 08:00 | Serial LGIP | Generating Facility Type-1: Wind Turbine; Generating Facility Fuel-1: Wind Turbine; MWs MW-1: 180 | 180 | [5 empty] | SAN BERNARDINO | CA | SCE | Coolwater 220kV bus | 2010-11-15 08:00 | 2010-11-15 08:00 | Required | None | None | None
WATERMAN MOUNTAINS WIND ENERGY PROJECT | 214 | 2007-05-10 | 2007-05-10 07:00 | WITHDRAWN | 2008-11-12 08:00 | Serial LGIP | Generating Facility Type-1: Wind Turbine; Generating Facility Fuel-1: Wind Turbine; MWs MW-1: 49.25 | 49.25 | [5 empty] | SAN BERNARDINO | CA | SCE | Coolwater-Kramer 115 kV line | 2013-12-15 08:00 | 2013-12-15 08:00 | Required | None | None | None
ESJ EXPANSION PROJECT (FKA RUMOROSA WIND EXPANSION) | 215 | 2007-05-21 | 2007-05-21 07:00 | WITHDRAWN | 2017-10-10 07:00 | TC | Generating Facility Type-1: Wind Turbine; Generating Facility Fuel-1: Wind Turbine; MWs MW-1: 420 | 420 |  |  |  | Energy Only |  | BAJA CALIFORNIA | MX | SDGE | East County (ECO) Substation 230kV | 2011-05-01 07:00 | 2019-06-30 07:00 | NA | Complete | Complete | NA |  | IC Request
LONESTAR | 216 | 2007-05-22 | 2007-05-22 07:00 | WITHDRAWN | 2007-07-24 07:00 | Serial LGIP | Generating Facility Type-1: Gas Turbine; Generating Facility Fuel-1: Natural Gas; MWs MW-1: 98.8 | 98.8 | [5 empty] | SAN DIEGO | CA | SDGE | Otay Mesa Energy Center | 2010-03-31 07:00 | 2010-03-31 07:00 | None | None | None | None
OCEANSIDE | 217 |  | 2007-05-22 07:00 | WITHDRAWN | 2007-07-24 07:00 | Serial LGIP | Generating Facility Type-1: Gas Turbine; Generating Facility Fuel-1: Natural Gas; MWs MW-1: 98.8 | 98.8 | [5 empty] | SAN DIEGO | CA | SDGE | San Luis Rey-Melrose 69kV | 2010-03-31 07:00 | 2010-03-31 07:00 | None | None | None | None
OLYMPUS POWER | 218 | 2007-05-22 | 2007-05-22 07:00 | WITHDRAWN | 2007-07-24 07:00 | Serial LGIP | Generating Facility Type-1: Gas Turbine; Generating Facility Fuel-1: Natural Gas; MWs MW-1: 98.8 | 98.8 | [5 empty] | SAN DIEGO | CA | SDGE | Loop Talega-Escondido 230kV line | 2010-03-31 07:00 | 2010-03-31 07:00 | None | None | None | None
SONORAN | 219 | 2007-05-07 | 2007-05-23 07:00 | WITHDRAWN | 2019-03-25 07:00 | Serial LGIP | Generating Facility Type-1: Photovoltaic; Generating Facility Fuel-1: Solar; MWs MW-1: 50 | 50 | [5 empty] | RIVERSIDE | CA | SCE | Colorado River Substation 500kV bus | 2012-06-01 07:00 | 2021-01-02 08:00 | Required | None | None | None | Executed | IC Request
DESERT GARNET PV | 220 | 2007-05-23 | 2007-05-23 07:00 | WITHDRAWN | 2009-12-07 21:22 | Serial LGIP | Generating Facility Type-1: Photovoltaic; Generating Facility Fuel-1: Solar; MWs MW-1: 450 | 450 | [5 empty] | SAN BERNARDINO | CA | SCE | BLM West-Kramer 230kV line | 2011-12-01 08:00 | 2016-10-01 07:00 | Required | None | None | None
DESERT ONYX PV | 221 | 2007-05-23 | 2007-05-23 07:00 | WITHDRAWN | 2009-12-07 23:54 | Serial LGIP | Generating Facility Type-1: Photovoltaic; Generating Facility Fuel-1: Solar; MWs MW-1: 450 | 450 | [5 empty] | SAN BERNARDINO | CA | SCE | Cool Water-Kramer #1 230kV line | 2011-12-01 08:00 | 2015-11-01 07:00 | Required | None | None | None
NOBLE WELL WIND GENERATION PROJECT | 223 | 2007-05-24 | 2007-05-29 07:00 | WITHDRAWN | 2008-08-15 16:34 | Serial LGIP | Generating Facility Type-1: Wind Turbine; Generating Facility Fuel-1: Wind Turbine; MWs MW-1: 170 | 170 | [5 empty] | SAN BERNARDINO | CA | SCE | Cool Water-Kramer #1 230kV line | 2010-12-31 08:00 | 2010-12-31 08:00 | Required | None | None | None
BORDER II | 224 | 2007-05-23 | 2007-05-30 07:00 | WITHDRAWN | 2007-07-23 07:00 | Serial LGIP | Generating Facility Type-1: Reciprocating Engine; Generating Facility Fuel-1: Natural Gas; MWs MW-1: 99 | 99 | [5 empty] | SAN DIEGO | CA | SDGE | 69kV line next to Calpeak Border site | 2010-05-01 07:00 | 2010-05-01 07:00 | None | None | None | None
BLYTHE III (REVISED) | 225 | 2007-05-23 | 2007-06-04 07:00 | WITHDRAWN | 2011-04-01 22:34 | Serial LGIP | Generating Facility Type-1: Combined Cycle; Generating Facility Fuel-1: Natural Gas; MWs MW-1: 640 | 640 | [5 empty] | RIVERSIDE | CA | SCE | 500kV line to the new Midpoint switching station | 2012-06-01 07:00 | 2015-05-31 07:00 | Required | None | None | None
RAINBOW ENERGY FACILITY | 226 | 2007-05-16 | 2007-06-05 07:00 | WITHDRAWN | 2008-04-03 07:00 | Serial LGIP | Generating Facility Type-1: Combined Cycle; Generating Facility Fuel-1: Natural Gas; MWs MW-1: 620 | 620 | [5 empty] | SAN DIEGO | CA | SDGE | New double circuit 230kV line into Escondido Substation | 2012-03-30 07:00 | 2012-03-30 07:00 | Required | None | None | None
BODEGA BAY PROJECT | 227 | 2007-06-18 | 2007-06-14 07:00 | WITHDRAWN | 2008-03-10 07:00 | Serial LGIP | Generating Facility Type-1: Wind Turbine; Generating Facility Fuel-1: Wind Turbine; MWs MW-1: 175 | 175 | [5 empty] | MARIN | CA | PGAE | Fulton-Ignacio 230kV #2 line | 2010-12-31 08:00 | 2010-12-31 08:00 | Required | None | None | None
CPV CALIFORNIA VI | 228 | 2007-06-20 | 2007-06-20 07:00 | WITHDRAWN | 2007-10-22 07:00 | Serial LGIP | Generating Facility Type-1: Gas Turbine; Generating Facility Fuel-1: Natural Gas; MWs MW-1: 630 | 630 | [5 empty] | ALAMEDA | CA | PGAE | Newark Substation 230kV bus | 2011-06-01 07:00 | 2011-06-01 07:00 | Required | None | None | None
DESERT OPAL III PV | 229 | 2007-06-21 | 2007-06-21 07:00 | WITHDRAWN | 2009-12-07 23:55 | Serial LGIP | Generating Facility Type-1: Photovoltaic; Generating Facility Fuel-1: Solar; MWs MW-1: 1000 | 1000 | [5 empty] | SAN BERNARDINO | CA | SCE | Devers Substation | 2013-12-31 08:00 | 2016-12-31 08:00 | Required | None | None | None
DESERT RUBY PV | 230 | 2007-06-21 | 2007-06-21 07:00 | WITHDRAWN | 2009-12-07 23:58 | Serial LGIP | Generating Facility Type-1: Photovoltaic; Generating Facility Fuel-1: Solar; MWs MW-1: 1000 | 1000 | [5 empty] | SAN BERNARDINO | CA | SCE | Devers Substation | 2013-12-31 08:00 | 2013-12-31 08:00 | Required | None | None | None
PAINTED HILLS III | 231 | 2007-06-13 | 2007-06-25 07:00 | WITHDRAWN | 2008-11-26 08:00 | Serial LGIP | Generating Facility Type-1: Wind Turbine; Generating Facility Fuel-1: Wind Turbine; MWs MW-1: 50 | 50 | [5 empty] | RIVERSIDE | CA | SCE | Venwind portion of Devers-Garnett-Venwind line | 2009-12-01 08:00 | 2009-12-01 08:00 | Required | None | None | None
RAMCO ENERGY CENTER | 232 | 2007-06-26 | 2007-06-26 07:00 | WITHDRAWN | 2007-08-06 07:00 | Serial LGIP | Generating Facility Type-1: Reciprocating Engine; Generating Facility Fuel-1: Natural Gas; MWs MW-1: 99 | 99 | [5 empty] | SAN DIEGO | CA | SDGE | Interconnection on Site | 2010-05-15 07:00 |  | None | None | None | None
JEAN LAKE SOLAR | 234 | 2007-06-27 | 2007-06-27 07:00 | WITHDRAWN | 2011-04-04 15:27 | Serial LGIP | Generating Facility Type-1: Steam Turbine; Generating Facility Fuel-1: Solar; MWs MW-1: 400 | 400 | [5 empty] | CLARK | NV | SCE | Proposed Eldorado-Ivanpah 230kV line | 2013-06-30 07:00 | 2013-06-30 07:00 | Required | None | None | None
CPV CALIFORNIA VII | 235 | 2007-06-29 | 2007-06-29 07:00 | WITHDRAWN | 2008-11-26 08:00 | Serial LGIP | Generating Facility Type-1: Gas Turbine; Generating Facility Fuel-1: Natural Gas; MWs MW-1: 630 | 630 | [5 empty] | CONTRA COSTA | CA | PGAE | Tesla-Tracy #1 230kV line | 2011-06-01 07:00 | 2011-06-01 07:00 | Required | None | None | None
CPV CALIFORNIA VIII | 236 | 2007-06-29 | 2007-06-29 07:00 | WITHDRAWN | 2008-11-26 08:00 | Serial LGIP | Generating Facility Type-1: Gas Turbine; Generating Facility Fuel-1: Natural Gas; MWs MW-1: 630 | 630 | [5 empty] | SAN JOAQUIN | CA | PGAE | Tesla Substation 230kV bus | 2011-06-01 07:00 | 2011-06-01 07:00 | Required | None | None | None
COPPER MOUNTAIN II | 237 | 2007-06-12 | 2007-07-02 07:00 | WITHDRAWN | 2008-11-24 08:00 | Serial LGIP | Generating Facility Type-1: Combined Cycle; Generating Facility Fuel-1: Natural Gas; MWs MW-1: 634 | 634 | [5 empty] | CLARK | NV | SCE | Eldorado 220kV switchyard | 2011-05-01 07:00 | 2011-05-01 07:00 | Waived | None | None | None
CARRIZO SOLAR FARM I | 238 | 2007-07-12 | 2007-07-11 07:00 | WITHDRAWN | 2008-11-26 08:00 | Serial LGIP | Generating Facility Type-1: Photovoltaic; Generating Facility Fuel-1: Solar; MWs MW-1: 45 | 45 | [5 empty] | SAN LUIS OBISPO | CA | PGAE | Temblor-San Luis Obispo 115kV line | 2008-12-01 08:00 | 2008-12-01 08:00 | Required | None | None | None
SIBERIA PHASE I SEGS (FKA DPT BROADWELL LAKE II) | 240 | 2007-07-12 | 2007-07-12 07:00 | WITHDRAWN | 2013-11-06 16:32 | Serial LGIP | Generating Facility Type-1: Steam Turbine; Generating Facility Fuel-1: Solar; MWs MW-1: 400 | 400 | [5 empty] | SAN BERNARDINO | CA | SCE | Pisgah Sub 230kV | 2014-06-30 07:00 | 2018-01-01 08:00 | Waived | Complete | Complete | None
SIBERIA PHASE II SEGS (FKA DPT 9) | 241 | 2007-07-12 | 2007-07-12 07:00 | WITHDRAWN | 2014-01-10 21:40 | Serial LGIP | Generating Facility Type-1: Steam Turbine; Generating Facility Fuel-1: Solar; MWs MW-1: 400 | 400 | [5 empty] | SAN BERNARDINO | CA | SCE | Pisgah Sub 230kV | 2015-06-30 07:00 | 2015-06-30 07:00 | Waived | Complete | Complete | None
SOUTH BRISTOL MOUNTAINS WIND FARM | 243 | 2007-07-16 | 2007-07-16 07:00 | WITHDRAWN | 2008-11-26 08:00 | Serial LGIP | Generating Facility Type-1: Wind Turbine; Generating Facility Fuel-1: Solar; MWs MW-1: 429 | 429 | [5 empty] | SAN BERNARDINO | CA | SCE | Pisgah 230kV Substation | 2010-12-30 08:00 | 2010-12-30 08:00 | Required | None | None | None
LITTLE LAKE SOUTH WIND FARM | 244 | 2007-07-16 | 2007-07-16 07:00 | WITHDRAWN | 2008-11-26 08:00 | Serial LGIP | Generating Facility Type-1: Wind Turbine; Generating Facility Fuel-1: Wind Turbine; MWs MW-1: 120 | 120 | [5 empty] | KERN/INYO | CA | SCE | Control-Haiwee-Inyokern 115kV line | 2010-12-15 08:00 | 2010-12-15 08:00 | Required | None | None | None
SHAVERS VALLEY WIND FARM | 245 | 2007-07-16 | 2007-07-16 07:00 | WITHDRAWN | 2008-11-26 08:00 | Serial LGIP | Generating Facility Type-1: Wind Turbine; Generating Facility Fuel-1: Wind Turbine; MWs MW-1: 228 | 228 | [5 empty] | RIVERSIDE | CA | SCE | Devers-Mirage-Julian Hinds 230kV line | 2010-12-15 08:00 | 2010-12-15 08:00 | Required | None | None | None
LAUREL MOUNTAIN WIND FARM | 246 | 2007-07-17 | 2007-07-17 07:00 | WITHDRAWN | 2008-11-26 08:00 | Serial LGIP | Generating Facility Type-1: Wind Turbine; Generating Facility Fuel-1: Wind Turbine; MWs MW-1: 120 | 120 | [5 empty] | KERN | CA | SCE | Kramer-Inyokern-Randsburg #3 115kV line | 2010-12-15 08:00 | 2010-12-15 08:00 | Required | None | None | None
MADERA ENERGY CENTER EXPANSION | 247 | 2007-07-30 | 2007-07-30 07:00 | WITHDRAWN | 2011-04-07 21:21 | Serial LGIP | Generating Facility Type-1: Combined Cycle; Generating Facility Fuel-1: Natural Gas; MWs MW-1: 67 | 67 | [5 empty] | MADERA | CA | PGAE | Borden Substation 230kV Bus | 2011-07-01 07:00 | 2012-04-15 07:00 | Waived | None | None | None
STOCKTON GENERATION EXPANSION | 248 | 2007-07-30 | 2007-07-30 07:00 | WITHDRAWN | 2015-07-01 21:15 | Serial LGIP | Generating Facility Type-1: Combined Cycle; Generating Facility Fuel-1: Natural Gas; MWs MW-1: 67 | 67 | [5 empty] | SAN JOAQUIN | CA | PGAE | Tesla-Bellota 230kV line | 2011-05-15 07:00 | 2014-05-01 07:00 | Waived | Complete | Complete | None
SOLEDAD WIND ENERGY PARK | 249 | 2007-07-30 | 2007-07-30 07:00 | WITHDRAWN | 2008-11-26 08:00 | Serial LGIP | Generating Facility Type-1: Wind Turbine; Generating Facility Fuel-1: Wind Turbine; MWs MW-1: 105 | 105 | [5 empty] | MONTEREY | CA | PGAE | Moss-Linding-Salinas-Soledad 115kV #1 and #2 lines #1 line & Tap N/O Moss Landing-Salinas-Soledad #2 | 2010-11-01 07:00 | 2010-11-01 07:00 | Required | None | None | None
WALKER RIDGE WIND ENERGY PARK | 250 | 2007-08-04 | 2007-07-30 07:00 | WITHDRAWN | 2013-06-04 07:00 | TC | Generating Facility Type-1: Wind Turbine; Generating Facility Fuel-1: Wind Turbine; MWs MW-1: 66.2 | 66.2 |  |  |  | Full Capacity |  | LAKE/COLUSA | CA | PGAE | Redbud-Cortina 115kV line | 2009-08-01 07:00 | 2014-08-03 07:00 | NA | Complete | Complete | NA
CHUCKWALLA SOLAR I | 251 | 2007-08-01 | 2007-08-01 07:00 | WITHDRAWN | 2008-11-26 08:00 | Serial LGIP | Generating Facility Type-1: Photovoltaic; Generating Facility Fuel-1: Solar; MWs MW-1: 200 | 200 | [5 empty] | RIVERSIDE | CA | SCE | Eagle Mountain-Blythe 161kV line | 2009-12-15 08:00 | 2009-12-15 08:00 | Required | None | None | None
CENTRAL COAST | 253 | 2007-08-13 | 2007-08-13 07:00 | WITHDRAWN | 2008-11-26 08:00 | Serial LGIP | Generating Facility Type-1: Wind Turbine; Generating Facility Fuel-1: Wind Turbine; MWs MW-1: 40 | 40 | [5 empty] | SANTA BARBARA | CA | PGAE | Cabrillo Substation 115kV | 2011-12-31 08:00 | 2011-12-31 08:00 | Required | None | None | None
AVENAL ENERGY PROJECT | 254 | 2007-08-21 | 2007-08-21 07:00 | WITHDRAWN | 2015-08-24 07:00 | TC | Generating Facility Type-1: Combined Cycle; Generating Facility Fuel-1: Natural Gas; MWs MW-1: 600 | 600 |  |  |  | Full Capacity |  | KINGS | CA | PGAE | Gates Substation 230kV bus | 2012-06-01 07:00 | 2017-06-01 07:00 | NA | Complete | Complete | NA
RIDGECREST SOLAR II (FKA MOJAVE SOLAR PEAKING POWER) | 255 | 2010-11-20 | 2007-08-23 07:00 | WITHDRAWN | 2011-01-26 08:00 | TC | Generating Facility Type-1: Steam Turbine; Generating Facility Fuel-1: Solar; MWs MW-1: 250 | 250 |  |  |  | Full Capacity |  | KERN | CA | SCE | Inyokern Substation | 2013-12-28 08:00 | 2013-07-01 07:00 | NA | Complete | Complete | NA
CALRENEW-1 | 256 | 2007-08-23 | 2007-08-23 07:00 | WITHDRAWN | 2007-09-24 07:00 | Serial LGIP | Generating Facility Type-1: Photovoltaic; Generating Facility Fuel-1: Solar; MWs MW-1: 30 | 30 | [5 empty] | FRESNO | CA | PGAE | Mendota Biomass Substation | 2009-04-15 07:00 | 2009-04-15 07:00 | None | None | None | None
FAIRFIELD ENERGY CENTER | 257 | 2007-07-10 | 2007-09-10 07:00 | WITHDRAWN | 2011-04-21 16:06 | Serial LGIP | Generating Facility Type-1: Combined Cycle; Generating Facility Fuel-1: Natural Gas; MWs MW-1: 575 | 575 | [5 empty] | SOLANO | CA | PGAE | New Fairfield Substation 230kV bus | 2011-06-01 07:00 | 2011-06-01 07:00 | Required | None | None | None
OAKLEY GENERATING STATION | 258 | 2007-09-12 | 2007-09-12 07:00 | WITHDRAWN | 2018-08-28 07:00 | TC | Generating Facility Type-1: Combined Cycle; Generating Facility Fuel-1: Natural Gas; MWs MW-1: 651 | 651 |  |  |  | Energy Only |  | CONTRA COSTA | CA | PGAE | Contra Costa Substation 230kV bus | 2012-02-01 08:00 | 2020-12-31 08:00 | NA | Complete | Complete | NA | Executed
PALERMO GENERATING STATION | 259 | 2007-09-14 | 2007-09-12 07:00 | WITHDRAWN | 2008-12-11 23:51 | Serial LGIP | Generating Facility Type-1: Combined Cycle; Generating Facility Fuel-1: Natural Gas; MWs MW-1: 345 | 345 | [5 empty] | SUTTER | CA | PGAE | Rio Oso Substation 115kV bus | 2012-02-01 08:00 | 2012-02-01 08:00 | Required | None | None | None
LODI GENERATING STATION | 260 | 2007-09-14 | 2007-09-12 07:00 | WITHDRAWN | 2008-11-26 08:00 | Serial LGIP | Generating Facility Type-1: Combined Cycle; Generating Facility Fuel-1: Natural Gas; MWs MW-1: 260 | 260 | [5 empty] | SAN JOAQUIN | CA | PGAE | Loop Gold Hill-Eight Mile Road 230kV line | 2012-02-01 08:00 | 2012-02-01 08:00 | Required | None | None | None
TESORO REFINERY COGENERATION | 261 | 2007-09-28 | 2007-09-28 07:00 | WITHDRAWN | 2008-11-26 08:00 | Serial LGIP | Generating Facility Type-1: Combined Cycle; Generating Facility Fuel-1: Natural Gas; MWs MW-1: 104 | 104 | [5 empty] | LOS ANGELES | CA | SCE | Hinson Substation 220kV | 2010-10-01 07:00 | 2010-10-01 07:00 | Required | None | None | None
BIRDS LANDING ENERGY CENTER | 262 | 2007-10-11 | 2007-10-10 07:00 | WITHDRAWN | 2008-06-03 07:00 | Serial LGIP | Generating Facility Type-1: Reciprocating Engine; Generating Facility Fuel-1: Natural Gas; MWs MW-1: 390.6 | 390.6 | [5 empty] | SOLANO | CA | PGAE | Birds Landing Substation 230 kV Bus | 2012-04-15 07:00 | 2012-04-15 07:00 | Required | None | None | None
COPPER MOUNTAIN II ALTERNATE | 263 | 2007-10-10 | 2007-10-10 07:00 | WITHDRAWN | 2008-02-13 08:00 | Serial LGIP | Generating Facility Type-1: Combined Cycle; Generating Facility Fuel-1: Natural Gas; MWs MW-1: 634 | 634 | [5 empty] | CLARK | NV | SCE | Eldorado Switchyard 220kV & NCP Merchant Substation 230kV | 2011-05-01 07:00 | 2011-05-01 07:00 | Waived | None | None | None
HOMER MOUNTAIN WIND FARM | 264 | 2007-10-15 | 2007-10-15 07:00 | WITHDRAWN | 2009-12-17 19:16 | Serial LGIP | Generating Facility Type-1: Wind Turbine; Generating Facility Fuel-1: Wind Turbine; MWs MW-1: 300 | 300 | [5 empty] | SAN BERNARDINO | CA | SCE | Lugo-Mohave 500kV line | 2010-12-30 08:00 | 2010-12-30 08:00 | Required | None | None | None
PALEN DRY LAKE PV | 265 | 2007-10-16 | 2007-10-16 07:00 | WITHDRAWN | 2007-12-05 08:00 | Serial LGIP | Generating Facility Type-1: Photovoltaic; Generating Facility Fuel-1: Solar; MWs MW-1: 25 | 25 | [5 empty] | RIVERSIDE | CA | SCE | Eagle Mountain Blythe 161kV line | 2009-12-01 08:00 | 2009-12-01 08:00 | Required | None | None | None
RIO OSO GENERATING STATION | 266 | 2007-10-19 | 2007-10-19 07:00 | WITHDRAWN | 2008-11-26 08:00 | Serial LGIP | Generating Facility Type-1: Combined Cycle; Generating Facility Fuel-1: Natural Gas; MWs MW-1: 325 | 325 | [5 empty] | SUTTER | CA | PGAE | Rio Oso Substation 230 kV Bus | 2012-02-01 08:00 | 2012-02-01 08:00 | Required | None | None | None
PATTERSON PASS ENERGY CENTER | 269 | 2007-10-30 | 2007-10-31 07:00 | WITHDRAWN | 2011-04-07 21:53 | Serial LGIP | Generating Facility Type-1: Reciprocating Engine; Generating Facility Fuel-1: Natural Gas; MWs MW-1: 371.3 | 371.3 | [5 empty] | SAN JOAQUIN | CA | PGAE | Tesla-Westley 230 KV lines | 2012-04-15 07:00 | 2015-05-01 07:00 | Required | None | None | None
DESERT QUARTZSITE PV | 270 | 2007-11-01 | 2007-11-01 07:00 | WITHDRAWN | 2009-12-07 23:56 | Serial LGIP | Generating Facility Type-1: Photovoltaic; Generating Facility Fuel-1: Solar; MWs MW-1: 700 | 700 | [5 empty] | RIVERSIDE | CA | SCE | Proposed Midpoint Substation 230kV | 2011-12-01 08:00 | 2015-12-01 08:00 | Required | None | None | None
DESERT JASPER PV | 271 | 2007-11-01 | 2007-11-01 07:00 | WITHDRAWN | 2009-12-07 22:19 | Serial LGIP | Generating Facility Type-1: Photovoltaic; Generating Facility Fuel-1: Solar; MWs MW-1: 400 | 400 | [5 empty] | SAN BERNARDINO | CA | SCE | Lugo-Pisgah 230kV line | 2012-12-01 08:00 | 2016-09-01 07:00 | Required | None | None | None
GWF HANFORD | 273 | 2007-11-01 | 2007-11-01 07:00 | WITHDRAWN | 2008-01-25 08:00 | Serial LGIP | Generating Facility Type-1: Combined Cycle; Generating Facility Fuel-1: Natural Gas; MWs MW-1: 99 | 99 | [5 empty] | KINGS | CA | PGAE | Hanford Switchyard 115kV bus | 2010-05-01 07:00 | 2010-05-01 07:00 | Waived | None | None | None
CPV CALIFORNIA IX | 275 | 2007-11-07 | 2007-11-07 08:00 | WITHDRAWN | 2011-04-07 22:04 | Serial LGIP | Generating Facility Type-1: Gas Turbine; Generating Facility Fuel-1: Natural Gas; MWs MW-1: 630 | 630 | [5 empty] | SOLANO | CA | PGAE | Loop Vaca Dixon-Peabody & Vaca Dixon-Lambie 230 kV lines | 2012-09-01 07:00 | 2013-05-01 07:00 | Required | None | None | None
ANTIOCH GENERATING STATION | 276 | 2007-11-09 | 2007-11-09 08:00 | WITHDRAWN | 2008-11-18 08:00 | Serial LGIP | Generating Facility Type-1: Combined Cycle; Generating Facility Fuel-1: Natural Gas; MWs MW-1: 650 | 650 | [5 empty] | CONTRA COSTA | CA | PGAE | Contra Costa Substation | 2012-01-15 08:00 | 2012-01-15 08:00 | Required | None | None | None
RIO SECO WIND | 277 | 2007-11-15 | 2007-11-15 08:00 | WITHDRAWN | 2008-03-06 08:00 | Serial LGIP | Generating Facility Type-1: Wind Turbine; Generating Facility Fuel-1: Wind Turbine; MWs MW-1: 75 | 75 | [5 empty] | SAN BERNARDINO | CA | SCE | Coolwater-Dunn Siding 115kV line | 2010-11-15 08:00 | 2010-11-15 08:00 | Required | None | None | None
HUMBOLDT WAVECONNECT PROJECT | 279 | 2007-11-30 | 2007-11-30 08:00 | WITHDRAWN | 2008-02-29 08:00 | Serial LGIP | Generating Facility Type-1: Hydro; Generating Facility Fuel-1: Water; MWs MW-1: 40 | 40 | [5 empty] | HUMBOLDT | CA | PGAE | Fairhaven Substation 60kV bus | 2012-06-01 07:00 | 2012-06-01 07:00 | Required | None | None | None
MENDOCINO WAVECONNECT PROJECT | 280 | 2007-11-30 | 2007-11-30 08:00 | WITHDRAWN | 2008-11-18 08:00 | Serial LGIP | Generating Facility Type-1: Hydro; Generating Facility Fuel-1: Water; MWs MW-1: 40 | 40 | [5 empty] | MENDOCINO | CA | PGAE | Fort Bragg Substation 60kV bus | 2012-06-01 07:00 | 2012-06-01 07:00 | Required | None | None | None
ROUGH & READY ISLAND ENERGY PARK PROJECT | 281 | 2007-12-03 | 2007-12-03 08:00 | WITHDRAWN | 2008-05-27 07:00 | Serial LGIP | Generating Facility Type-1: Combined Cycle; Generating Facility Fuel-1: Natural Gas; MWs MW-1: 500 | 500 | [5 empty] | SAN JOAQUIN | CA | PGAE | Loop Tesla-Stagg and Tesla-Eight Mile 230kV lines | 2010-12-31 08:00 | 2010-12-31 08:00 | Required | None | None | None
MADERA POWER | 282 | 2007-12-12 | 2007-12-12 08:00 | WITHDRAWN | 2014-12-03 08:00 | TC | Generating Facility Type-1: Steam Turbine; Generating Facility Fuel-1: Biofuel; MWs MW-1: 29 | 29 |  |  |  | Full Capacity |  | MADERA | CA | PGAE | Dairyland-Mendota 115 kV line tap | 2008-05-31 07:00 | 2011-06-30 07:00 | NA | Complete | Complete | NA | Executed
BETHEL 7 & 8 SOLAR THERMAL HYBRID PROJECT | 283 | 2007-12-12 | 2007-12-12 08:00 | WITHDRAWN | 2011-04-12 19:50 | Serial LGIP | Generating Facility Type-1: Steam Turbine; Generating Facility Fuel-1: Biofuel; MWs MW-1: 106.8 | 106.8 | [5 empty] | FRESNO | CA | PGAE | Gates Substation 230kV bus | 2010-03-01 08:00 | 2012-09-30 07:00 | Required | None | None | None
UKIAH ENERGY CENTER | 284 | 2007-12-13 | 2007-12-13 08:00 | WITHDRAWN | 2008-11-26 08:00 | Serial LGIP | Generating Facility Type-1: Reciprocating Engine; Generating Facility Fuel-1: Natural Gas; MWs MW-1: 115 | 115 | [5 empty] | MENDOCINO | CA | PGAE | Ukiah Substation 115kV bus | 2012-04-15 07:00 | 2012-04-15 07:00 | Required | None | None | None
TROY LAKE WIND | 285 | 2007-12-13 | 2007-12-13 08:00 | WITHDRAWN | 2008-11-26 08:00 | Serial LGIP | Generating Facility Type-1: Wind Turbine; Generating Facility Fuel-1: Wind Turbine; MWs MW-1: 150 | 150 | [5 empty] | SAN BERNARDINO | CA | SCE | Pisgah Substation 230kV | 2011-12-31 08:00 | 2011-12-31 08:00 | Required | None | None | None
EL CENTRO 1 | 286 | 2007-12-20 | 2007-12-20 08:00 | WITHDRAWN | 2008-05-07 07:00 | Serial LGIP | Generating Facility Type-1: Steam Turbine; Generating Facility Fuel-1: Solar; MWs MW-1: 375 | 375 | [5 empty] | IMPERIAL | CA | SDGE | Southwest Power Link 500kV line | 2012-07-01 07:00 | 2012-07-01 07:00 | Required | None | None | None
SUNTOWER GASKELL GENERATING STATION | 287 | 2007-12-21 | 2007-12-21 08:00 | WITHDRAWN | 2011-04-12 19:59 | Serial LGIP | Generating Facility Type-1: Steam Turbine; Generating Facility Fuel-1: Solar; MWs MW-1: 231 | 231 | [5 empty] | KERN | CA | SCE | Antelope-Magunden 230kV | 2011-04-01 07:00 | 2011-04-01 07:00 | Waived | None | None | None
CARRIZO 1 | 288 | 2007-12-20 | 2007-12-21 08:00 | WITHDRAWN | 2008-05-14 07:00 | Serial LGIP | Generating Facility Type-1: Photovoltaic; Generating Facility Fuel-1: Solar; MWs MW-1: 375 | 375 | [5 empty] | SAN LUIS OBISPO | CA | PGAE | Morro Bay-Midway #2 230kV line | 2011-07-01 07:00 | 2012-07-01 07:00 | Required | None | None | None
ECP I | 289 | 2007-12-20 | 2007-12-21 08:00 | WITHDRAWN | 2008-05-29 07:00 | Serial LGIP | Generating Facility Type-1: Steam Turbine; Generating Facility Fuel-1: Solar; MWs MW-1: 375 | 375 | [5 empty] | SAN BERNARDINO | CA | SCE | El Dorado-Ivanpah 115kV line | 2011-07-01 07:00 | 2011-07-01 07:00 | Required | None | None | None
TRILOBITE SOLAR PROJECT | 290 | 2007-12-27 | 2007-12-27 08:00 | WITHDRAWN | 2009-12-07 21:18 | Serial LGIP | Generating Facility Type-1: Steam Turbine; Generating Facility Fuel-1: Solar; MWs MW-1: 750 | 750 | [5 empty] | SAN BERNARDINO | CA | SCE | Pisgah Substation 230kV | 2015-06-01 07:00 | 2012-12-31 08:00 | Required | None | None | None
MESQUITE LAKE | 291 | 2007-12-27 | 2007-12-27 08:00 | WITHDRAWN | 2008-11-20 08:00 | Serial LGIP | Generating Facility Type-1: Steam Turbine; Generating Facility Fuel-1: Solar; MWs MW-1: 250 | 250 | [5 empty] | SAN BERNARDINO | CA | SCE | Ivanpah Substation 230kV | 2015-06-01 07:00 | 2015-06-01 07:00 | Required | None | None | None
FREEMAN JUNCTION SOLAR PROJECT | 292 | 2007-12-27 | 2007-12-27 08:00 | WITHDRAWN | 2008-02-06 08:00 | Serial LGIP | Generating Facility Type-1: Steam Turbine; Generating Facility Fuel-1: Solar; MWs MW-1: 250 | 250 | [5 empty] | KERN | CA | SCE | SCE portion of Kramer BLM West 230kV line | 2014-06-01 07:00 | 2014-06-01 07:00 | Required | None | None | None
WELLHEAD POWER PROJECT 5 | 293 | 2007-12-31 | 2008-01-03 08:00 | WITHDRAWN | 2008-12-09 08:00 | Serial LGIP | Generating Facility Type-1: Reciprocating Engine; Generating Facility Fuel-1: Biofuel; MWs MW-1: 5.2 | 5.2 | [5 empty] | FRESNO | CA | PGAE | Helm-Kerman 70kV line | 2009-06-01 07:00 | 2009-06-01 07:00 | Required | None | None | None
TROY LAKE SOLEIL | 295 | 2008-01-17 | 2008-01-17 08:00 | WITHDRAWN | 2009-12-07 21:17 | Serial LGIP | Generating Facility Type-1: Steam Turbine; Generating Facility Fuel-1: Solar; MWs MW-1: 300 | 300 | [5 empty] | SAN BERNARDINO | CA | SCE | Pisgah Substation 220kV | 2011-12-31 08:00 | 2011-12-31 08:00 | Required | None | None | None
BIG ROCK SUNTOWER GENERATING STATION | 296 | 2008-01-18 | 2008-01-18 08:00 | WITHDRAWN | 2008-05-23 07:00 | Serial LGIP | Generating Facility Type-1: Steam Turbine; Generating Facility Fuel-1: Solar; MWs MW-1: 33 | 33 | [5 empty] | LOS ANGELES | CA | SCE | Antelope-Piute 66kV line | 2009-12-01 08:00 | 2009-12-01 08:00 | Waived | None | None | None
EL DORADO SOLAR ALTERNATE | 298 | 2008-01-23 | 2008-01-23 08:00 | WITHDRAWN | 2008-11-19 08:00 | Serial LGIP | Generating Facility Type-1: Steam Turbine; Generating Facility Fuel-1: Solar; MWs MW-1: 140 | 140 | [5 empty] | CLARK | NV | SCE | El Dorado 220kV switchyard | 2011-11-01 07:00 | 2011-11-01 07:00 | Required | None | None | None
GWF HANFORD COMBINED CYCLE POWER PLANT | 299 | 2010-11-20 | 2008-01-29 08:00 | WITHDRAWN | 2011-01-26 08:00 | TC | Generating Facility Type-1: Combined Cycle; Generating Facility Fuel-1: Natural Gas; MWs MW-1: 27 | 27 |  |  |  | Full Capacity |  | KINGS | CA | PGAE | Hanford Switchyard 115kV bus | 2010-05-01 07:00 | 2013-05-01 07:00 | NA | Complete | Complete | NA
HYDROGEN ENERGY CALIFORNIA | 300 | 2010-11-20 | 2008-02-04 08:00 | WITHDRAWN | 2011-05-17 07:00 | TC | Generating Facility Type-1: Combined Cycle; Generating Facility Fuel-1: Natural Gas; MWs MW-1: 400 | 400 |  |  |  | Full Capacity |  | KERN | CA | PGAE | Midway-Wheeler Ridge #1 and #2 230kV line | 2014-09-01 07:00 | 2015-09-01 07:00 | NA | Complete | Complete | NA
LUCERNE VALLEY SOLAR PROJECT, PHASE 2 | 301 | 2008-02-08 | 2008-02-08 08:00 | WITHDRAWN | 2008-10-27 07:00 | Serial LGIP | Generating Facility Type-1: Photovoltaic; Generating Facility Fuel-1: Solar; MWs MW-1: 500 | 500 | [5 empty] | SAN BERNARDINO | CA | SCE | Lugo-Pisgah Line 220kV line | 2016-01-01 08:00 | 2016-01-01 08:00 | Required | None | None | None |  | None
LUCERNE VALLEY SOLAR PROJECT, PHASE 1 | 302 | 2008-02-19 | 2008-02-19 08:00 | WITHDRAWN | 2008-04-07 07:00 | Serial LGIP | Generating Facility Type-1: Photovoltaic; Generating Facility Fuel-1: Solar; MWs MW-1: 200 | 200 | [5 empty] | SAN BERNARDINO | CA | SCE | Lugo-Pisgah 220kV line | 2010-02-01 08:00 | 2010-02-01 08:00 | Required | None | None | None
AUBANEL WIND PROJECT | 303 | 2008-02-27 | 2008-02-27 08:00 | WITHDRAWN | 2008-10-27 07:00 | Serial LGIP | Generating Facility Type-1: Wind Turbine; Generating Facility Fuel-1: Wind Turbine; MWs MW-1: 500 | 500 | [5 empty] | BAJA CALIFORNIA | MX | SDGE | Imperial Valley - Miguel 500kV line | 2011-12-31 08:00 | 2011-12-31 08:00 | Required | None | None | None
MARSH LANDING GENERATING STATION - COMBINED CYCLE UNITS | 305 | 2008-03-18 | 2008-03-10 07:00 | WITHDRAWN | 2010-12-08 17:45 | Serial LGIP | Generating Facility Type-1: Combined Cycle; Generating Facility Fuel-1: Natural Gas; MWs MW-1: 611 | 611 | [5 empty] | CONTRA COSTA | CA | PGAE | Contra Costa Substation 230kV Switchyard | 2012-07-30 07:00 | 2012-07-30 07:00 | Required | None | None | None
ZEPHYR POWER STATION | 306 | 2008-03-11 | 2008-03-11 07:00 | WITHDRAWN | 2008-11-20 08:00 | Serial LGIP | Generating Facility Type-1: Gas Turbine; Generating Facility Fuel-1: Natural Gas; MWs MW-1: 200 | 200 | [5 empty] | SAN JOAQUIN | CA | PGAE | Tesla-Belota 230kV and Tesla-Webber 230kV lines | 2012-05-01 07:00 | 2012-05-01 07:00 | Required | None | None | None
PV REDMAN-LANCASTER | 307 | 2008-03-11 | 2008-03-11 07:00 | WITHDRAWN | 2008-04-24 07:00 | Serial LGIP | Generating Facility Type-1: Photovoltaic; Generating Facility Fuel-1: Solar; MWs MW-1: 100 | 100 | [5 empty] | LOS ANGELES | CA | SCE | Lancaster Redman 66kV line | 2009-05-01 07:00 | 2009-05-01 07:00 | Required | None | None | None
PV LITTLE ROCK-PALMDALE | 308 | 2008-03-11 | 2008-03-11 07:00 | WITHDRAWN | 2008-04-24 07:00 | Serial LGIP | Generating Facility Type-1: Photovoltaic; Generating Facility Fuel-1: Solar; MWs MW-1: 100 | 100 | [5 empty] | LOS ANGELES | CA | SCE | Helijet-Little Rock-Palmdale-Rockair 66kV line | 2009-05-01 07:00 | 2009-05-01 07:00 | Required | None | None | None
PV-3 (FKA PV ANTELOPE-DEL SUR) | 309 | 2010-11-20 | 2008-03-11 07:00 | WITHDRAWN | 2011-03-23 18:19 | TC | Generating Facility Type-1: Photovoltaic; Generating Facility Fuel-1: Solar; MWs MW-1: 100 | 100 |  |  |  | Full Capacity |  | LOS ANGELES | CA | SCE | Antelope Substation 66kV | 2009-05-01 07:00 | 2013-07-01 07:00 | NA | None | None | NA
PV DEL SUR-LANCASTER | 310 | 2008-03-11 | 2008-03-11 07:00 | WITHDRAWN | 2008-04-24 07:00 | Serial LGIP | Generating Facility Type-1: Photovoltaic; Generating Facility Fuel-1: Solar; MWs MW-1: 100 | 100 | [5 empty] | LOS ANGELES | CA | SCE | Del-Dur-Lancaster-Rite Aid 66kV line | 2009-05-01 07:00 | 2009-05-01 07:00 | Required | None | None | None | In Progress
PV PIUTE-LANCASTER | 311 | 2008-03-11 | 2008-03-11 07:00 | WITHDRAWN | 2008-04-24 07:00 | Serial LGIP | Generating Facility Type-1: Photovoltaic; Generating Facility Fuel-1: Solar; MWs MW-1: 100 | 100 | [5 empty] | LOS ANGELES | CA | SCE | Lancaster-Little Rock-Piute 66kV line | 2009-05-01 07:00 | 2009-05-01 07:00 | Required | None | None | None
PV PALMDALE-TORTOISE | 312 | 2008-03-11 | 2008-03-11 07:00 | WITHDRAWN | 2008-05-06 07:00 | Serial LGIP | Generating Facility Type-1: Photovoltaic; Generating Facility Fuel-1: Solar; MWs MW-1: 100 | 100 | [5 empty] | LOS ANGELES | CA | SCE | Oasis-Tortoise 66kV line | 2009-05-01 07:00 | 2009-05-01 07:00 | Required | None | None | None
PV REDMAN-PIUTE | 313 | 2008-03-11 | 2008-03-11 07:00 | WITHDRAWN | 2008-04-24 07:00 | Serial LGIP | Generating Facility Type-1: Photovoltaic; Generating Facility Fuel-1: Solar; MWs MW-1: 100 | 100 | [5 empty] | LOS ANGELES | CA | SCE | Piute-Redman 66kV line | 2009-05-01 07:00 | 2009-05-01 07:00 | Required | None | None | None
PV PIUTE-LITTLE ROCK | 314 | 2008-03-11 | 2008-03-11 07:00 | WITHDRAWN | 2008-04-24 07:00 | Serial LGIP | Generating Facility Type-1: Photovoltaic; Generating Facility Fuel-1: Solar; MWs MW-1: 100 | 100 | [5 empty] | LOS ANGELES | CA | SCE | Lancaster-Little Rock-Piute 66kV line | 2009-05-01 07:00 | 2009-05-01 07:00 | Required | None | None | None
PV PALMDALE-ROCKAIR | 315 | 2008-03-11 | 2008-03-11 07:00 | WITHDRAWN | 2008-04-24 07:00 | Serial LGIP | Generating Facility Type-1: Photovoltaic; Generating Facility Fuel-1: Solar; MWs MW-1: 100 | 100 | [5 empty] | LOS ANGELES | CA | SCE | Helijet-Little Rock-Palmdale-Rockair 66kV line | 2009-05-01 07:00 | 2009-05-01 07:00 | Required | None | None | None
PV ROSAMOND-ANTELOPE | 316 | 2008-03-11 | 2008-03-11 07:00 | WITHDRAWN | 2008-04-24 07:00 | Serial LGIP | Generating Facility Type-1: Photovoltaic; Generating Facility Fuel-1: Solar; MWs MW-1: 100 | 100 | [5 empty] | LOS ANGELES | CA | SCE | Antelope-Rosamond 66kV line | 2009-05-01 07:00 | 2009-05-01 07:00 | Required | None | None | None
PV-11 (FKA PV ROSAMOND-DEL SUR) | 317 | 2010-11-20 | 2008-03-11 07:00 | WITHDRAWN | 2011-03-23 17:42 | TC | Generating Facility Type-1: Photovoltaic; Generating Facility Fuel-1: Solar; MWs MW-1: 100 | 100 |  |  |  | Full Capacity |  | LOS ANGELES | CA | SCE | Antelope Substation 66kV | 2009-05-01 07:00 | 2013-06-01 07:00 | NA | None | None | NA
PV GOLDTOWN-LANCASTER | 318 | 2008-03-11 | 2008-03-11 07:00 | WITHDRAWN | 2008-04-24 07:00 | Serial LGIP | Generating Facility Type-1: Photovoltaic; Generating Facility Fuel-1: Solar; MWs MW-1: 100 | 100 | [5 empty] | KERN | CA | SCE | Goldtown-Lancaster 66kV line | 2009-05-01 07:00 | 2009-05-01 07:00 | Required | None | None | None
PV GOLDTOWN-CORUM | 319 | 2008-03-11 | 2008-03-11 07:00 | WITHDRAWN | 2008-04-24 07:00 | Serial LGIP | Generating Facility Type-1: Photovoltaic; Generating Facility Fuel-1: Solar; MWs MW-1: 100 | 100 | [5 empty] | LOS ANGELES | CA | SCE | Corum-Goldtown 66kV line | 2009-05-01 07:00 | 2009-05-01 07:00 | Required | None | None | None
NE WIND PROJECT | 321 | 2008-03-18 | 2008-03-18 07:00 | WITHDRAWN | 2010-12-08 18:53 | Serial LGIP | Generating Facility Type-1: Wind Turbine; Generating Facility Fuel-1: Wind Turbine; MWs MW-1: 100 | 100 | [5 empty] | PLUMAS | CA | PGAE | Caribou Substation 230kV switchyard | 2013-12-15 08:00 | 2013-12-01 08:00 | Required | None | None | None
PITTSBURG POWER PLANT - CCU | 322 | 2008-03-17 | 2008-03-18 07:00 | WITHDRAWN | 2010-12-08 16:42 | Serial LGIP | Generating Facility Type-1: Combined Cycle; Generating Facility Fuel-1: Natural Gas; MWs MW-1: 611 | 611 | [5 empty] | CONTRA COSTA | CA | PGAE | Pittsburg 230kV switchyard | 2012-09-30 07:00 | 2012-09-30 07:00 | Required | None | None | None
PV ROSAMOND-CORUM | 323 | 2008-03-27 | 2008-03-27 07:00 | WITHDRAWN | 2008-04-24 07:00 | Serial LGIP | Generating Facility Type-1: Photovoltaic; Generating Facility Fuel-1: Solar; MWs MW-1: 100 | 100 | [5 empty] | KERN | CA | SCE | Coram-Rosemond 66kV line | 2009-05-01 07:00 | 2009-05-01 07:00 | Required | None | None | None
PV COOLWATER-DUNN SIDING | 324 | 2008-03-27 | 2008-03-27 07:00 | WITHDRAWN | 2008-04-24 07:00 | Serial LGIP | Generating Facility Type-1: Photovoltaic; Generating Facility Fuel-1: Solar; MWs MW-1: 250 | 250 | [5 empty] | SAN BERNARDINO | CA | SCE | Eldorado Baker Cool Water Dunn Siding Mountain Pass 115kV line | 2009-05-01 07:00 | 2009-05-01 07:00 | Required | None | None | None
PV COOLWATER - KRAMER | 325 | 2008-03-27 | 2008-03-27 07:00 | WITHDRAWN | 2008-04-24 07:00 | Serial LGIP | Generating Facility Type-1: Photovoltaic; Generating Facility Fuel-1: Solar; MWs MW-1: 100 | 100 | [5 empty] | KERN | CA | SCE | Kramer-Cool Water 115kV line | 2009-05-01 07:00 | 2009-05-01 07:00 | Required | None | None | None
PV TORTILLA-KRAMER | 326 | 2008-03-27 | 2008-03-27 07:00 | WITHDRAWN | 2008-04-24 07:00 | Serial LGIP | Generating Facility Type-1: Photovoltaic; Generating Facility Fuel-1: Solar; MWs MW-1: 100 | 100 | [5 empty] | KERN | CA | SCE | Kramer-Tortilla 115kV line | 2009-05-01 07:00 | 2009-05-01 07:00 | Required | None | None | None
PV KRAMER-INYOKERN #1 | 327 | 2008-03-25 | 2008-03-27 07:00 | WITHDRAWN | 2008-11-21 08:00 | Serial LGIP | Generating Facility Type-1: Photovoltaic; Generating Facility Fuel-1: Solar; MWs MW-1: 100 | 100 | [5 empty] | KERN | CA | SCE | Kramer-Inyokern-Randsberg No. 1 115kV line | 2009-05-01 07:00 | 2009-05-01 07:00 | Required | None | None | None
PV KRAMER-INYOKERN #2 | 328 | 2008-03-27 | 2008-03-27 07:00 | WITHDRAWN | 2008-04-24 07:00 | Serial LGIP | Generating Facility Type-1: Photovoltaic; Generating Facility Fuel-1: Solar; MWs MW-1: 100 | 100 | [5 empty] | KERN | CA | SCE | Kramer-Inyokern-Randsberg No. 3 115kV line | 2009-05-01 07:00 | 2009-05-01 07:00 | Required | None | None | None
GASKELL SOLAR GENERATING STATION | 329 | 2008-03-31 | 2008-03-31 07:00 | WITHDRAWN | 2008-11-26 08:00 | Serial LGIP | Generating Facility Type-1: Steam Turbine; Generating Facility Fuel-1: Solar; MWs MW-1: 264 | 264 | [5 empty] | KERN | CA | SCE | Whirlwind Substation 230kV | 2012-08-01 07:00 | 2012-08-01 07:00 | None | None | None | None
TUMBLEWEED SOLAR GENERATING STATION | 330 | 2008-03-31 | 2008-03-31 07:00 | WITHDRAWN | 2008-11-26 08:00 | Serial LGIP | Generating Facility Type-1: Steam Turbine; Generating Facility Fuel-1: Solar; MWs MW-1: 33 | 33 | [5 empty] | LOS ANGELES | CA | SCE | Antelope-Calcement 66kV line | 2009-12-01 08:00 | 2009-12-01 08:00 | None | None | None | None
WILLOW SPRINGS SOLAR GENERATING STATION | 331 | 2008-03-31 | 2008-03-31 07:00 | WITHDRAWN | 2008-11-26 08:00 | Serial LGIP | Generating Facility Type-1: Steam Turbine; Generating Facility Fuel-1: Solar; MWs MW-1: 231 | 231 | [5 empty] | KERN | CA | SCE | Windhub Substation | 2010-05-01 07:00 | 2010-05-01 07:00 | None | None | None | None
WILLOW SPRINGS SOLAR GENERATING STATION II | 332 | 2008-03-31 | 2008-03-31 07:00 | WITHDRAWN | 2008-11-26 08:00 | Serial LGIP | Generating Facility Type-1: Steam Turbine; Generating Facility Fuel-1: Solar; MWs MW-1: 264 | 264 | [5 empty] | KERN | CA | SCE | Windhub Substation | 2011-09-01 07:00 | 2011-09-01 07:00 | None | None | None | None
PHOENIX SOLAR GENERATING STATION | 333 | 2008-03-31 | 2008-03-31 07:00 | WITHDRAWN | 2008-11-26 08:00 | Serial LGIP | Generating Facility Type-1: Steam Turbine; Generating Facility Fuel-1: Solar; MWs MW-1: 33 | 33 | [5 empty] | SAN BERNARDINO | CA | SCE | Cool Water-Kramer 115kV line | 2009-07-01 07:00 | 2009-07-01 07:00 | None | None | None | None
DGC KELSO RE | 335 | 2008-04-04 | 2008-04-04 07:00 | WITHDRAWN | 2008-05-05 07:00 | Serial LGIP | Generating Facility Type-1: Reciprocating Engine; Generating Facility Fuel-1: Natural Gas; MWs MW-1: 99 | 99 | [5 empty] | ALAMEDA | CA | PGAE | Kelso Substation 230kV bus | 2012-06-01 07:00 | 2012-06-01 07:00 | None | None | None | None
BORREGO STARLIGHT 1 | 336 | 2008-04-07 | 2008-04-07 07:00 | WITHDRAWN | 2008-11-21 08:00 | Serial LGIP | Generating Facility Type-1: Photovoltaic; Generating Facility Fuel-1: Solar; MWs MW-1: 75 | 75 | [5 empty] | SAN DIEGO | CA | SDGE | Borrego Substation 69kV | 2010-12-31 08:00 | 2010-12-31 08:00 | None | None | None | None
FRESNO COGENERATION CTG-4 | 338 | 2008-04-17 | 2008-04-17 07:00 | WITHDRAWN | 2008-11-25 08:00 | Serial LGIP | Generating Facility Type-1: Combined Cycle; Generating Facility Fuel-1: Natural Gas; MWs MW-1: 10 | 10 | [5 empty] | FRESNO | CA | PGAE | Kerman-Helms 70kV line | 2010-06-01 07:00 | 2010-06-01 07:00 | None | None | None | None
SANGEN | 339 | 2008-04-18 | 2008-04-18 07:00 | WITHDRAWN | 2008-11-25 08:00 | Serial LGIP | Generating Facility Type-1: Gas Turbine; Generating Facility Fuel-1: Natural Gas; MWs MW-1: 50 | 50 | [5 empty] | SAN FRANCISCO | CA | PGAE | Mission Substation | 2011-06-01 07:00 | 2011-06-01 07:00 | None | None | None | None
APG WILSON STATION | 341 | 2008-04-23 | 2008-04-23 07:00 | WITHDRAWN | 2008-11-25 08:00 | Serial LGIP | Generating Facility Type-1: Gas Turbine; Generating Facility Fuel-1: Natural Gas; MWs MW-1: 525 | 525 | [5 empty] | MERCED | CA | PGAE | Wilson Substation 230kV Bus | 2012-03-01 08:00 | 2012-03-01 08:00 | None | None | None | None
PV-7 | 343 | 2008-04-25 | 2008-04-25 07:00 | WITHDRAWN | 2008-11-21 08:00 | Serial LGIP | Generating Facility Type-1: Photovoltaic; Generating Facility Fuel-1: Solar; MWs MW-1: 40 | 40 | [5 empty] | LOS ANGELES | CA | SCE | Piute-Redman 66kV Line | 2011-05-01 07:00 | 2011-05-01 07:00 | None | None | None | None
PV-8 | 344 | 2008-05-05 | 2008-04-25 07:00 | WITHDRAWN | 2010-07-12 20:12 | Serial LGIP | Generating Facility Type-1: Photovoltaic; Generating Facility Fuel-1: Solar; MWs MW-1: 40 | 40 | [5 empty] | LOS ANGELES | CA | SCE | Lancaster-Little Rock-Piute 66kV line | 2011-05-01 07:00 | 2011-05-01 07:00 | Waived | None | None | None |  | None
PV-5 | 345 | 2008-04-25 | 2008-04-25 07:00 | WITHDRAWN | 2008-11-21 08:00 | Serial LGIP | Generating Facility Type-1: Photovoltaic; Generating Facility Fuel-1: Solar; MWs MW-1: 40 | 40 | [5 empty] | LOS ANGELES | CA | SCE | Lancaster-Little Rock-Piute 66kV Line (Lancaster side of Tap 72) | 2011-05-01 07:00 | 2011-05-01 07:00 | None | None | None | None
PV-1 | 346 | 2008-04-25 | 2008-04-25 07:00 | WITHDRAWN | 2008-11-21 08:00 | Serial LGIP | Generating Facility Type-1: Photovoltaic; Generating Facility Fuel-1: Solar; MWs MW-1: 30 | 30 | [5 empty] | LOS ANGELES | CA | SCE | Lancaster-Redman 66kV Line | 2011-05-01 07:00 | 2011-05-01 07:00 | None | None | None | None
PV-9 | 347 | 2008-04-25 | 2008-04-25 07:00 | WITHDRAWN | 2010-07-12 20:12 | Serial LGIP | Generating Facility Type-1: Photovoltaic; Generating Facility Fuel-1: Solar; MWs MW-1: 50 | 50 | [5 empty] | LOS ANGELES | CA | SCE | Helijet-Little Rock-Palmdale-Rockair 66kV line (primary: Palmdale side of Tap 62; Aternate: Little Rock side of Tap 62) | 2011-05-01 07:00 | 2011-05-01 07:00 | None | None | None | None
PV-31 | 350 | 2008-04-25 | 2008-04-25 07:00 | WITHDRAWN | 2010-07-12 20:10 | Serial LGIP | Generating Facility Type-1: Photovoltaic; Generating Facility Fuel-1: Solar; MWs MW-1: 80 | 80 | [5 empty] | SAN BERNARDINO | CA | SCE | Eldorado-Baker- Coolwater-Dunn Siding-Mountain Pass 115 kV line | 2013-05-01 07:00 | 2013-05-01 07:00 | Waived | None | None | None
WELLHEAD POWER WINTERS | 351 | 2008-04-25 | 2008-04-25 07:00 | WITHDRAWN | 2008-11-25 08:00 | Serial LGIP | Generating Facility Type-1: Gas Turbine; Generating Facility Fuel-1: Natural Gas; MWs MW-1: 49 | 49 | [5 empty] | YOLO | CA | PGAE | Tap Vaca-Rio Oso 115 kV line | 2009-07-01 07:00 | 2009-07-01 07:00 | None | None | None | None
WELLHEAD POWER SALADO | 352 | 2008-04-25 | 2008-04-25 07:00 | WITHDRAWN | 2008-11-25 08:00 | Serial LGIP | Generating Facility Type-1: Gas Turbine; Generating Facility Fuel-1: Natural Gas; MWs MW-1: 49 | 49 | [5 empty] | STANISLAUS | CA | PGAE | Salado Substation 115 kV | 2009-07-01 07:00 | 2009-07-01 07:00 | None | None | None | None
WELLHEAD POWER FIREBAUGH 2 | 353 | 2008-04-25 | 2008-04-25 07:00 | WITHDRAWN | 2008-11-25 08:00 | Serial LGIP | Generating Facility Type-1: Gas Turbine; Generating Facility Fuel-1: Natural Gas; MWs MW-1: 49 | 49 | [5 empty] | FRESNO | CA | PGAE | Panoche Substation 115 kV bus | 2009-07-01 07:00 | 2009-07-01 07:00 | None | None | None | None
WELLHEAD POWER HELM | 354 | 2008-04-25 | 2008-04-25 07:00 | WITHDRAWN | 2008-11-25 08:00 | Serial LGIP | Generating Facility Type-1: Gas Turbine; Generating Facility Fuel-1: Natural Gas; MWs MW-1: 49 | 49 | [5 empty] | FRESNO | CA | PGAE | Tap Helm-Valley Nitrogen 70 kV line | 2009-07-01 07:00 | 2009-07-01 07:00 | None | None | None | None
PV-41 | 355 | 2008-04-28 | 2008-04-28 07:00 | WITHDRAWN | 2008-11-20 08:00 | Serial LGIP | Generating Facility Type-1: Photovoltaic; Generating Facility Fuel-1: Solar; MWs MW-1: 100 | 100 | [5 empty] | SAN LUIS OBISPO | CA | PGAE | San Luis Obispo-Tremblor 115kV line | 2011-05-01 07:00 | 2011-05-01 07:00 | None | None | None | None
PV-43 | 357 | 2008-04-28 | 2008-04-28 07:00 | WITHDRAWN | 2010-12-07 23:18 | Serial LGIP | Generating Facility Type-1: Photovoltaic; Generating Facility Fuel-1: Solar; MWs MW-1: 100 | 100 | [5 empty] | KERN | CA | PGAE | Midway Substation via Midway-Sunset Gen-Tie 230 kV line | 2010-05-01 07:00 | 2013-12-01 08:00 | None | None | None | None
PV-46 | 358 | 2008-04-30 | 2008-04-30 07:00 | WITHDRAWN | 2008-11-20 08:00 | Serial LGIP | Generating Facility Type-1: Photovoltaic; Generating Facility Fuel-1: Solar; MWs MW-1: 100 | 100 | [5 empty] | KERN | CA | PGAE | Midway Sunset via Midway-Sunset Gen-Tie 230 kV line | 2011-05-01 07:00 | 2011-05-01 07:00 | None | None | None | None
SODA MOUNTAIN SOLAR PROJECT | 359 | 2008-05-02 | 2008-05-01 07:00 | WITHDRAWN | 2008-11-26 08:00 | Serial LGIP | Generating Facility Type-1: Photovoltaic; Generating Facility Fuel-1: Solar; MWs MW-1: 350 | 350 | [5 empty] | SAN BERNARDINO | CA | SCE | Eldorado-Baker-Cool Water-Dunn Siding-Mountain Pass 115kV line | 2011-03-01 08:00 | 2011-03-01 08:00 | Required | None | None | None
WILLIAMS ENERGY CENTER | 360 | 2008-05-05 | 2008-05-01 07:00 | WITHDRAWN | 2008-07-11 07:00 | Serial LGIP | Generating Facility Type-1: Gas Turbine; Generating Facility Fuel-1: Natural Gas; MWs MW-1: 200 | 200 | [5 empty] | COLUSA | CA | PGAE | Cortina Substation 230kV Bus | 2012-06-01 07:00 | 2012-06-01 07:00 | None | None | None | None
PVV-K SOLAR I | 361 | 2008-05-02 | 2008-05-02 07:00 | WITHDRAWN | 2008-11-26 08:00 | Serial LGIP | Generating Facility Type-1: Steam Turbine; Generating Facility Fuel-1: Solar; MWs MW-1: 200 | 200 | [5 empty] | RIVERSIDE | CA | SCE | Blythe-Eagle Mountain 161 kV line | 2012-08-30 07:00 | 2012-08-30 07:00 | Required | None | None | None
PVV-M SOLAR I | 362 | 2008-05-02 | 2008-05-02 07:00 | WITHDRAWN | 2008-11-26 08:00 | Serial LGIP | Generating Facility Type-1: Steam Turbine; Generating Facility Fuel-1: Solar; MWs MW-1: 300 | 300 | [5 empty] | RIVERSIDE | CA | SCE | Midpoint Substation | 2012-08-30 07:00 | 2012-08-30 07:00 | Required | None | None | None
PV-47 | 363 | 2008-05-05 | 2008-05-06 07:00 | WITHDRAWN | 2010-07-12 20:11 | Serial LGIP | Generating Facility Type-1: Photovoltaic; Generating Facility Fuel-1: Solar; MWs MW-1: 700 | 700 | [5 empty] | KERN | CA | SCE | Windhub Substation 230 kV | 2013-05-01 07:00 | 2011-05-01 07:00 | Waived | None | None | None
PV-48 | 364 | 2008-05-05 | 2008-05-06 07:00 | WITHDRAWN | 2008-11-21 08:00 | Serial LGIP | Generating Facility Type-1: Photovoltaic; Generating Facility Fuel-1: Solar; MWs MW-1: 700 | 700 | [5 empty] | KERN | CA | SCE | Windhub Substation 230 kV | 2014-05-01 07:00 | 2013-05-01 07:00 | None | None | None | None
DGC KELSO RE 115.5 | 366 | 2008-04-25 | 2008-05-12 07:00 | WITHDRAWN | 2008-10-30 07:00 | Serial LGIP | Generating Facility Type-1: Reciprocating Engine; Generating Facility Fuel-1: Natural Gas; MWs MW-1: 115.5 | 115.5 | [5 empty] | ALAMEDA | CA | PGAE | Kelso Substation | 2012-06-01 07:00 | 2012-06-01 07:00 | None | None | None | None
CUYAMA SOLAR I | 367 | 2008-05-12 | 2008-05-12 07:00 | WITHDRAWN | 2008-11-24 08:00 | Serial LGIP | Generating Facility Type-1: Photovoltaic; Generating Facility Fuel-1: Solar; MWs MW-1: 50 | 50 | [5 empty] | SANTA BARBARA | CA | PGAE | 69kV proximate to the Cuyama Substation | 2009-12-31 08:00 | 2009-12-31 08:00 | None | None | None | None
GOAL LINE | 368 | 2008-05-09 | 2008-05-16 07:00 | WITHDRAWN | 2008-11-20 08:00 | Serial LGIP | Generating Facility Type-1: Gas Turbine; Generating Facility Fuel-1: Natural Gas; MWs MW-1: 150 | 150 | [5 empty] | SAN DIEGO | CA | SDGE | Escondido Substation 69 kV | 2010-06-01 07:00 | 2010-06-01 07:00 | None | None | None | None
EAGLE MOUNTAIN PUMPED STORAGE PROJECT | 369 | 2008-05-16 | 2008-05-16 07:00 | WITHDRAWN | 2008-10-24 07:00 | Serial LGIP | Generating Facility Type-1: Hydro; Generating Facility Fuel-1: Water; MWs MW-1: 1300 | 1300 | [5 empty] | RIVERSIDE | CA | SCE | Midpoint Substation 500 kV | 2014-06-01 07:00 | 2014-06-01 07:00 | None | None | None | None
SOLANO ENERGY CENTER | 370 | 2008-05-05 | 2008-05-19 07:00 | WITHDRAWN | 2008-11-24 08:00 | Serial LGIP | Generating Facility Type-1: Gas Turbine; Generating Facility Fuel-1: Natural Gas; MWs MW-1: 390.4 | 390.4 | [5 empty] | SOLANO | CA | PGAE | Lambie-Contra Costa Substation 230 kV bus | 2012-06-01 07:00 | 2012-06-01 07:00 | Required | None | None | None
KES KINGSBURG | 371 | 2008-05-09 | 2008-05-23 07:00 | WITHDRAWN | 2008-11-26 08:00 | Serial LGIP | Generating Facility Type-1: Combined Cycle; Generating Facility Fuel-1: Natural Gas; MWs MW-1: 337.5 | 337.5 | [5 empty] | FRESNO | CA | PGAE | McCall-Kingsburg #1 & #2 115 kV lines | 2010-12-01 08:00 | 2010-12-01 08:00 | None | None | None | None
JACOB CANAL SOLAR FARM | 372 | 2008-05-21 | 2008-05-21 07:00 | WITHDRAWN | 2013-09-10 19:33 | SGIP | Generating Facility Type-1: Photovoltaic; Generating Facility Fuel-1: Solar; MWs MW-1: 20 | 20 |  |  |  | Energy Only |  | KINGS | CA | PGAE | Jacobs Corner Substation 70kV bus | 2010-11-01 07:00 | 2012-04-02 07:00 | None | Facilities Study | SGIA | NA
ISLAND ENERGY CENTER | 373 | 2008-05-27 | 2008-05-27 07:00 | WITHDRAWN | 2008-11-26 08:00 | Serial LGIP | Generating Facility Type-1: Gas Turbine; Generating Facility Fuel-1: Natural Gas; MWs MW-1: 315 | 315 | [5 empty] | SAN JOAQUIN | CA | PGAE | Loop Tesla Stagg and Tesla-Eight Mile 230 kV lines | 2012-07-01 07:00 | 2012-07-01 07:00 | None | None | None | None
WELLHEAD POWER LOGAN CREEK | 374 | 2008-05-27 | 2008-05-27 07:00 | WITHDRAWN | 2008-11-25 08:00 | Serial LGIP | Generating Facility Type-1: Gas Turbine; Generating Facility Fuel-1: Natural Gas; MWs MW-1: 49 | 49 | [5 empty] | GLENN | CA | PGAE | Tap Cottonwood-Logan Creek-Vaca Dixon 230kV line | 2010-06-01 07:00 | 2010-06-01 07:00 | None | None | None | None
CAL-ZEPP 1 | 375 | 2008-05-28 | 2008-05-28 07:00 | WITHDRAWN | 2008-11-26 08:00 | Serial LGIP | Generating Facility Type-1: Steam Turbine; Generating Facility Fuel-1: Natural Gas; MWs MW-1: 49.9 | 49.9 | [5 empty] | KERN | CA | PGAE | Famoso Substation | 2011-06-02 07:00 | 2011-06-02 07:00 | None | None | None | None
MOJAVE SOLAR PARK 4 - JOHNSON VALLEY | 376 | 2008-05-28 | 2008-05-28 07:00 | WITHDRAWN | 2008-12-19 08:00 | Serial LGIP | Generating Facility Type-1: Steam Turbine; Generating Facility Fuel-1: Solar; MWs MW-1: 612 | 612 | [5 empty] | SAN BERNARDINO | CA | SCE | Pisgah-Lugo 230kV Line | 2012-12-01 08:00 | 2012-12-01 08:00 | Waived | None | None | None
EAST ALTAMONT ENERGY CENTER | 377 | 2008-05-28 | 2008-05-28 07:00 | WITHDRAWN | 2008-11-26 08:00 | Serial LGIP | Generating Facility Type-1: Gas Turbine; Generating Facility Fuel-1: Natural Gas; MWs MW-1: 600 | 600 | [5 empty] | ALAMEDA | CA | PGAE | Tracy Substation 230 kV | 2013-05-01 07:00 | 2013-05-01 07:00 | None | None | None | None
SUTTER ENERGY CENTER | 379 | 2008-05-28 | 2008-05-28 07:00 | WITHDRAWN | 2010-12-07 21:18 | Serial LGIP | Generating Facility Type-1: Combined Cycle; Generating Facility Fuel-1: Natural Gas; MWs MW-1: 600 | 600 | [5 empty] | SUTTER | CA | PGAE | Table Mountain-Tesla 500kV line | 2012-05-01 07:00 | 2014-01-01 08:00 | None | None | None | None
ARROWHEAD JUNCTION SOLAR PROJECT | 380 | 2008-05-29 | 2008-05-29 07:00 | WITHDRAWN | 2008-11-12 08:00 | Serial LGIP | Generating Facility Type-1: Steam Turbine; Generating Facility Fuel-1: Solar; MWs MW-1: 145 | 145 | [5 empty] | SAN BERNARDINO | CA | SCE | Lugo-Mohave 500 kV Line | 2013-05-01 07:00 | 2013-05-01 07:00 | None | None | None | None
MCCULLOUGH PASS SOLAR PROJECT | 381 | 2008-05-29 | 2008-05-29 07:00 | WITHDRAWN | 2009-12-07 21:20 | Serial LGIP | Generating Facility Type-1: Steam Turbine; Generating Facility Fuel-1: Solar; MWs MW-1: 240 | 240 | [5 empty] | CLARK | NV | SCE | Eldorado Subsation 230kV | 2013-05-01 07:00 | 2013-05-01 07:00 | None | None | None | None
MESQUITE HILLS SOLAR PROJECT | 382 | 2008-05-29 | 2008-05-29 07:00 | WITHDRAWN | 2009-12-07 21:19 | Serial LGIP | Generating Facility Type-1: Steam Turbine; Generating Facility Fuel-1: Solar; MWs MW-1: 290 | 290 | [5 empty] | SAN BERNARDINO | CA | SCE | Lugo-Eldorado 500 kV line | 2013-05-01 07:00 | 2013-05-01 07:00 | None | None | None | None
WATSON COGENERATION | 383 | 2008-05-29 | 2008-05-29 07:00 | WITHDRAWN | 2014-11-18 08:00 | TC | Generating Facility Type-1: Combined Cycle; Generating Facility Fuel-1: Natural Gas; MWs MW-1: 85 | 85 |  |  |  | Full Capacity |  | LOS ANGELES | CA | SCE | Arco Gen #1 & #2 230kV lines | 2012-05-31 07:00 | 2012-12-01 08:00 | NA | Complete | Complete | NA
CADIZ WEST | 384 | 2008-05-29 | 2008-05-29 07:00 | WITHDRAWN | 2009-11-02 22:10 | Serial LGIP | Generating Facility Type-1: Steam Turbine; Generating Facility Fuel-1: Solar; MWs MW-1: 900 | 900 | [5 empty] | SAN BERNARDINO | CA | SCE | Lugo-Mojave 500 kV Line | 2012-02-01 08:00 | 2015-02-01 08:00 | Waived | None | None | None
CADIZ EAST | 385 | 2008-05-29 | 2008-05-29 07:00 | WITHDRAWN | 2009-11-02 22:09 | Serial LGIP | Generating Facility Type-1: Steam Turbine; Generating Facility Fuel-1: Solar; MWs MW-1: 600 | 600 | [5 empty] | SAN BERNARDINO | CA | SCE | Lugo-Mojave 500kV Line | 2011-02-01 08:00 | 2014-02-01 08:00 | None | None | None | None
OGILBY | 386 | 2008-05-29 | 2008-05-29 07:00 | WITHDRAWN | 2011-03-22 21:00 | Serial LGIP | Generating Facility Type-1: Steam Turbine; Generating Facility Fuel-1: Solar; MWs MW-1: 600 | 600 | [5 empty] | IMPERIAL | CA | SDGE | New Substation on North Gila-Imperial Valley 500 kV line | 2012-01-01 08:00 | 2014-10-01 07:00 | Waived | None | None | None
LA POSA | 387 | 2008-05-29 | 2008-05-29 07:00 | WITHDRAWN | 2011-03-22 20:58 | Serial LGIP | Generating Facility Type-1: Steam Turbine; Generating Facility Fuel-1: Solar; MWs MW-1: 900 | 900 | [5 empty] | LA PAZ | AZ | SCE | Devers-Palo Verde 500 kV Line | 2015-02-01 08:00 | 2015-02-01 08:00 | Waived | None | None | None
RANEGRAS EAGLETAIL | 388 | 2008-05-29 | 2008-05-29 07:00 | WITHDRAWN | 2011-03-22 20:55 | Serial LGIP | Generating Facility Type-1: Steam Turbine; Generating Facility Fuel-1: Solar; MWs MW-1: 900 | 900 | [5 empty] | LA PAZ/MARICOPA | AZ | SCE | Devers-Palo Verde 500 kV Line | 2014-06-01 07:00 | 2014-06-01 07:00 | Waived | None | None | None
AZ BIGHORN | 389 | 2008-05-29 | 2008-05-29 07:00 | WITHDRAWN | 2009-12-17 19:14 | Serial LGIP | Generating Facility Type-1: Steam Turbine; Generating Facility Fuel-1: Solar; MWs MW-1: 900 | 900 | [5 empty] | MARICOPA | AZ | SCE | Devers-Palo Verde Line 500 kV line | 2015-05-01 07:00 | 2015-05-01 07:00 | None | None | None | None
HYDER | 390 | 2008-05-29 | 2008-05-29 07:00 | WITHDRAWN | 2009-12-17 19:18 | Serial LGIP | Generating Facility Type-1: Steam Turbine; Generating Facility Fuel-1: Solar; MWs MW-1: 300 | 300 | [5 empty] | MARICOPA | AZ | SDGE | North Gila-Hassayampa 500 kV line | 2011-05-01 07:00 | 2012-03-01 08:00 | Waived | None | None | None
COSO #1 | 391 | 2010-11-20 | 2008-05-29 07:00 | WITHDRAWN | 2011-02-07 08:00 | TC | Generating Facility Type-1: Steam Turbine; Generating Facility Fuel-1: Geothermal; MWs MW-1: 15 | 15 |  |  |  | Full Capacity |  | INYO | CA | SCE | Kramer Substation 230kV | 2010-01-11 08:00 | 2010-01-11 08:00 | NA | Complete | Complete | NA
COSO #3 | 392 | 2010-11-20 | 2008-05-29 07:00 | WITHDRAWN | 2011-02-07 08:00 | TC | Generating Facility Type-1: Steam Turbine; Generating Facility Fuel-1: Geothermal; MWs MW-1: 15 | 15 |  |  |  | Full Capacity |  | INYO | CA | SCE | BLM Substation 230kV | 2019-03-13 07:00 | 2010-01-11 08:00 | NA | Complete | Complete | NA
COSO #2 | 393 | 2010-11-20 | 2008-05-29 07:00 | WITHDRAWN | 2011-02-07 08:00 | TC | Generating Facility Type-1: Steam Turbine; Generating Facility Fuel-1: Geothermal; MWs MW-1: 15 | 15 |  |  |  | Full Capacity |  | INYO | CA | SCE | Inyokern Substation 115kV | 2011-08-19 07:00 | 2010-01-11 08:00 | NA | Complete | Complete | NA
NYC #1 | 394 | 2010-11-20 | 2008-05-29 07:00 | WITHDRAWN | 2011-02-08 08:00 | TC | Generating Facility Type-1: Steam Turbine; Generating Facility Fuel-1: Geothermal; MWs MW-1: 60.7 | 60.7 |  |  |  | Full Capacity |  | CHURCHILL | NV | SCE | Control Substation 115kV bus | 2012-12-01 08:00 | 2015-12-01 08:00 | NA | Complete | Complete | NA
NYC #2 | 395 | 2008-05-29 | 2008-05-29 07:00 | WITHDRAWN | 2008-11-26 08:00 | Serial LGIP | Generating Facility Type-1: Steam Turbine; Generating Facility Fuel-1: Geothermal; MWs MW-1: 52.5 | 52.5 | [5 empty] | CHURCHILL | NV | SCE | Bishop Substation | 2012-12-01 08:00 | 2012-12-01 08:00 | None | None | None | None
DIXIE MEADOWS #1 | 396 | 2010-11-20 | 2008-05-29 07:00 | WITHDRAWN | 2011-02-08 08:00 | TC | Generating Facility Type-1: Steam Turbine; Generating Facility Fuel-1: Geothermal; MWs MW-1: 60.7 | 60.7 |  |  |  | Full Capacity |  | CHURCHILL | NV | SCE | Control Substation 115kV bus | 2013-06-01 07:00 | 2016-06-01 07:00 | NA | Complete | Complete | NA
DIXIE MEADOWS #2 | 397 | 2008-05-29 | 2008-05-29 07:00 | WITHDRAWN | 2008-11-26 08:00 | Serial LGIP | Generating Facility Type-1: Steam Turbine; Generating Facility Fuel-1: Geothermal; MWs MW-1: 52.5 | 52.5 | [5 empty] | CHURCHILL | NV | SCE | Bishop Substation | 2013-06-01 07:00 | 2013-06-01 07:00 | None | None | None | None
TGDV #1 | 398 | 2010-11-20 | 2008-05-29 07:00 | WITHDRAWN | 2011-02-08 08:00 | TC | Generating Facility Type-1: Steam Turbine; Generating Facility Fuel-1: Geothermal; MWs MW-1: 60.7 | 60.7 |  |  |  | Full Capacity |  | CHURCHILL | NV | SCE | Control Substation 115kV bus | 2012-06-01 07:00 | 2012-06-01 07:00 | NA | Complete | Complete | NA
TGDV#2 | 399 | 2010-11-20 | 2008-05-29 07:00 | WITHDRAWN | 2011-03-22 20:13 | TC | Generating Facility Type-1: Steam Turbine; Generating Facility Fuel-1: Geothermal; MWs MW-1: 60.7 | 60.7 |  |  |  | Full Capacity |  | CHURCHILL | NV | SCE | Control Substation 115kV bus | 2012-06-01 07:00 | 2013-06-01 07:00 | NA | None | None | NA
PV-49 | 400 | 2008-05-30 | 2008-05-30 07:00 | WITHDRAWN | 2008-07-22 07:00 | Serial LGIP | Generating Facility Type-1: Photovoltaic; Generating Facility Fuel-1: Solar; MWs MW-1: 700 | 700 | [5 empty] | KERN | CA | SCE | Windhub Substation | 2011-05-01 07:00 | 2011-05-01 07:00 | None | None | None | None
D TRAIN | 401 | 2008-05-30 | 2008-05-30 07:00 | WITHDRAWN | 2008-07-28 07:00 | Serial LGIP | Generating Facility Type-1: Steam Turbine; Generating Facility Fuel-1: Natural Gas; MWs MW-1: 49.85 | 49.85 | [5 empty] | LOS ANGELES | CA | SCE | ChevGen Substation | 2010-09-01 07:00 | 2010-09-01 07:00 | None | None | None | None
LA PALOMA II | 402 | 2008-05-30 | 2008-05-30 07:00 | WITHDRAWN | 2008-08-19 07:00 | Serial LGIP | Generating Facility Type-1: Combined Cycle; Generating Facility Fuel-1: Natural Gas; MWs MW-1: 600 | 600 | [5 empty] | KERN | CA | PGAE | Midway Substation 230kV line | 2012-06-01 07:00 | 2012-06-01 07:00 | None | None | None | None
SUNGEN 1 | 403 | 2008-05-30 | 2008-05-30 07:00 | WITHDRAWN | 2010-12-07 20:55 | Serial LGIP | Generating Facility Type-1: Photovoltaic; Generating Facility Fuel-1: Solar; MWs MW-1: 30 | 30 | [5 empty] | KERN | CA | PGAE | Midway Substation 230 kV Bus | 2012-06-01 07:00 | 2011-12-31 08:00 | None | None | None | None
LA PALOMA PEAKING | 404 | 2008-05-30 | 2008-05-30 07:00 | WITHDRAWN | 2008-08-19 07:00 | Serial LGIP | Generating Facility Type-1: Gas Turbine; Generating Facility Fuel-1: Natural Gas; MWs MW-1: 450 | 450 | [5 empty] | KERN | CA | PGAE | Midway Substation 230kV line | 2011-06-01 07:00 | 2011-06-01 07:00 | None | None | None | None
YUHA BASIN HYBRID SOLAR ENERGY PROJECT | 405 | 2008-05-15 | 2008-05-30 07:00 | WITHDRAWN | 2008-11-26 08:00 | Serial LGIP | Generating Facility Type-1: Steam Turbine; Generating Facility Fuel-1: Solar; MWs MW-1: 450 | 450 | [5 empty] | IMPERIAL | CA | SDGE | Imperial Valley Substation | 2012-12-31 08:00 | 2012-12-31 08:00 | Waived | None | None | None
MILAGRO WIND | 406 | 2008-05-30 | 2008-05-30 07:00 | WITHDRAWN | 2008-11-26 08:00 | Serial LGIP | Generating Facility Type-1: Wind Turbine; Generating Facility Fuel-1: Wind Turbine; MWs MW-1: 130 | 130 | [5 empty] | SAN DIEGO | CA | SDGE | Boulevard Substation | 2011-06-01 07:00 | 2011-06-01 07:00 | Waived | None | None | None
RED MOUNTAIN RIDGE | 409 | 2008-05-30 | 2008-05-30 07:00 | WITHDRAWN | 2012-04-24 23:11 | TC | Generating Facility Type-1: Wind Turbine; Generating Facility Fuel-1: Wind Turbine; MWs MW-1: 150 | 150 |  |  |  | Energy Only |  | KERN | CA | SCE | Highwind Substation 230kV | 2011-10-01 07:00 | 2012-12-31 08:00 | NA | Complete | Complete | NA
MIDPOINT SOLAR 1 | 410 | 2008-05-30 | 2008-05-30 07:00 | WITHDRAWN | 2008-11-26 08:00 | Serial LGIP | Generating Facility Type-1: Steam Turbine; Generating Facility Fuel-1: Solar; MWs MW-1: 49.5 | 49.5 | [5 empty] | RIVERSIDE | CA | SCE | Midpoint Substation 500kV | 2012-08-01 07:00 | 2012-08-01 07:00 | None | None | None | None
MIDPOINT SOLAR 2 | 411 | 2008-05-30 | 2008-05-30 07:00 | WITHDRAWN | 2008-11-26 08:00 | Serial LGIP | Generating Facility Type-1: Steam Turbine; Generating Facility Fuel-1: Solar; MWs MW-1: 49.5 | 49.5 | [5 empty] | RIVERSIDE | CA | SCE | Midpoint Substation 500 kV | 2012-08-01 07:00 | 2012-08-01 07:00 | None | None | None | None
LUDLOW SOLAR 1 | 413 | 2008-05-30 | 2008-05-30 07:00 | WITHDRAWN | 2008-11-21 08:00 | Serial LGIP | Generating Facility Type-1: Steam Turbine; Generating Facility Fuel-1: Solar; MWs MW-1: 280 | 280 | [5 empty] | SAN BERNARDINO | CA | SCE | Pisgah Substation 230 kV | 2012-08-01 07:00 | 2012-08-01 07:00 | None | None | None | None
IMPERIAL SOLAR 1 | 414 | 2008-05-30 | 2008-05-30 07:00 | WITHDRAWN | 2008-11-21 08:00 | Serial LGIP | Generating Facility Type-1: Steam Turbine; Generating Facility Fuel-1: Solar; MWs MW-1: 280 | 280 | [5 empty] | IMPERIAL | CA | SDGE | Imperial Valley Substation 230kV bus | 2012-07-01 07:00 | 2012-07-01 07:00 | None | None | None | None
PALEN VALLEY SOLAR 1 | 415 | 2008-05-30 | 2008-05-30 07:00 | WITHDRAWN | 2008-11-21 08:00 | Serial LGIP | Generating Facility Type-1: Steam Turbine; Generating Facility Fuel-1: Solar; MWs MW-1: 280 | 280 | [5 empty] | RIVERSIDE | CA | SCE | Devers-Palo Verde 500 kV Line | 2012-08-01 07:00 | 2012-08-01 07:00 | None | None | None | None
MCCOY SOLAR 1 | 416 | 2008-05-30 | 2008-05-30 07:00 | WITHDRAWN | 2008-11-21 08:00 | Serial LGIP | Generating Facility Type-1: Steam Turbine; Generating Facility Fuel-1: Solar; MWs MW-1: 280 | 280 | [5 empty] | RIVERSIDE | CA | SCE | Midpoint Substation 230 kV | 2012-08-01 07:00 | 2012-08-01 07:00 | None | None | None | None
TRES VAQUEROS WIND FARM | 417 | 2008-05-30 | 2008-05-30 07:00 | WITHDRAWN | 2013-12-04 08:00 | TC | Generating Facility Type-1: Wind Turbine; Generating Facility Fuel-1: Wind Turbine; MWs MW-1: 14 | 14 |  |  |  | Full Capacity |  | CONTRA COSTA | CA | PGAE | Pittsburg-Tesla 230kV line | 2010-09-30 07:00 | 2015-05-30 07:00 | NA | Complete | Complete | NA
PATTERSON PASS GT PROJECT | 418 | 2008-05-30 | 2008-05-30 07:00 | WITHDRAWN | 2008-11-25 08:00 | Serial LGIP | Generating Facility Type-1: Gas Turbine; Generating Facility Fuel-1: Natural Gas; MWs MW-1: 400 | 400 | [5 empty] | SAN JOAQUIN | CA | PGAE | Tesla Substation 230 KV bus | 2012-11-01 07:00 | 2012-11-01 07:00 | None | None | None | None
WEST VALLEY ENERGY CENTER | 419 | 2008-05-30 | 2008-05-30 07:00 | WITHDRAWN | 2008-11-26 08:00 | Serial LGIP | Generating Facility Type-1: Gas Turbine; Generating Facility Fuel-1: Natural Gas; MWs MW-1: 188 | 188 | [5 empty] | FRESNO | CA | PGAE | Panoche Substation 230kV Bus | 2011-03-01 08:00 | 2011-03-01 08:00 | None | None | None | None
BORREGO SOLAR 2 | 420 | 2008-05-30 | 2008-05-30 07:00 | WITHDRAWN | 2009-12-11 18:06 | Serial LGIP | Generating Facility Type-1: Steam Turbine; Generating Facility Fuel-1: Solar; MWs MW-1: 49.5 | 49.5 | [5 empty] | SAN DIEGO | CA | SDGE | Borrego Substation 69kV | 2013-02-01 08:00 | 2013-02-01 08:00 | None | None | None | None
IRON MOUNTAIN SOLAR 1 | 422 | 2008-05-30 | 2008-05-30 07:00 | WITHDRAWN | 2008-11-26 08:00 | Serial LGIP | Generating Facility Type-1: Steam Turbine; Generating Facility Fuel-1: Solar; MWs MW-1: 49.5 | 49.5 | [5 empty] | RIVERSIDE | CA | SCE | Camino-Iron Mountain 230kV line | 2012-02-01 08:00 | 2012-02-01 08:00 | None | None | None | None
IRON MOUNTAIN SOLAR 2 | 423 | 2008-05-30 | 2008-05-30 07:00 | WITHDRAWN | 2008-11-26 08:00 | Serial LGIP | Generating Facility Type-1: Steam Turbine; Generating Facility Fuel-1: Solar; MWs MW-1: 49.5 | 49.5 | [5 empty] | RIVERSIDE | CA | SCE | Camino-Iron Mountain 230kV line | 2012-02-01 08:00 | 2012-02-01 08:00 | None | None | None | None
AJ SOLAR ENERGY | 424 | 2008-05-30 | 2008-05-30 07:00 | WITHDRAWN | 2008-11-26 08:00 | Serial LGIP | Generating Facility Type-1: Steam Turbine; Generating Facility Fuel-1: Solar; MWs MW-1: 250 | 250 | [5 empty] | SAN BERNARDINO | CA | SCE | Mohave switchyard | 2014-07-01 07:00 | 2014-07-01 07:00 | Waived | None | None | None
COLORADO RIVER ENERGY 2 | 425 | 2008-05-30 | 2008-05-30 07:00 | WITHDRAWN | 2008-11-26 08:00 | Serial LGIP | Generating Facility Type-1: Steam Turbine; Generating Facility Fuel-1: Solar; MWs MW-1: 250 | 250 | [5 empty] | RIVERSIDE | CA | SCE | Colorado River Substation | 2014-07-01 07:00 | 2014-07-01 07:00 | Waived | None | None | None
CAMPOS SOLAR ENERGY | 426 | 2008-05-30 | 2008-05-30 07:00 | WITHDRAWN | 2008-11-26 08:00 | Serial LGIP | Generating Facility Type-1: Steam Turbine; Generating Facility Fuel-1: Solar; MWs MW-1: 250 | 250 | [5 empty] | CLARK | NV | SCE | Mohave Switchyard | 2014-07-01 07:00 | 2014-07-01 07:00 | None | None | None | None
CANTIL SOLAR ENERGY | 427 | 2008-04-30 | 2008-05-30 07:00 | WITHDRAWN | 2009-12-17 19:14 | Serial LGIP | Generating Facility Type-1: Steam Turbine; Generating Facility Fuel-1: Solar; MWs MW-1: 250 | 250 | [5 empty] | KERN | CA | SCE | Antelope Substation | 2014-07-01 07:00 | 2014-07-01 07:00 | Waived | None | None | None
DC SOLAR ENERGY | 428 | 2008-05-30 | 2008-05-30 07:00 | WITHDRAWN | 2008-11-26 08:00 | Serial LGIP | Generating Facility Type-1: Steam Turbine; Generating Facility Fuel-1: Solar; MWs MW-1: 250 | 250 | [5 empty] | SAN BERNARDINO | CA | SCE | Eagle Mountain Substation | 2014-07-01 07:00 | 2014-07-01 07:00 | Waived | None | None | None
RANDSBURG SOLAR ENERGY | 430 | 2008-05-30 | 2008-05-30 07:00 | WITHDRAWN | 2011-03-22 17:02 | Serial LGIP | Generating Facility Type-1: Steam Turbine; Generating Facility Fuel-1: Solar; MWs MW-1: 250 | 250 | [5 empty] | KERN | CA | SCE | Kramer Substation | 2014-07-01 07:00 | 2014-07-01 07:00 | Waived | None | None | None
RICE SOLAR ENERGY | 431 | 2010-11-20 | 2008-05-30 07:00 | WITHDRAWN | 2011-01-07 08:00 | TC | Generating Facility Type-1: Steam Turbine; Generating Facility Fuel-1: Solar; MWs MW-1: 150 | 150 |  |  |  | Full Capacity |  | RIVERSIDE | CA | SCE | Midpoint Substation 220kV | 2014-07-01 07:00 | 2014-07-01 07:00 | NA | Complete | Complete | NA
WARD VALLEY SOLAR ENERGY 1 | 432 | 2008-05-30 | 2008-05-30 07:00 | WITHDRAWN | 2011-04-21 16:17 | Serial LGIP | Generating Facility Type-1: Steam Turbine; Generating Facility Fuel-1: Solar; MWs MW-1: 250 | 250 | [5 empty] | RIVERSIDE | CA | SCE | Colorado River Substation 230 kV | 2014-07-01 07:00 | 2014-07-01 07:00 | Waived | None | None | None
WARD VALLEY SOLAR ENERGY 2 | 433 | 2008-05-30 | 2008-05-30 07:00 | WITHDRAWN | 2008-11-26 08:00 | Serial LGIP | Generating Facility Type-1: Steam Turbine; Generating Facility Fuel-1: Solar; MWs MW-1: 250 | 250 | [5 empty] | SAN BERNARDINO | CA | SCE | Iron Mountain Substation | 2015-05-29 07:00 | 2015-05-29 07:00 | Waived | None | None | None
WARD VALLEY SOLAR ENERGY 3 | 434 | 2008-05-30 | 2008-05-30 07:00 | WITHDRAWN | 2008-11-26 08:00 | Serial LGIP | Generating Facility Type-1: Steam Turbine; Generating Facility Fuel-1: Solar; MWs MW-1: 500 | 500 | [5 empty] | SAN BERNARDINO | CA | SCE | Mohave switchyard | 2015-05-29 07:00 | 2015-05-29 07:00 | None | None | None | None
QUARTZSITE SOLAR ENERGY | 435 | 2008-05-30 | 2008-05-30 07:00 | WITHDRAWN | 2011-04-21 16:18 | Serial LGIP | Generating Facility Type-1: Steam Turbine; Generating Facility Fuel-1: Solar; MWs MW-1: 250 | 250 | [5 empty] | LA PAZ | AZ | SCE | Palo Verde Devers #2 line | 2014-07-01 07:00 | 2014-07-01 07:00 | Waived | None | None | None
CALIENTE SOLAR ENERGY | 436 | 2008-05-30 | 2008-05-30 07:00 | WITHDRAWN | 2008-11-26 08:00 | Serial LGIP | Generating Facility Type-1: Steam Turbine; Generating Facility Fuel-1: Solar; MWs MW-1: 250 | 250 | [5 empty] | MARICOPA | AZ | SCE | Palo Verde Devers #2 line | 2014-07-01 07:00 | 2014-07-01 07:00 | Waived | None | None | None
ROUND MOUNTAIN WIND PROJECT | 437 | 2008-05-30 | 2008-05-30 07:00 | WITHDRAWN | 2008-10-24 07:00 | Serial LGIP | Generating Facility Type-1: Wind Turbine; Generating Facility Fuel-1: Wind Turbine; MWs MW-1: 350 | 350 | [5 empty] | SHASTA | CA | PGAE | Pit #3 Round Mountain 230kV line | 2011-06-01 07:00 | 2011-06-01 07:00 | None | None | None | None
AVALON II | 438 | 2008-05-30 | 2008-05-30 07:00 | WITHDRAWN | 2008-11-26 08:00 | Serial LGIP | Generating Facility Type-1: Wind Turbine; Generating Facility Fuel-1: Wind Turbine; MWs MW-1: 500 | 500 | [5 empty] | KERN | CA | SCE | Windhub Substation | 2011-12-31 08:00 | 2011-12-31 08:00 | None | None | None | None
BLYTHE SOLEIL | 439 | 2008-05-30 | 2008-05-30 07:00 | WITHDRAWN | 2008-11-26 08:00 | Serial LGIP | Generating Facility Type-1: Steam Turbine; Generating Facility Fuel-1: Solar; MWs MW-1: 500 | 500 | [5 empty] | RIVERSIDE | CA | SCE | Midpoint Substation | 2011-12-31 08:00 | 2011-12-31 08:00 | Waived | None | None | None
MOJAVE SOLEIL II | 440 | 2008-05-30 | 2008-05-30 07:00 | WITHDRAWN | 2008-11-26 08:00 | Serial LGIP | Generating Facility Type-1: Steam Turbine; Generating Facility Fuel-1: Solar; MWs MW-1: 500 | 500 | [5 empty] | KERN | CA | SCE | Whirlwind Substation | 2011-12-31 08:00 | 2011-12-31 08:00 | Waived | None | None | None
BINKLEY POWER PROJECT | 441 | 2008-05-30 | 2008-05-30 07:00 | WITHDRAWN | 2008-11-26 08:00 | Serial LGIP | Generating Facility Type-1: Steam Turbine; Generating Facility Fuel-1: Geothermal; MWs MW-1: 50 | 50 | [5 empty] | LAKE | CA | PGAE | Geyers 17- Fulton #2 230kV line | 2012-07-31 07:00 | 2012-07-31 07:00 | None | None | None | None
WELLHEAD POWER RAINBOW | 443 | 2008-05-30 | 2008-05-30 07:00 | WITHDRAWN | 2008-11-25 08:00 | Serial LGIP | Generating Facility Type-1: Gas Turbine; Generating Facility Fuel-1: Natural Gas; MWs MW-1: 49 | 49 | [5 empty] | SAN DIEGO | CA | SDGE | Telega - Escondido 230kV Line | 2009-07-01 07:00 | 2009-07-01 07:00 | Waived | None | None | None
WELLHEAD POWER LILAC | 444 | 2008-05-30 | 2008-05-30 07:00 | WITHDRAWN | 2008-11-25 08:00 | Serial LGIP | Generating Facility Type-1: Gas Turbine; Generating Facility Fuel-1: Natural Gas; MWs MW-1: 49 | 49 | [5 empty] | SAN DIEGO | CA | SDGE | Lilac Rincon 69kV | 2009-07-01 07:00 | 2009-07-01 07:00 | Waived | None | None | None
WELLHEAD POWER COUSER CANYON | 445 | 2008-06-07 | 2008-05-30 07:00 | WITHDRAWN | 2008-11-25 08:00 | Serial LGIP | Generating Facility Type-1: Gas Turbine; Generating Facility Fuel-1: Natural Gas; MWs MW-1: 49 | 49 | [5 empty] | SAN DIEGO | CA | SDGE | Pala - lilac 69kV line | 2009-07-01 07:00 | 2009-07-01 07:00 | Waived | None | None | None
WELLHEAD POWER CLEMENTE | 446 | 2008-05-30 | 2008-05-30 07:00 | WITHDRAWN | 2008-11-25 08:00 | Serial LGIP | Generating Facility Type-1: Gas Turbine; Generating Facility Fuel-1: Natural Gas; MWs MW-1: 49 | 49 | [5 empty] | ORANGE | CA | SDGE | Talega San Mateo 69kV line | 2009-07-01 07:00 | 2009-07-01 07:00 | Waived | None | None | None |  | None
WELLHEAD POWER ASH VALLEY | 447 | 2008-05-30 | 2008-05-30 07:00 | WITHDRAWN | 2008-11-25 08:00 | Serial LGIP | Generating Facility Type-1: Gas Turbine; Generating Facility Fuel-1: Natural Gas; MWs MW-1: 49 | 49 | [5 empty] | SAN DIEGO | CA | SDGE | Ash - Valley Center 69kV line | 2009-07-01 07:00 | 2009-07-01 07:00 | Waived | None | None | None
WELLHEAD POWER LONESTAR | 448 | 2008-06-07 | 2008-05-30 07:00 | WITHDRAWN | 2008-11-25 08:00 | Serial LGIP | Generating Facility Type-1: Gas Turbine; Generating Facility Fuel-1: Natural Gas; MWs MW-1: 49 | 49 | [5 empty] | SAN DIEGO | CA | SDGE | Border Substation 69 kV | 2009-07-01 07:00 | 2009-07-01 07:00 | Waived | None | None | None
BIG MARIA VISTA SOLAR GENERATING STATION | 449 | 2008-05-30 | 2008-05-30 07:00 | WITHDRAWN | 2008-12-19 08:00 | Serial LGIP | Generating Facility Type-1: Steam Turbine; Generating Facility Fuel-1: Solar; MWs MW-1: 250 | 250 | [5 empty] | RIVERSIDE | CA | SCE | Midpoint Substation 500 kV | 2012-07-01 07:00 | 2012-07-01 07:00 | None | None | None | None
ALTA 12 | 450 | 2008-05-30 | 2008-05-30 07:00 | WITHDRAWN | 2008-11-26 08:00 | Serial LGIP | Generating Facility Type-1: Wind Turbine; Generating Facility Fuel-1: Wind Turbine; MWs MW-1: 1150 | 1150 | [5 empty] | LOS ANGELES/KERN | CA | SCE | Whirlwind Substation 230 kV | 2013-05-30 07:00 | 2013-05-30 07:00 | None | None | None | None
ALTA 13 | 451 | 2008-05-30 | 2008-05-30 07:00 | WITHDRAWN | 2008-11-26 08:00 | Serial LGIP | Generating Facility Type-1: Steam Turbine; Generating Facility Fuel-1: Solar; MWs MW-1: 1150 | 1150 | [5 empty] | SAN BERNARDINO | CA | SCE | Pisgah Substation 230 kV | 2013-05-30 07:00 | 2013-05-30 07:00 | None | None | None | None
FAIRFIELD ENERGY CENTER - 730 MW | 452 | 2008-06-02 | 2008-06-02 07:00 | WITHDRAWN | 2008-11-24 08:00 | Serial LGIP | Generating Facility Type-1: Combined Cycle; Generating Facility Fuel-1: Natural Gas; MWs MW-1: 730 | 730 | [5 empty] | SOLANO | CA | PGAE | Loop Lakesville-Sobrante and Lakesville-Ignacio 230kV Lines | 2012-06-15 07:00 | 2012-06-15 07:00 | None | None | None | None
PARKER SOLAR ENERGY | 453 | 2008-06-02 | 2008-06-02 07:00 | WITHDRAWN | 2008-11-26 08:00 | Serial LGIP | Generating Facility Type-1: Steam Turbine; Generating Facility Fuel-1: Solar; MWs MW-1: 250 | 250 | [5 empty] | LA PAZ | AZ | SCE | Mohave Switchyard | 2014-07-01 07:00 | 2014-07-01 07:00 | None | None | None | None
SONORA SOLAR GENERATING STATION | 454 | 2008-05-30 | 2008-06-02 07:00 | WITHDRAWN | 2008-11-26 08:00 | Serial LGIP | Generating Facility Type-1: Steam Turbine; Generating Facility Fuel-1: Solar; MWs MW-1: 84 | 84 | [5 empty] | IMPERIAL | CA | SDGE | Imperial Valley Substation 230 kV | 2011-02-01 08:00 | 2011-02-01 08:00 | Waived | None | None | None
FAIRMONT SOLAR GENERATING STATION | 455 | 2008-05-30 | 2008-06-02 07:00 | WITHDRAWN | 2011-03-22 14:32 | Serial LGIP | Generating Facility Type-1: Steam Turbine; Generating Facility Fuel-1: Solar; MWs MW-1: 141 | 141 | [5 empty] | LOS ANGELES | CA | SCE | Whirlwind Substation 230 kV | 2013-10-01 07:00 | 2013-10-01 07:00 | Waived | None | None | None |  | None
CLEARWATER SOLAR GENERATING STATION | 456 | 2008-05-30 | 2008-06-02 07:00 | WITHDRAWN | 2008-11-26 08:00 | Serial LGIP | Generating Facility Type-1: Steam Turbine; Generating Facility Fuel-1: Solar; MWs MW-1: 840 | 840 | [5 empty] | LOS ANGELES | CA | SCE | Vincent Substation | 2014-09-01 07:00 | 2014-09-01 07:00 | None | None | None | None
VICTOR SOLAR I | 457 | 2008-06-02 | 2008-06-02 07:00 | WITHDRAWN | 2008-11-26 08:00 | Serial LGIP | Generating Facility Type-1: Photovoltaic; Generating Facility Fuel-1: Solar; MWs MW-1: 55 | 55 | [5 empty] | RIVERSIDE | CA | SCE | Victor substation 115kV | 2010-06-15 07:00 | 2010-06-15 07:00 | Waived | None | None | None
ROSAMOND SOLAR I | 458 | 2008-06-02 | 2008-06-02 07:00 | WITHDRAWN | 2008-08-01 07:00 | Serial LGIP | Generating Facility Type-1: Photovoltaic; Generating Facility Fuel-1: Solar; MWs MW-1: 50 | 50 | [5 empty] | RIVERSIDE | CA | SCE | Antelope Cal Cement 60kV line | 2010-06-15 07:00 | 2010-06-15 07:00 | None | None | None | None
CAMERON SOLAR I | 459 | 2008-06-02 | 2008-06-02 07:00 | WITHDRAWN | 2008-11-25 08:00 | Serial LGIP | Generating Facility Type-1: Photovoltaic; Generating Facility Fuel-1: Solar; MWs MW-1: 50 | 50 | [5 empty] | SAN DIEGO | CA | SDGE | Cameron Substation 69 kV | 2009-12-15 08:00 | 2009-12-15 08:00 | Waived | None | None | None
INYOKERN SOLAR I | 460 | 2008-06-02 | 2008-06-02 07:00 | WITHDRAWN | 2008-09-10 07:00 | Serial LGIP | Generating Facility Type-1: Photovoltaic; Generating Facility Fuel-1: Solar; MWs MW-1: 40 | 40 | [5 empty] | KERN | CA | SCE | Inyokern Substation115 kV bus | 2010-12-01 08:00 | 2010-12-01 08:00 | None | None | None | None
DUNN SIDING SOLAR I | 461 | 2008-06-02 | 2008-06-02 07:00 | WITHDRAWN | 2008-09-10 07:00 | Serial LGIP | Generating Facility Type-1: Photovoltaic; Generating Facility Fuel-1: Solar; MWs MW-1: 40 | 40 | [5 empty] | SAN BERNARDINO | CA | SCE | Dunn Siding Cool Water 115 kV Line | 2010-12-01 08:00 | 2010-12-01 08:00 | None | None | None | None
GREENLIGHT SOLAR I | 462 | 2008-06-02 | 2008-06-02 07:00 | WITHDRAWN | 2008-11-25 08:00 | Serial LGIP | Generating Facility Type-1: Photovoltaic; Generating Facility Fuel-1: Solar; MWs MW-1: 58.8 | 58.8 | [5 empty] | SAN DIEGO | CA | SDGE | Borrego Substation 69 kV | 2010-06-15 07:00 | 2010-06-15 07:00 | Waived | None | None | None
WARNER SOLAR I | 463 | 2008-06-02 | 2008-06-02 07:00 | WITHDRAWN | 2008-11-25 08:00 | Serial LGIP | Generating Facility Type-1: Photovoltaic; Generating Facility Fuel-1: Solar; MWs MW-1: 58.8 | 58.8 | [5 empty] | SAN DIEGO | CA | SDGE | Warner Substation 69 kV | 2010-06-30 07:00 | 2010-06-30 07:00 | Waived | None | None | None
REDMAN SOLAR I | 464 | 2008-06-02 | 2008-06-02 07:00 | WITHDRAWN | 2008-11-25 08:00 | Serial LGIP | Generating Facility Type-1: Photovoltaic; Generating Facility Fuel-1: Solar; MWs MW-1: 40 | 40 | [5 empty] | KERN | CA | SCE | Redman Substation 69 kV bus | 2010-12-01 08:00 | 2010-12-01 08:00 | None | None | None | None
LITTLE ROCK SOLAR I | 465 | 2008-06-02 | 2008-06-02 07:00 | WITHDRAWN | 2008-11-25 08:00 | Serial LGIP | Generating Facility Type-1: Photovoltaic; Generating Facility Fuel-1: Solar; MWs MW-1: 40 | 40 | [5 empty] | KERN | CA | SCE | Little Rock Substation 69 kV bus | 2010-12-01 08:00 | 2010-12-01 08:00 | None | None | None | None
BAKER SOLAR I | 466 | 2008-06-02 | 2008-06-02 07:00 | WITHDRAWN | 2008-08-01 07:00 | Serial LGIP | Generating Facility Type-1: Photovoltaic; Generating Facility Fuel-1: Solar; MWs MW-1: 100 | 100 | [5 empty] | RIVERSIDE | CA | SCE | Baker Substation 115kV | 2010-06-15 07:00 | 2010-06-15 07:00 | None | None | None | None
RENEGY IONE | 469 | 2010-12-01 | 2008-07-14 07:00 | WITHDRAWN | 2008-11-18 08:00 | SGIP | Generating Facility Type-1: Steam Turbine; Generating Facility Fuel-1: Natural Gas; MWs MW-1: 16.3 | 16.3 |  |  |  | Energy Only |  | AMADOR | CA | PGAE | Valley Springs Martel #2 60kV line | 2008-12-31 08:00 | 2008-12-31 08:00 | None | None | None | NA
LAUREL WEST SOLAR FARM | 470 | 2008-07-30 | 2008-07-30 07:00 | WITHDRAWN | 2013-09-10 19:31 | SGIP | Generating Facility Type-1: Photovoltaic; Generating Facility Fuel-1: Solar; MWs MW-1: 20 | 20 |  |  |  | Energy Only |  | KINGS | CA | PGAE | Jacobs Corner Substation 70kV bus | 2011-03-01 08:00 | 2012-05-01 07:00 | None | Facilities Study | SGIA | NA
LAUREL EAST SOLAR FARM | 471 | 2008-07-30 | 2008-07-30 07:00 | WITHDRAWN | 2013-09-10 19:30 | SGIP | Generating Facility Type-1: Photovoltaic; Generating Facility Fuel-1: Solar; MWs MW-1: 20 | 20 |  |  |  | Energy Only |  | KINGS | CA | PGAE | Jacobs Corner Substation 70kV bus | 2011-07-01 07:00 | 2012-06-01 07:00 | None | Facilities Study | SGIA | NA
AFTON CANYON PV | 474 | 2008-09-11 | 2008-09-15 07:00 | WITHDRAWN | 2011-08-26 07:00 | SGIP | Generating Facility Type-1: Photovoltaic; Generating Facility Fuel-1: Solar; MWs MW-1: 19.9 | 19.9 |  |  |  | Energy Only |  | SAN BERNARDINO | CA | SCE | Dunn Siding Substation | 2011-06-01 07:00 | 2011-06-01 07:00 | None | Facilities Study | None | NA
PAINTED HILLS IV | 475 | 2010-12-01 | 2008-10-08 07:00 | WITHDRAWN | 2009-10-26 07:00 | SGIP | Generating Facility Type-1: Wind Turbine; Generating Facility Fuel-1: Wind Turbine; MWs MW-1: 20 | 20 |  |  |  | Energy Only |  | RIVERSIDE | CA | SCE | Devers-Garnet-Venwind 115 kV line | 2009-12-01 08:00 | 2010-12-01 08:00 | None | None | None | NA
REDWOOD LANDFILL | 476 | 2008-10-23 | 2008-10-23 07:00 | WITHDRAWN | 2014-05-29 21:06 | SGIP | Generating Facility Type-1: Reciprocating Engine; Generating Facility Fuel-1: Biofuel; MWs MW-1: 9.9 | 9.9 |  |  |  | Energy Only |  | MARIN | CA | PGAE | Lakeville #2 60 kV line | 2010-05-29 07:00 | 2014-07-15 07:00 | None | Facilities Study | SGIA | NA
20 MW SOLAR PROJECT #1 | 480 | 2009-03-16 | 2009-03-16 07:00 | WITHDRAWN | 2013-06-12 16:32 | SGIP | Generating Facility Type-1: Photovoltaic; Generating Facility Fuel-1: Solar; MWs MW-1: 20 | 20 |  |  |  | Energy Only |  | SAN DIEGO | CA | SDGE | Borrego Substation 69kV | 2010-12-31 08:00 | 2014-06-30 07:00 | None | Facilities Study | SGIA | NA
GE TEHACHAPI SOLAR PROJECT | 483 | 2009-04-29 | 2009-04-29 07:00 | WITHDRAWN | 2011-08-18 17:45 | SGIP | Generating Facility Type-1: Photovoltaic; Generating Facility Fuel-1: Solar; MWs MW-1: 10 | 10 |  |  |  | Energy Only |  | KERN | CA | SCE | Vincent Substation | 2010-06-01 07:00 | 2010-06-01 07:00 | None | None | None | NA
FULL CIRCLE | 485 | 2011-03-16 | 2009-06-18 07:00 | WITHDRAWN | 2011-08-24 07:00 | SGIP-TC | Generating Facility Type-1: Wind Turbine; Generating Facility Fuel-1: Wind Turbine; MWs MW-1: 20 | 20 |  |  |  | Full Capacity |  | KERN | CA | SCE | Winhub 230 KV via Highwind 66 KV | 2012-12-15 08:00 | 2012-12-15 08:00 | NA | None | None | NA
RUBY SOLAR PROJECT | 486 | 2009-06-29 | 2009-06-29 07:00 | WITHDRAWN | 2012-07-18 16:58 | SGIP | Generating Facility Type-1: Photovoltaic; Generating Facility Fuel-1: Solar; MWs MW-1: 20 | 20 |  |  |  | Energy Only |  | KERN | CA | SCE | Antelope-Neenach 66kV line | 2012-01-01 08:00 | 2013-11-01 07:00 | System Impact Study | Facilities Study | SGIA | NA
MARICOPA SOLAR | 487 | 2010-11-20 | 2009-07-31 07:00 | WITHDRAWN | 2010-10-15 07:00 | C01 | Generating Facility Type-1: Photovoltaic; Generating Facility Fuel-1: Solar; MWs MW-1: 600 | 600 |  |  |  | Full Capacity |  | KERN | CA | PGAE | Midway-Wheeler Ridge 230kV double circuit line | 2015-12-01 08:00 | 2015-12-01 08:00 | NA | None | None | NA
NEVADA SOLAR II (NS2) | 488 | 2009-04-06 | 2009-07-31 07:00 | WITHDRAWN | 2012-01-10 08:00 | C01 | Generating Facility Type-1: Steam Turbine; Generating Facility Fuel-1: Solar; MWs MW-1: 92 | 92 |  |  |  | Full Capacity |  | CLARK | NV | SCE | Eldorado Substation 230kV | 2012-09-30 07:00 | 2012-09-30 07:00 | NA | Complete | Complete | NA
MONTEZUMA II EXPANSION | 489 | 2009-05-26 | 2009-07-31 07:00 | WITHDRAWN | 2012-02-24 00:42 | C01 | Generating Facility Type-1: Wind Turbine; Generating Facility Fuel-1: Wind Turbine; MWs MW-1: 98.9 | 98.9 |  |  |  | Full Capacity |  | SOLANO | CA | PGAE | Birds Landing Substation 230kV | 2011-05-31 07:00 | 2014-05-31 07:00 | NA | Complete | None | NA
SONGS HIGH PRESSURE TURBINE RETROFIT | 490 | 2009-06-03 | 2009-07-31 07:00 | WITHDRAWN | 2013-12-17 08:00 | C01 | Generating Facility Type-1: Steam Turbine; Generating Facility Fuel-1: Nuclear; MWs MW-1: 48 | 48 |  |  |  | Full Capacity |  | SAN DIEGO | CA | SCE | San Onofre Nuclear Generating Station 230kV switchyard | 2012-12-31 08:00 | 2012-12-31 08:00 | NA | Complete | Complete | NA
RIVER BLUFF SOLAR ENERGY PARK | 491 | 2009-06-04 | 2009-07-31 07:00 | WITHDRAWN | 2011-12-14 08:00 | C01 | Generating Facility Type-1: Photovoltaic; Generating Facility Fuel-1: Solar; MWs MW-1: 230 | 230 |  |  |  | Full Capacity |  | SAN BERNARDINO | CA | SCE | Coolwater-Dunn Siding 115kV line | 2014-06-01 07:00 | 2014-04-01 07:00 | NA | Complete | Complete | NA
WEST MOJAVE ENERGY | 492 | 2010-11-20 | 2009-07-31 07:00 | WITHDRAWN | 2009-11-02 08:00 | C01 | Generating Facility Type-1: Photovoltaic; Generating Facility Fuel-1: Solar; MWs MW-1: 350 | 350 |  |  |  | Full Capacity |  | KERN | CA | SCE | Windhub Substation 230kV | 2015-12-01 08:00 | 2015-12-01 08:00 | NA | None | None | NA
ORO VERDE SOLAR PROJECT (FKA GATEWAY SOLAR ENERGY PROJECT) | 494 | 2009-07-20 | 2009-07-31 07:00 | WITHDRAWN | 2015-01-13 08:00 | C01 | Generating Facility Type-1: Photovoltaic; Generating Facility Fuel-1: Solar; MWs MW-1: 150 | 150 |  |  |  | Full Capacity |  | KERN | CA | SCE | Windhub Substation 230kV | 2015-12-01 08:00 | 2016-10-01 07:00 | NA | Complete | Complete | NA
JEEP WRANGLER | 496 | 2009-08-04 | 2009-07-31 07:00 | WITHDRAWN | 2010-10-01 07:00 | Serial LGIP | Generating Facility Type-1: Steam Turbine; Generating Facility Fuel-1: Solar; MWs MW-1: 960 | 960 | [5 empty] | YUMA | AZ | SDGE | 500 kV collector station 40 mi east of NGila sub and 4.5 mi w of proposed Agua Caliente sub | 2014-01-01 08:00 | 2014-01-01 08:00 | None | None | None | None
IVANPAH 1- EXPANSION | 497 | 2010-11-20 | 2009-07-31 07:00 | WITHDRAWN | 2010-11-20 00:23 | C01 | Generating Facility Type-1: Steam Turbine; Generating Facility Fuel-1: Solar; MWs MW-1: 6 | 6 |  |  |  | Full Capacity |  | SAN BERNARDINO | CA | SCE | New Ivanpah Substation 115kV | 2012-03-31 07:00 | 2012-03-31 07:00 | NA | None | None | NA
IVANPAH 2 - EXPANSION | 498 | 2010-11-20 | 2009-07-31 07:00 | WITHDRAWN | 2010-11-20 00:23 | C01 | Generating Facility Type-1: Steam Turbine; Generating Facility Fuel-1: Solar; MWs MW-1: 20 | 20 |  |  |  | Full Capacity |  | SAN BERNARDINO | CA | SCE | New Ivanpah Substation 115kV | 2012-09-30 07:00 | 2012-09-30 07:00 | NA | None | None | NA
IVANPAH SEGS 3 - EXPANSION | 499 | 2010-11-20 | 2009-07-31 07:00 | WITHDRAWN | 2010-07-12 07:00 | C01 | Generating Facility Type-1: Steam Turbine; Generating Facility Fuel-1: Solar; MWs MW-1: 40 | 40 |  |  |  | Full Capacity |  | SAN BERNARDINO | CA | SCE | New Ivanpah Substation 115kV | 2013-03-31 07:00 | 2013-03-31 07:00 | NA | None | None | NA
COYOTE SPRINGS | 500 | 2010-11-20 | 2009-07-31 07:00 | WITHDRAWN | 2011-03-16 19:20 | C01 | Generating Facility Type-1: Steam Turbine; Generating Facility Fuel-1: Solar; MWs MW-1: 960 | 960 |  |  |  | Full Capacity |  | LINCOLN | NV | SCE | Eldorado Substation 500kV | 2014-01-01 08:00 | 2015-01-01 08:00 | NA | None | None | NA
PALOMAS SOLAR | 501 | 2010-11-20 | 2009-07-31 07:00 | WITHDRAWN | 2010-09-30 07:00 | C01 | Generating Facility Type-1: Photovoltaic; Generating Facility Fuel-1: Solar; MWs MW-1: 750 | 750 |  |  |  | Full Capacity |  | YUMA | AZ | SDGE | Hassayampa-North Gila 500kV switching station | 2015-06-30 07:00 | 2015-06-30 07:00 | NA | Complete | None | NA
CITY OF VERNON RENEWABLE PROJECT 1 | 504 | 2009-09-21 | 2009-07-31 07:00 | WITHDRAWN | 2009-11-02 22:13 | Serial LGIP | Generating Facility Type-1: Wind Turbine; Generating Facility Fuel-1: Wind Turbine; MWs MW-1: 688 | 688 | [5 empty] | KERN | CA | SCE | Highwind Substation 230kV bus | 2013-03-11 07:00 | 2013-03-11 07:00 | None | None | None | None
CITY OF VERNON RENEWABLE PROJECT 2 | 505 | 2010-11-20 | 2009-07-31 07:00 | WITHDRAWN | 2010-11-19 08:00 | C01 | Photovoltaic | Wind Turbine |  | Solar | Wind Turbine |  | 975 | 125 |  | 1100 |  |  |  | Full Capacity |  | KERN | CA | SCE | Highwind-Windhub 230kV line | 2012-11-30 08:00 | 2012-11-30 08:00 | NA | None | None | NA
CONTRA COSTA GENERATING STATION EXPANSION | 507 | 2010-12-01 | 2009-07-31 07:00 | WITHDRAWN | 2009-12-04 08:00 | C01 | Generating Facility Type-1: Combined Cycle; Generating Facility Fuel-1: Natural Gas; MWs MW-1: 131 | 131 |  |  |  | Full Capacity |  | CONTRA COSTA | CA | PGAE | Contra Costa Substation 230kV bus | 2013-12-01 08:00 | 2017-12-31 08:00 | NA | None | None | NA
ALGONQUIN POWER SANGER (OLD) | 508 | 2010-11-20 | 2009-07-31 07:00 | WITHDRAWN | 2010-10-15 07:00 | C01 | Generating Facility Type-1: Combined Cycle; Generating Facility Fuel-1: Natural Gas; MWs MW-1: 58.3 | 58.3 |  |  |  | Full Capacity |  | FRESNO | CA | PGAE | Sanger-Reedley 115kV line | 2011-03-15 07:00 | 2011-03-15 07:00 | NA | Complete | None | NA
FALLBROOK ROSAMOND SUNTOWER | 511 | 2010-11-20 | 2009-07-31 07:00 | WITHDRAWN | 2009-11-30 08:00 | C01 | Generating Facility Type-1: Steam Turbine; Generating Facility Fuel-1: Solar; MWs MW-1: 92.6 | 92.6 |  |  |  | Full Capacity |  | KERN | CA | SCE | Goldtown-Lancaster 66kV line | 2012-12-31 08:00 | 2012-12-31 08:00 | NA | None | None | NA
ALPINE SUNTOWER GENERATION STATION | 512 | 2009-07-31 | 2009-07-31 07:00 | WITHDRAWN | 2015-11-05 08:00 | C01 | Generating Facility Type-1: Photovoltaic; Generating Facility Fuel-1: Solar; MWs MW-1: 2 | 2 |  |  |  | Full Capacity |  | LOS ANGELES | CA | SCE | Neenach Substation 66kV | 2012-02-15 08:00 | 2020-10-01 07:00 | NA | Complete | Complete | NA
DESERT VIEW SUNTOWER | 513 | 2009-07-31 | 2009-07-31 07:00 | WITHDRAWN | 2015-11-05 08:00 | C01 | Generating Facility Type-1: Photovoltaic; Generating Facility Fuel-1: Solar; MWs MW-1: 141 | 141 |  |  |  | Full Capacity |  | LOS ANGELES | CA | SCE | Whirlwind Substation 230kV | 2013-08-01 07:00 | 2017-12-31 08:00 | NA | Complete | Complete | NA
WELLHEAD POWER OTAY MESA | 513A | 2009-07-31 | 2009-07-31 07:00 | WITHDRAWN | 2009-11-02 22:11 | Serial LGIP | Generating Facility Type-1: Gas Turbine; Generating Facility Fuel-1: Natural Gas; MWs MW-1: 190 | 190 | [5 empty] | SAN DIEGO | CA | SDGE | Otay Mesa Energy Center Substation 230 kV | 2013-05-01 07:00 | 2013-05-01 07:00 | Waived | None | None | None
ARCO SOLAR 1 PROJECT | 514 | 2009-07-31 | 2009-07-31 07:00 | WITHDRAWN | 2014-09-26 20:53 | SGIP | Generating Facility Type-1: Photovoltaic; Generating Facility Fuel-1: Solar; MWs MW-1: 20 | 20 |  |  |  | Energy Only |  | KERN | CA | PGAE | Arco Substation 69kV bus | 2010-12-15 08:00 | 2016-10-30 07:00 | None | Facilities Study | SGIA | NA
KJ SOLAR ENERGY CENTER | 515 | 2009-08-12 | 2009-08-12 07:00 | WITHDRAWN | 2011-10-07 07:00 | SGIP-TC | Generating Facility Type-1: Photovoltaic; Generating Facility Fuel-1: Solar; MWs MW-1: 20 | 20 |  |  |  | Full Capacity |  | KERN | CA | SCE | Kramer-Ransburg 115kV line | 2011-04-01 07:00 | 2012-04-01 07:00 | NA | None | None | NA
FRV PEGASUS SOLAR PROJECT | 516 | 2010-12-01 | 2009-08-21 07:00 | WITHDRAWN | 2010-05-25 07:00 | SGIP | Generating Facility Type-1: Photovoltaic; Generating Facility Fuel-1: Solar; MWs MW-1: 20 | 20 |  |  |  | Energy Only |  | SAN DIEGO | CA | SDGE | Borrego Substation 69kV | 2011-01-01 08:00 | 2011-01-01 08:00 | None | None | None | NA
OLD RIVER 2 | 518 | 2009-08-19 | 2009-08-19 07:00 | WITHDRAWN | 2010-06-07 07:00 | SGIP | Generating Facility Type-1: Photovoltaic; Generating Facility Fuel-1: Solar; MWs MW-1: 20 | 20 |  |  |  | Energy Only |  | KERN | CA | PGAE | Kern Old River #2 70kV line | 2014-12-31 08:00 | 2014-12-31 08:00 | None | None | None | NA
ACACIA | 519 | 2009-08-19 | 2009-08-19 07:00 | WITHDRAWN | 2011-07-01 16:32 | SGIP | Generating Facility Type-1: Photovoltaic; Generating Facility Fuel-1: Solar; MWs MW-1: 20 | 20 |  |  |  | Energy Only |  | KERN | CA | PGAE | Elk Hills Taft 70kV line | 2014-12-31 08:00 | 2014-12-31 08:00 | None | None | None | NA
BLACKWELL SOLAR 1 | 520 | 2009-08-19 | 2009-08-19 07:00 | WITHDRAWN | 2010-06-23 07:00 | SGIP | Generating Facility Type-1: Photovoltaic; Generating Facility Fuel-1: Solar; MWs MW-1: 20 | 20 |  |  |  | Energy Only |  | KERN | CA | PGAE | Blackwell-Carneras 70kV line | 2014-12-31 08:00 | 2014-12-31 08:00 | None | None | None | NA
TEHACHAPI SOLAR | 522C | 2009-08-19 | 2009-08-19 07:00 | WITHDRAWN | 2012-05-01 20:26 | SGIP-TC | Generating Facility Type-1: Photovoltaic; Generating Facility Fuel-1: Solar; MWs MW-1: 20 | 20 |  |  |  | Energy Only |  | KERN | CA | SCE | Kern River-Cummings 66kV line | 2013-12-31 08:00 | 2013-12-31 08:00 | NA | None | None | NA
KINGSOLAR (FKA QUAY VALLEY 20MW SOLAR PV) | 523 | 2009-08-21 | 2009-08-21 07:00 | WITHDRAWN | 2012-07-31 07:00 | SGIP | Generating Facility Type-1: Photovoltaic; Generating Facility Fuel-1: Solar; MWs MW-1: 20 | 20 |  |  |  | Energy Only |  | KINGS | CA | PGAE | Arco Substation 70kV bus | 2011-10-30 07:00 | 2013-06-30 07:00 | None | Facilities Study | SGIA | NA
SANBORN SOLAR | 523A | 2010-11-20 | 2009-08-26 07:00 | WITHDRAWN | 2011-01-24 08:00 | SGIP | Generating Facility Type-1: Photovoltaic; Generating Facility Fuel-1: Solar; MWs MW-1: 19.9 | 19.9 |  |  |  | Energy Only |  | KERN | CA | SCE | Goldtown-Corum 66kV line | 2010-12-31 08:00 | 2010-12-31 08:00 | None | None | None | NA
LUCERNE SOLAR ENERGY CENTER | 524 | 2010-11-20 | 2009-09-02 07:00 | WITHDRAWN | 2010-12-15 08:00 | SGIP | Generating Facility Type-1: Photovoltaic; Generating Facility Fuel-1: Solar; MWs MW-1: 20 | 20 |  |  |  | Energy Only |  | SAN BERNARDINO | CA | SCE | Eldorado-Pisgah #2 230kV line | 2011-12-01 08:00 | 2011-12-01 08:00 | None | None | None | NA |  | None
WAGON WHEEL MT. SOLAR 1 | 525 | 2010-11-30 | 2009-09-11 07:00 | WITHDRAWN | 2010-11-30 22:45 | SGIP | Generating Facility Type-1: Photovoltaic; Generating Facility Fuel-1: Solar; MWs MW-1: 20 | 20 |  |  |  | Energy Only |  | KERN | CA | PGAE | Arco Caneras 70kV line | 2011-04-30 07:00 | 2010-12-31 08:00 | None | None | None | NA
INYOKERN POWER PLANT | 527 | 2010-11-20 | 2009-09-23 07:00 | WITHDRAWN | 2010-07-06 07:00 | SGIP | Generating Facility Type-1: Photovoltaic; Generating Facility Fuel-1: Solar; MWs MW-1: 20 | 20 |  |  |  | Energy Only |  | INYO | CA | SCE | Control-Haiwee-Inyokern #2 115kV line | 2011-06-01 07:00 | 2011-06-01 07:00 | None | None | None | NA
PREMIER POWER RUSSELL SOLAR | 528 | 2009-10-05 | 2009-10-05 07:00 | WITHDRAWN | 2010-01-20 08:00 | SGIP | Generating Facility Type-1: Photovoltaic; Generating Facility Fuel-1: Solar; MWs MW-1: 20 | 20 |  |  |  | Energy Only |  | SOLANO | CA | PGAE | Birds Landing Substation 230kV bus | 2011-06-01 07:00 | 2011-06-01 07:00 | None | None | None | NA
WELLHEAD RENEWABLES FRESNO | 529A | 2009-10-23 | 2009-10-23 07:00 | WITHDRAWN | 2014-10-13 21:56 | SGIP | Generating Facility Type-1: Reciprocating Engine; Generating Facility Fuel-1: Natural Gas; MWs MW-1: 14.5 | 14.5 |  |  |  | Energy Only |  | FRESNO | CA | PGAE | Helm-Kerman 70kV line | 2011-04-01 07:00 | 2014-06-15 07:00 | System Impact Study | Facilities Study | SGIA | NA
ANGIOLA WATER DISTRICT SOLAR PROJECT | 530 | 2009-10-29 | 2009-10-29 07:00 | WITHDRAWN | 2011-11-08 18:08 | SGIP | Generating Facility Type-1: Photovoltaic; Generating Facility Fuel-1: Solar; MWs MW-1: 20 | 20 |  |  |  | Full Capacity |  | TULARE | CA | PGAE | Alpaugh 115kV substation | 2011-07-01 07:00 | 2011-07-01 07:00 | None | Facilities Study | SGIA | NA
WHITE RANCH DISTRICT SOLAR PROJECT | 531 | 2011-03-16 | 2009-10-29 07:00 | WITHDRAWN | 2010-01-29 08:00 | SGIP | Generating Facility Type-1: Photovoltaic; Generating Facility Fuel-1: Solar; MWs MW-1: 16 | 16 |  |  |  | Energy Only |  | TULARE | CA | PGAE | Corcoran Smyrna 115 kV line | 2011-07-01 07:00 | 2011-07-01 07:00 | None | None | None | NA
CANAL POWER PLANT | 531B | 2010-11-20 | 2009-10-29 07:00 | WITHDRAWN | 2011-01-23 08:00 | SGIP | Generating Facility Type-1: Photovoltaic; Generating Facility Fuel-1: Solar; MWs MW-1: 20 | 20 |  |  |  | Energy Only |  | LOS ANGELES | CA | SCE | Neenach Substation 69kV | 2011-06-01 07:00 | 2011-06-01 07:00 | None | None | None | NA
BUTTONWOOD SOLAR | 533 | 2009-11-11 | 2009-11-11 08:00 | WITHDRAWN | 2010-04-19 07:00 | SGIP | Generating Facility Type-1: Photovoltaic; Generating Facility Fuel-1: Solar; MWs MW-1: 20 | 20 |  |  |  | Energy Only |  | KERN | CA | PGAE | Semitropic Midway #2 115kV line | 2012-01-01 08:00 | 2012-01-01 08:00 | None | None | None | NA
PANOCHE VALLEY SOLAR FARM | 534 | 2009-08-04 | 2009-11-13 08:00 | WITHDRAWN | 2011-04-25 07:00 | SGIP | Generating Facility Type-1: Photovoltaic; Generating Facility Fuel-1: Solar; MWs MW-1: 20 | 20 |  |  |  | Energy Only |  | SAN BENITO | CA | PGAE | Moss Landing-Panoche #2 230kV line | 2011-06-30 07:00 | 2011-06-30 07:00 | None | Facilities Study | None | NA
FRV ALDEBARAN SOLAR | 536 | 2010-11-30 | 2009-11-19 08:00 | WITHDRAWN | 2010-03-04 08:00 | SGIP | Generating Facility Type-1: Photovoltaic; Generating Facility Fuel-1: Solar; MWs MW-1: 20 | 20 |  |  |  | Energy Only |  | MERCED | CA | PGAE | Mercy Springs 70kV Line | 2011-12-31 08:00 | 2011-12-31 08:00 | None | None | None | NA
CLEARVISTA ENERGY | 537A | 2010-11-23 | 2009-11-23 08:00 | WITHDRAWN | 2014-06-09 14:40 | SGIP | Generating Facility Type-1: Wind Turbine; Generating Facility Fuel-1: Wind Turbine; MWs MW-1: 19.5 | 19.5 |  |  |  | Energy Only |  | KERN | CA | SCE | Highwind Substation 220kV bus | 2011-04-01 07:00 | 2015-07-01 07:00 | None | Facilities Study | SGIA | NA
HUDSON SOLAR | 538 | 2009-12-16 | 2009-12-16 08:00 | WITHDRAWN | 2011-06-15 07:00 | SGIP | Generating Facility Type-1: Photovoltaic; Generating Facility Fuel-1: Solar; MWs MW-1: 20 | 20 |  |  |  | Energy Only |  | FRESNO | CA | PGAE | Oro Loma-Mendota 69kV line | 2012-01-01 08:00 | 2012-01-01 08:00 | None | None | None | NA
BLUE DIAMOND SOLAR | 540 | 2009-12-22 | 2009-12-22 08:00 | WITHDRAWN | 2013-05-07 16:28 | SGIP | Generating Facility Type-1: Photovoltaic; Generating Facility Fuel-1: Solar; MWs MW-1: 20 | 20 |  |  |  | Energy Only |  | LOS ANGELES | CA | SCE | Little Rock-Piute 69kV line | 2012-05-01 07:00 | 2015-06-30 07:00 | None | Facilities Study | SGIA | NA
BRANNON SOLAR | 541 | 2010-01-05 | 2010-01-05 08:00 | WITHDRAWN | 2014-09-09 07:00 | SGIP-TC | Generating Facility Type-1: Photovoltaic; Generating Facility Fuel-1: Solar; MWs MW-1: 20 | 20 |  |  |  | Energy Only |  | FRESNO | CA | PGAE | Panoche-Oro Loma 115kV Line | 2012-01-03 08:00 | 2016-03-31 07:00 | NA | Complete | Complete | NA
SUNSHINE TWO | 541A | 2010-11-20 | 2010-01-05 08:00 | WITHDRAWN | 2011-01-18 08:00 | SGIP | Generating Facility Type-1: Photovoltaic; Generating Facility Fuel-1: Solar; MWs MW-1: 20 | 20 |  |  |  | Energy Only |  | LOS ANGELES | CA | SCE | Antelope-Neenach 66kV | 2011-06-01 07:00 | 2011-06-01 07:00 | None | None | None | NA
SUNSHINE FOUR | 541B | 2010-11-20 | 2010-01-05 08:00 | WITHDRAWN | 2010-12-27 08:00 | SGIP | Generating Facility Type-1: Photovoltaic; Generating Facility Fuel-1: Solar; MWs MW-1: 20 | 20 |  |  |  | Energy Only |  | LOS ANGELES | CA | SCE | Antelope-Neenach 66kV | 2011-06-01 07:00 | 2011-06-01 07:00 | None | None | None | NA
EXCELSIOR SOLAR | 542 | 2010-01-06 | 2010-01-06 08:00 | WITHDRAWN | 2013-10-30 15:50 | SGIP | Generating Facility Type-1: Photovoltaic; Generating Facility Fuel-1: Solar; MWs MW-1: 20 | 20 |  |  |  | Energy Only |  | FRESNO | CA | PGAE | Schindler Sub 115kV bus | 2012-01-01 08:00 | 2016-12-01 08:00 | None | Facilities Study | SGIA | NA
SCHINDLER SOUTH SOLAR | 543 | 2010-01-06 | 2010-01-06 08:00 | WITHDRAWN | 2011-08-18 07:00 | SGIP | Generating Facility Type-1: Photovoltaic; Generating Facility Fuel-1: Solar; MWs MW-1: 20 | 20 |  |  |  | Energy Only |  | FRESNO | CA | PGAE | Schindler Sub 70kV bus | 2012-01-01 08:00 | 2012-01-01 08:00 | None | None | None | NA
FRV CYGNUS SOLAR | 544 | 2010-01-06 | 2010-01-06 08:00 | WITHDRAWN | 2010-04-19 07:00 | SGIP | Generating Facility Type-1: Photovoltaic; Generating Facility Fuel-1: Solar; MWs MW-1: 20 | 20 |  |  |  | Energy Only |  | KERN | CA | PGAE | Lamont Substation 115kV bus | 2011-10-31 07:00 | 2011-10-31 07:00 | None | None | None | NA
FRV CENTAURI SOLAR | 545 | 2010-01-06 | 2010-01-06 08:00 | WITHDRAWN | 2012-03-26 07:00 | SGIP | Generating Facility Type-1: Photovoltaic; Generating Facility Fuel-1: Solar; MWs MW-1: 20 | 20 |  |  |  | Full Capacity |  | KERN | CA | PGAE | Wheeler Ridge-Lakeview 70kV | 2011-10-31 07:00 | 2011-10-31 07:00 | None | None | None | NA
GAUGAMELA | 546 | 2010-01-06 | 2010-01-06 08:00 | WITHDRAWN | 2012-12-17 23:24 | SGIP | Generating Facility Type-1: Photovoltaic; Generating Facility Fuel-1: Solar; MWs MW-1: 15 | 15 |  |  |  | Energy Only |  | LOS ANGELES | CA | SCE | Redman-Piute 66kV Tap | 2012-12-01 08:00 | 2012-12-01 08:00 | None | Facilities Study | SGIA | NA
WATERLOO | 547 | 2010-01-06 | 2010-01-06 08:00 | WITHDRAWN | 2012-12-17 23:24 | SGIP | Generating Facility Type-1: Photovoltaic; Generating Facility Fuel-1: Solar; MWs MW-1: 20 | 20 |  |  |  | Energy Only |  | LOS ANGELES | CA | SCE | Loop Redman-Lancaster 66kV | 2012-12-01 08:00 | 2012-12-01 08:00 | None | Facilities Study | SGIA | NA
FRV ORION SOLAR | 549 | 2009-11-19 | 2010-01-15 08:00 | WITHDRAWN | 2010-06-04 07:00 | SGIP | Generating Facility Type-1: Photovoltaic; Generating Facility Fuel-1: Solar; MWs MW-1: 20 | 20 |  |  |  | Energy Only |  | MERCED | CA | PGAE | Mercy Springs Oro Loma 70kV line | 2012-03-31 07:00 | 2012-03-31 07:00 | None | None | None | NA
CAL SP V | 550 | 2009-12-04 | 2010-01-19 08:00 | WITHDRAWN | 2016-08-10 07:00 | SGIP | Generating Facility Type-1: Photovoltaic; Generating Facility Fuel-1: Solar; MWs MW-1: 20 | 20 |  |  |  | Energy Only |  | MERCED | CA | PGAE | Merced #1 70 kV | 2011-12-15 08:00 | 2018-05-31 07:00 | None | Facilities Study | SGIA | NA |  | None
FRV RIGEL SOLAR | 551 | 2010-01-27 | 2010-01-27 08:00 | WITHDRAWN | 2012-03-02 08:00 | SGIP-TC | Generating Facility Type-1: Photovoltaic; Generating Facility Fuel-1: Solar; MWs MW-1: 20 | 20 |  |  |  | Full Capacity |  | KERN | CA | PGAE | Wheeler Ridge Sub 70kV bus | 2011-10-31 07:00 | 2011-10-31 07:00 | NA | None | Complete | NA
ORD MOUNTAIN | 552 | 2009-10-02 | 2010-02-01 08:00 | WITHDRAWN | 2021-07-28 07:00 | C02 | Photovoltaic | Storage |  | Solar | Battery |  | 60 | 60 |  | 60 |  |  |  | Energy Only | Off-Peak Energy Only | SAN BERNARDINO | CA | SCE | Calcite Substation 220kV | 2012-03-01 08:00 | 2022-09-06 07:00 | NA | Complete | Complete | NA | Executed | IC Request
PANOCHE VALLEY SOLAR FARM EXPANSION | 553 | 2010-11-20 | 2010-02-01 08:00 | WITHDRAWN | 2011-03-30 17:58 | C02 | Generating Facility Type-1: Photovoltaic; Generating Facility Fuel-1: Solar; MWs MW-1: 400 | 400 |  |  |  | Full Capacity |  | SAN BENITO | NV | PGAE | Moss Landing-Panoche #2 & Coburn-Panoche #2 230 kV | 2013-12-15 08:00 | 2013-12-15 08:00 | NA | Complete | None | NA
TIMBER HILLS WIND (FKA HILLCREST WIND POWER 1) | 554 | 2010-01-26 | 2010-02-01 08:00 | WITHDRAWN | 2011-10-03 07:00 | C02 | Generating Facility Type-1: Wind Turbine; Generating Facility Fuel-1: Wind Turbine; MWs MW-1: 138 | 138 |  |  |  | Full Capacity |  | SHASTA | CA | PGAE | Pit River 1-Cottonwood 230kV | 2013-10-31 07:00 | 2013-12-31 08:00 | NA | Complete | None | NA
JEWEL VALLEY PROJECT (FKA JORDAN WIND POWER) | 555 | 2010-11-20 | 2010-02-01 08:00 | WITHDRAWN | 2011-10-26 18:17 | C02 | Generating Facility Type-1: Wind Turbine; Generating Facility Fuel-1: Wind Turbine; MWs MW-1: 92 | 92 |  |  |  | Full Capacity |  | SAN DIEGO | CA | SDGE | Boulevard Substation 138kV | 2013-11-22 08:00 | 2014-12-30 08:00 | NA | None | Complete | NA
MAYACMAS WIND POWER | 556 | 2010-11-20 | 2010-02-01 08:00 | WITHDRAWN | 2010-04-09 07:00 | C02 | Generating Facility Type-1: Wind Turbine; Generating Facility Fuel-1: Wind Turbine; MWs MW-1: 126 | 126 |  |  |  | Energy Only |  | MENDOCINO | CA | PGAE | Eagle Rock Substation 115 kV | 2013-10-31 07:00 | 2013-10-31 07:00 | NA | None | None | NA
FRV LEO SOLAR | 560 | 2010-01-27 | 2010-02-01 08:00 | WITHDRAWN | 2013-11-22 08:00 | C02 | Generating Facility Type-1: Photovoltaic; Generating Facility Fuel-1: Solar; MWs MW-1: 100 | 100 |  |  |  | Full Capacity |  | MERCED | CA | PGAE | Los Banos-Dos Amigos 230kV | 2012-07-01 07:00 | 2013-03-31 07:00 | NA | Complete | Complete | NA
MOUNT SIGNAL SOLAR FARM | 561 | 2010-01-27 | 2010-02-01 08:00 | WITHDRAWN | 2013-07-11 07:00 | C02 | Generating Facility Type-1: Photovoltaic; Generating Facility Fuel-1: Solar; MWs MW-1: 200 | 200 |  |  |  | Full Capacity |  | IMPERIAL | CA | SDGE | Imperial Valley Substation 230kV | 2013-02-01 08:00 | 2014-12-01 08:00 | NA | Complete | Complete | NA
BARSTOW SOLAR II | 562 | 2010-11-20 | 2010-02-01 08:00 | WITHDRAWN | 2010-05-26 07:00 | C02 | Generating Facility Type-1: Photovoltaic; Generating Facility Fuel-1: Solar; MWs MW-1: 420 | 420 |  |  |  | Full Capacity |  | SAN BERNARDINO | CA | SCE | Victor Substation 230kV | 2013-10-01 07:00 | 2013-10-01 07:00 | NA | None | None | NA
PV-11 EXPANSION | 563 | 2010-01-29 | 2010-02-01 08:00 | WITHDRAWN | 2010-03-26 07:00 | C02 | Generating Facility Type-1: Photovoltaic; Generating Facility Fuel-1: Solar; MWs MW-1: 22 | 22 |  |  |  | Full Capacity |  | LOS ANGELES | CA | SCE | Antelope Substation 66kV | 2013-06-01 07:00 | 2013-06-01 07:00 | NA | None | None | NA
PV-03 EXPANSION | 564 | 2010-01-29 | 2010-02-01 08:00 | WITHDRAWN | 2010-03-26 07:00 | C02 | Generating Facility Type-1: Photovoltaic; Generating Facility Fuel-1: Solar; MWs MW-1: 23 | 23 |  |  |  | Full Capacity |  | LOS ANGELES | CA | SCE | Antelope Substation 66kV | 2013-07-01 07:00 | 2013-07-01 07:00 | NA | None | None | NA
QUAIL BRUSH POWER PROJECT (FKA SAN DIEGO COMMUNITY POWER PROJECT 2) | 565 | 2010-01-29 | 2010-02-01 08:00 | WITHDRAWN | 2015-07-06 07:00 | C02 | Generating Facility Type-1: Reciprocating Engine; Generating Facility Fuel-1: Natural Gas; MWs MW-1: 100 | 100 |  |  |  | Full Capacity |  | SAN DIEGO | CA | SDGE | Mission-Carlton Hills 138kV Line | 2014-05-31 07:00 | 2017-01-29 08:00 | NA | Complete | Complete | NA
SANBORN II SOLAR | 566 | 2010-11-20 | 2010-02-01 08:00 | WITHDRAWN | 2010-12-22 08:00 | C02 | Generating Facility Type-1: Photovoltaic; Generating Facility Fuel-1: Solar; MWs MW-1: 21 | 21 |  |  |  | Full Capacity |  | KERN | CA | SCE | Rosamond-Corum 66kV | 2013-12-01 08:00 | 2013-12-01 08:00 | NA | None | None | NA
EAGLE MOUNTAIN PUMP STORAGE #2 | 567 | 2010-11-20 | 2010-02-01 08:00 | WITHDRAWN | 2010-12-22 08:00 | C02 | Generating Facility Type-1: Hydro; Generating Facility Fuel-1: Water; MWs MW-1: 1400 | 1400 |  |  |  | Full Capacity |  | RIVERSIDE | CA | SCE | Red Bluff Substation 230kV | 2016-06-01 07:00 | 2016-06-01 07:00 | NA | None | None | NA
SUTTER ENERGY CENTER 2 | 569 | 2010-01-28 | 2010-02-01 08:00 | WITHDRAWN | 2014-01-22 08:00 | C02 | Generating Facility Type-1: Combined Cycle; Generating Facility Fuel-1: Natural Gas; MWs MW-1: 600 | 600 |  |  |  | Full Capacity |  | SUTTER | CA | PGAE | Table Mountain-Tesla 500kV | 2013-05-01 07:00 | 2018-05-01 07:00 | NA | Complete | Complete | NA
PARADISE PEAK WIND POWER PROJECT | 570 | 2010-11-20 | 2010-02-01 08:00 | WITHDRAWN | 2010-09-27 07:00 | C02 | Generating Facility Type-1: Wind Turbine; Generating Facility Fuel-1: Wind Turbine; MWs MW-1: 102 | 102 |  |  |  | Full Capacity |  | SHASTA/TRINITY | CA | PGAE | Trinity-Cottonwood 115 kV Line | 2012-11-22 08:00 | 2012-11-22 08:00 | NA | None | None | NA
FRV EAFB SOLAR | 571 | 2010-11-20 | 2010-02-01 08:00 | WITHDRAWN | 2011-02-15 08:00 | C02 | Generating Facility Type-1: Photovoltaic; Generating Facility Fuel-1: Solar; MWs MW-1: 450 | 450 |  |  |  | Full Capacity |  | KERN | CA | SCE | Windhub Substation 500kV | 2013-12-31 08:00 | 2013-12-31 08:00 | NA | Complete | None | NA
FRV DIAMOND VALLEY SOLAR | 572 | 2010-01-28 | 2010-02-01 08:00 | WITHDRAWN | 2010-06-14 07:00 | C02 | Generating Facility Type-1: Photovoltaic; Generating Facility Fuel-1: Solar; MWs MW-1: 110 | 110 |  |  |  | Full Capacity |  | RIVERSIDE | CA | SCE | Valley Substation 500 kV bus | 2013-12-31 08:00 | 2013-12-31 08:00 | NA | None | None | NA
SUNSHINE THREE EXPANSION | 573 | 2010-11-20 | 2010-02-01 08:00 | WITHDRAWN | 2011-02-07 08:00 | C02 | Generating Facility Type-1: Photovoltaic; Generating Facility Fuel-1: Solar; MWs MW-1: 50 | 50 |  |  |  | Full Capacity |  | KERN | CA | SCE | Antelope-Cal Cement 66kV | 2013-06-01 07:00 | 2013-06-01 07:00 | NA | Complete | None | NA
POTRERO HILLS ENERGY | 575 | 2010-11-20 | 2010-02-01 08:00 | WITHDRAWN | 2010-11-20 00:24 | C02 | Generating Facility Type-1: Reciprocating Engine; Generating Facility Fuel-1: Biofuel; MWs MW-1: 9.6 | 9.6 |  |  |  | Full Capacity |  | SOLANO | CA | PGAE | Brighton-Davis 115 kV Line | 2013-06-30 07:00 | 2013-06-30 07:00 | NA | None | None | NA
SOLAR STAR XI | 578 | 2010-11-20 | 2010-02-01 08:00 | WITHDRAWN | 2010-03-31 07:00 | C02 | Generating Facility Type-1: Photovoltaic; Generating Facility Fuel-1: Solar; MWs MW-1: 70 | 70 |  |  |  | Full Capacity |  | SAN BERNARDINO | CA | SCE | Cottonwood-Savage 115kV line | 2013-12-31 08:00 | 2013-12-31 08:00 | NA | None | None | NA
MADERA SOLAR PV I (FKA WHEELER RIDGE SOLAR PV1) | 579 | 2010-11-20 | 2010-02-01 08:00 | WITHDRAWN | 2011-02-15 19:06 | C02 | Generating Facility Type-1: Photovoltaic; Generating Facility Fuel-1: Solar; MWs MW-1: 220 | 220 |  |  |  | Full Capacity |  | MADERA | CA | PGAE | Borden Sub 230kV bus | 2013-05-01 07:00 | 2013-12-31 08:00 | NA | None | None | NA
BLYTHE SOLAR PV I | 580 | 2010-11-20 | 2010-02-01 08:00 | WITHDRAWN | 2010-04-16 07:00 | C02 | Generating Facility Type-1: Photovoltaic; Generating Facility Fuel-1: Solar; MWs MW-1: 170 | 170 |  |  |  | Full Capacity |  | RIVERSIDE | CA | SCE | Blythe-Eagle Mountain 161kV line | 2012-12-31 08:00 | 2012-12-31 08:00 | NA | None | None | NA
CPA MARICOPA SOLAR | 582 | 2010-11-20 | 2010-02-01 08:00 | WITHDRAWN | 2011-02-17 08:00 | C02 | Generating Facility Type-1: Photovoltaic; Generating Facility Fuel-1: Solar; MWs MW-1: 500 | 500 |  |  |  | Full Capacity |  | KERN | CA | SCE | Midway - Vincent #1 & #2 500kV | 2013-07-01 07:00 | 2013-07-01 07:00 | NA | Complete | None | NA
MANZANITA WIND | 583 | 2010-01-29 | 2010-02-01 08:00 | WITHDRAWN | 2015-11-23 08:00 | C02 | Generating Facility Type-1: Wind Turbine; Generating Facility Fuel-1: Wind Turbine; MWs MW-1: 57.5 | 57.5 |  |  |  | Energy Only |  | SAN DIEGO | CA | SDGE | Boulevard East Substation 138kV | 2012-12-31 08:00 | 2017-01-29 08:00 | NA | Complete | Complete | NA
ANTELOPE VALLEY RENEWABLE ENERGY FARM - SOLAR | 584 | 2010-11-20 | 2010-02-01 08:00 | WITHDRAWN | 2011-02-07 08:00 | C02 | Generating Facility Type-1: Photovoltaic; Generating Facility Fuel-1: Solar; MWs MW-1: 150 | 150 |  |  |  | Energy Only |  | LOS ANGELES | CA | SCE | Antelope Sub 220kV Bus | 2013-02-28 08:00 | 2013-02-28 08:00 | NA | Complete | None | NA
ANTELOPE VALLEY RENEWABLE ENERGY FARM - WIND | 585 | 2010-01-29 | 2010-02-01 08:00 | WITHDRAWN | 2012-03-02 19:40 | C02 | Generating Facility Type-1: Wind Turbine; Generating Facility Fuel-1: Wind Turbine; MWs MW-1: 150 | 150 |  |  |  | Energy Only |  | LOS ANGELES | CA | SCE | Antelope Sub 220kV Bus | 2013-02-28 08:00 | 2014-08-12 07:00 | NA | Complete | Complete | NA
CPN WILD HORSE GEOTHERMAL | 586 | 2010-01-29 | 2010-02-01 08:00 | WITHDRAWN | 2014-08-05 07:00 | C02 | Generating Facility Type-1: Steam Turbine; Generating Facility Fuel-1: Geothermal; MWs MW-1: 42 | 42 |  |  |  | Full Capacity |  | SONOMA | CA | PGAE | Geysers #17-Fulton 230kV | 2013-06-01 07:00 | 2017-07-01 07:00 | NA | Complete | Complete | NA
SAN JOAQUIN 1 & 2 | 587 | 2010-11-20 | 2010-02-01 08:00 | WITHDRAWN | 2010-03-22 07:00 | C02 | Generating Facility Type-1: Steam Turbine; Generating Facility Fuel-1: Solar; MWs MW-1: 106.8 | 106.8 |  |  |  | Energy Only |  | FRESNO | CA | PGAE | Gates Substation | 2012-09-30 07:00 | 2012-09-30 07:00 | NA | None | None | NA
NRG RED BLUFF SOLAR 1 (FKA NRG BLYTHE SOLAR 2) | 588 | 2010-01-29 | 2010-02-01 08:00 | WITHDRAWN | 2015-08-19 07:00 | C02 | Generating Facility Type-1: Photovoltaic; Generating Facility Fuel-1: Solar; MWs MW-1: 1 | 1 |  |  |  | Full Capacity |  | RIVERSIDE | CA | SCE | Red Bluff Substation 230kV | 2012-12-01 08:00 | 2017-11-01 07:00 | NA | Complete | Complete | NA
NRG SOLAR VICTOR 1 | 589 | 2010-01-29 | 2010-02-01 08:00 | WITHDRAWN | 2015-08-19 07:00 | C02 | Generating Facility Type-1: Photovoltaic; Generating Facility Fuel-1: Solar; MWs MW-1: 1 | 1 |  |  |  | Full Capacity |  | SAN BERNARDINO | CA | SCE | Victor Substation 115kV | 2012-12-01 08:00 | 2017-01-29 08:00 | NA | Complete | Complete | NA
BORREGO SPRINGS SOLAR SOUTH | 591 | 2010-01-29 | 2010-02-01 08:00 | WITHDRAWN | 2010-04-21 07:00 | C02 | Generating Facility Type-1: Photovoltaic; Generating Facility Fuel-1: Solar; MWs MW-1: 40 | 40 |  |  |  | Full Capacity |  | SAN DIEGO | CA | SDGE | Borrego Substation 60kV | 2011-06-01 07:00 | 2011-06-01 07:00 | NA | None | None | NA
KINGSOLAR II | 592 | 2010-01-29 | 2010-02-01 08:00 | WITHDRAWN | 2012-03-02 08:00 | C02 | Generating Facility Type-1: Photovoltaic; Generating Facility Fuel-1: Solar; MWs MW-1: 250 | 250 |  |  |  | Full Capacity |  | KINGS | CA | PGAE | Midway-Gates & Arco-Gates 230kV lines | 2012-12-31 08:00 | 2013-02-28 08:00 | NA | Complete | None | NA
FORT MOJAVE SOLAR | 593 | 2010-01-30 | 2010-02-01 08:00 | WITHDRAWN | 2019-05-15 07:00 | C02 | Generating Facility Type-1: Photovoltaic; Generating Facility Fuel-1: Solar; MWs MW-1: 310 | 310 |  |  |  | Full Capacity |  | MOJAVE | AZ | SCE | Mohave Generating Station 500kV bus | 2014-07-07 07:00 | 2019-12-01 08:00 | NA | Complete | Complete | NA | In Progress | IC Request
BIO VERDE PV - HOOGENDM | 594 | 2010-11-20 | 2010-02-01 08:00 | WITHDRAWN | 2010-11-20 00:24 | C02 | Generating Facility Type-1: Photovoltaic; Generating Facility Fuel-1: Solar; MWs MW-1: 20 | 20 |  |  |  | Full Capacity |  | MERCED | CA | PGAE | Merced Substation 70 kV | 2012-12-31 08:00 | 2012-12-31 08:00 | NA | None | None | NA
BIO VERDE PV - KETTLEMAN 1 | 595 | 2010-11-20 | 2010-02-01 08:00 | WITHDRAWN | 2010-11-19 08:00 | C02 | Generating Facility Type-1: Photovoltaic; Generating Facility Fuel-1: Solar; MWs MW-1: 15 | 15 |  |  |  | Full Capacity |  | KINGS | CA | PGAE | Henrietta - Tulare 70kV line | 2012-12-31 08:00 | 2012-12-31 08:00 | NA | None | None | NA
BIO VERDE PV - KETTLEMAN 3 | 596 | 2010-11-20 | 2010-02-01 08:00 | WITHDRAWN | 2010-11-19 08:00 | C02 | Generating Facility Type-1: Photovoltaic; Generating Facility Fuel-1: Solar; MWs MW-1: 20 | 20 |  |  |  | Full Capacity |  | KINGS | CA | PGAE | Henrietta Tulare 70kV line | 2012-12-31 08:00 | 2012-12-31 08:00 | NA | None | None | NA
BIO VERDE PV - VLOT | 597 | 2010-11-20 | 2010-02-01 08:00 | WITHDRAWN | 2010-11-20 00:24 | C02 | Generating Facility Type-1: Photovoltaic; Generating Facility Fuel-1: Solar; MWs MW-1: 15 | 15 |  |  |  | Full Capacity |  | MADERA | CA | PGAE | Merced #1 70 kV line (El Nido Bonita segment) | 2012-12-31 08:00 | 2012-12-31 08:00 | NA | None | None | NA
BIO VERDE PV - KETTLEMAN 2 | 598 | 2010-11-20 | 2010-02-01 08:00 | WITHDRAWN | 2010-11-20 00:24 | C02 | Generating Facility Type-1: Photovoltaic; Generating Facility Fuel-1: Solar; MWs MW-1: 17.75 | 17.75 |  |  |  | Full Capacity |  | KINGS | CA | PGAE | Henrietta Tulare 70kV line | 2012-12-31 08:00 | 2012-12-31 08:00 | NA | None | None | NA
BIO VERDE PV - SAN JOAQUIN | 599 | 2010-11-20 | 2010-02-01 08:00 | WITHDRAWN | 2010-03-04 08:00 | C02 | Generating Facility Type-1: Photovoltaic; Generating Facility Fuel-1: Solar; MWs MW-1: 20 | 20 |  |  |  | Full Capacity |  | SAN JOAQUIN | CA | PGAE | Corral Substation 70 kV | 2012-12-31 08:00 | 2012-12-31 08:00 | NA | None | None | NA
BIO VERDE PV - VANDER WOUDE | 600 | 2010-11-20 | 2010-02-01 08:00 | WITHDRAWN | 2011-03-30 17:45 | C02 | Generating Facility Type-1: Photovoltaic; Generating Facility Fuel-1: Solar; MWs MW-1: 20 | 20 |  |  |  | Full Capacity |  | MERCED | CA | PGAE | Merced #1 70 kV | 2012-12-31 08:00 | 2012-12-31 08:00 | NA | Complete | None | NA
ROSINA BIO VERDE | 601 | 2010-11-20 | 2010-02-01 08:00 | WITHDRAWN | 2010-11-20 00:24 | C02 | Generating Facility Type-1: Photovoltaic; Generating Facility Fuel-1: Solar; MWs MW-1: 10 | 10 |  |  |  | Full Capacity |  | KINGS | CA | PGAE | Tulare Henrietta 70kV line | 2012-12-31 08:00 | 2012-12-31 08:00 | NA | None | None | NA
MOJAVALON I | 603 | 2010-11-20 | 2010-02-01 08:00 | WITHDRAWN | 2010-04-20 07:00 | C02 | Generating Facility Type-1: Photovoltaic; Generating Facility Fuel-1: Solar; MWs MW-1: 146 | 146 |  |  |  | Full Capacity |  | KERN | CA | SCE | Whirlwind Substation 230kV | 2013-07-01 07:00 | 2013-07-01 07:00 | NA | None | None | NA
IMPERIAL VALLEY GENERATION PROJECT | 604 | 2010-01-30 | 2010-02-01 08:00 | WITHDRAWN | 2010-11-24 08:00 | C02 | Generating Facility Type-1: Combustion Turbine; Generating Facility Fuel-1: Natural Gas; MWs MW-1: 600 | 600 |  |  |  | Full Capacity |  | IMPERIAL | CA | SDGE | Imperial Valley Substation 230kV | 2014-04-01 07:00 | 2014-04-01 07:00 | NA | None | None | NA
EL DORADO VALLEY GENERATION | 605 | 2010-11-20 | 2010-02-01 08:00 | WITHDRAWN | 2010-11-30 08:00 | C02 | Generating Facility Type-1: Steam Turbine; Generating Facility Fuel-1: Natural Gas; MWs MW-1: 600 | 600 |  |  |  | Full Capacity |  | CLARK | NV | SCE | Eldorado Substation 230kV | 2014-04-01 07:00 | 2014-04-01 07:00 | NA | Complete | None | NA
SUN HARVESTER SOLAR PROJECT | 610 | 2010-02-04 | 2010-02-05 08:00 | WITHDRAWN | 2012-03-01 08:00 | SGIP-TC | Generating Facility Type-1: Photovoltaic; Generating Facility Fuel-1: Solar; MWs MW-1: 20 | 20 |  |  |  | Full Capacity |  | FRESNO | CA | PGAE | Stroud SW STA-Schindler 70kV | 2012-12-01 08:00 | 2012-12-01 08:00 | NA | None | Complete | NA
FAIRFAX SOLAR PROJECT | 611 | 2010-02-17 | 2010-02-17 08:00 | WITHDRAWN | 2011-02-15 17:18 | SGIP | Generating Facility Type-1: Photovoltaic; Generating Facility Fuel-1: Solar; MWs MW-1: 20 | 20 |  |  |  | Energy Only |  | FRESNO | CA | PGAE | Oro Loma-El Nido 115kV | 2012-01-01 08:00 | 2012-01-01 08:00 | None | None | None | NA
THREE ROCKS SOLAR | 612 | 2010-02-19 | 2010-02-19 08:00 | WITHDRAWN | 2016-04-22 20:25 | SGIP | Generating Facility Type-1: Photovoltaic; Generating Facility Fuel-1: Solar; MWs MW-1: 13 | 13 |  |  |  | Energy Only |  | FRESNO | CA | PGAE | Panoche-Schindler #2 115kV Line | 2013-07-15 07:00 | 2017-12-01 08:00 | None | Facilities Study | SGIA | NA
PLACER SOLAR | 613 | 2010-02-19 | 2010-02-19 08:00 | WITHDRAWN | 2014-04-23 20:21 | SGIP | Generating Facility Type-1: Photovoltaic; Generating Facility Fuel-1: Solar; MWs MW-1: 20 | 20 |  |  |  | Energy Only |  | FRESNO | CA | PGAE | Helm 70kV bus | 2014-02-10 08:00 | 2015-04-01 07:00 | None | Facilities Study | SGIA | NA
SAND CANYON OF TEHACHAPI | 613A | 2010-02-24 | 2010-02-24 08:00 | WITHDRAWN | 2012-03-03 00:02 | SGIP-TC | Generating Facility Type-1: Wind Turbine; Generating Facility Fuel-1: Wind Turbine; MWs MW-1: 20 | 20 |  |  |  | Energy Only |  | KERN | CA | SCE | Cal Cement - Monolith - Windland - Arwind 66 kV line | 2012-06-30 07:00 | 2012-06-30 07:00 | NA | None | None | NA
EL PECO SOLAR FARM | 614 | 2010-03-02 | 2010-03-02 08:00 | WITHDRAWN | 2013-12-26 23:04 | SGIP | Generating Facility Type-1: Photovoltaic; Generating Facility Fuel-1: Solar; MWs MW-1: 20 | 20 |  |  |  | Energy Only |  | FRESNO | CA | PGAE | Merced-Madera 70kV | 2011-05-01 07:00 | 2014-12-15 08:00 | None | Facilities Study | SGIA | NA
FRV MOJAVE SOLAR | 614A | 2010-03-04 | 2010-03-04 08:00 | WITHDRAWN | 2012-03-03 00:01 | SGIP-TC | Generating Facility Type-1: Photovoltaic; Generating Facility Fuel-1: Solar; MWs MW-1: 20 | 20 |  |  |  | Full Capacity |  | KERN | CA | SCE | Goldtown-Lancaster 66kV | 2013-12-01 08:00 | 2013-12-01 08:00 | NA | None | Complete | NA
SUN STREAM | 615 | 2010-11-20 | 2010-03-10 08:00 | WITHDRAWN | 2011-01-19 08:00 | SGIP | Generating Facility Type-1: Photovoltaic; Generating Facility Fuel-1: Solar; MWs MW-1: 20 | 20 |  |  |  | Energy Only |  | KERN | CA | SCE | Zondwind Sub 66kV Bus | 2012-12-30 08:00 | 2012-12-30 08:00 | None | None | None | NA
SUNLITE STATION | 616 | 2010-11-20 | 2010-03-17 07:00 | WITHDRAWN | 2011-01-19 08:00 | SGIP | Generating Facility Type-1: Photovoltaic; Generating Facility Fuel-1: Solar; MWs MW-1: 20 | 20 |  |  |  | Energy Only |  | RIVERSIDE | CA | SCE | Eagle Mountain-Blythe 161kV | 2012-07-01 07:00 | 2012-07-01 07:00 | None | None | None | NA
CROCKER SOLAR POWER - UNIT ONE | 617 | 2010-03-22 | 2010-03-22 07:00 | WITHDRAWN | 2013-11-25 08:00 | SGIP | Generating Facility Type-1: Photovoltaic; Generating Facility Fuel-1: Solar; MWs MW-1: 20 | 20 |  |  |  | Energy Only |  | SAN JOAQUIN | CA | PGAE | Tesla-Tracy 115kV | 2012-06-01 07:00 | 2016-05-01 07:00 | None | Facilities Study | SGIA | NA
LA-SOLAR-20 | 617A | 2010-03-30 | 2010-03-30 07:00 | WITHDRAWN | 2013-05-06 22:24 | SGIP | Generating Facility Type-1: Photovoltaic; Generating Facility Fuel-1: Solar; MWs MW-1: 20 | 20 |  |  |  | Energy Only |  | LOS ANGELES | CA | SCE | Piute-Redmond 66kV | 2012-12-01 08:00 | 2014-05-01 07:00 | None | Facilities Study | SGIA | NA
US SOLAR DESERT CENTER PV 1 | 617AA | 2010-11-20 | 2010-03-26 07:00 | WITHDRAWN | 2011-01-20 08:00 | SGIP | Generating Facility Type-1: Photovoltaic; Generating Facility Fuel-1: Solar; MWs MW-1: 20 | 20 |  |  |  | Energy Only |  | RIVERSIDE | CA | SCE | Eagle Mountain-Blythe SCE 161 kV | 2011-03-01 08:00 | 2011-03-01 08:00 | None | None | None | NA
GREAT VALLEY SOLAR | 617B | 2010-03-31 | 2010-03-31 07:00 | WITHDRAWN | 2011-03-28 18:36 | SGIP | Generating Facility Type-1: Photovoltaic; Generating Facility Fuel-1: Solar; MWs MW-1: 19.7 | 19.7 |  |  |  | Energy Only |  | TULARE | CA | PGAE | Corcoran-Smyrna 115kV | 2012-12-01 08:00 | 2012-12-01 08:00 | None | None | None | NA
OASIS SOLAR ENERGY | 617C | 2010-11-20 | 2010-03-31 07:00 | WITHDRAWN | 2010-06-23 07:00 | SGIP | Generating Facility Type-1: Photovoltaic; Generating Facility Fuel-1: Solar; MWs MW-1: 19.993 | 19.993 |  |  |  | Energy Only |  | MONO | CA | SCE | Control-Silverpeak 55 kV | 2012-12-01 08:00 | 2012-12-01 08:00 | None | None | None | NA
SKUNK HOLLOW SPGS1 | 618 | 2010-04-01 | 2010-04-01 07:00 | WITHDRAWN | 2010-12-27 08:00 | SGIP | Generating Facility Type-1: Photovoltaic; Generating Facility Fuel-1: Solar; MWs MW-1: 20 | 20 |  |  |  | Energy Only |  | FRESNO | CA | PGAE | Coalinga-Mendota Road 69kV | 2012-08-01 07:00 | 2012-08-01 07:00 | None | None | None | NA
FIVE POINTS SOLAR | 618A | 2010-04-19 | 2010-04-19 07:00 | WITHDRAWN | 2010-12-02 08:00 | SGIP | Generating Facility Type-1: Photovoltaic; Generating Facility Fuel-1: Solar; MWs MW-1: 20 | 20 |  |  |  | Energy Only |  | FRESNO | CA | PGAE | Helms-Schindler 70kV | 2012-01-01 08:00 | 2012-01-01 08:00 | None | None | None | NA
JEFFERSON SOLAR | 618B | 2010-03-19 | 2010-04-19 07:00 | WITHDRAWN | 2010-12-02 08:00 | SGIP | Generating Facility Type-1: Photovoltaic; Generating Facility Fuel-1: Solar; MWs MW-1: 10 | 10 |  |  |  | Energy Only |  | FRESNO | CA | PGAE | Kerman-San Joaquin 70kv | 2012-01-01 08:00 | 2012-01-01 08:00 | None | None | None | NA
EAST LANCASTER POWER PLANT | 619 | 2010-11-20 | 2010-04-22 07:00 | WITHDRAWN | 2011-01-19 08:00 | SGIP | Generating Facility Type-1: Photovoltaic; Generating Facility Fuel-1: Solar; MWs MW-1: 14 | 14 |  |  |  | Energy Only |  | LOS ANGELES | CA | SCE | Piute-Lancaster 66kV | 2012-01-01 08:00 | 2012-01-01 08:00 | None | None | None | NA
MARICOPA EAST SOLAR PV (FKA LAKEVIEW SOLAR ONE) | 620A | 2010-04-26 | 2010-04-26 07:00 | WITHDRAWN | 2014-02-27 20:58 | SGIP | Generating Facility Type-1: Photovoltaic; Generating Facility Fuel-1: Solar; MWs MW-1: 20 | 20 |  |  |  | Energy Only |  | KERN | CA | PGAE | Lakeview Sub 70kV bus | 2014-12-31 08:00 | 2014-12-31 08:00 | None | Facilities Study | SGIA | NA
OCOTILLO SOL PROJECT | 621 | 2010-03-03 | 2010-04-26 07:00 | WITHDRAWN | 2016-02-16 08:00 | SGIP-TC | Generating Facility Type-1: Photovoltaic; Generating Facility Fuel-1: Solar; MWs MW-1: 20 | 20 |  |  |  | Energy Only |  | IMPERIAL | CA | SDGE | Imperial Valley Sub 12kV Bus | 2012-08-01 07:00 | 2017-03-03 08:00 | NA | None | Complete | NA
PV ROSINA 1 SG | 622 | 2009-12-21 | 2010-05-06 07:00 | WITHDRAWN | 2011-08-18 07:00 | SGIP | Generating Facility Type-1: Photovoltaic; Generating Facility Fuel-1: Solar; MWs MW-1: 10 | 10 |  |  |  | Energy Only |  | KERN | CA | PGAE | Temblor-King Ellis 70kV | 2011-12-01 08:00 | 2011-12-01 08:00 | None | None | None | NA
ROSAMOND SOLAR FACILITY | 623 | 2010-11-20 | 2010-05-10 07:00 | WITHDRAWN | 2011-01-18 08:00 | SGIP | Generating Facility Type-1: Photovoltaic; Generating Facility Fuel-1: Solar; MWs MW-1: 20 | 20 |  |  |  | Energy Only |  | KERN | CA | SCE | Cal Cement-Antelope 66kV | 2013-12-31 08:00 | 2013-12-31 08:00 | None | None | None | NA
ROUGH ACRES SOLAR | 623A | 2010-11-20 | 2010-05-10 07:00 | WITHDRAWN | 2010-12-02 08:00 | SGIP | Generating Facility Type-1: Photovoltaic; Generating Facility Fuel-1: Solar; MWs MW-1: 10.4 | 10.4 |  |  |  | Energy Only |  | SAN DIEGO | CA | SDGE | Boulevard Sub 138 kV Bus | 2011-06-01 07:00 | 2011-06-01 07:00 | None | None | None | NA
SUN SEEKER SOLAR ENERGY CENTER | 624 | 2010-11-20 | 2010-05-14 07:00 | WITHDRAWN | 2010-09-03 07:00 | SGIP | Generating Facility Type-1: Photovoltaic; Generating Facility Fuel-1: Solar; MWs MW-1: 20 | 20 | [5 empty] | KERN | CA | PGAE | Maricopa Substation 70 kV bus | 2012-12-01 08:00 | 2012-12-01 08:00 | None | None | None | NA
STRATFORD SOLAR FARM | 626 | 2010-05-17 | 2010-05-17 07:00 | WITHDRAWN | 2014-02-05 17:47 | SGIP | Generating Facility Type-1: Photovoltaic; Generating Facility Fuel-1: Solar; MWs MW-1: 20 | 20 |  |  |  | Energy Only |  | KINGS | CA | PGAE | Henrietta-Guernsey 70kV | 2011-12-31 08:00 | 2017-06-15 07:00 | None | Facilities Study | SGIA | NA
FRV MOJAVE SOLAR 2 | 627 | 2010-11-20 | 2010-05-18 07:00 | WITHDRAWN | 2010-10-12 07:00 | SGIP | Generating Facility Type-1: Photovoltaic; Generating Facility Fuel-1: Solar; MWs MW-1: 20 | 20 |  |  |  | Energy Only |  | LOS ANGELES | CA | SCE | Neenach-Antelope 66kV | 2013-12-31 08:00 | 2013-12-31 08:00 | None | None | None | NA
SALADO SOLAR | 629 | 2010-05-20 | 2010-05-20 07:00 | WITHDRAWN | 2011-02-09 23:18 | SGIP | Generating Facility Type-1: Photovoltaic; Generating Facility Fuel-1: Solar; MWs MW-1: 20 | 20 |  |  |  | Energy Only |  | STANISLAUS | CA | PGAE | Salado-Miller 115kV line | 2011-12-01 08:00 | 2011-12-01 08:00 | None | None | None | NA
PURDY AVE PV | 630 | 2010-11-20 | 2010-05-20 07:00 | WITHDRAWN | 2011-02-09 23:16 | SGIP | Generating Facility Type-1: Photovoltaic; Generating Facility Fuel-1: Solar; MWs MW-1: 4.9 | 4.9 |  |  |  | Energy Only |  | KERN | CA | SCE | Goldtown Substation 66kV | 2010-12-01 08:00 | 2010-12-01 08:00 | None | None | None | NA
KAMM | 631 | 2010-05-24 | 2010-05-24 07:00 | WITHDRAWN | 2013-08-27 18:23 | SGIP | Generating Facility Type-1: Photovoltaic; Generating Facility Fuel-1: Solar; MWs MW-1: 20 | 20 |  |  |  | Energy Only |  | FRESNO | CA | PGAE | Strout SW Station 70kV | 2014-06-30 07:00 | 2016-02-15 08:00 | None | Facilities Study | SGIA | NA
WORLD SUN PV PROJECT | 632A | 2011-03-16 | 2010-05-27 07:00 | WITHDRAWN | 2011-03-16 07:00 | SGIP-TC | Generating Facility Type-1: Photovoltaic; Generating Facility Fuel-1: Solar; MWs MW-1: 20 | 20 |  |  |  | Energy Only |  | STANISLAUS | CA | PGAE | Salado-Miller 115 kV | 2011-12-01 08:00 | 2011-12-01 08:00 | NA | None | None | NA
SAN JOAQUIN 2A | 632C | 2010-06-01 | 2010-06-01 07:00 | WITHDRAWN | 2015-06-11 07:00 | SGIP-TC | Generating Facility Type-1: Photovoltaic; Generating Facility Fuel-1: Solar; MWs MW-1: 20 | 20 |  |  |  | Full Capacity |  | FRESNO | CA | PGAE | Stroud switching station 70kV | 2012-12-01 08:00 | 2017-05-30 07:00 | NA | Complete | Complete | NA
GRANGEVILLE | 634 | 2010-06-30 | 2010-06-30 07:00 | WITHDRAWN | 2014-01-31 18:18 | SGIP | Generating Facility Type-1: Photovoltaic; Generating Facility Fuel-1: Solar; MWs MW-1: 20 | 20 |  |  |  | Energy Only |  | KINGS | CA | PGAE | Camden Junction-Lemoore Tap 70kV | 2013-06-30 07:00 | 2015-12-15 08:00 | None | Facilities Study | SGIA | NA
CAL SP XII | 635 | 2010-07-01 | 2010-07-01 07:00 | WITHDRAWN | 2012-03-05 21:12 | SGIP-TC | Generating Facility Type-1: Photovoltaic; Generating Facility Fuel-1: Solar; MWs MW-1: 20 | 20 |  |  |  | Full Capacity |  | MERCED | CA | PGAE | Oro Loma-Canal 70kV | 2012-06-15 07:00 | 2012-06-15 07:00 | NA | None | None | NA
JAYNE EAST | 638 | 2010-07-08 | 2010-07-08 07:00 | WITHDRAWN | 2013-08-27 18:24 | SGIP | Generating Facility Type-1: Photovoltaic; Generating Facility Fuel-1: Solar; MWs MW-1: 10 | 10 |  |  |  | Energy Only |  | FRESNO | CA | PGAE | Coalinga 1-Gates 70kV | 2012-12-31 08:00 | 2014-12-31 08:00 | None | Facilities Study | SGIA | NA
SEPV-15 | 638A | 2011-03-09 | 2010-07-09 07:00 | WITHDRAWN | 2011-01-28 08:00 | SGIP-TC | Generating Facility Type-1: Photovoltaic; Generating Facility Fuel-1: Solar; MWs MW-1: 12 | 12 |  |  |  | Energy Only |  | FRESNO | CA | PGAE | Coalinga CoGen 70 kV Tap & Tornado Dist | 2011-12-31 08:00 | 2011-12-31 08:00 | NA | None | None | NA
LANCASTER SOLAR FARM | 639 | 2010-05-26 | 2010-07-15 07:00 | WITHDRAWN | 2012-02-17 16:25 | SGIP-TC | Generating Facility Type-1: Photovoltaic; Generating Facility Fuel-1: Solar; MWs MW-1: 20 | 20 |  |  |  | Full Capacity |  | LOS ANGELES | CA | SCE | Redman-Piute 66kV | 2011-11-01 07:00 | 2013-01-01 08:00 | NA | None | None | NA
BFO PV-06 | 640 | 2010-05-26 | 2010-07-15 07:00 | WITHDRAWN | 2012-02-17 16:30 | SGIP-TC | Generating Facility Type-1: Photovoltaic; Generating Facility Fuel-1: Solar; MWs MW-1: 20 | 20 |  |  |  | Full Capacity |  | KERN | CA | SCE | Rosamond 66kV - Tap 52 | 2011-11-01 07:00 | 2013-01-01 08:00 | NA | None | None | NA
GRAHAM SOLAR FARM I | 640A | 2010-07-20 | 2010-07-20 07:00 | WITHDRAWN | 2012-03-06 08:00 | SGIP-TC | Generating Facility Type-1: Photovoltaic; Generating Facility Fuel-1: Solar; MWs MW-1: 20 | 20 |  |  |  | Full Capacity |  | FRESNO | CA | PGAE | Schindler Sub 115 kV Bus | 2011-12-15 08:00 | 2011-12-15 08:00 | NA | None | Complete | NA
PDD WHR SOLAR FARM I | 640B | 2010-07-20 | 2010-07-20 07:00 | WITHDRAWN | 2012-03-06 08:00 | SGIP-TC | Generating Facility Type-1: Photovoltaic; Generating Facility Fuel-1: Solar; MWs MW-1: 20 | 20 |  |  |  | Full Capacity |  | MERCED | CA | PGAE | Oro Loma 115kV | 2011-12-25 08:00 | 2011-12-25 08:00 | NA | None | Complete | NA
REPOWERED MCKITTRICK COGEN PLANT | 641 | 2010-11-20 | 2010-07-23 07:00 | WITHDRAWN | 2010-12-23 08:00 | SGIP | Generating Facility Type-1: Steam Turbine; Generating Facility Fuel-1: Natural Gas; MWs MW-1: 11.2 | 11.2 |  |  |  | Energy Only |  | KERN | CA | PGAE | Midsun-Midway 115 kV | 2011-12-31 08:00 | 2011-12-31 08:00 | None | None | None | NA
THUNDERHILL SOLAR POWER | 642 | 2010-07-30 | 2010-07-30 07:00 | WITHDRAWN | 2012-07-09 07:00 | SGIP-TC | Generating Facility Type-1: Photovoltaic; Generating Facility Fuel-1: Solar; MWs MW-1: 20 | 20 |  |  |  | Energy Only |  | GLENN | CA | PGAE | Elk Creek 60kV Tap | 2011-07-01 07:00 | 2011-07-01 07:00 | NA | Complete | Complete | NA
PACHECO PASS WIND ENERGY CENTER | 643 | 2010-07-26 | 2010-07-31 07:00 | WITHDRAWN | 2011-09-02 07:00 | C03 | Generating Facility Type-1: Wind Turbine; Generating Facility Fuel-1: Wind Turbine; MWs MW-1: 149.5 | 149.5 |  |  |  | Full Capacity |  | FRESNO | CA | PGAE | Los Banos-San Luis PGP #1 230 kV | 2014-12-31 08:00 | 2014-12-31 08:00 | NA | None | None | NA
ARCO SOLAR STATION | 643A | 2010-07-29 | 2010-07-31 07:00 | WITHDRAWN | 2011-07-11 07:00 | C03 | Generating Facility Type-1: Photovoltaic; Generating Facility Fuel-1: Solar; MWs MW-1: 300 | 300 |  |  |  | Full Capacity |  | KERN | CA | PGAE | Arco Sub 230 kV Bus | 2014-12-31 08:00 | 2014-12-31 08:00 | NA | None | None | NA
BLUE SKY WIND ENERGY CENTER | 643AA | 2010-07-26 | 2010-07-31 07:00 | WITHDRAWN | 2013-05-03 07:00 | C03 | Generating Facility Type-1: Wind Turbine; Generating Facility Fuel-1: Wind Turbine; MWs MW-1: 200.1 | 200.1 |  |  |  | Full Capacity |  | LOS ANGELES | CA | SCE | Antelope Sub 230kV Bus | 2012-12-31 08:00 | 2012-12-31 08:00 | NA | Complete | Complete | NA
BRIGHTSOURCE AV PROJECT | 643AB | 2010-11-20 | 2010-07-31 07:00 | WITHDRAWN | 2010-07-26 07:00 | C03 | Generating Facility Type-1: Steam Turbine; Generating Facility Fuel-1: Solar; MWs MW-1: 260 | 260 |  |  |  | Full Capacity |  | LOS ANGELES | CA | SCE | Whirlwind Substation 230kV Bus | 2015-01-01 08:00 | 2015-01-01 08:00 | NA | Complete | None | NA
PALO VERDE MESA (FKA BRIGHTSOURCE MIDPOINT SOLAR) | 643AC | 2010-07-30 | 2010-07-31 07:00 | WITHDRAWN | 2013-02-21 08:00 | C03 | Generating Facility Type-1: Steam Turbine; Generating Facility Fuel-1: Solar; MWs MW-1: 750 | 750 |  |  |  | Full Capacity |  | RIVERSIDE | CA | SCE | Colorado River Sub 220 kV Bus | 2015-01-01 08:00 | 2015-01-01 08:00 | NA | Complete | Complete | NA
COSO 2 SWAP (COSO FINANCE PARTNERS) | 643AD | 2010-07-30 | 2010-07-31 07:00 | WITHDRAWN | 2011-06-27 07:00 | C03 | Generating Facility Type-1: Steam Turbine; Generating Facility Fuel-1: Geothermal; MWs MW-1: 95 | 95 |  |  |  | Full Capacity |  | INYO | CA | SCE | Kramer Sub 220kV Bus | 2012-07-01 07:00 | 2012-07-01 07:00 | NA | None | None | NA
GILA SOLAR | 643AF | 2010-07-30 | 2010-07-31 07:00 | WITHDRAWN | 2010-09-09 07:00 | C03 | Generating Facility Type-1: Photovoltaic; Generating Facility Fuel-1: Solar; MWs MW-1: 500 | 500 |  |  |  | Full Capacity |  | RIVERSIDE | CA | SCE | Colorado River Sub 220kV Bus | 2015-10-30 07:00 | 2015-10-30 07:00 | NA | Complete | None | NA
HAY RANCH SOLAR ENERGY PARK | 643AG | 2010-07-30 | 2010-07-31 07:00 | WITHDRAWN | 2011-06-27 07:00 | C03 | Generating Facility Type-1: Photovoltaic; Generating Facility Fuel-1: Solar; MWs MW-1: 50 | 50 |  |  |  | Full Capacity |  | INYO | CA | SCE | Control-Inyokern 115 kV | 2014-01-01 08:00 | 2014-01-01 08:00 | NA | None | None | NA
LOMA VERDE SOLAR ENERGY PARK | 643AH | 2010-07-29 | 2010-07-31 07:00 | WITHDRAWN | 2010-09-09 07:00 | C03 | Generating Facility Type-1: Photovoltaic; Generating Facility Fuel-1: Solar; MWs MW-1: 170 | 170 |  |  |  | Full Capacity |  | RIVERSIDE | CA | SCE | Red Bluff Sub 230 kV Bus | 2014-01-01 08:00 | 2014-01-01 08:00 | NA | Complete | None | NA
NEVADA 300 | 643AI | 2010-07-29 | 2010-07-31 07:00 | WITHDRAWN | 2013-05-09 07:00 | C03 | Generating Facility Type-1: Photovoltaic; Generating Facility Fuel-1: Solar; MWs MW-1: 300 | 300 |  |  |  | Full Capacity |  | CLARK | NV | SCE | Eldorado Sub 220 kV Bus | 2014-11-30 08:00 | 2014-11-30 08:00 | NA | Complete | Complete | NA |  | None
TERRA GEN DIXIE VALLEY EXPANSION | 643AK | 2010-07-30 | 2010-07-31 07:00 | WITHDRAWN | 2011-07-28 18:09 | C03 | Generating Facility Type-1: Steam Turbine; Generating Facility Fuel-1: Geothermal; MWs MW-1: 5.6 | 5.6 |  |  |  | Full Capacity |  | CHURCHILL | NV | SCE | Control Sub 115 kV Bus | 2011-12-31 08:00 | 2011-12-31 08:00 | NA | None | None | NA
WILDCAT QUARTSZITE | 643AL | 2010-07-30 | 2010-07-31 07:00 | WITHDRAWN | 2011-09-09 07:00 | C03 | Generating Facility Type-1: Steam Turbine; Generating Facility Fuel-1: Solar; MWs MW-1: 1000 | 1000 |  |  |  | Full Capacity |  | YUMA | AZ | SCE | Palo Verde-Devers #1 500kV | 2015-01-01 08:00 | 2015-01-01 08:00 | NA | Complete | None | NA
JORDAN II RENEWABLE POWER PROJECT (20/66MW) | 643AN | 2010-07-30 | 2010-07-31 07:00 | WITHDRAWN | 2011-07-19 07:00 | C03 | Photovoltaic | Wind Turbine |  | Solar | Wind Turbine |  | 66 | 20 |  | 86 |  |  |  | Full Capacity |  | SAN DIEGO | CA | SDGE | Boulevard Sub 138kV Bus | 2013-11-22 08:00 | 2013-11-22 08:00 | NA | None | None | NA
MOUNT SIGNAL SOLAR FARM II | 643AO | 2010-07-30 | 2010-07-31 07:00 | WITHDRAWN | 2011-08-11 07:00 | C03 | Generating Facility Type-1: Photovoltaic; Generating Facility Fuel-1: Solar; MWs MW-1: 200 | 200 |  |  |  | Full Capacity |  | IMPERIAL | CA | SDGE | Imperial Valley 230 kV Switchyard | 2014-06-01 07:00 | 2014-06-01 07:00 | NA | None | None | NA
OCOTILLO EXPRESS PHASE II | 643AP | 2010-07-30 | 2010-07-31 07:00 | WITHDRAWN | 2012-12-07 08:00 | C03 | Generating Facility Type-1: Wind Turbine; Generating Facility Fuel-1: Wind Turbine; MWs MW-1: 16.1 | 16.1 |  |  |  | Full Capacity |  | IMPERIAL | CA | SDGE | Sunrise Powerlink 500 kV | 2012-12-31 08:00 | 2013-12-31 08:00 | NA | Complete | None | NA
PALMAS (FKA HYDER SOLAR) | 643AQ | 2010-07-31 | 2010-07-31 07:00 | WITHDRAWN | 2011-09-09 07:00 | C03 | Generating Facility Type-1: Photovoltaic; Generating Facility Fuel-1: Solar; MWs MW-1: 238 | 238 |  |  |  | Full Capacity |  | YUMA | AZ | SDGE | Hassayampa-North Gila 500kV line | 2013-06-01 07:00 | 2013-06-01 07:00 | NA | None | None | NA
TGP NNP | 643AR | 2010-07-30 | 2010-07-31 07:00 | WITHDRAWN | 2011-06-27 07:00 | C03 | Generating Facility Type-1: Steam Turbine; Generating Facility Fuel-1: Geothermal; MWs MW-1: 364.2 | 364.2 |  |  |  | Full Capacity |  | CHURCHILL/PERSHING | CA | SCE | Control Sub 115 kV Bus | 2016-06-01 07:00 | 2016-06-01 07:00 | NA | None | None | NA
AIRPORT SOLAR PV 1 | 643AS | 2010-07-31 | 2010-07-31 07:00 | WITHDRAWN | 2011-09-09 07:00 | C03 | Generating Facility Type-1: Photovoltaic; Generating Facility Fuel-1: Solar; MWs MW-1: 200 | 200 |  |  |  | Full Capacity |  | RIVERSIDE | CA | SCE | Colorado River Substation | 2013-06-01 07:00 | 2013-06-01 07:00 | NA | Complete | None | NA
COPPER MOUNTAIN SOLAR III (BLACK HILLS) | 643AT | 2010-11-20 | 2010-07-31 07:00 | WITHDRAWN | 2011-06-10 19:58 | C03 | Generating Facility Type-1: Photovoltaic; Generating Facility Fuel-1: Solar; MWs MW-1: 242 | 242 |  |  |  | Full Capacity |  | CLARK | NV | SCE | Mead-Eldorado 230kV | 2013-12-31 08:00 | 2013-12-31 08:00 | NA | None | None | NA
AUBANEL I WIND PROJECT | 643B | 2010-11-20 | 2010-07-31 07:00 | WITHDRAWN | 2010-11-26 08:00 | C03 | Generating Facility Type-1: Wind Turbine; Generating Facility Fuel-1: Wind Turbine; MWs MW-1: 300 | 300 |  |  |  | Energy Only |  | BAJA CALIFORNIA | MX | SDGE | Imperial Valley Sub 230 kV Bus | 2012-06-30 07:00 | 2012-06-30 07:00 | NA | None | None | NA
AUBANEL II WIND PROJECT | 643C | 2010-11-20 | 2010-07-31 07:00 | WITHDRAWN | 2010-11-01 07:00 | C03 | Generating Facility Type-1: Wind Turbine; Generating Facility Fuel-1: Wind Turbine; MWs MW-1: 540 | 540 |  |  |  | Energy Only |  | BAJA CALIFORNIA | MX | SDGE | ECO Sub 230 kV Bus | 2013-12-31 08:00 | 2013-12-31 08:00 | NA | None | None | NA
ANGIOLA VALLEY SOLAR RANCH | 643D | 2010-07-30 | 2010-07-31 07:00 | WITHDRAWN | 2013-05-03 07:00 | C03 | Generating Facility Type-1: Photovoltaic; Generating Facility Fuel-1: Solar; MWs MW-1: 150 | 150 |  |  |  | Full Capacity |  | KINGS | CA | PGAE | Angiola Sub 70 kV Bus | 2014-12-31 08:00 | 2016-12-31 08:00 | NA | Complete | None | NA
LAGUNA SOLAR FARM | 643E | 2010-07-30 | 2010-07-31 07:00 | WITHDRAWN | 2013-05-03 07:00 | C03 | Generating Facility Type-1: Photovoltaic; Generating Facility Fuel-1: Solar; MWs MW-1: 200 | 200 |  |  |  | Full Capacity |  | FRESNO | CA | PGAE | Schindler Sub 115 kV Bus | 2014-12-31 08:00 | 2014-12-31 08:00 | NA | Complete | None | NA
PLACER SOLAR PV I | 643F | 2010-07-30 | 2010-07-31 07:00 | WITHDRAWN | 2013-05-14 07:00 | C03 | Generating Facility Type-1: Photovoltaic; Generating Facility Fuel-1: Solar; MWs MW-1: 220 | 220 |  |  |  | Full Capacity |  | PLACER | CA | PGAE | Rio Oso-Lockford 230 kV | 2014-03-01 08:00 | 2014-03-01 08:00 | NA | Complete | Complete | NA
VALLEY OAK SOLAR | 643H | 2010-07-30 | 2010-07-31 07:00 | WITHDRAWN | 2011-09-13 07:00 | C03 | Generating Facility Type-1: Photovoltaic; Generating Facility Fuel-1: Solar; MWs MW-1: 600 | 600 |  |  |  | Full Capacity |  | KINGS | CA | PGAE | Gates-Gregg 230 kV | 2015-05-01 07:00 | 2015-05-01 07:00 | NA | None | None | NA
WESTLANDS SOLAR PV I | 643I | 2010-07-30 | 2010-07-31 07:00 | WITHDRAWN | 2013-05-03 07:00 | C03 | Generating Facility Type-1: Photovoltaic; Generating Facility Fuel-1: Solar; MWs MW-1: 200 | 200 |  |  |  | Full Capacity |  | FRESNO | CA | PGAE | Mendota-Dairyland 115 kV | 2014-03-01 08:00 | 2014-03-01 08:00 | NA | Complete | Complete | NA
WRE - COALINGA (49/120MW) | 643J | 2010-07-30 | 2010-07-31 07:00 | WITHDRAWN | 2013-09-30 07:00 | C03 | Generating Facility Type-1: Photovoltaic; Generating Facility Fuel-1: Solar; MWs MW-1: 1 | 1 |  |  |  | Full Capacity |  | FRESNO | CA | PGAE | Coalinga #2-Schindler 70 kV | 2017-04-01 07:00 | 2017-04-01 07:00 | NA | Complete | None | NA
WRE - MENDOTA | 643K | 2010-07-30 | 2010-07-31 07:00 | WITHDRAWN | 2011-09-13 07:00 | C03 | Generating Facility Type-1: Photovoltaic; Generating Facility Fuel-1: Solar; MWs MW-1: 289 | 289 |  |  |  | Full Capacity |  | FRESNO | CA | PGAE | Mendota-San Joaquin-Helm 70 kV | 2017-04-01 07:00 | 2017-04-01 07:00 | NA | None | None | NA
WRE - PANOCHE | 643L | 2010-07-30 | 2010-07-31 07:00 | WITHDRAWN | 2011-09-13 07:00 | C03 | Photovoltaic | Combustion Turbine |  | Solar | Natural Gas |  | 240 | 49 |  | 289 |  |  |  | Full Capacity |  | FRESNO | CA | PGAE | Panoche-Schindler #1 & #2 115 kV | 2017-04-01 07:00 | 2017-04-01 07:00 | NA | None | None | NA
WRE - SCHINDLER | 643M | 2010-07-30 | 2010-07-31 07:00 | WITHDRAWN | 2011-09-13 07:00 | C03 | Photovoltaic | Combustion Turbine |  | Solar | Natural Gas |  | 240 | 49 |  | 289 |  |  |  | Full Capacity |  | FRESNO | CA | PGAE | Panoche-Schindler #1 & #2 115 kV | 2017-04-01 07:00 | 2017-04-01 07:00 | NA | None | None | NA
WRE - STROUD | 643N | 2010-07-30 | 2010-07-31 07:00 | WITHDRAWN | 2011-09-13 07:00 | C03 | Photovoltaic | Combustion Turbine |  | Solar | Natural Gas |  | 120 | 49 |  | 169 |  |  |  | Full Capacity |  | FRESNO | CA | PGAE | Helm-Stroud Sw Sta 70 kV | 2017-04-01 07:00 | 2017-04-01 07:00 | NA | None | None | NA
YOLO SOLAR PV I | 643O | 2010-07-30 | 2010-07-31 07:00 | WITHDRAWN | 2013-05-03 07:00 | C03 | Generating Facility Type-1: Photovoltaic; Generating Facility Fuel-1: Solar; MWs MW-1: 20 | 20 |  |  |  | Energy Only |  | YOLO | CA | PGAE | Brighton-Davis 115 kV | 2014-03-01 08:00 | 2015-05-01 07:00 | NA | Complete | Complete | NA
RRG SOLAR | 643P | 2010-11-20 | 2010-07-31 07:00 | WITHDRAWN | 2010-11-16 08:00 | C03 | Generating Facility Type-1: Photovoltaic; Generating Facility Fuel-1: Solar; MWs MW-1: 480 | 480 |  |  |  | Full Capacity |  | KERN/LOS ANGELES | CA | SCE | Whirlwind Sub 500 kV Bus | 2014-10-30 07:00 | 2014-10-30 07:00 | NA | None | None | NA
VOYAGER SOLAR ENERGY | 643Q | 2010-11-20 | 2010-07-31 07:00 | WITHDRAWN | 2010-11-23 08:00 | C03 | Generating Facility Type-1: Photovoltaic; Generating Facility Fuel-1: Solar; MWs MW-1: 80 | 80 |  |  |  | Full Capacity |  | KERN | CA | SCE | Windhub Sub 220 kV Bus | 2014-11-01 07:00 | 2014-11-01 07:00 | NA | None | None | NA
WRE - VESTAL (49/480MW) | 643S | 2010-07-30 | 2010-07-31 07:00 | WITHDRAWN | 2011-09-09 07:00 | C03 | Generating Facility Type-1: Photovoltaic; Generating Facility Fuel-1: Solar; MWs MW-1: 320 | 320 |  |  |  | Full Capacity |  | FRESNO | CA | SCE | Vestal Sub 230 kV Bus | 2013-06-01 07:00 | 2013-06-01 07:00 | NA | Complete | None | NA
RE AUSTIN | 643U | 2010-07-31 | 2010-07-31 07:00 | WITHDRAWN | 2011-09-09 07:00 | C03 | Generating Facility Type-1: Photovoltaic; Generating Facility Fuel-1: Solar; MWs MW-1: 500 | 500 |  |  |  | Full Capacity |  | IMPERIAL | CA | SDGE | Imperial Valley Sub 230 kV Bus | 2014-01-30 08:00 | 2014-01-30 08:00 | NA | None | None | NA
SILVER LEAF SOLAR | 643V | 2010-07-30 | 2010-07-31 07:00 | WITHDRAWN | 2011-09-09 07:00 | C03 | Generating Facility Type-1: Photovoltaic; Generating Facility Fuel-1: Solar; MWs MW-1: 250 | 250 |  |  |  | Full Capacity |  | IMPERIAL | CA | SDGE | Imperial Valley Sub 230 kV Bus | 2013-09-30 07:00 | 2013-09-30 07:00 | NA | None | None | NA
SOLCEN SOLAR PROJECT | 643Y | 2010-07-30 | 2010-07-31 07:00 | WITHDRAWN | 2011-09-14 07:00 | C03 | Generating Facility Type-1: Photovoltaic; Generating Facility Fuel-1: Solar; MWs MW-1: 80 | 80 |  |  |  | Full Capacity |  | KINGS | CA | PGAE | Henrietta-Leprino Food 115 kV | 2013-07-01 07:00 | 2013-07-01 07:00 | NA | None | None | NA |  | None
ALTA 14 | 643Z | 2010-07-31 | 2010-07-31 07:00 | WITHDRAWN | 2011-07-29 07:00 | C03 | Generating Facility Type-1: Photovoltaic; Generating Facility Fuel-1: Solar; MWs MW-1: 150 | 150 |  |  |  | Full Capacity |  | KERN | CA | SCE | Whirlwind - Windhub 500 kV | 2013-11-01 07:00 | 2014-07-01 07:00 | NA | None | None | NA
MONTEREY SOLAR FARM (FKA BFO PV -09) | 645 | 2010-08-19 | 2010-08-19 07:00 | WITHDRAWN | 2012-02-17 08:00 | SGIP-TC | Generating Facility Type-1: Photovoltaic; Generating Facility Fuel-1: Solar; MWs MW-1: 20 | 20 |  |  |  | Full Capacity |  | MONTEREY | CA | PGAE | Jolon 60 kV sub | 2012-02-01 08:00 | 2012-02-01 08:00 | NA | None | None | NA
SIRIUS SOLAR | 645A | 2010-08-23 | 2010-08-23 07:00 | WITHDRAWN | 2016-07-07 07:00 | SGIP-TC | Generating Facility Type-1: Photovoltaic; Generating Facility Fuel-1: Solar; MWs MW-1: 20 | 20 |  |  |  | Full Capacity |  | KERN | CA | PGAE | Weedpatch-Wheeler Ridge 70kV | 2012-12-01 08:00 | 2017-08-23 07:00 | NA | Complete | Complete | NA |  | None
BRJ | 646 | 2010-08-25 | 2010-08-25 07:00 | WITHDRAWN | 2012-07-11 17:50 | SGIP-TC | Generating Facility Type-1: Photovoltaic; Generating Facility Fuel-1: Solar; MWs MW-1: 8 | 8 |  |  |  | Full Capacity |  | FRESNO | CA | PGAE | Chaney #1 115kV Tap | 2013-03-01 08:00 | 2013-03-01 08:00 | NA | Complete | Complete | NA
ENRICO MATSON 2 | 647 | 2010-08-25 | 2010-08-25 07:00 | WITHDRAWN | 2012-07-09 07:00 | SGIP-TC | Generating Facility Type-1: Photovoltaic; Generating Facility Fuel-1: Solar; MWs MW-1: 20 | 20 |  |  |  | Full Capacity |  | FRESNO | CA | PGAE | Panoche - Oro Loma 115 KV | 2012-04-01 07:00 | 2012-04-30 07:00 | NA | Complete | Complete | NA
ORO LOMA 4 ( FKA ENRICO MATSON 4) | 648 | 2010-08-25 | 2010-08-25 07:00 | WITHDRAWN | 2016-11-21 08:00 | SGIP-TC | Generating Facility Type-1: Photovoltaic; Generating Facility Fuel-1: Solar; MWs MW-1: 20 | 20 |  |  |  | Full Capacity |  | FRESNO | CA | PGAE | Panoche-Oro Loma 115kV Tap | 2012-04-30 07:00 | 2018-12-31 08:00 | NA | Complete | Complete | NA | Executed | IC Request
DES | 649 | 2010-08-25 | 2010-08-25 07:00 | WITHDRAWN | 2012-07-09 07:00 | SGIP-TC | Generating Facility Type-1: Photovoltaic; Generating Facility Fuel-1: Solar; MWs MW-1: 11.75 | 11.75 |  |  |  | Full Capacity |  | FRESNO | CA | PGAE | Helm 70kV | 2013-12-01 08:00 | 2013-12-01 08:00 | NA | Complete | Complete | NA
PEABODY JAC | 649A | 2010-09-15 | 2010-10-25 07:00 | WITHDRAWN | 2012-07-09 07:00 | SGIP-TC | Generating Facility Type-1: Photovoltaic; Generating Facility Fuel-1: Solar; MWs MW-1: 14 | 14 |  |  |  | Energy Only |  | SOLANO | CA | PGAE | Dixon-Vaca #2 60kV | 2013-03-01 08:00 | 2013-03-01 08:00 | NA | Complete | Complete | NA
GRAHAM - WESTLANDS PROJECT | 650 | 2010-09-07 | 2010-09-07 07:00 | WITHDRAWN | 2011-01-20 08:00 | SGIP-TC | Generating Facility Type-1: Photovoltaic; Generating Facility Fuel-1: Solar; MWs MW-1: 20 | 20 |  |  |  | Energy Only |  | FRESNO | CA | PGAE | Westlands 138 kV Tap | 2011-12-25 08:00 | 2011-12-25 08:00 | NA | None | None | NA
SIERRA SOLAR GREENWORKS | 650A | 2010-09-08 | 2010-09-08 07:00 | WITHDRAWN | 2012-04-05 14:50 | SGIP-TC | Generating Facility Type-1: Photovoltaic; Generating Facility Fuel-1: Solar; MWs MW-1: 20 | 20 |  |  |  | Full Capacity |  | LOS ANGELES | CA | SCE | Lancaster-Purify-Redman 66 kV | 2013-12-31 08:00 | 2013-12-31 08:00 | NA | Complete | None | NA
ORION | 650AC | 2010-09-08 | 2010-09-08 07:00 | WITHDRAWN | 2013-05-06 07:00 | SGIP-TC | Generating Facility Type-1: Photovoltaic; Generating Facility Fuel-1: Solar; MWs MW-1: 20 | 20 |  |  |  | Energy Only |  | KINGS | CA | PGAE | Henrietta-Tulare Lake 70kV line | 2012-12-31 08:00 | 2014-12-31 08:00 | NA | Complete | Complete | NA
GYPSUM | 650B | 2010-11-20 | 2010-09-13 07:00 | WITHDRAWN | 2010-11-17 08:00 | SGIP | Generating Facility Type-1: Photovoltaic; Generating Facility Fuel-1: Solar; MWs MW-1: 20 | 20 |  |  |  | Energy Only |  | RIVERSIDE | CA | SCE | Line to be constructed 1 mile south & tie into SCE 69kV | 2012-02-28 08:00 | 2012-02-28 08:00 | None | None | None | NA
INDECK YUBA ENERGY CENTER | 651 | 2010-09-16 | 2010-09-16 07:00 | WITHDRAWN | 2012-07-17 07:00 | SGIP-TC | Generating Facility Type-1: Photovoltaic; Generating Facility Fuel-1: Solar; MWs MW-1: 15 | 15 |  |  |  | Energy Only |  | YUBA | CA | PGAE | Nicolaus-Marysville 60kV | 2012-06-01 07:00 | 2012-08-01 07:00 | NA | Complete | Complete | NA
SOLARPACK PROMO III | 652 | 2010-09-23 | 2010-09-23 07:00 | WITHDRAWN | 2012-02-27 08:00 | SGIP-TC | Generating Facility Type-1: Photovoltaic; Generating Facility Fuel-1: Solar; MWs MW-1: 20 | 20 |  |  |  | Full Capacity |  | FRESNO | CA | PGAE | Woodward-Sanger 115kV | 2013-06-15 07:00 | 2013-06-15 07:00 | NA | None | None | NA
SOUTH DOME SOLAR | 653 | 2010-09-29 | 2010-09-29 07:00 | WITHDRAWN | 2012-08-10 07:00 | SGIP-TC | Generating Facility Type-1: Photovoltaic; Generating Facility Fuel-1: Solar; MWs MW-1: 20 | 20 |  |  |  | Energy Only |  | KINGS | CA | PGAE | Arco 70 kV | 2013-01-15 08:00 | 2013-01-15 08:00 | NA | Complete | Complete | NA
LAS LOMAS SOLAR | 653A | 2010-09-29 | 2010-09-29 07:00 | WITHDRAWN | 2012-08-10 07:00 | SGIP-TC | Generating Facility Type-1: Photovoltaic; Generating Facility Fuel-1: Solar; MWs MW-1: 20 | 20 |  |  |  | Energy Only |  | KERN | CA | PGAE | Arco Sub 70 kV Bus | 2013-01-15 08:00 | 2013-01-15 08:00 | NA | Complete | Complete | NA
RE TEHACHAPI SOLAR 2 | 653BA | 2010-09-29 | 2010-09-29 07:00 | WITHDRAWN | 2012-05-01 07:00 | SGIP-TC | Generating Facility Type-1: Photovoltaic; Generating Facility Fuel-1: Solar; MWs MW-1: 20 | 20 |  |  |  | Energy Only |  | KERN | CA | SCE | Kern River-Cummings 66kV | 2012-12-31 08:00 | 2012-12-31 08:00 | NA | None | None | NA
BFO PV-18 | 653C | 2011-01-25 | 2010-09-30 07:00 | WITHDRAWN | 2011-01-28 17:22 | SGIP | Generating Facility Type-1: Photovoltaic; Generating Facility Fuel-1: Solar; MWs MW-1: 20 | 20 |  |  |  | Energy Only |  | SANTA BARBARA | CA | PGAE | Taft-Cuyama#1 70kV | 2012-07-01 07:00 | 2012-07-01 07:00 | None | None | None | NA
ANNEDALE SOLAR PROJECT | 653D | 2010-09-30 | 2010-09-30 07:00 | WITHDRAWN | 2012-07-09 07:00 | SGIP-TC | Generating Facility Type-1: Photovoltaic; Generating Facility Fuel-1: Solar; MWs MW-1: 20 | 20 |  |  |  | Energy Only |  | FRESNO | CA | PGAE | Panoche-Mendota 115kV | 2012-01-01 08:00 | 2012-06-01 07:00 | NA | Complete | Complete | NA
ROSE SOLAR PROJECT | 653E | 2010-09-30 | 2010-09-30 07:00 | WITHDRAWN | 2013-07-29 07:00 | SGIP-TC | Generating Facility Type-1: Photovoltaic; Generating Facility Fuel-1: Solar; MWs MW-1: 20 | 20 |  |  |  | Energy Only |  | FRESNO | CA | PGAE | Helm Sub 70 kV Bus | 2012-01-03 08:00 | 2014-02-10 08:00 | NA | Complete | Complete | NA
SUNGEN I 20MW SOLAR PV PLANT | 653EB | 2010-09-30 | 2010-09-30 07:00 | WITHDRAWN | 2012-03-06 08:00 | SGIP-TC | Generating Facility Type-1: Photovoltaic; Generating Facility Fuel-1: Solar; MWs MW-1: 20 | 20 |  |  |  | Full Capacity |  | KERN | CA | PGAE | Midway 230 KV bus via Midway-La Paloma 230kV #1 | 2013-05-01 07:00 | 2013-05-01 07:00 | NA | None | Complete | NA
ORION KERN COUNTY SOLAR I | 653EC | 2011-03-08 | 2010-09-30 07:00 | WITHDRAWN | 2011-03-08 08:00 | SGIP-TC | Generating Facility Type-1: Photovoltaic; Generating Facility Fuel-1: Solar; MWs MW-1: 20 | 20 |  |  |  | Energy Only |  | KINGS/KERN | CA | PGAE | Arco Sub 70 kV Bus | 2012-07-01 07:00 | 2012-07-01 07:00 | NA | None | None | NA
LANEAST SOLAR FARM (FKA EASTLAND SOLAR FARM) | 653ED | 2010-09-30 | 2010-09-30 07:00 | WITHDRAWN | 2015-02-13 08:00 | SGIP-TC | Generating Facility Type-1: Photovoltaic; Generating Facility Fuel-1: Solar; MWs MW-1: 20 | 20 |  |  |  | Full Capacity |  | SAN DIEGO | CA | SDGE | Boulevard East Substation 69 kV | 2013-10-31 07:00 | 2016-05-31 07:00 | NA | Complete | Complete | NA
SAND CANYON CREEK | 653EF | 2010-10-05 | 2010-10-05 07:00 | WITHDRAWN | 2012-03-03 00:02 | SGIP-TC | Generating Facility Type-1: Photovoltaic; Generating Facility Fuel-1: Solar; MWs MW-1: 20 | 20 |  |  |  | Energy Only |  | KERN | CA | SCE | Cal Cement-Monolith-Windland 66 kV | 2011-06-30 07:00 | 2011-06-30 07:00 | NA | None | None | NA
PIUTE #2 | 653FA | 2010-10-13 | 2010-10-13 07:00 | WITHDRAWN | 2012-01-24 00:28 | SGIP-TC | Generating Facility Type-1: Photovoltaic; Generating Facility Fuel-1: Solar; MWs MW-1: 20 | 20 |  |  |  | Full Capacity |  | LOS ANGELES | CA | SCE | Lancaster-Little Rock-Piute 66kV | 2013-12-31 08:00 | 2013-12-31 08:00 | NA | None | None | NA
PIUTE | 653FB | 2010-10-13 | 2010-10-13 07:00 | WITHDRAWN | 2012-01-24 00:28 | SGIP-TC | Generating Facility Type-1: Photovoltaic; Generating Facility Fuel-1: Solar; MWs MW-1: 20 | 20 |  |  |  | Full Capacity |  | LOS ANGELES | CA | SCE | Lancaster-Little Rock-Piute 66kV | 2013-12-31 08:00 | 2013-12-31 08:00 | NA | None | Complete | NA
IFS | 653G | 2010-10-20 | 2010-10-20 07:00 | WITHDRAWN | 2012-03-06 08:00 | SGIP-TC | Generating Facility Type-1: Photovoltaic; Generating Facility Fuel-1: Solar; MWs MW-1: 20 | 20 |  |  |  | Full Capacity |  | FRESNO | CA | PGAE | Mendota - San Joaquin - Helm 70 KV line | 2012-12-30 08:00 | 2013-03-01 08:00 | NA | None | None | NA
RIO BRAVO SOLAR I | 655 | 2011-03-09 | 2010-11-11 08:00 | WITHDRAWN | 2011-03-09 08:00 | SGIP-TC | Generating Facility Type-1: Photovoltaic; Generating Facility Fuel-1: Solar; MWs MW-1: 20 | 20 |  |  |  | Energy Only |  | KERN | CA | PGAE | Westpark-Magunden 115 kV | 2013-05-02 07:00 | 2013-05-02 07:00 | NA | None | None | NA
ELK HILLS | 656 | 2010-11-11 | 2010-11-11 08:00 | WITHDRAWN | 2011-06-29 07:00 | SGIP-TC | Generating Facility Type-1: Photovoltaic; Generating Facility Fuel-1: Solar; MWs MW-1: 10 | 10 |  |  |  | Full Capacity |  | KERN | CA | PGAE | Taft-Elk Hills 70 kV | 2013-12-31 08:00 | 2013-12-31 08:00 | NA | None | None | NA
MERIDIAN & MUNJAR SOLAR PROJECT | 657 | 2011-03-08 | 2010-11-12 08:00 | WITHDRAWN | 2011-01-28 08:00 | SGIP-TC | Generating Facility Type-1: Photovoltaic; Generating Facility Fuel-1: Solar; MWs MW-1: 20 | 20 |  |  |  | Energy Only |  | BUTTE | CA | PGAE | Glenn #3 60 kV | 2012-03-01 08:00 | 2012-03-01 08:00 | NA | None | None | NA
SIERRA VIEW SOLAR IV | 657A | 2010-11-15 | 2010-11-15 08:00 | WITHDRAWN | 2012-03-02 08:00 | SGIP-TC | Generating Facility Type-1: Photovoltaic; Generating Facility Fuel-1: Solar; MWs MW-1: 20 | 20 |  |  |  | Full Capacity |  | LOS ANGELES | CA | SCE | Antelope-Neenach 66kV | 2013-12-01 08:00 | 2013-12-20 08:00 | NA | None | None | NA
SIERRA VIEW SOLAR V | 657B | 2010-11-19 | 2010-11-19 08:00 | WITHDRAWN | 2012-03-02 08:00 | SGIP-TC | Generating Facility Type-1: Photovoltaic; Generating Facility Fuel-1: Solar; MWs MW-1: 20 | 20 |  |  |  | Full Capacity |  | KERN | CA | SCE | Goldtown-Corum 66 kV | 2013-12-01 08:00 | 2013-12-20 08:00 | NA | None | None | NA
DESERT VISTA GREENWORKS B | 663 | 2010-12-15 | 2010-12-15 08:00 | WITHDRAWN | 2012-05-03 22:53 | SGIP-TC | Generating Facility Type-1: Photovoltaic; Generating Facility Fuel-1: Solar; MWs MW-1: 20 | 20 |  |  |  | Energy Only |  | LOS ANGELES | CA | SCE | Lancaster-Redman-Purify 66KV | 2013-07-01 07:00 | 2013-12-31 08:00 | NA | Complete | None | NA
DESERT SUN RANCH | 664 | 2010-12-15 | 2010-12-15 08:00 | WITHDRAWN | 2012-03-03 00:06 | SGIP-TC | Generating Facility Type-1: Photovoltaic; Generating Facility Fuel-1: Solar; MWs MW-1: 20 | 20 |  |  |  | Full Capacity |  | LOS ANGELES | CA | SCE | Piute Sub 66 kV Bus | 2012-12-31 08:00 | 2013-12-31 08:00 | NA | None | None | NA
GALE AVENUE SOLAR | 665 | 2011-02-25 | 2011-03-31 07:00 | WITHDRAWN | 2012-09-19 07:00 | FT | Generating Facility Type-1: Photovoltaic; Generating Facility Fuel-1: Solar; MWs MW-1: 5 | 5 |  |  |  | Energy Only |  | FRESNO | CA | PGAE | Coalinga #1-Tornado 70kV line; pole number 4/3 | 2012-01-12 08:00 | 2012-01-12 08:00 | None | NA | NA | NA
COLUMBIA SOLAR ENERGY | 666 | 2011-02-28 | 2011-03-31 07:00 | WITHDRAWN | 2012-10-03 07:00 | FT | Generating Facility Type-1: Photovoltaic; Generating Facility Fuel-1: Solar; MWs MW-1: 5 | 5 |  |  |  | Energy Only |  | CONTRA COSTA | CA | PGAE | Pittsburg - Kirker - Columbia Steel 115 KV line | 2012-12-31 08:00 | 2012-12-31 08:00 | None | NA | NA | NA
ACORN GREENWORKS | 667 | 2011-03-31 | 2011-03-31 07:00 | WITHDRAWN | 2018-06-19 07:00 | C04 | Generating Facility Type-1: Photovoltaic; Generating Facility Fuel-1: Solar; MWs MW-1: 150 | 150 |  |  |  | Full Capacity |  | IMPERIAL | CA | SDGE | Imperial Valley Substation 230kV | 2014-12-31 08:00 | 2021-12-31 08:00 | NA | Complete | Complete | NA | Executed
ADAME 1 | 668 | 2011-03-31 | 2011-03-31 07:00 | WITHDRAWN | 2012-04-17 07:00 | C04 | Generating Facility Type-1: Photovoltaic; Generating Facility Fuel-1: Solar; MWs MW-1: 118 | 118 |  |  |  | Full Capacity |  | FRESNO | CA | PGAE | Mendota 115 kV | 2014-09-01 07:00 | 2014-09-01 07:00 | NA | Complete | None | NA
ALTA 15 | 669 | 2011-03-31 | 2011-03-31 07:00 | WITHDRAWN | 2012-03-07 00:36 | C04 | Generating Facility Type-1: Wind Turbine; Generating Facility Fuel-1: Wind Turbine; MWs MW-1: 502 | 502 |  |  |  | Full Capacity |  | KERN | CA | SCE | Highwind Substation 230kV Bus | 2014-11-15 08:00 | 2014-11-15 08:00 | NA | None | None | NA
APOLLO SOLAR | 672 | 2011-03-31 | 2011-03-31 07:00 | WITHDRAWN | 2011-07-06 07:00 | C04 | Generating Facility Type-1: Photovoltaic; Generating Facility Fuel-1: Solar; MWs MW-1: 51.2 | 51.2 |  |  |  | Full Capacity |  | KERN | CA | SCE | Whirlwind Substation 66kV | 2013-03-31 07:00 | 2013-03-31 07:00 | NA | None | None | NA
ARLINGTON VALLEY SOLAR ENERGY II | 673 | 2011-03-30 | 2011-03-31 07:00 | WITHDRAWN | 2012-03-30 15:51 | C04 | Generating Facility Type-1: Photovoltaic; Generating Facility Fuel-1: Solar; MWs MW-1: 250 | 250 |  |  |  | Energy Only |  | MARICOPA | AZ | SDGE | Hassayampa - N. Gila 500 kV line | 2015-05-01 07:00 | 2015-05-01 07:00 | NA | Complete | None | NA
AS LH PV 20MW | 674 | 2011-03-31 | 2011-03-31 07:00 | WITHDRAWN | 2012-02-21 08:00 | C04 | Generating Facility Type-1: Photovoltaic; Generating Facility Fuel-1: Solar; MWs MW-1: 20 | 20 |  |  |  | Full Capacity |  | KERN | CA | PGAE | Arco - Polonios Pass 70kV | 2013-11-01 07:00 | 2013-11-01 07:00 | NA | None | None | NA
BELLOTA SOLAR FARM | 675 | 2011-03-31 | 2011-03-31 07:00 | WITHDRAWN | 2012-02-23 08:00 | C04 | Generating Facility Type-1: Photovoltaic; Generating Facility Fuel-1: Solar; MWs MW-1: 100 | 100 |  |  |  | Full Capacity |  | SAN JOAQUIN | CA | PGAE | Bellota - Tesla 230 kV Tap | 2014-06-01 07:00 | 2014-06-01 07:00 | NA | None | None | NA
BIG HORN 30MW PV PROJECT | 676 | 2011-03-31 | 2011-03-31 07:00 | WITHDRAWN | 2012-02-01 14:45 | C04 | Generating Facility Type-1: Photovoltaic; Generating Facility Fuel-1: Solar; MWs MW-1: 30 | 30 |  |  |  | Full Capacity |  | SAN DIEGO | CA | SDGE | Borrego Substation 69kV Bus | 2014-12-31 08:00 | 2014-12-31 08:00 | NA | None | None | NA
BLACK ROCK 1,2,3,4, & 5,6 | 677 | 2010-12-15 | 2011-03-31 07:00 | WITHDRAWN | 2012-03-20 07:00 | C04 | Generating Facility Type-1: Steam Turbine; Generating Facility Fuel-1: Geothermal; MWs MW-1: 470 | 470 |  |  |  | Full Capacity |  | IMPERIAL | CA | SDGE | Imperial Valley Sub | 2015-06-16 07:00 | 2015-06-16 07:00 | NA | None | None | NA
KERN SOLAR RANCH (FKA CALIFORNIA SOLAR RANCH) | 680 | 2011-03-31 | 2011-03-31 07:00 | WITHDRAWN | 2013-05-15 07:00 | C04 | Generating Facility Type-1: Photovoltaic; Generating Facility Fuel-1: Solar; MWs MW-1: 1000 | 1000 |  |  |  | Full Capacity |  | KERN | CA | PGAE | Diablo Canyon - Midway #3 500 KV Line | 2018-03-31 07:00 | 2018-03-31 07:00 | NA | Complete | None | NA
CALAVERAS WIND PROJECT (100/383MW) | 681 | 2011-03-31 | 2011-03-31 07:00 | WITHDRAWN | 2012-02-23 08:00 | C04 | Photovoltaic | Wind Turbine |  | Solar | Wind Turbine |  | 100 | 383 |  | 483 |  |  |  | Full Capacity |  | KERN | CA | SCE | SCE Highwind Substation 230kV | 2015-05-01 07:00 | 2015-05-01 07:00 | NA | None | None | NA
CALRENEW-1 EXPANSION | 682 | 2011-03-31 | 2011-03-31 07:00 | WITHDRAWN | 2012-04-02 07:00 | C04 | Generating Facility Type-1: Photovoltaic; Generating Facility Fuel-1: Solar; MWs MW-1: 1.25 | 1.25 |  |  |  | Full Capacity |  | FRESNO | CA | PGAE | Mendota Biomass Tap line 70 KV | 2013-02-01 08:00 | 2013-01-01 08:00 | NA | None | None | NA
CAMDEN 1 | 683 | 2011-03-31 | 2011-03-31 07:00 | WITHDRAWN | 2012-04-17 07:00 | C04 | Generating Facility Type-1: Photovoltaic; Generating Facility Fuel-1: Solar; MWs MW-1: 14 | 14 |  |  |  | Full Capacity |  | FRESNO | CA | PGAE | Camden Substation 70kV Bus | 2014-07-10 07:00 | 2014-07-10 07:00 | NA | None | None | NA
CAMDEN 2 | 684 | 2011-03-31 | 2011-03-31 07:00 | WITHDRAWN | 2012-04-17 07:00 | C04 | Generating Facility Type-1: Photovoltaic; Generating Facility Fuel-1: Solar; MWs MW-1: 7 | 7 |  |  |  | Full Capacity |  | FRESNO | CA | PGAE | Caruthers - Kingsburg 70kV | 2014-07-10 07:00 | 2014-07-10 07:00 | NA | Complete | None | NA
CENTINELA SOLAR ENERGY EXPANSION II - 45 MW EXPANSION | 685 | 2011-03-31 | 2011-03-31 07:00 | WITHDRAWN | 2012-04-10 07:00 | C04 | Generating Facility Type-1: Photovoltaic; Generating Facility Fuel-1: Solar; MWs MW-1: 45 | 45 |  |  |  | Energy Only |  | IMPERIAL | CA | SDGE | Imperial Valley 230 kV bus | 2014-09-01 07:00 | 2014-09-01 07:00 | NA | Complete | None | NA
COLORADO RIVER 48 MW | 686 | 2011-03-31 | 2011-03-31 07:00 | WITHDRAWN | 2012-04-26 15:59 | C04 | Generating Facility Type-1: Photovoltaic; Generating Facility Fuel-1: Solar; MWs MW-1: 48 | 48 |  |  |  | Full Capacity |  | RIVERSIDE | CA | SCE | Colorado River Substation 230kV | 2014-09-01 07:00 | 2014-09-01 07:00 | NA | None | None | NA
COSTA | 688 | 2011-03-31 | 2011-03-31 07:00 | WITHDRAWN | 2013-05-02 07:00 | C04 | Generating Facility Type-1: Photovoltaic; Generating Facility Fuel-1: Solar; MWs MW-1: 19.2 | 19.2 |  |  |  | Full Capacity |  | KINGS | CA | PGAE | Henrietta - Lemoore 70 kV | 2013-08-30 07:00 | 2014-09-01 07:00 | NA | Complete | Complete | NA
COWBOY MESA WIND | 689 | 2011-03-31 | 2011-03-31 07:00 | WITHDRAWN | 2011-08-10 07:00 | C04 | Generating Facility Type-1: Wind Turbine; Generating Facility Fuel-1: Wind Turbine; MWs MW-1: 1700 | 1700 |  |  |  | Full Capacity |  | LINCOLN | NM | SCE | Four Corners Sub 345kV Bus | 2016-05-01 07:00 | 2016-05-01 07:00 | NA | None | None | NA
CPV NORTH CITY | 690 | 2011-05-23 | 2011-03-31 07:00 | WITHDRAWN | 2011-06-14 16:04 | C04 | Generating Facility Type-1: Combustion Turbine; Generating Facility Fuel-1: Natural Gas; MWs MW-1: 300 | 300 |  |  |  | Full Capacity |  | SAN DIEGO | CA | SDGE | Approx 4 mi south of the Penasquitos sub along the East side of the Penasquitos-Old Town 230kV line | 2015-06-30 07:00 | 2015-06-30 07:00 | NA | None | None | NA
CREED ENERGY CENTER | 691 | 2011-03-31 | 2011-03-31 07:00 | WITHDRAWN | 2011-12-29 00:03 | C04 | Generating Facility Type-1: Photovoltaic; Generating Facility Fuel-1: Solar; MWs MW-1: 3 | 3 |  |  |  | Full Capacity |  | SOLANO | CA | PGAE | Lambie Switching Station 230 KV | 2013-11-30 08:00 | 2013-10-30 07:00 | NA | None | None | NA
DEADHORSE WELLS GEOTHERMAL PROJECT | 692 | 2011-04-15 | 2011-03-31 07:00 | WITHDRAWN | 2012-03-28 07:00 | C04 | Generating Facility Type-1: Steam Turbine; Generating Facility Fuel-1: Geothermal; MWs MW-1: 27 | 27 |  |  |  | Full Capacity |  | MINERAL | NV | SCE | Control Substation 115kV Bus | 2013-12-31 08:00 | 2013-12-31 08:00 | NA | Complete | None | NA
DEL SUR SOLAR | 693 | 2011-03-31 | 2011-03-31 07:00 | WITHDRAWN | 2012-04-13 22:29 | C04 | Generating Facility Type-1: Photovoltaic; Generating Facility Fuel-1: Solar; MWs MW-1: 38 | 38 |  |  |  | Full Capacity |  | LOS ANGELES | CA | SCE | Del Sur Substation 66kV Bus | 2012-06-01 07:00 | 2013-03-01 08:00 | NA | Complete | None | NA
DESERT BELL SOLAR | 694 | 2011-03-31 | 2011-03-31 07:00 | WITHDRAWN | 2011-07-15 21:04 | C04 | Generating Facility Type-1: Photovoltaic; Generating Facility Fuel-1: Solar; MWs MW-1: 200 | 200 |  |  |  | Full Capacity |  | RIVERSIDE | CA | SCE | Keim Substation, 500kV, 7.1 miles northeast of Colorado River Station | 2014-01-01 08:00 |  | NA | None | None | NA
DIXIE-COMSTOCK GEOTHERMAL PROJECT | 695 | 2011-03-31 | 2011-03-31 07:00 | WITHDRAWN | 2013-05-03 07:00 | C04 | Generating Facility Type-1: Steam Turbine; Generating Facility Fuel-1: Geothermal; MWs MW-1: 38 | 38 |  |  |  | Full Capacity |  | CHURCHILL | NV | SCE | Control Sub 115kV Bus | 2014-12-31 08:00 | 2014-12-31 08:00 | NA | Complete | Complete | NA
DUNNIGAN | 696 | 2011-03-31 | 2011-03-31 07:00 | WITHDRAWN | 2012-04-17 07:00 | C04 | Generating Facility Type-1: Wind Turbine; Generating Facility Fuel-1: Wind Turbine; MWs MW-1: 301.35 | 301.35 |  |  |  | Full Capacity |  | YOLO | CA | PGAE | Cortina - Vaca 230; Delevan - Vaca #1 230 KV, and Delevan - Vaca #2 230 KV | 2014-01-11 08:00 | 2014-11-01 07:00 | NA | Complete | None | NA
EAGLE MOUNTAIN PUMP STORAGE #3 | 697 | 2011-03-31 | 2011-03-31 07:00 | WITHDRAWN | 2012-01-13 01:02 | C04 | Generating Facility Type-1: Hydro; Generating Facility Fuel-1: Water; MWs MW-1: 1400 | 1400 |  |  |  | Full Capacity |  | RIVERSIDE | CA | SCE | Red Bluff Substation 230kV | 2017-07-01 07:00 | 2017-07-01 07:00 | NA | None | None | NA
EDWARDS CREEK GEOTHERMAL PROJECT | 698 | 2011-03-31 | 2011-03-31 07:00 | WITHDRAWN | 2012-03-28 07:00 | C04 | Generating Facility Type-1: Steam Turbine; Generating Facility Fuel-1: Geothermal; MWs MW-1: 38 | 38 |  |  |  | Full Capacity |  | CHURCHILL | NV | SCE | Control Substation 115kV bus | 2014-12-31 08:00 | 2014-12-31 08:00 | NA | Complete | None | NA
EE BORREGO II | 699 | 2011-03-31 | 2011-03-31 07:00 | WITHDRAWN | 2012-03-13 14:05 | C04 | Generating Facility Type-1: Photovoltaic; Generating Facility Fuel-1: Solar; MWs MW-1: 45 | 45 |  |  |  | Full Capacity |  | SAN DIEGO | CA | SDGE | Borrego Substation 69kV bus | 2015-06-01 07:00 | 2015-06-01 07:00 | NA | None | None | NA
EE ROSAMOND | 700 | 2011-03-31 | 2011-03-31 07:00 | WITHDRAWN | 2012-04-26 16:12 | C04 | Generating Facility Type-1: Photovoltaic; Generating Facility Fuel-1: Solar; MWs MW-1: 20 | 20 |  |  |  | Full Capacity |  | KERN | CA | SCE | Rosamond-Del Sur 66kV line | 2015-12-31 08:00 | 2015-12-31 08:00 | NA | Complete | None | NA
EGP SOLAR 1 | 701 | 2011-03-31 | 2011-03-31 07:00 | WITHDRAWN | 2012-01-19 14:39 | C04 | Generating Facility Type-1: Photovoltaic; Generating Facility Fuel-1: Solar; MWs MW-1: 28 | 28 |  |  |  | Full Capacity |  | SAN DIEGO | CA | SDGE | Borrego Substation 69kV | 2013-12-31 08:00 | 2013-12-31 08:00 | NA | None | None | NA
EL SEGUNDO ENERGY CENTER 2 ( FKA EL SEGUNDO ENERGY CENTER-II) | 702 | 2011-03-31 | 2011-03-31 07:00 | WITHDRAWN | 2017-04-14 07:00 | C04 | Generating Facility Type-1: Combined Cycle; Generating Facility Fuel-1: Natural Gas; MWs MW-1: 435 | 435 |  |  |  | Full Capacity |  | LOS ANGELES | CA | SCE | El Segundo Substation 230kV Bus | 2017-06-01 07:00 | 2020-03-31 07:00 | NA | Complete | Complete | NA | Executed | IC Request
ENRICO MATSON III | 703 | 2011-03-31 | 2011-03-31 07:00 | WITHDRAWN | 2012-04-17 07:00 | C04 | Generating Facility Type-1: Photovoltaic; Generating Facility Fuel-1: Solar; MWs MW-1: 100 | 100 |  |  |  | Full Capacity |  | FRESNO | CA | PGAE | Panoche - Oro Loma 115 KV Tap | 2014-06-23 07:00 | 2015-01-01 08:00 | NA | Complete | None | NA
FORT MOJAVE SOLAR FARMS 2 | 704 | 2011-03-31 | 2011-03-31 07:00 | WITHDRAWN | 2012-03-12 07:00 | C04 | Generating Facility Type-1: Photovoltaic; Generating Facility Fuel-1: Solar; MWs MW-1: 240 | 240 |  |  |  | Full Capacity |  | SAN BERNARDINO | CA | SCE | Mojave Generating Station 500 kV bus | 2016-12-31 08:00 | 2013-12-31 08:00 | NA | None | None | NA
GIFFEN 1 | 706 | 2011-03-31 | 2011-03-31 07:00 | WITHDRAWN | 2012-04-17 07:00 | C04 | Generating Facility Type-1: Photovoltaic; Generating Facility Fuel-1: Solar; MWs MW-1: 17.9 | 17.9 |  |  |  | Full Capacity |  | FRESNO | CA | PGAE | Giffen Substation 70KV | 2014-03-01 08:00 | 2014-03-01 08:00 | NA | Complete | None | NA
GOLDEN HILLS SOLAR FARM | 707 | 2011-03-31 | 2011-03-31 07:00 | WITHDRAWN | 2013-05-03 07:00 | C04 | Generating Facility Type-1: Photovoltaic; Generating Facility Fuel-1: Solar; MWs MW-1: 70 | 70 |  |  |  | Full Capacity |  | STANISLAUS | CA | PGAE | Solado sub 115 KV bus | 2014-07-01 07:00 | 2014-07-01 07:00 | NA | Complete | None | NA
GOLDEN HILLS 1 WIND | 708 | 2011-03-31 | 2011-03-31 07:00 | WITHDRAWN | 2013-05-03 07:00 | C04 | Generating Facility Type-1: Wind Turbine; Generating Facility Fuel-1: Wind Turbine; MWs MW-1: 50 | 50 |  |  |  | Full Capacity |  | ALAMEDA | CA | PGAE | Tesla - Keslo 230 KV | 2013-12-31 08:00 | 2013-12-31 08:00 | NA | Complete | Complete | NA
GOOSE HAVEN ENERGY CENTER | 710 | 2011-03-31 | 2011-03-31 07:00 | WITHDRAWN | 2011-12-29 00:05 | C04 | Generating Facility Type-1: Photovoltaic; Generating Facility Fuel-1: Solar; MWs MW-1: 3 | 3 |  |  |  | Full Capacity |  | SOLANO | CA | PGAE | Lambie Switching Station 230 KV | 2013-11-30 08:00 | 2013-11-30 08:00 | NA | None | None | NA
GREAT VALLEY SOLAR | 711 | 2011-03-31 | 2011-03-31 07:00 | WITHDRAWN | 2012-03-30 13:52 | C04 | Generating Facility Type-1: Photovoltaic; Generating Facility Fuel-1: Solar; MWs MW-1: 120 | 120 |  |  |  | Full Capacity |  | TULARE | CA | PGAE | Corcoran-Smyrna 115kV line | 2013-12-31 08:00 | 2013-12-31 08:00 | NA | None | None | NA
HARBOR COGENERATION | 712 | 2011-03-31 | 2011-03-31 07:00 | WITHDRAWN | 2012-04-16 22:54 | C04 | Generating Facility Type-1: Combined Cycle; Generating Facility Fuel-1: Natural Gas; MWs MW-1: 28 | 28 |  |  |  | Full Capacity |  | LOS ANGELES | CA | SCE | Harbor Cogeneration Facility | 2015-05-01 07:00 | 2015-05-01 07:00 | NA | Complete | None | NA
HICKORY SOLAR FARM | 713 | 2011-03-31 | 2011-03-31 07:00 | WITHDRAWN | 2011-06-16 07:00 | C04 | Generating Facility Type-1: Photovoltaic; Generating Facility Fuel-1: Solar; MWs MW-1: 400 | 400 |  |  |  | Full Capacity |  | IMPERIAL | CA | SDGE | Imperial Valley 230kV Sub | 2014-07-01 07:00 | 2014-07-01 07:00 | NA | None | None | NA
HIDDEN HILLS RANCH | 714 | 2011-03-31 | 2011-03-31 07:00 | WITHDRAWN | 2013-04-26 07:00 | C04 | Generating Facility Type-1: Solar Thermal; Generating Facility Fuel-1: Solar; MWs MW-1: 540 | 540 |  |  |  | Full Capacity |  | NYE | NV | VEA | Crazy Eye Tap Substation 230kV | 2014-06-30 07:00 | 2014-12-01 08:00 | NA | Complete | Complete | NA |  | None
JACOBS CORNER SOLAR | 715 | 2011-03-31 | 2011-03-31 07:00 | WITHDRAWN | 2012-03-12 07:00 | C04 | Generating Facility Type-1: Photovoltaic; Generating Facility Fuel-1: Solar; MWs MW-1: 13.5 | 13.5 |  |  |  | Full Capacity |  | KINGS | CA | PGAE | Jacob Corner Substation 70KV Bus | 2013-02-01 08:00 | 2013-02-01 08:00 | NA | None | None | NA
JUNIPER SOLAR FARM | 716 | 2011-03-31 | 2011-03-31 07:00 | WITHDRAWN | 2012-03-22 23:13 | C04 | Generating Facility Type-1: Photovoltaic; Generating Facility Fuel-1: Solar; MWs MW-1: 100 | 100 |  |  |  | Full Capacity |  | RIVERSIDE | CA | SCE | Colorado River Substation 230kV Bus | 2014-07-01 07:00 | 2014-07-01 07:00 | NA | Complete | None | NA
KINGSOLAR I | 717 | 2011-03-31 | 2011-03-31 07:00 | WITHDRAWN | 2012-04-17 07:00 | C04 | Generating Facility Type-1: Photovoltaic; Generating Facility Fuel-1: Solar; MWs MW-1: 20 | 20 |  |  |  | Energy Only |  | KINGS | CA | PGAE | Arco Sub 70 KV Bus | 2013-02-28 08:00 | 2013-06-01 07:00 | NA | Complete | None | NA
KINGSOLAR III | 718 | 2011-03-31 | 2011-03-31 07:00 | WITHDRAWN | 2012-04-17 07:00 | C04 | Generating Facility Type-1: Photovoltaic; Generating Facility Fuel-1: Solar; MWs MW-1: 20 | 20 |  |  |  | Energy Only |  | KINGS | CA | PGAE | Arco Sub 70 KV Bus | 2013-02-28 08:00 | 2014-06-01 07:00 | NA | Complete | None | NA
LAMBIE ENERGY CENTER | 719 | 2011-03-31 | 2011-03-31 07:00 | WITHDRAWN | 2011-12-29 00:06 | C04 | Generating Facility Type-1: Photovoltaic; Generating Facility Fuel-1: Solar; MWs MW-1: 3 | 3 |  |  |  | Full Capacity |  | SOLANO | CA | PGAE | Lambie Switching Station 230 KV | 2013-11-30 08:00 | 2013-11-30 08:00 | NA | None | None | NA
LONE TREE WIND | 721 | 2011-03-31 | 2011-03-31 07:00 | WITHDRAWN | 2012-02-22 08:00 | C04 | Generating Facility Type-1: Wind Turbine; Generating Facility Fuel-1: Wind Turbine; MWs MW-1: 299 | 299 |  |  |  | Full Capacity |  | ALAMEDA | CA | PGAE | Tesla - Westley 230 KV line | 2013-12-31 08:00 | 2013-12-31 08:00 | NA | None | None | NA
LOOP RANCH WIND | 722 | 2011-03-31 | 2011-03-31 07:00 | WITHDRAWN | 2012-01-03 19:34 | C04 | Generating Facility Type-1: Wind Turbine; Generating Facility Fuel-1: Wind Turbine; MWs MW-1: 299 | 299 |  |  |  | Full Capacity |  | KERN | CA | SCE | Windhub Substation 230kV | 2013-12-31 08:00 | 2013-12-31 08:00 | NA | None | None | NA
MADISON SOLAR | 724 | 2011-03-31 | 2011-03-31 07:00 | WITHDRAWN | 2012-02-23 08:00 | C04 | Generating Facility Type-1: Photovoltaic; Generating Facility Fuel-1: Solar; MWs MW-1: 500 | 500 |  |  |  | Full Capacity |  | KINGS | CA | PGAE | Gates 230 KV Bus | 2017-12-31 08:00 | 2017-12-31 08:00 | NA | None | None | NA
MAGNOLIA SOLAR FARM | 725 | 2011-03-31 | 2011-03-31 07:00 | WITHDRAWN | 2013-02-07 08:00 | C04 | Generating Facility Type-1: Photovoltaic; Generating Facility Fuel-1: Solar; MWs MW-1: 90 | 90 |  |  |  | Full Capacity |  | FRESNO | CA | PGAE | Hammond Sub 115 KV | 2014-07-01 07:00 | 2014-07-01 07:00 | NA | Complete | None | NA
MARICOPA CALIFORNIA SOLAR FARMS I | 726 | 2011-03-31 | 2011-03-31 07:00 | WITHDRAWN | 2012-04-02 07:00 | C04 | Generating Facility Type-1: Photovoltaic; Generating Facility Fuel-1: Solar; MWs MW-1: 150 | 150 |  |  |  | Full Capacity |  | KERN | CA | PGAE | Midway - Wheeler Ridge #1 and #2 230 kV | 2013-10-30 07:00 | 2015-10-20 07:00 | NA | None | None | NA
MARICOPA CALIFORNIA SOLAR FARMS II | 727 | 2011-03-31 | 2011-03-31 07:00 | WITHDRAWN | 2012-04-02 07:00 | C04 | Generating Facility Type-1: Photovoltaic; Generating Facility Fuel-1: Solar; MWs MW-1: 150 | 150 |  |  |  | Full Capacity |  | KERN | CA | PGAE | Midway - Wheeler Ridge #1 & #2 230 kV | 2013-10-30 07:00 | 2013-10-30 07:00 | NA | None | None | NA
MARTELLA SOLAR | 728 | 2011-03-31 | 2011-03-31 07:00 | WITHDRAWN | 2011-06-13 07:00 | C04 | Generating Facility Type-1: Photovoltaic; Generating Facility Fuel-1: Solar; MWs MW-1: 20 | 20 |  |  |  | Full Capacity |  | KINGS | CA | PGAE | 69 KV POI is at a designated google coordinates | 2013-03-01 08:00 | 2013-03-01 08:00 | NA | None | None | NA
MENDOTA SOLAR I | 729 | 2011-03-31 | 2011-03-31 07:00 | WITHDRAWN | 2012-04-17 07:00 | C04 | Generating Facility Type-1: Photovoltaic; Generating Facility Fuel-1: Solar; MWs MW-1: 75 | 75 |  |  |  | Full Capacity |  | FRESNO | CA | PGAE | Mendota Sub 115 KV Bus | 2013-10-01 07:00 | 2013-10-01 07:00 | NA | None | None | NA
MESA SOLAR | 730 | 2011-03-31 | 2011-03-31 07:00 | WITHDRAWN | 2012-04-18 19:41 | C04 | Generating Facility Type-1: Photovoltaic; Generating Facility Fuel-1: Solar; MWs MW-1: 500 | 500 |  |  |  | Full Capacity |  | RIVERSIDE | CA | SCE | Colorado River Substation 230kV | 2018-12-31 08:00 | 2018-12-31 08:00 | NA | Complete | None | NA
MIMOSA SOLAR FARM | 731 | 2011-03-31 | 2011-03-31 07:00 | WITHDRAWN | 2011-06-22 07:00 | C04 | Generating Facility Type-1: Photovoltaic; Generating Facility Fuel-1: Solar; MWs MW-1: 75 | 75 |  |  |  | Full Capacity |  | FRESNO | CA | PGAE | Kearney Sub 230 KV | 2014-07-01 07:00 | 2014-07-01 07:00 | NA | None | None | NA
MOJAVE VIEW SOLAR | 732 | 2011-03-31 | 2011-03-31 07:00 | WITHDRAWN | 2012-03-12 18:03 | C04 | Generating Facility Type-1: Photovoltaic; Generating Facility Fuel-1: Solar; MWs MW-1: 200 | 200 |  |  |  | Full Capacity |  | KERN | CA | SCE | Windhub Substation 230kV bus | 2013-12-31 08:00 | 2013-12-31 08:00 | NA | None | None | NA
MONTEREY WIND | 733 | 2011-03-31 | 2011-03-31 07:00 | WITHDRAWN | 2012-01-19 08:00 | C04 | Generating Facility Type-1: Wind Turbine; Generating Facility Fuel-1: Wind Turbine; MWs MW-1: 150 | 150 |  |  |  | Full Capacity |  | MONTEREY | CA | PGAE | Coburn Sub 230 KV | 2013-12-31 08:00 | 2013-12-31 08:00 | NA | None | None | NA
MONTEZUMA WETLANDS | 734 | 2011-03-31 | 2011-03-31 07:00 | WITHDRAWN | 2012-04-17 07:00 | C04 | Generating Facility Type-1: Wind Turbine; Generating Facility Fuel-1: Wind Turbine; MWs MW-1: 250 | 250 |  |  |  | Full Capacity |  | SOLANO | CA | PGAE | Birds Landing Substation 230 kV | 2012-11-01 07:00 | 2012-11-01 07:00 | NA | Complete | None | NA
MOUNT SIGNAL SOLAR FARM III | 735 | 2010-11-02 | 2011-03-31 07:00 | WITHDRAWN | 2011-12-21 21:25 | C04 | Generating Facility Type-1: Photovoltaic; Generating Facility Fuel-1: Solar; MWs MW-1: 200 | 200 |  |  |  | Full Capacity |  | IMPERIAL | CA | SDGE | Imperial Valley Substation 230kV | 2014-06-01 07:00 | 2014-06-01 07:00 | NA | None | None | NA
MULE MOUNTAIN SOLAR PROJECT | 736 | 2011-03-31 | 2011-03-31 07:00 | WITHDRAWN | 2012-03-22 14:42 | C04 | Generating Facility Type-1: Photovoltaic; Generating Facility Fuel-1: Solar; MWs MW-1: 150 | 150 |  |  |  | Full Capacity |  | RIVERSIDE | CA | SCE | Colorado River Substation 230kV bus | 2014-01-01 08:00 | 2014-01-01 08:00 | NA | Complete | None | NA
NAS NORTH ISLAND COGENERATION | 737 | 2011-03-31 | 2011-03-31 07:00 | WITHDRAWN | 2020-01-30 08:00 | C04 | Generating Facility Type-1: Combustion Turbine; Generating Facility Fuel-1: Natural Gas; MWs MW-1: 4.7 | 4.7 |  |  |  | Full Capacity |  | SAN DIEGO | CA | SDGE | North Island Metering Station 69 kV | 2011-12-01 08:00 | 2014-07-14 07:00 | NA | Complete | Complete | NA | Executed
OTAY MESA ENERGY CENTER UPGRADE | 739 | 2011-03-31 | 2011-03-31 07:00 | WITHDRAWN | 2012-03-22 14:20 | C04 | Generating Facility Type-1: Combined Cycle; Generating Facility Fuel-1: Natural Gas; MWs MW-1: 20 | 20 |  |  |  | Full Capacity |  | SAN DIEGO | CA | SDGE | Otay Mesa Substation | 2013-03-07 08:00 | 2013-03-07 08:00 | NA | Complete | None | NA
SANDY VALLEY PHASE I SEGS (FKA PAHRUMP VALLEY SEGS) | 740 | 2011-03-31 | 2011-03-31 07:00 | WITHDRAWN | 2013-05-08 07:00 | C04 | Generating Facility Type-1: Steam Turbine; Generating Facility Fuel-1: Solar; MWs MW-1: 270 | 270 |  |  |  | Full Capacity |  | CLARK | NV | VEA | Crazy Eyes Tap 230kV | 2015-09-30 07:00 | 2016-09-30 07:00 | NA | Complete | Complete | NA |  | None
PATHFINDER RENEWABLE WIND ENERGY | 741 | 2011-03-31 | 2011-03-31 07:00 | WITHDRAWN | 2012-04-18 17:34 | C04 | Generating Facility Type-1: Wind Turbine; Generating Facility Fuel-1: Wind Turbine; MWs MW-1: 3000 | 3000 |  |  |  | Full Capacity |  | PLATTE | WY | SCE | Eldorado Substation 500kV Bus | 2016-03-03 08:00 | 2020-01-01 08:00 | NA | Complete | None | NA
PLAINFIELD SOLAR | 742 | 2011-03-31 | 2011-03-31 07:00 | WITHDRAWN | 2011-06-13 07:00 | C04 | Generating Facility Type-1: Photovoltaic; Generating Facility Fuel-1: Solar; MWs MW-1: 20 | 20 |  |  |  | Full Capacity |  | YOLO | CA | PGAE | Line Tap to 69 KV - Plainfield | 2013-03-01 08:00 | 2013-03-01 08:00 | NA | None | None | NA
BOLTHOUSE SOLAR (FKA PUMPJACK SOLAR) | 743 | 2011-03-31 | 2011-03-31 07:00 | WITHDRAWN | 2012-04-17 07:00 | C04 | Generating Facility Type-1: Photovoltaic; Generating Facility Fuel-1: Solar; MWs MW-1: 100 | 100 |  |  |  | Full Capacity |  | KERN | CA | PGAE | Morrow Bay - Midway #1 & #2 230 KV | 2015-05-02 07:00 | 2015-05-02 07:00 | NA | None | None | NA
RE ALPINE | 745 | 2011-03-31 | 2011-03-31 07:00 | WITHDRAWN | 2011-06-20 07:00 | C04 | Generating Facility Type-1: Photovoltaic; Generating Facility Fuel-1: Solar; MWs MW-1: 20 | 20 |  |  |  | Full Capacity |  | FRESNO | CA | PGAE | Coalinga - Gates #1 70 KV | 2013-12-31 08:00 | 2013-12-31 08:00 | NA | None | None | NA
RE BLUE STAR | 747 | 2011-03-31 | 2011-03-31 07:00 | WITHDRAWN | 2012-03-20 07:00 | C04 | Generating Facility Type-1: Photovoltaic; Generating Facility Fuel-1: Solar; MWs MW-1: 20 | 20 |  |  |  | Full Capacity |  | KERN | CA | PGAE | Smyrna - Semitropic - Midway 115 KV | 2013-12-31 08:00 | 2013-12-31 08:00 | NA | None | None | NA
RE CANNON | 748 | 2011-03-31 | 2011-03-31 07:00 | WITHDRAWN | 2012-03-20 07:00 | C04 | Generating Facility Type-1: Photovoltaic; Generating Facility Fuel-1: Solar; MWs MW-1: 20 | 20 |  |  |  | Full Capacity |  | KERN | CA | PGAE | Smyrna - Semitropic - Midway 115 KV line | 2013-12-31 08:00 | 2013-12-31 08:00 | NA | None | None | NA
RE COBB | 749 | 2011-03-31 | 2011-03-31 07:00 | WITHDRAWN | 2012-03-20 07:00 | C04 | Generating Facility Type-1: Photovoltaic; Generating Facility Fuel-1: Solar; MWs MW-1: 5 | 5 |  |  |  | Full Capacity |  | KERN | CA | PGAE | Old River - Kern #1 70 KV | 2013-12-31 08:00 | 2013-12-31 08:00 | NA | None | None | NA
RE GOLDTOWN | 750 | 2011-03-31 | 2011-03-31 07:00 | WITHDRAWN | 2011-06-27 07:00 | C04 | Generating Facility Type-1: Photovoltaic; Generating Facility Fuel-1: Solar; MWs MW-1: 20 | 20 |  |  |  | Full Capacity |  | KERN | CA | SCE | Either Goldtown-Corum or Goldtown-Lancaster 66kV line on Holt St. | 2014-12-31 08:00 | 2014-12-31 08:00 | NA | None | None | NA
RE JAMESON | 751 | 2011-03-31 | 2011-03-31 07:00 | WITHDRAWN | 2013-03-20 07:00 | C04 | Generating Facility Type-1: Photovoltaic; Generating Facility Fuel-1: Solar; MWs MW-1: 5 | 5 |  |  |  | Full Capacity |  | FRESNO | CA | PGAE | Strout SW Station 70kV | 2013-12-31 08:00 | 2013-12-31 08:00 | NA | Complete | None | NA
RE LINCOLN | 752 | 2011-03-31 | 2011-03-31 07:00 | WITHDRAWN | 2014-07-17 07:00 | C04 | Generating Facility Type-1: Photovoltaic; Generating Facility Fuel-1: Solar; MWs MW-1: 12 | 12 |  |  |  | Full Capacity |  | KINGS | CA | PGAE | Guernsey - Henrietta 70 KV | 2013-12-31 08:00 | 2014-12-31 08:00 | NA | Complete | Complete | NA
RE MONTEREY | 753 | 2011-03-31 | 2011-03-31 07:00 | WITHDRAWN | 2012-03-20 07:00 | C04 | Generating Facility Type-1: Photovoltaic; Generating Facility Fuel-1: Solar; MWs MW-1: 3 | 3 |  |  |  | Full Capacity |  | FRESNO | CA | PGAE | Gates - Coalinga #1 70 KV | 2013-12-31 08:00 | 2013-12-31 08:00 | NA | None | None | NA
RE OASIS | 754 | 2011-03-31 | 2011-03-31 07:00 | WITHDRAWN | 2011-06-27 07:00 | C04 | Generating Facility Type-1: Photovoltaic; Generating Facility Fuel-1: Solar; MWs MW-1: 300 | 300 |  |  |  | Full Capacity |  | RIVERSIDE | CA | SCE | 220kV Red Bluff Substation | 2014-12-31 08:00 | 2014-12-31 08:00 | NA | None | None | NA
RE OIL CITY | 755 | 2011-03-31 | 2011-03-31 07:00 | WITHDRAWN | 2011-06-20 07:00 | C04 | Generating Facility Type-1: Photovoltaic; Generating Facility Fuel-1: Solar; MWs MW-1: 20 | 20 |  |  |  | Full Capacity |  | FRESNO | CA | PGAE | Gates - Coalinga #1 70 KV | 2013-12-31 08:00 | 2013-12-31 08:00 | NA | None | None | NA
RE PADRE | 756 | 2011-03-31 | 2011-03-31 07:00 | WITHDRAWN | 2012-02-28 08:00 | C04 | Generating Facility Type-1: Photovoltaic; Generating Facility Fuel-1: Solar; MWs MW-1: 60 | 60 |  |  |  | Full Capacity |  | SAN DIEGO | CA | SDGE | Borrego substation 69kV | 2013-12-31 08:00 | 2013-12-31 08:00 | NA | None | None | NA
RE PALMER | 757 | 2011-03-31 | 2011-03-31 07:00 | WITHDRAWN | 2011-06-20 07:00 | C04 | Generating Facility Type-1: Photovoltaic; Generating Facility Fuel-1: Solar; MWs MW-1: 20 | 20 |  |  |  | Full Capacity |  | FRESNO | CA | PGAE | Gates - Coalinga #1 70 KV | 2013-12-31 08:00 | 2013-12-31 08:00 | NA | None | None | NA
RE SOLEDAD | 758 | 2011-03-31 | 2011-03-31 07:00 | WITHDRAWN | 2011-06-27 07:00 | C04 | Generating Facility Type-1: Photovoltaic; Generating Facility Fuel-1: Solar; MWs MW-1: 19.98 | 19.98 |  |  |  | Full Capacity |  | KERN | CA | SCE | Goldtown-Corum or Goldtown-Lancaster 66kV line | 2014-12-31 08:00 | 2014-12-31 08:00 | NA | None | None | NA
RE TRACTOR | 759 | 2011-03-31 | 2011-03-31 07:00 | WITHDRAWN | 2011-06-20 07:00 | C04 | Generating Facility Type-1: Photovoltaic; Generating Facility Fuel-1: Solar; MWs MW-1: 20 | 20 |  |  |  | Full Capacity |  | FRESNO | CA | PGAE | Gates - Coalinga #1 70 KV | 2013-12-31 08:00 | 2013-12-31 08:00 | NA | None | None | NA
RE WILDWOOD | 760 | 2011-03-31 | 2011-03-31 07:00 | WITHDRAWN | 2012-03-20 07:00 | C04 | Generating Facility Type-1: Photovoltaic; Generating Facility Fuel-1: Solar; MWs MW-1: 20 | 20 |  |  |  | Full Capacity |  | KERN | CA | PGAE | Smyrna - Semitropic - Midway #1 115 KV | 2013-12-31 08:00 | 2013-12-31 08:00 | NA | None | None | NA
RE WILLOW SPRINGS | 761 | 2011-03-31 | 2011-03-31 07:00 | WITHDRAWN | 2011-06-27 07:00 | C04 | Generating Facility Type-1: Photovoltaic; Generating Facility Fuel-1: Solar; MWs MW-1: 20 | 20 |  |  |  | Full Capacity |  | KERN | CA | SCE | Cal Cement-Antelope 66kV line | 2014-12-31 08:00 | 2014-12-31 08:00 | NA | None | None | NA
SAGE SOLAR FARM | 762 | 2011-03-31 | 2011-03-31 07:00 | WITHDRAWN | 2013-05-03 07:00 | C04 | Generating Facility Type-1: Photovoltaic; Generating Facility Fuel-1: Solar; MWs MW-1: 70 | 70 |  |  |  | Full Capacity |  | CONTRA COSTA | CA | PGAE | Contra Costa-Delta SW Yard 230kV | 2014-07-01 07:00 | 2014-07-01 07:00 | NA | Complete | None | NA
SAN JOAQUIN 2B | 763 | 2011-03-31 | 2011-03-31 07:00 | WITHDRAWN | 2012-04-17 07:00 | C04 | Generating Facility Type-1: Photovoltaic; Generating Facility Fuel-1: Solar; MWs MW-1: 20 | 20 |  |  |  | Full Capacity |  | FRESNO | CA | PGAE | Stroud SW Sta 70 KV | 2013-12-01 08:00 | 2013-12-01 08:00 | NA | None | None | NA
SANTA CATARINA WIND | 764 | 2011-03-31 | 2011-03-31 07:00 | WITHDRAWN | 2012-03-13 15:47 | C04 | Generating Facility Type-1: Wind Turbine; Generating Facility Fuel-1: Wind Turbine; MWs MW-1: 508 | 508 |  |  |  | Full Capacity |  | ENSENADA | MX | SDGE | Imperial Valley Substation 500kV Bus | 2014-12-31 08:00 | 2014-12-31 08:00 | NA | None | None | NA
FRONTIER SOLAR II (FKA SCATEC WESTSIDE SOLAR RANCH II) | 765 | 2011-03-31 | 2011-03-31 07:00 | WITHDRAWN | 2013-04-26 07:00 | C04 | Generating Facility Type-1: Photovoltaic; Generating Facility Fuel-1: Solar; MWs MW-1: 30 | 30 |  |  |  | Full Capacity |  | STANISLAUS | CA | PGAE | Salado - Newman 60 KV | 2013-10-01 07:00 | 2013-10-01 07:00 | NA | Complete | Complete | NA
SILVERTREE GREENWORKS | 766 | 2011-03-31 | 2011-03-31 07:00 | WITHDRAWN | 2012-03-30 15:50 | C04 | Generating Facility Type-1: Photovoltaic; Generating Facility Fuel-1: Solar; MWs MW-1: 150 | 150 |  |  |  | Full Capacity |  | IMPERIAL | CA | SDGE | Imperial Valley Substation 230kV bus | 2014-12-31 08:00 | 2014-12-31 08:00 | NA | Complete | None | NA
SOLDIER FLAT | 767 | 2011-03-31 | 2011-03-31 07:00 | WITHDRAWN | 2012-02-23 16:17 | C04 | Generating Facility Type-1: Wind Turbine; Generating Facility Fuel-1: Wind Turbine; MWs MW-1: 400 | 400 |  |  |  | Full Capacity |  | KERN | CA | SCE | Highwind Substation 230kV bus | 2015-07-01 07:00 | 2015-07-01 07:00 | NA | None | None | NA
SUNCREST IMPERIAL SEGS | 770 | 2011-03-31 | 2011-03-31 07:00 | WITHDRAWN | 2012-02-16 08:00 | C04 | Generating Facility Type-1: Steam Turbine; Generating Facility Fuel-1: Solar; MWs MW-1: 1080 | 1080 |  |  |  | Full Capacity |  | IMPERIAL | CA | SDGE | ECO Sub 230kV | 2015-06-30 07:00 | 2015-06-30 07:00 | NA | None | None | NA
TA-EAST LANCASTER | 771 | 2011-03-31 | 2011-03-31 07:00 | WITHDRAWN | 2012-02-21 23:55 | C04 | Generating Facility Type-1: Photovoltaic; Generating Facility Fuel-1: Solar; MWs MW-1: 14 | 14 |  |  |  | Full Capacity |  | LOS ANGELES | CA | SCE | Plute-Lancaster 66kV line | 2012-03-03 08:00 | 2013-03-01 08:00 | NA | None | None | NA
TESLA SOLAR FARM | 772 | 2011-03-31 | 2011-03-31 07:00 | WITHDRAWN | 2012-02-23 08:00 | C04 | Generating Facility Type-1: Photovoltaic; Generating Facility Fuel-1: Solar; MWs MW-1: 100 | 100 |  |  |  | Full Capacity |  | SAN JOAQUIN | CA | PGAE | Stanislaus - Manteca #2 115 kV Line | 2014-06-01 07:00 | 2014-06-01 07:00 | NA | None | None | NA
THUNDERHILL SOLAR POWER UNIT 2 | 773 | 2011-03-31 | 2011-03-31 07:00 | WITHDRAWN | 2012-04-17 07:00 | C04 | Generating Facility Type-1: Photovoltaic; Generating Facility Fuel-1: Solar; MWs MW-1: 18 | 18 |  |  |  | Full Capacity |  | GLENN | CA | PGAE | Elk Creek 60 KV Tap | 2013-06-01 07:00 | 2013-06-01 07:00 | NA | None | None | NA
TUNGSTEN MOUNTAIN GEOTHERMAL PROJECT | 774 | 2011-03-31 | 2011-03-31 07:00 | WITHDRAWN | 2012-03-26 07:00 | C04 | Generating Facility Type-1: Steam Turbine; Generating Facility Fuel-1: Geothermal; MWs MW-1: 38 | 38 |  |  |  | Full Capacity |  | CHURCHILL | NV | SCE | Control Substation 115 kV bus | 2013-12-31 08:00 | 2013-12-31 08:00 | NA | Complete | None | NA
UTICA 25MW PV PROJECT | 776 | 2011-03-31 | 2011-03-31 07:00 | WITHDRAWN | 2012-01-26 08:00 | C04 | Generating Facility Type-1: Photovoltaic; Generating Facility Fuel-1: Solar; MWs MW-1: 25 | 25 |  |  |  | Full Capacity |  | KINGS | CA | PGAE | Tulare Lake - Arco 70 KV | 2014-12-31 08:00 | 2014-12-31 08:00 | NA | None | None | NA
WELLHEAD POWER KERN 3 | 777 | 2011-03-31 | 2011-03-31 07:00 | WITHDRAWN | 2011-06-10 07:00 | C04 | Generating Facility Type-1: Combustion Turbine; Generating Facility Fuel-1: Natural Gas; MWs MW-1: 400 | 400 |  |  |  | Full Capacity |  | KERN | CA | SCE | Pastoria-Magunden 230kV line | 2015-07-01 07:00 | 2015-07-01 07:00 | NA | None | None | NA
ZAMORA SOLAR | 780 | 2011-03-31 | 2011-03-31 07:00 | WITHDRAWN | 2012-03-26 07:00 | C04 | Generating Facility Type-1: Photovoltaic; Generating Facility Fuel-1: Solar; MWs MW-1: 30 | 30 |  |  |  | Full Capacity |  | YOLO | CA | PGAE | Woodland - Zamora - Rio Oso #2 115kV Bus | 2013-03-01 08:00 | 2013-03-01 08:00 | NA | None | None | NA
ZODIAC SOLAR | 781 | 2011-03-31 | 2011-03-31 07:00 | WITHDRAWN | 2015-08-06 07:00 | C04 | Generating Facility Type-1: Photovoltaic; Generating Facility Fuel-1: Solar; MWs MW-1: 0.1 | 0.1 |  |  |  | Full Capacity |  | SAN DIEGO | CA | SDGE | Barrett-Cameron 69kV line | 2014-12-31 08:00 | 2015-11-30 08:00 | NA | Complete | Complete | NA
CSED BARSTOW ROAD 100 MW PV GENERATING STATION | 782 | 2011-03-31 | 2011-03-31 07:00 | WITHDRAWN | 2012-04-27 15:16 | C04 | Generating Facility Type-1: Photovoltaic; Generating Facility Fuel-1: Solar; MWs MW-1: 100 | 100 |  |  |  | Full Capacity |  | SAN BERNARDINO | CA | SCE | Jasper Switching Station 220kV bus | 2014-06-01 07:00 | 2014-06-01 07:00 | NA | Complete | None | NA
DAGGETT SOLAR PROJECT | 783 | 2011-03-31 | 2011-03-31 07:00 | WITHDRAWN | 2012-04-11 16:42 | C04 | Generating Facility Type-1: Photovoltaic; Generating Facility Fuel-1: Solar; MWs MW-1: 200 | 200 |  |  |  | Full Capacity |  | SAN BERNARDINO | CA | SCE | Cool Water Substation 115kV | 2014-06-01 07:00 | 2018-06-01 07:00 | NA | Complete | None | NA
GWF TRACY SOLAR | 784 | 2011-03-31 | 2011-03-31 07:00 | WITHDRAWN | 2012-04-20 15:58 | C04 | Generating Facility Type-1: Photovoltaic; Generating Facility Fuel-1: Solar; MWs MW-1: 50 | 50 |  |  |  | Full Capacity |  | SAN JOAQUIN | CA | PGAE | Schulte sub 115 KV | 2014-06-02 07:00 | 2014-06-02 07:00 | NA | Complete | None | NA
HIGH DESERT SOLAR | 785 | 2011-03-31 | 2011-03-31 07:00 | WITHDRAWN | 2012-03-12 18:03 | C04 | Generating Facility Type-1: Photovoltaic; Generating Facility Fuel-1: Solar; MWs MW-1: 16 | 16 |  |  |  | Full Capacity |  | KERN | CA | SCE | Silver Queen-Goldtown 69kV line | 2013-01-05 08:00 | 2013-01-05 08:00 | NA | None | None | NA
HIGHWAY 58 SOLAR ENERGY PROJECT | 786 | 2011-03-31 | 2011-03-31 07:00 | WITHDRAWN | 2012-02-29 08:00 | C04 | Generating Facility Type-1: Photovoltaic; Generating Facility Fuel-1: Solar; MWs MW-1: 80 | 80 |  |  |  | Full Capacity |  | KERN | CA | SCE | Windhub Substation 66kV | 2014-12-01 08:00 | 2014-12-01 08:00 | NA | None | None | NA
REDDY I | 787 | 2011-03-31 | 2011-03-31 07:00 | WITHDRAWN | 2012-04-17 07:00 | C04 | Generating Facility Type-1: Photovoltaic; Generating Facility Fuel-1: Solar; MWs MW-1: 8 | 8 |  |  |  | Full Capacity |  | KERN | CA | PGAE | Arco-Carneras 70 kV Line | 2014-10-07 07:00 | 2015-01-01 08:00 | NA | None | None | NA
ROYAL SOLAR PROJECT | 788 | 2011-03-31 | 2011-03-31 07:00 | WITHDRAWN | 2012-04-12 14:17 | C04 | Generating Facility Type-1: Photovoltaic; Generating Facility Fuel-1: Solar; MWs MW-1: 100 | 100 |  |  |  | Full Capacity |  | LOS ANGELES | CA | SCE | Antelope Substation 66kV bus | 2014-06-01 07:00 | 2018-06-01 07:00 | NA | Complete | None | NA
SUNSHINE 3 | 790 | 2011-03-31 | 2011-03-31 07:00 | WITHDRAWN | 2012-02-22 16:03 | C04 | Generating Facility Type-1: Photovoltaic; Generating Facility Fuel-1: Solar; MWs MW-1: 45 | 45 |  |  |  | Full Capacity |  | KERN | CA | SCE | Antelope-Rosamond 66kV line | 2014-06-01 07:00 | 2014-06-01 07:00 | NA | None | None | NA
WILDFLOWER GREEN ENERGY FARM- SOLAR | 791 | 2011-03-31 | 2011-03-31 07:00 | WITHDRAWN | 2012-03-12 18:05 | C04 | Generating Facility Type-1: Photovoltaic; Generating Facility Fuel-1: Solar; MWs MW-1: 150 | 150 |  |  |  | Full Capacity |  | LOS ANGELES | CA | SCE | Antelope Substation 220kV Bus | 2013-07-31 07:00 | 2013-07-31 07:00 | NA | None | None | NA
SILURIAN VALLEY WIND | 792 | 2011-03-31 | 2011-03-31 07:00 | WITHDRAWN | 2012-04-13 22:32 | C04 | Generating Facility Type-1: Wind Turbine; Generating Facility Fuel-1: Wind Turbine; MWs MW-1: 200 | 200 |  |  |  | Full Capacity |  | SAN BERNARDINO | CA | SCE | Ivanpah Substation 220kV bus | 2014-09-01 07:00 | 2015-12-15 08:00 | NA | Complete | None | NA
TCA SOLAR GOLDTOWN | 793 | 2011-03-31 | 2011-03-31 07:00 | WITHDRAWN | 2012-03-26 16:26 | C04 | Generating Facility Type-1: Photovoltaic; Generating Facility Fuel-1: Solar; MWs MW-1: 75 | 75 |  |  |  | Full Capacity |  | KERN | CA | SCE | Goldtown Substation 66kV Bus | 2013-04-01 07:00 | 2015-12-31 08:00 | NA | Complete | None | NA
TIERRA DEL SOL SOLAR FARM | 794 | 2011-03-30 | 2011-03-31 07:00 | WITHDRAWN | 2015-02-19 08:00 | C04 | Generating Facility Type-1: Photovoltaic; Generating Facility Fuel-1: Solar; MWs MW-1: 45 | 45 |  |  |  | Full Capacity |  | SAN DIEGO | CA | SDGE | Boulevard East Substation 138kV | 2015-04-30 07:00 | 2016-05-31 07:00 | NA | Complete | Complete | NA
HOLLY RANCH | 797 | 2011-03-31 | 2011-03-31 07:00 | WITHDRAWN | 2014-04-14 07:00 | C04 | Generating Facility Type-1: Photovoltaic; Generating Facility Fuel-1: Solar; MWs MW-1: 0.5 | 0.5 |  |  |  | Full Capacity |  | RIVERSIDE | CA | SCE | Red Bluff Substation 230kV | 2014-12-31 08:00 | 2014-12-31 08:00 | NA | Complete | Complete | NA
SP BLYTHE 1 | 798 | 2010-12-15 | 2011-03-31 07:00 | WITHDRAWN | 2016-11-09 08:00 | C04 | Generating Facility Type-1: Photovoltaic; Generating Facility Fuel-1: Solar; MWs MW-1: 221 | 221 |  |  |  | Energy Only |  | RIVERSIDE | CA | SCE | Colorado River Substation 230kV | 2014-12-31 08:00 | 2018-09-30 07:00 | NA | Complete | Complete | NA |  | IC Request
ASPIRATION SOLAR D | 799 | 2011-03-31 | 2011-03-31 07:00 | WITHDRAWN | 2016-07-28 07:00 | C04 | Generating Facility Type-1: Photovoltaic; Generating Facility Fuel-1: Solar; MWs MW-1: 0.1 | 0.1 |  |  |  | Full Capacity |  | FRESNO | CA | PGAE | Mendota-San Joaquin-Helm 70kV | 2014-12-31 08:00 | 2015-11-30 08:00 | NA | Complete | Complete | NA |  | None
ASPIRATION SOLAR E | 800 | 2011-03-31 | 2011-03-31 07:00 | WITHDRAWN | 2016-07-28 07:00 | C04 | Generating Facility Type-1: Photovoltaic; Generating Facility Fuel-1: Solar; MWs MW-1: 0.1 | 0.1 |  |  |  | Full Capacity |  | FRESNO | CA | PGAE | Mendota-San Joaquin-Helm 70kV | 2014-12-31 08:00 | 2015-11-30 08:00 | NA | Complete | Complete | NA |  | None
BUTTE SOLAR | 801 | 2011-03-31 | 2011-03-31 07:00 | WITHDRAWN | 2011-06-30 07:00 | C04 | Generating Facility Type-1: Photovoltaic; Generating Facility Fuel-1: Solar; MWs MW-1: 75 | 75 |  |  |  | Full Capacity |  | BUTTE | CA | PGAE | Butte-Table Mountain 115kV No. 2 | 2014-02-28 08:00 | 2014-02-28 08:00 | NA | None | None | NA
CANDLEWOOD WIND | 802 | 2011-03-31 | 2011-03-31 07:00 | WITHDRAWN | 2011-06-23 07:00 | C03 | Generating Facility Type-1: Wind Turbine; Generating Facility Fuel-1: Wind Turbine; MWs MW-1: 150 | 150 |  |  |  | Energy Only |  | IMPERIAL | CA | SDGE | 500kV at Ocotillo Express | 2013-12-31 08:00 | 2013-12-31 08:00 | NA | None | None | NA
CENTRAL VALLEY I SEGS | 803 | 2011-03-31 | 2011-03-31 07:00 | WITHDRAWN | 2012-03-30 14:47 | C04 | Generating Facility Type-1: Steam Turbine; Generating Facility Fuel-1: Solar; MWs MW-1: 1080 | 1080 |  |  |  | Full Capacity |  | KERN | CA | PGAE | Midway - Wheeler Ridge #1 & #2 230 kV | 2015-06-30 07:00 | 2015-06-30 07:00 | NA | None | None | NA
CENTRAL VALLEY II SEGS | 804 | 2011-03-31 | 2011-03-31 07:00 | WITHDRAWN | 2012-03-30 21:30 | C04 | Generating Facility Type-1: Steam Turbine; Generating Facility Fuel-1: Solar; MWs MW-1: 540 | 540 |  |  |  | Full Capacity |  | KERN | CA | PGAE | Arco Substation 230 KV bus | 2015-06-30 07:00 | 2015-12-01 08:00 | NA | None | None | NA
CITIZEN SOLAR C | 805 | 2011-03-31 | 2011-03-31 07:00 | WITHDRAWN | 2016-07-28 07:00 | C04 | Generating Facility Type-1: Photovoltaic; Generating Facility Fuel-1: Solar; MWs MW-1: 0.1 | 0.1 |  |  |  | Full Capacity |  | FRESNO | CA | PGAE | Mendota-San Joaquin-Helm 69K | 2014-12-31 08:00 | 2015-11-30 08:00 | NA | Complete | Complete | NA |  | None
CITIZEN SOLAR D | 806 | 2011-03-31 | 2011-03-31 07:00 | WITHDRAWN | 2016-07-28 07:00 | C04 | Generating Facility Type-1: Photovoltaic; Generating Facility Fuel-1: Solar; MWs MW-1: 0.1 | 0.1 |  |  |  | Full Capacity |  | FRESNO | CA | PGAE | Mendota-San Joaquin-Helm 70 KV | 2014-12-31 08:00 | 2015-11-30 08:00 | NA | Complete | Complete | NA |  | None
CVH POWER I | 807 | 2011-03-29 | 2011-03-31 07:00 | WITHDRAWN | 2012-04-26 16:08 | C04 | Generating Facility Type-1: Photovoltaic; Generating Facility Fuel-1: Solar; MWs MW-1: 300 | 300 |  |  |  | Full Capacity |  | MARICOPA | AZ | SCE | Harquahala Substation 500kV | 2014-09-15 07:00 | 2014-09-15 07:00 | NA | None | None | NA
CVH POWER II | 808 | 2011-03-29 | 2011-03-31 07:00 | WITHDRAWN | 2011-08-05 23:02 | C04 | Generating Facility Type-1: Photovoltaic; Generating Facility Fuel-1: Solar; MWs MW-1: 700 | 700 |  |  |  | Full Capacity |  | MARICOPA | AZ | SCE | Harquahala Substation 500kV | 2014-09-15 07:00 | 2014-09-15 07:00 | NA | None | None | NA
ELEVATION SOLAR C | 809 | 2011-03-31 | 2011-03-31 07:00 | WITHDRAWN | 2016-07-28 07:00 | C04 | Generating Facility Type-1: Photovoltaic; Generating Facility Fuel-1: Solar; MWs MW-1: 0.1 | 0.1 |  |  |  | Full Capacity |  | FRESNO | CA | PGAE | Stroud switching station 70kV | 2014-12-31 08:00 | 2017-05-30 07:00 | NA | Complete | Complete | NA |  | None
FRESNO SOLAR | 810 | 2011-03-31 | 2011-03-31 07:00 | WITHDRAWN | 2012-03-30 22:44 | C04 | Generating Facility Type-1: Photovoltaic; Generating Facility Fuel-1: Solar; MWs MW-1: 100 | 100 |  |  |  | Full Capacity |  | FRESNO | CA | PGAE | Gates-McCall 230kV | 2014-02-28 08:00 | 2014-02-28 08:00 | NA | None | None | NA
GRAHAM SOLAR FARM I EXPANSION | 811 | 2011-03-31 | 2011-03-31 07:00 | WITHDRAWN | 2012-04-17 07:00 | C04 | Generating Facility Type-1: Photovoltaic; Generating Facility Fuel-1: Solar; MWs MW-1: 20 | 20 |  |  |  | Full Capacity |  | FRESNO | CA | PGAE | Schindler Substation 115 KV Bus | 2013-06-30 07:00 | 2013-12-25 08:00 | NA | Complete | None | NA
GRAHAM SOLAR FARM II | 812 | 2011-03-31 | 2011-03-31 07:00 | WITHDRAWN | 2012-04-17 07:00 | C04 | Generating Facility Type-1: Photovoltaic; Generating Facility Fuel-1: Solar; MWs MW-1: 20 | 20 |  |  |  | Full Capacity |  | FRESNO | CA | PGAE | Schindler Substation 115 KV Bus | 2013-06-30 07:00 | 2013-12-25 08:00 | NA | Complete | None | NA
GRAHAM SOLAR FARM II EXPANSION | 813 | 2011-03-31 | 2011-03-31 07:00 | WITHDRAWN | 2012-04-17 07:00 | C04 | Generating Facility Type-1: Photovoltaic; Generating Facility Fuel-1: Solar; MWs MW-1: 20 | 20 |  |  |  | Full Capacity |  | FRESNO | CA | PGAE | Schindler Substation 115 KV Bus | 2013-06-30 07:00 | 2013-12-25 08:00 | NA | Complete | None | NA
INSPIRATION SOLAR C | 814 | 2011-03-31 | 2011-03-31 07:00 | WITHDRAWN | 2016-07-28 07:00 | C04 | Generating Facility Type-1: Photovoltaic; Generating Facility Fuel-1: Solar; MWs MW-1: 0.1 | 0.1 |  |  |  | Full Capacity |  | FRESNO | CA | PGAE | Stroud switching station 70kV | 2014-12-31 08:00 | 2017-05-30 07:00 | NA | Complete | Complete | NA |  | None
INSPIRATION SOLAR E | 815 | 2011-03-31 | 2011-03-31 07:00 | WITHDRAWN | 2016-07-28 07:00 | C04 | Generating Facility Type-1: Photovoltaic; Generating Facility Fuel-1: Solar; MWs MW-1: 0.1 | 0.1 |  |  |  | Full Capacity |  | FRESNO | CA | PGAE | Stroud switching station 70kV | 2014-12-31 08:00 | 2017-05-30 07:00 | NA | Complete | Complete | NA |  | None
INSPIRATION SOLAR F | 816 | 2011-03-31 | 2011-03-31 07:00 | WITHDRAWN | 2016-07-28 07:00 | C04 | Generating Facility Type-1: Photovoltaic; Generating Facility Fuel-1: Solar; MWs MW-1: 0.1 | 0.1 |  |  |  | Full Capacity |  | FRESNO | CA | PGAE | Stroud switching station 70kV | 2014-12-31 08:00 | 2017-05-30 07:00 | NA | Complete | Complete | NA |  | None
JERSEY AVE 20 MW SOLAR PROJECT | 817 | 2011-03-31 | 2011-03-31 07:00 | WITHDRAWN | 2012-02-28 08:00 | C04 | Generating Facility Type-1: Photovoltaic; Generating Facility Fuel-1: Solar; MWs MW-1: 20 | 20 |  |  |  | Full Capacity |  | TULARE | CA | PGAE | Henrietta-GWF 115kV | 2012-06-30 07:00 | 2012-06-30 07:00 | NA | None | None | NA
LE GRAND CA 20 MW SOLAR PROJECT | 818 | 2011-03-31 | 2011-03-31 07:00 | WITHDRAWN | 2012-03-30 15:05 | C04 | Generating Facility Type-1: Photovoltaic; Generating Facility Fuel-1: Solar; MWs MW-1: 20 | 20 |  |  |  | Full Capacity |  | MERCED | CA | PGAE | Le Grand 115 KV | 2013-06-30 07:00 | 2013-06-30 07:00 | NA | None | None | NA
WESTLANDS LEMOORE SOLAR | 819 | 2011-03-31 | 2011-03-31 07:00 | WITHDRAWN | 2012-03-12 07:00 | C04 | Generating Facility Type-1: Photovoltaic; Generating Facility Fuel-1: Solar; MWs MW-1: 250 | 250 |  |  |  | Full Capacity |  | KINGS | CA | PGAE | Gates Substation 500 KV | 2014-12-31 08:00 | 2014-12-31 08:00 | NA | None | None | NA
LIBERTY SOLAR | 820 | 2011-03-31 | 2011-03-31 07:00 | WITHDRAWN | 2016-07-29 07:00 | C04 | Generating Facility Type-1: Photovoltaic; Generating Facility Fuel-1: Solar; MWs MW-1: 0.1 | 0.1 |  |  |  | Full Capacity |  | FRESNO | CA | PGAE | Mendota Sub 115KV Bus | 2014-12-31 08:00 | 2016-12-31 08:00 | NA | Complete | Complete | NA |  | None
MADERA SOLAR | 821 | 2011-03-31 | 2011-03-31 07:00 | WITHDRAWN | 2012-03-29 07:00 | C04 | Generating Facility Type-1: Photovoltaic; Generating Facility Fuel-1: Solar; MWs MW-1: 60 | 60 |  |  |  | Full Capacity |  | MADERA | CA | PGAE | Borden Sub 70 KV Bus | 2014-02-28 08:00 | 2014-02-28 08:00 | NA | None | None | NA
WESTSIDE RENEWAL PV PROJECT | 822 | 2011-03-31 | 2011-03-31 07:00 | WITHDRAWN | 2012-03-29 07:00 | C04 | Generating Facility Type-1: Photovoltaic; Generating Facility Fuel-1: Solar; MWs MW-1: 110 | 110 |  |  |  | Full Capacity |  | KINGS | CA | PGAE | Gates - Midway 230 KV | 2014-02-28 08:00 | 2014-02-28 08:00 | NA | None | None | NA
NORTH VALLEY SOLAR | 823 | 2011-03-31 | 2011-03-31 07:00 | WITHDRAWN | 2016-07-28 07:00 | C04 | Generating Facility Type-1: Photovoltaic; Generating Facility Fuel-1: Solar; MWs MW-1: 0.1 | 0.1 |  |  |  | Full Capacity |  | FRESNO | CA | PGAE | Oro Loma - Panoche 115 KV | 2014-12-31 08:00 | 2017-05-30 07:00 | NA | Complete | Complete | NA |  | None
PATRIOT SOLAR A | 824 | 2011-03-31 | 2011-03-31 07:00 | WITHDRAWN | 2016-08-09 07:00 | C04 | Generating Facility Type-1: Photovoltaic; Generating Facility Fuel-1: Solar; MWs MW-1: 20 | 20 |  |  |  | Energy Only |  | FRESNO | CA | PGAE | Mendota Sub 115 KV Bus | 2014-12-31 08:00 | 2018-03-31 07:00 | NA | Complete | Complete | NA |  | None
PATRIOT SOLAR B | 825 | 2011-03-31 | 2011-03-31 07:00 | WITHDRAWN | 2016-08-09 07:00 | C04 | Generating Facility Type-1: Photovoltaic; Generating Facility Fuel-1: Solar; MWs MW-1: 20 | 20 |  |  |  | Energy Only |  | FRESNO | CA | PGAE | Mendota Sub 115 KV Bus | 2014-12-31 08:00 | 2018-03-31 07:00 | NA | Complete | Complete | NA |  | None
ORION SOLAR KERN COUNTY 3 | 826 | 2011-03-31 | 2011-03-31 07:00 | WITHDRAWN | 2011-06-30 07:00 | C04 | Generating Facility Type-1: Photovoltaic; Generating Facility Fuel-1: Solar; MWs MW-1: 20 | 20 |  |  |  | Full Capacity |  | KERN | CA | PGAE | Westfield Sub 70 KV | 2013-12-31 08:00 | 2013-12-31 08:00 | NA | None | None | NA
SAN JOAQUIN SOLAR | 827 | 2011-03-31 | 2011-03-31 07:00 | WITHDRAWN | 2012-03-30 22:23 | C04 | Generating Facility Type-1: Photovoltaic; Generating Facility Fuel-1: Solar; MWs MW-1: 100 | 100 |  |  |  | Full Capacity |  | SAN JOAQUIN | CA | PGAE | Bellota - Tesla #2 230 KV | 2014-02-28 08:00 | 2014-02-28 08:00 | NA | None | None | NA
SEMITROPIC SOLAR | 828 | 2011-03-31 | 2011-03-31 07:00 | WITHDRAWN | 2012-04-17 07:00 | C04 | Generating Facility Type-1: Photovoltaic; Generating Facility Fuel-1: Solar; MWs MW-1: 50 | 50 |  |  |  | Full Capacity |  | KERN | CA | PGAE | Smyrna Sub 115 KV Bus | 2014-04-30 07:00 | 2014-04-30 07:00 | NA | None | None | NA
SOLANO SOLAR | 830 | 2011-03-31 | 2011-03-31 07:00 | WITHDRAWN | 2012-03-26 07:00 | C04 | Generating Facility Type-1: Photovoltaic; Generating Facility Fuel-1: Solar; MWs MW-1: 80 | 80 |  |  |  | Full Capacity |  | SOLANO | CA | PGAE | Vaca - Dixon Sub 115 KV Bus | 2014-02-28 08:00 | 2014-02-28 08:00 | NA | None | None | NA
SONORAN WEST I SEGS | 831 | 2011-03-31 | 2011-03-31 07:00 | WITHDRAWN | 2013-05-08 07:00 | C04 | Generating Facility Type-1: Steam Turbine; Generating Facility Fuel-1: Solar; MWs MW-1: 270 | 270 |  |  |  | Full Capacity |  | RIVERSIDE | CA | SCE | Colorado River Substation 230kV | 2016-01-01 08:00 | 2016-10-31 07:00 | NA | Complete | Complete | NA
STANISLAUS SOLAR | 832 | 2011-03-31 | 2011-03-31 07:00 | WITHDRAWN | 2011-07-08 14:58 | C04 | Generating Facility Type-1: Photovoltaic; Generating Facility Fuel-1: Solar; MWs MW-1: 75 | 75 |  |  |  | Full Capacity |  | STANISLAUS | CA | PGAE | Tesla - Miller 115 KV | 2014-02-28 08:00 | 2014-02-28 08:00 | NA | None | None | NA
WARTHAN CREEK SOLAR PROJECT | 833 | 2011-03-31 | 2011-03-31 07:00 | WITHDRAWN | 2012-03-30 15:24 | C04 | Generating Facility Type-1: Photovoltaic; Generating Facility Fuel-1: Solar; MWs MW-1: 20 | 20 |  |  |  | Full Capacity |  | FRESNO | CA | PGAE | Coalinga 70 KV | 2013-12-01 08:00 | 2013-12-01 08:00 | NA | None | None | NA
WELLHEAD POWER KERN 1 | 834 | 2011-03-31 | 2011-03-31 07:00 | WITHDRAWN | 2012-04-13 22:29 | C04 | Generating Facility Type-1: Combustion Turbine; Generating Facility Fuel-1: Natural Gas; MWs MW-1: 49 | 49 |  |  |  | Full Capacity |  | KERN | CA | SCE | Gorman-Kern River 66kV line | 2013-06-01 07:00 | 2013-06-01 07:00 | NA | Complete | None | NA
WSP 3 | 835 | 2011-03-31 | 2011-03-31 07:00 | WITHDRAWN | 2012-03-07 08:00 | C04 | Generating Facility Type-1: Photovoltaic; Generating Facility Fuel-1: Solar; MWs MW-1: 800 | 800 |  |  |  | Full Capacity |  | KINGS | CA | PGAE | Gates Sub 500 KV Bus | 2018-02-01 08:00 | 2018-02-01 08:00 | NA | None | None | NA
AREVA SOLAR AZ I | 836 | 2011-03-31 | 2011-03-31 07:00 | WITHDRAWN | 2012-03-26 07:00 | C04 | Generating Facility Type-1: Steam Turbine; Generating Facility Fuel-1: Solar; MWs MW-1: 150 | 150 |  |  |  | Full Capacity |  | YUMA | AZ | SDGE | North Gila Substation 500 kV | 2015-12-01 08:00 | 2015-12-01 08:00 | NA | Complete | None | NA
JACUMBA II SOLAR FARM | 837 | 2011-03-31 | 2011-03-31 07:00 | WITHDRAWN | 2013-05-08 07:00 | C04 | Generating Facility Type-1: Photovoltaic; Generating Facility Fuel-1: Solar; MWs MW-1: 20 | 20 |  |  |  | Full Capacity |  | SAN DIEGO | CA | SDGE | East County (ECO) Substation 138kV | 2013-05-01 07:00 | 2016-02-01 08:00 | NA | Complete | None | NA
DESERT HARVEST SOLAR FARM | 839 | 2011-03-31 | 2011-03-31 07:00 | WITHDRAWN | 2012-03-28 16:50 | C04 | Generating Facility Type-1: Photovoltaic; Generating Facility Fuel-1: Solar; MWs MW-1: 100 | 100 |  |  |  | Full Capacity |  | IMPERIAL | CA | SCE | Colorado River Substation 230kV bus | 2015-11-30 08:00 | 2015-11-30 08:00 | NA | Complete | None | NA
DESERT QUARTZITE SOLAR | 840 | 2011-03-31 | 2011-03-31 07:00 | WITHDRAWN | 2012-03-22 16:16 | C04 | Generating Facility Type-1: Photovoltaic; Generating Facility Fuel-1: Solar; MWs MW-1: 300 | 300 |  |  |  | Full Capacity |  | RIVERSIDE | CA | SCE | Colorado River Substation 230kV bus | 2015-12-31 08:00 | 2015-12-31 08:00 | NA | Complete | None | NA
HYDER SOLAR ENERGY PROJECT | 841 | 2011-03-31 | 2011-03-31 07:00 | WITHDRAWN | 2012-03-30 15:31 | C04 | Generating Facility Type-1: Steam Turbine; Generating Facility Fuel-1: Solar; MWs MW-1: 250 | 250 |  |  |  | Full Capacity |  | YUMA | AZ | SDGE | Hassayampa-North Gila 500kV | 2014-09-01 07:00 | 2014-09-01 07:00 | NA | Complete | None | NA
JASPER SEGS (FKA SONORAN WEST II) | 842 | 2011-03-31 | 2011-03-31 07:00 | WITHDRAWN | 2012-03-30 21:29 | C04 | Generating Facility Type-1: Steam Turbine; Generating Facility Fuel-1: Solar; MWs MW-1: 540 | 540 |  |  |  | Full Capacity |  | SAN BERNARDINO | CA | SCE | Jasper Substation 220kV | 2016-01-01 08:00 | 2016-10-31 07:00 | NA | Complete | None | NA
OAK CREEK SOLAR I | 843 | 2011-03-31 | 2011-03-31 07:00 | WITHDRAWN | 2012-03-26 23:09 | C04 | Generating Facility Type-1: Photovoltaic; Generating Facility Fuel-1: Solar; MWs MW-1: 35.3 | 35.3 |  |  |  | Full Capacity |  | KERN | CA | SCE | 66kV Windhub Substation | 2014-11-30 08:00 | 2013-12-01 08:00 | NA | Complete | None | NA
RE JUNIPER | 844 | 2011-03-31 | 2011-03-31 07:00 | WITHDRAWN | 2011-06-27 07:00 | C04 | Generating Facility Type-1: Photovoltaic; Generating Facility Fuel-1: Solar; MWs MW-1: 20 | 20 |  |  |  | Full Capacity |  | KERN | CA | SCE | Cal Cement-Antelope 66kV line | 2014-12-31 08:00 | 2014-12-31 08:00 | NA | None | None | NA
SIERRA VIEW SOLAR III | 845 | 2011-03-31 | 2011-03-31 07:00 | WITHDRAWN | 2012-03-23 21:08 | C04 | Generating Facility Type-1: Photovoltaic; Generating Facility Fuel-1: Solar; MWs MW-1: 15 | 15 |  |  |  | Full Capacity |  | KERN | CA | SCE | Corum-Goldtown 69kV line | 2015-09-15 07:00 | 2015-09-15 07:00 | NA | None | None | NA
SOLAR FOUR | 846 | 2011-03-31 | 2011-03-31 07:00 | WITHDRAWN | 2012-04-12 22:00 | C04 | Generating Facility Type-1: Photovoltaic; Generating Facility Fuel-1: Solar; MWs MW-1: 510 | 510 |  |  |  | Full Capacity |  | IMPERIAL | CA | SDGE | Imperial Valley 230-kV Substation | 2017-04-30 07:00 | 2017-04-30 07:00 | NA | None | None | NA
SUN HILL RANCH SOLAR 1 | 847 | 2011-03-31 | 2011-03-31 07:00 | WITHDRAWN | 2012-04-02 15:28 | C04 | Generating Facility Type-1: Photovoltaic; Generating Facility Fuel-1: Solar; MWs MW-1: 20 | 20 |  |  |  | Full Capacity |  | SAN BERNARDINO | CA | SCE | Kramer-Victor 115kV line | 2013-06-30 07:00 | 2016-01-01 08:00 | NA | Complete | None | NA
VALLE DEL SOL | 848 | 2011-03-31 | 2011-03-31 07:00 | WITHDRAWN | 2012-04-04 17:36 | C04 | Generating Facility Type-1: Photovoltaic; Generating Facility Fuel-1: Solar; MWs MW-1: 20 | 20 |  |  |  | Full Capacity |  | IMPERIAL | CA | SDGE | Imperial Valley Substation 12kV Bus | 2013-12-01 08:00 | 2013-12-01 08:00 | NA | Complete | None | NA
WILLOW SOLAR | 849 | 2011-03-31 | 2011-03-31 07:00 | WITHDRAWN | 2012-04-03 16:03 | C04 | Generating Facility Type-1: Photovoltaic; Generating Facility Fuel-1: Solar; MWs MW-1: 100 | 100 |  |  |  | Full Capacity |  | KERN | CA | SCE | Whirlwind Substation 230kV | 2016-12-31 08:00 | 2016-12-31 08:00 | NA | Complete | None | NA
CHALLENGER | 850 | 2011-03-31 | 2011-03-31 07:00 | WITHDRAWN | 2012-04-26 15:52 | C04 | Generating Facility Type-1: Photovoltaic; Generating Facility Fuel-1: Solar; MWs MW-1: 25 | 25 |  |  |  | Full Capacity |  | LOS ANGELES | CA | SCE | Redman-Lancaster 66kV line | 2014-12-31 08:00 | 2014-12-31 08:00 | NA | None | None | NA
COYOTE CANYON | 851 | 2011-03-30 | 2011-03-31 07:00 | WITHDRAWN | 2012-03-06 08:00 | C04 | Generating Facility Type-1: Steam Turbine; Generating Facility Fuel-1: Geothermal; MWs MW-1: 70 | 70 |  |  |  | Full Capacity |  | CHURCHILL | NV | SCE | Control Substation 115kV | 2013-08-01 07:00 | 2013-08-01 07:00 | NA | None | None | NA
FAVORITO | 852 | 2011-03-31 | 2011-03-31 07:00 | WITHDRAWN | 2012-04-26 16:16 | C04 | Generating Facility Type-1: Photovoltaic; Generating Facility Fuel-1: Solar; MWs MW-1: 25 | 25 |  |  |  | Full Capacity |  | KERN | CA | SCE | Rosamond-Cal Cement 66kV line | 2014-06-30 07:00 | 2014-06-30 07:00 | NA | None | None | NA
MONOLITH 20 MW (FKA WDAT-BREEZE) | 853 | 2011-03-31 | 2011-03-31 07:00 | WITHDRAWN | 2012-04-13 22:28 | C04 | Generating Facility Type-1: Photovoltaic; Generating Facility Fuel-1: Solar; MWs MW-1: 20 | 20 |  |  |  | Full Capacity |  | KERN | CA | SCE | Monolith Substation 66kV | 2013-10-01 07:00 | 2014-12-31 08:00 | NA | Complete | None | NA
MURPHY 1 | 854 | 2011-03-31 | 2011-03-31 07:00 | WITHDRAWN | 2012-04-13 22:28 | C04 | Generating Facility Type-1: Photovoltaic; Generating Facility Fuel-1: Solar; MWs MW-1: 37 | 37 |  |  |  | Full Capacity |  | RIVERSIDE | CA | SCE | Blythe Substation 161kV bus | 2014-06-23 07:00 | 2015-01-01 08:00 | NA | Complete | None | NA
TULARE SOLAR | 857 | 2011-03-31 | 2011-03-31 07:00 | WITHDRAWN | 2012-03-07 01:11 | C04 | Generating Facility Type-1: Photovoltaic; Generating Facility Fuel-1: Solar; MWs MW-1: 150 | 150 |  |  |  | Full Capacity |  | TULARE | CA | SCE | Springville Sub 230 KV Bus | 2014-02-28 08:00 | 2014-02-28 08:00 | NA | None | None | NA
WILD SANDS SOLAR | 858 | 2011-03-31 | 2011-03-31 07:00 | WITHDRAWN | 2012-04-13 22:27 | C04 | Generating Facility Type-1: Photovoltaic; Generating Facility Fuel-1: Solar; MWs MW-1: 21 | 21 |  |  |  | Full Capacity |  | RIVERSIDE | CA | SCE | Devers-Farrel 115kV line | 2012-12-31 08:00 | 2014-09-01 07:00 | NA | Complete | None | NA
LODI 5 | 861 | 2011-03-18 | 2011-03-31 07:00 | WITHDRAWN | 2012-10-31 07:00 | FT | Generating Facility Type-1: Photovoltaic; Generating Facility Fuel-1: Solar; MWs MW-1: 5 | 5 |  |  |  | Energy Only |  | SAN JOAQUIN | CA | PGAE | PG&E Valley Springs #2 60 kV Line from Valley Springs to Lockford 60 kV line | 2012-12-15 08:00 | 2012-12-15 08:00 | None | NA | NA | NA
819 HANFORD SOLAR I | 862 | 2011-03-31 | 2011-03-31 07:00 | WITHDRAWN | 2012-08-17 07:00 | FT | Generating Facility Type-1: Photovoltaic; Generating Facility Fuel-1: Solar; MWs MW-1: 5 | 5 |  |  |  | Energy Only |  | KINGS | CA | PGAE | PG&E Armstrong 70kV switching station at intersection of S 11th Ave. and Idaho Avenue, Hanford, CA. | 2012-06-30 07:00 | 2012-06-30 07:00 | None | NA | NA | NA
LEMOORE WWTP SOLAR | 863 | 2011-03-31 | 2011-03-31 07:00 | WITHDRAWN | 2012-04-18 07:00 | C04 | Generating Facility Type-1: Photovoltaic; Generating Facility Fuel-1: Solar; MWs MW-1: 7.8 | 7.8 |  |  |  | Full Capacity |  | KINGS | CA | PGAE | Guernsey - Henrietta 70 KV line | 2012-07-31 07:00 | 2013-03-31 07:00 | NA | Complete | None | NA
MADDOX DAIRY SOLAR | 864 | 2011-03-31 | 2011-03-31 07:00 | WITHDRAWN | 2012-04-18 07:00 | C04 | Generating Facility Type-1: Photovoltaic; Generating Facility Fuel-1: Solar; MWs MW-1: 19.9 | 19.9 |  |  |  | Full Capacity |  | FRESNO | CA | PGAE | Stroud 70 KV substation | 2012-08-31 07:00 | 2013-06-30 07:00 | NA | Complete | None | NA
WELLFIELD SOLAR | 865 | 2011-03-31 | 2011-03-31 07:00 | WITHDRAWN | 2012-04-18 07:00 | C04 | Generating Facility Type-1: Photovoltaic; Generating Facility Fuel-1: Solar; MWs MW-1: 13.4 | 13.4 |  |  |  | Full Capacity |  | KINGS | CA | PGAE | Hardwick 70 KV sub | 2012-07-31 07:00 | 2013-03-31 07:00 | NA | None | None | NA
REDWOOD HOUSE WIND POWER PLANT | 866 | 2011-10-24 | 2011-11-15 08:00 | WITHDRAWN | 2012-05-03 07:00 | C05 | Generating Facility Type-1: Wind Turbine; Generating Facility Fuel-1: Wind Turbine; MWs MW-1: 72 | 72 |  |  |  | Full Capacity |  | HUMBOLDT | CA | PGAE | Humboldt-Bridgeville 115 kV line | 2015-10-01 07:00 | 2015-10-01 07:00 | NA | None | None | NA
WHITEHORSE MOUNTAIN WIND POWER PLANT | 867 | 2011-10-27 | 2011-11-15 08:00 | WITHDRAWN | 2012-01-27 08:00 | C05 | Generating Facility Type-1: Wind Turbine; Generating Facility Fuel-1: Wind Turbine; MWs MW-1: 132 | 132 |  |  |  | Full Capacity |  | SISKIYOU/MODOC | CA | PGAE | Pit#1-Pit#3 230kV line | 2016-10-01 07:00 |  | NA | None | None | NA
CORDELIA HILLS WIND POWER PLANT | 868 | 2011-11-10 | 2011-11-15 08:00 | WITHDRAWN | 2012-08-03 07:00 | C05 | Generating Facility Type-1: Wind Turbine; Generating Facility Fuel-1: Wind Turbine; MWs MW-1: 301 | 301 |  |  |  | Full Capacity |  | NAPA | CA | PGAE | Vaca-Bahia 230kV line | 2016-10-01 07:00 | 2016-10-01 07:00 | NA | None | None | NA
HELM 1 | 869 | 2011-11-15 | 2011-11-15 08:00 | WITHDRAWN | 2014-10-27 07:00 | C05 | Generating Facility Type-1: Photovoltaic; Generating Facility Fuel-1: Solar; MWs MW-1: 23 | 23 |  |  |  | Full Capacity |  | FRESNO | CA | PGAE | Helm Substation 70kV Bus | 2015-12-01 08:00 | 2015-12-01 08:00 | NA | Complete | Complete | NA
HYDROGEN ENERGY CALIFORNIA ( HECA ) PROJECT | 870 | 2011-11-10 | 2011-11-15 08:00 | WITHDRAWN | 2013-05-02 07:00 | C05 | Generating Facility Type-1: Combined Cycle; Generating Facility Fuel-1: Other; MWs MW-1: 340 | 300 |  |  |  | Full Capacity |  | KERN | CA | PGAE | Midway-Wheeler Ridge 230 kV | 2017-09-01 07:00 | 2017-09-01 07:00 | NA | Complete | None | NA
MESA VERDE SOLAR | 871 | 2011-11-15 | 2011-11-15 08:00 | WITHDRAWN | 2013-05-06 07:00 | C05 | Generating Facility Type-1: Photovoltaic; Generating Facility Fuel-1: Solar; MWs MW-1: 80 | 80 |  |  |  | Full Capacity |  | RIVERSIDE | CA | SCE | Colorado River Substation 230kV | 2014-03-01 08:00 | 2015-10-31 07:00 | NA | Complete | None | NA
BELRIDGE SOLAR ENERGY PROJECT | 872 | 2011-11-15 | 2011-11-15 08:00 | WITHDRAWN | 2012-07-30 07:00 | C05 | Generating Facility Type-1: Photovoltaic; Generating Facility Fuel-1: Solar; MWs MW-1: 75 | 75 |  |  |  | Full Capacity |  | KERN | CA | PGAE | Carneras-Taft 70 kV Line | 2014-12-15 08:00 | 2014-12-15 08:00 | NA | None | None | NA
SUN VALLEY ENERGY CENTER-1 | 873 | 2011-11-09 | 2011-11-15 08:00 | WITHDRAWN | 2013-03-15 07:00 | C05 | Generating Facility Type-1: Photovoltaic; Generating Facility Fuel-1: Solar; MWs MW-1: 200 | 200 |  |  |  | Full Capacity |  | MARICOPA | AZ | SCE | Palo Verde-Devers #1 500kV line | 2015-09-30 07:00 | 2016-12-01 08:00 | NA | Complete | None | NA
BLYTHE MESA SOLAR II | 874 | 2011-11-15 | 2011-11-15 08:00 | WITHDRAWN | 2012-02-23 22:40 | C05 | Generating Facility Type-1: Photovoltaic; Generating Facility Fuel-1: Solar; MWs MW-1: 500 | 500 |  |  |  | Full Capacity |  | RIVERSIDE | CA | SCE | Colorado River Substation 230kV | 2015-10-30 07:00 | 2015-10-30 07:00 | NA | None | None | NA
SILVERLEAF SOLAR II | 875 | 2011-11-09 | 2011-11-15 08:00 | WITHDRAWN | 2012-08-02 07:00 | C05 | Generating Facility Type-1: Photovoltaic; Generating Facility Fuel-1: Solar; MWs MW-1: 60 | 60 |  |  |  | Full Capacity |  | IMPERIAL | CA | SDGE | Imperial Valley Substation 230kV | 2014-12-31 08:00 | 2014-12-31 08:00 | NA | None | None | NA
ZANNON SOLAR | 876 | 2011-12-06 | 2011-11-21 08:00 | WITHDRAWN | 2012-09-19 07:00 | FT | Generating Facility Type-1: Photovoltaic; Generating Facility Fuel-1: Solar; MWs MW-1: 5 | 5 |  |  |  | Energy Only |  | SANTA BARBARA | CA | PGAE | Cuyama Substation | 2013-10-13 07:00 | 2013-10-13 07:00 | None | NA | NA | NA
HORSE LAKE | 878 | 2012-03-27 | 2012-04-02 07:00 | WITHDRAWN | 2013-03-07 08:00 | C05 | Generating Facility Type-1: Wind Turbine; Generating Facility Fuel-1: Wind Turbine; MWs MW-1: 51 | 51 |  |  |  | Full Capacity |  | LASSEN | CA | PGAE | Westwood Substation 60kV | 2013-12-31 08:00 | 2013-12-31 08:00 | NA | None | None | NA
LASSEN LODGE HYDROELECTRIC PROJECT EXPANSION | 879 | 2012-03-28 | 2012-04-02 07:00 | WITHDRAWN | 2013-05-15 07:00 | C05 | Generating Facility Type-1: Hydro; Generating Facility Fuel-1: Water; MWs MW-1: 1.35 | 1.35 |  |  |  | Energy Only |  | TEHAMA | CA | PGAE | Volta/South 60 kV | 2013-12-15 08:00 | 2013-12-15 08:00 | NA | None | None | NA
COPPER RAYS SOLAR | 880 | 2012-03-23 | 2012-04-02 07:00 | WITHDRAWN | 2012-07-31 07:00 | C05 | Generating Facility Type-1: Photovoltaic; Generating Facility Fuel-1: Solar; MWs MW-1: 180 | 180 |  |  |  | Full Capacity |  | NYE | NV | VEA | Gamebird Substation 138kV | 2013-01-01 08:00 | 2013-01-01 08:00 | NA | None | None | NA |  | None
BLYTHE MESA SOLAR II - C5 | 881 | 2012-03-28 | 2012-04-02 07:00 | WITHDRAWN | 2012-07-25 20:57 | C05 | Generating Facility Type-1: Photovoltaic; Generating Facility Fuel-1: Solar; MWs MW-1: 500 | 500 |  |  |  | Full Capacity |  | RIVERSIDE | CA | SCE | Colorado River Substation 230kV | 2015-10-30 07:00 | 2015-10-30 07:00 | NA | None | None | NA
GREAT VALLEY SOLAR 2 | 882 | 2012-03-23 | 2012-04-02 07:00 | WITHDRAWN | 2012-07-25 07:00 | C05 | Generating Facility Type-1: Photovoltaic; Generating Facility Fuel-1: Solar; MWs MW-1: 120 | 120 |  |  |  | Full Capacity |  | TULARE | CA | PGAE | Olive Substation 115 kV | 2015-12-31 08:00 | 2015-12-31 08:00 | NA | None | None | NA
RIPON LM6000 REPOWER | 883 | 2012-03-28 | 2012-04-02 07:00 | WITHDRAWN | 2012-06-22 07:00 | C05 | Generating Facility Type-1: Combined Cycle; Generating Facility Fuel-1: Natural Gas; MWs MW-1: 11 | 11 |  |  |  | Full Capacity |  | SAN JOAQUIN | CA | PGAE | Tesla - Stockton Co-Gen Jct 115 kV Line | 2018-09-01 07:00 | 2018-09-01 07:00 | NA | None | None | NA
SANDY VALLEY SOLAR PROJECT | 884 | 2012-03-29 | 2012-04-02 07:00 | WITHDRAWN | 2012-06-26 07:00 | C05 | Generating Facility Type-1: Photovoltaic; Generating Facility Fuel-1: Solar; MWs MW-1: 250 | 250 |  |  |  | Full Capacity |  | NYE | NV | VEA | Crazy Eyes Subsation 230kV | 2018-12-31 08:00 | 2018-12-31 08:00 | NA | None | None | NA |  | None
TRACY DESALINATION AND GREEN ENERGY PROJECT | 886 | 2012-03-30 | 2012-04-02 07:00 | WITHDRAWN | 2012-07-30 07:00 | C05 | Generating Facility Type-1: Steam Turbine; Generating Facility Fuel-1: Biofuel; MWs MW-1: 15 | 15 |  |  |  | Full Capacity |  | SAN JOAQUIN | CA | PGAE | Tracy-Tesla 115kV line | 2014-08-31 07:00 | 2014-08-31 07:00 | NA | None | None | NA
BOULDER SOLAR POWER | 887 | 2012-03-23 | 2012-04-02 07:00 | WITHDRAWN | 2013-05-06 07:00 | C05 | Generating Facility Type-1: Photovoltaic; Generating Facility Fuel-1: Solar; MWs MW-1: 300 | 300 |  |  |  | Full Capacity |  | CLARK | NV | SCE | Eldorado Substation 220kV Bus | 2015-01-01 08:00 | 2016-11-01 07:00 | NA | Complete | None | NA |  | None
LUCERNE VALLEY 100 MW PV PLANT | 888 | 2012-03-31 | 2012-04-02 07:00 | WITHDRAWN | 2013-03-13 07:00 | C05 | Generating Facility Type-1: Photovoltaic; Generating Facility Fuel-1: Solar; MWs MW-1: 100 | 100 |  |  |  | Full Capacity |  | SAN BERNARDINO | CA | SCE | Jasper 220 kV | 2015-10-15 07:00 | 2015-10-15 07:00 | NA | Complete | None | NA
SANDY VALLEY PHASE II SEGS | 889 | 2012-03-31 | 2012-04-02 07:00 | WITHDRAWN | 2012-06-19 07:00 | C05 | Generating Facility Type-1: Steam Turbine; Generating Facility Fuel-1: Natural Gas; MWs MW-1: 540 | 540 |  |  |  | Full Capacity |  | CLARK | NV | SCE | Eldorado Substation 220 kV Bus | 2016-06-30 07:00 | 2016-06-30 07:00 | NA | None | None | NA
BACKUS SOLAR ENERGY | 890 | 2012-03-31 | 2012-04-02 07:00 | WITHDRAWN | 2013-03-29 07:00 | C05 | Generating Facility Type-1: Photovoltaic; Generating Facility Fuel-1: Solar; MWs MW-1: 50 | 50 |  |  |  | Full Capacity |  | KERN | CA | SCE | Cal Cement-Rosamond 69kV line | 2014-03-01 08:00 | 2018-08-31 07:00 | NA | Complete | None | NA
TOWNSITE SOLAR PROJECT | 891 | 2012-03-30 | 2012-04-02 07:00 | WITHDRAWN | 2013-05-01 07:00 | C05 | Generating Facility Type-1: Photovoltaic; Generating Facility Fuel-1: Solar; MWs MW-1: 180 | 180 |  |  |  | Full Capacity |  | CLARK | NV | SCE | Eldorado Substation 230 kV bus | 2014-06-01 07:00 | 2016-07-01 07:00 | NA | Complete | None | NA
SIBERIA PHASE III SEGS | 892 | 2012-03-31 | 2012-04-02 07:00 | WITHDRAWN | 2013-05-01 07:00 | C05 | Generating Facility Type-1: Solar Thermal; Generating Facility Fuel-1: Solar; MWs MW-1: 140 | 140 |  |  |  | Full Capacity |  | SAN BERNARDINO | CA | SCE | Pisgah Substation 220kV bus | 2015-12-31 08:00 | 2015-12-31 08:00 | NA | Complete | None | NA
HUNTINGTON BEACH | 893 | 2012-04-02 | 2012-04-02 07:00 | WITHDRAWN | 2017-08-31 07:00 | C05 | Generating Facility Type-1: Combined Cycle; Generating Facility Fuel-1: Natural Gas; MWs MW-1: 938.612 | 938.61 |  |  |  | Energy Only |  | ORANGE | CA | SCE | Huntington Beach Switching Station 230kV | 2020-06-01 07:00 | 2020-06-01 07:00 | NA | Complete | Complete | NA | Executed | IC Request
PROSPECT ENERGY CENTER | 894 | 2012-04-02 | 2012-04-02 07:00 | WITHDRAWN | 2013-02-27 08:00 | C05 | Generating Facility Type-1: Combustion Turbine; Generating Facility Fuel-1: Natural Gas; MWs MW-1: 310 | 310 |  |  |  | Full Capacity |  | YUBA | CA | PGAE | Table Mountain-Rio Oso 230kV circuit | 2017-04-01 07:00 | 2017-04-01 07:00 | NA | None | None | NA
TIERRA DEL SOL II | 895 | 2012-04-02 | 2012-04-02 07:00 | WITHDRAWN | 2015-02-19 08:00 | C05 | Generating Facility Type-1: Photovoltaic; Generating Facility Fuel-1: Solar; MWs MW-1: 15 | 15 |  |  |  | Full Capacity |  | SAN DIEGO | CA | SDGE | Boulevard East Substation 138kV | 2014-12-31 08:00 | 2014-12-31 08:00 | NA | Complete | Complete | NA
LOS ROBLES | 896 | 2012-04-02 | 2012-04-02 07:00 | WITHDRAWN | 2013-03-25 07:00 | C05 | Generating Facility Type-1: Photovoltaic; Generating Facility Fuel-1: Solar; MWs MW-1: 100 | 100 |  |  |  | Full Capacity |  | SAN DIEGO | CA | SDGE | Boulevard East Substation 138kV | 2015-09-01 07:00 | 2015-09-01 07:00 | NA | Complete | None | NA
KPP - 45 | 898 | 2012-04-02 | 2012-04-02 07:00 | WITHDRAWN | 2013-04-08 07:00 | C05 | Generating Facility Type-1: Combustion Turbine; Generating Facility Fuel-1: Natural Gas; MWs MW-1: 45 | 45 |  |  |  | Full Capacity |  | KERN | CA | PGAE | Famoso Substation 115kV bus | 2014-01-01 08:00 | 2019-09-30 07:00 | NA | Complete | None | NA
DUNNIGAN HILLS | 899 | 2012-04-02 | 2012-04-02 07:00 | WITHDRAWN | 2013-05-15 07:00 | C05 | Generating Facility Type-1: Wind Turbine; Generating Facility Fuel-1: Wind Turbine; MWs MW-1: 100 | 100 |  |  |  | Full Capacity |  | YOLO | CA | PGAE | Ckt I & 2 Delevan-Vaca and Cortina-Vaca 230 kV lines | 2015-08-31 07:00 | 2013-11-30 08:00 | NA | None | None | NA
QUARTZ 2 SOLAR | 902 | 2012-04-02 | 2012-04-02 07:00 | WITHDRAWN | 2013-05-06 07:00 | C05 | Generating Facility Type-1: Photovoltaic; Generating Facility Fuel-1: Solar; MWs MW-1: 150 | 150 |  |  |  | Full Capacity |  | RIVERSIDE | CA | SCE | Colorado River sub, 230 kV bus | 2016-12-31 08:00 | 2016-12-31 08:00 | NA | Complete | None | NA
DESERT BUTTE SOLAR FARM | 903 | 2012-04-02 | 2012-04-02 07:00 | WITHDRAWN | 2013-05-06 07:00 | C05 | Generating Facility Type-1: Photovoltaic; Generating Facility Fuel-1: Solar; MWs MW-1: 387 | 387 |  |  |  | Full Capacity |  | LOS ANGELES | CA | SCE | Lugo-Vincent 500 kV line | 2016-12-20 08:00 | 2016-12-20 08:00 | NA | Complete | None | NA
MULE MOUNTAIN - C5 | 904 | 2012-04-02 | 2012-04-02 07:00 | WITHDRAWN | 2013-02-28 08:00 | C05 | Generating Facility Type-1: Photovoltaic; Generating Facility Fuel-1: Solar; MWs MW-1: 150 | 150 |  |  |  | Full Capacity |  | RIVERSIDE | CA | SCE | Colorado River Substation 230kV | 2016-07-01 07:00 | 2016-07-01 07:00 | NA | None | None | NA
BELRIDGE SOLAR ENERGY 2 PROJECT | 905 | 2012-04-02 | 2012-04-02 07:00 | WITHDRAWN | 2012-07-30 07:00 | C05 | Generating Facility Type-1: Photovoltaic; Generating Facility Fuel-1: Solar; MWs MW-1: 80 | 80 |  |  |  | Full Capacity |  | KERN | CA | PGAE | Temblor-Kernridge 115kV line | 2016-06-30 07:00 | 2016-06-30 07:00 | NA | None | None | NA
LUCERNE SOLAR ENERGY - C5 | 906 | 2012-04-02 | 2012-04-02 07:00 | WITHDRAWN | 2012-08-03 07:00 | C05 | Generating Facility Type-1: Photovoltaic; Generating Facility Fuel-1: Solar; MWs MW-1: 100 | 100 |  |  |  | Full Capacity |  | SAN BERNARDINO | CA | SCE | Jasper Substation 230kV | 2015-05-01 07:00 | 2015-05-01 07:00 | NA | None | None | NA
NEWHALL SOLAR ENERGY PROJECT | 907 | 2012-04-02 | 2012-04-02 07:00 | WITHDRAWN | 2012-07-30 07:00 | C05 | Generating Facility Type-1: Photovoltaic; Generating Facility Fuel-1: Solar; MWs MW-1: 80 | 80 |  |  |  | Full Capacity |  | FRESNO | CA | PGAE | Newhall Substation 115 kV bus | 2013-10-22 07:00 | 2013-10-22 07:00 | NA | None | None | NA
PAHRUMP VALLEY SOLAR (FKA LATHROP WELLS 240MW) | 908 | 2012-04-02 | 2012-04-02 07:00 | WITHDRAWN | 2015-03-12 07:00 | C05 | Photovoltaic | Steam Turbine |  | Solar | Solar |  | 50 | 160 |  | 210 |  |  |  | Full Capacity |  | NYE | NV | VEA | Crazy Eyes Tap 230kV | 2017-06-01 07:00 | 2019-02-28 08:00 | NA | Complete | Complete | NA |  | None
HONEY LAKE GEOTHERMAL PROJECT | 910 | 2012-04-02 | 2012-04-02 07:00 | WITHDRAWN | 2013-05-15 07:00 | C05 | Generating Facility Type-1: Steam Turbine; Generating Facility Fuel-1: Geothermal; MWs MW-1: 20 | 20 |  |  |  | Full Capacity |  | LASSEN | CA | PGAE | Honey Lake Substation 60 kV | 2015-01-01 08:00 | 2016-06-01 07:00 | NA | None | None | NA
SANBORN SOLAR | 912 | 2012-04-02 | 2012-04-02 07:00 | WITHDRAWN | 2012-06-20 14:54 | C05 | Generating Facility Type-1: Photovoltaic; Generating Facility Fuel-1: Solar; MWs MW-1: 150 | 150 |  |  |  | Full Capacity |  | KERN | CA | SCE | Windhub Substation 220kV | 2015-01-01 08:00 | 2015-01-01 08:00 | NA | None | None | NA
QUARTZ 1 SOLAR | 913 | 2012-04-02 | 2012-04-02 07:00 | WITHDRAWN | 2013-05-06 07:00 | C05 | Generating Facility Type-1: Photovoltaic; Generating Facility Fuel-1: Solar; MWs MW-1: 150 | 150 |  |  |  | Full Capacity |  | RIVERSIDE | CA | SCE | Colorado River Substation 230 kV bus | 2016-12-31 08:00 | 2016-12-31 08:00 | NA | Complete | None | NA
VEA BLACKROCK | 914 | 2012-04-02 | 2012-04-02 07:00 | WITHDRAWN | 2013-05-06 07:00 | C05 | Generating Facility Type-1: Photovoltaic; Generating Facility Fuel-1: Solar; MWs MW-1: 20 | 20 |  |  |  | Full Capacity |  | NYE | NV | VEA | Vista Substation 138kV | 2014-12-01 08:00 | 2016-03-31 07:00 | NA | Complete | None | NA |  | None
VEA HOMESTEAD | 915 | 2012-04-02 | 2012-04-02 07:00 | WITHDRAWN | 2012-06-20 07:00 | C05 | Generating Facility Type-1: Photovoltaic; Generating Facility Fuel-1: Solar; MWs MW-1: 20 | 20 |  |  |  | Full Capacity |  | NYE | NV | VEA | Thousandaire Substation 138kV | 2014-12-01 08:00 | 2014-12-01 08:00 | NA | None | None | NA
STRATFORD SOLAR - C5 | 916 | 2012-03-30 | 2012-04-02 07:00 | WITHDRAWN | 2013-05-15 07:00 | C05 | Generating Facility Type-1: Photovoltaic; Generating Facility Fuel-1: Solar; MWs MW-1: 20 | 20 |  |  |  | Full Capacity |  | KINGS | CA | PGAE | Henrietta-GWF 115 kV Line | 2014-12-01 08:00 | 2014-12-01 08:00 | NA | Complete | None | NA
LEMOORE SOLAR - C5 | 917 | 2012-03-30 | 2012-04-02 07:00 | WITHDRAWN | 2013-05-15 07:00 | C05 | Generating Facility Type-1: Photovoltaic; Generating Facility Fuel-1: Solar; MWs MW-1: 20 | 20 |  |  |  | Full Capacity |  | KINGS | CA | PGAE | Henrietta-GWF 115 kV Line; | 2014-12-01 08:00 | 2014-12-01 08:00 | NA | Complete | None | NA
FIREBAUGH SOLAR - C5 | 918 | 2012-03-30 | 2012-04-02 07:00 | WITHDRAWN | 2012-08-06 07:00 | C05 | Generating Facility Type-1: Photovoltaic; Generating Facility Fuel-1: Solar; MWs MW-1: 200 | 200 |  |  |  | Full Capacity |  | FRESNO | CA | PGAE | Mendota Dairyland 115kV | 2015-12-31 08:00 | 2015-12-31 08:00 | NA | None | None | NA
YUHA BASIN SOLAR | 919 | 2012-04-02 | 2012-04-02 07:00 | WITHDRAWN | 2013-03-04 08:00 | C05 | Generating Facility Type-1: Photovoltaic; Generating Facility Fuel-1: Solar; MWs MW-1: 75 | 75 |  |  |  | Full Capacity |  | IMPERIAL | CA | SDGE | Imperial Valley Substation 230kV | 2015-01-01 08:00 | 2015-01-01 08:00 | NA | None | None | NA
YERMO SOLAR | 920 | 2012-04-02 | 2012-04-02 07:00 | WITHDRAWN | 2012-06-20 14:46 | C05 | Generating Facility Type-1: Photovoltaic; Generating Facility Fuel-1: Solar; MWs MW-1: 75 | 75 |  |  |  | Full Capacity |  | KERN | CA | SCE | Coolwater-DunnSiding-Baker Substation 115kV | 2015-01-01 08:00 | 2015-01-01 08:00 | NA | None | None | NA
SPS AS 40MW PV GENERATION FACILITY | 921 | 2012-04-02 | 2012-04-02 07:00 | WITHDRAWN | 2013-05-15 07:00 | C05 | Generating Facility Type-1: Photovoltaic; Generating Facility Fuel-1: Solar; MWs MW-1: 40 | 40 |  |  |  | Full Capacity |  | TULARE | CA | PGAE | Alpaugh-Smyrna 115kV Line | 2016-12-01 08:00 | 2016-12-01 08:00 | NA | Complete | None | NA
HIGHWIND POWER PROJECT | 922 | 2012-04-02 | 2012-04-02 07:00 | WITHDRAWN | 2014-10-13 07:00 | C05 | Generating Facility Type-1: Combustion Turbine; Generating Facility Fuel-1: Natural Gas; MWs MW-1: 291 | 291 |  |  |  | Full Capacity |  | KERN | CA | SCE | Highwind Substation 230kV | 2016-01-01 08:00 | 2017-01-01 08:00 | NA | Complete | Complete | NA
VISTA POWER PROJECT | 923 | 2012-04-02 | 2012-04-02 07:00 | WITHDRAWN | 2013-04-17 07:00 | C05 | Generating Facility Type-1: Combined Cycle; Generating Facility Fuel-1: Natural Gas; MWs MW-1: 402 | 402 |  |  |  | Full Capacity |  | SAN BERNARDINO | CA | SCE | Vista Substation 230kV | 2017-01-01 08:00 | 2018-01-01 08:00 | NA | Complete | None | NA
RED MOUNTAIN WIND ENERGY CENTER - C5 | 924 | 2012-04-02 | 2012-04-02 07:00 | WITHDRAWN | 2012-08-06 07:00 | C05 | Generating Facility Type-1: Wind Turbine; Generating Facility Fuel-1: Wind Turbine; MWs MW-1: 150 | 150 |  |  |  | Full Capacity |  | MERCED | CA | PGAE | Los Banos-Westly 230 kV Line | 2015-12-01 08:00 | 2015-12-01 08:00 | NA | None | None | NA
TEHACHAPI SPINDLE | 925 | 2012-04-02 | 2012-04-02 07:00 | WITHDRAWN | 2013-05-10 07:00 | C05 | Generating Facility Type-1: Storage; Generating Facility Fuel-1: Flywheel; MWs MW-1: 20 | 20 |  |  |  | Full Capacity |  | KERN | CA | SCE | Windhub Substation 230kV bus | 2014-09-30 07:00 | 2014-09-30 07:00 | NA | Complete | None | NA
GOLDEN HILLS POWER | 926 | 2012-04-02 | 2012-04-02 07:00 | WITHDRAWN | 2014-03-20 07:00 | C05 | Generating Facility Type-1: Combined Cycle; Generating Facility Fuel-1: Natural Gas; MWs MW-1: 550 | 550 |  |  |  | Full Capacity |  | KERN | CA | SCE | Windhub Substation 230 kV | 2015-03-15 07:00 | 2018-08-06 07:00 | NA | Complete | Complete | NA
TEHACHAPI VALLEY SOLAR I | 927 | 2012-04-02 | 2012-04-02 07:00 | WITHDRAWN | 2015-06-15 07:00 | C05 | Generating Facility Type-1: Photovoltaic; Generating Facility Fuel-1: Solar; MWs MW-1: 45 | 45 |  |  |  | Full Capacity |  | KERN | CA | SCE | Highwind Substation 230kV bus | 2015-01-15 08:00 | 2016-12-01 08:00 | NA | Complete | Complete | NA
DELTA SOLANO WIND | 928 | 2012-04-02 | 2012-04-02 07:00 | WITHDRAWN | 2014-10-31 07:00 | C05 | Generating Facility Type-1: Wind Turbine; Generating Facility Fuel-1: Wind Turbine; MWs MW-1: 175 | 175 |  |  |  | Full Capacity |  | SOLANO | CA | PGAE | CPN Creed/ Goose Haven Subs - Lambie Switching Station 230 kV | 2015-12-31 08:00 | 2015-12-31 08:00 | NA | Complete | Complete | NA
ENN MOJAVE POWER 1 | 929 | 2012-04-02 | 2012-04-02 07:00 | WITHDRAWN | 2013-05-02 07:00 | C05 | Combustion Turbine | Photovoltaic |  | Natural Gas | Solar |  | 50 | 200 |  | 250 |  |  |  | Full Capacity |  | CLARK | NV | SCE | Mohave-Lugo 500kV line | 2015-12-01 08:00 | 2016-12-31 08:00 | NA | Complete | None | NA
ENN MOJAVE POWER 2 | 930 | 2012-04-02 | 2012-04-02 07:00 | WITHDRAWN | 2013-05-02 07:00 | C05 | Combustion Turbine | Photovoltaic |  | Natural Gas | Solar |  | 50 | 200 |  | 250 |  |  |  | Full Capacity |  | CLARK | NV | SCE | Mohave-Lugo 500kV line | 2015-12-01 08:00 | 2016-12-31 08:00 | NA | Complete | None | NA
ENN MOJAVE POWER 3 | 931 | 2012-04-02 | 2012-04-02 07:00 | WITHDRAWN | 2013-05-02 07:00 | C05 | Photovoltaic | Combustion Turbine |  | Solar | Natural Gas |  | 150 | 150 |  | 300 |  |  |  | Full Capacity |  | CLARK | NV | SCE | Mohave-Eldorado 500kV line | 2015-12-01 08:00 | 2016-12-31 08:00 | NA | Complete | None | NA
ENN MOJAVE POWER 4 | 932 | 2012-04-02 | 2012-04-02 07:00 | WITHDRAWN | 2013-05-02 07:00 | C05 | Combustion Turbine | Photovoltaic |  | Natural Gas | Solar |  | 100 | 200 |  | 300 |  |  |  | Full Capacity |  | CLARK | NV | SCE | Mohave-Eldorado 500kV line | 2015-12-01 08:00 | 2016-12-31 08:00 | NA | Complete | None | NA
WELLHEAD POWER MIDFRUIT CHP | 933 | 2012-04-02 | 2012-04-02 07:00 | WITHDRAWN | 2013-05-15 07:00 | C05 | Generating Facility Type-1: Other; Generating Facility Fuel-1: Natural Gas; MWs MW-1: 49 | 49 |  |  |  | Full Capacity |  | KERN | CA | PGAE | Rio Bravo Tomato Substation 115 kV Bus | 2014-04-01 07:00 | 2014-04-01 07:00 | NA | Complete | None | NA
WELLHEAD POWER NELLA CHP | 934 | 2012-04-02 | 2012-04-02 07:00 | WITHDRAWN | 2013-05-15 07:00 | C05 | Generating Facility Type-1: Other; Generating Facility Fuel-1: Natural Gas; MWs MW-1: 49 | 49 |  |  |  | Full Capacity |  | MERCED | CA | PGAE | Santa Nella-Canal 70kV line | 2014-04-01 07:00 | 2014-04-01 07:00 | NA | Complete | None | NA
WELLHEAD POWER WOODLAND CHP | 935 | 2012-04-02 | 2012-04-02 07:00 | WITHDRAWN | 2012-08-06 07:00 | C05 | Generating Facility Type-1: Other; Generating Facility Fuel-1: Natural Gas; MWs MW-1: 49 | 49 |  |  |  | Full Capacity |  | YOLO | CA | PGAE | Woodland-Davis 115kV line | 2014-04-01 07:00 | 2014-04-01 07:00 | NA | None | None | NA
COALINGA SOLAR CENTER | 936 | 2012-04-02 | 2012-04-02 07:00 | WITHDRAWN | 2012-08-06 07:00 | C05 | Generating Facility Type-1: Photovoltaic; Generating Facility Fuel-1: Solar; MWs MW-1: 20 | 20 |  |  |  | Full Capacity |  | FRESNO | CA | PGAE | Coalinga 1-Coalinga 2 70kV line | 2015-05-01 07:00 | 2015-05-01 07:00 | NA | None | None | NA
WELLHEAD POWER LEMIETTA CHP | 937 | 2012-04-02 | 2012-04-02 07:00 | WITHDRAWN | 2013-05-15 07:00 | C05 | Generating Facility Type-1: Other; Generating Facility Fuel-1: Natural Gas; MWs MW-1: 49 | 49 |  |  |  | Full Capacity |  | KINGS | CA | PGAE | Lemoore-Henrietta 115kV line | 2014-04-01 07:00 | 2014-04-01 07:00 | NA | Complete | None | NA
TENASKA MOUNTAIN BASIN | 938 | 2012-04-02 | 2012-04-02 07:00 | WITHDRAWN | 2012-06-15 07:00 | C05 | Generating Facility Type-1: Reciprocating Engine; Generating Facility Fuel-1: Natural Gas; MWs MW-1: 300 | 300 |  |  |  | Full Capacity |  | KERN | CA | SCE | Windhub 230 kV bus | 2016-06-01 07:00 | 2016-06-01 07:00 | NA | None | None | NA
ALAMITOS ENERGY CENTER | 939 | 2012-03-13 | 2012-04-02 07:00 | WITHDRAWN | 2012-08-01 07:00 | C05 | Generating Facility Type-1: Combined Cycle; Generating Facility Fuel-1: Natural Gas; MWs MW-1: 1902.867 | 1902.86 |  |  |  | Full Capacity |  | LOS ANGELES | CA | SCE | Alamitos Switching Station 230kV | 2025-11-01 07:00 | 2025-11-01 07:00 | NA | None | None | NA
PALMAS C5 | 940 | 2012-04-02 | 2012-04-02 07:00 | WITHDRAWN | 2012-06-15 16:13 | C05 | Generating Facility Type-1: Photovoltaic; Generating Facility Fuel-1: Solar; MWs MW-1: 238 | 238 |  |  |  | Full Capacity |  | HYDER | AZ | SDGE | Hassayampa-North Gila 500kV Line | 2014-07-01 07:00 | 2014-07-01 07:00 | NA | None | None | NA
REDONDO BEACH ENERGY PROJECT | 941 | 2012-03-13 | 2012-04-02 07:00 | WITHDRAWN | 2013-11-21 08:00 | C05 | Generating Facility Type-1: Combustion Turbine; Generating Facility Fuel-1: Natural Gas; MWs MW-1: 475.717 | 475.71 |  |  |  | Full Capacity |  | LOS ANGELES | CA | SCE | Redondo Beach Switching Station 230kV | 2019-01-01 08:00 | 2019-01-01 08:00 | NA | Complete | None | NA
MIRAGE SOLAR | 942 | 2012-03-29 | 2012-04-02 07:00 | WITHDRAWN | 2013-03-18 07:00 | C05 | Generating Facility Type-1: Photovoltaic; Generating Facility Fuel-1: Solar; MWs MW-1: 250 | 250 |  |  |  | Full Capacity |  | KERN | CA | SCE | Kramer Substation 220kV bus | 2016-04-30 07:00 | 2016-04-30 07:00 | NA | Complete | None | NA
LERDO SOLAR | 943 | 2013-04-15 | 2013-04-30 07:00 | WITHDRAWN | 2014-03-04 08:00 | C06 | Generating Facility Type-1: Photovoltaic; Generating Facility Fuel-1: Solar; MWs MW-1: 50 | 50 |  |  |  | Full Capacity |  | KERN | CA | PGAE | Lerdo 115 kV Substation | 2015-12-01 08:00 | 2015-12-01 08:00 | NA | Complete | None | NA
VALLEY CENTER SOLAR | 944 | 2013-04-15 | 2013-04-30 07:00 | WITHDRAWN | 2015-02-26 08:00 | C06 | Generating Facility Type-1: Photovoltaic; Generating Facility Fuel-1: Solar; MWs MW-1: 20 | 20 |  |  |  | Full Capacity |  | SAN DIEGO | CA | SDGE | Valley Center 69kv Sub | 2015-08-01 07:00 | 2015-07-01 07:00 | NA | Complete | None | NA
GV SOLAR 3 | 947 | 2013-04-24 | 2013-04-30 07:00 | WITHDRAWN | 2014-03-06 08:00 | C06 | Generating Facility Type-1: Photovoltaic; Generating Facility Fuel-1: Solar; MWs MW-1: 120 | 120 |  |  |  | Full Capacity |  | TULARE | CA | PGAE | Olive Substation 115 kV | 2017-12-01 08:00 | 2017-12-01 08:00 | NA | None | None | NA
BORDER SOLAR | 948 | 2013-04-29 | 2013-04-30 07:00 | WITHDRAWN | 2014-03-07 08:00 | C06 | Generating Facility Type-1: Photovoltaic; Generating Facility Fuel-1: Solar; MWs MW-1: 20 | 20 |  |  |  | Full Capacity |  | SAN DIEGO | CA | SDGE | Border 69 KV Substation | 2015-08-01 07:00 | 2015-08-01 07:00 | NA | None | None | NA
FELIPE SOLAR | 949 | 2013-04-29 | 2013-04-30 07:00 | WITHDRAWN | 2013-07-16 07:00 | C06 | Generating Facility Type-1: Photovoltaic; Generating Facility Fuel-1: Solar; MWs MW-1: 20 | 20 |  |  |  | Full Capacity |  | SAN DIEGO | CA | SDGE | Warners 69kV line | 2015-08-01 07:00 | 2015-08-01 07:00 | NA | None | None | NA
KRAMER SOLAR | 950 | 2013-04-29 | 2013-04-30 07:00 | WITHDRAWN | 2014-03-06 08:00 | C06 | Generating Facility Type-1: Photovoltaic; Generating Facility Fuel-1: Solar; MWs MW-1: 200 | 200 |  |  |  | Full Capacity |  | SAN BERNARDINO | CA | SCE | Kramer Substation 230kV | 2016-10-01 07:00 | 2016-10-01 07:00 | NA | Complete | None | NA
LIVERMORE SOLAR | 951 | 2013-04-29 | 2013-04-30 07:00 | WITHDRAWN | 2014-03-04 08:00 | C06 | Generating Facility Type-1: Photovoltaic; Generating Facility Fuel-1: Solar; MWs MW-1: 20 | 20 |  |  |  | Full Capacity |  | ALAMEDA | CA | PGAE | Vasco 60kV Substation | 2015-08-01 07:00 | 2015-08-01 07:00 | NA | None | None | NA
ALGONQUIN POWER SANGER 2 | 955 | 2013-04-30 | 2013-04-30 07:00 | WITHDRAWN | 2020-04-01 07:00 | C06 | Combined Cycle | Combined Cycle |  | Natural Gas | Natural Gas |  | 60 | 48.3 |  | 48.3 |  |  |  | Full Capacity | Off-Peak Deliverability |  |  | PGAE | Sanger Co-gen 115/13.8kV Sub | 2014-05-01 07:00 | 2020-11-01 07:00 | NA | Complete | Complete | NA | Executed | IC Request
BENICIA WIND | 956 | 2013-04-30 | 2013-04-30 07:00 | WITHDRAWN | 2014-02-25 08:00 | C06 | Generating Facility Type-1: Wind Turbine; Generating Facility Fuel-1: Wind Turbine; MWs MW-1: 65 | 65 |  |  |  | Full Capacity |  | SOLANO | CA | PGAE | VACA-VACAVILLE-JAMESON-NORTH TOWER 115KV | 2016-12-31 08:00 | 2016-12-31 08:00 | NA | None | None | NA
CALPEAK BORDER OM 2 | 957 | 2013-04-30 | 2013-04-30 07:00 | WITHDRAWN | 2014-03-20 07:00 | C06 | Generating Facility Type-1: Reciprocating Engine; Generating Facility Fuel-1: Natural Gas; MWs MW-1: 205 | 205 |  |  |  | Full Capacity |  | SAN DIEGO | CA | SDGE | Otay Mesa Substation 230kV | 2017-06-01 07:00 | 2017-06-01 07:00 | NA | Complete | None | NA
EL CAJON ENERGY CENTER 2 | 958 | 2013-04-30 | 2013-04-30 07:00 | WITHDRAWN | 2013-07-01 07:00 | C06 | Generating Facility Type-1: Combustion Turbine; Generating Facility Fuel-1: Natural Gas; MWs MW-1: 49.9 | 49.9 |  |  |  | Full Capacity |  | SAN DIEGO | CA | SDGE | 69kV bus of the El Cajon Sub | 2015-01-03 08:00 | 2015-01-03 08:00 | NA | None | None | NA
FOX SOLAR | 959 | 2013-04-30 | 2013-04-30 07:00 | WITHDRAWN | 2014-03-12 07:00 | C06 | Generating Facility Type-1: Photovoltaic; Generating Facility Fuel-1: Solar; MWs MW-1: 30 | 30 |  |  |  | Full Capacity |  | SAN DIEGO | CA | SDGE | Crestwood-Boulevard East 69kV line | 2016-12-31 08:00 | 2016-12-31 08:00 | NA | Complete | None | NA
HUNTINGTON BEACH 2 | 960 | 2013-04-30 | 2013-04-30 07:00 | WITHDRAWN | 2015-09-03 07:00 | C06 | Generating Facility Type-1: Combined Cycle; Generating Facility Fuel-1: Natural Gas; MWs MW-1: 59.328 | 59.32 |  |  |  | Full Capacity |  | ORANGE | CA | SCE | Huntington Beach Switching Station 230kV | 2020-06-01 07:00 | 2023-01-30 08:00 | NA | Complete | None | NA
LAGUNA SALADA PV POWER PLANT | 961 | 2013-04-30 | 2013-04-30 07:00 | WITHDRAWN | 2019-08-01 07:00 | C06 | Generating Facility Type-1: Photovoltaic; Generating Facility Fuel-1: Solar; MWs MW-1: 200.62 | 200.62 |  |  |  | Full Capacity |  | BAJA CALIFORNIA | MX | SDGE | Imperial Valley Substation 230kV | 2015-11-01 07:00 | 2020-04-03 07:00 | NA | Complete | Complete | NA | Executed | IC Request
LAKE CLEMENTINE HYDROELECTRIC | 962 | 2013-04-30 | 2013-04-30 07:00 | WITHDRAWN | 2014-04-25 07:00 | C06 | Generating Facility Type-1: Hydro; Generating Facility Fuel-1: Water; MWs MW-1: 15.5 | 15.5 |  |  |  | Full Capacity |  | PLACER | CA | PGAE | Halsey Substation 60Kv | 2017-01-15 08:00 | 2017-01-15 08:00 | NA | Complete | None | NA
LOST HILLS COGEN | 964 | 2013-04-30 | 2013-04-30 07:00 | WITHDRAWN | 2014-04-16 07:00 | C06 | Generating Facility Type-1: Other; Generating Facility Fuel-1: Natural Gas; MWs MW-1: 47.821 | 47.82 |  |  |  | Full Capacity |  | KERN | CA | PGAE | Arco-Twisselman 70 kV Line | 2017-03-01 08:00 | 2017-03-31 07:00 | NA | Complete | None | NA
MIDWAY HILLS COGEN | 966 | 2013-04-30 | 2013-04-30 07:00 | WITHDRAWN | 2014-03-04 08:00 | C06 | Generating Facility Type-1: Other; Generating Facility Fuel-1: Natural Gas; MWs MW-1: 47.821 | 47.82 |  |  |  | Full Capacity |  | KERN | CA | PGAE | Midway-Midsun 115 kV line | 2017-03-31 07:00 | 2017-03-31 07:00 | NA | None | None | NA
GOLDEN OASIS | 967 | 2013-04-30 | 2013-04-30 07:00 | WITHDRAWN | 2019-04-03 07:00 | C06 | Generating Facility Type-1: Photovoltaic; Generating Facility Fuel-1: Solar; MWs MW-1: 33 | 33 |  |  |  | Full Capacity |  | KERN | CA | SCE | Whirlwind 230 kV bus | 2016-03-01 08:00 | 2021-04-30 07:00 | NA | Complete | Complete | NA | Executed | IC Request
PIO PICO 2 | 969 | 2013-04-30 | 2013-04-30 07:00 | WITHDRAWN | 2014-05-09 07:00 | C06 | Generating Facility Type-1: Combustion Turbine; Generating Facility Fuel-1: Natural Gas; MWs MW-1: 110 | 110 |  |  |  | Full Capacity |  | SAN DIEGO | CA | SDGE | Otay Mesa Switchyard 230kV | 2017-04-01 07:00 | 2017-04-01 07:00 | NA | Complete | None | NA
QUARTZ 3 SOLAR | 970 | 2013-04-30 | 2013-04-30 07:00 | WITHDRAWN | 2019-03-05 08:00 | C06 | Generating Facility Type-1: Photovoltaic; Generating Facility Fuel-1: Solar; MWs MW-1: 150 | 150 |  |  |  | Energy Only |  | RIVERSIDE | CA | SCE | Colorado River Substation 230kV bus | 2016-12-31 08:00 | 2021-03-15 07:00 | NA | Complete | Complete | NA | Executed | IC Request
SILVER STATE SOUTH 3 SOLAR | 973 | 2013-04-30 | 2013-04-30 07:00 | WITHDRAWN | 2013-07-02 07:00 | C06 | Generating Facility Type-1: Photovoltaic; Generating Facility Fuel-1: Solar; MWs MW-1: 150 | 150 |  |  |  | Full Capacity |  | CLARK | NV | SCE | Primm Substation 230kV | 2016-12-31 08:00 | 2016-12-31 08:00 | NA | None | None | NA |  | None
THREE PEAKS WIND | 974 | 2013-04-30 | 2013-04-30 07:00 | WITHDRAWN | 2014-02-25 08:00 | C06 | Generating Facility Type-1: Wind Turbine; Generating Facility Fuel-1: Wind Turbine; MWs MW-1: 150 | 150 |  |  |  | Full Capacity |  | KINGS | CA | PGAE | Morrow Bay-Gates 230 kV Line | 2016-12-31 08:00 | 2016-12-31 08:00 | NA | None | None | NA
TIMBA SOLAR | 975 | 2013-04-30 | 2013-04-30 07:00 | WITHDRAWN | 2014-04-17 07:00 | C06 | Generating Facility Type-1: Photovoltaic; Generating Facility Fuel-1: Solar; MWs MW-1: 20 | 20 |  |  |  | Full Capacity |  | STANISLAUS | CA | PGAE | Salado- Newman 60 kV Line #1, Pole No. 3/13 | 2016-12-31 08:00 | 2016-01-30 08:00 | NA | Complete | None | NA
TRANSFER RIDGE WIND | 976 | 2013-04-30 | 2013-04-30 07:00 | WITHDRAWN | 2014-02-25 08:00 | C06 | Generating Facility Type-1: Wind Turbine; Generating Facility Fuel-1: Wind Turbine; MWs MW-1: 60 | 60 |  |  |  | Full Capacity |  | BUTTE | CA | PGAE | TABLE MTN-RIO OSO 230 KV Line | 2016-12-31 08:00 | 2016-12-31 08:00 | NA | None | None | NA
VENTURA CLEAN ENERGY | 977 | 2013-04-30 | 2013-04-30 07:00 | WITHDRAWN | 2014-02-24 08:00 | C06 | Generating Facility Type-1: Combined Cycle; Generating Facility Fuel-1: Natural Gas; MWs MW-1: 778 | 778 |  |  |  | Full Capacity |  | VENTURA | CA | SCE | Santa Clara Substation 230kV bus | 2019-06-01 07:00 | 2019-06-01 07:00 | NA | Complete | None | NA
WP FALLBROOK | 978 | 2013-04-30 | 2013-04-30 07:00 | WITHDRAWN | 2013-07-01 07:00 | C06 | Generating Facility Type-1: Combustion Turbine; Generating Facility Fuel-1: Natural Gas; MWs MW-1: 99 | 99 |  |  |  | Full Capacity |  | SAN DIEGO | CA | SDGE | Avocado-Monserate 69kV line approx 2.5 mile from Monserate | 2016-05-15 07:00 | 2016-05-15 07:00 | NA | None | None | NA
WP PENDLETON | 979 | 2013-04-30 | 2013-04-30 07:00 | WITHDRAWN | 2013-07-01 07:00 | C06 | Generating Facility Type-1: Combustion Turbine; Generating Facility Fuel-1: Natural Gas; MWs MW-1: 99 | 99 |  |  |  | Full Capacity |  | SAN DIEGO | CA | SDGE | Pendleton Sub | 2016-05-15 07:00 | 2016-05-15 07:00 | NA | None | None | NA
WP OCEANSIDE | 980 | 2013-04-30 | 2013-04-30 07:00 | WITHDRAWN | 2013-07-01 07:00 | C06 | Generating Facility Type-1: Combustion Turbine; Generating Facility Fuel-1: Natural Gas; MWs MW-1: 200 | 200 |  |  |  | Full Capacity |  | SAN DIEGO | CA | SDGE | San Luis Rey-Pendleton 69kV line | 2017-05-15 07:00 | 2017-05-15 07:00 | NA | None | None | NA
WP GOLETA (FKA WP OXNARD) | 981 | 2013-04-30 | 2013-04-30 07:00 | WITHDRAWN | 2013-07-16 07:00 | C06 | Generating Facility Type-1: Combustion Turbine; Generating Facility Fuel-1: Natural Gas; MWs MW-1: 200 | 200 |  |  |  | Full Capacity |  | VENTURA | CA | SCE | Goleta Substation 220kV bus | 2018-05-15 07:00 | 2018-05-15 07:00 | NA | None | None | NA
WP VANDE | 982 | 2013-04-30 | 2013-04-30 07:00 | WITHDRAWN | 2013-07-01 07:00 | C06 | Generating Facility Type-1: Combustion Turbine; Generating Facility Fuel-1: Natural Gas; MWs MW-1: 49.9 | 49.9 |  |  |  | Full Capacity |  | SAN DIEGO | CA | SDGE | San Luis Rey-Stuart 69kV line | 2016-05-15 07:00 | 2016-05-15 07:00 | NA | None | None | NA
WP WALNUT | 983 | 2013-04-30 | 2013-04-30 07:00 | WITHDRAWN | 2013-07-16 07:00 | C06 | Generating Facility Type-1: Combustion Turbine; Generating Facility Fuel-1: Natural Gas; MWs MW-1: 200 | 200 |  |  |  | Full Capacity |  | LOS ANGELES | CA | SCE | Walnut Substation 230kV | 2017-05-15 07:00 | 2017-05-15 07:00 | NA | None | None | NA
DREW ROAD GENERATION | 984 | 2013-04-30 | 2013-04-30 07:00 | WITHDRAWN | 2013-07-15 07:00 | C06 | Generating Facility Type-1: Combustion Turbine; Generating Facility Fuel-1: Natural Gas; MWs MW-1: 344 | 344 |  |  |  | Full Capacity |  | IMPERIAL | CA | SDGE | Imperial Valley Sub 230kV | 2018-01-01 08:00 | 2018-01-01 08:00 | NA | None | None | NA
RANCHO WISTARIA SOLAR ENERGY CENTER | 985 | 2013-04-30 | 2013-04-30 07:00 | WITHDRAWN | 2014-03-19 07:00 | C06 | Generating Facility Type-1: Photovoltaic; Generating Facility Fuel-1: Solar; MWs MW-1: 150 | 150 |  |  |  | Full Capacity |  | IMPERIAL | CA | SDGE | Imperial Valley 230 kV bus | 2016-12-31 08:00 | 2016-12-31 08:00 | NA | None | None | NA
FREMONT VALLEY PRESERVATION | 986 | 2013-04-30 | 2013-04-30 07:00 | WITHDRAWN | 2014-04-17 07:00 | C06 | Generating Facility Type-1: Photovoltaic; Generating Facility Fuel-1: Solar; MWs MW-1: 245 | 245 |  |  |  | Full Capacity |  | KERN | CA | SCE | Kramer Substation 230kV | 2015-08-01 07:00 | 2016-11-01 07:00 | NA | Complete | None | NA
PISMO SOLAR | 987 | 2013-04-30 | 2013-04-30 07:00 | WITHDRAWN | 2014-03-04 08:00 | C06 | Generating Facility Type-1: Photovoltaic; Generating Facility Fuel-1: Solar; MWs MW-1: 20 | 20 |  |  |  | Full Capacity |  | SAN LUIS OBISPO | CA | PGAE | SLO to Oceano 115kV line | 2015-08-01 07:00 | 2015-08-01 07:00 | NA | None | None | NA
MARICOPA WEST SOLAR PV 2 | 988 | 2013-04-30 | 2013-04-30 07:00 | WITHDRAWN | 2017-03-14 07:00 | C06 | Generating Facility Type-1: Photovoltaic; Generating Facility Fuel-1: Solar; MWs MW-1: 20 | 20 |  |  |  | Energy Only |  | KERN | CA | PGAE | Maricopa-Copus 70kV line | 2015-08-01 07:00 | 2017-02-28 08:00 | NA | Complete | Complete | NA | Executed | None
KASSON MANTECA SOLAR | 989 | 2013-04-30 | 2013-04-30 07:00 | WITHDRAWN | 2015-04-09 07:00 | C06 | Generating Facility Type-1: Photovoltaic; Generating Facility Fuel-1: Solar; MWs MW-1: 20 | 20 |  |  |  | Full Capacity |  | SAN JOAQUIN | CA | PGAE | Kasson-Manteca 60kV | 2015-08-01 07:00 | 2018-05-01 07:00 | NA | Complete | Complete | NA
CENTER POWER | 990 | 2013-04-30 | 2013-04-30 07:00 | WITHDRAWN | 2016-06-03 07:00 | C06 | Generating Facility Type-1: Combustion Turbine; Generating Facility Fuel-1: Natural Gas; MWs MW-1: 910 | 910 |  |  |  | Energy Only |  | LOS ANGELES | CA | SCE | Loop Center-Mesa and Center-Olinda 230kV lines | 2018-01-01 08:00 | 2024-08-13 07:00 | NA | Complete | Complete | NA
RIO HONDO POWER | 991 | 2013-04-30 | 2013-04-30 07:00 | WITHDRAWN | 2014-04-28 07:00 | C06 | Generating Facility Type-1: Combined Cycle; Generating Facility Fuel-1: Natural Gas; MWs MW-1: 1047 | 1047 |  |  |  | Full Capacity |  | LOS ANGELES | CA | SCE | Rio Hondo Substation 230kV | 2019-01-01 08:00 | 2019-01-01 08:00 | NA | Complete | None | NA
EAST NICOLAUS SOLAR | 992 | 2013-04-30 | 2013-04-30 07:00 | WITHDRAWN | 2015-05-21 07:00 | C06 | Generating Facility Type-1: Photovoltaic; Generating Facility Fuel-1: Solar; MWs MW-1: 20 | 20 |  |  |  | Full Capacity |  | SUTTER | CA | PGAE | East Nicolaus 60 kV substation | 2015-08-01 07:00 | 2015-08-01 07:00 | NA | Complete | Complete | NA
KINGS SOLAR 4 | 995 | 2013-05-01 | 2013-04-30 07:00 | WITHDRAWN | 2013-07-02 07:00 | C06 | Generating Facility Type-1: Photovoltaic; Generating Facility Fuel-1: Solar; MWs MW-1: 150 | 150 |  |  |  | Full Capacity |  | KINGS | CA | PGAE | Gates-Midway 230kV line | 2016-06-01 07:00 | 2016-06-01 07:00 | NA | None | None | NA
MARICOPA 4 SOLAR PROJECT | 996 | 2013-05-01 | 2013-04-30 07:00 | WITHDRAWN | 2013-07-02 07:00 | C06 | Generating Facility Type-1: Photovoltaic; Generating Facility Fuel-1: Solar; MWs MW-1: 150 | 150 |  |  |  | Full Capacity |  | KERN | CA | PGAE | Midway- Wheeler Ridge 230 kV line tap via .5 mile gen tie | 2016-06-01 07:00 | 2016-06-01 07:00 | NA | None | None | NA
STS SOLAR | 997 | 2013-05-01 | 2013-04-30 07:00 | WITHDRAWN | 2015-06-04 07:00 | C06 | Generating Facility Type-1: Photovoltaic; Generating Facility Fuel-1: Solar; MWs MW-1: 16 | 16 |  |  |  | Full Capacity |  | SONOMA | CA | PGAE | Monte Rio-Fulton 60 kV transmission line | 2015-06-30 07:00 | 2015-09-15 07:00 | NA | Complete | Complete | NA
HYDER VALLEY SOLAR ENERGY | 998 | 2013-05-01 | 2013-04-30 07:00 | WITHDRAWN | 2014-05-01 07:00 | C06 | Generating Facility Type-1: Steam Turbine; Generating Facility Fuel-1: Solar; MWs MW-1: 300 | 300 |  |  |  | Full Capacity |  | MARICOPA | AZ | SDGE | Proposed switch station on the Hassayama-North Gila Bend 500 kV line | 2018-04-01 07:00 | 2018-04-01 07:00 | NA | Complete | None | NA
BLUE STAR WIND ENERGY CENTER | 999 | 2013-05-01 | 2013-04-30 07:00 | WITHDRAWN | 2013-09-16 07:00 | C06 | Generating Facility Type-1: Wind Turbine; Generating Facility Fuel-1: Wind Turbine; MWs MW-1: 250 | 250 |  |  |  | Full Capacity |  | KERN | CA | PGAE | Caliente Switching Station 230 kV | 2017-01-01 08:00 | 2017-01-01 08:00 | NA | None | None | NA
HECA SCS | 1000 | 2013-05-01 | 2013-04-30 07:00 | WITHDRAWN | 2014-04-24 07:00 | C06 | Generating Facility Type-1: Combined Cycle; Generating Facility Fuel-1: Other; MWs MW-1: 300 | 300 |  |  |  | Full Capacity |  | KERN | CA | PGAE | Midway-Wheeler Ridge 230 kV Line | 2019-01-01 08:00 | 2019-01-01 08:00 | NA | Complete | None | NA
LASALLE SOLAR PROJECT | 1001 | 2013-05-01 | 2013-04-30 07:00 | WITHDRAWN | 2014-02-27 08:00 | C06 | Generating Facility Type-1: Photovoltaic; Generating Facility Fuel-1: Solar; MWs MW-1: 20 | 20 |  |  |  | Full Capacity |  | KINGS | CA | PGAE | Henreitta-GWF 115kV Line | 2016-10-01 07:00 | 2016-10-01 07:00 | NA | Complete | None | NA
DRY CREEK (FKA JASMIN POWER 3) | 1003 | 2013-04-30 | 2013-04-30 07:00 | WITHDRAWN | 2014-04-29 07:00 | C06 | Generating Facility Type-1: Combustion Turbine; Generating Facility Fuel-1: Natural Gas; MWs MW-1: 86 | 86 |  |  |  | Full Capacity |  | KERN | CA | SCE | Vestal-Magunden #2 220kV line | 2017-01-01 08:00 | 2017-01-01 08:00 | NA | Complete | None | NA
CLEARVISTA SOLAR 1 | 1004 | 2013-12-24 | 2014-01-23 08:00 | WITHDRAWN | 2014-07-29 07:00 | FT | Generating Facility Type-1: Photovoltaic; Generating Facility Fuel-1: Solar; MWs MW-1: 5 | 5 |  |  |  | Energy Only |  | KERN | CA | SCE | Highwind Substation 220kV | 2014-10-31 07:00 | 2014-10-31 07:00 | None | NA | NA | NA
DIXIE VALLEY 2 | 1006 | 2014-03-28 | 2014-03-28 07:00 | WITHDRAWN | 2014-10-15 07:00 | ISP | Generating Facility Type-1: Steam Turbine; Generating Facility Fuel-1: Geothermal; MWs MW-1: 5 | 5 |  |  |  | Energy Only |  | CHURCHILL | NV | SCE | Control Substation 115kV | 2014-10-01 07:00 | 2014-10-01 07:00 | NA | None | None | NA
COYOTE CREEK ENERGY STORAGE | 1007 | 2014-05-01 | 2014-04-30 07:00 | WITHDRAWN | 2015-03-20 07:00 | C07 | Generating Facility Type-1: Storage; Generating Facility Fuel-1: Battery; MWs MW-1: 20 | 20 |  |  |  | Full Capacity |  | SANTA CLARA | CA | PGAE | Los Esteros Substation 115kV | 2019-03-01 08:00 | 2020-01-01 08:00 | NA | Complete | None | NA |  | None
DIABLO ENERGY FACILITY | 1008 | 2014-04-29 | 2014-04-30 07:00 | WITHDRAWN | 2015-01-30 08:00 | C07 | Generating Facility Type-1: Combustion Turbine; Generating Facility Fuel-1: Natural Gas; MWs MW-1: 309 | 309 |  |  |  | Full Capacity |  | CONTRA COSTA | CA | PGAE | Pittsburg Substation 115 kV | 2017-06-01 07:00 | 2017-06-01 07:00 | NA | None | None | NA
DIABLO ENERGY STORAGE | 1009 | 2014-04-29 | 2014-04-30 07:00 | WITHDRAWN | 2015-01-30 08:00 | C07 | Generating Facility Type-1: Storage; Generating Facility Fuel-1: Battery; MWs MW-1: 20 | 20 |  |  |  | Full Capacity |  | CONTRA COSTA | CA | PGAE | Pittsburg Substation 60kV | 2016-06-01 07:00 | 2016-06-01 07:00 | NA | None | None | NA
COLINAS DE ORO | 1011 | 2014-04-28 | 2014-04-30 07:00 | WITHDRAWN | 2021-01-11 08:00 | C07 | Generating Facility Type-1: Storage; Generating Facility Fuel-1: Battery; MWs MW-1: 30 | 30 |  |  |  | Full Capacity |  | ALAMEDA | CA | PGAE | Tesla Substation 115kV | 2016-12-01 08:00 | 2021-03-01 08:00 | NA | Complete | Complete | NA | Executed | IC Request
HONEY BEE | 1012 | 2014-04-30 | 2014-04-30 07:00 | WITHDRAWN | 2015-01-27 08:00 | C07 | Generating Facility Type-1: Storage; Generating Facility Fuel-1: Battery; MWs MW-1: 20 | 20 |  |  |  | Full Capacity |  | SANTA CLARA | CA | PGAE | FMC Substation 115 kV | 2016-06-01 07:00 | 2016-06-01 07:00 | NA | None | None | NA
LAKE CLEMENTINE HYDROELECTRIC C7 | 1013 | 2014-05-01 | 2014-04-30 07:00 | WITHDRAWN | 2015-02-10 08:00 | C07 | Generating Facility Type-1: Hydro; Generating Facility Fuel-1: Water; MWs MW-1: 15.5 | 15.5 |  |  |  | Full Capacity |  | PLACER | CA | PGAE | Halsey Substation 60 kV | 2018-01-15 08:00 | 2018-01-15 08:00 | NA | None | None | NA
PARADISE CUT | 1014 | 2014-04-30 | 2014-04-30 07:00 | WITHDRAWN | 2016-11-30 08:00 | C07 | Generating Facility Type-1: Storage; Generating Facility Fuel-1: Battery; MWs MW-1: 10 | 10 |  |  |  | Full Capacity |  | SAN JOAQUIN | CA | PGAE | Kasson-Louise 60kV Line | 2016-06-01 07:00 | 2016-06-01 07:00 | NA | Complete | Complete | NA |  | IC Request
PLEASANT GROVE GRID STABILIZATION PROJECT | 1015 | 2014-04-30 | 2014-04-30 07:00 | WITHDRAWN | 2015-02-03 08:00 | C07 | Generating Facility Type-1: Storage; Generating Facility Fuel-1: Battery; MWs MW-1: 20 | 20 |  |  |  | Full Capacity |  | PLACER | CA | PGAE | Pleasant Grove Substation 115 kV | 2016-12-31 08:00 | 2016-12-31 08:00 | NA | None | None | NA
SGS FREMONT | 1017 | 2014-04-30 | 2014-04-30 07:00 | WITHDRAWN | 2015-02-11 08:00 | C07 | Generating Facility Type-1: Storage; Generating Facility Fuel-1: Battery; MWs MW-1: 50 | 50 |  |  |  | Full Capacity |  | ALAMEDA | CA | PGAE | Newark Substation 115 kV | 2019-01-01 08:00 | 2019-01-01 08:00 | NA | None | None | NA
SGS LIVERMORE (FKA SGS SOUTH SAN FRANCISCO) | 1018 | 2014-04-30 | 2014-04-30 07:00 | WITHDRAWN | 2015-05-11 07:00 | C07 | Generating Facility Type-1: Storage; Generating Facility Fuel-1: Battery; MWs MW-1: 50 | 50 |  |  |  | Full Capacity |  | SAN MATEO | CA | PGAE | Las Positas 60 kV | 2019-01-01 08:00 | 2019-01-01 08:00 | NA | Complete | None | NA
SHINGLE SPRINGS GRID STABILIZATION PROJECT | 1019 | 2014-04-30 | 2014-04-30 07:00 | WITHDRAWN | 2015-02-19 08:00 | C07 | Generating Facility Type-1: Storage; Generating Facility Fuel-1: Battery; MWs MW-1: 40 | 40 |  |  |  | Full Capacity |  | EL DORADO | CA | PGAE | Shingle Springs Substation 115kV | 2016-12-31 08:00 | 2016-12-31 08:00 | NA | None | None | NA
SKY VALLEY WIND | 1020 | 2014-04-28 | 2014-04-30 07:00 | WITHDRAWN | 2015-02-05 08:00 | C07 | Generating Facility Type-1: Wind Turbine; Generating Facility Fuel-1: Wind Turbine; MWs MW-1: 50 | 50 |  |  |  | Full Capacity |  | SOLANO | CA | PGAE | Vaca-Vacaville-Jameson-North Tower 115kV | 2017-12-31 08:00 | 2017-12-31 08:00 | NA | None | None | NA
STOCKTON BIOMASS | 1021 | 2014-04-30 | 2014-04-30 07:00 | WITHDRAWN | 2018-10-25 07:00 | C07 | Generating Facility Type-1: Steam Turbine; Generating Facility Fuel-1: Biofuel; MWs MW-1: 5 | 5 |  |  |  | Full Capacity |  | SAN JOAQUIN | CA | PGAE | Stockton A #1 line 60 kV, Cogeneration National 60 kV tap | 2016-12-31 08:00 | 2018-02-28 08:00 | NA | Complete | Complete | NA | Executed
TESLA WIND BANK | 1022 | 2014-04-30 | 2014-04-30 07:00 | WITHDRAWN | 2014-07-02 07:00 | C07 | Generating Facility Type-1: Storage; Generating Facility Fuel-1: Battery; MWs MW-1: 30 | 30 |  |  |  | Full Capacity |  | ALAMEDA | CA | PGAE | Patterson Pass 230 kV Substation | 2016-12-01 08:00 | 2016-12-01 08:00 | NA | None | None | NA
UMBARGER EVERGREEN ENERGY STORAGE | 1023 | 2014-04-30 | 2014-04-30 07:00 | WITHDRAWN | 2015-04-01 07:00 | C07 | Generating Facility Type-1: Storage; Generating Facility Fuel-1: Battery; MWs MW-1: 20 | 20 |  |  |  | Full Capacity |  | SANTA CLARA | CA | PGAE | Evergreen Substation 60kV | 2016-08-01 07:00 | 2016-08-01 07:00 | NA | Complete | None | NA |  | Failure to Cure Deficiency
VICTOR GRID STABILIZATION PROJECT | 1024 | 2014-04-30 | 2014-04-30 07:00 | WITHDRAWN | 2015-02-17 08:00 | C07 | Generating Facility Type-1: Storage; Generating Facility Fuel-1: Battery; MWs MW-1: 30 | 30 |  |  |  | Full Capacity |  | SAN JOAQUIN | CA | PGAE | Victor Substation 60 kV | 2016-12-31 08:00 | 2016-12-31 08:00 | NA | Complete | None | NA
WATT ENERGY STORAGE | 1025 | 2014-04-30 | 2014-04-30 07:00 | WITHDRAWN | 2015-01-27 08:00 | C07 | Generating Facility Type-1: Storage; Generating Facility Fuel-1: Battery; MWs MW-1: 15 | 15 |  |  |  | Full Capacity |  | SOLANO | CA | PGAE | Jameson Substation 115 kV | 2017-01-01 08:00 | 2017-01-01 08:00 | NA | None | None | NA
WEBER GRID STABILIZATION PROJECT | 1026 | 2014-04-30 | 2014-04-30 07:00 | WITHDRAWN | 2015-06-18 07:00 | C07 | Generating Facility Type-1: Storage; Generating Facility Fuel-1: Battery; MWs MW-1: 25 | 25 |  |  |  | Full Capacity |  | SAN JOAQUIN | CA | PGAE | Weber Substation 60kV | 2016-12-31 08:00 | 2016-12-31 08:00 | NA | Complete | None | NA
SOUTH LAKE SOLAR | 1030 | 2014-04-30 | 2014-04-30 07:00 | WITHDRAWN | 2020-05-27 07:00 | C07 | Photovoltaic | Storage |  | Solar | Battery |  | 15 | 5 |  | 20 |  |  |  | Energy Only |  | FRESNO | CA | PGAE | Schindler-Huron-Gates Tap 70kV | 2016-12-15 08:00 | 2021-04-15 07:00 | NA | Complete | Complete | NA | Executed | IC Request
STONECROP | 1031 | 2014-04-30 | 2014-04-30 07:00 | WITHDRAWN | 2016-09-19 07:00 | C07 | Generating Facility Type-1: Photovoltaic; Generating Facility Fuel-1: Solar; MWs MW-1: 20 | 20 |  |  |  | Full Capacity |  | FRESNO | CA | PGAE | Gates Substation 230kV | 2016-11-01 07:00 | 2019-07-15 07:00 | NA | Complete | Complete | NA |  | IC Request
BROKEN SPOKE | 1033 | 2014-05-01 | 2014-04-30 07:00 | WITHDRAWN | 2016-04-22 07:00 | C07 | Generating Facility Type-1: Photovoltaic; Generating Facility Fuel-1: Solar; MWs MW-1: 20 | 20 |  |  |  | Full Capacity |  | KERN | CA | PGAE | Arco Substation 70 kV | 2016-11-01 07:00 | 2016-11-01 07:00 | NA | Complete | Complete | NA
HIGH NOON | 1034 | 2014-04-30 | 2014-04-30 07:00 | WITHDRAWN | 2015-01-27 08:00 | C07 | Generating Facility Type-1: Photovoltaic; Generating Facility Fuel-1: Solar; MWs MW-1: 20 | 20 |  |  |  | Full Capacity |  | KINGS | CA | PGAE | Waukena Substation 115kV | 2016-11-01 07:00 | 2016-11-01 07:00 | NA | None | None | NA
MAGELLAN SOLAR | 1035 | 2014-04-25 | 2014-04-30 07:00 | WITHDRAWN | 2015-03-24 07:00 | C07 | Generating Facility Type-1: Photovoltaic; Generating Facility Fuel-1: Solar; MWs MW-1: 20 | 20 |  |  |  | Full Capacity |  | KERN | CA | PGAE | Arco Substation 70kV | 2017-12-01 08:00 | 2018-06-01 07:00 | NA | Complete | None | NA |  | IC Request
NEW HECA | 1037 | 2014-04-28 | 2014-04-30 07:00 | WITHDRAWN | 2015-04-01 07:00 | C07 | Generating Facility Type-1: Steam Turbine; Generating Facility Fuel-1: Natural Gas; MWs MW-1: 300 | 300 |  |  |  | Full Capacity |  | KERN | CA | PGAE | Midway-Wheeler Ridge 230 kV | 2020-01-01 08:00 | 2020-01-31 08:00 | NA | Complete | None | NA
PANDORA SOLAR | 1038 | 2014-04-25 | 2014-04-30 07:00 | WITHDRAWN | 2016-06-03 07:00 | C07 | Generating Facility Type-1: Photovoltaic; Generating Facility Fuel-1: Solar; MWs MW-1: 60 | 60 |  |  |  | Full Capacity |  | KERN | CA | PGAE | Arco Substation 70kV | 2017-12-01 08:00 | 2018-06-01 07:00 | NA | Complete | Complete | NA |  | Failure to Cure Deficiency
PUMA FORK | 1039 | 2014-04-30 | 2014-04-30 07:00 | WITHDRAWN | 2015-01-27 08:00 | C07 | Generating Facility Type-1: Photovoltaic; Generating Facility Fuel-1: Solar; MWs MW-1: 20 | 20 |  |  |  | Full Capacity |  | KERN | CA | PGAE | 7th Standard Substation 115 kV | 2016-11-01 07:00 | 2016-11-01 07:00 | NA | None | None | NA
BCS ENERGY STORAGE | 1041 | 2014-04-30 | 2014-04-30 07:00 | WITHDRAWN | 2015-01-22 08:00 | C07 | Photovoltaic | Storage |  | Solar | Battery |  | 20 | 20 |  | 20 |  |  |  | Full Capacity |  | IMPERIAL | CA | SDGE | Imperial Valley Substation 230 kV | 2015-06-01 07:00 | 2015-06-01 07:00 | NA | None | None | NA
BIG POTRERO | 1042 | 2014-04-29 | 2014-04-30 07:00 | WITHDRAWN | 2015-02-05 08:00 | C07 | Generating Facility Type-1: Photovoltaic; Generating Facility Fuel-1: Solar; MWs MW-1: 20 | 20 |  |  |  | Full Capacity |  | SAN DIEGO | CA | SDGE | Cameron Substation 69 kV | 2016-11-01 07:00 | 2016-11-01 07:00 | NA | None | None | NA
CANASTA | 1043 | 2014-04-29 | 2014-04-30 07:00 | WITHDRAWN | 2015-01-27 08:00 | C07 | Generating Facility Type-1: Photovoltaic; Generating Facility Fuel-1: Solar; MWs MW-1: 20 | 20 |  |  |  | Full Capacity |  | SAN DIEGO | CA | SDGE | Creelman Substation 69 kV | 2016-11-01 07:00 | 2016-11-01 07:00 | NA | None | None | NA
CCI HYBRID POWER | 1044 | 2014-04-30 | 2014-04-30 07:00 | WITHDRAWN | 2014-07-09 07:00 | C07 | Combustion Turbine | Storage |  | Natural Gas | Battery |  | 448 | 60 |  | 508 |  |  |  | Full Capacity |  | SAN DIEGO | CA | SDGE | Mission-San Luis Rey 230 kV line | 2019-06-01 07:00 | 2019-06-01 07:00 | NA | None | None | NA
ECO ENERGY STORAGE CENTER | 1046 | 2014-04-28 | 2014-04-30 07:00 | WITHDRAWN | 2015-02-16 08:00 | C07 | Generating Facility Type-1: Storage; Generating Facility Fuel-1: Battery; MWs MW-1: 10 | 10 |  |  |  | Full Capacity |  | SAN DIEGO | CA | SDGE | East County Substation 138kV | 2016-12-15 08:00 | 2016-12-15 08:00 | NA | None | None | NA
HAWKWIND | 1049 | 2014-04-29 | 2014-04-30 07:00 | WITHDRAWN | 2015-01-27 08:00 | C07 | Generating Facility Type-1: Photovoltaic; Generating Facility Fuel-1: Solar; MWs MW-1: 20 | 20 |  |  |  | Full Capacity |  | SAN DIEGO | CA | SDGE | ECO Substation 138kV | 2016-11-01 07:00 | 2016-11-01 07:00 | NA | None | None | NA
HONEY BADGER | 1050 | 2014-04-29 | 2014-04-30 07:00 | WITHDRAWN | 2016-01-07 08:00 | C07 | Generating Facility Type-1: Photovoltaic; Generating Facility Fuel-1: Solar; MWs MW-1: 20 | 20 |  |  |  | Full Capacity |  | SAN DIEGO | CA | SDGE | Cameron Substation 69kV | 2016-11-01 07:00 | 2016-11-01 07:00 | NA | Complete | None | NA
KEARNY HYBRID POWER | 1051 | 2014-04-30 | 2014-04-30 07:00 | WITHDRAWN | 2015-01-26 08:00 | C07 | Storage | Photovoltaic |  | Battery | Solar |  | 30 | 90 |  | 120 |  |  |  | Full Capacity |  | SAN DIEGO | CA | SDGE | Kearny Substation 69kV | 2019-06-01 07:00 | 2019-06-01 07:00 | NA | None | None | NA
MESA ROJO | 1052 | 2014-04-29 | 2014-04-30 07:00 | WITHDRAWN | 2015-01-28 08:00 | C07 | Generating Facility Type-1: Photovoltaic; Generating Facility Fuel-1: Solar; MWs MW-1: 20 | 20 |  |  |  | Full Capacity |  | SAN DIEGO | CA | SDGE | San Ysabel Substation 69kV | 2016-11-01 07:00 | 2016-11-01 07:00 | NA | None | None | NA
MIGUEL ENERGY STORAGE | 1054 | 2014-04-30 | 2014-04-30 07:00 | WITHDRAWN | 2014-07-07 07:00 | C07 | Generating Facility Type-1: Storage; Generating Facility Fuel-1: Battery; MWs MW-1: 150 | 150 |  |  |  | Full Capacity |  | SAN DIEGO | CA | SDGE | Miguel Substation 230kV | 2016-12-31 08:00 | 2016-12-31 08:00 | NA | None | None | NA
NCC HYBRID POWER | 1055 | 2014-04-30 | 2014-04-30 07:00 | WITHDRAWN | 2015-01-26 08:00 | C07 | Storage | Combustion Turbine |  | Battery | Natural Gas |  | 60 | 384 |  | 444 |  |  |  | Full Capacity |  | SAN DIEGO | CA | SDGE | San Luis Rey Substation 230 kV | 2019-06-01 07:00 | 2019-06-01 07:00 | NA | None | None | NA
NCI HYBRID POWER | 1056 | 2014-04-30 | 2014-04-30 07:00 | WITHDRAWN | 2015-03-20 07:00 | C07 | Photovoltaic | Storage | Combustion Turbine | Solar | Battery | Natural Gas | 30 | 60 | 448 | 538 |  |  |  | Full Capacity |  | SAN DIEGO | CA | SDGE | Talega-Escondido 230kV line | 2019-06-01 07:00 | 2019-06-01 07:00 | NA | Complete | None | NA
OTAY MESA ENERGY CENTER AGP | 1057 | 2014-04-30 | 2014-04-30 07:00 | WITHDRAWN | 2015-03-24 07:00 | C07 | Generating Facility Type-1: Combined Cycle; Generating Facility Fuel-1: Natural Gas; MWs MW-1: 35 | 35 |  |  |  | Full Capacity |  | SAN DIEGO | CA | SDGE | Otay Mesa Switchyard 230 kV | 2016-05-01 07:00 | 2016-05-01 07:00 | NA | Complete | None | NA
SEA LION ENERGY STORAGE | 1059 | 2014-04-30 | 2014-04-30 07:00 | WITHDRAWN | 2015-03-30 07:00 | C07 | Generating Facility Type-1: Storage; Generating Facility Fuel-1: Battery; MWs MW-1: 20 | 20 |  |  |  | Full Capacity |  | SAN DIEGO | CA | SDGE | San Luis Rey Substation 69 kV | 2017-01-01 08:00 | 2017-01-01 08:00 | NA | Complete | None | NA
SLW (FKA SHU'LUUK WIND) | 1060 | 2014-04-30 | 2014-04-30 07:00 | WITHDRAWN | 2015-04-01 07:00 | C07 | Generating Facility Type-1: Wind Turbine; Generating Facility Fuel-1: Wind Turbine; MWs MW-1: 160 | 160 |  |  |  | Full Capacity |  | SAN DIEGO | CA | SDGE | Boulevard East Substation 138kV | 2017-12-31 08:00 | 2017-12-31 08:00 | NA | Complete | None | NA
WILEY ROAD | 1063 | 2014-04-29 | 2014-04-30 07:00 | WITHDRAWN | 2015-01-28 08:00 | C07 | Generating Facility Type-1: Photovoltaic; Generating Facility Fuel-1: Solar; MWs MW-1: 20 | 20 |  |  |  | Full Capacity |  | SAN DIEGO | CA | SDGE | Salt Creek Substation 69kV | 2016-11-01 07:00 | 2016-11-01 07:00 | NA | None | None | NA
CABALLO LOCO | 1065 | 2014-04-29 | 2014-04-30 07:00 | WITHDRAWN | 2016-06-03 07:00 | C07 | Generating Facility Type-1: Photovoltaic; Generating Facility Fuel-1: Solar; MWs MW-1: 50 | 50 |  |  |  | Energy Only |  | NYE | NV | VEA | Vista Substation 138kV | 2016-11-01 07:00 | 2019-04-05 07:00 | NA | Complete | Complete | NA |  | Failure to Cure Deficiency
ROADRUNNER | 1066 | 2014-04-29 | 2014-04-30 07:00 | WITHDRAWN | 2018-03-02 08:00 | C07 | Generating Facility Type-1: Photovoltaic; Generating Facility Fuel-1: Solar; MWs MW-1: 50 | 50 |  |  |  | Energy Only |  | NYE | NV | VEA | Vista Substation 138kV | 2016-11-01 07:00 | 2019-04-05 07:00 | NA | Complete | Complete | NA |  | IC Request
SPRING MOUNTAIN SOLAR | 1067 | 2014-04-30 | 2014-04-30 07:00 | WITHDRAWN | 2015-02-17 08:00 | C07 | Generating Facility Type-1: Photovoltaic; Generating Facility Fuel-1: Solar; MWs MW-1: 100 | 100 |  |  |  | Full Capacity |  | NYE | NV | VEA | Gamebird Substation 138kV | 2017-12-01 08:00 | 2017-12-01 08:00 | NA | Complete | None | NA |  | IC Request
SUNSHINE VALLEY SOLAR 3 | 1068 | 2014-04-30 | 2014-04-30 07:00 | WITHDRAWN | 2015-02-17 08:00 | C07 | Generating Facility Type-1: Photovoltaic; Generating Facility Fuel-1: Solar; MWs MW-1: 65 | 65 |  |  |  | Full Capacity |  | NYE | NV | VEA | Valley Substation 138kV | 2017-12-01 08:00 | 2017-12-01 08:00 | NA | Complete | None | NA |  | IC Request
BOULDER SOLAR 3 (FKA: BOULDER SOLAR POWER C7) | 1069 | 2014-04-30 | 2014-04-30 07:00 | WITHDRAWN | 2016-12-29 08:00 | C07 | Generating Facility Type-1: Photovoltaic; Generating Facility Fuel-1: Solar; MWs MW-1: 250 | 250 |  |  |  | Energy Only |  | CLARK | NV | SCE | SCE owned Eldorado 220 kV bus | 2016-09-15 07:00 | 2018-08-01 07:00 | NA | Complete | Complete | NA |  | IC Request
JUPITER SOLAR | 1070 | 2014-04-25 | 2014-04-30 07:00 | WITHDRAWN | 2016-06-03 07:00 | C07 | Generating Facility Type-1: Photovoltaic; Generating Facility Fuel-1: Solar; MWs MW-1: 250 | 250 |  |  |  | Full Capacity |  | RIVERSIDE | CA | SCE | Red Bluff Substation 230 kV | 2017-12-01 08:00 | 2018-12-01 08:00 | NA | Complete | Complete | NA |  | Failure to Cure Deficiency
QUARTZITE SOLAR 7 | 1071 | 2014-05-01 | 2014-04-30 07:00 | WITHDRAWN | 2019-02-21 08:00 | C07 | Generating Facility Type-1: Photovoltaic; Generating Facility Fuel-1: Solar; MWs MW-1: 150 | 150 |  |  |  | Energy Only |  | RIVERSIDE | CA | SCE | Colorado River Substation 230 kV | 2016-12-31 08:00 | 2019-12-01 08:00 | NA | Complete | Complete | NA
VERMILLION | 1072 | 2014-04-30 | 2014-04-30 07:00 | WITHDRAWN | 2015-01-27 08:00 | C07 | Generating Facility Type-1: Photovoltaic; Generating Facility Fuel-1: Solar; MWs MW-1: 100 | 100 |  |  |  | Full Capacity |  | RIVERSIDE | CA | SCE | Devers Substation 230kV | 2017-11-01 07:00 | 2017-11-01 07:00 | NA | Complete | None | NA |  | IC Request
MISSION ROCK ENERGY CENTER (FKA MISSION ROCK ENERGY CENTER FLEX) | 1073 | 2014-04-30 | 2014-04-30 07:00 | WITHDRAWN | 2015-03-24 07:00 | C07 | Generating Facility Type-1: Combined Cycle; Generating Facility Fuel-1: Natural Gas; MWs MW-1: 305 | 305 |  |  |  | Full Capacity |  | VENTURA | CA | SCE | Santa Clara Substation 230 kV | 2019-03-01 08:00 | 2019-03-01 08:00 | NA | Complete | None | NA
ROSE MEADOW WIND BANK | 1075 | 2014-04-30 | 2014-04-30 07:00 | WITHDRAWN | 2015-04-01 07:00 | C07 | Generating Facility Type-1: Storage; Generating Facility Fuel-1: Battery; MWs MW-1: 50 | 50 |  |  |  | Full Capacity |  | KERN | CA | SCE | Whirlwind 230kV bus | 2016-12-01 08:00 | 2022-06-01 07:00 | NA | Complete | None | NA
ALAMITOS ENERGY STORAGE | 1077 | 2014-04-29 | 2014-04-30 07:00 | WITHDRAWN | 2015-03-18 07:00 | C07 | Generating Facility Type-1: Storage; Generating Facility Fuel-1: Battery; MWs MW-1: 300 | 300 |  |  |  | Full Capacity |  | LOS ANGELES | CA | SCE | Alamitos Switching Station 220kV | 2018-03-01 08:00 | 2018-03-01 08:00 | NA | Complete | None | NA
BIRCH STREET - BATTERY SYSTEM | 1078 | 2014-04-17 | 2014-04-30 07:00 | WITHDRAWN | 2014-06-26 07:00 | C07 | Generating Facility Type-1: Storage; Generating Facility Fuel-1: Battery; MWs MW-1: 118 | 118 |  |  |  | Partial Capacity |  | ORANGE | CA | SCE | Ellis-Santiago 220kV line | 2018-05-01 07:00 | 2018-05-01 07:00 | NA | None | None | NA |  | IC Request
BIRCH STREET - COMBINED CYCLE | 1079 | 2014-04-17 | 2014-04-30 07:00 | WITHDRAWN | 2014-06-26 07:00 | C07 | Generating Facility Type-1: Combined Cycle; Generating Facility Fuel-1: Natural Gas; MWs MW-1: 378 | 378 |  |  |  | Full Capacity |  | ORANGE | CA | SCE | Ellis-Santiago line 220kV | 2018-07-01 07:00 | 2018-07-01 07:00 | NA | None | None | NA
BIRCH STREET GENERATION FACILITY (FKA BIRCH STREET- SIMPLE CYCLE) | 1080 | 2014-04-17 | 2014-04-30 07:00 | WITHDRAWN | 2015-02-03 08:00 | C07 | Combustion Turbine | Storage |  | Natural Gas | Battery |  | 507.4 | 118 |  | 625.4 |  |  |  | Partial Capacity |  | ORANGE | CA | SCE | Ellis-Santiago line 220kV | 2018-03-01 08:00 | 2018-03-01 08:00 | NA | None | None | NA
GRAND AVE - BATTERY SYSTEM | 1081 | 2014-04-29 | 2014-04-30 07:00 | WITHDRAWN | 2014-06-26 07:00 | C07 | Generating Facility Type-1: Storage; Generating Facility Fuel-1: Battery; MWs MW-1: 118 | 118 |  |  |  | Partial Capacity |  | ORANGE | CA | SCE | Johanna Switchyard 230 kV | 2018-05-01 07:00 | 2018-05-01 07:00 | NA | None | None | NA |  | IC Request
GRAND AVE- COMBINED CYCLE | 1082 | 2014-04-29 | 2014-04-30 07:00 | WITHDRAWN | 2014-06-26 07:00 | C07 | Generating Facility Type-1: Combined Cycle; Generating Facility Fuel-1: Natural Gas; MWs MW-1: 378 | 378 |  |  |  | Full Capacity |  | ORANGE | CA | SCE | Johanna Switchyard 230 kV | 2018-07-01 07:00 | 2018-07-01 07:00 | NA | None | None | NA
GRAND AVE GENERATION FACILITY (FKA GRAND AVE SIMPLE CYCLE) | 1083 | 2014-04-29 | 2014-04-30 07:00 | WITHDRAWN | 2015-02-03 08:00 | C07 | Combustion Turbine | Storage |  | Natural Gas | Battery |  | 507.4 | 118 |  | 625.4 |  |  |  | Partial Capacity |  | ORANGE | CA | SCE | Johanna Switchyard 230kV | 2018-07-01 07:00 | 2018-07-01 07:00 | NA | None | None | NA
JOHANNA ENERGY CENTER (FKA JOHANNA ENERGY CENTER LMS) | 1084 | 2014-04-30 | 2014-04-30 07:00 | WITHDRAWN | 2015-02-18 08:00 | C07 | Generating Facility Type-1: Combustion Turbine; Generating Facility Fuel-1: Natural Gas; MWs MW-1: 220 | 220 |  |  |  | Full Capacity |  | ORANGE | CA | SCE | Johanna Substation 230 kV | 2019-03-01 08:00 | 2019-03-01 08:00 | NA | None | None | NA
MIRA LOMA HYBRID POWER PROJECT | 1085 | 2014-04-30 | 2014-04-30 07:00 | WITHDRAWN | 2014-07-17 07:00 | C07 | Combustion Turbine | Storage | Steam Turbine | Natural Gas | Battery | Natural Gas | 455 | 50 | 405 | 910 |  |  |  | Full Capacity |  | SAN BERNARDINO | CA | SCE | Mira Loma Substation 220kV Tap | 2020-06-01 07:00 | 2020-06-01 07:00 | NA | None | None | NA
SANTA ANA ENERGY CENTER | 1087 | 2014-04-28 | 2014-04-30 07:00 | WITHDRAWN | 2015-02-10 08:00 | C07 | Generating Facility Type-1: Combustion Turbine; Generating Facility Fuel-1: Natural Gas; MWs MW-1: 700 | 700 |  |  |  | Full Capacity |  | ORANGE | CA | SCE | Johanna Substation 230 kV | 2018-12-31 08:00 | 2018-12-31 08:00 | NA | Complete | None | NA
VIEJO HYBRID POWER | 1088 | 2014-04-30 | 2014-04-30 07:00 | WITHDRAWN | 2015-01-26 08:00 | C07 | Storage | Steam Turbine | Combustion Turbine | Battery | Natural Gas | Natural Gas | 50 | 405 | 455 | 910 |  |  |  | Full Capacity |  | RIVERSIDE | CA | SCE | Chino-Viejo 220 kV line | 2019-06-01 07:00 | 2019-06-01 07:00 | NA | Complete | None | NA |  | IC Request
HIGH DESERT SOLAR PV | 1089 | 2014-04-30 | 2014-04-30 07:00 | WITHDRAWN | 2015-04-01 07:00 | C07 | Generating Facility Type-1: Photovoltaic; Generating Facility Fuel-1: Solar; MWs MW-1: 89.95 | 89.95 |  |  |  | Full Capacity |  | SAN BERNARDINO | CA | SCE | Desert View Substation 220kV | 2018-08-15 07:00 | 2018-04-30 07:00 | NA | Complete | None | NA
CENTINELA SOLAR ENERGY FACILITY 2MWFT | 1090 | 2014-06-11 | 2014-06-11 07:00 | WITHDRAWN | 2014-09-04 07:00 | FT | Generating Facility Type-1: Storage; Generating Facility Fuel-1: Solar; MWs MW-1: 2 | 2 |  |  |  | Energy Only |  | IMPERIAL | CA | SDGE | Imperial Valley 230kV sub | 2015-01-15 08:00 | 2015-01-15 08:00 | None | NA | NA | NA
WESTLANDS SOLAR FARMS PV2 | 1091 | 2014-05-22 | 2014-05-14 07:00 | WITHDRAWN | 2015-04-24 07:00 | FT | Generating Facility Type-1: Photovoltaic; Generating Facility Fuel-1: Solar; MWs MW-1: 1.5 | 1.5 |  |  |  | Energy Only |  | FRESNO | CA | PGAE | Gates-Coalinga 70 kV Line #1 | 2015-02-15 08:00 | 2015-08-01 07:00 | None | NA | NA | NA
PUERTA SOLAR CENTER | 1092 | 2014-01-13 | 2014-08-25 07:00 | WITHDRAWN | 2017-06-06 07:00 | ISP | Generating Facility Type-1: Photovoltaic; Generating Facility Fuel-1: Solar; MWs MW-1: 49 | 49 |  |  |  | Full Capacity |  | FRESNO | CA | PGAE | Gates-Coalinga #2 70 kV Line | 2015-09-30 07:00 | 2017-08-30 07:00 | NA | None | None | NA |  | IC Request
SWEETWATER ENERGY STORAGE | 1093 | 2014-11-04 | 2014-10-31 07:00 | WITHDRAWN | 2014-12-29 08:00 | FT | Generating Facility Type-1: Storage; Generating Facility Fuel-1: Battery; MWs MW-1: 5 | 5 |  |  |  | Energy Only |  | SAN DIEGO | CA | SDGE | Miguel 69kV | 2016-03-01 08:00 | 2016-03-01 08:00 | Offered | NA | NA | NA
WOODLAND BATTERY PROJECT | 1094 | 2015-02-19 | 2015-03-26 07:00 | WITHDRAWN | 2016-05-05 07:00 | ISP | Generating Facility Type-1: Storage; Generating Facility Fuel-1: Battery; MWs MW-1: 25 | 25 |  |  |  | Full Capacity |  | YOLO | CA | PGAE | 115kV tap on Woodland-Davis 115kV line | 2017-09-01 07:00 | 2017-09-01 07:00 | NA | None | None | NA
BLUE SANDS SOLAR PV | 1095 | 2015-02-05 | 2015-04-07 07:00 | WITHDRAWN | 2015-08-04 07:00 | FT | Generating Facility Type-1: Photovoltaic; Generating Facility Fuel-1: Solar; MWs MW-1: 5 | 5 |  |  |  | Energy Only |  | NYE | NV | VEA | Valley Substation 138kV | 2015-12-01 08:00 | 2015-12-01 08:00 | None | NA | NA | NA |  | None
BIRDS LANDING WIND | 1098 | 2015-04-30 | 2015-04-30 07:00 | WITHDRAWN | 2016-12-14 08:00 | C08 | Generating Facility Type-1: Wind Turbine; Generating Facility Fuel-1: Wind Turbine; MWs MW-1: 1.84 | 1.84 |  |  |  | Full Capacity |  | SOLANO | CA | PGAE | Birds Landing Substation 230kV | 2016-12-01 08:00 | 2017-12-01 08:00 | NA | None | None | NA |  | IC Request
BRIDGEHEAD ES | 1099 | 2015-04-29 | 2015-04-30 07:00 | WITHDRAWN | 2016-03-02 08:00 | C08 | Generating Facility Type-1: Storage; Generating Facility Fuel-1: Battery; MWs MW-1: 103 | 103 |  |  |  | Full Capacity |  | CONTRA COSTA | CA | PGAE | Du Pont Substation 60 kV Bus | 2021-12-31 08:00 | 2021-12-31 08:00 | NA | None | None | NA
BRISBANE ES | 1100 | 2015-04-29 | 2015-04-30 07:00 | WITHDRAWN | 2015-07-17 07:00 | C08 | Generating Facility Type-1: Storage; Generating Facility Fuel-1: Battery; MWs MW-1: 412 | 412 |  |  |  | Full Capacity |  | SAN MATEO | CA | PGAE | Martin Substation 115 kV Bus | 2021-12-31 08:00 | 2021-12-31 08:00 | NA | None | None | NA
COOLEY LANDING BESS | 1101 | 2015-04-30 | 2015-04-30 07:00 | WITHDRAWN | 2016-04-15 07:00 | C08 | Generating Facility Type-1: Storage; Generating Facility Fuel-1: Battery; MWs MW-1: 20 | 20 |  |  |  | Full Capacity |  | SAN MATEO | CA | PGAE | Cooley Landing 60kV Substation | 2017-09-01 07:00 | 2018-06-01 07:00 | NA | None | None | NA |  | IC Request
CORNWALL ENERGY STORAGE | 1102 | 2015-04-30 | 2015-04-30 07:00 | WITHDRAWN | 2016-02-22 08:00 | C08 | Generating Facility Type-1: Storage; Generating Facility Fuel-1: Battery; MWs MW-1: 20 | 20 |  |  |  | Full Capacity |  | CONTRA COSTA | CA | PGAE | Pittsburgh - GWF Tap #1 60kV | 2018-06-01 07:00 | 2018-06-01 07:00 | NA | None | None | NA
GEYSERS UNIT 11 RECONNECTION | 1104 | 2015-04-29 | 2015-04-30 07:00 | WITHDRAWN | 2016-02-05 08:00 | C08 | Generating Facility Type-1: Steam Turbine; Generating Facility Fuel-1: Geothermal; MWs MW-1: 0.1 | 74 |  |  |  | Full Capacity |  | SONOMA | CA | PGAE | Geysers 17-Fulton 230kV transmission line | 2017-03-03 08:00 | 2017-03-03 08:00 | NA | None | None | NA
GOLDENEYE ENERGY STORAGE CENTER | 1105 | 2015-04-30 | 2015-04-30 07:00 | WITHDRAWN | 2016-04-26 07:00 | C08 | Generating Facility Type-1: Storage; Generating Facility Fuel-1: Battery; MWs MW-1: 20 | 20 |  |  |  | Full Capacity |  | CONTRA COSTA | CA | PGAE | 230 kV bus at the Kelso Substation via the Mariposa Energy 230 kV tie line | 2018-12-01 08:00 | 2021-08-01 07:00 | NA | None | None | NA
MOLINO ES | 1107 | 2015-04-30 | 2015-04-30 07:00 | WITHDRAWN | 2016-04-29 07:00 | C08 | Generating Facility Type-1: Storage; Generating Facility Fuel-1: Battery; MWs MW-1: 10 | 10 |  |  |  | Full Capacity |  | SONOMA | CA | PGAE | Molino Substation 60kV bus | 2020-03-01 08:00 | 2020-03-01 08:00 | NA | Complete | None | NA
NICOLAUS STORAGE | 1108 | 2015-04-30 | 2015-04-30 07:00 | WITHDRAWN | 2017-05-31 07:00 | C08 | Generating Facility Type-1: Storage; Generating Facility Fuel-1: Battery; MWs MW-1: 64 | 64 |  |  |  | Full Capacity |  | SUTTER | CA | PGAE | East Nicolaus 115kV Substation | 2020-12-01 08:00 | 2020-12-01 08:00 | NA | None | Complete | NA |  | IC Request
OAKLAND ES | 1110 | 2015-04-29 | 2015-04-30 07:00 | WITHDRAWN | 2015-07-02 07:00 | C08 | Generating Facility Type-1: Storage; Generating Facility Fuel-1: Battery; MWs MW-1: 156 | 153 |  |  |  | Full Capacity |  | ALAMEDA | CA | PGAE | Oakland J 115kV substation bus | 2021-12-31 08:00 | 2021-12-31 08:00 | NA | None | None | NA
POINT ARENA ES | 1112 | 2015-04-30 | 2015-04-30 07:00 | WITHDRAWN | 2016-04-29 07:00 | C08 | Generating Facility Type-1: Storage; Generating Facility Fuel-1: Battery; MWs MW-1: 10 | 10 |  |  |  | Full Capacity |  | MENDOCINO | CA | PGAE | Point Arena Substation 60kV | 2020-03-01 08:00 | 2020-03-01 08:00 | NA | Complete | None | NA
SAND HILL WIND 2 | 1114 | 2015-04-30 | 2015-04-30 07:00 | WITHDRAWN | 2016-05-02 07:00 | C08 | Generating Facility Type-1: Wind Turbine; Generating Facility Fuel-1: Wind Turbine; MWs MW-1: 52.5 | 52.5 |  |  |  | Full Capacity |  | ALAMEDA | CA | PGAE | Tesla to Delta Switching Yard at the Altamont-Midway Substation | 2017-06-30 07:00 | 2017-06-30 07:00 | NA | Complete | None | NA
SHINGLE SPRINGS ES | 1115 | 2015-04-30 | 2015-04-30 07:00 | WITHDRAWN | 2016-04-29 07:00 | C08 | Generating Facility Type-1: Storage; Generating Facility Fuel-1: Battery; MWs MW-1: 10 | 10 |  |  |  | Full Capacity |  | EL DORADO | CA | PGAE | Shingle Springs Substation 115 kV | 2020-03-01 08:00 | 2020-03-01 08:00 | NA | Complete | None | NA
BELTRAN SOLAR | 1118 | 2015-04-30 | 2015-04-30 07:00 | WITHDRAWN | 2016-05-02 07:00 | C08 | Generating Facility Type-1: Photovoltaic; Generating Facility Fuel-1: Solar; MWs MW-1: 300 | 300 |  |  |  | Full Capacity |  | STANISLAUS | CA | PGAE | Westley-Quinto 230 kV line | 2016-12-01 08:00 | 2018-09-01 07:00 | NA | Complete | None | NA |  | Failure to Cure Deficiency
CENTRAL VALLEY | 1119 | 2015-04-30 | 2015-04-30 07:00 | WITHDRAWN | 2016-02-16 08:00 | C08 | Generating Facility Type-1: Photovoltaic; Generating Facility Fuel-1: Solar; MWs MW-1: 60 | 60 |  |  |  | Full Capacity |  | FRESNO | CA | PGAE | Mendota 115kV substation | 2021-06-01 07:00 | 2021-06-01 07:00 | NA | None | None | NA
CORCORAN 2 BESS ADDITION | 1121 | 2015-04-29 | 2015-04-30 07:00 | WITHDRAWN | 2017-05-16 07:00 | C08 | Photovoltaic | Storage |  | Solar | Battery |  | 19.75 | 3 |  | 19.75 |  |  |  | Full Capacity |  | KINGS | CA | PGAE | Waukena Switching Station 115kV | 2018-12-31 08:00 | 2018-12-31 08:00 | NA | Complete | None | NA |  | IC Request
DOS AMIGOS SOLAR | 1122 | 2015-04-30 | 2015-04-30 07:00 | WITHDRAWN | 2017-05-03 07:00 | C08 | Generating Facility Type-1: Photovoltaic; Generating Facility Fuel-1: Solar; MWs MW-1: 81.8 | 81.8 |  |  |  | Energy Only |  | MERCED | CA | PGAE | Mercy Springs 70 kV Switching Station | 2019-12-31 08:00 | 2020-12-01 08:00 | NA | Complete | None | NA |  | IC Request
FIREBAUGH PANOCHE BESS (FKA PANOCHE ENERGY RELIABILITY CENTER) | 1123 | 2015-04-30 | 2015-04-30 07:00 | WITHDRAWN | 2016-03-08 08:00 | C08 | Generating Facility Type-1: Storage; Generating Facility Fuel-1: Battery; MWs MW-1: 50 | 50 |  |  |  | Full Capacity |  | FRESNO | CA | PGAE | Panoche-Schindler #2 115 kV Line via the Cheney #1 Tap 115 kV Line | 2018-05-01 07:00 | 2018-05-01 07:00 | NA | None | None | NA
FRESNO SOLAR 1 | 1124 | 2015-04-30 | 2015-04-30 07:00 | WITHDRAWN | 2015-06-25 07:00 | C08 | Generating Facility Type-1: Photovoltaic; Generating Facility Fuel-1: Solar; MWs MW-1: 247 | 247 |  |  |  | Full Capacity |  | FRESNO | CA | PGAE | Helm-Firebaugh 230kV line | 2018-12-31 08:00 | 2018-12-31 08:00 | NA | None | None | NA
GALE SOLAR 1 | 1125 | 2015-04-22 | 2015-04-30 07:00 | WITHDRAWN | 2015-07-02 07:00 | C08 | Generating Facility Type-1: Photovoltaic; Generating Facility Fuel-1: Solar; MWs MW-1: 50 | 50 |  |  |  | Full Capacity |  | FRESNO | CA | PGAE | Coalinga No 1 Substation 70kV | 2018-12-31 08:00 | 2018-12-31 08:00 | NA | None | None | NA
HENRIETTA ENERGY STORAGE | 1126 | 2015-04-30 | 2015-04-30 07:00 | WITHDRAWN | 2016-01-20 08:00 | C08 | Generating Facility Type-1: Storage; Generating Facility Fuel-1: Battery; MWs MW-1: 25 | 25 |  |  |  | Full Capacity |  | KINGS | CA | PGAE | Henrietta Substation - 70kV | 2020-05-01 07:00 | 2020-05-01 07:00 | NA | None | None | NA
LUNA PRISM (FKA: MOON PRISM 2) | 1130 | 2015-04-30 | 2015-04-30 07:00 | WITHDRAWN | 2018-05-17 07:00 | C08 | Generating Facility Type-1: Storage; Generating Facility Fuel-1: Battery; MWs MW-1: 19.94 | 19.94 |  |  |  | Energy Only |  | FRESNO | CA | PGAE | Tranquility Substation 230kV | 2018-12-31 08:00 | 2020-11-01 07:00 | NA | Complete | Complete | NA |  | IC Request
ENERGY NUEVO STORAGE FARM (FKA NEW KEARNY ENERGY PARK) | 1131 | 2015-04-16 | 2015-04-30 07:00 | WITHDRAWN | 2017-06-06 07:00 | C08 | Generating Facility Type-1: Storage; Generating Facility Fuel-1: Flywheel; MWs MW-1: 20 | 20 |  |  |  | Full Capacity |  | FRESNO | CA | PGAE | New Kearny Substation 70kV bus | 2020-05-01 07:00 | 2020-09-01 07:00 | NA | Complete | None | NA |  | Failure to Cure Deficiency
OLD KEARNEY ES | 1132 | 2015-04-30 | 2015-04-30 07:00 | WITHDRAWN | 2016-04-29 07:00 | C08 | Generating Facility Type-1: Storage; Generating Facility Fuel-1: Battery; MWs MW-1: 10 | 10 |  |  |  | Full Capacity |  | FRESNO | CA | PGAE | Kearney Substation 70kV bus | 2020-03-01 08:00 | 2020-03-01 08:00 | NA | Complete | None | NA
OVEJA SOLAR FARM | 1133 | 2015-04-30 | 2015-04-30 07:00 | WITHDRAWN | 2016-04-11 07:00 | C08 | Generating Facility Type-1: Photovoltaic; Generating Facility Fuel-1: Solar; MWs MW-1: 50 | 50 |  |  |  | Full Capacity |  | MERCED | CA | PGAE | Cantua 115kV substation | 2020-06-01 07:00 | 2020-06-01 07:00 | NA | None | None | NA
QUAIL CREEK SOLAR 1 | 1134 | 2015-04-24 | 2015-04-30 07:00 | WITHDRAWN | 2015-07-02 07:00 | C08 | Generating Facility Type-1: Photovoltaic; Generating Facility Fuel-1: Solar; MWs MW-1: 40 | 40 |  |  |  | Full Capacity |  | FRESNO | CA | PGAE | Gates-Coalinga #1 70kV line at Jacalito | 2018-12-31 08:00 | 2018-12-31 08:00 | NA | None | None | NA
WESTLANDS APRICOT | 1137 | 2015-04-30 | 2015-04-30 07:00 | WITHDRAWN | 2017-05-11 07:00 | C08 | Generating Facility Type-1: Photovoltaic; Generating Facility Fuel-1: Solar; MWs MW-1: 20 | 20 |  |  |  | Full Capacity |  | KINGS | CA | PGAE | Kent SW STA 70 kV | 2016-12-05 08:00 | 2021-10-15 07:00 | NA | None | None | NA |  | None
WESTLANDS ARTICHOKE | 1138 | 2015-04-30 | 2015-04-30 07:00 | WITHDRAWN | 2017-05-11 07:00 | C08 | Generating Facility Type-1: Photovoltaic; Generating Facility Fuel-1: Solar; MWs MW-1: 50 | 50 |  |  |  | Full Capacity |  | KINGS | CA | PGAE | Kent SW STA 70 kV | 2016-12-19 08:00 | 2021-11-03 07:00 | NA | None | None | NA |  | None
WHITE ROCK SOLAR FARM | 1140 | 2015-04-30 | 2015-04-30 07:00 | WITHDRAWN | 2016-04-01 07:00 | C08 | Generating Facility Type-1: Photovoltaic; Generating Facility Fuel-1: Solar; MWs MW-1: 50 | 50 |  |  |  | Full Capacity |  | MERCED | CA | PGAE | Le Grand Substation 115kV | 2020-06-01 07:00 | 2020-06-01 07:00 | NA | Complete | None | NA
ALAMO SPRINGS SOLAR 1 | 1141 | 2015-04-30 | 2015-04-30 07:00 | WITHDRAWN | 2021-07-22 07:00 | C08 | Photovoltaic | Storage |  | Solar | Battery |  | 80 | 73.6 |  | 80 |  |  |  | Partial Capacity | Off-Peak Deliverability | KERN | CA | PGAE | Arco Substation 70kV | 2018-12-31 08:00 | 2023-12-15 08:00 | NA | Complete | Complete | NA | Executed | Failure to Cure Deficiency
ALGOSO ES | 1142 | 2015-04-29 | 2015-04-30 07:00 | WITHDRAWN | 2016-03-02 08:00 | C08 | Generating Facility Type-1: Storage; Generating Facility Fuel-1: Battery; MWs MW-1: 206 | 206 |  |  |  | Full Capacity |  | KERN | CA | PGAE | Magunden 115 kV Substation | 2021-12-31 08:00 | 2021-12-31 08:00 | NA | None | None | NA |  | IC Request
AMERICAN KINGS 2 | 1144 | 2015-04-28 | 2015-04-30 07:00 | WITHDRAWN | 2016-02-26 08:00 | C08 | Generating Facility Type-1: Photovoltaic; Generating Facility Fuel-1: Solar; MWs MW-1: 120 | 120 |  |  |  | Full Capacity |  | KINGS | CA | PGAE | Henrietta Substation 70kV | 2020-11-01 07:00 | 2020-11-01 07:00 | NA | None | None | NA |  | IC Request
ANCHO CREEK SOLAR | 1145 | 2015-04-30 | 2015-04-30 07:00 | WITHDRAWN | 2015-07-09 07:00 | C08 | Generating Facility Type-1: Photovoltaic; Generating Facility Fuel-1: Solar; MWs MW-1: 200 | 200 |  |  |  | Full Capacity |  | KERN | CA | PGAE | Arco 230kV substation | 2018-12-31 08:00 | 2018-12-31 08:00 | NA | None | None | NA |  | IC Request
ATWELL WEST BESS ADDITION | 1146 | 2015-04-29 | 2015-04-30 07:00 | WITHDRAWN | 2017-05-16 07:00 | C08 | Photovoltaic | Storage |  | Solar | Battery |  | 20 | 3 |  | 20 |  |  |  | Full Capacity |  | TULARE | CA | PGAE | Olive switching station - Smynra 115 Kv Line | 2018-12-31 08:00 | 2019-12-31 08:00 | NA | Complete | None | NA |  | IC Request
BASKET RIDGE SOLAR | 1147 | 2015-04-30 | 2015-04-30 07:00 | WITHDRAWN | 2016-02-24 08:00 | C08 | Generating Facility Type-1: Photovoltaic; Generating Facility Fuel-1: Solar; MWs MW-1: 80 | 80 |  |  |  | Full Capacity |  | KERN | CA | PGAE | Famoso Substation 115kV | 2018-12-31 08:00 | 2018-12-31 08:00 | NA | None | None | NA
BRITAIN | 1148 | 2015-04-29 | 2015-04-30 07:00 | WITHDRAWN | 2016-02-26 08:00 | C08 | Generating Facility Type-1: Photovoltaic; Generating Facility Fuel-1: Solar; MWs MW-1: 21.7 | 21.7 |  |  |  | Full Capacity |  | KERN | CA | PGAE | Arco-Polonio Pass 70 kV line | 2018-03-31 07:00 | 2018-03-31 07:00 | NA | None | None | NA
CARNERAS SOLAR 1 | 1150 | 2015-04-22 | 2015-04-30 07:00 | WITHDRAWN | 2015-07-02 07:00 | C08 | Generating Facility Type-1: Photovoltaic; Generating Facility Fuel-1: Solar; MWs MW-1: 20 | 20 |  |  |  | Full Capacity |  | KERN | CA | PGAE | Blackwell Substation 70kV | 2018-12-31 08:00 | 2018-12-31 08:00 | NA | None | None | NA
KIMBERLINA SOLAR | 1151 | 2015-04-30 | 2015-04-30 07:00 | WITHDRAWN | 2015-07-09 07:00 | C08 | Generating Facility Type-1: Photovoltaic; Generating Facility Fuel-1: Solar; MWs MW-1: 100 | 100 |  |  |  | Full Capacity |  | KERN | CA | PGAE | Semitropic Substation 115kV | 2018-12-31 08:00 | 2018-12-31 08:00 | NA | None | None | NA |  | IC Request
MARICOPA WEST SOLAR PV 3 | 1152 | 2015-04-30 | 2015-04-30 07:00 | WITHDRAWN | 2016-04-25 07:00 | C08 | Generating Facility Type-1: Photovoltaic; Generating Facility Fuel-1: Solar; MWs MW-1: 20 | 20 |  |  |  | Full Capacity |  | KERN | CA | PGAE | Maricopa-Copus 70kV line | 2017-12-31 08:00 | 2017-12-31 08:00 | NA | Complete | None | NA
MORRO BAY WAVE ENERGY PROJECT | 1153 | 2015-04-28 | 2015-04-30 07:00 | WITHDRAWN | 2016-02-17 08:00 | C08 | Generating Facility Type-1: Other; Generating Facility Fuel-1: Water; MWs MW-1: 650 | 650 |  |  |  | Full Capacity |  | SAN LUIS OBISPO | CA | PGAE | Morro Bay PP 230 kV | 2020-03-31 07:00 | 2020-03-31 07:00 | NA | None | None | NA
MOUNT VERNON SOLAR | 1154 | 2015-04-30 | 2015-04-30 07:00 | WITHDRAWN | 2018-05-16 07:00 | C08 | Generating Facility Type-1: Photovoltaic; Generating Facility Fuel-1: Solar; MWs MW-1: 200 | 200 |  |  |  | Energy Only |  | KERN | CA | PGAE | New Wheeler Ridge Junction 115kV substation | 2018-12-31 08:00 | 2020-12-01 08:00 | NA | Complete | Complete | NA |  | IC Request
PERIWINKLE | 1155 | 2015-04-29 | 2015-04-30 07:00 | WITHDRAWN | 2015-07-17 07:00 | C08 | Photovoltaic | Storage |  | Solar | Battery |  | 77.3 | 77.5 |  | 77.5 |  |  |  | Full Capacity |  | KERN | CA | PGAE | Eastshore 115kV Substation | 2018-12-31 08:00 | 2018-12-31 08:00 | NA | None | None | NA
SANTA MARIA ENERGY BESS (FKA SANTA MARIA ENERGY RELIABILITY CENTER) | 1156 | 2015-04-30 | 2015-04-30 07:00 | WITHDRAWN | 2016-03-08 08:00 | C08 | Generating Facility Type-1: Storage; Generating Facility Fuel-1: Battery; MWs MW-1: 42 | 42 |  |  |  | Full Capacity |  | SANTA BARBARA | CA | PGAE | Santa Maria Cogen 115 kV Tap | 2018-05-01 07:00 | 2018-05-01 07:00 | NA | None | None | NA
ALAMO SPRINGS SOLAR 2 | 1157 | 2015-04-22 | 2015-04-30 07:00 | WITHDRAWN | 2021-07-22 07:00 | C08 | Photovoltaic | Storage |  | Solar | Battery |  | 50 | 46 |  | 50 |  |  |  | Partial Capacity | Off-Peak Deliverability | KERN | CA | PGAE | Arco Substation 70kV | 2018-12-31 08:00 | 2023-12-15 08:00 | NA | Complete | Complete | NA | Executed | Failure to Cure Deficiency
TRAFALGAR | 1159 | 2015-04-30 | 2015-04-30 07:00 | WITHDRAWN | 2017-05-24 07:00 | C08 | Generating Facility Type-1: Photovoltaic; Generating Facility Fuel-1: Solar; MWs MW-1: 21.7 | 21.7 |  |  |  | Full Capacity |  | KINGS | CA | PGAE | Arco-Tulare Lake 70kV line | 2018-03-31 07:00 | 2020-06-30 07:00 | NA | Complete | None | NA |  | IC Request
TROY | 1160 | 2015-04-29 | 2015-04-30 07:00 | WITHDRAWN | 2016-02-26 08:00 | C08 | Generating Facility Type-1: Photovoltaic; Generating Facility Fuel-1: Solar; MWs MW-1: 20 | 20 |  |  |  | Full Capacity |  | KERN | CA | PGAE | Arco - Polonio Pass 70kV line | 2018-03-31 07:00 | 2018-03-31 07:00 | NA | None | None | NA
ROYAL (FKA WHEELER INDIGO) | 1161 | 2015-04-29 | 2015-04-30 07:00 | WITHDRAWN | 2015-07-17 07:00 | C08 | Storage | Photovoltaic |  | Battery | Solar |  | 180.5 | 179.8 |  | 180.5 |  |  |  | Full Capacity |  | KERN | CA | PGAE | Wheeler Ridge-Midway 230kV line | 2019-04-01 07:00 | 2019-04-01 07:00 | NA | None | None | NA
WHITE RIVER 3 BESS | 1162 | 2015-04-30 | 2015-04-30 07:00 | WITHDRAWN | 2017-05-16 07:00 | C08 | Generating Facility Type-1: Storage; Generating Facility Fuel-1: Battery; MWs MW-1: 10 | 10 |  |  |  | Full Capacity |  | TULARE | CA | PGAE | Olive Switching Station 115kV | 2017-12-31 08:00 | 2019-12-31 08:00 | NA | None | None | NA |  | IC Request
WHITE WOLF SOLAR | 1163 | 2015-04-30 | 2015-04-30 07:00 | WITHDRAWN | 2018-05-16 07:00 | C08 | Generating Facility Type-1: Photovoltaic; Generating Facility Fuel-1: Solar; MWs MW-1: 100 | 100 |  |  |  | Energy Only |  | KERN | CA | PGAE | Lamont 115kV Substation | 2018-12-31 08:00 | 2020-01-31 08:00 | NA | Complete | Complete | NA |  | IC Request
PRIMROSE ENERGY STORAGE CENTER | 1164 | 2015-04-30 | 2015-04-30 07:00 | WITHDRAWN | 2016-04-26 07:00 | C08 | Generating Facility Type-1: Storage; Generating Facility Fuel-1: Battery; MWs MW-1: 20 | 20 |  |  |  | Full Capacity |  | KERN | CA | PGAE | 115kV Rosedale Substation | 2018-12-01 08:00 | 2021-08-01 07:00 | NA | None | None | NA
BANCROFT | 1165 | 2015-04-30 | 2015-04-30 07:00 | WITHDRAWN | 2017-01-04 08:00 | C08 | Generating Facility Type-1: Storage; Generating Facility Fuel-1: Battery; MWs MW-1: 20 | 20 |  |  |  | Full Capacity |  | SAN DIEGO | CA | SDGE | Spring Valley substation 69 kV bus | 2018-01-01 08:00 | 2019-01-01 08:00 | NA | None | None | NA |  | IC Request
BONSALL RENEWABLE | 1167 | 2015-04-30 | 2015-04-30 07:00 | WITHDRAWN | 2015-07-14 07:00 | C08 | Storage | Photovoltaic |  | Battery | Solar |  | 20 | 64 |  | 84 |  |  |  | Full Capacity |  | SAN DIEGO | CA | SDGE | 0.2 miles from Monsrate Tap on the Monsrate Tap-Pala 69 kV line | 2017-12-31 08:00 | 2017-12-31 08:00 | NA | None | None | NA
CARLSBAD ADVANCED ENERGY STORAGE CENTER | 1168 | 2015-04-30 | 2015-04-30 07:00 | WITHDRAWN | 2016-02-23 08:00 | C08 | Generating Facility Type-1: Storage; Generating Facility Fuel-1: Battery; MWs MW-1: 40 | 40 |  |  |  | Full Capacity |  | SAN DIEGO | CA | SDGE | Encina Substation 138 kV | 2019-12-31 08:00 | 2019-12-31 08:00 | NA | None | None | NA
HARVEST ENERGY STORAGE PROJECT (FKA OTAY MESA MSS) | 1172 | 2015-04-30 | 2015-04-30 07:00 | WITHDRAWN | 2015-12-08 08:00 | C08 | Generating Facility Type-1: Storage; Generating Facility Fuel-1: Other; MWs MW-1: 110 | 110 |  |  |  | Full Capacity |  | SAN DIEGO | CA | SDGE | Otay Mesa Substation 230 kV bus | 2019-11-30 08:00 | 2019-11-30 08:00 | NA | None | None | NA
HEIRLOOM RENEWABLE | 1173 | 2015-04-30 | 2015-04-30 07:00 | WITHDRAWN | 2015-07-14 07:00 | C08 | Storage | Photovoltaic |  | Battery | Solar |  | 20 | 64 |  | 84 |  |  |  | Full Capacity |  | SAN DIEGO | CA | SDGE | 0.2-mile from Moro hill tap on the Moro Hill Tap - Monserate 69 kV line | 2017-12-31 08:00 | 2017-12-31 08:00 | NA | None | None | NA
JACUMBA RANCH | 1174 | 2015-04-30 | 2015-04-30 07:00 | WITHDRAWN | 2019-08-16 07:00 | C08 | Storage | Photovoltaic |  | Battery | Solar |  | 10 | 50.25 |  | 60.25 |  |  |  | Energy Only |  | SAN DIEGO | CA | SDGE | East County Substation 138 kV | 2021-06-01 07:00 | 2021-06-01 07:00 | NA | Complete | Complete | NA | In Progress
MARIA PICO ENERGY STORAGE CENTER | 1176 | 2015-04-20 | 2015-04-30 07:00 | WITHDRAWN | 2015-07-08 07:00 | C08 | Generating Facility Type-1: Storage; Generating Facility Fuel-1: Battery; MWs MW-1: 25 | 25 |  |  |  | Full Capacity |  | SAN DIEGO | CA | SDGE | Otay Mesa Switchyard 230 kV | 2018-07-31 07:00 | 2018-07-31 07:00 | NA | None | None | NA
MIDTOWN CANYON ES | 1177 | 2015-04-17 | 2015-04-30 07:00 | WITHDRAWN | 2015-07-06 07:00 | C08 | Generating Facility Type-1: Storage; Generating Facility Fuel-1: Battery; MWs MW-1: 100 | 100 |  |  |  | Full Capacity |  | SAN DIEGO | CA | SDGE | Pala 69kV Substation | 2019-05-01 07:00 | 2019-05-01 07:00 | NA | None | None | NA
MIDTOWN CANYON GAS | 1178 | 2015-04-17 | 2015-04-30 07:00 | WITHDRAWN | 2015-07-06 07:00 | C08 | Generating Facility Type-1: Combustion Turbine; Generating Facility Fuel-1: Natural Gas; MWs MW-1: 507.4 | 507.4 |  |  |  | Full Capacity |  | SAN DIEGO | CA | SDGE | Talega-Escondido 230 kv line | 2019-03-01 08:00 | 2019-03-01 08:00 | NA | None | None | NA
MIGUEL BESS (FKA MIGUEL) | 1179 | 2015-04-30 | 2015-04-30 07:00 | WITHDRAWN | 2016-02-09 08:00 | C08 | Generating Facility Type-1: Storage; Generating Facility Fuel-1: Battery; MWs MW-1: 30 | 30 |  |  |  | Full Capacity |  | SAN DIEGO | CA | SDGE | Miguel Substation 69kV bus | 2017-07-31 07:00 | 2019-07-31 07:00 | NA | None | None | NA
ORDWAY ENERGY STORAGE (FKA OCEANSIDE BESS) | 1180 | 2015-04-30 | 2015-04-30 07:00 | WITHDRAWN | 2016-03-03 08:00 | C08 | Generating Facility Type-1: Storage; Generating Facility Fuel-1: Battery; MWs MW-1: 50 | 50 |  |  |  | Full Capacity |  | SAN DIEGO | CA | SDGE | New substations San Luis-Melrose 69 kV | 2019-11-15 08:00 | 2019-11-15 08:00 | NA | None | None | NA |  | None
OTAY MESA BESS | 1181 | 2015-04-30 | 2015-04-30 07:00 | WITHDRAWN | 2015-07-22 07:00 | C08 | Generating Facility Type-1: Storage; Generating Facility Fuel-1: Battery; MWs MW-1: 200 | 200 |  |  |  | Full Capacity |  | SAN DIEGO | CA | SDGE | Otay Mesa Substation 230 kV Bus | 2018-01-01 08:00 | 2018-01-01 08:00 | NA | None | None | NA
OTAY MESA CINCO | 1182 | 2015-04-30 | 2015-04-30 07:00 | WITHDRAWN | 2015-06-29 07:00 | C08 | Generating Facility Type-1: Storage; Generating Facility Fuel-1: Battery; MWs MW-1: 5 | 5 |  |  |  | Full Capacity |  | SAN DIEGO | CA | SDGE | Border Substation 69kV Alta and Otay Mesa Road | 2017-08-08 07:00 | 2017-08-08 07:00 | NA | None | None | NA
PALA CANYON RENEWABLE (FKA PALA FALLBROOK ENERGY CENTER) | 1183 | 2015-04-30 | 2015-04-30 07:00 | WITHDRAWN | 2015-07-14 07:00 | C08 | Photovoltaic | Storage |  | Solar | Battery |  | 28 | 9 |  | 37 |  |  |  | Full Capacity |  | SAN DIEGO | CA | SDGE | Pala 69kV substation | 2017-12-31 08:00 | 2017-12-31 08:00 | NA | None | None | NA
PALOMAS SOLAR PROJECT | 1184 | 2015-04-30 | 2015-04-30 07:00 | WITHDRAWN | 2016-03-04 08:00 | C08 | Generating Facility Type-1: Photovoltaic; Generating Facility Fuel-1: Solar; MWs MW-1: 200 | 200 |  |  |  | Full Capacity |  | YUMA | AZ | SDGE | Hoodoo Wash Switchyard 500 kV | 2018-12-01 08:00 | 2018-12-01 08:00 | NA | None | None | NA
PIO PICO UNIT 4 | 1185 | 2015-04-20 | 2015-04-30 07:00 | WITHDRAWN | 2015-07-08 07:00 | C08 | Generating Facility Type-1: Combustion Turbine; Generating Facility Fuel-1: Natural Gas; MWs MW-1: 110 | 110 |  |  |  | Full Capacity |  | SAN DIEGO | CA | SDGE | Otay Mesa Switchyard 230 kV | 2018-12-15 08:00 | 2018-12-15 08:00 | NA | None | None | NA
RAINBOW ENERGY CENTER | 1186 | 2015-04-30 | 2015-04-30 07:00 | WITHDRAWN | 2016-02-19 08:00 | C08 | Combustion Turbine | Storage |  | Natural Gas | Battery |  | 462 | 61 |  | 523 |  |  |  | Full Capacity |  | SAN DIEGO | CA | SDGE | New Substation to Loop in TL2330 Talega- Escondido 230kV line | 2018-06-30 07:00 | 2018-06-30 07:00 | NA | None | None | NA
STINGRAY ENERGY STORAGE | 1187 | 2015-04-23 | 2015-04-30 07:00 | WITHDRAWN | 2018-03-26 07:00 | C08 | Generating Facility Type-1: Storage; Generating Facility Fuel-1: Battery; MWs MW-1: 20 | 20 |  |  |  | Full Capacity |  | SAN DIEGO | CA | SDGE | San Luis Rey Substation 69 kV | 2018-01-01 08:00 | 2019-04-01 07:00 | NA | Complete | Complete | NA |  | Failure to Cure Deficiency
STOWE ENERGY STORAGE (FKA POWAY) | 1188 | 2015-04-30 | 2015-04-30 07:00 | WITHDRAWN | 2015-07-08 07:00 | C08 | Generating Facility Type-1: Storage; Generating Facility Fuel-1: Battery; MWs MW-1: 25 | 25 |  |  |  | Full Capacity |  | SAN DIEGO | CA | SDGE | Pomerado Substation 69 kV | 2019-11-15 08:00 | 2019-11-15 08:00 | NA | None | None | NA
TITAN SOLAR | 1190 | 2015-04-30 | 2015-04-30 07:00 | WITHDRAWN | 2015-07-13 07:00 | C08 | Generating Facility Type-1: Steam Turbine; Generating Facility Fuel-1: Natural Gas; MWs MW-1: 300 | 300 |  |  |  | Full Capacity |  | MARICOPA | AZ | SDGE | Hassayampa 500 kV Substation | 2020-09-30 07:00 | 2020-09-30 07:00 | NA | None | None | NA
EAGLE MOUNTAIN PUMP STORAGE #4 | 1193 | 2015-04-30 | 2015-04-30 07:00 | WITHDRAWN | 2016-02-12 08:00 | C08 | Generating Facility Type-1: Storage; Generating Facility Fuel-1: Water; MWs MW-1: 1408 | 1408 |  |  |  | Full Capacity |  | RIVERSIDE | CA | SCE | Red Bluff Substation 500 kV | 2022-01-01 08:00 | 2022-01-01 08:00 | NA | Complete | None | NA |  | IC Request
IRISH | 1194 | 2015-04-30 | 2015-04-30 07:00 | WITHDRAWN | 2017-09-05 07:00 | C08 | Generating Facility Type-1: Combustion Turbine; Generating Facility Fuel-1: Natural Gas; MWs MW-1: 600 | 600 |  |  |  | Energy Only |  | RIVERSIDE | CA | SCE | Colorado River Substation 230kV | 2020-06-01 07:00 | 2020-10-31 07:00 | NA | Complete | Complete | NA |  | IC Request
LEPRECHAUN | 1195 | 2015-04-30 | 2015-04-30 07:00 | WITHDRAWN | 2015-06-25 07:00 | C08 | Generating Facility Type-1: Combustion Turbine; Generating Facility Fuel-1: Natural Gas; MWs MW-1: 49 | 49 |  |  |  | Full Capacity |  | RIVERSIDE | CA | SCE | Blythe Energy Park #1 (BEP1) 230kV | 2020-06-01 07:00 | 2020-06-01 07:00 | NA | None | None | NA |  | IC Request
PALO VERDE ENERGY STORAGE | 1197 | 2015-04-30 | 2015-04-30 07:00 | WITHDRAWN | 2017-12-29 08:00 | C08 | Generating Facility Type-1: Storage; Generating Facility Fuel-1: Battery; MWs MW-1: 400 | 400 |  |  |  | Full Capacity |  | RIVERSIDE | CA | SCE | Red Bluff Switchyard 220kV | 2018-09-01 07:00 | 2020-03-01 08:00 | NA | Complete | Complete | NA |  | IC Request
SIDEWINDER SOLAR | 1199 | 2015-04-30 | 2015-04-30 07:00 | WITHDRAWN | 2015-07-24 07:00 | C08 | Generating Facility Type-1: Photovoltaic; Generating Facility Fuel-1: Solar; MWs MW-1: 108.8 | 108.8 |  |  |  | Energy Only |  | RIVERSIDE | CA | SCE | Red Bluff 220kV bus | 2019-12-31 08:00 | 2019-12-31 08:00 | NA | None | None | NA |  | IC Request
HARPER LAKE ENERGY STORAGE | 1202 | 2015-04-30 | 2015-04-30 07:00 | WITHDRAWN | 2016-03-10 08:00 | C08 | Generating Facility Type-1: Storage; Generating Facility Fuel-1: Other; MWs MW-1: 140 | 140 |  |  |  | Full Capacity |  | SAN BERNARDINO | CA | SCE | Kramer Substation 230kV bus | 2020-08-31 07:00 | 2021-09-01 07:00 | NA | None | None | NA
HIGH DESERT VIEW SOLAR | 1203 | 2015-04-30 | 2015-04-30 07:00 | WITHDRAWN | 2016-05-03 07:00 | C08 | Photovoltaic | Storage |  | Solar | Battery |  | 136.75 | 30.8 |  | 167.55 |  |  |  | Full Capacity |  | SAN BERNARDINO | CA | SCE | Calcite Substation gen-tie at 230KV | 2018-05-01 07:00 | 2019-05-31 07:00 | NA | None | None | NA
SIENNA | 1205 | 2015-04-29 | 2015-04-30 07:00 | WITHDRAWN | 2016-03-11 08:00 | C08 | Storage | Photovoltaic |  | Battery | Solar |  | 66.7 | 66.5 |  | 66.7 |  |  |  | Full Capacity |  | SAN BERNARDINO | CA | SCE | Coolwater 115kV Substation | 2018-12-31 08:00 | 2018-12-31 08:00 | NA | Complete | None | NA |  | IC Request
TAMPADERO SOLAR | 1206 | 2015-04-30 | 2015-04-30 07:00 | WITHDRAWN | 2018-05-15 07:00 | C08 | Generating Facility Type-1: Photovoltaic; Generating Facility Fuel-1: Solar; MWs MW-1: 150 | 150 |  |  |  | Energy Only |  | SAN BERNARDINO | CA | SCE | Jasper Substation 230kV | 2018-12-31 08:00 | 2021-03-31 07:00 | NA | Complete | Complete | NA |  | IC Request
BRADMORE BESS FKA BRADMORE ES | 1209 | 2015-04-29 | 2015-04-30 07:00 | WITHDRAWN | 2019-05-21 07:00 | C08 | Generating Facility Type-1: Storage; Generating Facility Fuel-1: Battery; MWs MW-1: 412 | 412 |  |  |  | Full Capacity |  | LOS ANGELES | CA | SCE | Antelope 220kV bus | 2021-12-31 08:00 | 2021-12-31 08:00 | NA | Complete | Complete | NA | In Progress | IC Request
FRAZIER ES | 1210 | 2015-04-29 | 2015-04-30 07:00 | WITHDRAWN | 2016-03-11 08:00 | C08 | Generating Facility Type-1: Storage; Generating Facility Fuel-1: Battery; MWs MW-1: 420 | 412 |  |  |  | Full Capacity |  | TULARE | CA | SCE | Springville Substation 220kV bus | 2021-12-31 08:00 | 2021-12-31 08:00 | NA | None | None | NA
GOLDEN FIELDS SOLAR 3 | 1213 | 2015-04-30 | 2015-04-30 07:00 | WITHDRAWN | 2015-07-08 07:00 | C08 | Generating Facility Type-1: Photovoltaic; Generating Facility Fuel-1: Solar; MWs MW-1: 100 | 100 |  |  |  | Full Capacity |  | KERN | CA | SCE | Whirlwind 230 kV substation | 2018-06-30 07:00 | 2018-06-30 07:00 | NA | None | None | NA |  | IC Request
GOLDEN PRISM | 1214 | 2015-04-30 | 2015-04-30 07:00 | WITHDRAWN | 2019-03-18 07:00 | C08 | Generating Facility Type-1: Storage; Generating Facility Fuel-1: Battery; MWs MW-1: 6 | 5.98 |  |  |  | Full Capacity |  | KERN | CA | SCE | Whirlwind Substation 230kV | 2018-06-30 07:00 | 2020-01-31 08:00 | NA | Complete | Complete | NA |  | IC Request
PALMDALE ENERGY | 1216 | 2015-04-29 | 2015-04-30 07:00 | WITHDRAWN | 2019-07-22 07:00 | C08 | Generating Facility Type-1: Combined Cycle; Generating Facility Fuel-1: Natural Gas; MWs MW-1: 130 | 130 |  |  |  | Full Capacity |  | LOS ANGELES | CA | SCE | Vincent Substation 230 kV bus | 2019-06-01 07:00 | 2022-04-01 07:00 | NA | Complete | Complete | NA | Executed | Failure to Cure Deficiency
NEVADA MOHAVE SOLAR | 1218 | 2015-04-28 | 2015-04-30 07:00 | WITHDRAWN | 2021-01-19 08:00 | C08 | Generating Facility Type-1: Photovoltaic; Generating Facility Fuel-1: Solar; MWs MW-1: 400 | 400 |  |  |  | Energy Only |  | CLARK | NV | SCE | Jointly-owned Mohave Switchyard 500kV | 2019-12-01 08:00 | 2024-06-15 07:00 | NA | Complete | Complete | NA | In Progress | Failure to Cure Deficiency
SNOW MOUNTAIN SOLAR | 1219 | 2015-04-28 | 2015-04-30 07:00 | WITHDRAWN | 2018-05-22 07:00 | C08 | Generating Facility Type-1: Photovoltaic; Generating Facility Fuel-1: Solar; MWs MW-1: 100 | 100 |  |  |  | Energy Only |  | CLARK | NV | GLW | Desert View Substation 230 kV bus | 2018-08-01 07:00 | 2019-06-01 07:00 | NA | Complete | Complete | NA |  | IC Request
MIKADO | 1220 | 2015-04-29 | 2015-04-30 07:00 | WITHDRAWN | 2016-01-21 08:00 | C08 | Storage | Photovoltaic |  | Battery | Solar |  | 103 | 102.5 |  | 103 |  |  |  | Full Capacity |  | IMPERIAL | CA | IID | Liebert 230kV Switchyard | 2018-12-31 08:00 | 2018-12-31 08:00 | NA | None | None | NA |  | IC Request
WGP GEYSERS | 1221 | 2014-12-29 | 2015-02-23 08:00 | WITHDRAWN | 2017-11-28 08:00 | ISP | Generating Facility Type-1: Steam Turbine; Generating Facility Fuel-1: Geothermal; MWs MW-1: 35 | 35 |  |  |  | Full Capacity |  | SONOMA | CA | PGAE | Geysers #3 - Cloverdale 115 kV Line | 2018-06-01 07:00 | 2018-06-01 07:00 | NA | None | None | NA | Executed | IC Request
ARROYO REYES SOLAR | 1224 | 2016-04-27 | 2016-05-02 07:00 | WITHDRAWN | 2017-05-03 07:00 | C09 | Generating Facility Type-1: Photovoltaic; Generating Facility Fuel-1: Solar; MWs MW-1: 153.3 | 153.3 |  |  |  | Full Capacity |  | KINGS | CA | PGAE | Mustang 230kV Switching Station | 2020-12-01 08:00 | 2020-12-01 08:00 | NA | Complete |  | NA |  | None
CINCO | 1225 | 2016-04-27 | 2016-05-02 07:00 | WITHDRAWN | 2022-04-22 07:00 | C09 | Storage | Photovoltaic |  | Battery | Solar |  | 10.45 | 53.2 |  | 60 |  |  |  | Energy Only | Off-Peak Deliverability | FRESNO | CA | PGAE | Five Points Substation 70 kV | 2019-06-01 07:00 | 2021-12-31 08:00 | NA | Complete | Complete | NA | In Progress | IC Request
CONEJO SOLAR | 1226 | 2016-04-21 | 2016-05-02 07:00 | WITHDRAWN | 2017-03-20 07:00 | C09 | Generating Facility Type-1: Photovoltaic; Generating Facility Fuel-1: Solar; MWs MW-1: 102 | 102 |  |  |  | Full Capacity |  | FRESNO | CA | PGAE | 230kV Tranquility Switching Station | 2020-12-01 08:00 | 2020-12-01 08:00 | NA |  |  | NA |  | IC Request
CURRY | 1227 | 2016-04-29 | 2016-05-02 07:00 | WITHDRAWN | 2017-05-01 07:00 | C09 | Generating Facility Type-1: Photovoltaic; Generating Facility Fuel-1: Solar; MWs MW-1: 42.2 | 42.1 |  |  |  | Full Capacity |  | FRESNO | CA | PGAE | Schindler Transmission Line Tap 70 kV | 2020-11-01 07:00 | 2020-11-01 07:00 | NA | Complete |  | NA |  | IC Request
EASTERBY ENERGY STORAGE | 1228 | 2016-05-03 | 2016-05-02 07:00 | WITHDRAWN | 2017-03-01 08:00 | C09 | Generating Facility Type-1: Storage; Generating Facility Fuel-1: Battery; MWs MW-1: 52.2 | 50.83 |  |  |  | Full Capacity |  | FRESNO | CA | PGAE | Malaga 115kV Bus | 2020-06-01 07:00 | 2020-06-01 07:00 | NA | Complete |  | NA |  | IC Request
SOUTHERN LIGHT SOLAR | 1229 | 2016-04-23 | 2016-05-02 07:00 | WITHDRAWN | 2017-03-13 07:00 | C09 | Generating Facility Type-1: Photovoltaic; Generating Facility Fuel-1: Solar; MWs MW-1: 61.62 | 60.85 |  |  |  | Full Capacity |  | FRESNO | CA | PGAE | Coalinga #2 - Coalinga #1 70 kV line Approx. 1.9 miles south of Coalinga #2 and 1 mile east of the project site | 2020-12-31 08:00 | 2020-12-31 08:00 | NA | Complete |  | NA |  | IC Request
GOLDEN RECTANGLE | 1230 | 2016-04-28 | 2016-05-02 07:00 | WITHDRAWN | 2017-05-04 07:00 | C09 | Photovoltaic | Storage |  | Solar | Battery |  | 121.6 | 30.9 |  | 152.2 |  |  |  | Full Capacity |  | FRESNO | CA | PGAE | Tranquility Kearny 230kV | 2021-12-01 08:00 | 2021-12-01 08:00 | NA | Complete |  | NA |  | IC Request
HEARTLAND SOLAR | 1231 | 2016-04-22 | 2016-05-02 07:00 | WITHDRAWN | 2016-07-06 07:00 | C09 | Generating Facility Type-1: Photovoltaic; Generating Facility Fuel-1: Solar; MWs MW-1: 1044.7625 | 1043.0705 |  |  |  | Full Capacity |  | FRESNO | CA | PGAE | PANOCHE 230 KV SUB | 2020-12-31 08:00 | 2020-12-31 08:00 | NA | None |  | NA |  | IC Request
HEARTLAND SOLAR-2 | 1232 | 2016-04-22 | 2016-05-02 07:00 | WITHDRAWN | 2017-03-13 07:00 | C09 | Generating Facility Type-1: Photovoltaic; Generating Facility Fuel-1: Solar; MWs MW-1: 1044.7625 | 1042.4945 |  |  |  | Full Capacity |  | FRESNO | CA | PGAE | Tranquility Switching Station 230kV | 2020-12-31 08:00 | 2020-12-31 08:00 | NA | Complete |  | NA |  | IC Request
HOBBS ENERGY STORAGE | 1233 | 2016-05-02 | 2016-05-02 07:00 | WITHDRAWN | 2018-05-01 07:00 | C09 | Generating Facility Type-1: Storage; Generating Facility Fuel-1: Battery; MWs MW-1: 50.5 | 50.5 |  |  |  | Full Capacity |  | MADERA | CA | PGAE | Borden Substation 70kV | 2018-05-31 07:00 | 2018-05-31 07:00 | NA | Complete | Complete | NA |  | IC Request
HONEYBEE SOLAR | 1234 | 2016-04-21 | 2016-05-02 07:00 | WITHDRAWN | 2017-03-20 07:00 | C09 | Generating Facility Type-1: Photovoltaic; Generating Facility Fuel-1: Solar; MWs MW-1: 50 | 51 |  |  |  | Full Capacity |  | FRESNO | CA | PGAE | New 115kV Switching Station on the Panoche - Schindler 115kV #1 line | 2020-09-04 07:00 | 2020-09-04 07:00 | NA |  |  | NA |  | IC Request
HUDSON SOLAR 1 | 1235 | 2016-04-21 | 2016-05-02 07:00 | WITHDRAWN | 2021-01-13 08:00 | C09 | Photovoltaic | Storage |  | Solar | Battery |  | 86.64 | 99 |  | 85 |  |  |  | Energy Only |  | FRESNO | CA | PGAE | Panoche Substation 115 kV | 2019-12-31 08:00 | 2024-12-31 08:00 | NA | Complete | Complete | NA | Executed | IC Request
INCA | 1236 | 2016-04-29 | 2016-05-02 07:00 | WITHDRAWN | 2017-05-01 07:00 | C09 | Generating Facility Type-1: Photovoltaic; Generating Facility Fuel-1: Solar; MWs MW-1: 105.5 | 105.3 |  |  |  | Full Capacity |  | FRESNO | CA | PGAE | Dairyland-Mendota Transmission Line 115 kV | 2020-11-01 07:00 | 2020-11-01 07:00 | NA | Complete |  | NA |  | IC Request
MAIZEN BLUE SOLAR 1 | 1237 | 2016-04-22 | 2016-05-02 07:00 | WITHDRAWN | 2017-05-04 07:00 | C09 | Photovoltaic | Storage |  | Solar | Battery |  | 82.368 | 20.7 |  | 80.77 |  |  |  | Full Capacity |  | FRESNO | CA | PGAE | Excelsior Switching Station located on the Panoche-Schindler No.1 & 2 115 kV line | 2019-12-31 08:00 | 2019-12-31 08:00 | NA | Complete |  | NA |  | IC Request
MANGO SOLAR | 1238 | 2016-04-28 | 2016-05-02 07:00 | WITHDRAWN | 2017-03-21 07:00 | C09 | Generating Facility Type-1: Photovoltaic; Generating Facility Fuel-1: Solar; MWs MW-1: 61 | 61 |  |  |  | Full Capacity |  | FRESNO | CA | PGAE | Jayne Switch Station 70 kV | 2018-12-01 08:00 | 2018-12-01 08:00 | NA | Complete |  | NA |  | IC Request
MEDEIROS SOLAR | 1239 | 2016-05-03 | 2016-05-02 07:00 | WITHDRAWN | 2024-06-18 07:00 | C09 | Generating Facility Type-1: Photovoltaic; Generating Facility Fuel-1: Solar; MWs MW-1: 28.35 | 26.5 |  |  |  | Energy Only | Off-Peak Deliverability | MERCED | CA | PGAE | Los Banos-O'Neil PGP 70 kV Line | 2019-08-01 07:00 | 2026-12-31 08:00 | NA | Complete | Complete | NA | Terminated | IC Request
NILES SOLAR 1 | 1240 | 2016-04-21 | 2016-05-02 07:00 | WITHDRAWN | 2017-05-04 07:00 | C09 | Generating Facility Type-1: Photovoltaic; Generating Facility Fuel-1: Solar; MWs MW-1: 20.52 | 20.22 |  |  |  | Full Capacity |  | KINGS | CA | PGAE | PG&E Corcoran-Guernsey 70 kV line | 2019-12-31 08:00 | 2019-12-31 08:00 | NA | Complete |  | NA |  | IC Request
PELICAN ISLAND | 1241 | 2016-04-26 | 2016-05-02 07:00 | WITHDRAWN | 2017-03-10 08:00 | C09 | Generating Facility Type-1: Photovoltaic; Generating Facility Fuel-1: Solar; MWs MW-1: 310.791 | 307.624 |  |  |  | Full Capacity |  | FRESNO | CA | PGAE | Midway- Gates 230 kV line | 2020-12-31 08:00 | 2020-12-31 08:00 | NA | Complete |  | NA |  | IC Request
RANCHO FRESNO STORAGE FARM | 1245 | 2016-04-20 | 2016-05-02 07:00 | WITHDRAWN | 2017-05-12 07:00 | C09 | Generating Facility Type-1: Storage; Generating Facility Fuel-1: Flywheel; MWs MW-1: 122.4 | 30.6 |  |  |  | Full Capacity |  | FRESNO | CA | PGAE | PG&E Kearney Sub 70 kV | 2021-05-01 07:00 | 2021-05-01 07:00 | NA |  |  | NA |  | IC Request
ROMERO CREEK | 1246 | 2016-04-29 | 2016-05-02 07:00 | WITHDRAWN | 2019-10-31 07:00 | C09 | Storage | Wind Turbine |  | Battery | Wind Turbine |  | 28 | 178.2 |  | 200 |  |  |  | Full Capacity |  | MERCED | CA | PGAE | Quinto Switching Station 230 kV Bus | 2019-12-31 08:00 | 2023-04-28 07:00 | NA | Complete | Complete | NA | In Progress | IC Request
SERENITY SOLAR | 1247 | 2016-04-23 | 2016-05-02 07:00 | WITHDRAWN | 2016-07-06 07:00 | C09 | Generating Facility Type-1: Photovoltaic; Generating Facility Fuel-1: Solar; MWs MW-1: 41 | 40.53 |  |  |  | Full Capacity |  | FRESNO | CA | PGAE | Coalinga #1 - San Miguel 70 kV line | 2020-12-31 08:00 | 2020-12-31 08:00 | NA |  |  | NA |  | IC Request
CROWN | 1248 | 2016-04-29 | 2016-05-02 07:00 | WITHDRAWN | 2017-05-01 07:00 | C09 | Generating Facility Type-1: Photovoltaic; Generating Facility Fuel-1: Solar; MWs MW-1: 105.5 | 105.3 |  |  |  | Full Capacity |  | FRESNO | CA | PGAE | Dairyland-Mendota 115 kV Line | 2020-11-01 07:00 | 2020-11-01 07:00 | NA | Complete |  | NA |  | IC Request
SEIS PUNTOS SOLAR | 1249 | 2016-04-26 | 2016-05-02 07:00 | WITHDRAWN | 2017-05-17 07:00 | C09 | Generating Facility Type-1: Photovoltaic; Generating Facility Fuel-1: Solar; MWs MW-1: 202.922 | 202.922 |  |  |  | Full Capacity |  | FRESNO | CA | PGAE | Excelsior Switch Station 115 kV | 2018-12-01 08:00 | 2018-12-01 08:00 | NA | Complete |  | NA |  | Failure to Cure Deficiency
WADY SOLAR | 1250 | 2016-04-26 | 2016-05-02 07:00 | WITHDRAWN | 2017-03-10 08:00 | C09 | Generating Facility Type-1: Photovoltaic; Generating Facility Fuel-1: Solar; MWs MW-1: 102.75 | 101.97 |  |  |  | Full Capacity |  | MADERA | CA | PGAE | LeGrand - Dairyland 115 kV line | 2020-12-31 08:00 | 2020-12-31 08:00 | NA | Complete |  | NA |  | IC Request
WARRIORS | 1251 | 2016-04-29 | 2016-05-02 07:00 | WITHDRAWN | 2017-05-04 07:00 | C09 | Generating Facility Type-1: Photovoltaic; Generating Facility Fuel-1: Solar; MWs MW-1: 42.2 | 42.1 |  |  |  | Full Capacity |  | FRESNO | CA | PGAE | Crescent Switching Station 70kV | 2019-11-01 07:00 | 2019-11-01 07:00 | NA | Complete |  | NA |  | IC Request
WILD WEST SOLAR | 1252 | 2016-04-23 | 2016-05-02 07:00 | WITHDRAWN | 2017-03-10 08:00 | C09 | Generating Facility Type-1: Photovoltaic; Generating Facility Fuel-1: Solar; MWs MW-1: 71.59 | 71.08 |  |  |  | Full Capacity |  | FRESNO | CA | PGAE | Cantua Substation 115 kV | 2020-12-30 08:00 | 2020-12-30 08:00 | NA | Complete |  | NA |  | IC Request
WOLVERINE SOLAR 1 - FKA YUBA SOLAR 1 | 1253 | 2016-04-18 | 2016-05-02 07:00 | WITHDRAWN | 2017-05-04 07:00 | C09 | Generating Facility Type-1: Photovoltaic; Generating Facility Fuel-1: Solar; MWs MW-1: 20.52 | 20.2 |  |  |  | Full Capacity |  | FRESNO | CA | PGAE | Stroud 70 kV Switching Station | 2019-12-31 08:00 | 2019-12-31 08:00 | NA | Complete |  | NA |  | IC Request
ALAMO SPRINGS SOLAR 3 | 1254 | 2016-04-26 | 2016-05-02 07:00 | WITHDRAWN | 2017-03-13 07:00 | C09 | Generating Facility Type-1: Photovoltaic; Generating Facility Fuel-1: Solar; MWs MW-1: 158.18 | 158.135 |  |  |  | Full Capacity |  | KERN | CA | PGAE | PG&E Arco Substation 70 kV | 2019-07-01 07:00 | 2019-07-01 07:00 | NA | Complete |  | NA |  | IC Request
ALMOND GROVE SOLAR PROJECT | 1255 | 2016-05-02 | 2016-05-02 07:00 | WITHDRAWN | 2017-03-15 07:00 | C09 | Generating Facility Type-1: Photovoltaic; Generating Facility Fuel-1: Solar; MWs MW-1: 40 | 40.9 |  |  |  | Full Capacity |  | KERN | CA | PGAE | Antelope Substation 70 kV | 2020-12-31 08:00 | 2020-12-31 08:00 | NA | Complete |  | NA |  | IC Request
CELESTIAL SOLAR 1 | 1256 | 2016-04-23 | 2016-05-02 07:00 | WITHDRAWN | 2017-03-13 07:00 | C09 | Generating Facility Type-1: Photovoltaic; Generating Facility Fuel-1: Solar; MWs MW-1: 91.74 | 91.74 |  |  |  | Full Capacity |  | KERN | CA | PGAE | Huron Substation 70 kV | 2020-12-31 08:00 | 2020-12-31 08:00 | NA | Complete |  | NA |  | IC Request
HELIOS PRIME | 1257 | 2016-04-26 | 2016-05-02 07:00 | WITHDRAWN | 2016-07-06 07:00 | C09 | Generating Facility Type-1: Photovoltaic; Generating Facility Fuel-1: Solar; MWs MW-1: 22.37 | 20.29 |  |  |  | Full Capacity |  | KERN | CA | PGAE | Lakeview Substation 70kV | 2020-12-31 08:00 | 2020-12-31 08:00 | NA | Complete |  | NA |  | IC Request
HELIOS SECONDUS | 1258 | 2016-04-27 | 2016-05-02 07:00 | WITHDRAWN | 2017-03-10 08:00 | C09 | Generating Facility Type-1: Photovoltaic; Generating Facility Fuel-1: Solar; MWs MW-1: 232.16 | 229.16 |  |  |  | Full Capacity |  | KERN | CA | PGAE | Midway-Wheeler Ridge #2 230 kV Line | 2020-12-31 08:00 | 2020-12-31 08:00 | NA |  |  | NA |  | IC Request
ROLLING HILLS SOLAR | 1261 | 2016-04-23 | 2016-05-02 07:00 | WITHDRAWN | 2016-07-06 07:00 | C09 | Generating Facility Type-1: Photovoltaic; Generating Facility Fuel-1: Solar; MWs MW-1: 206.27 | 203.635 |  |  |  | Full Capacity |  | KERN | CA | PGAE | Arco Substation 230 kV | 2020-12-30 08:00 | 2020-12-30 08:00 | NA |  |  | NA |  | IC Request
SURYA SOLAR | 1262 | 2016-04-27 | 2016-05-02 07:00 | WITHDRAWN | 2017-04-10 07:00 | C09 | Generating Facility Type-1: Photovoltaic; Generating Facility Fuel-1: Solar; MWs MW-1: 158.28 | 157.735 |  |  |  | Full Capacity |  | KERN | CA | PGAE | PG&E Midway Wheeler Ridge 230 kV line | 2019-07-01 07:00 | 2019-07-01 07:00 | NA |  |  | NA |  | IC Request
TENACITY SOLAR | 1263 | 2016-05-02 | 2016-05-02 07:00 | WITHDRAWN | 2017-03-09 08:00 | C09 | Generating Facility Type-1: Photovoltaic; Generating Facility Fuel-1: Solar; MWs MW-1: 101.3 | 101 |  |  |  | Full Capacity |  | KERN | CA | PGAE | Smyrna Substation 115 kV | 2020-12-31 08:00 | 2020-12-31 08:00 | NA |  |  | NA |  | IC Request
TIERRA DEL ORO | 1264 | 2016-04-26 | 2016-05-02 07:00 | WITHDRAWN | 2017-03-10 08:00 | C09 | Generating Facility Type-1: Photovoltaic; Generating Facility Fuel-1: Solar; MWs MW-1: 51.15 | 50.75 |  |  |  | Full Capacity |  | KERN | CA | PGAE | SemiTropic 115 KV substation | 2020-12-31 08:00 | 2020-12-31 08:00 | NA |  |  | NA |  | IC Request
TRAFALGAR 2 | 1265 | 2016-04-16 | 2016-05-02 07:00 | WITHDRAWN | 2017-05-16 07:00 | C09 | Generating Facility Type-1: Photovoltaic; Generating Facility Fuel-1: Solar; MWs MW-1: 20 | 21.1925 |  |  |  | Full Capacity |  | KINGS | CA | PGAE | ARCO-Tulare Lake Line | 2019-03-31 07:00 | 2019-03-31 07:00 | NA | Complete |  | NA |  | Failure to Cure Deficiency
APPLE HILL ENERGY STORAGE | 1266 | 2016-05-02 | 2016-05-02 07:00 | WITHDRAWN | 2016-06-22 07:00 | C09 | Generating Facility Type-1: Storage; Generating Facility Fuel-1: Battery; MWs MW-1: 50.5 | 50.5 |  |  |  | Full Capacity |  | EL DORADO | CA | PGAE | Apple Hill Substation (PGE) 115kV | 2018-05-31 07:00 | 2018-05-31 07:00 | NA |  |  | NA |  | IC Request
BERRYESSA WIND FARM | 1267 | 2016-04-29 | 2016-05-02 07:00 | WITHDRAWN | 2017-05-01 07:00 | C09 | Generating Facility Type-1: Wind Turbine; Generating Facility Fuel-1: Wind Turbine; MWs MW-1: 158.4 | 158.4 |  |  |  | Full Capacity |  | YOLO | CA | PGAE | Madison 115 kV | 2019-12-31 08:00 | 2019-12-31 08:00 | NA | Complete |  | NA |  | IC Request
CAL SUN | 1268 | 2016-05-02 | 2016-05-02 07:00 | WITHDRAWN | 2017-03-15 07:00 | C09 | Photovoltaic | Storage |  | Solar | Battery |  | 20 | 20.5 |  | 38.5 |  |  |  | Full Capacity |  | ALAMEDA | CA | PGAE | Herdlyn - Tracy 70 kV - Long: -121.577185 Lat: 37.800654 | 2019-09-01 07:00 | 2019-09-01 07:00 | NA | None |  | NA |  | IC Request
CAPETOWN HYBRID | 1269 | 2016-04-29 | 2016-05-02 07:00 | WITHDRAWN | 2020-03-30 07:00 | C09 | Generating Facility Type-1: Wind Turbine; Generating Facility Fuel-1: Wind Turbine; MWs MW-1: 135.3 | 125 |  |  |  | Energy Only |  | HUMBOLDT | CA | PGAE | Bridgeville 115 kV | 2019-12-31 08:00 | 2022-09-15 07:00 | NA | Complete | Complete | NA | Executed | IC Request
CREEKSIDE | 1271 | 2016-04-26 | 2016-05-02 07:00 | WITHDRAWN | 2017-05-17 07:00 | C09 | Generating Facility Type-1: Storage; Generating Facility Fuel-1: Battery; MWs MW-1: 418 | 414 |  |  |  | Full Capacity |  | SANTA CLARA | CA | PGAE | Moss Landing - Metcalf 230 kV line | 2020-12-01 08:00 | 2020-12-01 08:00 | NA | Complete |  | NA |  | Failure to Cure Deficiency
IG TEHAMA SOLAR | 1273 | 2016-04-26 | 2016-05-02 07:00 | WITHDRAWN | 2017-05-02 07:00 | C09 | Generating Facility Type-1: Photovoltaic; Generating Facility Fuel-1: Solar; MWs MW-1: 252.9 | 252.15 |  |  |  | Full Capacity |  | TEHAMA | CA | PGAE | Cottonwood-Delevan 230 kV Line #1 | 2019-06-30 07:00 | 2019-06-30 07:00 | NA | Complete |  | NA |  | IC Request
JOAQUIN SOLAR | 1274 | 2016-04-26 | 2016-05-02 07:00 | WITHDRAWN | 2016-07-06 07:00 | C09 | Generating Facility Type-1: Photovoltaic; Generating Facility Fuel-1: Solar; MWs MW-1: 41.09 | 40.64 |  |  |  | Full Capacity |  | STANISLAUS | CA | PGAE | Crows Landing substation 60 kV | 2020-12-31 08:00 | 2020-12-31 08:00 | NA |  |  | NA |  | IC Request
LAS HERMANAS BESS | 1276 | 2016-05-03 | 2016-05-02 07:00 | WITHDRAWN | 2016-07-22 07:00 | C09 | Generating Facility Type-1: Storage; Generating Facility Fuel-1: Battery; MWs MW-1: 110 | 110 |  |  |  | Full Capacity |  | SHASTA | CA | PGAE | Carberry Switching Station 230kV | 2019-05-31 07:00 | 2019-05-31 07:00 | NA |  |  | NA |  | IC Request
NORTHERN PINES | 1278 | 2016-05-02 | 2016-05-02 07:00 | WITHDRAWN | 2019-12-04 08:00 | C09 | Photovoltaic | Storage |  | Solar | Battery |  | 20.6 | 27 |  | 46.018 |  |  |  | Full Capacity |  | LASSEN | CA | PGAE | Westwood 60kV | 2020-12-31 08:00 | 2022-12-01 08:00 | NA | Complete | Complete | NA | Terminated | IC Request
PANEM SOLAR | 1279 | 2016-04-26 | 2016-05-02 07:00 | WITHDRAWN | 2016-07-27 07:00 | C09 | Generating Facility Type-1: Photovoltaic; Generating Facility Fuel-1: Solar; MWs MW-1: 20.9 | 20.226 |  |  |  | Full Capacity |  | BUTTE | CA | PGAE | Table Mtn.-Butte #2 115 kV Line | 2019-06-30 07:00 | 2019-06-30 07:00 | NA |  |  | NA |  | None
ROUND HOUSE ENERGY STORAGE | 1280 | 2016-05-03 | 2016-05-02 07:00 | WITHDRAWN | 2016-07-19 07:00 | C09 | Generating Facility Type-1: Storage; Generating Facility Fuel-1: Battery; MWs MW-1: 20 | 20.23 |  |  |  | Full Capacity |  | SAN MATEO | CA | PGAE | PG&E Martin Substation 115kV | 2020-06-01 07:00 | 2020-06-01 07:00 | NA |  |  | NA |  | IC Request
ROYAL SOLAR | 1281 | 2016-04-26 | 2016-05-02 07:00 | WITHDRAWN | 2017-03-10 08:00 | C09 | Generating Facility Type-1: Photovoltaic; Generating Facility Fuel-1: Solar; MWs MW-1: 102.73 | 101.908 |  |  |  | Full Capacity |  | STANISLAUS | CA | PGAE | Rio Oso - Woodland #1 115 kV line | 2020-12-31 08:00 | 2020-12-31 08:00 | NA |  |  | NA |  | IC Request
SPI QUINCY | 1282 | 2016-04-28 | 2016-05-02 07:00 | WITHDRAWN | 2017-02-21 08:00 | C09 | Generating Facility Type-1: Cogeneration; Generating Facility Fuel-1: Biofuel; MWs MW-1: 35.27 | 24 |  |  |  | Full Capacity |  | PLUMAS | CA | PGAE | SPI 60 kV Tap of PG&E's Caribou Plumas Jct. 60 kV line near Pole 17/12 | 2017-06-01 07:00 | 2017-06-01 07:00 | NA |  |  | NA |  | IC Request
WALKER RIDGE | 1284 | 2016-05-23 | 2016-05-02 07:00 | WITHDRAWN | 2022-09-22 07:00 | C09 | Generating Facility Type-1: Wind Turbine; Generating Facility Fuel-1: Wind Turbine; MWs MW-1: 144.9 | 140.9 |  |  |  | Partial Capacity | Off-Peak Deliverability | LAKE | CA | PGAE | Cortina-Mendocino and Cortina-Eagle Rock 115kV Lines | 2019-02-01 08:00 | 2026-12-16 08:00 | NA | Complete | Complete | NA | Executed | IC Request
BLUE WING RANCH SOLAR | 1285 | 2016-04-26 | 2016-05-02 07:00 | WITHDRAWN | 2017-04-13 07:00 | C09 | Generating Facility Type-1: Photovoltaic; Generating Facility Fuel-1: Solar; MWs MW-1: 205.2 | 203.48 |  |  |  | Full Capacity |  | YUMA | AZ | SDGE | Hoodoo Wash Switchyard 500 kV | 2021-12-31 08:00 | 2021-12-31 08:00 | NA |  |  | NA |  | IC Request
GIGANTES SOLAR | 1286 | 2016-04-26 | 2016-05-02 07:00 | WITHDRAWN | 2017-03-09 08:00 | C09 | Generating Facility Type-1: Photovoltaic; Generating Facility Fuel-1: Solar; MWs MW-1: 729.6 | 726.41 |  |  |  | Full Capacity |  | IMPERIAL | CA | SDGE | North Gila-Imperial Valley 500 kV line | 2020-12-31 08:00 | 2020-12-31 08:00 | NA |  |  | NA |  | IC Request
MOUNT LAGUNA WIND | 1287 | 2016-04-29 | 2016-05-02 07:00 | WITHDRAWN | 2018-05-22 07:00 | C09 | Generating Facility Type-1: Wind Turbine; Generating Facility Fuel-1: Wind Turbine; MWs MW-1: 207.9 | 207.9 |  |  |  | Full Capacity |  | SAN DIEGO | CA | SDGE | Suncrest - Ocotillo 500 kV line | 2019-12-31 08:00 | 2023-12-01 08:00 | NA | Complete | Complete | NA |  | IC Request
RED WING RANCH SOLAR | 1288 | 2016-04-26 | 2016-05-02 07:00 | WITHDRAWN | 2017-03-09 08:00 | C09 | Generating Facility Type-1: Photovoltaic; Generating Facility Fuel-1: Solar; MWs MW-1: 205.2 | 203.48 |  |  |  | Full Capacity |  | YUMA | AZ | SDGE | Hoodoo Wash Switchyard 500 kV | 2021-12-31 08:00 | 2021-12-31 08:00 | NA |  |  | NA |  | None
DORADO ENERGY STORAGE | 1289 | 2016-05-04 | 2016-05-02 07:00 | WITHDRAWN | 2016-07-15 07:00 | C09 | Generating Facility Type-1: Storage; Generating Facility Fuel-1: Battery; MWs MW-1: 100 | 101 |  |  |  | Full Capacity |  | SAN DIEGO | CA | SDGE | Encina Substation 138kV | 2019-06-01 07:00 | 2019-06-01 07:00 | NA |  |  | NA |  | None
GATEWAY ENERGY STORAGE 2 | 1290 | 2016-04-30 | 2016-05-02 07:00 | WITHDRAWN | 2016-07-22 07:00 | C09 | Generating Facility Type-1: Storage; Generating Facility Fuel-1: Battery; MWs MW-1: 200 | 201.2 |  |  |  | Full Capacity |  | SAN DIEGO | CA | SDGE | Otay Mesa substation 230 kV | 2019-08-01 07:00 | 2019-08-01 07:00 | NA |  |  | NA |  | IC Request
OTAYBAT | 1292 | 2016-05-02 | 2016-05-02 07:00 | WITHDRAWN | 2017-01-25 08:00 | C09 | Generating Facility Type-1: Storage; Generating Facility Fuel-1: Battery; MWs MW-1: 20 | 20 |  |  |  | Full Capacity |  | SAN DIEGO | CA | SDGE | Border Substation 69 kV | 2019-03-01 08:00 | 2019-03-01 08:00 | NA |  |  | NA |  | IC Request
SIGNAL PEAK | 1293 | 2016-04-28 | 2016-05-02 07:00 | WITHDRAWN | 2020-07-08 07:00 | C09 | Generating Facility Type-1: Photovoltaic; Generating Facility Fuel-1: Solar; MWs MW-1: 400 | 400 |  |  |  | Energy Only |  | YUMA | AZ | SDGE | Hoodoo Wash Switchyard 500 kV | 2021-12-01 08:00 | 2021-12-01 08:00 | NA | Complete | Complete | NA | In Progress
CENTURY SOLAR | 1296 | 2016-04-26 | 2016-05-02 07:00 | WITHDRAWN | 2017-03-09 08:00 | C09 | Generating Facility Type-1: Photovoltaic; Generating Facility Fuel-1: Solar; MWs MW-1: 310.08 | 306.87 |  |  |  | Full Capacity |  | MARICOPA | AZ | DCRT | Delaney-Colorado River Line 500kV | 2021-12-31 08:00 | 2021-12-31 08:00 | NA | Complete |  | NA |  | IC Request
QUARTZ 9 | 1297 | 2016-04-23 | 2016-05-02 07:00 | WITHDRAWN | 2017-03-09 08:00 | C09 | Generating Facility Type-1: Photovoltaic; Generating Facility Fuel-1: Solar; MWs MW-1: 153.45 | 153.45 |  |  |  | Full Capacity |  | RIVERSIDE | CA | SCE | Colorado River 230 kV SUB | 2021-12-31 08:00 | 2021-12-31 08:00 | NA |  |  | NA |  | IC Request
HARQUAHALA SOLAR | 1298 | 2016-04-26 | 2016-05-02 07:00 | WITHDRAWN | 2016-07-19 07:00 | C09 | Generating Facility Type-1: Photovoltaic; Generating Facility Fuel-1: Solar; MWs MW-1: 519.382 | 515.126 |  |  |  | Full Capacity |  | MARICOPA | AZ | DCRT | Delaney-Colorado River Line 500kV | 2021-12-31 08:00 | 2021-12-31 08:00 | NA |  |  | NA |  | IC Request
WEST SPRINGS WIND FARM | 1299 | 2016-04-29 | 2016-05-02 07:00 | WITHDRAWN | 2018-03-19 07:00 | C09 | Generating Facility Type-1: Wind Turbine; Generating Facility Fuel-1: Wind Turbine; MWs MW-1: 158.4 | 150 |  |  |  | Full Capacity |  | RIVERSIDE | CA | SCE | El Casco 230 kV | 2019-12-31 08:00 | 2021-02-01 08:00 | NA | Complete | Complete | NA |  | IC Request
DHS OASIS SOLAR | 1300 | 2016-04-30 | 2016-05-02 07:00 | WITHDRAWN | 2017-05-01 07:00 | C09 | Generating Facility Type-1: Photovoltaic; Generating Facility Fuel-1: Solar; MWs MW-1: 60.8 | 60 |  |  |  | Full Capacity |  | RIVERSIDE | CA | SCE | Devers 230 kV Substation | 2019-06-30 07:00 | 2019-12-31 08:00 | NA | Complete |  | NA |  | IC Request
SIDEWINDER SOLAR | 1301 | 2016-05-02 | 2016-05-02 07:00 | WITHDRAWN | 2017-04-17 07:00 | C09 | Generating Facility Type-1: Photovoltaic; Generating Facility Fuel-1: Solar; MWs MW-1: 120 | 118.5 |  |  |  | Full Capacity |  | RIVERSIDE | CA | SCE | Red Bluff 230kV | 2020-12-31 08:00 | 2020-12-31 08:00 | NA | Complete |  | NA |  | IC Request
LH ENERGY STORAGE | 1303 | 2016-04-30 | 2016-05-02 07:00 | WITHDRAWN | 2016-07-05 07:00 | C09 | Generating Facility Type-1: Storage; Generating Facility Fuel-1: Battery; MWs MW-1: 203.7 | 201.5 |  |  |  | Full Capacity |  | LOS ANGELES | CA | SCE | Lighthipe substation Batteries, Inverters, Step Up Transformer and a 220 kV gen tie line | 2020-08-01 07:00 | 2020-08-01 07:00 | NA |  |  | NA |  | IC Request
YERMO SOLAR 1 | 1304 | 2016-04-15 | 2016-05-02 07:00 | WITHDRAWN | 2016-06-29 07:00 | C09 | Generating Facility Type-1: Photovoltaic; Generating Facility Fuel-1: Solar; MWs MW-1: 71.136 | 70.736 |  |  |  | Full Capacity |  | SAN BERNADINO | CA | SCE | Cool WaterDunn Siding Baker Mount Pass Ivanpah 115 kV Line | 2019-12-31 08:00 | 2019-12-31 08:00 | NA |  |  | NA |  | IC Request
CALCITE SOLAR 1 | 1305 | 2016-04-22 | 2016-05-02 07:00 | WITHDRAWN | 2021-02-05 08:00 | C09 | Photovoltaic | Storage |  | Solar | Battery |  | 102.85 | 20.7 |  | 100 |  |  |  | Energy Only |  | SAN BERNARDINO | CA | SCE | Calcite 230 kV Line | 2020-08-01 07:00 | 2021-12-31 08:00 | NA | Complete | Complete | NA | In Progress | IC Request
GHOST TOWN SOLAR | 1306 | 2016-04-26 | 2016-05-02 07:00 | WITHDRAWN | 2017-03-09 08:00 | C09 | Generating Facility Type-1: Photovoltaic; Generating Facility Fuel-1: Solar; MWs MW-1: 205.4 | 203.86 |  |  |  | Full Capacity |  | SAN BERNARDINO | CA | SCE | Kramer 230 KV SUB | 2020-12-31 08:00 | 2020-12-31 08:00 | NA |  |  | NA |  | IC Request
SAND SOLAR | 1307 | 2016-04-25 | 2016-05-02 07:00 | WITHDRAWN | 2018-05-15 07:00 | C09 | Generating Facility Type-1: Photovoltaic; Generating Facility Fuel-1: Solar; MWs MW-1: 309.28 | 300 |  |  |  | Full Capacity |  | SAN BERNARDINO | CA | SCE | KRAMER 230 KV SUB | 2020-12-31 08:00 | 2021-12-31 08:00 | NA | Complete | Complete | NA
BARSTOW SOLAR 1 | 1308 | 2016-04-28 | 2016-05-02 07:00 | WITHDRAWN | 2019-03-18 07:00 | C09 | Generating Facility Type-1: Photovoltaic; Generating Facility Fuel-1: Solar; MWs MW-1: 211 | 210.94 |  |  |  | Full Capacity |  | SAN BERNARDINO | CA | SCE | Coolwater Substation 115kV | 2019-07-01 07:00 | 2021-06-30 07:00 | NA | Complete | Complete | NA |  | IC Request
SEGS10 SOLAR | 1309 | 2016-04-28 | 2016-05-02 07:00 | WITHDRAWN | 2017-02-14 08:00 | C09 | Generating Facility Type-1: Photovoltaic; Generating Facility Fuel-1: Solar; MWs MW-1: 81.4 | 81.2 |  |  |  | Full Capacity |  | SAN BERNARDINO | CA | SCE | Kramer 230 kV | 2019-12-31 08:00 | 2019-12-31 08:00 | NA |  |  | NA |  | IC Request
COSO SOLAR 2 | 1310 | 2016-04-27 | 2016-05-02 07:00 | WITHDRAWN | 2017-02-14 08:00 | C09 | Generating Facility Type-1: Photovoltaic; Generating Facility Fuel-1: Solar; MWs MW-1: 206.7 | 206.5 |  |  |  | Full Capacity |  | INYO | CA | SCE | Kramer 230 kV | 2019-12-31 08:00 | 2019-12-31 08:00 | NA |  |  | NA |  | IC Request
COSO SOLAR 1 | 1311 | 2016-04-28 | 2016-05-02 07:00 | WITHDRAWN | 2017-02-14 08:00 | C09 | Generating Facility Type-1: Photovoltaic; Generating Facility Fuel-1: Solar; MWs MW-1: 78.2 | 78.2 |  |  |  | Full Capacity |  | INYO | CA | SCE | Kramer 230kV | 2018-12-31 08:00 | 2018-12-31 08:00 | NA |  |  | NA |  | IC Request
WALLER SOLAR FARM | 1315 | 2016-05-02 | 2016-05-02 07:00 | WITHDRAWN | 2017-02-21 08:00 | C09 | Photovoltaic | Storage |  | Solar | Battery |  | 514.8 | 100 |  | 500 |  |  |  | Full Capacity |  | KERN | CA | SCE | Kramer-BLM WEST 230KV line | 2023-05-01 07:00 | 2023-05-01 07:00 | NA |  |  | NA |  | IC Request
HIGH DESERT VIEW SOLAR PROJECT | 1316 | 2016-05-12 | 2016-05-02 07:00 | WITHDRAWN | 2017-05-02 07:00 | C09 | Storage | Photovoltaic |  | Battery | Solar |  | 30 | 136.75 |  | 161.05 |  |  |  | Full Capacity |  | SAN BERNARDINO | CA | SCE | Calcite Substation 230 kV | 2019-05-31 07:00 | 2020-05-01 07:00 | NA | Complete |  | NA |  | Failure to Cure Deficiency
GRAPEVINE 1 | 1317 | 2016-04-26 | 2016-05-02 07:00 | WITHDRAWN | 2017-04-25 07:00 | C09 | Generating Facility Type-1: Storage; Generating Facility Fuel-1: Battery; MWs MW-1: 406 | 402 |  |  |  | Full Capacity |  | KERN | CA | SCE | Highwind Substation 230kV | 2020-12-01 08:00 | 2020-12-01 08:00 | NA | Complete |  | NA |  | IC Request
ROSY 9 | 1318 | 2016-04-23 | 2016-05-02 07:00 | WITHDRAWN | 2017-05-02 07:00 | C09 | Generating Facility Type-1: Photovoltaic; Generating Facility Fuel-1: Solar; MWs MW-1: 259.842 | 250 |  |  |  | Full Capacity |  | KERN | CA | SCE | WHIRLWIND 230 kV Sub. | 2020-12-31 08:00 | 2020-12-31 08:00 | NA | Complete |  | NA |  | Failure to Cure Deficiency
CALIFORNIA CITY SOLAR | 1320 | 2016-04-25 | 2016-05-02 07:00 | WITHDRAWN | 2017-05-02 07:00 | C09 | Generating Facility Type-1: Photovoltaic; Generating Facility Fuel-1: Solar; MWs MW-1: 732.0957 | 700 |  |  |  | Full Capacity |  | KERN | CA | SCE | WINDHUB 230 KV SUB | 2020-12-31 08:00 | 2020-12-31 08:00 | NA | Complete |  | NA |  | Failure to Cure Deficiency
ALL AMERICAN SOLAR | 1321 | 2016-04-26 | 2016-05-02 07:00 | WITHDRAWN | 2018-01-11 08:00 | C09 | Generating Facility Type-1: Photovoltaic; Generating Facility Fuel-1: Solar; MWs MW-1: 414.96 | 400 |  |  |  | Full Capacity |  | KERN | CA | SCE | VESTAL 230 KV SUB | 2020-12-31 08:00 | 2020-12-31 08:00 | NA | Complete | Complete | NA |  | None
SAGEBRUSH SOLAR 1 | 1326 | 2016-04-27 | 2016-05-02 07:00 | WITHDRAWN | 2018-03-19 07:00 | C09 | Generating Facility Type-1: Photovoltaic; Generating Facility Fuel-1: Solar; MWs MW-1: 83.3 | 82 |  |  |  | Full Capacity |  | KERN | CA | SCE | Vincent 230 kV Sub. | 2018-12-31 08:00 | 2020-12-15 08:00 | NA | Complete | Complete | NA |  | IC Request
GOLDEN EVENING SOLAR | 1328 | 2016-04-29 | 2016-05-02 07:00 | WITHDRAWN | 2017-03-10 08:00 | C09 | Generating Facility Type-1: Photovoltaic; Generating Facility Fuel-1: Solar; MWs MW-1: 265.08 | 312.22 |  |  |  | Full Capacity |  | KERN | CA | SCE | SCE Whirlwind Substation | 2019-07-01 07:00 | 2019-07-01 07:00 | NA | Complete |  | NA |  | IC Request
CLOVER ENERGY STORAGE PLANT | 1330 | 2016-05-02 | 2016-05-02 07:00 | WITHDRAWN | 2020-10-16 07:00 | C09 | Generating Facility Type-1: Storage; Generating Facility Fuel-1: Battery; MWs MW-1: 300 | 120 |  |  |  | Full Capacity |  | LOS ANGELES | CA | SCE | Antelope Substation 66kV | 2019-06-01 07:00 | 2023-05-15 07:00 | NA | Complete | Complete | NA | Executed | IC Request
CANELLA SOLAR FARM | 1331 | 2016-05-02 | 2016-05-02 07:00 | WITHDRAWN | 2018-04-16 07:00 | C09 | Storage | Photovoltaic |  | Battery | Solar |  | 300 | 309.6 |  | 300 |  |  |  | Full Capacity |  | KERN | CA | SCE | Windhub Substation 230kV | 2019-06-01 07:00 | 2021-10-01 07:00 | NA | Complete | Complete | NA |  | IC Request
LINWOOD SOLAR FARM | 1332 | 2016-05-02 | 2016-05-02 07:00 | WITHDRAWN | 2017-04-19 07:00 | C09 | Photovoltaic | Storage |  | Solar | Battery |  | 205.2 | 200 |  | 205.15 |  |  |  | Full Capacity |  | KERN | CA | SCE | Whirlwind Substation 230kV | 2019-06-01 07:00 | 2019-06-01 07:00 | NA | Complete |  | NA |  | IC Request
EON VISION WIND | 1333 | 2016-05-02 | 2016-05-02 07:00 | WITHDRAWN | 2017-02-28 08:00 | C09 | Generating Facility Type-1: Wind Turbine; Generating Facility Fuel-1: Wind Turbine; MWs MW-1: 280.5 | 277.6 |  |  |  | Full Capacity |  | KERN | CA | SCE | Whirlwind 230 kV Substation | 2019-12-31 08:00 | 2019-12-31 08:00 | NA |  |  | NA |  | IC Request
MISSION ROCK | 1334 | 2016-04-22 | 2016-05-02 07:00 | WITHDRAWN | 2017-05-02 07:00 | C09 | Storage | Gas Turbine |  | Battery | Natural Gas |  | 26.125 | 300 |  | 312 |  |  |  | Full Capacity |  | VENTURA | CA | SCE | Santa Clara Substation 230kV | 2020-10-01 07:00 | 2020-10-01 07:00 | NA | Complete |  | NA |  | Failure to Cure Deficiency
SOUTHLAND | 1336 | 2016-04-27 | 2016-05-02 07:00 | WITHDRAWN | 2021-06-11 07:00 | C09 | Generating Facility Type-1: Photovoltaic; Generating Facility Fuel-1: Solar; MWs MW-1: 380.1 | 375 |  |  |  | Full Capacity | Off-Peak Deliverability | CLARK | NV | SCE | Mohave Substation 500kV | 2019-12-01 08:00 | 2023-04-26 07:00 | NA | Complete | Complete | NA | In Progress | IC Request
ARIZONA MOHAVE SOLAR | 1337 | 2016-04-26 | 2016-05-02 07:00 | WITHDRAWN | 2017-03-09 08:00 | C09 | Generating Facility Type-1: Photovoltaic; Generating Facility Fuel-1: Solar; MWs MW-1: 520.6 | 514.843 |  |  |  | Full Capacity |  | MOHAVE | AZ | SCE | MOHAVE SWITCHYARD 500kV | 2020-12-01 08:00 | 2020-12-01 08:00 | NA | Complete |  | NA |  | IC Request
COPPER MTN SOLAR 5 | 1338 | 2016-04-28 | 2016-05-02 07:00 | WITHDRAWN | 2017-04-17 07:00 | C09 | Photovoltaic | Storage |  | Solar | Battery |  | 256.8 | 20 |  | 256.8 |  |  |  | Full Capacity |  | CLARK | NV | SCE | SCE owned Eldorado bus 230kV | 2023-04-28 07:00 | 2023-04-28 07:00 | NA | Complete |  | NA |  | IC Request
YELLOW PINE 1 | 1340 | 2016-04-20 | 2016-05-02 07:00 | WITHDRAWN | 2016-06-29 07:00 | C09 | Generating Facility Type-1: Photovoltaic; Generating Facility Fuel-1: Solar; MWs MW-1: 152.67 | 152.67 |  |  |  | Full Capacity |  | CLARK | NV | VEA | VEA Sandy Valley 138 kV | 2019-12-01 08:00 | 2019-12-01 08:00 | NA |  |  | NA |  | IC Request
PAHRUMP SOLAR | 1342 | 2016-04-26 | 2016-05-02 07:00 | WITHDRAWN | 2016-07-19 07:00 | C09 | Generating Facility Type-1: Photovoltaic; Generating Facility Fuel-1: Solar; MWs MW-1: 87.45 | 86.45 |  |  |  | Full Capacity |  | NYE | NV | VEA | Vista Substation 138 kV bus. | 2020-12-31 08:00 | 2020-12-31 08:00 | NA |  |  | NA |  | IC Request
DESERT OBSIDIAN | 1343 | 2016-04-26 | 2016-05-02 07:00 | WITHDRAWN | 2016-07-19 07:00 | C09 | Generating Facility Type-1: Photovoltaic; Generating Facility Fuel-1: Solar; MWs MW-1: 67.17 | 66.02 |  |  |  | Full Capacity |  | CLARK | NV | VEA | Amargosa Sub 138 kV | 2020-12-31 08:00 | 2020-12-31 08:00 | NA |  |  | NA |  | IC Request
COPPER RAYS | 1344 | 2016-04-26 | 2016-05-02 07:00 | WITHDRAWN | 2017-04-21 07:00 | C09 | Generating Facility Type-1: Photovoltaic; Generating Facility Fuel-1: Solar; MWs MW-1: 722.396 | 714.042 |  |  |  | Full Capacity |  | NYE | NV | VEA | Gamebird Substation 230kV | 2021-12-31 08:00 | 2021-12-31 08:00 | NA |  |  | NA |  | IC Request
SOUTH RIDGE | 1345 | 2016-04-28 | 2016-05-02 07:00 | WITHDRAWN | 2017-04-21 07:00 | C09 | Generating Facility Type-1: Photovoltaic; Generating Facility Fuel-1: Solar; MWs MW-1: 205.43 | 203.307 |  |  |  | Full Capacity |  | NYE | NV | VEA | Innovation Substation 230kV | 2021-12-31 08:00 | 2021-12-31 08:00 | NA |  |  | NA |  | IC Request
RE PRISM | 1346 | 2016-05-02 | 2016-05-02 07:00 | WITHDRAWN | 2016-07-25 07:00 | C09 | Generating Facility Type-1: Photovoltaic; Generating Facility Fuel-1: Solar; MWs MW-1: 208.96 | 204.96 |  |  |  | Full Capacity |  | NYE | NV | VEA | Gamebird Substation 230kV | 2019-12-31 08:00 | 2019-12-31 08:00 | NA |  |  | NA |  | IC Request
BIG BREAK ENERGY STORAGE | 1351 | 2017-04-28 | 2017-05-01 07:00 | WITHDRAWN | 2018-02-08 08:00 | C10 | Generating Facility Type-1: Storage; Generating Facility Fuel-1: Battery; MWs MW-1: 45 | 39.673 |  |  |  | Full Capacity |  | CONTRA COSTA | CA | PGAE | Contra Costa switchyard 230kV | 2021-06-01 07:00 | 2021-06-01 07:00 | NA | Complete |  | NA |  | IC Request
CAL SUN SOLAR | 1352 | 2017-04-28 | 2017-05-01 07:00 | WITHDRAWN | 2017-07-19 07:00 | C10 | Photovoltaic | Storage |  | Solar | Battery |  | 20 | 20.5 |  | 37.7 |  |  |  | Full Capacity |  | ALAMEDA | CA | PGAE | Herdlyn-Tracy line 70 kV | 2019-09-01 07:00 | 2019-09-01 07:00 | NA |  |  | NA |  | IC Request
CHANSON ENERGY STORAGE FACILITY | 1353 | 2017-05-01 | 2017-05-01 07:00 | WITHDRAWN | 2018-03-14 07:00 | C10 | Generating Facility Type-1: Storage; Generating Facility Fuel-1: Battery; MWs MW-1: 100 | 100 |  |  |  | Full Capacity |  | CALAVERAS | CA | PGAE | Valley Springs Substation 60kV | 2020-10-01 07:00 | 2020-10-01 07:00 | NA | Complete |  | NA |  | IC Request
EAST-BAY-WIND | 1354 | 2017-04-25 | 2017-05-01 07:00 | WITHDRAWN | 2021-05-20 07:00 | C10 | Generating Facility Type-1: Wind Turbine; Generating Facility Fuel-1: Wind Turbine; MWs MW-1: 153.02 | 150 |  |  |  | Energy Only | Off-Peak Deliverability | ALAMEDA | CA | PGAE | Tesla Substation 230kV | 2020-12-01 08:00 | 2023-02-14 08:00 | NA | Complete | Complete | NA | In Progress | IC Request
EXCHEQUER | 1355 | 2017-04-27 | 2017-05-01 07:00 | WITHDRAWN | 2017-05-22 07:00 | C10 | Generating Facility Type-1: Hydro; Generating Facility Fuel-1: Water; MWs MW-1: 112 | 110 |  |  |  | Full Capacity |  | MARIPOSA | CA | PGAE | Exchequer-LeGrand 115 kV | 2019-05-03 07:00 | 2019-05-03 07:00 | NA |  |  | NA |  | IC Request
HAYDON ENERGY STORAGE FACILITY | 1356 | 2017-05-01 | 2017-05-01 07:00 | WITHDRAWN | 2017-06-22 07:00 | C10 | Generating Facility Type-1: Storage; Generating Facility Fuel-1: Battery; MWs MW-1: 60 | 60 |  |  |  | Full Capacity |  | SAN JOAQUIN | CA | PGAE | Kyoho Tap 115kV | 2020-10-01 07:00 | 2020-10-01 07:00 | NA |  |  | NA |  | IC Request
KING FLAT WIND FARM 1 | 1357 | 2017-05-01 | 2017-05-01 07:00 | WITHDRAWN | 2018-03-12 07:00 | C10 | Generating Facility Type-1: Wind Turbine; Generating Facility Fuel-1: Wind Turbine; MWs MW-1: 152.25 | 150 |  |  |  | Full Capacity |  | YOLO | CA | PGAE | Delevan-Vaca No. 2 & No. 3 230kV | 2020-06-01 07:00 | 2020-06-01 07:00 | NA | Complete |  | NA |  | IC Request
KING FLAT WIND FARM 2 | 1358 | 2017-05-01 | 2017-05-01 07:00 | WITHDRAWN | 2018-03-12 07:00 | C10 | Generating Facility Type-1: Wind Turbine; Generating Facility Fuel-1: Wind Turbine; MWs MW-1: 101.5 | 100 |  |  |  | Full Capacity |  | YOLO | CA | PGAE | Delevan-Vaca No. 2& No. 3 230kV | 2020-06-01 07:00 | 2020-06-01 07:00 | NA | Complete |  | NA |  | IC Request
LUNA MAR | 1359 | 2017-04-27 | 2017-05-01 07:00 | WITHDRAWN | 2018-04-20 07:00 | C10 | Generating Facility Type-1: Storage; Generating Facility Fuel-1: Battery; MWs MW-1: 22.99 | 20 |  |  |  | Full Capacity |  | SAN MATEO | CA | PGAE | Half Moon Bay Substation 60kV | 2021-12-31 08:00 | 2021-12-31 08:00 | NA | Complete |  | NA |  | IC Request
OAKLAND ENERGY RELIABILITY CENTER | 1360 | 2017-05-01 | 2017-05-01 07:00 | WITHDRAWN | 2017-06-23 07:00 | C10 | Generating Facility Type-1: Storage; Generating Facility Fuel-1: Battery; MWs MW-1: 101.55 | 100 |  |  |  | Full Capacity |  | ALAMEDA | CA | PGAE | Oakland C Substation 115kV | 2019-12-15 08:00 | 2019-12-15 08:00 | NA | Complete |  | NA |  | IC Request
RIOSA CENTRAL SOLAR | 1361 | 2017-05-01 | 2017-05-01 07:00 | WITHDRAWN | 2018-03-01 08:00 | C10 | Generating Facility Type-1: Photovoltaic; Generating Facility Fuel-1: Solar; MWs MW-1: 20.23 | 19.74 |  |  |  | Full Capacity |  | PLACER | CA | PGAE | Smartville-Camp Far West 60kV line | 2020-11-30 08:00 | 2020-11-30 08:00 | NA | Complete |  | NA |  | IC Request
SAGE SOLAR | 1362 | 2017-04-28 | 2017-05-01 07:00 | WITHDRAWN | 2017-07-14 07:00 | C10 | Generating Facility Type-1: Photovoltaic; Generating Facility Fuel-1: Solar; MWs MW-1: 103.01 | 100 |  |  |  | Full Capacity |  | ALAMEDA | CA | PGAE | Cayetano Substation 230kV | 2020-06-01 07:00 | 2020-06-01 07:00 | NA | Complete |  | NA |  | IC Request
SOURGRASS SOLAR | 1364 | 2017-05-01 | 2017-05-01 07:00 | WITHDRAWN | 2018-03-01 08:00 | C10 | Generating Facility Type-1: Photovoltaic; Generating Facility Fuel-1: Solar; MWs MW-1: 380 | 350 |  |  |  | Full Capacity |  | TEHAMA | CA | PGAE | Cottonwood-Delevan #1 230kV | 2020-12-31 08:00 | 2020-12-31 08:00 | NA | Complete |  | NA |  | IC Request
WALTON ENERGY RELIABILITY CENTER | 1365 | 2017-05-01 | 2017-05-01 07:00 | WITHDRAWN | 2017-06-13 07:00 | C10 | Generating Facility Type-1: Storage; Generating Facility Fuel-1: Battery; MWs MW-1: 52.8 | 50 |  |  |  | Full Capacity |  | YUBA | CA | PGAE | Yuba City Cogen tap line-Pease 60kV | 2019-12-15 08:00 | 2019-12-15 08:00 | NA | Complete |  | NA |  | IC Request
WARDENCLYFFE | 1366 | 2017-04-27 | 2017-05-01 07:00 | WITHDRAWN | 2018-04-20 07:00 | C10 | Generating Facility Type-1: Storage; Generating Facility Fuel-1: Battery; MWs MW-1: 313.5 | 300 |  |  |  | Full Capacity |  | ALAMEDA | CA | PGAE | Tesla Substation 230kV | 2022-12-31 08:00 | 2022-12-31 08:00 | NA | Complete |  | NA |  | IC Request
WILBUR ENERGY STORAGE | 1368 | 2017-05-01 | 2017-05-01 07:00 | WITHDRAWN | 2020-03-25 07:00 | C10 | Generating Facility Type-1: Storage; Generating Facility Fuel-1: Battery; MWs MW-1: 94.5 | 91.3 |  |  |  | Full Capacity |  | CONTRA COSTA | CA | PGAE | Contra Costa Switchyard 230kV | 2020-10-31 07:00 | 2023-11-13 08:00 | NA | Complete | Complete | NA |  | IC Request
AMERICAN KINGS 10 | 1369 | 2017-04-26 | 2017-05-01 07:00 | WITHDRAWN | 2017-07-14 07:00 | C10 | Generating Facility Type-1: Photovoltaic; Generating Facility Fuel-1: Solar; MWs MW-1: 155.68 | 150 |  |  |  | Full Capacity |  | FRESNO | CA | PGAE | Mustang Switching Station 230kV | 2021-09-01 07:00 | 2021-09-01 07:00 | NA | Complete |  | NA |  | IC Request
BRUIN SOLAR | 1370 | 2017-04-26 | 2017-05-01 07:00 | WITHDRAWN | 2018-03-01 08:00 | C10 | Generating Facility Type-1: Photovoltaic; Generating Facility Fuel-1: Solar; MWs MW-1: 51.25 | 50 |  |  |  | Full Capacity |  | FRESNO | CA | PGAE | Mendota Substation 115kV | 2020-05-01 07:00 | 2020-05-01 07:00 | NA | Complete |  | NA |  | IC Request
CALIFORNIA BEAR 6 | 1371 | 2017-04-26 | 2017-05-01 07:00 | WITHDRAWN | 2018-03-01 08:00 | C10 | Photovoltaic | Storage |  | Solar | Battery |  | 22.41 | 22.355 |  | 20 |  |  |  | Full Capacity |  | FRESNO | CA | PGAE | Mendota Substation 115kV | 2021-12-01 08:00 | 2021-12-01 08:00 | NA | Complete |  | NA |  | IC Request
CURRY SOLAR | 1372 | 2017-04-28 | 2017-05-01 07:00 | WITHDRAWN | 2018-03-08 08:00 | C10 | Generating Facility Type-1: Photovoltaic; Generating Facility Fuel-1: Solar; MWs MW-1: 71.45 | 70 |  |  |  | Full Capacity |  | FRESNO | CA | PGAE | Schindler Substation 70kV | 2020-11-01 07:00 | 2020-11-01 07:00 | NA | Complete |  | NA |  | None
DASOS 10 | 1373 | 2017-04-26 | 2017-05-01 07:00 | WITHDRAWN | 2017-07-14 07:00 | C10 | Generating Facility Type-1: Photovoltaic; Generating Facility Fuel-1: Solar; MWs MW-1: 209.46 | 200 |  |  |  | Full Capacity |  | MERCED | CA | PGAE | Wilson Substation 230kV | 2020-06-01 07:00 | 2020-06-01 07:00 | NA | Complete |  | NA |  | IC Request
FIREHAWK SOLAR 1 | 1375 | 2017-04-11 | 2017-05-01 07:00 | WITHDRAWN | 2017-06-19 07:00 | C10 | Storage | Photovoltaic |  | Battery | Solar |  | 75 | 75 |  | 75 |  |  |  | Full Capacity |  | KERN | CA | PGAE | Smyrna Substation 115kV | 2020-12-31 08:00 | 2020-12-31 08:00 | NA |  |  | NA |  | IC Request
GOLDEN SQUARE | 1376 | 2017-04-27 | 2017-05-01 07:00 | WITHDRAWN | 2018-04-20 07:00 | C10 | Storage | Photovoltaic |  | Battery | Solar |  | 204.82 | 205.39 |  | 400 |  |  |  | Full Capacity |  | FRESNO | CA | PGAE | Tranquility Switching Station 230 kV | 2021-09-01 07:00 | 2021-09-01 07:00 | NA | Complete |  | NA |  | IC Request
GOLDWICK SOLAR FARM | 1377 | 2017-05-01 | 2017-05-01 07:00 | WITHDRAWN | 2018-03-14 07:00 | C10 | Photovoltaic | Storage |  | Solar | Battery |  | 100 | 100 |  | 101.44 |  |  |  | Full Capacity |  | STANISLAUS | CA | PGAE | Salado Substation 115kV | 2020-10-01 07:00 | 2020-10-01 07:00 | NA | Complete |  | NA |  | IC Request
KROE HYBRID | 1381 | 2017-05-01 | 2017-05-01 07:00 | WITHDRAWN | 2018-04-18 07:00 | C10 | Storage | Photovoltaic |  | Battery | Solar |  | 40 | 60 |  | 40.2 |  |  |  | Full Capacity |  | MERCED / FRESNO | CA | PGAE | Mercy Springs Substation 70kV | 2019-11-30 08:00 | 2019-11-30 08:00 | NA | Complete |  | NA |  | Failure to Cure Deficiency
LAS CAMAS 2 | 1383 | 2017-04-29 | 2017-05-01 07:00 | WITHDRAWN | 2018-04-18 07:00 | C10 | Generating Facility Type-1: Photovoltaic; Generating Facility Fuel-1: Solar; MWs MW-1: 102.5 | 101.423 |  |  |  | Full Capacity |  | MERCED | CA | PGAE | Los Banos Substation 230kV | 2021-11-30 08:00 | 2021-11-30 08:00 | NA | Complete |  | NA |  | Failure to Cure Deficiency
LOTUS 2 SOLAR FARM | 1384 | 2017-05-01 | 2017-05-01 07:00 | WITHDRAWN | 2018-03-14 07:00 | C10 | Storage | Photovoltaic |  | Battery | Solar |  | 100 | 100 |  | 102 |  |  |  | Full Capacity |  | MADERA | CA | PGAE | Borden Substation 70kV | 2020-03-01 08:00 | 2020-03-01 08:00 | NA | Complete |  | NA |  | IC Request
VANGUARD SOLAR BESS | 1385 | 2017-04-29 | 2017-05-01 07:00 | WITHDRAWN | 2019-12-19 08:00 | C10 | Storage | Photovoltaic |  | Battery | Solar |  | 47 | 153.315 |  | 150 |  |  |  | Full Capacity |  | FRESNO | CA | PGAE | Mustang Switching Station 230 kV | 2020-07-01 07:00 | 2025-03-31 07:00 | NA | Complete | Complete | NA |  | IC Request
MALLARD ENERGY STORAGE PROJECT | 1386 | 2017-04-28 | 2017-05-01 07:00 | WITHDRAWN | 2017-06-21 07:00 | C10 | Generating Facility Type-1: Storage; Generating Facility Fuel-1: Battery; MWs MW-1: 90 | 81.11 |  |  |  | Full Capacity |  | CONTRA COSTA | CA | PGAE | Pittsburg Switchyard 230kV | 2021-06-01 07:00 | 2021-06-01 07:00 | NA |  |  | NA |  | IC Request
PERSEUS SOLAR | 1387 | 2017-04-26 | 2017-05-01 07:00 | WITHDRAWN | 2017-07-14 07:00 | C10 | Generating Facility Type-1: Photovoltaic; Generating Facility Fuel-1: Solar; MWs MW-1: 208.97 | 206.37 |  |  |  | Full Capacity |  | MERCED | CA | PGAE | Borden Substation 230kV | 2021-08-01 07:00 | 2021-08-01 07:00 | NA | Complete |  | NA |  | IC Request
PUERTA RENEWABLE ENERGY RELIABILITY CENTER | 1388 | 2017-05-01 | 2017-05-01 07:00 | WITHDRAWN | 2017-07-05 07:00 | C10 | Photovoltaic | Storage |  | Solar | Battery |  | 52 | 52.8 |  | 76.56 |  |  |  | Full Capacity |  | FRESNO | CA | PGAE | Gates-Coalinga #2 70kV | 2019-06-01 07:00 | 2019-06-01 07:00 | NA | Complete |  | NA |  | IC Request
ROMERO CREEK SOLAR | 1390 | 2017-04-28 | 2017-05-01 07:00 | WITHDRAWN | 2018-04-30 07:00 | C10 | Generating Facility Type-1: Photovoltaic; Generating Facility Fuel-1: Solar; MWs MW-1: 203.96 | 200 |  |  |  | Full Capacity |  | MERCED | CA | PGAE | Quinto Substation 230kV | 2022-12-31 08:00 | 2022-12-31 08:00 | NA | Complete |  | NA
WARRIORS SOLAR | 1392 | 2017-04-28 | 2017-05-01 07:00 | WITHDRAWN | 2020-05-15 07:00 | C10 | Generating Facility Type-1: Photovoltaic; Generating Facility Fuel-1: Solar; MWs MW-1: 40.69 | 40 |  |  |  | Full Capacity |  | FRESNO | CA | PGAE | Crescent Switching Station 70kV | 2021-11-01 07:00 | 2021-11-01 07:00 | NA | Complete | Complete | NA |  | IC Request
CASSIOPEIA SOLAR | 1393 | 2017-04-26 | 2017-05-01 07:00 | WITHDRAWN | 2017-07-14 07:00 | C10 | Generating Facility Type-1: Photovoltaic; Generating Facility Fuel-1: Solar; MWs MW-1: 77.04 | 76.12 |  |  |  | Full Capacity |  | KERN | CA | PGAE | Tap on Maricopa-Copus line 70kV | 2021-08-01 07:00 | 2021-08-01 07:00 | NA | Complete |  | NA |  | IC Request
KERRNESS SOLAR | 1395 | 2017-04-28 | 2017-05-01 07:00 | WITHDRAWN | 2018-02-14 08:00 | C10 | Generating Facility Type-1: Photovoltaic; Generating Facility Fuel-1: Solar; MWs MW-1: 102.39 | 102.29 |  |  |  | Full Capacity |  | MERCED | CA | PGAE | Wilson - Le Grand115kV | 2021-11-01 07:00 | 2021-11-01 07:00 | NA | Complete |  | NA |  | IC Request
LYNX SOLAR | 1396 | 2017-04-28 | 2017-05-01 07:00 | WITHDRAWN | 2017-07-14 07:00 | C10 | Generating Facility Type-1: Photovoltaic; Generating Facility Fuel-1: Solar; MWs MW-1: 30.91 | 30.42 |  |  |  | Full Capacity |  | SANTA BARBARA | CA | PGAE | Cuyama 2 Substation 70kV | 2021-08-01 07:00 | 2021-08-01 07:00 | NA | Complete |  | NA |  | IC Request
SUN BRILLIANCE | 1399 | 2017-04-30 | 2017-05-01 07:00 | WITHDRAWN | 2017-07-03 07:00 | C10 | Generating Facility Type-1: Photovoltaic; Generating Facility Fuel-1: Solar; MWs MW-1: 16.35 | 16.345 |  |  |  | Full Capacity |  | KERN | CA | PGAE | Blackwell Substation 70kV | 2019-12-16 08:00 | 2019-12-16 08:00 | NA |  |  | NA |  | IC Request
HIDDEN HILLS SOLAR 1 | 1400 | 2017-04-25 | 2017-05-01 07:00 | WITHDRAWN | 2018-04-16 07:00 | C10 | Generating Facility Type-1: Photovoltaic; Generating Facility Fuel-1: Solar; MWs MW-1: 305.5 | 266.5 |  |  |  | Full Capacity |  | INYO | CA | GLW | Crazy Eyes Switching Station 230kV | 2021-12-31 08:00 | 2021-12-31 08:00 | NA | Complete |  | NA
WARREN SOLAR 1 | 1401 | 2017-05-01 | 2017-05-01 07:00 | WITHDRAWN | 2018-05-04 07:00 | C10 | Generating Facility Type-1: Photovoltaic; Generating Facility Fuel-1: Solar; MWs MW-1: 71.487 | 69.26 |  |  |  | Full Capacity |  | NYE | NV | VEA | Charleston Substation 138kV | 2020-03-01 08:00 | 2020-03-01 08:00 | NA | Complete |  | NA |  | IC Request
HARQUAHALA FLATS | 1403 | 2017-05-01 | 2017-05-01 07:00 | WITHDRAWN | 2020-06-03 07:00 | C10 | Photovoltaic | Storage |  | Solar | Battery |  | 450 | 450 |  | 450 |  |  |  | Energy Only |  | MARICOPA | AZ | DCRT | Colorado River-Delaney 500kV | 2022-12-16 08:00 | 2022-12-16 08:00 | NA | Complete | Complete | NA
HARQUAHALA SUN | 1404 | 2017-04-28 | 2017-05-01 07:00 | WITHDRAWN | 2018-04-16 07:00 | C10 | Storage | Photovoltaic |  | Battery | Solar |  | 162.5 | 150 |  | 150 |  |  |  | Full Capacity |  | MARICOPA | AZ | DCRT | Delaney-Colorado River 500kV | 2020-06-01 07:00 | 2020-06-01 07:00 | NA | Complete |  | NA |  | IC Request
MESAVILLE SOLAR | 1406 | 2017-05-01 | 2017-05-01 07:00 | WITHDRAWN | 2020-05-11 07:00 | C10 | Photovoltaic | Storage |  | Solar | Battery |  | 476.33 | 229.9 |  | 675 |  |  |  | Energy Only |  | RIVERSIDE | CA | SCE | Colorado River Substation 230kV | 2021-09-01 07:00 | 2022-01-15 08:00 | NA | Complete | Complete | NA | In Progress | IC Request
QUARTZITE 10 | 1408 | 2017-04-28 | 2017-05-01 07:00 | WITHDRAWN | 2017-07-14 07:00 | C10 | Generating Facility Type-1: Photovoltaic; Generating Facility Fuel-1: Solar; MWs MW-1: 154.59 | 150 |  |  |  | Full Capacity |  | RIVERSIDE | CA | SCE | Colorado River Substation 230kV | 2023-12-01 08:00 | 2023-12-01 08:00 | NA |  |  | NA |  | IC Request
VERMILLION ENERGY STORAGE | 1409 | 2017-04-28 | 2017-05-01 07:00 | WITHDRAWN | 2018-03-09 08:00 | C10 | Generating Facility Type-1: Storage; Generating Facility Fuel-1: Battery; MWs MW-1: 203.7 | 200 |  |  |  | Full Capacity |  | RIVERSIDE | CA | SCE | Devers Substation 220kV | 2021-06-01 07:00 | 2023-06-01 07:00 | NA | Complete |  | NA |  | None
WEST SPRINGS 2 WIND FARM | 1410 | 2017-04-28 | 2017-05-01 07:00 | WITHDRAWN | 2019-10-31 07:00 | C10 | Generating Facility Type-1: Wind Turbine; Generating Facility Fuel-1: Wind Turbine; MWs MW-1: 155.25 | 150 |  |  |  | Full Capacity |  | RIVERSIDE | CA | SCE | Devers-Vista #1 230kV | 2020-06-01 07:00 | 2023-10-15 07:00 | NA | Complete | Complete | NA |  | IC Request
GABRIEL SOLAR 3 | 1411 | 2017-03-15 | 2017-05-01 07:00 | WITHDRAWN | 2018-04-26 07:00 | C10 | Generating Facility Type-1: Photovoltaic; Generating Facility Fuel-1: Solar; MWs MW-1: 100 | 100 |  |  |  | Full Capacity |  | SAN BERNADINO | CA | SCE | Mira Loma-Walnut 230kV | 2019-12-31 08:00 | 2019-12-31 08:00 | NA |  |  | NA |  | Failure to Cure Deficiency
VICKERS ENERGY STORAGE | 1412 | 2017-05-01 | 2017-05-01 07:00 | WITHDRAWN | 2019-12-04 08:00 | C10 | Generating Facility Type-1: Storage; Generating Facility Fuel-1: Battery; MWs MW-1: 80 | 80 |  |  |  | Full Capacity |  | LOS ANGELES | CA | SCE | La Cienega Substation 230kV | 2021-05-28 07:00 | 2021-11-16 08:00 | NA | Complete | Complete | NA | Terminated
RUBITA | 1415 | 2017-04-28 | 2017-05-01 07:00 | WITHDRAWN | 2020-05-15 07:00 | C10 | Generating Facility Type-1: Photovoltaic; Generating Facility Fuel-1: Solar; MWs MW-1: 102.18 | 100 |  |  |  | Energy Only |  | SAN BERNARDINO | CA | SCE | Kramer-Inyokern-Randsburg No.1 115kV | 2021-11-01 07:00 | 2023-10-15 07:00 | NA | Complete | Complete | NA |  | IC Request
BLUE MOUNTAIN WIND | 1416 | 2017-04-25 | 2017-05-01 07:00 | WITHDRAWN | 2018-04-20 07:00 | C10 | Generating Facility Type-1: Wind Turbine; Generating Facility Fuel-1: Wind Turbine; MWs MW-1: 108 | 100 |  |  |  | Full Capacity |  | LOS ANGELES | CA | SCE | Antelope Substation 230kV | 2020-12-01 08:00 | 2020-12-01 08:00 | NA | Complete |  | NA |  | IC Request
CALHAWK SOLAR FARM | 1417 | 2017-05-01 | 2017-05-01 07:00 | WITHDRAWN | 2018-04-16 07:00 | C10 | Photovoltaic | Storage |  | Solar | Battery |  | 100 | 100 |  | 99 |  |  |  | Full Capacity |  | TULARE | CA | SCE | Vestal Substation 230kV | 2020-10-01 07:00 | 2022-06-01 07:00 | NA | Complete |  | NA
CREOSOTE | 1418 | 2017-04-26 | 2017-05-01 07:00 | WITHDRAWN | 2018-02-22 08:00 | C10 | Generating Facility Type-1: Photovoltaic; Generating Facility Fuel-1: Solar; MWs MW-1: 418.95 | 400 |  |  |  | Full Capacity |  | KERN | CA | SCE | Windhub Substation 230kV | 2021-08-01 07:00 | 2021-08-01 07:00 | NA | Complete |  | NA |  | None
CANELLA 2 SOLAR FARM | 1420 | 2017-05-01 | 2017-05-01 07:00 | WITHDRAWN | 2018-04-16 07:00 | C10 | Photovoltaic | Storage |  | Solar | Battery |  | 200 | 200 |  | 200 |  |  |  | Full Capacity |  | KERN | CA | SCE | Windhub Substation 230kV | 2020-10-01 07:00 | 2020-10-01 07:00 | NA | Complete |  | NA
JAWBONE WIND ENERGY PROJECT | 1421 | 2017-04-28 | 2017-05-01 07:00 | WITHDRAWN | 2019-07-08 07:00 | C10 | Generating Facility Type-1: Wind Turbine; Generating Facility Fuel-1: Wind Turbine; MWs MW-1: 37.4 | 37.4 |  |  |  | Full Capacity |  | KERN | CA | SCE | Highwind Substation 230kV | 2019-06-01 07:00 | 2021-12-15 08:00 | NA | Complete | Complete | NA
LONGSPUR 10 | 1422 | 2017-04-28 | 2017-05-01 07:00 | WITHDRAWN | 2017-07-14 07:00 | C10 | Generating Facility Type-1: Photovoltaic; Generating Facility Fuel-1: Solar; MWs MW-1: 263.84 | 250 |  |  |  | Full Capacity |  | KERN | CA | SCE | Rattlesnake Switchyard 230kV | 2021-12-31 08:00 | 2021-12-31 08:00 | NA |  |  | NA |  | IC Request
MUNZ SOLAR 1 | 1423 | 2017-04-04 | 2017-05-01 07:00 | WITHDRAWN | 2018-02-28 08:00 | C10 | Photovoltaic | Storage |  | Solar | Battery |  | 90 | 90 |  | 90 |  |  |  | Full Capacity |  | LOS ANGELES | CA | SCE | Antelope Substation 66kV | 2020-12-31 08:00 | 2020-12-31 08:00 | NA |  |  | NA |  | IC Request
VENTURA ENERGY CENTER | 1425 | 2017-04-28 | 2017-05-01 07:00 | WITHDRAWN | 2018-03-12 07:00 | C10 | Storage | Gas Turbine |  | Battery | Natural Gas |  | 26.125 | 300 |  | 312 |  |  |  | Full Capacity |  | VENTURA | CA | SCE | Santa Clara Substation 230kV | 2020-10-01 07:00 | 2020-10-01 07:00 | NA | Complete |  | NA |  | IC Request
VISION WIND | 1426 | 2017-04-29 | 2017-05-01 07:00 | WITHDRAWN | 2019-10-31 07:00 | C10 | Generating Facility Type-1: Wind Turbine; Generating Facility Fuel-1: Wind Turbine; MWs MW-1: 280.5 | 275 |  |  |  | Full Capacity |  | KERN | CA | SCE | Whirlwind Substation 220kV | 2020-12-31 08:00 | 2023-04-15 07:00 | NA | Complete | Complete | NA |  | IC Request
DARLINGTON BALLEY SOLAR ENERGY 1 | 1427 | 2017-05-01 | 2017-05-01 07:00 | WITHDRAWN | 2020-03-19 07:00 | C10 | Photovoltaic | Storage |  | Solar | Battery |  | 125 | 60 |  | 125 |  |  |  | Full Capacity |  | MARICOPA | AZ | SDGE | Hassayampa Switchyard 500kV | 2024-04-30 07:00 | 2024-04-30 07:00 | NA | Complete | Complete | NA |  | IC Request
MAVERICK | 1428 | 2017-04-27 | 2017-05-01 07:00 | WITHDRAWN | 2021-03-25 07:00 | C10 | Generating Facility Type-1: Storage; Generating Facility Fuel-1: Battery; MWs MW-1: 10 | 10 |  |  |  | Full Capacity |  | SAN DIEGO | CA | SDGE | Miramar GT Switchyard 69kV | 2021-12-31 08:00 | 2021-12-31 08:00 | NA | Complete | Complete | NA |  | IC Request
OCEANSIDE ENERGY STORAGE | 1430 | 2017-05-01 | 2017-05-01 07:00 | WITHDRAWN | 2018-03-02 08:00 | C10 | Generating Facility Type-1: Storage; Generating Facility Fuel-1: Battery; MWs MW-1: 40 | 40 |  |  |  | Full Capacity |  | SAN DIEGO | CA | SDGE | Ocean Ranch Substation | 2021-05-28 07:00 | 2021-05-28 07:00 | NA | Complete |  | NA |  | IC Request
ROSEBUD | 1431 | 2017-04-27 | 2017-05-01 07:00 | WITHDRAWN | 2021-03-25 07:00 | C10 | Generating Facility Type-1: Storage; Generating Facility Fuel-1: Battery; MWs MW-1: 10 | 10 |  |  |  | Full Capacity |  | SAN DIEGO | CA | SDGE | Kearny West Substation 69kV | 2021-12-31 08:00 | 2021-12-31 08:00 | NA | Complete | Complete | NA |  | IC Request
SUN STREAMS SOLAR 3 | 1433 | 2017-04-27 | 2017-05-01 07:00 | WITHDRAWN | 2017-06-28 07:00 | C10 | Generating Facility Type-1: Photovoltaic; Generating Facility Fuel-1: Solar; MWs MW-1: 155.1 | 150 |  |  |  | Full Capacity |  | MARICOPA | AZ | SDGE | Hassayampa Substation 500 kV | 2020-06-01 07:00 | 2020-06-01 07:00 | NA |  |  | NA |  | IC Request
WISTARIA SOLAR 2 | 1436 | 2017-04-28 | 2017-05-01 07:00 | WITHDRAWN | 2017-06-05 07:00 | C10 | Generating Facility Type-1: Photovoltaic; Generating Facility Fuel-1: Solar; MWs MW-1: 156 | 150 |  |  |  | Full Capacity |  | IMPERIAL | CA | SDGE | Imperial Valley Substation 230kV | 2019-12-31 08:00 | 2019-12-31 08:00 | NA |  |  | NA |  | IC Request
WESTSIDE CANAL ENERGY CENTER | 1437 | 2017-05-01 | 2017-05-01 07:00 | WITHDRAWN | 2020-06-10 07:00 | C10 | Storage | Photovoltaic |  | Battery | Solar |  | 400 | 25 |  | 425 |  |  |  | Energy Only |  | IMPERIAL | CA | SDGE | Imperial Valley Substation 230kV | 2021-12-31 08:00 | 2021-12-31 08:00 | NA | Complete | Complete | NA |  | IC Request
PANOCHE ENERGY CENTER | 1438 | 2017-04-28 | 2017-12-15 08:00 | WITHDRAWN | 2018-04-12 07:00 | ISP | Generating Facility Type-1: Gas Turbine; Generating Facility Fuel-1: Natural Gas; MWs MW-1: 432 | 15.6 |  |  |  | Full Capacity |  | FRESNO | CA | PGAE | Panoche Substation | 2018-02-01 08:00 | 2018-02-01 08:00 | NA |  |  | NA |  | IC Request
KERNRIDGE EXPANSION | 1441 | 2018-02-20 | 2018-05-17 07:00 | WITHDRAWN | 2020-09-17 07:00 | ISP | Generating Facility Type-1: Photovoltaic; Generating Facility Fuel-1: Solar; MWs MW-1: 17.9 | 0 |  |  |  | Energy Only |  | KERN | CA | PGAE | Kern Ridge Substation 115kV | 2021-01-15 08:00 | 2020-12-15 08:00 | NA | Complete | Complete | NA |  | IC Request
BLACK DIAMOND ENERGY STORAGE 2 | 1445 | 2018-04-16 | 2018-04-16 07:00 | WITHDRAWN | 2019-02-27 08:00 | C11 | Generating Facility Type-1: Storage; Generating Facility Fuel-1: Battery; MWs MW-1: 200 | 200 |  |  |  | Full Capacity |  | CONTRA COSTA | CA | PGAE | Pittsburg 230kV | 2021-05-01 07:00 | 2021-05-01 07:00 | NA |  |  | NA
BODIE ENERGY STORAGE | 1446 | 2018-04-16 | 2018-04-16 07:00 | WITHDRAWN | 2019-02-15 08:00 | C11 | Generating Facility Type-1: Storage; Generating Facility Fuel-1: Battery; MWs MW-1: 50.7 | 50 |  |  |  | Full Capacity |  | SUTTER | CA | PGAE | Bogue - Rio Oso 115 kV Line | 2021-07-09 07:00 | 2021-07-09 07:00 | NA |  |  | NA
DERNOPI SOLAR | 1447 | 2018-04-13 | 2018-04-16 07:00 | WITHDRAWN | 2019-02-22 08:00 | C11 | Generating Facility Type-1: Photovoltaic; Generating Facility Fuel-1: Solar; MWs MW-1: 103.3 | 100 |  |  |  | Full Capacity |  | FRESNO | CA | PGAE | Schindler 115kV | 2021-11-30 08:00 | 2021-11-30 08:00 | NA | Complete |  | NA |  | Failure to Cure Deficiency
DESCENDANT RANCH 2 | 1448 | 2018-04-11 | 2018-04-16 07:00 | WITHDRAWN | 2019-03-08 08:00 | C11 | Storage | Photovoltaic |  | Battery | Solar |  | 510 | 513.5 |  | 500 |  |  |  | Full Capacity |  | COLUSA | CA | PGAE | Logan Creek - Delevan Line Tap 230kV | 2023-12-01 08:00 | 2023-12-01 08:00 | NA |  |  | NA |  | IC Request
FALCON ENERGY CENTER | 1449 | 2018-04-13 | 2018-04-16 07:00 | WITHDRAWN | 2019-04-22 07:00 | C11 | Generating Facility Type-1: Storage; Generating Facility Fuel-1: Battery; MWs MW-1: 151.2 | 148.84 |  |  |  | Full Capacity |  | SAN JOAQUIN | CA | PGAE | Kasson-Lammers 115kV | 2021-09-01 07:00 | 2021-09-01 07:00 | NA | Complete |  | NA |  | IC Request
GAUCHO STORAGE | 1450 | 2018-04-13 | 2018-04-16 07:00 | WITHDRAWN | 2019-03-11 07:00 | C11 | Generating Facility Type-1: Storage; Generating Facility Fuel-1: Battery; MWs MW-1: 32.4 | 30.8 |  |  |  | Full Capacity |  | SANTA BARBARA | CA | PGAE | Cabrillo Substation 115kV | 2021-12-01 08:00 | 2021-12-01 08:00 | NA | Complete |  | NA |  | IC Request
HOLOCRYSTALLINE ENERGY CENTER | 1451 | 2018-04-16 | 2018-04-16 07:00 | WITHDRAWN | 2019-02-26 08:00 | C11 | Generating Facility Type-1: Storage; Generating Facility Fuel-1: Battery; MWs MW-1: 40 | 40 |  |  |  | Full Capacity |  | SAN MATEO | CA | PGAE | Bair Substation 60kV bus | 2021-12-01 08:00 | 2021-12-01 08:00 | NA | Complete |  | NA |  | IC Request
HOOD 2 | 1452 | 2018-04-16 | 2018-04-16 07:00 | WITHDRAWN | 2019-04-29 07:00 | C11 | Generating Facility Type-1: Photovoltaic; Generating Facility Fuel-1: Solar; MWs MW-1: 220 | 200 |  |  |  | Full Capacity |  | STANISLAUS | CA | PGAE | Q1244 Switching Station 230kV | 2022-12-31 08:00 | 2022-12-31 08:00 | NA | Complete |  | NA |  | IC Request
HOOD 3 | 1453 | 2018-04-16 | 2018-04-16 07:00 | WITHDRAWN | 2019-04-30 07:00 | C11 | Generating Facility Type-1: Photovoltaic; Generating Facility Fuel-1: Solar; MWs MW-1: 220 | 200 |  |  |  | Full Capacity |  | STANISLAUS | CA | PGAE | Q1244 Switching Station 230kV | 2022-12-31 08:00 | 2022-12-31 08:00 | NA | Complete |  | NA |  | Failure to Cure Deficiency
MONTARA | 1458 | 2018-04-12 | 2018-04-16 07:00 | WITHDRAWN | 2019-03-08 08:00 | C11 | Generating Facility Type-1: Storage; Generating Facility Fuel-1: Battery; MWs MW-1: 65 | 65 |  |  |  | Full Capacity |  | ALAMEDA | CA | PGAE | Eastshore Station 115kV | 2020-07-01 07:00 | 2020-07-01 07:00 | NA |  |  | NA |  | IC Request
PINTO PASS | 1460 | 2018-04-12 | 2018-04-16 07:00 | WITHDRAWN | 2022-09-01 07:00 | C11 | Generating Facility Type-1: Storage; Generating Facility Fuel-1: Battery; MWs MW-1: 20 | 20 |  |  |  | Full Capacity |  | CONTRA COSTA | CA | PGAE | Christie Substation 60kV | 2021-12-31 08:00 | 2023-12-31 08:00 | NA | Complete | Complete | NA | Executed | IC Request
SEAPORT STORAGE | 1462 | 2018-04-12 | 2018-04-16 07:00 | WITHDRAWN | 2019-03-08 08:00 | C11 | Generating Facility Type-1: Storage; Generating Facility Fuel-1: Battery; MWs MW-1: 41.8 | 40 |  |  |  | Full Capacity |  | ALAMEDA | CA | PGAE | Oakland Station C 115kV | 2022-12-01 08:00 | 2022-12-01 08:00 | NA |  |  | NA |  | IC Request
STAR GL STORAGE 2 | 1464 | 2018-04-16 | 2018-04-16 07:00 | WITHDRAWN | 2019-04-30 07:00 | C11 | Generating Facility Type-1: Storage; Generating Facility Fuel-1: Battery; MWs MW-1: 45.8 | 45 |  |  |  | Full Capacity |  | SUTTER | CA | PGAE | Greenleaf #1 Tap 115 kV | 2021-12-01 08:00 | 2021-12-01 08:00 | NA |  |  | NA |  | Failure to Cure Deficiency
STARGAZE SOLAR BESS | 1465 | 2018-04-16 | 2018-04-16 07:00 | WITHDRAWN | 2019-02-25 08:00 | C11 | Generating Facility Type-1: Photovoltaic; Generating Facility Fuel-1: Solar; MWs MW-1: 153.5 | 150 |  |  |  | Full Capacity |  | ALAMEDA | CA | PGAE | Cayetano Substation 230kV | 2021-12-01 08:00 | 2021-12-01 08:00 | NA |  |  | NA |  | IC Request
TIERRA BUENA ENERGY CENTER | 1466 | 2018-04-13 | 2018-04-16 07:00 | WITHDRAWN | 2019-04-22 07:00 | C11 | Generating Facility Type-1: Storage; Generating Facility Fuel-1: Battery; MWs MW-1: 74.3513 | 74.3513 |  |  |  | Full Capacity |  | SUTTER | CA | PGAE | Pease 60kV | 2021-09-01 07:00 | 2021-09-01 07:00 | NA | Complete |  | NA |  | IC Request
TUNITAS | 1467 | 2018-04-13 | 2018-04-16 07:00 | WITHDRAWN | 2019-02-25 08:00 | C11 | Generating Facility Type-1: Storage; Generating Facility Fuel-1: Battery; MWs MW-1: 50 | 50 |  |  |  | Full Capacity |  | SAN JOAQUIN | CA | PGAE | Kasson Station 60kV | 2020-07-01 07:00 | 2020-07-01 07:00 | NA |  |  | NA |  | IC Request
ATLAS | 1468 | 2018-04-16 | 2018-04-16 07:00 | WITHDRAWN | 2018-08-29 07:00 | C11 | Photovoltaic | Storage |  | Solar | Battery |  | 1036.8 | 1036.8 |  | 1000 |  |  |  | Full Capacity |  | FRESNO | CA | PGAE | Los Banos - Gates #3 500kV line | 2022-12-31 08:00 | 2022-12-31 08:00 | NA | None |  | NA |  | IC Request
BERRYDALE STORAGE | 1469 | 2018-04-12 | 2018-04-16 07:00 | WITHDRAWN | 2019-03-08 08:00 | C11 | Generating Facility Type-1: Storage; Generating Facility Fuel-1: Battery; MWs MW-1: 41.8 | 40 |  |  |  | Full Capacity |  | ALAMEDA | CA | PGAE | Birds Landing 230kV | 2022-12-01 08:00 | 2022-12-01 08:00 | NA |  |  | NA |  | IC Request
CASY SOLAR | 1471 | 2018-04-13 | 2018-04-16 07:00 | WITHDRAWN | 2019-05-07 07:00 | C11 | Photovoltaic | Storage |  | Solar | Battery |  | 203.5 | 104 |  | 200 |  |  |  | Energy Only |  | FRESNO | CA | PGAE | Tranquility 230kV | 2022-06-15 07:00 | 2022-06-15 07:00 | NA | Complete |  | NA
DEL RANCHO | 1473 | 2018-04-16 | 2018-04-16 07:00 | WITHDRAWN | 2019-01-16 08:00 | C11 | Photovoltaic | Storage |  | Solar | Battery |  | 102.6 | 102.6 |  | 100 |  |  |  | Full Capacity |  | CONTRA COSTA | CA | PGAE | Kelso Switching Station 230kV | 2021-12-31 08:00 | 2021-12-31 08:00 | NA | Complete |  | NA |  | IC Request
GEMINI WIND NORTH | 1474 | 2018-04-16 | 2018-04-16 07:00 | WITHDRAWN | 2019-04-22 07:00 | C11 | Generating Facility Type-1: Wind Turbine; Generating Facility Fuel-1: Wind Turbine; MWs MW-1: 2005.8 | 2005.8 |  |  |  | Full Capacity |  | N/A | CA | PGAE | Diablo Canyon Power Plant 500kV | 2025-03-31 07:00 | 2025-03-31 07:00 | NA | Complete |  | NA |  | Failure to Cure Deficiency
GONZAGA RIDGE WIND FARM 2 | 1475 | 2018-04-17 | 2018-04-16 07:00 | WITHDRAWN | 2019-04-10 07:00 | C11 | Generating Facility Type-1: Wind Turbine; Generating Facility Fuel-1: Wind Turbine; MWs MW-1: 61.28 | 58.63 |  |  |  | Full Capacity |  | MERCED | CA | PGAE | Los Banos Substation 70kV | 2020-12-21 08:00 | 2020-12-21 08:00 | NA | Complete |  | NA |  | IC Request
GREEN MEZZO | 1476 | 2018-04-12 | 2018-04-16 07:00 | WITHDRAWN | 2019-03-08 08:00 | C11 | Generating Facility Type-1: Storage; Generating Facility Fuel-1: Battery; MWs MW-1: 204.1 | 200 |  |  |  | Full Capacity |  | SOLANO | CA | PGAE | Birds Landing Switchyard 230kV | 2022-12-01 08:00 | 2022-12-01 08:00 | NA |  |  | NA |  | IC Request
HEARTLAND 3 | 1477 | 2018-04-11 | 2018-04-16 07:00 | WITHDRAWN | 2019-03-07 08:00 | C11 | Storage | Photovoltaic |  | Battery | Solar |  | 51.169 | 154.89 |  | 150 |  |  |  | Full Capacity |  | FRESNO | CA | PGAE | Tranquility Switching Station 230kV | 2022-12-30 08:00 | 2022-12-30 08:00 | NA | Complete |  | NA |  | IC Request
HUDSON SOLAR 2 | 1478 | 2018-04-12 | 2018-04-16 07:00 | WITHDRAWN | 2019-03-07 08:00 | C11 | Storage | Photovoltaic |  | Battery | Solar |  | 102 | 102 |  | 80 |  |  |  | Energy Only |  | FRESNO | CA | PGAE | Panoche Substation 115kV | 2022-06-30 07:00 | 2022-06-30 07:00 | NA | Complete |  | NA |  | IC Request
KEY STORAGE 2 | 1480 | 2018-04-11 | 2018-04-16 07:00 | WITHDRAWN | 2019-03-08 08:00 | C11 | Generating Facility Type-1: Storage; Generating Facility Fuel-1: Battery; MWs MW-1: 309.3 | 300 |  |  |  | Full Capacity |  | FRESNO | CA | PGAE | Gates Sub 230kV | 2024-12-01 08:00 | 2024-12-01 08:00 | NA |  |  | NA |  | IC Request
KINGSTON ENERGY STORAGE | 1481 | 2018-04-16 | 2018-04-16 07:00 | WITHDRAWN | 2019-04-30 07:00 | C11 | Generating Facility Type-1: Storage; Generating Facility Fuel-1: Battery; MWs MW-1: 50.74 | 50 |  |  |  | Full Capacity |  | MADERA | CA | PGAE | Borden Substation 70kV | 2021-07-09 07:00 | 2021-07-09 07:00 | NA |  |  | NA |  | Failure to Cure Deficiency
MERCATOR | 1482 | 2018-04-16 | 2018-04-16 07:00 | WITHDRAWN | 2019-02-04 08:00 | C11 | Storage | Photovoltaic |  | Battery | Solar |  | 518.4 | 518.4 |  | 500 |  |  |  | Full Capacity |  | FRESNO | CA | PGAE | Tranquillity SS 230kV | 2021-12-31 08:00 | 2021-12-31 08:00 | NA | None |  | NA
PANIOLO SOLAR | 1483 | 2018-04-13 | 2018-04-16 07:00 | WITHDRAWN | 2019-03-11 07:00 | C11 | Storage | Photovoltaic |  | Battery | Solar |  | 19.8 | 52.2 |  | 50.3 |  |  |  | Full Capacity |  | FRESNO | CA | PGAE | Jayne Switching Station 70kV | 2021-12-01 08:00 | 2021-12-01 08:00 | NA |  |  | NA |  | IC Request
PLACID | 1485 | 2018-04-10 | 2018-04-16 07:00 | WITHDRAWN | 2019-03-06 08:00 | C11 | Storage | Photovoltaic |  | Battery | Solar |  | 90 | 180 |  | 200 |  |  |  | Full Capacity |  | FRESNO | CA | PGAE | Mendota Substation 115kV | 2021-05-01 07:00 | 2021-05-01 07:00 | NA | Complete |  | NA |  | IC Request
ROCKFISH STORAGE 1 | 1486 | 2018-04-11 | 2018-04-16 07:00 | WITHDRAWN | 2019-03-08 08:00 | C11 | Generating Facility Type-1: Storage; Generating Facility Fuel-1: Battery; MWs MW-1: 510 | 500 |  |  |  | Full Capacity |  | MONTEREY | CA | PGAE | Moss Landing 230kV | 2023-12-01 08:00 | 2023-12-01 08:00 | NA |  |  | NA |  | IC Request
ROCKFISH STORAGE 2 | 1487 | 2018-04-11 | 2018-04-16 07:00 | WITHDRAWN | 2019-03-08 08:00 | C11 | Generating Facility Type-1: Storage; Generating Facility Fuel-1: Battery; MWs MW-1: 510 | 500 |  |  |  | Full Capacity |  | MONTEREY | CA | PGAE | Moss Landing 230kV | 2024-12-01 08:00 | 2024-12-01 08:00 | NA |  |  | NA |  | IC Request
SAGEBERRY SOLAR | 1488 | 2018-04-11 | 2018-04-16 07:00 | WITHDRAWN | 2019-03-06 08:00 | C11 | Storage | Photovoltaic |  | Battery | Solar |  | 92.08 | 311.885 |  | 300 |  |  |  | Full Capacity |  | FRESNO | CA | PGAE | Gates Substation 230kV | 2022-12-30 08:00 | 2022-12-30 08:00 | NA | Complete |  | NA |  | IC Request
STEPHEN | 1489 | 2018-04-16 | 2018-04-16 07:00 | WITHDRAWN | 2019-03-13 07:00 | C11 | Generating Facility Type-1: Photovoltaic; Generating Facility Fuel-1: Solar; MWs MW-1: 102.73 | 100 |  |  |  | Full Capacity |  | FRESNO | CA | PGAE | Schindler Substation 115kV | 2022-06-01 07:00 | 2022-06-01 07:00 | NA |  |  | NA |  | IC Request
TEMETTATE ADVANCED CAES | 1490 | 2018-04-13 | 2018-04-16 07:00 | WITHDRAWN | 2019-02-28 08:00 | C11 | Generating Facility Type-1: Storage; Generating Facility Fuel-1: Other; MWs MW-1: 100 | 100 |  |  |  | Full Capacity |  | SAN LUIS OBISPO | CA | PGAE | Mesa 230kV | 2024-06-01 07:00 | 2024-06-01 07:00 | NA | Complete |  | NA |  | IC Request
WINDCHARGER ESS | 1492 | 2018-04-12 | 2018-04-16 07:00 | WITHDRAWN | 2021-04-09 07:00 | C11 | Generating Facility Type-1: Storage; Generating Facility Fuel-1: Battery; MWs MW-1: 150 | 150 |  |  |  | Full Capacity |  | SOLANO | CA | PGAE | Birds Landing Substation 230kV | 2021-12-01 08:00 | 2021-12-01 08:00 | NA | Complete | Complete | NA |  | IC Request
CASTLE WIND OFFSHORE | 1494 | 2018-05-30 | 2018-04-16 07:00 | WITHDRAWN | 2019-04-08 07:00 | C11 | Generating Facility Type-1: Wind Turbine; Generating Facility Fuel-1: Wind Turbine; MWs MW-1: 576 | 559.3 |  |  |  | Full Capacity |  | SAN LUIS OBISPO | CA | PGAE | Morro Bay Substation 230kV | 2025-03-30 07:00 | 2025-03-30 07:00 | NA | Complete |  | NA |  | IC Request
HOLLY | 1497 | 2018-04-16 | 2018-04-16 07:00 | WITHDRAWN | 2019-03-13 07:00 | C11 | Generating Facility Type-1: Photovoltaic; Generating Facility Fuel-1: Solar; MWs MW-1: 40.825 | 40 |  |  |  | Full Capacity |  | KINGS | CA | PGAE | Corcoran-Guernsey 70kV line | 2021-11-01 07:00 | 2021-11-01 07:00 | NA |  |  | NA |  | IC Request
HOOD 1 | 1498 | 2018-04-16 | 2018-04-16 07:00 | WITHDRAWN | 2019-03-07 08:00 | C11 | Generating Facility Type-1: Photovoltaic; Generating Facility Fuel-1: Solar; MWs MW-1: 110 | 100 |  |  |  | Full Capacity |  | TULARE | CA | PGAE | Olive Switching Substation 115kV | 2022-12-31 08:00 | 2022-12-31 08:00 | NA | Complete |  | NA |  | IC Request
LIMON ENERGY PARK | 1500 | 2018-04-16 | 2018-04-16 07:00 | WITHDRAWN | 2019-03-06 08:00 | C11 | Photovoltaic | Storage |  | Solar | Battery |  | 128.35 | 25 |  | 125 |  |  |  | Full Capacity |  | KERN | CA | PGAE | Midway Substation 230kV | 2020-12-01 08:00 | 2020-12-01 08:00 | NA | Complete |  | NA |  | IC Request
MAMMOTH ENERGY STORAGE | 1501 | 2018-04-16 | 2018-04-16 07:00 | WITHDRAWN | 2019-04-25 07:00 | C11 | Generating Facility Type-1: Storage; Generating Facility Fuel-1: Battery; MWs MW-1: 101.4 | 100 |  |  |  | Full Capacity |  | KERN | CA | PGAE | Midway Substation 115kV | 2021-07-09 07:00 | 2021-07-09 07:00 | NA |  |  | NA |  | IC Request
MAVERICKS | 1502 | 2018-04-16 | 2018-04-16 07:00 | WITHDRAWN | 2019-02-25 08:00 | C11 | Generating Facility Type-1: Storage; Generating Facility Fuel-1: Battery; MWs MW-1: 300 | 300 |  |  |  | Full Capacity |  | ALAMEDA | CA | PGAE | Newark Station 230kV | 2021-07-01 07:00 | 2021-07-01 07:00 | NA |  |  | NA |  | IC Request
PINTAIL ENERGY STORAGE | 1503 | 2018-04-13 | 2018-04-16 07:00 | WITHDRAWN | 2019-03-05 08:00 | C11 | Generating Facility Type-1: Storage; Generating Facility Fuel-1: Battery; MWs MW-1: 100 | 100 |  |  |  | Full Capacity |  | SONOMA | CA | PGAE | Lakeville 230kV | 2021-06-30 07:00 | 2021-06-30 07:00 | NA |  |  | NA |  | IC Request
PISTACHIO ENERGY PARK | 1504 | 2018-04-17 | 2015-04-16 07:00 | WITHDRAWN | 2019-03-06 08:00 | C11 | Storage | Photovoltaic |  | Battery | Solar |  | 37 | 153.5 |  | 150 |  |  |  | Full Capacity |  | KERN | CA | PGAE | Arco-Midway & Gates-Midway 230kV | 2020-12-01 08:00 | 2020-12-01 08:00 | NA | Complete |  | NA |  | IC Request
POLELINE SOLAR ENERGY CENTER | 1505 | 2018-04-16 | 2018-04-16 07:00 | WITHDRAWN | 2019-04-30 07:00 | C11 | Photovoltaic | Storage |  | Solar | Battery |  | 61.005 | 41.4 |  | 99.995 |  |  |  | Full Capacity |  | MERCED/FRESNO | CA | PGAE | Mercy Springs 70kV | 2021-12-01 08:00 | 2021-12-01 08:00 | NA |  |  | NA |  | Failure to Cure Deficiency
POSEIDON | 1506 | 2018-04-17 | 2018-04-16 07:00 | WITHDRAWN | 2019-03-06 08:00 | C11 | Photovoltaic | Storage |  | Solar | Battery |  | 206 | 50 |  | 200 |  |  |  | Full Capacity |  | KERN | CA | PGAE | Bitterwater Switching Station 230kV | 2020-12-01 08:00 | 2020-12-01 08:00 | NA | Complete |  | NA |  | IC Request
CORTES | 1508 | 2018-04-14 | 2018-04-16 07:00 | WITHDRAWN | 2019-04-18 07:00 | C11 | Generating Facility Type-1: Storage; Generating Facility Fuel-1: Battery; MWs MW-1: 500 | 500 |  |  |  | Full Capacity |  | SAN BERNARDINO | CA | SCE | Chino Substation 230kV bus | 2021-07-01 07:00 | 2021-12-22 08:00 | NA | Complete |  | NA |  | IC Request
ARROW | 1509 | 2018-04-10 | 2018-04-16 07:00 | WITHDRAWN | 2019-03-11 07:00 | C11 | Storage | Photovoltaic |  | Battery | Solar |  | 29.47 | 225 |  | 250 |  |  |  | Full Capacity |  | KERN | CA | SCE | Whirlwind Substation 230kV | 2022-01-02 08:00 | 2024-10-01 07:00 | NA |  |  | NA
CLEANPOWER SOLAR | 1511 | 2018-04-13 | 2018-04-16 07:00 | WITHDRAWN | 2019-04-30 07:00 | C11 | Storage | Photovoltaic |  | Battery | Solar |  | 37.7 | 37.7 |  | 37.5 |  |  |  | Partial Capacity |  | LOS ANGELES | CA | SCE | Neenach Substation 66kV | 2020-12-15 08:00 | 2020-12-15 08:00 | NA | Complete |  | NA |  | Failure to Cure Deficiency
DRY CREEK SOLAR | 1512 | 2018-04-16 | 2018-04-16 07:00 | WITHDRAWN | 2019-03-07 08:00 | C11 | Generating Facility Type-1: Photovoltaic; Generating Facility Fuel-1: Solar; MWs MW-1: 110 | 100 |  |  |  | Full Capacity |  | KERN | CA | SCE | Magunden-Vestal #1 230kV line | 2022-12-31 08:00 | 2022-12-31 08:00 | NA | None |  | NA |  | IC Request
HIGHLINE SOLAR ENERGY CENTER | 1513 | 2018-04-16 | 2018-04-16 07:00 | WITHDRAWN | 2019-02-26 08:00 | C11 | Storage | Photovoltaic |  | Battery | Solar |  | 40 | 80 |  | 74.9 |  |  |  | Full Capacity |  | KERN | CA | SCE | Highwind Substation 230kV | 2021-12-01 08:00 | 2021-12-01 08:00 | NA |  |  | NA |  | IC Request
LONGSPUR 11 | 1514 | 2018-04-11 | 2018-04-16 07:00 | WITHDRAWN | 2019-03-12 07:00 | C11 | Photovoltaic | Storage |  | Solar | Battery |  | 182.46 | 51.093 |  | 175 |  |  |  | Full Capacity |  | KERN | CA | SCE | Whirlwind Substation 230kV | 2022-12-30 08:00 | 2022-12-30 08:00 | NA |  |  | NA |  | IC Request
MCGRATH ENERGY CENTER 1 | 1515 | 2018-04-16 | 2018-04-16 07:00 | WITHDRAWN | 2019-02-26 08:00 | C11 | Generating Facility Type-1: Storage; Generating Facility Fuel-1: Battery; MWs MW-1: 100 | 100 |  |  |  | Full Capacity |  | VENTURA | CA | SCE | Mandalay-Santa Clara 220kV | 2020-12-01 08:00 | 2020-12-01 08:00 | NA |  |  | NA |  | IC Request
SAGEBRUSH SOLAR 5 | 1517 | 2018-04-13 | 2018-04-16 07:00 | WITHDRAWN | 2019-04-30 07:00 | C11 | Generating Facility Type-1: Photovoltaic; Generating Facility Fuel-1: Solar; MWs MW-1: 223.56 | 200 |  |  |  | Full Capacity |  | KERN | CA | SCE | Vincent Substation 230kV | 2022-12-31 08:00 | 2022-12-31 08:00 | NA | Complete |  | NA |  | Failure to Cure Deficiency
BIG BEAR WIND | 1520 | 2018-04-14 | 2018-04-16 07:00 | WITHDRAWN | 2018-07-31 07:00 | C11 | Generating Facility Type-1: Wind Turbine; Generating Facility Fuel-1: Wind Turbine; MWs MW-1: 199 | 199 |  |  |  | Full Capacity |  | SAN BERNARDINO | CA | SCE | Victor Substation 230kV | 2022-12-01 08:00 | 2022-12-01 08:00 | NA |  |  | NA |  | IC Request
MOORHEN ENERGY STORAGE | 1521 | 2018-04-13 | 2018-04-16 07:00 | WITHDRAWN | 2019-04-08 07:00 | C11 | Generating Facility Type-1: Storage; Generating Facility Fuel-1: Battery; MWs MW-1: 200 | 200 |  |  |  | Full Capacity |  | SAN BERNARDINO | CA | SCE | Lugo Substation 220kV | 2021-06-30 07:00 | 2022-11-30 08:00 | NA | Complete |  | NA |  | IC Request
PORTHOS SOLAR | 1523 | 2018-04-16 | 2018-04-16 07:00 | WITHDRAWN | 2019-04-10 07:00 | C11 | Photovoltaic | Storage |  | Solar | Battery |  | 900 | 900 |  | 900 |  |  |  | Full Capacity |  | RIVERSIDE | CA | SCE | Eldorado Substation 500kV | 2022-12-31 08:00 | 2022-12-31 08:00 | NA | Complete |  | NA |  | IC Request
SUNVALE SOLAR FARM | 1524 | 2018-04-16 | 2018-04-16 07:00 | WITHDRAWN | 2020-05-14 07:00 | C11 | Storage | Photovoltaic |  | Battery | Solar |  | 600 | 600 |  | 600 |  |  |  | Full Capacity |  | CLARK | NV | SCE | Eldorado Substation 500kV | 2022-10-01 07:00 | 2022-10-01 07:00 | NA | Complete |  | NA |  | IC Request
IRON HILLS PUMPED STORAGE | 1525 | 2018-04-12 | 2018-04-16 07:00 | WITHDRAWN | 2019-03-08 08:00 | C11 | Generating Facility Type-1: Storage; Generating Facility Fuel-1: Pumped-Storage hydro; MWs MW-1: 1407 | 1400 |  |  |  | Full Capacity |  | RIVERSIDE | CA | SCE | Red Bluff Substation 500kV | 2025-04-10 07:00 | 2025-04-10 07:00 | NA |  |  | NA |  | IC Request
SILVERWING | 1527 | 2018-04-12 | 2018-04-16 07:00 | WITHDRAWN | 2019-03-12 07:00 | C11 | Storage | Photovoltaic |  | Battery | Solar |  | 156 | 156 |  | 150 |  |  |  | Full Capacity |  | RIVERSIDE | CA | SCE | Devers Substation 230kV | 2021-12-31 08:00 | 2022-12-31 08:00 | NA |  |  | NA |  | IC Request
PITCHFORK ENERGY | 1530 | 2018-04-12 | 2018-04-16 07:00 | WITHDRAWN | 2019-03-08 08:00 | C11 | Storage | Photovoltaic |  | Battery | Solar |  | 510 | 513.5 |  | 500 |  |  |  | Full Capacity |  | MARICOPA | AZ | DCRT | Delaney Substation 500kV | 2024-12-01 08:00 | 2024-12-01 08:00 | NA |  |  | NA |  | IC Request
SAN VICENTE ENERGY STORAGE FACILITY | 1533 | 2018-04-03 | 2018-04-16 07:00 | WITHDRAWN | 2019-03-11 07:00 | C11 | Generating Facility Type-1: Storage; Generating Facility Fuel-1: Pumped-Storage hydro; MWs MW-1: 500 | 500 |  |  |  | Full Capacity |  | SAN DIEGO | CA | SDGE | Sycamore Canyon Substation 230kV | 2025-04-03 07:00 | 2025-04-03 07:00 | NA | Complete |  | NA
GONZAGA RIDGE WIND FARM 3 | 1535 | 2018-04-17 | 2018-04-16 07:00 | WITHDRAWN | 2019-02-22 08:00 | C11 | Generating Facility Type-1: Wind Turbine; Generating Facility Fuel-1: Wind Turbine; MWs MW-1: 76 | 117.405 |  |  |  | Full Capacity |  | MERCED | CA | PGAE | Los Banos-Pacheco 70 kV Line via Dinosaur Point Tap 70 kV Line | 2020-12-21 08:00 | 2020-12-21 08:00 | NA |  |  | NA |  | IC Request
CAMPTONVILLE BIOPOWER | 1536 | 2018-09-27 | 2018-12-06 08:00 | WITHDRAWN | 2019-03-12 07:00 | FT | Generating Facility Type-1: Steam Turbine; Generating Facility Fuel-1: Biofuel; MWs MW-1: 3.371 | 3 |  |  |  | Energy Only |  | YUBA | CA | PGAE | COLGATE-CHALLENGE | 2021-04-20 07:00 | 2021-04-20 07:00 |  | NA | NA | NA |  | None
CAMPTONVILLE BIOPOWER1 | 1537 | 2019-03-04 | 2019-04-05 07:00 | WITHDRAWN | 2020-03-17 07:00 | ISP | Generating Facility Type-1: Steam Turbine; Generating Facility Fuel-1: Biofuel; MWs MW-1: 5.5 | 5 |  |  |  | Full Capacity |  | YUBA | CA | PGAE | COLGATE-CHALLENGE 60kV | 2022-03-18 07:00 | 2022-03-18 07:00 | NA |  |  | NA
KUIPER ENERGY STORAGE | 1538 | 2018-11-19 | 2019-04-05 07:00 | WITHDRAWN | 2020-02-27 08:00 | ISP | Generating Facility Type-1: Storage; Generating Facility Fuel-1: Battery; MWs MW-1: 40.5 | 40 |  |  |  | Full Capacity |  | SONOMA | CA | PGAE | Geysers #3 Cloverdale 115 kV line | 2021-12-31 08:00 | 2021-12-31 08:00 | NA |  |  | NA
BRIGHT STAR HYBRID | 1541 | 2019-04-05 | 2019-04-15 07:00 | WITHDRAWN | 2020-04-10 07:00 | C12 | Storage | Photovoltaic |  | Battery | Solar |  | 356.796 | 361.74 |  | 350 |  |  |  | Full Capacity |  | SAN JOAQUIN | CA | PGAE | Brighton-Bellota 230kV | 2022-12-31 08:00 | 2022-12-31 08:00 | NA | Complete |  | NA |  | IC Request
CAPETOWN 2 HYBRID | 1542 | 2019-04-05 | 2019-04-15 07:00 | WITHDRAWN | 2020-04-28 07:00 | C12 | Storage | Wind Turbine |  | Battery | Wind Turbine |  | 50.875 | 54.6 |  | 100 |  |  |  | Full Capacity |  | HUMBOLDT | CA | PGAE | Bridgeville Substation 115kV | 2021-06-30 07:00 | 2021-06-30 07:00 | NA | Complete |  | NA |  | IC Request
BEAUCHAMP 2 SOLAR | 1543 | 2019-04-04 | 2019-04-15 07:00 | WITHDRAWN | 2020-03-04 08:00 | C12 | Photovoltaic | Storage |  | Solar | Battery |  | 150 | 75 |  | 150 |  |  |  | Full Capacity |  | COLUSA | CA | PGAE | Cortina Substation 115kV | 2023-12-01 08:00 | 2023-12-01 08:00 | NA | Complete |  | NA |  | IC Request
RANCHERO SOLAR | 1544 | 2019-04-05 | 2019-04-15 07:00 | WITHDRAWN | 2019-07-15 07:00 | C12 | Storage | Photovoltaic |  | Battery | Solar |  | 150 | 300 |  | 300 |  |  |  | Full Capacity |  | COLUSA | CA | PGAE | Delevan Substation 230kV | 2023-12-01 08:00 | 2023-12-01 08:00 | NA |  |  | NA |  | IC Request
MARESTE BESS | 1545 | 2019-04-12 | 2019-04-15 07:00 | WITHDRAWN | 2020-04-09 07:00 | C12 | Generating Facility Type-1: Storage; Generating Facility Fuel-1: Battery; MWs MW-1: 99 | 99 |  |  |  | Full Capacity |  | ALAMEDA | CA | PGAE | Grant Eastshore #1 115kV | 2023-05-31 07:00 | 2023-05-31 07:00 | NA |  |  | NA |  | IC Request
TATTON STORAGE 1 | 1546 | 2019-04-14 | 2019-04-15 07:00 | WITHDRAWN | 2020-02-14 08:00 | C12 | Generating Facility Type-1: Storage; Generating Facility Fuel-1: Battery; MWs MW-1: 30.58 | 30 |  |  |  | Full Capacity |  | MENDOCINO | CA | PGAE | Elk-Gualala 60 kV | 2021-12-01 08:00 | 2021-12-01 08:00 | NA | Complete |  | NA
BRADMOOR SOLAR | 1547 | 2019-04-05 | 2019-04-15 07:00 | WITHDRAWN | 2019-07-10 07:00 | C12 | Photovoltaic | Storage |  | Solar | Battery |  | 361.74 | 356.796 |  | 350 |  |  |  | Full Capacity |  | SOLANO | CA | PGAE | Lambie SW Station-Birds Landing 230kV | 2022-12-31 08:00 | 2022-12-31 08:00 | NA |  |  | NA
LORINER STORAGE | 1548 | 2019-04-06 | 2019-04-15 07:00 | WITHDRAWN | 2021-02-17 08:00 | C12 | Generating Facility Type-1: Storage; Generating Facility Fuel-1: Battery; MWs MW-1: 30.48 | 30 |  |  |  | Full Capacity |  | SANTA CLARA | CA | PGAE | Morgan Hill Substation 115kV | 2022-11-30 08:00 | 2022-11-30 08:00 | NA | Complete | Complete | NA |  | IC Request
MIRANDA ESS | 1549 | 2019-04-04 | 2019-04-15 07:00 | WITHDRAWN | 2020-04-09 07:00 | C12 | Generating Facility Type-1: Storage; Generating Facility Fuel-1: Battery; MWs MW-1: 200 | 200 |  |  |  | Full Capacity |  | SANTA CLARA | CA | PGAE | Los Esteros Substation 115kV | 2023-12-01 08:00 | 2023-12-01 08:00 | NA | Complete |  | NA |  | IC Request
MABU BESS | 1551 | 2019-04-13 | 2019-04-15 07:00 | WITHDRAWN | 2019-07-06 07:00 | C12 | Generating Facility Type-1: Storage; Generating Facility Fuel-1: Battery; MWs MW-1: 100.4 | 100 |  |  |  | Full Capacity |  | SANTA CLARA | CA | PGAE | Mabury Tap 115kV | 2023-05-31 07:00 | 2023-05-31 07:00 | NA |  |  | NA |  | IC Request
HERCULIS | 1554 | 2019-04-05 | 2019-04-15 07:00 | WITHDRAWN | 2020-02-27 08:00 | C12 | Generating Facility Type-1: Storage; Generating Facility Fuel-1: Battery; MWs MW-1: 101.2 | 100 |  |  |  | Full Capacity |  | ALAMEDA | CA | PGAE | Oakland J-Grant 115kV | 2022-12-31 08:00 | 2022-12-31 08:00 | NA | Complete |  | NA
STEEL CITY ENERGY STORAGE | 1555 | 2019-04-04 | 2019-04-15 07:00 | WITHDRAWN | 2020-04-29 07:00 | C12 | Generating Facility Type-1: Storage; Generating Facility Fuel-1: Battery; MWs MW-1: 650 | 650 |  |  |  | Full Capacity |  | CONTRA COSTA | CA | PGAE | Pittsburg Substation 230kV | 2022-04-01 07:00 | 2025-06-30 07:00 | NA | Complete |  | NA |  | Failure to Cure Deficiency
SPINDRIFT HYBRID SOLAR | 1556 | 2019-04-06 | 2019-04-15 07:00 | WITHDRAWN | 2020-02-28 08:00 | C12 | Storage | Photovoltaic |  | Battery | Solar |  | 101.725 | 101.725 |  | 100 |  |  |  | Full Capacity |  | SUTTER | CA | PGAE | Rio Oso Substation 115kV | 2022-11-30 08:00 | 2022-11-30 08:00 | NA | Complete |  | NA
HYDASPES | 1558 | 2019-04-04 | 2018-04-15 07:00 | WITHDRAWN | 2023-08-17 07:00 | C12 | Storage | Photovoltaic |  | Battery | Solar |  | 41.436 | 40.562 |  | 40 |  |  |  | Energy Only | Off-Peak Energy Only | STANISLAUS | CA | PGAE | Miller #1 115 kV Line | 2022-12-31 08:00 | 2022-12-31 08:00 | NA | Complete | Complete | NA | In Progress
TEMPEST GENERATION | 1559 | 2019-04-08 | 2019-04-15 07:00 | WITHDRAWN | 2020-02-10 08:00 | C12 | Wind Turbine | Storage |  | Wind Turbine | Battery |  | 1568 | 319.35 |  | 1500 |  |  |  | Full Capacity |  | HUMBOLDT | CA | PGAE | Round Mountain Substation 500kV | 2025-10-31 07:00 | 2025-10-31 07:00 | NA | Complete |  | NA |  | IC Request
NIKOLA NORTE | 1560 | 2019-04-13 | 2019-04-15 07:00 | WITHDRAWN | 2019-07-06 07:00 | C12 | Storage | Photovoltaic |  | Battery | Solar |  | 61.256 | 244.26 |  | 240 |  |  |  | Full Capacity |  | SAN JOAQUIN | CA | PGAE | Tesla-Stagg 230kV | 2023-04-15 07:00 | 2023-04-15 07:00 | NA |  |  | NA |  | IC Request
TESOSTER | 1561 | 2019-04-13 | 2019-04-15 07:00 | WITHDRAWN | 2020-02-25 08:00 | C12 | Storage | Photovoltaic |  | Battery | Solar |  | 61.256 | 244.26 |  | 240 |  |  |  | Full Capacity |  | SAN JOAQUIN | CA | PGAE | Tesla-Weber 230kV | 2023-04-15 07:00 | 2023-04-15 07:00 | NA | Complete |  | NA |  | IC Request
NIKOVASTER | 1562 | 2019-04-13 | 2019-04-15 07:00 | WITHDRAWN | 2019-07-06 07:00 | C12 | Photovoltaic | Storage |  | Solar | Battery |  | 244.26 | 61.256 |  | 240 |  |  |  | Full Capacity |  | STANISLAUS | CA | PGAE | Tesla-Westley 230kV | 2023-04-15 07:00 | 2023-04-15 07:00 | NA |  |  | NA |  | IC Request
BAY SUNSHINE HYBRID SOLAR | 1563 | 2019-04-15 | 2019-04-15 07:00 | WITHDRAWN | 2019-07-09 07:00 | C12 | Storage | Photovoltaic |  | Battery | Solar |  | 50.805 | 50.805 |  | 50 |  |  |  | Full Capacity |  | SAN JOAQUIN | CA | PGAE | Tesla Substation 115kV | 2022-11-30 08:00 | 2022-11-30 08:00 | NA |  |  | NA |  | IC Request
TRIM BESS | 1564 | 2019-04-13 | 2019-04-15 07:00 | WITHDRAWN | 2020-02-25 08:00 | C12 | Generating Facility Type-1: Storage; Generating Facility Fuel-1: Battery; MWs MW-1: 100.4 | 100 |  |  |  | Full Capacity |  | SANTA CLARA | CA | PGAE | Trimble Substation 115kV | 2023-05-31 07:00 | 2023-05-31 07:00 | NA | Complete |  | NA |  | IC Request
TYRE | 1566 | 2019-04-04 | 2019-04-15 07:00 | WITHDRAWN | 2020-03-03 08:00 | C12 | Photovoltaic | Storage |  | Solar | Battery |  | 55.729 | 55.656 |  | 55 |  |  |  | Full Capacity |  | SAN JOAQUIN | CA | PGAE | Valley Springs #2 60 kV | 2022-12-31 08:00 | 2022-12-31 08:00 | NA | Complete |  | NA
TRIGO | 1567 | 2019-04-05 | 2019-04-15 07:00 | WITHDRAWN | 2019-07-10 07:00 | C12 | Photovoltaic | Storage |  | Solar | Battery |  | 153.08 | 77.34 |  | 150 |  |  |  | Full Capacity |  | MADERA | CA | PGAE | Borden Substation 230kV | 2023-12-15 08:00 | 2023-12-15 08:00 | NA |  |  | NA |  | IC Request
OSO ROJO WEST | 1569 | 2019-04-05 | 2019-04-15 07:00 | WITHDRAWN | 2019-07-10 07:00 | C12 | Generating Facility Type-1: Photovoltaic; Generating Facility Fuel-1: Solar; MWs MW-1: 65.7825 | 65 |  |  |  | Full Capacity |  | FRESNO | CA | PGAE | Coalinga Cogen Tap 70kV | 2021-07-31 07:00 | 2021-07-31 07:00 | NA |  |  | NA |  | IC Request
CARBONERA 1 HYBRID SOLAR | 1570 | 2019-04-05 | 2019-04-15 07:00 | WITHDRAWN | 2019-07-17 07:00 | C12 | Storage | Photovoltaic |  | Battery | Solar |  | 50 | 50.75 |  | 50 |  |  |  | Full Capacity |  | FRESNO | CA | PGAE | Coalinga#1-San Miguel 70 kV | 2022-11-30 08:00 | 2022-11-30 08:00 | NA |  |  | NA |  | IC Request
EASTSIDE | 1571 | 2019-04-05 | 2019-04-15 07:00 | WITHDRAWN | 2019-07-10 07:00 | C12 | Photovoltaic | Storage |  | Solar | Battery |  | 82.29 | 41.89 |  | 80 |  |  |  | Full Capacity |  | MERCED | CA | PGAE | El Nido Substation 115kV | 2023-12-15 08:00 | 2023-12-15 08:00 | NA |  |  | NA |  | IC Request
POPPY | 1572 | 2019-04-05 | 2019-04-15 07:00 | WITHDRAWN | 2020-04-22 07:00 | C12 | Generating Facility Type-1: Photovoltaic; Generating Facility Fuel-1: Solar; MWs MW-1: 184.5 | 190 |  |  |  | Full Capacity |  | FRESNO | CA | PGAE | Gates Substation 230kV | 2021-07-31 07:00 | 2022-11-30 08:00 | NA |  |  | NA |  | IC Request
BOYCE SOLAR HYBRID | 1573 | 2019-04-15 | 2019-04-15 07:00 | WITHDRAWN | 2020-04-29 07:00 | C12 | Photovoltaic | Storage |  | Solar | Battery |  | 27.5 | 27.5 |  | 23 |  |  |  | Energy Only |  | FRESNO | CA | PGAE | Jayne Substation 70kV | 2022-07-16 07:00 | 2022-07-16 07:00 | NA | Complete |  | NA |  | Failure to Cure Deficiency
BIG DUCK STORAGE | 1574 | 2019-04-15 | 2019-04-15 07:00 | WITHDRAWN | 2020-02-11 08:00 | C12 | Generating Facility Type-1: Storage; Generating Facility Fuel-1: Battery; MWs MW-1: 462 | 400 |  |  |  | Full Capacity |  | FRESNO | CA | PGAE | Panoche Substation 230 kV | 2022-07-01 07:00 | 2022-07-01 07:00 | NA | Complete |  | NA |  | IC Request
ASH TREE HYBRID SOLAR | 1575 | 2019-04-15 | 2019-04-15 07:00 | WITHDRAWN | 2019-07-09 07:00 | C12 | Storage | Photovoltaic |  | Battery | Solar |  | 202.877 | 202.877 |  | 200 |  |  |  | Full Capacity |  | FRESNO | CA | PGAE | Gates Substation 230kV | 2022-11-30 08:00 | 2022-11-30 08:00 | NA |  |  | NA |  | IC Request
DRY GRAPE HYBRID SOLAR | 1576 | 2019-04-15 | 2019-04-15 07:00 | WITHDRAWN | 2019-07-09 07:00 | C12 | Photovoltaic | Storage |  | Solar | Battery |  | 202.76 | 200 |  | 200 |  |  |  | Full Capacity |  | FRESNO | CA | PGAE | Gates Substation 230kV | 2022-11-30 08:00 | 2022-11-30 08:00 | NA |  |  | NA |  | IC Request
IRRIGOSA | 1577 | 2019-04-05 | 2019-04-15 07:00 | WITHDRAWN | 2019-07-09 07:00 | C12 | Photovoltaic | Storage |  | Solar | Battery |  | 153.08 | 77.34 |  | 150 |  |  |  | Full Capacity |  | MADERA | CA | PGAE | Gregg Substation 230kV | 2023-12-15 08:00 | 2023-12-15 08:00 | NA |  |  | NA |  | IC Request
JOURNEY STORAGE | 1578 | 2019-04-05 | 2019-04-15 07:00 | WITHDRAWN | 2020-02-27 08:00 | C12 | Generating Facility Type-1: Storage; Generating Facility Fuel-1: Battery; MWs MW-1: 354.88 | 350 |  |  |  | Full Capacity |  | KINGS | CA | PGAE | Henrietta Substation 230kV | 2022-12-31 08:00 | 2022-12-31 08:00 | NA |  |  | NA |  | IC Request
ROBIN SOLAR HYBRID | 1579 | 2019-04-04 | 2019-04-15 07:00 | WITHDRAWN | 2019-07-10 07:00 | C12 | Storage | Photovoltaic |  | Battery | Solar |  | 30.25 | 30.25 |  | 27 |  |  |  | Full Capacity |  | MONTEREY | CA | PGAE | Soledad Substation 60kV | 2022-12-16 08:00 | 2022-12-16 08:00 | NA |  |  | NA |  | IC Request
STEVINSON | 1580 | 2019-04-05 | 2019-04-15 07:00 | WITHDRAWN | 2019-07-10 07:00 | C12 | Storage | Photovoltaic |  | Battery | Solar |  | 31.88 | 66.94 |  | 65 |  |  |  | Full Capacity |  | MERCED | CA | PGAE | Livingston Substation 115kV | 2023-12-15 08:00 | 2023-12-15 08:00 | NA |  |  | NA |  | IC Request
PINEBROOK SOLAR HYBRID ENERGY CENTER | 1581 | 2019-04-01 | 2019-04-15 07:00 | WITHDRAWN | 2020-04-14 07:00 | C12 | Storage | Photovoltaic |  | Battery | Solar |  | 1537 | 1537 |  | 1500 |  |  |  | Full Capacity |  | FRESNO | CA | PGAE | Los Banos-Gates #1 500 kV | 2024-11-01 07:00 | 2024-11-01 07:00 | NA | Complete |  | NA |  | IC Request
SUGARLOAF HYBRID SOLAR | 1582 | 2019-04-09 | 2019-04-15 07:00 | WITHDRAWN | 2020-03-09 07:00 | C12 | Photovoltaic | Storage |  | Solar | Battery |  | 152.8 | 150 |  | 150 |  |  |  | Full Capacity |  | FRESNO | CA | PGAE | Panoche Substation 230kV | 2022-11-30 08:00 | 2022-11-30 08:00 | NA | Complete |  | NA |  | IC Request
CORCAIR HYBRID SOLAR | 1583 | 2019-04-09 | 2019-04-15 07:00 | WITHDRAWN | 2019-07-08 07:00 | C12 | Photovoltaic | Storage |  | Solar | Battery |  | 91.35 | 90 |  | 90 |  |  |  | Full Capacity |  | KINGS | CA | PGAE | Waukena Substation 115kV | 2022-11-30 08:00 | 2022-11-30 08:00 | NA |  |  | NA |  | IC Request
RIVIERA SOLAR | 1584 | 2018-12-27 | 2019-04-15 07:00 | WITHDRAWN | 2020-02-12 08:00 | C12 | Generating Facility Type-1: Photovoltaic; Generating Facility Fuel-1: Solar; MWs MW-1: 75 | 75 |  |  |  | Full Capacity |  | MADERA | CA | PGAE | Wilson-Oro Loma 115 kv | 2022-12-31 08:00 | 2022-12-31 08:00 | NA |  |  | NA
STORM | 1585 | 2019-04-08 | 2019-04-15 07:00 | WITHDRAWN | 2019-07-10 07:00 | C12 | Generating Facility Type-1: Photovoltaic; Generating Facility Fuel-1: Solar; MWs MW-1: 50.8 | 50 |  |  |  | Full Capacity |  | KERN | CA | PGAE | Olive SW Station-Smyrna 115kV | 2021-07-31 07:00 | 2021-07-31 07:00 | NA |  |  | NA |  | IC Request
LAS BRISAS OFFSHORE WIND | 1588 | 2019-04-15 | 2019-04-15 07:00 | WITHDRAWN | 2019-07-18 07:00 | C12 | Generating Facility Type-1: Wind Turbine; Generating Facility Fuel-1: Wind Turbine; MWs MW-1: 1187.5 | 1145 |  |  |  | Full Capacity |  | SAN LUIS OBISPO | CA | PGAE | Diablo Canyon Switching Station 500kV | 2026-04-01 07:00 | 2026-04-01 07:00 | NA |  |  | NA |  | IC Request
NIMITZ 1 GENERATION | 1589 | 2019-04-06 | 2019-04-15 07:00 | WITHDRAWN | 2019-07-18 07:00 | C12 | Storage | Wind Turbine |  | Battery | Wind Turbine |  | 319.35 | 1568 |  | 1500 |  |  |  | Full Capacity |  | SAN LUIS OBISPO | CA | PGAE | Diablo Canyon-Gates 500kV | 2024-10-31 07:00 | 2024-10-31 07:00 | NA |  |  | NA |  | IC Request
NIMITZ 2 GENERATION | 1590 | 2019-04-08 | 2019-04-15 07:00 | WITHDRAWN | 2020-02-10 08:00 | C12 | Wind Turbine | Storage |  | Wind Turbine | Battery |  | 1568 | 319.35 |  | 1500 |  |  |  | Full Capacity |  | SAN LUIS OBISPO | CA | PGAE | Diablo Canyon-Gates 500kV | 2026-04-01 07:00 | 2026-04-01 07:00 | NA | Complete |  | NA |  | IC Request
CHAMISE | 1591 | 2019-04-04 | 2019-04-15 07:00 | WITHDRAWN | 2023-08-30 07:00 | C12 | Photovoltaic | Storage |  | Solar | Battery |  | 55.9 | 21.8 |  | 55 |  |  |  | Energy Only | Off-Peak Energy Only | KERN | CA | PGAE | Midway-Tupman-Rio Bravo-Renfro 115 kV | 2022-12-31 08:00 | 2024-12-31 08:00 | NA | Complete | Complete | NA | In Progress | IC Request
OATFIELD HYBRID SOLAR | 1592 | 2019-04-05 | 2019-04-15 07:00 | WITHDRAWN | 2020-03-13 07:00 | C12 | Photovoltaic | Storage |  | Solar | Battery |  | 500 | 500 |  | 500 |  |  |  | Full Capacity |  | KINGS | CA | PGAE | Gates-Templeton 230 kV | 2022-11-30 08:00 | 2022-11-30 08:00 | NA | Complete |  | NA |  | IC Request
GRAND LAKE HYBRID SOLAR | 1594 | 2019-04-15 | 2019-04-15 07:00 | WITHDRAWN | 2022-06-06 07:00 | C12 | Storage | Photovoltaic |  | Battery | Solar |  | 250 | 254 |  | 250 |  |  |  | Energy Only | Off-Peak Energy Only | KINGS | CA | PGAE | Gates-Midway 230kV | 2023-11-30 08:00 | 2023-11-30 08:00 | NA | Complete | Complete | NA |  | Failure to Cure Deficiency
PEONY | 1595 | 2019-04-05 | 2019-04-15 07:00 | WITHDRAWN | 2020-03-12 07:00 | C12 | Generating Facility Type-1: Photovoltaic; Generating Facility Fuel-1: Solar; MWs MW-1: 358.875 | 350 |  |  |  | Full Capacity |  | KERN | CA | PGAE | Midway 230kV | 2021-07-31 07:00 | 2022-11-30 08:00 | NA | Complete |  | NA |  | IC Request
OSO ROJO GOLF COURSE | 1597 | 2019-04-05 | 2019-04-15 07:00 | WITHDRAWN | 2020-03-02 08:00 | C12 | Generating Facility Type-1: Photovoltaic; Generating Facility Fuel-1: Solar; MWs MW-1: 139.7 | 138 |  |  |  | Full Capacity |  | KERN | CA | PGAE | Midway-Wheeler Ridge 230kV | 2021-07-31 07:00 | 2021-07-31 07:00 | NA | Complete |  | NA |  | IC Request
AGUA AMARGA WIND | 1598 | 2019-04-12 | 2019-04-15 07:00 | WITHDRAWN | 2020-02-21 08:00 | C12 | Generating Facility Type-1: Wind Turbine; Generating Facility Fuel-1: Wind Turbine; MWs MW-1: 403.2 | 400 |  |  |  | Full Capacity |  | SAN LUIS OBISPO | CA | PGAE | SOLARSS Switching Station | 2023-10-31 07:00 | 2023-10-31 07:00 | NA | Complete |  | NA |  | IC Request
LION ROCK OFFSHORE WIND | 1599 | 2019-04-15 | 2019-04-15 07:00 | WITHDRAWN | 2020-04-01 07:00 | C12 | Generating Facility Type-1: Wind Turbine; Generating Facility Fuel-1: Wind Turbine; MWs MW-1: 627 | 605 |  |  |  | Full Capacity |  | SAN LUIS OBISPO | CA | PGAE | Morro Bay Substation 230kV | 2026-04-01 07:00 | 2026-04-01 07:00 | NA | Complete |  | NA |  | IC Request
SEAWOLF GENERATION | 1600 | 2019-04-08 | 2019-04-15 07:00 | WITHDRAWN | 2020-02-10 08:00 | C12 | Storage | Wind Turbine |  | Battery | Wind Turbine |  | 319.35 | 1568 |  | 1500 |  |  |  | Full Capacity |  | SAN LUIS OBISPO | CA | PGAE | Midway-Diablo Canyon #2 | 2024-10-31 07:00 | 2024-10-31 07:00 | NA | Complete |  | NA |  | IC Request
FAMILIA HYBRID SOLAR | 1601 | 2019-04-15 | 2019-04-15 07:00 | WITHDRAWN | 2020-03-13 07:00 | C12 | Photovoltaic | Storage |  | Solar | Battery |  | 202.5 | 202.5 |  | 200 |  |  |  | Full Capacity |  | MARICOPA | CA | PGAE | Midway-Wheeler Ridge #2 230kV | 2022-11-30 08:00 | 2022-11-30 08:00 | NA |  |  | NA |  | IC Request
FOKUS RENEWABLE ENERGY CENTER | 1602 | 2019-04-13 | 2019-04-15 07:00 | WITHDRAWN | 2019-07-19 07:00 | C12 | Storage | Photovoltaic | Wind Turbine | Battery | Solar | Wind Turbine | 151.6 | 152.4 | 168 | 150 |  |  |  | Full Capacity |  | KERN | CA | SCE | Highwind Substation 230kV | 2023-12-15 08:00 | 2023-12-15 08:00 | NA |  |  | NA |  | IC Request
RIGAL | 1603 | 2019-04-08 | 2019-04-15 07:00 | WITHDRAWN | 2020-03-04 08:00 | C12 | Storage | Photovoltaic |  | Battery | Solar |  | 202.98 | 202.998 |  | 200 |  |  |  | Full Capacity |  | KERN | CA | SCE | Inyokern-Randsburg 115 kV | 2022-12-31 08:00 | 2022-12-31 08:00 | NA |  |  | NA
CAYENNE ENERGY STORAGE | 1605 | 2019-04-16 | 2019-04-15 07:00 | WITHDRAWN | 2020-02-26 08:00 | C12 | Generating Facility Type-1: Storage; Generating Facility Fuel-1: Battery; MWs MW-1: 102.1 | 100 |  |  |  | Full Capacity |  | LOS ANGELES | CA | SCE | Chino Substation 220kV | 2022-12-16 08:00 | 2022-12-16 08:00 | NA |  |  | NA |  | IC Request
ELLIS BESS | 1606 | 2019-04-10 | 2019-04-15 07:00 | WITHDRAWN | 2019-07-17 07:00 | C12 | Generating Facility Type-1: Storage; Generating Facility Fuel-1: Battery; MWs MW-1: 203.41 | 200 |  |  |  | Full Capacity |  | ORANGE | CA | SCE | Ellis Substation 220kV | 2021-10-31 07:00 | 2021-10-31 07:00 | NA |  |  | NA |  | IC Request
RANCHO 2 ENERGY STORAGE | 1607 | 2019-04-09 | 2019-04-15 07:00 | WITHDRAWN | 2019-07-18 07:00 | C12 | Generating Facility Type-1: Storage; Generating Facility Fuel-1: Battery; MWs MW-1: 250 | 250 |  |  |  | Full Capacity |  | SAN BERNARDINO | CA | SCE | Etiwanda Substation 230kV | 2023-01-01 08:00 | 2023-01-01 08:00 | NA |  |  | NA |  | IC Request
HINSON BESS | 1609 | 2019-04-10 | 2019-04-15 07:00 | WITHDRAWN | 2020-04-13 07:00 | C12 | Generating Facility Type-1: Storage; Generating Facility Fuel-1: Battery; MWs MW-1: 308.102 | 300 |  |  |  | Full Capacity |  | LOS ANGELES | CA | SCE | Hinson Substation 220kV | 2021-10-31 07:00 | 2022-08-01 07:00 | NA | Complete |  | NA |  | IC Request
SUPERBA STORAGE 1 | 1610 | 2019-04-11 | 2019-04-15 07:00 | WITHDRAWN | 2020-04-29 07:00 | C12 | Generating Facility Type-1: Storage; Generating Facility Fuel-1: Battery; MWs MW-1: 305 | 300 |  |  |  | Full Capacity |  | ORANGE | CA | SCE | Johanna Substation 230 kV | 2021-12-01 08:00 | 2021-12-01 08:00 | NA | Complete |  | NA |  | Failure to Cure Deficiency
SPEEDWAY ESS | 1612 | 2019-04-05 | 2019-04-15 07:00 | WITHDRAWN | 2021-11-17 08:00 | C12 | Generating Facility Type-1: Storage; Generating Facility Fuel-1: Battery; MWs MW-1: 200 | 200 |  |  |  | Full Capacity | Off-Peak Deliverability | LOS ANGELES | CA | SCE | Rio Hondo Substation 230kV | 2023-12-01 08:00 | 2024-04-15 07:00 | NA | Complete | Complete | NA
TRESTLES ENERGY STORAGE | 1613 | 2019-04-16 | 2019-04-15 07:00 | WITHDRAWN | 2020-02-27 08:00 | C12 | Generating Facility Type-1: Storage; Generating Facility Fuel-1: Battery; MWs MW-1: 433.752 | 400 |  |  |  | Full Capacity |  | LOS ANGELES | CA | SCE | Rio Hondo Substation 220kV | 2022-12-16 08:00 | 2022-12-16 08:00 | NA |  |  | NA |  | IC Request
CITADEL ESS | 1614 | 2019-04-05 | 2019-04-15 07:00 | WITHDRAWN | 2019-07-15 07:00 | C12 | Generating Facility Type-1: Storage; Generating Facility Fuel-1: Battery; MWs MW-1: 200 | 200 |  |  |  | Full Capacity |  | ORANGE | CA | SCE | Johanna Substation 230 kV | 2023-12-01 08:00 | 2023-12-01 08:00 | NA |  |  | NA |  | IC Request
HIGHWIND ENERGY CENTER | 1616 | 2019-04-13 | 2019-04-15 07:00 | WITHDRAWN | 2020-02-27 08:00 | C12 | Storage | Wind Turbine | Photovoltaic | Battery | Wind Turbine | Solar | 28.38 | 64.8 | 51.75 | 115 |  |  |  | Full Capacity |  | KERN | CA | SCE | Highwind Substation 230kV | 2023-12-31 08:00 | 2023-12-31 08:00 | NA |  |  | NA |  | IC Request
DORADUS | 1618 | 2019-04-04 | 2019-04-15 07:00 | WITHDRAWN | 2020-03-04 08:00 | C12 | Storage | Photovoltaic |  | Battery | Solar |  | 202.998 | 202.998 |  | 200 |  |  |  | Full Capacity |  | KERN | CA | SCE | Magunden-Pastoria 230kV | 2022-12-31 08:00 | 2022-12-31 08:00 | NA | Complete |  | NA |  | IC Request
ROCKY HILL SOLAR | 1620 | 2019-04-05 | 2019-04-15 07:00 | WITHDRAWN | 2020-03-11 07:00 | C12 | Photovoltaic | Storage |  | Solar | Battery |  | 102.04 | 51.56 |  | 100 |  |  |  | Full Capacity |  | TULARE | CA | SCE | Rector Substation 230kV | 2023-12-15 08:00 | 2023-12-15 08:00 | NA |  |  | NA
YELLOW HAY HYBRID SOLAR | 1621 | 2019-04-05 | 2019-04-15 07:00 | WITHDRAWN | 2020-03-06 08:00 | C12 | Photovoltaic | Storage |  | Solar | Battery |  | 200 | 200 |  | 200 |  |  |  | Full Capacity |  | TULARE | CA | SCE | Magunden-Springville #1 220 kV | 2022-11-30 08:00 | 2022-11-30 08:00 | NA |  |  | NA |  | IC Request
BARRENSPRING | 1622 | 2019-04-13 | 2019-04-15 07:00 | WITHDRAWN | 2020-02-27 08:00 | C12 | Storage | Photovoltaic |  | Battery | Solar |  | 64.17 | 244.26 |  | 240 |  |  |  | Full Capacity |  | TULARE | CA | SCE | Springville-Rector 220kV line | 2023-04-15 07:00 | 2023-04-15 07:00 | NA | Complete |  | NA |  | IC Request
TRIUMPH SOLAR | 1623 | 2019-04-04 | 2019-04-15 07:00 | WITHDRAWN | 2019-07-15 07:00 | C12 | Storage | Photovoltaic |  | Battery | Solar |  | 150 | 300 |  | 300 |  |  |  | Full Capacity |  | TULARE | CA | SCE | Vestal Substation 230 kV | 2023-12-01 08:00 | 2023-12-01 08:00 | NA |  |  | NA |  | IC Request
VESTAL VALLEY | 1624 | 2019-04-13 | 2019-04-15 07:00 | WITHDRAWN | 2019-07-26 07:00 | C12 | Storage | Photovoltaic |  | Battery | Solar |  | 64.17 | 244.26 |  | 240 |  |  |  | Full Capacity |  | TULARE | CA | SCE | Vestal Substation 220kV | 2023-04-15 07:00 | 2023-04-15 07:00 | NA |  |  | NA |  | IC Request
SAGEBRUSH 6 HYBRID | 1626 | 2019-04-05 | 2019-04-15 07:00 | WITHDRAWN | 2020-04-29 07:00 | C12 | Photovoltaic | Storage |  | Solar | Battery |  | 116.0186 | 113.96 |  | 200 |  |  |  | Full Capacity |  | KERN | CA | SCE | Vincent Substation 230kV | 2022-12-01 08:00 | 2022-12-01 08:00 | NA | Complete |  | NA |  | Failure to Cure Deficiency
UNA LAKE SOLAR | 1627 | 2019-04-05 | 2019-04-15 07:00 | WITHDRAWN | 2019-07-10 07:00 | C12 | Storage | Photovoltaic |  | Battery | Solar |  | 615.9 | 627 |  | 600 |  |  |  | Full Capacity |  | LOS ANGELES | CA | SCE | Vincent Substation 230kV | 2022-12-31 08:00 | 2022-12-31 08:00 | NA |  |  | NA |  | IC Request
FORT TEJON SOLAR | 1628 | 2019-04-05 | 2019-04-15 07:00 | WITHDRAWN | 2021-05-05 07:00 | C12 | Photovoltaic | Storage |  | Solar | Battery |  | 310.2 | 306.26 |  | 300 |  |  |  | Full Capacity | Off-Peak Deliverability | LOS ANGELES | CA | SCE | Vincent Substation 230kV | 2023-12-31 08:00 | 2026-08-15 07:00 | NA | Complete | Complete | NA
DRACO SOLAR | 1630 | 2019-04-05 | 2019-04-15 07:00 | WITHDRAWN | 2019-07-15 07:00 | C12 | Storage | Photovoltaic |  | Battery | Solar |  | 125 | 250 |  | 250 |  |  |  | Full Capacity |  | KERN | CA | SCE | Whirlwind Substation 230 kV | 2023-12-01 08:00 | 2023-12-01 08:00 | NA |  |  | NA
DESERT FLOWER WIND FARM | 1633 | 2019-04-13 | 2019-04-15 07:00 | WITHDRAWN | 2019-11-07 08:00 | C12 | Generating Facility Type-1: Wind Turbine; Generating Facility Fuel-1: Wind Turbine; MWs MW-1: 86.4 | 85 |  |  |  | Full Capacity |  | KERN | CA | SCE | Windhub Substation 230 kV | 2023-12-31 08:00 | 2023-12-31 08:00 | NA |  |  | NA
GARCES HYBRID SOLAR | 1634 | 2019-04-15 | 2019-04-15 07:00 | WITHDRAWN | 2019-07-23 07:00 | C12 | Photovoltaic | Storage |  | Solar | Battery |  | 203.434 | 200 |  | 200 |  |  |  | Full Capacity |  | KERN | CA | SCE | Windhub Substation 230 kV | 2022-11-30 08:00 | 2022-11-30 08:00 | NA |  |  | NA |  | IC Request
YEAGER HYBRID SOLAR | 1635 | 2019-04-15 | 2019-04-15 07:00 | WITHDRAWN | 2020-03-13 07:00 | C12 | Photovoltaic | Storage |  | Solar | Battery |  | 406.56 | 406.56 |  | 400 |  |  |  | Full Capacity |  | KERN | CA | SCE | Windhub Substation 500kV | 2022-11-30 08:00 | 2022-11-30 08:00 | NA |  |  | NA |  | IC Request
SOLO | 1637 | 2019-04-05 | 2019-04-15 07:00 | WITHDRAWN | 2020-03-26 07:00 | C12 | Storage | Photovoltaic |  | Battery | Solar |  | 518.4 | 518.4 |  | 500 |  |  |  | Full Capacity |  | RIVERSIDE | CA | SCE | Colorado River Substation 500kV | 2022-12-31 08:00 | 2022-12-31 08:00 | NA | Complete |  | NA
VENTUS RENEWABLE ENERGY CENTER | 1638 | 2019-04-12 | 2019-04-15 07:00 | WITHDRAWN | 2019-07-19 07:00 | C12 | Photovoltaic | Wind Turbine | Storage | Solar | Wind Turbine | Battery | 208.527 | 229.6 | 204.93 | 200 |  |  |  | Full Capacity |  | RIVERSIDE | CA | SCE | Devers Substation 230kV | 2023-12-15 08:00 | 2023-12-15 08:00 | NA |  |  | NA |  | IC Request
CONSECHA | 1639 | 2019-04-05 | 2019-04-15 07:00 | WITHDRAWN | 2019-07-10 07:00 | C12 | Generating Facility Type-1: Storage; Generating Facility Fuel-1: Battery; MWs MW-1: 100.98 | 100 |  |  |  | Full Capacity |  | RIVERSIDE | CA | SCE | Devers Substation 230kV | 2022-12-31 08:00 | 2022-12-31 08:00 | NA |  |  | NA |  | IC Request
SUNNYNOOK SOLAR CENTER | 1640 | 2019-04-12 | 2019-04-15 07:00 | WITHDRAWN | 2020-04-14 07:00 | C12 | Photovoltaic | Storage |  | Solar | Battery |  | 514.35 | 514.35 |  | 500 |  |  |  | Full Capacity |  | RIVERSIDE | CA | SCE | Devers-San Bernardino Line 230 kV | 2023-06-01 07:00 | 2026-09-01 07:00 | NA | Complete |  | NA |  | IC Request
SAN BERNARDINO BESS | 1644 | 2019-04-10 | 2019-04-15 07:00 | WITHDRAWN | 2020-04-13 07:00 | C12 | Generating Facility Type-1: Storage; Generating Facility Fuel-1: Battery; MWs MW-1: 308.1 | 300 |  |  |  | Full Capacity |  | SAN BERNARDINO | CA | SCE | San Bernardino Substation 220kV | 2021-10-31 07:00 | 2022-08-01 07:00 | NA | Complete |  | NA |  | IC Request
BULLHEAD SOLAR | 1648 | 2019-04-05 | 2019-04-15 07:00 | WITHDRAWN | 2020-03-04 08:00 | C12 | Photovoltaic | Storage |  | Solar | Battery |  | 400 | 200 |  | 400 |  |  |  | Full Capacity |  | CLARK | NV | SCE | Mohave Substation 500kV | 2023-12-01 08:00 | 2023-12-01 08:00 | NA |  |  | NA |  | IC Request
BLACK HILLS PLAYA A SOLAR | 1651 | 2019-04-12 | 2019-04-15 07:00 | WITHDRAWN | 2019-07-24 07:00 | C12 | Storage | Photovoltaic |  | Battery | Solar |  | 51.15 | 102.3 |  | 100 |  |  |  | Full Capacity |  | CLARK | NV | GLW | Sloan Canyon Switching Station 230kV | 2023-12-15 08:00 | 2023-12-15 08:00 | NA |  |  | NA
BLACK HILLS PLAYA B SOLAR | 1652 | 2019-04-12 | 2019-04-15 07:00 | WITHDRAWN | 2019-07-24 07:00 | C12 | Storage | Photovoltaic |  | Battery | Solar |  | 51.15 | 102.3 |  | 100 |  |  |  | Full Capacity |  | CLARK | NV | GLW | Sloan Canyon Switching Station 230 kV | 2023-12-15 08:00 | 2023-12-15 08:00 | NA |  |  | NA |  | IC Request
SLOAN ENERGY CENTER | 1653 | 2019-04-13 | 2019-04-15 07:00 | WITHDRAWN | 2020-03-12 07:00 | C12 | Storage | Photovoltaic |  | Battery | Solar |  | 118.56 | 459.54 |  | 448 |  |  |  | Full Capacity |  | CLARK | NV | GLW | Sloan Canyon Switching Station 230kV | 2023-05-31 07:00 | 2023-05-31 07:00 | NA | Complete |  | NA |  | IC Request
GYPSY ESS | 1656 | 2019-04-04 | 2019-04-15 07:00 | WITHDRAWN | 2021-05-19 07:00 | C12 | Generating Facility Type-1: Storage; Generating Facility Fuel-1: Battery; MWs MW-1: 200 | 200 |  |  |  | Full Capacity | Off-Peak Deliverability | SAN DIEGO | CA | SDGE | Bay-Boulevard 230kV | 2023-12-01 08:00 | 2023-09-01 07:00 | NA | Complete | Complete | NA |  | IC Request
CARDINAL STORAGE | 1658 | 2019-04-01 | 2019-04-15 07:00 | WITHDRAWN | 2022-04-18 07:00 | C12 | Generating Facility Type-1: Storage; Generating Facility Fuel-1: Battery; MWs MW-1: 200 | 200 |  |  |  | Energy Only | Off-Peak Deliverability | IMPERIAL | CA | SDGE | Imperial Valley Substation 230kV | 2023-06-30 07:00 | 2028-10-12 07:00 | NA | Complete | Complete | NA |  | IC Request
PRIMAVERA STORAGE | 1659 | 2019-04-04 | 2019-04-15 07:00 | WITHDRAWN | 2019-07-15 07:00 | C12 | Generating Facility Type-1: Storage; Generating Facility Fuel-1: Battery; MWs MW-1: 200 | 200 |  |  |  | Full Capacity |  | SAN DIEGO | CA | SDGE | ECO 230kV | 2023-12-01 08:00 | 2023-12-01 08:00 | NA |  |  | NA |  | IC Request
OBSIDIAN STORAGE | 1661 | 2019-04-05 | 2019-04-15 07:00 | WITHDRAWN | 2024-03-14 07:00 | C12 | Generating Facility Type-1: Wind Turbine; Generating Facility Fuel-1: Wind Turbine; MWs MW-1: 300 | 300 |  |  |  | Energy Only | Off-Peak Deliverability | BAJA CALIFORNIA | MX | SDGE | East County Substation 230 kV | 2024-12-01 08:00 | 2029-09-26 07:00 | NA | Complete | Complete | NA |  | IC Request
SALTON SOLAR | 1666 | 2019-04-05 | 2019-04-15 07:00 | WITHDRAWN | 2020-03-04 08:00 | C12 | Storage | Photovoltaic |  | Battery | Solar |  | 210.6 | 421.2 |  | 400 |  |  |  | Full Capacity |  | IMPERIAL | CA | SDGE | Imperial Valley Substation 230kV | 2023-12-01 08:00 | 2023-12-01 08:00 | NA | Complete |  | NA
SUFFOLK STORAGE | 1668 | 2019-04-12 | 2019-04-15 07:00 | WITHDRAWN | 2020-04-28 07:00 | C12 | Generating Facility Type-1: Storage; Generating Facility Fuel-1: Battery; MWs MW-1: 51 | 50 |  |  |  | Full Capacity |  | SAN DIEGO | CA | SDGE | Mesa Heights Substation 69kV | 2021-12-01 08:00 | 2021-12-01 08:00 | NA | Complete |  | NA |  | IC Request
BOULDER OAKS HYBRID | 1672 | 2019-04-05 | 2019-04-15 07:00 | WITHDRAWN | 2020-04-13 07:00 | C12 | Wind Turbine | Storage |  | Wind Turbine | Battery |  | 205.8 | 205 |  | 400 |  |  |  | Full Capacity |  | SAN DIEGO | CA | SDGE | ECO-Miguel 500kV | 2021-09-30 07:00 | 2023-06-01 07:00 | NA | Complete |  | NA |  | IC Request
SV ENERGY STORAGE FACILITY | 1674 | 2019-04-12 | 2019-04-15 07:00 | WITHDRAWN | 2020-04-24 07:00 | C12 | Generating Facility Type-1: Storage; Generating Facility Fuel-1: Pumped-Storage hydro; MWs MW-1: 500 | 500 |  |  |  | Full Capacity |  | SAN DIEGO | CA | SDGE | Sycamore Canyon Substation 230kV | 2026-04-01 07:00 | 2026-04-01 07:00 | NA |  |  | NA |  | IC Request
CHAPARREL STORAGE | 1676 | 2019-04-05 | 2019-04-15 07:00 | WITHDRAWN | 2019-07-15 07:00 | C12 | Generating Facility Type-1: Storage; Generating Facility Fuel-1: Battery; MWs MW-1: 50 | 50 |  |  |  | Full Capacity |  | SAN DIEGO | CA | SDGE | Warners Substation 69kV | 2023-12-01 08:00 | 2023-12-01 08:00 | NA |  |  | NA |  | IC Request
SYCAMORE EXPANSION | 1677 | 2019-06-12 | 2020-04-01 07:00 | WITHDRAWN | 2020-11-06 08:00 | ISP | Generating Facility Type-1: Cogeneration; Generating Facility Fuel-1: Natural Gas; MWs MW-1: 60 | 60 |  |  |  | Full Capacity |  | KERN | CA | SCE | Magunden | 2019-12-01 08:00 | 2019-12-01 08:00 | NA |  |  | NA
BRISBANE ENERGY STORAGE | 1682 | 2020-04-10 | 2020-04-15 07:00 | WITHDRAWN | 2021-04-08 07:00 | C13 | Generating Facility Type-1: Storage; Generating Facility Fuel-1: Battery; MWs MW-1: 253.6895 | 250 |  |  |  | Full Capacity |  | SAN MATEO | CA | PGAE | Martin | 2023-10-15 07:00 | 2023-10-15 07:00 | NA |  |  | NA |  | IC Request
CAPETOWN 3 HYBRID | 1684 | 2020-04-15 | 2020-04-15 07:00 | WITHDRAWN | 2021-04-08 07:00 | C13 | Wind Turbine | Storage |  | Wind Turbine | Battery |  | 97.2 | 61.0139 |  | 150 |  |  |  | Full Capacity | Off-Peak Deliverability | HUMBOLDT | CA | PGAE | Bridgeville Substation 115kV | 2023-12-01 08:00 | 2023-12-01 08:00 | NA |  |  | NA
CHIA ESS | 1685 | 2020-04-07 | 2020-04-15 07:00 | WITHDRAWN | 2021-04-02 07:00 | C13 | Generating Facility Type-1: Storage; Generating Facility Fuel-1: Battery; MWs MW-1: 300 | 300 |  |  |  | Full Capacity |  | ALAMEDA | CA | PGAE | Cayetano Substation 230kV | 2025-12-01 08:00 | 2025-12-01 08:00 | NA | Complete |  | NA |  | IC Request
CHICKAREE HYBRID SOLAR | 1686 | 2020-04-01 | 2020-04-15 07:00 | WITHDRAWN | 2021-05-25 07:00 | C13 | Photovoltaic | Storage |  | Solar | Battery |  | 86.7 | 86.7 |  | 85 |  |  |  | Full Capacity | Off-Peak Deliverability | BUTTE | CA | PGAE | Table Mountain Substation 115kV | 2023-12-31 08:00 | 2023-12-31 08:00 | NA |  |  | NA |  | IC Request
CROSSROADS STORAGE | 1688 | 2020-04-15 | 2020-04-15 07:00 | WITHDRAWN | 2024-04-04 07:00 | C13 | Generating Facility Type-1: Storage; Generating Facility Fuel-1: Battery; MWs MW-1: 312.96 | 299.99 |  |  |  | Energy Only |  | SHASTA | CA | PGAE | Round Mountain 230 kV | 2024-11-30 08:00 | 2027-04-01 07:00 | NA | Complete | Complete | NA
CROWSWEST | 1689 | 2020-04-07 | 2020-04-15 07:00 | WITHDRAWN | 2021-03-19 07:00 | C13 | Photovoltaic | Storage |  | Solar | Battery |  | 20.2 | 10 |  | 20 |  |  |  | Full Capacity | Off-Peak Deliverability | STANISLAUS | CA | PGAE | Crow Creek Switching Station 60kV | 2023-12-30 08:00 | 2023-12-30 08:00 | NA |  |  | NA |  | IC Request
INTREPID ENERGY | 1692 | 2020-04-12 | 2020-04-15 07:00 | WITHDRAWN | 2021-04-09 07:00 | C13 | Wind Turbine | Storage |  | Wind Turbine | Battery |  | 1568 | 319.356 |  | 1500.12 |  |  |  | Full Capacity | Off-Peak Deliverability | HUMBOLDT | CA | PGAE | Round Mountain Substation 500kV | 2027-04-15 07:00 | 2027-04-15 07:00 | NA |  |  | NA
MARIPOSA ENERGY BESS | 1693 | 2020-04-14 | 2020-04-15 07:00 | WITHDRAWN | 2020-07-27 07:00 | C13 | Storage | Gas Turbine |  | Battery | Natural Gas |  | 26.21 | 14.1 |  | 34.1 |  |  |  | Full Capacity |  | CONTRA COSTA | CA | PGAE | Mariposa Energy Center 230kV | 2027-03-31 07:00 | 2027-03-31 07:00 | NA |  |  | NA |  | Failure to Cure Deficiency
MAYA | 1694 | 2020-04-14 | 2020-04-15 07:00 | WITHDRAWN | 2021-03-22 07:00 | C13 | Generating Facility Type-1: Storage; Generating Facility Fuel-1: Battery; MWs MW-1: 102.8 | 40 |  |  |  | Full Capacity |  | CONTRA COSTA | CA | PGAE | Pittsburg Substation 60kV | 2023-12-31 08:00 | 2023-12-31 08:00 | NA |  |  | NA |  | IC Request
MEADOWS ENERGY STORAGE | 1695 | 2020-04-14 | 2020-04-15 07:00 | WITHDRAWN | 2024-06-05 07:00 | C13 | Generating Facility Type-1: Storage; Generating Facility Fuel-1: Battery; MWs MW-1: 102 | 101.2 |  |  |  | Energy Only |  | PLACER | CA | PGAE | Atlantic 60 kV | 2023-06-15 07:00 | 2025-01-29 08:00 | NA | Complete | Complete | NA
MENARD ENERGY STORAGE | 1696 | 2020-04-14 | 2020-04-15 07:00 | WITHDRAWN | 2021-03-25 07:00 | C13 | Generating Facility Type-1: Storage; Generating Facility Fuel-1: Battery; MWs MW-1: 950.4 | 900 |  |  |  | Full Capacity |  | SOLANO | CA | PGAE | Vaca-Dixon Substation 500kV | 2023-08-01 07:00 | 2023-08-01 07:00 | NA |  |  | NA |  | IC Request
MUIR STORAGE | 1697 | 2020-04-15 | 2020-04-15 07:00 | WITHDRAWN | 2020-07-10 07:00 | C13 | Generating Facility Type-1: Storage; Generating Facility Fuel-1: Battery; MWs MW-1: 305.25 | 300 |  |  |  | Full Capacity |  | MARIN | CA | PGAE | Ignacio Substation 230kV | 2025-10-30 07:00 | 2025-10-30 07:00 | NA |  |  | NA |  | IC Request
MIRANDA ESS 2 | 1698 | 2020-04-07 | 2020-04-15 07:00 | WITHDRAWN | 2020-07-07 07:00 | C13 | Generating Facility Type-1: Storage; Generating Facility Fuel-1: Battery; MWs MW-1: 300 | 300 |  |  |  | Full Capacity |  | SANTA CLARA | CA | PGAE | Los Esteros Substation 115kV | 2024-12-01 08:00 | 2024-12-01 08:00 | NA |  |  | NA |  | IC Request
GREASEWOOD HYBRID | 1699 | 2020-04-09 | 2020-04-15 07:00 | WITHDRAWN | 2020-07-07 07:00 | C13 | Photovoltaic | Storage |  | Solar | Battery |  | 326.6129 | 166.905 |  | 300 |  |  |  | Full Capacity | Off-Peak Deliverability | COLUSA | CA | PGAE | Delevan-Vaca #3 230kV line | 2023-12-01 08:00 | 2023-12-01 08:00 | NA |  |  | NA |  | IC Request
ORIGIN ENERGY STORAGE | 1701 | 2020-04-14 | 2020-04-15 07:00 | WITHDRAWN | 2020-07-15 07:00 | C13 | Generating Facility Type-1: Storage; Generating Facility Fuel-1: Battery; MWs MW-1: 102 | 101.1 |  |  |  | Full Capacity |  | SHASTA | CA | PGAE | Cottonwood Substation 115kV | 2023-06-15 07:00 | 2023-06-15 07:00 | NA |  |  | NA
RAILYARD ENERGY STORAGE | 1703 | 2020-04-10 | 2020-04-15 07:00 | WITHDRAWN | 2021-04-08 07:00 | C13 | Generating Facility Type-1: Storage; Generating Facility Fuel-1: Battery; MWs MW-1: 150.929 | 150 |  |  |  | Full Capacity |  | SANTA CLARA | CA | PGAE | New Switchyard on Los Esteros-Trimble Line 115kV | 2023-10-15 07:00 | 2023-10-15 07:00 | NA |  |  | NA
SPARTAN ENERGY STORAGE | 1704 | 2020-04-14 | 2020-04-15 07:00 | WITHDRAWN | 2020-07-27 07:00 | C13 | Generating Facility Type-1: Storage; Generating Facility Fuel-1: Battery; MWs MW-1: 152.2875 | 150 |  |  |  | Full Capacity |  | SUTTER | CA | PGAE | Rio Oso Substation 115kV | 2023-09-01 07:00 | 2023-09-01 07:00 | NA |  |  | NA |  | Failure to Cure Deficiency
TRAILWAYS ENERGY STORAGE | 1706 | 2020-04-14 | 2020-04-15 07:00 | WITHDRAWN | 2020-07-15 07:00 | C13 | Generating Facility Type-1: Storage; Generating Facility Fuel-1: Battery; MWs MW-1: 102 | 101.2 |  |  |  | Full Capacity |  | BUTTE | CA | PGAE | Paradise Substation 115kV | 2023-07-15 07:00 | 2023-07-15 07:00 | NA |  |  | NA
OWL CLAW HYBRID SOLAR | 1707 | 2020-04-01 | 2020-04-15 07:00 | WITHDRAWN | 2020-06-11 07:00 | C13 | Photovoltaic | Storage |  | Solar | Battery |  | 86.6 | 86.6 |  | 84.9 |  |  |  | Full Capacity | Off-Peak Deliverability | SAN JOAQUIN | CA | PGAE | Camanche 115kV Tap via the Camanche Powerhouse Station 115kV | 2023-12-31 08:00 | 2023-12-31 08:00 | NA |  |  | NA |  | IC Request
QUICKSILVER ENERGY STORAGE | 1708 | 2020-04-14 | 2020-04-15 07:00 | WITHDRAWN | 2020-06-16 07:00 | C13 | Generating Facility Type-1: Storage; Generating Facility Fuel-1: Battery; MWs MW-1: 250 | 250 |  |  |  | Full Capacity |  | SANTA CLARA | CA | PGAE | Metcalf Substation 230kV | 2024-08-01 07:00 | 2024-08-01 07:00 | NA |  |  | NA |  | IC Request
ALBA | 1710 | 2020-04-03 | 2020-04-15 07:00 | WITHDRAWN | 2021-04-12 07:00 | C13 | Photovoltaic | Storage |  | Solar | Battery |  | 154.838 | 77.638 |  | 150 |  |  |  | Full Capacity | Off-Peak Deliverability | FRESNO | CA | PGAE | Mendota Substation 115kV | 2023-10-31 07:00 | 2023-10-31 07:00 | NA |  |  | NA |  | IC Request
ALLIUM | 1711 | 2020-04-10 | 2020-04-15 07:00 | WITHDRAWN | 2021-04-14 07:00 | C13 | Photovoltaic | Storage |  | Solar | Battery |  | 114.5529 | 114.5529 |  | 110 |  |  |  | Full Capacity | Off-Peak Deliverability | SAN BENITO | CA | PGAE | Hollister Substation 115kV | 2023-12-01 08:00 | 2023-12-01 08:00 | NA |  |  | NA |  | IC Request
APRICOT ENERGY STORAGE | 1712 | 2020-04-15 | 2020-04-15 07:00 | WITHDRAWN | 2021-04-07 07:00 | C13 | Generating Facility Type-1: Storage; Generating Facility Fuel-1: Battery; MWs MW-1: 30.6 | 30 |  |  |  | Full Capacity |  | FRESNO | CA | PGAE | Cheney #1 Tap 115kV Line | 2023-07-01 07:00 | 2023-07-01 07:00 | NA | Complete |  | NA |  | Failure to Cure Deficiency
COMAL FLATS 1 | 1714 | 2020-04-02 | 2020-04-15 07:00 | WITHDRAWN | 2021-03-30 07:00 | C13 | Photovoltaic | Storage |  | Solar | Battery |  | 202.5 | 202.5 |  | 200 |  |  |  | Full Capacity | Off-Peak Deliverability | FRESNO | CA | PGAE | Gates Substation 230kV | 2024-09-30 07:00 | 2024-09-30 07:00 | NA | Complete |  | NA |  | IC Request
EDGEWOOD SOLAR HYBRID | 1715 | 2020-04-02 | 2020-04-15 07:00 | WITHDRAWN | 2021-04-09 07:00 | C13 | Storage | Photovoltaic |  | Battery | Solar |  | 1700 | 1700 |  | 1700 |  |  |  | Full Capacity | Off-Peak Deliverability | FRESNO | CA | PGAE | Los Banos - Gates #1 500kV line | 2024-11-01 07:00 | 2024-11-01 07:00 | NA |  |  | NA |  | IC Request
FERRY HYBRID SOLAR | 1716 | 2020-04-07 | 2020-04-15 07:00 | WITHDRAWN | 2020-07-08 07:00 | C13 | Storage | Photovoltaic |  | Battery | Solar |  | 50 | 102.2 |  | 100 |  |  |  | Full Capacity | Off-Peak Deliverability | MADERA | CA | PGAE | Dairyland - Mendota 115kV line | 2023-11-30 08:00 | 2023-11-30 08:00 | NA |  |  | NA |  | IC Request
FOXGLOVE HYBRID SOLAR | 1717 | 2020-04-01 | 2020-04-15 07:00 | WITHDRAWN | 2020-12-03 08:00 | C13 | Photovoltaic | Storage |  | Solar | Battery |  | 102.5 | 102.5 |  | 100 |  |  |  | Full Capacity | Off-Peak Deliverability | MADERA | CA | PGAE | Borden Substation 70kV | 2023-12-31 08:00 | 2023-12-31 08:00 | NA |  |  | NA
HENSLEY HYBRID SOLAR | 1719 | 2020-04-07 | 2020-04-15 07:00 | WITHDRAWN | 2020-07-08 07:00 | C13 | Storage | Photovoltaic |  | Battery | Solar |  | 50 | 101.8 |  | 100 |  |  |  | Full Capacity | Off-Peak Deliverability | MADERA | CA | PGAE | Chowchilla-Kerckhoff #2 115kV lin3 | 2023-11-30 08:00 | 2023-11-30 08:00 | NA |  |  | NA |  | IC Request
ICEBERG ENERGY STORAGE | 1720 | 2020-04-14 | 2020-04-15 07:00 | WITHDRAWN | 2020-07-03 07:00 | C13 | Generating Facility Type-1: Storage; Generating Facility Fuel-1: Battery; MWs MW-1: 31.7579 | 30 |  |  |  | Full Capacity |  | MONTEREY | CA | PGAE | Spence Substation 60kV | 2022-07-01 07:00 | 2022-07-01 07:00 | NA |  |  | NA |  | IC Request
MILKY WAY HYBRID SOLAR | 1721 | 2020-04-10 | 2020-04-15 07:00 | WITHDRAWN | 2021-04-12 07:00 | C13 | Storage | Photovoltaic |  | Battery | Solar |  | 175 | 355.2 |  | 350 |  |  |  | Full Capacity | Off-Peak Deliverability | KINGS | CA | PGAE | Gates- Templeton 230kV line | 2023-11-30 08:00 | 2023-11-30 08:00 | NA |  |  | NA |  | IC Request
MORTIMER SOLAR HYBRID | 1722 | 2020-04-01 | 2020-04-15 07:00 | WITHDRAWN | 2021-04-09 07:00 | C13 | Storage | Photovoltaic |  | Battery | Solar |  | 250 | 250 |  | 250 |  |  |  | Full Capacity | Off-Peak Deliverability | KINGS | CA | PGAE | Mustang Switching Station 230kV | 2024-04-01 07:00 | 2024-04-01 07:00 | NA | Complete |  | NA |  | IC Request
POLVADERO HYBRID SOLAR | 1723 | 2020-04-07 | 2020-04-15 07:00 | WITHDRAWN | 2020-07-03 07:00 | C13 | Photovoltaic | Storage |  | Solar | Battery |  | 51.9 | 25 |  | 50 |  |  |  | Full Capacity | Off-Peak Deliverability | FRESNO | CA | PGAE | Jayne Sw Sta-Coalinga #1 70kV line | 2023-11-30 08:00 | 2023-11-30 08:00 | NA |  |  | NA |  | IC Request
ROCK DOVE 1 ENERGY CENTER | 1724 | 2020-04-15 | 2020-04-15 07:00 | WITHDRAWN | 2021-05-21 07:00 | C13 | Storage | Photovoltaic |  | Battery | Solar |  | 387.94 | 312.96 |  | 300 |  |  |  | Full Capacity | Off-Peak Deliverability | KERN | CA | PGAE | Arco - Midway 230kV line | 2024-11-30 08:00 | 2024-11-30 08:00 | NA | Complete |  | NA
ROCK DOVE 2 ENERGY CENTER | 1725 | 2020-04-15 | 2020-04-15 07:00 | WITHDRAWN | 2020-06-18 07:00 | C13 | Storage | Photovoltaic |  | Battery | Solar |  | 387.94 | 312.96 |  | 300 |  |  |  | Full Capacity | Off-Peak Deliverability | KERN | CA | PGAE | Gates - Midway 230kV line | 2025-11-30 08:00 | 2025-11-30 08:00 | NA |  |  | NA |  | IC Request
TORANA HYBRID SOLAR | 1726 | 2020-04-01 | 2020-04-15 07:00 | WITHDRAWN | 2021-03-25 07:00 | C13 | Photovoltaic | Storage |  | Solar | Battery |  | 102.5 | 102.5 |  | 100 |  |  |  | Full Capacity | Off-Peak Deliverability | MERCED | CA | PGAE | Los Banos Substation 70kV | 2023-12-31 08:00 | 2023-12-31 08:00 | NA |  |  | NA |  | IC Request
TURON ENERGY STORAGE | 1727 | 2020-04-15 | 2020-04-15 07:00 | WITHDRAWN | 2020-06-25 07:00 | C13 | Generating Facility Type-1: Storage; Generating Facility Fuel-1: Battery; MWs MW-1: 71.45 | 70 |  |  |  | Full Capacity |  | FRESNO | CA | PGAE | Gates - Coalinga #2 Line 70kV | 2023-07-01 07:00 | 2023-07-01 07:00 | NA |  |  | NA |  | IC Request
ANACAPA | 1729 | 2020-04-03 | 2020-04-15 07:00 | WITHDRAWN | 2021-05-12 07:00 | C13 | Storage | Solar Thermal |  | Battery | Solar |  | 103.202 | 206.2 |  | 200 |  |  |  | Full Capacity | Off-Peak Deliverability | SANTA BARBARA | CA | PGAE | Sisquoc Substation 115kV | 2023-10-31 07:00 | 2023-10-31 07:00 | NA |  |  | NA |  | IC Request
AUSTIN ES | 1730 | 2019-10-15 | 2020-04-15 07:00 | WITHDRAWN | 2023-05-05 07:00 | C13 | Generating Facility Type-1: Storage; Generating Facility Fuel-1: Battery; MWs MW-1: 203.6 | 200 |  |  |  | Full Capacity |  | SAN LUIS OBISPO | CA | PGAE | Morro Bay Substation 230kV | 2024-12-01 08:00 | 2024-12-01 08:00 | NA | Complete | Complete | NA |  | IC Request
BLACK BEAR ENERGY STORAGE 1 | 1731 | 2020-04-15 | 2020-04-15 07:00 | WITHDRAWN | 2021-05-28 07:00 | C13 | Generating Facility Type-1: Storage; Generating Facility Fuel-1: Battery; MWs MW-1: 102 | 100 |  |  |  | Full Capacity | Off-Peak Deliverability | SAN LUIS OBISPO | CA | PGAE | Mesa Substation 115kV | 2023-02-01 08:00 | 2023-02-01 08:00 | NA | Complete |  | NA |  | Failure to Cure Deficiency
BLACK BEAR ENERGY STORAGE 2 | 1732 | 2020-04-15 | 2020-04-15 07:00 | WITHDRAWN | 2021-05-28 07:00 | C13 | Generating Facility Type-1: Storage; Generating Facility Fuel-1: Battery; MWs MW-1: 102 | 100 |  |  |  | Full Capacity | Off-Peak Deliverability | SAN LUIS OBISPO | CA | PGAE | Mesa Substation 230kV | 2023-02-01 08:00 | 2023-02-01 08:00 | NA | Complete |  | NA |  | Failure to Cure Deficiency
BLUFF TRAIL STORAGE | 1733 | 2020-04-15 | 2020-04-15 07:00 | WITHDRAWN | 2023-11-20 08:00 | C13 | Generating Facility Type-1: Storage; Generating Facility Fuel-1: Battery; MWs MW-1: 632.44 | 500 |  |  |  | Energy Only |  | SAN LUIS OBISPO | CA | PGAE | Mesa Substation 230kV | 2024-11-30 08:00 | 2027-08-10 07:00 | NA | Complete | Complete | NA | In Progress | Failure to Cure Deficiency
FREEBORN | 1734 | 2020-04-04 | 2020-04-15 07:00 | WITHDRAWN | 2020-07-07 07:00 | C13 | Generating Facility Type-1: Photovoltaic; Generating Facility Fuel-1: Solar; MWs MW-1: 27.3 | 27 |  |  |  | Full Capacity | Off-Peak Deliverability | KERN | CA | PGAE | Midway-Taft 115kV line | 2023-12-30 08:00 | 2023-12-30 08:00 | NA |  |  | NA
HANSON ENERGY CENTER | 1735 | 2020-04-15 | 2020-04-15 07:00 | WITHDRAWN | 2020-07-21 07:00 | C13 | Generating Facility Type-1: Storage; Generating Facility Fuel-1: Battery; MWs MW-1: 30.8 | 30 |  |  |  | Full Capacity |  | SANTA BARBARA | CA | PGAE | Santa Maria Cogen Tap 115kV Line | 2023-07-01 07:00 | 2023-07-01 07:00 | NA |  |  | NA |  | IC Request
KAIROS HYBRID | 1737 | 2020-04-15 | 2020-04-15 07:00 | WITHDRAWN | 2021-05-06 07:00 | C13 | Storage | Photovoltaic |  | Battery | Solar |  | 179.4 | 359.352 |  | 350 |  |  |  | Full Capacity | Off-Peak Deliverability | KERN | CA | PGAE | Midway Substation 230kV | 2025-10-30 07:00 | 2025-10-30 07:00 | NA |  |  | NA |  | IC Request
LIGHTHOUSE WIND | 1738 | 2020-04-01 | 2020-04-15 07:00 | WITHDRAWN | 2021-03-25 07:00 | C13 | Generating Facility Type-1: Wind Turbine; Generating Facility Fuel-1: Wind Turbine; MWs MW-1: 1456 | 1400 |  |  |  | Full Capacity | Off-Peak Deliverability | SAN LUIS OBISPO | CA | PGAE | Diablo Canyon Switching Station 500kV | 2027-03-01 08:00 | 2027-03-01 08:00 | NA |  |  | NA |  | IC Request
ROBIN 2 | 1741 | 2020-04-08 | 2020-04-15 07:00 | WITHDRAWN | 2021-05-03 07:00 | C13 | Storage | Photovoltaic |  | Battery | Solar |  | 103.95 | 204.12 |  | 200 |  |  |  | Full Capacity | Off-Peak Deliverability | SAN LUIS OBISPO | CA | PGAE | Morro Bay Solar Sw Sta #2 230kV | 2023-12-01 08:00 | 2023-12-01 08:00 | NA | Complete |  | NA |  | IC Request
ROBIN 3 | 1742 | 2020-04-08 | 2020-04-15 07:00 | WITHDRAWN | 2021-04-02 07:00 | C13 | Storage | Photovoltaic |  | Battery | Solar |  | 79.2 | 155.925 |  | 150 |  |  |  | Full Capacity | Off-Peak Deliverability | SAN LUIS OBISPO | CA | PGAE | Temblor - San Luis Obispo 115kV line | 2023-12-01 08:00 | 2023-12-01 08:00 | NA |  |  | NA
SAGRARIO | 1743 | 2020-04-02 | 2020-04-15 07:00 | WITHDRAWN | 2021-04-12 07:00 | C13 | Storage | Photovoltaic |  | Battery | Solar |  | 51.401 | 103.456 |  | 100 |  |  |  | Full Capacity | Off-Peak Deliverability | KERN | CA | PGAE | Old River Substation 70kV | 2023-10-31 07:00 | 2023-10-31 07:00 | NA |  |  | NA |  | IC Request
VERBENA | 1746 | 2020-04-10 | 2020-04-15 07:00 | WITHDRAWN | 2021-04-13 07:00 | C13 | Photovoltaic | Storage |  | Solar | Battery |  | 123.5965 | 123.5965 |  | 120 |  |  |  | Full Capacity | Off-Peak Deliverability | KERN | CA | PGAE | Tupman Substation 115kV | 2023-12-01 08:00 | 2023-12-01 08:00 | NA |  |  | NA |  | IC Request
VINSON ENERGY | 1747 | 2020-04-08 | 2020-04-15 07:00 | WITHDRAWN | 2021-04-09 07:00 | C13 | Wind Turbine | Storage |  | Wind Turbine | Battery |  | 1568 | 319.35 |  | 1499.94 |  |  |  | Full Capacity | Off-Peak Deliverability | SAN LUIS OBISPO | CA | PGAE | Diablo-Gates 500kV line | 2027-04-13 07:00 | 2027-04-13 07:00 | NA |  |  | NA
WESTERN COAST WIND 1 | 1748 | 2020-04-15 | 2020-04-15 07:00 | WITHDRAWN | 2021-03-30 07:00 | C13 | Generating Facility Type-1: Wind Turbine; Generating Facility Fuel-1: Wind Turbine; MWs MW-1: 1021.125 | 1000 |  |  |  | Full Capacity | Off-Peak Deliverability | SAN LUIS OBISPO | CA | PGAE | Diablo Canyon - Morro Bay 230 kV and Diablo Canyon - Mesa 230 kV Lines | 2027-04-07 07:00 | 2027-04-07 07:00 | NA | Complete |  | NA |  | IC Request
ARIZONA A1 | 1752 | 2020-04-15 | 2020-04-15 07:00 | WITHDRAWN | 2021-05-03 07:00 | C13 | Storage | Photovoltaic |  | Battery | Solar |  | 1572.2 | 2072.52 |  | 2000 |  |  |  | Full Capacity | Off-Peak Deliverability | MARICOPA | AZ | DCRT | Delaney Substation 500kV | 2025-02-05 08:00 | 2025-02-05 08:00 | NA | Complete |  | NA |  | IC Request
LA PAZ | 1753 | 2020-04-02 | 2020-04-15 07:00 | WITHDRAWN | 2021-03-18 07:00 | C13 | Photovoltaic | Storage |  | Solar | Battery |  | 526.68 | 415.96 |  | 500 |  |  |  | Full Capacity | Off-Peak Deliverability | MARICOPA | AZ | DCRT | Delaney - Colorado River 500kV line | 2024-12-01 08:00 | 2024-12-01 08:00 | NA |  |  | NA |  | IC Request
PAPAGO | 1754 | 2020-04-11 | 2020-04-15 07:00 | WITHDRAWN | 2021-03-19 07:00 | C13 | Photovoltaic | Storage |  | Solar | Battery |  | 307.188 | 306.18 |  | 300 |  |  |  | Full Capacity | Off-Peak Deliverability | MARICOPA | AZ | DCRT | Delaney Substation 500kV | 2023-10-31 07:00 | 2023-10-31 07:00 | NA | Complete |  | NA |  | IC Request
AMETHYST SOLAR | 1755 | 2020-04-06 | 2020-04-15 07:00 | WITHDRAWN | 2020-07-06 07:00 | C13 | Storage | Photovoltaic |  | Battery | Solar |  | 100 | 200 |  | 200 |  |  |  | Full Capacity | Off-Peak Deliverability | RIVERSIDE | CA | SCE | Colorado River Substation 230kV | 2023-12-01 08:00 | 2023-12-01 08:00 | NA |  |  | NA |  | IC Request
ASTRA | 1756 | 2020-04-09 | 2020-04-15 07:00 | WITHDRAWN | 2021-03-23 07:00 | C13 | Storage | Wind Turbine | Photovoltaic | Battery | Wind Turbine | Solar | 205.92 | 207.2 | 206.59 | 200 |  |  |  | Full Capacity | Off-Peak Deliverability | RIVERSIDE | CA | SCE | BLYTHE SUBSTATION 161kV | 2024-12-15 08:00 | 2024-12-15 08:00 | NA |  |  | NA |  | IC Request
ETERNAL PUMPED STORAGE | 1759 | 2020-04-15 | 2020-04-15 07:00 | WITHDRAWN | 2023-12-21 08:00 | C13 | Storage | Storage |  | Pumped-Storage hydro | Battery |  | 1407 | 1400 |  | 1400 |  |  |  | Energy Only |  | RIVERSIDE | CA | SCE | Red Bluff Substation 500kV | 2026-12-01 08:00 | 2026-12-01 08:00 | NA | Complete | Complete | NA |  | Failure to Cure Deficiency
FORTUNA | 1760 | 2020-04-11 | 2020-04-15 07:00 | WITHDRAWN | 2021-03-24 07:00 | C13 | Wind Turbine | Storage | Photovoltaic | Wind Turbine | Battery | Solar | 207.2 | 205.92 | 206.59 | 200 |  |  |  | Full Capacity | Off-Peak Deliverability | RIVERSIDE | CA | SCE | DEVERS SUBSTATION 220kV | 2024-12-15 08:00 | 2024-12-15 08:00 | NA | Complete |  | NA |  | IC Request
GRISEDALE STORAGE 1 | 1762 | 2020-04-13 | 2020-04-15 07:00 | WITHDRAWN | 2021-05-10 07:00 | C13 | Generating Facility Type-1: Storage; Generating Facility Fuel-1: Battery; MWs MW-1: 510 | 500 |  |  |  | Full Capacity | Off-Peak Deliverability | RIVERSIDE | CA | SCE | Devers Substation 230kV | 2022-11-15 08:00 | 2022-11-15 08:00 | NA | Complete |  | NA |  | Failure to Cure Deficiency
BULLDOG ENERGY STORAGE | 1765 | 2020-04-14 | 2020-04-15 07:00 | WITHDRAWN | 2021-03-12 08:00 | C13 | Generating Facility Type-1: Storage; Generating Facility Fuel-1: Battery; MWs MW-1: 408.07 | 400 |  |  |  | Full Capacity |  | LOS ANGELES | CA | SCE | Rio Hondo Substation 220kV | 2023-06-01 07:00 | 2023-06-01 07:00 | NA |  |  | NA |  | IC Request
HAMMOCK STORAGE | 1767 | 2020-04-02 | 2020-04-15 07:00 | WITHDRAWN | 2020-07-01 07:00 | C13 | Generating Facility Type-1: Storage; Generating Facility Fuel-1: Battery; MWs MW-1: 152.5 | 150 |  |  |  | Full Capacity |  | LOS ANGELES | CA | SCE | El Nido Substation 230kV | 2023-12-31 08:00 | 2023-12-31 08:00 | NA |  |  | NA |  | IC Request
SPEEDWAY ESS 2 | 1769 | 2020-04-07 | 2020-04-15 07:00 | WITHDRAWN | 2020-07-06 07:00 | C13 | Generating Facility Type-1: Storage; Generating Facility Fuel-1: Battery; MWs MW-1: 300 | 300 |  |  |  | Full Capacity |  | LOS ANGELES | CA | SCE | Rio Hondo Substation 230kV | 2024-12-01 08:00 | 2024-12-01 08:00 | NA |  |  | NA |  | IC Request
SWAN ESS | 1770 | 2020-04-07 | 2020-04-15 07:00 | WITHDRAWN | 2021-04-26 07:00 | C13 | Generating Facility Type-1: Storage; Generating Facility Fuel-1: Battery; MWs MW-1: 300 | 300 |  |  |  | Full Capacity | Off-Peak Deliverability | SAN BERNARDINO | CA | SCE | Mira Loma Substation 230kV | 2025-12-01 08:00 | 2025-12-01 08:00 | NA | Complete |  | NA |  | IC Request
LEO WOLF ENERGY CENTER | 1771 | 2020-04-13 | 2020-04-15 07:00 | WITHDRAWN | 2020-09-08 07:00 | C13 | Storage | Photovoltaic |  | Battery | Solar |  | 508.56 | 508.56 |  | 500 |  |  |  | Full Capacity | Off-Peak Deliverability | SAN BERNARDINO | CA | SCE | Kramer Junction Substation 230kV | 2024-11-30 08:00 | 2024-11-30 08:00 | NA |  |  | NA
LUZEN SOLAR ENERGY CENTER | 1772 | 2020-04-15 | 2020-04-15 07:00 | WITHDRAWN | 2020-06-30 07:00 | C13 | Storage | Photovoltaic |  | Battery | Solar |  | 156.48 | 156.48 |  | 150 |  |  |  | Full Capacity | Off-Peak Deliverability | SAN BERNARDINO | CA | SCE | Kramer Junction Substation 115kV | 2022-11-30 08:00 | 2022-11-30 08:00 | NA |  |  | NA |  | IC Request
OXFORD | 1773 | 2020-04-14 | 2020-04-15 07:00 | WITHDRAWN | 2020-06-30 07:00 | C13 | Photovoltaic | Storage |  | Solar | Battery |  | 78.378 | 78.378 |  | 75 |  |  |  | Full Capacity | Off-Peak Deliverability | KERN | CA | SCE | Kramer-Inyokern-Randsburg #1 115kV line | 2023-12-31 08:00 | 2023-12-31 08:00 | NA |  |  | NA |  | IC Request
ALLEGRO HYBRID SOLAR | 1777 | 2020-04-09 | 2020-04-15 07:00 | WITHDRAWN | 2020-07-08 07:00 | C13 | Photovoltaic | Storage |  | Solar | Battery |  | 152.4 | 75 |  | 150 |  |  |  | Full Capacity | Off-Peak Deliverability | KERN | CA | SCE | Highwind Substation 220kV | 2023-11-30 08:00 | 2023-11-30 08:00 | NA |  |  | NA |  | IC Request
ALTA 20 WIND | 1778 | 2020-04-14 | 2020-04-15 07:00 | WITHDRAWN | 2021-03-10 08:00 | C13 | Generating Facility Type-1: Wind Turbine; Generating Facility Fuel-1: Wind Turbine; MWs MW-1: 257.6 | 250 |  |  |  | Full Capacity | Off-Peak Deliverability | KERN | CA | SCE | Windhub Substation 230kV | 2023-10-15 07:00 | 2025-12-15 08:00 | NA | Complete |  | NA |  | IC Request
BOBCAT ENERGY STORAGE | 1780 | 2020-04-10 | 2020-04-15 07:00 | WITHDRAWN | 2021-03-05 08:00 | C13 | Generating Facility Type-1: Storage; Generating Facility Fuel-1: Battery; MWs MW-1: 75 | 75 |  |  |  | Full Capacity |  | LOS ANGELES | CA | SCE | Antelope Substation 66kV | 2022-07-01 07:00 | 2022-07-01 07:00 | NA |  |  | NA |  | IC Request
CENTRAL COAST WIND 1 | 1781 | 2020-04-15 | 2020-04-15 07:00 | WITHDRAWN | 2020-07-07 07:00 | C13 | Generating Facility Type-1: Wind Turbine; Generating Facility Fuel-1: Wind Turbine; MWs MW-1: 771.75 | 750 |  |  |  | Full Capacity | Off-Peak Deliverability | SANTA BARBARA | CA | SCE | Goleta Substation 230kV | 2027-04-07 07:00 | 2027-04-07 07:00 | NA |  |  | NA |  | IC Request
KEYHOLE WIND 2 | 1785 | 2020-04-06 | 2020-04-15 07:00 | WITHDRAWN | 2020-06-25 07:00 | C13 | Generating Facility Type-1: Wind Turbine; Generating Facility Fuel-1: Wind Turbine; MWs MW-1: 100 | 100 |  |  |  | Full Capacity | Off-Peak Deliverability | KERN | CA | SCE | Whirlwind Substation 230kV | 2024-12-01 08:00 | 2024-12-01 08:00 | NA |  |  | NA |  | IC Request
LONGHORN 1 | 1786 | 2020-04-02 | 2020-04-15 07:00 | WITHDRAWN | 2021-03-11 08:00 | C13 | Storage | Photovoltaic |  | Battery | Solar |  | 405.8 | 405.8 |  | 400 |  |  |  | Full Capacity | Off-Peak Deliverability | KERN | CA | SCE | Windhub Substation 230kV | 2024-09-30 07:00 | 2024-09-30 07:00 | NA |  |  | NA |  | IC Request
LYCKA SOLAR | 1787 | 2020-04-11 | 2020-04-15 07:00 | WITHDRAWN | 2021-03-18 07:00 | C13 | Storage | Photovoltaic |  | Battery | Solar |  | 122.512 | 464.42 |  | 460 |  |  |  | Full Capacity | Off-Peak Deliverability | TULARE | CA | SCE | Springville Substation 230kV | 2024-04-15 07:00 | 2024-04-15 07:00 | NA | Complete |  | NA |  | IC Request
METEORITE SOLAR | 1788 | 2020-04-06 | 2020-04-15 07:00 | WITHDRAWN | 2021-04-26 07:00 | C13 | Photovoltaic | Storage |  | Solar | Battery |  | 400 | 200 |  | 400 |  |  |  | Full Capacity | Off-Peak Deliverability | KERN | CA | SCE | Whirlwind Substation 230 kV | 2024-12-01 08:00 | 2024-12-01 08:00 | NA | Complete |  | NA |  | IC Request
VALOREM | 1793 | 2020-04-11 | 2020-04-15 07:00 | WITHDRAWN | 2021-05-10 07:00 | C13 | Storage | Wind Turbine | Photovoltaic | Battery | Wind Turbine | Solar | 203.94 | 207.2 | 208.08 | 200 |  |  |  | Full Capacity | Off-Peak Deliverability | KERN | CA | SCE | HIGHWIND SUBSTATION 230kV | 2024-12-15 08:00 | 2024-12-15 08:00 | NA | Complete |  | NA |  | Failure to Cure Deficiency
VENADO VALLEY 1 | 1794 | 2020-04-02 | 2020-04-15 07:00 | WITHDRAWN | 2021-03-12 08:00 | C13 | Storage | Photovoltaic |  | Battery | Solar |  | 305.2 | 305.2 |  | 300 |  |  |  | Full Capacity | Off-Peak Deliverability | ROSAMOND | CA | SCE | WhirlWind Substation 230kV | 2024-09-30 07:00 | 2024-09-30 07:00 | NA |  |  | NA |  | IC Request
BONANZA SOLAR 2 | 1797 | 2020-04-06 | 2020-04-15 07:00 | WITHDRAWN | 2021-04-26 07:00 | C13 | Photovoltaic | Storage |  | Solar | Battery |  | 300 | 150 |  | 300 |  |  |  | Full Capacity | Off-Peak Deliverability | CLARK/NYE | NV | GLW | Innovation Substation 230kV | 2024-12-01 08:00 | 2024-12-01 08:00 | NA | Complete |  | NA |  | IC Request
AMPCHAMP STORAGE | 1802 | 2020-04-02 | 2020-04-15 07:00 | WITHDRAWN | 2023-05-05 07:00 | C13 | Generating Facility Type-1: Storage; Generating Facility Fuel-1: Battery; MWs MW-1: 20.8 | 20 |  |  |  | Energy Only |  | SAN DIEGO | CA | SDGE | Otay Substation 69 kV | 2023-12-31 08:00 | 2024-12-08 08:00 | NA | Complete | Complete | NA |  | IC Request
BLUEGILL STORAGE | 1803 | 2020-04-15 | 2020-04-15 07:00 | WITHDRAWN | 2021-03-09 08:00 | C13 | Generating Facility Type-1: Storage; Generating Facility Fuel-1: Battery; MWs MW-1: 81.375 | 80 |  |  |  | Full Capacity |  | SAN DIEGO | CA | SDGE | Loop Loveland - Los Coches 69kV line | 2025-10-30 07:00 | 2025-10-30 07:00 | NA |  |  | NA |  | IC Request
BOULDER OAKS HYBRID 2 | 1804 | 2020-04-13 | 2020-04-15 07:00 | WITHDRAWN | 2021-03-10 08:00 | C13 | Wind Turbine | Storage |  | Wind Turbine | Battery |  | 205.8 | 205 |  | 400 |  |  |  | Full Capacity | Off-Peak Deliverability | SAN DIEGO | CA | SDGE | New Switchyard to loop the ECO-Miguel 500 kV Line | 2023-12-01 08:00 | 2023-12-01 08:00 | NA |  |  | NA |  | IC Request
BRADSHAW ENERGY STORAGE | 1805 | 2020-04-14 | 2020-04-15 07:00 | WITHDRAWN | 2021-03-16 07:00 | C13 | Generating Facility Type-1: Storage; Generating Facility Fuel-1: Battery; MWs MW-1: 75 | 75 |  |  |  | Full Capacity |  | SAN DIEGO | CA | SDGE | Miramar-Scripps 69kV line | 2022-06-01 07:00 | 2022-06-01 07:00 | NA |  |  | NA |  | IC Request
CARROLL CANYON ENERGY STORAGE | 1807 | 2020-04-10 | 2020-04-15 07:00 | WITHDRAWN | 2021-03-10 08:00 | C13 | Generating Facility Type-1: Storage; Generating Facility Fuel-1: Battery; MWs MW-1: 154.1405 | 150 |  |  |  | Full Capacity |  | SAN DIEGO | CA | SDGE | Eastgate Substation 69kV | 2023-10-15 07:00 | 2023-10-15 07:00 | NA |  |  | NA |  | IC Request
COASTWOOD ENERGY STORAGE | 1808 | 2020-04-14 | 2020-04-15 07:00 | WITHDRAWN | 2021-03-15 07:00 | C13 | Generating Facility Type-1: Storage; Generating Facility Fuel-1: Battery; MWs MW-1: 101.9 | 101.1 |  |  |  | Full Capacity |  | SAN DIEGO | CA | SDGE | Shadowridge Substation 138kV | 2023-07-15 07:00 | 2023-07-15 07:00 | NA |  |  | NA |  | IC Request
CUCKOO ENERGY STORAGE | 1809 | 2020-04-14 | 2020-04-15 07:00 | WITHDRAWN | 2020-07-03 07:00 | C13 | Generating Facility Type-1: Storage; Generating Facility Fuel-1: Battery; MWs MW-1: 30 | 30 |  |  |  | Full Capacity |  | SAN DIEGO | CA | SDGE | Borrego Substation 69kV | 2022-07-01 07:00 | 2022-07-01 07:00 | NA |  |  | NA |  | IC Request
DUCK PILOT STORAGE | 1811 | 2020-04-02 | 2020-04-15 07:00 | WITHDRAWN | 2023-04-20 07:00 | C13 | Generating Facility Type-1: Storage; Generating Facility Fuel-1: Battery; MWs MW-1: 101.9 | 100 |  |  |  | Full Capacity |  | SAN DIEGO | CA | SDGE | Los Coches Substation 138 kV | 2023-12-31 08:00 | 2024-12-08 08:00 | NA | Complete | Complete | NA | In Progress | IC Request
GYPSY ESS 2 | 1813 | 2020-04-07 | 2020-04-15 07:00 | WITHDRAWN | 2020-07-06 07:00 | C13 | Generating Facility Type-1: Storage; Generating Facility Fuel-1: Battery; MWs MW-1: 300 | 300 |  |  |  | Full Capacity |  | SAN DIEGO | CA | SDGE | Bay Boulevard 230kV | 2024-12-01 08:00 | 2024-12-01 08:00 | NA |  |  | NA
HINTON ENERGY STORAGE | 1815 | 2020-03-31 | 2020-04-15 07:00 | WITHDRAWN | 2024-03-11 07:00 | C13 | Generating Facility Type-1: Storage; Generating Facility Fuel-1: Battery; MWs MW-1: 103.275 | 100 |  |  |  | Partial Capacity |  | SAN DIEGO | CA | SDGE | Creelman Substation 69 kV | 2023-06-01 07:00 | 2024-12-08 08:00 | NA | Complete | Complete | NA |  | Failure to Cure Deficiency
OTAY MESA ENERGY CENTER EXPANSION | 1816 | 2020-04-09 | 2020-04-15 07:00 | WITHDRAWN | 2021-03-17 07:00 | C13 | Generating Facility Type-1: Combined Cycle; Generating Facility Fuel-1: Natural Gas; MWs MW-1: 26.37 | 26.37 |  |  |  | Full Capacity |  | SAN DIEGO | CA | SDGE | Otay Mesa Substation 230kV | 2022-05-01 07:00 | 2022-05-01 07:00 | NA |  |  | NA |  | IC Request
POWWOW | 1817 | 2020-04-01 | 2020-04-15 07:00 | WITHDRAWN | 2021-05-10 07:00 | C13 | Photovoltaic | Storage |  | Solar | Battery |  | 33.5 | 202.23 |  | 200 |  |  |  | Full Capacity | Off-Peak Deliverability | SAN DIEGO | CA | SDGE | Oceanside Tap - Stuart Tap 69kV (TL690C ) | 2022-06-20 07:00 | 2022-06-20 07:00 | NA | Complete |  | NA |  | Failure to Cure Deficiency
SANYO AVE STORAGE 1 | 1819 | 2020-04-14 | 2020-04-15 07:00 | WITHDRAWN | 2020-07-27 07:00 | C13 | Generating Facility Type-1: Storage; Generating Facility Fuel-1: Battery; MWs MW-1: 82.6 | 80 |  |  |  | Full Capacity |  | SAN DIEGO | CA | SDGE | Border-Salt Creek 69kV line | 2023-09-01 07:00 | 2023-09-01 07:00 | NA |  |  | NA |  | Failure to Cure Deficiency
SUN STREAMS 4 | 1822 | 2020-04-02 | 2020-04-15 07:00 | WITHDRAWN | 2024-04-08 07:00 | C13 | Photovoltaic | Storage |  | Solar | Battery |  | 225.04 | 225.04 |  | 215 |  |  |  | Energy Only | Off-Peak Deliverability | MARICOPA | AZ | SDGE | Hassayampa Common Bus 500 kV | 2021-12-31 08:00 | 2024-06-01 07:00 | NA | Complete | Complete | NA |  | Failure to Cure Deficiency
SUN STREAMS 5 | 1823 | 2020-04-02 | 2020-04-15 07:00 | WITHDRAWN | 2024-06-10 07:00 | C13 | Storage | Photovoltaic |  | Battery | Solar |  | 473.76 | 473.76 |  | 450 |  |  |  | Energy Only | Off-Peak Deliverability | MARICOPA | AZ | SDGE | Hassayampa Common Bus 500 kV | 2023-06-30 07:00 | 2025-06-01 07:00 | NA | Complete | Complete | NA |  | IC Request
VIKING ENERGY STORAGE | 1825 | 2020-04-14 | 2020-04-15 07:00 | WITHDRAWN | 2024-01-10 08:00 | C13 | Generating Facility Type-1: Storage; Generating Facility Fuel-1: Battery; MWs MW-1: 101.9 | 101.1 |  |  |  | Energy Only |  | SAN DIEGO | CA | SDGE | Ocean Ranch Substation 69 kV | 2023-07-15 07:00 | 2024-11-09 08:00 | NA | Complete | Complete | NA |  | Failure to Cure Deficiency
VULCAN 2 | 1826 | 2020-04-02 | 2020-04-15 07:00 | WITHDRAWN | 2020-07-06 07:00 | C13 | Storage | Photovoltaic |  | Battery | Solar |  | 252.6 | 252.6 |  | 250 |  |  |  | Full Capacity | Off-Peak Deliverability | MARICOPA | AZ | SDGE | Hassayampa Switchyard Common Bus 500kV | 2024-09-30 07:00 | 2024-09-30 07:00 | NA |  |  | NA |  | IC Request
BIG HORN ENERGY STORAGE | 1827 | 2020-04-05 | 2020-04-15 07:00 | WITHDRAWN | 2024-02-21 08:00 | C13 | Generating Facility Type-1: Storage; Generating Facility Fuel-1: Battery; MWs MW-1: 425.1 | 400 |  |  |  | Full Capacity |  | IMPERIAL | CA | SDGE | Imperial Valley Substation 230kV | 2024-07-01 07:00 | 2024-07-01 07:00 | NA |  |  | NA |  | IC Request
OAKLAND ES UNIT 3 | 1830 | 2020-10-26 | 2020-12-21 08:00 | WITHDRAWN | 2023-12-05 08:00 | ISP | Generating Facility Type-1: Storage; Generating Facility Fuel-1: Battery; MWs MW-1: 55.65 | 55 |  |  |  | Full Capacity |  | ALAMEDA | CA | PGAE | Oakland C Sub via Oakland C-Turbine 115 kV Line | 2022-05-01 07:00 | 2024-01-01 08:00 | NA | Complete | Complete | NA
GOAL LINE RELIABILITY | 1832 | 2021-02-08 | 2021-04-15 07:00 | WITHDRAWN | 2024-07-08 07:00 | C14 | Generating Facility Type-1: Storage; Generating Facility Fuel-1: Battery; MWs MW-1: 51.375 | 50 |  |  |  | Full Capacity |  | SAN DIEGO | CA | SDGE | Escondido Substation 69 kV | 2023-05-30 07:00 | 2026-07-05 07:00 | NA | Complete |  | NA |  | IC Request
BLYTHE BESS | 1833 | 2021-02-25 | 2021-03-23 07:00 | WITHDRAWN | 2021-08-25 07:00 | C14 | Generating Facility Type-1: Storage; Generating Facility Fuel-1: Battery; MWs MW-1: 510.21 | 122.5 |  |  |  | Full Capacity |  | RIVERSIDE | CA | SCE | Julian Hinds Substation 230 kV | 2022-07-22 07:00 | 2022-07-22 07:00 | NA |  |  | NA |  | IC Request
BRIX ENERGY STORAGE | 1836 | 2021-03-22 | 2021-04-19 07:00 | WITHDRAWN | 2024-05-31 07:00 | ISP | Generating Facility Type-1: Storage; Generating Facility Fuel-1: Battery; MWs MW-1: 213.55 | 200 |  |  |  | Energy Only |  | SONOMA | CA | PGAE | Fulton 115 kV | 2023-06-01 07:00 | 2027-06-01 07:00 | NA | Complete | Complete | NA | Terminated
NEWTON | 1839 | 2021-04-01 | 2021-04-15 07:00 | WITHDRAWN | 2021-09-01 07:00 | C14 | Generating Facility Type-1: Storage; Generating Facility Fuel-1: Battery; MWs MW-1: 61.85 | 60 |  |  |  | Full Capacity | Off-Peak Deliverability | EL DORADO | CA | PGAE | Apple Hill Substation 115 kV | 2024-11-01 07:00 | 2024-11-01 07:00 | NA |  |  | NA |  | IC Request
SCENIC ENERGY STORAGE | 1841 | 2021-04-06 | 2021-04-15 07:00 | WITHDRAWN | 2022-11-23 08:00 | C14 | Generating Facility Type-1: Storage; Generating Facility Fuel-1: Battery; MWs MW-1: 40.4 | 40 |  |  |  | Full Capacity |  | LAKE | CA | PGAE | Konocti Substation 60 kV | 2025-01-01 08:00 | 2025-01-01 08:00 | NA |  |  | NA |  | IC Request
MYRTLE | 1848 | 2021-04-12 | 2021-04-15 07:00 | WITHDRAWN | 2022-12-14 08:00 | C14 | Photovoltaic | Storage |  | Solar | Battery |  | 26.784 | 189.3015 |  | 210 |  |  |  | Full Capacity | Off-Peak Deliverability | SONOMA | CA | PGAE | Santa Rosa-Corona 115 kV line | 2025-10-30 07:00 | 2025-10-30 07:00 | NA | Complete |  | NA
SUNRIDGE STORAGE | 1849 | 2021-04-09 | 2021-04-15 07:00 | WITHDRAWN | 2022-12-16 08:00 | C14 | Generating Facility Type-1: Storage; Generating Facility Fuel-1: Battery; MWs MW-1: 213.8451 | 200 |  |  |  | Full Capacity | Off-Peak Deliverability | SACRAMENTO | CA | PGAE | Gold Hill-Eight Mile Road 230 kV | 2026-12-31 08:00 | 2026-12-31 08:00 | NA | None |  | NA |  | IC Request
BLUE BIRD | 1851 | 2021-04-09 | 2021-04-15 07:00 | WITHDRAWN | 2022-12-09 08:00 | C14 | Photovoltaic | Storage |  | Solar | Battery |  | 110.84 | 120.62 |  | 100 |  |  |  | Full Capacity | Off-Peak Deliverability | SUTTER | CA | PGAE | Rio Oso Substation 115 kV | 2024-11-30 08:00 | 2024-11-30 08:00 | NA | Complete |  | NA |  | IC Request
BULL RUN | 1852 | 2021-04-06 | 2021-04-15 07:00 | WITHDRAWN | 2024-07-24 07:00 | C14 | Storage | Photovoltaic |  | Battery | Solar |  | 225 | 232.1 |  | 225 |  |  |  | Full Capacity |  | BUTTE | CA | PGAE | Table Mountain 115 kV | 2024-12-31 08:00 | 2030-12-03 08:00 | NA | Complete | Complete | NA |  | IC Request
BULL RUN 2 ES | 1853 | 2021-04-12 | 2021-04-15 07:00 | WITHDRAWN | 2024-07-24 07:00 | C14 | Generating Facility Type-1: Storage; Generating Facility Fuel-1: Battery; MWs MW-1: 205.1 | 200 |  |  |  | Full Capacity |  | BUTTE | CA | PGAE | Table Mountain 115 kV | 2024-12-31 08:00 | 2030-12-03 08:00 | NA | Complete | Complete | NA |  | IC Request
TRES RIOS ENERGY CENTER | 1855 | 2021-04-14 | 2021-04-15 07:00 | WITHDRAWN | 2022-12-19 08:00 | C14 | Storage | Photovoltaic |  | Battery | Solar |  | 90.304 | 165.3 |  | 250 |  |  |  | Full Capacity | Off-Peak Deliverability | YUBA | CA | PGAE | Table Mtn-Rio Oso 230 kV | 2025-03-01 08:00 | 2025-03-01 08:00 | NA | Complete |  | NA
MEADOW RIDGE SOLAR AND BATTERY | 1860 | 2021-04-16 | 2021-04-15 07:00 | WITHDRAWN | 2024-05-03 07:00 | C14 | Photovoltaic | Storage |  | Solar | Battery |  | 93.5 | 19.992 |  | 75 |  |  |  | Full Capacity | Off-Peak Deliverability | SHASTA | CA | PGAE | Pit 1-Cottonwood 230 kV Line | 2024-12-31 08:00 | 2034-02-01 08:00 | NA | Complete |  | NA
OSITO ENERGY | 1861 | 2021-04-14 | 2021-04-15 07:00 | WITHDRAWN | 2022-11-29 08:00 | C14 | Photovoltaic | Storage |  | Solar | Battery |  | 306.55 | 306.55 |  | 300 |  |  |  | Full Capacity | Off-Peak Deliverability | PLACER | CA | PGAE | Rio Oso-Atlantic 230 kV/Rio Oso-Gold Hill 230 kV | 2024-09-01 07:00 | 2024-09-01 07:00 | NA | Complete |  | NA |  | IC Request
COPERNICUS | 1868 | 2021-04-01 | 2021-04-15 07:00 | WITHDRAWN | 2022-11-08 08:00 | C14 | Photovoltaic | Storage |  | Solar | Battery |  | 153.1 | 152.8 |  | 150 |  |  |  | Full Capacity | Off-Peak Deliverability | TBD | CA | PGAE | Coburn Substation 230 kV | 2024-11-01 07:00 | 2024-11-01 07:00 | NA |  |  | NA |  | IC Request
FIFE | 1869 | 2021-04-01 | 2021-04-15 07:00 | WITHDRAWN | 2022-11-11 08:00 | C14 | Generating Facility Type-1: Storage; Generating Facility Fuel-1: Battery; MWs MW-1: 101.6226 | 100 |  |  |  | Full Capacity |  | ALAMEDA | CA | PGAE | Grant - Eastshore #2 line 115 kV | 2024-06-30 07:00 | 2024-06-30 07:00 | NA |  |  | NA |  | IC Request
BALSAM | 1870 | 2021-04-01 | 2021-04-15 07:00 | WITHDRAWN | 2022-11-11 08:00 | C14 | Storage | Photovoltaic |  | Battery | Solar |  | 150 | 153.5 |  | 150 |  |  |  | Full Capacity | Off-Peak Deliverability | ALAMEDA COUNTY | CA | PGAE | Grant - Eastshore #2 115 kV line | 2024-06-30 07:00 | 2024-06-30 07:00 | NA |  |  | NA |  | IC Request
BEOWULF ENERGY STORAGE | 1873 | 2021-04-06 | 2021-04-15 07:00 | WITHDRAWN | 2024-07-02 07:00 | C14 | Generating Facility Type-1: Storage; Generating Facility Fuel-1: Battery; MWs MW-1: 95.8 | 95 |  |  |  | Full Capacity |  | SANTA CLARA | CA | PGAE | Evergreen 115 kV | 2024-08-01 07:00 | 2034-03-19 07:00 | NA | Complete |  | NA |  | IC Request
LANYARD ENERGY STORAGE | 1878 | 2021-04-06 | 2021-04-15 07:00 | WITHDRAWN | 2023-01-06 08:00 | C14 | Generating Facility Type-1: Storage; Generating Facility Fuel-1: Battery; MWs MW-1: 201.6 | 200 |  |  |  | Full Capacity |  | CONTRA COSTA | CA | PGAE | Pittsburg-Kirker-Columbia Steel 115kV Line | 2024-08-01 07:00 | 2024-08-01 07:00 | NA | Complete |  | NA |  | IC Request
MOONSTONE ENERGY STORAGE | 1879 | 2021-04-06 | 2021-04-15 07:00 | WITHDRAWN | 2023-01-06 08:00 | C14 | Generating Facility Type-1: Storage; Generating Facility Fuel-1: Battery; MWs MW-1: 504 | 500 |  |  |  | Full Capacity |  | ALAMEDA | CA | PGAE | Tassajara - Newark 230 kV | 2024-08-01 07:00 | 2024-08-01 07:00 | NA | Complete |  | NA |  | IC Request
LACUNA ENERGY STORAGE | 1882 | 2021-04-06 | 2021-04-15 07:00 | WITHDRAWN | 2022-12-02 08:00 | C14 | Generating Facility Type-1: Storage; Generating Facility Fuel-1: Battery; MWs MW-1: 226.8 | 225 |  |  |  | Full Capacity |  | ALAMEDA | CA | PGAE | Dumbarton-Newark 115 kV line | 2024-08-01 07:00 | 2024-08-01 07:00 | NA | Complete |  | NA |  | IC Request
BLUE OAK STORAGE | 1883 | 2021-04-08 | 2021-04-15 07:00 | WITHDRAWN | 2023-01-09 08:00 | C14 | Generating Facility Type-1: Storage; Generating Facility Fuel-1: Battery; MWs MW-1: 615.6 | 600 |  |  |  | Full Capacity |  | SAN JOAQUIN | CA | PGAE | Tesla-Tracy #1 230 kV line | 2025-10-30 07:00 | 2025-10-30 07:00 | NA | Complete |  | NA
ZIETZ STORAGE | 1884 | 2021-04-08 | 2021-04-15 07:00 | WITHDRAWN | 2022-12-09 08:00 | C14 | Generating Facility Type-1: Storage; Generating Facility Fuel-1: Battery; MWs MW-1: 105.7884 | 100 |  |  |  | Full Capacity |  | SANTA CLARA | CA | PGAE | Llagas Substation 115 kV | 2025-10-01 07:00 | 2025-10-01 07:00 | NA |  |  | NA |  | IC Request
LENNY STORAGE | 1885 | 2021-04-07 | 2021-04-15 07:00 | WITHDRAWN | 2021-09-28 07:00 | C14 | Generating Facility Type-1: Storage; Generating Facility Fuel-1: Battery; MWs MW-1: 159.2303 | 150 |  |  |  | Full Capacity | Off-Peak Deliverability | ALAMEDA | CA | PGAE | Newark Substation 230 kV | 2025-10-01 07:00 | 2025-10-01 07:00 | NA |  |  | NA
HADSELVILLE | 1886 | 2021-04-08 | 2021-04-15 07:00 | WITHDRAWN | 2022-12-18 08:00 | C14 | Storage | Photovoltaic |  | Battery | Solar |  | 407.42 | 408.4 |  | 400 |  |  |  | Full Capacity | Off-Peak Deliverability | STANISLAUS | CA | PGAE | Bellota-Warnerville and Bellota Cottle Lines 230 kV | 2025-06-01 07:00 | 2025-06-01 07:00 | NA | Complete |  | NA |  | IC Request
DOLORES | 1888 | 2021-04-07 | 2021-04-15 07:00 | WITHDRAWN | 2022-12-18 08:00 | C14 | Generating Facility Type-1: Storage; Generating Facility Fuel-1: Battery; MWs MW-1: 509.8 | 500 |  |  |  | Full Capacity |  | SAN CLARA | CA | PGAE | Los Esteros Substation 230 kV | 2025-06-01 07:00 | 2025-06-01 07:00 | NA | Complete |  | NA |  | IC Request
HALIFAX | 1890 | 2021-04-07 | 2021-04-15 07:00 | WITHDRAWN | 2022-11-04 07:00 | C14 | Storage | Photovoltaic |  | Battery | Solar |  | 50.8 | 101.72 |  | 100 |  |  |  | Full Capacity | Off-Peak Deliverability | CONTRA COSTA | CA | PGAE | Herdlyn-Balfour 60kV line | 2024-12-15 08:00 | 2024-12-15 08:00 | NA | None |  | NA
HARMONY STORAGE 1 | 1891 | 2021-04-08 | 2021-04-15 07:00 | WITHDRAWN | 2022-12-15 08:00 | C14 | Generating Facility Type-1: Storage; Generating Facility Fuel-1: Battery; MWs MW-1: 165.048 | 160 |  |  |  | Full Capacity |  | CONTRA COSTA | CA | PGAE | Fibreboard tap 115 kV | 2025-10-30 07:00 | 2025-10-30 07:00 | NA | Complete |  | NA
HEMMINGS STORAGE | 1893 | 2021-04-08 | 2021-04-15 07:00 | WITHDRAWN | 2022-12-09 08:00 | C14 | Generating Facility Type-1: Storage; Generating Facility Fuel-1: Battery; MWs MW-1: 105.8348 | 100 |  |  |  | Full Capacity |  | SANTA CLARA | CA | PGAE | Piercy Substation 115 kV | 2025-10-01 07:00 | 2025-10-01 07:00 | NA | Complete |  | NA |  | IC Request
ADA ENERGY STORAGE | 1894 | 2021-04-06 | 2021-04-15 07:00 | WITHDRAWN | 2024-07-02 07:00 | C14 | Generating Facility Type-1: Storage; Generating Facility Fuel-1: Battery; MWs MW-1: 505.2 | 500 |  |  |  | Full Capacity |  | SANTA CLARA | CA | PGAE | Monta Vista 230 kV | 2024-08-01 07:00 | 2034-03-19 07:00 | NA | Complete |  | NA |  | IC Request
SODIS STORAGE | 1897 | 2021-04-08 | 2021-04-15 07:00 | WITHDRAWN | 2022-11-18 08:00 | C14 | Generating Facility Type-1: Storage; Generating Facility Fuel-1: Battery; MWs MW-1: 112.4 | 110 |  |  |  | Full Capacity |  | STANISLAUS | CA | PGAE | Crows Landing Substation 60 kV | 2024-12-15 08:00 | 2024-12-15 08:00 | NA | None |  | NA |  | IC Request
NIGHTSHADE | 1898 | 2021-04-02 | 2021-04-15 07:00 | WITHDRAWN | 2024-04-09 07:00 | C14 | Gas Turbine | Storage |  | Natural Gas | Battery |  | 9.4 | 27 |  | 34.1 |  |  |  | Full Capacity | Off-Peak Deliverability | CONTRA COSTA | CA | PGAE | Kelso 230 kV | 2027-03-31 07:00 | 2027-03-31 07:00 | NA | Complete |  | NA
STONEMAN | 1899 | 2021-04-08 | 2021-04-15 07:00 | WITHDRAWN | 2022-12-12 08:00 | C14 | Generating Facility Type-1: Storage; Generating Facility Fuel-1: Battery; MWs MW-1: 224.986 | 220 |  |  |  | Full Capacity |  | CONTRA COSTA | CA | PGAE | Pittsburg Substation 230 kV | 2024-11-01 07:00 | 2024-11-01 07:00 | NA | Complete |  | NA |  | IC Request
TIMBER ENERGY STORAGE | 1901 | 2021-04-09 | 2021-04-15 07:00 | WITHDRAWN | 2022-12-17 08:00 | C14 | Generating Facility Type-1: Storage; Generating Facility Fuel-1: Battery; MWs MW-1: 213.55 | 200 |  |  |  | Full Capacity |  | PLACER | CA | PGAE | Atlantic Substation 230 kV | 2024-06-01 07:00 | 2024-06-01 07:00 | NA | Complete |  | NA |  | IC Request
TOLEDO STORAGE | 1902 | 2021-04-08 | 2021-04-15 07:00 | WITHDRAWN | 2022-12-09 08:00 | C14 | Generating Facility Type-1: Storage; Generating Facility Fuel-1: Battery; MWs MW-1: 213.1488 | 200 |  |  |  | Full Capacity |  | CONTRA COSTA | CA | PGAE | Contra Costa Substation 230 kV | 2025-10-01 07:00 | 2025-10-01 07:00 | NA | Complete |  | NA |  | IC Request
ADRIAN STORAGE | 1905 | 2021-04-13 | 2021-04-15 07:00 | WITHDRAWN | 2024-07-02 07:00 | C14 | Generating Facility Type-1: Storage; Generating Facility Fuel-1: Battery; MWs MW-1: 55.5 | 41.1 |  |  |  | Full Capacity |  | SAN MATEO | CA | PGAE | Millbrae 60 kV | 2025-07-01 07:00 | 2031-10-18 07:00 | NA | Complete |  | NA |  | IC Request
ALVISO ENERGY STORAGE | 1906 | 2021-04-15 | 2021-04-15 07:00 | WITHDRAWN | 2024-06-28 07:00 | C14 | Generating Facility Type-1: Storage; Generating Facility Fuel-1: Battery; MWs MW-1: 256.29 | 250 |  |  |  | Full Capacity |  | SANTA CLARA | CA | PGAE | Los Esteros 230 kV | 2025-06-01 07:00 | 2032-12-18 08:00 | NA | Complete | Complete | NA |  | IC Request
CROW CREEK BATTERY 1 | 1907 | 2021-04-07 | 2021-04-15 07:00 | WITHDRAWN | 2022-12-02 08:00 | C14 | Generating Facility Type-1: Storage; Generating Facility Fuel-1: Battery; MWs MW-1: 21.8295 | 0 |  |  |  | Full Capacity |  | STANISLAUS | CA | PGAE | Crow Creek Switching Station 60 kV | 2024-05-01 07:00 | 2024-05-01 07:00 | NA | None |  | NA |  | IC Request
RUBY ENERGY STORAGE | 1908 | 2021-04-06 | 2021-04-15 07:00 | WITHDRAWN | 2023-01-12 08:00 | C14 | Generating Facility Type-1: Storage; Generating Facility Fuel-1: Battery; MWs MW-1: 151.2 | 150 |  |  |  | Full Capacity |  | CONTRA COSTA | CA | PGAE | Sobrante - Standard Oil Switching Stn #1 115 kV Line | 2024-08-01 07:00 | 2024-08-01 07:00 | NA | Complete |  | NA |  | IC Request
STOMPER STORAGE | 1909 | 2021-04-10 | 2021-04-15 07:00 | WITHDRAWN | 2022-12-09 08:00 | C14 | Generating Facility Type-1: Storage; Generating Facility Fuel-1: Battery; MWs MW-1: 151.2 | 150 |  |  |  | Full Capacity |  | ALAMEDA | CA | PGAE | Oakland J - Grant 115 kV line | 2024-10-31 07:00 | 2024-10-31 07:00 | NA | Complete |  | NA
STARBURST STORAGE | 1910 | 2021-04-13 | 2021-04-15 07:00 | WITHDRAWN | 2022-12-01 08:00 | C14 | Generating Facility Type-1: Storage; Generating Facility Fuel-1: Battery; MWs MW-1: 40.36 | 40 |  |  |  | Full Capacity |  | SAN MATEO | CA | PGAE | Dixon Landing - McKee 115 kV line | 2025-07-01 07:00 | 2025-07-01 07:00 | NA | Complete |  | NA
OVERLAKE STORAGE | 1913 | 2021-04-13 | 2021-04-15 07:00 | WITHDRAWN | 2024-07-02 07:00 | C14 | Generating Facility Type-1: Storage; Generating Facility Fuel-1: Battery; MWs MW-1: 62.6 | 46.5 |  |  |  | Full Capacity |  | ALAMEDA | CA | PGAE | Dumbarton-Newark 115 kV Line | 2025-07-01 07:00 | 2034-02-18 08:00 | NA | Complete |  | NA |  | IC Request
STIRLING BRIDGE | 1916 | 2021-04-06 | 2021-04-15 07:00 | WITHDRAWN | 2024-03-27 07:00 | C14 | Photovoltaic | Storage |  | Solar | Battery |  | 257.35 | 250 |  | 250 |  |  |  | Full Capacity |  | SAN JOAQUIN | CA | PGAE | Bellota 115 kV | 2024-12-31 08:00 | 2031-03-03 08:00 | NA | Complete | Complete | NA |  | IC Request
STIRLING BRIDGE 2 ES | 1917 | 2021-04-12 | 2021-04-15 07:00 | WITHDRAWN | 2024-03-27 07:00 | C14 | Generating Facility Type-1: Storage; Generating Facility Fuel-1: Battery; MWs MW-1: 102.6 | 100 |  |  |  | Full Capacity |  | SAN JOAQUIN | CA | PGAE | Bellota 115 kV | 2024-12-31 08:00 | 2031-03-03 08:00 | NA | Complete | Complete | NA |  | IC Request
EMPEROR STORAGE | 1923 | 2021-04-06 | 2021-04-15 07:00 | WITHDRAWN | 2023-01-02 08:00 | C14 | Generating Facility Type-1: Storage; Generating Facility Fuel-1: Battery; MWs MW-1: 152.2 | 150 |  |  |  | Full Capacity |  | SANTA CLARA | CA | PGAE | FMC Substation 115 kV | 2024-12-15 08:00 | 2024-12-15 08:00 | NA | Complete |  | NA |  | IC Request
EPPS STORAGE | 1924 | 2021-04-14 | 2021-04-15 07:00 | WITHDRAWN | 2024-03-25 07:00 | C14 | Generating Facility Type-1: Storage; Generating Facility Fuel-1: Battery; MWs MW-1: 305 | 300 |  |  |  | Full Capacity |  | CONTRA COSTA | CA | PGAE | Moraga 230 kV | 2023-12-15 08:00 | 2026-03-31 07:00 | NA | Complete |  | NA |  | IC Request
ESTANISLAU SOLAR STORAGE | 1925 | 2021-04-14 | 2021-04-15 07:00 | WITHDRAWN | 2022-11-29 08:00 | C14 | Storage | Photovoltaic |  | Battery | Solar |  | 407.85 | 407.85 |  | 400 |  |  |  | Full Capacity | Off-Peak Deliverability | SAN JOAQUIN | CA | PGAE | Bellota-Warnerville 230 kV | 2024-09-01 07:00 | 2024-09-01 07:00 | NA | Complete |  | NA |  | IC Request
VALLEY GREEN | 1926 | 2021-04-14 | 2021-04-15 07:00 | WITHDRAWN | 2023-01-10 08:00 | C14 | Generating Facility Type-1: Storage; Generating Facility Fuel-1: Battery; MWs MW-1: 204.07 | 200 |  |  |  | Full Capacity |  | SANTA CRUZ | CA | PGAE | Green Valley Substation 115 kV | 2024-09-01 07:00 | 2024-09-01 07:00 | NA | Complete |  | NA |  | IC Request
BOA VISTA STORAGE | 1927 | 2021-04-15 | 2021-04-15 07:00 | WITHDRAWN | 2022-11-18 08:00 | C14 | Generating Facility Type-1: Storage; Generating Facility Fuel-1: Other; MWs MW-1: 108.7 | 101.5 |  |  |  | Full Capacity |  | SAN BENITO | CA | PGAE | San Benito - Hollister 115kV line | 2025-12-15 08:00 | 2025-12-15 08:00 | NA | Complete |  | NA
BULLDOG STORAGE | 1931 | 2021-03-24 | 2021-04-15 07:00 | WITHDRAWN | 2022-12-19 08:00 | C14 | Generating Facility Type-1: Storage; Generating Facility Fuel-1: Battery; MWs MW-1: 178.192 | 175 |  |  |  | Full Capacity |  | FRESNO | CA | PGAE | West Fresno Substation 115 kV | 2025-06-01 07:00 | 2025-06-01 07:00 | NA | None |  | NA
THREE ROCKS | 1936 | 2021-04-01 | 2021-04-15 07:00 | WITHDRAWN | 2022-11-15 08:00 | C14 | Photovoltaic | Storage |  | Solar | Battery |  | 439.084 | 439.084 |  | 425 |  |  |  | Full Capacity | Off-Peak Deliverability | TBD | CA | PGAE | Helm Substation 230 kV | 2024-11-01 07:00 | 2024-11-01 07:00 | NA |  |  | NA |  | IC Request
MARNIER | 1937 | 2021-04-01 | 2021-04-15 07:00 | WITHDRAWN | 2022-12-12 08:00 | C14 | Photovoltaic | Storage |  | Solar | Battery |  | 154.362 | 154.362 |  | 150 |  |  |  | Full Capacity | Off-Peak Deliverability | MERCED | CA | PGAE | Le Grand Substation 115 kV | 2024-11-01 07:00 | 2024-11-01 07:00 | NA |  |  | NA |  | IC Request
BOBCAT | 1938 | 2021-04-01 | 2021-04-15 07:00 | WITHDRAWN | 2021-08-17 07:00 | C14 | Generating Facility Type-1: Storage; Generating Facility Fuel-1: Battery; MWs MW-1: 178.881 | 175 |  |  |  | Full Capacity | Off-Peak Deliverability | TBD | CA | PGAE | El Capitan Substation 115 kV | 2024-11-01 07:00 | 2024-11-01 07:00 | NA |  |  | NA |  | IC Request
MUSCAT | 1939 | 2021-04-01 | 2021-04-15 07:00 | WITHDRAWN | 2022-11-15 08:00 | C14 | Generating Facility Type-1: Storage; Generating Facility Fuel-1: Battery; MWs MW-1: 772.245 | 750 |  |  |  | Full Capacity |  | TBD | CA | PGAE | McCall Substation 230 kV | 2024-11-01 07:00 | 2024-11-01 07:00 | NA |  |  | NA |  | IC Request
DAHLIA SOLAR | 1941 | 2021-04-03 | 2021-04-15 07:00 | WITHDRAWN | 2022-12-07 08:00 | C14 | Photovoltaic | Storage |  | Solar | Battery |  | 204.8 | 204.8 |  | 200 |  |  |  | Full Capacity | Off-Peak Deliverability | KINGS | CA | PGAE | Helm Substation 230 kV | 2026-06-01 07:00 | 2026-06-01 07:00 | NA | Complete |  | NA
NORTHLINE | 1942 | 2021-04-01 | 2021-04-15 07:00 | WITHDRAWN | 2022-11-15 08:00 | C14 | Storage | Photovoltaic |  | Battery | Solar |  | 105.735 | 105.735 |  | 100 |  |  |  | Full Capacity | Off-Peak Deliverability | MERCED COUNTY | CA | PGAE | Los Banos-Livingston-Canal 70 kV Line | 2024-06-30 07:00 | 2024-06-30 07:00 | NA |  |  | NA |  | IC Request
WINGTIP SOLAR 2 | 1944 | 2021-04-02 | 2021-04-15 07:00 | WITHDRAWN | 2023-01-30 08:00 | C14 | Storage | Photovoltaic |  | Battery | Solar |  | 561.5 | 561.5 |  | 550 |  |  |  | Full Capacity | Off-Peak Deliverability | MERCED | CA | PGAE | Los Banos Substation 500 kV | 2027-06-01 07:00 | 2027-06-01 07:00 | NA | Complete |  | NA
MENILLES | 1945 | 2021-04-05 | 2021-04-15 07:00 | WITHDRAWN | 2022-11-15 08:00 | C14 | Storage | Photovoltaic |  | Battery | Solar |  | 255.5 | 255.5 |  | 250 |  |  |  | Full Capacity | Off-Peak Deliverability | FRESNO COUNTY | CA | PGAE | Panoche - Tranquility #1 230 kV line | 2024-06-30 07:00 | 2024-06-30 07:00 | NA |  |  | NA |  | IC Request
ELBRUS ENERGY STORAGE | 1946 | 2021-04-06 | 2021-04-15 07:00 | WITHDRAWN | 2022-12-30 08:00 | C14 | Generating Facility Type-1: Storage; Generating Facility Fuel-1: Battery; MWs MW-1: 101.1 | 100 |  |  |  | Full Capacity |  | MERCED | CA | PGAE | Le Grand Substation 115 kV | 2025-01-01 08:00 | 2025-01-01 08:00 | NA | Complete |  | NA |  | IC Request
HEKLA ENERGY STORAGE | 1947 | 2021-04-06 | 2021-04-15 07:00 | WITHDRAWN | 2022-12-13 08:00 | C14 | Generating Facility Type-1: Storage; Generating Facility Fuel-1: Battery; MWs MW-1: 100.93 | 100 |  |  |  | Full Capacity |  | FRESNO | CA | PGAE | Huron Substation 70 kV | 2025-01-01 08:00 | 2025-01-01 08:00 | NA |  |  | NA |  | IC Request
TRIVOR ENERGY STORAGE | 1948 | 2021-04-05 | 2021-04-15 07:00 | WITHDRAWN | 2022-12-13 08:00 | C14 | Generating Facility Type-1: Storage; Generating Facility Fuel-1: Battery; MWs MW-1: 151.42 | 150 |  |  |  | Full Capacity |  | MERCED | CA | PGAE | El Nido Substation 115 kV | 2025-01-01 08:00 | 2025-01-01 08:00 | NA |  |  | NA |  | IC Request
EE K BATTERY 1 | 1950 | 2021-04-07 | 2021-04-15 07:00 | WITHDRAWN | 2022-12-02 08:00 | C14 | Generating Facility Type-1: Storage; Generating Facility Fuel-1: Battery; MWs MW-1: 20.4 | 0 |  |  |  | Full Capacity |  | KINGS | CA | PGAE | Kent Sw Sta-Tulare Lake 70 kV | 2024-05-01 07:00 | 2024-05-01 07:00 | NA | Complete |  | NA |  | IC Request
EXCELSIOR BATTERY 1 | 1951 | 2021-04-07 | 2021-04-15 07:00 | WITHDRAWN | 2022-12-02 08:00 | C14 | Generating Facility Type-1: Storage; Generating Facility Fuel-1: Battery; MWs MW-1: 62.37 | 0 |  |  |  | Full Capacity |  | FRESNO | CA | PGAE | Excelsior Switching Station 115 kV | 2024-05-01 07:00 | 2024-05-01 07:00 | NA | Complete |  | NA |  | IC Request
SOLITUDE HYBRID | 1957 | 2021-04-12 | 2021-04-15 07:00 | WITHDRAWN | 2022-11-23 08:00 | C14 | Photovoltaic | Storage |  | Solar | Battery |  | 116.233 | 115.745 |  | 114.9992 |  |  |  | Full Capacity | Off-Peak Deliverability | FRESNO | CA | PGAE | Panoche Substation 230 kV | 2024-06-16 07:00 | 2024-06-16 07:00 | NA | Complete |  | NA
OLIVOS | 1961 | 2021-04-03 | 2021-04-15 07:00 | WITHDRAWN | 2022-11-15 08:00 | C14 | Generating Facility Type-1: Storage; Generating Facility Fuel-1: Battery; MWs MW-1: 360.198 | 350 |  |  |  | Full Capacity |  | TBD | CA | PGAE | Gregg Substation 230 kV | 2024-11-01 07:00 | 2024-11-01 07:00 | NA |  |  | NA |  | IC Request
ALBACORE ESS | 1964 | 2021-04-13 | 2021-04-15 07:00 | WITHDRAWN | 2022-11-28 08:00 | C14 | Generating Facility Type-1: Storage; Generating Facility Fuel-1: Battery; MWs MW-1: 70.88 | 70 |  |  |  | Full Capacity |  | KINGS | CA | PGAE | Guernsey - Henrietta 70kV line | 2024-11-30 08:00 | 2024-11-30 08:00 | NA | Complete |  | NA
NORMANDY | 1965 | 2021-04-06 | 2021-04-15 07:00 | WITHDRAWN | 2022-12-28 08:00 | C14 | Photovoltaic | Storage |  | Solar | Battery |  | 61.8 | 60 |  | 60 |  |  |  | Full Capacity |  | KINGS | CA | PGAE | Guernsey Substation 70 kV | 2024-12-31 08:00 | 2024-12-31 08:00 | NA | Complete |  | NA |  | IC Request
NORTE VISTA | 1967 | 2021-04-15 | 2021-04-15 07:00 | WITHDRAWN | 2022-12-28 08:00 | C14 | Storage | Photovoltaic |  | Battery | Solar |  | 192.73 | 192.73 |  | 189.91 |  |  |  | Full Capacity | Off-Peak Deliverability | FRESNO | CA | PGAE | Gates Substation 230 kV | 2024-07-31 07:00 | 2024-07-31 07:00 | NA | Complete |  | NA |  | IC Request
YORKTOWN | 1969 | 2021-04-06 | 2021-04-15 07:00 | WITHDRAWN | 2024-07-24 07:00 | C14 | Photovoltaic | Storage |  | Solar | Battery |  | 87.5 | 87.5 |  | 85 |  |  |  | Full Capacity |  | KINGS | CA | PGAE | Corcoran 70 kV | 2024-12-31 08:00 | 2029-12-03 08:00 | NA | Complete | Complete | NA |  | IC Request
STORYBOOK | 1971 | 2021-04-13 | 2021-04-15 07:00 | WITHDRAWN | 2023-01-18 08:00 | C14 | Generating Facility Type-1: Storage; Generating Facility Fuel-1: Battery; MWs MW-1: 204.07 | 200 |  |  |  | Full Capacity |  | FRESNO | CA | PGAE | Kearney Substation 230 kV | 2024-09-01 07:00 | 2024-09-01 07:00 | NA | Complete |  | NA |  | IC Request
KRATOS BESS | 1972 | 2021-04-15 | 2021-04-15 07:00 | WITHDRAWN | 2022-11-21 08:00 | C14 | Generating Facility Type-1: Storage; Generating Facility Fuel-1: Battery; MWs MW-1: 213.55 | 200 |  |  |  | Full Capacity |  | KINGS | CA | PGAE | Panoche Substation 115 kV | 2024-06-01 07:00 | 2024-06-01 07:00 | NA | Complete |  | NA |  | IC Request
SWEETBRIER HYBRID SOLAR | 1974 | 2021-04-14 | 2021-04-15 07:00 | WITHDRAWN | 2023-08-29 07:00 | C14 | Photovoltaic | Storage |  | Solar | Battery |  | 60.6 | 30.22 |  | 60 |  |  |  | Full Capacity | Off-Peak Deliverability | MONTEREY | CA | PGAE | California Flats Switching Station 230 kV | 2024-11-30 08:00 | 2024-11-30 08:00 | NA | Complete |  | NA |  | IC Request
TAVA FLATS | 1976 | 2021-04-14 | 2021-04-15 07:00 | WITHDRAWN | 2023-01-18 08:00 | C14 | Storage | Photovoltaic |  | Battery | Solar |  | 202.5 | 202.5 |  | 200 |  |  |  | Full Capacity | Off-Peak Deliverability | FRESNO | CA | PGAE | Gates Substation 230 kV | 2024-09-30 07:00 | 2024-09-30 07:00 | NA | Complete |  | NA |  | IC Request
ESTRADA STORAGE | 1978 | 2021-03-24 | 2021-04-15 07:00 | WITHDRAWN | 2022-12-19 08:00 | C14 | Generating Facility Type-1: Storage; Generating Facility Fuel-1: Battery; MWs MW-1: 101.9 | 100 |  |  |  | Full Capacity |  | KERN | CA | PGAE | Lamont Substation 115 kV | 2025-06-01 07:00 | 2025-06-01 07:00 | NA | None |  | NA
APPELLATION | 1979 | 2021-04-01 | 2021-04-15 07:00 | WITHDRAWN | 2022-12-07 08:00 | C14 | Generating Facility Type-1: Storage; Generating Facility Fuel-1: Battery; MWs MW-1: 514.83 | 500 |  |  |  | Full Capacity |  | TBD | CA | PGAE | Templeton Substation 230 kV | 2024-11-01 07:00 | 2024-11-01 07:00 | NA |  |  | NA |  | IC Request
AIRFIELD | 1981 | 2021-04-01 | 2021-04-15 07:00 | WITHDRAWN | 2022-12-02 08:00 | C14 | Photovoltaic | Storage |  | Solar | Battery |  | 102.3049 | 101.7915 |  | 100 |  |  |  | Full Capacity | Off-Peak Deliverability | KERN | CA | PGAE | Semitropic - Midway #1 115 kV | 2024-12-31 08:00 | 2024-12-31 08:00 | NA |  |  | NA |  | IC Request
RESPIRE | 1982 | 2021-04-01 | 2021-04-15 07:00 | WITHDRAWN | 2022-12-02 08:00 | C14 | Storage | Photovoltaic |  | Battery | Solar |  | 101.7635 | 102.254 |  | 100 |  |  |  | Full Capacity | Off-Peak Deliverability | KERN | CA | PGAE | MIDWAY-TUPMAN-RIO BRAVO-RENFRO 115 kV | 2024-12-31 08:00 | 2024-12-31 08:00 | NA |  |  | NA |  | IC Request
HOG ISLAND | 1984 | 2021-04-01 | 2021-04-15 07:00 | WITHDRAWN | 2022-12-02 08:00 | C14 | Photovoltaic | Storage |  | Solar | Battery |  | 153.54 | 153.54 |  | 150 |  |  |  | Full Capacity | Off-Peak Deliverability | TULARE COUNTY | CA | PGAE | Olive Switch Station - Smyrna 115 kV line | 2024-06-30 07:00 | 2024-06-30 07:00 | NA |  |  | NA |  | IC Request
FINKE RIVER | 1985 | 2021-04-01 | 2021-04-15 07:00 | WITHDRAWN | 2022-12-02 08:00 | C14 | Storage | Photovoltaic |  | Battery | Solar |  | 150 | 153.5 |  | 150 |  |  |  | Full Capacity | Off-Peak Deliverability | KERN COUNTY | CA | PGAE | Kern - Old River #1 70 kV line | 2024-06-30 07:00 | 2024-06-30 07:00 | NA |  |  | NA |  | IC Request
ROWAN | 1986 | 2021-03-25 | 2021-04-15 07:00 | WITHDRAWN | 2022-12-02 08:00 | C14 | Storage | Photovoltaic |  | Battery | Solar |  | 101.7808 | 102.2971 |  | 100 |  |  |  | Full Capacity | Off-Peak Deliverability | KERN | CA | PGAE | Symrna-Semitropic-Midway 115 kV Line | 2024-12-31 08:00 | 2024-12-31 08:00 | NA |  |  | NA |  | IC Request
THUNDER | 1988 | 2021-04-02 | 2021-04-15 07:00 | WITHDRAWN | 2023-01-17 08:00 | C14 | Storage | Photovoltaic |  | Battery | Solar |  | 101.781 | 102.2885 |  | 100 |  |  |  | Full Capacity | Off-Peak Deliverability | KERN | CA | PGAE | Lamont Substation 115 kV | 2024-12-31 08:00 | 2028-04-11 07:00 | NA | Complete |  | NA |  | IC Request
ROSEBOWL | 1989 | 2021-04-05 | 2021-04-15 07:00 | WITHDRAWN | 2022-12-16 08:00 | C14 | Generating Facility Type-1: Storage; Generating Facility Fuel-1: Battery; MWs MW-1: 151.6 | 150 |  |  |  | Full Capacity |  | KERN COUNTY | CA | PGAE | Kern PP Substation 115KV | 2024-06-30 07:00 | 2024-06-30 07:00 | NA |  |  | NA |  | IC Request
SHEATH STORAGE | 1990 | 2021-04-05 | 2021-04-15 07:00 | WITHDRAWN | 2022-12-16 08:00 | C14 | Generating Facility Type-1: Storage; Generating Facility Fuel-1: Battery; MWs MW-1: 101 | 100 |  |  |  | Full Capacity |  | KERN COUNTY | CA | PGAE | Midway Substation 230 kV | 2024-06-30 07:00 | 2024-06-30 07:00 | NA |  |  | NA |  | IC Request
SALIX | 1991 | 2021-04-05 | 2021-04-15 07:00 | WITHDRAWN | 2022-12-16 08:00 | C14 | Storage | Photovoltaic |  | Battery | Solar |  | 100 | 102.1 |  | 100 |  |  |  | Full Capacity | Off-Peak Deliverability | KERN COUNTY | CA | PGAE | Midway Substation 230 kV | 2024-06-30 07:00 | 2024-06-30 07:00 | NA |  |  | NA |  | IC Request
AURUM MINE | 1993 | 2021-04-01 | 2021-04-15 07:00 | WITHDRAWN | 2022-12-16 08:00 | C14 | Generating Facility Type-1: Storage; Generating Facility Fuel-1: Battery; MWs MW-1: 101.6291 | 100 |  |  |  | Full Capacity |  | KERN | CA | PGAE | Bear Mountain - Bear Mountain Tap 115 kV line | 2024-06-30 07:00 | 2024-06-30 07:00 | NA |  |  | NA |  | IC Request
BRECKENRIDGE | 1996 | 2021-04-07 | 2021-04-15 07:00 | WITHDRAWN | 2023-01-17 08:00 | C14 | Generating Facility Type-1: Storage; Generating Facility Fuel-1: Battery; MWs MW-1: 76.5 | 75 |  |  |  | Full Capacity |  | KERN | CA | PGAE | Lamont Substation 115 kV | 2025-06-01 07:00 | 2025-06-01 07:00 | NA | Complete |  | NA |  | IC Request
HIGH PLAINS STORAGE | 1997 | 2021-04-09 | 2021-04-15 07:00 | WITHDRAWN | 2022-12-18 08:00 | C14 | Generating Facility Type-1: Storage; Generating Facility Fuel-1: Battery; MWs MW-1: 406.142 | 400 |  |  |  | Full Capacity |  | SAN LUIS OBISPO | CA | PGAE | Caliente Switching Station 230 kV | 2024-04-01 07:00 | 2024-04-01 07:00 | NA | Complete |  | NA |  | IC Request
LEGACY | 1999 | 2021-04-09 | 2021-04-15 07:00 | WITHDRAWN | 2022-11-07 08:00 | C14 | Photovoltaic | Storage |  | Solar | Battery |  | 101.72 | 52.9 |  | 98 |  |  |  | Full Capacity | Off-Peak Deliverability | KERN | CA | PGAE | Wheeler Ridge-Tejon 70 kV Line | 2024-12-15 08:00 | 2024-12-15 08:00 | NA | Complete |  | NA
FLYWAY SOLAR | 2000 | 2021-04-08 | 2021-04-15 07:00 | WITHDRAWN | 2022-12-14 08:00 | C14 | Storage | Photovoltaic |  | Battery | Solar |  | 113.325 | 113.325 |  | 110 |  |  |  | Full Capacity | Off-Peak Deliverability | KERN | CA | PGAE | Berrenda "C" Tap 70 kV | 2024-10-30 07:00 | 2024-10-30 07:00 | NA | Complete |  | NA
FOUNTAIN HYBRID | 2002 | 2021-04-08 | 2021-04-15 07:00 | WITHDRAWN | 2023-01-05 08:00 | C14 | Storage | Photovoltaic |  | Battery | Solar |  | 196.56 | 196.56 |  | 140 |  |  |  | Full Capacity | Off-Peak Deliverability | TULARE | CA | PGAE | Alpaugh Substation 115 kV | 2025-10-30 07:00 | 2025-10-30 07:00 | NA |  |  | NA
BUCKAROO SOLAR STORAGE | 2003 | 2021-04-09 | 2021-04-15 07:00 | WITHDRAWN | 2022-11-29 08:00 | C14 | Storage | Photovoltaic |  | Battery | Solar |  | 102.2814 | 103.1744 |  | 100 |  |  |  | Full Capacity | Off-Peak Deliverability | KERN | CA | PGAE | Kern - Old River #2 70 kV | 2024-06-01 07:00 | 2024-06-01 07:00 | NA |  |  | NA |  | IC Request
EUROPA ENERGY CENTER | 2005 | 2021-04-07 | 2021-04-15 07:00 | WITHDRAWN | 2022-11-07 08:00 | C14 | Photovoltaic | Storage |  | Solar | Battery |  | 307.1 | 300 |  | 300 |  |  |  | Full Capacity | Off-Peak Deliverability | KERN | CA | PGAE | Gates - Midway 230 KV Line | 2025-06-01 07:00 | 2025-06-01 07:00 | NA | None |  | NA
WATER CANYON WIND | 2007 | 2021-04-02 | 2021-04-15 07:00 | WITHDRAWN | 2023-01-12 08:00 | C14 | Generating Facility Type-1: Wind Turbine; Generating Facility Fuel-1: Wind Turbine; MWs MW-1: 1028.94 | 1000 |  |  |  | Full Capacity | Off-Peak Deliverability | SAN LUIS OBISPO | CA | PGAE | Diablo Canyon Switching Station 500 kV | 2028-03-31 07:00 | 2028-03-31 07:00 | NA | Complete |  | NA
SHOVELNOSE ENERGY STORAGE | 2009 | 2021-04-07 | 2021-04-15 07:00 | WITHDRAWN | 2022-11-28 08:00 | C14 | Generating Facility Type-1: Storage; Generating Facility Fuel-1: Battery; MWs MW-1: 75 | 75 |  |  |  | Full Capacity |  | SAN LUIS OBISPO | CA | PGAE | Callender SW STA 115 kV | 2023-05-01 07:00 | 2023-05-01 07:00 | NA | None |  | NA |  | IC Request
GRAN VISTA | 2011 | 2021-04-15 | 2011-04-15 07:00 | WITHDRAWN | 2022-12-28 08:00 | C14 | Photovoltaic | Storage |  | Solar | Battery |  | 139.7 | 139.7 |  | 137.85 |  |  |  | Full Capacity | Off-Peak Deliverability | KERN | CA | PGAE | Midway-Wheeler Ridge #1 230 kV | 2024-07-31 07:00 | 2024-07-31 07:00 | NA | Complete |  | NA |  | IC Request
BRAVO WIND | 2014 | 2021-04-12 | 2021-04-15 07:00 | WITHDRAWN | 2024-06-17 07:00 | C14 | Generating Facility Type-1: Wind Turbine; Generating Facility Fuel-1: Wind Turbine; MWs MW-1: 1464.6 | 1400 |  |  |  | Full Capacity | Off-Peak Deliverability | SAN LUIS OBISPO | CA | PGAE | Diablo Canyon 500 kV | 2028-03-01 08:00 | 2034-02-17 08:00 | NA | Complete | Complete | NA |  | IC Request
CHERRYBLOSSOM HYBRID SOLAR | 2016 | 2021-04-15 | 2021-04-15 07:00 | WITHDRAWN | 2023-01-10 08:00 | C14 | Storage | Photovoltaic |  | Battery | Solar |  | 65.46 | 131.4 |  | 130 |  |  |  | Full Capacity | Off-Peak Deliverability | SAN LUIS OBISPO | CA | PGAE | Solar Switching Station 230 kV | 2024-11-30 08:00 | 2024-11-30 08:00 | NA | Complete |  | NA
SUR VISTA | 2019 | 2021-04-15 | 2021-04-15 07:00 | WITHDRAWN | 2022-12-28 08:00 | C14 | Photovoltaic | Storage |  | Solar | Battery |  | 358.875 | 358.875 |  | 352.09 |  |  |  | Full Capacity | Off-Peak Deliverability | KERN | CA | PGAE | Midway Substation 230 kV | 2024-07-31 07:00 | 2024-07-31 07:00 | NA | Complete |  | NA |  | IC Request
RED STAR GRIZZLY OFFSHORE WIND | 2020 | 2021-04-14 | 2021-04-15 07:00 | WITHDRAWN | 2023-01-05 08:00 | C14 | Generating Facility Type-1: Wind Turbine; Generating Facility Fuel-1: Wind Turbine; MWs MW-1: 1039.5 | 1000 |  |  |  | Full Capacity | Off-Peak Deliverability | SAN LUIS OBISPO | CA | PGAE | Diablo Canyon Substation 500 kV | 2028-04-13 07:00 | 2028-04-13 07:00 | NA | Complete |  | NA |  | IC Request
LA PAZ 2 | 2021 | 2021-04-01 | 2021-04-15 07:00 | WITHDRAWN | 2022-12-09 08:00 | C14 | Storage | Photovoltaic |  | Battery | Solar |  | 516.7638 | 516.7638 |  | 500 |  |  |  | Full Capacity | Off-Peak Deliverability | MARICOPA | AZ | DCRT | Cielo Azul Substation 500 kV | 2028-04-01 07:00 | 2028-04-01 07:00 | NA |  |  | NA |  | IC Request
BRENDA RENEWABLE ENERGY COMPLEX | 2024 | 2021-04-02 | 2021-04-15 07:00 | WITHDRAWN | 2021-08-09 07:00 | C14 | Generating Facility Type-1: Photovoltaic; Generating Facility Fuel-1: Solar; MWs MW-1: 357.53 | 350 |  |  |  | Full Capacity | Off-Peak Deliverability | LA PAZ | AZ | DCRT | TWL Series Compensation Station 500 kV | 2025-12-31 08:00 | 2025-12-31 08:00 | NA |  |  | NA |  | IC Request
ADOBE FLATS | 2026 | 2021-04-09 | 2021-04-15 07:00 | WITHDRAWN | 2022-12-07 08:00 | C14 | Photovoltaic | Storage |  | Solar | Battery |  | 508.56 | 515.08 |  | 500 |  |  |  | Full Capacity | Off-Peak Deliverability | LA PAZ | AZ | DCRT | Cielo Azul Substation 500 kV | 2025-11-30 08:00 | 2025-11-30 08:00 | NA |  |  | NA |  | IC Request
PRIMROSE HYBRID | 2028 | 2021-04-13 | 2021-04-15 07:00 | WITHDRAWN | 2021-08-12 07:00 | C14 | Storage | Photovoltaic |  | Battery | Solar |  | 452.918 | 458.659 |  | 449.9969 |  |  |  | Full Capacity | Off-Peak Deliverability | MARICOPA | AZ | DCRT | Delaney Substation 500 kV | 2025-06-16 07:00 | 2025-06-16 07:00 | NA |  |  | NA |  | IC Request
EMPIRE | 2030 | 2021-04-01 | 2021-04-15 07:00 | WITHDRAWN | 2022-11-28 08:00 | C14 | Generating Facility Type-1: Storage; Generating Facility Fuel-1: Battery; MWs MW-1: 1646.568 | 1600 |  |  |  | Full Capacity |  | SAN BERNADINO | CA | SCE | Etiwanda Substation 230 kV | 2024-11-01 07:00 | 2024-11-01 07:00 | NA |  |  | NA |  | IC Request
PELAGIC ENERGY STORAGE | 2035 | 2021-04-06 | 2021-04-15 07:00 | WITHDRAWN | 2023-01-13 08:00 | C14 | Generating Facility Type-1: Storage; Generating Facility Fuel-1: Battery; MWs MW-1: 404.1 | 400 |  |  |  | Full Capacity |  | RIVERSIDE | CA | SCE | Devers Substation 220 kV | 2024-08-01 07:00 | 2024-08-01 07:00 | NA | Complete |  | NA |  | IC Request
RED ARCH HYBRID SOLAR | 2038 | 2021-04-06 | 2021-04-15 07:00 | WITHDRAWN | 2021-08-10 07:00 | C14 | Photovoltaic | Storage |  | Solar | Battery |  | 303.856 | 303.856 |  | 300 |  |  |  | Full Capacity | Off-Peak Deliverability | KERN | CA | SCE | Devers-El Casco line 230kV | 2025-12-15 08:00 | 2025-12-15 08:00 | NA |  |  | NA |  | IC Request
GARGANTUA STORAGE | 2040 | 2021-04-07 | 2021-04-15 07:00 | WITHDRAWN | 2021-08-16 07:00 | C14 | Generating Facility Type-1: Storage; Generating Facility Fuel-1: Battery; MWs MW-1: 253.2 | 250 |  |  |  | Full Capacity | Off-Peak Deliverability | RIVERSIDE | CA | SCE | Mirage Substation 230 kV | 2024-12-15 08:00 | 2024-12-15 08:00 | NA |  |  | NA |  | IC Request
NATURA | 2044 | 2021-04-09 | 2021-04-15 07:00 | WITHDRAWN | 2022-11-03 07:00 | C14 | Storage | Photovoltaic | Wind Turbine | Battery | Solar | Wind Turbine | 207.92 | 207.92 | 207.2 | 200 |  |  |  | Full Capacity | Off-Peak Deliverability | RIVERSIDE | CA | SCE | DEVERS SUBSTATION 220 kV | 2025-12-15 08:00 | 2025-12-15 08:00 | NA |  |  | NA
ASHANTI HYBRID SOLAR | 2046 | 2021-04-12 | 2021-04-15 07:00 | WITHDRAWN | 2022-11-02 07:00 | C14 | Photovoltaic | Storage |  | Solar | Battery |  | 325.1 | 325.1 |  | 320 |  |  |  | Full Capacity | Off-Peak Deliverability | RIVERSIDE | CA | SCE | Eagle Mountain Substation 220 kV | 2024-12-15 08:00 | 2024-12-15 08:00 | NA | Complete |  | NA |  | IC Request
LONGMEADOW HYBRID SOLAR | 2047 | 2021-04-09 | 2021-04-15 07:00 | WITHDRAWN | 2022-11-02 07:00 | C14 | Photovoltaic | Storage |  | Solar | Battery |  | 227.899 | 227.899 |  | 225 |  |  |  | Full Capacity | Off-Peak Deliverability | RIVERSIDE COUNTY | CA | SCE | Red Bluff Substation 220 kV | 2024-12-15 08:00 | 2024-12-15 08:00 | NA | Complete |  | NA |  | IC Request
GOODALL STORAGE | 2053 | 2021-04-14 | 2021-04-15 07:00 | WITHDRAWN | 2021-09-13 07:00 | C14 | Generating Facility Type-1: Storage; Generating Facility Fuel-1: Battery; MWs MW-1: 510 | 500 |  |  |  | Full Capacity | Off-Peak Deliverability | SAN BERNARDINO | CA | SCE | Vista - Mira Loma 230 kV line | 2023-12-15 08:00 | 2023-12-15 08:00 | NA |  |  | NA |  | IC Request
GOLDENSTAR ENERGY STORAGE | 2054 | 2021-04-09 | 2021-04-15 07:00 | WITHDRAWN | 2022-10-31 07:00 | C14 | Generating Facility Type-1: Storage; Generating Facility Fuel-1: Battery; MWs MW-1: 213.55 | 200 |  |  |  | Full Capacity |  | LOS ANGELES | CA | SCE | Antelope Substation 220 kV | 2024-06-01 07:00 | 2024-06-01 07:00 | NA | Complete |  | NA |  | IC Request
RESONATE | 2057 | 2021-04-01 | 2021-04-15 07:00 | WITHDRAWN | 2022-12-02 08:00 | C14 | Storage | Photovoltaic |  | Battery | Solar |  | 307.7 | 307.7 |  | 300 |  |  |  | Full Capacity | Off-Peak Deliverability | LOS ANGELES COUNTY | CA | SCE | WHIRLWIND Substation 230 kV | 2024-06-30 07:00 | 2024-06-30 07:00 | NA |  |  | NA |  | IC Request
GILMORE SOLAR | 2063 | 2021-04-07 | 2021-04-15 07:00 | WITHDRAWN | 2021-09-28 07:00 | C14 | Photovoltaic | Storage |  | Solar | Battery |  | 214.9928 | 214.9928 |  | 200 |  |  |  | Full Capacity | Off-Peak Deliverability | TULARE | CA | SCE | Vestal Substation 230 kV | 2025-10-01 07:00 | 2025-10-01 07:00 | NA |  |  | NA |  | IC Request
BELLEFIELD SOLAR 4 | 2065 | 2021-04-01 | 2021-04-15 07:00 | WITHDRAWN | 2023-01-30 08:00 | C14 | Photovoltaic | Storage |  | Solar | Battery |  | 508.67 | 508.67 |  | 500 |  |  |  | Full Capacity | Off-Peak Deliverability | KERN | CA | SCE | Windhub Substation 500 kV | 2025-07-31 07:00 | 2025-07-31 07:00 | NA | Complete |  | NA |  | IC Request
WINOKA HYBRID SOLAR | 2067 | 2021-04-06 | 2021-04-15 07:00 | WITHDRAWN | 2021-08-10 07:00 | C14 | Photovoltaic | Storage |  | Solar | Battery |  | 253.88 | 253.88 |  | 250 |  |  |  | Full Capacity | Off-Peak Deliverability | KERN | CA | SCE | Highwind Substation 230 kV | 2024-12-15 08:00 | 2024-12-15 08:00 | NA |  |  | NA |  | IC Request
ADASTRA HYBRID SOLAR | 2069 | 2021-04-06 | 2021-04-15 07:00 | WITHDRAWN | 2022-11-30 08:00 | C14 | Photovoltaic | Storage |  | Solar | Battery |  | 354.6 | 354.6 |  | 350 |  |  |  | Full Capacity | Off-Peak Deliverability | TULARE | CA | SCE | Springville Substation 230 kV | 2025-12-15 08:00 | 2025-12-15 08:00 | NA |  |  | NA |  | IC Request
COLIMA HYBRID SOLAR | 2070 | 2021-04-06 | 2021-04-05 07:00 | WITHDRAWN | 2022-12-01 08:00 | C14 | Storage | Photovoltaic |  | Battery | Solar |  | 606.048 | 606.048 |  | 600 |  |  |  | Full Capacity | Off-Peak Deliverability | KERN | CA | SCE | Pastoria Substation 230 kV | 2024-12-15 08:00 | 2026-04-15 07:00 | NA |  |  | NA |  | IC Request
CONLOUGE SOLAR | 2071 | 2021-04-07 | 2021-04-15 07:00 | WITHDRAWN | 2022-11-04 07:00 | C14 | Photovoltaic | Storage |  | Solar | Battery |  | 214.6866 | 213.7549 |  | 200 |  |  |  | Full Capacity | Off-Peak Deliverability | TULARE | CA | SCE | Springville Substation 230 kV | 2025-10-01 07:00 | 2025-10-01 07:00 | NA | Complete |  | NA |  | IC Request
DUPONT STORAGE | 2072 | 2021-04-08 | 2021-04-15 07:00 | WITHDRAWN | 2022-11-04 07:00 | C14 | Generating Facility Type-1: Storage; Generating Facility Fuel-1: Battery; MWs MW-1: 159.2593 | 150 |  |  |  | Full Capacity |  | VENTURA | CA | SCE | Moorpark Substation 230 kV | 2025-10-01 07:00 | 2025-10-01 07:00 | NA | Complete |  | NA |  | IC Request
ALPINE STORAGE | 2073 | 2021-04-09 | 2021-04-15 07:00 | WITHDRAWN | 2022-12-20 08:00 | C14 | Generating Facility Type-1: Storage; Generating Facility Fuel-1: Battery; MWs MW-1: 79.474 | 79 |  |  |  | Full Capacity |  | LOS ANGELES | CA | SCE | Neenach Substation 66 kV | 2024-04-01 07:00 | 2026-04-01 07:00 | NA | Complete |  | NA |  | IC Request
ALTA 1 STORAGE | 2074 | 2021-04-09 | 2021-04-15 07:00 | WITHDRAWN | 2021-09-10 07:00 | C14 | Generating Facility Type-1: Storage; Generating Facility Fuel-1: Battery; MWs MW-1: 150.79 | 150 |  |  |  | Full Capacity | Off-Peak Deliverability | KERN | CA | SCE | Windhub Substation 230 kV | 2024-04-01 07:00 | 2024-04-01 07:00 | NA |  |  | NA |  | IC Request
FAIRMONT SOLAR I | 2075 | 2021-04-08 | 2021-04-15 07:00 | WITHDRAWN | 2024-04-09 07:00 | C14 | Storage | Photovoltaic |  | Battery | Solar |  | 12 | 37.8 |  | 20 |  |  |  | Full Capacity | Off-Peak Deliverability | LOS ANGELES | CA | SCE | Antelope-Neenach 66kV line | 2023-12-15 08:00 | 2023-12-15 08:00 | NA | Complete |  | NA |  | IC Request
MICHELANGELO | 2076 | 2021-04-08 | 2021-04-15 07:00 | WITHDRAWN | 2022-11-15 08:00 | C14 | Generating Facility Type-1: Storage; Generating Facility Fuel-1: Battery; MWs MW-1: 204.5175 | 200 |  |  |  | Full Capacity |  | VENTURA | CA | SCE | Moorpark Substation 230 kV | 2024-11-01 07:00 | 2024-11-01 07:00 | NA |  |  | NA |  | IC Request
HUXLEY SOLAR | 2077 | 2021-04-02 | 2021-04-15 07:00 | WITHDRAWN | 2021-10-12 07:00 | C14 | Storage | Photovoltaic |  | Battery | Solar |  | 335.7 | 335.7 |  | 325 |  |  |  |  | Off-Peak Deliverability | LOS ANGELES | CA | SCE | Vincent Substation 230 kV | 2027-06-01 07:00 | 2027-06-01 07:00 | NA |  |  | NA
SLATE MOUNTAIN SOLAR | 2079 | 2021-04-08 | 2021-04-15 07:00 | WITHDRAWN | 2022-11-11 08:00 | C14 | Storage | Photovoltaic |  | Battery | Solar |  | 82.8 | 82.1 |  | 80 |  |  |  | Full Capacity | Off-Peak Deliverability | TULARE | CA | SCE | Springville Substation 230 kV | 2025-10-30 07:00 | 2027-12-01 08:00 | NA | Complete |  | NA |  | IC Request
QUAIL LAKE STORAGE | 2083 | 2021-04-13 | 2021-04-15 07:00 | WITHDRAWN | 2022-11-21 08:00 | C14 | Generating Facility Type-1: Storage; Generating Facility Fuel-1: Battery; MWs MW-1: 151.2 | 150 |  |  |  | Full Capacity |  | LOS ANGELES | CA | SCE | Bailey Substation 230 kV | 2025-11-01 07:00 | 2025-11-01 07:00 | NA | Complete |  | NA |  | IC Request
SOLAR FARM ENERGY CENTER | 2084 | 2021-04-12 | 2021-04-15 07:00 | WITHDRAWN | 2022-10-31 07:00 | C14 | Storage | Photovoltaic |  | Battery | Solar |  | 410.76 | 410.76 |  | 400 |  |  |  | Full Capacity | Off-Peak Deliverability | TULARE | CA | SCE | Rector Substation 230kV | 2026-11-30 08:00 | 2026-11-30 08:00 | NA |  |  | NA |  | IC Request
BISON PEAK | 2086 | 2021-04-14 | 2021-04-15 07:00 | WITHDRAWN | 2023-02-08 08:00 | C14 | Generating Facility Type-1: Storage; Generating Facility Fuel-1: Pumped-Storage hydro; MWs MW-1: 506 | 500 |  |  |  | Full Capacity |  | KERN | CA | SCE | WINDHUB Substation 230 kV | 2025-12-31 08:00 | 2025-12-31 08:00 | NA | Complete |  | NA |  | Failure to Cure Deficiency
EDISON DRIVE ENERGY STORAGE | 2087 | 2021-04-14 | 2021-04-15 07:00 | WITHDRAWN | 2022-08-26 07:00 | C14 | Generating Facility Type-1: Storage; Generating Facility Fuel-1: Battery; MWs MW-1: 672 | 660 |  |  |  | Full Capacity |  | VENTURA | CA | SCE | Moorpark Substation 230 kV | 2024-01-01 08:00 | 2024-01-01 08:00 | NA |  |  | NA |  | IC Request
AMARYLLIS SOLAR | 2088 | 2021-04-09 | 2021-04-15 07:00 | WITHDRAWN | 2021-09-15 07:00 | C14 | Photovoltaic | Storage |  | Solar | Battery |  | 215.4124 | 214.0983 |  | 200 |  |  |  | Full Capacity | Off-Peak Deliverability | TULARE | CA | SCE | Vestal Substation 220 kV | 2026-12-31 08:00 | 2026-12-31 08:00 | NA |  |  | NA |  | IC Request
YEAGER MUSTANG | 2093 | 2021-04-15 | 2021-04-15 07:00 | WITHDRAWN | 2023-01-24 08:00 | C14 | Storage | Photovoltaic |  | Battery | Solar |  | 407.63 | 407.63 |  | 400 |  |  |  | Full Capacity | Off-Peak Deliverability | KERN | CA | SCE | Whirlwind-Windhub 500 kV | 2024-09-01 07:00 | 2027-09-01 07:00 | NA | Complete |  | NA |  | IC Request
FITZGIBBONS SOLAR | 2094 | 2021-04-06 | 2021-04-15 07:00 | WITHDRAWN | 2021-08-09 07:00 | C14 | Storage | Photovoltaic |  | Battery | Solar |  | 200 | 200 |  | 200 |  |  |  | Full Capacity | Off-Peak Deliverability | SAN BERNARDINO | CA | SCE | Pisgah Substation 230 kV | 2025-10-01 07:00 | 2025-10-01 07:00 | NA |  |  | NA
LAKEY SOLAR | 2095 | 2021-04-06 | 2021-04-15 07:00 | WITHDRAWN | 2022-11-10 08:00 | C14 | Photovoltaic | Storage |  | Solar | Battery |  | 200 | 200 |  | 200 |  |  |  | Full Capacity | Off-Peak Deliverability | SAN BERNARDINO | CA | SCE | Victor Substation 230 kV | 2025-10-01 07:00 | 2025-10-01 07:00 | NA |  |  | NA |  | IC Request
GRAVEL HILLS WIND & SOLAR | 2099 | 2021-04-09 | 2021-04-15 07:00 | WITHDRAWN | 2022-11-10 08:00 | C14 | Wind Turbine | Photovoltaic |  | Wind Turbine | Solar |  | 150 | 150 |  | 150 |  |  |  | Full Capacity | Off-Peak Deliverability | KERN | CA | SCE | Kramer Substation 230 kV | 2025-10-01 07:00 | 2025-10-01 07:00 | NA |  |  | NA |  | IC Request
SOUZA SOLAR | 2100 | 2021-04-08 | 2021-04-15 07:00 | WITHDRAWN | 2021-09-28 07:00 | C14 | Storage | Photovoltaic |  | Battery | Solar |  | 213.8183 | 214.808 |  | 200 |  |  |  | Full Capacity | Off-Peak Deliverability | LOS ANGELES | CA | SCE | Vincent-Lugo 500 kV line | 2025-10-01 07:00 | 2025-10-01 07:00 | NA |  |  | NA
ALTILIUM ENERGY STORAGE | 2102 | 2021-04-13 | 2021-04-15 07:00 | WITHDRAWN | 2021-09-09 07:00 | C14 | Generating Facility Type-1: Storage; Generating Facility Fuel-1: Battery; MWs MW-1: 404.25 | 400 |  |  |  | Full Capacity | Off-Peak Deliverability | SAN BERNADINO | CA | SCE | Victor Substation 230 kV | 2025-08-01 07:00 | 2025-08-01 07:00 | NA |  |  | NA |  | IC Request
PEARL GEOTHERMAL | 2106 | 2021-04-15 | 2021-04-15 07:00 | WITHDRAWN | 2023-01-09 08:00 | C14 | Generating Facility Type-1: Steam Turbine; Generating Facility Fuel-1: Geothermal; MWs MW-1: 200 | 200 |  |  |  | Full Capacity |  | ESMERALDA COUNTY | NV | SCE | Control Substation 115 kV | 2025-02-01 08:00 | 2027-09-10 07:00 | NA | Complete |  | NA |  | IC Request
SUMMIT HYBRID | 2107 | 2021-04-14 | 2021-04-15 07:00 | WITHDRAWN | 2022-11-23 08:00 | C14 | Photovoltaic | Storage |  | Solar | Battery |  | 206.091 | 206.091 |  | 200 |  |  |  | Full Capacity | Off-Peak Deliverability | SAN BERNARDINO | CA | SCE | Kramer-Victor #1 230 kV line | 2025-06-01 07:00 | 2025-06-01 07:00 | NA |  |  | NA |  | IC Request
RED DIAMOND SOLAR | 2108 | 2021-09-30 | 2021-04-15 07:00 | WITHDRAWN | 2023-01-03 08:00 | C14 | Photovoltaic | Storage |  | Solar | Battery |  | 61.9 | 61.9 |  | 60 |  |  |  | Full Capacity | Off-Peak Deliverability | SAN BERNARDINO | CA | SCE | Tortilla Substation 115 kV | 2025-10-30 07:00 | 2028-04-10 07:00 | NA |  |  | NA |  | IC Request
FLEA FLICKER ENERGY STORAGE | 2110 | 2021-04-01 | 2021-04-15 07:00 | WITHDRAWN | 2024-07-31 07:00 | C14 | Generating Facility Type-1: Storage; Generating Facility Fuel-1: Battery; MWs MW-1: 213.55 | 200 |  |  |  | Full Capacity |  | LOS ANGELES | CA | SCE | Vincent Substation 230 kV | 2024-06-01 07:00 | 2033-01-26 08:00 | NA | Complete | Complete | NA |  | Failure to Cure Deficiency
MAGNOLIA | 2112 | 2021-04-01 | 2021-04-15 07:00 | WITHDRAWN | 2022-12-07 08:00 | C14 | Generating Facility Type-1: Storage; Generating Facility Fuel-1: Battery; MWs MW-1: 405.6565 | 400 |  |  |  | Full Capacity |  | RIVERSIDE | CA | SCE | Mira Loma Substation 230 kV | 2024-06-30 07:00 | 2032-04-09 07:00 | NA |  |  | NA |  | IC Request
SPROUT | 2118 | 2021-04-01 | 2021-04-15 07:00 | WITHDRAWN | 2023-01-17 08:00 | C14 | Generating Facility Type-1: Storage; Generating Facility Fuel-1: Battery; MWs MW-1: 405.7509 | 400 |  |  |  | Full Capacity |  | LOS ANGELES | CA | SCE | Center S Substation 230 kV | 2024-06-30 07:00 | 2030-10-11 07:00 | NA |  |  | NA |  | IC Request
RISU | 2119 | 2021-04-05 | 2021-04-15 07:00 | WITHDRAWN | 2022-12-16 08:00 | C14 | Generating Facility Type-1: Storage; Generating Facility Fuel-1: Battery; MWs MW-1: 252.6 | 250 |  |  |  | Full Capacity |  | ORANGE COUNTY | CA | SCE | Villa Park Substation 230 kV | 2024-06-30 07:00 | 2030-10-11 07:00 | NA |  |  | NA |  | IC Request
VOLTRON | 2120 | 2021-04-05 | 2021-04-15 07:00 | WITHDRAWN | 2022-12-02 08:00 | C14 | Storage | Photovoltaic |  | Battery | Solar |  | 306 | 306 |  | 300 |  |  |  | Full Capacity | Off-Peak Deliverability | LOS ANGELES COUNTY | CA | SCE | Laguna Bell Substation 230 kV Substation | 2024-06-30 07:00 | 2024-06-30 07:00 | NA |  |  | NA |  | IC Request
JACIVA ENERGY STORAGE | 2122 | 2021-04-07 | 2021-04-15 07:00 | WITHDRAWN | 2023-01-13 08:00 | C14 | Generating Facility Type-1: Storage; Generating Facility Fuel-1: Battery; MWs MW-1: 403.5 | 400 |  |  |  | Full Capacity |  | SAN BERNARDINO | CA | SCE | Mira Loma Substation 230 kV | 2024-08-01 07:00 | 2024-08-01 07:00 | NA | Complete |  | NA |  | IC Request
SPINDLE ENERGY STORAGE | 2123 | 2021-04-06 | 2021-04-15 07:00 | WITHDRAWN | 2023-01-13 08:00 | C14 | Generating Facility Type-1: Storage; Generating Facility Fuel-1: Battery; MWs MW-1: 504.2 | 500 |  |  |  | Full Capacity |  | LOS ANGELES | CA | SCE | La Cienega Substation 230 kV | 2024-08-01 07:00 | 2024-08-01 07:00 | NA | Complete |  | NA |  | IC Request
FUERTE ENERGY STORAGE | 2126 | 2021-04-06 | 2021-04-15 07:00 | WITHDRAWN | 2022-11-18 08:00 | C14 | Generating Facility Type-1: Storage; Generating Facility Fuel-1: Battery; MWs MW-1: 554.4 | 550 |  |  |  | Full Capacity |  | SAN BERNARDINO | CA | SCE | Mira Loma - Chino 230 #1 230 kV | 2024-08-01 07:00 | 2024-08-01 07:00 | NA | Complete |  | NA |  | IC Request
MANUEL STORAGE | 2128 | 2021-04-08 | 2021-04-15 07:00 | WITHDRAWN | 2022-12-13 08:00 | C14 | Generating Facility Type-1: Storage; Generating Facility Fuel-1: Battery; MWs MW-1: 150 | 150 |  |  |  | Full Capacity |  | SAN BERNARDINO | CA | SCE | Chino Substation 230 kV | 2025-10-01 07:00 | 2025-10-01 07:00 | NA | Complete |  | NA |  | IC Request
LAS PILAS | 2130 | 2021-04-09 | 2021-04-15 07:00 | WITHDRAWN | 2023-01-13 08:00 | C14 | Generating Facility Type-1: Storage; Generating Facility Fuel-1: Battery; MWs MW-1: 204.5175 | 200 |  |  |  | Full Capacity |  | SAN BERNARDINO | CA | SCE | Mira Loma Substation 230 kV | 2024-11-01 07:00 | 2024-11-01 07:00 | NA |  |  | NA |  | IC Request
RANGER | 2132 | 2021-04-09 | 2021-04-15 07:00 | WITHDRAWN | 2022-11-15 08:00 | C14 | Generating Facility Type-1: Storage; Generating Facility Fuel-1: Battery; MWs MW-1: 102.26 | 100 |  |  |  | Full Capacity |  | LOS ANGELES | CA | SCE | Laguna Bell Substation 230 kV | 2024-11-01 07:00 | 2024-11-01 07:00 | NA |  |  | NA |  | IC Request
LIVE OAK STORAGE | 2133 | 2021-04-09 | 2021-04-15 07:00 | WITHDRAWN | 2021-09-23 07:00 | C14 | Generating Facility Type-1: Storage; Generating Facility Fuel-1: Battery; MWs MW-1: 358.4412 | 350 |  |  |  | Full Capacity | Off-Peak Deliverability | SAN BERNARDINO | CA | SCE | San Bernadino 220 kV | 2024-06-01 07:00 | 2024-06-01 07:00 | NA |  |  | NA |  | IC Request
CATHODE | 2135 | 2021-04-12 | 2021-04-15 07:00 | WITHDRAWN | 2022-11-08 08:00 | C14 | Generating Facility Type-1: Storage; Generating Facility Fuel-1: Battery; MWs MW-1: 300 | 300 |  |  |  | Full Capacity |  | LOS ANGELES | CA | SCE | Hinson Substation 220kV | 2024-06-01 07:00 | 2024-06-01 07:00 | NA |  |  | NA |  | IC Request
MT BALDY ENERGY STORAGE | 2137 | 2021-04-14 | 2021-04-15 07:00 | WITHDRAWN | 2024-07-01 07:00 | C14 | Generating Facility Type-1: Storage; Generating Facility Fuel-1: Battery; MWs MW-1: 512.58 | 500 |  |  |  | Full Capacity |  | SAN BERNARDINO | CA | SCE | Mira Loma Substation 230 kV | 2025-06-01 07:00 | 2031-02-26 08:00 | NA | Complete | Complete | NA |  | IC Request
SEPARATOR UNIT 2 | 2138 | 2021-04-12 | 2021-04-15 07:00 | WITHDRAWN | 2024-05-22 07:00 | C14 | Generating Facility Type-1: Storage; Generating Facility Fuel-1: Battery; MWs MW-1: 300 | 300 |  |  |  | Full Capacity |  | ORANGE | CA | SCE | SERRANO Substation 220 kV | 2024-06-01 07:00 | 2031-01-26 08:00 | NA | Complete | Complete | NA |  | IC Request
ALUM GEOTHERMAL | 2143 | 2021-04-15 | 2021-04-15 07:00 | WITHDRAWN | 2023-01-09 08:00 | C14 | Generating Facility Type-1: Steam Turbine; Generating Facility Fuel-1: Geothermal; MWs MW-1: 530 | 427.3 |  |  |  | Full Capacity |  | ESMERALDA COUNTY | NV | VEA | Beatty Substation 138 kV | 2025-02-01 08:00 | 2025-02-01 08:00 | NA | Complete |  | NA |  | IC Request
LAVA RIDGE WIND | 2151 | 2021-04-14 | 2021-04-15 07:00 | WITHDRAWN | 2023-01-13 08:00 | C14 | Storage | Wind Turbine |  | Battery | Wind Turbine |  | 510.1785 | 1156.1 |  | 1050 |  |  |  | Full Capacity | Off-Peak Deliverability | LINCOLN | ID | DSLK | Harry Allen-Eldorado 500 kV | 2024-06-01 07:00 | 2025-12-01 08:00 | NA |  |  | NA |  | IC Request
SALMON FALLS WIND | 2152 | 2021-04-14 | 2021-04-15 07:00 | WITHDRAWN | 2023-01-13 08:00 | C14 | Storage | Wind Turbine |  | Battery | Wind Turbine |  | 520 | 836.28 |  | 800 |  |  |  | Full Capacity | Off-Peak Deliverability | TWIN FALLS | ID | DSLK | Harry Allen-Eldorado 500 kV | 2025-06-01 07:00 | 2026-12-01 08:00 | NA | Complete |  | NA |  | IC Request
AMBER RAY | 2155 | 2021-04-01 | 2021-04-15 07:00 | WITHDRAWN | 2023-01-17 08:00 | C14 | Generating Facility Type-1: Storage; Generating Facility Fuel-1: Battery; MWs MW-1: 303.7533 | 300 |  |  |  | Full Capacity |  | SAN DIEGO | CA | SDGE | Chicarita Substation 138 kV | 2024-06-30 07:00 | 2027-04-12 07:00 | NA | Complete |  | NA |  | IC Request
SCIURUS | 2156 | 2021-04-01 | 2021-04-15 07:00 | WITHDRAWN | 2023-01-17 08:00 | C14 | Generating Facility Type-1: Storage; Generating Facility Fuel-1: Battery; MWs MW-1: 304.1932 | 300 |  |  |  | Full Capacity |  | ORANGE | CA | SDGE | Trabuco Substation 138 kV | 2024-06-30 07:00 | 2028-09-09 07:00 | NA | Complete |  | NA |  | IC Request
PALADIN | 2158 | 2021-04-01 | 2021-04-15 07:00 | WITHDRAWN | 2022-11-11 08:00 | C14 | Generating Facility Type-1: Storage; Generating Facility Fuel-1: Battery; MWs MW-1: 304.1228 | 300 |  |  |  | Full Capacity |  | ORANGE | CA | SDGE | Rancho Mission Viejo Substation 138 kV | 2024-06-30 07:00 | 2024-06-30 07:00 | NA |  |  | NA |  | IC Request
BERNARDO ENERGY STORAGE | 2159 | 2021-04-02 | 2021-04-15 07:00 | WITHDRAWN | 2022-11-23 08:00 | C14 | Generating Facility Type-1: Storage; Generating Facility Fuel-1: Battery; MWs MW-1: 157 | 150 |  |  |  | Full Capacity |  | SAN DIEGO | CA | SDGE | Artesian Ranch Substation 69 kV | 2025-06-01 07:00 | 2025-06-01 07:00 | NA |  |  | NA |  | IC Request
OLD STEEL BRIDGE BESS | 2160 | 2021-04-05 | 2021-04-15 07:00 | WITHDRAWN | 2022-11-23 08:00 | C14 | Generating Facility Type-1: Storage; Generating Facility Fuel-1: Battery; MWs MW-1: 157 | 150 |  |  |  | Full Capacity |  | SAN DIEGO | CA | SDGE | Jamacha - Miguel 69 kV Line | 2025-06-01 07:00 | 2025-06-01 07:00 | NA |  |  | NA |  | IC Request
PAVION | 2163 | 2021-04-06 | 2021-04-15 07:00 | WITHDRAWN | 2022-12-18 08:00 | C14 | Generating Facility Type-1: Storage; Generating Facility Fuel-1: Battery; MWs MW-1: 400 | 400 |  |  |  | Full Capacity |  | SAN DIEGO | CA | SDGE | Talega Substation 230 kV | 2026-06-01 07:00 | 2026-06-01 07:00 | NA |  |  | NA |  | IC Request
PETREL STORAGE | 2164 | 2021-04-06 | 2021-04-15 07:00 | WITHDRAWN | 2022-11-16 08:00 | C14 | Generating Facility Type-1: Storage; Generating Facility Fuel-1: Battery; MWs MW-1: 51.099 | 50 |  |  |  | Full Capacity |  | SAN DIEGO | CA | SDGE | Friars Substation 138 kV | 2024-12-15 08:00 | 2024-12-15 08:00 | NA |  |  | NA |  | IC Request
LAGO DOMINGO SOLAR | 2168 | 2021-04-08 | 2021-04-15 07:00 | WITHDRAWN | 2022-12-14 08:00 | C14 | Storage | Photovoltaic |  | Battery | Solar |  | 82.35 | 82.35 |  | 80 |  |  |  | Full Capacity | Off-Peak Deliverability | SAN DIEGO | CA | SDGE | Boulevard East Substation 69 kV | 2025-10-30 07:00 | 2025-10-30 07:00 | NA |  |  | NA |  | IC Request
SPANISH TABLE | 2169 | 2021-04-08 | 2021-04-15 07:00 | WITHDRAWN | 2023-01-13 08:00 | C14 | Generating Facility Type-1: Storage; Generating Facility Fuel-1: Battery; MWs MW-1: 100.8 | 100 |  |  |  | Full Capacity |  | SAN DIEGO | CA | SDGE | Border - Border Tap 69 kV | 2024-05-31 07:00 | 2024-05-31 07:00 | NA | Complete |  | NA |  | IC Request
JAPATUL VALLEY STORAGE | 2170 | 2021-04-11 | 2021-04-15 07:00 | WITHDRAWN | 2022-12-09 08:00 | C14 | Generating Facility Type-1: Storage; Generating Facility Fuel-1: Battery; MWs MW-1: 308.2086 | 300 |  |  |  | Full Capacity |  | SAN DIEGO | CA | SDGE | Suncrest Substation 230 kV | 2024-12-31 08:00 | 2024-12-31 08:00 | NA |  |  | NA |  | IC Request
WEST HILLS ENERGY STORAGE | 2171 | 2021-04-07 | 2021-04-15 07:00 | WITHDRAWN | 2022-11-23 08:00 | C14 | Generating Facility Type-1: Storage; Generating Facility Fuel-1: Battery; MWs MW-1: 261 | 250 |  |  |  | Full Capacity |  | SAN DIEGO | CA | SDGE | Sycamore Canyon Substation 230 kV | 2025-06-01 07:00 | 2025-06-01 07:00 | NA |  |  | NA |  | IC Request
CHARGER STORAGE | 2174 | 2021-04-08 | 2021-04-15 07:00 | WITHDRAWN | 2022-12-29 08:00 | C14 | Generating Facility Type-1: Storage; Generating Facility Fuel-1: Battery; MWs MW-1: 615.756 | 600 |  |  |  | Full Capacity |  | SAN DIEGO | CA | SDGE | Otay Mesa Switchyard 230 kV | 2025-10-30 07:00 | 2025-10-30 07:00 | NA |  |  | NA |  | IC Request
WINGED DOVE STORAGE | 2175 | 2021-04-09 | 2021-04-15 07:00 | WITHDRAWN | 2023-01-13 08:00 | C14 | Generating Facility Type-1: Storage; Generating Facility Fuel-1: Battery; MWs MW-1: 408.5 | 400 |  |  |  | Full Capacity |  | YUMA | AZ | SDGE | Hoodoo Wash Switchyard 500 kV | 2025-04-15 07:00 | 2028-03-11 08:00 | NA | Complete |  | NA |  | IC Request
BIERSTADT ENERGY STORAGE | 2179 | 2021-04-14 | 2021-04-15 07:00 | WITHDRAWN | 2022-11-09 08:00 | C14 | Generating Facility Type-1: Storage; Generating Facility Fuel-1: Battery; MWs MW-1: 100.365 | 99.99 |  |  |  | Full Capacity |  | SAN DIEGO | CA | SDGE | Border Substation 69 kV | 2024-06-01 07:00 | 2024-06-01 07:00 | NA |  |  | NA |  | IC Request
PINSCHER ENERGY STORAGE | 2181 | 2021-04-14 | 2021-04-15 07:00 | WITHDRAWN | 2024-07-17 07:00 | C14 | Generating Facility Type-1: Storage; Generating Facility Fuel-1: Battery; MWs MW-1: 150.521 | 149.91 |  |  |  | Full Capacity |  | SAN DIEGO | CA | SDGE | Carrizo Gorge Switchyard 138 kV | 2024-06-01 07:00 | 2029-02-05 08:00 | NA | Complete |  | NA |  | IC Request
HELIX STORAGE | 2183 | 2021-04-09 | 2021-04-15 07:00 | WITHDRAWN | 2021-08-20 07:00 | C14 | Generating Facility Type-1: Storage; Generating Facility Fuel-1: Battery; MWs MW-1: 81.6 | 80 |  |  |  | Full Capacity | Off-Peak Deliverability | SAN DIEGO | CA | SDGE | Spring Valley Substation 69 kV | 2025-11-01 07:00 | 2025-11-01 07:00 | NA |  |  | NA |  | IC Request
EOLICA DE RUMOROSA | 2187 | 2021-04-13 | 2021-04-15 07:00 | WITHDRAWN | 2024-06-18 07:00 | C14 | Generating Facility Type-1: Wind Turbine; Generating Facility Fuel-1: Wind Turbine; MWs MW-1: 940.8 | 900 |  |  |  | Full Capacity | Off-Peak Deliverability | TECATE BAJA CALIFORNIA MEXICO | CA | SDGE | East County Substation 500 kV | 2028-03-31 07:00 | 2035-05-05 07:00 | NA | Complete |  | NA |  | IC Request
LA FUENTE ENERGY STORAGE | 2189 | 2021-04-14 | 2021-04-15 07:00 | WITHDRAWN | 2022-12-18 08:00 | C14 | Generating Facility Type-1: Storage; Generating Facility Fuel-1: Battery; MWs MW-1: 105.9831 | 100 |  |  |  | Full Capacity |  | SAN DIEGO | CA | SDGE | Otay Mesa Switchyard 230 kV | 2024-06-01 07:00 | 2024-06-01 07:00 | NA |  |  | NA |  | IC Request
HERMES ENERGY STORAGE | 2190 | 2021-04-15 | 2021-04-15 07:00 | WITHDRAWN | 2021-09-03 07:00 | C14 | Generating Facility Type-1: Storage; Generating Facility Fuel-1: Battery; MWs MW-1: 154.6 | 150 |  |  |  | Full Capacity | Off-Peak Deliverability | SAN DIEGO | CA | SDGE | Border Substation 69 kV | 2024-06-01 07:00 | 2024-06-01 07:00 | NA |  |  | NA |  | IC Request
FREIGHT ENERGY STORAGE | 2191 | 2021-04-15 | 2021-04-15 07:00 | WITHDRAWN | 2022-11-03 07:00 | C14 | Generating Facility Type-1: Storage; Generating Facility Fuel-1: Battery; MWs MW-1: 51.75 | 50 |  |  |  | Full Capacity |  | SAN DIEGO | CA | SDGE | Border Substation 69 kV | 2025-06-01 07:00 | 2025-06-01 07:00 | NA |  |  | NA |  | IC Request
VENTANA ENERGY STORAGE | 2193 | 2021-11-19 | 2022-06-03 07:00 | WITHDRAWN | 2022-08-11 07:00 | ISP | Generating Facility Type-1: Storage; Generating Facility Fuel-1: Battery; MWs MW-1: 254.3 | 250 |  |  |  | Full Capacity | Off-Peak Deliverability | SAN BERNARDINO | CA | SCE | Lugo | 2024-06-01 07:00 | 2024-06-01 07:00 | NA |  |  | NA |  | IC Request
PRONGHORN ENERGY STORAGE | 2194 | 2022-05-07 | 2022-06-13 07:00 | WITHDRAWN | 2022-08-18 07:00 | ISP | Generating Facility Type-1: Storage; Generating Facility Fuel-1: Battery; MWs MW-1: 122.6 | 120 |  |  |  | Full Capacity | Off-Peak Deliverability | LOS ANGELES | CA | SCE | Antelope | 2026-06-01 07:00 | 2026-06-01 07:00 | NA |  |  | NA |  | IC Request
VENTANA RELIABILITY PROJECT | 2197 | 2022-09-29 | 2023-01-11 08:00 | WITHDRAWN | 2023-04-05 07:00 | ISP | Generating Facility Type-1: Storage; Generating Facility Fuel-1: Battery; MWs MW-1: 254.3 | 250 |  |  |  | Full Capacity | Off-Peak Deliverability | SAN BERNARDINO | CA | SCE | Lugo | 2024-06-01 07:00 | 2024-06-01 07:00 | NA |  |  | NA |  | Failure to Cure Deficiency
VISTA RELIABILITY | 2198 | 2022-10-14 | 2023-01-31 08:00 | WITHDRAWN | 2023-04-05 07:00 | ISP | Generating Facility Type-1: Storage; Generating Facility Fuel-1: Battery; MWs MW-1: 254.3 | 250 |  |  |  | Full Capacity | Off-Peak Deliverability | LOS ANGELES | CA | SCE | Vincent | 2024-06-01 07:00 | 2024-06-01 07:00 | NA |  |  | NA |  | Failure to Cure Deficiency
The contents of these pages are subject to change without notice. Decisions based on information contained within the California ISO's web site are the visitor's sole responsibility.