## Sheet1
Commercial Interest from CAISO's Cluster 15 applications |  | Date: 10-31-2024
Identification of CAISO interconnection queue Commercial Development Interest | This workbook also identifies commercial development interest from the CAISO's Cluster 15 application list for use in the busbar mapping commercial interest criteria. In the main tab "Grid GenerationQueue", staff fi identified resource type, amount, and ocation for each project for use in the mapping analysis. The commercial resources are then summarized by busbar mapping substation in the"C15_Apps_bySub" tab for use in the mapping effort. All commercial interest from the Cluster 15 applications are considered lower-confidence commercial interest.
2025-2026 TPP Portfolios Proceeding Documents | The September 12, 2024, Ruling can be accessed from the webpage below:
https://docs.cpuc.ca.gov/PublishedDocs/Efile/G000/M539/K999/539999211.PDF
Busbar Mapping and Portfolio Information | This workbook supports the initial mapping work for the proposed 2025-26 TPP base case portfolio. The portfolio utilizes CEC's 2023 IEPR and includes mapping of the 2035 and 2040 model years. All busbar mapping materials, portfolio information, and RESOLVE results can be found at the CPUC Assumptions for the 2025-26 TPP webpage below:
https://www.cpuc.ca.gov/industries-and-topics/electrical-energy/electric-power-procurement/long-term-procurement-planning/2024-26-irp-cycle-events-and-materials/assumptions-for-the-2025-2026-tpp

## Cluster_15_applications
[18 empty] | Battery | LDES | Solar | Geothermal | Biomass | Wind | Offshore Wind | OOS Wind | Hydrogen
Project Status | Project Number | Project Name | Generation/Fuel 1 | NET MW 1 | Generation/Fuel 2 | NET MW 2 | Generation/Fuel 3 | NET MW 3 | NET MW POI | PROJECT_COUNTY | Project State | Study Area | PTO | POI | Requested COD | COD + 2-years | Resource Type | Total | Total | Total | Total | Total | Total | Total | Total | Total | Substation | Voltage
complete | 54659 | Ace | Photovoltaic/Solar | 312.96 | Storage/Battery | 312.96 | N/A | N/A | 300 | San Joaquin | CA | GBAY | PGAE | Bellota -Brighton 230kV Substation | 2027-12-01 08:00 | 2030 | Solar-Hybrid | 300 | 0 | 300 | 0 | 0 | 0 | 0 | 0 | 0 | Bellota | 230
complete | 54512 | Alembic | Storage/Battery | 152 | Combustion Turbine/Hydrogen | 152 | N/A | N/A | 152 | Madera | CA | Fresno | PGAE | Dairyland 115kV | 2026-03-31 07:00 | 2028 | Hydrogen | 0 | 0 | 0 | 0 | 0 | 0 | 0 | 0 | 152 | Dairyland | 115
complete | 54590 | Algodones Storage | Storage/Battery | 1039.3416 | N/A | N/A | N/A | N/A | 1000 | Imperial | CA | SDGE | SDGE | Imperial Valley 500kV | 2027-10-01 07:00 | 2029 | Battery | 1000 | 0 | 0 | 0 | 0 | 0 | 0 | 0 | 0 | Imperial Valley | 500
complete | 54516 | Alisa Solar Energy Complex 2 | Photovoltaic/Solar | 500 | Storage/Battery | 500 | N/A | N/A | 500 | Yuma | AZ | SDGE | SDGE | Hoodoo Wash - North Gila 500 kV | 2028-12-31 08:00 | 2031 | Solar-Hybrid | 500 | 0 | 500 | 0 | 0 | 0 | 0 | 0 | 0 | Hoodoo Wash | 500
complete | 54894 | Almande Energy Storage 2 | Storage/Battery | 256.29 | N/A | N/A | N/A | N/A | 250 | Merced | CA | Fresno | PGAE | Wilson Substation 115kV | 2027-06-01 07:00 | 2029 | Battery | 250 | 0 | 0 | 0 | 0 | 0 | 0 | 0 | 0 | Wilson | 115
complete | 54503 | Almond Wood Energy | Photovoltaic/Solar | 437.14 | Storage/Battery | 437.14 | N/A | N/A | 400 | Fresno | CA | Fresno | PGAE | Gates - Herndon 230kV | 2027-06-01 07:00 | 2029 | Solar-Hybrid | 400 | 0 | 400 | 0 | 0 | 0 | 0 | 0 | 0 | Kearney | 230
complete | 54934 | Amanece Solar | Photovoltaic/Solar | 418.9272 | Storage/Battery | 216.8109 | N/A | N/A | 400 | Stanislaus | CA | Fresno | PGAE | Westly - Los Banos 230kV | 2026-11-30 08:00 | 2029 | Solar-Hybrid | 216.8109 | 0 | 400 | 0 | 0 | 0 | 0 | 0 | 0 | Los Banos | 230
complete | 54955 | Amaretti Solar | Photovoltaic/Solar | 30.51 | Storage/Battery | 30.51 | N/A | N/A | 30 | Fresno | CA | Fresno | PGAE | Helm Sub 70kV | 2026-12-01 08:00 | 2029 | Solar-Hybrid | 30 | 0 | 30 | 0 | 0 | 0 | 0 | 0 | 0 | Helm | 70
complete | 54729 | Amargosa SEZ | Photovoltaic/Solar | 515.08 | Storage/Battery | 518.34 | N/A | N/A | 500 | Nye | NV | EOP | VEA | Beatty Substation 138kV | 2027-12-01 08:00 | 2030 | Solar-Hybrid | 500 | 0 | 500 | 0 | 0 | 0 | 0 | 0 | 0 | Beatty | 230
complete | 54824 | Amberjill Energy | Storage/Battery | 100.6499 | N/A | N/A | N/A | N/A | 100 | San Diego | CA | SDGE | SDGE | Loveland- Alpine 69 kV | 2026-11-30 08:00 | 2029 | Battery | 100 | 0 | 0 | 0 | 0 | 0 | 0 | 0 | 0 | Alpine | 69
complete | 54756 | Anderson River BESS | Storage/Battery | 200 | N/A | N/A | N/A | N/A | 200 | Shasta | CA | NGBA | PGAE | Cottonwood 230kV | 2026-12-01 08:00 | 2029 | Battery | 200 | 0 | 0 | 0 | 0 | 0 | 0 | 0 | 0 | Cottonwood | 230
complete | 54789 | Angel Energy Center | Storage/Battery | 238.2878 | N/A | N/A | N/A | N/A | 230 | Alameda | CA | GBAY | PGAE | Kelso 230kV | 2029-09-14 07:00 | 2031 | Battery | 230 | 0 | 0 | 0 | 0 | 0 | 0 | 0 | 0 | Kelso | 230
complete | 54519 | ANGELES ENERGY STORAGE | Storage/Battery | 508.6 | N/A | N/A | N/A | N/A | 500 | Los Angeles | CA | Northern | SCE | Vincent Sub 500kV | 2026-06-01 07:00 | 2028 | Battery | 500 | 0 | 0 | 0 | 0 | 0 | 0 | 0 | 0 | Vincent | 500
complete | 54963 | Annapurna | Storage/Battery | 257.4 | N/A | N/A | N/A | N/A | 250 | Merced County | CA | Fresno | PGAE | El Nido 115kV | 2026-06-01 07:00 | 2028 | Battery | 250 | 0 | 0 | 0 | 0 | 0 | 0 | 0 | 0 | El Nido (PGE) | 115
complete | 54966 | Ant | Photovoltaic/Solar | 152.537 | Storage/Battery | 152.32 | N/A | N/A | 150 | San Luis Obispo | CA | Kern | PGAE | Mesa 115kV | 2027-10-01 07:00 | 2029 | Solar-Hybrid | 150 | 0 | 150 | 0 | 0 | 0 | 0 | 0 | 0 | Mesa (PGE) | 115
WITHDRAWN | 54618 | Antelope Plains Solar | Photovoltaic/Solar | 204.204 | Storage/Battery | 204.204 | N/A | N/A | 200 | Kern | CA | Kern | PGAE | Goose Lake 115kV | 2027-06-01 07:00
complete | 54734 | Anthem | Storage/Battery | 515.08 | N/A | N/A | N/A | N/A | 500 | San Diego | CA | SDGE | SDGE | Miguel 230kV | 2027-12-01 08:00 | 2030 | Battery | 500 | 0 | 0 | 0 | 0 | 0 | 0 | 0 | 0 | Miguel | 230
complete | 54897 | Antlia | Storage/Battery | 308.8 | N/A | N/A | N/A | N/A | 300 | Monterey | CA | GBAY | PGAE | Moss Landing 115kV | 2026-10-01 07:00 | 2028 | Battery | 300 | 0 | 0 | 0 | 0 | 0 | 0 | 0 | 0 | Moss Landing | 115
complete | 54830 | Appa Solar | Photovoltaic/Solar | 41.5 | Storage/Battery | 41.5 | N/A | N/A | 40 | Merced | CA | Fresno | PGAE | Merced Falls Substation 70kV | 2026-12-01 08:00 | 2029 | Solar-Hybrid | 40 | 0 | 40 | 0 | 0 | 0 | 0 | 0 | 0 | Exchequer | 115
complete | 54985 | Aquarius | Photovoltaic/Solar | 258.3 | Storage/Battery | 258.3 | N/A | N/A | 250 | Sutter | CA | NGBA | PGAE | Rio Oso Sub 230kV | 2027-06-01 07:00 | 2029 | Solar-Hybrid | 250 | 0 | 250 | 0 | 0 | 0 | 0 | 0 | 0 | Rio Oso | 230
complete | 54972 | Aquarius Energy Storage | Storage/Battery | 403.741 | N/A | N/A | N/A | N/A | 400 | Madera | CA | Fresno | PGAE | Borden 230kV | 2027-12-31 08:00 | 2030 | Battery | 400 | 0 | 0 | 0 | 0 | 0 | 0 | 0 | 0 | Borden | 230
complete | 54887 | Aqueduct Energy Storage 2 | Storage/Battery | 206.1 | N/A | N/A | N/A | N/A | 200 | Alameda | CA | GBAY | PGAE | Contra Costa - Delta Switchyard 230kV | 2028-05-01 07:00 | 2030 | Battery | 200 | 0 | 0 | 0 | 0 | 0 | 0 | 0 | 0 | Delta PP | 230
complete | 54653 | Aratina 3 | Photovoltaic/Solar | 250 | Storage/Battery | 250 | N/A | N/A | 250 | San Bernardino | CA | NOL | SCE | Kramer 230kV | 2029-05-26 07:00 | 2031 | Solar-Hybrid | 250 | 0 | 250 | 0 | 0 | 0 | 0 | 0 | 0 | Kramer | 230
complete | 54685 | Arcana Solar | Photovoltaic/Solar | 206.9184 | Storage/Battery | 206.618 | N/A | N/A | 200 | San Bernardino | CA | NOL | SCE | Kramer-Randsburg 115kV | 2029-09-14 07:00 | 2031 | Solar-Hybrid | 200 | 0 | 200 | 0 | 0 | 0 | 0 | 0 | 0 | Kramer | 115
complete | 54730 | Argenta | Photovoltaic/Solar | 733.5 | Storage/Battery | 733.5 | N/A | N/A | 700 | San Bernardino | CA | NOL | SCE | Pisgah Substation 230kV | 2027-12-01 08:00 | 2030 | Solar-Hybrid | 700 | 0 | 700 | 0 | 0 | 0 | 0 | 0 | 0 | Pisgah | 230
complete | 54767 | Argos Solar | Photovoltaic/Solar | 361.4 | Storage/Battery | 361.4 | N/A | N/A | 350 | San Bernadino | CA | NOL | SCE | Lugo - Pisgah 230KV | 2028-05-01 07:00 | 2030 | Solar-Hybrid | 350 | 0 | 350 | 0 | 0 | 0 | 0 | 0 | 0 | New Sub - Lugo - Pisgah (Proposed) | 230
complete | 54668 | Ashton Energy Center | Photovoltaic/Solar | 1049.72 | Storage/Battery | 1052.98 | N/A | N/A | 1000 | Nye | NV | EOP | GLW | Valley Switch 230kV | 2027-12-01 08:00 | 2030 | Solar-Hybrid | 1000 | 0 | 1000 | 0 | 0 | 0 | 0 | 0 | 0 | Valley Switch | 230
complete | 54856 | Avets | Storage/Battery | 136.75 | N/A | N/A | N/A | N/A | 130 | San Bernardino | CA | NOL | SCE | IVANPAH-BAKER-COOL WATER-DUNN SIDING-MOUNTAIN PASS 115 kV Line | 2027-04-01 07:00 | 2029 | Battery | 130 | 0 | 0 | 0 | 0 | 0 | 0 | 0 | 0 | Ivanpah | 115
complete | 54509 | Aviation | Storage/Battery | 650 | Combustion Turbine/Hydrogen | 650 | N/A | N/A | 650 | San Bernadino | CA | Metro | SCE | Mira Loma 230kV | 2026-03-31 07:00 | 2028 | Hydrogen | 0 | 0 | 0 | 0 | 0 | 0 | 0 | 0 | 650 | Mira Loma | 230
complete | 54610 | Avocado Falls | Storage/Battery | 50.25 | N/A | N/A | N/A | N/A | 50 | San Diego | CA | SDGE | SDGE | Avocado Sub 69kV | 2028-12-31 08:00 | 2031 | Battery | 50 | 0 | 0 | 0 | 0 | 0 | 0 | 0 | 0 | Avocado | 69
complete | 54579 | Baca Solar | Storage/Battery | 519.937 | N/A | N/A | N/A | N/A | 500 | Fresno | CA | Fresno | LSPC | Manning 230kV | 2027-10-01 07:00 | 2029 | Battery | 500 | 0 | 0 | 0 | 0 | 0 | 0 | 0 | 0 | Manning | 230
complete | 54529 | Badger Flat | Photovoltaic/Solar | 320.4 | Storage/Battery | 339.192 | N/A | N/A | 300 | Merced | CA | Fresno | PGAE | Los Banos 230kV | 2028-06-30 07:00 | 2030 | Solar-Hybrid | 300 | 0 | 300 | 0 | 0 | 0 | 0 | 0 | 0 | Los Banos | 230
complete | 54786 | Baja Vista Power Bank | Storage/Battery | 369.6 | N/A | N/A | N/A | N/A | 360 | San Diego | CA | SDGE | SDGE | Otay Mesa 230kV | 2028-04-01 07:00 | 2030 | Battery | 360 | 0 | 0 | 0 | 0 | 0 | 0 | 0 | 0 | Otay Mesa | 230
complete | 54761 | Bajada | Photovoltaic/Solar | 363.7 | Storage/Battery | 363.7 | N/A | N/A | 350 | Riverside | CA | Eastern | SCE | Redbluff Substation 230kV | 2028-05-01 07:00 | 2030 | Solar-Hybrid | 350 | 0 | 350 | 0 | 0 | 0 | 0 | 0 | 0 | Red bluff | 500
complete | 54715 | Bantam Energy Storage | Storage/Battery | 311.2667 | N/A | N/A | N/A | N/A | 300 | San Joaquin | CA | NGBA | PGAE | Banta 115kV | 2028-06-01 07:00 | 2030 | Battery | 300 | 0 | 0 | 0 | 0 | 0 | 0 | 0 | 0 | Kasson | 115
complete | 55015 | Barbaro Storage | Storage/Battery | 204.204 | N/A | N/A | N/A | N/A | 200 | Kern | CA | NOL | SCE | Inyokern 115kV | 2028-06-01 07:00 | 2030 | Battery | 200 | 0 | 0 | 0 | 0 | 0 | 0 | 0 | 0 | Inyokern | 115
complete | 54937 | Barbosa | Storage/Battery | 306.44 | N/A | N/A | N/A | N/A | 300 | Los Angeles | CA | Metro | SCE | Rio Hondo 230kV | 2027-12-01 08:00 | 2030 | Battery | 300 | 0 | 0 | 0 | 0 | 0 | 0 | 0 | 0 | Rio Hondo | 230
complete | 54785 | Baylands Power Bank | Storage/Battery | 328.4 | N/A | N/A | N/A | N/A | 320 | Santa Clara | CA | GBAY | PGAE | Los Esteros Substation 115kV | 2028-04-01 07:00 | 2030 | Battery | 320 | 0 | 0 | 0 | 0 | 0 | 0 | 0 | 0 | Los Esteros | 115
complete | 55013 | Bear Mountains Pumped Storage | Storage/Pumped-Storage hydro | 509.6 | N/A | N/A | N/A | N/A | 500 | Calaveras | CA | GBAY | PGAE | Bellota Sub 230kV | 2028-04-01 07:00 | 2030 | LDES-Pumped Hydro | 0 | 500 | 0 | 0 | 0 | 0 | 0 | 0 | 0 | Bellota | 230
Withdrawn | 55010 | Bear River Energy Storage | Storage/Battery | 250 | N/A | N/A | N/A | N/A | 250 | Sutter | CA | NGBA | PGAE | Rio Oso Sub 230kV | 2027-08-01 07:00
complete | 55000 | Bellhop | Storage/Battery | 500 | N/A | N/A | N/A | N/A | 500 | San Joaquin | CA | GBAY | PGAE | Tesla - Bellota 230kV | 2028-12-31 08:00 | 2031 | Battery | 500 | 0 | 0 | 0 | 0 | 0 | 0 | 0 | 0 | Bellota | 230
complete | 54502 | Birchwood Energy | Photovoltaic/Solar | 437.14 | Storage/Battery | 437.14 | N/A | N/A | 400 | Kings | CA | Fresno | PGAE | Gates - Midway 230kV | 2027-06-01 07:00 | 2029 | Solar-Hybrid | 400 | 0 | 400 | 0 | 0 | 0 | 0 | 0 | 0 | New Sub - Gates - Midway (Proposed) | 230
complete | 54863 | Birdrock | Storage/Battery | 105.3 | N/A | N/A | N/A | N/A | 100 | Los Angeles County | CA | Metro | SCE | Olinda 230kV | 2027-04-01 07:00 | 2029 | Battery | 100 | 0 | 0 | 0 | 0 | 0 | 0 | 0 | 0 | Olinda | 230
complete | 54506 | Black Horse | Storage/Battery | 156 | Combustion Turbine/Hydrogen | 156 | N/A | N/A | 156 | Fresno | CA | Fresno | PGAE | Mendota 115kV | 2026-03-31 07:00 | 2028 | Hydrogen | 0 | 0 | 0 | 0 | 0 | 0 | 0 | 0 | 156 | Mendota | 115
complete | 54561 | Blackbird | Photovoltaic/Solar | 1055.88 | Storage/Battery | 646 | N/A | N/A | 1000 | Fresno | CA | Fresno | LSPC | Manning 500kV | 2028-09-01 07:00 | 2030 | Solar-Hybrid | 646 | 0 | 1000 | 0 | 0 | 0 | 0 | 0 | 0 | Manning | 500
complete | 55023 | Blacktail Energy Storage | Storage/Battery | 10.25 | N/A | N/A | N/A | N/A | 10 | Monterey | CA | GBAY | PGAE | Soledad 66kV | 2027-06-01 07:00 | 2029 | Battery | 10 | 0 | 0 | 0 | 0 | 0 | 0 | 0 | 0 | Soledad | 60
complete | 55030 | Blue Oak Storage 2 | Storage/Battery | 609.15 | N/A | N/A | N/A | N/A | 600 | Alameda | CA | GBAY | PGAE | Tracy - Tesla line 230kV | 2026-12-01 08:00 | 2029 | Battery | 600 | 0 | 0 | 0 | 0 | 0 | 0 | 0 | 0 | Tesla | 230
complete | 54694 | Blue Star Energy Storage | Storage/Battery | 828.549 | N/A | N/A | N/A | N/A | 800 | Kern | CA | Kern | PGAE | Kern PP 115 kV | 2028-06-01 07:00 | 2030 | Battery | 800 | 0 | 0 | 0 | 0 | 0 | 0 | 0 | 0 | Kern PP | 115
complete | 54626 | BlueWater Solar | Photovoltaic/Solar | 1531.53 | Storage/Battery | 1531.53 | N/A | N/A | 1500 | La Paz | AZ | Eastern | SCE | Colorado River 500kV | 2027-12-29 08:00 | 2030 | Solar-Hybrid | 1500 | 0 | 1500 | 0 | 0 | 0 | 0 | 0 | 0 | Colorado River | 500
complete | 54657 | Bolt | Storage/Battery | 733.5 | N/A | N/A | N/A | N/A | 700 | Fresno | CA | Fresno | PGAE | Gates 500kV | 2028-12-01 08:00 | 2031 | Battery | 700 | 0 | 0 | 0 | 0 | 0 | 0 | 0 | 0 | Gates | 500
complete | 54656 | Bonita Batería | Storage/Battery | 124.17 | N/A | N/A | N/A | N/A | 120 | San Diego | CA | SDGE | SDGE | Miguel 69kV | 2026-06-01 07:00 | 2028 | Battery | 120 | 0 | 0 | 0 | 0 | 0 | 0 | 0 | 0 | Miguel | 69
complete | 54655 | Bonita Batería 2 | Storage/Battery | 124.055 | N/A | N/A | N/A | N/A | 120 | San Diego | CA | SDGE | SDGE | Miguel 230kV | 2026-07-01 07:00 | 2028 | Battery | 120 | 0 | 0 | 0 | 0 | 0 | 0 | 0 | 0 | Miguel | 230
complete | 54571 | Borderline Solar | Photovoltaic/Solar | 638.0441 | Storage/Battery | 629.6148 | N/A | N/A | 600 | Inyo | CA | EOP | GLW | Trout Canyon Sub 230 kV | 2027-10-01 07:00 | 2029 | Solar-Hybrid | 600 | 0 | 600 | 0 | 0 | 0 | 0 | 0 | 0 | Trout Canyon | 230
complete | 54632 | Boson | Photovoltaic/Solar | 1184.8844 | Storage/Battery | 1184.8844 | N/A | N/A | 1150 | Kern | CA | Northern | SCE | Midway - Vincent 500kV | 2028-09-30 07:00 | 2030 | Solar-Hybrid | 1150 | 0 | 1150 | 0 | 0 | 0 | 0 | 0 | 0 | Vincent | 500
complete | 54508 | Boulevardier | Storage/Battery | 348 | Combustion Turbine/Hydrogen | 348 | N/A | N/A | 348 | San Diego | CA | SDGE | SDGE | Boulevard East 138kV | 2026-03-31 07:00 | 2028 | Hydrogen | 0 | 0 | 0 | 0 | 0 | 0 | 0 | 0 | 348 | Boulevard East | 138
complete | 54594 | Bounty | Photovoltaic/Solar | 310.46 | Storage/Battery | 308.8 | N/A | N/A | 300 | Kern | CA | Northern | SCE | Magunden - Pastoria 230kV | 2028-04-01 07:00 | 2030 | Solar-Hybrid | 300 | 0 | 300 | 0 | 0 | 0 | 0 | 0 | 0 | Pastoria | 230
complete | 54850 | Box | Storage/Battery | 515.08 | N/A | N/A | N/A | N/A | 500 | Riverside | CA | Eastern | SCE | Valley Substation 500kV | 2027-12-01 08:00 | 2030 | Battery | 500 | 0 | 0 | 0 | 0 | 0 | 0 | 0 | 0 | Valley (SCE) | 500
complete | 54807 | Box Ranch 1 | Storage/Battery | 400 | Photovoltaic/Solar | 400 | N/A | N/A | 400 | TBD | CA | NGBA | PGAE | Vaca - Dixon Substation 230kV | 2028-12-31 08:00 | 2031 | Solar-Hybrid | 400 | 0 | 400 | 0 | 0 | 0 | 0 | 0 | 0 | Vaca Dixon | 230
complete | 54808 | Box Ranch 2 | Storage/Battery | 400 | Photovoltaic/Solar | 400 | N/A | N/A | 400 | TBD | CA | NGBA | PGAE | Vaca - Dixon Substation 500kV | 2028-12-31 08:00 | 2031 | Solar-Hybrid | 400 | 0 | 400 | 0 | 0 | 0 | 0 | 0 | 0 | Vaca Dixon | 500
complete | 54695 | Brea Linda Energy Storage | Storage/Battery | 828.549 | N/A | N/A | N/A | N/A | 800 | Los Angeles | CA | Metro | SCE | Olinda 230kV | 2028-06-01 07:00 | 2030 | Battery | 800 | 0 | 0 | 0 | 0 | 0 | 0 | 0 | 0 | Olinda | 230
complete | 54523 | Bristlecone | Photovoltaic/Solar | 450 | Storage/Battery | 450 | N/A | N/A | 450 | Nye County | NV | EOP | VEA | Valley Switch 138kV | 2027-12-31 08:00 | 2030 | Solar-Hybrid | 450 | 0 | 450 | 0 | 0 | 0 | 0 | 0 | 0 | Valley Switch | 138
complete | 54917 | Broadcast | Storage/Battery | 513.84 | N/A | N/A | N/A | N/A | 500 | Clark County | NV | EOP | GLW | Pahrump Sub 230kV | 2026-12-31 08:00 | 2029 | Battery | 500 | 0 | 0 | 0 | 0 | 0 | 0 | 0 | 0 | Pahrump | 230
complete | 54518 | Broadview | Storage/Battery | 480 | Photovoltaic/Solar | 800 | N/A | N/A | 800 | Fresno | CA | Fresno | LSPC | Manning 500kV | 2028-09-01 07:00 | 2030 | Solar-Hybrid | 480 | 0 | 800 | 0 | 0 | 0 | 0 | 0 | 0 | Manning | 500
complete | 54546 | Brooks | Photovoltaic/Solar | 213.6 | Storage/Battery | 227.13 | N/A | N/A | 200 | San Joaquin | CA | GBAY | PGAE | Bellota Sub 230 kV | 2028-06-30 07:00 | 2030 | Solar-Hybrid | 200 | 0 | 200 | 0 | 0 | 0 | 0 | 0 | 0 | Bellota | 230
complete | 54696 | Brown Bear Energy Storage | Storage/Battery | 828.549 | N/A | N/A | N/A | N/A | 300 | Merced | CA | Fresno | PGAE | Wilson Substation 115kV | 2028-06-01 07:00 | 2030 | Battery | 300 | 0 | 0 | 0 | 0 | 0 | 0 | 0 | 0 | Wilson | 115
complete | 54697 | Brundage Energy Storage | Storage/Battery | 517.8987 | N/A | N/A | N/A | N/A | 500 | Kern | CA | Northern | SCE | Magunden 230kV | 2028-06-01 07:00 | 2030 | Battery | 500 | 0 | 0 | 0 | 0 | 0 | 0 | 0 | 0 | Magunden | 230
complete | 54788 | Bryon Highway Power Bank | Storage/Battery | 1165.2 | N/A | N/A | N/A | N/A | 1135 | Alameda | CA | GBAY | PGAE | Tracy - Tesla line 230kV | 2029-04-01 07:00 | 2031 | Battery | 1135 | 0 | 0 | 0 | 0 | 0 | 0 | 0 | 0 | Tesla | 230
complete | 54545 | Buckhorn | Photovoltaic/Solar | 320.4 | Storage/Battery | 339.2 | N/A | N/A | 300 | Tehama | CA | NGBA | PGAE | Glenn Substation 230kV | 2028-06-30 07:00 | 2030 | Solar-Hybrid | 300 | 0 | 300 | 0 | 0 | 0 | 0 | 0 | 0 | Glenn | 230
complete | 54883 | Butterfield Stage Solar | Photovoltaic/Solar | 257.44 | Storage/Battery | 257.44 | N/A | N/A | 250 | Yuma | AZ | SDGE | SDGE | North Gila 500kV | 2028-05-01 07:00 | 2030 | Solar-Hybrid | 250 | 0 | 250 | 0 | 0 | 0 | 0 | 0 | 0 | North Gila | 500
complete | 54724 | Cabrera Reliability | Storage/Battery | 200 | N/A | N/A | N/A | N/A | 200 | San Bernardino | CA | NOL | SCE | Lugo 230kV | 2028-09-15 07:00 | 2030 | Battery | 200 | 0 | 0 | 0 | 0 | 0 | 0 | 0 | 0 | Lugo | 230
complete | 54823 | Cactus Condor Energy Center | Storage/Battery | 144 | N/A | N/A | N/A | N/A | 120 | Los Angeles | CA | Metro | SCE | La Cienega 230kV | 2027-06-01 07:00 | 2029 | Battery | 120 | 0 | 0 | 0 | 0 | 0 | 0 | 0 | 0 | La Cienega | 230
complete | 54834 | Caelum | Storage/Battery | 205.805 | N/A | N/A | N/A | N/A | 200 | Los Angeles | CA | Metro | SCE | Lighthipe 230kV | 2026-10-01 07:00 | 2028 | Battery | 200 | 0 | 0 | 0 | 0 | 0 | 0 | 0 | 0 | Lighthipe | 230
complete | 54716 | Calcium Energy Storage | Storage/Battery | 300.126 | N/A | N/A | N/A | N/A | 290 | San Bernardino | CA | NOL | SCE | Calcite 230kV | 2028-06-01 07:00 | 2030 | Battery | 290 | 0 | 0 | 0 | 0 | 0 | 0 | 0 | 0 | Calcite | 230
complete | 54619 | Calico Peak Energy Storage Facility | Storage/Battery | 206.4 | N/A | N/A | N/A | N/A | 200 | San Bernardino | CA | NOL | SCE | Coolwater 115kV | 2026-06-01 07:00 | 2028 | Battery | 200 | 0 | 0 | 0 | 0 | 0 | 0 | 0 | 0 | Coolwater | 115
complete | 54569 | Callinan Solar 2 | Photovoltaic/Solar | 154.973 | Storage/Battery | 154.8167 | N/A | N/A | 150 | Kern | CA | Kern | PGAE | Arco Substation 230 kV | 2027-10-01 07:00 | 2029 | Solar-Hybrid | 150 | 0 | 150 | 0 | 0 | 0 | 0 | 0 | 0 | Arco | 230
complete | 54565 | Calypso Solar 2 | Photovoltaic/Solar | 417.1309 | Storage/Battery | 413.8832 | N/A | N/A | 400 | Riverside | CA | Eastern | SCE | Colorado River 230kV | 2027-10-01 07:00 | 2029 | Solar-Hybrid | 400 | 0 | 400 | 0 | 0 | 0 | 0 | 0 | 0 | Colorado River | 230
complete | 54777 | Campito Peak | Storage/Battery | 565.77 | N/A | N/A | N/A | N/A | 550 | Inyo | CA | EOP | GLW | Trout Canyon Sub 230 kV | 2026-12-31 08:00 | 2029 | Battery | 550 | 0 | 0 | 0 | 0 | 0 | 0 | 0 | 0 | Trout Canyon | 230
complete | 54759 | Canela Energy Storage | Storage/Battery | 200 | N/A | N/A | N/A | N/A | 200 | Solano | CA | NGBA | PGAE | Peabody 230kV | 2027-09-15 07:00 | 2029 | Battery | 200 | 0 | 0 | 0 | 0 | 0 | 0 | 0 | 0 | Peabody | 230
complete | 54771 | Cantus | Photovoltaic/Solar | 257.69 | Storage/Battery | 257.69 | N/A | N/A | 250 | Fresno | CA | Fresno | PGAE | Panoche 230kV | 2027-06-01 07:00 | 2029 | Solar-Hybrid | 250 | 0 | 250 | 0 | 0 | 0 | 0 | 0 | 0 | Panoche | 230
complete | 54698 | Capp Energy Storage | Storage/Battery | 207.4542 | N/A | N/A | N/A | N/A | 200 | Orange | CA | SDGE | SDGE | Capistrano 230kV | 2028-06-01 07:00 | 2030 | Battery | 200 | 0 | 0 | 0 | 0 | 0 | 0 | 0 | 0 | Capistrano | 230
complete | 54524 | CARINA | Storage/Battery | 506.304 | Photovoltaic/Solar | 506.736 | N/A | N/A | 500 | SOLANO | CA | NGBA | LSPC | Collinsville 230kV | 2028-12-15 08:00 | 2031 | Solar-Hybrid | 500 | 0 | 500 | 0 | 0 | 0 | 0 | 0 | 0 | Collinsville | 230
complete | 54809 | Carissalito Creek | Storage/Battery | 400 | Photovoltaic/Solar | 400 | N/A | N/A | 400 | TBD | CA | Fresno | PGAE | Los Banos 500kV | 2028-12-31 08:00 | 2031 | Solar-Hybrid | 400 | 0 | 400 | 0 | 0 | 0 | 0 | 0 | 0 | Los Banos | 500
complete | 54974 | Carranza | Storage/Battery | 521.55 | Photovoltaic/Solar | 518 | N/A | N/A | 500 | San Bernardino | CA | NOL | SCE | Kramer 230kV | 2027-06-01 07:00 | 2029 | Solar-Hybrid | 500 | 0 | 500 | 0 | 0 | 0 | 0 | 0 | 0 | Kramer | 230
complete | 54522 | Cassius Storage | Storage/Battery | 130 | N/A | N/A | N/A | N/A | 130 | Contra Costa | CA | NGBA | PGAE | Richmond R 115kV | 2026-05-30 07:00 | 2028 | Battery | 130 | 0 | 0 | 0 | 0 | 0 | 0 | 0 | 0 | Richmond R | 115
complete | 55036 | Castle Rock Energy Storage | Storage/Battery | 151.8 | N/A | N/A | N/A | N/A | 150 | San Bernardino | CA | NOL | SCE | Lugo 230kV | 2027-12-31 08:00 | 2030 | Battery | 150 | 0 | 0 | 0 | 0 | 0 | 0 | 0 | 0 | Lugo | 230
complete | 54753 | Castleberry | Storage/Battery | 204.55 | N/A | N/A | N/A | N/A | 200 | Solano | CA | NGBA | PGAE | Vaca - Dixon Substation 115kV | 2026-12-01 08:00 | 2029 | Battery | 200 | 0 | 0 | 0 | 0 | 0 | 0 | 0 | 0 | Vaca Dixon | 115
complete | 54749 | Castoria BESS | Storage/Battery | 60 | N/A | N/A | N/A | N/A | 60 | San Joaquin | CA | NGBA | PGAE | French Camp line 60kV | 2026-12-01 08:00 | 2029 | Battery | 60 | 0 | 0 | 0 | 0 | 0 | 0 | 0 | 0 | French Camp | 60
complete | 54763 | Cathedral | Storage/Battery | 358.4991 | N/A | N/A | N/A | N/A | 350 | Nye & Clark | NV | EOP | GLW | Trout Canyon Sub 230 kV | 2028-05-01 07:00 | 2030 | Battery | 350 | 0 | 0 | 0 | 0 | 0 | 0 | 0 | 0 | Trout Canyon | 230
complete | 54835 | Cavalcade Storage | Storage/Battery | 254.3 | N/A | N/A | N/A | N/A | 250 | Fresno | CA | Fresno | PGAE | Gates 500kV | 2028-04-01 07:00 | 2030 | Battery | 250 | 0 | 0 | 0 | 0 | 0 | 0 | 0 | 0 | Gates | 500
complete | 54977 | Cedro | Storage/Battery | 521.55 | Photovoltaic/Solar | 518 | N/A | N/A | 500 | San Bernardino | CA | NOL | SCE | Kramer 230kV | 2027-06-01 07:00 | 2029 | Solar-Hybrid | 500 | 0 | 500 | 0 | 0 | 0 | 0 | 0 | 0 | Kramer | 230
complete | 54580 | Chance Solar | Photovoltaic/Solar | 898.0807 | Storage/Battery | 896.6421 | N/A | N/A | 850 | San Bernadino | CA | EOP | SCE | Lugo - Mohave 500kV | 2027-10-01 07:00 | 2029 | Solar-Hybrid | 850 | 0 | 850 | 0 | 0 | 0 | 0 | 0 | 0 | Mohave | 500
complete | 54843 | Chardonnay Storage Center | Storage/Battery | 616.29 | N/A | N/A | N/A | N/A | 600 | Alameda | CA | GBAY | PGAE | Tesla - Ravenswood 230kV | 2025-12-01 08:00 | 2028 | Battery | 600 | 0 | 0 | 0 | 0 | 0 | 0 | 0 | 0 | Newark | 230
WITHDRAWN | 54968 | Charlie Wind | Wind Turbine/Wind | 2460.4 | N/A | N/A | N/A | N/A | 2300 | San Luis Obispo | CA | Kern | PGAE | Diablo Canyon Substation 500kV | 2030-04-14 07:00
complete | 54760 | Charros Energy Center | Photovoltaic/Solar | 515.49 | Storage/Battery | 515.49 | N/A | N/A | 500 | Yuba | CA | NGBA | PGAE | Rio Oso-Colgate & Rio Oso-Round Mountain | 2028-07-31 07:00 | 2030 | Solar-Hybrid | 500 | 0 | 500 | 0 | 0 | 0 | 0 | 0 | 0 | Colgate | 230
complete | 55040 | Chestnut Storage | Storage/Battery | 301.9 | Photovoltaic/Solar | 10.9 | N/A | N/A | 255.42 | Kern | CA | Kern | PGAE | Kern PP 115 kV | 2026-06-30 07:00 | 2028 | Solar-Hybrid | 255.42 | 0 | 10.9 | 0 | 0 | 0 | 0 | 0 | 0 | Kern PP | 115
complete | 54814 | Chimera | Storage/Solar | 500 | Storage/Battery | 500 | N/A | N/A | 500 | San Bernardino | CA | NOL | SCE | Kramer 230kV | 2028-03-01 08:00 | 2030 | Battery | 500 | 0 | 0 | 0 | 0 | 0 | 0 | 0 | 0 | Kramer | 230
complete | 55051 | Chirock | Storage/Battery | 513.84 | N/A | N/A | N/A | N/A | 500 | San Bernardino County | CA | NOL | SCE | Lugo-Calcite Line 230kV | 2026-12-31 08:00 | 2029 | Battery | 500 | 0 | 0 | 0 | 0 | 0 | 0 | 0 | 0 | Calcite | 230
complete | 54933 | Chokecherry and Sierra Madre Wind Energy Project | Wind Turbine/Wind | 3290.2 | N/A | N/A | N/A | N/A | 3210 | Carbon | WY | EOP | TWE | TWE Project Wyoming Terminal 345kV | 2027-12-01 08:00 | 2030 | Wyoming Wind | 0 | 0 | 0 | 0 | 0 | 0 | 0 | 3210 | 0 | Eldorado | 500
complete | 55012 | Chronos Energy Storage | Storage/Other | 517.5 | N/A | N/A | N/A | N/A | 500 | San Bernardino | CA | NOL | SCE | Kramer 230kV | 2028-12-30 08:00 | 2031 | LDES | 0 | 500 | 0 | 0 | 0 | 0 | 0 | 0 | 0 | Kramer | 230
WITHDRAWN | 54544 | Chuckwalla | Photovoltaic/Solar | 534 | Storage/Battery | 563.3 | N/A | N/A | 500 | Riverside | CA | Eastern | SCE | Red Bluff- Devers 500 kV | 2028-06-30 07:00
complete | 54925 | Chula Vista BESS Expansion | Storage/Battery | 25.8 | N/A | N/A | N/A | N/A | 25 | San Diego | CA | SDGE | SDGE | Otay sub 69KV | 2026-06-01 07:00 | 2028 | Battery | 25 | 0 | 0 | 0 | 0 | 0 | 0 | 0 | 0 | Otay | 69
complete | 54640 | Circinus | Photovoltaic/Solar | 257.688 | Storage/Battery | 257.15 | N/A | N/A | 250 | Merced | CA | Fresno | PGAE | Le Grand 115kV | 2026-10-01 07:00 | 2028 | Solar-Hybrid | 250 | 0 | 250 | 0 | 0 | 0 | 0 | 0 | 0 | Le Grand | 115
complete | 54727 | Clarion Energy Center | Storage/Battery | 310.438 | N/A | N/A | N/A | N/A | 300 | Contra Costa | CA | NGBA | PGAE | Brentwood Substation 230kV | 2029-09-14 07:00 | 2031 | Battery | 300 | 0 | 0 | 0 | 0 | 0 | 0 | 0 | 0 | Brentwood | 230
complete | 54899 | Clay Flats Solar | Photovoltaic/Solar | 517.06 | Storage/Battery | 517.06 | N/A | N/A | 500 | Fresno | CA | Fresno | PGAE | Gates 230kV | 2027-12-15 08:00 | 2030 | Solar-Hybrid | 500 | 0 | 500 | 0 | 0 | 0 | 0 | 0 | 0 | Gates | 230
complete | 54564 | Collis | Photovoltaic/Solar | 320.4 | Storage/Battery | 339.192 | N/A | N/A | 300 | Fresno | CA | Fresno | PGAE | Helm Sub 230kV | 2028-06-30 07:00 | 2030 | Solar-Hybrid | 300 | 0 | 300 | 0 | 0 | 0 | 0 | 0 | 0 | Helm | 230
complete | 54907 | Collomia Storage | Storage/Battery | 410.6 | N/A | N/A | N/A | N/A | 400 | San Joaquin County | CA | GBAY | PGAE | Bellota -Tracy 230kV | 2028-12-31 08:00 | 2031 | Battery | 400 | 0 | 0 | 0 | 0 | 0 | 0 | 0 | 0 | Bellota | 230
complete | 54918 | Como | Storage/Battery | 103 | N/A | N/A | N/A | N/A | 100 | N/A | CA | NGBA | PGAE | Cottonwood 115kV | 2026-06-01 07:00 | 2028 | Battery | 100 | 0 | 0 | 0 | 0 | 0 | 0 | 0 | 0 | Cottonwood | 115
complete | 54511 | Comstock | Storage/Battery | 200 | Combustion Turbine/Hydrogen | 200 | N/A | N/A | 200 | San Bernardino | CA | Metro | SCE | Chino 230kV | 2026-03-31 07:00 | 2028 | Hydrogen | 0 | 0 | 0 | 0 | 0 | 0 | 0 | 0 | 200 | Chino | 230
complete | 54896 | Conduit Energy Storage 2 | Storage/Battery | 513.2 | N/A | N/A | N/A | N/A | 500 | San Bernardino | CA | NOL | SCE | Lugo 500kV | 2027-06-01 07:00 | 2029 | Battery | 500 | 0 | 0 | 0 | 0 | 0 | 0 | 0 | 0 | Lugo | 500
complete | 54627 | Connor | Storage/Battery | 515.5 | N/A | N/A | N/A | N/A | 500 | Los Angeles | CA | Northern | SCE | Vincent Sub 500kV | 2027-12-31 08:00 | 2030 | Battery | 500 | 0 | 0 | 0 | 0 | 0 | 0 | 0 | 0 | Vincent | 500
complete | 54667 | Container | Photovoltaic/Solar | 260.8 | Storage/Battery | 260.8 | N/A | N/A | 250 | Clark | NV | EOP | GLW | Sloan Canyon 230kV | 2027-12-01 08:00 | 2030 | Solar-Hybrid | 250 | 0 | 250 | 0 | 0 | 0 | 0 | 0 | 0 | Sloan Canyon | 230
complete | 54755 | Cook Ranch | Photovoltaic/Solar | 120 | Storage/Battery | 120 | N/A | N/A | 120 | Fresno | CA | Fresno | PGAE | Sanger - Kerchkhoff 115kV | 2026-12-01 08:00 | 2029 | Solar-Hybrid | 120 | 0 | 120 | 0 | 0 | 0 | 0 | 0 | 0 | Sanger | 115
complete | 54650 | Copper Cloud | Storage/Battery | 200 | N/A | N/A | N/A | N/A | 200 | Merced | CA | Fresno | PGAE | Wilson Substation 115kV | 2029-09-14 07:00 | 2031 | Battery | 200 | 0 | 0 | 0 | 0 | 0 | 0 | 0 | 0 | Wilson | 115
complete | 54660 | Corby 3 | Storage/Battery | 417.28 | N/A | N/A | N/A | N/A | 400 | Solano | CA | NGBA | PGAE | Vaca - Dixon Substation 230kV | 2027-12-01 08:00 | 2030 | Battery | 400 | 0 | 0 | 0 | 0 | 0 | 0 | 0 | 0 | Vaca Dixon | 230
complete | 54772 | Coriander | Photovoltaic/Solar | 30.976 | Storage/Battery | 30.976 | N/A | N/A | 30 | Fresno | CA | Fresno | PGAE | Crescent 70kV | 2027-06-01 07:00 | 2029 | Solar-Hybrid | 30 | 0 | 30 | 0 | 0 | 0 | 0 | 0 | 0 | Crescent | 70
complete | 54661 | Cosmos | Storage/Battery | 873.68 | N/A | N/A | N/A | N/A | 850 | San Bernardino | CA | NOL | SCE | Pisgah Substation 230kV | 2027-12-01 08:00 | 2030 | Battery | 850 | 0 | 0 | 0 | 0 | 0 | 0 | 0 | 0 | Pisgah | 230
complete | 54593 | Cowboy Hybrid | Photovoltaic/Solar | 155.2 | Storage/Battery | 154.4 | N/A | N/A | 150 | Colusa | CA | NGBA | PGAE | Delevan 230kV | 2028-04-01 07:00 | 2030 | Solar-Hybrid | 150 | 0 | 150 | 0 | 0 | 0 | 0 | 0 | 0 | Delevan | 230
complete | 54820 | Coyote Flats Energy Center | Photovoltaic/Solar | 349.92 | Storage/Battery | 351 | N/A | N/A | 300 | Clark | NV | EOP | SCE | Ivanpah - Eldorado 230kV | 2027-06-01 07:00 | 2029 | Solar-Hybrid | 300 | 0 | 300 | 0 | 0 | 0 | 0 | 0 | 0 | Ivanpah | 230
complete | 54699 | Coyote Ranch Energy Storage | Storage/Battery | 1190.366 | N/A | N/A | N/A | N/A | 1150 | Santa Clara | CA | GBAY | PGAE | Metcalf 500kV | 2028-06-01 07:00 | 2030 | Battery | 1150 | 0 | 0 | 0 | 0 | 0 | 0 | 0 | 0 | Metcalf | 500
complete | 54646 | CRESTLEY | Photovoltaic/Solar | 270 | Storage/Battery | 270 | N/A | N/A | 270 | TULARE | CA | Kern | PGAE | Alpaugh Substation 115kV | 2030-04-03 07:00 | 2032 | Solar-Hybrid | 270 | 0 | 270 | 0 | 0 | 0 | 0 | 0 | 0 | Alpaugh | 115
complete | 54999 | Crossover | Photovoltaic/Solar | 527.0086 | Storage/Battery | 527.0086 | N/A | N/A | 500 | Inyo | CA | EOP | GLW | Trout Canyon Sub 230 kV | 2027-06-01 07:00 | 2029 | Solar-Hybrid | 500 | 0 | 500 | 0 | 0 | 0 | 0 | 0 | 0 | Trout Canyon | 230
complete | 55046 | Crossroads 2 | Storage/Battery | 312.96 | N/A | N/A | N/A | N/A | 300 | Shasta | CA | NGBA | PGAE | Round Mountain 230kV | 2027-12-01 08:00 | 2030 | Battery | 300 | 0 | 0 | 0 | 0 | 0 | 0 | 0 | 0 | Round Mountain | 230
complete | 55001 | Crusade | Storage/Battery | 1000 | N/A | N/A | N/A | N/A | 1000 | Orange | CA | Metro | SCE | Viejo 230kV | 2028-12-31 08:00 | 2031 | Battery | 1000 | 0 | 0 | 0 | 0 | 0 | 0 | 0 | 0 | Viejo | 230
complete | 54973 | Cuatro Vientos | Wind Turbine/Wind | 3526.1 | Storage/Battery | 302.4 | N/A | N/A | 3000 | Lincoln, DeBaca & Guadalupe | NM | EOP | SCE | El Dorado 500kV | 2030-04-10 07:00 | 2032 | New Mexico Wind | 0 | 0 | 0 | 0 | 0 | 0 | 0 | 3000 | 0 | Eldorado | 500
complete | 54568 | Cuerno Grande Wind 2 | Wind Turbine/Wind | 103.6417 | Storage/Battery | 103.5189 | N/A | N/A | 100 | San Bernardino | CA | NOL | SCE | Lugo - Pisgah 230KV | 2027-10-01 07:00 | 2029 | Wind-Hybrid | 103 | 0 | 0 | 0 | 0 | 100 | 0 | 0 | 0 | New Sub - Lugo - Pisgah (Proposed) | 230
complete | 54547 | Cuesta | Photovoltaic/Solar | 213.6 | Storage/Battery | 227.13 | N/A | N/A | 200 | San Luis Obispo | CA | Kern | PGAE | Caliente Sub 230 kV | 2028-06-30 07:00 | 2030 | Solar-Hybrid | 200 | 0 | 200 | 0 | 0 | 0 | 0 | 0 | 0 | Caliente | 230
complete | 54648 | Date Palm | Storage/Battery | 1150 | N/A | N/A | N/A | N/A | 1150 | San Bernardino | CA | Metro | SCE | Mira Loma 230kV | 2029-09-14 07:00 | 2031 | Battery | 1150 | 0 | 0 | 0 | 0 | 0 | 0 | 0 | 0 | Mira Loma | 230
complete | 54893 | Delamar Energy Storage 3 | Storage/Battery | 256.29 | N/A | N/A | N/A | N/A | 250 | Clark | NV | EOP | SCE | El Dorado 230kV | 2027-06-01 07:00 | 2029 | Battery | 250 | 0 | 0 | 0 | 0 | 0 | 0 | 0 | 0 | Eldorado | 230
complete | 54693 | Delilah Energy Storage 2 | Storage/Battery | 565.77 | N/A | N/A | N/A | N/A | 550 | Contra Costa | CA | GBAY | PGAE | Pittsburg-Tesla 230 kV | 2027-06-01 07:00 | 2029 | Battery | 550 | 0 | 0 | 0 | 0 | 0 | 0 | 0 | 0 | Pittsburg | 230
complete | 54922 | Delirium Dive | Storage/Battery | 103 | N/A | N/A | N/A | N/A | 100 | N/A | CA | NOL | SCE | Victor Substation 115kV | 2026-06-01 07:00 | 2028 | Battery | 100 | 0 | 0 | 0 | 0 | 0 | 0 | 0 | 0 | Victor | 115
complete | 54773 | Delta Oak | Photovoltaic/Solar | 154.787 | Storage/Battery | 154.787 | N/A | N/A | 150 | Merced | CA | Fresno | PGAE | El Nido 115kV | 2027-06-01 07:00 | 2029 | Solar-Hybrid | 150 | 0 | 150 | 0 | 0 | 0 | 0 | 0 | 0 | El Nido (PGE) | 115
WITHDRAWN | 54726 | Demetra Energy Storage | Storage/Battery | 200 | N/A | N/A | N/A | N/A | 200 | Solano | CA | NGBA | LSPC | Collinsville 230kV | 2028-09-30 07:00
complete | 54628 | Desert Paintbrush | Storage/Battery | 280 | N/A | N/A | N/A | N/A | 260 | Merced | CA | Fresno | PGAE | Dos Amigos - Panoche 230kV | 2028-12-01 08:00 | 2031 | Battery | 260 | 0 | 0 | 0 | 0 | 0 | 0 | 0 | 0 | Panoche | 230
complete | 54982 | Desert Senna Energy Center | Photovoltaic/Solar | 312 | Storage/Battery | 311.85 | N/A | N/A | 300.8 | San Bernardino | CA | NOL | SCE | Pisgah Substation 230kV | 2027-06-01 07:00 | 2029 | Solar-Hybrid | 300.8 | 0 | 300.8 | 0 | 0 | 0 | 0 | 0 | 0 | Pisgah | 230
complete | 54700 | Diablo Sands Energy Storage | Storage/Battery | 1036.4289 | N/A | N/A | N/A | N/A | 900 | Riverside | CA | Eastern | SCE | Devers 500kV | 2028-06-01 07:00 | 2030 | Battery | 900 | 0 | 0 | 0 | 0 | 0 | 0 | 0 | 0 | Devers | 500
complete | 54678 | Dog Creek Hybrid | Photovoltaic/Solar | 127.7 | Storage/Battery | 76.9 | N/A | N/A | 125 | Fresno | CA | Fresno | PGAE | Kerckhoff - Clovis-Sanger 115kV | 2027-12-31 08:00 | 2030 | Solar-Hybrid | 76.9 | 0 | 125 | 0 | 0 | 0 | 0 | 0 | 0 | Sanger | 115
complete | 54796 | Dogwood Wind | Wind Turbine/Wind | 514.464 | N/A | N/A | N/A | N/A | 500 | N/A | CA | Kern | PGAE | Diablo - Gates 500kV | 2030-03-01 08:00 | 2032 | Offshore Wind | 0 | 0 | 0 | 0 | 0 | 0 | 500 | 0 | 0 | Morro Bay | 500
complete | 54939 | Domestic Chicken | Photovoltaic/Solar | 625.92 | Storage/Battery | 625.92 | N/A | N/A | 600 | Imperial | CA | SDGE | SDGE | North Gila 500kV | 2027-12-01 08:00 | 2030 | Solar-Hybrid | 600 | 0 | 600 | 0 | 0 | 0 | 0 | 0 | 0 | North Gila | 500
complete | 54831 | Double Butte 2 | Storage/Battery | 204.43 | N/A | N/A | N/A | N/A | 200 | Riverside | CA | Eastern | SCE | Valley Substation 500kV | 2026-12-01 08:00 | 2029 | Battery | 200 | 0 | 0 | 0 | 0 | 0 | 0 | 0 | 0 | Valley (SCE) | 500
complete | 54551 | Dove | Photovoltaic/Solar | 427.2 | Storage/Battery | 451.24 | N/A | N/A | 400 | Yuma | AZ | SDGE | SDGE | Hoodo Wash 500kV | 2028-06-30 07:00 | 2030 | Solar-Hybrid | 400 | 0 | 400 | 0 | 0 | 0 | 0 | 0 | 0 | Hoodoo Wash | 500
complete | 54774 | Dove Cove | Storage/Battery | 514.368 | N/A | N/A | N/A | N/A | 500 | San Joaquin | CA | GBAY | PGAE | Tesla 500kV | 2027-06-01 07:00 | 2029 | Battery | 500 | 0 | 0 | 0 | 0 | 0 | 0 | 0 | 0 | Tesla | 500
complete | 54745 | Drifter Energy Storage 2 | Storage/Battery | 670.02 | N/A | N/A | N/A | N/A | 650 | Ventura | CA | Northern | SCE | Moorpark Substation 220 kV | 2027-06-01 07:00 | 2029 | Battery | 650 | 0 | 0 | 0 | 0 | 0 | 0 | 0 | 0 | Moorpark | 230
complete | 54871 | Driller Storage | Storage/Battery | 101.9 | N/A | N/A | N/A | N/A | 100 | Kern | CA | Kern | PGAE | Lamont 115kV | 2027-06-01 07:00 | 2029 | Battery | 100 | 0 | 0 | 0 | 0 | 0 | 0 | 0 | 0 | Lamont | 115
complete | 54914 | Droga | Storage/Battery | 103 | N/A | N/A | N/A | N/A | 100 | N/A | CA | Fresno | PGAE | Wilson Substation 115kV | 2026-06-01 07:00 | 2028 | Battery | 100 | 0 | 0 | 0 | 0 | 0 | 0 | 0 | 0 | Wilson | 115
complete | 54905 | DT Solar | Photovoltaic/Solar | 516.84 | Storage/Battery | 516.84 | N/A | N/A | 500 | Fresno | CA | Fresno | LSPC | Manning 500kV | 2027-12-15 08:00 | 2030 | Solar-Hybrid | 500 | 0 | 500 | 0 | 0 | 0 | 0 | 0 | 0 | Manning | 500
WITHDRAWN | 54549 | Dumont | Photovoltaic/Solar | 427.2 | Storage/Battery | 451.25 | N/A | N/A | 400 | Clark | NV | EOP | GLW | Trout Canyon Sub 230 kV | 2028-06-30 07:00
complete | 54526 | Duran | Storage/Battery | 300 | Combustion Turbine/Hydrogen | 300 | N/A | N/A | 300 | Los Angeles | CA | Metro | SCE | Rio Hondo 230kV | 2026-03-31 07:00 | 2028 | Hydrogen | 0 | 0 | 0 | 0 | 0 | 0 | 0 | 0 | 300 | Rio Hondo | 230
complete | 54951 | Dutchmans Pass | Storage/Battery | 300 | Photovoltaic/Solar | 300 | N/A | N/A | 300 | Clark | NV | EOP | GLW | Sloan Canyon 230kV | 2026-12-31 08:00 | 2029 | Solar-Hybrid | 300 | 0 | 300 | 0 | 0 | 0 | 0 | 0 | 0 | Sloan Canyon | 230
complete | 54886 | Dutton Solar | Photovoltaic/Solar | 257.44 | Storage/Battery | 257.44 | N/A | N/A | 250 | Imperial | CA | SDGE | SDGE | Imperial Valley 500kV | 2028-05-01 07:00 | 2030 | Solar-Hybrid | 250 | 0 | 250 | 0 | 0 | 0 | 0 | 0 | 0 | Imperial Valley | 500
complete | 54962 | Eagleman | Photovoltaic/Solar | 50 | Storage/Battery | 206 | N/A | N/A | 200 | Merced | CA | Fresno | PGAE | Le Grand 115kV | 2026-06-01 07:00 | 2028 | Solar-Hybrid | 200 | 0 | 50 | 0 | 0 | 0 | 0 | 0 | 0 | Le Grand | 115
complete | 54810 | East Mule | Storage/Battery | 400 | Photovoltaic/Solar | 400 | N/A | N/A | 400 | TBD | CA | Eastern | SCE | Julian Hinds 230kV | 2028-12-31 08:00 | 2031 | Solar-Hybrid | 400 | 0 | 400 | 0 | 0 | 0 | 0 | 0 | 0 | Julian Hinds | 230
complete | 54960 | East Wonder Solar | Photovoltaic/Solar | 367.2185 | Storage/Battery | 188.7658 | N/A | N/A | 350 | Kern | CA | Fresno | PGAE | Gates - Midway 230kV | 2026-11-30 08:00 | 2029 | Solar-Hybrid | 188.7658 | 0 | 350 | 0 | 0 | 0 | 0 | 0 | 0 | New Sub - Gates - Midway (Proposed) | 230
complete | 54821 | Eastside Plains Energy Center | Photovoltaic/Solar | 392.04 | Storage/Battery | 400.5 | N/A | N/A | 340 | Kern | CA | Kern | PGAE | Lamont 115kV | 2027-06-01 07:00 | 2029 | Solar-Hybrid | 340 | 0 | 340 | 0 | 0 | 0 | 0 | 0 | 0 | Lamont | 115
complete | 54559 | Egret | Photovoltaic/Solar | 1055.5601 | Storage/Battery | 646 | N/A | N/A | 1000 | Fresno | CA | Fresno | LSPC | Manning 500kV | 2028-09-01 07:00 | 2030 | Solar-Hybrid | 646 | 0 | 1000 | 0 | 0 | 0 | 0 | 0 | 0 | Manning | 500
complete | 54557 | Elbow | Storage/Battery | 224 | Combustion Turbine/Hydrogen | 224 | N/A | N/A | 224 | Stockton | CA | NGBA | PGAE | Eight Mile 230kV | 2026-03-31 07:00 | 2028 | Hydrogen | 0 | 0 | 0 | 0 | 0 | 0 | 0 | 0 | 224 | Eight Mile | 230
complete | 54857 | Elderflower Solar | Photovoltaic/Solar | 265.35 | Storage/Battery | 265.35 | N/A | N/A | 250 | San Bernardino | CA | NOL | SCE | Lugo - Pisgah 230KV | 2027-05-15 07:00 | 2029 | Solar-Hybrid | 250 | 0 | 250 | 0 | 0 | 0 | 0 | 0 | 0 | New Sub - Lugo - Pisgah (Proposed) | 230
complete | 54722 | Elion Energy Storage 2 | Storage/Battery | 257.22 | N/A | N/A | N/A | N/A | 250 | Los Angeles | CA | Northern | SCE | Antelope 220 kV | 2027-06-01 07:00 | 2029 | Battery | 250 | 0 | 0 | 0 | 0 | 0 | 0 | 0 | 0 | Antelope | 230
complete | 54554 | Elixir | Storage/Battery | 1100 | Combustion Turbine/Hydrogen | 1100 | N/A | N/A | 1100 | Fresno | CA | Fresno | PGAE | Gates 500kV | 2026-03-31 07:00 | 2028 | Hydrogen | 0 | 0 | 0 | 0 | 0 | 0 | 0 | 0 | 1100 | Gates | 500
complete | 54639 | Elkhorn Expansion | Storage/Battery | 78.834 | N/A | N/A | N/A | N/A | 77.5 | Monterey | CA | GBAY | PGAE | Moss Landing 115kV | 2026-01-01 08:00 | 2028 | Battery | 77.5 | 0 | 0 | 0 | 0 | 0 | 0 | 0 | 0 | Moss Landing | 115
complete | 54596 | Elsa Hybrid | Photovoltaic/Solar | 158.743 | Storage/Battery | 154.04 | N/A | N/A | 150 | Monterey | CA | GBAY | PGAE | Coburn Substation 230kV | 2028-04-01 07:00 | 2030 | Solar-Hybrid | 150 | 0 | 150 | 0 | 0 | 0 | 0 | 0 | 0 | Coburn | 230
complete | 54674 | Energia Sierra Juarez 4 | Wind Turbine/Wind | 300 | N/A | N/A | N/A | N/A | 300 | Tijuana |  | SDGE | SDGE | East County substation 230kV | 2030-03-31 07:00 | 2032 | Onshore Wind | 0 | 0 | 0 | 0 | 0 | 300 | 0 | 0 | 0 | ECO | 230
complete | 54507 | Esteli Energy Storage | Storage/Battery | 357.4 | N/A | N/A | N/A | N/A | 350 | Los Angeles | CA | Metro | SCE | Olinda 230kV | 2027-06-01 07:00 | 2029 | Battery | 350 | 0 | 0 | 0 | 0 | 0 | 0 | 0 | 0 | Olinda | 230
WITHDRAWN | 55048 | Ethan Creek | Wind Turbine/Wind | 1870 | N/A | N/A | N/A | N/A | 1800 | Carbon | WY | EOP | TWE | TWE 230 kV (Wyoming Converter Terminal 230 kV AC side) | 2030-04-01 07:00
complete | 54845 | Eucalyptus Storage | Storage/Battery | 100.67 | N/A | N/A | N/A | N/A | 100 | El Dorado | CA | GBAY | PGAE | Clarksville Substation 115kV | 2026-11-30 08:00 | 2029 | Battery | 100 | 0 | 0 | 0 | 0 | 0 | 0 | 0 | 0 | Gold Hill | 115
complete | 54617 | Everlasting | Storage/Battery | 69.993 | N/A | N/A | N/A | N/A | 65 | Alameda | CA | GBAY | PGAE | Kelso 230kV | 2028-12-01 08:00 | 2031 | Battery | 65 | 0 | 0 | 0 | 0 | 0 | 0 | 0 | 0 | Kelso | 230
complete | 54926 | Eyre | Storage/Battery | 102.8 | N/A | N/A | N/A | N/A | 100 | N/A | CA | NGBA | PGAE | Eight Mile 230kV | 2026-06-01 07:00 | 2028 | Battery | 100 | 0 | 0 | 0 | 0 | 0 | 0 | 0 | 0 | Eight Mile | 230
complete | 54851 | Falcon Palm Energy Center | Storage/Battery | 90 | N/A | N/A | N/A | N/A | 75 | Kern | CA | Kern | PGAE | 7th Standard 115kV | 2027-06-01 07:00 | 2029 | Battery | 75 | 0 | 0 | 0 | 0 | 0 | 0 | 0 | 0 | 7th Standard | 115
complete | 54911 | Faraday Energy Storage | Storage/Battery | 200 | N/A | N/A | N/A | N/A | 200 | San Diego | CA | SDGE | SDGE | Shadow Ridge 138kV | 2026-04-01 07:00 | 2028 | Battery | 200 | 0 | 0 | 0 | 0 | 0 | 0 | 0 | 0 | Shadowridge | 138
WITHDRAWN | 54957 | Farm Bell Energy Center | Photovoltaic/Solar | 312 | Storage/Battery | 311.85 | N/A | N/A | 300.8 | Glenn | CA | NGBA | PGAE | Cottonwood-Delevan 230 kV | 2027-06-01 07:00
complete | 40079 | Feather Energy Storage | Storage/Battery | 213.6918 | N/A | N/A | N/A | N/A | 200 | butte | CA | NGBA | PGAE | Palermo | 2026-06-01 | 2028 | Battery | 200 | 0 | 0 | 0 | 0 | 0 | 0 | 0 | 0 | Palermo | 115
complete | 54862 | Fika Solar | Photovoltaic/Solar | 265 | Storage/Battery | 265 | N/A | N/A | 250 | Fresno | CA | Fresno | PGAE | Los Banos - Panoche 230kV | 2027-05-15 07:00 | 2029 | Solar-Hybrid | 250 | 0 | 250 | 0 | 0 | 0 | 0 | 0 | 0 | Manning | 230
complete | 54797 | Finn Wind | Wind Turbine/Wind | 514.464 | N/A | N/A | N/A | N/A | 500 | N/A | CA | Kern | PGAE | Diablo Canyon Switching Station | 2030-03-01 08:00 | 2032 | Offshore Wind | 0 | 0 | 0 | 0 | 0 | 0 | 500 | 0 | 0 | Diablo Canyon | 500
complete | 55024 | FiveGB | Photovoltaic/Solar | 1039.85 | Storage/Battery | 1039.85 | N/A | N/A | 1000 | Fresno County | CA | Fresno | LSPC | Manning 500kV | 2028-12-31 08:00 | 2031 | Solar-Hybrid | 1000 | 0 | 1000 | 0 | 0 | 0 | 0 | 0 | 0 | Manning | 500
complete | 54662 | Flamingo | Storage/Battery | 312.96 | N/A | N/A | N/A | N/A | 300 | San Joaquin | CA | GBAY | PGAE | Bellota 115kV | 2028-12-01 08:00 | 2031 | Battery | 300 | 0 | 0 | 0 | 0 | 0 | 0 | 0 | 0 | Bellota | 115
complete | 54649 | FLANNELBUSH | Storage/Battery | 150 | N/A | N/A | N/A | N/A | 150 | San Luis Obispo | CA | Kern | PGAE | Mesa 230kV | 2029-09-14 07:00 | 2031 | Battery | 150 | 0 | 0 | 0 | 0 | 0 | 0 | 0 | 0 | Mesa (PGE) | 230
complete | 54520 | FLAT CREEK | Storage/Battery | 506.304 | Photovoltaic/Solar | 506.736 | N/A | N/A | 500 | COLUSA | CA | NGBA | PGAE | CORTINA SUBSTATION 230kV | 2028-12-15 08:00 | 2031 | Solar-Hybrid | 500 | 0 | 500 | 0 | 0 | 0 | 0 | 0 | 0 | Cortina | 115
complete | 54595 | Foothills | Photovoltaic/Solar | 208.23 | Storage/Battery | 205.5 | N/A | N/A | 200 | Merced | CA | Fresno | PGAE | Los Banos 500kV | 2028-04-01 07:00 | 2030 | Solar-Hybrid | 200 | 0 | 200 | 0 | 0 | 0 | 0 | 0 | 0 | Los Banos | 500
complete | 54643 | Fornax | Storage/Battery | 102.9 | N/A | N/A | N/A | N/A | 100 | TBD | CA | Fresno | PGAE | Tranquility 230kV | 2026-10-01 07:00 | 2028 | Battery | 100 | 0 | 0 | 0 | 0 | 0 | 0 | 0 | 0 | Tranquility | 230
complete | 54527 | FORTIS 2 | Storage/Battery | 205.686 | N/A | N/A | N/A | N/A | 200 | SOLANO | CA | NGBA | PGAE | Birds Landing 230 kV | 2028-12-15 08:00 | 2031 | Battery | 200 | 0 | 0 | 0 | 0 | 0 | 0 | 0 | 0 | Birds Landing | 230
complete | 54701 | Frates Energy Storage | Storage/Battery | 518.07 | N/A | N/A | N/A | N/A | 500 | Sonoma | CA | NGBA | PGAE | Lakeville 230kV | 2028-06-01 07:00 | 2030 | Battery | 500 | 0 | 0 | 0 | 0 | 0 | 0 | 0 | 0 | Lakeville | 230
complete | 54801 | Frazier Lake | Storage/Battery | 200 | Photovoltaic/Solar | 200 | N/A | N/A | 200 | TBD | CA | GBAY | PGAE | Hollister 115kV | 2028-12-31 08:00 | 2031 | Solar-Hybrid | 200 | 0 | 200 | 0 | 0 | 0 | 0 | 0 | 0 | Hollister | 115
WITHDRAWN | 54513 | FREERIDE SOLAR PLUS | Photovoltaic/Solar | 102.4 | Storage/Battery | 102.4 | N/A | N/A | 100 | KINGS | CA | Fresno | PGAE | Lemore - Henrietta 70kV | 2027-06-01 07:00
complete | 54732 | Fresa | Storage/Battery | 515.08 | N/A | N/A | N/A | N/A | 500 | San Luis Obispo | CA | Kern | PGAE | Mesa 230kV | 2027-12-01 08:00 | 2030 | Battery | 500 | 0 | 0 | 0 | 0 | 0 | 0 | 0 | 0 | Mesa (PGE) | 230
complete | 54769 | Fritts Hybrid | Photovoltaic/Solar | 299.2 | Storage/Battery | 300 | N/A | N/A | 250 | Fresno | CA | Fresno | LSPC | Manning 230kV | 2029-09-30 07:00 | 2031 | Solar-Hybrid | 250 | 0 | 250 | 0 | 0 | 0 | 0 | 0 | 0 | Manning | 230
complete | 54577 | Galicia Storage | Storage/Battery | 1039.5057 | N/A | N/A | N/A | N/A | 1000 | Riverside | CA | NOL | SCE | Lugo 500kV | 2027-10-01 07:00 | 2029 | Battery | 1000 | 0 | 0 | 0 | 0 | 0 | 0 | 0 | 0 | Lugo | 500
complete | 54629 | GAMAY | Photovoltaic/Solar | 200 | Storage/Battery | 200 | N/A | N/A | 200 | KERN | CA | Kern | PGAE | Wheeler Ridge 230kV | 2030-02-11 08:00 | 2032 | Solar-Hybrid | 200 | 0 | 200 | 0 | 0 | 0 | 0 | 0 | 0 | Whirlwind | 230
complete | 54921 | Garda | Storage/Battery | 103 | N/A | N/A | N/A | N/A | 100 | N/A | CA | Kern | PGAE | Goose Lake 115kV | 2026-06-01 07:00 | 2028 | Battery | 100 | 0 | 0 | 0 | 0 | 0 | 0 | 0 | 0 | Goose Lake | 115
complete | 54744 | Garibaldi BESS | Storage/Battery | 260 | N/A | N/A | N/A | N/A | 200 | Merced | CA | Fresno | PGAE | New Proposed Substation adjacent to Dos Amigos Sub | 2029-06-01 07:00 | 2031 | Battery | 200 | 0 | 0 | 0 | 0 | 0 | 0 | 0 | 0 | Dos Amigos | 230
complete | 54872 | Gateway Energy Storage 3 | Storage/Battery | 256.29 | N/A | N/A | N/A | N/A | 250 | San Diego | CA | SDGE | SDGE | Otay Mesa 230kV | 2027-06-01 07:00 | 2029 | Battery | 250 | 0 | 0 | 0 | 0 | 0 | 0 | 0 | 0 | Otay Mesa | 230
complete | 54775 | Gema Hybrid | Photovoltaic/Solar | 1545.976 | Storage/Battery | 1545.976 | N/A | N/A | 1500 | La Paz | AZ | Eastern | DCRT | Delaney-Colorado River 500kV | 2027-06-01 07:00 | 2029 | Solar-Hybrid | 1500 | 0 | 1500 | 0 | 0 | 0 | 0 | 0 | 0 | Cielo Azul | 500
complete | 54723 | Genoa Energy Storage 2 | Storage/Battery | 308.44 | N/A | N/A | N/A | N/A | 300 | Sonoma | CA | NGBA | PGAE | Lakeville - Vaca Dixon 230 kV | 2027-06-01 07:00 | 2029 | Battery | 300 | 0 | 0 | 0 | 0 | 0 | 0 | 0 | 0 | Lakeville | 230
complete | 54916 | Geras | Photovoltaic/Solar | 133.81 | Storage/Battery | 133.81 | N/A | N/A | 130 | N/A | CA | Fresno | PGAE | McMullin Sub 230 kV | 2026-06-01 07:00 | 2028 | Solar-Hybrid | 130 | 0 | 130 | 0 | 0 | 0 | 0 | 0 | 0 | Mc Mullin | 230
complete | 55018 | Gibson | Storage/Battery | 151.55 | N/A | N/A | N/A | N/A | 150 | Merced | CA | Fresno | PGAE | Dos Amigos - Panoche 230kV | 2026-12-15 08:00 | 2029 | Battery | 150 | 0 | 0 | 0 | 0 | 0 | 0 | 0 | 0 | Panoche | 230
complete | 54599 | Gibson Canyon Hybrid | Photovoltaic/Solar | 158.743 | Storage/Battery | 154.04 | N/A | N/A | 150 | Solano | CA | NGBA | PGAE | Vaca - Dixon Substation 500kV | 2028-04-01 07:00 | 2030 | Solar-Hybrid | 150 | 0 | 150 | 0 | 0 | 0 | 0 | 0 | 0 | Vaca Dixon | 500
complete | 55047 | Gigawatt Farm | Storage/Battery | 255.34 | N/A | N/A | N/A | N/A | 250 | Kern | CA | Kern | PGAE | Midway - Morro Bay 230kV | 2027-06-01 07:00 | 2029 | Battery | 250 | 0 | 0 | 0 | 0 | 0 | 0 | 0 | 0 | Caliente | 230
complete | 54878 | Glacier Point | Storage/Battery | 102.8 | N/A | N/A | N/A | N/A | 100 | Fresno | CA | Fresno | PGAE | Kingsburg 115kV | 2026-12-01 08:00 | 2029 | Battery | 100 | 0 | 0 | 0 | 0 | 0 | 0 | 0 | 0 | Kingsburg | 115
complete | 55035 | Glossy Garlic Solar | Photovoltaic/Solar | 55 | Storage/Battery | 50 | N/A | N/A | 50 | Santa Clara | CA | GBAY | PGAE | Llagas 115kV | 2029-04-15 07:00 | 2031 | Solar-Hybrid | 50 | 0 | 50 | 0 | 0 | 0 | 0 | 0 | 0 | Llagas | 115
complete | 54816 | Glyder | Storage/Battery | 1025 | Photovoltaic/Solar | 1025 | N/A | N/A | 1000 | La Paz | AZ | Eastern | DCRT | Cielo Azul 500kV | 2026-01-31 08:00 | 2028 | Solar-Hybrid | 1000 | 0 | 1000 | 0 | 0 | 0 | 0 | 0 | 0 | Cielo Azul | 500
complete | 54906 | Golden Bear | Photovoltaic/Solar | 592.92 | Storage/Battery | 592.92 | N/A | N/A | 575 | Tehama | CA | NGBA | PGAE | Cottonwood-Delevan 230 kV | 2027-12-15 08:00 | 2030 | Solar-Hybrid | 575 | 0 | 575 | 0 | 0 | 0 | 0 | 0 | 0 | Glenn | 230
complete | 54542 | Goldenrod | Photovoltaic/Solar | 320.4 | Storage/Battery | 339.2 | N/A | N/A | 300 | Fresno | CA | Fresno | PGAE | McMullin Sub 230 kV | 2028-06-30 07:00 | 2030 | Solar-Hybrid | 300 | 0 | 300 | 0 | 0 | 0 | 0 | 0 | 0 | Mc Mullin | 230
complete | 54768 | Goldlink | Photovoltaic/Solar | 361.2 | Storage/Battery | 361.2 | N/A | N/A | 350 | Clark | NV | EOP | DSLK | Harry Allen - El Dorado 500kV | 2028-05-01 07:00 | 2030 | Solar-Hybrid | 350 | 0 | 350 | 0 | 0 | 0 | 0 | 0 | 0 | Harry Allen | 500
complete | 54930 | Goldspur | Storage/Battery | 514.05 | N/A | N/A | N/A | N/A | 500 | San Bernardino County | CA | NOL | SCE | Kramer 230kV | 2026-12-31 08:00 | 2029 | Battery | 500 | 0 | 0 | 0 | 0 | 0 | 0 | 0 | 0 | Kramer | 230
complete | 54702 | Gosford Solar Storage | Photovoltaic/Solar | 200.8395 | Storage/Battery | 104.0076 | N/A | N/A | 300 | Kern | CA | Kern | PGAE | Wheeler Ridge 230kV | 2028-06-01 07:00 | 2030 | Solar-Hybrid | 104.0076 | 0 | 200.8395 | 0 | 0 | 0 | 0 | 0 | 0 | Whirlwind | 230
complete | 55003 | Grand BESS | Storage/Battery | 200 | N/A | N/A | N/A | N/A | 200 | San Mateo | CA | NGBA | PGAE | East Grand 115kV | 2028-12-31 08:00 | 2031 | Battery | 200 | 0 | 0 | 0 | 0 | 0 | 0 | 0 | 0 | Martin | 115
complete | 54620 | Grape Valley Storage | Storage/Battery | 306.16 | N/A | N/A | N/A | N/A | 300 | San Luis Obispo | CA | Kern | PGAE | Templeton 230kV | 2027-12-31 08:00 | 2030 | Battery | 300 | 0 | 0 | 0 | 0 | 0 | 0 | 0 | 0 | Templeton | 230
complete | 54945 | Grapevine 1 | Photovoltaic/Solar | 515.08 | Storage/Battery | 518.34 | N/A | N/A | 500 | Nye | NV | EOP | VEA | Beatty Substation 138kV | 2027-12-01 08:00 | 2030 | Solar-Hybrid | 500 | 0 | 500 | 0 | 0 | 0 | 0 | 0 | 0 | Beatty | 230
complete | 54946 | Grapevine 2 | Photovoltaic/Solar | 515.08 | Storage/Battery | 518.34 | N/A | N/A | 500 | Nye | NV | EOP | VEA | Beatty Substation 138kV | 2027-12-01 08:00 | 2030 | Solar-Hybrid | 500 | 0 | 500 | 0 | 0 | 0 | 0 | 0 | 0 | Beatty | 230
complete | 54895 | Greasewood Energy Storage II | Storage/Battery | 512.58 | N/A | N/A | N/A | N/A | 500 | Kern | CA | Northern | SCE | Whirlwind Substation 500kV | 2027-06-01 07:00 | 2029 | Battery | 500 | 0 | 0 | 0 | 0 | 0 | 0 | 0 | 0 | Whirlwind | 500
complete | 54589 | Great Dane Solar | Photovoltaic/Solar | 721.14 | Storage/Battery | 726.84 | N/A | N/A | 600 | Kern | CA | Kern | PGAE | Midway - Gates 500kV | 2027-10-01 07:00 | 2029 | Solar-Hybrid | 600 | 0 | 600 | 0 | 0 | 0 | 0 | 0 | 0 | Midway | 500
complete | 54832 | Green Palms | Photovoltaic/Solar | 305.6 | N/A | N/A | N/A | N/A | 300 | Riverside | CA | Eastern | SCE | Colorado River 230kV | 2026-12-01 08:00 | 2029 | Solar | 0 | 0 | 300 | 0 | 0 | 0 | 0 | 0 | 0 | Colorado River | 230
complete | 54719 | Greenwood Energy Storage 2 | Storage/Battery |  | N/A | N/A | N/A | N/A | 900 | Los Angeles | CA | Metro | SCE | Mesa 500kV | 2027-06-01 07:00 | 2029 | Battery | 900 | 0 | 0 | 0 | 0 | 0 | 0 | 0 | 0 | Mesa (SCE) | 500
complete | 54591 | Greyhound Storage | Storage/Battery | 1000 | N/A | N/A | N/A | N/A | 1000 | Merced | CA | Fresno | PGAE | Los Banos 500kV | 2027-10-01 07:00 | 2029 | Battery | 1000 | 0 | 0 | 0 | 0 | 0 | 0 | 0 | 0 | Los Banos | 500
Complete | 55032 | Grid Balance Energy Center | Storage/Battery | 157.0051 | N/A | N/A | N/A | N/A | 150 | Los Angeles | CA | Northern | SCE | Bailey Station 66kV | 2027-06-01 07:00 | 2029 | Battery | 150 | 0 | 0 | 0 | 0 | 0 | 0 | 0 | 0 | Bailey | 230
complete | 54840 | Griffin | Photovoltaic/Solar | 200 | Storage/Battery | 200 | N/A | N/A | 200 | Alameda | CA | GBAY | PGAE | Kelso 230kV | 2028-03-01 08:00 | 2030 | Solar-Hybrid | 200 | 0 | 200 | 0 | 0 | 0 | 0 | 0 | 0 | Kelso | 230
complete | 54504 | Grizzly Bay Energy | Photovoltaic/Solar | 437.14 | Storage/Battery | 437.14 | N/A | N/A | 400 | Solano County | CA | NGBA | LSPC | Collinsville 230kV | 2027-06-01 07:00 | 2029 | Solar-Hybrid | 400 | 0 | 400 | 0 | 0 | 0 | 0 | 0 | 0 | Collinsville | 230
complete | 54740 | Hacienda | Storage/Battery | 417.28 | N/A | N/A | N/A | N/A | 400 | San Bernardino | CA | NOL | SCE | Victor Substation 230kV | 2027-12-01 08:00 | 2030 | Battery | 400 | 0 | 0 | 0 | 0 | 0 | 0 | 0 | 0 | Victor | 230
complete | 54829 | Hallows | Storage/Battery | 229.6 | N/A | N/A | N/A | N/A | 225 | Glenn | CA | NGBA | PGAE | Logan Creek 230kV | 2026-12-01 08:00 | 2029 | Battery | 225 | 0 | 0 | 0 | 0 | 0 | 0 | 0 | 0 | Logan Creek | 230
complete | 54741 | Harquahala Sunrise 3 | Photovoltaic/Solar | 1036.8 | Storage/Battery | 1032 | N/A | N/A | 1000 | Maricopa | AZ | Eastern | DCRT | Delaney 500kV | 2027-12-31 08:00 | 2030 | Solar-Hybrid | 1000 | 0 | 1000 | 0 | 0 | 0 | 0 | 0 | 0 | Delaney | 500
complete | 40087 | Heartland PV | Photovoltaic/Solar | 304.7823 | N/A | N/A | N/A | N/A | 300 | Fresno | CA | Fresno | PGAE | Tranquility 230kV | 2026-12-31 | 2029 | Solar | 0 | 0 | 300 | 0 | 0 | 0 | 0 | 0 | 0 | Tranquility | 230
complete | 54687 | Hela | Photovoltaic/Solar | 427.2 | Storage/Battery | 451.24 | N/A | N/A | 400 | Imperial | CA | SDGE | SDGE | Imperial Valley - North Gila 500kV | 2028-06-30 07:00 | 2030 | Solar-Hybrid | 400 | 0 | 400 | 0 | 0 | 0 | 0 | 0 | 0 | New Sub - North Gila - IV (Proposed) | 500
complete | 54725 | Helios Grid Reliability | Storage/Battery | 200 | N/A | N/A | N/A | N/A | 200 | Calaveras | CA | GBAY | PGAE | Lockeford 230kV | 2028-09-15 07:00 | 2030 | Battery | 200 | 0 | 0 | 0 | 0 | 0 | 0 | 0 | 0 | Lockeford | 230
complete | 40083 | Helms PSP Uprate | storage/hydro | 1392 | N/A | N/A | N/A | N/A | 1332 | Fresno | CA | Fresno | PGAE | Gregg Substation 230kV | 2027-12-15 | 2030 | LDES-Pumped Hydro | 0 | 119 | 0 | 0 | 0 | 0 | 0 | 0 | 0 | Gregg | 230
complete | 55031 | Herculean | Photovoltaic/Solar | 1150 | Storage/Battery | 1150 | N/A | N/A | 1150 | Kern County | CA | Kern | PGAE | Gates - Midway 500kV | 2026-12-01 08:00 | 2029 | Solar-Hybrid | 1150 | 0 | 1150 | 0 | 0 | 0 | 0 | 0 | 0 | Midway | 500
complete | 54563 | Heron | Photovoltaic/Solar | 1055.12 | Storage/Battery | 646 | N/A | N/A | 1000 | Fresno | CA | Fresno | LSPC | Manning 500kV | 2028-09-01 07:00 | 2030 | Solar-Hybrid | 646 | 0 | 1000 | 0 | 0 | 0 | 0 | 0 | 0 | Manning | 500
complete | 54555 | Hideout | Storage/Battery | 1100 | Combustion Turbine/Hydrogen | 1100 | N/A | N/A | 1100 | San Bernadino | CA | NOL | SCE | Lugo 500kV | 2026-03-31 07:00 | 2028 | Hydrogen | 0 | 0 | 0 | 0 | 0 | 0 | 0 | 0 | 1100 | Lugo | 500
complete | 54764 | Hiko | Storage/Battery | 357.56 | N/A | N/A | N/A | N/A | 350 | Clark | NV | EOP | SCE | Mohave 500kV | 2028-05-01 07:00 | 2030 | Battery | 350 | 0 | 0 | 0 | 0 | 0 | 0 | 0 | 0 | Mohave | 500
complete | 55043 | HillRich | Storage/Battery | 500 | N/A | N/A | N/A | N/A | 300 | Contra Costa | CA | Eastern | SCE | Etiwanda 230kV | 2028-12-31 08:00 | 2031 | Battery | 300 | 0 | 0 | 0 | 0 | 0 | 0 | 0 | 0 | Etiwanda | 230
complete | 54703 | Hillside Energy Storage | Storage/Battery | 1035.675 | N/A | N/A | N/A | N/A | 1000 | Los Angeles | CA | Northern | SCE | Vincent Sub 500kV | 2028-06-01 07:00 | 2030 | Battery | 1000 | 0 | 0 | 0 | 0 | 0 | 0 | 0 | 0 | Vincent | 500
complete | 54839 | Holly Oaks | Photovoltaic/Solar | 200 | Storage/Battery | 200 | N/A | N/A | 125 | Calaveras | CA | GBAY | PGAE | Valley Springs 230kV | 2028-03-01 08:00 | 2030 | Solar-Hybrid | 125 | 0 | 125 | 0 | 0 | 0 | 0 | 0 | 0 | Valley Springs | 230
complete | 54683 | Homestead Energy Center | Storage/Battery | 310.4629 | N/A | N/A | N/A | N/A | 300 | Contra Costa | CA | NGBA | PGAE | Lone Tree 230kV | 2029-09-14 07:00 | 2031 | Battery | 300 | 0 | 0 | 0 | 0 | 0 | 0 | 0 | 0 | Lone Tree | 230
complete | 54838 | Honey Bear | Storage/Solar | 200 | Storage/Battery | 200 | N/A | N/A | 200 | San Luis Obispo | CA | Kern | PGAE | Mesa 230kV | 2028-03-01 08:00 | 2030 | Battery | 200 | 0 | 0 | 0 | 0 | 0 | 0 | 0 | 0 | Mesa (PGE) | 230
complete | 54881 | Horsetail Falls | Storage/Battery | 102.8 | N/A | N/A | N/A | N/A | 100 | Fresno | CA | Fresno | PGAE | Reedley 115 kV | 2026-12-01 08:00 | 2029 | Battery | 100 | 0 | 0 | 0 | 0 | 0 | 0 | 0 | 0 | Reedley | 115
complete | 55011 | Horsethief Pumped Storage | Storage/Pumped-Storage hydro | 500 | N/A | N/A | N/A | N/A | 500 | Kern | CA | Northern | SCE | Windhub 230kV | 2028-04-01 07:00 | 2030 | LDES-Pumped Hydro | 0 | 500 | 0 | 0 | 0 | 0 | 0 | 0 | 0 | Windhub | 230
complete | 54806 | Hyder Valley Farms | Photovoltaic/Solar | 400 | Storage/Battery | 400 | N/A | N/A | 400 | TBD | CA | SDGE | SDGE | Hassayampa 500kV | 2028-12-31 08:00 | 2031 | Solar-Hybrid | 400 | 0 | 400 | 0 | 0 | 0 | 0 | 0 | 0 | Hassayampa | 500
complete | 54837 | Hydra | Photovoltaic/Solar | 500 | Storage/Battery | 500 | N/A | N/A | 500 | San Bernardino | CA | NOL | SCE | Kramer 230kV | 2028-03-01 08:00 | 2030 | Solar-Hybrid | 500 | 0 | 500 | 0 | 0 | 0 | 0 | 0 | 0 | Kramer | 230
complete | 54919 | Hydrus Energy Storage | Storage/Battery | 201.78 | N/A | N/A | N/A | N/A | 199.9927 | Kern | CA | Kern | PGAE | Vedder - Live Oak Tap - Fruitvale 115kV | 2027-12-31 08:00 | 2030 | Battery | 199.9927 | 0 | 0 | 0 | 0 | 0 | 0 | 0 | 0 | Live Oak | 115
complete | 54560 | Ibis | Photovoltaic/Solar | 1056.48 | Storage/Battery | 646 | N/A | N/A | 1000 | Fresno | CA | Fresno | LSPC | Manning 500kV | 2028-09-01 07:00 | 2030 | Solar-Hybrid | 646 | 0 | 1000 | 0 | 0 | 0 | 0 | 0 | 0 | Manning | 500
complete | 54604 | Ibra Storage | Storage/Battery | 203.28 | N/A | N/A | N/A | N/A | 200 | San Bernardino | CA | EOP | SCE | IVANPAH 230kV | 2028-04-01 07:00 | 2030 | Battery | 200 | 0 | 0 | 0 | 0 | 0 | 0 | 0 | 0 | Ivanpah | 230
complete | 54616 | Icarus Wind and Solar | Storage/Battery | 718.2 | Wind Turbine/Wind | 734.4 | Photovoltaic/Solar | 718.2 | 700 | Mohave | AZ | EOP | SCE | Mohave 500kV | 2027-12-29 08:00 | 2030 | Wind-Solar-Hybrid | 700 | 0 | 700 | 0 | 0 | 700 | 0 | 0 | 0 | Mohave | 500
complete | 54826 | Idris Storage | Storage/Battery | 400 | N/A | N/A | N/A | N/A | 400 | Riverside | CA | Eastern | SCE | Devers 230kV | 2026-01-31 08:00 | 2028 | Battery | 400 | 0 | 0 | 0 | 0 | 0 | 0 | 0 | 0 | Devers | 230
complete | 55005 | Islander | Storage/Battery | 500 | N/A | N/A | N/A | N/A | 500 | San Bernardino | CA | Eastern | SCE | Etiwanda 230kV | 2028-12-31 08:00 | 2031 | Battery | 500 | 0 | 0 | 0 | 0 | 0 | 0 | 0 | 0 | Etiwanda | 230
complete | 55007 | Jasper Energy Storage | Storage/Battery | 151.8 | N/A | N/A | N/A | N/A | 150 | Fresno | CA | Fresno | PGAE | Kingsburg 115kV | 2027-12-31 08:00 | 2030 | Battery | 150 | 0 | 0 | 0 | 0 | 0 | 0 | 0 | 0 | Kingsburg | 115
complete | 54746 | Jenson | Photovoltaic/Solar | 60 | Storage/Battery | 60 | N/A | N/A | 60 | Fresno | CA | Fresno | PGAE | HAMMONDS SUBSTATION 115kV | 2026-12-01 08:00 | 2029 | Solar-Hybrid | 60 | 0 | 60 | 0 | 0 | 0 | 0 | 0 | 0 | Hammonds | 115
WITHDRAWN | 54947 | Jonathan Creek | Wind Turbine/Wind | 935 | N/A | N/A | N/A | N/A | 900 | Carbon | WY | EOP | TWE | TWE 230 kV (Wyoming Converter Terminal 230 kV AC side) | 2030-04-01 07:00
complete | 55052 | Juniper Hybrid | Photovoltaic/Solar | 82.5849 | Storage/Battery | 82.578 | N/A | N/A | 80 | San Bernardino | CA | NOL | SCE | IVANPAH-BAKER-COOL WATER-DUNN SIDING-MOUNTAIN PASS 115 kV Line | 2028-09-30 07:00 | 2030 | Solar-Hybrid | 80 | 0 | 80 | 0 | 0 | 0 | 0 | 0 | 0 | Ivanpah | 115
complete | 54923 | Jupiter Bowl | Storage/Battery | 103 | N/A | N/A | N/A | N/A | 100 | N/A | CA | GBAY | PGAE | Salado Substation 115kV | 2026-06-01 07:00 | 2028 | Battery | 100 | 0 | 0 | 0 | 0 | 0 | 0 | 0 | 0 | Salado | 115
complete | 54813 | Kama 3 FPV | Photovoltaic/Solar | 101.2 | Storage/Battery | 44.688 | N/A | N/A | 86 | Tulare | CA | Fresno | PGAE | Waukena Switching Station 115kV | 2026-01-01 08:00 | 2028 | Solar-Hybrid | 44.688 | 0 | 86 | 0 | 0 | 0 | 0 | 0 | 0 | Waukena | 115
complete | 54928 | Kane | Storage/Battery | 205.5 | N/A | N/A | N/A | N/A | 200 | San Bernardino County | CA | NOL | SCE | IVANPAH-BAKER-COOL WATER-DUNN SIDING-MOUNTAIN PASS 115 kV Line | 2026-12-31 08:00 | 2029 | Battery | 200 | 0 | 0 | 0 | 0 | 0 | 0 | 0 | 0 | Ivanpah | 115
complete | 54566 | Kanoa Solar 2 | Photovoltaic/Solar | 155.0052 | Storage/Battery | 154.8227 | N/A | N/A | 150 | Glenn | CA | NGBA | PGAE | Logan Creek - Vaca Dixon 230kV | 2027-10-01 07:00 | 2029 | Solar-Hybrid | 150 | 0 | 150 | 0 | 0 | 0 | 0 | 0 | 0 | Logan Creek | 230
complete | 54521 | Kavax Storage | Storage/Battery | 142 | N/A | N/A | N/A | N/A | 142 | Monterey | CA | GBAY | PGAE | Salinas Substation 115kV | 2026-05-30 07:00 | 2028 | Battery | 142 | 0 | 0 | 0 | 0 | 0 | 0 | 0 | 0 | Salinas | 115
complete | 54910 | Kentucky Springs Energy Storage | Storage/Battery | 518.7972 | N/A | N/A | N/A | N/A | 500 | Los Angeles | CA | Northern | SCE | Vincent Sub 500kV | 2026-04-01 07:00 | 2028 | Battery | 500 | 0 | 0 | 0 | 0 | 0 | 0 | 0 | 0 | Vincent | 500
complete | 54570 | Keyhole 3 | Wind Turbine/Wind | 105.7223 | Storage/Battery | 105.6081 | Photovoltaic/Solar | 105.6357 | 200 | Kern | CA | Northern | SCE | Whirlwind Substation 230kV | 2027-10-01 07:00 | 2029 | Wind-Solar-Hybrid | 105.6 | 0 | 105.6 | 0 | 0 | 105.7 | 0 | 0 | 0 | Whirlwind | 230
complete | 54752 | Keynot Peak | Photovoltaic/Solar | 153.6 | Storage/Battery | 153.4 | N/A | N/A | 150 | Inyo | CA | NOL | SCE | Control - Hawiee - Inyokern 115kV | 2026-12-01 08:00 | 2029 | Solar-Hybrid | 150 | 0 | 150 | 0 | 0 | 0 | 0 | 0 | 0 | Control | 115
complete | 55020 | Kilowatt Ranch | Storage/Battery | 510.9 | N/A | N/A | N/A | N/A | 500 | Kern | CA | Kern | PGAE | Diablo - Midway 500kV | 2027-06-01 07:00 | 2029 | Battery | 500 | 0 | 0 | 0 | 0 | 0 | 0 | 0 | 0 | Midway | 500
complete | 54836 | Kingman Storage | Storage/Battery | 254.3 | N/A | N/A | N/A | N/A | 250 | Fresno | CA | Fresno | PGAE | Gates 500kV | 2028-04-01 07:00 | 2030 | Battery | 250 | 0 | 0 | 0 | 0 | 0 | 0 | 0 | 0 | Gates | 500
complete | 54780 | Koufax Power Bank | Storage/Battery | 461.7 | N/A | N/A | N/A | N/A | 450 | San Luis Obispo | CA | Kern | PGAE | Templeton Substation 230kV | 2030-04-01 07:00 | 2032 | Battery | 450 | 0 | 0 | 0 | 0 | 0 | 0 | 0 | 0 | Templeton | 230
complete | 55050 | Krahill | Storage/Battery | 205.5 | N/A | N/A | N/A | N/A | 200 | San Bernardino County | CA | NOL | SCE | Kramer- Roadway 230kV | 2026-12-31 08:00 | 2029 | Battery | 200 | 0 | 0 | 0 | 0 | 0 | 0 | 0 | 0 | New Sub - Kramer - Lugo (Proposed) | 230
complete | 54800 | Kramm | Storage/Battery | 400 | N/A | N/A | N/A | N/A | 400 | TBD | CA | NGBA | PGAE | Table Mountain 500kV | 2028-12-31 08:00 | 2031 | Battery | 400 | 0 | 0 | 0 | 0 | 0 | 0 | 0 | 0 | Table Mountain | 500
complete | 54645 | La Luz Energy Center | Photovoltaic/Solar | 1028.2 | Storage/Battery | 1025.3 | N/A | N/A | 1000 | San Luis Obispo | CA | Kern | PGAE | Diablo - Gates 500kV | 2028-07-31 07:00 | 2030 | Solar-Hybrid | 1000 | 0 | 1000 | 0 | 0 | 0 | 0 | 0 | 0 | Morro Bay | 500
complete | 54743 | La Media | Storage/Battery | 51.879 | N/A | N/A | N/A | N/A | 50 | San Diego | CA | SDGE | SDGE | Border 69kV | 2026-07-01 07:00 | 2028 | Battery | 50 | 0 | 0 | 0 | 0 | 0 | 0 | 0 | 0 | Otay Mesa | 230
complete | 54996 | La Paloma Wind | Wind Turbine/Wind | 211.5 | N/A | N/A | N/A | N/A | 200 | Mariposa & Merced County | CA | Fresno | PGAE | Wilson -New Melones 230kV | 2030-04-15 07:00 | 2032 | Onshore Wind | 0 | 0 | 0 | 0 | 0 | 200 | 0 | 0 | 0 | Wilson | 230
complete | 54641 | La Posta | Storage/Battery | 103 | N/A | N/A | N/A | N/A | 100 | SAN DIEGO | CA | SDGE | SDGE | Cameron 69kV | 2026-10-01 07:00 | 2028 | Battery | 100 | 0 | 0 | 0 | 0 | 0 | 0 | 0 | 0 | Cameron | 69
complete | 55004 | Lagoonez | Storage/Battery | 1000 | N/A | N/A | N/A | N/A | 1000 | Los Angeles | CA | Metro | SCE | Laguna Bell 230kV | 2028-12-31 08:00 | 2031 | Battery | 1000 | 0 | 0 | 0 | 0 | 0 | 0 | 0 | 0 | Laguna Bell | 230
complete | 54517 | Lagunez | Storage/Battery | 150 | Photovoltaic/Solar | 250 | N/A | N/A | 250 | Merced | CA | Fresno | PGAE | Los Banos - Panoche 230kV | 2028-09-01 07:00 | 2030 | Solar-Hybrid | 150 | 0 | 250 | 0 | 0 | 0 | 0 | 0 | 0 | Manning | 230
complete | 54949 | Lake Alpaugh Battery Storage 2 | Storage/Battery | 40 | N/A | N/A | N/A | N/A | 40 | Tulare | CA | Fresno | PGAE | Corcoran - Olive Switching station 115kV | 2026-12-31 08:00 | 2029 | Battery | 40 | 0 | 0 | 0 | 0 | 0 | 0 | 0 | 0 | Olive | 115
complete | 54766 | Landmark | Storage/Battery | 358.94 | N/A | N/A | N/A | N/A | 350 | Orange | CA | SDGE | SDGE | Talega Substation 230kV | 2028-05-01 07:00 | 2030 | Battery | 350 | 0 | 0 | 0 | 0 | 0 | 0 | 0 | 0 | Talega | 230
complete | 54574 | Laramide Storage | Storage/Battery | 1000 | N/A | N/A | N/A | N/A | 1000 | Riverside | CA | Eastern | SCE | Red Bluff 500kV | 2027-10-01 07:00 | 2029 | Battery | 1000 | 0 | 0 | 0 | 0 | 0 | 0 | 0 | 0 | Red bluff | 230
complete | 54630 | Lassie Solar | Photovoltaic/Solar | 303.45 | Storage/Battery | 302.85 | N/A | N/A | 250 | Fresno | CA | Fresno | PGAE | Panoche - Gates 230kV | 2027-10-01 07:00 | 2029 | Solar-Hybrid | 250 | 0 | 250 | 0 | 0 | 0 | 0 | 0 | 0 | Manning | 230
complete | 54964 | Lechon | Storage/Battery | 101.97 | N/A | N/A | N/A | N/A | 100 | San Diego | CA | SDGE | SDGE | Telegraph Canyon 138 kV | 2027-10-01 07:00 | 2029 | Battery | 100 | 0 | 0 | 0 | 0 | 0 | 0 | 0 | 0 | Telegraph Canyon | 138
complete | 54869 | LeConte Energy Storage 2 | Storage/Battery | 256.29 | N/A | N/A | N/A | N/A | 250 | Imperial County | CA | SDGE | SDGE | Imperial Valley 230kV | 2027-06-01 07:00 | 2029 | Battery | 250 | 0 | 0 | 0 | 0 | 0 | 0 | 0 | 0 | Imperial Valley | 230
complete | 54586 | Leopard Storage | Storage/Battery | 450 | N/A | N/A | N/A | N/A | 450 | Merced | CA | Fresno | PGAE | Los Banos 230kV | 2027-06-01 07:00 | 2029 | Battery | 450 | 0 | 0 | 0 | 0 | 0 | 0 | 0 | 0 | Los Banos | 230
complete | 54875 | Lince Storage | Storage/Battery | 206.94 | N/A | N/A | N/A | N/A | 200 | FRESNO | CA | Fresno | PGAE | Reedley 115 kV | 2027-06-30 07:00 | 2029 | Battery | 200 | 0 | 0 | 0 | 0 | 0 | 0 | 0 | 0 | Reedley | 115
complete | 54938 | Little Hill | Storage/Battery | 306.44 | N/A | N/A | N/A | N/A | 300 | Los Angeles | CA | Metro | SCE | Del Amo 230kV | 2027-12-01 08:00 | 2030 | Battery | 300 | 0 | 0 | 0 | 0 | 0 | 0 | 0 | 0 | Del Amo | 230
complete | 54956 | Littlejohns Energy Center | Photovoltaic/Solar | 177.87 | Storage/Battery | 178.2 | N/A | N/A | 170.41 | San Joaquin | CA | GBAY | PGAE | Bellota - Weber 230kV | 2027-06-01 07:00 | 2029 | Solar-Hybrid | 170.41 | 0 | 170.41 | 0 | 0 | 0 | 0 | 0 | 0 | Weber | 230
complete | 54844 | Lizard Spin Energy Center | Storage/Battery | 209.0907 | N/A | N/A | N/A | N/A | 200 | San Bernardino | CA | Metro | SCE | Mira Loma 230kV | 2027-06-01 07:00 | 2029 | Battery | 200 | 0 | 0 | 0 | 0 | 0 | 0 | 0 | 0 | Mira Loma | 230
complete | 54670 | Lock 2 | Storage/Battery | 365.12 | N/A | N/A | N/A | N/A | 350 | Fresno | CA | Fresno | PGAE | Gates 500kV | 2027-12-01 08:00 | 2030 | Battery | 350 | 0 | 0 | 0 | 0 | 0 | 0 | 0 | 0 | Gates | 500
complete | 54717 | Lockhart 4 Energy Storage | Storage/Battery | 519.5553 | N/A | N/A | N/A | N/A | 500 | San Bernardino | CA | NOL | SCE | Kramer 230kV | 2028-06-01 07:00 | 2030 | Battery | 500 | 0 | 0 | 0 | 0 | 0 | 0 | 0 | 0 | Kramer | 230
WITHDRAWN | 54679 | Lost Palms Solar | Photovoltaic/Solar | 437.14 | Storage/Battery | 437.14 | N/A | N/A | 400 | Riverside | CA | Eastern | SCE | Julian Hinds 230kV | 2027-06-01 07:00
complete | 54647 | Lotus 3 | Photovoltaic/Solar | 400 | Storage/Battery | 400 | N/A | N/A | 400 | Madera | CA | Fresno | PGAE | Borden 230kV | 2029-09-16 07:00 | 2031 | Solar-Hybrid | 400 | 0 | 400 | 0 | 0 | 0 | 0 | 0 | 0 | Borden | 230
complete | 54936 | Lugano | Storage/Battery | 103 | N/A | N/A | N/A | N/A | 100 | N/A | CA | Kern | PGAE | Lerdo Substation 115kV | 2026-06-01 07:00 | 2028 | Battery | 100 | 0 | 0 | 0 | 0 | 0 | 0 | 0 | 0 | Lerdo | 115
complete | 54757 | Lukrich Energy Center | Storage/Battery | 200 | N/A | N/A | N/A | N/A | 200 | Santa Cruz | CA | GBAY | PGAE | Green Valley 115kV | 2026-12-01 08:00 | 2029 | Battery | 200 | 0 | 0 | 0 | 0 | 0 | 0 | 0 | 0 | Green Valley | 115
complete | 54686 | Lupine Energy Center | Storage/Battery | 516.3887 | N/A | N/A | N/A | N/A | 500 | San Bernardino | CA | NOL | SCE | Lugo 230kV | 2029-09-14 07:00 | 2031 | Battery | 500 | 0 | 0 | 0 | 0 | 0 | 0 | 0 | 0 | Lugo | 230
complete | 54588 | Lupine Storage | Storage/Battery | 450 | N/A | N/A | N/A | N/A | 450 | Fresno | CA | Fresno | LSPC | Manning 500kV | 2027-06-01 07:00 | 2029 | Battery | 450 | 0 | 0 | 0 | 0 | 0 | 0 | 0 | 0 | Manning | 500
complete | 54567 | Lycan Solar 2 | Photovoltaic/Solar | 207.568 | Storage/Battery | 207.024 | N/A | N/A | 200 | Riverside | CA | Eastern | SCE | Red Bluff 500kV | 2027-10-01 07:00 | 2029 | Solar-Hybrid | 200 | 0 | 200 | 0 | 0 | 0 | 0 | 0 | 0 | Red bluff | 230
complete | 55034 | Lynchpin Solar | Photovoltaic/Solar | 163.78 | Storage/Battery | 162.35 | N/A | N/A | 160 | Tulare | CA | Fresno | PGAE | Atwell Solar 115kV | 2026-12-31 08:00 | 2029 | Solar-Hybrid | 160 | 0 | 160 | 0 | 0 | 0 | 0 | 0 | 0 | 0 | 0
complete | 54892 | Mackerel Energy | Storage/Battery | 100.64 | N/A | N/A | N/A | N/A | 100 | San Diego | CA | SDGE | SDGE | Miguel 230kV | 2026-11-30 08:00 | 2029 | Battery | 100 | 0 | 0 | 0 | 0 | 0 | 0 | 0 | 0 | Miguel | 230
complete | 54556 | Madrone | Storage/Battery | 198 | Combustion Turbine/Hydrogen | 198 | N/A | N/A | 198 | San Joaquin | CA | GBAY | PGAE | Bellota 115kV | 2026-03-31 07:00 | 2028 | Hydrogen | 0 | 0 | 0 | 0 | 0 | 0 | 0 | 0 | 198 | Bellota | 115
complete | 54689 | Maestro | Storage/Battery | 390 | Photovoltaic/Solar | 345.6 | N/A | N/A | 300 | Fresno | CA | Fresno | LSPC | Manning 230kV | 2028-12-01 08:00 | 2031 | Solar-Hybrid | 300 | 0 | 300 | 0 | 0 | 0 | 0 | 0 | 0 | Manning | 230
complete | 54736 | Magic Valley Wind 1 | Wind Turbine/Wind | 1237.6 | Storage/Battery | 524.172 | N/A | N/A | 1117.5 | Lincoln, Jerome, Minidoka | ID | EOP | DSLK | Harry Allen – El Dorado 500kV | 2026-12-01 08:00 | 2029 | Idaho Wind | 0 | 0 | 0 | 0 | 0 | 0 | 0 | 1117.5 | 0 | Harry Allen | 500
complete | 54742 | Magic Valley Wind 2 | Wind Turbine/Wind | 870.4 | Storage/Battery | 524.172 | N/A | N/A | 800 | Twin Falls | ID | EOP | DSLK | Harry Allen – El Dorado 500kV | 2028-12-01 08:00 | 2031 | Idaho Wind | 0 | 0 | 0 | 0 | 0 | 0 | 0 | 800 | 0 | Harry Allen | 500
complete | 54961 | Mahogany Storage | Storage/Battery | 66.1 | N/A | N/A | N/A | N/A | 63.3 | Kern | CA | Kern | PGAE | Bear Mountain 115 kV | 2026-06-30 07:00 | 2028 | Battery | 63.3 | 0 | 0 | 0 | 0 | 0 | 0 | 0 | 0 | 0 | 0
Complete | 40073 | Malaga BESS | Storage/Battery | 46.28 | N/A | N/A | N/A | N/A | 44 | Fresno | CA | Fresno | PGAE | Malaga 115kV | 2024-11-06 | 2027 | Battery | 44 | 0 | 0 | 0 | 0 | 0 | 0 | 0 | 0 | Malaga | 115
complete | 54598 | Mandorla | Photovoltaic/Solar | 101.43 | Storage/Battery | 101.32 | N/A | N/A | 100 | Glenn | CA | NGBA | PGAE | Glenn Substation 230kV | 2028-04-01 07:00 | 2030 | Solar-Hybrid | 100 | 0 | 100 | 0 | 0 | 0 | 0 | 0 | 0 | Glenn | 230
complete | 54828 | Manzanita Inyaha Solar | Photovoltaic/Solar | 103.56 | Storage/Battery | 103.56 | N/A | N/A | 100 | San Diego | CA | SDGE | SDGE | Crestwood Substation 69kV | 2026-12-01 08:00 | 2029 | Solar-Hybrid | 100 | 0 | 100 | 0 | 0 | 0 | 0 | 0 | 0 | Crestwood | 69
complete | 54624 | Maravillosa Solar 1 | Photovoltaic/Solar | 235.2 | Storage/Battery | 235.2 | N/A | N/A | 200 | Kings | CA | Fresno | PGAE | Gates - Midway 230kV | 2027-12-01 08:00 | 2030 | Solar-Hybrid | 200 | 0 | 200 | 0 | 0 | 0 | 0 | 0 | 0 | New Sub - Gates - Midway (Proposed) | 230
complete | 54625 | Maravillosa Solar 2 | Photovoltaic/Solar | 466.2 | Storage/Battery | 466.2 | N/A | N/A | 400 | Kern | CA | Kern | PGAE | Gates - Midway 500kV | 2027-12-01 08:00 | 2030 | Solar-Hybrid | 400 | 0 | 400 | 0 | 0 | 0 | 0 | 0 | 0 | Midway | 500
complete | 54603 | Marcus Storage | Storage/Battery | 303.68 | N/A | N/A | N/A | N/A | 300 | San Bernardino | CA | Metro | SCE | Mira Loma 230kV | 2028-04-01 07:00 | 2030 | Battery | 300 | 0 | 0 | 0 | 0 | 0 | 0 | 0 | 0 | Mira Loma | 230
complete | 54880 | Mars Landing | Storage/Battery | 496.11 | N/A | N/A | N/A | N/A | 480 | Clark | NV | SDGE | SDGE | Merchant 230kV | 2027-02-01 08:00 | 2029 | Battery | 480 | 0 | 0 | 0 | 0 | 0 | 0 | 0 | 0 | Eldorado | 230
complete | 55027 | MATTERHORN | Photovoltaic/Solar | 404.892 | Wind Turbine/Wind | 408.8 | Storage/Battery | 406.098 | 400 | RIVERSIDE | CA | Eastern | SCE | Devers 500kV | 2028-12-15 08:00 | 2031 | Wind-Solar-Hybrid | 400 | 0 | 400 | 0 | 0 | 400 | 0 | 0 | 0 | Devers | 500
complete | 54731 | Mauldin Airstrip | Photovoltaic/Solar | 625.92 | Storage/Battery | 625.92 | N/A | N/A | 600 | Maricopa | AZ | Eastern | DCRT | Delaney 500kV | 2027-12-01 08:00 | 2030 | Solar-Hybrid | 600 | 0 | 600 | 0 | 0 | 0 | 0 | 0 | 0 | Delaney | 500
complete | 55029 | McFarland D | Photovoltaic/Solar | 650 | Storage/Battery | 650 | N/A | N/A | 650 | Yuma | AZ | SDGE | SDGE | Hoodo Wash 500kV | 2026-12-01 08:00 | 2029 | Solar-Hybrid | 650 | 0 | 650 | 0 | 0 | 0 | 0 | 0 | 0 | Hoodoo Wash | 500
complete | 55028 | Meadow Ridge 2 | Photovoltaic/Solar | 179.5 | Storage/Battery | 47.4 | N/A | N/A | 175 | Shasta | CA | NGBA | PGAE | PIT#1 - Cottonwood 230kV and Round Mountain - Cottonwood #3 | 2026-02-28 08:00 | 2028 | Solar-Hybrid | 47.4 | 0 | 175 | 0 | 0 | 0 | 0 | 0 | 0 | New Sub - Pit 1 - Cottonwood (Proposed) | 230
WITHDRAWN | 55037 | Medeiros BESS | Storage/Battery | 22.6335 | N/A | N/A | N/A | N/A | 20 | Merced | CA | Fresno | PGAE | Los Banos - O'Neil Line 70kV | 2027-01-01 08:00
complete | 54530 | Melo | Photovoltaic/Solar | 320.4 | Storage/Battery | 339.2 | N/A | N/A | 300 | Fresno | CA | Fresno | PGAE | Panoche 230kV | 2028-06-30 07:00 | 2030 | Solar-Hybrid | 300 | 0 | 300 | 0 | 0 | 0 | 0 | 0 | 0 | Panoche | 230
complete | 54940 | Melody | Storage/Battery | 515.08 | N/A | N/A | N/A | N/A | 500 | Kern | CA | Northern | SCE | Whirlwind Substation 230kV | 2027-12-01 08:00 | 2030 | Battery | 500 | 0 | 0 | 0 | 0 | 0 | 0 | 0 | 0 | Whirlwind | 230
complete | 54612 | Melon Patch Solar | Photovoltaic/Solar | 204.204 | Storage/Battery | 204.204 | N/A | N/A | 200 | Fresno | CA | Fresno | PGAE | Newhall - Mendota 115kV | 2027-06-01 07:00 | 2029 | Solar-Hybrid | 200 | 0 | 200 | 0 | 0 | 0 | 0 | 0 | 0 | Mendota | 115
complete | 54784 | Menifee Power Bank Expansion | Storage/Battery | 206.5 | N/A | N/A | N/A | N/A | 200 | Riverside | CA | Eastern | SCE | Valley Substation 500kV | 2030-04-01 07:00 | 2032 | Battery | 200 | 0 | 0 | 0 | 0 | 0 | 0 | 0 | 0 | Valley (SCE) | 500
complete | 54793 | Mensa | Storage/Battery | 128.4 | N/A | N/A | N/A | N/A | 125 | Merced | CA | Fresno | PGAE | Atwater 115kV | 2026-10-01 07:00 | 2028 | Battery | 125 | 0 | 0 | 0 | 0 | 0 | 0 | 0 | 0 | Atwater | 115
complete | 54633 | Meson | Photovoltaic/Solar | 1189.5887 | Storage/Battery | 1189.5887 | N/A | N/A | 1150 | Mohave | AZ | EOP | SCE | El Dorado 500kV | 2028-09-30 07:00 | 2030 | Solar-Hybrid | 1150 | 0 | 1150 | 0 | 0 | 0 | 0 | 0 | 0 | Eldorado | 500
complete | 54952 | Mesquite Solar 6 | Photovoltaic/Solar | 150 | Storage/Battery | 150 | N/A | N/A | 150 | Maricopa | AZ | SDGE | SDGE | Hassayampa 500kV | 2026-12-31 08:00 | 2029 | Solar-Hybrid | 150 | 0 | 150 | 0 | 0 | 0 | 0 | 0 | 0 | Hassayampa | 500
complete | 54600 | Mesut Storage | Storage/Battery | 151.9 | N/A | N/A | N/A | N/A | 150 | Orange | CA | SDGE | SDGE | Margarita 138kV | 2027-04-01 07:00 | 2029 | Battery | 150 | 0 | 0 | 0 | 0 | 0 | 0 | 0 | 0 | Margarita | 138
complete | 55014 | Midas Energy Storage | Storage/Other | 517.5 | N/A | N/A | N/A | N/A | 500 | Clark | NV | EOP | SCE | El Dorado 230kV | 2028-12-30 08:00 | 2031 | LDES | 0 | 500 | 0 | 0 | 0 | 0 | 0 | 0 | 0 | Eldorado | 230
complete | 54704 | MidBishop Energy Storage | Storage/Battery | 1191.466 | N/A | N/A | N/A | N/A | 1150 | Fresno | CA | Fresno | LSPC | Manning 500kV | 2028-06-01 07:00 | 2030 | Battery | 1150 | 0 | 0 | 0 | 0 | 0 | 0 | 0 | 0 | Manning | 500
complete | 54792 | Millerton | Storage/Battery | 102.8 | N/A | N/A | N/A | N/A | 100 | Madera | CA | Fresno | PGAE | Borden 70kV | 2026-10-01 07:00 | 2028 | Battery | 100 | 0 | 0 | 0 | 0 | 0 | 0 | 0 | 0 | Borden | 230
complete | 54541 | Minden | Photovoltaic/Solar | 213.6 | Storage/Battery | 227.13 | N/A | N/A | 200 | Sutter | CA | NGBA | PGAE | Rio Oso Sub 230kV | 2028-06-30 07:00 | 2030 | Solar-Hybrid | 200 | 0 | 200 | 0 | 0 | 0 | 0 | 0 | 0 | Rio Oso | 230
complete | 54858 | Moeras Energy Storage | Storage/Battery | 513.2 | N/A | N/A | N/A | N/A | 500 | Solano County | CA | NGBA | LSPC | Collinsville 500kV | 2029-06-01 07:00 | 2031 | Battery | 500 | 0 | 0 | 0 | 0 | 0 | 0 | 0 | 0 | Collinsville | 500
complete | 54981 | Monkey Flower | Storage/Battery | 312.93 | N/A | N/A | N/A | N/A | 300 | San Diego | CA | SDGE | SDGE | Silvergate 230kV | 2027-06-01 07:00 | 2029 | Battery | 300 | 0 | 0 | 0 | 0 | 0 | 0 | 0 | 0 | Silvergate | 230
complete | 55017 | Mont du Soleil | Photovoltaic/Solar | 67.068 | Storage/Battery | 42.192 | N/A | N/A | 65 | Stanislaus | CA | GBAY | PGAE | Bellota - Riverbank - Melones 115kV | 2026-05-01 07:00 | 2028 | Solar-Hybrid | 42.192 | 0 | 65 | 0 | 0 | 0 | 0 | 0 | 0 | Riverbank | 115
complete | 54991 | Monte Cristo Solar 1 | Photovoltaic/Solar | 500 | N/A | N/A | N/A | N/A | 500 | Esmeralda | NV | EOP | GLW | BEATTY SUBSTATION 230kV | 2027-12-31 08:00 | 2030 | Solar | 0 | 0 | 500 | 0 | 0 | 0 | 0 | 0 | 0 | Beatty | 230
complete | 54992 | Monte Cristo Solar 2 | Photovoltaic/Solar | 500 | N/A | N/A | N/A | N/A | 500 | Esmeralda | NV | EOP | GLW | BEATTY SUBSTATION 230kV | 2027-12-31 08:00 | 2030 | Solar | 0 | 0 | 500 | 0 | 0 | 0 | 0 | 0 | 0 | Beatty | 230
WITHDRAWN | 54993 | Monte Cristo Solar 3 | Photovoltaic/Solar | 500 | N/A | N/A | N/A | N/A | 500 | Esmeralda | NV | EOP | GLW | BEATTY SUBSTATION 230kV | 2027-12-31 08:00
WITHDRAWN | 54990 | Monte Cristo Solar 4 | Photovoltaic/Solar | 500 | N/A | N/A | N/A | N/A | 500 | Esmeralda | NV | EOP | GLW | BEATTY SUBSTATION 230kV | 2027-12-31 08:00
WITHDRAWN | 54970 | Monterey Wind | Wind Turbine/Wind | 2462.4 | N/A | N/A | N/A | N/A | 2300 | Monterey | CA | GBAY | PGAE | Moss Landing 500kV | 2030-04-14 07:00
complete | 54998 | Montrose Storage | Storage/Battery | 204.204 | N/A | N/A | N/A | N/A | 200 | San Bernardino | CA | NOL | SCE | Roadway 115kV | 2028-06-01 07:00 | 2030 | Battery | 200 | 0 | 0 | 0 | 0 | 0 | 0 | 0 | 0 | Roadway | 115
complete | 54688 | Mooncrest | Storage/Battery | 77.591 | N/A | N/A | N/A | N/A | 75 | San Diego | CA | SDGE | SDGE | Suncrest 230kV | 2026-07-01 07:00 | 2028 | Battery | 75 | 0 | 0 | 0 | 0 | 0 | 0 | 0 | 0 | Suncrest | 230
complete | 54762 | Moonraker | Photovoltaic/Solar | 361.56 | Storage/Battery | 361.56 | N/A | N/A | 350 | Kern | CA | Northern | SCE | Whirlwind Substation 230kV | 2028-05-01 07:00 | 2030 | Solar-Hybrid | 350 | 0 | 350 | 0 | 0 | 0 | 0 | 0 | 0 | Whirlwind | 230
complete | 54540 | Morning Star | Photovoltaic/Solar | 320.4 | Storage/Battery | 339.2 | N/A | N/A | 300 | Fresno | CA | Fresno | PGAE | Gates 230kV | 2028-06-30 07:00 | 2030 | Solar-Hybrid | 300 | 0 | 300 | 0 | 0 | 0 | 0 | 0 | 0 | Gates | 230
complete | 40082 | Mount Lassen Power Plant | Steam turbine/biofuel | 11.5 | N/A | N/A | N/A | N/A | 10 | Lassen | CA | NGBA | PGAE | Caribou-Westwood 60kV | 2023-09-01 | 2025 | Biomass | 0 | 0 | 0 | 0 | 10 | 0 | 0 | 0 | 0 | Caribou | 60
complete | 54622 | Mountain Valley Storage | Storage/Battery | 306.2 | N/A | N/A | N/A | N/A | 300 | Monterey | CA | Fresno | PGAE | California Flats Sw Sta 230kV | 2027-12-31 08:00 | 2030 | Battery | 300 | 0 | 0 | 0 | 0 | 0 | 0 | 0 | 0 | Cal Flats | 230
complete | 54861 | Mt Baldy Energy Storage 2 | Storage/Battery | 256.29 | N/A | N/A | N/A | N/A | 250 | San Bernardino | CA | Metro | SCE | Mira Loma 230kV | 2027-06-01 07:00 | 2029 | Battery | 250 | 0 | 0 | 0 | 0 | 0 | 0 | 0 | 0 | Mira Loma | 230
complete | 54550 | Mule Car | Storage/Battery | 227.1 | N/A | N/A | N/A | N/A | 200 | San Bernardino | CA | Metro | SCE | Mira Loma 230kV | 2028-06-30 07:00 | 2030 | Battery | 200 | 0 | 0 | 0 | 0 | 0 | 0 | 0 | 0 | Mira Loma | 230
complete | 54634 | Muon | Photovoltaic/Solar | 2373.2698 | Storage/Battery | 2373.2698 | N/A | N/A | 2300 | Fresno | CA | Fresno | PGAE | Los Banos - Midway 500 kV | 2028-09-30 07:00 | 2030 | Solar-Hybrid | 2300 | 0 | 2300 | 0 | 0 | 0 | 0 | 0 | 0 | New Sub - Los Banos - Midway (Proposed) | 500
complete | 55025 | Musketeers Solar 1 | Photovoltaic/Solar | 524.3902 | Storage/Battery | 269.8466 | N/A | N/A | 500 | Tulare | CA | Northern | SCE | Magunden - Springville 230kV | 2026-11-30 08:00 | 2029 | Solar-Hybrid | 269.8466 | 0 | 500 | 0 | 0 | 0 | 0 | 0 | 0 | Springville | 230
complete | 55026 | Musketeers Solar 2 | Photovoltaic/Solar | 524.3902 | Storage/Battery | 269.8466 | N/A | N/A | 500 | Tulare | CA | Northern | SCE | Magunden - Springville 230kV | 2026-11-30 08:00 | 2029 | Solar-Hybrid | 269.8466 | 0 | 500 | 0 | 0 | 0 | 0 | 0 | 0 | Springville | 230
WITHDRAWN | 54948 | Nathan Creek | Wind Turbine/Wind | 935 | N/A | N/A | N/A | N/A | 900 | Carbon | WY | EOP | TWE | TWE 230 kV (Wyoming Converter Terminal 230 kV AC side) | 2030-04-01 07:00
complete | 54733 | Nelson | Storage/Battery | 365.12 | N/A | N/A | N/A | N/A | 350 | Clark | NV | EOP | SCE | El Dorado 230kV | 2027-12-01 08:00 | 2030 | Battery | 350 | 0 | 0 | 0 | 0 | 0 | 0 | 0 | 0 | Eldorado | 230
complete | 54671 | Nelson Hills | Storage/Battery | 365.12 | N/A | N/A | N/A | N/A | 350 | Clark | NV | EOP | GLW | Sloan Canyon 230kV | 2027-12-01 08:00 | 2030 | Battery | 350 | 0 | 0 | 0 | 0 | 0 | 0 | 0 | 0 | Sloan Canyon | 230
complete | 54621 | Nemo Storage | Storage/Battery | 52.759 | N/A | N/A | N/A | N/A | 50 | San Luis Obispo | CA | Kern | PGAE | Mesa 115kV | 2027-06-01 07:00 | 2029 | Battery | 50 | 0 | 0 | 0 | 0 | 0 | 0 | 0 | 0 | Mesa (PGE) | 115
complete | 54558 | Nightcap | Storage/Battery | 550 | Combustion Turbine/Hydrogen | 550 | N/A | N/A | 550 | Los Angeles | CA | Northern | SCE | Vincent Sub 500kV | 2026-03-31 07:00 | 2028 | Hydrogen | 0 | 0 | 0 | 0 | 0 | 0 | 0 | 0 | 550 | Vincent | 500
complete | 54721 | Noosa Energy Storage 2 | Storage/Battery | 231.64 | N/A | N/A | N/A | N/A | 225 | San Joaquin | CA | GBAY | PGAE | Ripon Substation 115 kV | 2025-06-01 07:00 | 2027 | Battery | 225 | 0 | 0 | 0 | 0 | 0 | 0 | 0 | 0 | Ripon | 115
complete | 54642 | Norma | Photovoltaic/Solar | 206.5 | Storage/Battery | 205.9 | N/A | N/A | 200 | Kern | CA | Kern | PGAE | Midway - Wheeler Ridge 230kV | 2026-10-01 07:00 | 2028 | Solar-Hybrid | 200 | 0 | 200 | 0 | 0 | 0 | 0 | 0 | 0 | New Sub - Midway - Wheeler Ridge (Proposed) | 230
complete | 54958 | North Almond Energy Center | Photovoltaic/Solar | 312 | Storage/Battery | 311.85 | N/A | N/A | 300.5 | Glenn | CA | NGBA | PGAE | Cottonwood-Delevan 230 kV | 2027-06-01 07:00 | 2029 | Solar-Hybrid | 300.5 | 0 | 300.5 | 0 | 0 | 0 | 0 | 0 | 0 | Glenn | 230
complete | 54798 | North Highland | Storage/Battery | 400 | Photovoltaic/Solar | 400 | N/A | N/A | 400 | TBD | CA | EOP | GLW | Sloan Canyon 230kV | 2028-12-31 08:00 | 2031 | Solar-Hybrid | 400 | 0 | 400 | 0 | 0 | 0 | 0 | 0 | 0 | Sloan Canyon | 230
complete | 54705 | Norton Energy Storage | Storage/Battery | 258.8556 | N/A | N/A | N/A | N/A | 250 | Riverside | CA | Eastern | SCE | El Casco 230kV | 2028-06-01 07:00 | 2030 | Battery | 250 | 0 | 0 | 0 | 0 | 0 | 0 | 0 | 0 | El Casco | 230
complete | 55042 | Nyquist Storage | Photovoltaic/Solar | 437.14 | Storage/Battery | 437.14 | N/A | N/A | 400 | Riverside | CA | Eastern | SCE | Colorado River 230kV | 2028-04-01 07:00 | 2030 | Solar-Hybrid | 400 | 0 | 400 | 0 | 0 | 0 | 0 | 0 | 0 | Colorado River | 230
complete | 54969 | Oaks Wind | Wind Turbine/Wind | 2460.4 | N/A | N/A | N/A | N/A | 2300 | San Luis Obispo | CA | Kern | PGAE | Diablo - Gates 500kV | 2030-04-14 07:00 | 2032 | Offshore Wind | 0 | 0 | 0 | 0 | 0 | 0 | 2300 | 0 | 0 | Morro Bay | 500
complete | 54663 | Obispo Trail Energy Storage | Storage/Battery | 156.48 | N/A | N/A | N/A | N/A | 150 | San Luis Obispo | CA | Kern | PGAE | Mesa 115kV | 2027-12-01 08:00 | 2030 | Battery | 150 | 0 | 0 | 0 | 0 | 0 | 0 | 0 | 0 | Mesa (PGE) | 115
complete | 54532 | Occident | Photovoltaic/Solar | 320.4 | Storage/Battery | 339.2 | N/A | N/A | 300 | Colusa | CA | NGBA | PGAE | Delevan 230kV | 2028-06-30 07:00 | 2030 | Solar-Hybrid | 300 | 0 | 300 | 0 | 0 | 0 | 0 | 0 | 0 | Delevan | 230
complete | 54637 | Octans | Storage/Battery | 101.3 | N/A | N/A | N/A | N/A | 100 | Fresno | CA | Fresno | PGAE | Oro Loma 70kV | 2026-10-01 07:00 | 2028 | Battery | 100 | 0 | 0 | 0 | 0 | 0 | 0 | 0 | 0 | Oro Loma | 70
complete | 54675 | Off Stream Water Storage | Hydro/Water | 68.897 | Storage/Pumped-Storage hydro | 164.84 | N/A | N/A | 67.4 | Colusa | CA | NGBA | PGAE | Delevan - Cortina 230KV | 2030-04-01 07:00 | 2032 | LDES-Pumped Hydro | 0 | 67.4 | 0 | 0 | 0 | 0 | 0 | 0 | 0 | Delevan | 230
complete | 54890 | ONNI Solar | Photovoltaic/Solar | 303.6 | Storage/Battery | 175 | N/A | N/A | 250 | Los Angeles | CA | Northern | SCE | Whirlwind Substation 230kV | 2027-12-01 08:00 | 2030 | Solar-Hybrid | 175 | 0 | 250 | 0 | 0 | 0 | 0 | 0 | 0 | Whirlwind | 230
complete | 54765 | Onyx | Storage/Battery | 357.92 | N/A | N/A | N/A | N/A | 350 | Clark | NV | EOP | GLW | Desert View Substation 230kV | 2028-05-01 07:00 | 2030 | Battery | 350 | 0 | 0 | 0 | 0 | 0 | 0 | 0 | 0 | Desert View | 230
complete | 54811 | ORCA | Photovoltaic/Solar | 404.892 | Wind Turbine/Wind | 408.8 | Storage/Battery | 406.098 | 400 | SANTA CLARA | CA | GBAY | PGAE | Metcalf 500kV | 2028-12-15 08:00 | 2031 | Wind-Solar-Hybrid | 44400 | 0 | 400 | 0 | 0 | 400 | 0 | 0 | 0 | Metcalf | 500
complete | 55033 | Orchard Grove Energy Center | Storage/Battery | 157.153 | N/A | N/A | N/A | N/A | 150 | Tulare | CA | Northern | SCE | Rector Station 230kV | 2027-06-01 07:00 | 2029 | Battery | 150 | 0 | 0 | 0 | 0 | 0 | 0 | 0 | 0 | Rector | 230
complete | 54891 | Orchard Stand Energy Center | Storage/Battery | 157.153 | N/A | N/A | N/A | N/A | 150 | Tulare | CA | Northern | SCE | Rector Station 230kV | 2027-06-01 07:00 | 2029 | Battery | 150 | 0 | 0 | 0 | 0 | 0 | 0 | 0 | 0 | Rector | 230
complete | 54658 | Oribi | Storage/Battery | 500 | N/A | N/A | N/A | N/A | 500 | San Bernardino | CA | NOL | SCE | Lugo 230kV | 2029-09-14 07:00 | 2031 | Battery | 500 | 0 | 0 | 0 | 0 | 0 | 0 | 0 | 0 | Lugo | 230
complete | 54718 | Oso Negro | Photovoltaic/Solar | 200 | Storage/Battery | 200 | N/A | N/A | 200 | Sutter | CA | NGBA | PGAE | Rio Oso Sub 230kV | 2030-02-11 08:00 | 2032 | Solar-Hybrid | 200 | 0 | 200 | 0 | 0 | 0 | 0 | 0 | 0 | Rio Oso | 230
complete | 54812 | Pachacamac 1 | Storage/Battery | 300 | N/A | N/A | N/A | N/A | 300 | Merced | CA | Fresno | PGAE | Quinto 230kV | 2026-12-01 08:00 | 2029 | Battery | 300 | 0 | 0 | 0 | 0 | 0 | 0 | 0 | 0 | Quinto | 230
complete | 54874 | Pachacamac 2 | Storage/Battery | 300 | N/A | N/A | N/A | N/A | 300 | Merced | CA | Fresno | PGAE | Quinto 230kV | 2026-12-01 08:00 | 2029 | Battery | 300 | 0 | 0 | 0 | 0 | 0 | 0 | 0 | 0 | Quinto | 230
complete | 54976 | Palmera | Storage/Battery | 521.55 | Photovoltaic/Solar | 518 | N/A | N/A | 500 | San Bernardino | CA | NOL | SCE | Kramer 230kV | 2027-06-01 07:00 | 2029 | Solar-Hybrid | 500 | 0 | 500 | 0 | 0 | 0 | 0 | 0 | 0 | Kramer | 230
WITHDRAWN | 54614 | Palomas Valley | Photovoltaic/Solar | 270 | Storage/Battery | 270 | N/A | N/A | 250 | Yuma | AZ | SDGE | SDGE | Hoodoo Wash - North Gila 500 kV | 2027-06-01 07:00
complete | 54988 | Panache Solar | Photovoltaic/Solar | 604.8 | Storage/Battery | 600 | N/A | N/A | 500 | Fresno | CA | Fresno | LSPC | Manning 500kV | 2028-12-30 08:00 | 2031 | Solar-Hybrid | 500 | 0 | 500 | 0 | 0 | 0 | 0 | 0 | 0 | Manning | 500
complete | 54587 | Panther Storage | Storage/Battery | 154.1 | N/A | N/A | N/A | N/A | 150 | San Luis Obispo | CA | Kern | PGAE | Union 70kV | 2027-06-01 07:00 | 2029 | Battery | 150 | 0 | 0 | 0 | 0 | 0 | 0 | 0 | 0 | Union (Estrella) | 70
complete | 54735 | Parachute | Storage/Battery | 312.96 | N/A | N/A | N/A | N/A | 300 | San Diego | CA | SDGE | SDGE | Otay Mesa 230kV | 2028-06-01 07:00 | 2030 | Battery | 300 | 0 | 0 | 0 | 0 | 0 | 0 | 0 | 0 | Otay Mesa | 230
complete | 54706 | Pascal Energy Storage | Storage/Battery | 1036.4289 | N/A | N/A | N/A | N/A | 1000 | Los Angeles | CA | Northern | SCE | Antelope 500kV | 2028-06-01 07:00 | 2030 | Battery | 1000 | 0 | 0 | 0 | 0 | 0 | 0 | 0 | 0 | Antelope | 500
complete | 54889 | Paseo Energy Storage | Storage/Battery | 206.8 | N/A | N/A | N/A | N/A | 200 | San Diego | CA | SDGE | SDGE | Otay Mesa 230kV | 2027-03-15 07:00 | 2029 | Battery | 200 | 0 | 0 | 0 | 0 | 0 | 0 | 0 | 0 | Otay Mesa | 230
complete | 54781 | Pastoria Creek Power Bank | Storage/Battery | 636.4 | N/A | N/A | N/A | N/A | 620 | Kern | CA | Northern | SCE | Pastoria Substation 230kV | 2029-04-01 07:00 | 2031 | Battery | 620 | 0 | 0 | 0 | 0 | 0 | 0 | 0 | 0 | Pastoria | 230
complete | 54825 | Patientia Energy | Storage/Battery | 100.671 | N/A | N/A | N/A | N/A | 100 | Kings | CA | NGBA | PGAE | Jacobs Corner Substation 69kV | 2026-11-30 08:00 | 2029 | Battery | 100 | 0 | 0 | 0 | 0 | 0 | 0 | 0 | 0 | Henrietta | 70
complete | 54754 | Patina | Storage/Battery | 50.945 | N/A | N/A | N/A | N/A | 50 | Fresno | CA | Fresno | PGAE | Coppermine substation 70kV | 2026-12-01 08:00 | 2029 | Battery | 50 | 0 | 0 | 0 | 0 | 0 | 0 | 0 | 0 | Woodward | 115
complete | 54795 | PATTON SOLAR | Photovoltaic/Solar | 437.14 | Storage/Battery | 437.14 | N/A | N/A | 400 | RIVERSIDE | CA | Eastern | SCE | Julian Hinds 230kV | 2026-06-01 07:00 | 2028 | Solar-Hybrid | 400 | 0 | 400 | 0 | 0 | 0 | 0 | 0 | 0 | Julian Hinds | 230
complete | 54584 | Peach Storage | Storage/Battery | 102 | N/A | N/A | N/A | N/A | 100 | Stanislaus | CA | GBAY | PGAE | Salado Substation 115kV | 2027-06-01 07:00 | 2029 | Battery | 100 | 0 | 0 | 0 | 0 | 0 | 0 | 0 | 0 | Salado | 115
complete | 54941 | Peakland | Storage/Battery | 515.08 | N/A | N/A | N/A | N/A | 500 | Los Angeles | CA | Northern | SCE | Vincent Sub 230kV | 2027-12-01 08:00 | 2030 | Battery | 500 | 0 | 0 | 0 | 0 | 0 | 0 | 0 | 0 | Vincent | 230
complete | 54548 | Pepper Grass | Photovoltaic/Solar | 320.4 | Storage/Battery | 339.2 | N/A | N/A | 300 | Kings | CA | Kern | PGAE | Arco Substation 230 kV | 2028-06-30 07:00 | 2030 | Solar-Hybrid | 300 | 0 | 300 | 0 | 0 | 0 | 0 | 0 | 0 | Arco | 230
complete | 54505 | Picacho Point Energy | Photovoltaic/Solar | 437.14 | Storage/Battery | 437.14 | N/A | N/A | 400 | Riverside | CA | Eastern | SCE | Colorado River 230kV | 2027-06-01 07:00 | 2029 | Solar-Hybrid | 400 | 0 | 400 | 0 | 0 | 0 | 0 | 0 | 0 | Colorado River | 230
complete | 54748 | Pilot Knob Solar | Photovoltaic/Solar | 407.9 | Storage/Battery | 407.2 | N/A | N/A | 400 | Imperial | CA | SDGE | SDGE | Imperial Valley - North Gila 500kV | 2026-12-01 08:00 | 2029 | Solar-Hybrid | 400 | 0 | 400 | 0 | 0 | 0 | 0 | 0 | 0 | New Sub - North Gila - IV (Proposed) | 500
complete | 54572 | Pinball Storage | Storage/Battery | 1039.5057 | N/A | N/A | N/A | N/A | 1000 | Kern | CA | Northern | SCE | Whirlwind Substation 500kV | 2027-10-01 07:00 | 2029 | Battery | 1000 | 0 | 0 | 0 | 0 | 0 | 0 | 0 | 0 | Whirlwind | 500
complete | 55044 | Pinecone | Storage/Battery | 505.4005 | N/A | N/A | N/A | N/A | 500 | YUMA | AZ | SDGE | SDGE | Hoodoo Wash - Hassayampa 500kV | 2026-12-15 08:00 | 2029 | Battery | 500 | 0 | 0 | 0 | 0 | 0 | 0 | 0 | 0 | Hoodoo Wash | 500
complete | 54525 | PINNACLE HEIGHTS | Storage/Battery | 506.304 | Photovoltaic/Solar | 506.736 | N/A | N/A | 500 | FRESNO | CA | Fresno | LSPC | Manning 230kV | 2028-12-15 08:00 | 2031 | Solar-Hybrid | 500 | 0 | 500 | 0 | 0 | 0 | 0 | 0 | 0 | Manning | 230
complete | 54635 | Pion | Photovoltaic/Solar | 2372.3867 | Storage/Battery | 2372.3867 | N/A | N/A | 2300 | Fresno | CA | Fresno | LSPC | Manning 500kV | 2028-10-01 07:00 | 2030 | Solar-Hybrid | 2300 | 0 | 2300 | 0 | 0 | 0 | 0 | 0 | 0 | Manning | 500
complete | 54920 | Pisces Energy Storage | Storage/Battery | 403.63 | N/A | N/A | N/A | N/A | 399.989 | Riverside | CA | Eastern | SCE | Devers 230kV | 2027-12-31 08:00 | 2030 | Battery | 399.989 | 0 | 0 | 0 | 0 | 0 | 0 | 0 | 0 | Devers | 230
complete | 54677 | Plaugher Ranch Solar | Photovoltaic/Solar | 79.8 | Storage/Battery | 79.5 | N/A | N/A | 65 | Fresno | CA | Fresno | PGAE | Rainbow Tap to Piedra 115kV | 2028-01-01 08:00 | 2030 | Solar-Hybrid | 65 | 0 | 65 | 0 | 0 | 0 | 0 | 0 | 0 | Sanger | 115
complete | 54965 | Plumb | Photovoltaic/Solar | 203.28 | Storage/Battery | 203.734 | N/A | N/A | 200 | San Joaquin | CA | GBAY | PGAE | Weber 230 kV | 2027-10-01 07:00 | 2029 | Solar-Hybrid | 200 | 0 | 200 | 0 | 0 | 0 | 0 | 0 | 0 | Weber | 230
complete | 54500 | Ponderosa Energy | Storage/Battery | 437.14 | Photovoltaic/Solar | 437.14 | N/A | N/A | 400 | San Bernadino | CA | NOL | SCE | Victor 230kV | 2027-06-01 07:00 | 2029 | Solar-Hybrid | 400 | 0 | 400 | 0 | 0 | 0 | 0 | 0 | 0 | Victor | 230
complete | 54528 | POTENTIA-VIRIDI 2 | Storage/Battery | 406.098 | N/A | N/A | N/A | N/A | 400 | ALAMEDA | CA | GBAY | PGAE | Tesla 500kV | 2028-12-15 08:00 | 2031 | Battery | 400 | 0 | 0 | 0 | 0 | 0 | 0 | 0 | 0 | Tesla | 500
complete | 54534 | Potosi | Photovoltaic/Solar | 427.2 | Storage/Battery | 451.25 | N/A | N/A | 400 | Nye | NV | EOP | GLW | Carpenter Canyon Sub 230kV | 2028-06-30 07:00 | 2030 | Solar-Hybrid | 400 | 0 | 400 | 0 | 0 | 0 | 0 | 0 | 0 | Carpenter Canyon (fka Gamebird) | 230
complete | 54654 | Pumpkin Valley | Storage/Battery | 51.73 | N/A | N/A | N/A | N/A | 50 | San Diego | CA | SDGE | SDGE | Valley Center 69kV | 2026-07-01 07:00 | 2028 | Battery | 50 | 0 | 0 | 0 | 0 | 0 | 0 | 0 | 0 | Valley Center | 69
complete | 54989 | Quaking Aspen Storage | Storage/Battery | 204 | N/A | N/A | N/A | N/A | 200 | San Luis Obispo | CA | Kern | PGAE | Templeton 230kV | 2026-11-30 08:00 | 2029 | Battery | 200 | 0 | 0 | 0 | 0 | 0 | 0 | 0 | 0 | Templeton | 230
complete | 54636 | Quark | Photovoltaic/Solar | 2373.2698 | Storage/Battery | 2373.2698 | N/A | N/A | 2300 | Tulare | CA | Kern | PGAE | Gates - Midway 500kV | 2028-10-01 07:00 | 2030 | Solar-Hybrid | 2300 | 0 | 2300 | 0 | 0 | 0 | 0 | 0 | 0 | Midway | 500
complete | 54779 | Railway Power Bank | Storage/Battery | 656.4 | N/A | N/A | N/A | N/A | 640 | Solano | CA | NGBA | PGAE | Lambie Switching Station 230kV | 2028-04-01 07:00 | 2030 | Battery | 640 | 0 | 0 | 0 | 0 | 0 | 0 | 0 | 0 | Lambie | 230
complete | 54553 | Ramos | Storage/Battery | 130 | Combustion Turbine/Hydrogen | 130 | N/A | N/A | 130 | Fresno | CA | Fresno | PGAE | Reedley 115kV | 2026-03-31 07:00 | 2028 | Hydrogen | 0 | 0 | 0 | 0 | 0 | 0 | 0 | 0 | 130 | Reedley | 115
complete | 54690 | Rana BESS | Storage/Battery | 260 | N/A | N/A | N/A | N/A | 200 | Fresno | CA | Fresno | PGAE | McMullin Sub 230 kV | 2028-12-01 08:00 | 2031 | Battery | 200 | 0 | 0 | 0 | 0 | 0 | 0 | 0 | 0 | Mc Mullin | 230
complete | 54644 | Rancheros Energy Center | Photovoltaic/Solar | 385.8 | Storage/Battery | 384.76 | N/A | N/A | 375 | San Luis Obispo | CA | Fresno | PGAE | Gates-Templeton 230kv | 2028-07-31 07:00 | 2030 | Solar-Hybrid | 375 | 0 | 375 | 0 | 0 | 0 | 0 | 0 | 0 | New Sub - Gates - Templeton (Proposed) | 230
complete | 55053 | Raspberry Solar 1 | Photovoltaic/Solar | 16.5 | N/A | N/A | N/A | N/A |  | Contra Costa | CA | GBAY | PGAE | Sobrante-Standard Oil SW STA 115kV | 2024-11-30 | 2027 | Solar | 0 | 0 | 16.5 | 0 | 0 | 0 | 0 | 0 | 0 | Standard Oil | 115
complete | 54592 | Redpoint Hybrid | Photovoltaic/Solar | 312.11 | Storage/Battery | 309.63 | N/A | N/A | 300 | Kings | CA | Fresno | PGAE | Henrietta Substation 230kV | 2028-04-01 07:00 | 2030 | Solar-Hybrid | 300 | 0 | 300 | 0 | 0 | 0 | 0 | 0 | 0 | Henrietta | 230
complete | 55022 | Redtail Energy Storage | Storage/Battery | 22.4 | N/A | N/A | N/A | N/A | 22 | Monterey | CA | GBAY | PGAE | Soledad 66kV | 2027-06-01 07:00 | 2029 | Battery | 22 | 0 | 0 | 0 | 0 | 0 | 0 | 0 | 0 | Soledad | 60
complete | 54605 | Redwood Coast Offshore Wind 1 | Wind Turbine/Wind | 1206.2952 | N/A | N/A | N/A | N/A | 1150 | Humboldt | CA | NGBA | PGAE | Humboldt Substation 115kV | 2030-04-01 07:00 | 2032 | Offshore Wind | 0 | 0 | 0 | 0 | 0 | 0 | 1150 | 0 | 0 | Humboldt | 115
complete | 54606 | Redwood Coast Offshore Wind 2 | Wind Turbine/Wind | 1206.2952 | N/A | N/A | N/A | N/A | 1150 | Humboldt | CA | NGBA | PGAE | Humboldt Substation 115kV | 2030-04-01 07:00 | 2032 | Offshore Wind | 0 | 0 | 0 | 0 | 0 | 0 | 1150 | 0 | 0 | Humboldt | 115
complete | 54870 | Reed Meadow | Storage/Battery | 565.77 | N/A | N/A | N/A | N/A | 550 | Clark | NV | EOP | GLW | Sloan Canyon 230kV | 2027-04-01 07:00 | 2029 | Battery | 550 | 0 | 0 | 0 | 0 | 0 | 0 | 0 | 0 | Sloan Canyon | 230
complete | 54672 | Reflex | Storage/Battery | 1173.6 | N/A | N/A | N/A | N/A | 1150 | Riverside | CA | Eastern | SCE | Colorado River 230kV | 2027-12-01 08:00 | 2030 | Battery | 1150 | 0 | 0 | 0 | 0 | 0 | 0 | 0 | 0 | Colorado River | 230
complete | 54708 | Rex Solaris 1 | Photovoltaic/Solar | 607.0091 | Storage/Battery | 829.6 | N/A | N/A | 1400 | King | CA | under review | PGAE | Los Banos-Midway & Gates-Midway 500kV | 2028-06-01 07:00 | 2030 | Solar-Hybrid | 829.6 | 0 | 607.0091 | 0 | 0 | 0 | 0 | 0 | 0 | New Sub - Los Banos - Midway (Proposed) | 500
complete | 54709 | Rex Solaris 2 | Photovoltaic/Solar | 607.7673 | Storage/Battery | 829.6 | N/A | N/A | 1400 | King | CA | under review | PGAE | Los Banos-Midway & Gates-Midway 500kV | 2028-06-01 07:00 | 2030 | Solar-Hybrid | 829.6 | 0 | 607.7673 | 0 | 0 | 0 | 0 | 0 | 0 | New Sub - Los Banos - Midway (Proposed) | 500
complete | 54539 | Richgrove | Photovoltaic/Solar | 213.6 | Storage/Battery | 227.13 | N/A | N/A | 200 | Tulare | CA | Northern | SCE | Vestal Sub 230kV | 2028-06-30 07:00 | 2030 | Solar-Hybrid | 200 | 0 | 200 | 0 | 0 | 0 | 0 | 0 | 0 | Vestal | 230
complete | 54868 | Ricochet | Wind Turbine/Wind | 101.37 | N/A | N/A | N/A | N/A | 100 | Clark County | NV | EOP | GLW | Sloan Canyon - Trout Canyon 230kV | 2027-05-31 07:00 | 2029 | Onshore Wind | 0 | 0 | 0 | 0 | 0 | 100 | 0 | 0 | 0 | Trout Canyon | 500
complete | 54710 | Ridge Solar Storage | Photovoltaic/Solar | 151.2948 | Storage/Battery | 109.4 | N/A | N/A | 150 | Kern | CA | NOL | SCE | Inyokern 115kV | 2028-06-01 07:00 | 2030 | Solar-Hybrid | 109.4 | 0 | 150 | 0 | 0 | 0 | 0 | 0 | 0 | Inyokern | 115
complete | 54782 | Ridgeview Energy Storage | Storage/Battery | 85.3248 | N/A | N/A | N/A | N/A | 80 | Lake | CA | NGBA | PGAE | Fulton 230kV | 2028-04-01 07:00 | 2030 | Battery | 80 | 0 | 0 | 0 | 0 | 0 | 0 | 0 | 0 | Fulton | 230
complete | 54501 | RIGHTEOUS ENERGY STORAGE | Storage/Battery | 508.6 | N/A | N/A | N/A | N/A | 500 | SAN BERNADINO | CA | NOL | SCE | Lugo 500kV | 2026-06-01 07:00 | 2028 | Battery | 500 | 0 | 0 | 0 | 0 | 0 | 0 | 0 | 0 | Lugo | 500
complete | 54684 | Ripple Solar | Photovoltaic/Solar | 1051.0162 | Storage/Battery | 1042.858 | N/A | N/A | 1000 | Kings & Fresno | CA | Kern | PGAE | Diablo - Gates 500kV | 2029-09-14 07:00 | 2031 | Solar-Hybrid | 1000 | 0 | 1000 | 0 | 0 | 0 | 0 | 0 | 0 | Morro Bay | 500
complete | 54931 | Rock Canyon | Photovoltaic/Solar | 250 | Storage/Battery | 250 | N/A | N/A | 250 | Inyo | CA | EOP | GLW | Trout Canyon Sub 230 kV | 2030-04-07 07:00 | 2032 | Solar-Hybrid | 250 | 0 | 250 | 0 | 0 | 0 | 0 | 0 | 0 | Trout Canyon | 230
complete | 54909 | Rock Daisy | Storage/Battery | 512.49 | Photovoltaic/Solar | 512.49 | N/A | N/A | 500 | Maricopa | AZ | SDGE | SDGE | Hoodoo Wash - Hassayampa 500kV | 2027-12-30 08:00 | 2030 | Solar-Hybrid | 500 | 0 | 500 | 0 | 0 | 0 | 0 | 0 | 0 | Hoodoo Wash | 500
complete | 54601 | Ronaldo Storage | Storage/Battery | 203.346 | N/A | N/A | N/A | N/A | 200 | Orange County | CA | SDGE | SDGE | Rancho Mission Viejo 138kV | 2027-04-01 07:00 | 2029 | Battery | 200 | 0 | 0 | 0 | 0 | 0 | 0 | 0 | 0 | Rancho Mission Viejo | 138
complete | 54531 | Rover | Storage/Battery | 227.1 | N/A | N/A | N/A | N/A | 200 | Los Angeles | CA | Northern | SCE | Vincent Sub 230kV | 2028-06-30 07:00 | 2030 | Battery | 200 | 0 | 0 | 0 | 0 | 0 | 0 | 0 | 0 | Vincent | 230
complete | 54608 | Rumorosa Wind | Wind Turbine/Wind | 1028.76 | N/A | N/A | N/A | N/A | 1000 | Mexico |  | SDGE | SDGE | East County substation 230kV | 2027-05-01 07:00 | 2029 | Onshore Wind | 0 | 0 | 0 | 0 | 0 | 1000 | 0 | 0 | 0 | ECO | 230
complete | 54607 | Saavi Imperial Energy Storage | Storage/Battery | 191.799 | N/A | N/A | N/A | N/A | 185 | Imperial | CA | SDGE | SDGE | Imperial Valley 230kV | 2027-05-01 07:00 | 2029 | Battery | 185 | 0 | 0 | 0 | 0 | 0 | 0 | 0 | 0 | Imperial Valley | 230
complete | 54794 | Sagitta | Storage/Battery | 308.8 | N/A | N/A | N/A | N/A | 300 | San Joaquin | CA | GBAY | PGAE | Lammers 115kV | 2026-10-01 07:00 | 2028 | Battery | 300 | 0 | 0 | 0 | 0 | 0 | 0 | 0 | 0 | Lammers | 115
complete | 54681 | Saguaro | Storage/Battery | 280 | N/A | N/A | N/A | N/A | 260 | Merced | CA | Fresno | PGAE | Dos Amigos - Panoche 230kV | 2028-12-01 08:00 | 2031 | Battery | 260 | 0 | 0 | 0 | 0 | 0 | 0 | 0 | 0 | Panoche | 230
complete | 54866 | Saguaro Energy Storage | Storage/Battery | 513.6 | N/A | N/A | N/A | N/A | 500 | San Bernardino | CA | Metro | SCE | Chino 230kV | 2028-06-01 07:00 | 2030 | Battery | 500 | 0 | 0 | 0 | 0 | 0 | 0 | 0 | 0 | Chino | 230
complete | 54538 | Salome | Photovoltaic/Solar | 320.4 | Storage/Battery | 339.2 | N/A | N/A | 300 | Maricopa | AZ | Eastern | DCRT | Delaney 500kV | 2028-06-30 07:00 | 2030 | Solar-Hybrid | 300 | 0 | 300 | 0 | 0 | 0 | 0 | 0 | 0 | Delaney | 500
complete | 40078 | Salt Flat Energy Storage | Storage/Battery | 213.55 | N/A | N/A | N/A | N/A | 200 | Monterey | CA | GBAY | PGAE | Salinas Substation 115kV | 2025-06-01 | 2027 | Battery | 200 | 0 | 0 | 0 | 0 | 0 | 0 | 0 | 0 | Salinas | 115
complete | 54873 | Saltgrass | Storage/Battery | 171.297 | N/A | N/A | N/A | N/A | 162 | Stanislaus County | CA | GBAY | PGAE | Salado Substation 115kV | 2026-06-01 07:00 | 2028 | Battery | 162 | 0 | 0 | 0 | 0 | 0 | 0 | 0 | 0 | Salado | 115
complete | 54711 | San Ysidro Energy Storage | Storage/Battery | 155.5223 | N/A | N/A | N/A | N/A | 150 | Santa Clara | CA | GBAY | PGAE | Llagas 115kV | 2028-06-01 07:00 | 2030 | Battery | 150 | 0 | 0 | 0 | 0 | 0 | 0 | 0 | 0 | Llagas | 115
complete | 54799 | Sandy Valley | Storage/Battery | 400 | Photovoltaic/Solar | 400 | N/A | N/A | 400 | TBD | CA | EOP | GLW | Sloan Canyon 230kV | 2028-12-31 08:00 | 2031 | Solar-Hybrid | 400 | 0 | 400 | 0 | 0 | 0 | 0 | 0 | 0 | Sloan Canyon | 230
complete | 54877 | Sargadelos Storage | Storage/Battery | 253.72 | N/A | N/A | N/A | N/A | 243 | Kern | CA | Northern | SCE | Whirlwind Substation 500kV | 2027-06-30 07:00 | 2029 | Battery | 243 | 0 | 0 | 0 | 0 | 0 | 0 | 0 | 0 | Whirlwind | 500
complete | 54984 | Scorpio Storage | Storage/Battery | 600 | N/A | N/A | N/A | N/A | 500 | San Bernandino | CA | NOL | SCE | Victor Substation 230kV | 2028-12-30 08:00 | 2031 | Battery | 500 | 0 | 0 | 0 | 0 | 0 | 0 | 0 | 0 | Victor | 230
complete | 54585 | Seahawk Storage 2 | Storage/Battery | 150 | N/A | N/A | N/A | N/A | 150 | Santa Cruz | CA | GBAY | PGAE | Green Valley 115kV | 2027-06-01 07:00 | 2029 | Battery | 150 | 0 | 0 | 0 | 0 | 0 | 0 | 0 | 0 | Green Valley | 115
complete | 54995 | Separator Expansion | Storage/Battery | 112.5 | N/A | N/A | N/A | N/A | 112.5 | San Bernardino | CA | Eastern | SCE | Etiwanda 230kV | 2025-06-01 07:00 | 2027 | Battery | 112.5 | 0 | 0 | 0 | 0 | 0 | 0 | 0 | 0 | Etiwanda | 230
complete | 54791 | Sequan | Storage/Battery | 113.3 | N/A | N/A | N/A | N/A | 110 | SAN DIEGO | CA | SDGE | SDGE | Loveland- Alpine 69 kV | 2026-10-01 07:00 | 2028 | Battery | 110 | 0 | 0 | 0 | 0 | 0 | 0 | 0 | 0 | Alpine | 69
complete | 54669 | Serenity | Photovoltaic/Solar | 1017.12 | Storage/Battery | 1017.12 | N/A | N/A | 1000 | San Bernardino & Inyo | NV | EOP | GLW | Sloan Canyon - Trout Canyon 230kV | 2027-12-01 08:00 | 2030 | Solar-Hybrid | 1000 | 0 | 1000 | 0 | 0 | 0 | 0 | 0 | 0 | Trout Canyon | 500
complete | 54602 | Sergio Storage | Storage/Battery | 203.346 | N/A | N/A | N/A | N/A | 200 | Orange | CA | Metro | SCE | SANTIAGO 230kV | 2028-04-01 07:00 | 2030 | Battery | 200 | 0 | 0 | 0 | 0 | 0 | 0 | 0 | 0 | Santiago | 230
complete | 54537 | Sevillano | Photovoltaic/Solar | 320.4 | Storage/Battery | 339.192 | N/A | N/A | 300 | Tehama | CA | NGBA | PGAE | Cottonwood - Logan Creek 230kV | 2028-06-30 07:00 | 2030 | Solar-Hybrid | 300 | 0 | 300 | 0 | 0 | 0 | 0 | 0 | 0 | Glenn | 230
complete | 54804 | Shadow Hills | Storage/Battery | 400 | Photovoltaic/Solar | 400 | N/A | N/A | 400 | TBD | CA | NOL | SCE | Kramer 230kV | 2028-12-31 08:00 | 2031 | Solar-Hybrid | 400 | 0 | 400 | 0 | 0 | 0 | 0 | 0 | 0 | Kramer | 230
complete | 54578 | Shake Out Solar | Photovoltaic/Solar | 363.9633 | Storage/Battery | 362.3092 | N/A | N/A | 350 | Kern Country | CA | Kern | PGAE | Caliente Switching Station - Midway 230kV | 2027-10-01 07:00 | 2029 | Solar-Hybrid | 350 | 0 | 350 | 0 | 0 | 0 | 0 | 0 | 0 | Midway | 230
complete | 54805 | Sheep Mountain | Storage/Battery | 400 | Photovoltaic/Solar | 400 | N/A | N/A | 400 | TBD | CA | EOP | SCE | El Dorado 500kV | 2028-12-31 08:00 | 2031 | Solar-Hybrid | 400 | 0 | 400 | 0 | 0 | 0 | 0 | 0 | 0 | Eldorado | 500
complete | 54915 | Shoals Energy Storage 2 | Storage/Battery | 503.25 | N/A | N/A | N/A | N/A | 450 | Ventura | CA | Northern | SCE | Santa Clara 230 kV | 2027-06-01 07:00 | 2029 | Battery | 450 | 0 | 0 | 0 | 0 | 0 | 0 | 0 | 0 | Santa Clara | 230
complete | 54665 | Shoestring | Photovoltaic/Solar | 515.08 | Storage/Battery | 515.08 | N/A | N/A | 500 | Fresno | CA | Fresno | PGAE | Panoche 230kV | 2027-12-01 08:00 | 2030 | Solar-Hybrid | 500 | 0 | 500 | 0 | 0 | 0 | 0 | 0 | 0 | Panoche | 230
complete | 55009 | Shuteye Peak Energy Storage | Storage/Battery | 101.2 | N/A | N/A | N/A | N/A | 100 | Stanislaus | CA | GBAY | PGAE | Riverbank Tap 115kV | 2027-12-31 08:00 | 2030 | Battery | 100 | 0 | 0 | 0 | 0 | 0 | 0 | 0 | 0 | Riverbank | 115
complete | 54651 | Sienna 3 | Photovoltaic/Solar | 300 | Storage/Battery | 300 | N/A | N/A | 300 | San Bernardino | CA | NOL | SCE | Calcite 230kV | 2029-07-03 07:00 | 2031 | Solar-Hybrid | 300 | 0 | 300 | 0 | 0 | 0 | 0 | 0 | 0 | Calcite | 230
complete | 54929 | Silvercoin | Storage/Battery | 513.84 | N/A | N/A | N/A | N/A | 500 | Clark County | NV | EOP | SCE | Primm Sub 230kV | 2026-12-31 08:00 | 2029 | Battery | 500 | 0 | 0 | 0 | 0 | 0 | 0 | 0 | 0 | Primm | 230
complete | 54737 | Sing | Storage/Battery | 1173.6 | N/A | N/A | N/A | N/A | 1150 | San Diego | CA | SDGE | SDGE | San Onofre 230kV | 2027-12-01 08:00 | 2030 | Battery | 1150 | 0 | 0 | 0 | 0 | 0 | 0 | 0 | 0 | San Onofre | 230
complete | 54927 | Skydive | Storage/Battery | 513.84 | N/A | N/A | N/A | N/A | 500 | Clark County | NV | EOP | GLW | Sloan Canyon - Trout Canyon 230kV | 2026-12-31 08:00 | 2029 | Battery | 500 | 0 | 0 | 0 | 0 | 0 | 0 | 0 | 0 | Trout Canyon | 500
WITHDRAWN | 54898 | Skylar Verano Solar | Photovoltaic/Solar | 1025.6 | Storage/Battery | 485.63 | N/A | N/A | 1000 | Riverside | CA | Eastern | SCE | Red Bluff 500kV | 2027-12-31 08:00
complete | 54815 | Snakebite | Photovoltaic/Solar | 500 | Storage/Battery | 500 | N/A | N/A | 500 | San Bernardino | CA | NOL | SCE | Kramer 230kV | 2028-03-01 08:00 | 2030 | Solar-Hybrid | 500 | 0 | 500 | 0 | 0 | 0 | 0 | 0 | 0 | Kramer | 230
WITHDRAWN | 54510 | Soar Energy Storage | Storage/Battery | 357.4 | N/A | N/A | N/A | N/A | 350 | Ventura | CA | BC/V | SCE | Santa Clara 230 kV | 2027-06-01 07:00
complete | 54573 | Socorro Peak Solar 2 | Photovoltaic/Solar | 364.0261 | Storage/Battery | 362.3514 | N/A | N/A | 350 | La Paz County | AZ | Eastern | DCRT | Cielo Azul 500kV | 2027-10-01 07:00 | 2029 | Solar-Hybrid | 350 | 0 | 350 | 0 | 0 | 0 | 0 | 0 | 0 | Cielo Azul | 500
complete | 54987 | Sokolata Hybrid | Photovoltaic/Solar | 237.6 | Storage/Battery | 240 | N/A | N/A | 200 | Lassen | CA | NGBA | PGAE | Pit 1 230kV | 2029-09-30 07:00 | 2031 | Solar-Hybrid | 200 | 0 | 200 | 0 | 0 | 0 | 0 | 0 | 0 | Pit 1 | 230
complete | 54676 | Solar 373 | Photovoltaic/Solar | 408.408 | Storage/Battery | 408.408 | N/A | N/A | 400 | Nye | NV | EOP | GLW | Valley Switch 230kV | 2027-12-29 08:00 | 2030 | Solar-Hybrid | 400 | 0 | 400 | 0 | 0 | 0 | 0 | 0 | 0 | Valley Switch | 230
complete | 54543 | Soleado | Photovoltaic/Solar | 106.8 | Storage/Battery | 115.083 | N/A | N/A | 100 | Fresno | CA | Fresno | PGAE | Schindler 115kV | 2028-06-30 07:00 | 2030 | Solar-Hybrid | 100 | 0 | 100 | 0 | 0 | 0 | 0 | 0 | 0 | Schindler | 115
complete | 55049 | Soledad Solar | Photovoltaic/Solar | 557.037 | N/A | N/A | N/A | N/A | 550 | Kern | CA | Northern | SCE | Windhub 230kV | 2028-06-01 07:00 | 2030 | Solar | 0 | 0 | 550 | 0 | 0 | 0 | 0 | 0 | 0 | Windhub | 230
complete | 54790 | SOLSTICE | Photovoltaic/Solar | 203.688 | Wind Turbine/Wind | 207.2 | Storage/Battery | 203.049 | 200 | RIVERSIDE | CA | Eastern | SCE | El Casco 230kV | 2028-12-15 08:00 | 2031 | Wind-Solar-Hybrid | 200 | 0 | 200 | 0 | 0 | 200 | 0 | 0 | 0 | El Casco | 230
complete | 54739 | Solstice A | Photovoltaic/Solar | 1173.6 | Storage/Battery | 1173.6 | N/A | N/A | 1150 | Fresno | CA | Fresno | LSPC | Manning 500kV | 2028-05-01 07:00 | 2030 | Solar-Hybrid | 1150 | 0 | 1150 | 0 | 0 | 0 | 0 | 0 | 0 | Manning | 500
complete | 54847 | Solstice B | Storage/Battery | 1173.6 | N/A | N/A | N/A | N/A | 1150 | Fresno | CA | Fresno | LSPC | Manning 500kV | 2028-05-01 07:00 | 2030 | Battery | 1150 | 0 | 0 | 0 | 0 | 0 | 0 | 0 | 0 | Manning | 500
complete | 54848 | Solstice C | Photovoltaic/Solar | 1173.6 | Storage/Battery | 1173.6 | N/A | N/A | 1150 | Fresno | CA | Fresno | LSPC | Manning 230kV | 2028-05-01 07:00 | 2030 | Solar-Hybrid | 1150 | 0 | 1150 | 0 | 0 | 0 | 0 | 0 | 0 | Manning | 230
complete | 54849 | Solstice D | Storage/Battery | 1173.6 | N/A | N/A | N/A | N/A | 1150 | Fresno | CA | Fresno | LSPC | Manning 230kV | 2028-05-01 07:00 | 2030 | Battery | 1150 | 0 | 0 | 0 | 0 | 0 | 0 | 0 | 0 | Manning | 230
complete | 54935 | Solstice Sun Energy Center | Photovoltaic/Solar | 116.64 | Storage/Battery | 117.45 | N/A | N/A | 110 | Kern | CA | NOL | SCE | Inyokern 115kV | 2027-06-01 07:00 | 2029 | Solar-Hybrid | 110 | 0 | 110 | 0 | 0 | 0 | 0 | 0 | 0 | Inyokern | 115
complete | 54750 | Songbird BESS | Storage/Battery | 204.71 | N/A | N/A | N/A | N/A | 200 | Fresno | CA | Fresno | PGAE | Helm Sub 230kV | 2026-12-01 08:00 | 2029 | Battery | 200 | 0 | 0 | 0 | 0 | 0 | 0 | 0 | 0 | Helm | 230
complete | 54983 | Sorrento | Photovoltaic/Solar | 523.53 | Storage/Battery | 523.53 | N/A | N/A | 500 | Imperial | CA | SDGE | SDGE | Imperial Valley 500kV | 2027-06-01 07:00 | 2029 | Solar-Hybrid | 500 | 0 | 500 | 0 | 0 | 0 | 0 | 0 | 0 | Imperial Valley | 500
complete | 54884 | South Ridge Solar | Photovoltaic/Solar | 283.4 | Storage/Battery | 283.4 | N/A | N/A | 275 | Nye | NV | EOP | GLW | Innovation 230kV | 2028-05-01 07:00 | 2030 | Solar-Hybrid | 275 | 0 | 275 | 0 | 0 | 0 | 0 | 0 | 0 | Innovation | 230
complete | 54802 | South Willow | Storage/Battery | 400 | Photovoltaic/Solar | 400 | N/A | N/A | 400 | TBD | CA | NGBA | PGAE | Rio Oso Sub 230kV | 2028-12-31 08:00 | 2031 | Solar-Hybrid | 400 | 0 | 400 | 0 | 0 | 0 | 0 | 0 | 0 | Rio Oso | 230
complete | 54562 | Southern Sierra PSP | Other/Other | 1392 | N/A | N/A | N/A | N/A | 1337 | Fresno | CA | Fresno | PGAE | Gregg Substation 230kV | 2030-03-30 07:00 | 2032 | LDES-Pumped Hydro | 0 | 0 | 0 | 0 | 0 | 0 | 0 | 0 | 0 | Gregg | 230
complete | 54720 | Spectrum Energy Storage 2 | Storage/Battery | 565.77 | N/A | N/A | N/A | N/A | 550 | Alameda | CA | GBAY | PGAE | Tesla - Newark #1 230 kV | 2027-06-01 07:00 | 2029 | Battery | 550 | 0 | 0 | 0 | 0 | 0 | 0 | 0 | 0 | Tesla | 230
complete | 54712 | Spock Energy Storage | Storage/Battery | 310.7549 | N/A | N/A | N/A | N/A | 300 | San Joaquin | CA | GBAY | PGAE | Weber 230 kV | 2028-06-01 07:00 | 2030 | Battery | 300 | 0 | 0 | 0 | 0 | 0 | 0 | 0 | 0 | Weber | 230
complete | 54980 | Spotted Horse | Storage/Battery | 1043.1 | Photovoltaic/Solar | 1015.28 | N/A | N/A | 1000 | Imperial | CA | SDGE | SDGE | Imperial Valley 500kV | 2027-06-01 07:00 | 2029 | Solar-Hybrid | 1000 | 0 | 1000 | 0 | 0 | 0 | 0 | 0 | 0 | Imperial Valley | 500
complete | 54738 | Stable | Storage/Battery | 515.08 | N/A | N/A | N/A | N/A | 500 | Fresno | CA | Fresno | PGAE | Gates 230kV | 2027-12-01 08:00 | 2030 | Battery | 500 | 0 | 0 | 0 | 0 | 0 | 0 | 0 | 0 | Gates | 230
complete | 54882 | Stanley | Photovoltaic/Solar | 1036.8 | Storage/Battery | 1032 | N/A | N/A | 1000 | La Paz | AZ | Eastern | DCRT | Cielo Azul 500kV | 2027-11-01 07:00 | 2030 | Solar-Hybrid | 1000 | 0 | 1000 | 0 | 0 | 0 | 0 | 0 | 0 | Cielo Azul | 500
complete | 54822 | Steady Grid Energy Center | Storage/Battery | 157.0051 | N/A | N/A | N/A | N/A | 150 | Los Angeles | CA | Northern | SCE | Bailey Station 66kV | 2027-06-01 07:00 | 2029 | Battery | 150 | 0 | 0 | 0 | 0 | 0 | 0 | 0 | 0 | Bailey | 230
complete | 54817 | Stocker Storage | Storage/Battery | 514.7 | N/A | N/A | N/A | N/A | 500 | Los Angeles | CA | Metro | SCE | La Cienega 230kV | 2026-01-31 08:00 | 2028 | Battery | 500 | 0 | 0 | 0 | 0 | 0 | 0 | 0 | 0 | La Cienega | 230
WITHDRAWN | 54536 | Stonehaven | Photovoltaic/Solar | 427.2 | Storage/Battery | 451.25 | N/A | N/A | 400 | Clark | NV | EOP | GLW | Sloan Canyon 230kV | 2028-06-30 07:00
complete | 54818 | Storing Energy Center | Storage/Battery | 209.0749 | N/A | N/A | N/A | N/A | 200 | Los Angeles | CA | Metro | SCE | Rio Hondo 230kV | 2027-06-01 07:00 | 2029 | Battery | 200 | 0 | 0 | 0 | 0 | 0 | 0 | 0 | 0 | Rio Hondo | 230
complete | 54852 | Stuart Mesa Solar | Photovoltaic/Solar | 102 | Storage/Battery | 102 | N/A | N/A | 100 | San Diego County | CA | SDGE | SDGE | Oceanside Tap - Stuart Tap 69kV | 2026-05-01 07:00 | 2028 | Solar-Hybrid | 100 | 0 | 100 | 0 | 0 | 0 | 0 | 0 | 0 | San Luis Rey | 69
complete | 54515 | Sullivan Energy Center | Photovoltaic/Solar | 305.532 | Storage/Battery | 105.48 | N/A | N/A | 300 | Merced | CA | Fresno | PGAE | Quinto - Westley Line 230kV | 2026-05-01 07:00 | 2028 | Solar-Hybrid | 105.48 | 0 | 300 | 0 | 0 | 0 | 0 | 0 | 0 | Quinto | 230
complete | 54888 | Sultana Solar | Photovoltaic/Solar | 437.14 | Storage/Battery | 437.14 | N/A | N/A | 400 | Fresno | CA | Fresno | PGAE | Helm - McCall 230kV | 2027-06-01 07:00 | 2029 | Solar-Hybrid | 400 | 0 | 400 | 0 | 0 | 0 | 0 | 0 | 0 | Mc Mullin | 230
complete | 54908 | Summit Valley Energy Storage | Storage/Battery | 518.6815 | N/A | N/A | N/A | N/A | 500 | San Bernardino | CA | NOL | SCE | Lugo 500kV | 2026-04-01 07:00 | 2028 | Battery | 500 | 0 | 0 | 0 | 0 | 0 | 0 | 0 | 0 | Lugo | 500
complete | 55045 | Summiy Valley | Storage/Battery | 515.08 | N/A | N/A | N/A | N/A | 500 | San Bernardino | CA | NOL | SCE | Lugo 500kV | 2027-12-01 08:00 | 2030 | Battery | 500 | 0 | 0 | 0 | 0 | 0 | 0 | 0 | 0 | Lugo | 500
complete | 54819 | Sun Flats Energy Center | Photovoltaic/Solar | 369.36 | Storage/Battery | 378 | N/A | N/A | 320 | Clark | NV | EOP | SCE | Ivanpah - Eldorado 230kV | 2027-06-01 07:00 | 2029 | Solar-Hybrid | 320 | 0 | 320 | 0 | 0 | 0 | 0 | 0 | 0 | Ivanpah | 230
complete | 54680 | Suncup | Storage/Battery | 280 | N/A | N/A | N/A | N/A | 260 | Glenn | CA | NGBA | PGAE | Logan Creek 230kV | 2028-12-01 08:00 | 2031 | Battery | 260 | 0 | 0 | 0 | 0 | 0 | 0 | 0 | 0 | Logan Creek | 230
complete | 54903 | Sunflower | Photovoltaic/Solar | 724.36 | Storage/Battery | 724.36 | N/A | N/A | 700 | San Bernardino | CA | NOL | SCE | Pisgah Substation 230kV | 2027-12-15 08:00 | 2030 | Solar-Hybrid | 700 | 0 | 700 | 0 | 0 | 0 | 0 | 0 | 0 | Pisgah | 230
complete | 54582 | Sunflower Storage | Storage/Battery | 150 | N/A | N/A | N/A | N/A | 150 | Monterey | CA | GBAY | PGAE | Crazy Horse 115kV | 2027-06-01 07:00 | 2029 | Battery | 150 | 0 | 0 | 0 | 0 | 0 | 0 | 0 | 0 | Crazy Horse Canyon | 115
complete | 54904 | Sunstone | Photovoltaic/Solar | 671.24 | Storage/Battery | 671.24 | N/A | N/A | 650 | San Bernardino | CA | NOL | SCE | Calcite 230kV | 2027-12-15 08:00 | 2030 | Solar-Hybrid | 650 | 0 | 650 | 0 | 0 | 0 | 0 | 0 | 0 | Calcite | 230
complete | 54902 | Sunvine | Photovoltaic/Solar | 776.82 | Storage/Battery | 776.82 | N/A | N/A | 750 | Kern | CA | Northern | SCE | Pastoria Substation 230kV | 2027-12-15 08:00 | 2030 | Solar-Hybrid | 750 | 0 | 750 | 0 | 0 | 0 | 0 | 0 | 0 | Pastoria | 230
complete | 54751 | Sunway BESS | Storage/Battery | 100 | N/A | N/A | N/A | N/A | 100 | Monterey | CA | GBAY | PGAE | Salinas Substation 115kV | 2026-12-01 08:00 | 2029 | Battery | 100 | 0 | 0 | 0 | 0 | 0 | 0 | 0 | 0 | Salinas | 115
complete | 54770 | Superba Hybrid | Photovoltaic/Solar | 242 | Storage/Battery | 240 | N/A | N/A | 200 | Fresno | CA | Fresno | PGAE | Panoche 230kV | 2029-09-30 07:00 | 2031 | Solar-Hybrid | 200 | 0 | 200 | 0 | 0 | 0 | 0 | 0 | 0 | Panoche | 230
complete | 54673 | Swiftstone | Photovoltaic/Solar | 208.64 | Storage/Battery | 208.64 | N/A | N/A | 200 | Colusa | CA | NGBA | PGAE | Delevan 230kV | 2027-12-01 08:00 | 2030 | Solar-Hybrid | 200 | 0 | 200 | 0 | 0 | 0 | 0 | 0 | 0 | Delevan | 230
complete | 54842 | Syrah Storage Center | Storage/Battery | 300 | N/A | N/A | N/A | N/A | 300 | San Joaquin | CA | GBAY | PGAE | Bellota -Tesla 230kV | 2023-12-01 08:00 | 2026 | Battery | 300 | 0 | 0 | 0 | 0 | 0 | 0 | 0 | 0 | Bellota | 230
complete | 54692 | Tablerock | Storage/Battery | 390 | Photovoltaic/Solar | 345.6 | N/A | N/A | 300 | Fresno | CA | Fresno | PGAE | Panoche 230kV | 2028-12-01 08:00 | 2031 | Solar-Hybrid | 300 | 0 | 300 | 0 | 0 | 0 | 0 | 0 | 0 | Panoche | 230
complete | 54924 | Taurus Energy Storage | Storage/Battery | 201.7725 | N/A | N/A | N/A | N/A | 200 | Kern | CA | Kern | PGAE | Wheeler Junction 230kV | 2027-12-31 08:00 | 2030 | Battery | 200 | 0 | 0 | 0 | 0 | 0 | 0 | 0 | 0 | Whirlwind | 230
complete | 54615 | Taurus Wind | Wind Turbine/Wind | 1087.2 | Storage/Battery | 1063.692 | N/A | N/A | 1000 | Lincoln | ID | EOP | DSLK | Harry Allen - El Dorado 500kV | 2027-12-29 08:00 | 2030 | Idaho Wind | 0 | 0 | 0 | 0 | 0 | 0 | 0 | 1000 | 0 | Harry Allen | 500
complete | 54666 | Tea Leaf Energy Storage | Storage/Battery | 417.28 | N/A | N/A | N/A | N/A | 400 | San Joaquin | CA | GBAY | PGAE | Tesla Substation 230kV | 2027-12-01 08:00 | 2030 | Battery | 400 | 0 | 0 | 0 | 0 | 0 | 0 | 0 | 0 | Tesla | 230
complete | 54827 | Telluride | Photovoltaic/Solar | 102.7 | Storage/Battery | 102.7 | N/A | N/A | 100 | Fresno | CA | Fresno | PGAE | Oro Loma 115kV | 2026-12-01 08:00 | 2029 | Solar-Hybrid | 100 | 0 | 100 | 0 | 0 | 0 | 0 | 0 | 0 | Oro Loma | 115
complete | 54713 | Temescal Canyon Energy Storage | Storage/Battery | 517.581 | N/A | N/A | N/A | N/A | 500 | Riverside County | CA | Eastern | SCE | Alberhill Substation 500kV | 2028-06-01 07:00 | 2030 | Battery | 500 | 0 | 0 | 0 | 0 | 0 | 0 | 0 | 0 | Alberhill | 500
complete | 54652 | TENDRIL | Photovoltaic/Solar | 160 | Storage/Battery | 160 | N/A | N/A | 160 | KERN | CA | Kern | PGAE | Semitropic – Midway 115 kV | 2029-03-20 07:00 | 2031 | Solar-Hybrid | 160 | 0 | 160 | 0 | 0 | 0 | 0 | 0 | 0 | Semitropic | 115
complete | 54855 | Thar Energy Storage | Storage/Battery | 513.2 | N/A | N/A | N/A | N/A | 500 | Clark | NV | EOP | SCE | Mohave 500kV | 2028-06-01 07:00 | 2030 | Battery | 500 | 0 | 0 | 0 | 0 | 0 | 0 | 0 | 0 | Mohave | 500
complete | 54879 | Tioga Pass | Storage/Battery | 102.8 | N/A | N/A | N/A | N/A | 100 | San Joaquin | CA | GBAY | PGAE | Lockeford 115kV | 2026-12-01 08:00 | 2029 | Battery | 100 | 0 | 0 | 0 | 0 | 0 | 0 | 0 | 0 | Lockeford | 115
complete | 54609 | Titan Power | Storage/Battery | 1159.5 | N/A | N/A | N/A | N/A | 1092.5 | San Bernardino | CA | NOL | SCE | Victor Substation 230kV | 2027-01-01 08:00 | 2029 | Battery | 1092.5 | 0 | 0 | 0 | 0 | 0 | 0 | 0 | 0 | Victor | 230
complete | 54758 | Titus Canyon | Photovoltaic/Solar | 531.8194 | Storage/Battery | 471.3267 | N/A | N/A | 500 | Nye | NV | EOP | GLW | Valley Switch 230kV | 2029-09-30 07:00 | 2031 | Solar-Hybrid | 471.3267 | 0 | 500 | 0 | 0 | 0 | 0 | 0 | 0 | Valley Switch | 230
complete | 54631 | Tobin | Photovoltaic/Solar | 1037 | Storage/Battery | 1032 | N/A | N/A | 1000 | Los Angeles | CA | Northern | SCE | Whirlwind-Antelope Line 500kV | 2027-11-01 07:00 | 2030 | Solar-Hybrid | 1000 | 0 | 1000 | 0 | 0 | 0 | 0 | 0 | 0 | Whirlwind | 500
complete | 54638 | Toland Renewable Energy Park | Photovoltaic/Solar | 51.9156 | Storage/Battery | 54.513 | Wind Turbine/Wind | 108 | 104.8 | Solano | CA | NGBA | PGAE | Birds Landing 230 kV | 2026-12-31 08:00 | 2029 | Wind-Solar-Hybrid | 100 | 0 | 50 | 0 | 0 | 100 | 0 | 0 | 0 | Birds Landing | 230
complete | 54707 | Torbino Energy Storage | Storage/Battery | 1036.4289 | N/A | N/A | N/A | N/A | 1000 | Kern | CA | Northern | SCE | Whirlwind Substation 500kV | 2028-06-01 07:00 | 2030 | Battery | 1000 | 0 | 0 | 0 | 0 | 0 | 0 | 0 | 0 | Whirlwind | 500
complete | 54979 | Tortuga | Storage/Battery | 312.93 | N/A | N/A | N/A | N/A | 300 | San Diego | CA | SDGE | SDGE | Bay Boulevard 230kV | 2027-06-01 07:00 | 2029 | Battery | 300 | 0 | 0 | 0 | 0 | 0 | 0 | 0 | 0 | Bay Boulevard | 230
complete | 54783 | Township Power Bank Expansion II | Storage/Battery | 41 | N/A | N/A | N/A | N/A | 40 | Sutter | CA | NGBA | PGAE | Greenleaf 115kV | 2028-04-01 07:00 | 2030 | Battery | 40 | 0 | 0 | 0 | 0 | 0 | 0 | 0 | 0 | Greenleaf 1 | 115
complete | 54747 | Tule Fog Solar | Photovoltaic/Solar | 315.7 | Storage/Battery | 315.7 | N/A | N/A | 300 | Kern | CA | Kern | PGAE | Arco Substation 230 kV | 2026-12-01 08:00 | 2029 | Solar-Hybrid | 300 | 0 | 300 | 0 | 0 | 0 | 0 | 0 | 0 | Arco | 230
complete | 54583 | Tulip Storage | Storage/Battery | 150 | N/A | N/A | N/A | N/A | 150 | Merced | CA | Fresno | PGAE | New PG&E Substation (Near Dos Amigos) | 2027-06-01 07:00 | 2029 | Battery | 150 | 0 | 0 | 0 | 0 | 0 | 0 | 0 | 0 | Dos Amigos | 230
complete | 54535 | Tumey | Photovoltaic/Solar | 427.2 | Storage/Battery | 451.24 | N/A | N/A | 400 | Fresno | CA | Fresno | LSPC | Manning 500kV | 2028-06-30 07:00 | 2030 | Solar-Hybrid | 400 | 0 | 400 | 0 | 0 | 0 | 0 | 0 | 0 | Manning | 500
complete | 54885 | Tumey Hills Solar | Photovoltaic/Solar | 618.9 | Storage/Battery | 618.9 | N/A | N/A | 600 | Fresno | CA | Fresno | LSPC | Manning 500kV | 2028-05-01 07:00 | 2030 | Solar-Hybrid | 600 | 0 | 600 | 0 | 0 | 0 | 0 | 0 | 0 | Manning | 500
Complete | 40080 | Tungsten BESS | Storage/Battery | 126 | N/A | N/A | N/A | N/A | 120 | San Berdardino | CA | NOL | SCE | Victor Substation 230 kV | 2026-05-01 | 2028 | Battery | 120 | 0 | 0 | 0 | 0 | 0 | 0 | 0 | 0 | Victor | 230
complete | 54833 | Tuolumne Meadows | Storage/Battery | 102.8 | N/A | N/A | N/A | N/A | 100 | Fresno | CA | Fresno | PGAE | McCall 115kV | 2026-12-01 08:00 | 2029 | Battery | 100 | 0 | 0 | 0 | 0 | 0 | 0 | 0 | 0 | McCall | 115
complete | 54967 | Twig | Photovoltaic/Solar | 51 | Storage/Battery | 51 | N/A | N/A | 50 | San Joaquin | CA | NGBA | PGAE | Banta 115kV | 2027-10-01 07:00 | 2029 | Solar-Hybrid | 50 | 0 | 50 | 0 | 0 | 0 | 0 | 0 | 0 | Kasson | 115
complete | 55039 | Twilight | Photovoltaic/Solar | 308.8 | Storage/Battery | 308.8 | N/A | N/A | 300 | Kings County | CA | Fresno | PGAE | Mustang Substation 230kV | 2026-12-15 08:00 | 2029 | Solar-Hybrid | 300 | 0 | 300 | 0 | 0 | 0 | 0 | 0 | 0 | Mustang | 230
complete | 54943 | Twinkle | Storage/Battery | 306.44 | N/A | N/A | N/A | N/A | 300 | San Bernardino | CA | Metro | SCE | Mira Loma 230kV | 2027-12-01 08:00 | 2030 | Battery | 300 | 0 | 0 | 0 | 0 | 0 | 0 | 0 | 0 | Mira Loma | 230
complete | 54714 | Two Bunch Palms | Storage/Battery | 1517.7554 | N/A | N/A | N/A | N/A | 500 | Riverside | CA | Eastern | SCE | Devers 230kV | 2028-06-01 07:00 | 2030 | Battery | 500 | 0 | 0 | 0 | 0 | 0 | 0 | 0 | 0 | Devers | 230
complete | 54803 | Ulatis Creek | Storage/Battery | 400 | Photovoltaic/Solar | 400 | N/A | N/A | 400 | TBD | CA | NGBA | PGAE | Peabody 230kV | 2028-12-31 08:00 | 2031 | Solar-Hybrid | 400 | 0 | 400 | 0 | 0 | 0 | 0 | 0 | 0 | Peabody | 230
complete | 54859 | Ulua | Storage/Battery | 105.3 | N/A | N/A | N/A | N/A | 100 | Los Angeles | CA | Metro | SCE | Eagle Rock Substation 230kV | 2027-04-01 07:00 | 2029 | Battery | 100 | 0 | 0 | 0 | 0 | 0 | 0 | 0 | 0 | Eagle Rock (SCE) | 230
Withdrawn | 54876 | Urogallo Storage | Storage/Battery | 206.94 | N/A | N/A | N/A | N/A | 200 | Kern | CA | Kern | PGAE | Lamont 115kV | 2027-06-30 07:00
complete | 55016 | Valetudo 2 Energy Storage | Storage/Battery | 75 | N/A | N/A | N/A | N/A | 75 | Madera County | CA | Fresno | PGAE | Chowchilla 115kV | 2027-12-01 08:00 | 2030 | Battery | 75 | 0 | 0 | 0 | 0 | 0 | 0 | 0 | 0 | Chowchilla | 115
complete | 54854 | Valhalla Energy Storage | Storage/Battery | 513.2 | N/A | N/A | N/A | N/A | 500 | Fresno | CA | Fresno | LSPC | Manning 500kV | 2029-06-01 07:00 | 2031 | Battery | 500 | 0 | 0 | 0 | 0 | 0 | 0 | 0 | 0 | Manning | 500
complete | 54552 | Van Kleef | Storage/Battery | 90 | Combustion Turbine/Hydrogen | 90 | N/A | N/A | 90 | Stockton | CA | NGBA | PGAE | Pease 115kV | 2026-03-31 07:00 | 2028 | Hydrogen | 0 | 0 | 0 | 0 | 0 | 0 | 0 | 0 | 90 | Pease | 115
complete | 54932 | Van Oker | Storage/Battery | 200 | N/A | N/A | N/A | N/A | 200 | Solano | CA | NGBA | PGAE | Vaca - Dixon Substation 230kV | 2030-03-15 07:00 | 2032 | Battery | 200 | 0 | 0 | 0 | 0 | 0 | 0 | 0 | 0 | Vaca Dixon | 230
complete | 54664 | Vantage | Storage/Battery | 306.44 | N/A | N/A | N/A | N/A | 300 | Los Angeles | CA | Metro | SCE | Olinda 230kV | 2027-12-01 08:00 | 2030 | Battery | 300 | 0 | 0 | 0 | 0 | 0 | 0 | 0 | 0 | Olinda | 230
complete | 54978 | Vegas Valley | Storage/Battery | 521.55 | Photovoltaic/Solar | 518 | N/A | N/A | 500 | Clark | NV | EOP | GLW | Innovation - Desert View 230kV | 2027-06-01 07:00 | 2029 | Solar-Hybrid | 500 | 0 | 500 | 0 | 0 | 0 | 0 | 0 | 0 | Desert View | 230
WITHDRAWN | 54971 | Ventura Wind | Wind Turbine/Wind | 2481.8 | N/A | N/A | N/A | N/A | 2300 | Ventura | CA | Northern | SCE | Ormond Beach 230kV | 2030-04-14 07:00
complete | 54953 | Vernal 2 | Photovoltaic/Solar | 50 | N/A | N/A | N/A | N/A | 50 | Tulare | CA | Kern | PGAE | Alpaugh Substation 115kV | 2026-12-01 08:00 | 2029 | Solar | 0 | 0 | 50 | 0 | 0 | 0 | 0 | 0 | 0 | Alpaugh | 115
complete | 54691 | Vertigo BESS | Storage/Battery | 260 | N/A | N/A | N/A | N/A | 200 | Nye | NV | EOP | GLW | Vista Substation 230kV | 2028-12-01 08:00 | 2031 | Battery | 200 | 0 | 0 | 0 | 0 | 0 | 0 | 0 | 0 | Vista (VEA) | 230
complete | 55006 | Victorious | Storage/Battery | 500 | N/A | N/A | N/A | N/A | 500 | San Bernardino | CA | Eastern | SCE | Etiwanda 230kV | 2028-12-31 08:00 | 2031 | Battery | 500 | 0 | 0 | 0 | 0 | 0 | 0 | 0 | 0 | Etiwanda | 230
complete | 54581 | Viva Energy Storage | Storage/Battery | 300 | N/A | N/A | N/A | N/A | 300 | Clark | NV | EOP | SCE | El Dorado 230kV | 2030-03-31 07:00 | 2032 | Battery | 300 | 0 | 0 | 0 | 0 | 0 | 0 | 0 | 0 | Eldorado | 230
complete | 55041 | Voyager Energy Storage | Storage/Battery | 231.7 | N/A | N/A | N/A | N/A | 225 | Kern | CA | Northern | SCE | Whirlwind 230kV | 2027-06-01 07:00 | 2029 | Battery | 225 | 0 | 0 | 0 | 0 | 0 | 0 | 0 | 0 | Whirlwind | 230
complete | 54900 | Vulcan Secundus | Photovoltaic/Solar | 258.33 | Storage/Battery | 258.33 | N/A | N/A | 250 | Maricopa | WY | SDGE | SDGE | Hassayampa 500kV | 2026-07-15 07:00 | 2028 | Solar-Hybrid | 250 | 0 | 250 | 0 | 0 | 0 | 0 | 0 | 0 | Hassayampa | 500
complete | 54901 | Vulcan Tertius | Photovoltaic/Solar | 517 | Storage/Battery | 517 | N/A | N/A | 500 | Maricopa | WY | SDGE | SDGE | Hassayampa 500kV | 2026-09-15 07:00 | 2028 | Solar-Hybrid | 500 | 0 | 500 | 0 | 0 | 0 | 0 | 0 | 0 | Hassayampa | 500
complete | 54728 | WAGON WHEEL ENERGY STORAGE | Storage/Battery | 106.03 | N/A | N/A | N/A | N/A | 105 | Glenn County | CA | NGBA | PGAE | Glenn Substation 230kV | 2026-12-31 08:00 | 2029 | Battery | 105 | 0 | 0 | 0 | 0 | 0 | 0 | 0 | 0 | Glenn | 230
complete | 54944 | Warm Water | Storage/Battery | 306.44 | N/A | N/A | N/A | N/A | 300 | San Francisco | CA | GBAY | PGAE | Martin 230kV | 2027-12-01 08:00 | 2030 | Battery | 300 | 0 | 0 | 0 | 0 | 0 | 0 | 0 | 0 | Martin | 230
complete | 54597 | Waverly | Photovoltaic/Solar | 101.52 | Storage/Battery | 101.422 | N/A | N/A | 100 | San Joaquin | CA | GBAY | PGAE | Bellota Sub 230 kV | 2028-04-01 07:00 | 2030 | Solar-Hybrid | 100 | 0 | 100 | 0 | 0 | 0 | 0 | 0 | 0 | Bellota | 230
complete | 54623 | Well Springs Solar | Photovoltaic/Solar | 437.14 | Storage/Battery | 437.14 | N/A | N/A | 400 | San Bernardino | CA | NOL | SCE | Kramer 230kV | 2027-06-01 07:00 | 2029 | Solar-Hybrid | 400 | 0 | 400 | 0 | 0 | 0 | 0 | 0 | 0 | Kramer | 230
complete | 54787 | West Ford Flat Energy Storage 2 | Storage/Battery | 31.0272 | N/A | N/A | N/A | N/A | 30 | Lake | CA | NGBA | PGAE | Fulton 230kV | 2028-04-01 07:00 | 2030 | Battery | 30 | 0 | 0 | 0 | 0 | 0 | 0 | 0 | 0 | Fulton | 230
complete | 54959 | West Wonder Solar | Photovoltaic/Solar | 524.3902 | Storage/Battery | 269.8466 | N/A | N/A | 500 | Kern | CA | Fresno | PGAE | Gates - Midway 230kV | 2026-11-30 08:00 | 2029 | Solar-Hybrid | 269.8466 | 0 | 500 | 0 | 0 | 0 | 0 | 0 | 0 | New Sub - Gates - Midway (Proposed) | 230
complete | 54575 | Weston Storage 2 | Storage/Battery | 200 | N/A | N/A | N/A | N/A | 200 | San Bernardino | CA | NOL | SCE | Kramer 230kV | 2027-10-01 07:00 | 2029 | Battery | 200 | 0 | 0 | 0 | 0 | 0 | 0 | 0 | 0 | Kramer | 230
complete | 54576 | Whiptail Solar | Photovoltaic/Solar | 363.2455 | Storage/Battery | 362.1254 | N/A | N/A | 350 | Fresno | CA | Fresno | PGAE | Panoche 230kV | 2027-10-01 07:00 | 2029 | Solar-Hybrid | 350 | 0 | 350 | 0 | 0 | 0 | 0 | 0 | 0 | Panoche | 230
complete | 54954 | Whispering Sands Solar | Photovoltaic/Solar | 1200.79 | Storage/Battery | 1200.79 | N/A | N/A | 1150 | Maricopa | AZ | SDGE | SDGE | Hoodoo Wash - Hassayampa 500kV | 2026-12-01 08:00 | 2029 | Solar-Hybrid | 1150 | 0 | 1150 | 0 | 0 | 0 | 0 | 0 | 0 | Hoodoo Wash | 500
complete | 54986 | White Hills Solar Project | Photovoltaic/Solar | 1277.2 | Storage/Battery | 643.95 | N/A | N/A | 1240 | Mohave | AZ | EOP | SCE | El Dorado 500kV | 2027-06-01 07:00 | 2029 | Solar-Hybrid | 643.95 | 0 | 1240 | 0 | 0 | 0 | 0 | 0 | 0 | Eldorado | 500
complete | 54533 | Winter Harvest | Photovoltaic/Solar | 213.6 | Storage/Battery | 227.14 | N/A | N/A | 200 | Imperial | CA | SDGE | SDGE | Imperial Valley 230kV | 2028-06-30 07:00 | 2030 | Solar-Hybrid | 200 | 0 | 200 | 0 | 0 | 0 | 0 | 0 | 0 | Imperial Valley | 230
complete | 54994 | Wonder Solar | Photovoltaic/Solar | 890.879 | Storage/Battery | 458.4806 | N/A | N/A | 850 | Kern | CA | Kern | PGAE | Gates - Midway 500kV | 2026-11-30 08:00 | 2029 | Solar-Hybrid | 458.4806 | 0 | 850 | 0 | 0 | 0 | 0 | 0 | 0 | Midway | 500
complete | 55002 | Yacht Rock | Storage/Battery | 500 | N/A | N/A | N/A | N/A | 500 | San Bernardino | CA | Metro | SCE | Chino 230kV | 2028-12-31 08:00 | 2031 | Battery | 500 | 0 | 0 | 0 | 0 | 0 | 0 | 0 | 0 | Chino | 230
complete | 54853 | Yellowfin | Storage/Battery | 314.6 | N/A | N/A | N/A | N/A | 300 | San Bernardino | CA | NOL | SCE | Pisgah Substation 230kV | 2027-04-01 07:00 | 2029 | Battery | 300 | 0 | 0 | 0 | 0 | 0 | 0 | 0 | 0 | Pisgah | 230
complete | 54776 | Yerba Santa | Storage/Battery | 514.365 | N/A | N/A | N/A | N/A | 500 | Riverside | CA | Eastern | SCE | Valley Substation 500kV | 2027-06-01 07:00 | 2029 | Battery | 500 | 0 | 0 | 0 | 0 | 0 | 0 | 0 | 0 | Valley (SCE) | 500
complete | 54950 | Yuha Desert Battery Storage 2 | Storage/Battery | 900 | N/A | N/A | N/A | N/A | 900 | Imperial | CA | SDGE | SDGE | Imperial Valley 230kV | 2028-12-31 08:00 | 2031 | Battery | 900 | 0 | 0 | 0 | 0 | 0 | 0 | 0 | 0 | Imperial Valley | 230
complete | 54778 | Zama | Photovoltaic/Solar | 362.78 | Storage/Battery | 362.78 | N/A | N/A | 350 | Los Angeles | CA | Northern | SCE | Vincent Sub 230kV | 2028-05-01 07:00 | 2030 | Solar-Hybrid | 350 | 0 | 350 | 0 | 0 | 0 | 0 | 0 | 0 | Vincent | 230
complete | 54682 | Zeitgeist K Energy Center | Storage/Battery | 258.4709 | N/A | N/A | N/A | N/A | 250 | San Joaquin | CA | GBAY | PGAE | Kasson Substation 115kV | 2029-09-14 07:00 | 2031 | Battery | 250 | 0 | 0 | 0 | 0 | 0 | 0 | 0 | 0 | Kasson | 115
complete | 54611 | Zinc BESS | Storage/Battery | 213.55 | N/A | N/A | N/A | N/A | 200 | Kings | CA | Fresno | PGAE | Panoche 115kV | 2027-04-01 07:00 | 2029 | Battery | 200 | 0 | 0 | 0 | 0 | 0 | 0 | 0 | 0 | Panoche | 115
complete | 54841 | Zinfandel Storage Center | Storage/Battery | 200 | N/A | N/A | N/A | N/A | 200 | Alameda | CA | GBAY | PGAE | Kelso 230kV | 2025-12-01 08:00 | 2028 | Battery | 200 | 0 | 0 | 0 | 0 | 0 | 0 | 0 | 0 | Kelso | 230
complete | 54514 | Zoroaster | Storage/Battery | 378.378 | N/A | N/A | N/A | N/A | 370 | San Mateo | CA | GBAY | PGAE | Cooley Landing - Ravenswood Line 115kV | 2027-12-01 08:00 | 2030 | Battery | 370 | 0 | 0 | 0 | 0 | 0 | 0 | 0 | 0 | Ravenswood | 115

## C15_Apps_bySub
COD by 2030 (using COD + 2-years)
|  |  | Battery | LDES | Solar | Geothermal | Biomass | Wind | Offshore Wind | OOS Wind | Hydrogen | Battery | LDES | Solar | Geothermal | Biomass | Wind | Offshore Wind | OOS Wind | Hydrogen
CAISO Study Area | Substation | Voltage | Total | Total | Total | Total | Total | Total | Total | Total | Total | Total | Total | Total | Total | Total | Total | Total | Total | Total
PG&E KERN | 7th Standard | 115 | 75 | 0 | 0 | 0 | 0 | 0 | 0 | 0 | 0 | 75 | 0 | 0 | 0 | 0 | 0 | 0 | 0 | 0
SCE Metro | Alamitos | 230 | 0 | 0 | 0 | 0 | 0 | 0 | 0 | 0 | 0 | 0 | 0 | 0 | 0 | 0 | 0 | 0 | 0 | 0
SCE Eastern | Alberhill | 115 | 0 | 0 | 0 | 0 | 0 | 0 | 0 | 0 | 0 | 0 | 0 | 0 | 0 | 0 | 0 | 0 | 0 | 0
SCE Eastern | Alberhill | 500 | 500 | 0 | 0 | 0 | 0 | 0 | 0 | 0 | 0 | 500 | 0 | 0 | 0 | 0 | 0 | 0 | 0 | 0
PG&E GBA | Alhambra | 115 | 0 | 0 | 0 | 0 | 0 | 0 | 0 | 0 | 0 | 0 | 0 | 0 | 0 | 0 | 0 | 0 | 0 | 0
PG&E FRESNO | Alpaugh | 115 | 270 | 0 | 320 | 0 | 0 | 0 | 0 | 0 | 0 | 0 | 0 | 50 | 0 | 0 | 0 | 0 | 0 | 0
SDGE | Alpine | 69 | 210 | 0 | 0 | 0 | 0 | 0 | 0 | 0 | 0 | 210 | 0 | 0 | 0 | 0 | 0 | 0 | 0 | 0
PG&E GBA | Altamont Midway (Sandhill) | 230 | 0 | 0 | 0 | 0 | 0 | 0 | 0 | 0 | 0 | 0 | 0 | 0 | 0 | 0 | 0 | 0 | 0 | 0
SCE Northern | Antelope | 66 | 0 | 0 | 0 | 0 | 0 | 0 | 0 | 0 | 0 | 0 | 0 | 0 | 0 | 0 | 0 | 0 | 0 | 0
SCE Northern | Antelope | 230 | 250 | 0 | 0 | 0 | 0 | 0 | 0 | 0 | 0 | 250 | 0 | 0 | 0 | 0 | 0 | 0 | 0 | 0
SCE Northern | Antelope | 500 | 1000 | 0 | 0 | 0 | 0 | 0 | 0 | 0 | 0 | 1000 | 0 | 0 | 0 | 0 | 0 | 0 | 0 | 0
PG&E NGBA | Arcata | 60 | 0 | 0 | 0 | 0 | 0 | 0 | 0 | 0 | 0 | 0 | 0 | 0 | 0 | 0 | 0 | 0 | 0 | 0
PG&E KERN | Arco | 230 | 750 | 0 | 750 | 0 | 0 | 0 | 0 | 0 | 0 | 750 | 0 | 750 | 0 | 0 | 0 | 0 | 0 | 0
PG&E KERN | Arco | 70 | 0 | 0 | 0 | 0 | 0 | 0 | 0 | 0 | 0 | 0 | 0 | 0 | 0 | 0 | 0 | 0 | 0 | 0
SCE Metro | ArcoGen | 230 | 0 | 0 | 0 | 0 | 0 | 0 | 0 | 0 | 0 | 0 | 0 | 0 | 0 | 0 | 0 | 0 | 0 | 0
SDGE | Artesian | 230 | 0 | 0 | 0 | 0 | 0 | 0 | 0 | 0 | 0 | 0 | 0 | 0 | 0 | 0 | 0 | 0 | 0 | 0
SDGE | Artesian | 69 | 0 | 0 | 0 | 0 | 0 | 0 | 0 | 0 | 0 | 0 | 0 | 0 | 0 | 0 | 0 | 0 | 0 | 0
PG&E FRESNO | Ashlan | 230 | 0 | 0 | 0 | 0 | 0 | 0 | 0 | 0 | 0 | 0 | 0 | 0 | 0 | 0 | 0 | 0 | 0 | 0
PG&E NGBA | Atlantic | 115 | 0 | 0 | 0 | 0 | 0 | 0 | 0 | 0 | 0 | 0 | 0 | 0 | 0 | 0 | 0 | 0 | 0 | 0
PG&E NGBA | Atlantic | 230 | 0 | 0 | 0 | 0 | 0 | 0 | 0 | 0 | 0 | 0 | 0 | 0 | 0 | 0 | 0 | 0 | 0 | 0
PG&E NGBA | Atlantic | 60 | 0 | 0 | 0 | 0 | 0 | 0 | 0 | 0 | 0 | 0 | 0 | 0 | 0 | 0 | 0 | 0 | 0 | 0
PG&E FRESNO | Atwater | 115 | 125 | 0 | 0 | 0 | 0 | 0 | 0 | 0 | 0 | 125 | 0 | 0 | 0 | 0 | 0 | 0 | 0 | 0
PG&E GBA | Avena | 115 | 0 | 0 | 0 | 0 | 0 | 0 | 0 | 0 | 0 | 0 | 0 | 0 | 0 | 0 | 0 | 0 | 0 | 0
SDGE | Avocado | 69 | 50 | 0 | 0 | 0 | 0 | 0 | 0 | 0 | 0 | 0 | 0 | 0 | 0 | 0 | 0 | 0 | 0 | 0
PG&E NGBA | Bahia | 230 | 0 | 0 | 0 | 0 | 0 | 0 | 0 | 0 | 0 | 0 | 0 | 0 | 0 | 0 | 0 | 0 | 0 | 0
SCE Northern | Bailey | 230 | 300 | 0 | 0 | 0 | 0 | 0 | 0 | 0 | 0 | 300 | 0 | 0 | 0 | 0 | 0 | 0 | 0 | 0
SCE NOL | Baker | 115 | 0 | 0 | 0 | 0 | 0 | 0 | 0 | 0 | 0 | 0 | 0 | 0 | 0 | 0 | 0 | 0 | 0 | 0
PG&E KERN | Bakersfield | 230 | 0 | 0 | 0 | 0 | 0 | 0 | 0 | 0 | 0 | 0 | 0 | 0 | 0 | 0 | 0 | 0 | 0 | 0
PG&E FRESNO | Balch | 230 | 0 | 0 | 0 | 0 | 0 | 0 | 0 | 0 | 0 | 0 | 0 | 0 | 0 | 0 | 0 | 0 | 0 | 0
SCE Eastern | Bannister | 230 | 0 | 0 | 0 | 0 | 0 | 0 | 0 | 0 | 0 | 0 | 0 | 0 | 0 | 0 | 0 | 0 | 0 | 0
SCE Metro | Barre | 230 | 0 | 0 | 0 | 0 | 0 | 0 | 0 | 0 | 0 | 0 | 0 | 0 | 0 | 0 | 0 | 0 | 0 | 0
SDGE | Bay Boulevard | 69 | 0 | 0 | 0 | 0 | 0 | 0 | 0 | 0 | 0 | 0 | 0 | 0 | 0 | 0 | 0 | 0 | 0 | 0
SDGE | Bay Boulevard | 230 | 300 | 0 | 0 | 0 | 0 | 0 | 0 | 0 | 0 | 300 | 0 | 0 | 0 | 0 | 0 | 0 | 0 | 0
EOP | Beatty | 138 | 0 | 0 | 0 | 0 | 0 | 0 | 0 | 0 | 0 | 0 | 0 | 0 | 0 | 0 | 0 | 0 | 0 | 0
EOP | Beatty | 230 | 1500 | 0 | 2500 | 0 | 0 | 0 | 0 | 0 | 0 | 1500 | 0 | 2500 | 0 | 0 | 0 | 0 | 0 | 0
PG&E NGBA | Belden | 230 | 0 | 0 | 0 | 0 | 0 | 0 | 0 | 0 | 0 | 0 | 0 | 0 | 0 | 0 | 0 | 0 | 0 | 0
PG&E NGBA | Bell | 115 | 0 | 0 | 0 | 0 | 0 | 0 | 0 | 0 | 0 | 0 | 0 | 0 | 0 | 0 | 0 | 0 | 0 | 0
PG&E NGBA | Bellevue | 115 | 0 | 0 | 0 | 0 | 0 | 0 | 0 | 0 | 0 | 0 | 0 | 0 | 0 | 0 | 0 | 0 | 0 | 0
PG&E GBA | Bellota | 115 | 300 | 0 | 0 | 0 | 0 | 0 | 0 | 0 | 198 | 0 | 0 | 0 | 0 | 0 | 0 | 0 | 0 | 198
PG&E GBA | Bellota | 230 | 1800 | 500 | 600 | 0 | 0 | 0 | 0 | 0 | 0 | 900 | 500 | 600 | 0 | 0 | 0 | 0 | 0 | 0
SCE Northern | Big Creek | 230 | 0 | 0 | 0 | 0 | 0 | 0 | 0 | 0 | 0 | 0 | 0 | 0 | 0 | 0 | 0 | 0 | 0 | 0
PG&E FRESNO | Biola | 70 | 0 | 0 | 0 | 0 | 0 | 0 | 0 | 0 | 0 | 0 | 0 | 0 | 0 | 0 | 0 | 0 | 0 | 0
PG&E GBA | Birds Landing | 230 | 300 | 0 | 50 | 0 | 0 | 100 | 0 | 0 | 0 | 100 | 0 | 50 | 0 | 0 | 100 | 0 | 0 | 0
SCE Northern | Bliss | 66 | 0 | 0 | 0 | 0 | 0 | 0 | 0 | 0 | 0 | 0 | 0 | 0 | 0 | 0 | 0 | 0 | 0 | 0
SCE Eastern | Blythe | 161 | 0 | 0 | 0 | 0 | 0 | 0 | 0 | 0 | 0 | 0 | 0 | 0 | 0 | 0 | 0 | 0 | 0 | 0
PG&E NGBA | Bogue | 115 | 0 | 0 | 0 | 0 | 0 | 0 | 0 | 0 | 0 | 0 | 0 | 0 | 0 | 0 | 0 | 0 | 0 | 0
PG&E FRESNO | Borden | 230 | 900 | 0 | 400 | 0 | 0 | 0 | 0 | 0 | 0 | 500 | 0 | 0 | 0 | 0 | 0 | 0 | 0 | 0
PG&E FRESNO | Borden | 70 | 0 | 0 | 0 | 0 | 0 | 0 | 0 | 0 | 0 | 0 | 0 | 0 | 0 | 0 | 0 | 0 | 0 | 0
SDGE | Boulevard East | 138 | 0 | 0 | 0 | 0 | 0 | 0 | 0 | 0 | 348 | 0 | 0 | 0 | 0 | 0 | 0 | 0 | 0 | 348
SDGE | Boulevard East | 69 | 0 | 0 | 0 | 0 | 0 | 0 | 0 | 0 | 0 | 0 | 0 | 0 | 0 | 0 | 0 | 0 | 0 | 0
PG&E GBA | Brentwood | 230 | 300 | 0 | 0 | 0 | 0 | 0 | 0 | 0 | 0 | 0 | 0 | 0 | 0 | 0 | 0 | 0 | 0 | 0
PG&E NGBA | Bridgeville | 115 | 0 | 0 | 0 | 0 | 0 | 0 | 0 | 0 | 0 | 0 | 0 | 0 | 0 | 0 | 0 | 0 | 0 | 0
PG&E NGBA | Brighton | 115 | 0 | 0 | 0 | 0 | 0 | 0 | 0 | 0 | 0 | 0 | 0 | 0 | 0 | 0 | 0 | 0 | 0 | 0
PG&E NGBA | Brighton | 230 | 0 | 0 | 0 | 0 | 0 | 0 | 0 | 0 | 0 | 0 | 0 | 0 | 0 | 0 | 0 | 0 | 0 | 0
PG&E NGBA | Brunswick | 115 | 0 | 0 | 0 | 0 | 0 | 0 | 0 | 0 | 0 | 0 | 0 | 0 | 0 | 0 | 0 | 0 | 0 | 0
PG&E NGBA | Bucks Creek | 230 | 0 | 0 | 0 | 0 | 0 | 0 | 0 | 0 | 0 | 0 | 0 | 0 | 0 | 0 | 0 | 0 | 0 | 0
PG&E KERN | Buena Vista | 230 | 0 | 0 | 0 | 0 | 0 | 0 | 0 | 0 | 0 | 0 | 0 | 0 | 0 | 0 | 0 | 0 | 0 | 0
PG&E FRESNO | Bullard | 115 | 0 | 0 | 0 | 0 | 0 | 0 | 0 | 0 | 0 | 0 | 0 | 0 | 0 | 0 | 0 | 0 | 0 | 0
PG&E GBA | Burlingame | 115 | 0 | 0 | 0 | 0 | 0 | 0 | 0 | 0 | 0 | 0 | 0 | 0 | 0 | 0 | 0 | 0 | 0 | 0
PG&E NGBA | Burney Forest | 230 | 0 | 0 | 0 | 0 | 0 | 0 | 0 | 0 | 0 | 0 | 0 | 0 | 0 | 0 | 0 | 0 | 0 | 0
PG&E NGBA | Butte | 115 | 0 | 0 | 0 | 0 | 0 | 0 | 0 | 0 | 0 | 0 | 0 | 0 | 0 | 0 | 0 | 0 | 0 | 0
PG&E KERN | Cabrillo | 115 | 0 | 0 | 0 | 0 | 0 | 0 | 0 | 0 | 0 | 0 | 0 | 0 | 0 | 0 | 0 | 0 | 0 | 0
PG&E FRESNO | Cal Flats | 230 | 300 | 0 | 0 | 0 | 0 | 0 | 0 | 0 | 0 | 300 | 0 | 0 | 0 | 0 | 0 | 0 | 0 | 0
SCE NOL | Calcite | 230 | 1740 | 0 | 950 | 0 | 0 | 0 | 0 | 0 | 0 | 1440 | 0 | 650 | 0 | 0 | 0 | 0 | 0 | 0
PG&E KERN | Caliente | 230 | 450 | 0 | 200 | 0 | 0 | 0 | 0 | 0 | 0 | 450 | 0 | 200 | 0 | 0 | 0 | 0 | 0 | 0
PG&E FRESNO | California Ave | 115 | 0 | 0 | 0 | 0 | 0 | 0 | 0 | 0 | 0 | 0 | 0 | 0 | 0 | 0 | 0 | 0 | 0 | 0
PG&E KERN | Callender | 115 | 0 | 0 | 0 | 0 | 0 | 0 | 0 | 0 | 0 | 0 | 0 | 0 | 0 | 0 | 0 | 0 | 0 | 0
PG&E NGBA | Calpella | 115 | 0 | 0 | 0 | 0 | 0 | 0 | 0 | 0 | 0 | 0 | 0 | 0 | 0 | 0 | 0 | 0 | 0 | 0
PG&E GBA | Camanche | 230 | 0 | 0 | 0 | 0 | 0 | 0 | 0 | 0 | 0 | 0 | 0 | 0 | 0 | 0 | 0 | 0 | 0 | 0
SDGE | Cameron | 69 | 100 | 0 | 0 | 0 | 0 | 0 | 0 | 0 | 0 | 100 | 0 | 0 | 0 | 0 | 0 | 0 | 0 | 0
SDGE | Cannon | 69 | 0 | 0 | 0 | 0 | 0 | 0 | 0 | 0 | 0 | 0 | 0 | 0 | 0 | 0 | 0 | 0 | 0 | 0
PG&E FRESNO | Cantua | 115 | 0 | 0 | 0 | 0 | 0 | 0 | 0 | 0 | 0 | 0 | 0 | 0 | 0 | 0 | 0 | 0 | 0 | 0
SDGE | Capistrano | 138 | 0 | 0 | 0 | 0 | 0 | 0 | 0 | 0 | 0 | 0 | 0 | 0 | 0 | 0 | 0 | 0 | 0 | 0
SDGE | Capistrano | 230 | 200 | 0 | 0 | 0 | 0 | 0 | 0 | 0 | 0 | 200 | 0 | 0 | 0 | 0 | 0 | 0 | 0 | 0
PG&E NGBA | Carberry | 230 | 0 | 0 | 0 | 0 | 0 | 0 | 0 | 0 | 0 | 0 | 0 | 0 | 0 | 0 | 0 | 0 | 0 | 0
SCE Eastern | Cardiff | 66 | 0 | 0 | 0 | 0 | 0 | 0 | 0 | 0 | 0 | 0 | 0 | 0 | 0 | 0 | 0 | 0 | 0 | 0
PG&E NGBA | Caribou | 60 | 0 | 0 | 0 | 0 | 10 | 0 | 0 | 0 | 0 | 0 | 0 | 0 | 0 | 10 | 0 | 0 | 0 | 0
PG&E NGBA | Caribou | 115 | 0 | 0 | 0 | 0 | 0 | 0 | 0 | 0 | 0 | 0 | 0 | 0 | 0 | 0 | 0 | 0 | 0 | 0
PG&E NGBA | Caribou | 230 | 0 | 0 | 0 | 0 | 0 | 0 | 0 | 0 | 0 | 0 | 0 | 0 | 0 | 0 | 0 | 0 | 0 | 0
EOP | Carpenter Canyon (fka Gamebird) | 138 | 0 | 0 | 0 | 0 | 0 | 0 | 0 | 0 | 0 | 0 | 0 | 0 | 0 | 0 | 0 | 0 | 0 | 0
EOP | Carpenter Canyon (fka Gamebird) | 230 | 400 | 0 | 400 | 0 | 0 | 0 | 0 | 0 | 0 | 400 | 0 | 400 | 0 | 0 | 0 | 0 | 0 | 0
PG&E NGBA | Carquinez | 115 | 0 | 0 | 0 | 0 | 0 | 0 | 0 | 0 | 0 | 0 | 0 | 0 | 0 | 0 | 0 | 0 | 0 | 0
SDGE | Carrizo Gorge | 138 | 0 | 0 | 0 | 0 | 0 | 0 | 0 | 0 | 0 | 0 | 0 | 0 | 0 | 0 | 0 | 0 | 0 | 0
PG&E KERN | Carrizo Plains | 115 | 0 | 0 | 0 | 0 | 0 | 0 | 0 | 0 | 0 | 0 | 0 | 0 | 0 | 0 | 0 | 0 | 0 | 0
PG&E KERN | Casaloma | 230 | 0 | 0 | 0 | 0 | 0 | 0 | 0 | 0 | 0 | 0 | 0 | 0 | 0 | 0 | 0 | 0 | 0 | 0
PG&E GBA | Castro Valley | 230 | 0 | 0 | 0 | 0 | 0 | 0 | 0 | 0 | 0 | 0 | 0 | 0 | 0 | 0 | 0 | 0 | 0 | 0
PG&E GBA | Cayetano | 230 | 0 | 0 | 0 | 0 | 0 | 0 | 0 | 0 | 0 | 0 | 0 | 0 | 0 | 0 | 0 | 0 | 0 | 0
SCE Metro | Center | 230 | 0 | 0 | 0 | 0 | 0 | 0 | 0 | 0 | 0 | 0 | 0 | 0 | 0 | 0 | 0 | 0 | 0 | 0
PG&E KERN | Charca | 115 | 0 | 0 | 0 | 0 | 0 | 0 | 0 | 0 | 0 | 0 | 0 | 0 | 0 | 0 | 0 | 0 | 0 | 0
EOP | Charleston | 138 | 0 | 0 | 0 | 0 | 0 | 0 | 0 | 0 | 0 | 0 | 0 | 0 | 0 | 0 | 0 | 0 | 0 | 0
SCE Metro | Chevmain | 230 | 0 | 0 | 0 | 0 | 0 | 0 | 0 | 0 | 0 | 0 | 0 | 0 | 0 | 0 | 0 | 0 | 0 | 0
SDGE | Chicarita | 138 | 0 | 0 | 0 | 0 | 0 | 0 | 0 | 0 | 0 | 0 | 0 | 0 | 0 | 0 | 0 | 0 | 0 | 0
SCE Metro | Chino | 230 | 1000 | 0 | 0 | 0 | 0 | 0 | 0 | 0 | 200 | 500 | 0 | 0 | 0 | 0 | 0 | 0 | 0 | 200
PG&E FRESNO | Chowchilla | 115 | 75 | 0 | 0 | 0 | 0 | 0 | 0 | 0 | 0 | 75 | 0 | 0 | 0 | 0 | 0 | 0 | 0 | 0
PG&E GBA | Christie | 60 | 0 | 0 | 0 | 0 | 0 | 0 | 0 | 0 | 0 | 0 | 0 | 0 | 0 | 0 | 0 | 0 | 0 | 0
PG&E GBA | Christie | 115 | 0 | 0 | 0 | 0 | 0 | 0 | 0 | 0 | 0 | 0 | 0 | 0 | 0 | 0 | 0 | 0 | 0 | 0
SCE Eastern | Cielo Azul | 500 | 3850 | 0 | 3850 | 0 | 0 | 0 | 0 | 0 | 0 | 3850 | 0 | 3850 | 0 | 0 | 0 | 0 | 0 | 0
PG&E GBA | Clay | 60 | 0 | 0 | 0 | 0 | 0 | 0 | 0 | 0 | 0 | 0 | 0 | 0 | 0 | 0 | 0 | 0 | 0 | 0
PG&E GBA | Clayton | 115 | 0 | 0 | 0 | 0 | 0 | 0 | 0 | 0 | 0 | 0 | 0 | 0 | 0 | 0 | 0 | 0 | 0 | 0
PG&E NGBA | Cloverdale | 115 | 0 | 0 | 0 | 0 | 0 | 0 | 0 | 0 | 0 | 0 | 0 | 0 | 0 | 0 | 0 | 0 | 0 | 0
PG&E FRESNO | Clovis | 115 | 0 | 0 | 0 | 0 | 0 | 0 | 0 | 0 | 0 | 0 | 0 | 0 | 0 | 0 | 0 | 0 | 0 | 0
PG&E GBA | Coburn | 230 | 150 | 0 | 150 | 0 | 0 | 0 | 0 | 0 | 0 | 150 | 0 | 150 | 0 | 0 | 0 | 0 | 0 | 0
PG&E GBA | Coburn | 60 | 0 | 0 | 0 | 0 | 0 | 0 | 0 | 0 | 0 | 0 | 0 | 0 | 0 | 0 | 0 | 0 | 0 | 0
PG&E NGBA | Colgate | 230 | 500 | 0 | 500 | 0 | 0 | 0 | 0 | 0 | 0 | 500 | 0 | 500 | 0 | 0 | 0 | 0 | 0 | 0
PG&E GBA | Collierville | 230 | 0 | 0 | 0 | 0 | 0 | 0 | 0 | 0 | 0 | 0 | 0 | 0 | 0 | 0 | 0 | 0 | 0 | 0
PG&E GBA | Collinsville | 230 | 900 | 0 | 900 | 0 | 0 | 0 | 0 | 0 | 0 | 400 | 0 | 400 | 0 | 0 | 0 | 0 | 0 | 0
PG&E GBA | Collinsville | 500 | 500 | 0 | 0 | 0 | 0 | 0 | 0 | 0 | 0 | 0 | 0 | 0 | 0 | 0 | 0 | 0 | 0 | 0
SCE Eastern | Colorado River | 230 | 2350 | 0 | 1500 | 0 | 0 | 0 | 0 | 0 | 0 | 2350 | 0 | 1500 | 0 | 0 | 0 | 0 | 0 | 0
SCE Eastern | Colorado River | 500 | 1500 | 0 | 1500 | 0 | 0 | 0 | 0 | 0 | 0 | 1500 | 0 | 1500 | 0 | 0 | 0 | 0 | 0 | 0
PG&E KERN | Columbus | 115 | 0 | 0 | 0 | 0 | 0 | 0 | 0 | 0 | 0 | 0 | 0 | 0 | 0 | 0 | 0 | 0 | 0 | 0
PG&E GBA | Contra Costa | 115 | 0 | 0 | 0 | 0 | 0 | 0 | 0 | 0 | 0 | 0 | 0 | 0 | 0 | 0 | 0 | 0 | 0 | 0
PG&E GBA | Contra Costa | 230 | 0 | 0 | 0 | 0 | 0 | 0 | 0 | 0 | 0 | 0 | 0 | 0 | 0 | 0 | 0 | 0 | 0 | 0
PG&E GBA | Contra Costa PP | 230 | 0 | 0 | 0 | 0 | 0 | 0 | 0 | 0 | 0 | 0 | 0 | 0 | 0 | 0 | 0 | 0 | 0 | 0
SCE NOL | Control | 115 | 150 | 0 | 150 | 0 | 0 | 0 | 0 | 0 | 0 | 150 | 0 | 150 | 0 | 0 | 0 | 0 | 0 | 0
SCE NOL | Control | 55 | 0 | 0 | 0 | 0 | 0 | 0 | 0 | 0 | 0 | 0 | 0 | 0 | 0 | 0 | 0 | 0 | 0 | 0
PG&E GBA | Cooley Landing | 115 | 0 | 0 | 0 | 0 | 0 | 0 | 0 | 0 | 0 | 0 | 0 | 0 | 0 | 0 | 0 | 0 | 0 | 0
PG&E GBA | Cooley Landing | 60 | 0 | 0 | 0 | 0 | 0 | 0 | 0 | 0 | 0 | 0 | 0 | 0 | 0 | 0 | 0 | 0 | 0 | 0
SCE NOL | Coolwater | 230 | 0 | 0 | 0 | 0 | 0 | 0 | 0 | 0 | 0 | 0 | 0 | 0 | 0 | 0 | 0 | 0 | 0 | 0
SCE NOL | Coolwater | 115 | 200 | 0 | 0 | 0 | 0 | 0 | 0 | 0 | 0 | 200 | 0 | 0 | 0 | 0 | 0 | 0 | 0 | 0
PG&E KERN | Copus | 70 | 0 | 0 | 0 | 0 | 0 | 0 | 0 | 0 | 0 | 0 | 0 | 0 | 0 | 0 | 0 | 0 | 0 | 0
PG&E FRESNO | Corcoran | 70 | 0 | 0 | 0 | 0 | 0 | 0 | 0 | 0 | 0 | 0 | 0 | 0 | 0 | 0 | 0 | 0 | 0 | 0
PG&E FRESNO | Corcoran | 115 | 0 | 0 | 0 | 0 | 0 | 0 | 0 | 0 | 0 | 0 | 0 | 0 | 0 | 0 | 0 | 0 | 0 | 0
PG&E NGBA | Corona | 115 | 0 | 0 | 0 | 0 | 0 | 0 | 0 | 0 | 0 | 0 | 0 | 0 | 0 | 0 | 0 | 0 | 0 | 0
PG&E NGBA | Cortina | 230 | 0 | 0 | 0 | 0 | 0 | 0 | 0 | 0 | 0 | 0 | 0 | 0 | 0 | 0 | 0 | 0 | 0 | 0
PG&E NGBA | Cortina | 115 | 500 | 0 | 500 | 0 | 0 | 0 | 0 | 0 | 0 | 0 | 0 | 0 | 0 | 0 | 0 | 0 | 0 | 0
PG&E GBA | Cottle | 230 | 0 | 0 | 0 | 0 | 0 | 0 | 0 | 0 | 0 | 0 | 0 | 0 | 0 | 0 | 0 | 0 | 0 | 0
PG&E NGBA | Cottonwood | 115 | 100 | 0 | 0 | 0 | 0 | 0 | 0 | 0 | 0 | 100 | 0 | 0 | 0 | 0 | 0 | 0 | 0 | 0
PG&E NGBA | Cottonwood | 230 | 200 | 0 | 0 | 0 | 0 | 0 | 0 | 0 | 0 | 200 | 0 | 0 | 0 | 0 | 0 | 0 | 0 | 0
PG&E NGBA | Cottonwood | 60 | 0 | 0 | 0 | 0 | 0 | 0 | 0 | 0 | 0 | 0 | 0 | 0 | 0 | 0 | 0 | 0 | 0 | 0
PG&E NGBA | Cove Road | 230 | 0 | 0 | 0 | 0 | 0 | 0 | 0 | 0 | 0 | 0 | 0 | 0 | 0 | 0 | 0 | 0 | 0 | 0
PG&E GBA | Coyote | 230 | 0 | 0 | 0 | 0 | 0 | 0 | 0 | 0 | 0 | 0 | 0 | 0 | 0 | 0 | 0 | 0 | 0 | 0
PG&E GBA | Crazy Horse Canyon | 115 | 150 | 0 | 0 | 0 | 0 | 0 | 0 | 0 | 0 | 150 | 0 | 0 | 0 | 0 | 0 | 0 | 0 | 0
SDGE | Creelman | 69 | 0 | 0 | 0 | 0 | 0 | 0 | 0 | 0 | 0 | 0 | 0 | 0 | 0 | 0 | 0 | 0 | 0 | 0
PG&E FRESNO | Crescent | 70 | 30 | 0 | 30 | 0 | 0 | 0 | 0 | 0 | 0 | 30 | 0 | 30 | 0 | 0 | 0 | 0 | 0 | 0
PG&E FRESNO | Cressey | 115 | 0 | 0 | 0 | 0 | 0 | 0 | 0 | 0 | 0 | 0 | 0 | 0 | 0 | 0 | 0 | 0 | 0 | 0
PG&E NGBA | Cresta | 230 | 0 | 0 | 0 | 0 | 0 | 0 | 0 | 0 | 0 | 0 | 0 | 0 | 0 | 0 | 0 | 0 | 0 | 0
SDGE | Crestwood | 69 | 100 | 0 | 100 | 0 | 0 | 0 | 0 | 0 | 0 | 100 | 0 | 100 | 0 | 0 | 0 | 0 | 0 | 0
PG&E GBA | Crow Creek | 60 | 0 | 0 | 0 | 0 | 0 | 0 | 0 | 0 | 0 | 0 | 0 | 0 | 0 | 0 | 0 | 0 | 0 | 0
PG&E GBA | Crows Landing | 60 | 0 | 0 | 0 | 0 | 0 | 0 | 0 | 0 | 0 | 0 | 0 | 0 | 0 | 0 | 0 | 0 | 0 | 0
PG&E GBA | Curtis | 115 | 0 | 0 | 0 | 0 | 0 | 0 | 0 | 0 | 0 | 0 | 0 | 0 | 0 | 0 | 0 | 0 | 0 | 0
PG&E FRESNO | Dairyland | 115 | 0 | 0 | 0 | 0 | 0 | 0 | 0 | 0 | 152 | 0 | 0 | 0 | 0 | 0 | 0 | 0 | 0 | 152
PG&E NGBA | Davis | 115 | 0 | 0 | 0 | 0 | 0 | 0 | 0 | 0 | 0 | 0 | 0 | 0 | 0 | 0 | 0 | 0 | 0 | 0
SCE Metro | Del Amo | 500 | 0 | 0 | 0 | 0 | 0 | 0 | 0 | 0 | 0 | 0 | 0 | 0 | 0 | 0 | 0 | 0 | 0 | 0
SCE Metro | Del Amo | 230 | 300 | 0 | 0 | 0 | 0 | 0 | 0 | 0 | 0 | 300 | 0 | 0 | 0 | 0 | 0 | 0 | 0 | 0
SCE Eastern | Delaney | 500 | 1900 | 0 | 1900 | 0 | 0 | 0 | 0 | 0 | 0 | 1900 | 0 | 1900 | 0 | 0 | 0 | 0 | 0 | 0
PG&E NGBA | Delevan | 230 | 650 | 67.4 | 650 | 0 | 0 | 0 | 0 | 0 | 0 | 650 | 0 | 650 | 0 | 0 | 0 | 0 | 0 | 0
PG&E GBA | Delta PP | 230 | 200 | 0 | 0 | 0 | 0 | 0 | 0 | 0 | 0 | 200 | 0 | 0 | 0 | 0 | 0 | 0 | 0 | 0
EOP | Desert View | 230 | 850 | 0 | 500 | 0 | 0 | 0 | 0 | 0 | 0 | 850 | 0 | 500 | 0 | 0 | 0 | 0 | 0 | 0
SCE Eastern | Devers | 230 | 1299.989 | 0 | 0 | 0 | 0 | 0 | 0 | 0 | 0 | 1299.989 | 0 | 0 | 0 | 0 | 0 | 0 | 0 | 0
SCE Eastern | Devers | 500 | 1300 | 0 | 400 | 0 | 0 | 400 | 0 | 0 | 0 | 900 | 0 | 0 | 0 | 0 | 0 | 0 | 0 | 0
PG&E KERN | Diablo Canyon | 230 | 0 | 0 | 0 | 0 | 0 | 0 | 0 | 0 | 0 | 0 | 0 | 0 | 0 | 0 | 0 | 0 | 0 | 0
PG&E KERN | Diablo Canyon | 500 | 0 | 0 | 0 | 0 | 0 | 0 | 500 | 0 | 0 | 0 | 0 | 0 | 0 | 0 | 0 | 0 | 0 | 0
PG&E KERN | Divide | 115 | 0 | 0 | 0 | 0 | 0 | 0 | 0 | 0 | 0 | 0 | 0 | 0 | 0 | 0 | 0 | 0 | 0 | 0
PG&E GBA | Dixon Landing | 115 | 0 | 0 | 0 | 0 | 0 | 0 | 0 | 0 | 0 | 0 | 0 | 0 | 0 | 0 | 0 | 0 | 0 | 0
PG&E FRESNO | Dos Amigos | 230 | 350 | 0 | 0 | 0 | 0 | 0 | 0 | 0 | 0 | 150 | 0 | 0 | 0 | 0 | 0 | 0 | 0 | 0
PG&E NGBA | Drum | 115 | 0 | 0 | 0 | 0 | 0 | 0 | 0 | 0 | 0 | 0 | 0 | 0 | 0 | 0 | 0 | 0 | 0 | 0
PG&E GBA | Dumbarton | 115 | 0 | 0 | 0 | 0 | 0 | 0 | 0 | 0 | 0 | 0 | 0 | 0 | 0 | 0 | 0 | 0 | 0 | 0
SCE NOL | Dunn Siding | 115 | 0 | 0 | 0 | 0 | 0 | 0 | 0 | 0 | 0 | 0 | 0 | 0 | 0 | 0 | 0 | 0 | 0 | 0
SCE Eastern | Eagle Mountain | 230 | 0 | 0 | 0 | 0 | 0 | 0 | 0 | 0 | 0 | 0 | 0 | 0 | 0 | 0 | 0 | 0 | 0 | 0
PG&E NGBA | Eagle Rock (PGE) | 60 | 0 | 0 | 0 | 0 | 0 | 0 | 0 | 0 | 0 | 0 | 0 | 0 | 0 | 0 | 0 | 0 | 0 | 0
PG&E NGBA | Eagle Rock (PGE) | 115 | 0 | 0 | 0 | 0 | 0 | 0 | 0 | 0 | 0 | 0 | 0 | 0 | 0 | 0 | 0 | 0 | 0 | 0
SCE Metro | Eagle Rock (SCE) | 230 | 100 | 0 | 0 | 0 | 0 | 0 | 0 | 0 | 0 | 100 | 0 | 0 | 0 | 0 | 0 | 0 | 0 | 0
PG&E NGBA | East Marysville | 115 | 0 | 0 | 0 | 0 | 0 | 0 | 0 | 0 | 0 | 0 | 0 | 0 | 0 | 0 | 0 | 0 | 0 | 0
PG&E NGBA | East Nicolaus | 115 | 0 | 0 | 0 | 0 | 0 | 0 | 0 | 0 | 0 | 0 | 0 | 0 | 0 | 0 | 0 | 0 | 0 | 0
PG&E NGBA | East Nicolaus | 60 | 0 | 0 | 0 | 0 | 0 | 0 | 0 | 0 | 0 | 0 | 0 | 0 | 0 | 0 | 0 | 0 | 0 | 0
PG&E GBA | Eastshore | 115 | 0 | 0 | 0 | 0 | 0 | 0 | 0 | 0 | 0 | 0 | 0 | 0 | 0 | 0 | 0 | 0 | 0 | 0
PG&E GBA | Eastshore | 230 | 0 | 0 | 0 | 0 | 0 | 0 | 0 | 0 | 0 | 0 | 0 | 0 | 0 | 0 | 0 | 0 | 0 | 0
SDGE | ECO | 138 | 0 | 0 | 0 | 0 | 0 | 0 | 0 | 0 | 0 | 0 | 0 | 0 | 0 | 0 | 0 | 0 | 0 | 0
SDGE | ECO | 230 | 0 | 0 | 0 | 0 | 0 | 1300 | 0 | 0 | 0 | 0 | 0 | 0 | 0 | 0 | 1000 | 0 | 0 | 0
SDGE | ECO | 500 | 0 | 0 | 0 | 0 | 0 | 0 | 0 | 0 | 0 | 0 | 0 | 0 | 0 | 0 | 0 | 0 | 0 | 0
PG&E GBA | Edenvale | 115 | 0 | 0 | 0 | 0 | 0 | 0 | 0 | 0 | 0 | 0 | 0 | 0 | 0 | 0 | 0 | 0 | 0 | 0
PG&E GBA | Edes | 115 | 0 | 0 | 0 | 0 | 0 | 0 | 0 | 0 | 0 | 0 | 0 | 0 | 0 | 0 | 0 | 0 | 0 | 0
PG&E GBA | Eight Mile | 230 | 100 | 0 | 0 | 0 | 0 | 0 | 0 | 0 | 224 | 100 | 0 | 0 | 0 | 0 | 0 | 0 | 0 | 224
SDGE | El Cajon | 69 | 0 | 0 | 0 | 0 | 0 | 0 | 0 | 0 | 0 | 0 | 0 | 0 | 0 | 0 | 0 | 0 | 0 | 0
SCE Eastern | El Casco | 230 | 450 | 0 | 200 | 0 | 0 | 200 | 0 | 0 | 0 | 250 | 0 | 0 | 0 | 0 | 0 | 0 | 0 | 0
PG&E GBA | El Cerrito G | 115 | 0 | 0 | 0 | 0 | 0 | 0 | 0 | 0 | 0 | 0 | 0 | 0 | 0 | 0 | 0 | 0 | 0 | 0
PG&E NGBA | El Dorado PH | 115 | 0 | 0 | 0 | 0 | 0 | 0 | 0 | 0 | 0 | 0 | 0 | 0 | 0 | 0 | 0 | 0 | 0 | 0
PG&E FRESNO | El Nido (PGE) | 115 | 400 | 0 | 150 | 0 | 0 | 0 | 0 | 0 | 0 | 400 | 0 | 150 | 0 | 0 | 0 | 0 | 0 | 0
SCE Metro | El Nido (SCE) | 230 | 0 | 0 | 0 | 0 | 0 | 0 | 0 | 0 | 0 | 0 | 0 | 0 | 0 | 0 | 0 | 0 | 0 | 0
PG&E GBA | El Patio | 115 | 0 | 0 | 0 | 0 | 0 | 0 | 0 | 0 | 0 | 0 | 0 | 0 | 0 | 0 | 0 | 0 | 0 | 0
SCE Metro | El Segundo | 230 | 0 | 0 | 0 | 0 | 0 | 0 | 0 | 0 | 0 | 0 | 0 | 0 | 0 | 0 | 0 | 0 | 0 | 0
EOP | Eldorado | 230 | 1380 | 500 | 0 | 0 | 0 | 0 | 0 | 0 | 0 | 1080 | 0 | 0 | 0 | 0 | 0 | 0 | 0 | 0
EOP | Eldorado | 500 | 2193.95 | 0 | 2790 | 0 | 0 | 0 | 0 | 6210 | 0 | 1793.95 | 0 | 2390 | 0 | 0 | 0 | 0 | 3210 | 0
SCE Northern | Elizabeth Lake | 66 | 0 | 0 | 0 | 0 | 0 | 0 | 0 | 0 | 0 | 0 | 0 | 0 | 0 | 0 | 0 | 0 | 0 | 0
PG&E KERN | Elk Hills | 230 | 0 | 0 | 0 | 0 | 0 | 0 | 0 | 0 | 0 | 0 | 0 | 0 | 0 | 0 | 0 | 0 | 0 | 0
SDGE | Elliot | 69 | 0 | 0 | 0 | 0 | 0 | 0 | 0 | 0 | 0 | 0 | 0 | 0 | 0 | 0 | 0 | 0 | 0 | 0
SCE Metro | Ellis | 230 | 0 | 0 | 0 | 0 | 0 | 0 | 0 | 0 | 0 | 0 | 0 | 0 | 0 | 0 | 0 | 0 | 0 | 0
SDGE | Encina | 138 | 0 | 0 | 0 | 0 | 0 | 0 | 0 | 0 | 0 | 0 | 0 | 0 | 0 | 0 | 0 | 0 | 0 | 0
SDGE | Encina | 230 | 0 | 0 | 0 | 0 | 0 | 0 | 0 | 0 | 0 | 0 | 0 | 0 | 0 | 0 | 0 | 0 | 0 | 0
SDGE | Escondido | 230 | 0 | 0 | 0 | 0 | 0 | 0 | 0 | 0 | 0 | 0 | 0 | 0 | 0 | 0 | 0 | 0 | 0 | 0
SDGE | Escondido | 69 | 0 | 0 | 0 | 0 | 0 | 0 | 0 | 0 | 0 | 0 | 0 | 0 | 0 | 0 | 0 | 0 | 0 | 0
PG&E KERN | Estrella | 230 | 0 | 0 | 0 | 0 | 0 | 0 | 0 | 0 | 0 | 0 | 0 | 0 | 0 | 0 | 0 | 0 | 0 | 0
SCE Eastern | Etiwanda | 230 | 1412.5 | 0 | 0 | 0 | 0 | 0 | 0 | 0 | 0 | 112.5 | 0 | 0 | 0 | 0 | 0 | 0 | 0 | 0
PG&E GBA | Evergreen | 115 | 0 | 0 | 0 | 0 | 0 | 0 | 0 | 0 | 0 | 0 | 0 | 0 | 0 | 0 | 0 | 0 | 0 | 0
PG&E GBA | Evergreen | 60 | 0 | 0 | 0 | 0 | 0 | 0 | 0 | 0 | 0 | 0 | 0 | 0 | 0 | 0 | 0 | 0 | 0 | 0
PG&E FRESNO | Excelsior | 115 | 0 | 0 | 0 | 0 | 0 | 0 | 0 | 0 | 0 | 0 | 0 | 0 | 0 | 0 | 0 | 0 | 0 | 0
PG&E FRESNO | Exchequer | 115 | 40 | 0 | 40 | 0 | 0 | 0 | 0 | 0 | 0 | 40 | 0 | 40 | 0 | 0 | 0 | 0 | 0 | 0
PG&E KERN | Fairway | 115 | 0 | 0 | 0 | 0 | 0 | 0 | 0 | 0 | 0 | 0 | 0 | 0 | 0 | 0 | 0 | 0 | 0 | 0
PG&E KERN | Famoso | 115 | 0 | 0 | 0 | 0 | 0 | 0 | 0 | 0 | 0 | 0 | 0 | 0 | 0 | 0 | 0 | 0 | 0 | 0
PG&E NGBA | Fern Road | 500 | 0 | 0 | 0 | 0 | 0 | 0 | 0 | 0 | 0 | 0 | 0 | 0 | 0 | 0 | 0 | 0 | 0 | 0
PG&E GBA | Fibreboard (SPI Sonora) | 115 | 0 | 0 | 0 | 0 | 0 | 0 | 0 | 0 | 0 | 0 | 0 | 0 | 0 | 0 | 0 | 0 | 0 | 0
PG&E FRESNO | Figarden | 230 | 0 | 0 | 0 | 0 | 0 | 0 | 0 | 0 | 0 | 0 | 0 | 0 | 0 | 0 | 0 | 0 | 0 | 0
PG&E FRESNO | Fink | 230 | 0 | 0 | 0 | 0 | 0 | 0 | 0 | 0 | 0 | 0 | 0 | 0 | 0 | 0 | 0 | 0 | 0 | 0
PG&E NGBA | Fitch Mountain | 60 | 0 | 0 | 0 | 0 | 0 | 0 | 0 | 0 | 0 | 0 | 0 | 0 | 0 | 0 | 0 | 0 | 0 | 0
PG&E GBA | FMC | 115 | 0 | 0 | 0 | 0 | 0 | 0 | 0 | 0 | 0 | 0 | 0 | 0 | 0 | 0 | 0 | 0 | 0 | 0
PG&E GBA | Fremont | 115 | 0 | 0 | 0 | 0 | 0 | 0 | 0 | 0 | 0 | 0 | 0 | 0 | 0 | 0 | 0 | 0 | 0 | 0
PG&E GBA | French Camp | 60 | 60 | 0 | 0 | 0 | 0 | 0 | 0 | 0 | 0 | 60 | 0 | 0 | 0 | 0 | 0 | 0 | 0 | 0
PG&E GBA | Frogtown | 115 | 0 | 0 | 0 | 0 | 0 | 0 | 0 | 0 | 0 | 0 | 0 | 0 | 0 | 0 | 0 | 0 | 0 | 0
PG&E NGBA | Fulton | 115 | 0 | 0 | 0 | 0 | 0 | 0 | 0 | 0 | 0 | 0 | 0 | 0 | 0 | 0 | 0 | 0 | 0 | 0
PG&E NGBA | Fulton | 230 | 110 | 0 | 0 | 0 | 0 | 0 | 0 | 0 | 0 | 110 | 0 | 0 | 0 | 0 | 0 | 0 | 0 | 0
PG&E NGBA | Fulton | 60 | 0 | 0 | 0 | 0 | 0 | 0 | 0 | 0 | 0 | 0 | 0 | 0 | 0 | 0 | 0 | 0 | 0 | 0
PG&E KERN | Ganso | 115 | 0 | 0 | 0 | 0 | 0 | 0 | 0 | 0 | 0 | 0 | 0 | 0 | 0 | 0 | 0 | 0 | 0 | 0
PG&E FRESNO | Gates | 230 | 1300 | 0 | 800 | 0 | 0 | 0 | 0 | 0 | 0 | 1300 | 0 | 800 | 0 | 0 | 0 | 0 | 0 | 0
PG&E FRESNO | Gates | 500 | 1550 | 0 | 0 | 0 | 0 | 0 | 0 | 0 | 1100 | 850 | 0 | 0 | 0 | 0 | 0 | 0 | 0 | 1100
PG&E NGBA | Geysers 12 | 230 | 0 | 0 | 0 | 0 | 0 | 0 | 0 | 0 | 0 | 0 | 0 | 0 | 0 | 0 | 0 | 0 | 0 | 0
PG&E NGBA | Geysers 17 | 230 | 0 | 0 | 0 | 0 | 0 | 0 | 0 | 0 | 0 | 0 | 0 | 0 | 0 | 0 | 0 | 0 | 0 | 0
PG&E NGBA | Geysers 3 | 115 | 0 | 0 | 0 | 0 | 0 | 0 | 0 | 0 | 0 | 0 | 0 | 0 | 0 | 0 | 0 | 0 | 0 | 0
PG&E NGBA | Glenn | 230 | 1680.5 | 0 | 1575.5 | 0 | 0 | 0 | 0 | 0 | 0 | 1680.5 | 0 | 1575.5 | 0 | 0 | 0 | 0 | 0 | 0
PG&E NGBA | Glenn | 60 | 0 | 0 | 0 | 0 | 0 | 0 | 0 | 0 | 0 | 0 | 0 | 0 | 0 | 0 | 0 | 0 | 0 | 0
PG&E NGBA | Gold Hill | 115 | 100 | 0 | 0 | 0 | 0 | 0 | 0 | 0 | 0 | 100 | 0 | 0 | 0 | 0 | 0 | 0 | 0 | 0
PG&E NGBA | Gold Hill | 230 | 0 | 0 | 0 | 0 | 0 | 0 | 0 | 0 | 0 | 0 | 0 | 0 | 0 | 0 | 0 | 0 | 0 | 0
SCE Northern | Goleta | 230 | 0 | 0 | 0 | 0 | 0 | 0 | 0 | 0 | 0 | 0 | 0 | 0 | 0 | 0 | 0 | 0 | 0 | 0
SCE Metro | Goodrich | 230 | 0 | 0 | 0 | 0 | 0 | 0 | 0 | 0 | 0 | 0 | 0 | 0 | 0 | 0 | 0 | 0 | 0 | 0
PG&E KERN | Goose Lake | 115 | 100 | 0 | 0 | 0 | 0 | 0 | 0 | 0 | 0 | 100 | 0 | 0 | 0 | 0 | 0 | 0 | 0 | 0
SCE Metro | Gould | 230 | 0 | 0 | 0 | 0 | 0 | 0 | 0 | 0 | 0 | 0 | 0 | 0 | 0 | 0 | 0 | 0 | 0 | 0
PG&E NGBA | Grand Island | 115 | 0 | 0 | 0 | 0 | 0 | 0 | 0 | 0 | 0 | 0 | 0 | 0 | 0 | 0 | 0 | 0 | 0 | 0
SDGE | Granite | 69 | 0 | 0 | 0 | 0 | 0 | 0 | 0 | 0 | 0 | 0 | 0 | 0 | 0 | 0 | 0 | 0 | 0 | 0
PG&E GBA | Grant | 115 | 0 | 0 | 0 | 0 | 0 | 0 | 0 | 0 | 0 | 0 | 0 | 0 | 0 | 0 | 0 | 0 | 0 | 0
PG&E GBA | Green Valley | 115 | 350 | 0 | 0 | 0 | 0 | 0 | 0 | 0 | 0 | 350 | 0 | 0 | 0 | 0 | 0 | 0 | 0 | 0
PG&E NGBA | Greenleaf 1 | 115 | 40 | 0 | 0 | 0 | 0 | 0 | 0 | 0 | 0 | 40 | 0 | 0 | 0 | 0 | 0 | 0 | 0 | 0
PG&E FRESNO | Gregg | 230 | 0 | 119 | 0 | 0 | 0 | 0 | 0 | 0 | 0 | 0 | 119 | 0 | 0 | 0 | 0 | 0 | 0 | 0
PG&E FRESNO | Grimmway-Malaga | 115 | 0 | 0 | 0 | 0 | 0 | 0 | 0 | 0 | 0 | 0 | 0 | 0 | 0 | 0 | 0 | 0 | 0 | 0
PG&E NGBA | Grizzly | 230 | 0 | 0 | 0 | 0 | 0 | 0 | 0 | 0 | 0 | 0 | 0 | 0 | 0 | 0 | 0 | 0 | 0 | 0
PG&E FRESNO | Guernsey | 70 | 0 | 0 | 0 | 0 | 0 | 0 | 0 | 0 | 0 | 0 | 0 | 0 | 0 | 0 | 0 | 0 | 0 | 0
PG&E FRESNO | GWF Hanford | 115 | 0 | 0 | 0 | 0 | 0 | 0 | 0 | 0 | 0 | 0 | 0 | 0 | 0 | 0 | 0 | 0 | 0 | 0
PG&E FRESNO | Haas | 230 | 0 | 0 | 0 | 0 | 0 | 0 | 0 | 0 | 0 | 0 | 0 | 0 | 0 | 0 | 0 | 0 | 0 | 0
PG&E FRESNO | Hammonds | 115 | 60 | 0 | 60 | 0 | 0 | 0 | 0 | 0 | 0 | 60 | 0 | 60 | 0 | 0 | 0 | 0 | 0 | 0
SCE Metro | HarborGen | 230 | 0 | 0 | 0 | 0 | 0 | 0 | 0 | 0 | 0 | 0 | 0 | 0 | 0 | 0 | 0 | 0 | 0 | 0
PG&E NGBA | Harris | 60 | 0 | 0 | 0 | 0 | 0 | 0 | 0 | 0 | 0 | 0 | 0 | 0 | 0 | 0 | 0 | 0 | 0 | 0
EOP | Harry Allen | 500 | 350 | 0 | 350 | 0 | 0 | 0 | 0 | 2917.5 | 0 | 350 | 0 | 350 | 0 | 0 | 0 | 0 | 2117.5 | 0
PG&E NGBA | Hartley | 60 | 0 | 0 | 0 | 0 | 0 | 0 | 0 | 0 | 0 | 0 | 0 | 0 | 0 | 0 | 0 | 0 | 0 | 0
SCE NOL | Harvard | 115 | 0 | 0 | 0 | 0 | 0 | 0 | 0 | 0 | 0 | 0 | 0 | 0 | 0 | 0 | 0 | 0 | 0 | 0
SDGE | Hassayampa | 500 | 1300 | 0 | 1300 | 0 | 0 | 0 | 0 | 0 | 0 | 900 | 0 | 900 | 0 | 0 | 0 | 0 | 0 | 0
PG&E FRESNO | Helm | 230 | 500 | 0 | 300 | 0 | 0 | 0 | 0 | 0 | 0 | 500 | 0 | 300 | 0 | 0 | 0 | 0 | 0 | 0
PG&E FRESNO | Helm | 70 | 30 | 0 | 30 | 0 | 0 | 0 | 0 | 0 | 0 | 30 | 0 | 30 | 0 | 0 | 0 | 0 | 0 | 0
PG&E FRESNO | Henrietta | 115 | 0 | 0 | 0 | 0 | 0 | 0 | 0 | 0 | 0 | 0 | 0 | 0 | 0 | 0 | 0 | 0 | 0 | 0
PG&E FRESNO | Henrietta | 230 | 300 | 0 | 300 | 0 | 0 | 0 | 0 | 0 | 0 | 300 | 0 | 300 | 0 | 0 | 0 | 0 | 0 | 0
PG&E FRESNO | Henrietta | 70 | 100 | 0 | 0 | 0 | 0 | 0 | 0 | 0 | 0 | 100 | 0 | 0 | 0 | 0 | 0 | 0 | 0 | 0
PG&E FRESNO | Herndon | 115 | 0 | 0 | 0 | 0 | 0 | 0 | 0 | 0 | 0 | 0 | 0 | 0 | 0 | 0 | 0 | 0 | 0 | 0
PG&E FRESNO | Herndon | 230 | 0 | 0 | 0 | 0 | 0 | 0 | 0 | 0 | 0 | 0 | 0 | 0 | 0 | 0 | 0 | 0 | 0 | 0
PG&E GBA | Hicks | 230 | 0 | 0 | 0 | 0 | 0 | 0 | 0 | 0 | 0 | 0 | 0 | 0 | 0 | 0 | 0 | 0 | 0 | 0
PG&E NGBA | Higgins | 115 | 0 | 0 | 0 | 0 | 0 | 0 | 0 | 0 | 0 | 0 | 0 | 0 | 0 | 0 | 0 | 0 | 0 | 0
PG&E NGBA | Hilltop | 345 | 0 | 0 | 0 | 0 | 0 | 0 | 0 | 0 | 0 | 0 | 0 | 0 | 0 | 0 | 0 | 0 | 0 | 0
SCE Metro | Hinson | 230 | 0 | 0 | 0 | 0 | 0 | 0 | 0 | 0 | 0 | 0 | 0 | 0 | 0 | 0 | 0 | 0 | 0 | 0
PG&E GBA | Hollister | 115 | 200 | 0 | 200 | 0 | 0 | 0 | 0 | 0 | 0 | 0 | 0 | 0 | 0 | 0 | 0 | 0 | 0 | 0
PG&E NGBA | Homestake | 115 | 0 | 0 | 0 | 0 | 0 | 0 | 0 | 0 | 0 | 0 | 0 | 0 | 0 | 0 | 0 | 0 | 0 | 0
PG&E NGBA | Honcut | 115 | 0 | 0 | 0 | 0 | 0 | 0 | 0 | 0 | 0 | 0 | 0 | 0 | 0 | 0 | 0 | 0 | 0 | 0
SDGE | Hoodoo Wash | 500 | 3700 | 0 | 3200 | 0 | 0 | 0 | 0 | 0 | 0 | 3200 | 0 | 2700 | 0 | 0 | 0 | 0 | 0 | 0
PG&E NGBA | Hopland | 115 | 0 | 0 | 0 | 0 | 0 | 0 | 0 | 0 | 0 | 0 | 0 | 0 | 0 | 0 | 0 | 0 | 0 | 0
PG&E NGBA | Hopland | 60 | 0 | 0 | 0 | 0 | 0 | 0 | 0 | 0 | 0 | 0 | 0 | 0 | 0 | 0 | 0 | 0 | 0 | 0
PG&E NGBA | Humboldt | 115 | 0 | 0 | 0 | 0 | 0 | 0 | 2300 | 0 | 0 | 0 | 0 | 0 | 0 | 0 | 0 | 0 | 0 | 0
PG&E NGBA | Humboldt | 60 | 0 | 0 | 0 | 0 | 0 | 0 | 0 | 0 | 0 | 0 | 0 | 0 | 0 | 0 | 0 | 0 | 0 | 0
PG&E NGBA | Humboldt | 500 | 0 | 0 | 0 | 0 | 0 | 0 | 0 | 0 | 0 | 0 | 0 | 0 | 0 | 0 | 0 | 0 | 0 | 0
SCE Metro | Huntington Beach | 230 | 0 | 0 | 0 | 0 | 0 | 0 | 0 | 0 | 0 | 0 | 0 | 0 | 0 | 0 | 0 | 0 | 0 | 0
PG&E NGBA | Ignacio | 115 | 0 | 0 | 0 | 0 | 0 | 0 | 0 | 0 | 0 | 0 | 0 | 0 | 0 | 0 | 0 | 0 | 0 | 0
PG&E NGBA | Ignacio | 230 | 0 | 0 | 0 | 0 | 0 | 0 | 0 | 0 | 0 | 0 | 0 | 0 | 0 | 0 | 0 | 0 | 0 | 0
PG&E NGBA | Ignacio | 60 | 0 | 0 | 0 | 0 | 0 | 0 | 0 | 0 | 0 | 0 | 0 | 0 | 0 | 0 | 0 | 0 | 0 | 0
SDGE | Imperial Beach | 69 | 0 | 0 | 0 | 0 | 0 | 0 | 0 | 0 | 0 | 0 | 0 | 0 | 0 | 0 | 0 | 0 | 0 | 0
SDGE | Imperial Valley | 230 | 1535 | 0 | 200 | 0 | 0 | 0 | 0 | 0 | 0 | 635 | 0 | 200 | 0 | 0 | 0 | 0 | 0 | 0
SDGE | Imperial Valley | 500 | 2750 | 0 | 1750 | 0 | 0 | 0 | 0 | 0 | 0 | 2750 | 0 | 1750 | 0 | 0 | 0 | 0 | 0 | 0
EOP | Innovation | 138 | 0 | 0 | 0 | 0 | 0 | 0 | 0 | 0 | 0 | 0 | 0 | 0 | 0 | 0 | 0 | 0 | 0 | 0
EOP | Innovation | 230 | 275 | 0 | 275 | 0 | 0 | 0 | 0 | 0 | 0 | 275 | 0 | 275 | 0 | 0 | 0 | 0 | 0 | 0
SCE NOL | Inyokern | 115 | 419.4 | 0 | 260 | 0 | 0 | 0 | 0 | 0 | 0 | 419.4 | 0 | 260 | 0 | 0 | 0 | 0 | 0 | 0
EOP | IS Tap | 138 | 0 | 0 | 0 | 0 | 0 | 0 | 0 | 0 | 0 | 0 | 0 | 0 | 0 | 0 | 0 | 0 | 0 | 0
EOP | Ivanpah | 115 | 410 | 0 | 80 | 0 | 0 | 0 | 0 | 0 | 0 | 410 | 0 | 80 | 0 | 0 | 0 | 0 | 0 | 0
EOP | Ivanpah | 230 | 820 | 0 | 620 | 0 | 0 | 0 | 0 | 0 | 0 | 820 | 0 | 620 | 0 | 0 | 0 | 0 | 0 | 0
EOP | Jackass (DOE) | 138 | 0 | 0 | 0 | 0 | 0 | 0 | 0 | 0 | 0 | 0 | 0 | 0 | 0 | 0 | 0 | 0 | 0 | 0
PG&E NGBA | James B Black | 230 | 0 | 0 | 0 | 0 | 0 | 0 | 0 | 0 | 0 | 0 | 0 | 0 | 0 | 0 | 0 | 0 | 0 | 0
PG&E GBA | Jefferson | 230 | 0 | 0 | 0 | 0 | 0 | 0 | 0 | 0 | 0 | 0 | 0 | 0 | 0 | 0 | 0 | 0 | 0 | 0
PG&E NGBA | Jessup | 115 | 0 | 0 | 0 | 0 | 0 | 0 | 0 | 0 | 0 | 0 | 0 | 0 | 0 | 0 | 0 | 0 | 0 | 0
SCE Metro | Johanna | 230 | 0 | 0 | 0 | 0 | 0 | 0 | 0 | 0 | 0 | 0 | 0 | 0 | 0 | 0 | 0 | 0 | 0 | 0
SCE Eastern | Julian Hinds | 230 | 800 | 0 | 800 | 0 | 0 | 0 | 0 | 0 | 0 | 400 | 0 | 400 | 0 | 0 | 0 | 0 | 0 | 0
PG&E GBA | Kasson | 115 | 600 | 0 | 50 | 0 | 0 | 0 | 0 | 0 | 0 | 350 | 0 | 50 | 0 | 0 | 0 | 0 | 0 | 0
PG&E GBA | Kasson | 60 | 0 | 0 | 0 | 0 | 0 | 0 | 0 | 0 | 0 | 0 | 0 | 0 | 0 | 0 | 0 | 0 | 0 | 0
PG&E FRESNO | Kearney | 230 | 400 | 0 | 400 | 0 | 0 | 0 | 0 | 0 | 0 | 400 | 0 | 400 | 0 | 0 | 0 | 0 | 0 | 0
PG&E FRESNO | Kearney | 70 | 0 | 0 | 0 | 0 | 0 | 0 | 0 | 0 | 0 | 0 | 0 | 0 | 0 | 0 | 0 | 0 | 0 | 0
PG&E GBA | Kelso | 230 | 695 | 0 | 200 | 0 | 0 | 0 | 0 | 0 | 0 | 400 | 0 | 200 | 0 | 0 | 0 | 0 | 0 | 0
PG&E FRESNO | Kerchoff 1 | 115 | 0 | 0 | 0 | 0 | 0 | 0 | 0 | 0 | 0 | 0 | 0 | 0 | 0 | 0 | 0 | 0 | 0 | 0
PG&E KERN | Kern Oil | 115 | 0 | 0 | 0 | 0 | 0 | 0 | 0 | 0 | 0 | 0 | 0 | 0 | 0 | 0 | 0 | 0 | 0 | 0
PG&E KERN | Kern PP | 115 | 1055.42 | 0 | 10.9 | 0 | 0 | 0 | 0 | 0 | 0 | 1055.42 | 0 | 10.9 | 0 | 0 | 0 | 0 | 0 | 0
PG&E KERN | Kern PP | 230 | 0 | 0 | 0 | 0 | 0 | 0 | 0 | 0 | 0 | 0 | 0 | 0 | 0 | 0 | 0 | 0 | 0 | 0
PG&E KERN | Kern PP | 70 | 0 | 0 | 0 | 0 | 0 | 0 | 0 | 0 | 0 | 0 | 0 | 0 | 0 | 0 | 0 | 0 | 0 | 0
PG&E KERN | Kernridge | 115 | 0 | 0 | 0 | 0 | 0 | 0 | 0 | 0 | 0 | 0 | 0 | 0 | 0 | 0 | 0 | 0 | 0 | 0
PG&E FRESNO | Kingsburg | 115 | 250 | 0 | 0 | 0 | 0 | 0 | 0 | 0 | 0 | 250 | 0 | 0 | 0 | 0 | 0 | 0 | 0 | 0
PG&E GBA | Kirker | 115 | 0 | 0 | 0 | 0 | 0 | 0 | 0 | 0 | 0 | 0 | 0 | 0 | 0 | 0 | 0 | 0 | 0 | 0
PG&E NGBA | Knights Landing | 115 | 0 | 0 | 0 | 0 | 0 | 0 | 0 | 0 | 0 | 0 | 0 | 0 | 0 | 0 | 0 | 0 | 0 | 0
PG&E NGBA | Konocti | 60 | 0 | 0 | 0 | 0 | 0 | 0 | 0 | 0 | 0 | 0 | 0 | 0 | 0 | 0 | 0 | 0 | 0 | 0
SCE NOL | Kramer | 115 | 200 | 0 | 200 | 0 | 0 | 0 | 0 | 0 | 0 | 0 | 0 | 0 | 0 | 0 | 0 | 0 | 0 | 0
SCE NOL | Kramer | 230 | 5250 | 500 | 3550 | 0 | 0 | 0 | 0 | 0 | 0 | 4600 | 0 | 2900 | 0 | 0 | 0 | 0 | 0 | 0
SCE Metro | La Cienega | 230 | 620 | 0 | 0 | 0 | 0 | 0 | 0 | 0 | 0 | 620 | 0 | 0 | 0 | 0 | 0 | 0 | 0 | 0
SCE Metro | La Fresa | 230 | 0 | 0 | 0 | 0 | 0 | 0 | 0 | 0 | 0 | 0 | 0 | 0 | 0 | 0 | 0 | 0 | 0 | 0
SCE Metro | Laguna Bell | 230 | 1000 | 0 | 0 | 0 | 0 | 0 | 0 | 0 | 0 | 0 | 0 | 0 | 0 | 0 | 0 | 0 | 0 | 0
PG&E KERN | Lakeview | 70 | 0 | 0 | 0 | 0 | 0 | 0 | 0 | 0 | 0 | 0 | 0 | 0 | 0 | 0 | 0 | 0 | 0 | 0
PG&E NGBA | Lakeville | 230 | 800 | 0 | 0 | 0 | 0 | 0 | 0 | 0 | 0 | 800 | 0 | 0 | 0 | 0 | 0 | 0 | 0 | 0
PG&E NGBA | Lakeville | 60 | 0 | 0 | 0 | 0 | 0 | 0 | 0 | 0 | 0 | 0 | 0 | 0 | 0 | 0 | 0 | 0 | 0 | 0
PG&E NGBA | Lakeville | 115 | 0 | 0 | 0 | 0 | 0 | 0 | 0 | 0 | 0 | 0 | 0 | 0 | 0 | 0 | 0 | 0 | 0 | 0
PG&E GBA | Lakewood | 115 | 0 | 0 | 0 | 0 | 0 | 0 | 0 | 0 | 0 | 0 | 0 | 0 | 0 | 0 | 0 | 0 | 0 | 0
PG&E NGBA | Lambie | 230 | 640 | 0 | 0 | 0 | 0 | 0 | 0 | 0 | 0 | 640 | 0 | 0 | 0 | 0 | 0 | 0 | 0 | 0
PG&E GBA | Lammers | 115 | 300 | 0 | 0 | 0 | 0 | 0 | 0 | 0 | 0 | 300 | 0 | 0 | 0 | 0 | 0 | 0 | 0 | 0
PG&E KERN | Lamont | 115 | 440 | 0 | 340 | 0 | 0 | 0 | 0 | 0 | 0 | 440 | 0 | 340 | 0 | 0 | 0 | 0 | 0 | 0
PG&E FRESNO | Las Aguilas | 230 | 0 | 0 | 0 | 0 | 0 | 0 | 0 | 0 | 0 | 0 | 0 | 0 | 0 | 0 | 0 | 0 | 0 | 0
EOP | Lathrop | 138 | 0 | 0 | 0 | 0 | 0 | 0 | 0 | 0 | 0 | 0 | 0 | 0 | 0 | 0 | 0 | 0 | 0 | 0
EOP | Lathrop | 230 | 0 | 0 | 0 | 0 | 0 | 0 | 0 | 0 | 0 | 0 | 0 | 0 | 0 | 0 | 0 | 0 | 0 | 0
PG&E FRESNO | Le Grand | 115 | 450 | 0 | 300 | 0 | 0 | 0 | 0 | 0 | 0 | 450 | 0 | 300 | 0 | 0 | 0 | 0 | 0 | 0
PG&E FRESNO | Lemoore | 70 | 0 | 0 | 0 | 0 | 0 | 0 | 0 | 0 | 0 | 0 | 0 | 0 | 0 | 0 | 0 | 0 | 0 | 0
PG&E KERN | Lerdo | 115 | 100 | 0 | 0 | 0 | 0 | 0 | 0 | 0 | 0 | 100 | 0 | 0 | 0 | 0 | 0 | 0 | 0 | 0
SCE Metro | Lewis | 230 | 0 | 0 | 0 | 0 | 0 | 0 | 0 | 0 | 0 | 0 | 0 | 0 | 0 | 0 | 0 | 0 | 0 | 0
SCE Metro | Lighthipe | 230 | 200 | 0 | 0 | 0 | 0 | 0 | 0 | 0 | 0 | 200 | 0 | 0 | 0 | 0 | 0 | 0 | 0 | 0
SDGE | Lilac | 69 | 0 | 0 | 0 | 0 | 0 | 0 | 0 | 0 | 0 | 0 | 0 | 0 | 0 | 0 | 0 | 0 | 0 | 0
PG&E NGBA | Lincoln | 115 | 0 | 0 | 0 | 0 | 0 | 0 | 0 | 0 | 0 | 0 | 0 | 0 | 0 | 0 | 0 | 0 | 0 | 0
PG&E KERN | Live Oak | 115 | 199.9927 | 0 | 0 | 0 | 0 | 0 | 0 | 0 | 0 | 199.9927 | 0 | 0 | 0 | 0 | 0 | 0 | 0 | 0
PG&E GBA | Llagas | 115 | 200 | 0 | 50 | 0 | 0 | 0 | 0 | 0 | 0 | 150 | 0 | 0 | 0 | 0 | 0 | 0 | 0 | 0
PG&E GBA | Lockeford | 115 | 100 | 0 | 0 | 0 | 0 | 0 | 0 | 0 | 0 | 100 | 0 | 0 | 0 | 0 | 0 | 0 | 0 | 0
PG&E GBA | Lockeford | 230 | 200 | 0 | 0 | 0 | 0 | 0 | 0 | 0 | 0 | 200 | 0 | 0 | 0 | 0 | 0 | 0 | 0 | 0
PG&E GBA | Lockeford | 60 | 0 | 0 | 0 | 0 | 0 | 0 | 0 | 0 | 0 | 0 | 0 | 0 | 0 | 0 | 0 | 0 | 0 | 0
PG&E GBA | Lodi | 230 | 0 | 0 | 0 | 0 | 0 | 0 | 0 | 0 | 0 | 0 | 0 | 0 | 0 | 0 | 0 | 0 | 0 | 0
PG&E NGBA | Logan Creek | 230 | 635 | 0 | 150 | 0 | 0 | 0 | 0 | 0 | 0 | 375 | 0 | 150 | 0 | 0 | 0 | 0 | 0 | 0
PG&E GBA | Lone Tree | 230 | 300 | 0 | 0 | 0 | 0 | 0 | 0 | 0 | 0 | 0 | 0 | 0 | 0 | 0 | 0 | 0 | 0 | 0
PG&E FRESNO | Los Banos | 230 | 966.8109 | 0 | 700 | 0 | 0 | 0 | 0 | 0 | 0 | 966.8109 | 0 | 700 | 0 | 0 | 0 | 0 | 0 | 0
PG&E FRESNO | Los Banos | 500 | 1600 | 0 | 600 | 0 | 0 | 0 | 0 | 0 | 0 | 1200 | 0 | 200 | 0 | 0 | 0 | 0 | 0 | 0
SDGE | Los Coches | 138 | 0 | 0 | 0 | 0 | 0 | 0 | 0 | 0 | 0 | 0 | 0 | 0 | 0 | 0 | 0 | 0 | 0 | 0
SDGE | Los Coches | 69 | 0 | 0 | 0 | 0 | 0 | 0 | 0 | 0 | 0 | 0 | 0 | 0 | 0 | 0 | 0 | 0 | 0 | 0
PG&E GBA | Los Esteros | 115 | 320 | 0 | 0 | 0 | 0 | 0 | 0 | 0 | 0 | 320 | 0 | 0 | 0 | 0 | 0 | 0 | 0 | 0
PG&E GBA | Los Esteros | 230 | 0 | 0 | 0 | 0 | 0 | 0 | 0 | 0 | 0 | 0 | 0 | 0 | 0 | 0 | 0 | 0 | 0 | 0
PG&E GBA | Los Positas | 230 | 0 | 0 | 0 | 0 | 0 | 0 | 0 | 0 | 0 | 0 | 0 | 0 | 0 | 0 | 0 | 0 | 0 | 0
PG&E GBA | Los Positas | 60 | 0 | 0 | 0 | 0 | 0 | 0 | 0 | 0 | 0 | 0 | 0 | 0 | 0 | 0 | 0 | 0 | 0 | 0
SDGE | Loveland | 69 | 0 | 0 | 0 | 0 | 0 | 0 | 0 | 0 | 0 | 0 | 0 | 0 | 0 | 0 | 0 | 0 | 0 | 0
SCE NOL | Lugo | 230 | 1350 | 0 | 0 | 0 | 0 | 0 | 0 | 0 | 0 | 350 | 0 | 0 | 0 | 0 | 0 | 0 | 0 | 0
SCE Metro | Lugo | 500 | 3000 | 0 | 0 | 0 | 0 | 0 | 0 | 0 | 1100 | 3000 | 0 | 0 | 0 | 0 | 0 | 0 | 0 | 1100
PG&E FRESNO | Madera | 70 | 0 | 0 | 0 | 0 | 0 | 0 | 0 | 0 | 0 | 0 | 0 | 0 | 0 | 0 | 0 | 0 | 0 | 0
PG&E NGBA | Madison | 115 | 0 | 0 | 0 | 0 | 0 | 0 | 0 | 0 | 0 | 0 | 0 | 0 | 0 | 0 | 0 | 0 | 0 | 0
PG&E KERN | Magunden | 115 | 0 | 0 | 0 | 0 | 0 | 0 | 0 | 0 | 0 | 0 | 0 | 0 | 0 | 0 | 0 | 0 | 0 | 0
SCE Northern | Magunden | 230 | 500 | 0 | 0 | 0 | 0 | 0 | 0 | 0 | 0 | 500 | 0 | 0 | 0 | 0 | 0 | 0 | 0 | 0
PG&E FRESNO | Malaga | 115 | 44 | 0 | 0 | 0 | 0 | 0 | 0 | 0 | 0 | 44 | 0 | 0 | 0 | 0 | 0 | 0 | 0 | 0
PG&E NGBA | Malin | 500 | 0 | 0 | 0 | 0 | 0 | 0 | 0 | 0 | 0 | 0 | 0 | 0 | 0 | 0 | 0 | 0 | 0 | 0
SCE Northern | Mandalay | 230 | 0 | 0 | 0 | 0 | 0 | 0 | 0 | 0 | 0 | 0 | 0 | 0 | 0 | 0 | 0 | 0 | 0 | 0
PG&E FRESNO | Manning | 230 | 4500 | 0 | 2950 | 0 | 0 | 0 | 0 | 0 | 0 | 3450 | 0 | 1900 | 0 | 0 | 0 | 0 | 0 | 0
PG&E FRESNO | Manning | 500 | 12764 | 0 | 11250 | 0 | 0 | 0 | 0 | 0 | 0 | 10764 | 0 | 9750 | 0 | 0 | 0 | 0 | 0 | 0
PG&E GBA | Manteca | 115 | 0 | 0 | 0 | 0 | 0 | 0 | 0 | 0 | 0 | 0 | 0 | 0 | 0 | 0 | 0 | 0 | 0 | 0
SDGE | Margarita | 138 | 150 | 0 | 0 | 0 | 0 | 0 | 0 | 0 | 0 | 150 | 0 | 0 | 0 | 0 | 0 | 0 | 0 | 0
PG&E GBA | Martin | 230 | 300 | 0 | 0 | 0 | 0 | 0 | 0 | 0 | 0 | 300 | 0 | 0 | 0 | 0 | 0 | 0 | 0 | 0
PG&E GBA | Martin | 115 | 200 | 0 | 0 | 0 | 0 | 0 | 0 | 0 | 0 | 0 | 0 | 0 | 0 | 0 | 0 | 0 | 0 | 0
PG&E GBA | Martinez | 115 | 0 | 0 | 0 | 0 | 0 | 0 | 0 | 0 | 0 | 0 | 0 | 0 | 0 | 0 | 0 | 0 | 0 | 0
PG&E FRESNO | Mc Mullin | 230 | 1030 | 0 | 830 | 0 | 0 | 0 | 0 | 0 | 0 | 830 | 0 | 830 | 0 | 0 | 0 | 0 | 0 | 0
PG&E FRESNO | McCall | 115 | 100 | 0 | 0 | 0 | 0 | 0 | 0 | 0 | 0 | 100 | 0 | 0 | 0 | 0 | 0 | 0 | 0 | 0
PG&E FRESNO | McCall | 230 | 0 | 0 | 0 | 0 | 0 | 0 | 0 | 0 | 0 | 0 | 0 | 0 | 0 | 0 | 0 | 0 | 0 | 0
PG&E GBA | Meadow Lane | 115 | 0 | 0 | 0 | 0 | 0 | 0 | 0 | 0 | 0 | 0 | 0 | 0 | 0 | 0 | 0 | 0 | 0 | 0
PG&E GBA | Melones | 115 | 0 | 0 | 0 | 0 | 0 | 0 | 0 | 0 | 0 | 0 | 0 | 0 | 0 | 0 | 0 | 0 | 0 | 0
PG&E GBA | Melones | 230 | 0 | 0 | 0 | 0 | 0 | 0 | 0 | 0 | 0 | 0 | 0 | 0 | 0 | 0 | 0 | 0 | 0 | 0
SDGE | Melrose | 69 | 0 | 0 | 0 | 0 | 0 | 0 | 0 | 0 | 0 | 0 | 0 | 0 | 0 | 0 | 0 | 0 | 0 | 0
PG&E NGBA | Mendocino | 115 | 0 | 0 | 0 | 0 | 0 | 0 | 0 | 0 | 0 | 0 | 0 | 0 | 0 | 0 | 0 | 0 | 0 | 0
PG&E NGBA | Mendocino | 60 | 0 | 0 | 0 | 0 | 0 | 0 | 0 | 0 | 0 | 0 | 0 | 0 | 0 | 0 | 0 | 0 | 0 | 0
PG&E FRESNO | Mendota | 115 | 200 | 0 | 200 | 0 | 0 | 0 | 0 | 0 | 156 | 200 | 0 | 200 | 0 | 0 | 0 | 0 | 0 | 156
PG&E GBA | Menlo | 60 | 0 | 0 | 0 | 0 | 0 | 0 | 0 | 0 | 0 | 0 | 0 | 0 | 0 | 0 | 0 | 0 | 0 | 0
PG&E FRESNO | Merced | 115 | 0 | 0 | 0 | 0 | 0 | 0 | 0 | 0 | 0 | 0 | 0 | 0 | 0 | 0 | 0 | 0 | 0 | 0
EOP | Mercury | 138 | 0 | 0 | 0 | 0 | 0 | 0 | 0 | 0 | 0 | 0 | 0 | 0 | 0 | 0 | 0 | 0 | 0 | 0
PG&E FRESNO | Mercy Springs | 70 | 0 | 0 | 0 | 0 | 0 | 0 | 0 | 0 | 0 | 0 | 0 | 0 | 0 | 0 | 0 | 0 | 0 | 0
PG&E NGBA | Meridian | 60 | 0 | 0 | 0 | 0 | 0 | 0 | 0 | 0 | 0 | 0 | 0 | 0 | 0 | 0 | 0 | 0 | 0 | 0
PG&E KERN | Mesa (PGE) | 115 | 350 | 0 | 150 | 0 | 0 | 0 | 0 | 0 | 0 | 350 | 0 | 150 | 0 | 0 | 0 | 0 | 0 | 0
PG&E KERN | Mesa (PGE) | 230 | 850 | 0 | 0 | 0 | 0 | 0 | 0 | 0 | 0 | 700 | 0 | 0 | 0 | 0 | 0 | 0 | 0 | 0
SCE Metro | Mesa (SCE) | 230 | 0 | 0 | 0 | 0 | 0 | 0 | 0 | 0 | 0 | 0 | 0 | 0 | 0 | 0 | 0 | 0 | 0 | 0
SCE Metro | Mesa (SCE) | 500 | 900 | 0 | 0 | 0 | 0 | 0 | 0 | 0 | 0 | 900 | 0 | 0 | 0 | 0 | 0 | 0 | 0 | 0
SDGE | Mesa Heights | 69 | 0 | 0 | 0 | 0 | 0 | 0 | 0 | 0 | 0 | 0 | 0 | 0 | 0 | 0 | 0 | 0 | 0 | 0
PG&E GBA | Metcalf | 115 | 0 | 0 | 0 | 0 | 0 | 0 | 0 | 0 | 0 | 0 | 0 | 0 | 0 | 0 | 0 | 0 | 0 | 0
PG&E GBA | Metcalf | 230 | 0 | 0 | 0 | 0 | 0 | 0 | 0 | 0 | 0 | 0 | 0 | 0 | 0 | 0 | 0 | 0 | 0 | 0
PG&E GBA | Metcalf | 500 | 45550 | 0 | 400 | 0 | 0 | 400 | 0 | 0 | 0 | 1150 | 0 | 0 | 0 | 0 | 0 | 0 | 0 | 0
PG&E KERN | Midway | 115 | 0 | 0 | 0 | 0 | 0 | 0 | 0 | 0 | 0 | 0 | 0 | 0 | 0 | 0 | 0 | 0 | 0 | 0
PG&E KERN | Midway | 230 | 350 | 0 | 350 | 0 | 0 | 0 | 0 | 0 | 0 | 350 | 0 | 350 | 0 | 0 | 0 | 0 | 0 | 0
PG&E KERN | Midway | 500 | 5408.4806 | 0 | 5300 | 0 | 0 | 0 | 0 | 0 | 0 | 5408.4806 | 0 | 5300 | 0 | 0 | 0 | 0 | 0 | 0
SDGE | Miguel | 230 | 720 | 0 | 0 | 0 | 0 | 0 | 0 | 0 | 0 | 720 | 0 | 0 | 0 | 0 | 0 | 0 | 0 | 0
SDGE | Miguel | 500 | 0 | 0 | 0 | 0 | 0 | 0 | 0 | 0 | 0 | 0 | 0 | 0 | 0 | 0 | 0 | 0 | 0 | 0
SDGE | Miguel | 69 | 120 | 0 | 0 | 0 | 0 | 0 | 0 | 0 | 0 | 120 | 0 | 0 | 0 | 0 | 0 | 0 | 0 | 0
PG&E GBA | Millbrae | 115 | 0 | 0 | 0 | 0 | 0 | 0 | 0 | 0 | 0 | 0 | 0 | 0 | 0 | 0 | 0 | 0 | 0 | 0
PG&E GBA | Miller | 115 | 0 | 0 | 0 | 0 | 0 | 0 | 0 | 0 | 0 | 0 | 0 | 0 | 0 | 0 | 0 | 0 | 0 | 0
SCE Metro | Mira Loma | 230 | 2400 | 0 | 0 | 0 | 0 | 0 | 0 | 0 | 650 | 1250 | 0 | 0 | 0 | 0 | 0 | 0 | 0 | 650
SCE Metro | Mira Loma | 500 | 0 | 0 | 0 | 0 | 0 | 0 | 0 | 0 | 0 | 0 | 0 | 0 | 0 | 0 | 0 | 0 | 0 | 0
SCE Eastern | Mirage | 115 | 0 | 0 | 0 | 0 | 0 | 0 | 0 | 0 | 0 | 0 | 0 | 0 | 0 | 0 | 0 | 0 | 0 | 0
SCE Eastern | Mirage | 230 | 0 | 0 | 0 | 0 | 0 | 0 | 0 | 0 | 0 | 0 | 0 | 0 | 0 | 0 | 0 | 0 | 0 | 0
SDGE | Mission | 138 | 0 | 0 | 0 | 0 | 0 | 0 | 0 | 0 | 0 | 0 | 0 | 0 | 0 | 0 | 0 | 0 | 0 | 0
SDGE | Mission | 230 | 0 | 0 | 0 | 0 | 0 | 0 | 0 | 0 | 0 | 0 | 0 | 0 | 0 | 0 | 0 | 0 | 0 | 0
SDGE | Mission | 69 | 0 | 0 | 0 | 0 | 0 | 0 | 0 | 0 | 0 | 0 | 0 | 0 | 0 | 0 | 0 | 0 | 0 | 0
PG&E GBA | Mi-Wuk | 115 | 0 | 0 | 0 | 0 | 0 | 0 | 0 | 0 | 0 | 0 | 0 | 0 | 0 | 0 | 0 | 0 | 0 | 0
EOP | Mohave | 500 | 2400 | 0 | 1550 | 0 | 0 | 700 | 0 | 0 | 0 | 2400 | 0 | 1550 | 0 | 0 | 700 | 0 | 0 | 0
PG&E NGBA | Monroe | 115 | 0 | 0 | 0 | 0 | 0 | 0 | 0 | 0 | 0 | 0 | 0 | 0 | 0 | 0 | 0 | 0 | 0 | 0
SDGE | Monserate | 69 | 0 | 0 | 0 | 0 | 0 | 0 | 0 | 0 | 0 | 0 | 0 | 0 | 0 | 0 | 0 | 0 | 0 | 0
PG&E GBA | Monta Vista | 115 | 0 | 0 | 0 | 0 | 0 | 0 | 0 | 0 | 0 | 0 | 0 | 0 | 0 | 0 | 0 | 0 | 0 | 0
PG&E GBA | Monta Vista | 230 | 0 | 0 | 0 | 0 | 0 | 0 | 0 | 0 | 0 | 0 | 0 | 0 | 0 | 0 | 0 | 0 | 0 | 0
PG&E GBA | Monta Vista | 60 | 0 | 0 | 0 | 0 | 0 | 0 | 0 | 0 | 0 | 0 | 0 | 0 | 0 | 0 | 0 | 0 | 0 | 0
PG&E NGBA | Monticello | 115 | 0 | 0 | 0 | 0 | 0 | 0 | 0 | 0 | 0 | 0 | 0 | 0 | 0 | 0 | 0 | 0 | 0 | 0
SCE Northern | Moorpark | 230 | 650 | 0 | 0 | 0 | 0 | 0 | 0 | 0 | 0 | 650 | 0 | 0 | 0 | 0 | 0 | 0 | 0 | 0
SCE Northern | Moorpark | 66 | 0 | 0 | 0 | 0 | 0 | 0 | 0 | 0 | 0 | 0 | 0 | 0 | 0 | 0 | 0 | 0 | 0 | 0
PG&E GBA | Moraga | 115 | 0 | 0 | 0 | 0 | 0 | 0 | 0 | 0 | 0 | 0 | 0 | 0 | 0 | 0 | 0 | 0 | 0 | 0
PG&E GBA | Moraga | 230 | 0 | 0 | 0 | 0 | 0 | 0 | 0 | 0 | 0 | 0 | 0 | 0 | 0 | 0 | 0 | 0 | 0 | 0
PG&E GBA | Morgan Hill | 115 | 0 | 0 | 0 | 0 | 0 | 0 | 0 | 0 | 0 | 0 | 0 | 0 | 0 | 0 | 0 | 0 | 0 | 0
PG&E KERN | Morro Bay | 115 | 0 | 0 | 0 | 0 | 0 | 0 | 0 | 0 | 0 | 0 | 0 | 0 | 0 | 0 | 0 | 0 | 0 | 0
PG&E KERN | Morro Bay | 230 | 0 | 0 | 0 | 0 | 0 | 0 | 0 | 0 | 0 | 0 | 0 | 0 | 0 | 0 | 0 | 0 | 0 | 0
PG&E KERN | Morro Bay | 500 | 2000 | 0 | 2000 | 0 | 0 | 0 | 2800 | 0 | 0 | 1000 | 0 | 1000 | 0 | 0 | 0 | 0 | 0 | 0
PG&E GBA | Moss Landing | 115 | 377.5 | 0 | 0 | 0 | 0 | 0 | 0 | 0 | 0 | 377.5 | 0 | 0 | 0 | 0 | 0 | 0 | 0 | 0
PG&E GBA | Moss Landing | 230 | 0 | 0 | 0 | 0 | 0 | 0 | 0 | 0 | 0 | 0 | 0 | 0 | 0 | 0 | 0 | 0 | 0 | 0
PG&E GBA | Moss Landing | 500 | 0 | 0 | 0 | 0 | 0 | 0 | 0 | 0 | 0 | 0 | 0 | 0 | 0 | 0 | 0 | 0 | 0 | 0
EOP | Mountain Pass | 115 | 0 | 0 | 0 | 0 | 0 | 0 | 0 | 0 | 0 | 0 | 0 | 0 | 0 | 0 | 0 | 0 | 0 | 0
PG&E GBA | Mountain View | 115 | 0 | 0 | 0 | 0 | 0 | 0 | 0 | 0 | 0 | 0 | 0 | 0 | 0 | 0 | 0 | 0 | 0 | 0
PG&E GBA | Mt Eden | 115 | 0 | 0 | 0 | 0 | 0 | 0 | 0 | 0 | 0 | 0 | 0 | 0 | 0 | 0 | 0 | 0 | 0 | 0
PG&E KERN | Mt Poso | 115 | 0 | 0 | 0 | 0 | 0 | 0 | 0 | 0 | 0 | 0 | 0 | 0 | 0 | 0 | 0 | 0 | 0 | 0
SDGE | Murray | 69 | 0 | 0 | 0 | 0 | 0 | 0 | 0 | 0 | 0 | 0 | 0 | 0 | 0 | 0 | 0 | 0 | 0 | 0
PG&E FRESNO | Mustang | 230 | 300 | 0 | 300 | 0 | 0 | 0 | 0 | 0 | 0 | 300 | 0 | 300 | 0 | 0 | 0 | 0 | 0 | 0
SCE Northern | Neenach | 66 | 0 | 0 | 0 | 0 | 0 | 0 | 0 | 0 | 0 | 0 | 0 | 0 | 0 | 0 | 0 | 0 | 0 | 0
PG&E KERN | New Sub - Gates - Midway (Proposed) | 230 | 1058.6124 | 0 | 1450 | 0 | 0 | 0 | 0 | 0 | 0 | 1058.6124 | 0 | 1450 | 0 | 0 | 0 | 0 | 0 | 0
PG&E KERN | New Sub - Gates - Templeton (Proposed) | 230 | 375 | 0 | 375 | 0 | 0 | 0 | 0 | 0 | 0 | 375 | 0 | 375 | 0 | 0 | 0 | 0 | 0 | 0
SCE NOL | New Sub - Kramer - Lugo (Proposed) | 230 | 200 | 0 | 0 | 0 | 0 | 0 | 0 | 0 | 0 | 200 | 0 | 0 | 0 | 0 | 0 | 0 | 0 | 0
PG&E FRESNO | New Sub - Los Banos - Midway (Proposed) | 500 | 3959.2 | 0 | 3514.7764 | 0 | 0 | 0 | 0 | 0 | 0 | 3959.2 | 0 | 3514.7764 | 0 | 0 | 0 | 0 | 0 | 0
SCE NOL | New Sub - Lugo - Pisgah (Proposed) | 230 | 703 | 0 | 600 | 0 | 0 | 100 | 0 | 0 | 0 | 703 | 0 | 600 | 0 | 0 | 100 | 0 | 0 | 0
PG&E KERN | New Sub - Midway - Wheeler Ridge (Proposed) | 230 | 200 | 0 | 200 | 0 | 0 | 0 | 0 | 0 | 0 | 200 | 0 | 200 | 0 | 0 | 0 | 0 | 0 | 0
PG&E NGBA | New Sub - Near existing Leavitt (PSREC) | 345 | 0 | 0 | 0 | 0 | 0 | 0 | 0 | 0 | 0 | 0 | 0 | 0 | 0 | 0 | 0 | 0 | 0 | 0
PG&E NGBA | New Sub - Near existing Madeline (NVE) | 345 | 0 | 0 | 0 | 0 | 0 | 0 | 0 | 0 | 0 | 0 | 0 | 0 | 0 | 0 | 0 | 0 | 0 | 0
SDGE | New Sub - North Gila - IV (Proposed) | 500 | 800 | 0 | 800 | 0 | 0 | 0 | 0 | 0 | 0 | 800 | 0 | 800 | 0 | 0 | 0 | 0 | 0 | 0
PG&E NGBA | New Sub - Pit 1 - Cottonwood (Proposed) | 230 | 47.4 | 0 | 175 | 0 | 0 | 0 | 0 | 0 | 0 | 47.4 | 0 | 175 | 0 | 0 | 0 | 0 | 0 | 0
PG&E GBA | New Sub - Rancho Seco - Bellota (Proposed) | 230 | 0 | 0 | 0 | 0 | 0 | 0 | 0 | 0 | 0 | 0 | 0 | 0 | 0 | 0 | 0 | 0 | 0 | 0
SDGE | New Sub - Suncrest - Ocotillo (Proposed) | 500 | 0 | 0 | 0 | 0 | 0 | 0 | 0 | 0 | 0 | 0 | 0 | 0 | 0 | 0 | 0 | 0 | 0 | 0
PG&E FRESNO | New Sub - Westley - Quinto (Proposed) | 230 | 0 | 0 | 0 | 0 | 0 | 0 | 0 | 0 | 0 | 0 | 0 | 0 | 0 | 0 | 0 | 0 | 0 | 0
PG&E GBA | Newark | 115 | 0 | 0 | 0 | 0 | 0 | 0 | 0 | 0 | 0 | 0 | 0 | 0 | 0 | 0 | 0 | 0 | 0 | 0
PG&E GBA | Newark | 230 | 600 | 0 | 0 | 0 | 0 | 0 | 0 | 0 | 0 | 600 | 0 | 0 | 0 | 0 | 0 | 0 | 0 | 0
PG&E GBA | Newark | 60 | 0 | 0 | 0 | 0 | 0 | 0 | 0 | 0 | 0 | 0 | 0 | 0 | 0 | 0 | 0 | 0 | 0 | 0
PG&E FRESNO | Newhall | 115 | 0 | 0 | 0 | 0 | 0 | 0 | 0 | 0 | 0 | 0 | 0 | 0 | 0 | 0 | 0 | 0 | 0 | 0
PG&E KERN | Norco | 115 | 0 | 0 | 0 | 0 | 0 | 0 | 0 | 0 | 0 | 0 | 0 | 0 | 0 | 0 | 0 | 0 | 0 | 0
PG&E GBA | Nortech | 115 | 0 | 0 | 0 | 0 | 0 | 0 | 0 | 0 | 0 | 0 | 0 | 0 | 0 | 0 | 0 | 0 | 0 | 0
SDGE | North City Metering | 138 | 0 | 0 | 0 | 0 | 0 | 0 | 0 | 0 | 0 | 0 | 0 | 0 | 0 | 0 | 0 | 0 | 0 | 0
PG&E GBA | North Dublin | 230 | 0 | 0 | 0 | 0 | 0 | 0 | 0 | 0 | 0 | 0 | 0 | 0 | 0 | 0 | 0 | 0 | 0 | 0
SDGE | North Gila | 500 | 850 | 0 | 850 | 0 | 0 | 0 | 0 | 0 | 0 | 850 | 0 | 850 | 0 | 0 | 0 | 0 | 0 | 0
SCE Metro | North of SONGS | 230 | 0 | 0 | 0 | 0 | 0 | 0 | 0 | 0 | 0 | 0 | 0 | 0 | 0 | 0 | 0 | 0 | 0 | 0
SCE Metro | North of SONGS | 500 | 0 | 0 | 0 | 0 | 0 | 0 | 0 | 0 | 0 | 0 | 0 | 0 | 0 | 0 | 0 | 0 | 0 | 0
PG&E NGBA | Notre Dame | 115 | 0 | 0 | 0 | 0 | 0 | 0 | 0 | 0 | 0 | 0 | 0 | 0 | 0 | 0 | 0 | 0 | 0 | 0
PG&E GBA | Oakland C | 115 | 0 | 0 | 0 | 0 | 0 | 0 | 0 | 0 | 0 | 0 | 0 | 0 | 0 | 0 | 0 | 0 | 0 | 0
PG&E GBA | Oakland J | 115 | 0 | 0 | 0 | 0 | 0 | 0 | 0 | 0 | 0 | 0 | 0 | 0 | 0 | 0 | 0 | 0 | 0 | 0
PG&E GBA | Oakland L | 115 | 0 | 0 | 0 | 0 | 0 | 0 | 0 | 0 | 0 | 0 | 0 | 0 | 0 | 0 | 0 | 0 | 0 | 0
PG&E GBA | Oakland X | 115 | 0 | 0 | 0 | 0 | 0 | 0 | 0 | 0 | 0 | 0 | 0 | 0 | 0 | 0 | 0 | 0 | 0 | 0
SDGE | Ocean Ranch | 69 | 0 | 0 | 0 | 0 | 0 | 0 | 0 | 0 | 0 | 0 | 0 | 0 | 0 | 0 | 0 | 0 | 0 | 0
PG&E KERN | Oceano | 115 | 0 | 0 | 0 | 0 | 0 | 0 | 0 | 0 | 0 | 0 | 0 | 0 | 0 | 0 | 0 | 0 | 0 | 0
SDGE | Ocotillo Express | 500 | 0 | 0 | 0 | 0 | 0 | 0 | 0 | 0 | 0 | 0 | 0 | 0 | 0 | 0 | 0 | 0 | 0 | 0
PG&E KERN | Old River | 70 | 0 | 0 | 0 | 0 | 0 | 0 | 0 | 0 | 0 | 0 | 0 | 0 | 0 | 0 | 0 | 0 | 0 | 0
SDGE | Old Town | 230 | 0 | 0 | 0 | 0 | 0 | 0 | 0 | 0 | 0 | 0 | 0 | 0 | 0 | 0 | 0 | 0 | 0 | 0
SCE Metro | Olinda | 230 | 1550 | 0 | 0 | 0 | 0 | 0 | 0 | 0 | 0 | 1550 | 0 | 0 | 0 | 0 | 0 | 0 | 0 | 0
PG&E FRESNO | Olive | 115 | 40 | 0 | 0 | 0 | 0 | 0 | 0 | 0 | 0 | 40 | 0 | 0 | 0 | 0 | 0 | 0 | 0 | 0
PG&E NGBA | Olivehurst | 115 | 0 | 0 | 0 | 0 | 0 | 0 | 0 | 0 | 0 | 0 | 0 | 0 | 0 | 0 | 0 | 0 | 0 | 0
PG&E NGBA | Oregon Trail | 60 | 0 | 0 | 0 | 0 | 0 | 0 | 0 | 0 | 0 | 0 | 0 | 0 | 0 | 0 | 0 | 0 | 0 | 0
SCE Northern | Ormond Beach | 230 | 0 | 0 | 0 | 0 | 0 | 0 | 0 | 0 | 0 | 0 | 0 | 0 | 0 | 0 | 0 | 0 | 0 | 0
PG&E FRESNO | Oro Loma | 115 | 100 | 0 | 100 | 0 | 0 | 0 | 0 | 0 | 0 | 100 | 0 | 100 | 0 | 0 | 0 | 0 | 0 | 0
PG&E FRESNO | Oro Loma | 70 | 100 | 0 | 0 | 0 | 0 | 0 | 0 | 0 | 0 | 100 | 0 | 0 | 0 | 0 | 0 | 0 | 0 | 0
PG&E FRESNO | Orosi | 70 | 0 | 0 | 0 | 0 | 0 | 0 | 0 | 0 | 0 | 0 | 0 | 0 | 0 | 0 | 0 | 0 | 0 | 0
SDGE | Otay | 69 | 25 | 0 | 0 | 0 | 0 | 0 | 0 | 0 | 0 | 25 | 0 | 0 | 0 | 0 | 0 | 0 | 0 | 0
SDGE | Otay Mesa | 230 | 1160 | 0 | 0 | 0 | 0 | 0 | 0 | 0 | 0 | 1160 | 0 | 0 | 0 | 0 | 0 | 0 | 0 | 0
PG&E FRESNO | Padre Flats SW STA | 230 | 0 | 0 | 0 | 0 | 0 | 0 | 0 | 0 | 0 | 0 | 0 | 0 | 0 | 0 | 0 | 0 | 0 | 0
EOP | Pahrump | 138 | 0 | 0 | 0 | 0 | 0 | 0 | 0 | 0 | 0 | 0 | 0 | 0 | 0 | 0 | 0 | 0 | 0 | 0
EOP | Pahrump | 230 | 500 | 0 | 0 | 0 | 0 | 0 | 0 | 0 | 0 | 500 | 0 | 0 | 0 | 0 | 0 | 0 | 0 | 0
SDGE | Pala | 69 | 0 | 0 | 0 | 0 | 0 | 0 | 0 | 0 | 0 | 0 | 0 | 0 | 0 | 0 | 0 | 0 | 0 | 0
PG&E NGBA | Palermo | 115 | 200 | 0 | 0 | 0 | 0 | 0 | 0 | 0 | 0 | 200 | 0 | 0 | 0 | 0 | 0 | 0 | 0 | 0
PG&E NGBA | Palermo | 230 | 0 | 0 | 0 | 0 | 0 | 0 | 0 | 0 | 0 | 0 | 0 | 0 | 0 | 0 | 0 | 0 | 0 | 0
SCE Eastern | Palo Verde | 500 | 0 | 0 | 0 | 0 | 0 | 0 | 0 | 0 | 0 | 0 | 0 | 0 | 0 | 0 | 0 | 0 | 0 | 0
SDGE | Palomar Energy | 230 | 0 | 0 | 0 | 0 | 0 | 0 | 0 | 0 | 0 | 0 | 0 | 0 | 0 | 0 | 0 | 0 | 0 | 0
PG&E KERN | Panama | 70 | 0 | 0 | 0 | 0 | 0 | 0 | 0 | 0 | 0 | 0 | 0 | 0 | 0 | 0 | 0 | 0 | 0 | 0
PG&E FRESNO | Panoche | 115 | 200 | 0 | 0 | 0 | 0 | 0 | 0 | 0 | 0 | 200 | 0 | 0 | 0 | 0 | 0 | 0 | 0 | 0
PG&E FRESNO | Panoche | 230 | 2570 | 0 | 1900 | 0 | 0 | 0 | 0 | 0 | 0 | 1550 | 0 | 1400 | 0 | 0 | 0 | 0 | 0 | 0
SCE Northern | Pardee | 230 | 0 | 0 | 0 | 0 | 0 | 0 | 0 | 0 | 0 | 0 | 0 | 0 | 0 | 0 | 0 | 0 | 0 | 0
PG&E NGBA | Parkway | 230 | 0 | 0 | 0 | 0 | 0 | 0 | 0 | 0 | 0 | 0 | 0 | 0 | 0 | 0 | 0 | 0 | 0 | 0
SCE Northern | Pastoria | 230 | 1670 | 0 | 1050 | 0 | 0 | 0 | 0 | 0 | 0 | 1050 | 0 | 1050 | 0 | 0 | 0 | 0 | 0 | 0
SCE Metro | Pauda | 230 | 0 | 0 | 0 | 0 | 0 | 0 | 0 | 0 | 0 | 0 | 0 | 0 | 0 | 0 | 0 | 0 | 0 | 0
PG&E GBA | Paul Sweet | 115 | 0 | 0 | 0 | 0 | 0 | 0 | 0 | 0 | 0 | 0 | 0 | 0 | 0 | 0 | 0 | 0 | 0 | 0
PG&E NGBA | Peabody | 230 | 600 | 0 | 400 | 0 | 0 | 0 | 0 | 0 | 0 | 200 | 0 | 0 | 0 | 0 | 0 | 0 | 0 | 0
PG&E NGBA | Pease | 115 | 0 | 0 | 0 | 0 | 0 | 0 | 0 | 0 | 90 | 0 | 0 | 0 | 0 | 0 | 0 | 0 | 0 | 90
PG&E NGBA | Pease | 60 | 0 | 0 | 0 | 0 | 0 | 0 | 0 | 0 | 0 | 0 | 0 | 0 | 0 | 0 | 0 | 0 | 0 | 0
SDGE | Penasquitos | 138 | 0 | 0 | 0 | 0 | 0 | 0 | 0 | 0 | 0 | 0 | 0 | 0 | 0 | 0 | 0 | 0 | 0 | 0
SDGE | Penasquitos | 230 | 0 | 0 | 0 | 0 | 0 | 0 | 0 | 0 | 0 | 0 | 0 | 0 | 0 | 0 | 0 | 0 | 0 | 0
SDGE | Penasquitos | 69 | 0 | 0 | 0 | 0 | 0 | 0 | 0 | 0 | 0 | 0 | 0 | 0 | 0 | 0 | 0 | 0 | 0 | 0
SDGE | Pendleton | 69 | 0 | 0 | 0 | 0 | 0 | 0 | 0 | 0 | 0 | 0 | 0 | 0 | 0 | 0 | 0 | 0 | 0 | 0
PG&E NGBA | Penngrove | 115 | 0 | 0 | 0 | 0 | 0 | 0 | 0 | 0 | 0 | 0 | 0 | 0 | 0 | 0 | 0 | 0 | 0 | 0
PG&E GBA | Peoria | 115 | 0 | 0 | 0 | 0 | 0 | 0 | 0 | 0 | 0 | 0 | 0 | 0 | 0 | 0 | 0 | 0 | 0 | 0
PG&E GBA | Piercy | 115 | 0 | 0 | 0 | 0 | 0 | 0 | 0 | 0 | 0 | 0 | 0 | 0 | 0 | 0 | 0 | 0 | 0 | 0
PG&E FRESNO | Pine Flat | 230 | 0 | 0 | 0 | 0 | 0 | 0 | 0 | 0 | 0 | 0 | 0 | 0 | 0 | 0 | 0 | 0 | 0 | 0
SCE NOL | Pisgah | 230 | 2850.8 | 0 | 1700.8 | 0 | 0 | 0 | 0 | 0 | 0 | 2850.8 | 0 | 1700.8 | 0 | 0 | 0 | 0 | 0 | 0
PG&E NGBA | Pit 1 | 230 | 200 | 0 | 200 | 0 | 0 | 0 | 0 | 0 | 0 | 0 | 0 | 0 | 0 | 0 | 0 | 0 | 0 | 0
PG&E NGBA | Pit 1 | 60 | 0 | 0 | 0 | 0 | 0 | 0 | 0 | 0 | 0 | 0 | 0 | 0 | 0 | 0 | 0 | 0 | 0 | 0
PG&E NGBA | Pit 3 | 230 | 0 | 0 | 0 | 0 | 0 | 0 | 0 | 0 | 0 | 0 | 0 | 0 | 0 | 0 | 0 | 0 | 0 | 0
PG&E NGBA | Pit 4 | 230 | 0 | 0 | 0 | 0 | 0 | 0 | 0 | 0 | 0 | 0 | 0 | 0 | 0 | 0 | 0 | 0 | 0 | 0
PG&E GBA | Pittsburg | 115 | 0 | 0 | 0 | 0 | 0 | 0 | 0 | 0 | 0 | 0 | 0 | 0 | 0 | 0 | 0 | 0 | 0 | 0
PG&E GBA | Pittsburg | 230 | 550 | 0 | 0 | 0 | 0 | 0 | 0 | 0 | 0 | 550 | 0 | 0 | 0 | 0 | 0 | 0 | 0 | 0
PG&E NGBA | Pleasant Grove | 115 | 0 | 0 | 0 | 0 | 0 | 0 | 0 | 0 | 0 | 0 | 0 | 0 | 0 | 0 | 0 | 0 | 0 | 0
PG&E NGBA | POE | 230 | 0 | 0 | 0 | 0 | 0 | 0 | 0 | 0 | 0 | 0 | 0 | 0 | 0 | 0 | 0 | 0 | 0 | 0
SDGE | Point Loma | 69 | 0 | 0 | 0 | 0 | 0 | 0 | 0 | 0 | 0 | 0 | 0 | 0 | 0 | 0 | 0 | 0 | 0 | 0
SDGE | Pomerado | 69 | 0 | 0 | 0 | 0 | 0 | 0 | 0 | 0 | 0 | 0 | 0 | 0 | 0 | 0 | 0 | 0 | 0 | 0
PG&E KERN | Poso Mountain | 115 | 0 | 0 | 0 | 0 | 0 | 0 | 0 | 0 | 0 | 0 | 0 | 0 | 0 | 0 | 0 | 0 | 0 | 0
EOP | Primm | 230 | 500 | 0 | 0 | 0 | 0 | 0 | 0 | 0 | 0 | 500 | 0 | 0 | 0 | 0 | 0 | 0 | 0 | 0
PG&E NGBA | Putah Creek | 115 | 0 | 0 | 0 | 0 | 0 | 0 | 0 | 0 | 0 | 0 | 0 | 0 | 0 | 0 | 0 | 0 | 0 | 0
SDGE | Q1806 | 138 | 0 | 0 | 0 | 0 | 0 | 0 | 0 | 0 | 0 | 0 | 0 | 0 | 0 | 0 | 0 | 0 | 0 | 0
PG&E FRESNO | Quinto | 230 | 705.48 | 0 | 300 | 0 | 0 | 0 | 0 | 0 | 0 | 705.48 | 0 | 300 | 0 | 0 | 0 | 0 | 0 | 0
PG&E GBA | Race Track | 115 | 0 | 0 | 0 | 0 | 0 | 0 | 0 | 0 | 0 | 0 | 0 | 0 | 0 | 0 | 0 | 0 | 0 | 0
SDGE | Rancho Mission Viejo | 138 | 200 | 0 | 0 | 0 | 0 | 0 | 0 | 0 | 0 | 200 | 0 | 0 | 0 | 0 | 0 | 0 | 0 | 0
PG&E GBA | Rancho Seco | 230 | 0 | 0 | 0 | 0 | 0 | 0 | 0 | 0 | 0 | 0 | 0 | 0 | 0 | 0 | 0 | 0 | 0 | 0
SCE Metro | Rancho Vista | 230 | 0 | 0 | 0 | 0 | 0 | 0 | 0 | 0 | 0 | 0 | 0 | 0 | 0 | 0 | 0 | 0 | 0 | 0
SCE Metro | Rancho Vista | 500 | 0 | 0 | 0 | 0 | 0 | 0 | 0 | 0 | 0 | 0 | 0 | 0 | 0 | 0 | 0 | 0 | 0 | 0
SCE NOL | Ransburg | 115 | 0 | 0 | 0 | 0 | 0 | 0 | 0 | 0 | 0 | 0 | 0 | 0 | 0 | 0 | 0 | 0 | 0 | 0
PG&E GBA | Ravenswood | 115 | 370 | 0 | 0 | 0 | 0 | 0 | 0 | 0 | 0 | 370 | 0 | 0 | 0 | 0 | 0 | 0 | 0 | 0
PG&E GBA | Ravenswood | 230 | 0 | 0 | 0 | 0 | 0 | 0 | 0 | 0 | 0 | 0 | 0 | 0 | 0 | 0 | 0 | 0 | 0 | 0
SCE Northern | Rector | 230 | 300 | 0 | 0 | 0 | 0 | 0 | 0 | 0 | 0 | 300 | 0 | 0 | 0 | 0 | 0 | 0 | 0 | 0
SCE Eastern | Red Bluff | 230 | 1200 | 0 | 200 | 0 | 0 | 0 | 0 | 0 | 0 | 1200 | 0 | 200 | 0 | 0 | 0 | 0 | 0 | 0
SCE Eastern | Red Bluff | 500 | 350 | 0 | 350 | 0 | 0 | 0 | 0 | 0 | 0 | 350 | 0 | 350 | 0 | 0 | 0 | 0 | 0 | 0
PG&E NGBA | Redbud | 115 | 0 | 0 | 0 | 0 | 0 | 0 | 0 | 0 | 0 | 0 | 0 | 0 | 0 | 0 | 0 | 0 | 0 | 0
SCE Metro | Redondo | 230 | 0 | 0 | 0 | 0 | 0 | 0 | 0 | 0 | 0 | 0 | 0 | 0 | 0 | 0 | 0 | 0 | 0 | 0
PG&E FRESNO | Reedley | 115 | 300 | 0 | 0 | 0 | 0 | 0 | 0 | 0 | 130 | 300 | 0 | 0 | 0 | 0 | 0 | 0 | 0 | 130
PG&E KERN | Renfro | 115 | 0 | 0 | 0 | 0 | 0 | 0 | 0 | 0 | 0 | 0 | 0 | 0 | 0 | 0 | 0 | 0 | 0 | 0
PG&E GBA | Richmond R | 115 | 130 | 0 | 0 | 0 | 0 | 0 | 0 | 0 | 0 | 130 | 0 | 0 | 0 | 0 | 0 | 0 | 0 | 0
PG&E NGBA | Rincon | 115 | 0 | 0 | 0 | 0 | 0 | 0 | 0 | 0 | 0 | 0 | 0 | 0 | 0 | 0 | 0 | 0 | 0 | 0
PG&E KERN | Rio Bravo | 115 | 0 | 0 | 0 | 0 | 0 | 0 | 0 | 0 | 0 | 0 | 0 | 0 | 0 | 0 | 0 | 0 | 0 | 0
SCE Metro | Rio Hondo | 230 | 500 | 0 | 0 | 0 | 0 | 0 | 0 | 0 | 300 | 500 | 0 | 0 | 0 | 0 | 0 | 0 | 0 | 300
PG&E NGBA | Rio Oso | 115 | 0 | 0 | 0 | 0 | 0 | 0 | 0 | 0 | 0 | 0 | 0 | 0 | 0 | 0 | 0 | 0 | 0 | 0
PG&E NGBA | Rio Oso | 230 | 1050 | 0 | 1050 | 0 | 0 | 0 | 0 | 0 | 0 | 450 | 0 | 450 | 0 | 0 | 0 | 0 | 0 | 0
PG&E GBA | Ripon | 115 | 225 | 0 | 0 | 0 | 0 | 0 | 0 | 0 | 0 | 225 | 0 | 0 | 0 | 0 | 0 | 0 | 0 | 0
PG&E GBA | Riverbank | 115 | 142.192 | 0 | 65 | 0 | 0 | 0 | 0 | 0 | 0 | 142.192 | 0 | 65 | 0 | 0 | 0 | 0 | 0 | 0
SCE NOL | Roadway | 115 | 200 | 0 | 0 | 0 | 0 | 0 | 0 | 0 | 0 | 200 | 0 | 0 | 0 | 0 | 0 | 0 | 0 | 0
PG&E NGBA | Rock Creek 1 | 230 | 0 | 0 | 0 | 0 | 0 | 0 | 0 | 0 | 0 | 0 | 0 | 0 | 0 | 0 | 0 | 0 | 0 | 0
SCE Northern | Rosamond | 66 | 0 | 0 | 0 | 0 | 0 | 0 | 0 | 0 | 0 | 0 | 0 | 0 | 0 | 0 | 0 | 0 | 0 | 0
PG&E GBA | Rossmoor | 230 | 0 | 0 | 0 | 0 | 0 | 0 | 0 | 0 | 0 | 0 | 0 | 0 | 0 | 0 | 0 | 0 | 0 | 0
PG&E NGBA | Round Mountain | 230 | 300 | 0 | 0 | 0 | 0 | 0 | 0 | 0 | 0 | 300 | 0 | 0 | 0 | 0 | 0 | 0 | 0 | 0
PG&E NGBA | Round Mountain | 500 | 0 | 0 | 0 | 0 | 0 | 0 | 0 | 0 | 0 | 0 | 0 | 0 | 0 | 0 | 0 | 0 | 0 | 0
PG&E GBA | Salado | 115 | 362 | 0 | 0 | 0 | 0 | 0 | 0 | 0 | 0 | 362 | 0 | 0 | 0 | 0 | 0 | 0 | 0 | 0
PG&E GBA | Salado | 60 | 0 | 0 | 0 | 0 | 0 | 0 | 0 | 0 | 0 | 0 | 0 | 0 | 0 | 0 | 0 | 0 | 0 | 0
PG&E GBA | Salinas | 115 | 442 | 0 | 0 | 0 | 0 | 0 | 0 | 0 | 0 | 442 | 0 | 0 | 0 | 0 | 0 | 0 | 0 | 0
SDGE | Salt Creek | 69 | 0 | 0 | 0 | 0 | 0 | 0 | 0 | 0 | 0 | 0 | 0 | 0 | 0 | 0 | 0 | 0 | 0 | 0
SCE Eastern | San Bernardino | 230 | 0 | 0 | 0 | 0 | 0 | 0 | 0 | 0 | 0 | 0 | 0 | 0 | 0 | 0 | 0 | 0 | 0 | 0
PG&E GBA | SAN FRAN A (POTRERO PP) | 115 | 0 | 0 | 0 | 0 | 0 | 0 | 0 | 0 | 0 | 0 | 0 | 0 | 0 | 0 | 0 | 0 | 0 | 0
PG&E GBA | SAN FRAN A (POTRERO PP) | 230 | 0 | 0 | 0 | 0 | 0 | 0 | 0 | 0 | 0 | 0 | 0 | 0 | 0 | 0 | 0 | 0 | 0 | 0
PG&E GBA | San Jose A | 115 | 0 | 0 | 0 | 0 | 0 | 0 | 0 | 0 | 0 | 0 | 0 | 0 | 0 | 0 | 0 | 0 | 0 | 0
PG&E GBA | San Jose B | 115 | 0 | 0 | 0 | 0 | 0 | 0 | 0 | 0 | 0 | 0 | 0 | 0 | 0 | 0 | 0 | 0 | 0 | 0
PG&E GBA | San Leandro U | 115 | 0 | 0 | 0 | 0 | 0 | 0 | 0 | 0 | 0 | 0 | 0 | 0 | 0 | 0 | 0 | 0 | 0 | 0
PG&E KERN | San Luis Obispo | 115 | 0 | 0 | 0 | 0 | 0 | 0 | 0 | 0 | 0 | 0 | 0 | 0 | 0 | 0 | 0 | 0 | 0 | 0
PG&E KERN | San Luis Obispo | 70 | 0 | 0 | 0 | 0 | 0 | 0 | 0 | 0 | 0 | 0 | 0 | 0 | 0 | 0 | 0 | 0 | 0 | 0
SDGE | San Luis Rey | 230 | 0 | 0 | 0 | 0 | 0 | 0 | 0 | 0 | 0 | 0 | 0 | 0 | 0 | 0 | 0 | 0 | 0 | 0
SDGE | San Luis Rey | 69 | 100 | 0 | 100 | 0 | 0 | 0 | 0 | 0 | 0 | 100 | 0 | 100 | 0 | 0 | 0 | 0 | 0 | 0
SDGE | San Marcos | 69 | 0 | 0 | 0 | 0 | 0 | 0 | 0 | 0 | 0 | 0 | 0 | 0 | 0 | 0 | 0 | 0 | 0 | 0
SCE Metro | San Onofre | 230 | 1150 | 0 | 0 | 0 | 0 | 0 | 0 | 0 | 0 | 1150 | 0 | 0 | 0 | 0 | 0 | 0 | 0 | 0
PG&E GBA | San Pablo | 115 | 0 | 0 | 0 | 0 | 0 | 0 | 0 | 0 | 0 | 0 | 0 | 0 | 0 | 0 | 0 | 0 | 0 | 0
PG&E GBA | San Ramon | 230 | 0 | 0 | 0 | 0 | 0 | 0 | 0 | 0 | 0 | 0 | 0 | 0 | 0 | 0 | 0 | 0 | 0 | 0
SDGE | San Ysidro | 69 | 0 | 0 | 0 | 0 | 0 | 0 | 0 | 0 | 0 | 0 | 0 | 0 | 0 | 0 | 0 | 0 | 0 | 0
SCE NOL | Sandlot | 230 | 0 | 0 | 0 | 0 | 0 | 0 | 0 | 0 | 0 | 0 | 0 | 0 | 0 | 0 | 0 | 0 | 0 | 0
EOP | Sandy | 138 | 0 | 0 | 0 | 0 | 0 | 0 | 0 | 0 | 0 | 0 | 0 | 0 | 0 | 0 | 0 | 0 | 0 | 0
PG&E FRESNO | Sanger | 115 | 261.9 | 0 | 310 | 0 | 0 | 0 | 0 | 0 | 0 | 261.9 | 0 | 310 | 0 | 0 | 0 | 0 | 0 | 0
SCE Northern | Santa Clara | 230 | 450 | 0 | 0 | 0 | 0 | 0 | 0 | 0 | 0 | 450 | 0 | 0 | 0 | 0 | 0 | 0 | 0 | 0
PG&E NGBA | Santa Rosa A | 115 | 0 | 0 | 0 | 0 | 0 | 0 | 0 | 0 | 0 | 0 | 0 | 0 | 0 | 0 | 0 | 0 | 0 | 0
PG&E GBA | Santa Teresa | 115 | 0 | 0 | 0 | 0 | 0 | 0 | 0 | 0 | 0 | 0 | 0 | 0 | 0 | 0 | 0 | 0 | 0 | 0
SDGE | Santee | 138 | 0 | 0 | 0 | 0 | 0 | 0 | 0 | 0 | 0 | 0 | 0 | 0 | 0 | 0 | 0 | 0 | 0 | 0
SCE Metro | Santiago | 230 | 200 | 0 | 0 | 0 | 0 | 0 | 0 | 0 | 0 | 200 | 0 | 0 | 0 | 0 | 0 | 0 | 0 | 0
PG&E GBA | Saratoga | 230 | 0 | 0 | 0 | 0 | 0 | 0 | 0 | 0 | 0 | 0 | 0 | 0 | 0 | 0 | 0 | 0 | 0 | 0
SCE Northern | Saugus | 230 | 0 | 0 | 0 | 0 | 0 | 0 | 0 | 0 | 0 | 0 | 0 | 0 | 0 | 0 | 0 | 0 | 0 | 0
PG&E FRESNO | Schindler | 115 | 100 | 0 | 100 | 0 | 0 | 0 | 0 | 0 | 0 | 100 | 0 | 100 | 0 | 0 | 0 | 0 | 0 | 0
PG&E FRESNO | Schindler | 70 | 0 | 0 | 0 | 0 | 0 | 0 | 0 | 0 | 0 | 0 | 0 | 0 | 0 | 0 | 0 | 0 | 0 | 0
PG&E GBA | Schulte | 115 | 0 | 0 | 0 | 0 | 0 | 0 | 0 | 0 | 0 | 0 | 0 | 0 | 0 | 0 | 0 | 0 | 0 | 0
SDGE | Scripps | 69 | 0 | 0 | 0 | 0 | 0 | 0 | 0 | 0 | 0 | 0 | 0 | 0 | 0 | 0 | 0 | 0 | 0 | 0
PG&E KERN | Semitropic | 115 | 160 | 0 | 160 | 0 | 0 | 0 | 0 | 0 | 0 | 0 | 0 | 0 | 0 | 0 | 0 | 0 | 0 | 0
SCE Metro | Serrano | 230 | 0 | 0 | 0 | 0 | 0 | 0 | 0 | 0 | 0 | 0 | 0 | 0 | 0 | 0 | 0 | 0 | 0 | 0
SCE Metro | Serrano | 500 | 0 | 0 | 0 | 0 | 0 | 0 | 0 | 0 | 0 | 0 | 0 | 0 | 0 | 0 | 0 | 0 | 0 | 0
SDGE | Shadowridge | 138 | 200 | 0 | 0 | 0 | 0 | 0 | 0 | 0 | 0 | 200 | 0 | 0 | 0 | 0 | 0 | 0 | 0 | 0
PG&E KERN | Shafter | 115 | 0 | 0 | 0 | 0 | 0 | 0 | 0 | 0 | 0 | 0 | 0 | 0 | 0 | 0 | 0 | 0 | 0 | 0
PG&E NGBA | Silverado | 115 | 0 | 0 | 0 | 0 | 0 | 0 | 0 | 0 | 0 | 0 | 0 | 0 | 0 | 0 | 0 | 0 | 0 | 0
SDGE | Silvergate | 230 | 300 | 0 | 0 | 0 | 0 | 0 | 0 | 0 | 0 | 300 | 0 | 0 | 0 | 0 | 0 | 0 | 0 | 0
SDGE | Silvergate | 69 | 0 | 0 | 0 | 0 | 0 | 0 | 0 | 0 | 0 | 0 | 0 | 0 | 0 | 0 | 0 | 0 | 0 | 0
PG&E KERN | Sisquoc | 115 | 0 | 0 | 0 | 0 | 0 | 0 | 0 | 0 | 0 | 0 | 0 | 0 | 0 | 0 | 0 | 0 | 0 | 0
EOP | Sloan Canyon | 230 | 2250 | 0 | 1350 | 0 | 0 | 0 | 0 | 0 | 0 | 1450 | 0 | 550 | 0 | 0 | 0 | 0 | 0 | 0
EOP | Sloan Canyon | 500 | 0 | 0 | 0 | 0 | 0 | 0 | 0 | 0 | 0 | 0 | 0 | 0 | 0 | 0 | 0 | 0 | 0 | 0
PG&E KERN | Smyrna | 115 | 0 | 0 | 0 | 0 | 0 | 0 | 0 | 0 | 0 | 0 | 0 | 0 | 0 | 0 | 0 | 0 | 0 | 0
PG&E GBA | Sobrante | 115 | 0 | 0 | 0 | 0 | 0 | 0 | 0 | 0 | 0 | 0 | 0 | 0 | 0 | 0 | 0 | 0 | 0 | 0
PG&E GBA | Sobrante | 230 | 0 | 0 | 0 | 0 | 0 | 0 | 0 | 0 | 0 | 0 | 0 | 0 | 0 | 0 | 0 | 0 | 0 | 0
PG&E KERN | Solar | 230 | 0 | 0 | 0 | 0 | 0 | 0 | 0 | 0 | 0 | 0 | 0 | 0 | 0 | 0 | 0 | 0 | 0 | 0
PG&E GBA | Soledad | 115 | 0 | 0 | 0 | 0 | 0 | 0 | 0 | 0 | 0 | 0 | 0 | 0 | 0 | 0 | 0 | 0 | 0 | 0
PG&E GBA | Soledad | 60 | 32 | 0 | 0 | 0 | 0 | 0 | 0 | 0 | 0 | 32 | 0 | 0 | 0 | 0 | 0 | 0 | 0 | 0
SDGE | Spring Valley | 69 | 0 | 0 | 0 | 0 | 0 | 0 | 0 | 0 | 0 | 0 | 0 | 0 | 0 | 0 | 0 | 0 | 0 | 0
SCE Northern | Springville | 230 | 539.6932 | 0 | 1000 | 0 | 0 | 0 | 0 | 0 | 0 | 539.6932 | 0 | 1000 | 0 | 0 | 0 | 0 | 0 | 0
PG&E GBA | Stagg | 230 | 0 | 0 | 0 | 0 | 0 | 0 | 0 | 0 | 0 | 0 | 0 | 0 | 0 | 0 | 0 | 0 | 0 | 0
PG&E GBA | Standard Oil | 115 | 0 | 0 | 16.5 | 0 | 0 | 0 | 0 | 0 | 0 | 0 | 0 | 16.5 | 0 | 0 | 0 | 0 | 0 | 0
PG&E GBA | Stanislaus | 115 | 0 | 0 | 0 | 0 | 0 | 0 | 0 | 0 | 0 | 0 | 0 | 0 | 0 | 0 | 0 | 0 | 0 | 0
PG&E KERN | Stockdale | 115 | 0 | 0 | 0 | 0 | 0 | 0 | 0 | 0 | 0 | 0 | 0 | 0 | 0 | 0 | 0 | 0 | 0 | 0
PG&E KERN | Stockdale | 230 | 0 | 0 | 0 | 0 | 0 | 0 | 0 | 0 | 0 | 0 | 0 | 0 | 0 | 0 | 0 | 0 | 0 | 0
PG&E GBA | Stockton A | 115 | 0 | 0 | 0 | 0 | 0 | 0 | 0 | 0 | 0 | 0 | 0 | 0 | 0 | 0 | 0 | 0 | 0 | 0
PG&E GBA | Stone | 115 | 0 | 0 | 0 | 0 | 0 | 0 | 0 | 0 | 0 | 0 | 0 | 0 | 0 | 0 | 0 | 0 | 0 | 0
PG&E FRESNO | Storey | 230 | 0 | 0 | 0 | 0 | 0 | 0 | 0 | 0 | 0 | 0 | 0 | 0 | 0 | 0 | 0 | 0 | 0 | 0
PG&E NGBA | Summit | 115 | 0 | 0 | 0 | 0 | 0 | 0 | 0 | 0 | 0 | 0 | 0 | 0 | 0 | 0 | 0 | 0 | 0 | 0
SDGE | Suncrest | 230 | 75 | 0 | 0 | 0 | 0 | 0 | 0 | 0 | 0 | 75 | 0 | 0 | 0 | 0 | 0 | 0 | 0 | 0
SDGE | Suncrest | 500 | 0 | 0 | 0 | 0 | 0 | 0 | 0 | 0 | 0 | 0 | 0 | 0 | 0 | 0 | 0 | 0 | 0 | 0
PG&E KERN | Sunrise | 230 | 0 | 0 | 0 | 0 | 0 | 0 | 0 | 0 | 0 | 0 | 0 | 0 | 0 | 0 | 0 | 0 | 0 | 0
PG&E KERN | Sunset | 230 | 0 | 0 | 0 | 0 | 0 | 0 | 0 | 0 | 0 | 0 | 0 | 0 | 0 | 0 | 0 | 0 | 0 | 0
PG&E GBA | Swift | 115 | 0 | 0 | 0 | 0 | 0 | 0 | 0 | 0 | 0 | 0 | 0 | 0 | 0 | 0 | 0 | 0 | 0 | 0
SDGE | Sycamore Canyon | 138 | 0 | 0 | 0 | 0 | 0 | 0 | 0 | 0 | 0 | 0 | 0 | 0 | 0 | 0 | 0 | 0 | 0 | 0
SDGE | Sycamore Canyon | 230 | 0 | 0 | 0 | 0 | 0 | 0 | 0 | 0 | 0 | 0 | 0 | 0 | 0 | 0 | 0 | 0 | 0 | 0
SDGE | Sycamore Canyon | 69 | 0 | 0 | 0 | 0 | 0 | 0 | 0 | 0 | 0 | 0 | 0 | 0 | 0 | 0 | 0 | 0 | 0 | 0
SCE Northern | Sylmar | 230 | 0 | 0 | 0 | 0 | 0 | 0 | 0 | 0 | 0 | 0 | 0 | 0 | 0 | 0 | 0 | 0 | 0 | 0
PG&E NGBA | Table Mountain | 115 | 0 | 0 | 0 | 0 | 0 | 0 | 0 | 0 | 0 | 0 | 0 | 0 | 0 | 0 | 0 | 0 | 0 | 0
PG&E NGBA | Table Mountain | 230 | 0 | 0 | 0 | 0 | 0 | 0 | 0 | 0 | 0 | 0 | 0 | 0 | 0 | 0 | 0 | 0 | 0 | 0
PG&E NGBA | Table Mountain | 500 | 400 | 0 | 0 | 0 | 0 | 0 | 0 | 0 | 0 | 0 | 0 | 0 | 0 | 0 | 0 | 0 | 0 | 0
PG&E NGBA | Table Mountain | 60 | 0 | 0 | 0 | 0 | 0 | 0 | 0 | 0 | 0 | 0 | 0 | 0 | 0 | 0 | 0 | 0 | 0 | 0
PG&E KERN | Taft | 115 | 0 | 0 | 0 | 0 | 0 | 0 | 0 | 0 | 0 | 0 | 0 | 0 | 0 | 0 | 0 | 0 | 0 | 0
SDGE | Talega | 138 | 0 | 0 | 0 | 0 | 0 | 0 | 0 | 0 | 0 | 0 | 0 | 0 | 0 | 0 | 0 | 0 | 0 | 0
SDGE | Talega | 230 | 350 | 0 | 0 | 0 | 0 | 0 | 0 | 0 | 0 | 350 | 0 | 0 | 0 | 0 | 0 | 0 | 0 | 0
PG&E GBA | Tassajara | 230 | 0 | 0 | 0 | 0 | 0 | 0 | 0 | 0 | 0 | 0 | 0 | 0 | 0 | 0 | 0 | 0 | 0 | 0
PG&E KERN | Tejon | 70 | 0 | 0 | 0 | 0 | 0 | 0 | 0 | 0 | 0 | 0 | 0 | 0 | 0 | 0 | 0 | 0 | 0 | 0
SDGE | Telegraph Canyon | 138 | 100 | 0 | 0 | 0 | 0 | 0 | 0 | 0 | 0 | 100 | 0 | 0 | 0 | 0 | 0 | 0 | 0 | 0
PG&E KERN | Temblor | 115 | 0 | 0 | 0 | 0 | 0 | 0 | 0 | 0 | 0 | 0 | 0 | 0 | 0 | 0 | 0 | 0 | 0 | 0
PG&E KERN | Templeton | 230 | 950 | 0 | 0 | 0 | 0 | 0 | 0 | 0 | 0 | 500 | 0 | 0 | 0 | 0 | 0 | 0 | 0 | 0
PG&E KERN | Templeton | 70 | 0 | 0 | 0 | 0 | 0 | 0 | 0 | 0 | 0 | 0 | 0 | 0 | 0 | 0 | 0 | 0 | 0 | 0
PG&E GBA | Tesla | 115 | 0 | 0 | 0 | 0 | 0 | 0 | 0 | 0 | 0 | 0 | 0 | 0 | 0 | 0 | 0 | 0 | 0 | 0
PG&E GBA | Tesla | 230 | 2685 | 0 | 0 | 0 | 0 | 0 | 0 | 0 | 0 | 1550 | 0 | 0 | 0 | 0 | 0 | 0 | 0 | 0
PG&E GBA | Tesla | 500 | 900 | 0 | 0 | 0 | 0 | 0 | 0 | 0 | 0 | 500 | 0 | 0 | 0 | 0 | 0 | 0 | 0 | 0
PG&E KERN | Tevis | 115 | 0 | 0 | 0 | 0 | 0 | 0 | 0 | 0 | 0 | 0 | 0 | 0 | 0 | 0 | 0 | 0 | 0 | 0
EOP | Thousandaire | 138 | 0 | 0 | 0 | 0 | 0 | 0 | 0 | 0 | 0 | 0 | 0 | 0 | 0 | 0 | 0 | 0 | 0 | 0
PG&E KERN | Topaz | 230 | 0 | 0 | 0 | 0 | 0 | 0 | 0 | 0 | 0 | 0 | 0 | 0 | 0 | 0 | 0 | 0 | 0 | 0
SCE NOL | Tortilla | 115 | 0 | 0 | 0 | 0 | 0 | 0 | 0 | 0 | 0 | 0 | 0 | 0 | 0 | 0 | 0 | 0 | 0 | 0
SDGE | Trabuco | 138 | 0 | 0 | 0 | 0 | 0 | 0 | 0 | 0 | 0 | 0 | 0 | 0 | 0 | 0 | 0 | 0 | 0 | 0
PG&E GBA | Tracy | 115 | 0 | 0 | 0 | 0 | 0 | 0 | 0 | 0 | 0 | 0 | 0 | 0 | 0 | 0 | 0 | 0 | 0 | 0
PG&E FRESNO | Tranquility | 230 | 100 | 0 | 300 | 0 | 0 | 0 | 0 | 0 | 0 | 100 | 0 | 300 | 0 | 0 | 0 | 0 | 0 | 0
PG&E GBA | Trimble | 115 | 0 | 0 | 0 | 0 | 0 | 0 | 0 | 0 | 0 | 0 | 0 | 0 | 0 | 0 | 0 | 0 | 0 | 0
EOP | Trout Canyon | 230 | 2250 | 0 | 1350 | 0 | 0 | 0 | 0 | 0 | 0 | 2000 | 0 | 1100 | 0 | 0 | 0 | 0 | 0 | 0
EOP | Trout Canyon | 500 | 1500 | 0 | 1000 | 0 | 0 | 100 | 0 | 0 | 0 | 1500 | 0 | 1000 | 0 | 0 | 100 | 0 | 0 | 0
PG&E NGBA | Tulucay | 230 | 0 | 0 | 0 | 0 | 0 | 0 | 0 | 0 | 0 | 0 | 0 | 0 | 0 | 0 | 0 | 0 | 0 | 0
PG&E NGBA | Tulucay | 60 | 0 | 0 | 0 | 0 | 0 | 0 | 0 | 0 | 0 | 0 | 0 | 0 | 0 | 0 | 0 | 0 | 0 | 0
PG&E KERN | Tupman | 115 | 0 | 0 | 0 | 0 | 0 | 0 | 0 | 0 | 0 | 0 | 0 | 0 | 0 | 0 | 0 | 0 | 0 | 0
PG&E NGBA | Ukiah | 115 | 0 | 0 | 0 | 0 | 0 | 0 | 0 | 0 | 0 | 0 | 0 | 0 | 0 | 0 | 0 | 0 | 0 | 0
PG&E KERN | Union (Estrella) | 70 | 150 | 0 | 0 | 0 | 0 | 0 | 0 | 0 | 0 | 150 | 0 | 0 | 0 | 0 | 0 | 0 | 0 | 0
PG&E NGBA | Vaca Dixon | 115 | 200 | 0 | 0 | 0 | 0 | 0 | 0 | 0 | 0 | 200 | 0 | 0 | 0 | 0 | 0 | 0 | 0 | 0
PG&E NGBA | Vaca Dixon | 230 | 1000 | 0 | 400 | 0 | 0 | 0 | 0 | 0 | 0 | 400 | 0 | 0 | 0 | 0 | 0 | 0 | 0 | 0
PG&E NGBA | Vaca Dixon | 500 | 550 | 0 | 550 | 0 | 0 | 0 | 0 | 0 | 0 | 150 | 0 | 150 | 0 | 0 | 0 | 0 | 0 | 0
PG&E NGBA | Vaca Dixon | 60 | 0 | 0 | 0 | 0 | 0 | 0 | 0 | 0 | 0 | 0 | 0 | 0 | 0 | 0 | 0 | 0 | 0 | 0
SCE Eastern | Valley (SCE) | 500 | 1400 | 0 | 0 | 0 | 0 | 0 | 0 | 0 | 0 | 1200 | 0 | 0 | 0 | 0 | 0 | 0 | 0 | 0
EOP | Valley (VEA) | 138 | 0 | 0 | 0 | 0 | 0 | 0 | 0 | 0 | 0 | 0 | 0 | 0 | 0 | 0 | 0 | 0 | 0 | 0
SDGE | Valley Center | 69 | 50 | 0 | 0 | 0 | 0 | 0 | 0 | 0 | 0 | 50 | 0 | 0 | 0 | 0 | 0 | 0 | 0 | 0
PG&E GBA | Valley Home | 115 | 0 | 0 | 0 | 0 | 0 | 0 | 0 | 0 | 0 | 0 | 0 | 0 | 0 | 0 | 0 | 0 | 0 | 0
PG&E GBA | Valley Springs | 230 | 125 | 0 | 125 | 0 | 0 | 0 | 0 | 0 | 0 | 125 | 0 | 125 | 0 | 0 | 0 | 0 | 0 | 0
PG&E GBA | Valley Springs | 60 | 0 | 0 | 0 | 0 | 0 | 0 | 0 | 0 | 0 | 0 | 0 | 0 | 0 | 0 | 0 | 0 | 0 | 0
EOP | Valley Switch | 138 | 450 | 0 | 450 | 0 | 0 | 0 | 0 | 0 | 0 | 450 | 0 | 450 | 0 | 0 | 0 | 0 | 0 | 0
EOP | Valley Switch | 230 | 1871.3267 | 0 | 1900 | 0 | 0 | 0 | 0 | 0 | 0 | 1400 | 0 | 1400 | 0 | 0 | 0 | 0 | 0 | 0
PG&E GBA | Vasco | 230 | 0 | 0 | 0 | 0 | 0 | 0 | 0 | 0 | 0 | 0 | 0 | 0 | 0 | 0 | 0 | 0 | 0 | 0
PG&E GBA | Vasona | 230 | 0 | 0 | 0 | 0 | 0 | 0 | 0 | 0 | 0 | 0 | 0 | 0 | 0 | 0 | 0 | 0 | 0 | 0
SCE Northern | Vestal | 230 | 200 | 0 | 200 | 0 | 0 | 0 | 0 | 0 | 0 | 200 | 0 | 200 | 0 | 0 | 0 | 0 | 0 | 0
SCE Northern | Vestal | 66 | 0 | 0 | 0 | 0 | 0 | 0 | 0 | 0 | 0 | 0 | 0 | 0 | 0 | 0 | 0 | 0 | 0 | 0
SCE NOL | Victor | 115 | 100 | 0 | 0 | 0 | 0 | 0 | 0 | 0 | 0 | 100 | 0 | 0 | 0 | 0 | 0 | 0 | 0 | 0
SCE NOL | Victor | 230 | 2512.5 | 0 | 400 | 0 | 0 | 0 | 0 | 0 | 0 | 2012.5 | 0 | 400 | 0 | 0 | 0 | 0 | 0 | 0
SCE Metro | Viejo | 230 | 1000 | 0 | 0 | 0 | 0 | 0 | 0 | 0 | 0 | 0 | 0 | 0 | 0 | 0 | 0 | 0 | 0 | 0
PG&E GBA | Vierra | 115 | 0 | 0 | 0 | 0 | 0 | 0 | 0 | 0 | 0 | 0 | 0 | 0 | 0 | 0 | 0 | 0 | 0 | 0
SCE Metro | Villa Park | 230 | 0 | 0 | 0 | 0 | 0 | 0 | 0 | 0 | 0 | 0 | 0 | 0 | 0 | 0 | 0 | 0 | 0 | 0
SCE Northern | Vincent | 230 | 1050 | 0 | 350 | 0 | 0 | 0 | 0 | 0 | 0 | 1050 | 0 | 350 | 0 | 0 | 0 | 0 | 0 | 0
SCE Northern | Vincent | 500 | 3650 | 0 | 1150 | 0 | 0 | 0 | 0 | 0 | 550 | 3650 | 0 | 1150 | 0 | 0 | 0 | 0 | 0 | 550
PG&E GBA | Vineyard | 230 | 0 | 0 | 0 | 0 | 0 | 0 | 0 | 0 | 0 | 0 | 0 | 0 | 0 | 0 | 0 | 0 | 0 | 0
SDGE | Vineyard | 69 | 0 | 0 | 0 | 0 | 0 | 0 | 0 | 0 | 0 | 0 | 0 | 0 | 0 | 0 | 0 | 0 | 0 | 0
SCE Eastern | Vista (SCE) | 230 | 0 | 0 | 0 | 0 | 0 | 0 | 0 | 0 | 0 | 0 | 0 | 0 | 0 | 0 | 0 | 0 | 0 | 0
EOP | Vista (VEA) | 138 | 0 | 0 | 0 | 0 | 0 | 0 | 0 | 0 | 0 | 0 | 0 | 0 | 0 | 0 | 0 | 0 | 0 | 0
EOP | Vista (VEA) | 230 | 200 | 0 | 0 | 0 | 0 | 0 | 0 | 0 | 0 | 0 | 0 | 0 | 0 | 0 | 0 | 0 | 0 | 0
PG&E FRESNO | Wahtoke | 115 | 0 | 0 | 0 | 0 | 0 | 0 | 0 | 0 | 0 | 0 | 0 | 0 | 0 | 0 | 0 | 0 | 0 | 0
SCE Northern | Wakefield | 66 | 0 | 0 | 0 | 0 | 0 | 0 | 0 | 0 | 0 | 0 | 0 | 0 | 0 | 0 | 0 | 0 | 0 | 0
SCE Metro | Walnut | 230 | 0 | 0 | 0 | 0 | 0 | 0 | 0 | 0 | 0 | 0 | 0 | 0 | 0 | 0 | 0 | 0 | 0 | 0
SCE Northern | Warne | 230 | 0 | 0 | 0 | 0 | 0 | 0 | 0 | 0 | 0 | 0 | 0 | 0 | 0 | 0 | 0 | 0 | 0 | 0
PG&E GBA | Warnerville | 230 | 0 | 0 | 0 | 0 | 0 | 0 | 0 | 0 | 0 | 0 | 0 | 0 | 0 | 0 | 0 | 0 | 0 | 0
PG&E FRESNO | Waukena | 115 | 44.688 | 0 | 86 | 0 | 0 | 0 | 0 | 0 | 0 | 44.688 | 0 | 86 | 0 | 0 | 0 | 0 | 0 | 0
PG&E GBA | Weber | 230 | 670.41 | 0 | 370.41 | 0 | 0 | 0 | 0 | 0 | 0 | 670.41 | 0 | 370.41 | 0 | 0 | 0 | 0 | 0 | 0
PG&E GBA | Weber | 60 | 0 | 0 | 0 | 0 | 0 | 0 | 0 | 0 | 0 | 0 | 0 | 0 | 0 | 0 | 0 | 0 | 0 | 0
PG&E FRESNO | West Fresno | 115 | 0 | 0 | 0 | 0 | 0 | 0 | 0 | 0 | 0 | 0 | 0 | 0 | 0 | 0 | 0 | 0 | 0 | 0
PG&E FRESNO | Westley | 230 | 0 | 0 | 0 | 0 | 0 | 0 | 0 | 0 | 0 | 0 | 0 | 0 | 0 | 0 | 0 | 0 | 0 | 0
PG&E KERN | Westpark | 115 | 0 | 0 | 0 | 0 | 0 | 0 | 0 | 0 | 0 | 0 | 0 | 0 | 0 | 0 | 0 | 0 | 0 | 0
PG&E KERN | Wheeler Ridge | 230 | 0 | 0 | 0 | 0 | 0 | 0 | 0 | 0 | 0 | 0 | 0 | 0 | 0 | 0 | 0 | 0 | 0 | 0
PG&E KERN | Wheeler Ridge | 115 | 0 | 0 | 0 | 0 | 0 | 0 | 0 | 0 | 0 | 0 | 0 | 0 | 0 | 0 | 0 | 0 | 0 | 0
PG&E KERN | Wheeler Ridge | 70 | 0 | 0 | 0 | 0 | 0 | 0 | 0 | 0 | 0 | 0 | 0 | 0 | 0 | 0 | 0 | 0 | 0 | 0
SCE Northern | Whirlwind | 230 | 1859.6076 | 0 | 1106.4395 | 0 | 0 | 105.7 | 0 | 0 | 0 | 1659.6076 | 0 | 906.4395 | 0 | 0 | 105.7 | 0 | 0 | 0
SCE Northern | Whirlwind | 500 | 3743 | 0 | 1000 | 0 | 0 | 0 | 0 | 0 | 0 | 3743 | 0 | 1000 | 0 | 0 | 0 | 0 | 0 | 0
PG&E GBA | Whisman | 115 | 0 | 0 | 0 | 0 | 0 | 0 | 0 | 0 | 0 | 0 | 0 | 0 | 0 | 0 | 0 | 0 | 0 | 0
SCE Eastern | Wildlife | 230 | 0 | 0 | 0 | 0 | 0 | 0 | 0 | 0 | 0 | 0 | 0 | 0 | 0 | 0 | 0 | 0 | 0 | 0
PG&E FRESNO | Wilson | 115 | 850 | 0 | 0 | 0 | 0 | 0 | 0 | 0 | 0 | 650 | 0 | 0 | 0 | 0 | 0 | 0 | 0 | 0
PG&E FRESNO | Wilson | 230 | 0 | 0 | 0 | 0 | 0 | 200 | 0 | 0 | 0 | 0 | 0 | 0 | 0 | 0 | 0 | 0 | 0 | 0
SCE Northern | Windhub | 230 | 0 | 500 | 550 | 0 | 0 | 0 | 0 | 0 | 0 | 0 | 500 | 550 | 0 | 0 | 0 | 0 | 0 | 0
SCE Northern | Windhub | 500 | 0 | 0 | 0 | 0 | 0 | 0 | 0 | 0 | 0 | 0 | 0 | 0 | 0 | 0 | 0 | 0 | 0 | 0
PG&E GBA | Windmaster | 230 | 0 | 0 | 0 | 0 | 0 | 0 | 0 | 0 | 0 | 0 | 0 | 0 | 0 | 0 | 0 | 0 | 0 | 0
PG&E NGBA | Windsor | 60 | 0 | 0 | 0 | 0 | 0 | 0 | 0 | 0 | 0 | 0 | 0 | 0 | 0 | 0 | 0 | 0 | 0 | 0
PG&E NGBA | Woodland | 115 | 0 | 0 | 0 | 0 | 0 | 0 | 0 | 0 | 0 | 0 | 0 | 0 | 0 | 0 | 0 | 0 | 0 | 0
PG&E FRESNO | Woodward | 115 | 50 | 0 | 0 | 0 | 0 | 0 | 0 | 0 | 0 | 50 | 0 | 0 | 0 | 0 | 0 | 0 | 0 | 0
PG&E NGBA | Wyandotte | 115 | 0 | 0 | 0 | 0 | 0 | 0 | 0 | 0 | 0 | 0 | 0 | 0 | 0 | 0 | 0 | 0 | 0 | 0

## Subname_converter
CAISO queue substation name | List Sub 1 | Sub 1 Voltage
Arco Substation 230 kV | Arco | 230 | 75 | Arco
Birds Landing 230 kV | Birds Landing | 230 | 179 | Birds Landing
Delaney-Colorado River 500kV | Cielo Azul | 500 | 190 | Cielo Azul
Hoodoo Wash - North Gila 500 kV | Hoodoo Wash | 500 | 4 | Hoodoo Wash
Humboldt Substation 115kV | Humboldt | 115 | 396 | Humboldt
Los Banos 230kV | Los Banos | 230 | 32 | Los Banos
Los Esteros Substation 115kV | Los Esteros | 115 | 38 | Los Esteros
Pastoria Substation 230kV | Pastoria | 230 | 367 | Pastoria
Tesla Substation 230kV | Tesla | 230 | 486 | Tesla
Tranquility 230kV | Tranquility | 230 | 178 | Tranquility
Valley Substation 500kV | Valley (SCE) | 500 | 57 | Valley (SCE)
Victor Substation 230 kV | Victor | 230 | 503 | Victor
Whirlwind Substation 230kV | Whirlwind | 230 | 252 | Whirlwind
7th Standard 115kV | 7th Standard | 115 | 167 | 7th Standard
Alberhill Substation 500kV | Alberhill | 500 | 488 | Alberhill
Alpaugh Substation 115kV | Alpaugh | 115 | 120 | Alpaugh
Antelope 220 kV | Antelope | 230 | 157 | Antelope
Antelope 500kV | Antelope | 500 | 365 | Antelope
Atwater 115kV | Atwater | 115 | 308 | Atwater
Atwell Solar 115kV |  |  | 285 | #N/A
Avocado Sub 69kV | Avocado | 69 | 30 | Avocado
Bailey Station 66kV | Bailey | 230 | 213 | Bailey
Banta 115kV | Kasson | 115 | 35 | Kasson
Bay Boulevard 230kV | Bay Boulevard | 230 | 497 | Bay Boulevard
Bear Mountain 115 kV |  |  | 291 | #N/A
Beatty Substation 138kV | Beatty | 230 | 9 | Beatty
BEATTY SUBSTATION 230kV | Beatty | 230 | 319 | Beatty
Bellota 115kV | Bellota | 115 | 174 | Bellota
Bellota -Brighton 230kV Substation | Bellota | 230 | 1 | Bellota
Bellota Sub 230kV | Bellota | 230 | 39 | Bellota
Bellota Sub 230 kV | Bellota | 230 | 64 | Bellota
Bellota -Tesla 230kV | Bellota | 230 | 482 | Bellota
Bellota -Tracy 230kV | Bellota | 230 | 106 | Bellota
Bellota - Weber 230kV | Weber | 230 | 274 | Weber
Bellota - Riverbank - Melones 115kV | Riverbank | 115 | 318 | Riverbank
Borden 230kV | Borden | 230 | 21 | Borden
Borden 70kV | Borden | 230 | 314 | Borden
Border 69kV | Otay Mesa | 230 | 260 | Otay Mesa
Boulevard East 138kV | Boulevard East | 138 | 55 | Boulevard East
Brentwood Substation 230kV | Brentwood | 230 | 103 | Brentwood
Calcite 230kV | Calcite | 230 | 73 | Calcite
Caliente Sub 230 kV | Caliente | 230 | 126 | Caliente
Caliente Switching Station - Midway 230kV | Midway | 230 | 431 | Midway
California Flats Sw Sta 230kV | Cal Flats | 230 | 329 | Cal Flats
Cameron 69kV | Cameron | 69 | 262 | Cameron
Capistrano 230kV | Capistrano | 230 | 80 | Capistrano
Caribou-Westwood 60kV | Caribou | 60 | 328 | Caribou
Carpenter Canyon Sub 230kV | Carpenter Canyon (fka Gamebird) | 230 | 385 | Carpenter Canyon (fka Gamebird)
Chino 230kV | Chino | 230 | 108 | Chino
Chowchilla 115kV | Chowchilla | 115 | 512 | Chowchilla
Cielo Azul 500kV | Cielo Azul | 500 | 198 | Cielo Azul
Clarksville Substation 115kV | Gold Hill | 115 | 164 | Gold Hill
Coburn Substation 230kV | Coburn | 230 | 160 | Coburn
Collinsville 230kV | Collinsville | 230 | 81 | Collinsville
Collinsville 500kV | Collinsville | 500 | 316 | Collinsville
Colorado River 230kV | Colorado River | 230 | 76 | Colorado River
Colorado River 500kV | Colorado River | 500 | 49 | Colorado River
Contra Costa - Delta Switchyard 230kV | Delta PP | 230 | 22 | Delta PP
Control - Hawiee - Inyokern 115kV | Control | 115 | 253 | Control
Cooley Landing - Ravenswood Line 115kV | Ravenswood | 115 | 546 | Ravenswood
Coolwater 115kV | Coolwater | 115 | 74 | Coolwater
Coppermine substation 70kV | Woodward | 115 | 369 | Woodward
Corcoran - Olive Switching station 115kV | Olive | 115 | 265 | Olive
CORTINA SUBSTATION 230kV | Cortina | 115 | 176 | Cortina
Cottonwood - Logan Creek 230kV | Glenn | 230 | 429 | Glenn
Cottonwood 115kV | Cottonwood | 115 | 107 | Cottonwood
Cottonwood 230kV | Cottonwood | 230 | 11 | Cottonwood
Cottonwood-Delevan 230 kV | Glenn | 230 | 169 | Glenn
Crazy Horse 115kV | Crazy Horse Canyon | 115 | 476 | Crazy Horse Canyon
Crescent 70kV | Crescent | 70 | 115 | Crescent
Crestwood Substation 69kV | Crestwood | 69 | 294 | Crestwood
Dairyland 115kV | Dairyland | 115 | 2 | Dairyland
Del Amo 230kV | Del Amo | 230 | 273 | Del Amo
Delaney 500kV | Delaney | 500 | 218 | Delaney
Delevan - Cortina 230KV | Delevan | 230 | 350 | Delevan
Delevan 230kV | Delevan | 230 | 117 | Delevan
Desert View Substation 230kV | Desert View | 230 | 352 | Desert View
Devers 230kV | Devers | 230 | 240 | Devers
Devers 500kV | Devers | 500 | 135 | Devers
Diablo - Gates 500kV | Morro Bay | 500 | 137 | Morro Bay
Diablo - Midway 500kV | Midway | 500 | 254 | Midway
Diablo Canyon Switching Station | Diablo Canyon | 500 | 172 | Diablo Canyon
Dos Amigos - Panoche 230kV | Panoche | 230 | 133 | Panoche
Eagle Rock Substation 230kV | Eagle Rock (SCE) | 230 | 510 | Eagle Rock (SCE)
East County substation 230kV | ECO | 230 | 161 | ECO
East Grand 115kV | Martin | 115 | 204 | Martin
Eight Mile 230kV | Eight Mile | 230 | 155 | Eight Mile
El Casco 230kV | El Casco | 230 | 344 | El Casco
El Dorado 230kV | Eldorado | 230 | 128 | Eldorado
El Dorado 500kV | Eldorado | 500 | 124 | Eldorado
El Nido 115kV | El Nido (PGE) | 115 | 14 | El Nido (PGE)
Etiwanda 230kV | Etiwanda | 230 | 227 | Etiwanda
French Camp line 60kV | French Camp | 60 | 87 | French Camp
Fulton 230kV | Fulton | 230 | 405 | Fulton
Gates - Herndon 230kV | Kearney | 230 | 6 | Kearney
Gates - Midway 230kV | New Sub - Gates - Midway (Proposed) | 230 | 295 | New Sub - Gates - Midway (Proposed)
Gates - Midway 230kV | New Sub - Gates - Midway (Proposed) | 230 | 42 | New Sub - Gates - Midway (Proposed)
Gates - Midway 500kV | Midway | 500 | 223 | Midway
Gates 230kV | Gates | 230 | 104 | Gates
Gates 500kV | Gates | 500 | 50 | Gates
Gates-Templeton 230kv | New Sub - Gates - Templeton (Proposed) | 230 | 392 | New Sub - Gates - Templeton (Proposed)
Glenn Substation 230kV | Glenn | 230 | 68 | Glenn
Goose Lake 115kV | Goose Lake | 115 | 16 | Goose Lake
Green Valley 115kV | Green Valley | 115 | 281 | Green Valley
Greenleaf 115kV | Greenleaf 1 | 115 | 498 | Greenleaf 1
Gregg Substation 230kV | Gregg | 230 | 222 | Gregg
HAMMONDS SUBSTATION 115kV | Hammonds | 115 | 243 | Hammonds
Harry Allen - El Dorado 500kV | Harry Allen | 500 | 201 | Harry Allen
Harry Allen – El Dorado 500kV | Harry Allen | 500 | 289 | Harry Allen
Hassayampa 500kV | Hassayampa | 500 | 234 | Hassayampa
Helm - McCall 230kV | Mc Mullin | 230 | 470 | Mc Mullin
Helm Sub 230kV | Helm | 230 | 105 | Helm
Helm Sub 70kV | Helm | 70 | 8 | Helm
Henrietta Substation 230kV | Henrietta | 230 | 394 | Henrietta
Hollister 115kV | Hollister | 115 | 181 | Hollister
Hoodo Wash 500kV | Hoodoo Wash | 500 | 140 | Hoodoo Wash
Hoodoo Wash - Hassayampa 500kV | Hoodoo Wash | 500 | 377 | Hoodoo Wash
Imperial Valley - North Gila 500kV | New Sub - North Gila - IV (Proposed) | 500 | 220 | New Sub - North Gila - IV (Proposed)
Imperial Valley 230kV | Imperial Valley | 230 | 270 | Imperial Valley
Imperial Valley 500kV | Imperial Valley | 500 | 3 | Imperial Valley
Innovation - Desert View 230kV | Desert View | 230 | 517 | Desert View
Innovation 230kV | Innovation | 230 | 456 | Innovation
Inyokern 115kV | Inyokern | 115 | 36 | Inyokern
Ivanpah - Eldorado 230kV | Ivanpah | 230 | 118 | Ivanpah
IVANPAH 230kV | Ivanpah | 230 | 238 | Ivanpah
IVANPAH-BAKER-COOL WATER-DUNN SIDING-MOUNTAIN PASS 115 kV Line | Ivanpah | 115 | 28 | Ivanpah
Jacobs Corner Substation 69kV | Henrietta | 70 | 368 | Henrietta
Julian Hinds 230kV | Julian Hinds | 230 | 151 | Julian Hinds
Kasson Substation 115kV | Kasson | 115 | 543 | Kasson
Kelso 230kV | Kelso | 230 | 12 | Kelso
Kerckhoff - Clovis-Sanger 115kV | Sanger | 115 | 136 | Sanger
Kern PP 115 kV | Kern PP | 115 | 48 | Kern PP
Kingsburg 115kV | Kingsburg | 115 | 196 | Kingsburg
Kramer 230kV | Kramer | 230 | 23 | Kramer
Kramer- Roadway 230kV | New Sub - Kramer - Lugo (Proposed) | 230 | 257 | New Sub - Kramer - Lugo (Proposed)
Kramer-Randsburg 115kV | Kramer | 115 | 24 | Kramer
La Cienega 230kV | La Cienega | 230 | 71 | La Cienega
Laguna Bell 230kV | Laguna Bell | 230 | 263 | Laguna Bell
Lakeville - Vaca Dixon 230 kV | Lakeville | 230 | 191 | Lakeville
Lakeville 230kV | Lakeville | 230 | 180 | Lakeville
Lambie Switching Station 230kV | Lambie | 230 | 389 | Lambie
Lammers 115kV | Lammers | 115 | 414 | Lammers
Lamont 115kV | Lamont | 115 | 143 | Lamont
Le Grand 115kV | Le Grand | 115 | 102 | Le Grand
Lerdo Substation 115kV | Lerdo | 115 | 280 | Lerdo
Lighthipe 230kV | Lighthipe | 230 | 72 | Lighthipe
Llagas 115kV | Llagas | 115 | 197 | Llagas
Lockeford 115kV | Lockeford | 115 | 491 | Lockeford
Lockeford 230kV | Lockeford | 230 | 221 | Lockeford
Logan Creek - Vaca Dixon 230kV | Logan Creek | 230 | 249 | Logan Creek
Logan Creek 230kV | Logan Creek | 230 | 217 | Logan Creek
Lone Tree 230kV | Lone Tree | 230 | 230 | Lone Tree
Los Banos - Midway 500 kV | New Sub - Los Banos - Midway (Proposed) | 500 | 332 | New Sub - Los Banos - Midway (Proposed)
Los Banos - Panoche 230kV | Manning | 230 | 171 | Manning
Los Banos 500kV | Los Banos | 500 | 82 | Los Banos
Los Banos-Midway & Gates-Midway 500kV | New Sub - Los Banos - Midway (Proposed) | 500 | 400 | New Sub - Los Banos - Midway (Proposed)
Loveland- Alpine 69 kV | Alpine | 69 | 10 | Alpine
Lugo - Mohave 500kV | Mohave | 500 | 91 | Mohave
Lugo - Pisgah 230KV | New Sub - Lugo - Pisgah (Proposed) | 230 | 26 | New Sub - Lugo - Pisgah (Proposed)
Lugo 230kV | Lugo | 230 | 70 | Lugo
Lugo 500kV | Lugo | 500 | 109 | Lugo
Lugo-Calcite Line 230kV | Calcite | 230 | 97 | Calcite
Magunden - Pastoria 230kV | Pastoria | 230 | 56 | Pastoria
Magunden - Springville 230kV | Springville | 230 | 333 | Springville
Magunden 230kV | Magunden | 230 | 66 | Magunden
Malaga 115kV | Malaga | 115 | 292 | Malaga
Manning 230kV | Manning | 230 | 31 | Manning
Manning 500kV | Manning | 500 | 45 | Manning
Margarita 138kV | Margarita | 138 | 311 | Margarita
Martin 230kV | Martin | 230 | 527 | Martin
McCall 115kV | McCall | 115 | 504 | McCall
McMullin Sub 230 kV | Mc Mullin | 230 | 192 | Mc Mullin
Mendota 115kV | Mendota | 115 | 44 | Mendota
Merced Falls Substation 70kV | Exchequer | 115 | 19 | Exchequer
Merchant 230kV | Eldorado | 230 | 298 | Eldorado
Mesa 115kV | Mesa (PGE) | 115 | 15 | Mesa (PGE)
Mesa 230kV | Mesa (PGE) | 230 | 175 | Mesa (PGE)
Mesa 500kV | Mesa (SCE) | 500 | 211 | Mesa (SCE)
Metcalf 500kV | Metcalf | 500 | 119 | Metcalf
Midway - Gates 500kV | Midway | 500 | 209 | Midway
Midway - Morro Bay 230kV | Caliente | 230 | 195 | Caliente
Midway - Vincent 500kV | Vincent | 500 | 54 | Vincent
Midway - Wheeler Ridge 230kV | New Sub - Midway - Wheeler Ridge (Proposed) | 230 | 341 | New Sub - Midway - Wheeler Ridge (Proposed)
Miguel 230kV | Miguel | 230 | 17 | Miguel
Miguel 69kV | Miguel | 69 | 51 | Miguel
Mira Loma 230kV | Mira Loma | 230 | 29 | Mira Loma
Mohave 500kV | Mohave | 500 | 226 | Mohave
Moorpark Substation 220 kV | Moorpark | 230 | 142 | Moorpark
Moss Landing 115kV | Moss Landing | 115 | 18 | Moss Landing
Mustang Substation 230kV | Mustang | 230 | 506 | Mustang
New PG&E Substation (Near Dos Amigos) | Dos Amigos | 230 | 500 | Dos Amigos
New Proposed Substation adjacent to Dos Amigos Sub | Dos Amigos | 230 | 188 | Dos Amigos
Newhall - Mendota 115kV | Mendota | 115 | 306 | Mendota
North Gila 500kV | North Gila | 500 | 69 | North Gila
Oceanside Tap - Stuart Tap 69kV | San Luis Rey | 69 | 468 | San Luis Rey
Olinda 230kV | Olinda | 230 | 43 | Olinda
Oro Loma 115kV | Oro Loma | 115 | 487 | Oro Loma
Oro Loma 70kV | Oro Loma | 70 | 349 | Oro Loma
Otay Mesa 230kV | Otay Mesa | 230 | 33 | Otay Mesa
Otay sub 69KV | Otay | 69 | 101 | Otay
Palermo | Palermo | 115 | 170 | Palermo
Panoche - Gates 230kV | Manning | 230 | 268 | Manning
Panoche 115kV | Panoche | 115 | 544 | Panoche
Panoche 230kV | Panoche | 230 | 79 | Panoche
Pahrump Sub 230kV | Pahrump | 230 | 62 | Pahrump
Peabody 230kV | Peabody | 230 | 78 | Peabody
Pease 115kV | Pease | 115 | 514 | Pease
Pisgah Substation 230kV | Pisgah | 230 | 25 | Pisgah
Pit 1 230kV | Pit 1 | 230 | 444 | Pit 1
PIT#1 - Cottonwood 230kV and Round Mountain - Cottonwood #3 | New Sub - Pit 1 - Cottonwood (Proposed) | 230 | 302 | New Sub - Pit 1 - Cottonwood (Proposed)
Pittsburg-Tesla 230 kV | Pittsburg | 230 | 129 | Pittsburg
Primm Sub 230kV | Primm | 230 | 437 | Primm
Quinto - Westley Line 230kV | Quinto | 230 | 469 | Quinto
Quinto 230kV | Quinto | 230 | 358 | Quinto
Rainbow Tap to Piedra 115kV | Sanger | 115 | 381 | Sanger
Rancho Mission Viejo 138kV | Rancho Mission Viejo | 138 | 410 | Rancho Mission Viejo
Rector Station 230kV | Rector | 230 | 354 | Rector
Red Bluff 500kV | Red bluff | 230 | 267 | Red Bluff
Redbluff Substation 230kV | Red bluff | 500 | 34 | Red Bluff
Reedley 115 kV | Reedley | 115 | 232 | Reedley
Reedley 115 kV | Reedley | 115 | 272 | Reedley
Reedley 115kV | Reedley | 115 | 390 | Reedley
Richmond R 115kV | Richmond R | 115 | 84 | Richmond R
Rio Hondo 230kV | Rio Hondo | 230 | 37 | Rio Hondo
Rio Oso Sub 230kV | Rio Oso | 230 | 20 | Rio Oso
Rio Oso-Colgate & Rio Oso-Round Mountain | Colgate | 230 | 94 | Colgate
Ripon Substation 115 kV | Ripon | 115 | 340 | Ripon
Riverbank Tap 115kV | Riverbank | 115 | 435 | Riverbank
Roadway 115kV | Roadway | 115 | 324 | Roadway
Round Mountain 230kV | Round Mountain | 230 | 122 | Round Mountain
Salado Substation 115kV | Salado | 115 | 246 | Salado
Salinas Substation 115kV | Salinas | 115 | 250 | Salinas
San Onofre 230kV | San Onofre | 230 | 438 | San Onofre
Sanger - Kerchkhoff 115kV | Sanger | 115 | 112 | Sanger
Santa Clara 230 kV | Santa Clara | 230 | 433 | Santa Clara
SANTIAGO 230kV | Santiago | 230 | 428 | Santiago
Schindler 115kV | Schindler | 115 | 446 | Schindler
Semitropic – Midway 115 kV | Semitropic | 115 | 489 | Semitropic
Shadow Ridge 138kV | Shadowridge | 138 | 168 | Shadowridge
Silvergate 230kV | Silvergate | 230 | 317 | Silvergate
Sloan Canyon - Trout Canyon 230kV | Trout Canyon | 500 | 427 | Trout Canyon
Sloan Canyon - Trout Canyon 230kV | Trout Canyon | 500 | 403 | Trout Canyon
Sloan Canyon - Trout Canyon 230kV | Trout Canyon | 500 | 403 | Trout Canyon
Sloan Canyon 230kV | Sloan Canyon | 230 | 111 | Sloan Canyon
Sobrante-Standard Oil SW STA 115kV | Standard Oil | 115 | 393 | Standard Oil
Soledad 66kV | Soledad | 60 | 46 | Soledad
Suncrest 230kV | Suncrest | 230 | 325 | Suncrest
Table Mountain 500kV | Table Mountain | 500 | 258 | Table Mountain
Talega Substation 230kV | Talega | 230 | 266 | Talega
Telegraph Canyon 138 kV | Telegraph Canyon | 138 | 269 | Telegraph Canyon
Templeton 230kV | Templeton | 230 | 205 | Templeton
Templeton Substation 230kV | Templeton | 230 | 256 | Templeton
Tesla - Bellota 230kV | Bellota | 230 | 41 | Bellota
Tesla - Newark #1 230 kV | Tesla | 230 | 459 | Tesla
Tesla - Ravenswood 230kV | Newark | 230 | 92 | Newark
Tesla 500kV | Tesla | 500 | 141 | Tesla
Tracy - Tesla line 230kV | Tesla | 230 | 47 | Tesla
Trout Canyon Sub 230 kV | Trout Canyon | 230 | 53 | Trout Canyon
TWE Project Wyoming Terminal 345kV | Eldorado | 500 | 98 | Eldorado
Union 70kV | Union (Estrella) | 70 | 363 | Union (Estrella)
Vaca - Dixon Substation 115kV | Vaca Dixon | 115 | 86 | Vaca Dixon
Vaca - Dixon Substation 230kV | Vaca Dixon | 230 | 58 | Vaca Dixon
Vaca - Dixon Substation 500kV | Vaca Dixon | 500 | 59 | Vaca Dixon
Valley Center 69kV | Valley Center | 69 | 386 | Valley Center
Valley Springs 230kV | Valley Springs | 230 | 229 | Valley Springs
Valley Switch 138kV | Valley Switch | 138 | 61 | Valley Switch
Valley Switch 230kV | Valley Switch | 230 | 445 | Valley Switch
Valley Switch 230kV | Valley Switch | 230 | 27 | Valley Switch
Vedder - Live Oak Tap - Fruitvale 115kV | Live Oak | 115 | 236 | Live Oak
Vestal Sub 230kV | Vestal | 230 | 402 | Vestal
Victor 230kV | Victor | 230 | 383 | Victor
Victor Substation 115kV | Victor | 115 | 130 | Victor
Victor Substation 230kV | Victor | 230 | 216 | Victor
Viejo 230kV | Viejo | 230 | 123 | Viejo
Vincent Sub 230kV | Vincent | 230 | 372 | Vincent
Vincent Sub 500kV | Vincent | 500 | 13 | Vincent
Vista Substation 230kV | Vista (VEA) | 230 | 520 | Vista (VEA)
Waukena Switching Station 115kV | Waukena | 115 | 247 | Waukena
Weber 230 kV | Weber | 230 | 382 | Weber
Westly - Los Banos 230kV | Los Banos | 230 | 7 | Los Banos
Wheeler Junction 230kV | Whirlwind | 230 | 484 | Whirlwind
Wheeler Ridge 230kV | Whirlwind | 230 | 186 | Whirlwind
Whirlwind 230kV | Whirlwind | 230 | 523 | Whirlwind
Whirlwind Substation 500kV | Whirlwind | 500 | 208 | Whirlwind
Whirlwind-Antelope Line 500kV | Whirlwind | 500 | 494 | Whirlwind
Wilson -New Melones 230kV | Wilson | 230 | 261 | Wilson
Wilson Substation 115kV | Wilson | 115 | 5 | Wilson
Windhub 230kV | Windhub | 230 | 233 | Windhub

## Res_Converter
Resource Type | Fuel 1 | Fuel 2 | Fuel 3
Battery | Storage/Battery | N/A
Solar-Hybrid | Storage/Battery | Photovoltaic/Solar
Battery | Storage/Solar | Storage/Battery
Solar | Photovoltaic/Solar | N/A
Solar-Hybrid | Photovoltaic/Solar | Storage/Battery