## README
Commercial Interest Analysis |  | Date: 11-3-2025
Purpose | This workbook identifies commercial development interest from the CAISO's 11-24-2024 interconnection queue, for use in the busbar mapping commercial interest criteria. For the CAISO interconnection queue and the SCE and PG&E WDT queues, staff sought to subtract resources already in the baseline, contracted, or online to better identify new potential resources.
2026-2027 TPP Portfolios Proceeding Documents | The September 30, 2025, Ruling can be accessed from the webpage below:
https://docs.cpuc.ca.gov/PublishedDocs/Efile/G000/M582/K082/582082526.PDF
Busbar Mapping and Portfolio Information | This workbook supports the initial mapping work for the proposed 2026-27 TPP base case portfolio. The portfolio utilizes CEC's 2024 IEPR and includes mapping of the 2036 and 2041 model years. All busbar mapping materials, portfolio information, and RESOLVE results can be found at the CPUC Assumptions for the 2026-27 TPP webpage below:
https://www.cpuc.ca.gov/industries-and-topics/electrical-energy/electric-power-procurement/long-term-procurement-planning/2024-26-irp-cycle-events-and-materials/assumptions-for-the-2026-2027-tpp
Table of Contents
CAISO_Queue_bySub | Summary of commercial interest from the 11/24/2024 CAISO interconnection queue.
PTOsQueue_And_outofISO_bySub | Summary of commercial interest projects from the SCE, SDG&E and PG&E Wholesale distribution tariff queues.
CAISO Queue Data | Non-summarized information from the the CAISO Controlled Grid Generation Queue for All: Active.
SCE WDAT | SCE's WDAT & Rule 21 current interconnection queue posted Summer 2025.
PGE WDAT | PG&E WDAT queue posted summer 2025.
SDGE WDAT | SDGE WDAT queue posted summer 2025.
OOS Queue Data | Data taken directly from out of state resource queues.
Cluster 15 Data | Data taken directly from CAISO Cluster 15.
Sources | Remaining tabs are raw data sources with the tab titles indicating their origin where relevant.

## CAISO_Queue_bySub
Summary of commercial interest from the 11/24/2024 CAISO interconnection queue. Resources are shown by substation and resource type and broken down by commercial interest confidence categories of Executed IA, Completed Phase II, all projects in current queue, and Cluster 15 application projects. Also have specific breakdowns of projects with CODs before 2030 and projects identified in as available for near-term interconnection in the 12/05/2023 CAISO briefing. Resource amounts have identified baseline, online, and in-development projects subtracted from the amounts.
[52 empty] | COD by |  | 2030 | [41 empty] | COD by | 2030
|  |  | Available for Near-term Interconnection based on the CAISO briefing report | [11 empty] | Executed IA | [11 empty] | Completed Phase 2 | [11 empty] | All Projects | [11 empty] | COD by 2030 Columns | Executed IA | [11 empty] | Completed Phase 2 | [11 empty] | All Projects | [11 empty] | Cluster 15 Projects | [7 empty] | Cluster 15 Projects
|  |  | Battery | Battery | LDES | LDES | Solar | Solar | Geothermal | Geothermal | Wind | Wind | Offshore Wind | Offshore Wind | Battery | Battery | LDES | LDES | Solar | Solar | Geothermal | Geothermal | Wind | Wind | Offshore Wind | Offshore Wind | Battery | Battery | LDES | LDES | Solar | Solar | Geothermal | Geothermal | Wind | Wind | Offshore Wind | Offshore Wind | Battery | Battery | LDES | LDES | Solar | Solar | Geothermal | Geothermal | Wind | Wind | Offshore Wind | Offshore Wind |  | Battery | Battery | LDES | LDES | Solar | Solar | Geothermal | Geothermal | Wind | Wind | Offshore Wind | Offshore Wind | Battery | Battery | LDES | LDES | Solar | Solar | Geothermal | Geothermal | Wind | Wind | Offshore Wind | Offshore Wind | Battery | Battery | LDES | LDES | Solar | Solar | Geothermal | Geothermal | Wind | Wind | Offshore Wind | Offshore Wind | Battery | LDES | Solar | Geothermal | Biomass | Wind | Offshore Wind | OOS Wind | Battery | LDES | Solar | Geothermal | Biomass | Wind | Offshore Wind | OOS Wind
CAISO Study Area | Substation | Voltage | Total | FCDS (TPD) | Total | FCDS (TPD) | Total | FCDS (TPD) | Total | FCDS (TPD) | Total | FCDS (TPD) | Total | FCDS (TPD) | Total | FCDS (TPD) | Total | FCDS (TPD) | Total | FCDS (TPD) | Total | FCDS (TPD) | Total | FCDS (TPD) | Total | FCDS (TPD) | Total | FCDS (TPD) | Total | FCDS (TPD) | Total | FCDS (TPD) | Total | FCDS (TPD) | Total | FCDS (TPD) | Total | FCDS (TPD) | Total | FCDS (TPD) | Total | FCDS (TPD) | Total | FCDS (TPD) | Total | FCDS (TPD) | Total | FCDS (TPD) | Total | FCDS (TPD) |  | Total | FCDS (TPD) | Total | FCDS (TPD) | Total | FCDS (TPD) | Total | FCDS (TPD) | Total | FCDS (TPD) | Total | FCDS (TPD) | Total | FCDS (TPD) | Total | FCDS (TPD) | Total | FCDS (TPD) | Total | FCDS (TPD) | Total | FCDS (TPD) | Total | FCDS (TPD) | Total | FCDS (TPD) | Total | FCDS (TPD) | Total | FCDS (TPD) | Total | FCDS (TPD) | Total | FCDS (TPD) | Total | FCDS (TPD) | Total | Total | Total | Total | Total | Total | Total | Total | Total | Total | Total | Total | Total | Total | Total | Total
PG&E KERN | 7th Standard | 115 | [12 empty] | 0 | 0 | 0 | 0 | 0 | 0 | 0 | 0 | 0 | 0 | 0 | 0 | 0 | 0 | 0 | 0 | 0 | 0 | 0 | 0 | 0 | 0 | 0 | 0 | 0 | 0 | 0 | 0 | 0 | 0 | 0 | 0 | 0 | 0 | 0 | 0 |  | 0 | 0 | 0 | 0 | 0 | 0 | 0 | 0 | 0 | 0 | 0 | 0 | 0 | 0 | 0 | 0 | 0 | 0 | 0 | 0 | 0 | 0 | 0 | 0 | 0 | 0 | 0 | 0 | 0 | 0 | 0 | 0 | 0 | 0 | 0 | 0 | 0 | 0 | 0 | 0 | 0 | 0 | 0 | 0 | 0 | 0 | 0 | 0 | 0 | 0 | 0 | 0
SCE Metro | Alamitos | 230 | [12 empty] | 0 | 0 | 0 | 0 | 0 | 0 | 0 | 0 | 0 | 0 | 0 | 0 | 241.5 | 236 | 0 | 0 | 0 | 0 | 0 | 0 | 0 | 0 | 0 | 0 | 241.5 | 236 | 0 | 0 | 0 | 0 | 0 | 0 | 0 | 0 | 0 | 0 |  | 0 | 0 | 0 | 0 | 0 | 0 | 0 | 0 | 0 | 0 | 0 | 0 | 0 | 0 | 0 | 0 | 0 | 0 | 0 | 0 | 0 | 0 | 0 | 0 | 0 | 0 | 0 | 0 | 0 | 0 | 0 | 0 | 0 | 0 | 0 | 0 | 0 | 0 | 0 | 0 | 0 | 0 | 0 | 0 | 0 | 0 | 0 | 0 | 0 | 0 | 0 | 0
SCE Eastern | Alberhill | 115 | [12 empty] | 0 | 0 | 0 | 0 | 0 | 0 | 0 | 0 | 0 | 0 | 0 | 0 | 0 | 0 | 0 | 0 | 0 | 0 | 0 | 0 | 0 | 0 | 0 | 0 | 0 | 0 | 0 | 0 | 0 | 0 | 0 | 0 | 0 | 0 | 0 | 0 |  | 0 | 0 | 0 | 0 | 0 | 0 | 0 | 0 | 0 | 0 | 0 | 0 | 0 | 0 | 0 | 0 | 0 | 0 | 0 | 0 | 0 | 0 | 0 | 0 | 0 | 0 | 0 | 0 | 0 | 0 | 0 | 0 | 0 | 0 | 0 | 0 | 0 | 0 | 0 | 0 | 0 | 0 | 0 | 0 | 0 | 0 | 0 | 0 | 0 | 0 | 0 | 0
SCE Eastern | Alberhill | 500 | [12 empty] | 0 | 0 | 500 | 500 | 0 | 0 | 0 | 0 | 0 | 0 | 0 | 0 | 0 | 0 | 500 | 500 | 0 | 0 | 0 | 0 | 0 | 0 | 0 | 0 | 0 | 0 | 500 | 500 | 0 | 0 | 0 | 0 | 0 | 0 | 0 | 0 |  | 0 | 0 | 500 | 500 | 0 | 0 | 0 | 0 | 0 | 0 | 0 | 0 | 0 | 0 | 500 | 500 | 0 | 0 | 0 | 0 | 0 | 0 | 0 | 0 | 0 | 0 | 500 | 500 | 0 | 0 | 0 | 0 | 0 | 0 | 0 | 0 | 0 | 0 | 0 | 0 | 0 | 0 | 0 | 0 | 0 | 0 | 0 | 0 | 0 | 0 | 0 | 0
PG&E GBA | Alhambra | 115 | [12 empty] | 0 | 0 | 0 | 0 | 0 | 0 | 0 | 0 | 0 | 0 | 0 | 0 | 0 | 0 | 0 | 0 | 0 | 0 | 0 | 0 | 0 | 0 | 0 | 0 | 0 | 0 | 0 | 0 | 0 | 0 | 0 | 0 | 0 | 0 | 0 | 0 |  | 0 | 0 | 0 | 0 | 0 | 0 | 0 | 0 | 0 | 0 | 0 | 0 | 0 | 0 | 0 | 0 | 0 | 0 | 0 | 0 | 0 | 0 | 0 | 0 | 0 | 0 | 0 | 0 | 0 | 0 | 0 | 0 | 0 | 0 | 0 | 0 | 0 | 0 | 0 | 0 | 0 | 0 | 0 | 0 | 0 | 0 | 0 | 0 | 0 | 0 | 0 | 0
PG&E FRESNO | Alpaugh | 115 | [12 empty] | 0 | 0 | 0 | 0 | 0 | 0 | 0 | 0 | 0 | 0 | 0 | 0 | 336.103 | 0 | 0 | 0 | 336.103 | 0 | 0 | 0 | 0 | 0 | 0 | 0 | 336.103 | 0 | 0 | 0 | 336.103 | 0 | 0 | 0 | 0 | 0 | 0 | 0 |  | 0 | 0 | 0 | 0 | 0 | 0 | 0 | 0 | 0 | 0 | 0 | 0 | 172.835 | 0 | 0 | 0 | 172.835 | 0 | 0 | 0 | 0 | 0 | 0 | 0 | 172.835 | 0 | 0 | 0 | 172.835 | 0 | 0 | 0 | 0 | 0 | 0 | 0 | 0 | 0 | 0 | 0 | 0 | 0 | 0 | 0 | 0 | 0 | 0 | 0 | 0 | 0 | 0 | 0
SDGE | Alpine | 69 | [12 empty] | 0 | 0 | 0 | 0 | 0 | 0 | 0 | 0 | 0 | 0 | 0 | 0 | 100.6499 | 0 | 0 | 0 | 0 | 0 | 0 | 0 | 0 | 0 | 0 | 0 | 100.6499 | 0 | 0 | 0 | 0 | 0 | 0 | 0 | 0 | 0 | 0 | 0 |  | 0 | 0 | 0 | 0 | 0 | 0 | 0 | 0 | 0 | 0 | 0 | 0 | 0 | 0 | 0 | 0 | 0 | 0 | 0 | 0 | 0 | 0 | 0 | 0 | 0 | 0 | 0 | 0 | 0 | 0 | 0 | 0 | 0 | 0 | 0 | 0 | 0 | 0 | 0 | 0 | 0 | 0 | 0 | 0 | 0 | 0 | 0 | 0 | 0 | 0 | 0 | 0
PG&E GBA | Altamont Midway (Sandhill) | 230 | [12 empty] | 0 | 0 | 0 | 0 | 0 | 0 | 0 | 0 | 89.25 | 80.8 | 0 | 0 | 0 | 0 | 0 | 0 | 0 | 0 | 0 | 0 | 89.25 | 80.8 | 0 | 0 | 0 | 0 | 0 | 0 | 0 | 0 | 0 | 0 | 89.25 | 80.8 | 0 | 0 |  | 0 | 0 | 0 | 0 | 0 | 0 | 0 | 0 | 5 | 0 | 0 | 0 | 0 | 0 | 0 | 0 | 0 | 0 | 0 | 0 | 89.25 | 80.8 | 0 | 0 | 0 | 0 | 0 | 0 | 0 | 0 | 0 | 0 | 89.25 | 80.8 | 0 | 0 | 0 | 0 | 0 | 0 | 0 | 0 | 0 | 0 | 0 | 0 | 0 | 0 | 0 | 0 | 0 | 0
SCE Northern | Antelope | 66 | [12 empty] | 0 | 0 | 0 | 0 | 0 | 0 | 0 | 0 | 0 | 0 | 0 | 0 | 0 | 0 | 0 | 0 | 0 | 0 | 0 | 0 | 0 | 0 | 0 | 0 | 0 | 0 | 0 | 0 | 0 | 0 | 0 | 0 | 0 | 0 | 0 | 0 |  | 0 | 0 | 0 | 0 | 0 | 0 | 0 | 0 | 0 | 0 | 0 | 0 | 0 | 0 | 0 | 0 | 0 | 0 | 0 | 0 | 0 | 0 | 0 | 0 | 0 | 0 | 0 | 0 | 0 | 0 | 0 | 0 | 0 | 0 | 0 | 0 | 0 | 0 | 0 | 0 | 0 | 0 | 0 | 0 | 0 | 0 | 0 | 0 | 0 | 0 | 0 | 0
SCE Northern | Antelope | 230 | [12 empty] | 448.28 | 437.28 | 0 | 0 | 0 | 0 | 0 | 0 | 0 | 0 | 0 | 0 | 1366.9446 | 937.28 | 0 | 0 | 113.832 | 0 | 0 | 0 | 0 | 0 | 0 | 0 | 1366.9446 | 937.28 | 0 | 0 | 113.832 | 0 | 0 | 0 | 0 | 0 | 0 | 0 |  | 187.28 | 187.28 | 0 | 0 | 0 | 0 | 0 | 0 | 0 | 0 | 0 | 0 | 187.28 | 187.28 | 0 | 0 | 0 | 0 | 0 | 0 | 0 | 0 | 0 | 0 | 187.28 | 187.28 | 0 | 0 | 0 | 0 | 0 | 0 | 0 | 0 | 0 | 0 | 202.2668 | 0 | 0 | 0 | 0 | 0 | 0 | 202.2668 | 202.2668 | 0 | 0 | 0 | 0 | 0 | 0 | 0
SCE Northern | Antelope | 500 | [12 empty] | 0 | 0 | 0 | 0 | 0 | 0 | 0 | 0 | 0 | 0 | 0 | 0 | 0 | 0 | 0 | 0 | 0 | 0 | 0 | 0 | 0 | 0 | 0 | 0 | 0 | 0 | 0 | 0 | 0 | 0 | 0 | 0 | 0 | 0 | 0 | 0 |  | 0 | 0 | 0 | 0 | 0 | 0 | 0 | 0 | 0 | 0 | 0 | 0 | 0 | 0 | 0 | 0 | 0 | 0 | 0 | 0 | 0 | 0 | 0 | 0 | 0 | 0 | 0 | 0 | 0 | 0 | 0 | 0 | 0 | 0 | 0 | 0 | 0 | 0 | 0 | 0 | 0 | 0 | 0 | 0 | 0 | 0 | 0 | 0 | 0 | 0 | 0 | 0
PG&E NGBA | Arcata | 60 | [12 empty] | 0 | 0 | 0 | 0 | 0 | 0 | 0 | 0 | 0 | 0 | 0 | 0 | 0 | 0 | 0 | 0 | 0 | 0 | 0 | 0 | 0 | 0 | 0 | 0 | 0 | 0 | 0 | 0 | 0 | 0 | 0 | 0 | 0 | 0 | 0 | 0 |  | 0 | 0 | 0 | 0 | 0 | 0 | 0 | 0 | 0 | 0 | 0 | 0 | 0 | 0 | 0 | 0 | 0 | 0 | 0 | 0 | 0 | 0 | 0 | 0 | 0 | 0 | 0 | 0 | 0 | 0 | 0 | 0 | 0 | 0 | 0 | 0 | 0 | 0 | 0 | 0 | 0 | 0 | 0 | 0 | 0 | 0 | 0 | 0 | 0 | 0 | 0 | 0
PG&E KERN | Arco | 230 | [12 empty] | 101.98 | 0.2 | 0 | 0 | 168.38 | 66.6 | 0 | 0 | 0 | 0 | 0 | 0 | 1025.5168 | 388.075 | 0 | 0 | 1092.9039 | 66.6 | 0 | 0 | 0 | 0 | 0 | 0 | 1025.5168 | 388.075 | 0 | 0 | 1092.9039 | 66.6 | 0 | 0 | 0 | 0 | 0 | 0 |  | 254.27 | 0.2 | 0 | 0 | 320.174 | 41.8433 | 0 | 0 | 0 | 0 | 0 | 0 | 866.116 | 388.075 | 0 | 0 | 932.516 | 66.6 | 0 | 0 | 0 | 0 | 0 | 0 | 866.116 | 388.075 | 0 | 0 | 932.516 | 66.6 | 0 | 0 | 0 | 0 | 0 | 0 | 0 | 0 | 0 | 0 | 0 | 0 | 0 | 0 | 0 | 0 | 0 | 0 | 0 | 0 | 0 | 0
PG&E KERN | Arco | 70 | [12 empty] | 0 | 0 | 0 | 0 | 0 | 0 | 0 | 0 | 0 | 0 | 0 | 0 | 30.8 | 0 | 0 | 0 | 0 | 0 | 0 | 0 | 0 | 0 | 0 | 0 | 30.8 | 0 | 0 | 0 | 0 | 0 | 0 | 0 | 0 | 0 | 0 | 0 |  | 0 | 0 | 0 | 0 | 1.3 | 0 | 0 | 0 | 0 | 0 | 0 | 0 | 30.8 | 0 | 0 | 0 | 0 | 0 | 0 | 0 | 0 | 0 | 0 | 0 | 30.8 | 0 | 0 | 0 | 0 | 0 | 0 | 0 | 0 | 0 | 0 | 0 | 0 | 0 | 0 | 0 | 0 | 0 | 0 | 0 | 0 | 0 | 0 | 0 | 0 | 0 | 0 | 0
SCE Metro | ArcoGen | 230 | [12 empty] | 0 | 0 | 0 | 0 | 0 | 0 | 0 | 0 | 0 | 0 | 0 | 0 | 0 | 0 | 0 | 0 | 0 | 0 | 0 | 0 | 0 | 0 | 0 | 0 | 0 | 0 | 0 | 0 | 0 | 0 | 0 | 0 | 0 | 0 | 0 | 0 |  | 0 | 0 | 0 | 0 | 0 | 0 | 0 | 0 | 0 | 0 | 0 | 0 | 0 | 0 | 0 | 0 | 0 | 0 | 0 | 0 | 0 | 0 | 0 | 0 | 0 | 0 | 0 | 0 | 0 | 0 | 0 | 0 | 0 | 0 | 0 | 0 | 0 | 0 | 0 | 0 | 0 | 0 | 0 | 0 | 0 | 0 | 0 | 0 | 0 | 0 | 0 | 0
SDGE | Artesian | 230 | [12 empty] | 0 | 0 | 0 | 0 | 0 | 0 | 0 | 0 | 0 | 0 | 0 | 0 | 0 | 0 | 0 | 0 | 0 | 0 | 0 | 0 | 0 | 0 | 0 | 0 | 0 | 0 | 0 | 0 | 0 | 0 | 0 | 0 | 0 | 0 | 0 | 0 |  | 0 | 0 | 0 | 0 | 0 | 0 | 0 | 0 | 0 | 0 | 0 | 0 | 0 | 0 | 0 | 0 | 0 | 0 | 0 | 0 | 0 | 0 | 0 | 0 | 0 | 0 | 0 | 0 | 0 | 0 | 0 | 0 | 0 | 0 | 0 | 0 | 0 | 0 | 0 | 0 | 0 | 0 | 0 | 0 | 0 | 0 | 0 | 0 | 0 | 0 | 0 | 0
SDGE | Artesian | 69 | [12 empty] | 0 | 0 | 0 | 0 | 0 | 0 | 0 | 0 | 0 | 0 | 0 | 0 | 0 | 0 | 0 | 0 | 0 | 0 | 0 | 0 | 0 | 0 | 0 | 0 | 0 | 0 | 0 | 0 | 0 | 0 | 0 | 0 | 0 | 0 | 0 | 0 |  | 0 | 0 | 0 | 0 | 0 | 0 | 0 | 0 | 0 | 0 | 0 | 0 | 0 | 0 | 0 | 0 | 0 | 0 | 0 | 0 | 0 | 0 | 0 | 0 | 0 | 0 | 0 | 0 | 0 | 0 | 0 | 0 | 0 | 0 | 0 | 0 | 0 | 0 | 0 | 0 | 0 | 0 | 0 | 0 | 0 | 0 | 0 | 0 | 0 | 0 | 0 | 0
PG&E FRESNO | Ashlan | 230 | [12 empty] | 0 | 0 | 0 | 0 | 0 | 0 | 0 | 0 | 0 | 0 | 0 | 0 | 0 | 0 | 0 | 0 | 0 | 0 | 0 | 0 | 0 | 0 | 0 | 0 | 0 | 0 | 0 | 0 | 0 | 0 | 0 | 0 | 0 | 0 | 0 | 0 |  | 0 | 0 | 0 | 0 | 0 | 0 | 0 | 0 | 0 | 0 | 0 | 0 | 0 | 0 | 0 | 0 | 0 | 0 | 0 | 0 | 0 | 0 | 0 | 0 | 0 | 0 | 0 | 0 | 0 | 0 | 0 | 0 | 0 | 0 | 0 | 0 | 0 | 0 | 0 | 0 | 0 | 0 | 0 | 0 | 0 | 0 | 0 | 0 | 0 | 0 | 0 | 0
PG&E NGBA | Atlantic | 115 | [12 empty] | 0 | 0 | 0 | 0 | 0 | 0 | 0 | 0 | 0 | 0 | 0 | 0 | 0 | 0 | 0 | 0 | 0 | 0 | 0 | 0 | 0 | 0 | 0 | 0 | 0 | 0 | 0 | 0 | 0 | 0 | 0 | 0 | 0 | 0 | 0 | 0 |  | 0 | 0 | 0 | 0 | 0 | 0 | 0 | 0 | 0 | 0 | 0 | 0 | 0 | 0 | 0 | 0 | 0 | 0 | 0 | 0 | 0 | 0 | 0 | 0 | 0 | 0 | 0 | 0 | 0 | 0 | 0 | 0 | 0 | 0 | 0 | 0 | 0 | 0 | 0 | 0 | 0 | 0 | 0 | 0 | 0 | 0 | 0 | 0 | 0 | 0 | 0 | 0
PG&E NGBA | Atlantic | 230 | [12 empty] | 0 | 0 | 0 | 0 | 0 | 0 | 0 | 0 | 0 | 0 | 0 | 0 | 0 | 0 | 0 | 0 | 0 | 0 | 0 | 0 | 0 | 0 | 0 | 0 | 0 | 0 | 0 | 0 | 0 | 0 | 0 | 0 | 0 | 0 | 0 | 0 |  | 0 | 0 | 0 | 0 | 0 | 0 | 0 | 0 | 0 | 0 | 0 | 0 | 0 | 0 | 0 | 0 | 0 | 0 | 0 | 0 | 0 | 0 | 0 | 0 | 0 | 0 | 0 | 0 | 0 | 0 | 0 | 0 | 0 | 0 | 0 | 0 | 0 | 0 | 0 | 0 | 0 | 0 | 0 | 0 | 0 | 0 | 0 | 0 | 0 | 0 | 0 | 0
PG&E NGBA | Atlantic | 60 | [12 empty] | 0 | 0 | 0 | 0 | 0 | 0 | 0 | 0 | 0 | 0 | 0 | 0 | 0 | 0 | 0 | 0 | 0 | 0 | 0 | 0 | 0 | 0 | 0 | 0 | 0 | 0 | 0 | 0 | 0 | 0 | 0 | 0 | 0 | 0 | 0 | 0 |  | 0 | 0 | 0 | 0 | 0 | 0 | 0 | 0 | 0 | 0 | 0 | 0 | 0 | 0 | 0 | 0 | 0 | 0 | 0 | 0 | 0 | 0 | 0 | 0 | 0 | 0 | 0 | 0 | 0 | 0 | 0 | 0 | 0 | 0 | 0 | 0 | 0 | 0 | 0 | 0 | 0 | 0 | 0 | 0 | 0 | 0 | 0 | 0 | 0 | 0 | 0 | 0
PG&E FRESNO | Atwater | 115 | [12 empty] | 0 | 0 | 0 | 0 | 0 | 0 | 0 | 0 | 0 | 0 | 0 | 0 | 0 | 0 | 0 | 0 | 0 | 0 | 0 | 0 | 0 | 0 | 0 | 0 | 0 | 0 | 0 | 0 | 0 | 0 | 0 | 0 | 0 | 0 | 0 | 0 |  | 0 | 0 | 0 | 0 | 0 | 0 | 0 | 0 | 0 | 0 | 0 | 0 | 0 | 0 | 0 | 0 | 0 | 0 | 0 | 0 | 0 | 0 | 0 | 0 | 0 | 0 | 0 | 0 | 0 | 0 | 0 | 0 | 0 | 0 | 0 | 0 | 0 | 0 | 0 | 0 | 0 | 0 | 0 | 0 | 0 | 0 | 0 | 0 | 0 | 0 | 0 | 0
PG&E GBA | Avena | 115 | [12 empty] | 0 | 0 | 0 | 0 | 0 | 0 | 0 | 0 | 0 | 0 | 0 | 0 | 0 | 0 | 0 | 0 | 0 | 0 | 0 | 0 | 0 | 0 | 0 | 0 | 0 | 0 | 0 | 0 | 0 | 0 | 0 | 0 | 0 | 0 | 0 | 0 |  | 0 | 0 | 0 | 0 | 0 | 0 | 0 | 0 | 0 | 0 | 0 | 0 | 0 | 0 | 0 | 0 | 0 | 0 | 0 | 0 | 0 | 0 | 0 | 0 | 0 | 0 | 0 | 0 | 0 | 0 | 0 | 0 | 0 | 0 | 0 | 0 | 0 | 0 | 0 | 0 | 0 | 0 | 0 | 0 | 0 | 0 | 0 | 0 | 0 | 0 | 0 | 0
SDGE | Avocado | 69 | [12 empty] | 29.6 | 29.6 | 0 | 0 | 0 | 0 | 0 | 0 | 0 | 0 | 0 | 0 | 29.6 | 29.6 | 0 | 0 | 0 | 0 | 0 | 0 | 0 | 0 | 0 | 0 | 29.6 | 29.6 | 0 | 0 | 0 | 0 | 0 | 0 | 0 | 0 | 0 | 0 |  | 0 | 0 | 0 | 0 | 0 | 0 | 0 | 0 | 0 | 0 | 0 | 0 | 29.6 | 29.6 | 0 | 0 | 0 | 0 | 0 | 0 | 0 | 0 | 0 | 0 | 29.6 | 29.6 | 0 | 0 | 0 | 0 | 0 | 0 | 0 | 0 | 0 | 0 | 0 | 0 | 0 | 0 | 0 | 0 | 0 | 0 | 0 | 0 | 0 | 0 | 0 | 0 | 0 | 0
PG&E NGBA | Bahia | 230 | [12 empty] | 0 | 0 | 0 | 0 | 0 | 0 | 0 | 0 | 0 | 0 | 0 | 0 | 0 | 0 | 0 | 0 | 0 | 0 | 0 | 0 | 0 | 0 | 0 | 0 | 0 | 0 | 0 | 0 | 0 | 0 | 0 | 0 | 0 | 0 | 0 | 0 |  | 0 | 0 | 0 | 0 | 0 | 0 | 0 | 0 | 0 | 0 | 0 | 0 | 0 | 0 | 0 | 0 | 0 | 0 | 0 | 0 | 0 | 0 | 0 | 0 | 0 | 0 | 0 | 0 | 0 | 0 | 0 | 0 | 0 | 0 | 0 | 0 | 0 | 0 | 0 | 0 | 0 | 0 | 0 | 0 | 0 | 0 | 0 | 0 | 0 | 0 | 0 | 0
SCE Northern | Bailey | 230 | [12 empty] | 0 | 0 | 0 | 0 | 0 | 0 | 0 | 0 | 0 | 0 | 0 | 0 | 0 | 0 | 0 | 0 | 0 | 0 | 0 | 0 | 0 | 0 | 0 | 0 | 0 | 0 | 0 | 0 | 0 | 0 | 0 | 0 | 0 | 0 | 0 | 0 |  | 0 | 0 | 0 | 0 | 0 | 0 | 0 | 0 | 0 | 0 | 0 | 0 | 0 | 0 | 0 | 0 | 0 | 0 | 0 | 0 | 0 | 0 | 0 | 0 | 0 | 0 | 0 | 0 | 0 | 0 | 0 | 0 | 0 | 0 | 0 | 0 | 0 | 0 | 0 | 0 | 0 | 0 | 0 | 0 | 0 | 0 | 0 | 0 | 0 | 0 | 0 | 0
SCE NOL | Baker | 115 | [12 empty] | 0 | 0 | 0 | 0 | 0 | 0 | 0 | 0 | 0 | 0 | 0 | 0 | 0 | 0 | 0 | 0 | 0 | 0 | 0 | 0 | 0 | 0 | 0 | 0 | 0 | 0 | 0 | 0 | 0 | 0 | 0 | 0 | 0 | 0 | 0 | 0 |  | 0 | 0 | 0 | 0 | 0 | 0 | 0 | 0 | 0 | 0 | 0 | 0 | 0 | 0 | 0 | 0 | 0 | 0 | 0 | 0 | 0 | 0 | 0 | 0 | 0 | 0 | 0 | 0 | 0 | 0 | 0 | 0 | 0 | 0 | 0 | 0 | 0 | 0 | 0 | 0 | 0 | 0 | 0 | 0 | 0 | 0 | 0 | 0 | 0 | 0 | 0 | 0
PG&E KERN | Bakersfield | 230 | [12 empty] | 0 | 0 | 0 | 0 | 0 | 0 | 0 | 0 | 0 | 0 | 0 | 0 | 0 | 0 | 0 | 0 | 0 | 0 | 0 | 0 | 0 | 0 | 0 | 0 | 0 | 0 | 0 | 0 | 0 | 0 | 0 | 0 | 0 | 0 | 0 | 0 |  | 0 | 0 | 0 | 0 | 0 | 0 | 0 | 0 | 0 | 0 | 0 | 0 | 0 | 0 | 0 | 0 | 0 | 0 | 0 | 0 | 0 | 0 | 0 | 0 | 0 | 0 | 0 | 0 | 0 | 0 | 0 | 0 | 0 | 0 | 0 | 0 | 0 | 0 | 0 | 0 | 0 | 0 | 0 | 0 | 0 | 0 | 0 | 0 | 0 | 0 | 0 | 0
PG&E FRESNO | Balch | 230 | [12 empty] | 0 | 0 | 0 | 0 | 0 | 0 | 0 | 0 | 0 | 0 | 0 | 0 | 0 | 0 | 0 | 0 | 0 | 0 | 0 | 0 | 0 | 0 | 0 | 0 | 0 | 0 | 0 | 0 | 0 | 0 | 0 | 0 | 0 | 0 | 0 | 0 |  | 0 | 0 | 0 | 0 | 0 | 0 | 0 | 0 | 0 | 0 | 0 | 0 | 0 | 0 | 0 | 0 | 0 | 0 | 0 | 0 | 0 | 0 | 0 | 0 | 0 | 0 | 0 | 0 | 0 | 0 | 0 | 0 | 0 | 0 | 0 | 0 | 0 | 0 | 0 | 0 | 0 | 0 | 0 | 0 | 0 | 0 | 0 | 0 | 0 | 0 | 0 | 0
SCE Eastern | Bannister | 230 | [12 empty] | 0 | 0 | 0 | 0 | 0 | 0 | 0 | 0 | 0 | 0 | 0 | 0 | 404.8 | 0 | 0 | 0 | 65 | 0 | 0 | 0 | 0 | 0 | 0 | 0 | 404.8 | 0 | 0 | 0 | 65 | 0 | 0 | 0 | 0 | 0 | 0 | 0 |  | 0 | 0 | 0 | 0 | 0 | 0 | 0 | 0 | 0 | 0 | 0 | 0 | 0 | 0 | 0 | 0 | 0 | 0 | 0 | 0 | 0 | 0 | 0 | 0 | 0 | 0 | 0 | 0 | 0 | 0 | 0 | 0 | 0 | 0 | 0 | 0 | 0 | 0 | 0 | 0 | 0 | 0 | 0 | 0 | 0 | 0 | 0 | 0 | 0 | 0 | 0 | 0
SCE Metro | Barre | 230 | [12 empty] | 0 | 0 | 0 | 0 | 0 | 0 | 0 | 0 | 0 | 0 | 0 | 0 | 0 | 0 | 0 | 0 | 0 | 0 | 0 | 0 | 0 | 0 | 0 | 0 | 0 | 0 | 0 | 0 | 0 | 0 | 0 | 0 | 0 | 0 | 0 | 0 |  | 0 | 0 | 0 | 0 | 0 | 0 | 0 | 0 | 0 | 0 | 0 | 0 | 0 | 0 | 0 | 0 | 0 | 0 | 0 | 0 | 0 | 0 | 0 | 0 | 0 | 0 | 0 | 0 | 0 | 0 | 0 | 0 | 0 | 0 | 0 | 0 | 0 | 0 | 0 | 0 | 0 | 0 | 0 | 0 | 0 | 0 | 0 | 0 | 0 | 0 | 0 | 0
SDGE | Bay Boulevard | 69 | [12 empty] | 0 | 0 | 0 | 0 | 0 | 0 | 0 | 0 | 0 | 0 | 0 | 0 | 0 | 0 | 0 | 0 | 0 | 0 | 0 | 0 | 0 | 0 | 0 | 0 | 0 | 0 | 0 | 0 | 0 | 0 | 0 | 0 | 0 | 0 | 0 | 0 |  | 0 | 0 | 0 | 0 | 0 | 0 | 0 | 0 | 0 | 0 | 0 | 0 | 0 | 0 | 0 | 0 | 0 | 0 | 0 | 0 | 0 | 0 | 0 | 0 | 0 | 0 | 0 | 0 | 0 | 0 | 0 | 0 | 0 | 0 | 0 | 0 | 0 | 0 | 0 | 0 | 0 | 0 | 0 | 0 | 0 | 0 | 0 | 0 | 0 | 0 | 0 | 0
SDGE | Bay Boulevard | 230 | [12 empty] | 0 | 0 | 0 | 0 | 0 | 0 | 0 | 0 | 0 | 0 | 0 | 0 | 0 | 0 | 0 | 0 | 0 | 0 | 0 | 0 | 0 | 0 | 0 | 0 | 0 | 0 | 0 | 0 | 0 | 0 | 0 | 0 | 0 | 0 | 0 | 0 |  | 0 | 0 | 0 | 0 | 0 | 0 | 0 | 0 | 0 | 0 | 0 | 0 | 0 | 0 | 0 | 0 | 0 | 0 | 0 | 0 | 0 | 0 | 0 | 0 | 0 | 0 | 0 | 0 | 0 | 0 | 0 | 0 | 0 | 0 | 0 | 0 | 0 | 0 | 0 | 0 | 0 | 0 | 0 | 0 | 0 | 0 | 0 | 0 | 0 | 0 | 0 | 0
EOP | Beatty | 138 | [12 empty] | 0 | 0 | 0 | 0 | 0 | 0 | 0 | 0 | 0 | 0 | 0 | 0 | 0 | 0 | 0 | 0 | 0 | 0 | 0 | 0 | 0 | 0 | 0 | 0 | 0 | 0 | 0 | 0 | 0 | 0 | 0 | 0 | 0 | 0 | 0 | 0 |  | 0 | 0 | 0 | 0 | 0 | 0 | 0 | 0 | 0 | 0 | 0 | 0 | 0 | 0 | 0 | 0 | 0 | 0 | 0 | 0 | 0 | 0 | 0 | 0 | 0 | 0 | 0 | 0 | 0 | 0 | 0 | 0 | 0 | 0 | 0 | 0 | 0 | 0 | 0 | 0 | 0 | 0 | 0 | 0 | 0 | 0 | 0 | 0 | 0 | 0 | 0 | 0
EOP | Beatty | 230 | [12 empty] | 515.08 | 0 | 0 | 0 | 508.56 | 0 | 0 | 0 | 0 | 0 | 0 | 0 | 515.08 | 0 | 0 | 0 | 508.56 | 0 | 0 | 0 | 0 | 0 | 0 | 0 | 515.08 | 0 | 0 | 0 | 508.56 | 0 | 0 | 0 | 0 | 0 | 0 | 0 |  | 0 | 0 | 0 | 0 | 0 | 0 | 0 | 0 | 0 | 0 | 0 | 0 | 515.08 | 0 | 0 | 0 | 508.56 | 0 | 0 | 0 | 0 | 0 | 0 | 0 | 515.08 | 0 | 0 | 0 | 508.56 | 0 | 0 | 0 | 0 | 0 | 0 | 0 | 0 | 0 | 0 | 0 | 0 | 0 | 0 | 0 | 0 | 0 | 0 | 0 | 0 | 0 | 0 | 0
PG&E NGBA | Belden | 230 | [12 empty] | 0 | 0 | 0 | 0 | 0 | 0 | 0 | 0 | 0 | 0 | 0 | 0 | 0 | 0 | 0 | 0 | 0 | 0 | 0 | 0 | 0 | 0 | 0 | 0 | 0 | 0 | 0 | 0 | 0 | 0 | 0 | 0 | 0 | 0 | 0 | 0 |  | 0 | 0 | 0 | 0 | 0 | 0 | 0 | 0 | 0 | 0 | 0 | 0 | 0 | 0 | 0 | 0 | 0 | 0 | 0 | 0 | 0 | 0 | 0 | 0 | 0 | 0 | 0 | 0 | 0 | 0 | 0 | 0 | 0 | 0 | 0 | 0 | 0 | 0 | 0 | 0 | 0 | 0 | 0 | 0 | 0 | 0 | 0 | 0 | 0 | 0 | 0 | 0
PG&E NGBA | Bell | 115 | [12 empty] | 0 | 0 | 0 | 0 | 0 | 0 | 0 | 0 | 0 | 0 | 0 | 0 | 0 | 0 | 0 | 0 | 0 | 0 | 0 | 0 | 0 | 0 | 0 | 0 | 0 | 0 | 0 | 0 | 0 | 0 | 0 | 0 | 0 | 0 | 0 | 0 |  | 0 | 0 | 0 | 0 | 0 | 0 | 0 | 0 | 0 | 0 | 0 | 0 | 0 | 0 | 0 | 0 | 0 | 0 | 0 | 0 | 0 | 0 | 0 | 0 | 0 | 0 | 0 | 0 | 0 | 0 | 0 | 0 | 0 | 0 | 0 | 0 | 0 | 0 | 0 | 0 | 0 | 0 | 0 | 0 | 0 | 0 | 0 | 0 | 0 | 0 | 0 | 0
PG&E NGBA | Bellevue | 115 | [12 empty] | 0 | 0 | 0 | 0 | 0 | 0 | 0 | 0 | 0 | 0 | 0 | 0 | 0 | 0 | 0 | 0 | 0 | 0 | 0 | 0 | 0 | 0 | 0 | 0 | 0 | 0 | 0 | 0 | 0 | 0 | 0 | 0 | 0 | 0 | 0 | 0 |  | 0 | 0 | 0 | 0 | 0 | 0 | 0 | 0 | 0 | 0 | 0 | 0 | 0 | 0 | 0 | 0 | 0 | 0 | 0 | 0 | 0 | 0 | 0 | 0 | 0 | 0 | 0 | 0 | 0 | 0 | 0 | 0 | 0 | 0 | 0 | 0 | 0 | 0 | 0 | 0 | 0 | 0 | 0 | 0 | 0 | 0 | 0 | 0 | 0 | 0 | 0 | 0
PG&E GBA | Bellota | 115 | [12 empty] | 0 | 0 | 0 | 0 | 0 | 0 | 0 | 0 | 0 | 0 | 0 | 0 | 365.12 | 0 | 0 | 0 | 0 | 0 | 0 | 0 | 0 | 0 | 0 | 0 | 365.12 | 0 | 0 | 0 | 0 | 0 | 0 | 0 | 0 | 0 | 0 | 0 |  | 0 | 0 | 0 | 0 | 0 | 0 | 0 | 0 | 0 | 0 | 0 | 0 | 0 | 0 | 0 | 0 | 0 | 0 | 0 | 0 | 0 | 0 | 0 | 0 | 0 | 0 | 0 | 0 | 0 | 0 | 0 | 0 | 0 | 0 | 0 | 0 | 0 | 0 | 0 | 0 | 0 | 0 | 0 | 0 | 0 | 0 | 0 | 0 | 0 | 0 | 0 | 0
PG&E GBA | Bellota | 230 | [12 empty] | 0 | 0 | 0 | 0 | 0 | 0 | 0 | 0 | 0 | 0 | 0 | 0 | 0 | 0 | 0 | 0 | 0 | 0 | 0 | 0 | 0 | 0 | 0 | 0 | 0 | 0 | 0 | 0 | 0 | 0 | 0 | 0 | 0 | 0 | 0 | 0 |  | 0 | 0 | 0 | 0 | 0 | 0 | 0 | 0 | 0 | 0 | 0 | 0 | 0 | 0 | 0 | 0 | 0 | 0 | 0 | 0 | 0 | 0 | 0 | 0 | 0 | 0 | 0 | 0 | 0 | 0 | 0 | 0 | 0 | 0 | 0 | 0 | 514.08 | 0 | 0 | 0 | 0 | 0 | 0 | 514.08 | 514.08 | 0 | 0 | 0 | 0 | 0 | 0 | 0
SCE Northern | Big Creek | 230 | [12 empty] | 0 | 0 | 0 | 0 | 0 | 0 | 0 | 0 | 0 | 0 | 0 | 0 | 0 | 0 | 0 | 0 | 0 | 0 | 0 | 0 | 0 | 0 | 0 | 0 | 0 | 0 | 0 | 0 | 0 | 0 | 0 | 0 | 0 | 0 | 0 | 0 |  | 0 | 0 | 0 | 0 | 0 | 0 | 0 | 0 | 0 | 0 | 0 | 0 | 0 | 0 | 0 | 0 | 0 | 0 | 0 | 0 | 0 | 0 | 0 | 0 | 0 | 0 | 0 | 0 | 0 | 0 | 0 | 0 | 0 | 0 | 0 | 0 | 0 | 0 | 0 | 0 | 0 | 0 | 0 | 0 | 0 | 0 | 0 | 0 | 0 | 0 | 0 | 0
PG&E FRESNO | Biola | 70 | [12 empty] | 0 | 0 | 0 | 0 | 0 | 0 | 0 | 0 | 0 | 0 | 0 | 0 | 0 | 0 | 0 | 0 | 0 | 0 | 0 | 0 | 0 | 0 | 0 | 0 | 0 | 0 | 0 | 0 | 0 | 0 | 0 | 0 | 0 | 0 | 0 | 0 |  | 0 | 0 | 0 | 0 | 0 | 0 | 0 | 0 | 0 | 0 | 0 | 0 | 0 | 0 | 0 | 0 | 0 | 0 | 0 | 0 | 0 | 0 | 0 | 0 | 0 | 0 | 0 | 0 | 0 | 0 | 0 | 0 | 0 | 0 | 0 | 0 | 0 | 0 | 0 | 0 | 0 | 0 | 0 | 0 | 0 | 0 | 0 | 0 | 0 | 0 | 0 | 0
PG&E GBA | Birds Landing | 230 | [12 empty] | 92 | 65.02 | 0 | 0 | 0 | 0 | 0 | 0 | 0 | 0 | 0 | 0 | 174.62 | 46.02 | 0 | 0 | 0 | 0 | 0 | 0 | 0 | 0 | 0 | 0 | 212.62 | 65.02 | 0 | 0 | 0 | 0 | 0 | 0 | 0 | 0 | 0 | 0 |  | 295.94 | 65.02 | 0 | 0 | 205.02 | 0 | 0 | 0 | 207.2 | 0 | 0 | 0 | 54 | 46.02 | 0 | 0 | 0 | 0 | 0 | 0 | 0 | 0 | 0 | 0 | 92 | 65.02 | 0 | 0 | 0 | 0 | 0 | 0 | 0 | 0 | 0 | 0 | 0 | 0 | 0 | 0 | 0 | 0 | 0 | 0 | 0 | 0 | 0 | 0 | 0 | 0 | 0 | 0
SCE Northern | Bliss | 66 | [12 empty] | 0 | 0 | 0 | 0 | 0 | 0 | 0 | 0 | 0 | 0 | 0 | 0 | 0 | 0 | 0 | 0 | 0 | 0 | 0 | 0 | 0 | 0 | 0 | 0 | 0 | 0 | 0 | 0 | 0 | 0 | 0 | 0 | 0 | 0 | 0 | 0 |  | 0 | 0 | 0 | 0 | 0 | 0 | 0 | 0 | 0 | 0 | 0 | 0 | 0 | 0 | 0 | 0 | 0 | 0 | 0 | 0 | 0 | 0 | 0 | 0 | 0 | 0 | 0 | 0 | 0 | 0 | 0 | 0 | 0 | 0 | 0 | 0 | 0 | 0 | 0 | 0 | 0 | 0 | 0 | 0 | 0 | 0 | 0 | 0 | 0 | 0 | 0 | 0
SCE Eastern | Blythe | 161 | [12 empty] | 0 | 0 | 0 | 0 | 0 | 0 | 0 | 0 | 0 | 0 | 0 | 0 | 0 | 0 | 0 | 0 | 0 | 0 | 0 | 0 | 0 | 0 | 0 | 0 | 0 | 0 | 0 | 0 | 0 | 0 | 0 | 0 | 0 | 0 | 0 | 0 |  | 0 | 0 | 0 | 0 | 0 | 0 | 0 | 0 | 0 | 0 | 0 | 0 | 0 | 0 | 0 | 0 | 0 | 0 | 0 | 0 | 0 | 0 | 0 | 0 | 0 | 0 | 0 | 0 | 0 | 0 | 0 | 0 | 0 | 0 | 0 | 0 | 0 | 0 | 0 | 0 | 0 | 0 | 0 | 0 | 0 | 0 | 0 | 0 | 0 | 0 | 0 | 0
PG&E NGBA | Bogue | 115 | [12 empty] | 0 | 0 | 0 | 0 | 0 | 0 | 0 | 0 | 0 | 0 | 0 | 0 | 0 | 0 | 0 | 0 | 0 | 0 | 0 | 0 | 0 | 0 | 0 | 0 | 0 | 0 | 0 | 0 | 0 | 0 | 0 | 0 | 0 | 0 | 0 | 0 |  | 0 | 0 | 0 | 0 | 0 | 0 | 0 | 0 | 0 | 0 | 0 | 0 | 0 | 0 | 0 | 0 | 0 | 0 | 0 | 0 | 0 | 0 | 0 | 0 | 0 | 0 | 0 | 0 | 0 | 0 | 0 | 0 | 0 | 0 | 0 | 0 | 0 | 0 | 0 | 0 | 0 | 0 | 0 | 0 | 0 | 0 | 0 | 0 | 0 | 0 | 0 | 0
PG&E FRESNO | Borden | 230 | [12 empty] | 0 | 0 | 0 | 0 | 0 | 0 | 0 | 0 | 0 | 0 | 0 | 0 | 406.899 | 0 | 0 | 0 | 203.2 | 0 | 0 | 0 | 0 | 0 | 0 | 0 | 406.899 | 0 | 0 | 0 | 203.2 | 0 | 0 | 0 | 0 | 0 | 0 | 0 |  | 0 | 0 | 0 | 0 | 0 | 0 | 0 | 0 | 0 | 0 | 0 | 0 | 0 | 0 | 0 | 0 | 0 | 0 | 0 | 0 | 0 | 0 | 0 | 0 | 0 | 0 | 0 | 0 | 0 | 0 | 0 | 0 | 0 | 0 | 0 | 0 | 0 | 0 | 0 | 0 | 0 | 0 | 0 | 0 | 0 | 0 | 0 | 0 | 0 | 0 | 0 | 0
PG&E FRESNO | Borden | 70 | [12 empty] | 0 | 0 | 0 | 0 | 0 | 0 | 0 | 0 | 0 | 0 | 0 | 0 | 0 | 0 | 0 | 0 | 0 | 0 | 0 | 0 | 0 | 0 | 0 | 0 | 0 | 0 | 0 | 0 | 0 | 0 | 0 | 0 | 0 | 0 | 0 | 0 |  | 0 | 0 | 0 | 0 | 0 | 0 | 0 | 0 | 0 | 0 | 0 | 0 | 0 | 0 | 0 | 0 | 0 | 0 | 0 | 0 | 0 | 0 | 0 | 0 | 0 | 0 | 0 | 0 | 0 | 0 | 0 | 0 | 0 | 0 | 0 | 0 | 0 | 0 | 0 | 0 | 0 | 0 | 0 | 0 | 0 | 0 | 0 | 0 | 0 | 0 | 0 | 0
SDGE | Boulevard East | 138 | [12 empty] | 206.31 | 200 | 0 | 0 | 0 | 0 | 0 | 0 | 63.3 | 0 | 0 | 0 | 206.31 | 200 | 0 | 0 | 0 | 0 | 0 | 0 | 63.3 | 0 | 0 | 0 | 206.31 | 200 | 0 | 0 | 0 | 0 | 0 | 0 | 63.3 | 0 | 0 | 0 |  | 0 | 0 | 0 | 0 | 0 | 0 | 0 | 0 | 63.3 | 0 | 0 | 0 | 206.31 | 200 | 0 | 0 | 0 | 0 | 0 | 0 | 63.3 | 0 | 0 | 0 | 206.31 | 200 | 0 | 0 | 0 | 0 | 0 | 0 | 63.3 | 0 | 0 | 0 | 0 | 0 | 0 | 0 | 0 | 0 | 0 | 0 | 0 | 0 | 0 | 0 | 0 | 0 | 0 | 0
SDGE | Boulevard East | 69 | [12 empty] | 17.4 | 17.4 | 0 | 0 | 20 | 0 | 0 | 0 | 0 | 0 | 0 | 0 | 17.4 | 17.4 | 0 | 0 | 20 | 0 | 0 | 0 | 0 | 0 | 0 | 0 | 17.4 | 17.4 | 0 | 0 | 20 | 0 | 0 | 0 | 0 | 0 | 0 | 0 |  | 0 | 0 | 0 | 0 | 74.48 | 0 | 0 | 0 | 0 | 0 | 0 | 0 | 17.4 | 17.4 | 0 | 0 | 20 | 0 | 0 | 0 | 0 | 0 | 0 | 0 | 17.4 | 17.4 | 0 | 0 | 20 | 0 | 0 | 0 | 0 | 0 | 0 | 0 | 0 | 0 | 0 | 0 | 0 | 0 | 0 | 0 | 0 | 0 | 0 | 0 | 0 | 0 | 0 | 0
PG&E GBA | Brentwood | 230 | [12 empty] | 0 | 0 | 0 | 0 | 0 | 0 | 0 | 0 | 0 | 0 | 0 | 0 | 0 | 0 | 0 | 0 | 0 | 0 | 0 | 0 | 0 | 0 | 0 | 0 | 0 | 0 | 0 | 0 | 0 | 0 | 0 | 0 | 0 | 0 | 0 | 0 |  | 0 | 0 | 0 | 0 | 0 | 0 | 0 | 0 | 0 | 0 | 0 | 0 | 0 | 0 | 0 | 0 | 0 | 0 | 0 | 0 | 0 | 0 | 0 | 0 | 0 | 0 | 0 | 0 | 0 | 0 | 0 | 0 | 0 | 0 | 0 | 0 | 0 | 0 | 0 | 0 | 0 | 0 | 0 | 0 | 0 | 0 | 0 | 0 | 0 | 0 | 0 | 0
PG&E NGBA | Bridgeville | 115 | [12 empty] | 0 | 0 | 0 | 0 | 0 | 0 | 0 | 0 | 0 | 0 | 0 | 0 | 0 | 0 | 0 | 0 | 0 | 0 | 0 | 0 | 0 | 0 | 0 | 0 | 0 | 0 | 0 | 0 | 0 | 0 | 0 | 0 | 0 | 0 | 0 | 0 |  | 0 | 0 | 0 | 0 | 0 | 0 | 0 | 0 | 0 | 0 | 0 | 0 | 0 | 0 | 0 | 0 | 0 | 0 | 0 | 0 | 0 | 0 | 0 | 0 | 0 | 0 | 0 | 0 | 0 | 0 | 0 | 0 | 0 | 0 | 0 | 0 | 0 | 0 | 0 | 0 | 0 | 0 | 0 | 0 | 0 | 0 | 0 | 0 | 0 | 0 | 0 | 0
PG&E NGBA | Brighton | 115 | [12 empty] | 0 | 0 | 0 | 0 | 0 | 0 | 0 | 0 | 0 | 0 | 0 | 0 | 0 | 0 | 0 | 0 | 0 | 0 | 0 | 0 | 0 | 0 | 0 | 0 | 0 | 0 | 0 | 0 | 0 | 0 | 0 | 0 | 0 | 0 | 0 | 0 |  | 0 | 0 | 0 | 0 | 0 | 0 | 0 | 0 | 0 | 0 | 0 | 0 | 0 | 0 | 0 | 0 | 0 | 0 | 0 | 0 | 0 | 0 | 0 | 0 | 0 | 0 | 0 | 0 | 0 | 0 | 0 | 0 | 0 | 0 | 0 | 0 | 0 | 0 | 0 | 0 | 0 | 0 | 0 | 0 | 0 | 0 | 0 | 0 | 0 | 0 | 0 | 0
PG&E NGBA | Brighton | 230 | [12 empty] | 0 | 0 | 0 | 0 | 0 | 0 | 0 | 0 | 0 | 0 | 0 | 0 | 0 | 0 | 0 | 0 | 0 | 0 | 0 | 0 | 0 | 0 | 0 | 0 | 0 | 0 | 0 | 0 | 0 | 0 | 0 | 0 | 0 | 0 | 0 | 0 |  | 0 | 0 | 0 | 0 | 0 | 0 | 0 | 0 | 0 | 0 | 0 | 0 | 0 | 0 | 0 | 0 | 0 | 0 | 0 | 0 | 0 | 0 | 0 | 0 | 0 | 0 | 0 | 0 | 0 | 0 | 0 | 0 | 0 | 0 | 0 | 0 | 0 | 0 | 0 | 0 | 0 | 0 | 0 | 0 | 0 | 0 | 0 | 0 | 0 | 0 | 0 | 0
PG&E NGBA | Brunswick | 115 | [12 empty] | 0 | 0 | 0 | 0 | 0 | 0 | 0 | 0 | 0 | 0 | 0 | 0 | 0 | 0 | 0 | 0 | 0 | 0 | 0 | 0 | 0 | 0 | 0 | 0 | 0 | 0 | 0 | 0 | 0 | 0 | 0 | 0 | 0 | 0 | 0 | 0 |  | 0 | 0 | 0 | 0 | 0 | 0 | 0 | 0 | 0 | 0 | 0 | 0 | 0 | 0 | 0 | 0 | 0 | 0 | 0 | 0 | 0 | 0 | 0 | 0 | 0 | 0 | 0 | 0 | 0 | 0 | 0 | 0 | 0 | 0 | 0 | 0 | 0 | 0 | 0 | 0 | 0 | 0 | 0 | 0 | 0 | 0 | 0 | 0 | 0 | 0 | 0 | 0
PG&E NGBA | Bucks Creek | 230 | [12 empty] | 0 | 0 | 0 | 0 | 0 | 0 | 0 | 0 | 0 | 0 | 0 | 0 | 0 | 0 | 0 | 0 | 0 | 0 | 0 | 0 | 0 | 0 | 0 | 0 | 0 | 0 | 0 | 0 | 0 | 0 | 0 | 0 | 0 | 0 | 0 | 0 |  | 0 | 0 | 0 | 0 | 0 | 0 | 0 | 0 | 0 | 0 | 0 | 0 | 0 | 0 | 0 | 0 | 0 | 0 | 0 | 0 | 0 | 0 | 0 | 0 | 0 | 0 | 0 | 0 | 0 | 0 | 0 | 0 | 0 | 0 | 0 | 0 | 0 | 0 | 0 | 0 | 0 | 0 | 0 | 0 | 0 | 0 | 0 | 0 | 0 | 0 | 0 | 0
PG&E KERN | Buena Vista | 230 | [12 empty] | 0 | 0 | 0 | 0 | 0 | 0 | 0 | 0 | 0 | 0 | 0 | 0 | 0 | 0 | 0 | 0 | 0 | 0 | 0 | 0 | 0 | 0 | 0 | 0 | 0 | 0 | 0 | 0 | 0 | 0 | 0 | 0 | 0 | 0 | 0 | 0 |  | 0 | 0 | 0 | 0 | 0 | 0 | 0 | 0 | 0 | 0 | 0 | 0 | 0 | 0 | 0 | 0 | 0 | 0 | 0 | 0 | 0 | 0 | 0 | 0 | 0 | 0 | 0 | 0 | 0 | 0 | 0 | 0 | 0 | 0 | 0 | 0 | 0 | 0 | 0 | 0 | 0 | 0 | 0 | 0 | 0 | 0 | 0 | 0 | 0 | 0 | 0 | 0
PG&E FRESNO | Bullard | 115 | [12 empty] | 0 | 0 | 0 | 0 | 0 | 0 | 0 | 0 | 0 | 0 | 0 | 0 | 0 | 0 | 0 | 0 | 0 | 0 | 0 | 0 | 0 | 0 | 0 | 0 | 0 | 0 | 0 | 0 | 0 | 0 | 0 | 0 | 0 | 0 | 0 | 0 |  | 0 | 0 | 0 | 0 | 0 | 0 | 0 | 0 | 0 | 0 | 0 | 0 | 0 | 0 | 0 | 0 | 0 | 0 | 0 | 0 | 0 | 0 | 0 | 0 | 0 | 0 | 0 | 0 | 0 | 0 | 0 | 0 | 0 | 0 | 0 | 0 | 0 | 0 | 0 | 0 | 0 | 0 | 0 | 0 | 0 | 0 | 0 | 0 | 0 | 0 | 0 | 0
PG&E GBA | Burlingame | 115 | [12 empty] | 0 | 0 | 0 | 0 | 0 | 0 | 0 | 0 | 0 | 0 | 0 | 0 | 0 | 0 | 0 | 0 | 0 | 0 | 0 | 0 | 0 | 0 | 0 | 0 | 0 | 0 | 0 | 0 | 0 | 0 | 0 | 0 | 0 | 0 | 0 | 0 |  | 0 | 0 | 0 | 0 | 0 | 0 | 0 | 0 | 0 | 0 | 0 | 0 | 0 | 0 | 0 | 0 | 0 | 0 | 0 | 0 | 0 | 0 | 0 | 0 | 0 | 0 | 0 | 0 | 0 | 0 | 0 | 0 | 0 | 0 | 0 | 0 | 0 | 0 | 0 | 0 | 0 | 0 | 0 | 0 | 0 | 0 | 0 | 0 | 0 | 0 | 0 | 0
PG&E NGBA | Burney Forest | 230 | [12 empty] | 0 | 0 | 0 | 0 | 0 | 0 | 0 | 0 | 0 | 0 | 0 | 0 | 0 | 0 | 0 | 0 | 0 | 0 | 0 | 0 | 0 | 0 | 0 | 0 | 0 | 0 | 0 | 0 | 0 | 0 | 0 | 0 | 0 | 0 | 0 | 0 |  | 0 | 0 | 0 | 0 | 0 | 0 | 0 | 0 | 0 | 0 | 0 | 0 | 0 | 0 | 0 | 0 | 0 | 0 | 0 | 0 | 0 | 0 | 0 | 0 | 0 | 0 | 0 | 0 | 0 | 0 | 0 | 0 | 0 | 0 | 0 | 0 | 0 | 0 | 0 | 0 | 0 | 0 | 0 | 0 | 0 | 0 | 0 | 0 | 0 | 0 | 0 | 0
PG&E NGBA | Butte | 115 | [12 empty] | 0 | 0 | 0 | 0 | 0 | 0 | 0 | 0 | 0 | 0 | 0 | 0 | 0 | 0 | 0 | 0 | 0 | 0 | 0 | 0 | 0 | 0 | 0 | 0 | 0 | 0 | 0 | 0 | 0 | 0 | 0 | 0 | 0 | 0 | 0 | 0 |  | 0 | 0 | 0 | 0 | 0 | 0 | 0 | 0 | 0 | 0 | 0 | 0 | 0 | 0 | 0 | 0 | 0 | 0 | 0 | 0 | 0 | 0 | 0 | 0 | 0 | 0 | 0 | 0 | 0 | 0 | 0 | 0 | 0 | 0 | 0 | 0 | 0 | 0 | 0 | 0 | 0 | 0 | 0 | 0 | 0 | 0 | 0 | 0 | 0 | 0 | 0 | 0
PG&E KERN | Cabrillo | 115 | [12 empty] | 0 | 0 | 0 | 0 | 0 | 0 | 0 | 0 | 0 | 0 | 0 | 0 | 0 | 0 | 0 | 0 | 0 | 0 | 0 | 0 | 0 | 0 | 0 | 0 | 0 | 0 | 0 | 0 | 0 | 0 | 0 | 0 | 0 | 0 | 0 | 0 |  | 0 | 0 | 0 | 0 | 0 | 0 | 0 | 0 | 0 | 0 | 0 | 0 | 0 | 0 | 0 | 0 | 0 | 0 | 0 | 0 | 0 | 0 | 0 | 0 | 0 | 0 | 0 | 0 | 0 | 0 | 0 | 0 | 0 | 0 | 0 | 0 | 0 | 0 | 0 | 0 | 0 | 0 | 0 | 0 | 0 | 0 | 0 | 0 | 0 | 0 | 0 | 0
PG&E FRESNO | Cal Flats | 230 | [12 empty] | 0 | 0 | 0 | 0 | 0 | 0 | 0 | 0 | 0 | 0 | 0 | 0 | 0 | 0 | 0 | 0 | 0 | 0 | 0 | 0 | 0 | 0 | 0 | 0 | 0 | 0 | 0 | 0 | 0 | 0 | 0 | 0 | 0 | 0 | 0 | 0 |  | 0 | 0 | 0 | 0 | 0 | 0 | 0 | 0 | 0 | 0 | 0 | 0 | 0 | 0 | 0 | 0 | 0 | 0 | 0 | 0 | 0 | 0 | 0 | 0 | 0 | 0 | 0 | 0 | 0 | 0 | 0 | 0 | 0 | 0 | 0 | 0 | 0 | 0 | 0 | 0 | 0 | 0 | 0 | 0 | 0 | 0 | 0 | 0 | 0 | 0 | 0 | 0
SCE NOL | Calcite | 230 | [12 empty] | 200 | 186 | 0 | 0 | 200 | 0 | 0 | 0 | 0 | 0 | 0 | 0 | 256 | 241 | 0 | 0 | 256 | 0 | 0 | 0 | 0 | 0 | 0 | 0 | 256 | 241 | 0 | 0 | 256 | 0 | 0 | 0 | 0 | 0 | 0 | 0 |  | 250 | 236 | 0 | 0 | 400 | 200 | 0 | 0 | 0 | 0 | 0 | 0 | 256 | 241 | 0 | 0 | 256 | 0 | 0 | 0 | 0 | 0 | 0 | 0 | 256 | 241 | 0 | 0 | 256 | 0 | 0 | 0 | 0 | 0 | 0 | 0 | 288 | 0 | 640.0165 | 0 | 0 | 0 | 0 | 288 | 0 | 0 | 352.0165 | 0 | 0 | 0 | 0 | 0
PG&E KERN | Caliente | 230 | [12 empty] | 0 | 0 | 0 | 0 | 0 | 0 | 0 | 0 | 0 | 0 | 0 | 0 | 75 | 0 | 0 | 0 | 0 | 0 | 0 | 0 | 0 | 0 | 0 | 0 | 75 | 0 | 0 | 0 | 0 | 0 | 0 | 0 | 0 | 0 | 0 | 0 |  | 0 | 0 | 0 | 0 | 0 | 0 | 0 | 0 | 0 | 0 | 0 | 0 | 0 | 0 | 0 | 0 | 0 | 0 | 0 | 0 | 0 | 0 | 0 | 0 | 0 | 0 | 0 | 0 | 0 | 0 | 0 | 0 | 0 | 0 | 0 | 0 | 0 | 0 | 0 | 0 | 0 | 0 | 0 | 0 | 0 | 0 | 0 | 0 | 0 | 0 | 0 | 0
PG&E FRESNO | California Ave | 115 | [12 empty] | 0 | 0 | 0 | 0 | 0 | 0 | 0 | 0 | 0 | 0 | 0 | 0 | 0 | 0 | 0 | 0 | 0 | 0 | 0 | 0 | 0 | 0 | 0 | 0 | 0 | 0 | 0 | 0 | 0 | 0 | 0 | 0 | 0 | 0 | 0 | 0 |  | 0 | 0 | 0 | 0 | 0 | 0 | 0 | 0 | 0 | 0 | 0 | 0 | 0 | 0 | 0 | 0 | 0 | 0 | 0 | 0 | 0 | 0 | 0 | 0 | 0 | 0 | 0 | 0 | 0 | 0 | 0 | 0 | 0 | 0 | 0 | 0 | 0 | 0 | 0 | 0 | 0 | 0 | 0 | 0 | 0 | 0 | 0 | 0 | 0 | 0 | 0 | 0
PG&E KERN | Callender | 115 | [12 empty] | 0 | 0 | 0 | 0 | 0 | 0 | 0 | 0 | 0 | 0 | 0 | 0 | 0 | 0 | 0 | 0 | 0 | 0 | 0 | 0 | 0 | 0 | 0 | 0 | 0 | 0 | 0 | 0 | 0 | 0 | 0 | 0 | 0 | 0 | 0 | 0 |  | 0 | 0 | 0 | 0 | 0 | 0 | 0 | 0 | 0 | 0 | 0 | 0 | 0 | 0 | 0 | 0 | 0 | 0 | 0 | 0 | 0 | 0 | 0 | 0 | 0 | 0 | 0 | 0 | 0 | 0 | 0 | 0 | 0 | 0 | 0 | 0 | 0 | 0 | 0 | 0 | 0 | 0 | 0 | 0 | 0 | 0 | 0 | 0 | 0 | 0 | 0 | 0
PG&E NGBA | Calpella | 115 | [12 empty] | 0 | 0 | 0 | 0 | 0 | 0 | 0 | 0 | 0 | 0 | 0 | 0 | 0 | 0 | 0 | 0 | 0 | 0 | 0 | 0 | 0 | 0 | 0 | 0 | 0 | 0 | 0 | 0 | 0 | 0 | 0 | 0 | 0 | 0 | 0 | 0 |  | 0 | 0 | 0 | 0 | 0 | 0 | 0 | 0 | 0 | 0 | 0 | 0 | 0 | 0 | 0 | 0 | 0 | 0 | 0 | 0 | 0 | 0 | 0 | 0 | 0 | 0 | 0 | 0 | 0 | 0 | 0 | 0 | 0 | 0 | 0 | 0 | 0 | 0 | 0 | 0 | 0 | 0 | 0 | 0 | 0 | 0 | 0 | 0 | 0 | 0 | 0 | 0
PG&E GBA | Camanche | 230 | [12 empty] | 356.592 | 350 | 0 | 0 | 356.592 | 0 | 0 | 0 | 0 | 0 | 0 | 0 | 356.592 | 350 | 0 | 0 | 356.592 | 0 | 0 | 0 | 0 | 0 | 0 | 0 | 356.592 | 350 | 0 | 0 | 356.592 | 0 | 0 | 0 | 0 | 0 | 0 | 0 |  | 0 | 0 | 0 | 0 | 0 | 0 | 0 | 0 | 0 | 0 | 0 | 0 | 0 | 0 | 0 | 0 | 0 | 0 | 0 | 0 | 0 | 0 | 0 | 0 | 0 | 0 | 0 | 0 | 0 | 0 | 0 | 0 | 0 | 0 | 0 | 0 | 0 | 0 | 0 | 0 | 0 | 0 | 0 | 0 | 0 | 0 | 0 | 0 | 0 | 0 | 0 | 0
SDGE | Cameron | 69 | [12 empty] | 0 | 0 | 0 | 0 | 0 | 0 | 0 | 0 | 0 | 0 | 0 | 0 | 0 | 0 | 0 | 0 | 0 | 0 | 0 | 0 | 0 | 0 | 0 | 0 | 0 | 0 | 0 | 0 | 0 | 0 | 0 | 0 | 0 | 0 | 0 | 0 |  | 0 | 0 | 0 | 0 | 0 | 0 | 0 | 0 | 0 | 0 | 0 | 0 | 0 | 0 | 0 | 0 | 0 | 0 | 0 | 0 | 0 | 0 | 0 | 0 | 0 | 0 | 0 | 0 | 0 | 0 | 0 | 0 | 0 | 0 | 0 | 0 | 0 | 0 | 0 | 0 | 0 | 0 | 0 | 0 | 0 | 0 | 0 | 0 | 0 | 0 | 0 | 0
SDGE | Cannon | 69 | [12 empty] | 0 | 0 | 0 | 0 | 0 | 0 | 0 | 0 | 0 | 0 | 0 | 0 | 0 | 0 | 0 | 0 | 0 | 0 | 0 | 0 | 0 | 0 | 0 | 0 | 0 | 0 | 0 | 0 | 0 | 0 | 0 | 0 | 0 | 0 | 0 | 0 |  | 0 | 0 | 0 | 0 | 0 | 0 | 0 | 0 | 0 | 0 | 0 | 0 | 0 | 0 | 0 | 0 | 0 | 0 | 0 | 0 | 0 | 0 | 0 | 0 | 0 | 0 | 0 | 0 | 0 | 0 | 0 | 0 | 0 | 0 | 0 | 0 | 0 | 0 | 0 | 0 | 0 | 0 | 0 | 0 | 0 | 0 | 0 | 0 | 0 | 0 | 0 | 0
PG&E FRESNO | Cantua | 115 | [12 empty] | 0 | 0 | 0 | 0 | 0 | 0 | 0 | 0 | 0 | 0 | 0 | 0 | 0 | 0 | 0 | 0 | 0 | 0 | 0 | 0 | 0 | 0 | 0 | 0 | 0 | 0 | 0 | 0 | 0 | 0 | 0 | 0 | 0 | 0 | 0 | 0 |  | 0 | 0 | 0 | 0 | 0 | 0 | 0 | 0 | 0 | 0 | 0 | 0 | 0 | 0 | 0 | 0 | 0 | 0 | 0 | 0 | 0 | 0 | 0 | 0 | 0 | 0 | 0 | 0 | 0 | 0 | 0 | 0 | 0 | 0 | 0 | 0 | 0 | 0 | 0 | 0 | 0 | 0 | 0 | 0 | 0 | 0 | 0 | 0 | 0 | 0 | 0 | 0
SDGE | Capistrano | 138 | [12 empty] | 256.875 | 250 | 0 | 0 | 0 | 0 | 0 | 0 | 0 | 0 | 0 | 0 | 256.875 | 250 | 0 | 0 | 0 | 0 | 0 | 0 | 0 | 0 | 0 | 0 | 256.875 | 250 | 0 | 0 | 0 | 0 | 0 | 0 | 0 | 0 | 0 | 0 |  | 256.875 | 250 | 0 | 0 | 0 | 0 | 0 | 0 | 0 | 0 | 0 | 0 | 256.875 | 250 | 0 | 0 | 0 | 0 | 0 | 0 | 0 | 0 | 0 | 0 | 256.875 | 250 | 0 | 0 | 0 | 0 | 0 | 0 | 0 | 0 | 0 | 0 | 0 | 0 | 0 | 0 | 0 | 0 | 0 | 0 | 0 | 0 | 0 | 0 | 0 | 0 | 0 | 0
SDGE | Capistrano | 230 | [12 empty] | 0 | 0 | 0 | 0 | 0 | 0 | 0 | 0 | 0 | 0 | 0 | 0 | 0 | 0 | 0 | 0 | 0 | 0 | 0 | 0 | 0 | 0 | 0 | 0 | 0 | 0 | 0 | 0 | 0 | 0 | 0 | 0 | 0 | 0 | 0 | 0 |  | 0 | 0 | 0 | 0 | 0 | 0 | 0 | 0 | 0 | 0 | 0 | 0 | 0 | 0 | 0 | 0 | 0 | 0 | 0 | 0 | 0 | 0 | 0 | 0 | 0 | 0 | 0 | 0 | 0 | 0 | 0 | 0 | 0 | 0 | 0 | 0 | 0 | 0 | 0 | 0 | 0 | 0 | 0 | 0 | 0 | 0 | 0 | 0 | 0 | 0 | 0 | 0
PG&E NGBA | Carberry | 230 | [12 empty] | 0 | 0 | 0 | 0 | 0 | 0 | 0 | 0 | 0 | 0 | 0 | 0 | 0 | 0 | 0 | 0 | 0 | 0 | 0 | 0 | 0 | 0 | 0 | 0 | 0 | 0 | 0 | 0 | 0 | 0 | 0 | 0 | 0 | 0 | 0 | 0 |  | 0 | 0 | 0 | 0 | 0 | 0 | 0 | 0 | 0 | 0 | 0 | 0 | 0 | 0 | 0 | 0 | 0 | 0 | 0 | 0 | 0 | 0 | 0 | 0 | 0 | 0 | 0 | 0 | 0 | 0 | 0 | 0 | 0 | 0 | 0 | 0 | 0 | 0 | 0 | 0 | 0 | 0 | 0 | 0 | 0 | 0 | 0 | 0 | 0 | 0 | 0 | 0
SCE Eastern | Cardiff | 66 | [12 empty] | 0 | 0 | 0 | 0 | 0 | 0 | 0 | 0 | 0 | 0 | 0 | 0 | 0 | 0 | 0 | 0 | 0 | 0 | 0 | 0 | 0 | 0 | 0 | 0 | 0 | 0 | 0 | 0 | 0 | 0 | 0 | 0 | 0 | 0 | 0 | 0 |  | 0 | 0 | 0 | 0 | 0 | 0 | 0 | 0 | 0 | 0 | 0 | 0 | 0 | 0 | 0 | 0 | 0 | 0 | 0 | 0 | 0 | 0 | 0 | 0 | 0 | 0 | 0 | 0 | 0 | 0 | 0 | 0 | 0 | 0 | 0 | 0 | 0 | 0 | 0 | 0 | 0 | 0 | 0 | 0 | 0 | 0 | 0 | 0 | 0 | 0 | 0 | 0
PG&E NGBA | Caribou | 60 | [12 empty] | 0 | 0 | 0 | 0 | 0 | 0 | 0 | 0 | 0 | 0 | 0 | 0 | 0 | 0 | 0 | 0 | 0 | 0 | 0 | 0 | 0 | 0 | 0 | 0 | 0 | 0 | 0 | 0 | 0 | 0 | 0 | 0 | 0 | 0 | 0 | 0 |  | 0 | 0 | 0 | 0 | 0 | 0 | 0 | 0 | 0 | 0 | 0 | 0 | 0 | 0 | 0 | 0 | 0 | 0 | 0 | 0 | 0 | 0 | 0 | 0 | 0 | 0 | 0 | 0 | 0 | 0 | 0 | 0 | 0 | 0 | 0 | 0 | 0 | 0 | 0 | 0 | 0 | 0 | 0 | 0 | 0 | 0 | 0 | 0 | 0 | 0 | 0 | 0
PG&E NGBA | Caribou | 115 | [12 empty] | 0 | 0 | 0 | 0 | 0 | 0 | 0 | 0 | 0 | 0 | 0 | 0 | 0 | 0 | 0 | 0 | 0 | 0 | 0 | 0 | 0 | 0 | 0 | 0 | 0 | 0 | 0 | 0 | 0 | 0 | 0 | 0 | 0 | 0 | 0 | 0 |  | 0 | 0 | 0 | 0 | 0 | 0 | 0 | 0 | 0 | 0 | 0 | 0 | 0 | 0 | 0 | 0 | 0 | 0 | 0 | 0 | 0 | 0 | 0 | 0 | 0 | 0 | 0 | 0 | 0 | 0 | 0 | 0 | 0 | 0 | 0 | 0 | 0 | 0 | 0 | 0 | 0 | 0 | 0 | 0 | 0 | 0 | 0 | 0 | 0 | 0 | 0 | 0
PG&E NGBA | Caribou | 230 | [12 empty] | 0 | 0 | 0 | 0 | 0 | 0 | 0 | 0 | 0 | 0 | 0 | 0 | 0 | 0 | 0 | 0 | 0 | 0 | 0 | 0 | 0 | 0 | 0 | 0 | 0 | 0 | 0 | 0 | 0 | 0 | 0 | 0 | 0 | 0 | 0 | 0 |  | 0 | 0 | 0 | 0 | 0 | 0 | 0 | 0 | 0 | 0 | 0 | 0 | 0 | 0 | 0 | 0 | 0 | 0 | 0 | 0 | 0 | 0 | 0 | 0 | 0 | 0 | 0 | 0 | 0 | 0 | 0 | 0 | 0 | 0 | 0 | 0 | 0 | 0 | 0 | 0 | 0 | 0 | 0 | 0 | 0 | 0 | 0 | 0 | 0 | 0 | 0 | 0
EOP | Carpenter Canyon (fka Gamebird) | 138 | [12 empty] | 0 | 0 | 0 | 0 | 0 | 0 | 0 | 0 | 0 | 0 | 0 | 0 | 0 | 0 | 0 | 0 | 0 | 0 | 0 | 0 | 0 | 0 | 0 | 0 | 0 | 0 | 0 | 0 | 0 | 0 | 0 | 0 | 0 | 0 | 0 | 0 |  | 0 | 0 | 0 | 0 | 0 | 0 | 0 | 0 | 0 | 0 | 0 | 0 | 0 | 0 | 0 | 0 | 0 | 0 | 0 | 0 | 0 | 0 | 0 | 0 | 0 | 0 | 0 | 0 | 0 | 0 | 0 | 0 | 0 | 0 | 0 | 0 | 0 | 0 | 0 | 0 | 0 | 0 | 0 | 0 | 0 | 0 | 0 | 0 | 0 | 0 | 0 | 0
EOP | Carpenter Canyon (fka Gamebird) | 230 | [12 empty] | 244 | 200 | 0 | 0 | 200 | 0 | 0 | 0 | 0 | 0 | 0 | 0 | 760.7638 | 200 | 0 | 0 | 716.7638 | 0 | 0 | 0 | 0 | 0 | 0 | 0 | 760.7638 | 200 | 0 | 0 | 716.7638 | 0 | 0 | 0 | 0 | 0 | 0 | 0 |  | 200 | 200 | 0 | 0 | 200 | 0 | 0 | 0 | 0 | 0 | 0 | 0 | 760.7638 | 200 | 0 | 0 | 716.7638 | 0 | 0 | 0 | 0 | 0 | 0 | 0 | 760.7638 | 200 | 0 | 0 | 716.7638 | 0 | 0 | 0 | 0 | 0 | 0 | 0 | 0 | 0 | 0 | 0 | 0 | 0 | 0 | 0 | 0 | 0 | 0 | 0 | 0 | 0 | 0 | 0
PG&E NGBA | Carquinez | 115 | [12 empty] | 0 | 0 | 0 | 0 | 0 | 0 | 0 | 0 | 0 | 0 | 0 | 0 | 0 | 0 | 0 | 0 | 0 | 0 | 0 | 0 | 0 | 0 | 0 | 0 | 0 | 0 | 0 | 0 | 0 | 0 | 0 | 0 | 0 | 0 | 0 | 0 |  | 0 | 0 | 0 | 0 | 0 | 0 | 0 | 0 | 0 | 0 | 0 | 0 | 0 | 0 | 0 | 0 | 0 | 0 | 0 | 0 | 0 | 0 | 0 | 0 | 0 | 0 | 0 | 0 | 0 | 0 | 0 | 0 | 0 | 0 | 0 | 0 | 0 | 0 | 0 | 0 | 0 | 0 | 0 | 0 | 0 | 0 | 0 | 0 | 0 | 0 | 0 | 0
SDGE | Carrizo Gorge | 138 | [12 empty] | 20 | 20 | 0 | 0 | 0 | 0 | 0 | 0 | 0 | 0 | 0 | 0 | 20 | 20 | 0 | 0 | 0 | 0 | 0 | 0 | 0 | 0 | 0 | 0 | 20 | 20 | 0 | 0 | 0 | 0 | 0 | 0 | 0 | 0 | 0 | 0 |  | 20 | 20 | 0 | 0 | 0 | 0 | 0 | 0 | 0 | 0 | 0 | 0 | 20 | 20 | 0 | 0 | 0 | 0 | 0 | 0 | 0 | 0 | 0 | 0 | 20 | 20 | 0 | 0 | 0 | 0 | 0 | 0 | 0 | 0 | 0 | 0 | 0 | 0 | 0 | 0 | 0 | 0 | 0 | 0 | 0 | 0 | 0 | 0 | 0 | 0 | 0 | 0
PG&E KERN | Carrizo Plains | 115 | [12 empty] | 0 | 0 | 0 | 0 | 0 | 0 | 0 | 0 | 0 | 0 | 0 | 0 | 0 | 0 | 0 | 0 | 0 | 0 | 0 | 0 | 0 | 0 | 0 | 0 | 0 | 0 | 0 | 0 | 0 | 0 | 0 | 0 | 0 | 0 | 0 | 0 |  | 0 | 0 | 0 | 0 | 0 | 0 | 0 | 0 | 0 | 0 | 0 | 0 | 0 | 0 | 0 | 0 | 0 | 0 | 0 | 0 | 0 | 0 | 0 | 0 | 0 | 0 | 0 | 0 | 0 | 0 | 0 | 0 | 0 | 0 | 0 | 0 | 0 | 0 | 0 | 0 | 0 | 0 | 0 | 0 | 0 | 0 | 0 | 0 | 0 | 0 | 0 | 0
PG&E KERN | Casaloma | 230 | [12 empty] | 0 | 0 | 0 | 0 | 0 | 0 | 0 | 0 | 0 | 0 | 0 | 0 | 0 | 0 | 0 | 0 | 0 | 0 | 0 | 0 | 0 | 0 | 0 | 0 | 0 | 0 | 0 | 0 | 0 | 0 | 0 | 0 | 0 | 0 | 0 | 0 |  | 0 | 0 | 0 | 0 | 0 | 0 | 0 | 0 | 0 | 0 | 0 | 0 | 0 | 0 | 0 | 0 | 0 | 0 | 0 | 0 | 0 | 0 | 0 | 0 | 0 | 0 | 0 | 0 | 0 | 0 | 0 | 0 | 0 | 0 | 0 | 0 | 0 | 0 | 0 | 0 | 0 | 0 | 0 | 0 | 0 | 0 | 0 | 0 | 0 | 0 | 0 | 0
PG&E GBA | Castro Valley | 230 | [12 empty] | 0 | 0 | 0 | 0 | 0 | 0 | 0 | 0 | 0 | 0 | 0 | 0 | 0 | 0 | 0 | 0 | 0 | 0 | 0 | 0 | 0 | 0 | 0 | 0 | 0 | 0 | 0 | 0 | 0 | 0 | 0 | 0 | 0 | 0 | 0 | 0 |  | 0 | 0 | 0 | 0 | 0 | 0 | 0 | 0 | 0 | 0 | 0 | 0 | 0 | 0 | 0 | 0 | 0 | 0 | 0 | 0 | 0 | 0 | 0 | 0 | 0 | 0 | 0 | 0 | 0 | 0 | 0 | 0 | 0 | 0 | 0 | 0 | 0 | 0 | 0 | 0 | 0 | 0 | 0 | 0 | 0 | 0 | 0 | 0 | 0 | 0 | 0 | 0
PG&E GBA | Cayetano | 230 | [12 empty] | 1.3 | 0 | 0 | 0 | 1.4 | 0 | 0 | 0 | 0 | 0 | 0 | 0 | 1.3 | 0 | 0 | 0 | 1.4 | 0 | 0 | 0 | 0 | 0 | 0 | 0 | 1.3 | 0 | 0 | 0 | 1.4 | 0 | 0 | 0 | 0 | 0 | 0 | 0 |  | 1.3 | 0 | 0 | 0 | 1.4 | 0 | 0 | 0 | 0 | 0 | 0 | 0 | 1.3 | 0 | 0 | 0 | 1.4 | 0 | 0 | 0 | 0 | 0 | 0 | 0 | 1.3 | 0 | 0 | 0 | 1.4 | 0 | 0 | 0 | 0 | 0 | 0 | 0 | 0 | 0 | 0 | 0 | 0 | 0 | 0 | 0 | 0 | 0 | 0 | 0 | 0 | 0 | 0 | 0
SCE Metro | Center | 230 | [12 empty] | 0 | 0 | 0 | 0 | 0 | 0 | 0 | 0 | 0 | 0 | 0 | 0 | 0 | 0 | 0 | 0 | 0 | 0 | 0 | 0 | 0 | 0 | 0 | 0 | 0 | 0 | 0 | 0 | 0 | 0 | 0 | 0 | 0 | 0 | 0 | 0 |  | 0 | 0 | 0 | 0 | 0 | 0 | 0 | 0 | 0 | 0 | 0 | 0 | 0 | 0 | 0 | 0 | 0 | 0 | 0 | 0 | 0 | 0 | 0 | 0 | 0 | 0 | 0 | 0 | 0 | 0 | 0 | 0 | 0 | 0 | 0 | 0 | 0 | 0 | 0 | 0 | 0 | 0 | 0 | 0 | 0 | 0 | 0 | 0 | 0 | 0 | 0 | 0
PG&E KERN | Charca | 115 | [12 empty] | 0 | 0 | 0 | 0 | 0 | 0 | 0 | 0 | 0 | 0 | 0 | 0 | 0 | 0 | 0 | 0 | 0 | 0 | 0 | 0 | 0 | 0 | 0 | 0 | 0 | 0 | 0 | 0 | 0 | 0 | 0 | 0 | 0 | 0 | 0 | 0 |  | 0 | 0 | 0 | 0 | 0 | 0 | 0 | 0 | 0 | 0 | 0 | 0 | 0 | 0 | 0 | 0 | 0 | 0 | 0 | 0 | 0 | 0 | 0 | 0 | 0 | 0 | 0 | 0 | 0 | 0 | 0 | 0 | 0 | 0 | 0 | 0 | 0 | 0 | 0 | 0 | 0 | 0 | 0 | 0 | 0 | 0 | 0 | 0 | 0 | 0 | 0 | 0
EOP | Charleston | 138 | [12 empty] | 0 | 0 | 0 | 0 | 0 | 0 | 0 | 0 | 0 | 0 | 0 | 0 | 0 | 0 | 0 | 0 | 0 | 0 | 0 | 0 | 0 | 0 | 0 | 0 | 0 | 0 | 0 | 0 | 0 | 0 | 0 | 0 | 0 | 0 | 0 | 0 |  | 0 | 0 | 0 | 0 | 0 | 0 | 0 | 0 | 0 | 0 | 0 | 0 | 0 | 0 | 0 | 0 | 0 | 0 | 0 | 0 | 0 | 0 | 0 | 0 | 0 | 0 | 0 | 0 | 0 | 0 | 0 | 0 | 0 | 0 | 0 | 0 | 0 | 0 | 0 | 0 | 0 | 0 | 0 | 0 | 0 | 0 | 0 | 0 | 0 | 0 | 0 | 0
SCE Metro | Chevmain | 230 | [12 empty] | 0 | 0 | 0 | 0 | 0 | 0 | 0 | 0 | 0 | 0 | 0 | 0 | 0 | 0 | 0 | 0 | 0 | 0 | 0 | 0 | 0 | 0 | 0 | 0 | 0 | 0 | 0 | 0 | 0 | 0 | 0 | 0 | 0 | 0 | 0 | 0 |  | 0 | 0 | 0 | 0 | 0 | 0 | 0 | 0 | 0 | 0 | 0 | 0 | 0 | 0 | 0 | 0 | 0 | 0 | 0 | 0 | 0 | 0 | 0 | 0 | 0 | 0 | 0 | 0 | 0 | 0 | 0 | 0 | 0 | 0 | 0 | 0 | 0 | 0 | 0 | 0 | 0 | 0 | 0 | 0 | 0 | 0 | 0 | 0 | 0 | 0 | 0 | 0
SDGE | Chicarita | 138 | [12 empty] | 0 | 0 | 0 | 0 | 0 | 0 | 0 | 0 | 0 | 0 | 0 | 0 | 101.9 | 0 | 0 | 0 | 0 | 0 | 0 | 0 | 0 | 0 | 0 | 0 | 101.9 | 0 | 0 | 0 | 0 | 0 | 0 | 0 | 0 | 0 | 0 | 0 |  | 0 | 0 | 0 | 0 | 0 | 0 | 0 | 0 | 0 | 0 | 0 | 0 | 101.9 | 0 | 0 | 0 | 0 | 0 | 0 | 0 | 0 | 0 | 0 | 0 | 101.9 | 0 | 0 | 0 | 0 | 0 | 0 | 0 | 0 | 0 | 0 | 0 | 0 | 0 | 0 | 0 | 0 | 0 | 0 | 0 | 0 | 0 | 0 | 0 | 0 | 0 | 0 | 0
SCE Metro | Chino | 230 | [12 empty] | 0 | 0 | 0 | 0 | 0 | 0 | 0 | 0 | 0 | 0 | 0 | 0 | 178.4 | 400 | 0 | 0 | 0 | 0 | 0 | 0 | 0 | 0 | 0 | 0 | 178.4 | 400 | 0 | 0 | 0 | 0 | 0 | 0 | 0 | 0 | 0 | 0 |  | 0 | 0 | 0 | 0 | 0 | 0 | 0 | 0 | 0 | 0 | 0 | 0 | 0 | 0 | 0 | 0 | 0 | 0 | 0 | 0 | 0 | 0 | 0 | 0 | 0 | 0 | 0 | 0 | 0 | 0 | 0 | 0 | 0 | 0 | 0 | 0 | 719.34 | 0 | 0 | 0 | 0 | 0 | 0 | 719.34 | 719.34 | 0 | 0 | 0 | 0 | 0 | 0 | 0
PG&E FRESNO | Chowchilla | 115 | [12 empty] | 0 | 0 | 0 | 0 | 0 | 0 | 0 | 0 | 0 | 0 | 0 | 0 | 79.5871 | 75 | 0 | 0 | 0 | 0 | 0 | 0 | 0 | 0 | 0 | 0 | 79.5871 | 75 | 0 | 0 | 0 | 0 | 0 | 0 | 0 | 0 | 0 | 0 |  | 0 | 0 | 0 | 0 | 0 | 0 | 0 | 0 | 0 | 0 | 0 | 0 | 79.5871 | 75 | 0 | 0 | 0 | 0 | 0 | 0 | 0 | 0 | 0 | 0 | 79.5871 | 75 | 0 | 0 | 0 | 0 | 0 | 0 | 0 | 0 | 0 | 0 | 0 | 0 | 0 | 0 | 0 | 0 | 0 | 0 | 0 | 0 | 0 | 0 | 0 | 0 | 0 | 0
PG&E GBA | Christie | 60 | [12 empty] | 0 | 0 | 0 | 0 | 0 | 0 | 0 | 0 | 0 | 0 | 0 | 0 | 0 | 0 | 0 | 0 | 0 | 0 | 0 | 0 | 0 | 0 | 0 | 0 | 0 | 0 | 0 | 0 | 0 | 0 | 0 | 0 | 0 | 0 | 0 | 0 |  | 0 | 0 | 0 | 0 | 0 | 0 | 0 | 0 | 0 | 0 | 0 | 0 | 0 | 0 | 0 | 0 | 0 | 0 | 0 | 0 | 0 | 0 | 0 | 0 | 0 | 0 | 0 | 0 | 0 | 0 | 0 | 0 | 0 | 0 | 0 | 0 | 0 | 0 | 0 | 0 | 0 | 0 | 0 | 0 | 0 | 0 | 0 | 0 | 0 | 0 | 0 | 0
PG&E GBA | Christie | 115 | [12 empty] | 0 | 0 | 0 | 0 | 0 | 0 | 0 | 0 | 0 | 0 | 0 | 0 | 0 | 0 | 0 | 0 | 0 | 0 | 0 | 0 | 0 | 0 | 0 | 0 | 0 | 0 | 0 | 0 | 0 | 0 | 0 | 0 | 0 | 0 | 0 | 0 |  | 0 | 0 | 0 | 0 | 0 | 0 | 0 | 0 | 0 | 0 | 0 | 0 | 0 | 0 | 0 | 0 | 0 | 0 | 0 | 0 | 0 | 0 | 0 | 0 | 0 | 0 | 0 | 0 | 0 | 0 | 0 | 0 | 0 | 0 | 0 | 0 | 0 | 0 | 0 | 0 | 0 | 0 | 0 | 0 | 0 | 0 | 0 | 0 | 0 | 0 | 0 | 0
SCE Eastern | Cielo Azul | 500 | [12 empty] | 702.884 | 1092 | 0 | 0 | 1000 | 500 | 0 | 0 | 0 | 0 | 0 | 0 | 4898.8143 | 1092 | 0 | 0 | 5150.8605 | 500 | 0 | 0 | 0 | 0 | 0 | 0 | 4898.8143 | 1092 | 0 | 0 | 5150.8605 | 500 | 0 | 0 | 0 | 0 | 0 | 0 |  | 637.6 | 637.6 | 0 | 0 | 1675 | 0 | 0 | 0 | 0 | 0 | 0 | 0 | 3887.9343 | 1092 | 0 | 0 | 4140.9605 | 500 | 0 | 0 | 0 | 0 | 0 | 0 | 3887.9343 | 1092 | 0 | 0 | 4140.9605 | 500 | 0 | 0 | 0 | 0 | 0 | 0 | 1032.1121 | 0 | 1038.9 | 0 | 0 | 0 | 0 | 1032.1121 | 1032.1121 | 0 | 1038.9 | 0 | 0 | 0 | 0 | 0
PG&E GBA | Clay | 60 | [12 empty] | 0 | 0 | 0 | 0 | 0 | 0 | 0 | 0 | 0 | 0 | 0 | 0 | 0 | 0 | 0 | 0 | 0 | 0 | 0 | 0 | 0 | 0 | 0 | 0 | 0 | 0 | 0 | 0 | 0 | 0 | 0 | 0 | 0 | 0 | 0 | 0 |  | 0 | 0 | 0 | 0 | 0 | 0 | 0 | 0 | 0 | 0 | 0 | 0 | 0 | 0 | 0 | 0 | 0 | 0 | 0 | 0 | 0 | 0 | 0 | 0 | 0 | 0 | 0 | 0 | 0 | 0 | 0 | 0 | 0 | 0 | 0 | 0 | 0 | 0 | 0 | 0 | 0 | 0 | 0 | 0 | 0 | 0 | 0 | 0 | 0 | 0 | 0 | 0
PG&E GBA | Clayton | 115 | [12 empty] | 0 | 0 | 0 | 0 | 0 | 0 | 0 | 0 | 0 | 0 | 0 | 0 | 0 | 0 | 0 | 0 | 0 | 0 | 0 | 0 | 0 | 0 | 0 | 0 | 0 | 0 | 0 | 0 | 0 | 0 | 0 | 0 | 0 | 0 | 0 | 0 |  | 0 | 0 | 0 | 0 | 0 | 0 | 0 | 0 | 0 | 0 | 0 | 0 | 0 | 0 | 0 | 0 | 0 | 0 | 0 | 0 | 0 | 0 | 0 | 0 | 0 | 0 | 0 | 0 | 0 | 0 | 0 | 0 | 0 | 0 | 0 | 0 | 0 | 0 | 0 | 0 | 0 | 0 | 0 | 0 | 0 | 0 | 0 | 0 | 0 | 0 | 0 | 0
PG&E NGBA | Cloverdale | 115 | [12 empty] | 0 | 0 | 0 | 0 | 0 | 0 | 0 | 0 | 0 | 0 | 0 | 0 | 0 | 0 | 0 | 0 | 0 | 0 | 28 | 28 | 0 | 0 | 0 | 0 | 0 | 0 | 0 | 0 | 0 | 0 | 28 | 28 | 0 | 0 | 0 | 0 |  | 0 | 0 | 0 | 0 | 0 | 0 | 0 | 0 | 0 | 0 | 0 | 0 | 0 | 0 | 0 | 0 | 0 | 0 | 0 | 0 | 0 | 0 | 0 | 0 | 0 | 0 | 0 | 0 | 0 | 0 | 0 | 0 | 0 | 0 | 0 | 0 | 0 | 0 | 0 | 0 | 0 | 0 | 0 | 0 | 0 | 0 | 0 | 0 | 0 | 0 | 0 | 0
PG&E FRESNO | Clovis | 115 | [12 empty] | 0 | 0 | 0 | 0 | 0 | 0 | 0 | 0 | 0 | 0 | 0 | 0 | 0 | 0 | 0 | 0 | 0 | 0 | 0 | 0 | 0 | 0 | 0 | 0 | 0 | 0 | 0 | 0 | 0 | 0 | 0 | 0 | 0 | 0 | 0 | 0 |  | 0 | 0 | 0 | 0 | 0 | 0 | 0 | 0 | 0 | 0 | 0 | 0 | 0 | 0 | 0 | 0 | 0 | 0 | 0 | 0 | 0 | 0 | 0 | 0 | 0 | 0 | 0 | 0 | 0 | 0 | 0 | 0 | 0 | 0 | 0 | 0 | 0 | 0 | 0 | 0 | 0 | 0 | 0 | 0 | 0 | 0 | 0 | 0 | 0 | 0 | 0 | 0
PG&E GBA | Coburn | 230 | [12 empty] | 0 | 0 | 0 | 0 | 0 | 0 | 0 | 0 | 0 | 0 | 0 | 0 | 124.3 | 0 | 0 | 0 | 0 | 0 | 0 | 0 | 0 | 0 | 0 | 0 | 124.3 | 0 | 0 | 0 | 0 | 0 | 0 | 0 | 0 | 0 | 0 | 0 |  | 0 | 0 | 0 | 0 | 0 | 0 | 0 | 0 | 0 | 0 | 0 | 0 | 124.3 | 0 | 0 | 0 | 0 | 0 | 0 | 0 | 0 | 0 | 0 | 0 | 124.3 | 0 | 0 | 0 | 0 | 0 | 0 | 0 | 0 | 0 | 0 | 0 | 0 | 0 | 0 | 0 | 0 | 0 | 0 | 0 | 0 | 0 | 0 | 0 | 0 | 0 | 0 | 0
PG&E GBA | Coburn | 60 | [12 empty] | 0 | 0 | 0 | 0 | 0 | 0 | 0 | 0 | 0 | 0 | 0 | 0 | 0 | 0 | 0 | 0 | 0 | 0 | 0 | 0 | 0 | 0 | 0 | 0 | 0 | 0 | 0 | 0 | 0 | 0 | 0 | 0 | 0 | 0 | 0 | 0 |  | 0 | 0 | 0 | 0 | 0 | 0 | 0 | 0 | 0 | 0 | 0 | 0 | 0 | 0 | 0 | 0 | 0 | 0 | 0 | 0 | 0 | 0 | 0 | 0 | 0 | 0 | 0 | 0 | 0 | 0 | 0 | 0 | 0 | 0 | 0 | 0 | 0 | 0 | 0 | 0 | 0 | 0 | 0 | 0 | 0 | 0 | 0 | 0 | 0 | 0 | 0 | 0
PG&E NGBA | Colgate | 230 | [12 empty] | 0 | 0 | 0 | 0 | 0 | 0 | 0 | 0 | 0 | 0 | 0 | 0 | 0 | 0 | 0 | 0 | 0 | 0 | 0 | 0 | 0 | 0 | 0 | 0 | 0 | 0 | 0 | 0 | 0 | 0 | 0 | 0 | 0 | 0 | 0 | 0 |  | 0 | 0 | 0 | 0 | 0 | 0 | 0 | 0 | 0 | 0 | 0 | 0 | 0 | 0 | 0 | 0 | 0 | 0 | 0 | 0 | 0 | 0 | 0 | 0 | 0 | 0 | 0 | 0 | 0 | 0 | 0 | 0 | 0 | 0 | 0 | 0 | 0 | 0 | 0 | 0 | 0 | 0 | 0 | 0 | 0 | 0 | 0 | 0 | 0 | 0 | 0 | 0
PG&E GBA | Collierville | 230 | [12 empty] | 0 | 0 | 0 | 0 | 0 | 0 | 0 | 0 | 0 | 0 | 0 | 0 | 0 | 0 | 0 | 0 | 0 | 0 | 0 | 0 | 0 | 0 | 0 | 0 | 0 | 0 | 0 | 0 | 0 | 0 | 0 | 0 | 0 | 0 | 0 | 0 |  | 0 | 0 | 0 | 0 | 0 | 0 | 0 | 0 | 0 | 0 | 0 | 0 | 0 | 0 | 0 | 0 | 0 | 0 | 0 | 0 | 0 | 0 | 0 | 0 | 0 | 0 | 0 | 0 | 0 | 0 | 0 | 0 | 0 | 0 | 0 | 0 | 0 | 0 | 0 | 0 | 0 | 0 | 0 | 0 | 0 | 0 | 0 | 0 | 0 | 0 | 0 | 0
PG&E GBA | Collinsville | 230 | [12 empty] | 0 | 0 | 0 | 0 | 0 | 0 | 0 | 0 | 0 | 0 | 0 | 0 | 0 | 0 | 0 | 0 | 0 | 0 | 0 | 0 | 0 | 0 | 0 | 0 | 0 | 0 | 0 | 0 | 0 | 0 | 0 | 0 | 0 | 0 | 0 | 0 |  | 0 | 0 | 0 | 0 | 0 | 0 | 0 | 0 | 0 | 0 | 0 | 0 | 0 | 0 | 0 | 0 | 0 | 0 | 0 | 0 | 0 | 0 | 0 | 0 | 0 | 0 | 0 | 0 | 0 | 0 | 0 | 0 | 0 | 0 | 0 | 0 | 0 | 0 | 0 | 0 | 0 | 0 | 0 | 0 | 0 | 0 | 0 | 0 | 0 | 0 | 0 | 0
PG&E GBA | Collinsville | 500 | [12 empty] | 0 | 0 | 0 | 0 | 0 | 0 | 0 | 0 | 0 | 0 | 0 | 0 | 0 | 0 | 0 | 0 | 0 | 0 | 0 | 0 | 0 | 0 | 0 | 0 | 0 | 0 | 0 | 0 | 0 | 0 | 0 | 0 | 0 | 0 | 0 | 0 |  | 0 | 0 | 0 | 0 | 0 | 0 | 0 | 0 | 0 | 0 | 0 | 0 | 0 | 0 | 0 | 0 | 0 | 0 | 0 | 0 | 0 | 0 | 0 | 0 | 0 | 0 | 0 | 0 | 0 | 0 | 0 | 0 | 0 | 0 | 0 | 0 | 0 | 0 | 0 | 0 | 0 | 0 | 0 | 0 | 0 | 0 | 0 | 0 | 0 | 0 | 0 | 0
SCE Eastern | Colorado River | 230 | [12 empty] | 1422.906 | 300 | 0 | 0 | 952.97 | 0 | 0 | 0 | 0 | 0 | 0 | 0 | 2213.394 | 300 | 0 | 0 | 1383.162 | 0 | 0 | 0 | 0 | 0 | 0 | 0 | 2213.394 | 300 | 0 | 0 | 1383.162 | 0 | 0 | 0 | 0 | 0 | 0 | 0 |  | 734.762 | 20 | 0 | 0 | 264.97 | 0 | 0 | 0 | 0 | 0 | 0 | 0 | 1453.098 | 300 | 0 | 0 | 983.162 | 0 | 0 | 0 | 0 | 0 | 0 | 0 | 1453.098 | 300 | 0 | 0 | 983.162 | 0 | 0 | 0 | 0 | 0 | 0 | 0 | 0 | 0 | 306.7 | 0 | 0 | 0 | 0 | 0 | 0 | 0 | 306.7 | 0 | 0 | 0 | 0 | 0
SCE Eastern | Colorado River | 500 | [12 empty] | 0 | 0 | 0 | 0 | 0 | 0 | 0 | 0 | 0 | 0 | 0 | 0 | 0 | 0 | 0 | 0 | 0 | 0 | 0 | 0 | 0 | 0 | 0 | 0 | 0 | 0 | 0 | 0 | 0 | 0 | 0 | 0 | 0 | 0 | 0 | 0 |  | 0 | 0 | 0 | 0 | 0 | 0 | 0 | 0 | 0 | 0 | 0 | 0 | 0 | 0 | 0 | 0 | 0 | 0 | 0 | 0 | 0 | 0 | 0 | 0 | 0 | 0 | 0 | 0 | 0 | 0 | 0 | 0 | 0 | 0 | 0 | 0 | 0 | 0 | 407.3264 | 0 | 0 | 0 | 0 | 0 | 0 | 0 | 407.3264 | 0 | 0 | 0 | 0 | 0
PG&E KERN | Columbus | 115 | [12 empty] | 0 | 0 | 0 | 0 | 0 | 0 | 0 | 0 | 0 | 0 | 0 | 0 | 0 | 0 | 0 | 0 | 0 | 0 | 0 | 0 | 0 | 0 | 0 | 0 | 0 | 0 | 0 | 0 | 0 | 0 | 0 | 0 | 0 | 0 | 0 | 0 |  | 0 | 0 | 0 | 0 | 0 | 0 | 0 | 0 | 0 | 0 | 0 | 0 | 0 | 0 | 0 | 0 | 0 | 0 | 0 | 0 | 0 | 0 | 0 | 0 | 0 | 0 | 0 | 0 | 0 | 0 | 0 | 0 | 0 | 0 | 0 | 0 | 0 | 0 | 0 | 0 | 0 | 0 | 0 | 0 | 0 | 0 | 0 | 0 | 0 | 0 | 0 | 0
PG&E GBA | Contra Costa | 115 | [12 empty] | 0 | 0 | 0 | 0 | 0 | 0 | 0 | 0 | 0 | 0 | 0 | 0 | 0 | 0 | 0 | 0 | 0 | 0 | 0 | 0 | 0 | 0 | 0 | 0 | 0 | 0 | 0 | 0 | 0 | 0 | 0 | 0 | 0 | 0 | 0 | 0 |  | 0 | 0 | 0 | 0 | 0 | 0 | 0 | 0 | 0 | 0 | 0 | 0 | 0 | 0 | 0 | 0 | 0 | 0 | 0 | 0 | 0 | 0 | 0 | 0 | 0 | 0 | 0 | 0 | 0 | 0 | 0 | 0 | 0 | 0 | 0 | 0 | 0 | 0 | 0 | 0 | 0 | 0 | 0 | 0 | 0 | 0 | 0 | 0 | 0 | 0 | 0 | 0
PG&E GBA | Contra Costa | 230 | [12 empty] | 0 | 0 | 0 | 0 | 0 | 0 | 0 | 0 | 0 | 0 | 0 | 0 | 564.168 | 0 | 0 | 0 | 0 | 0 | 0 | 0 | 0 | 0 | 0 | 0 | 564.168 | 0 | 0 | 0 | 0 | 0 | 0 | 0 | 0 | 0 | 0 | 0 |  | 0 | 0 | 0 | 0 | 0 | 0 | 0 | 0 | 0 | 0 | 0 | 0 | 0 | 0 | 0 | 0 | 0 | 0 | 0 | 0 | 0 | 0 | 0 | 0 | 0 | 0 | 0 | 0 | 0 | 0 | 0 | 0 | 0 | 0 | 0 | 0 | 0 | 0 | 0 | 0 | 0 | 0 | 0 | 0 | 0 | 0 | 0 | 0 | 0 | 0 | 0 | 0
PG&E GBA | Contra Costa PP | 230 | [12 empty] | 0 | 0 | 0 | 0 | 0 | 0 | 0 | 0 | 0 | 0 | 0 | 0 | 0 | 0 | 0 | 0 | 0 | 0 | 0 | 0 | 0 | 0 | 0 | 0 | 0 | 0 | 0 | 0 | 0 | 0 | 0 | 0 | 0 | 0 | 0 | 0 |  | 0 | 0 | 0 | 0 | 0 | 0 | 0 | 0 | 0 | 0 | 0 | 0 | 0 | 0 | 0 | 0 | 0 | 0 | 0 | 0 | 0 | 0 | 0 | 0 | 0 | 0 | 0 | 0 | 0 | 0 | 0 | 0 | 0 | 0 | 0 | 0 | 0 | 0 | 0 | 0 | 0 | 0 | 0 | 0 | 0 | 0 | 0 | 0 | 0 | 0 | 0 | 0
SCE NOL | Control | 115 | [12 empty] | 0 | 0 | 0 | 0 | 0 | 0 | 0 | 0 | 0 | 0 | 0 | 0 | 0 | 0 | 0 | 0 | 0 | 0 | 0 | 0 | 0 | 0 | 0 | 0 | 0 | 0 | 0 | 0 | 0 | 0 | 0 | 0 | 0 | 0 | 0 | 0 |  | 0 | 0 | 0 | 0 | 0 | 0 | 0 | 0 | 0 | 0 | 0 | 0 | 0 | 0 | 0 | 0 | 0 | 0 | 0 | 0 | 0 | 0 | 0 | 0 | 0 | 0 | 0 | 0 | 0 | 0 | 0 | 0 | 0 | 0 | 0 | 0 | 0 | 0 | 0 | 0 | 0 | 0 | 0 | 0 | 0 | 0 | 0 | 0 | 0 | 0 | 0 | 0
SCE NOL | Control | 55 | [12 empty] | 0 | 0 | 0 | 0 | 0 | 0 | 0 | 0 | 0 | 0 | 0 | 0 | 0 | 0 | 0 | 0 | 0 | 0 | 0 | 0 | 0 | 0 | 0 | 0 | 0 | 0 | 0 | 0 | 0 | 0 | 0 | 0 | 0 | 0 | 0 | 0 |  | 0 | 0 | 0 | 0 | 0 | 0 | 0 | 0 | 0 | 0 | 0 | 0 | 0 | 0 | 0 | 0 | 0 | 0 | 0 | 0 | 0 | 0 | 0 | 0 | 0 | 0 | 0 | 0 | 0 | 0 | 0 | 0 | 0 | 0 | 0 | 0 | 0 | 0 | 0 | 0 | 0 | 0 | 0 | 0 | 0 | 0 | 0 | 0 | 0 | 0 | 0 | 0
PG&E GBA | Cooley Landing | 115 | [12 empty] | 0 | 0 | 0 | 0 | 0 | 0 | 0 | 0 | 0 | 0 | 0 | 0 | 0 | 0 | 0 | 0 | 0 | 0 | 0 | 0 | 0 | 0 | 0 | 0 | 0 | 0 | 0 | 0 | 0 | 0 | 0 | 0 | 0 | 0 | 0 | 0 |  | 0 | 0 | 0 | 0 | 0 | 0 | 0 | 0 | 0 | 0 | 0 | 0 | 0 | 0 | 0 | 0 | 0 | 0 | 0 | 0 | 0 | 0 | 0 | 0 | 0 | 0 | 0 | 0 | 0 | 0 | 0 | 0 | 0 | 0 | 0 | 0 | 0 | 0 | 0 | 0 | 0 | 0 | 0 | 0 | 0 | 0 | 0 | 0 | 0 | 0 | 0 | 0
PG&E GBA | Cooley Landing | 60 | [12 empty] | 0 | 0 | 0 | 0 | 0 | 0 | 0 | 0 | 0 | 0 | 0 | 0 | 100.9 | 65 | 0 | 0 | 0 | 0 | 0 | 0 | 0 | 0 | 0 | 0 | 100.9 | 65 | 0 | 0 | 0 | 0 | 0 | 0 | 0 | 0 | 0 | 0 |  | 0 | 0 | 0 | 0 | 0 | 0 | 0 | 0 | 0 | 0 | 0 | 0 | 0 | 0 | 0 | 0 | 0 | 0 | 0 | 0 | 0 | 0 | 0 | 0 | 0 | 0 | 0 | 0 | 0 | 0 | 0 | 0 | 0 | 0 | 0 | 0 | 0 | 0 | 0 | 0 | 0 | 0 | 0 | 0 | 0 | 0 | 0 | 0 | 0 | 0 | 0 | 0
SCE NOL | Coolwater | 230 | [12 empty] | 204.16 | 113.5 | 0 | 0 | 206.59 | 0 | 0 | 0 | 212.18 | 0 | 0 | 0 | 204.16 | 113.5 | 0 | 0 | 206.59 | 0 | 0 | 0 | 212.18 | 0 | 0 | 0 | 204.16 | 113.5 | 0 | 0 | 206.59 | 0 | 0 | 0 | 212.18 | 0 | 0 | 0 |  | 0 | 0 | 0 | 0 | 0 | 0 | 0 | 0 | 0 | 0 | 0 | 0 | 204.16 | 113.5 | 0 | 0 | 206.59 | 0 | 0 | 0 | 212.18 | 0 | 0 | 0 | 204.16 | 113.5 | 0 | 0 | 206.59 | 0 | 0 | 0 | 212.18 | 0 | 0 | 0 | 0 | 0 | 0 | 0 | 0 | 0 | 0 | 0 | 0 | 0 | 0 | 0 | 0 | 0 | 0 | 0
SCE NOL | Coolwater | 115 | [12 empty] | 0 | 0 | 0 | 0 | 0 | 0 | 0 | 0 | 0 | 0 | 0 | 0 | 0 | 0 | 0 | 0 | 0 | 0 | 0 | 0 | 0 | 0 | 0 | 0 | 0 | 0 | 0 | 0 | 0 | 0 | 0 | 0 | 0 | 0 | 0 | 0 |  | 209.16 | 5 | 0 | 0 | 355.55 | 148.96 | 0 | 0 | 212.18 | 0 | 0 | 0 | 0 | 0 | 0 | 0 | 0 | 0 | 0 | 0 | 0 | 0 | 0 | 0 | 0 | 0 | 0 | 0 | 0 | 0 | 0 | 0 | 0 | 0 | 0 | 0 | 0 | 0 | 0 | 0 | 0 | 0 | 0 | 0 | 0 | 0 | 0 | 0 | 0 | 0 | 0 | 0
PG&E KERN | Copus | 70 | [12 empty] | 0 | 0 | 0 | 0 | 0 | 0 | 0 | 0 | 0 | 0 | 0 | 0 | 0 | 0 | 0 | 0 | 0 | 0 | 0 | 0 | 0 | 0 | 0 | 0 | 0 | 0 | 0 | 0 | 0 | 0 | 0 | 0 | 0 | 0 | 0 | 0 |  | 0 | 0 | 0 | 0 | 0 | 0 | 0 | 0 | 0 | 0 | 0 | 0 | 0 | 0 | 0 | 0 | 0 | 0 | 0 | 0 | 0 | 0 | 0 | 0 | 0 | 0 | 0 | 0 | 0 | 0 | 0 | 0 | 0 | 0 | 0 | 0 | 0 | 0 | 0 | 0 | 0 | 0 | 0 | 0 | 0 | 0 | 0 | 0 | 0 | 0 | 0 | 0
PG&E FRESNO | Corcoran | 70 | [12 empty] | 0 | 0 | 0 | 0 | 0 | 0 | 0 | 0 | 0 | 0 | 0 | 0 | 0 | 0 | 0 | 0 | 0 | 0 | 0 | 0 | 0 | 0 | 0 | 0 | 0 | 0 | 0 | 0 | 0 | 0 | 0 | 0 | 0 | 0 | 0 | 0 |  | 0 | 0 | 0 | 0 | 0 | 0 | 0 | 0 | 0 | 0 | 0 | 0 | 0 | 0 | 0 | 0 | 0 | 0 | 0 | 0 | 0 | 0 | 0 | 0 | 0 | 0 | 0 | 0 | 0 | 0 | 0 | 0 | 0 | 0 | 0 | 0 | 0 | 0 | 0 | 0 | 0 | 0 | 0 | 0 | 0 | 0 | 0 | 0 | 0 | 0 | 0 | 0
PG&E FRESNO | Corcoran | 115 | [12 empty] | 0 | 0 | 0 | 0 | 0 | 0 | 0 | 0 | 0 | 0 | 0 | 0 | 0 | 0 | 0 | 0 | 0 | 0 | 0 | 0 | 0 | 0 | 0 | 0 | 0 | 0 | 0 | 0 | 0 | 0 | 0 | 0 | 0 | 0 | 0 | 0 |  | 0 | 0 | 0 | 0 | 0 | 0 | 0 | 0 | 0 | 0 | 0 | 0 | 0 | 0 | 0 | 0 | 0 | 0 | 0 | 0 | 0 | 0 | 0 | 0 | 0 | 0 | 0 | 0 | 0 | 0 | 0 | 0 | 0 | 0 | 0 | 0 | 0 | 0 | 0 | 0 | 0 | 0 | 0 | 0 | 0 | 0 | 0 | 0 | 0 | 0 | 0 | 0
PG&E NGBA | Corona | 115 | [12 empty] | 80 | 80 | 0 | 0 | 83.54 | 0 | 0 | 0 | 0 | 0 | 0 | 0 | 80 | 80 | 0 | 0 | 83.54 | 0 | 0 | 0 | 0 | 0 | 0 | 0 | 80 | 80 | 0 | 0 | 83.54 | 0 | 0 | 0 | 0 | 0 | 0 | 0 |  | 0 | 0 | 0 | 0 | 0 | 0 | 0 | 0 | 0 | 0 | 0 | 0 | 80 | 80 | 0 | 0 | 83.54 | 0 | 0 | 0 | 0 | 0 | 0 | 0 | 80 | 80 | 0 | 0 | 83.54 | 0 | 0 | 0 | 0 | 0 | 0 | 0 | 0 | 0 | 0 | 0 | 0 | 0 | 0 | 0 | 0 | 0 | 0 | 0 | 0 | 0 | 0 | 0
PG&E NGBA | Cortina | 230 | [12 empty] | 0 | 0 | 0 | 0 | 0 | 0 | 0 | 0 | 0 | 0 | 0 | 0 | 0 | 0 | 0 | 0 | 0 | 0 | 0 | 0 | 0 | 0 | 0 | 0 | 0 | 0 | 0 | 0 | 0 | 0 | 0 | 0 | 0 | 0 | 0 | 0 |  | 0 | 0 | 0 | 0 | 0 | 0 | 0 | 0 | 0 | 0 | 0 | 0 | 0 | 0 | 0 | 0 | 0 | 0 | 0 | 0 | 0 | 0 | 0 | 0 | 0 | 0 | 0 | 0 | 0 | 0 | 0 | 0 | 0 | 0 | 0 | 0 | 0 | 0 | 0 | 0 | 0 | 0 | 0 | 0 | 0 | 0 | 0 | 0 | 0 | 0 | 0 | 0
PG&E NGBA | Cortina | 115 | [12 empty] | 150 | 81 | 0 | 0 | 0 | 0 | 0 | 0 | 0 | 0 | 0 | 0 | 150 | 81 | 0 | 0 | 0 | 0 | 0 | 0 | 0 | 0 | 0 | 0 | 150 | 81 | 0 | 0 | 0 | 0 | 0 | 0 | 0 | 0 | 0 | 0 |  | 230 | 161 | 0 | 0 | 83.54 | 0 | 0 | 0 | 0 | 0 | 0 | 0 | 150 | 81 | 0 | 0 | 0 | 0 | 0 | 0 | 0 | 0 | 0 | 0 | 150 | 81 | 0 | 0 | 0 | 0 | 0 | 0 | 0 | 0 | 0 | 0 | 0 | 0 | 0 | 0 | 0 | 0 | 0 | 0 | 0 | 0 | 0 | 0 | 0 | 0 | 0 | 0
PG&E GBA | Cottle | 230 | [12 empty] | 0 | 0 | 0 | 0 | 0 | 0 | 0 | 0 | 0 | 0 | 0 | 0 | 102.672 | 54 | 0 | 0 | 0 | 0 | 0 | 0 | 0 | 0 | 0 | 0 | 102.672 | 54 | 0 | 0 | 0 | 0 | 0 | 0 | 0 | 0 | 0 | 0 |  | 0 | 0 | 0 | 0 | 0 | 0 | 0 | 0 | 0 | 0 | 0 | 0 | 102.672 | 54 | 0 | 0 | 0 | 0 | 0 | 0 | 0 | 0 | 0 | 0 | 102.672 | 54 | 0 | 0 | 0 | 0 | 0 | 0 | 0 | 0 | 0 | 0 | 0 | 0 | 0 | 0 | 0 | 0 | 0 | 0 | 0 | 0 | 0 | 0 | 0 | 0 | 0 | 0
PG&E NGBA | Cottonwood | 115 | [12 empty] | 0 | 0 | 0 | 0 | 0 | 0 | 0 | 0 | 0 | 0 | 0 | 0 | 0 | 0 | 0 | 0 | 0 | 0 | 0 | 0 | 0 | 0 | 0 | 0 | 0 | 0 | 0 | 0 | 0 | 0 | 0 | 0 | 0 | 0 | 0 | 0 |  | 0 | 0 | 0 | 0 | 0 | 0 | 0 | 0 | 0 | 0 | 0 | 0 | 0 | 0 | 0 | 0 | 0 | 0 | 0 | 0 | 0 | 0 | 0 | 0 | 0 | 0 | 0 | 0 | 0 | 0 | 0 | 0 | 0 | 0 | 0 | 0 | 0 | 0 | 0 | 0 | 0 | 0 | 0 | 0 | 0 | 0 | 0 | 0 | 0 | 0 | 0 | 0
PG&E NGBA | Cottonwood | 230 | [12 empty] | 0 | 0 | 0 | 0 | 0 | 0 | 0 | 0 | 0 | 0 | 0 | 0 | 0 | 0 | 0 | 0 | 0 | 0 | 0 | 0 | 0 | 0 | 0 | 0 | 0 | 0 | 0 | 0 | 0 | 0 | 0 | 0 | 0 | 0 | 0 | 0 |  | 0 | 0 | 0 | 0 | 0 | 0 | 0 | 0 | 0 | 0 | 0 | 0 | 0 | 0 | 0 | 0 | 0 | 0 | 0 | 0 | 0 | 0 | 0 | 0 | 0 | 0 | 0 | 0 | 0 | 0 | 0 | 0 | 0 | 0 | 0 | 0 | 0 | 0 | 0 | 0 | 0 | 0 | 0 | 0 | 0 | 0 | 0 | 0 | 0 | 0 | 0 | 0
PG&E NGBA | Cottonwood | 60 | [12 empty] | 0 | 0 | 0 | 0 | 0 | 0 | 0 | 0 | 0 | 0 | 0 | 0 | 0 | 0 | 0 | 0 | 0 | 0 | 0 | 0 | 0 | 0 | 0 | 0 | 0 | 0 | 0 | 0 | 0 | 0 | 0 | 0 | 0 | 0 | 0 | 0 |  | 0 | 0 | 0 | 0 | 0 | 0 | 0 | 0 | 0 | 0 | 0 | 0 | 0 | 0 | 0 | 0 | 0 | 0 | 0 | 0 | 0 | 0 | 0 | 0 | 0 | 0 | 0 | 0 | 0 | 0 | 0 | 0 | 0 | 0 | 0 | 0 | 0 | 0 | 0 | 0 | 0 | 0 | 0 | 0 | 0 | 0 | 0 | 0 | 0 | 0 | 0 | 0
PG&E NGBA | Cove Road | 230 | [12 empty] | 0 | 0 | 0 | 0 | 0 | 0 | 0 | 0 | 0 | 0 | 0 | 0 | 0 | 0 | 0 | 0 | 0 | 0 | 0 | 0 | 0 | 0 | 0 | 0 | 0 | 0 | 0 | 0 | 0 | 0 | 0 | 0 | 0 | 0 | 0 | 0 |  | 0 | 0 | 0 | 0 | 0 | 0 | 0 | 0 | 0 | 0 | 0 | 0 | 0 | 0 | 0 | 0 | 0 | 0 | 0 | 0 | 0 | 0 | 0 | 0 | 0 | 0 | 0 | 0 | 0 | 0 | 0 | 0 | 0 | 0 | 0 | 0 | 0 | 0 | 0 | 0 | 0 | 0 | 0 | 0 | 0 | 0 | 0 | 0 | 0 | 0 | 0 | 0
PG&E GBA | Coyote | 230 | [12 empty] | 0 | 0 | 0 | 0 | 0 | 0 | 0 | 0 | 0 | 0 | 0 | 0 | 0 | 0 | 0 | 0 | 0 | 0 | 0 | 0 | 0 | 0 | 0 | 0 | 0 | 0 | 0 | 0 | 0 | 0 | 0 | 0 | 0 | 0 | 0 | 0 |  | 0 | 0 | 0 | 0 | 0 | 0 | 0 | 0 | 0 | 0 | 0 | 0 | 0 | 0 | 0 | 0 | 0 | 0 | 0 | 0 | 0 | 0 | 0 | 0 | 0 | 0 | 0 | 0 | 0 | 0 | 0 | 0 | 0 | 0 | 0 | 0 | 0 | 0 | 0 | 0 | 0 | 0 | 0 | 0 | 0 | 0 | 0 | 0 | 0 | 0 | 0 | 0
PG&E GBA | Crazy Horse Canyon | 115 | [12 empty] | 0 | 0 | 0 | 0 | 0 | 0 | 0 | 0 | 0 | 0 | 0 | 0 | 0 | 0 | 0 | 0 | 0 | 0 | 0 | 0 | 0 | 0 | 0 | 0 | 0 | 0 | 0 | 0 | 0 | 0 | 0 | 0 | 0 | 0 | 0 | 0 |  | 0 | 0 | 0 | 0 | 0 | 0 | 0 | 0 | 0 | 0 | 0 | 0 | 0 | 0 | 0 | 0 | 0 | 0 | 0 | 0 | 0 | 0 | 0 | 0 | 0 | 0 | 0 | 0 | 0 | 0 | 0 | 0 | 0 | 0 | 0 | 0 | 0 | 0 | 0 | 0 | 0 | 0 | 0 | 0 | 0 | 0 | 0 | 0 | 0 | 0 | 0 | 0
SDGE | Creelman | 69 | [12 empty] | 0 | 0 | 0 | 0 | 0 | 0 | 0 | 0 | 0 | 0 | 0 | 0 | 52 | 0 | 0 | 0 | 0 | 0 | 0 | 0 | 0 | 0 | 0 | 0 | 52 | 0 | 0 | 0 | 0 | 0 | 0 | 0 | 0 | 0 | 0 | 0 |  | 0 | 0 | 0 | 0 | 0 | 0 | 0 | 0 | 0 | 0 | 0 | 0 | 52 | 0 | 0 | 0 | 0 | 0 | 0 | 0 | 0 | 0 | 0 | 0 | 52 | 0 | 0 | 0 | 0 | 0 | 0 | 0 | 0 | 0 | 0 | 0 | 0 | 0 | 0 | 0 | 0 | 0 | 0 | 0 | 0 | 0 | 0 | 0 | 0 | 0 | 0 | 0
PG&E FRESNO | Crescent | 70 | [12 empty] | 0 | 35 | 0 | 0 | 36.1746 | 0 | 0 | 0 | 0 | 0 | 0 | 0 | 35.951 | 70 | 0 | 0 | 72.1536 | 0 | 0 | 0 | 0 | 0 | 0 | 0 | 35.951 | 70 | 0 | 0 | 72.1536 | 0 | 0 | 0 | 0 | 0 | 0 | 0 |  | 0 | 0 | 0 | 0 | 0 | 0 | 0 | 0 | 0 | 0 | 0 | 0 | 35.951 | 70 | 0 | 0 | 72.1536 | 0 | 0 | 0 | 0 | 0 | 0 | 0 | 35.951 | 70 | 0 | 0 | 72.1536 | 0 | 0 | 0 | 0 | 0 | 0 | 0 | 0 | 0 | 0 | 0 | 0 | 0 | 0 | 0 | 0 | 0 | 0 | 0 | 0 | 0 | 0 | 0
PG&E FRESNO | Cressey | 115 | [12 empty] | 0 | 0 | 0 | 0 | 0 | 0 | 0 | 0 | 0 | 0 | 0 | 0 | 0 | 0 | 0 | 0 | 0 | 0 | 0 | 0 | 0 | 0 | 0 | 0 | 0 | 0 | 0 | 0 | 0 | 0 | 0 | 0 | 0 | 0 | 0 | 0 |  | 0 | 0 | 0 | 0 | 0 | 0 | 0 | 0 | 0 | 0 | 0 | 0 | 0 | 0 | 0 | 0 | 0 | 0 | 0 | 0 | 0 | 0 | 0 | 0 | 0 | 0 | 0 | 0 | 0 | 0 | 0 | 0 | 0 | 0 | 0 | 0 | 0 | 0 | 0 | 0 | 0 | 0 | 0 | 0 | 0 | 0 | 0 | 0 | 0 | 0 | 0 | 0
PG&E NGBA | Cresta | 230 | [12 empty] | 0 | 0 | 0 | 0 | 0 | 0 | 0 | 0 | 0 | 0 | 0 | 0 | 0 | 0 | 0 | 0 | 0 | 0 | 0 | 0 | 0 | 0 | 0 | 0 | 0 | 0 | 0 | 0 | 0 | 0 | 0 | 0 | 0 | 0 | 0 | 0 |  | 0 | 0 | 0 | 0 | 0 | 0 | 0 | 0 | 0 | 0 | 0 | 0 | 0 | 0 | 0 | 0 | 0 | 0 | 0 | 0 | 0 | 0 | 0 | 0 | 0 | 0 | 0 | 0 | 0 | 0 | 0 | 0 | 0 | 0 | 0 | 0 | 0 | 0 | 0 | 0 | 0 | 0 | 0 | 0 | 0 | 0 | 0 | 0 | 0 | 0 | 0 | 0
SDGE | Crestwood | 69 | [12 empty] | 0 | 0 | 0 | 0 | 0 | 0 | 0 | 0 | 0 | 0 | 0 | 0 | 0 | 0 | 0 | 0 | 0 | 0 | 0 | 0 | 0 | 0 | 0 | 0 | 0 | 0 | 0 | 0 | 0 | 0 | 0 | 0 | 0 | 0 | 0 | 0 |  | 0 | 0 | 0 | 0 | 0 | 0 | 0 | 0 | 0 | 0 | 0 | 0 | 0 | 0 | 0 | 0 | 0 | 0 | 0 | 0 | 0 | 0 | 0 | 0 | 0 | 0 | 0 | 0 | 0 | 0 | 0 | 0 | 0 | 0 | 0 | 0 | 0 | 0 | 0 | 0 | 0 | 0 | 0 | 0 | 0 | 0 | 0 | 0 | 0 | 0 | 0 | 0
PG&E GBA | Crow Creek | 60 | [12 empty] | 0 | 0 | 0 | 0 | 0 | 0 | 0 | 0 | 0 | 0 | 0 | 0 | 0 | 0 | 0 | 0 | 0 | 0 | 0 | 0 | 0 | 0 | 0 | 0 | 0 | 0 | 0 | 0 | 0 | 0 | 0 | 0 | 0 | 0 | 0 | 0 |  | 0 | 0 | 0 | 0 | 0 | 0 | 0 | 0 | 0 | 0 | 0 | 0 | 0 | 0 | 0 | 0 | 0 | 0 | 0 | 0 | 0 | 0 | 0 | 0 | 0 | 0 | 0 | 0 | 0 | 0 | 0 | 0 | 0 | 0 | 0 | 0 | 0 | 0 | 0 | 0 | 0 | 0 | 0 | 0 | 0 | 0 | 0 | 0 | 0 | 0 | 0 | 0
PG&E GBA | Crows Landing | 60 | [12 empty] | 0 | 0 | 0 | 0 | 0 | 0 | 0 | 0 | 0 | 0 | 0 | 0 | 0 | 0 | 0 | 0 | 0 | 0 | 0 | 0 | 0 | 0 | 0 | 0 | 0 | 0 | 0 | 0 | 0 | 0 | 0 | 0 | 0 | 0 | 0 | 0 |  | 0 | 0 | 0 | 0 | 0 | 0 | 0 | 0 | 0 | 0 | 0 | 0 | 0 | 0 | 0 | 0 | 0 | 0 | 0 | 0 | 0 | 0 | 0 | 0 | 0 | 0 | 0 | 0 | 0 | 0 | 0 | 0 | 0 | 0 | 0 | 0 | 0 | 0 | 0 | 0 | 0 | 0 | 0 | 0 | 0 | 0 | 0 | 0 | 0 | 0 | 0 | 0
PG&E GBA | Curtis | 115 | [12 empty] | 0 | 0 | 0 | 0 | 0 | 0 | 0 | 0 | 0 | 0 | 0 | 0 | 0 | 0 | 0 | 0 | 0 | 0 | 0 | 0 | 0 | 0 | 0 | 0 | 0 | 0 | 0 | 0 | 0 | 0 | 0 | 0 | 0 | 0 | 0 | 0 |  | 0 | 0 | 0 | 0 | 0 | 0 | 0 | 0 | 0 | 0 | 0 | 0 | 0 | 0 | 0 | 0 | 0 | 0 | 0 | 0 | 0 | 0 | 0 | 0 | 0 | 0 | 0 | 0 | 0 | 0 | 0 | 0 | 0 | 0 | 0 | 0 | 0 | 0 | 0 | 0 | 0 | 0 | 0 | 0 | 0 | 0 | 0 | 0 | 0 | 0 | 0 | 0
PG&E FRESNO | Dairyland | 115 | [12 empty] | 0 | 0 | 0 | 0 | 0 | 0 | 0 | 0 | 0 | 0 | 0 | 0 | 0 | 0 | 0 | 0 | 0 | 0 | 0 | 0 | 0 | 0 | 0 | 0 | 0 | 0 | 0 | 0 | 0 | 0 | 0 | 0 | 0 | 0 | 0 | 0 |  | 0 | 0 | 0 | 0 | 0 | 0 | 0 | 0 | 0 | 0 | 0 | 0 | 0 | 0 | 0 | 0 | 0 | 0 | 0 | 0 | 0 | 0 | 0 | 0 | 0 | 0 | 0 | 0 | 0 | 0 | 0 | 0 | 0 | 0 | 0 | 0 | 0 | 0 | 0 | 0 | 0 | 0 | 0 | 0 | 0 | 0 | 0 | 0 | 0 | 0 | 0 | 0
PG&E NGBA | Davis | 115 | [12 empty] | 0 | 0 | 0 | 0 | 0 | 0 | 0 | 0 | 0 | 0 | 0 | 0 | 84.8117 | 0 | 0 | 0 | 84.9957 | 0 | 0 | 0 | 0 | 0 | 0 | 0 | 84.8117 | 0 | 0 | 0 | 84.9957 | 0 | 0 | 0 | 0 | 0 | 0 | 0 |  | 12.1 | 0 | 0 | 0 | 0 | 0 | 0 | 0 | 0 | 0 | 0 | 0 | 84.8117 | 0 | 0 | 0 | 84.9957 | 0 | 0 | 0 | 0 | 0 | 0 | 0 | 84.8117 | 0 | 0 | 0 | 84.9957 | 0 | 0 | 0 | 0 | 0 | 0 | 0 | 0 | 0 | 0 | 0 | 0 | 0 | 0 | 0 | 0 | 0 | 0 | 0 | 0 | 0 | 0 | 0
SCE Metro | Del Amo | 500 | [12 empty] | 0 | 0 | 0 | 0 | 0 | 0 | 0 | 0 | 0 | 0 | 0 | 0 | 0 | 0 | 0 | 0 | 0 | 0 | 0 | 0 | 0 | 0 | 0 | 0 | 0 | 0 | 0 | 0 | 0 | 0 | 0 | 0 | 0 | 0 | 0 | 0 |  | 0 | 0 | 0 | 0 | 0 | 0 | 0 | 0 | 0 | 0 | 0 | 0 | 0 | 0 | 0 | 0 | 0 | 0 | 0 | 0 | 0 | 0 | 0 | 0 | 0 | 0 | 0 | 0 | 0 | 0 | 0 | 0 | 0 | 0 | 0 | 0 | 0 | 0 | 0 | 0 | 0 | 0 | 0 | 0 | 0 | 0 | 0 | 0 | 0 | 0 | 0 | 0
SCE Metro | Del Amo | 230 | [12 empty] | 0 | 0 | 0 | 0 | 0 | 0 | 0 | 0 | 0 | 0 | 0 | 0 | 0 | 0 | 0 | 0 | 0 | 0 | 0 | 0 | 0 | 0 | 0 | 0 | 0 | 0 | 0 | 0 | 0 | 0 | 0 | 0 | 0 | 0 | 0 | 0 |  | 0 | 0 | 0 | 0 | 0 | 0 | 0 | 0 | 0 | 0 | 0 | 0 | 0 | 0 | 0 | 0 | 0 | 0 | 0 | 0 | 0 | 0 | 0 | 0 | 0 | 0 | 0 | 0 | 0 | 0 | 0 | 0 | 0 | 0 | 0 | 0 | 0 | 0 | 0 | 0 | 0 | 0 | 0 | 0 | 0 | 0 | 0 | 0 | 0 | 0 | 0 | 0
SCE Eastern | Delaney | 500 | [12 empty] | 0 | 0 | 0 | 0 | 0 | 0 | 0 | 0 | 0 | 0 | 0 | 0 | 880.666 | 450 | 0 | 0 | 888.886 | 0 | 0 | 0 | 0 | 0 | 0 | 0 | 880.666 | 450 | 0 | 0 | 888.886 | 0 | 0 | 0 | 0 | 0 | 0 | 0 |  | 0 | 0 | 0 | 0 | 0 | 0 | 0 | 0 | 0 | 0 | 0 | 0 | 880.666 | 450 | 0 | 0 | 888.886 | 0 | 0 | 0 | 0 | 0 | 0 | 0 | 880.666 | 450 | 0 | 0 | 888.886 | 0 | 0 | 0 | 0 | 0 | 0 | 0 | 0 | 0 | 0 | 0 | 0 | 0 | 0 | 0 | 0 | 0 | 0 | 0 | 0 | 0 | 0 | 0
PG&E NGBA | Delevan | 230 | [12 empty] | 510 | 48 | 0 | 0 | 513.5 | 0 | 0 | 0 | 0 | 0 | 0 | 0 | 510 | 48 | 0 | 0 | 513.5 | 0 | 0 | 0 | 0 | 0 | 0 | 0 | 510 | 48 | 0 | 0 | 513.5 | 0 | 0 | 0 | 0 | 0 | 0 | 0 |  | 510 | 48 | 0 | 0 | 513.5 | 0 | 0 | 0 | 0 | 0 | 0 | 0 | 510 | 48 | 0 | 0 | 513.5 | 0 | 0 | 0 | 0 | 0 | 0 | 0 | 510 | 48 | 0 | 0 | 513.5 | 0 | 0 | 0 | 0 | 0 | 0 | 0 | 155.3 | 0 | 156.4 | 0 | 0 | 0 | 0 | 155.3 | 155.3 | 0 | 156.4 | 0 | 0 | 0 | 0 | 0
PG&E GBA | Delta PP | 230 | [12 empty] | 102.25 | 0 | 0 | 0 | 0 | 0 | 0 | 0 | 0 | 0 | 0 | 0 | 606.25 | 500 | 0 | 0 | 0 | 0 | 0 | 0 | 0 | 0 | 0 | 0 | 606.25 | 500 | 0 | 0 | 0 | 0 | 0 | 0 | 0 | 0 | 0 | 0 |  | 102.25 | 0 | 0 | 0 | 0 | 0 | 0 | 0 | 0 | 0 | 0 | 0 | 102.25 | 0 | 0 | 0 | 0 | 0 | 0 | 0 | 0 | 0 | 0 | 0 | 102.25 | 0 | 0 | 0 | 0 | 0 | 0 | 0 | 0 | 0 | 0 | 0 | 0 | 0 | 0 | 0 | 0 | 0 | 0 | 0 | 0 | 0 | 0 | 0 | 0 | 0 | 0 | 0
EOP | Desert View | 230 | [12 empty] | 350 | 350 | 0 | 0 | 350 | 0 | 0 | 0 | 0 | 0 | 0 | 0 | 350 | 350 | 0 | 0 | 350 | 0 | 0 | 0 | 0 | 0 | 0 | 0 | 350 | 350 | 0 | 0 | 350 | 0 | 0 | 0 | 0 | 0 | 0 | 0 |  | 0 | 0 | 0 | 0 | 0 | 0 | 0 | 0 | 0 | 0 | 0 | 0 | 350 | 350 | 0 | 0 | 350 | 0 | 0 | 0 | 0 | 0 | 0 | 0 | 350 | 350 | 0 | 0 | 350 | 0 | 0 | 0 | 0 | 0 | 0 | 0 | 0 | 0 | 0 | 0 | 0 | 0 | 0 | 0 | 0 | 0 | 0 | 0 | 0 | 0 | 0 | 0
SCE Eastern | Devers | 230 | [12 empty] | 90 | 45.66 | 0 | 0 | 0 | 0 | 0 | 0 | 60 | 0 | 0 | 0 | 965.92 | 145.66 | 0 | 0 | 282.76 | 0 | 0 | 0 | 267.2 | 0 | 0 | 0 | 965.92 | 145.66 | 0 | 0 | 282.76 | 0 | 0 | 0 | 267.2 | 0 | 0 | 0 |  | 90 | 45.66 | 0 | 0 | 0 | 0 | 0 | 0 | 60 | 0 | 0 | 0 | 294.16 | 45.66 | 0 | 0 | 282.76 | 0 | 0 | 0 | 267.2 | 0 | 0 | 0 | 294.16 | 45.66 | 0 | 0 | 282.76 | 0 | 0 | 0 | 267.2 | 0 | 0 | 0 | 0 | 0 | 0 | 0 | 0 | 0 | 0 | 0 | 0 | 0 | 0 | 0 | 0 | 0 | 0 | 0
SCE Eastern | Devers | 500 | [12 empty] | 0 | 0 | 0 | 0 | 0 | 0 | 0 | 0 | 0 | 0 | 0 | 0 | 0 | 0 | 0 | 0 | 0 | 0 | 0 | 0 | 0 | 0 | 0 | 0 | 0 | 0 | 0 | 0 | 0 | 0 | 0 | 0 | 0 | 0 | 0 | 0 |  | 0 | 0 | 0 | 0 | 0 | 0 | 0 | 0 | 0 | 0 | 0 | 0 | 0 | 0 | 0 | 0 | 0 | 0 | 0 | 0 | 0 | 0 | 0 | 0 | 0 | 0 | 0 | 0 | 0 | 0 | 0 | 0 | 0 | 0 | 0 | 0 | 406.098 | 0 | 404.892 | 0 | 0 | 406.8 | 0 | 406.098 | 406.098 | 0 | 404.892 | 0 | 0 | 406.8 | 0 | 0
PG&E KERN | Diablo Canyon | 230 | [12 empty] | 0 | 0 | 0 | 0 | 0 | 0 | 0 | 0 | 0 | 0 | 0 | 0 | 0 | 0 | 0 | 0 | 0 | 0 | 0 | 0 | 0 | 0 | 0 | 0 | 0 | 0 | 0 | 0 | 0 | 0 | 0 | 0 | 0 | 0 | 0 | 0 |  | 0 | 0 | 0 | 0 | 0 | 0 | 0 | 0 | 0 | 0 | 0 | 0 | 0 | 0 | 0 | 0 | 0 | 0 | 0 | 0 | 0 | 0 | 0 | 0 | 0 | 0 | 0 | 0 | 0 | 0 | 0 | 0 | 0 | 0 | 0 | 0 | 0 | 0 | 0 | 0 | 0 | 0 | 0 | 0 | 0 | 0 | 0 | 0 | 0 | 0 | 0 | 0
PG&E KERN | Diablo Canyon | 500 | [12 empty] | 0 | 0 | 0 | 0 | 0 | 0 | 0 | 0 | 1028.94 | 1000 | 0 | 0 | 756.054 | 756.054 | 0 | 0 | 0 | 0 | 0 | 0 | 2547.412 | 2487.892 | 0 | 0 | 756.054 | 756.054 | 0 | 0 | 0 | 0 | 0 | 0 | 2547.412 | 2487.892 | 0 | 0 |  | 0 | 0 | 0 | 0 | 0 | 0 | 0 | 0 | 0 | 0 | 1028.94 | 1000 | 0 | 0 | 0 | 0 | 0 | 0 | 0 | 0 | 1028.94 | 1000 | 0 | 0 | 0 | 0 | 0 | 0 | 0 | 0 | 0 | 0 | 1028.94 | 1000 | 0 | 0 | 0 | 0 | 0 | 0 | 0 | 0 | 0 | 0 | 0 | 0 | 0 | 0 | 0 | 0 | 0 | 0
PG&E KERN | Divide | 115 | [12 empty] | 0 | 0 | 0 | 0 | 0 | 0 | 0 | 0 | 0 | 0 | 0 | 0 | 0 | 0 | 0 | 0 | 0 | 0 | 0 | 0 | 0 | 0 | 0 | 0 | 0 | 0 | 0 | 0 | 0 | 0 | 0 | 0 | 0 | 0 | 0 | 0 |  | 0 | 0 | 0 | 0 | 0 | 0 | 0 | 0 | 0 | 0 | 0 | 0 | 0 | 0 | 0 | 0 | 0 | 0 | 0 | 0 | 0 | 0 | 0 | 0 | 0 | 0 | 0 | 0 | 0 | 0 | 0 | 0 | 0 | 0 | 0 | 0 | 0 | 0 | 0 | 0 | 0 | 0 | 0 | 0 | 0 | 0 | 0 | 0 | 0 | 0 | 0 | 0
PG&E GBA | Dixon Landing | 115 | [12 empty] | 0 | 0 | 0 | 0 | 0 | 0 | 0 | 0 | 0 | 0 | 0 | 0 | 0 | 0 | 0 | 0 | 0 | 0 | 0 | 0 | 0 | 0 | 0 | 0 | 0 | 0 | 0 | 0 | 0 | 0 | 0 | 0 | 0 | 0 | 0 | 0 |  | 0 | 0 | 0 | 0 | 0 | 0 | 0 | 0 | 0 | 0 | 0 | 0 | 0 | 0 | 0 | 0 | 0 | 0 | 0 | 0 | 0 | 0 | 0 | 0 | 0 | 0 | 0 | 0 | 0 | 0 | 0 | 0 | 0 | 0 | 0 | 0 | 0 | 0 | 0 | 0 | 0 | 0 | 0 | 0 | 0 | 0 | 0 | 0 | 0 | 0 | 0 | 0
PG&E FRESNO | Dos Amigos | 230 | [12 empty] | 0 | 0 | 0 | 0 | 0 | 0 | 0 | 0 | 0 | 0 | 0 | 0 | 0 | 0 | 0 | 0 | 0 | 0 | 0 | 0 | 0 | 0 | 0 | 0 | 0 | 0 | 0 | 0 | 0 | 0 | 0 | 0 | 0 | 0 | 0 | 0 |  | 0 | 0 | 0 | 0 | 0 | 0 | 0 | 0 | 0 | 0 | 0 | 0 | 0 | 0 | 0 | 0 | 0 | 0 | 0 | 0 | 0 | 0 | 0 | 0 | 0 | 0 | 0 | 0 | 0 | 0 | 0 | 0 | 0 | 0 | 0 | 0 | 0 | 0 | 0 | 0 | 0 | 0 | 0 | 0 | 0 | 0 | 0 | 0 | 0 | 0 | 0 | 0
PG&E NGBA | Drum | 115 | [12 empty] | 0 | 0 | 0 | 0 | 0 | 0 | 0 | 0 | 0 | 0 | 0 | 0 | 0 | 0 | 0 | 0 | 0 | 0 | 0 | 0 | 0 | 0 | 0 | 0 | 0 | 0 | 0 | 0 | 0 | 0 | 0 | 0 | 0 | 0 | 0 | 0 |  | 0 | 0 | 0 | 0 | 0 | 0 | 0 | 0 | 0 | 0 | 0 | 0 | 0 | 0 | 0 | 0 | 0 | 0 | 0 | 0 | 0 | 0 | 0 | 0 | 0 | 0 | 0 | 0 | 0 | 0 | 0 | 0 | 0 | 0 | 0 | 0 | 0 | 0 | 0 | 0 | 0 | 0 | 0 | 0 | 0 | 0 | 0 | 0 | 0 | 0 | 0 | 0
PG&E GBA | Dumbarton | 115 | [12 empty] | 0 | 0 | 0 | 0 | 0 | 0 | 0 | 0 | 0 | 0 | 0 | 0 | 0 | 0 | 0 | 0 | 0 | 0 | 0 | 0 | 0 | 0 | 0 | 0 | 0 | 0 | 0 | 0 | 0 | 0 | 0 | 0 | 0 | 0 | 0 | 0 |  | 0 | 0 | 0 | 0 | 0 | 0 | 0 | 0 | 0 | 0 | 0 | 0 | 0 | 0 | 0 | 0 | 0 | 0 | 0 | 0 | 0 | 0 | 0 | 0 | 0 | 0 | 0 | 0 | 0 | 0 | 0 | 0 | 0 | 0 | 0 | 0 | 0 | 0 | 0 | 0 | 0 | 0 | 0 | 0 | 0 | 0 | 0 | 0 | 0 | 0 | 0 | 0
SCE NOL | Dunn Siding | 115 | [12 empty] | 0 | 0 | 0 | 0 | 0 | 0 | 0 | 0 | 0 | 0 | 0 | 0 | 0 | 0 | 0 | 0 | 0 | 0 | 0 | 0 | 0 | 0 | 0 | 0 | 0 | 0 | 0 | 0 | 0 | 0 | 0 | 0 | 0 | 0 | 0 | 0 |  | 0 | 0 | 0 | 0 | 0 | 0 | 0 | 0 | 0 | 0 | 0 | 0 | 0 | 0 | 0 | 0 | 0 | 0 | 0 | 0 | 0 | 0 | 0 | 0 | 0 | 0 | 0 | 0 | 0 | 0 | 0 | 0 | 0 | 0 | 0 | 0 | 0 | 0 | 0 | 0 | 0 | 0 | 0 | 0 | 0 | 0 | 0 | 0 | 0 | 0 | 0 | 0
SCE Eastern | Eagle Mountain | 230 | [12 empty] | 0 | 0 | 0 | 0 | 0 | 0 | 0 | 0 | 0 | 0 | 0 | 0 | 0 | 0 | 0 | 0 | 0 | 0 | 0 | 0 | 0 | 0 | 0 | 0 | 0 | 0 | 0 | 0 | 0 | 0 | 0 | 0 | 0 | 0 | 0 | 0 |  | 0 | 0 | 0 | 0 | 0 | 0 | 0 | 0 | 0 | 0 | 0 | 0 | 0 | 0 | 0 | 0 | 0 | 0 | 0 | 0 | 0 | 0 | 0 | 0 | 0 | 0 | 0 | 0 | 0 | 0 | 0 | 0 | 0 | 0 | 0 | 0 | 0 | 0 | 0 | 0 | 0 | 0 | 0 | 0 | 0 | 0 | 0 | 0 | 0 | 0 | 0 | 0
PG&E NGBA | Eagle Rock (PGE) | 60 | [12 empty] | 0 | 0 | 0 | 0 | 0 | 0 | 0 | 0 | 0 | 0 | 0 | 0 | 0 | 0 | 0 | 0 | 0 | 0 | 0 | 0 | 0 | 0 | 0 | 0 | 0 | 0 | 0 | 0 | 0 | 0 | 0 | 0 | 0 | 0 | 0 | 0 |  | 0 | 0 | 0 | 0 | 0 | 0 | 0 | 0 | 0 | 0 | 0 | 0 | 0 | 0 | 0 | 0 | 0 | 0 | 0 | 0 | 0 | 0 | 0 | 0 | 0 | 0 | 0 | 0 | 0 | 0 | 0 | 0 | 0 | 0 | 0 | 0 | 0 | 0 | 0 | 0 | 0 | 0 | 0 | 0 | 0 | 0 | 0 | 0 | 0 | 0 | 0 | 0
PG&E NGBA | Eagle Rock (PGE) | 115 | [12 empty] | 0 | 0 | 0 | 0 | 0 | 0 | 0 | 0 | 0 | 0 | 0 | 0 | 0 | 0 | 0 | 0 | 0 | 0 | 0 | 0 | 0 | 0 | 0 | 0 | 0 | 0 | 0 | 0 | 0 | 0 | 0 | 0 | 0 | 0 | 0 | 0 |  | 0 | 0 | 0 | 0 | 0 | 0 | 0 | 0 | 0 | 0 | 0 | 0 | 0 | 0 | 0 | 0 | 0 | 0 | 0 | 0 | 0 | 0 | 0 | 0 | 0 | 0 | 0 | 0 | 0 | 0 | 0 | 0 | 0 | 0 | 0 | 0 | 0 | 0 | 0 | 0 | 0 | 0 | 0 | 0 | 0 | 0 | 0 | 0 | 0 | 0 | 0 | 0
SCE Metro | Eagle Rock (SCE) | 230 | [12 empty] | 0 | 0 | 0 | 0 | 0 | 0 | 0 | 0 | 0 | 0 | 0 | 0 | 0 | 0 | 0 | 0 | 0 | 0 | 0 | 0 | 0 | 0 | 0 | 0 | 0 | 0 | 0 | 0 | 0 | 0 | 0 | 0 | 0 | 0 | 0 | 0 |  | 0 | 0 | 0 | 0 | 0 | 0 | 0 | 0 | 0 | 0 | 0 | 0 | 0 | 0 | 0 | 0 | 0 | 0 | 0 | 0 | 0 | 0 | 0 | 0 | 0 | 0 | 0 | 0 | 0 | 0 | 0 | 0 | 0 | 0 | 0 | 0 | 0 | 0 | 0 | 0 | 0 | 0 | 0 | 0 | 0 | 0 | 0 | 0 | 0 | 0 | 0 | 0
PG&E NGBA | East Marysville | 115 | [12 empty] | 0 | 0 | 0 | 0 | 0 | 0 | 0 | 0 | 0 | 0 | 0 | 0 | 0 | 0 | 0 | 0 | 0 | 0 | 0 | 0 | 0 | 0 | 0 | 0 | 0 | 0 | 0 | 0 | 0 | 0 | 0 | 0 | 0 | 0 | 0 | 0 |  | 0 | 0 | 0 | 0 | 0 | 0 | 0 | 0 | 0 | 0 | 0 | 0 | 0 | 0 | 0 | 0 | 0 | 0 | 0 | 0 | 0 | 0 | 0 | 0 | 0 | 0 | 0 | 0 | 0 | 0 | 0 | 0 | 0 | 0 | 0 | 0 | 0 | 0 | 0 | 0 | 0 | 0 | 0 | 0 | 0 | 0 | 0 | 0 | 0 | 0 | 0 | 0
PG&E NGBA | East Nicolaus | 115 | [12 empty] | 0 | 0 | 0 | 0 | 0 | 0 | 0 | 0 | 0 | 0 | 0 | 0 | 0 | 0 | 0 | 0 | 0 | 0 | 0 | 0 | 0 | 0 | 0 | 0 | 0 | 0 | 0 | 0 | 0 | 0 | 0 | 0 | 0 | 0 | 0 | 0 |  | 0 | 0 | 0 | 0 | 0 | 0 | 0 | 0 | 0 | 0 | 0 | 0 | 0 | 0 | 0 | 0 | 0 | 0 | 0 | 0 | 0 | 0 | 0 | 0 | 0 | 0 | 0 | 0 | 0 | 0 | 0 | 0 | 0 | 0 | 0 | 0 | 0 | 0 | 0 | 0 | 0 | 0 | 0 | 0 | 0 | 0 | 0 | 0 | 0 | 0 | 0 | 0
PG&E NGBA | East Nicolaus | 60 | [12 empty] | 0 | 0 | 0 | 0 | 0 | 0 | 0 | 0 | 0 | 0 | 0 | 0 | 0 | 0 | 0 | 0 | 0 | 0 | 0 | 0 | 0 | 0 | 0 | 0 | 0 | 0 | 0 | 0 | 0 | 0 | 0 | 0 | 0 | 0 | 0 | 0 |  | 0 | 0 | 0 | 0 | 0 | 0 | 0 | 0 | 0 | 0 | 0 | 0 | 0 | 0 | 0 | 0 | 0 | 0 | 0 | 0 | 0 | 0 | 0 | 0 | 0 | 0 | 0 | 0 | 0 | 0 | 0 | 0 | 0 | 0 | 0 | 0 | 0 | 0 | 0 | 0 | 0 | 0 | 0 | 0 | 0 | 0 | 0 | 0 | 0 | 0 | 0 | 0
PG&E GBA | Eastshore | 115 | [12 empty] | 0 | 0 | 0 | 0 | 0 | 0 | 0 | 0 | 0 | 0 | 0 | 0 | 252 | 0 | 0 | 0 | 0 | 0 | 0 | 0 | 0 | 0 | 0 | 0 | 252 | 0 | 0 | 0 | 0 | 0 | 0 | 0 | 0 | 0 | 0 | 0 |  | 0 | 0 | 0 | 0 | 0 | 0 | 0 | 0 | 0 | 0 | 0 | 0 | 0 | 0 | 0 | 0 | 0 | 0 | 0 | 0 | 0 | 0 | 0 | 0 | 0 | 0 | 0 | 0 | 0 | 0 | 0 | 0 | 0 | 0 | 0 | 0 | 0 | 0 | 0 | 0 | 0 | 0 | 0 | 0 | 0 | 0 | 0 | 0 | 0 | 0 | 0 | 0
PG&E GBA | Eastshore | 230 | [12 empty] | 0 | 0 | 0 | 0 | 0 | 0 | 0 | 0 | 0 | 0 | 0 | 0 | 0 | 0 | 0 | 0 | 0 | 0 | 0 | 0 | 0 | 0 | 0 | 0 | 0 | 0 | 0 | 0 | 0 | 0 | 0 | 0 | 0 | 0 | 0 | 0 |  | 0 | 0 | 0 | 0 | 0 | 0 | 0 | 0 | 0 | 0 | 0 | 0 | 0 | 0 | 0 | 0 | 0 | 0 | 0 | 0 | 0 | 0 | 0 | 0 | 0 | 0 | 0 | 0 | 0 | 0 | 0 | 0 | 0 | 0 | 0 | 0 | 0 | 0 | 0 | 0 | 0 | 0 | 0 | 0 | 0 | 0 | 0 | 0 | 0 | 0 | 0 | 0
SDGE | ECO | 138 | [12 empty] | 0 | 0 | 0 | 0 | 0 | 0 | 0 | 0 | 0 | 0 | 0 | 0 | 0 | 0 | 0 | 0 | 0 | 0 | 0 | 0 | 0 | 0 | 0 | 0 | 0 | 0 | 0 | 0 | 0 | 0 | 0 | 0 | 0 | 0 | 0 | 0 |  | 0 | 0 | 0 | 0 | 0 | 0 | 0 | 0 | 0 | 0 | 0 | 0 | 0 | 0 | 0 | 0 | 0 | 0 | 0 | 0 | 0 | 0 | 0 | 0 | 0 | 0 | 0 | 0 | 0 | 0 | 0 | 0 | 0 | 0 | 0 | 0 | 0 | 0 | 0 | 0 | 0 | 0 | 0 | 0 | 0 | 0 | 0 | 0 | 0 | 0 | 0 | 0
SDGE | ECO | 230 | [12 empty] | 0 | 0 | 0 | 0 | 0 | 0 | 0 | 0 | 352.5 | 300 | 0 | 0 | 0 | 0 | 0 | 0 | 0 | 0 | 0 | 0 | 352.5 | 300 | 0 | 0 | 0 | 0 | 0 | 0 | 0 | 0 | 0 | 0 | 352.5 | 300 | 0 | 0 |  | 0 | 0 | 0 | 0 | 0 | 0 | 0 | 0 | 52.5 | 0 | 0 | 0 | 0 | 0 | 0 | 0 | 0 | 0 | 0 | 0 | 352.5 | 300 | 0 | 0 | 0 | 0 | 0 | 0 | 0 | 0 | 0 | 0 | 352.5 | 300 | 0 | 0 | 0 | 0 | 0 | 0 | 0 | 0 | 0 | 0 | 0 | 0 | 0 | 0 | 0 | 0 | 0 | 0
SDGE | ECO | 500 | [12 empty] | 0 | 0 | 0 | 0 | 0 | 0 | 0 | 0 | 0 | 0 | 0 | 0 | 0 | 0 | 0 | 0 | 0 | 0 | 0 | 0 | 1001 | 0 | 0 | 0 | 0 | 0 | 0 | 0 | 0 | 0 | 0 | 0 | 1001 | 0 | 0 | 0 |  | 0 | 0 | 0 | 0 | 0 | 0 | 0 | 0 | 0 | 0 | 0 | 0 | 0 | 0 | 0 | 0 | 0 | 0 | 0 | 0 | 0 | 0 | 0 | 0 | 0 | 0 | 0 | 0 | 0 | 0 | 0 | 0 | 0 | 0 | 0 | 0 | 0 | 0 | 0 | 0 | 0 | 0 | 0 | 0 | 0 | 0 | 0 | 0 | 0 | 0 | 0 | 0
PG&E GBA | Edenvale | 115 | [12 empty] | 0 | 0 | 0 | 0 | 0 | 0 | 0 | 0 | 0 | 0 | 0 | 0 | 0 | 0 | 0 | 0 | 0 | 0 | 0 | 0 | 0 | 0 | 0 | 0 | 0 | 0 | 0 | 0 | 0 | 0 | 0 | 0 | 0 | 0 | 0 | 0 |  | 0 | 0 | 0 | 0 | 0 | 0 | 0 | 0 | 0 | 0 | 0 | 0 | 0 | 0 | 0 | 0 | 0 | 0 | 0 | 0 | 0 | 0 | 0 | 0 | 0 | 0 | 0 | 0 | 0 | 0 | 0 | 0 | 0 | 0 | 0 | 0 | 0 | 0 | 0 | 0 | 0 | 0 | 0 | 0 | 0 | 0 | 0 | 0 | 0 | 0 | 0 | 0
PG&E GBA | Edes | 115 | [12 empty] | 0 | 0 | 0 | 0 | 0 | 0 | 0 | 0 | 0 | 0 | 0 | 0 | 0 | 0 | 0 | 0 | 0 | 0 | 0 | 0 | 0 | 0 | 0 | 0 | 0 | 0 | 0 | 0 | 0 | 0 | 0 | 0 | 0 | 0 | 0 | 0 |  | 0 | 0 | 0 | 0 | 0 | 0 | 0 | 0 | 0 | 0 | 0 | 0 | 0 | 0 | 0 | 0 | 0 | 0 | 0 | 0 | 0 | 0 | 0 | 0 | 0 | 0 | 0 | 0 | 0 | 0 | 0 | 0 | 0 | 0 | 0 | 0 | 0 | 0 | 0 | 0 | 0 | 0 | 0 | 0 | 0 | 0 | 0 | 0 | 0 | 0 | 0 | 0
PG&E GBA | Eight Mile | 230 | [12 empty] | 0 | 0 | 0 | 0 | 0 | 0 | 0 | 0 | 0 | 0 | 0 | 0 | 0 | 0 | 0 | 0 | 0 | 0 | 0 | 0 | 0 | 0 | 0 | 0 | 0 | 0 | 0 | 0 | 0 | 0 | 0 | 0 | 0 | 0 | 0 | 0 |  | 0 | 0 | 0 | 0 | 0 | 0 | 0 | 0 | 0 | 0 | 0 | 0 | 0 | 0 | 0 | 0 | 0 | 0 | 0 | 0 | 0 | 0 | 0 | 0 | 0 | 0 | 0 | 0 | 0 | 0 | 0 | 0 | 0 | 0 | 0 | 0 | 0 | 0 | 0 | 0 | 0 | 0 | 0 | 0 | 0 | 0 | 0 | 0 | 0 | 0 | 0 | 0
SDGE | El Cajon | 69 | [12 empty] | 50 | 50 | 0 | 0 | 0 | 0 | 0 | 0 | 0 | 0 | 0 | 0 | 50 | 50 | 0 | 0 | 0 | 0 | 0 | 0 | 0 | 0 | 0 | 0 | 50 | 50 | 0 | 0 | 0 | 0 | 0 | 0 | 0 | 0 | 0 | 0 |  | 50.774 | 50 | 0 | 0 | 0 | 0 | 0 | 0 | 0 | 0 | 0 | 0 | 50 | 50 | 0 | 0 | 0 | 0 | 0 | 0 | 0 | 0 | 0 | 0 | 50 | 50 | 0 | 0 | 0 | 0 | 0 | 0 | 0 | 0 | 0 | 0 | 0 | 0 | 0 | 0 | 0 | 0 | 0 | 0 | 0 | 0 | 0 | 0 | 0 | 0 | 0 | 0
SCE Eastern | El Casco | 230 | [12 empty] | 0 | 0 | 0 | 0 | 0 | 0 | 0 | 0 | 0 | 0 | 0 | 0 | 0 | 0 | 0 | 0 | 0 | 0 | 0 | 0 | 0 | 0 | 0 | 0 | 0 | 0 | 0 | 0 | 0 | 0 | 0 | 0 | 0 | 0 | 0 | 0 |  | 0 | 0 | 0 | 0 | 0 | 0 | 0 | 0 | 0 | 0 | 0 | 0 | 0 | 0 | 0 | 0 | 0 | 0 | 0 | 0 | 0 | 0 | 0 | 0 | 0 | 0 | 0 | 0 | 0 | 0 | 0 | 0 | 0 | 0 | 0 | 0 | 0 | 0 | 0 | 0 | 0 | 0 | 0 | 0 | 0 | 0 | 0 | 0 | 0 | 0 | 0 | 0
PG&E GBA | El Cerrito G | 115 | [12 empty] | 0 | 0 | 0 | 0 | 0 | 0 | 0 | 0 | 0 | 0 | 0 | 0 | 0 | 0 | 0 | 0 | 0 | 0 | 0 | 0 | 0 | 0 | 0 | 0 | 0 | 0 | 0 | 0 | 0 | 0 | 0 | 0 | 0 | 0 | 0 | 0 |  | 0 | 0 | 0 | 0 | 0 | 0 | 0 | 0 | 0 | 0 | 0 | 0 | 0 | 0 | 0 | 0 | 0 | 0 | 0 | 0 | 0 | 0 | 0 | 0 | 0 | 0 | 0 | 0 | 0 | 0 | 0 | 0 | 0 | 0 | 0 | 0 | 0 | 0 | 0 | 0 | 0 | 0 | 0 | 0 | 0 | 0 | 0 | 0 | 0 | 0 | 0 | 0
PG&E NGBA | El Dorado PH | 115 | [12 empty] | 0 | 0 | 0 | 0 | 0 | 0 | 0 | 0 | 0 | 0 | 0 | 0 | 0 | 0 | 0 | 0 | 0 | 0 | 0 | 0 | 0 | 0 | 0 | 0 | 0 | 0 | 0 | 0 | 0 | 0 | 0 | 0 | 0 | 0 | 0 | 0 |  | 0 | 0 | 0 | 0 | 0 | 0 | 0 | 0 | 0 | 0 | 0 | 0 | 0 | 0 | 0 | 0 | 0 | 0 | 0 | 0 | 0 | 0 | 0 | 0 | 0 | 0 | 0 | 0 | 0 | 0 | 0 | 0 | 0 | 0 | 0 | 0 | 0 | 0 | 0 | 0 | 0 | 0 | 0 | 0 | 0 | 0 | 0 | 0 | 0 | 0 | 0 | 0
PG&E FRESNO | El Nido (PGE) | 115 | [12 empty] | 203.699 | 200 | 0 | 0 | 0 | 0 | 0 | 0 | 0 | 0 | 0 | 0 | 203.699 | 200 | 0 | 0 | 0 | 0 | 0 | 0 | 0 | 0 | 0 | 0 | 203.699 | 200 | 0 | 0 | 0 | 0 | 0 | 0 | 0 | 0 | 0 | 0 |  | 0 | 0 | 0 | 0 | 0 | 0 | 0 | 0 | 0 | 0 | 0 | 0 | 203.699 | 200 | 0 | 0 | 0 | 0 | 0 | 0 | 0 | 0 | 0 | 0 | 203.699 | 200 | 0 | 0 | 0 | 0 | 0 | 0 | 0 | 0 | 0 | 0 | 0 | 0 | 0 | 0 | 0 | 0 | 0 | 0 | 0 | 0 | 0 | 0 | 0 | 0 | 0 | 0
SCE Metro | El Nido (SCE) | 230 | [12 empty] | 0 | 0 | 0 | 0 | 0 | 0 | 0 | 0 | 0 | 0 | 0 | 0 | 405.6634 | 0 | 0 | 0 | 0 | 0 | 0 | 0 | 0 | 0 | 0 | 0 | 405.6634 | 0 | 0 | 0 | 0 | 0 | 0 | 0 | 0 | 0 | 0 | 0 |  | 0 | 0 | 0 | 0 | 0 | 0 | 0 | 0 | 0 | 0 | 0 | 0 | 0 | 0 | 0 | 0 | 0 | 0 | 0 | 0 | 0 | 0 | 0 | 0 | 0 | 0 | 0 | 0 | 0 | 0 | 0 | 0 | 0 | 0 | 0 | 0 | 0 | 0 | 0 | 0 | 0 | 0 | 0 | 0 | 0 | 0 | 0 | 0 | 0 | 0 | 0 | 0
PG&E GBA | El Patio | 115 | [12 empty] | 0 | 0 | 0 | 0 | 0 | 0 | 0 | 0 | 0 | 0 | 0 | 0 | 0 | 0 | 0 | 0 | 0 | 0 | 0 | 0 | 0 | 0 | 0 | 0 | 0 | 0 | 0 | 0 | 0 | 0 | 0 | 0 | 0 | 0 | 0 | 0 |  | 0 | 0 | 0 | 0 | 0 | 0 | 0 | 0 | 0 | 0 | 0 | 0 | 0 | 0 | 0 | 0 | 0 | 0 | 0 | 0 | 0 | 0 | 0 | 0 | 0 | 0 | 0 | 0 | 0 | 0 | 0 | 0 | 0 | 0 | 0 | 0 | 0 | 0 | 0 | 0 | 0 | 0 | 0 | 0 | 0 | 0 | 0 | 0 | 0 | 0 | 0 | 0
SCE Metro | El Segundo | 230 | [12 empty] | 0 | 0 | 0 | 0 | 0 | 0 | 0 | 0 | 0 | 0 | 0 | 0 | 0 | 0 | 0 | 0 | 0 | 0 | 0 | 0 | 0 | 0 | 0 | 0 | 0 | 0 | 0 | 0 | 0 | 0 | 0 | 0 | 0 | 0 | 0 | 0 |  | 0 | 0 | 0 | 0 | 0 | 0 | 0 | 0 | 0 | 0 | 0 | 0 | 0 | 0 | 0 | 0 | 0 | 0 | 0 | 0 | 0 | 0 | 0 | 0 | 0 | 0 | 0 | 0 | 0 | 0 | 0 | 0 | 0 | 0 | 0 | 0 | 0 | 0 | 0 | 0 | 0 | 0 | 0 | 0 | 0 | 0 | 0 | 0 | 0 | 0 | 0 | 0
EOP | Eldorado | 230 | [12 empty] | 277.29 | 250 | 0 | 0 | 0 | 0 | 0 | 0 | 0 | 0 | 0 | 0 | 533.58 | 250 | 0 | 0 | 0 | 0 | 0 | 0 | 0 | 0 | 0 | 0 | 533.58 | 250 | 0 | 0 | 0 | 0 | 0 | 0 | 0 | 0 | 0 | 0 |  | 277.29 | 250 | 0 | 0 | 0 | 0 | 0 | 0 | 0 | 0 | 0 | 0 | 533.58 | 250 | 0 | 0 | 0 | 0 | 0 | 0 | 0 | 0 | 0 | 0 | 533.58 | 250 | 0 | 0 | 0 | 0 | 0 | 0 | 0 | 0 | 0 | 0 | 0 | 0 | 0 | 0 | 0 | 0 | 0 | 0 | 0 | 0 | 0 | 0 | 0 | 0 | 0 | 0
EOP | Eldorado | 500 | [12 empty] | 0 | 0 | 0 | 0 | 0 | 0 | 0 | 0 | 0 | 0 | 0 | 0 | 0 | 0 | 0 | 0 | 0 | 0 | 0 | 0 | 0 | 0 | 0 | 0 | 0 | 0 | 0 | 0 | 0 | 0 | 0 | 0 | 0 | 0 | 0 | 0 |  | 0 | 0 | 0 | 0 | 0 | 0 | 0 | 0 | 0 | 0 | 0 | 0 | 0 | 0 | 0 | 0 | 0 | 0 | 0 | 0 | 0 | 0 | 0 | 0 | 0 | 0 | 0 | 0 | 0 | 0 | 0 | 0 | 0 | 0 | 0 | 0 | 0 | 0 | 0 | 0 | 0 | 0 | 0 | 0 | 0 | 0 | 0 | 0 | 0 | 0 | 0 | 3210
SCE Northern | Elizabeth Lake | 66 | [12 empty] | 0 | 0 | 0 | 0 | 0 | 0 | 0 | 0 | 0 | 0 | 0 | 0 | 0 | 0 | 0 | 0 | 0 | 0 | 0 | 0 | 0 | 0 | 0 | 0 | 0 | 0 | 0 | 0 | 0 | 0 | 0 | 0 | 0 | 0 | 0 | 0 |  | 0 | 0 | 0 | 0 | 0 | 0 | 0 | 0 | 0 | 0 | 0 | 0 | 0 | 0 | 0 | 0 | 0 | 0 | 0 | 0 | 0 | 0 | 0 | 0 | 0 | 0 | 0 | 0 | 0 | 0 | 0 | 0 | 0 | 0 | 0 | 0 | 0 | 0 | 0 | 0 | 0 | 0 | 0 | 0 | 0 | 0 | 0 | 0 | 0 | 0 | 0 | 0
PG&E KERN | Elk Hills | 230 | [12 empty] | 0 | 0 | 0 | 0 | 0 | 0 | 0 | 0 | 0 | 0 | 0 | 0 | 0 | 0 | 0 | 0 | 0 | 0 | 0 | 0 | 0 | 0 | 0 | 0 | 0 | 0 | 0 | 0 | 0 | 0 | 0 | 0 | 0 | 0 | 0 | 0 |  | 0 | 0 | 0 | 0 | 0 | 0 | 0 | 0 | 0 | 0 | 0 | 0 | 0 | 0 | 0 | 0 | 0 | 0 | 0 | 0 | 0 | 0 | 0 | 0 | 0 | 0 | 0 | 0 | 0 | 0 | 0 | 0 | 0 | 0 | 0 | 0 | 0 | 0 | 0 | 0 | 0 | 0 | 0 | 0 | 0 | 0 | 0 | 0 | 0 | 0 | 0 | 0
SDGE | Elliot | 69 | [12 empty] | 0 | 0 | 0 | 0 | 0 | 0 | 0 | 0 | 0 | 0 | 0 | 0 | 0 | 0 | 0 | 0 | 0 | 0 | 0 | 0 | 0 | 0 | 0 | 0 | 0 | 0 | 0 | 0 | 0 | 0 | 0 | 0 | 0 | 0 | 0 | 0 |  | 0 | 0 | 0 | 0 | 0 | 0 | 0 | 0 | 0 | 0 | 0 | 0 | 0 | 0 | 0 | 0 | 0 | 0 | 0 | 0 | 0 | 0 | 0 | 0 | 0 | 0 | 0 | 0 | 0 | 0 | 0 | 0 | 0 | 0 | 0 | 0 | 0 | 0 | 0 | 0 | 0 | 0 | 0 | 0 | 0 | 0 | 0 | 0 | 0 | 0 | 0 | 0
SCE Metro | Ellis | 230 | [12 empty] | 0 | 0 | 0 | 0 | 0 | 0 | 0 | 0 | 0 | 0 | 0 | 0 | 0 | 0 | 0 | 0 | 0 | 0 | 0 | 0 | 0 | 0 | 0 | 0 | 0 | 0 | 0 | 0 | 0 | 0 | 0 | 0 | 0 | 0 | 0 | 0 |  | 0 | 0 | 0 | 0 | 0 | 0 | 0 | 0 | 0 | 0 | 0 | 0 | 0 | 0 | 0 | 0 | 0 | 0 | 0 | 0 | 0 | 0 | 0 | 0 | 0 | 0 | 0 | 0 | 0 | 0 | 0 | 0 | 0 | 0 | 0 | 0 | 0 | 0 | 0 | 0 | 0 | 0 | 0 | 0 | 0 | 0 | 0 | 0 | 0 | 0 | 0 | 0
SDGE | Encina | 138 | [12 empty] | 0 | 0 | 0 | 0 | 0 | 0 | 0 | 0 | 0 | 0 | 0 | 0 | 304.3999 | 0 | 0 | 0 | 0 | 0 | 0 | 0 | 0 | 0 | 0 | 0 | 304.3999 | 0 | 0 | 0 | 0 | 0 | 0 | 0 | 0 | 0 | 0 | 0 |  | 0 | 0 | 0 | 0 | 0 | 0 | 0 | 0 | 0 | 0 | 0 | 0 | 304.3999 | 0 | 0 | 0 | 0 | 0 | 0 | 0 | 0 | 0 | 0 | 0 | 304.3999 | 0 | 0 | 0 | 0 | 0 | 0 | 0 | 0 | 0 | 0 | 0 | 0 | 0 | 0 | 0 | 0 | 0 | 0 | 0 | 0 | 0 | 0 | 0 | 0 | 0 | 0 | 0
SDGE | Encina | 230 | [12 empty] | 0 | 0 | 0 | 0 | 0 | 0 | 0 | 0 | 0 | 0 | 0 | 0 | 0 | 0 | 0 | 0 | 0 | 0 | 0 | 0 | 0 | 0 | 0 | 0 | 0 | 0 | 0 | 0 | 0 | 0 | 0 | 0 | 0 | 0 | 0 | 0 |  | 0 | 0 | 0 | 0 | 0 | 0 | 0 | 0 | 0 | 0 | 0 | 0 | 0 | 0 | 0 | 0 | 0 | 0 | 0 | 0 | 0 | 0 | 0 | 0 | 0 | 0 | 0 | 0 | 0 | 0 | 0 | 0 | 0 | 0 | 0 | 0 | 0 | 0 | 0 | 0 | 0 | 0 | 0 | 0 | 0 | 0 | 0 | 0 | 0 | 0 | 0 | 0
SDGE | Escondido | 230 | [12 empty] | 0 | 0 | 0 | 0 | 0 | 0 | 0 | 0 | 0 | 0 | 0 | 0 | 407 | 320 | 0 | 0 | 0 | 0 | 0 | 0 | 0 | 0 | 0 | 0 | 407 | 320 | 0 | 0 | 0 | 0 | 0 | 0 | 0 | 0 | 0 | 0 |  | 0 | 0 | 0 | 0 | 0 | 0 | 0 | 0 | 0 | 0 | 0 | 0 | 0 | 0 | 0 | 0 | 0 | 0 | 0 | 0 | 0 | 0 | 0 | 0 | 0 | 0 | 0 | 0 | 0 | 0 | 0 | 0 | 0 | 0 | 0 | 0 | 0 | 0 | 0 | 0 | 0 | 0 | 0 | 0 | 0 | 0 | 0 | 0 | 0 | 0 | 0 | 0
SDGE | Escondido | 69 | [12 empty] | 33 | 33 | 0 | 0 | 0 | 0 | 0 | 0 | 0 | 0 | 0 | 0 | 33 | 33 | 0 | 0 | 0 | 0 | 0 | 0 | 0 | 0 | 0 | 0 | 33 | 33 | 0 | 0 | 0 | 0 | 0 | 0 | 0 | 0 | 0 | 0 |  | 33 | 33 | 0 | 0 | 0 | 0 | 0 | 0 | 0 | 0 | 0 | 0 | 33 | 33 | 0 | 0 | 0 | 0 | 0 | 0 | 0 | 0 | 0 | 0 | 33 | 33 | 0 | 0 | 0 | 0 | 0 | 0 | 0 | 0 | 0 | 0 | 0 | 0 | 0 | 0 | 0 | 0 | 0 | 0 | 0 | 0 | 0 | 0 | 0 | 0 | 0 | 0
PG&E KERN | Estrella | 230 | [12 empty] | 0 | 0 | 0 | 0 | 0 | 0 | 0 | 0 | 0 | 0 | 0 | 0 | 0 | 0 | 0 | 0 | 0 | 0 | 0 | 0 | 0 | 0 | 0 | 0 | 0 | 0 | 0 | 0 | 0 | 0 | 0 | 0 | 0 | 0 | 0 | 0 |  | 0 | 0 | 0 | 0 | 0 | 0 | 0 | 0 | 0 | 0 | 0 | 0 | 0 | 0 | 0 | 0 | 0 | 0 | 0 | 0 | 0 | 0 | 0 | 0 | 0 | 0 | 0 | 0 | 0 | 0 | 0 | 0 | 0 | 0 | 0 | 0 | 0 | 0 | 0 | 0 | 0 | 0 | 0 | 0 | 0 | 0 | 0 | 0 | 0 | 0 | 0 | 0
SCE Eastern | Etiwanda | 230 | [12 empty] | 0 | 0 | 0 | 0 | 0 | 0 | 0 | 0 | 0 | 0 | 0 | 0 | 657.6634 | 400 | 0 | 0 | 0 | 0 | 0 | 0 | 0 | 0 | 0 | 0 | 657.6634 | 400 | 0 | 0 | 0 | 0 | 0 | 0 | 0 | 0 | 0 | 0 |  | 0 | 0 | 0 | 0 | 0 | 0 | 0 | 0 | 0 | 0 | 0 | 0 | 0 | 0 | 0 | 0 | 0 | 0 | 0 | 0 | 0 | 0 | 0 | 0 | 0 | 0 | 0 | 0 | 0 | 0 | 0 | 0 | 0 | 0 | 0 | 0 | 12.55 | 0 | 0 | 0 | 0 | 0 | 0 | 12.55 | 12.55 | 0 | 0 | 0 | 0 | 0 | 0 | 0
PG&E GBA | Evergreen | 115 | [12 empty] | 0 | 0 | 0 | 0 | 0 | 0 | 0 | 0 | 0 | 0 | 0 | 0 | 0 | 0 | 0 | 0 | 0 | 0 | 0 | 0 | 0 | 0 | 0 | 0 | 0 | 0 | 0 | 0 | 0 | 0 | 0 | 0 | 0 | 0 | 0 | 0 |  | 0 | 0 | 0 | 0 | 0 | 0 | 0 | 0 | 0 | 0 | 0 | 0 | 0 | 0 | 0 | 0 | 0 | 0 | 0 | 0 | 0 | 0 | 0 | 0 | 0 | 0 | 0 | 0 | 0 | 0 | 0 | 0 | 0 | 0 | 0 | 0 | 0 | 0 | 0 | 0 | 0 | 0 | 0 | 0 | 0 | 0 | 0 | 0 | 0 | 0 | 0 | 0
PG&E GBA | Evergreen | 60 | [12 empty] | 0 | 0 | 0 | 0 | 0 | 0 | 0 | 0 | 0 | 0 | 0 | 0 | 0 | 0 | 0 | 0 | 0 | 0 | 0 | 0 | 0 | 0 | 0 | 0 | 0 | 0 | 0 | 0 | 0 | 0 | 0 | 0 | 0 | 0 | 0 | 0 |  | 0 | 0 | 0 | 0 | 0 | 0 | 0 | 0 | 0 | 0 | 0 | 0 | 0 | 0 | 0 | 0 | 0 | 0 | 0 | 0 | 0 | 0 | 0 | 0 | 0 | 0 | 0 | 0 | 0 | 0 | 0 | 0 | 0 | 0 | 0 | 0 | 0 | 0 | 0 | 0 | 0 | 0 | 0 | 0 | 0 | 0 | 0 | 0 | 0 | 0 | 0 | 0
PG&E FRESNO | Excelsior | 115 | [12 empty] | 127.37 | 97.5 | 0 | 0 | 127.57 | 0 | 0 | 0 | 0 | 0 | 0 | 0 | 127.37 | 97.5 | 0 | 0 | 127.57 | 0 | 0 | 0 | 0 | 0 | 0 | 0 | 127.37 | 97.5 | 0 | 0 | 127.57 | 0 | 0 | 0 | 0 | 0 | 0 | 0 |  | 0 | 0 | 0 | 0 | 0 | 0 | 0 | 0 | 0 | 0 | 0 | 0 | 127.37 | 97.5 | 0 | 0 | 127.57 | 0 | 0 | 0 | 0 | 0 | 0 | 0 | 127.37 | 97.5 | 0 | 0 | 127.57 | 0 | 0 | 0 | 0 | 0 | 0 | 0 | 0 | 0 | 0 | 0 | 0 | 0 | 0 | 0 | 0 | 0 | 0 | 0 | 0 | 0 | 0 | 0
PG&E FRESNO | Exchequer | 115 | [12 empty] | 0 | 0 | 0 | 0 | 0 | 0 | 0 | 0 | 0 | 0 | 0 | 0 | 0 | 0 | 0 | 0 | 0 | 0 | 0 | 0 | 0 | 0 | 0 | 0 | 0 | 0 | 0 | 0 | 0 | 0 | 0 | 0 | 0 | 0 | 0 | 0 |  | 0 | 0 | 0 | 0 | 0 | 0 | 0 | 0 | 0 | 0 | 0 | 0 | 0 | 0 | 0 | 0 | 0 | 0 | 0 | 0 | 0 | 0 | 0 | 0 | 0 | 0 | 0 | 0 | 0 | 0 | 0 | 0 | 0 | 0 | 0 | 0 | 0 | 0 | 0 | 0 | 0 | 0 | 0 | 0 | 0 | 0 | 0 | 0 | 0 | 0 | 0 | 0
PG&E KERN | Fairway | 115 | [12 empty] | 0 | 0 | 0 | 0 | 0 | 0 | 0 | 0 | 0 | 0 | 0 | 0 | 0 | 0 | 0 | 0 | 0 | 0 | 0 | 0 | 0 | 0 | 0 | 0 | 0 | 0 | 0 | 0 | 0 | 0 | 0 | 0 | 0 | 0 | 0 | 0 |  | 0 | 0 | 0 | 0 | 0 | 0 | 0 | 0 | 0 | 0 | 0 | 0 | 0 | 0 | 0 | 0 | 0 | 0 | 0 | 0 | 0 | 0 | 0 | 0 | 0 | 0 | 0 | 0 | 0 | 0 | 0 | 0 | 0 | 0 | 0 | 0 | 0 | 0 | 0 | 0 | 0 | 0 | 0 | 0 | 0 | 0 | 0 | 0 | 0 | 0 | 0 | 0
PG&E KERN | Famoso | 115 | [12 empty] | 0 | 0 | 0 | 0 | 0 | 0 | 0 | 0 | 0 | 0 | 0 | 0 | 0 | 0 | 0 | 0 | 0 | 0 | 0 | 0 | 0 | 0 | 0 | 0 | 0 | 0 | 0 | 0 | 0 | 0 | 0 | 0 | 0 | 0 | 0 | 0 |  | 0 | 0 | 0 | 0 | 0 | 0 | 0 | 0 | 0 | 0 | 0 | 0 | 0 | 0 | 0 | 0 | 0 | 0 | 0 | 0 | 0 | 0 | 0 | 0 | 0 | 0 | 0 | 0 | 0 | 0 | 0 | 0 | 0 | 0 | 0 | 0 | 0 | 0 | 0 | 0 | 0 | 0 | 0 | 0 | 0 | 0 | 0 | 0 | 0 | 0 | 0 | 0
PG&E NGBA | Fern Road | 500 | [12 empty] | 0 | 0 | 0 | 0 | 0 | 0 | 0 | 0 | 0 | 0 | 0 | 0 | 0 | 0 | 0 | 0 | 0 | 0 | 0 | 0 | 0 | 0 | 0 | 0 | 0 | 0 | 0 | 0 | 0 | 0 | 0 | 0 | 0 | 0 | 0 | 0 |  | 0 | 0 | 0 | 0 | 0 | 0 | 0 | 0 | 0 | 0 | 0 | 0 | 0 | 0 | 0 | 0 | 0 | 0 | 0 | 0 | 0 | 0 | 0 | 0 | 0 | 0 | 0 | 0 | 0 | 0 | 0 | 0 | 0 | 0 | 0 | 0 | 0 | 0 | 0 | 0 | 0 | 0 | 0 | 0 | 0 | 0 | 0 | 0 | 0 | 0 | 0 | 0
PG&E GBA | Fibreboard (SPI Sonora) | 115 | [12 empty] | 0 | 0 | 0 | 0 | 0 | 0 | 0 | 0 | 0 | 0 | 0 | 0 | 0 | 0 | 0 | 0 | 0 | 0 | 0 | 0 | 0 | 0 | 0 | 0 | 0 | 0 | 0 | 0 | 0 | 0 | 0 | 0 | 0 | 0 | 0 | 0 |  | 0 | 0 | 0 | 0 | 0 | 0 | 0 | 0 | 0 | 0 | 0 | 0 | 0 | 0 | 0 | 0 | 0 | 0 | 0 | 0 | 0 | 0 | 0 | 0 | 0 | 0 | 0 | 0 | 0 | 0 | 0 | 0 | 0 | 0 | 0 | 0 | 0 | 0 | 0 | 0 | 0 | 0 | 0 | 0 | 0 | 0 | 0 | 0 | 0 | 0 | 0 | 0
PG&E FRESNO | Figarden | 230 | [12 empty] | 0 | 0 | 0 | 0 | 0 | 0 | 0 | 0 | 0 | 0 | 0 | 0 | 0 | 0 | 0 | 0 | 0 | 0 | 0 | 0 | 0 | 0 | 0 | 0 | 0 | 0 | 0 | 0 | 0 | 0 | 0 | 0 | 0 | 0 | 0 | 0 |  | 0 | 0 | 0 | 0 | 0 | 0 | 0 | 0 | 0 | 0 | 0 | 0 | 0 | 0 | 0 | 0 | 0 | 0 | 0 | 0 | 0 | 0 | 0 | 0 | 0 | 0 | 0 | 0 | 0 | 0 | 0 | 0 | 0 | 0 | 0 | 0 | 0 | 0 | 0 | 0 | 0 | 0 | 0 | 0 | 0 | 0 | 0 | 0 | 0 | 0 | 0 | 0
PG&E FRESNO | Fink | 230 | [12 empty] | 0 | 0 | 0 | 0 | 0 | 0 | 0 | 0 | 0 | 0 | 0 | 0 | 0 | 0 | 0 | 0 | 0 | 0 | 0 | 0 | 0 | 0 | 0 | 0 | 0 | 0 | 0 | 0 | 0 | 0 | 0 | 0 | 0 | 0 | 0 | 0 |  | 0 | 0 | 0 | 0 | 0 | 0 | 0 | 0 | 0 | 0 | 0 | 0 | 0 | 0 | 0 | 0 | 0 | 0 | 0 | 0 | 0 | 0 | 0 | 0 | 0 | 0 | 0 | 0 | 0 | 0 | 0 | 0 | 0 | 0 | 0 | 0 | 0 | 0 | 0 | 0 | 0 | 0 | 0 | 0 | 0 | 0 | 0 | 0 | 0 | 0 | 0 | 0
PG&E NGBA | Fitch Mountain | 60 | [12 empty] | 0 | 0 | 0 | 0 | 0 | 0 | 0 | 0 | 0 | 0 | 0 | 0 | 0 | 0 | 0 | 0 | 0 | 0 | 0 | 0 | 0 | 0 | 0 | 0 | 0 | 0 | 0 | 0 | 0 | 0 | 0 | 0 | 0 | 0 | 0 | 0 |  | 0 | 0 | 0 | 0 | 0 | 0 | 0 | 0 | 0 | 0 | 0 | 0 | 0 | 0 | 0 | 0 | 0 | 0 | 0 | 0 | 0 | 0 | 0 | 0 | 0 | 0 | 0 | 0 | 0 | 0 | 0 | 0 | 0 | 0 | 0 | 0 | 0 | 0 | 0 | 0 | 0 | 0 | 0 | 0 | 0 | 0 | 0 | 0 | 0 | 0 | 0 | 0
PG&E GBA | FMC | 115 | [12 empty] | 0 | 0 | 0 | 0 | 0 | 0 | 0 | 0 | 0 | 0 | 0 | 0 | 0 | 0 | 0 | 0 | 0 | 0 | 0 | 0 | 0 | 0 | 0 | 0 | 0 | 0 | 0 | 0 | 0 | 0 | 0 | 0 | 0 | 0 | 0 | 0 |  | 0 | 0 | 0 | 0 | 0 | 0 | 0 | 0 | 0 | 0 | 0 | 0 | 0 | 0 | 0 | 0 | 0 | 0 | 0 | 0 | 0 | 0 | 0 | 0 | 0 | 0 | 0 | 0 | 0 | 0 | 0 | 0 | 0 | 0 | 0 | 0 | 0 | 0 | 0 | 0 | 0 | 0 | 0 | 0 | 0 | 0 | 0 | 0 | 0 | 0 | 0 | 0
PG&E GBA | Fremont | 115 | [12 empty] | 0 | 0 | 0 | 0 | 0 | 0 | 0 | 0 | 0 | 0 | 0 | 0 | 0 | 0 | 0 | 0 | 0 | 0 | 0 | 0 | 0 | 0 | 0 | 0 | 0 | 0 | 0 | 0 | 0 | 0 | 0 | 0 | 0 | 0 | 0 | 0 |  | 0 | 0 | 0 | 0 | 0 | 0 | 0 | 0 | 0 | 0 | 0 | 0 | 0 | 0 | 0 | 0 | 0 | 0 | 0 | 0 | 0 | 0 | 0 | 0 | 0 | 0 | 0 | 0 | 0 | 0 | 0 | 0 | 0 | 0 | 0 | 0 | 0 | 0 | 0 | 0 | 0 | 0 | 0 | 0 | 0 | 0 | 0 | 0 | 0 | 0 | 0 | 0
PG&E GBA | French Camp | 60 | [12 empty] | 0 | 0 | 0 | 0 | 0 | 0 | 0 | 0 | 0 | 0 | 0 | 0 | 0 | 0 | 0 | 0 | 0 | 0 | 0 | 0 | 0 | 0 | 0 | 0 | 0 | 0 | 0 | 0 | 0 | 0 | 0 | 0 | 0 | 0 | 0 | 0 |  | 0 | 0 | 0 | 0 | 0 | 0 | 0 | 0 | 0 | 0 | 0 | 0 | 0 | 0 | 0 | 0 | 0 | 0 | 0 | 0 | 0 | 0 | 0 | 0 | 0 | 0 | 0 | 0 | 0 | 0 | 0 | 0 | 0 | 0 | 0 | 0 | 0 | 0 | 0 | 0 | 0 | 0 | 0 | 0 | 0 | 0 | 0 | 0 | 0 | 0 | 0 | 0
PG&E GBA | Frogtown | 115 | [12 empty] | 0 | 0 | 0 | 0 | 0 | 0 | 0 | 0 | 0 | 0 | 0 | 0 | 0 | 0 | 0 | 0 | 0 | 0 | 0 | 0 | 0 | 0 | 0 | 0 | 0 | 0 | 0 | 0 | 0 | 0 | 0 | 0 | 0 | 0 | 0 | 0 |  | 0 | 0 | 0 | 0 | 0 | 0 | 0 | 0 | 0 | 0 | 0 | 0 | 0 | 0 | 0 | 0 | 0 | 0 | 0 | 0 | 0 | 0 | 0 | 0 | 0 | 0 | 0 | 0 | 0 | 0 | 0 | 0 | 0 | 0 | 0 | 0 | 0 | 0 | 0 | 0 | 0 | 0 | 0 | 0 | 0 | 0 | 0 | 0 | 0 | 0 | 0 | 0
PG&E NGBA | Fulton | 115 | [12 empty] | 0 | 0 | 0 | 0 | 0 | 0 | 0 | 0 | 0 | 0 | 0 | 0 | 0 | 0 | 0 | 0 | 0 | 0 | 0 | 0 | 0 | 0 | 0 | 0 | 0 | 0 | 0 | 0 | 0 | 0 | 0 | 0 | 0 | 0 | 0 | 0 |  | 0 | 0 | 0 | 0 | 0 | 0 | 0 | 0 | 0 | 0 | 0 | 0 | 0 | 0 | 0 | 0 | 0 | 0 | 0 | 0 | 0 | 0 | 0 | 0 | 0 | 0 | 0 | 0 | 0 | 0 | 0 | 0 | 0 | 0 | 0 | 0 | 0 | 0 | 0 | 0 | 0 | 0 | 0 | 0 | 0 | 0 | 0 | 0 | 0 | 0 | 0 | 0
PG&E NGBA | Fulton | 230 | [12 empty] | 0 | 0 | 0 | 0 | 0 | 0 | 0 | 0 | 0 | 0 | 0 | 0 | 121.55 | 0 | 0 | 0 | 0 | 0 | 0 | 0 | 0 | 0 | 0 | 0 | 121.55 | 0 | 0 | 0 | 0 | 0 | 0 | 0 | 0 | 0 | 0 | 0 |  | 0 | 0 | 0 | 0 | 0 | 0 | 0 | 0 | 0 | 0 | 0 | 0 | 121.55 | 0 | 0 | 0 | 0 | 0 | 0 | 0 | 0 | 0 | 0 | 0 | 121.55 | 0 | 0 | 0 | 0 | 0 | 0 | 0 | 0 | 0 | 0 | 0 | 0 | 0 | 0 | 0 | 0 | 0 | 0 | 0 | 0 | 0 | 0 | 0 | 0 | 0 | 0 | 0
PG&E NGBA | Fulton | 60 | [12 empty] | 0 | 0 | 0 | 0 | 0 | 0 | 0 | 0 | 0 | 0 | 0 | 0 | 0 | 0 | 0 | 0 | 0 | 0 | 0 | 0 | 0 | 0 | 0 | 0 | 0 | 0 | 0 | 0 | 0 | 0 | 0 | 0 | 0 | 0 | 0 | 0 |  | 0 | 0 | 0 | 0 | 0 | 0 | 0 | 0 | 0 | 0 | 0 | 0 | 0 | 0 | 0 | 0 | 0 | 0 | 0 | 0 | 0 | 0 | 0 | 0 | 0 | 0 | 0 | 0 | 0 | 0 | 0 | 0 | 0 | 0 | 0 | 0 | 0 | 0 | 0 | 0 | 0 | 0 | 0 | 0 | 0 | 0 | 0 | 0 | 0 | 0 | 0 | 0
PG&E KERN | Ganso | 115 | [12 empty] | 0 | 0 | 0 | 0 | 0 | 0 | 0 | 0 | 0 | 0 | 0 | 0 | 0 | 0 | 0 | 0 | 0 | 0 | 0 | 0 | 0 | 0 | 0 | 0 | 0 | 0 | 0 | 0 | 0 | 0 | 0 | 0 | 0 | 0 | 0 | 0 |  | 0 | 0 | 0 | 0 | 0 | 0 | 0 | 0 | 0 | 0 | 0 | 0 | 0 | 0 | 0 | 0 | 0 | 0 | 0 | 0 | 0 | 0 | 0 | 0 | 0 | 0 | 0 | 0 | 0 | 0 | 0 | 0 | 0 | 0 | 0 | 0 | 0 | 0 | 0 | 0 | 0 | 0 | 0 | 0 | 0 | 0 | 0 | 0 | 0 | 0 | 0 | 0
PG&E FRESNO | Gates | 230 | [12 empty] | 356.83 | 275.376 | 0 | 0 | 363.34 | 3.24 | 0 | 0 | 0 | 0 | 0 | 0 | 876.83 | 275.376 | 0 | 0 | 1403.34 | 3.24 | 0 | 0 | 0 | 0 | 0 | 0 | 876.83 | 275.376 | 0 | 0 | 1403.34 | 3.24 | 0 | 0 | 0 | 0 | 0 | 0 |  | 225 | 225 | 0 | 0 | 261.24 | 145.9067 | 0 | 0 | 0 | 0 | 0 | 0 | 356.83 | 275.376 | 0 | 0 | 363.34 | 3.24 | 0 | 0 | 0 | 0 | 0 | 0 | 356.83 | 275.376 | 0 | 0 | 363.34 | 3.24 | 0 | 0 | 0 | 0 | 0 | 0 | 0 | 0 | 0 | 0 | 0 | 0 | 0 | 0 | 0 | 0 | 0 | 0 | 0 | 0 | 0 | 0
PG&E FRESNO | Gates | 500 | [12 empty] | 172.3 | 575.11 | 0 | 0 | 0 | 0 | 0 | 0 | 0 | 0 | 0 | 0 | 172.3 | 575.11 | 0 | 0 | 0 | 0 | 0 | 0 | 0 | 0 | 0 | 0 | 172.3 | 575.11 | 0 | 0 | 0 | 0 | 0 | 0 | 0 | 0 | 0 | 0 |  | 84.3 | 75.1 | 0 | 0 | 0 | 0 | 0 | 0 | 0 | 0 | 0 | 0 | 172.3 | 575.11 | 0 | 0 | 0 | 0 | 0 | 0 | 0 | 0 | 0 | 0 | 172.3 | 575.11 | 0 | 0 | 0 | 0 | 0 | 0 | 0 | 0 | 0 | 0 | 0 | 0 | 0 | 0 | 0 | 0 | 0 | 0 | 0 | 0 | 0 | 0 | 0 | 0 | 0 | 0
PG&E NGBA | Geysers 12 | 230 | [12 empty] | 0 | 0 | 0 | 0 | 0 | 0 | 0 | 0 | 0 | 0 | 0 | 0 | 0 | 0 | 0 | 0 | 0 | 0 | 0 | 0 | 0 | 0 | 0 | 0 | 0 | 0 | 0 | 0 | 0 | 0 | 0 | 0 | 0 | 0 | 0 | 0 |  | 0 | 0 | 0 | 0 | 0 | 0 | 0 | 0 | 0 | 0 | 0 | 0 | 0 | 0 | 0 | 0 | 0 | 0 | 0 | 0 | 0 | 0 | 0 | 0 | 0 | 0 | 0 | 0 | 0 | 0 | 0 | 0 | 0 | 0 | 0 | 0 | 0 | 0 | 0 | 0 | 0 | 0 | 0 | 0 | 0 | 0 | 0 | 0 | 0 | 0 | 0 | 0
PG&E NGBA | Geysers 17 | 230 | [12 empty] | 47.4465 | 0 | 0 | 0 | 0 | 0 | 9.435 | 0 | 0 | 0 | 0 | 0 | 47.4465 | 0 | 0 | 0 | 0 | 0 | 9.435 | 0 | 0 | 0 | 0 | 0 | 47.4465 | 0 | 0 | 0 | 0 | 0 | 9.435 | 0 | 0 | 0 | 0 | 0 |  | 47.4465 | 0 | 0 | 0 | 0 | 0 | 9.435 | 0 | 0 | 0 | 0 | 0 | 47.4465 | 0 | 0 | 0 | 0 | 0 | 9.435 | 0 | 0 | 0 | 0 | 0 | 47.4465 | 0 | 0 | 0 | 0 | 0 | 9.435 | 0 | 0 | 0 | 0 | 0 | 0 | 0 | 0 | 0 | 0 | 0 | 0 | 0 | 0 | 0 | 0 | 0 | 0 | 0 | 0 | 0
PG&E NGBA | Geysers 3 | 115 | [12 empty] | 0 | 0 | 0 | 0 | 0 | 0 | 0 | 0 | 0 | 0 | 0 | 0 | 0 | 0 | 0 | 0 | 0 | 0 | 0 | 0 | 0 | 0 | 0 | 0 | 0 | 0 | 0 | 0 | 0 | 0 | 0 | 0 | 0 | 0 | 0 | 0 |  | 0 | 0 | 0 | 0 | 0 | 0 | 0 | 0 | 0 | 0 | 0 | 0 | 0 | 0 | 0 | 0 | 0 | 0 | 0 | 0 | 0 | 0 | 0 | 0 | 0 | 0 | 0 | 0 | 0 | 0 | 0 | 0 | 0 | 0 | 0 | 0 | 0 | 0 | 0 | 0 | 0 | 0 | 0 | 0 | 0 | 0 | 0 | 0 | 0 | 0 | 0 | 0
PG&E NGBA | Glenn | 230 | [12 empty] | 0 | 0 | 0 | 0 | 0 | 0 | 0 | 0 | 0 | 0 | 0 | 0 | 251.9 | 0 | 0 | 0 | 142.85 | 0 | 0 | 0 | 0 | 0 | 0 | 0 | 251.9 | 0 | 0 | 0 | 142.85 | 0 | 0 | 0 | 0 | 0 | 0 | 0 |  | 0 | 0 | 0 | 0 | 0 | 0 | 0 | 0 | 0 | 0 | 0 | 0 | 0 | 0 | 0 | 0 | 0 | 0 | 0 | 0 | 0 | 0 | 0 | 0 | 0 | 0 | 0 | 0 | 0 | 0 | 0 | 0 | 0 | 0 | 0 | 0 | 103 | 0 | 103.3 | 0 | 0 | 0 | 0 | 103 | 103 | 0 | 103.3 | 0 | 0 | 0 | 0 | 0
PG&E NGBA | Glenn | 60 | [12 empty] | 0 | 0 | 0 | 0 | 0 | 0 | 0 | 0 | 0 | 0 | 0 | 0 | 0 | 0 | 0 | 0 | 0 | 0 | 0 | 0 | 0 | 0 | 0 | 0 | 0 | 0 | 0 | 0 | 0 | 0 | 0 | 0 | 0 | 0 | 0 | 0 |  | 0 | 0 | 0 | 0 | 0 | 0 | 0 | 0 | 0 | 0 | 0 | 0 | 0 | 0 | 0 | 0 | 0 | 0 | 0 | 0 | 0 | 0 | 0 | 0 | 0 | 0 | 0 | 0 | 0 | 0 | 0 | 0 | 0 | 0 | 0 | 0 | 0 | 0 | 0 | 0 | 0 | 0 | 0 | 0 | 0 | 0 | 0 | 0 | 0 | 0 | 0 | 0
PG&E NGBA | Gold Hill | 115 | [12 empty] | 58.75 | 49.9 | 0 | 0 | 0 | 0 | 0 | 0 | 0 | 0 | 0 | 0 | 58.75 | 49.9 | 0 | 0 | 0 | 0 | 0 | 0 | 0 | 0 | 0 | 0 | 58.75 | 49.9 | 0 | 0 | 0 | 0 | 0 | 0 | 0 | 0 | 0 | 0 |  | 58.75 | 49.9 | 0 | 0 | 0 | 0 | 0 | 0 | 0 | 0 | 0 | 0 | 58.75 | 49.9 | 0 | 0 | 0 | 0 | 0 | 0 | 0 | 0 | 0 | 0 | 58.75 | 49.9 | 0 | 0 | 0 | 0 | 0 | 0 | 0 | 0 | 0 | 0 | 0 | 0 | 0 | 0 | 0 | 0 | 0 | 0 | 0 | 0 | 0 | 0 | 0 | 0 | 0 | 0
PG&E NGBA | Gold Hill | 230 | [12 empty] | 0 | 0 | 0 | 0 | 0 | 0 | 0 | 0 | 0 | 0 | 0 | 0 | 0 | 0 | 0 | 0 | 0 | 0 | 0 | 0 | 0 | 0 | 0 | 0 | 0 | 0 | 0 | 0 | 0 | 0 | 0 | 0 | 0 | 0 | 0 | 0 |  | 0 | 0 | 0 | 0 | 0 | 0 | 0 | 0 | 0 | 0 | 0 | 0 | 0 | 0 | 0 | 0 | 0 | 0 | 0 | 0 | 0 | 0 | 0 | 0 | 0 | 0 | 0 | 0 | 0 | 0 | 0 | 0 | 0 | 0 | 0 | 0 | 0 | 0 | 0 | 0 | 0 | 0 | 0 | 0 | 0 | 0 | 0 | 0 | 0 | 0 | 0 | 0
SCE Northern | Goleta | 230 | [12 empty] | 0 | 0 | 0 | 0 | 0 | 0 | 0 | 0 | 0 | 0 | 0 | 0 | 0 | 0 | 0 | 0 | 0 | 0 | 0 | 0 | 0 | 0 | 0 | 0 | 0 | 0 | 0 | 0 | 0 | 0 | 0 | 0 | 0 | 0 | 0 | 0 |  | 0 | 0 | 0 | 0 | 0 | 0 | 0 | 0 | 0 | 0 | 0 | 0 | 0 | 0 | 0 | 0 | 0 | 0 | 0 | 0 | 0 | 0 | 0 | 0 | 0 | 0 | 0 | 0 | 0 | 0 | 0 | 0 | 0 | 0 | 0 | 0 | 0 | 0 | 0 | 0 | 0 | 0 | 0 | 0 | 0 | 0 | 0 | 0 | 0 | 0 | 0 | 0
SCE Metro | Goodrich | 230 | [12 empty] | 0 | 0 | 0 | 0 | 0 | 0 | 0 | 0 | 0 | 0 | 0 | 0 | 0 | 0 | 0 | 0 | 0 | 0 | 0 | 0 | 0 | 0 | 0 | 0 | 0 | 0 | 0 | 0 | 0 | 0 | 0 | 0 | 0 | 0 | 0 | 0 |  | 0 | 0 | 0 | 0 | 0 | 0 | 0 | 0 | 0 | 0 | 0 | 0 | 0 | 0 | 0 | 0 | 0 | 0 | 0 | 0 | 0 | 0 | 0 | 0 | 0 | 0 | 0 | 0 | 0 | 0 | 0 | 0 | 0 | 0 | 0 | 0 | 0 | 0 | 0 | 0 | 0 | 0 | 0 | 0 | 0 | 0 | 0 | 0 | 0 | 0 | 0 | 0
PG&E KERN | Goose Lake | 115 | [12 empty] | 0 | 0 | 0 | 0 | 0 | 0 | 0 | 0 | 0 | 0 | 0 | 0 | 0 | 0 | 0 | 0 | 0 | 0 | 0 | 0 | 0 | 0 | 0 | 0 | 0 | 0 | 0 | 0 | 0 | 0 | 0 | 0 | 0 | 0 | 0 | 0 |  | 0 | 0 | 0 | 0 | 0 | 0 | 0 | 0 | 0 | 0 | 0 | 0 | 0 | 0 | 0 | 0 | 0 | 0 | 0 | 0 | 0 | 0 | 0 | 0 | 0 | 0 | 0 | 0 | 0 | 0 | 0 | 0 | 0 | 0 | 0 | 0 | 0 | 0 | 0 | 0 | 0 | 0 | 0 | 0 | 0 | 0 | 0 | 0 | 0 | 0 | 0 | 0
SCE Metro | Gould | 230 | [12 empty] | 0 | 0 | 0 | 0 | 0 | 0 | 0 | 0 | 0 | 0 | 0 | 0 | 0 | 0 | 0 | 0 | 0 | 0 | 0 | 0 | 0 | 0 | 0 | 0 | 0 | 0 | 0 | 0 | 0 | 0 | 0 | 0 | 0 | 0 | 0 | 0 |  | 0 | 0 | 0 | 0 | 0 | 0 | 0 | 0 | 0 | 0 | 0 | 0 | 0 | 0 | 0 | 0 | 0 | 0 | 0 | 0 | 0 | 0 | 0 | 0 | 0 | 0 | 0 | 0 | 0 | 0 | 0 | 0 | 0 | 0 | 0 | 0 | 0 | 0 | 0 | 0 | 0 | 0 | 0 | 0 | 0 | 0 | 0 | 0 | 0 | 0 | 0 | 0
PG&E NGBA | Grand Island | 115 | [12 empty] | 0 | 0 | 0 | 0 | 0 | 0 | 0 | 0 | 0 | 0 | 0 | 0 | 0 | 0 | 0 | 0 | 0 | 0 | 0 | 0 | 0 | 0 | 0 | 0 | 0 | 0 | 0 | 0 | 0 | 0 | 0 | 0 | 0 | 0 | 0 | 0 |  | 0 | 0 | 0 | 0 | 0 | 0 | 0 | 0 | 0 | 0 | 0 | 0 | 0 | 0 | 0 | 0 | 0 | 0 | 0 | 0 | 0 | 0 | 0 | 0 | 0 | 0 | 0 | 0 | 0 | 0 | 0 | 0 | 0 | 0 | 0 | 0 | 0 | 0 | 0 | 0 | 0 | 0 | 0 | 0 | 0 | 0 | 0 | 0 | 0 | 0 | 0 | 0
SDGE | Granite | 69 | [12 empty] | 0 | 0 | 0 | 0 | 0 | 0 | 0 | 0 | 0 | 0 | 0 | 0 | 0 | 0 | 0 | 0 | 0 | 0 | 0 | 0 | 0 | 0 | 0 | 0 | 0 | 0 | 0 | 0 | 0 | 0 | 0 | 0 | 0 | 0 | 0 | 0 |  | 0 | 0 | 0 | 0 | 0 | 0 | 0 | 0 | 0 | 0 | 0 | 0 | 0 | 0 | 0 | 0 | 0 | 0 | 0 | 0 | 0 | 0 | 0 | 0 | 0 | 0 | 0 | 0 | 0 | 0 | 0 | 0 | 0 | 0 | 0 | 0 | 0 | 0 | 0 | 0 | 0 | 0 | 0 | 0 | 0 | 0 | 0 | 0 | 0 | 0 | 0 | 0
PG&E GBA | Grant | 115 | [12 empty] | 0 | 0 | 0 | 0 | 0 | 0 | 0 | 0 | 0 | 0 | 0 | 0 | 0 | 0 | 0 | 0 | 0 | 0 | 0 | 0 | 0 | 0 | 0 | 0 | 0 | 0 | 0 | 0 | 0 | 0 | 0 | 0 | 0 | 0 | 0 | 0 |  | 0 | 0 | 0 | 0 | 0 | 0 | 0 | 0 | 0 | 0 | 0 | 0 | 0 | 0 | 0 | 0 | 0 | 0 | 0 | 0 | 0 | 0 | 0 | 0 | 0 | 0 | 0 | 0 | 0 | 0 | 0 | 0 | 0 | 0 | 0 | 0 | 0 | 0 | 0 | 0 | 0 | 0 | 0 | 0 | 0 | 0 | 0 | 0 | 0 | 0 | 0 | 0
PG&E GBA | Green Valley | 115 | [12 empty] | 203.699 | 200 | 0 | 0 | 0 | 0 | 0 | 0 | 0 | 0 | 0 | 0 | 203.699 | 200 | 0 | 0 | 0 | 0 | 0 | 0 | 0 | 0 | 0 | 0 | 203.699 | 200 | 0 | 0 | 0 | 0 | 0 | 0 | 0 | 0 | 0 | 0 |  | 0 | 0 | 0 | 0 | 0 | 0 | 0 | 0 | 0 | 0 | 0 | 0 | 203.699 | 200 | 0 | 0 | 0 | 0 | 0 | 0 | 0 | 0 | 0 | 0 | 203.699 | 200 | 0 | 0 | 0 | 0 | 0 | 0 | 0 | 0 | 0 | 0 | 0 | 0 | 0 | 0 | 0 | 0 | 0 | 0 | 0 | 0 | 0 | 0 | 0 | 0 | 0 | 0
PG&E NGBA | Greenleaf 1 | 115 | [12 empty] | 0 | 0 | 0 | 0 | 0 | 0 | 0 | 0 | 0 | 0 | 0 | 0 | 61.8 | 11 | 0 | 0 | 0 | 0 | 0 | 0 | 0 | 0 | 0 | 0 | 61.8 | 11 | 0 | 0 | 0 | 0 | 0 | 0 | 0 | 0 | 0 | 0 |  | 0 | 0 | 0 | 0 | 0 | 0 | 0 | 0 | 0 | 0 | 0 | 0 | 61.8 | 11 | 0 | 0 | 0 | 0 | 0 | 0 | 0 | 0 | 0 | 0 | 61.8 | 11 | 0 | 0 | 0 | 0 | 0 | 0 | 0 | 0 | 0 | 0 | 0 | 0 | 0 | 0 | 0 | 0 | 0 | 0 | 0 | 0 | 0 | 0 | 0 | 0 | 0 | 0
PG&E FRESNO | Gregg | 230 | [12 empty] | 0 | 0 | 0 | 0 | 0 | 0 | 0 | 0 | 0 | 0 | 0 | 0 | 151.7416 | 0 | 0 | 0 | 0 | 0 | 0 | 0 | 0 | 0 | 0 | 0 | 151.7416 | 0 | 0 | 0 | 0 | 0 | 0 | 0 | 0 | 0 | 0 | 0 |  | 0 | 0 | 0 | 0 | 0 | 0 | 0 | 0 | 0 | 0 | 0 | 0 | 0 | 0 | 0 | 0 | 0 | 0 | 0 | 0 | 0 | 0 | 0 | 0 | 0 | 0 | 0 | 0 | 0 | 0 | 0 | 0 | 0 | 0 | 0 | 0 | 0 | 0 | 0 | 0 | 0 | 0 | 0 | 0 | 0 | 0 | 0 | 0 | 0 | 0 | 0 | 0
PG&E FRESNO | Grimmway-Malaga | 115 | [12 empty] | 0 | 0 | 0 | 0 | 0 | 0 | 0 | 0 | 0 | 0 | 0 | 0 | 0 | 0 | 0 | 0 | 0 | 0 | 0 | 0 | 0 | 0 | 0 | 0 | 0 | 0 | 0 | 0 | 0 | 0 | 0 | 0 | 0 | 0 | 0 | 0 |  | 0 | 0 | 0 | 0 | 0 | 0 | 0 | 0 | 0 | 0 | 0 | 0 | 0 | 0 | 0 | 0 | 0 | 0 | 0 | 0 | 0 | 0 | 0 | 0 | 0 | 0 | 0 | 0 | 0 | 0 | 0 | 0 | 0 | 0 | 0 | 0 | 0 | 0 | 0 | 0 | 0 | 0 | 0 | 0 | 0 | 0 | 0 | 0 | 0 | 0 | 0 | 0
PG&E NGBA | Grizzly | 230 | [12 empty] | 0 | 0 | 0 | 0 | 0 | 0 | 0 | 0 | 0 | 0 | 0 | 0 | 0 | 0 | 0 | 0 | 0 | 0 | 0 | 0 | 0 | 0 | 0 | 0 | 0 | 0 | 0 | 0 | 0 | 0 | 0 | 0 | 0 | 0 | 0 | 0 |  | 0 | 0 | 0 | 0 | 0 | 0 | 0 | 0 | 0 | 0 | 0 | 0 | 0 | 0 | 0 | 0 | 0 | 0 | 0 | 0 | 0 | 0 | 0 | 0 | 0 | 0 | 0 | 0 | 0 | 0 | 0 | 0 | 0 | 0 | 0 | 0 | 0 | 0 | 0 | 0 | 0 | 0 | 0 | 0 | 0 | 0 | 0 | 0 | 0 | 0 | 0 | 0
PG&E FRESNO | Guernsey | 70 | [12 empty] | 0 | 0 | 0 | 0 | 0 | 0 | 0 | 0 | 0 | 0 | 0 | 0 | 0 | 0 | 0 | 0 | 0 | 0 | 0 | 0 | 0 | 0 | 0 | 0 | 0 | 0 | 0 | 0 | 0 | 0 | 0 | 0 | 0 | 0 | 0 | 0 |  | 0 | 0 | 0 | 0 | 0 | 0 | 0 | 0 | 0 | 0 | 0 | 0 | 0 | 0 | 0 | 0 | 0 | 0 | 0 | 0 | 0 | 0 | 0 | 0 | 0 | 0 | 0 | 0 | 0 | 0 | 0 | 0 | 0 | 0 | 0 | 0 | 0 | 0 | 0 | 0 | 0 | 0 | 0 | 0 | 0 | 0 | 0 | 0 | 0 | 0 | 0 | 0
PG&E FRESNO | GWF Hanford | 115 | [12 empty] | 11.7 | 0 | 0 | 0 | 0 | 0 | 0 | 0 | 0 | 0 | 0 | 0 | 11.7 | 0 | 0 | 0 | 0 | 0 | 0 | 0 | 0 | 0 | 0 | 0 | 11.7 | 0 | 0 | 0 | 0 | 0 | 0 | 0 | 0 | 0 | 0 | 0 |  | 11.7 | 0 | 0 | 0 | 0 | 0 | 0 | 0 | 0 | 0 | 0 | 0 | 11.7 | 0 | 0 | 0 | 0 | 0 | 0 | 0 | 0 | 0 | 0 | 0 | 11.7 | 0 | 0 | 0 | 0 | 0 | 0 | 0 | 0 | 0 | 0 | 0 | 0 | 0 | 0 | 0 | 0 | 0 | 0 | 0 | 0 | 0 | 0 | 0 | 0 | 0 | 0 | 0
PG&E FRESNO | Haas | 230 | [12 empty] | 0 | 0 | 0 | 0 | 0 | 0 | 0 | 0 | 0 | 0 | 0 | 0 | 0 | 0 | 0 | 0 | 0 | 0 | 0 | 0 | 0 | 0 | 0 | 0 | 0 | 0 | 0 | 0 | 0 | 0 | 0 | 0 | 0 | 0 | 0 | 0 |  | 0 | 0 | 0 | 0 | 0 | 0 | 0 | 0 | 0 | 0 | 0 | 0 | 0 | 0 | 0 | 0 | 0 | 0 | 0 | 0 | 0 | 0 | 0 | 0 | 0 | 0 | 0 | 0 | 0 | 0 | 0 | 0 | 0 | 0 | 0 | 0 | 0 | 0 | 0 | 0 | 0 | 0 | 0 | 0 | 0 | 0 | 0 | 0 | 0 | 0 | 0 | 0
PG&E FRESNO | Hammonds | 115 | [12 empty] | 0 | 0 | 0 | 0 | 0 | 0 | 0 | 0 | 0 | 0 | 0 | 0 | 0 | 0 | 0 | 0 | 0 | 0 | 0 | 0 | 0 | 0 | 0 | 0 | 0 | 0 | 0 | 0 | 0 | 0 | 0 | 0 | 0 | 0 | 0 | 0 |  | 0 | 0 | 0 | 0 | 0 | 0 | 0 | 0 | 0 | 0 | 0 | 0 | 0 | 0 | 0 | 0 | 0 | 0 | 0 | 0 | 0 | 0 | 0 | 0 | 0 | 0 | 0 | 0 | 0 | 0 | 0 | 0 | 0 | 0 | 0 | 0 | 0 | 0 | 0 | 0 | 0 | 0 | 0 | 0 | 0 | 0 | 0 | 0 | 0 | 0 | 0 | 0
SCE Metro | HarborGen | 230 | [12 empty] | 0 | 0 | 0 | 0 | 0 | 0 | 0 | 0 | 0 | 0 | 0 | 0 | 0 | 0 | 0 | 0 | 0 | 0 | 0 | 0 | 0 | 0 | 0 | 0 | 0 | 0 | 0 | 0 | 0 | 0 | 0 | 0 | 0 | 0 | 0 | 0 |  | 0 | 0 | 0 | 0 | 0 | 0 | 0 | 0 | 0 | 0 | 0 | 0 | 0 | 0 | 0 | 0 | 0 | 0 | 0 | 0 | 0 | 0 | 0 | 0 | 0 | 0 | 0 | 0 | 0 | 0 | 0 | 0 | 0 | 0 | 0 | 0 | 0 | 0 | 0 | 0 | 0 | 0 | 0 | 0 | 0 | 0 | 0 | 0 | 0 | 0 | 0 | 0
PG&E NGBA | Harris | 60 | [12 empty] | 0 | 0 | 0 | 0 | 0 | 0 | 0 | 0 | 0 | 0 | 0 | 0 | 0 | 0 | 0 | 0 | 0 | 0 | 0 | 0 | 0 | 0 | 0 | 0 | 0 | 0 | 0 | 0 | 0 | 0 | 0 | 0 | 0 | 0 | 0 | 0 |  | 0 | 0 | 0 | 0 | 0 | 0 | 0 | 0 | 0 | 0 | 0 | 0 | 0 | 0 | 0 | 0 | 0 | 0 | 0 | 0 | 0 | 0 | 0 | 0 | 0 | 0 | 0 | 0 | 0 | 0 | 0 | 0 | 0 | 0 | 0 | 0 | 0 | 0 | 0 | 0 | 0 | 0 | 0 | 0 | 0 | 0 | 0 | 0 | 0 | 0 | 0 | 0
EOP | Harry Allen | 500 | [12 empty] | 0 | 0 | 0 | 0 | 0 | 0 | 0 | 0 | 0 | 0 | 0 | 0 | 0 | 0 | 0 | 0 | 0 | 0 | 0 | 0 | 0 | 0 | 0 | 0 | 0 | 0 | 0 | 0 | 0 | 0 | 0 | 0 | 0 | 0 | 0 | 0 |  | 0 | 0 | 0 | 0 | 0 | 0 | 0 | 0 | 0 | 0 | 0 | 0 | 0 | 0 | 0 | 0 | 0 | 0 | 0 | 0 | 0 | 0 | 0 | 0 | 0 | 0 | 0 | 0 | 0 | 0 | 0 | 0 | 0 | 0 | 0 | 0 | 0 | 0 | 0 | 0 | 0 | 0 | 0 | 0 | 0 | 0 | 0 | 0 | 0 | 0 | 0 | 2117.5
PG&E NGBA | Hartley | 60 | [12 empty] | 0 | 0 | 0 | 0 | 0 | 0 | 0 | 0 | 0 | 0 | 0 | 0 | 0 | 0 | 0 | 0 | 0 | 0 | 0 | 0 | 0 | 0 | 0 | 0 | 0 | 0 | 0 | 0 | 0 | 0 | 0 | 0 | 0 | 0 | 0 | 0 |  | 0 | 0 | 0 | 0 | 0 | 0 | 0 | 0 | 0 | 0 | 0 | 0 | 0 | 0 | 0 | 0 | 0 | 0 | 0 | 0 | 0 | 0 | 0 | 0 | 0 | 0 | 0 | 0 | 0 | 0 | 0 | 0 | 0 | 0 | 0 | 0 | 0 | 0 | 0 | 0 | 0 | 0 | 0 | 0 | 0 | 0 | 0 | 0 | 0 | 0 | 0 | 0
SCE NOL | Harvard | 115 | [12 empty] | 0 | 0 | 0 | 0 | 0 | 0 | 0 | 0 | 0 | 0 | 0 | 0 | 0 | 0 | 0 | 0 | 0 | 0 | 0 | 0 | 0 | 0 | 0 | 0 | 0 | 0 | 0 | 0 | 0 | 0 | 0 | 0 | 0 | 0 | 0 | 0 |  | 0 | 0 | 0 | 0 | 0 | 0 | 0 | 0 | 0 | 0 | 0 | 0 | 0 | 0 | 0 | 0 | 0 | 0 | 0 | 0 | 0 | 0 | 0 | 0 | 0 | 0 | 0 | 0 | 0 | 0 | 0 | 0 | 0 | 0 | 0 | 0 | 0 | 0 | 0 | 0 | 0 | 0 | 0 | 0 | 0 | 0 | 0 | 0 | 0 | 0 | 0 | 0
SDGE | Hassayampa | 500 | [12 empty] | 0 | 0 | 0 | 0 | 0 | 0 | 0 | 0 | 0 | 0 | 0 | 0 | 28.8 | 0 | 0 | 0 | 350 | 0 | 0 | 0 | 0 | 0 | 0 | 0 | 28.8 | 0 | 0 | 0 | 350 | 0 | 0 | 0 | 0 | 0 | 0 | 0 |  | 10 | 10 | 0 | 0 | 247.5 | 247.5 | 0 | 0 | 0 | 0 | 0 | 0 | 28.8 | 0 | 0 | 0 | 350 | 0 | 0 | 0 | 0 | 0 | 0 | 0 | 28.8 | 0 | 0 | 0 | 350 | 0 | 0 | 0 | 0 | 0 | 0 | 0 | 154.5 | 0 | 713.88 | 0 | 0 | 0 | 0 | 154.5 | 154.5 | 0 | 713.88 | 0 | 0 | 0 | 0 | 0
PG&E FRESNO | Helm | 230 | [12 empty] | 0 | 0 | 0 | 0 | 0 | 0 | 0 | 0 | 0 | 0 | 0 | 0 | 0 | 0 | 0 | 0 | 0 | 0 | 0 | 0 | 0 | 0 | 0 | 0 | 0 | 0 | 0 | 0 | 0 | 0 | 0 | 0 | 0 | 0 | 0 | 0 |  | 0 | 0 | 0 | 0 | 0 | 0 | 0 | 0 | 0 | 0 | 0 | 0 | 0 | 0 | 0 | 0 | 0 | 0 | 0 | 0 | 0 | 0 | 0 | 0 | 0 | 0 | 0 | 0 | 0 | 0 | 0 | 0 | 0 | 0 | 0 | 0 | 0 | 0 | 0 | 0 | 0 | 0 | 0 | 0 | 0 | 0 | 0 | 0 | 0 | 0 | 0 | 0
PG&E FRESNO | Helm | 70 | [12 empty] | 18.5 | 18.5 | 0 | 0 | 0 | 0 | 0 | 0 | 0 | 0 | 0 | 0 | 0 | 0 | 0 | 0 | 0 | 0 | 0 | 0 | 0 | 0 | 0 | 0 | 18.5 | 18.5 | 0 | 0 | 0 | 0 | 0 | 0 | 0 | 0 | 0 | 0 |  | 18.5 | 18.5 | 0 | 0 | 0 | 0 | 0 | 0 | 0 | 0 | 0 | 0 | 0 | 0 | 0 | 0 | 0 | 0 | 0 | 0 | 0 | 0 | 0 | 0 | 18.5 | 18.5 | 0 | 0 | 0 | 0 | 0 | 0 | 0 | 0 | 0 | 0 | 0 | 0 | 0 | 0 | 0 | 0 | 0 | 0 | 0 | 0 | 0 | 0 | 0 | 0 | 0 | 0
PG&E FRESNO | Henrietta | 115 | [12 empty] | 0 | 0 | 0 | 0 | 0 | 0 | 0 | 0 | 0 | 0 | 0 | 0 | 0 | 0 | 0 | 0 | 0 | 0 | 0 | 0 | 0 | 0 | 0 | 0 | 0 | 0 | 0 | 0 | 0 | 0 | 0 | 0 | 0 | 0 | 0 | 0 |  | 0 | 0 | 0 | 0 | 0 | 0 | 0 | 0 | 0 | 0 | 0 | 0 | 0 | 0 | 0 | 0 | 0 | 0 | 0 | 0 | 0 | 0 | 0 | 0 | 0 | 0 | 0 | 0 | 0 | 0 | 0 | 0 | 0 | 0 | 0 | 0 | 0 | 0 | 0 | 0 | 0 | 0 | 0 | 0 | 0 | 0 | 0 | 0 | 0 | 0 | 0 | 0
PG&E FRESNO | Henrietta | 230 | [12 empty] | 0 | 0 | 0 | 0 | 0 | 0 | 0 | 0 | 0 | 0 | 0 | 0 | 0 | 0 | 0 | 0 | 0 | 0 | 0 | 0 | 0 | 0 | 0 | 0 | 0 | 0 | 0 | 0 | 0 | 0 | 0 | 0 | 0 | 0 | 0 | 0 |  | 0 | 0 | 0 | 0 | 0 | 0 | 0 | 0 | 0 | 0 | 0 | 0 | 0 | 0 | 0 | 0 | 0 | 0 | 0 | 0 | 0 | 0 | 0 | 0 | 0 | 0 | 0 | 0 | 0 | 0 | 0 | 0 | 0 | 0 | 0 | 0 | 154.4 | 0 | 155.3 | 0 | 0 | 0 | 0 | 154.4 | 154.4 | 0 | 155.3 | 0 | 0 | 0 | 0 | 0
PG&E FRESNO | Henrietta | 70 | [12 empty] | 20 | 0 | 0 | 0 | 0 | 0 | 0 | 0 | 0 | 0 | 0 | 0 | 20 | 0 | 0 | 0 | 0 | 0 | 0 | 0 | 0 | 0 | 0 | 0 | 20 | 0 | 0 | 0 | 0 | 0 | 0 | 0 | 0 | 0 | 0 | 0 |  | 20 | 0 | 0 | 0 | 0 | 0 | 0 | 0 | 0 | 0 | 0 | 0 | 20 | 0 | 0 | 0 | 0 | 0 | 0 | 0 | 0 | 0 | 0 | 0 | 20 | 0 | 0 | 0 | 0 | 0 | 0 | 0 | 0 | 0 | 0 | 0 | 0 | 0 | 0 | 0 | 0 | 0 | 0 | 0 | 0 | 0 | 0 | 0 | 0 | 0 | 0 | 0
PG&E FRESNO | Herndon | 115 | [12 empty] | 0 | 0 | 0 | 0 | 0 | 0 | 0 | 0 | 0 | 0 | 0 | 0 | 0 | 0 | 0 | 0 | 0 | 0 | 0 | 0 | 0 | 0 | 0 | 0 | 0 | 0 | 0 | 0 | 0 | 0 | 0 | 0 | 0 | 0 | 0 | 0 |  | 0 | 0 | 0 | 0 | 0 | 0 | 0 | 0 | 0 | 0 | 0 | 0 | 0 | 0 | 0 | 0 | 0 | 0 | 0 | 0 | 0 | 0 | 0 | 0 | 0 | 0 | 0 | 0 | 0 | 0 | 0 | 0 | 0 | 0 | 0 | 0 | 0 | 0 | 0 | 0 | 0 | 0 | 0 | 0 | 0 | 0 | 0 | 0 | 0 | 0 | 0 | 0
PG&E FRESNO | Herndon | 230 | [12 empty] | 0 | 0 | 0 | 0 | 0 | 0 | 0 | 0 | 0 | 0 | 0 | 0 | 0 | 0 | 0 | 0 | 0 | 0 | 0 | 0 | 0 | 0 | 0 | 0 | 0 | 0 | 0 | 0 | 0 | 0 | 0 | 0 | 0 | 0 | 0 | 0 |  | 0 | 0 | 0 | 0 | 0 | 0 | 0 | 0 | 0 | 0 | 0 | 0 | 0 | 0 | 0 | 0 | 0 | 0 | 0 | 0 | 0 | 0 | 0 | 0 | 0 | 0 | 0 | 0 | 0 | 0 | 0 | 0 | 0 | 0 | 0 | 0 | 0 | 0 | 0 | 0 | 0 | 0 | 0 | 0 | 0 | 0 | 0 | 0 | 0 | 0 | 0 | 0
PG&E GBA | Hicks | 230 | [12 empty] | 0 | 0 | 0 | 0 | 0 | 0 | 0 | 0 | 0 | 0 | 0 | 0 | 0 | 0 | 0 | 0 | 0 | 0 | 0 | 0 | 0 | 0 | 0 | 0 | 0 | 0 | 0 | 0 | 0 | 0 | 0 | 0 | 0 | 0 | 0 | 0 |  | 0 | 0 | 0 | 0 | 0 | 0 | 0 | 0 | 0 | 0 | 0 | 0 | 0 | 0 | 0 | 0 | 0 | 0 | 0 | 0 | 0 | 0 | 0 | 0 | 0 | 0 | 0 | 0 | 0 | 0 | 0 | 0 | 0 | 0 | 0 | 0 | 0 | 0 | 0 | 0 | 0 | 0 | 0 | 0 | 0 | 0 | 0 | 0 | 0 | 0 | 0 | 0
PG&E NGBA | Higgins | 115 | [12 empty] | 0 | 0 | 0 | 0 | 0 | 0 | 0 | 0 | 0 | 0 | 0 | 0 | 0 | 0 | 0 | 0 | 0 | 0 | 0 | 0 | 0 | 0 | 0 | 0 | 0 | 0 | 0 | 0 | 0 | 0 | 0 | 0 | 0 | 0 | 0 | 0 |  | 0 | 0 | 0 | 0 | 0 | 0 | 0 | 0 | 0 | 0 | 0 | 0 | 0 | 0 | 0 | 0 | 0 | 0 | 0 | 0 | 0 | 0 | 0 | 0 | 0 | 0 | 0 | 0 | 0 | 0 | 0 | 0 | 0 | 0 | 0 | 0 | 0 | 0 | 0 | 0 | 0 | 0 | 0 | 0 | 0 | 0 | 0 | 0 | 0 | 0 | 0 | 0
PG&E NGBA | Hilltop | 345 | [12 empty] | 0 | 0 | 0 | 0 | 0 | 0 | 0 | 0 | 0 | 0 | 0 | 0 | 0 | 0 | 0 | 0 | 0 | 0 | 0 | 0 | 0 | 0 | 0 | 0 | 0 | 0 | 0 | 0 | 0 | 0 | 0 | 0 | 0 | 0 | 0 | 0 |  | 0 | 0 | 0 | 0 | 0 | 0 | 0 | 0 | 0 | 0 | 0 | 0 | 0 | 0 | 0 | 0 | 0 | 0 | 0 | 0 | 0 | 0 | 0 | 0 | 0 | 0 | 0 | 0 | 0 | 0 | 0 | 0 | 0 | 0 | 0 | 0 | 0 | 0 | 0 | 0 | 0 | 0 | 0 | 0 | 0 | 0 | 0 | 0 | 0 | 0 | 0 | 0
SCE Metro | Hinson | 230 | [12 empty] | 0 | 0 | 0 | 0 | 0 | 0 | 0 | 0 | 0 | 0 | 0 | 0 | 605.6634 | 0 | 0 | 0 | 0 | 0 | 0 | 0 | 0 | 0 | 0 | 0 | 605.6634 | 0 | 0 | 0 | 0 | 0 | 0 | 0 | 0 | 0 | 0 | 0 |  | 0 | 0 | 0 | 0 | 0 | 0 | 0 | 0 | 0 | 0 | 0 | 0 | 0 | 0 | 0 | 0 | 0 | 0 | 0 | 0 | 0 | 0 | 0 | 0 | 0 | 0 | 0 | 0 | 0 | 0 | 0 | 0 | 0 | 0 | 0 | 0 | 0 | 0 | 0 | 0 | 0 | 0 | 0 | 0 | 0 | 0 | 0 | 0 | 0 | 0 | 0 | 0
PG&E GBA | Hollister | 115 | [12 empty] | 112.386 | 110 | 0 | 0 | 112.491 | 0 | 0 | 0 | 0 | 0 | 0 | 0 | 112.386 | 110 | 0 | 0 | 112.491 | 0 | 0 | 0 | 0 | 0 | 0 | 0 | 112.386 | 110 | 0 | 0 | 112.491 | 0 | 0 | 0 | 0 | 0 | 0 | 0 |  | 0 | 0 | 0 | 0 | 0 | 0 | 0 | 0 | 0 | 0 | 0 | 0 | 0 | 0 | 0 | 0 | 0 | 0 | 0 | 0 | 0 | 0 | 0 | 0 | 0 | 0 | 0 | 0 | 0 | 0 | 0 | 0 | 0 | 0 | 0 | 0 | 0 | 0 | 0 | 0 | 0 | 0 | 0 | 0 | 0 | 0 | 0 | 0 | 0 | 0 | 0 | 0
PG&E NGBA | Homestake | 115 | [12 empty] | 0 | 0 | 0 | 0 | 0 | 0 | 0 | 0 | 0 | 0 | 0 | 0 | 0 | 0 | 0 | 0 | 0 | 0 | 0 | 0 | 0 | 0 | 0 | 0 | 0 | 0 | 0 | 0 | 0 | 0 | 0 | 0 | 0 | 0 | 0 | 0 |  | 0 | 0 | 0 | 0 | 0 | 0 | 0 | 0 | 0 | 0 | 0 | 0 | 0 | 0 | 0 | 0 | 0 | 0 | 0 | 0 | 0 | 0 | 0 | 0 | 0 | 0 | 0 | 0 | 0 | 0 | 0 | 0 | 0 | 0 | 0 | 0 | 0 | 0 | 0 | 0 | 0 | 0 | 0 | 0 | 0 | 0 | 0 | 0 | 0 | 0 | 0 | 0
PG&E NGBA | Honcut | 115 | [12 empty] | 0 | 0 | 0 | 0 | 0 | 0 | 0 | 0 | 0 | 0 | 0 | 0 | 213.55 | 0 | 0 | 0 | 0 | 0 | 0 | 0 | 0 | 0 | 0 | 0 | 213.55 | 0 | 0 | 0 | 0 | 0 | 0 | 0 | 0 | 0 | 0 | 0 |  | 0 | 0 | 0 | 0 | 0 | 0 | 0 | 0 | 0 | 0 | 0 | 0 | 0 | 0 | 0 | 0 | 0 | 0 | 0 | 0 | 0 | 0 | 0 | 0 | 0 | 0 | 0 | 0 | 0 | 0 | 0 | 0 | 0 | 0 | 0 | 0 | 0 | 0 | 0 | 0 | 0 | 0 | 0 | 0 | 0 | 0 | 0 | 0 | 0 | 0 | 0 | 0
SDGE | Hoodoo Wash | 500 | [12 empty] | 450 | 0 | 0 | 0 | 508.5 | 237.5 | 0 | 0 | 0 | 0 | 0 | 0 | 1416.964 | 0 | 0 | 0 | 1504.534 | 237.5 | 0 | 0 | 0 | 0 | 0 | 0 | 1416.964 | 0 | 0 | 0 | 1504.534 | 237.5 | 0 | 0 | 0 | 0 | 0 | 0 |  | 450 | 0 | 0 | 0 | 508.5 | 237.5 | 0 | 0 | 0 | 0 | 0 | 0 | 1416.964 | 0 | 0 | 0 | 1504.534 | 237.5 | 0 | 0 | 0 | 0 | 0 | 0 | 1416.964 | 0 | 0 | 0 | 1504.534 | 237.5 | 0 | 0 | 0 | 0 | 0 | 0 | 0 | 0 | 500 | 0 | 0 | 0 | 0 | 0 | 0 | 0 | 500 | 0 | 0 | 0 | 0 | 0
PG&E NGBA | Hopland | 115 | [12 empty] | 0 | 0 | 0 | 0 | 0 | 0 | 0 | 0 | 0 | 0 | 0 | 0 | 0 | 0 | 0 | 0 | 0 | 0 | 0 | 0 | 0 | 0 | 0 | 0 | 0 | 0 | 0 | 0 | 0 | 0 | 0 | 0 | 0 | 0 | 0 | 0 |  | 0 | 0 | 0 | 0 | 0 | 0 | 0 | 0 | 0 | 0 | 0 | 0 | 0 | 0 | 0 | 0 | 0 | 0 | 0 | 0 | 0 | 0 | 0 | 0 | 0 | 0 | 0 | 0 | 0 | 0 | 0 | 0 | 0 | 0 | 0 | 0 | 0 | 0 | 0 | 0 | 0 | 0 | 0 | 0 | 0 | 0 | 0 | 0 | 0 | 0 | 0 | 0
PG&E NGBA | Hopland | 60 | [12 empty] | 0 | 0 | 0 | 0 | 0 | 0 | 0 | 0 | 0 | 0 | 0 | 0 | 0 | 0 | 0 | 0 | 0 | 0 | 0 | 0 | 0 | 0 | 0 | 0 | 0 | 0 | 0 | 0 | 0 | 0 | 0 | 0 | 0 | 0 | 0 | 0 |  | 0 | 0 | 0 | 0 | 0 | 0 | 0 | 0 | 0 | 0 | 0 | 0 | 0 | 0 | 0 | 0 | 0 | 0 | 0 | 0 | 0 | 0 | 0 | 0 | 0 | 0 | 0 | 0 | 0 | 0 | 0 | 0 | 0 | 0 | 0 | 0 | 0 | 0 | 0 | 0 | 0 | 0 | 0 | 0 | 0 | 0 | 0 | 0 | 0 | 0 | 0 | 0
PG&E NGBA | Humboldt | 115 | [12 empty] | 0 | 0 | 0 | 0 | 0 | 0 | 0 | 0 | 0 | 0 | 0 | 0 | 0 | 0 | 0 | 0 | 0 | 0 | 0 | 0 | 161.925 | 0 | 0 | 0 | 0 | 0 | 0 | 0 | 0 | 0 | 0 | 0 | 161.925 | 0 | 0 | 0 |  | 0 | 0 | 0 | 0 | 0 | 0 | 0 | 0 | 0 | 0 | 0 | 0 | 0 | 0 | 0 | 0 | 0 | 0 | 0 | 0 | 0 | 0 | 0 | 0 | 0 | 0 | 0 | 0 | 0 | 0 | 0 | 0 | 0 | 0 | 0 | 0 | 0 | 0 | 0 | 0 | 0 | 0 | 0 | 0 | 0 | 0 | 0 | 0 | 0 | 0 | 0 | 0
PG&E NGBA | Humboldt | 60 | [12 empty] | 0 | 0 | 0 | 0 | 0 | 0 | 0 | 0 | 0 | 0 | 0 | 0 | 0 | 0 | 0 | 0 | 0 | 0 | 0 | 0 | 0 | 0 | 0 | 0 | 0 | 0 | 0 | 0 | 0 | 0 | 0 | 0 | 0 | 0 | 0 | 0 |  | 0 | 0 | 0 | 0 | 0 | 0 | 0 | 0 | 0 | 0 | 0 | 0 | 0 | 0 | 0 | 0 | 0 | 0 | 0 | 0 | 0 | 0 | 0 | 0 | 0 | 0 | 0 | 0 | 0 | 0 | 0 | 0 | 0 | 0 | 0 | 0 | 0 | 0 | 0 | 0 | 0 | 0 | 0 | 0 | 0 | 0 | 0 | 0 | 0 | 0 | 0 | 0
PG&E NGBA | Humboldt | 500 | [12 empty] | 0 | 0 | 0 | 0 | 0 | 0 | 0 | 0 | 0 | 0 | 0 | 0 | 0 | 0 | 0 | 0 | 0 | 0 | 0 | 0 | 0 | 0 | 0 | 0 | 0 | 0 | 0 | 0 | 0 | 0 | 0 | 0 | 0 | 0 | 0 | 0 |  | 0 | 0 | 0 | 0 | 0 | 0 | 0 | 0 | 0 | 0 | 0 | 0 | 0 | 0 | 0 | 0 | 0 | 0 | 0 | 0 | 0 | 0 | 0 | 0 | 0 | 0 | 0 | 0 | 0 | 0 | 0 | 0 | 0 | 0 | 0 | 0 | 0 | 0 | 0 | 0 | 0 | 0 | 0 | 0 | 0 | 0 | 0 | 0 | 0 | 0 | 0 | 0
SCE Metro | Huntington Beach | 230 | [12 empty] | 0 | 0 | 0 | 0 | 0 | 0 | 0 | 0 | 0 | 0 | 0 | 0 | 0 | 0 | 0 | 0 | 0 | 0 | 0 | 0 | 0 | 0 | 0 | 0 | 0 | 0 | 0 | 0 | 0 | 0 | 0 | 0 | 0 | 0 | 0 | 0 |  | 0 | 0 | 0 | 0 | 0 | 0 | 0 | 0 | 0 | 0 | 0 | 0 | 0 | 0 | 0 | 0 | 0 | 0 | 0 | 0 | 0 | 0 | 0 | 0 | 0 | 0 | 0 | 0 | 0 | 0 | 0 | 0 | 0 | 0 | 0 | 0 | 0 | 0 | 0 | 0 | 0 | 0 | 0 | 0 | 0 | 0 | 0 | 0 | 0 | 0 | 0 | 0
PG&E NGBA | Ignacio | 115 | [12 empty] | 0 | 0 | 0 | 0 | 0 | 0 | 0 | 0 | 0 | 0 | 0 | 0 | 313.7932 | 0 | 0 | 0 | 0 | 0 | 0 | 0 | 0 | 0 | 0 | 0 | 313.7932 | 0 | 0 | 0 | 0 | 0 | 0 | 0 | 0 | 0 | 0 | 0 |  | 0 | 0 | 0 | 0 | 0 | 0 | 0 | 0 | 0 | 0 | 0 | 0 | 313.7932 | 0 | 0 | 0 | 0 | 0 | 0 | 0 | 0 | 0 | 0 | 0 | 313.7932 | 0 | 0 | 0 | 0 | 0 | 0 | 0 | 0 | 0 | 0 | 0 | 0 | 0 | 0 | 0 | 0 | 0 | 0 | 0 | 0 | 0 | 0 | 0 | 0 | 0 | 0 | 0
PG&E NGBA | Ignacio | 230 | [12 empty] | 0 | 0 | 0 | 0 | 0 | 0 | 0 | 0 | 0 | 0 | 0 | 0 | 0 | 0 | 0 | 0 | 0 | 0 | 0 | 0 | 0 | 0 | 0 | 0 | 0 | 0 | 0 | 0 | 0 | 0 | 0 | 0 | 0 | 0 | 0 | 0 |  | 0 | 0 | 0 | 0 | 0 | 0 | 0 | 0 | 0 | 0 | 0 | 0 | 0 | 0 | 0 | 0 | 0 | 0 | 0 | 0 | 0 | 0 | 0 | 0 | 0 | 0 | 0 | 0 | 0 | 0 | 0 | 0 | 0 | 0 | 0 | 0 | 0 | 0 | 0 | 0 | 0 | 0 | 0 | 0 | 0 | 0 | 0 | 0 | 0 | 0 | 0 | 0
PG&E NGBA | Ignacio | 60 | [12 empty] | 0 | 0 | 0 | 0 | 0 | 0 | 0 | 0 | 0 | 0 | 0 | 0 | 0 | 0 | 0 | 0 | 0 | 0 | 0 | 0 | 0 | 0 | 0 | 0 | 0 | 0 | 0 | 0 | 0 | 0 | 0 | 0 | 0 | 0 | 0 | 0 |  | 0 | 0 | 0 | 0 | 0 | 0 | 0 | 0 | 0 | 0 | 0 | 0 | 0 | 0 | 0 | 0 | 0 | 0 | 0 | 0 | 0 | 0 | 0 | 0 | 0 | 0 | 0 | 0 | 0 | 0 | 0 | 0 | 0 | 0 | 0 | 0 | 0 | 0 | 0 | 0 | 0 | 0 | 0 | 0 | 0 | 0 | 0 | 0 | 0 | 0 | 0 | 0
SDGE | Imperial Beach | 69 | [12 empty] | 0 | 0 | 0 | 0 | 0 | 0 | 0 | 0 | 0 | 0 | 0 | 0 | 0 | 0 | 0 | 0 | 0 | 0 | 0 | 0 | 0 | 0 | 0 | 0 | 0 | 0 | 0 | 0 | 0 | 0 | 0 | 0 | 0 | 0 | 0 | 0 |  | 0 | 0 | 0 | 0 | 0 | 0 | 0 | 0 | 0 | 0 | 0 | 0 | 0 | 0 | 0 | 0 | 0 | 0 | 0 | 0 | 0 | 0 | 0 | 0 | 0 | 0 | 0 | 0 | 0 | 0 | 0 | 0 | 0 | 0 | 0 | 0 | 0 | 0 | 0 | 0 | 0 | 0 | 0 | 0 | 0 | 0 | 0 | 0 | 0 | 0 | 0 | 0
SDGE | Imperial Valley | 230 | [12 empty] | 676 | 206.32 | 0 | 0 | 360 | 0 | 0 | 0 | 0 | 0 | 0 | 0 | 2095.23 | 206.32 | 0 | 0 | 646.13 | 0 | 0 | 0 | 0 | 0 | 0 | 0 | 2095.23 | 206.32 | 0 | 0 | 646.13 | 0 | 0 | 0 | 0 | 0 | 0 | 0 |  | 676 | 206.32 | 0 | 0 | 360 | 0 | 0 | 0 | 0 | 0 | 0 | 0 | 962.13 | 206.32 | 0 | 0 | 646.13 | 0 | 0 | 0 | 0 | 0 | 0 | 0 | 962.13 | 206.32 | 0 | 0 | 646.13 | 0 | 0 | 0 | 0 | 0 | 0 | 0 | 50.19 | 0 | 100.49 | 0 | 0 | 0 | 0 | 50.19 | 50.19 | 0 | 100.49 | 0 | 0 | 0 | 0 | 0
SDGE | Imperial Valley | 500 | [12 empty] | 0 | 0 | 0 | 0 | 0 | 0 | 0 | 0 | 0 | 0 | 0 | 0 | 0 | 0 | 0 | 0 | 0 | 0 | 0 | 0 | 0 | 0 | 0 | 0 | 0 | 0 | 0 | 0 | 0 | 0 | 0 | 0 | 0 | 0 | 0 | 0 |  | 0 | 0 | 0 | 0 | 0 | 0 | 0 | 0 | 0 | 0 | 0 | 0 | 0 | 0 | 0 | 0 | 0 | 0 | 0 | 0 | 0 | 0 | 0 | 0 | 0 | 0 | 0 | 0 | 0 | 0 | 0 | 0 | 0 | 0 | 0 | 0 | 0 | 0 | 0 | 0 | 0 | 0 | 0 | 0 | 0 | 0 | 0 | 0 | 0 | 0 | 0 | 0
EOP | Innovation | 138 | [12 empty] | 0 | 0 | 0 | 0 | 0 | 0 | 0 | 0 | 0 | 0 | 0 | 0 | 0 | 0 | 0 | 0 | 0 | 0 | 0 | 0 | 0 | 0 | 0 | 0 | 0 | 0 | 0 | 0 | 0 | 0 | 0 | 0 | 0 | 0 | 0 | 0 |  | 0 | 0 | 0 | 0 | 0 | 0 | 0 | 0 | 0 | 0 | 0 | 0 | 0 | 0 | 0 | 0 | 0 | 0 | 0 | 0 | 0 | 0 | 0 | 0 | 0 | 0 | 0 | 0 | 0 | 0 | 0 | 0 | 0 | 0 | 0 | 0 | 0 | 0 | 0 | 0 | 0 | 0 | 0 | 0 | 0 | 0 | 0 | 0 | 0 | 0 | 0 | 0
EOP | Innovation | 230 | [12 empty] | 300 | 221.13 | 0 | 0 | 300 | 0 | 0 | 0 | 0 | 0 | 0 | 0 | 300 | 221.13 | 0 | 0 | 300 | 0 | 0 | 0 | 0 | 0 | 0 | 0 | 300 | 221.13 | 0 | 0 | 300 | 0 | 0 | 0 | 0 | 0 | 0 | 0 |  | 150 | 150 | 0 | 0 | 300 | 300 | 0 | 0 | 0 | 0 | 0 | 0 | 300 | 221.13 | 0 | 0 | 300 | 0 | 0 | 0 | 0 | 0 | 0 | 0 | 300 | 221.13 | 0 | 0 | 300 | 0 | 0 | 0 | 0 | 0 | 0 | 0 | 0 | 0 | 0 | 0 | 0 | 0 | 0 | 0 | 0 | 0 | 0 | 0 | 0 | 0 | 0 | 0
SCE NOL | Inyokern | 115 | [12 empty] | 0 | 0 | 0 | 0 | 0 | 0 | 0 | 0 | 0 | 0 | 0 | 0 | 0 | 0 | 0 | 0 | 0 | 0 | 0 | 0 | 0 | 0 | 0 | 0 | 0 | 0 | 0 | 0 | 0 | 0 | 0 | 0 | 0 | 0 | 0 | 0 |  | 0 | 0 | 0 | 0 | 0 | 0 | 0 | 0 | 0 | 0 | 0 | 0 | 0 | 0 | 0 | 0 | 0 | 0 | 0 | 0 | 0 | 0 | 0 | 0 | 0 | 0 | 0 | 0 | 0 | 0 | 0 | 0 | 0 | 0 | 0 | 0 | 0 | 0 | 151.2948 | 0 | 0 | 0 | 0 | 0 | 0 | 0 | 151.2948 | 0 | 0 | 0 | 0 | 0
EOP | IS Tap | 138 | [12 empty] | 0 | 0 | 0 | 0 | 0 | 0 | 0 | 0 | 0 | 0 | 0 | 0 | 0 | 0 | 0 | 0 | 0 | 0 | 0 | 0 | 0 | 0 | 0 | 0 | 0 | 0 | 0 | 0 | 0 | 0 | 0 | 0 | 0 | 0 | 0 | 0 |  | 0 | 0 | 0 | 0 | 0 | 0 | 0 | 0 | 0 | 0 | 0 | 0 | 0 | 0 | 0 | 0 | 0 | 0 | 0 | 0 | 0 | 0 | 0 | 0 | 0 | 0 | 0 | 0 | 0 | 0 | 0 | 0 | 0 | 0 | 0 | 0 | 0 | 0 | 0 | 0 | 0 | 0 | 0 | 0 | 0 | 0 | 0 | 0 | 0 | 0 | 0 | 0
EOP | Ivanpah | 115 | [12 empty] | 0 | 0 | 0 | 0 | 0 | 0 | 0 | 0 | 0 | 0 | 0 | 0 | 0 | 0 | 0 | 0 | 0 | 0 | 0 | 0 | 0 | 0 | 0 | 0 | 0 | 0 | 0 | 0 | 0 | 0 | 0 | 0 | 0 | 0 | 0 | 0 |  | 0 | 0 | 0 | 0 | 0 | 0 | 0 | 0 | 0 | 0 | 0 | 0 | 0 | 0 | 0 | 0 | 0 | 0 | 0 | 0 | 0 | 0 | 0 | 0 | 0 | 0 | 0 | 0 | 0 | 0 | 0 | 0 | 0 | 0 | 0 | 0 | 0 | 0 | 0 | 0 | 0 | 0 | 0 | 0 | 0 | 0 | 0 | 0 | 0 | 0 | 0 | 0
EOP | Ivanpah | 230 | [12 empty] | 0 | 0 | 0 | 0 | 0 | 0 | 0 | 0 | 0 | 0 | 0 | 0 | 0 | 0 | 0 | 0 | 0 | 0 | 0 | 0 | 0 | 0 | 0 | 0 | 0 | 0 | 0 | 0 | 0 | 0 | 0 | 0 | 0 | 0 | 0 | 0 |  | 0 | 0 | 0 | 0 | 0 | 0 | 0 | 0 | 0 | 0 | 0 | 0 | 0 | 0 | 0 | 0 | 0 | 0 | 0 | 0 | 0 | 0 | 0 | 0 | 0 | 0 | 0 | 0 | 0 | 0 | 0 | 0 | 0 | 0 | 0 | 0 | 0 | 0 | 0 | 0 | 0 | 0 | 0 | 0 | 0 | 0 | 0 | 0 | 0 | 0 | 0 | 0
EOP | Jackass (DOE) | 138 | [12 empty] | 0 | 0 | 0 | 0 | 0 | 0 | 0 | 0 | 0 | 0 | 0 | 0 | 0 | 0 | 0 | 0 | 0 | 0 | 0 | 0 | 0 | 0 | 0 | 0 | 0 | 0 | 0 | 0 | 0 | 0 | 0 | 0 | 0 | 0 | 0 | 0 |  | 0 | 0 | 0 | 0 | 0 | 0 | 0 | 0 | 0 | 0 | 0 | 0 | 0 | 0 | 0 | 0 | 0 | 0 | 0 | 0 | 0 | 0 | 0 | 0 | 0 | 0 | 0 | 0 | 0 | 0 | 0 | 0 | 0 | 0 | 0 | 0 | 0 | 0 | 0 | 0 | 0 | 0 | 0 | 0 | 0 | 0 | 0 | 0 | 0 | 0 | 0 | 0
PG&E NGBA | James B Black | 230 | [12 empty] | 0 | 0 | 0 | 0 | 0 | 0 | 0 | 0 | 0 | 0 | 0 | 0 | 0 | 0 | 0 | 0 | 0 | 0 | 0 | 0 | 0 | 0 | 0 | 0 | 0 | 0 | 0 | 0 | 0 | 0 | 0 | 0 | 0 | 0 | 0 | 0 |  | 0 | 0 | 0 | 0 | 0 | 0 | 0 | 0 | 0 | 0 | 0 | 0 | 0 | 0 | 0 | 0 | 0 | 0 | 0 | 0 | 0 | 0 | 0 | 0 | 0 | 0 | 0 | 0 | 0 | 0 | 0 | 0 | 0 | 0 | 0 | 0 | 0 | 0 | 0 | 0 | 0 | 0 | 0 | 0 | 0 | 0 | 0 | 0 | 0 | 0 | 0 | 0
PG&E GBA | Jefferson | 230 | [12 empty] | 0 | 0 | 0 | 0 | 0 | 0 | 0 | 0 | 0 | 0 | 0 | 0 | 0 | 0 | 0 | 0 | 0 | 0 | 0 | 0 | 0 | 0 | 0 | 0 | 0 | 0 | 0 | 0 | 0 | 0 | 0 | 0 | 0 | 0 | 0 | 0 |  | 0 | 0 | 0 | 0 | 0 | 0 | 0 | 0 | 0 | 0 | 0 | 0 | 0 | 0 | 0 | 0 | 0 | 0 | 0 | 0 | 0 | 0 | 0 | 0 | 0 | 0 | 0 | 0 | 0 | 0 | 0 | 0 | 0 | 0 | 0 | 0 | 0 | 0 | 0 | 0 | 0 | 0 | 0 | 0 | 0 | 0 | 0 | 0 | 0 | 0 | 0 | 0
PG&E NGBA | Jessup | 115 | [12 empty] | 0 | 0 | 0 | 0 | 0 | 0 | 0 | 0 | 0 | 0 | 0 | 0 | 0 | 0 | 0 | 0 | 0 | 0 | 0 | 0 | 0 | 0 | 0 | 0 | 0 | 0 | 0 | 0 | 0 | 0 | 0 | 0 | 0 | 0 | 0 | 0 |  | 0 | 0 | 0 | 0 | 0 | 0 | 0 | 0 | 0 | 0 | 0 | 0 | 0 | 0 | 0 | 0 | 0 | 0 | 0 | 0 | 0 | 0 | 0 | 0 | 0 | 0 | 0 | 0 | 0 | 0 | 0 | 0 | 0 | 0 | 0 | 0 | 0 | 0 | 0 | 0 | 0 | 0 | 0 | 0 | 0 | 0 | 0 | 0 | 0 | 0 | 0 | 0
SCE Metro | Johanna | 230 | [12 empty] | 0 | 0 | 0 | 0 | 0 | 0 | 0 | 0 | 0 | 0 | 0 | 0 | 102.26 | 100 | 0 | 0 | 0 | 0 | 0 | 0 | 0 | 0 | 0 | 0 | 102.26 | 100 | 0 | 0 | 0 | 0 | 0 | 0 | 0 | 0 | 0 | 0 |  | 0 | 0 | 0 | 0 | 0 | 0 | 0 | 0 | 0 | 0 | 0 | 0 | 0 | 0 | 0 | 0 | 0 | 0 | 0 | 0 | 0 | 0 | 0 | 0 | 0 | 0 | 0 | 0 | 0 | 0 | 0 | 0 | 0 | 0 | 0 | 0 | 0 | 0 | 0 | 0 | 0 | 0 | 0 | 0 | 0 | 0 | 0 | 0 | 0 | 0 | 0 | 0
SCE Eastern | Julian Hinds | 230 | [12 empty] | 0 | 0 | 0 | 0 | 0 | 0 | 0 | 0 | 0 | 0 | 0 | 0 | 0 | 0 | 0 | 0 | 0 | 0 | 0 | 0 | 0 | 0 | 0 | 0 | 0 | 0 | 0 | 0 | 0 | 0 | 0 | 0 | 0 | 0 | 0 | 0 |  | 0 | 0 | 0 | 0 | 0 | 0 | 0 | 0 | 0 | 0 | 0 | 0 | 0 | 0 | 0 | 0 | 0 | 0 | 0 | 0 | 0 | 0 | 0 | 0 | 0 | 0 | 0 | 0 | 0 | 0 | 0 | 0 | 0 | 0 | 0 | 0 | 0 | 0 | 0 | 0 | 0 | 0 | 0 | 0 | 0 | 0 | 0 | 0 | 0 | 0 | 0 | 0
PG&E GBA | Kasson | 115 | [12 empty] | 0 | 0 | 0 | 0 | 0 | 0 | 0 | 0 | 0 | 0 | 0 | 0 | 0 | 0 | 0 | 0 | 0 | 0 | 0 | 0 | 0 | 0 | 0 | 0 | 0 | 0 | 0 | 0 | 0 | 0 | 0 | 0 | 0 | 0 | 0 | 0 |  | 0 | 0 | 0 | 0 | 0 | 0 | 0 | 0 | 0 | 0 | 0 | 0 | 0 | 0 | 0 | 0 | 0 | 0 | 0 | 0 | 0 | 0 | 0 | 0 | 0 | 0 | 0 | 0 | 0 | 0 | 0 | 0 | 0 | 0 | 0 | 0 | 258.2079 | 0 | 0 | 0 | 0 | 0 | 0 | 258.2079 | 258.2079 | 0 | 0 | 0 | 0 | 0 | 0 | 0
PG&E GBA | Kasson | 60 | [12 empty] | 0 | 0 | 0 | 0 | 0 | 0 | 0 | 0 | 0 | 0 | 0 | 0 | 0 | 0 | 0 | 0 | 0 | 0 | 0 | 0 | 0 | 0 | 0 | 0 | 0 | 0 | 0 | 0 | 0 | 0 | 0 | 0 | 0 | 0 | 0 | 0 |  | 0 | 0 | 0 | 0 | 0 | 0 | 0 | 0 | 0 | 0 | 0 | 0 | 0 | 0 | 0 | 0 | 0 | 0 | 0 | 0 | 0 | 0 | 0 | 0 | 0 | 0 | 0 | 0 | 0 | 0 | 0 | 0 | 0 | 0 | 0 | 0 | 0 | 0 | 0 | 0 | 0 | 0 | 0 | 0 | 0 | 0 | 0 | 0 | 0 | 0 | 0 | 0
PG&E FRESNO | Kearney | 230 | [12 empty] | 0 | 0 | 0 | 0 | 0 | 0 | 0 | 0 | 0 | 0 | 0 | 0 | 0 | 0 | 0 | 0 | 0 | 0 | 0 | 0 | 0 | 0 | 0 | 0 | 0 | 0 | 0 | 0 | 0 | 0 | 0 | 0 | 0 | 0 | 0 | 0 |  | 0 | 0 | 0 | 0 | 0 | 0 | 0 | 0 | 0 | 0 | 0 | 0 | 0 | 0 | 0 | 0 | 0 | 0 | 0 | 0 | 0 | 0 | 0 | 0 | 0 | 0 | 0 | 0 | 0 | 0 | 0 | 0 | 0 | 0 | 0 | 0 | 0 | 0 | 0 | 0 | 0 | 0 | 0 | 0 | 0 | 0 | 0 | 0 | 0 | 0 | 0 | 0
PG&E FRESNO | Kearney | 70 | [12 empty] | 0 | 0 | 0 | 0 | 0 | 0 | 0 | 0 | 0 | 0 | 0 | 0 | 0 | 0 | 0 | 0 | 0 | 0 | 0 | 0 | 0 | 0 | 0 | 0 | 0 | 0 | 0 | 0 | 0 | 0 | 0 | 0 | 0 | 0 | 0 | 0 |  | 0 | 0 | 0 | 0 | 0 | 0 | 0 | 0 | 0 | 0 | 0 | 0 | 0 | 0 | 0 | 0 | 0 | 0 | 0 | 0 | 0 | 0 | 0 | 0 | 0 | 0 | 0 | 0 | 0 | 0 | 0 | 0 | 0 | 0 | 0 | 0 | 0 | 0 | 0 | 0 | 0 | 0 | 0 | 0 | 0 | 0 | 0 | 0 | 0 | 0 | 0 | 0
PG&E GBA | Kelso | 230 | [12 empty] | 114.4 | 90.7 | 0 | 0 | 0 | 0 | 0 | 0 | 0 | 0 | 0 | 0 | 114.4 | 90.7 | 0 | 0 | 0 | 0 | 0 | 0 | 0 | 0 | 0 | 0 | 114.4 | 90.7 | 0 | 0 | 0 | 0 | 0 | 0 | 0 | 0 | 0 | 0 |  | 23.7 | 0 | 0 | 0 | 0 | 0 | 0 | 0 | 84.25 | 80.8 | 0 | 0 | 114.4 | 90.7 | 0 | 0 | 0 | 0 | 0 | 0 | 0 | 0 | 0 | 0 | 114.4 | 90.7 | 0 | 0 | 0 | 0 | 0 | 0 | 0 | 0 | 0 | 0 | 0 | 0 | 0 | 0 | 0 | 0 | 0 | 0 | 0 | 0 | 0 | 0 | 0 | 0 | 0 | 0
PG&E FRESNO | Kerchoff 1 | 115 | [12 empty] | 0 | 0 | 0 | 0 | 0 | 0 | 0 | 0 | 0 | 0 | 0 | 0 | 0 | 0 | 0 | 0 | 0 | 0 | 0 | 0 | 0 | 0 | 0 | 0 | 0 | 0 | 0 | 0 | 0 | 0 | 0 | 0 | 0 | 0 | 0 | 0 |  | 0 | 0 | 0 | 0 | 0 | 0 | 0 | 0 | 0 | 0 | 0 | 0 | 0 | 0 | 0 | 0 | 0 | 0 | 0 | 0 | 0 | 0 | 0 | 0 | 0 | 0 | 0 | 0 | 0 | 0 | 0 | 0 | 0 | 0 | 0 | 0 | 0 | 0 | 0 | 0 | 0 | 0 | 0 | 0 | 0 | 0 | 0 | 0 | 0 | 0 | 0 | 0
PG&E KERN | Kern Oil | 115 | [12 empty] | 0 | 0 | 0 | 0 | 0 | 0 | 0 | 0 | 0 | 0 | 0 | 0 | 0 | 0 | 0 | 0 | 0 | 0 | 0 | 0 | 0 | 0 | 0 | 0 | 0 | 0 | 0 | 0 | 0 | 0 | 0 | 0 | 0 | 0 | 0 | 0 |  | 0 | 0 | 0 | 0 | 0 | 0 | 0 | 0 | 0 | 0 | 0 | 0 | 0 | 0 | 0 | 0 | 0 | 0 | 0 | 0 | 0 | 0 | 0 | 0 | 0 | 0 | 0 | 0 | 0 | 0 | 0 | 0 | 0 | 0 | 0 | 0 | 0 | 0 | 0 | 0 | 0 | 0 | 0 | 0 | 0 | 0 | 0 | 0 | 0 | 0 | 0 | 0
PG&E KERN | Kern PP | 115 | [12 empty] | 0 | 0 | 0 | 0 | 0 | 0 | 0 | 0 | 0 | 0 | 0 | 0 | 0 | 0 | 0 | 0 | 0 | 0 | 0 | 0 | 0 | 0 | 0 | 0 | 0 | 0 | 0 | 0 | 0 | 0 | 0 | 0 | 0 | 0 | 0 | 0 |  | 0 | 0 | 0 | 0 | 0 | 0 | 0 | 0 | 0 | 0 | 0 | 0 | 0 | 0 | 0 | 0 | 0 | 0 | 0 | 0 | 0 | 0 | 0 | 0 | 0 | 0 | 0 | 0 | 0 | 0 | 0 | 0 | 0 | 0 | 0 | 0 | 0 | 0 | 0 | 0 | 0 | 0 | 0 | 0 | 0 | 0 | 0 | 0 | 0 | 0 | 0 | 0
PG&E KERN | Kern PP | 230 | [12 empty] | 0 | 0 | 0 | 0 | 0 | 0 | 0 | 0 | 0 | 0 | 0 | 0 | 316.064 | 266 | 0 | 0 | 0 | 0 | 0 | 0 | 0 | 0 | 0 | 0 | 316.064 | 266 | 0 | 0 | 0 | 0 | 0 | 0 | 0 | 0 | 0 | 0 |  | 0 | 0 | 0 | 0 | 0 | 0 | 0 | 0 | 0 | 0 | 0 | 0 | 114.264 | 110 | 0 | 0 | 0 | 0 | 0 | 0 | 0 | 0 | 0 | 0 | 114.264 | 110 | 0 | 0 | 0 | 0 | 0 | 0 | 0 | 0 | 0 | 0 | 0 | 0 | 0 | 0 | 0 | 0 | 0 | 0 | 0 | 0 | 0 | 0 | 0 | 0 | 0 | 0
PG&E KERN | Kern PP | 70 | [12 empty] | 0 | 0 | 0 | 0 | 0 | 0 | 0 | 0 | 0 | 0 | 0 | 0 | 0 | 0 | 0 | 0 | 0 | 0 | 0 | 0 | 0 | 0 | 0 | 0 | 0 | 0 | 0 | 0 | 0 | 0 | 0 | 0 | 0 | 0 | 0 | 0 |  | 0 | 0 | 0 | 0 | 0 | 0 | 0 | 0 | 0 | 0 | 0 | 0 | 0 | 0 | 0 | 0 | 0 | 0 | 0 | 0 | 0 | 0 | 0 | 0 | 0 | 0 | 0 | 0 | 0 | 0 | 0 | 0 | 0 | 0 | 0 | 0 | 0 | 0 | 0 | 0 | 0 | 0 | 0 | 0 | 0 | 0 | 0 | 0 | 0 | 0 | 0 | 0
PG&E KERN | Kernridge | 115 | [12 empty] | 0 | 0 | 0 | 0 | 0 | 0 | 0 | 0 | 0 | 0 | 0 | 0 | 0 | 0 | 0 | 0 | 0 | 0 | 0 | 0 | 0 | 0 | 0 | 0 | 0 | 0 | 0 | 0 | 0 | 0 | 0 | 0 | 0 | 0 | 0 | 0 |  | 0 | 0 | 0 | 0 | 0 | 0 | 0 | 0 | 0 | 0 | 0 | 0 | 0 | 0 | 0 | 0 | 0 | 0 | 0 | 0 | 0 | 0 | 0 | 0 | 0 | 0 | 0 | 0 | 0 | 0 | 0 | 0 | 0 | 0 | 0 | 0 | 0 | 0 | 0 | 0 | 0 | 0 | 0 | 0 | 0 | 0 | 0 | 0 | 0 | 0 | 0 | 0
PG&E FRESNO | Kingsburg | 115 | [12 empty] | 0 | 0 | 0 | 0 | 0 | 0 | 0 | 0 | 0 | 0 | 0 | 0 | 0 | 0 | 0 | 0 | 0 | 0 | 0 | 0 | 0 | 0 | 0 | 0 | 0 | 0 | 0 | 0 | 0 | 0 | 0 | 0 | 0 | 0 | 0 | 0 |  | 0 | 0 | 0 | 0 | 0 | 0 | 0 | 0 | 0 | 0 | 0 | 0 | 0 | 0 | 0 | 0 | 0 | 0 | 0 | 0 | 0 | 0 | 0 | 0 | 0 | 0 | 0 | 0 | 0 | 0 | 0 | 0 | 0 | 0 | 0 | 0 | 0 | 0 | 0 | 0 | 0 | 0 | 0 | 0 | 0 | 0 | 0 | 0 | 0 | 0 | 0 | 0
PG&E GBA | Kirker | 115 | [12 empty] | 0 | 0 | 0 | 0 | 0 | 0 | 0 | 0 | 0 | 0 | 0 | 0 | 0 | 0 | 0 | 0 | 0 | 0 | 0 | 0 | 0 | 0 | 0 | 0 | 0 | 0 | 0 | 0 | 0 | 0 | 0 | 0 | 0 | 0 | 0 | 0 |  | 20 | 2 | 0 | 0 | 0 | 0 | 0 | 0 | 0 | 0 | 0 | 0 | 0 | 0 | 0 | 0 | 0 | 0 | 0 | 0 | 0 | 0 | 0 | 0 | 0 | 0 | 0 | 0 | 0 | 0 | 0 | 0 | 0 | 0 | 0 | 0 | 0 | 0 | 0 | 0 | 0 | 0 | 0 | 0 | 0 | 0 | 0 | 0 | 0 | 0 | 0 | 0
PG&E NGBA | Knights Landing | 115 | [12 empty] | 0 | 0 | 0 | 0 | 0 | 0 | 0 | 0 | 0 | 0 | 0 | 0 | 0 | 0 | 0 | 0 | 0 | 0 | 0 | 0 | 0 | 0 | 0 | 0 | 0 | 0 | 0 | 0 | 0 | 0 | 0 | 0 | 0 | 0 | 0 | 0 |  | 0 | 0 | 0 | 0 | 0 | 0 | 0 | 0 | 0 | 0 | 0 | 0 | 0 | 0 | 0 | 0 | 0 | 0 | 0 | 0 | 0 | 0 | 0 | 0 | 0 | 0 | 0 | 0 | 0 | 0 | 0 | 0 | 0 | 0 | 0 | 0 | 0 | 0 | 0 | 0 | 0 | 0 | 0 | 0 | 0 | 0 | 0 | 0 | 0 | 0 | 0 | 0
PG&E NGBA | Konocti | 60 | [12 empty] | 0 | 0 | 0 | 0 | 0 | 0 | 0 | 0 | 0 | 0 | 0 | 0 | 0 | 0 | 0 | 0 | 0 | 0 | 0 | 0 | 0 | 0 | 0 | 0 | 0 | 0 | 0 | 0 | 0 | 0 | 0 | 0 | 0 | 0 | 0 | 0 |  | 0 | 0 | 0 | 0 | 0 | 0 | 0 | 0 | 0 | 0 | 0 | 0 | 0 | 0 | 0 | 0 | 0 | 0 | 0 | 0 | 0 | 0 | 0 | 0 | 0 | 0 | 0 | 0 | 0 | 0 | 0 | 0 | 0 | 0 | 0 | 0 | 0 | 0 | 0 | 0 | 0 | 0 | 0 | 0 | 0 | 0 | 0 | 0 | 0 | 0 | 0 | 0
SCE NOL | Kramer | 115 | [12 empty] | 0 | 0 | 0 | 0 | 0 | 0 | 0 | 0 | 0 | 0 | 0 | 0 | 0 | 0 | 0 | 0 | 0 | 0 | 0 | 0 | 0 | 0 | 0 | 0 | 0 | 0 | 0 | 0 | 0 | 0 | 0 | 0 | 0 | 0 | 0 | 0 |  | 0 | 0 | 0 | 0 | 0 | 0 | 0 | 0 | 0 | 0 | 0 | 0 | 0 | 0 | 0 | 0 | 0 | 0 | 0 | 0 | 0 | 0 | 0 | 0 | 0 | 0 | 0 | 0 | 0 | 0 | 0 | 0 | 0 | 0 | 0 | 0 | 0 | 0 | 0 | 0 | 0 | 0 | 0 | 0 | 0 | 0 | 0 | 0 | 0 | 0 | 0 | 0
SCE NOL | Kramer | 230 | [12 empty] | 391.94 | 262.64 | 0 | 0 | 223.88 | 43.88 | 0 | 0 | 0 | 0 | 0 | 0 | 605.5357 | 262.64 | 0 | 0 | 223.88 | 43.88 | 0 | 0 | 0 | 0 | 0 | 0 | 605.5357 | 262.64 | 0 | 0 | 223.88 | 43.88 | 0 | 0 | 0 | 0 | 0 | 0 |  | 556.64 | 262.64 | 0 | 0 | 215.18 | 13.88 | 0 | 0 | 0 | 0 | 0 | 0 | 391.94 | 262.64 | 0 | 0 | 223.88 | 43.88 | 0 | 0 | 0 | 0 | 0 | 0 | 391.94 | 262.64 | 0 | 0 | 223.88 | 43.88 | 0 | 0 | 0 | 0 | 0 | 0 | 0 | 0 | 0 | 0 | 0 | 0 | 0 | 0 | 0 | 0 | 0 | 0 | 0 | 0 | 0 | 0
SCE Metro | La Cienega | 230 | [12 empty] | 0 | 0 | 0 | 0 | 0 | 0 | 0 | 0 | 0 | 0 | 0 | 0 | 405.7509 | 0 | 0 | 0 | 0 | 0 | 0 | 0 | 0 | 0 | 0 | 0 | 405.7509 | 0 | 0 | 0 | 0 | 0 | 0 | 0 | 0 | 0 | 0 | 0 |  | 0 | 0 | 0 | 0 | 0 | 0 | 0 | 0 | 0 | 0 | 0 | 0 | 0 | 0 | 0 | 0 | 0 | 0 | 0 | 0 | 0 | 0 | 0 | 0 | 0 | 0 | 0 | 0 | 0 | 0 | 0 | 0 | 0 | 0 | 0 | 0 | 0 | 0 | 0 | 0 | 0 | 0 | 0 | 0 | 0 | 0 | 0 | 0 | 0 | 0 | 0 | 0
SCE Metro | La Fresa | 230 | [12 empty] | 0 | 0 | 0 | 0 | 0 | 0 | 0 | 0 | 0 | 0 | 0 | 0 | 0 | 0 | 0 | 0 | 0 | 0 | 0 | 0 | 0 | 0 | 0 | 0 | 0 | 0 | 0 | 0 | 0 | 0 | 0 | 0 | 0 | 0 | 0 | 0 |  | 0 | 0 | 0 | 0 | 0 | 0 | 0 | 0 | 0 | 0 | 0 | 0 | 0 | 0 | 0 | 0 | 0 | 0 | 0 | 0 | 0 | 0 | 0 | 0 | 0 | 0 | 0 | 0 | 0 | 0 | 0 | 0 | 0 | 0 | 0 | 0 | 0 | 0 | 0 | 0 | 0 | 0 | 0 | 0 | 0 | 0 | 0 | 0 | 0 | 0 | 0 | 0
SCE Metro | Laguna Bell | 230 | [12 empty] | 250 | 250 | 0 | 0 | 0 | 0 | 0 | 0 | 0 | 0 | 0 | 0 | 506.29 | 750 | 0 | 0 | 0 | 0 | 0 | 0 | 0 | 0 | 0 | 0 | 506.29 | 750 | 0 | 0 | 0 | 0 | 0 | 0 | 0 | 0 | 0 | 0 |  | 0 | 0 | 0 | 0 | 0 | 0 | 0 | 0 | 0 | 0 | 0 | 0 | 250 | 500 | 0 | 0 | 0 | 0 | 0 | 0 | 0 | 0 | 0 | 0 | 250 | 500 | 0 | 0 | 0 | 0 | 0 | 0 | 0 | 0 | 0 | 0 | 1029 | 0 | 0 | 0 | 0 | 0 | 0 | 1029 | 1029 | 0 | 0 | 0 | 0 | 0 | 0 | 0
PG&E KERN | Lakeview | 70 | [12 empty] | 5.6 | 0 | 0 | 0 | 0 | 0 | 0 | 0 | 0 | 0 | 0 | 0 | 5.6 | 0 | 0 | 0 | 0 | 0 | 0 | 0 | 0 | 0 | 0 | 0 | 5.6 | 0 | 0 | 0 | 0 | 0 | 0 | 0 | 0 | 0 | 0 | 0 |  | 5.6 | 0 | 0 | 0 | 1.161 | 0 | 0 | 0 | 0 | 0 | 0 | 0 | 5.6 | 0 | 0 | 0 | 0 | 0 | 0 | 0 | 0 | 0 | 0 | 0 | 5.6 | 0 | 0 | 0 | 0 | 0 | 0 | 0 | 0 | 0 | 0 | 0 | 0 | 0 | 0 | 0 | 0 | 0 | 0 | 0 | 0 | 0 | 0 | 0 | 0 | 0 | 0 | 0
PG&E NGBA | Lakeville | 230 | [12 empty] | 0 | 0 | 0 | 0 | 0 | 0 | 0 | 0 | 0 | 0 | 0 | 0 | 0 | 0 | 0 | 0 | 0 | 0 | 0 | 0 | 0 | 0 | 0 | 0 | 0 | 0 | 0 | 0 | 0 | 0 | 0 | 0 | 0 | 0 | 0 | 0 |  | 0 | 0 | 0 | 0 | 0 | 0 | 0 | 0 | 0 | 0 | 0 | 0 | 0 | 0 | 0 | 0 | 0 | 0 | 0 | 0 | 0 | 0 | 0 | 0 | 0 | 0 | 0 | 0 | 0 | 0 | 0 | 0 | 0 | 0 | 0 | 0 | 0 | 0 | 0 | 0 | 0 | 0 | 0 | 0 | 0 | 0 | 0 | 0 | 0 | 0 | 0 | 0
PG&E NGBA | Lakeville | 60 | [12 empty] | 0 | 0 | 0 | 0 | 0 | 0 | 0 | 0 | 0 | 0 | 0 | 0 | 0 | 0 | 0 | 0 | 0 | 0 | 0 | 0 | 0 | 0 | 0 | 0 | 0 | 0 | 0 | 0 | 0 | 0 | 0 | 0 | 0 | 0 | 0 | 0 |  | 0 | 0 | 0 | 0 | 0 | 0 | 0 | 0 | 0 | 0 | 0 | 0 | 0 | 0 | 0 | 0 | 0 | 0 | 0 | 0 | 0 | 0 | 0 | 0 | 0 | 0 | 0 | 0 | 0 | 0 | 0 | 0 | 0 | 0 | 0 | 0 | 0 | 0 | 0 | 0 | 0 | 0 | 0 | 0 | 0 | 0 | 0 | 0 | 0 | 0 | 0 | 0
PG&E NGBA | Lakeville | 115 | [12 empty] | 0 | 0 | 0 | 0 | 0 | 0 | 0 | 0 | 0 | 0 | 0 | 0 | 263.7932 | 0 | 0 | 0 | 0 | 0 | 0 | 0 | 0 | 0 | 0 | 0 | 263.7932 | 0 | 0 | 0 | 0 | 0 | 0 | 0 | 0 | 0 | 0 | 0 |  | 0 | 0 | 0 | 0 | 0 | 0 | 0 | 0 | 0 | 0 | 0 | 0 | 263.7932 | 0 | 0 | 0 | 0 | 0 | 0 | 0 | 0 | 0 | 0 | 0 | 263.7932 | 0 | 0 | 0 | 0 | 0 | 0 | 0 | 0 | 0 | 0 | 0 | 0 | 0 | 0 | 0 | 0 | 0 | 0 | 0 | 0 | 0 | 0 | 0 | 0 | 0 | 0 | 0
PG&E GBA | Lakewood | 115 | [12 empty] | 0 | 0 | 0 | 0 | 0 | 0 | 0 | 0 | 0 | 0 | 0 | 0 | 0 | 0 | 0 | 0 | 0 | 0 | 0 | 0 | 0 | 0 | 0 | 0 | 0 | 0 | 0 | 0 | 0 | 0 | 0 | 0 | 0 | 0 | 0 | 0 |  | 0 | 0 | 0 | 0 | 0 | 0 | 0 | 0 | 0 | 0 | 0 | 0 | 0 | 0 | 0 | 0 | 0 | 0 | 0 | 0 | 0 | 0 | 0 | 0 | 0 | 0 | 0 | 0 | 0 | 0 | 0 | 0 | 0 | 0 | 0 | 0 | 0 | 0 | 0 | 0 | 0 | 0 | 0 | 0 | 0 | 0 | 0 | 0 | 0 | 0 | 0 | 0
PG&E NGBA | Lambie | 230 | [12 empty] | 0 | 0 | 0 | 0 | 0 | 0 | 0 | 0 | 0 | 0 | 0 | 0 | 817.3487 | 0 | 0 | 0 | 0 | 0 | 0 | 0 | 0 | 0 | 0 | 0 | 817.3487 | 0 | 0 | 0 | 0 | 0 | 0 | 0 | 0 | 0 | 0 | 0 |  | 0 | 0 | 0 | 0 | 0 | 0 | 0 | 0 | 0 | 0 | 0 | 0 | 0 | 0 | 0 | 0 | 0 | 0 | 0 | 0 | 0 | 0 | 0 | 0 | 0 | 0 | 0 | 0 | 0 | 0 | 0 | 0 | 0 | 0 | 0 | 0 | 0 | 0 | 0 | 0 | 0 | 0 | 0 | 0 | 0 | 0 | 0 | 0 | 0 | 0 | 0 | 0
PG&E GBA | Lammers | 115 | [12 empty] | 0 | 0 | 0 | 0 | 0 | 0 | 0 | 0 | 0 | 0 | 0 | 0 | 151.3 | 0 | 0 | 0 | 0 | 0 | 0 | 0 | 0 | 0 | 0 | 0 | 151.3 | 0 | 0 | 0 | 0 | 0 | 0 | 0 | 0 | 0 | 0 | 0 |  | 0 | 0 | 0 | 0 | 0 | 0 | 0 | 0 | 0 | 0 | 0 | 0 | 0 | 0 | 0 | 0 | 0 | 0 | 0 | 0 | 0 | 0 | 0 | 0 | 0 | 0 | 0 | 0 | 0 | 0 | 0 | 0 | 0 | 0 | 0 | 0 | 102.15 | 0 | 0 | 0 | 0 | 0 | 0 | 102.15 | 0 | 0 | 0 | 0 | 0 | 0 | 0 | 0
PG&E KERN | Lamont | 115 | [12 empty] | 51.401 | 0 | 0 | 0 | 115.155 | 0 | 0 | 0 | 0 | 0 | 0 | 0 | 152.301 | 0 | 0 | 0 | 115.155 | 0 | 0 | 0 | 0 | 0 | 0 | 0 | 152.301 | 0 | 0 | 0 | 115.155 | 0 | 0 | 0 | 0 | 0 | 0 | 0 |  | 0 | 0 | 0 | 0 | 11.7 | 0 | 0 | 0 | 0 | 0 | 0 | 0 | 0 | 0 | 0 | 0 | 11.7 | 0 | 0 | 0 | 0 | 0 | 0 | 0 | 0 | 0 | 0 | 0 | 11.7 | 0 | 0 | 0 | 0 | 0 | 0 | 0 | 0 | 0 | 0 | 0 | 0 | 0 | 0 | 0 | 0 | 0 | 0 | 0 | 0 | 0 | 0 | 0
PG&E FRESNO | Las Aguilas | 230 | [12 empty] | 0 | 0 | 0 | 0 | 0 | 0 | 0 | 0 | 0 | 0 | 0 | 0 | 0 | 0 | 0 | 0 | 0 | 0 | 0 | 0 | 0 | 0 | 0 | 0 | 0 | 0 | 0 | 0 | 0 | 0 | 0 | 0 | 0 | 0 | 0 | 0 |  | 0 | 0 | 0 | 0 | 0 | 0 | 0 | 0 | 0 | 0 | 0 | 0 | 0 | 0 | 0 | 0 | 0 | 0 | 0 | 0 | 0 | 0 | 0 | 0 | 0 | 0 | 0 | 0 | 0 | 0 | 0 | 0 | 0 | 0 | 0 | 0 | 0 | 0 | 0 | 0 | 0 | 0 | 0 | 0 | 0 | 0 | 0 | 0 | 0 | 0 | 0 | 0
EOP | Lathrop | 138 | [12 empty] | 0 | 0 | 0 | 0 | 0 | 0 | 0 | 0 | 0 | 0 | 0 | 0 | 0 | 0 | 0 | 0 | 0 | 0 | 0 | 0 | 0 | 0 | 0 | 0 | 0 | 0 | 0 | 0 | 0 | 0 | 0 | 0 | 0 | 0 | 0 | 0 |  | 0 | 0 | 0 | 0 | 0 | 0 | 0 | 0 | 0 | 0 | 0 | 0 | 0 | 0 | 0 | 0 | 0 | 0 | 0 | 0 | 0 | 0 | 0 | 0 | 0 | 0 | 0 | 0 | 0 | 0 | 0 | 0 | 0 | 0 | 0 | 0 | 0 | 0 | 0 | 0 | 0 | 0 | 0 | 0 | 0 | 0 | 0 | 0 | 0 | 0 | 0 | 0
EOP | Lathrop | 230 | [12 empty] | 516.7638 | 0 | 0 | 0 | 516.7638 | 0 | 0 | 0 | 0 | 0 | 0 | 0 | 516.7638 | 0 | 0 | 0 | 516.7638 | 0 | 0 | 0 | 0 | 0 | 0 | 0 | 516.7638 | 0 | 0 | 0 | 516.7638 | 0 | 0 | 0 | 0 | 0 | 0 | 0 |  | 0 | 0 | 0 | 0 | 0 | 0 | 0 | 0 | 0 | 0 | 0 | 0 | 516.7638 | 0 | 0 | 0 | 516.7638 | 0 | 0 | 0 | 0 | 0 | 0 | 0 | 516.7638 | 0 | 0 | 0 | 516.7638 | 0 | 0 | 0 | 0 | 0 | 0 | 0 | 0 | 0 | 353.8145 | 0 | 0 | 0 | 0 | 0 | 0 | 0 | 353.8145 | 0 | 0 | 0 | 0 | 0
PG&E FRESNO | Le Grand | 115 | [12 empty] | 0 | 0 | 0 | 0 | 0 | 0 | 0 | 0 | 0 | 0 | 0 | 0 | 65.47 | 0 | 0 | 0 | 131.43 | 0 | 0 | 0 | 0 | 0 | 0 | 0 | 65.47 | 0 | 0 | 0 | 131.43 | 0 | 0 | 0 | 0 | 0 | 0 | 0 |  | 0 | 0 | 0 | 0 | 0 | 0 | 0 | 0 | 0 | 0 | 0 | 0 | 0 | 0 | 0 | 0 | 0 | 0 | 0 | 0 | 0 | 0 | 0 | 0 | 0 | 0 | 0 | 0 | 0 | 0 | 0 | 0 | 0 | 0 | 0 | 0 | 185.643 | 0 | 185.643 | 0 | 0 | 0 | 0 | 185.643 | 0 | 0 | 0 | 0 | 0 | 0 | 0 | 0
PG&E FRESNO | Lemoore | 70 | [12 empty] | 0 | 0 | 0 | 0 | 0 | 0 | 0 | 0 | 0 | 0 | 0 | 0 | 21.05 | 0 | 0 | 0 | 21.05 | 0 | 0 | 0 | 0 | 0 | 0 | 0 | 21.05 | 0 | 0 | 0 | 21.05 | 0 | 0 | 0 | 0 | 0 | 0 | 0 |  | 0 | 0 | 0 | 0 | 0 | 0 | 0 | 0 | 0 | 0 | 0 | 0 | 21.05 | 0 | 0 | 0 | 21.05 | 0 | 0 | 0 | 0 | 0 | 0 | 0 | 21.05 | 0 | 0 | 0 | 21.05 | 0 | 0 | 0 | 0 | 0 | 0 | 0 | 0 | 0 | 0 | 0 | 0 | 0 | 0 | 0 | 0 | 0 | 0 | 0 | 0 | 0 | 0 | 0
PG&E KERN | Lerdo | 115 | [12 empty] | 0 | 0 | 0 | 0 | 0 | 0 | 0 | 0 | 0 | 0 | 0 | 0 | 0 | 0 | 0 | 0 | 0 | 0 | 0 | 0 | 0 | 0 | 0 | 0 | 0 | 0 | 0 | 0 | 0 | 0 | 0 | 0 | 0 | 0 | 0 | 0 |  | 0 | 0 | 0 | 0 | 0 | 0 | 0 | 0 | 0 | 0 | 0 | 0 | 0 | 0 | 0 | 0 | 0 | 0 | 0 | 0 | 0 | 0 | 0 | 0 | 0 | 0 | 0 | 0 | 0 | 0 | 0 | 0 | 0 | 0 | 0 | 0 | 0 | 0 | 0 | 0 | 0 | 0 | 0 | 0 | 0 | 0 | 0 | 0 | 0 | 0 | 0 | 0
SCE Metro | Lewis | 230 | [12 empty] | 0 | 0 | 0 | 0 | 0 | 0 | 0 | 0 | 0 | 0 | 0 | 0 | 0 | 0 | 0 | 0 | 0 | 0 | 0 | 0 | 0 | 0 | 0 | 0 | 0 | 0 | 0 | 0 | 0 | 0 | 0 | 0 | 0 | 0 | 0 | 0 |  | 0 | 0 | 0 | 0 | 0 | 0 | 0 | 0 | 0 | 0 | 0 | 0 | 0 | 0 | 0 | 0 | 0 | 0 | 0 | 0 | 0 | 0 | 0 | 0 | 0 | 0 | 0 | 0 | 0 | 0 | 0 | 0 | 0 | 0 | 0 | 0 | 0 | 0 | 0 | 0 | 0 | 0 | 0 | 0 | 0 | 0 | 0 | 0 | 0 | 0 | 0 | 0
SCE Metro | Lighthipe | 230 | [12 empty] | 0 | 0 | 0 | 0 | 0 | 0 | 0 | 0 | 0 | 0 | 0 | 0 | 405.5148 | 0 | 0 | 0 | 0 | 0 | 0 | 0 | 0 | 0 | 0 | 0 | 405.5148 | 0 | 0 | 0 | 0 | 0 | 0 | 0 | 0 | 0 | 0 | 0 |  | 0 | 0 | 0 | 0 | 0 | 0 | 0 | 0 | 0 | 0 | 0 | 0 | 0 | 0 | 0 | 0 | 0 | 0 | 0 | 0 | 0 | 0 | 0 | 0 | 0 | 0 | 0 | 0 | 0 | 0 | 0 | 0 | 0 | 0 | 0 | 0 | 0 | 0 | 0 | 0 | 0 | 0 | 0 | 0 | 0 | 0 | 0 | 0 | 0 | 0 | 0 | 0
SDGE | Lilac | 69 | [12 empty] | 0 | 0 | 0 | 0 | 0 | 0 | 0 | 0 | 0 | 0 | 0 | 0 | 0 | 0 | 0 | 0 | 0 | 0 | 0 | 0 | 0 | 0 | 0 | 0 | 0 | 0 | 0 | 0 | 0 | 0 | 0 | 0 | 0 | 0 | 0 | 0 |  | 0 | 0 | 0 | 0 | 0 | 0 | 0 | 0 | 0 | 0 | 0 | 0 | 0 | 0 | 0 | 0 | 0 | 0 | 0 | 0 | 0 | 0 | 0 | 0 | 0 | 0 | 0 | 0 | 0 | 0 | 0 | 0 | 0 | 0 | 0 | 0 | 0 | 0 | 0 | 0 | 0 | 0 | 0 | 0 | 0 | 0 | 0 | 0 | 0 | 0 | 0 | 0
PG&E NGBA | Lincoln | 115 | [12 empty] | 0 | 0 | 0 | 0 | 0 | 0 | 0 | 0 | 0 | 0 | 0 | 0 | 0 | 0 | 0 | 0 | 0 | 0 | 0 | 0 | 0 | 0 | 0 | 0 | 0 | 0 | 0 | 0 | 0 | 0 | 0 | 0 | 0 | 0 | 0 | 0 |  | 0 | 0 | 0 | 0 | 0 | 0 | 0 | 0 | 0 | 0 | 0 | 0 | 0 | 0 | 0 | 0 | 0 | 0 | 0 | 0 | 0 | 0 | 0 | 0 | 0 | 0 | 0 | 0 | 0 | 0 | 0 | 0 | 0 | 0 | 0 | 0 | 0 | 0 | 0 | 0 | 0 | 0 | 0 | 0 | 0 | 0 | 0 | 0 | 0 | 0 | 0 | 0
PG&E KERN | Live Oak | 115 | [12 empty] | 0 | 0 | 0 | 0 | 0 | 0 | 0 | 0 | 0 | 0 | 0 | 0 | 0 | 0 | 0 | 0 | 0 | 0 | 0 | 0 | 0 | 0 | 0 | 0 | 0 | 0 | 0 | 0 | 0 | 0 | 0 | 0 | 0 | 0 | 0 | 0 |  | 0 | 0 | 0 | 0 | 0 | 0 | 0 | 0 | 0 | 0 | 0 | 0 | 0 | 0 | 0 | 0 | 0 | 0 | 0 | 0 | 0 | 0 | 0 | 0 | 0 | 0 | 0 | 0 | 0 | 0 | 0 | 0 | 0 | 0 | 0 | 0 | 0 | 0 | 0 | 0 | 0 | 0 | 0 | 0 | 0 | 0 | 0 | 0 | 0 | 0 | 0 | 0
PG&E GBA | Llagas | 115 | [12 empty] | 124.3 | 120 | 0 | 0 | 0 | 0 | 0 | 0 | 0 | 0 | 0 | 0 | 124.3 | 120 | 0 | 0 | 0 | 0 | 0 | 0 | 0 | 0 | 0 | 0 | 124.3 | 120 | 0 | 0 | 0 | 0 | 0 | 0 | 0 | 0 | 0 | 0 |  | 124.3 | 120 | 0 | 0 | 0 | 0 | 0 | 0 | 0 | 0 | 0 | 0 | 124.3 | 120 | 0 | 0 | 0 | 0 | 0 | 0 | 0 | 0 | 0 | 0 | 124.3 | 120 | 0 | 0 | 0 | 0 | 0 | 0 | 0 | 0 | 0 | 0 | 50.46 | 0 | 50.46 | 0 | 0 | 0 | 0 | 50.46 | 50.46 | 0 | 50.46 | 0 | 0 | 0 | 0 | 0
PG&E GBA | Lockeford | 115 | [12 empty] | 0 | 0 | 0 | 0 | 0 | 0 | 0 | 0 | 0 | 0 | 0 | 0 | 0 | 0 | 0 | 0 | 0 | 0 | 0 | 0 | 0 | 0 | 0 | 0 | 0 | 0 | 0 | 0 | 0 | 0 | 0 | 0 | 0 | 0 | 0 | 0 |  | 0 | 0 | 0 | 0 | 0 | 0 | 0 | 0 | 0 | 0 | 0 | 0 | 0 | 0 | 0 | 0 | 0 | 0 | 0 | 0 | 0 | 0 | 0 | 0 | 0 | 0 | 0 | 0 | 0 | 0 | 0 | 0 | 0 | 0 | 0 | 0 | 308.4504 | 0 | 0 | 0 | 0 | 0 | 0 | 308.4504 | 308.4504 | 0 | 0 | 0 | 0 | 0 | 0 | 0
PG&E GBA | Lockeford | 230 | [12 empty] | 0 | 0 | 0 | 0 | 0 | 0 | 0 | 0 | 0 | 0 | 0 | 0 | 0 | 0 | 0 | 0 | 0 | 0 | 0 | 0 | 0 | 0 | 0 | 0 | 0 | 0 | 0 | 0 | 0 | 0 | 0 | 0 | 0 | 0 | 0 | 0 |  | 0 | 0 | 0 | 0 | 0 | 0 | 0 | 0 | 0 | 0 | 0 | 0 | 0 | 0 | 0 | 0 | 0 | 0 | 0 | 0 | 0 | 0 | 0 | 0 | 0 | 0 | 0 | 0 | 0 | 0 | 0 | 0 | 0 | 0 | 0 | 0 | 0 | 0 | 0 | 0 | 0 | 0 | 0 | 0 | 0 | 0 | 0 | 0 | 0 | 0 | 0 | 0
PG&E GBA | Lockeford | 60 | [12 empty] | 0 | 0 | 0 | 0 | 0 | 0 | 0 | 0 | 0 | 0 | 0 | 0 | 0 | 0 | 0 | 0 | 0 | 0 | 0 | 0 | 0 | 0 | 0 | 0 | 0 | 0 | 0 | 0 | 0 | 0 | 0 | 0 | 0 | 0 | 0 | 0 |  | 0 | 0 | 0 | 0 | 0 | 0 | 0 | 0 | 0 | 0 | 0 | 0 | 0 | 0 | 0 | 0 | 0 | 0 | 0 | 0 | 0 | 0 | 0 | 0 | 0 | 0 | 0 | 0 | 0 | 0 | 0 | 0 | 0 | 0 | 0 | 0 | 0 | 0 | 0 | 0 | 0 | 0 | 0 | 0 | 0 | 0 | 0 | 0 | 0 | 0 | 0 | 0
PG&E GBA | Lodi | 230 | [12 empty] | 0 | 0 | 0 | 0 | 0 | 0 | 0 | 0 | 0 | 0 | 0 | 0 | 0 | 0 | 0 | 0 | 0 | 0 | 0 | 0 | 0 | 0 | 0 | 0 | 0 | 0 | 0 | 0 | 0 | 0 | 0 | 0 | 0 | 0 | 0 | 0 |  | 0 | 0 | 0 | 0 | 0 | 0 | 0 | 0 | 0 | 0 | 0 | 0 | 0 | 0 | 0 | 0 | 0 | 0 | 0 | 0 | 0 | 0 | 0 | 0 | 0 | 0 | 0 | 0 | 0 | 0 | 0 | 0 | 0 | 0 | 0 | 0 | 0 | 0 | 0 | 0 | 0 | 0 | 0 | 0 | 0 | 0 | 0 | 0 | 0 | 0 | 0 | 0
PG&E NGBA | Logan Creek | 230 | [12 empty] | 0 | 0 | 0 | 0 | 0 | 0 | 0 | 0 | 0 | 0 | 0 | 0 | 0 | 0 | 0 | 0 | 0 | 0 | 0 | 0 | 0 | 0 | 0 | 0 | 0 | 0 | 0 | 0 | 0 | 0 | 0 | 0 | 0 | 0 | 0 | 0 |  | 0 | 0 | 0 | 0 | 0 | 0 | 0 | 0 | 0 | 0 | 0 | 0 | 0 | 0 | 0 | 0 | 0 | 0 | 0 | 0 | 0 | 0 | 0 | 0 | 0 | 0 | 0 | 0 | 0 | 0 | 0 | 0 | 0 | 0 | 0 | 0 | 0 | 0 | 0 | 0 | 0 | 0 | 0 | 0 | 0 | 0 | 0 | 0 | 0 | 0 | 0 | 0
PG&E GBA | Lone Tree | 230 | [12 empty] | 0 | 0 | 0 | 0 | 0 | 0 | 0 | 0 | 0 | 0 | 0 | 0 | 0 | 0 | 0 | 0 | 0 | 0 | 0 | 0 | 0 | 0 | 0 | 0 | 0 | 0 | 0 | 0 | 0 | 0 | 0 | 0 | 0 | 0 | 0 | 0 |  | 0 | 0 | 0 | 0 | 0 | 0 | 0 | 0 | 0 | 0 | 0 | 0 | 0 | 0 | 0 | 0 | 0 | 0 | 0 | 0 | 0 | 0 | 0 | 0 | 0 | 0 | 0 | 0 | 0 | 0 | 0 | 0 | 0 | 0 | 0 | 0 | 0 | 0 | 0 | 0 | 0 | 0 | 0 | 0 | 0 | 0 | 0 | 0 | 0 | 0 | 0 | 0
PG&E FRESNO | Los Banos | 230 | [12 empty] | 561.94 | 374.94 | 0 | 0 | 512 | 0 | 0 | 0 | 0 | 0 | 0 | 0 | 661.94 | 474.94 | 0 | 0 | 512 | 0 | 0 | 0 | 0 | 0 | 0 | 0 | 661.94 | 474.94 | 0 | 0 | 512 | 0 | 0 | 0 | 0 | 0 | 0 | 0 |  | 254.94 | 74.94 | 0 | 0 | 205 | 0 | 0 | 0 | 3.6 | 0 | 0 | 0 | 354.94 | 174.94 | 0 | 0 | 205 | 0 | 0 | 0 | 0 | 0 | 0 | 0 | 354.94 | 174.94 | 0 | 0 | 205 | 0 | 0 | 0 | 0 | 0 | 0 | 0 | 0 | 0 | 0 | 0 | 0 | 0 | 0 | 0 | 0 | 0 | 0 | 0 | 0 | 0 | 0 | 0
PG&E FRESNO | Los Banos | 500 | [12 empty] | 1176.1 | 1150 | 0 | 0 | 1176.1 | 0 | 0 | 0 | 0 | 0 | 0 | 0 | 1176.1 | 1150 | 0 | 0 | 1176.1 | 0 | 0 | 0 | 0 | 0 | 0 | 0 | 1176.1 | 1150 | 0 | 0 | 1176.1 | 0 | 0 | 0 | 0 | 0 | 0 | 0 |  | 0 | 0 | 0 | 0 | 0 | 0 | 0 | 0 | 0 | 0 | 0 | 0 | 0 | 0 | 0 | 0 | 0 | 0 | 0 | 0 | 0 | 0 | 0 | 0 | 0 | 0 | 0 | 0 | 0 | 0 | 0 | 0 | 0 | 0 | 0 | 0 | 1982.594 | 0 | 621.96 | 0 | 0 | 0 | 0 | 1982.594 | 1112.594 | 0 | 621.96 | 0 | 0 | 0 | 0 | 0
SDGE | Los Coches | 138 | [12 empty] | 0 | 0 | 0 | 0 | 0 | 0 | 0 | 0 | 0 | 0 | 0 | 0 | 0 | 0 | 0 | 0 | 0 | 0 | 0 | 0 | 0 | 0 | 0 | 0 | 0 | 0 | 0 | 0 | 0 | 0 | 0 | 0 | 0 | 0 | 0 | 0 |  | 0 | 0 | 0 | 0 | 0 | 0 | 0 | 0 | 0 | 0 | 0 | 0 | 0 | 0 | 0 | 0 | 0 | 0 | 0 | 0 | 0 | 0 | 0 | 0 | 0 | 0 | 0 | 0 | 0 | 0 | 0 | 0 | 0 | 0 | 0 | 0 | 0 | 0 | 0 | 0 | 0 | 0 | 0 | 0 | 0 | 0 | 0 | 0 | 0 | 0 | 0 | 0
SDGE | Los Coches | 69 | [12 empty] | 0 | 0 | 0 | 0 | 0 | 0 | 0 | 0 | 0 | 0 | 0 | 0 | 0 | 0 | 0 | 0 | 0 | 0 | 0 | 0 | 0 | 0 | 0 | 0 | 0 | 0 | 0 | 0 | 0 | 0 | 0 | 0 | 0 | 0 | 0 | 0 |  | 0 | 0 | 0 | 0 | 0 | 0 | 0 | 0 | 0 | 0 | 0 | 0 | 0 | 0 | 0 | 0 | 0 | 0 | 0 | 0 | 0 | 0 | 0 | 0 | 0 | 0 | 0 | 0 | 0 | 0 | 0 | 0 | 0 | 0 | 0 | 0 | 0 | 0 | 0 | 0 | 0 | 0 | 0 | 0 | 0 | 0 | 0 | 0 | 0 | 0 | 0 | 0
PG&E GBA | Los Esteros | 115 | [12 empty] | 0 | 0 | 0 | 0 | 0 | 0 | 0 | 0 | 0 | 0 | 0 | 0 | 3 | 3 | 0 | 0 | 0 | 0 | 0 | 0 | 0 | 0 | 0 | 0 | 3 | 3 | 0 | 0 | 0 | 0 | 0 | 0 | 0 | 0 | 0 | 0 |  | 0 | 0 | 0 | 0 | 0 | 0 | 0 | 0 | 0 | 0 | 0 | 0 | 3 | 3 | 0 | 0 | 0 | 0 | 0 | 0 | 0 | 0 | 0 | 0 | 3 | 3 | 0 | 0 | 0 | 0 | 0 | 0 | 0 | 0 | 0 | 0 | 307.62 | 0 | 0 | 0 | 0 | 0 | 0 | 307.62 | 307.62 | 0 | 0 | 0 | 0 | 0 | 0 | 0
PG&E GBA | Los Esteros | 230 | [12 empty] | 200 | 200 | 0 | 0 | 0 | 0 | 0 | 0 | 0 | 0 | 0 | 0 | 200 | 200 | 0 | 0 | 0 | 0 | 0 | 0 | 0 | 0 | 0 | 0 | 200 | 200 | 0 | 0 | 0 | 0 | 0 | 0 | 0 | 0 | 0 | 0 |  | 200 | 200 | 0 | 0 | 0 | 0 | 0 | 0 | 0 | 0 | 0 | 0 | 200 | 200 | 0 | 0 | 0 | 0 | 0 | 0 | 0 | 0 | 0 | 0 | 200 | 200 | 0 | 0 | 0 | 0 | 0 | 0 | 0 | 0 | 0 | 0 | 0 | 0 | 0 | 0 | 0 | 0 | 0 | 0 | 0 | 0 | 0 | 0 | 0 | 0 | 0 | 0
PG&E GBA | Los Positas | 230 | [12 empty] | 0 | 0 | 0 | 0 | 0 | 0 | 0 | 0 | 0 | 0 | 0 | 0 | 0 | 0 | 0 | 0 | 0 | 0 | 0 | 0 | 0 | 0 | 0 | 0 | 0 | 0 | 0 | 0 | 0 | 0 | 0 | 0 | 0 | 0 | 0 | 0 |  | 0 | 0 | 0 | 0 | 0 | 0 | 0 | 0 | 0 | 0 | 0 | 0 | 0 | 0 | 0 | 0 | 0 | 0 | 0 | 0 | 0 | 0 | 0 | 0 | 0 | 0 | 0 | 0 | 0 | 0 | 0 | 0 | 0 | 0 | 0 | 0 | 0 | 0 | 0 | 0 | 0 | 0 | 0 | 0 | 0 | 0 | 0 | 0 | 0 | 0 | 0 | 0
PG&E GBA | Los Positas | 60 | [12 empty] | 0 | 0 | 0 | 0 | 0 | 0 | 0 | 0 | 0 | 0 | 0 | 0 | 0 | 0 | 0 | 0 | 0 | 0 | 0 | 0 | 0 | 0 | 0 | 0 | 0 | 0 | 0 | 0 | 0 | 0 | 0 | 0 | 0 | 0 | 0 | 0 |  | 0 | 0 | 0 | 0 | 0 | 0 | 0 | 0 | 0 | 0 | 0 | 0 | 0 | 0 | 0 | 0 | 0 | 0 | 0 | 0 | 0 | 0 | 0 | 0 | 0 | 0 | 0 | 0 | 0 | 0 | 0 | 0 | 0 | 0 | 0 | 0 | 0 | 0 | 0 | 0 | 0 | 0 | 0 | 0 | 0 | 0 | 0 | 0 | 0 | 0 | 0 | 0
SDGE | Loveland | 69 | [12 empty] | 0 | 0 | 0 | 0 | 0 | 0 | 0 | 0 | 0 | 0 | 0 | 0 | 0 | 0 | 0 | 0 | 0 | 0 | 0 | 0 | 0 | 0 | 0 | 0 | 0 | 0 | 0 | 0 | 0 | 0 | 0 | 0 | 0 | 0 | 0 | 0 |  | 0 | 0 | 0 | 0 | 0 | 0 | 0 | 0 | 0 | 0 | 0 | 0 | 0 | 0 | 0 | 0 | 0 | 0 | 0 | 0 | 0 | 0 | 0 | 0 | 0 | 0 | 0 | 0 | 0 | 0 | 0 | 0 | 0 | 0 | 0 | 0 | 0 | 0 | 0 | 0 | 0 | 0 | 0 | 0 | 0 | 0 | 0 | 0 | 0 | 0 | 0 | 0
SCE NOL | Lugo | 230 | [12 empty] | 0 | 0 | 0 | 0 | 0 | 0 | 0 | 0 | 0 | 0 | 0 | 0 | 0 | 0 | 0 | 0 | 0 | 0 | 0 | 0 | 0 | 0 | 0 | 0 | 0 | 0 | 0 | 0 | 0 | 0 | 0 | 0 | 0 | 0 | 0 | 0 |  | 0 | 0 | 0 | 0 | 0 | 0 | 0 | 0 | 0 | 0 | 0 | 0 | 0 | 0 | 0 | 0 | 0 | 0 | 0 | 0 | 0 | 0 | 0 | 0 | 0 | 0 | 0 | 0 | 0 | 0 | 0 | 0 | 0 | 0 | 0 | 0 | 0 | 0 | 0 | 0 | 0 | 0 | 0 | 0 | 0 | 0 | 0 | 0 | 0 | 0 | 0 | 0
SCE Metro | Lugo | 500 | [12 empty] | 0 | 0 | 0 | 0 | 0 | 0 | 0 | 0 | 0 | 0 | 0 | 0 | 512.58 | 500 | 0 | 0 | 0 | 0 | 0 | 0 | 0 | 0 | 0 | 0 | 512.58 | 500 | 0 | 0 | 0 | 0 | 0 | 0 | 0 | 0 | 0 | 0 |  | 0 | 0 | 0 | 0 | 0 | 0 | 0 | 0 | 0 | 0 | 0 | 0 | 0 | 0 | 0 | 0 | 0 | 0 | 0 | 0 | 0 | 0 | 0 | 0 | 0 | 0 | 0 | 0 | 0 | 0 | 0 | 0 | 0 | 0 | 0 | 0 | 5344.8787 | 516.8 | 0 | 0 | 0 | 0 | 0 | 5344.8787 | 4006.6172 | 0 | 0 | 0 | 0 | 0 | 0 | 0
PG&E FRESNO | Madera | 70 | [12 empty] | 0 | 0 | 0 | 0 | 0 | 0 | 0 | 0 | 0 | 0 | 0 | 0 | 0 | 0 | 0 | 0 | 0 | 0 | 0 | 0 | 0 | 0 | 0 | 0 | 0 | 0 | 0 | 0 | 0 | 0 | 0 | 0 | 0 | 0 | 0 | 0 |  | 0 | 0 | 0 | 0 | 0 | 0 | 0 | 0 | 0 | 0 | 0 | 0 | 0 | 0 | 0 | 0 | 0 | 0 | 0 | 0 | 0 | 0 | 0 | 0 | 0 | 0 | 0 | 0 | 0 | 0 | 0 | 0 | 0 | 0 | 0 | 0 | 0 | 0 | 0 | 0 | 0 | 0 | 0 | 0 | 0 | 0 | 0 | 0 | 0 | 0 | 0 | 0
PG&E NGBA | Madison | 115 | [12 empty] | 0 | 0 | 0 | 0 | 0 | 0 | 0 | 0 | 0 | 0 | 0 | 0 | 0 | 0 | 0 | 0 | 0 | 0 | 0 | 0 | 0 | 0 | 0 | 0 | 0 | 0 | 0 | 0 | 0 | 0 | 0 | 0 | 0 | 0 | 0 | 0 |  | 0 | 0 | 0 | 0 | 0 | 0 | 0 | 0 | 0 | 0 | 0 | 0 | 0 | 0 | 0 | 0 | 0 | 0 | 0 | 0 | 0 | 0 | 0 | 0 | 0 | 0 | 0 | 0 | 0 | 0 | 0 | 0 | 0 | 0 | 0 | 0 | 0 | 0 | 0 | 0 | 0 | 0 | 0 | 0 | 0 | 0 | 0 | 0 | 0 | 0 | 0 | 0
PG&E KERN | Magunden | 115 | [12 empty] | 0 | 0 | 0 | 0 | 0 | 0 | 0 | 0 | 0 | 0 | 0 | 0 | 0 | 0 | 0 | 0 | 0 | 0 | 0 | 0 | 0 | 0 | 0 | 0 | 0 | 0 | 0 | 0 | 0 | 0 | 0 | 0 | 0 | 0 | 0 | 0 |  | 0 | 0 | 0 | 0 | 0 | 0 | 0 | 0 | 0 | 0 | 0 | 0 | 0 | 0 | 0 | 0 | 0 | 0 | 0 | 0 | 0 | 0 | 0 | 0 | 0 | 0 | 0 | 0 | 0 | 0 | 0 | 0 | 0 | 0 | 0 | 0 | 0 | 0 | 0 | 0 | 0 | 0 | 0 | 0 | 0 | 0 | 0 | 0 | 0 | 0 | 0 | 0
SCE Northern | Magunden | 230 | [12 empty] | 0 | 0 | 0 | 0 | 0 | 0 | 0 | 0 | 0 | 0 | 0 | 0 | 0 | 0 | 0 | 0 | 0 | 0 | 0 | 0 | 0 | 0 | 0 | 0 | 0 | 0 | 0 | 0 | 0 | 0 | 0 | 0 | 0 | 0 | 0 | 0 |  | 0 | 0 | 0 | 0 | 0 | 0 | 0 | 0 | 0 | 0 | 0 | 0 | 0 | 0 | 0 | 0 | 0 | 0 | 0 | 0 | 0 | 0 | 0 | 0 | 0 | 0 | 0 | 0 | 0 | 0 | 0 | 0 | 0 | 0 | 0 | 0 | 0 | 0 | 0 | 0 | 0 | 0 | 0 | 0 | 0 | 0 | 0 | 0 | 0 | 0 | 0 | 0
PG&E FRESNO | Malaga | 115 | [12 empty] | 0 | 0 | 0 | 0 | 0 | 0 | 0 | 0 | 0 | 0 | 0 | 0 | 0 | 0 | 0 | 0 | 0 | 0 | 0 | 0 | 0 | 0 | 0 | 0 | 0 | 0 | 0 | 0 | 0 | 0 | 0 | 0 | 0 | 0 | 0 | 0 |  | 0 | 0 | 0 | 0 | 0 | 0 | 0 | 0 | 0 | 0 | 0 | 0 | 0 | 0 | 0 | 0 | 0 | 0 | 0 | 0 | 0 | 0 | 0 | 0 | 0 | 0 | 0 | 0 | 0 | 0 | 0 | 0 | 0 | 0 | 0 | 0 | 0 | 0 | 0 | 0 | 0 | 0 | 0 | 0 | 0 | 0 | 0 | 0 | 0 | 0 | 0 | 0
PG&E NGBA | Malin | 500 | [12 empty] | 0 | 0 | 0 | 0 | 0 | 0 | 0 | 0 | 0 | 0 | 0 | 0 | 0 | 0 | 0 | 0 | 0 | 0 | 0 | 0 | 0 | 0 | 0 | 0 | 0 | 0 | 0 | 0 | 0 | 0 | 0 | 0 | 0 | 0 | 0 | 0 |  | 0 | 0 | 0 | 0 | 0 | 0 | 0 | 0 | 0 | 0 | 0 | 0 | 0 | 0 | 0 | 0 | 0 | 0 | 0 | 0 | 0 | 0 | 0 | 0 | 0 | 0 | 0 | 0 | 0 | 0 | 0 | 0 | 0 | 0 | 0 | 0 | 0 | 0 | 0 | 0 | 0 | 0 | 0 | 0 | 0 | 0 | 0 | 0 | 0 | 0 | 0 | 0
SCE Northern | Mandalay | 230 | [12 empty] | 0 | 0 | 0 | 0 | 0 | 0 | 0 | 0 | 0 | 0 | 0 | 0 | 409 | 400 | 0 | 0 | 0 | 0 | 0 | 0 | 0 | 0 | 0 | 0 | 409 | 400 | 0 | 0 | 0 | 0 | 0 | 0 | 0 | 0 | 0 | 0 |  | 0 | 0 | 0 | 0 | 0 | 0 | 0 | 0 | 0 | 0 | 0 | 0 | 0 | 0 | 0 | 0 | 0 | 0 | 0 | 0 | 0 | 0 | 0 | 0 | 0 | 0 | 0 | 0 | 0 | 0 | 0 | 0 | 0 | 0 | 0 | 0 | 0 | 0 | 0 | 0 | 0 | 0 | 0 | 0 | 0 | 0 | 0 | 0 | 0 | 0 | 0 | 0
PG&E FRESNO | Manning | 230 | [12 empty] | 0 | 0 | 0 | 0 | 0 | 0 | 0 | 0 | 0 | 0 | 0 | 0 | 0 | 0 | 0 | 0 | 0 | 0 | 0 | 0 | 0 | 0 | 0 | 0 | 0 | 0 | 0 | 0 | 0 | 0 | 0 | 0 | 0 | 0 | 0 | 0 |  | 0 | 0 | 0 | 0 | 0 | 0 | 0 | 0 | 0 | 0 | 0 | 0 | 0 | 0 | 0 | 0 | 0 | 0 | 0 | 0 | 0 | 0 | 0 | 0 | 0 | 0 | 0 | 0 | 0 | 0 | 0 | 0 | 0 | 0 | 0 | 0 | 0 | 0 | 0 | 0 | 0 | 0 | 0 | 0 | 0 | 0 | 0 | 0 | 0 | 0 | 0 | 0
PG&E FRESNO | Manning | 500 | [12 empty] | 0 | 0 | 0 | 0 | 0 | 0 | 0 | 0 | 0 | 0 | 0 | 0 | 0 | 0 | 0 | 0 | 0 | 0 | 0 | 0 | 0 | 0 | 0 | 0 | 0 | 0 | 0 | 0 | 0 | 0 | 0 | 0 | 0 | 0 | 0 | 0 |  | 0 | 0 | 0 | 0 | 0 | 0 | 0 | 0 | 0 | 0 | 0 | 0 | 0 | 0 | 0 | 0 | 0 | 0 | 0 | 0 | 0 | 0 | 0 | 0 | 0 | 0 | 0 | 0 | 0 | 0 | 0 | 0 | 0 | 0 | 0 | 0 | 3880.05 | 0 | 2710.875 | 0 | 0 | 0 | 0 | 3880.05 | 1755.62 | 0 | 372.165 | 0 | 0 | 0 | 0 | 0
PG&E GBA | Manteca | 115 | [12 empty] | 0 | 0 | 0 | 0 | 0 | 0 | 0 | 0 | 0 | 0 | 0 | 0 | 0 | 0 | 0 | 0 | 0 | 0 | 0 | 0 | 0 | 0 | 0 | 0 | 0 | 0 | 0 | 0 | 0 | 0 | 0 | 0 | 0 | 0 | 0 | 0 |  | 0 | 0 | 0 | 0 | 0 | 0 | 0 | 0 | 0 | 0 | 0 | 0 | 0 | 0 | 0 | 0 | 0 | 0 | 0 | 0 | 0 | 0 | 0 | 0 | 0 | 0 | 0 | 0 | 0 | 0 | 0 | 0 | 0 | 0 | 0 | 0 | 0 | 0 | 0 | 0 | 0 | 0 | 0 | 0 | 0 | 0 | 0 | 0 | 0 | 0 | 0 | 0
SDGE | Margarita | 138 | [12 empty] | 0 | 0 | 0 | 0 | 0 | 0 | 0 | 0 | 0 | 0 | 0 | 0 | 0 | 0 | 0 | 0 | 0 | 0 | 0 | 0 | 0 | 0 | 0 | 0 | 0 | 0 | 0 | 0 | 0 | 0 | 0 | 0 | 0 | 0 | 0 | 0 |  | 0 | 0 | 0 | 0 | 0 | 0 | 0 | 0 | 0 | 0 | 0 | 0 | 0 | 0 | 0 | 0 | 0 | 0 | 0 | 0 | 0 | 0 | 0 | 0 | 0 | 0 | 0 | 0 | 0 | 0 | 0 | 0 | 0 | 0 | 0 | 0 | 123.405 | 0 | 0 | 0 | 0 | 0 | 0 | 123.405 | 123.405 | 0 | 0 | 0 | 0 | 0 | 0 | 0
PG&E GBA | Martin | 230 | [12 empty] | 0 | 0 | 0 | 0 | 0 | 0 | 0 | 0 | 0 | 0 | 0 | 0 | 0 | 0 | 0 | 0 | 0 | 0 | 0 | 0 | 0 | 0 | 0 | 0 | 0 | 0 | 0 | 0 | 0 | 0 | 0 | 0 | 0 | 0 | 0 | 0 |  | 0 | 0 | 0 | 0 | 0 | 0 | 0 | 0 | 0 | 0 | 0 | 0 | 0 | 0 | 0 | 0 | 0 | 0 | 0 | 0 | 0 | 0 | 0 | 0 | 0 | 0 | 0 | 0 | 0 | 0 | 0 | 0 | 0 | 0 | 0 | 0 | 0 | 0 | 0 | 0 | 0 | 0 | 0 | 0 | 0 | 0 | 0 | 0 | 0 | 0 | 0 | 0
PG&E GBA | Martin | 115 | [12 empty] | 62 | 62 | 0 | 0 | 0 | 0 | 0 | 0 | 0 | 0 | 0 | 0 | 312 | 312 | 0 | 0 | 0 | 0 | 0 | 0 | 0 | 0 | 0 | 0 | 312 | 312 | 0 | 0 | 0 | 0 | 0 | 0 | 0 | 0 | 0 | 0 |  | 62 | 62 | 0 | 0 | 0 | 0 | 0 | 0 | 0 | 0 | 0 | 0 | 62 | 62 | 0 | 0 | 0 | 0 | 0 | 0 | 0 | 0 | 0 | 0 | 62 | 62 | 0 | 0 | 0 | 0 | 0 | 0 | 0 | 0 | 0 | 0 | 0 | 0 | 0 | 0 | 0 | 0 | 0 | 0 | 0 | 0 | 0 | 0 | 0 | 0 | 0 | 0
PG&E GBA | Martinez | 115 | [12 empty] | 0 | 0 | 0 | 0 | 0 | 0 | 0 | 0 | 0 | 0 | 0 | 0 | 0 | 0 | 0 | 0 | 0 | 0 | 0 | 0 | 0 | 0 | 0 | 0 | 0 | 0 | 0 | 0 | 0 | 0 | 0 | 0 | 0 | 0 | 0 | 0 |  | 0 | 0 | 0 | 0 | 0 | 0 | 0 | 0 | 0 | 0 | 0 | 0 | 0 | 0 | 0 | 0 | 0 | 0 | 0 | 0 | 0 | 0 | 0 | 0 | 0 | 0 | 0 | 0 | 0 | 0 | 0 | 0 | 0 | 0 | 0 | 0 | 0 | 0 | 0 | 0 | 0 | 0 | 0 | 0 | 0 | 0 | 0 | 0 | 0 | 0 | 0 | 0
PG&E FRESNO | Mc Mullin | 230 | [12 empty] | 0 | 0 | 0 | 0 | 0 | 0 | 0 | 0 | 0 | 0 | 0 | 0 | 0 | 0 | 0 | 0 | 0 | 0 | 0 | 0 | 0 | 0 | 0 | 0 | 0 | 0 | 0 | 0 | 0 | 0 | 0 | 0 | 0 | 0 | 0 | 0 |  | 0 | 0 | 0 | 0 | 0 | 0 | 0 | 0 | 0 | 0 | 0 | 0 | 0 | 0 | 0 | 0 | 0 | 0 | 0 | 0 | 0 | 0 | 0 | 0 | 0 | 0 | 0 | 0 | 0 | 0 | 0 | 0 | 0 | 0 | 0 | 0 | 0 | 0 | 0 | 0 | 0 | 0 | 0 | 0 | 0 | 0 | 0 | 0 | 0 | 0 | 0 | 0
PG&E FRESNO | McCall | 115 | [12 empty] | 0 | 0 | 0 | 0 | 0 | 0 | 0 | 0 | 0 | 0 | 0 | 0 | 0 | 0 | 0 | 0 | 0 | 0 | 0 | 0 | 0 | 0 | 0 | 0 | 0 | 0 | 0 | 0 | 0 | 0 | 0 | 0 | 0 | 0 | 0 | 0 |  | 0 | 0 | 0 | 0 | 0 | 0 | 0 | 0 | 0 | 0 | 0 | 0 | 0 | 0 | 0 | 0 | 0 | 0 | 0 | 0 | 0 | 0 | 0 | 0 | 0 | 0 | 0 | 0 | 0 | 0 | 0 | 0 | 0 | 0 | 0 | 0 | 0 | 0 | 0 | 0 | 0 | 0 | 0 | 0 | 0 | 0 | 0 | 0 | 0 | 0 | 0 | 0
PG&E FRESNO | McCall | 230 | [12 empty] | 0 | 0 | 0 | 0 | 0 | 0 | 0 | 0 | 0 | 0 | 0 | 0 | 0 | 0 | 0 | 0 | 0 | 0 | 0 | 0 | 0 | 0 | 0 | 0 | 0 | 0 | 0 | 0 | 0 | 0 | 0 | 0 | 0 | 0 | 0 | 0 |  | 0 | 0 | 0 | 0 | 0 | 0 | 0 | 0 | 0 | 0 | 0 | 0 | 0 | 0 | 0 | 0 | 0 | 0 | 0 | 0 | 0 | 0 | 0 | 0 | 0 | 0 | 0 | 0 | 0 | 0 | 0 | 0 | 0 | 0 | 0 | 0 | 0 | 0 | 0 | 0 | 0 | 0 | 0 | 0 | 0 | 0 | 0 | 0 | 0 | 0 | 0 | 0
PG&E GBA | Meadow Lane | 115 | [12 empty] | 0 | 0 | 0 | 0 | 0 | 0 | 0 | 0 | 0 | 0 | 0 | 0 | 0 | 0 | 0 | 0 | 0 | 0 | 0 | 0 | 0 | 0 | 0 | 0 | 0 | 0 | 0 | 0 | 0 | 0 | 0 | 0 | 0 | 0 | 0 | 0 |  | 0 | 0 | 0 | 0 | 0 | 0 | 0 | 0 | 0 | 0 | 0 | 0 | 0 | 0 | 0 | 0 | 0 | 0 | 0 | 0 | 0 | 0 | 0 | 0 | 0 | 0 | 0 | 0 | 0 | 0 | 0 | 0 | 0 | 0 | 0 | 0 | 0 | 0 | 0 | 0 | 0 | 0 | 0 | 0 | 0 | 0 | 0 | 0 | 0 | 0 | 0 | 0
PG&E GBA | Melones | 115 | [12 empty] | 0 | 0 | 0 | 0 | 0 | 0 | 0 | 0 | 0 | 0 | 0 | 0 | 0 | 0 | 0 | 0 | 0 | 0 | 0 | 0 | 0 | 0 | 0 | 0 | 0 | 0 | 0 | 0 | 0 | 0 | 0 | 0 | 0 | 0 | 0 | 0 |  | 0 | 0 | 0 | 0 | 0 | 0 | 0 | 0 | 0 | 0 | 0 | 0 | 0 | 0 | 0 | 0 | 0 | 0 | 0 | 0 | 0 | 0 | 0 | 0 | 0 | 0 | 0 | 0 | 0 | 0 | 0 | 0 | 0 | 0 | 0 | 0 | 0 | 0 | 0 | 0 | 0 | 0 | 0 | 0 | 0 | 0 | 0 | 0 | 0 | 0 | 0 | 0
PG&E GBA | Melones | 230 | [12 empty] | 0 | 0 | 0 | 0 | 0 | 0 | 0 | 0 | 0 | 0 | 0 | 0 | 0 | 0 | 0 | 0 | 0 | 0 | 0 | 0 | 0 | 0 | 0 | 0 | 0 | 0 | 0 | 0 | 0 | 0 | 0 | 0 | 0 | 0 | 0 | 0 |  | 0 | 0 | 0 | 0 | 0 | 0 | 0 | 0 | 0 | 0 | 0 | 0 | 0 | 0 | 0 | 0 | 0 | 0 | 0 | 0 | 0 | 0 | 0 | 0 | 0 | 0 | 0 | 0 | 0 | 0 | 0 | 0 | 0 | 0 | 0 | 0 | 0 | 0 | 0 | 0 | 0 | 0 | 0 | 0 | 0 | 0 | 0 | 0 | 0 | 0 | 0 | 0
SDGE | Melrose | 69 | [12 empty] | 0 | 0 | 0 | 0 | 0 | 0 | 0 | 0 | 0 | 0 | 0 | 0 | 0 | 0 | 0 | 0 | 0 | 0 | 0 | 0 | 0 | 0 | 0 | 0 | 0 | 0 | 0 | 0 | 0 | 0 | 0 | 0 | 0 | 0 | 0 | 0 |  | 0 | 0 | 0 | 0 | 0 | 0 | 0 | 0 | 0 | 0 | 0 | 0 | 0 | 0 | 0 | 0 | 0 | 0 | 0 | 0 | 0 | 0 | 0 | 0 | 0 | 0 | 0 | 0 | 0 | 0 | 0 | 0 | 0 | 0 | 0 | 0 | 0 | 0 | 0 | 0 | 0 | 0 | 0 | 0 | 0 | 0 | 0 | 0 | 0 | 0 | 0 | 0
PG&E NGBA | Mendocino | 115 | [12 empty] | 0 | 0 | 0 | 0 | 0 | 0 | 0 | 0 | 0 | 0 | 0 | 0 | 0 | 0 | 0 | 0 | 0 | 0 | 0 | 0 | 0 | 0 | 0 | 0 | 0 | 0 | 0 | 0 | 0 | 0 | 0 | 0 | 0 | 0 | 0 | 0 |  | 0 | 0 | 0 | 0 | 0 | 0 | 0 | 0 | 0 | 0 | 0 | 0 | 0 | 0 | 0 | 0 | 0 | 0 | 0 | 0 | 0 | 0 | 0 | 0 | 0 | 0 | 0 | 0 | 0 | 0 | 0 | 0 | 0 | 0 | 0 | 0 | 0 | 0 | 0 | 0 | 0 | 0 | 0 | 0 | 0 | 0 | 0 | 0 | 0 | 0 | 0 | 0
PG&E NGBA | Mendocino | 60 | [12 empty] | 0 | 0 | 0 | 0 | 0 | 0 | 0 | 0 | 0 | 0 | 0 | 0 | 0 | 0 | 0 | 0 | 0 | 0 | 0 | 0 | 0 | 0 | 0 | 0 | 0 | 0 | 0 | 0 | 0 | 0 | 0 | 0 | 0 | 0 | 0 | 0 |  | 0 | 0 | 0 | 0 | 0 | 0 | 0 | 0 | 0 | 0 | 0 | 0 | 0 | 0 | 0 | 0 | 0 | 0 | 0 | 0 | 0 | 0 | 0 | 0 | 0 | 0 | 0 | 0 | 0 | 0 | 0 | 0 | 0 | 0 | 0 | 0 | 0 | 0 | 0 | 0 | 0 | 0 | 0 | 0 | 0 | 0 | 0 | 0 | 0 | 0 | 0 | 0
PG&E FRESNO | Mendota | 115 | [12 empty] | 0 | 0 | 0 | 0 | 0 | 0 | 0 | 0 | 0 | 0 | 0 | 0 | 0 | 0 | 0 | 0 | 0 | 0 | 0 | 0 | 0 | 0 | 0 | 0 | 0 | 0 | 0 | 0 | 0 | 0 | 0 | 0 | 0 | 0 | 0 | 0 |  | 0 | 0 | 0 | 0 | 0 | 0 | 0 | 0 | 0 | 0 | 0 | 0 | 0 | 0 | 0 | 0 | 0 | 0 | 0 | 0 | 0 | 0 | 0 | 0 | 0 | 0 | 0 | 0 | 0 | 0 | 0 | 0 | 0 | 0 | 0 | 0 | 0 | 0 | 0 | 0 | 0 | 0 | 0 | 0 | 0 | 0 | 0 | 0 | 0 | 0 | 0 | 0
PG&E GBA | Menlo | 60 | [12 empty] | 0 | 0 | 0 | 0 | 0 | 0 | 0 | 0 | 0 | 0 | 0 | 0 | 0 | 0 | 0 | 0 | 0 | 0 | 0 | 0 | 0 | 0 | 0 | 0 | 0 | 0 | 0 | 0 | 0 | 0 | 0 | 0 | 0 | 0 | 0 | 0 |  | 0 | 0 | 0 | 0 | 0 | 0 | 0 | 0 | 0 | 0 | 0 | 0 | 0 | 0 | 0 | 0 | 0 | 0 | 0 | 0 | 0 | 0 | 0 | 0 | 0 | 0 | 0 | 0 | 0 | 0 | 0 | 0 | 0 | 0 | 0 | 0 | 0 | 0 | 0 | 0 | 0 | 0 | 0 | 0 | 0 | 0 | 0 | 0 | 0 | 0 | 0 | 0
PG&E FRESNO | Merced | 115 | [12 empty] | 0 | 0 | 0 | 0 | 0 | 0 | 0 | 0 | 0 | 0 | 0 | 0 | 0 | 0 | 0 | 0 | 0 | 0 | 0 | 0 | 0 | 0 | 0 | 0 | 0 | 0 | 0 | 0 | 0 | 0 | 0 | 0 | 0 | 0 | 0 | 0 |  | 0 | 0 | 0 | 0 | 0 | 0 | 0 | 0 | 0 | 0 | 0 | 0 | 0 | 0 | 0 | 0 | 0 | 0 | 0 | 0 | 0 | 0 | 0 | 0 | 0 | 0 | 0 | 0 | 0 | 0 | 0 | 0 | 0 | 0 | 0 | 0 | 0 | 0 | 0 | 0 | 0 | 0 | 0 | 0 | 0 | 0 | 0 | 0 | 0 | 0 | 0 | 0
EOP | Mercury | 138 | [12 empty] | 0 | 0 | 0 | 0 | 0 | 0 | 0 | 0 | 0 | 0 | 0 | 0 | 0 | 0 | 0 | 0 | 0 | 0 | 0 | 0 | 0 | 0 | 0 | 0 | 0 | 0 | 0 | 0 | 0 | 0 | 0 | 0 | 0 | 0 | 0 | 0 |  | 0 | 0 | 0 | 0 | 0 | 0 | 0 | 0 | 0 | 0 | 0 | 0 | 0 | 0 | 0 | 0 | 0 | 0 | 0 | 0 | 0 | 0 | 0 | 0 | 0 | 0 | 0 | 0 | 0 | 0 | 0 | 0 | 0 | 0 | 0 | 0 | 0 | 0 | 0 | 0 | 0 | 0 | 0 | 0 | 0 | 0 | 0 | 0 | 0 | 0 | 0 | 0
PG&E FRESNO | Mercy Springs | 70 | [12 empty] | 40 | 4 | 0 | 0 | 2.4774 | 0 | 0 | 0 | 0 | 0 | 0 | 0 | 40 | 4 | 0 | 0 | 2.4774 | 0 | 0 | 0 | 0 | 0 | 0 | 0 | 40 | 4 | 0 | 0 | 2.4774 | 0 | 0 | 0 | 0 | 0 | 0 | 0 |  | 2.4774 | 0 | 0 | 0 | 2.4774 | 0 | 0 | 0 | 0 | 0 | 0 | 0 | 40 | 4 | 0 | 0 | 2.4774 | 0 | 0 | 0 | 0 | 0 | 0 | 0 | 40 | 4 | 0 | 0 | 2.4774 | 0 | 0 | 0 | 0 | 0 | 0 | 0 | 0 | 0 | 0 | 0 | 0 | 0 | 0 | 0 | 0 | 0 | 0 | 0 | 0 | 0 | 0 | 0
PG&E NGBA | Meridian | 60 | [12 empty] | 0 | 0 | 0 | 0 | 0 | 0 | 0 | 0 | 0 | 0 | 0 | 0 | 0 | 0 | 0 | 0 | 0 | 0 | 0 | 0 | 0 | 0 | 0 | 0 | 0 | 0 | 0 | 0 | 0 | 0 | 0 | 0 | 0 | 0 | 0 | 0 |  | 0 | 0 | 0 | 0 | 0 | 0 | 0 | 0 | 0 | 0 | 0 | 0 | 0 | 0 | 0 | 0 | 0 | 0 | 0 | 0 | 0 | 0 | 0 | 0 | 0 | 0 | 0 | 0 | 0 | 0 | 0 | 0 | 0 | 0 | 0 | 0 | 0 | 0 | 0 | 0 | 0 | 0 | 0 | 0 | 0 | 0 | 0 | 0 | 0 | 0 | 0 | 0
PG&E KERN | Mesa (PGE) | 115 | [12 empty] | 0 | 0 | 0 | 0 | 0 | 0 | 0 | 0 | 0 | 0 | 0 | 0 | 0 | 0 | 0 | 0 | 0 | 0 | 0 | 0 | 0 | 0 | 0 | 0 | 0 | 0 | 0 | 0 | 0 | 0 | 0 | 0 | 0 | 0 | 0 | 0 |  | 0 | 0 | 0 | 0 | 0 | 0 | 0 | 0 | 0 | 0 | 0 | 0 | 0 | 0 | 0 | 0 | 0 | 0 | 0 | 0 | 0 | 0 | 0 | 0 | 0 | 0 | 0 | 0 | 0 | 0 | 0 | 0 | 0 | 0 | 0 | 0 | 0 | 0 | 0 | 0 | 0 | 0 | 0 | 0 | 0 | 0 | 0 | 0 | 0 | 0 | 0 | 0
PG&E KERN | Mesa (PGE) | 230 | [12 empty] | 0 | 0 | 0 | 0 | 0 | 0 | 0 | 0 | 0 | 0 | 0 | 0 | 0 | 0 | 0 | 0 | 0 | 0 | 0 | 0 | 0 | 0 | 0 | 0 | 0 | 0 | 0 | 0 | 0 | 0 | 0 | 0 | 0 | 0 | 0 | 0 |  | 0 | 0 | 0 | 0 | 0 | 0 | 0 | 0 | 0 | 0 | 0 | 0 | 0 | 0 | 0 | 0 | 0 | 0 | 0 | 0 | 0 | 0 | 0 | 0 | 0 | 0 | 0 | 0 | 0 | 0 | 0 | 0 | 0 | 0 | 0 | 0 | 0 | 0 | 0 | 0 | 0 | 0 | 0 | 0 | 0 | 0 | 0 | 0 | 0 | 0 | 0 | 0
SCE Metro | Mesa (SCE) | 230 | [12 empty] | 0 | 0 | 0 | 0 | 0 | 0 | 0 | 0 | 0 | 0 | 0 | 0 | 0 | 0 | 0 | 0 | 0 | 0 | 0 | 0 | 0 | 0 | 0 | 0 | 0 | 0 | 0 | 0 | 0 | 0 | 0 | 0 | 0 | 0 | 0 | 0 |  | 6.5 | 0 | 0 | 0 | 0 | 0 | 0 | 0 | 0 | 0 | 0 | 0 | 0 | 0 | 0 | 0 | 0 | 0 | 0 | 0 | 0 | 0 | 0 | 0 | 0 | 0 | 0 | 0 | 0 | 0 | 0 | 0 | 0 | 0 | 0 | 0 | 0 | 0 | 0 | 0 | 0 | 0 | 0 | 0 | 0 | 0 | 0 | 0 | 0 | 0 | 0 | 0
SCE Metro | Mesa (SCE) | 500 | [12 empty] | 0 | 0 | 0 | 0 | 0 | 0 | 0 | 0 | 0 | 0 | 0 | 0 | 252 | 250 | 0 | 0 | 0 | 0 | 0 | 0 | 0 | 0 | 0 | 0 | 252 | 250 | 0 | 0 | 0 | 0 | 0 | 0 | 0 | 0 | 0 | 0 |  | 0 | 0 | 0 | 0 | 0 | 0 | 0 | 0 | 0 | 0 | 0 | 0 | 0 | 0 | 0 | 0 | 0 | 0 | 0 | 0 | 0 | 0 | 0 | 0 | 0 | 0 | 0 | 0 | 0 | 0 | 0 | 0 | 0 | 0 | 0 | 0 | 0 | 0 | 0 | 0 | 0 | 0 | 0 | 0 | 0 | 0 | 0 | 0 | 0 | 0 | 0 | 0
SDGE | Mesa Heights | 69 | [12 empty] | 0 | 0 | 0 | 0 | 0 | 0 | 0 | 0 | 0 | 0 | 0 | 0 | 0 | 0 | 0 | 0 | 0 | 0 | 0 | 0 | 0 | 0 | 0 | 0 | 0 | 0 | 0 | 0 | 0 | 0 | 0 | 0 | 0 | 0 | 0 | 0 |  | 0 | 0 | 0 | 0 | 0 | 0 | 0 | 0 | 0 | 0 | 0 | 0 | 0 | 0 | 0 | 0 | 0 | 0 | 0 | 0 | 0 | 0 | 0 | 0 | 0 | 0 | 0 | 0 | 0 | 0 | 0 | 0 | 0 | 0 | 0 | 0 | 0 | 0 | 0 | 0 | 0 | 0 | 0 | 0 | 0 | 0 | 0 | 0 | 0 | 0 | 0 | 0
PG&E GBA | Metcalf | 115 | [12 empty] | 0 | 0 | 0 | 0 | 0 | 0 | 0 | 0 | 0 | 0 | 0 | 0 | 0 | 0 | 0 | 0 | 0 | 0 | 0 | 0 | 0 | 0 | 0 | 0 | 0 | 0 | 0 | 0 | 0 | 0 | 0 | 0 | 0 | 0 | 0 | 0 |  | 0 | 0 | 0 | 0 | 0 | 0 | 0 | 0 | 0 | 0 | 0 | 0 | 0 | 0 | 0 | 0 | 0 | 0 | 0 | 0 | 0 | 0 | 0 | 0 | 0 | 0 | 0 | 0 | 0 | 0 | 0 | 0 | 0 | 0 | 0 | 0 | 0 | 0 | 0 | 0 | 0 | 0 | 0 | 0 | 0 | 0 | 0 | 0 | 0 | 0 | 0 | 0
PG&E GBA | Metcalf | 230 | [12 empty] | 354.88 | 350 | 0 | 0 | 0 | 0 | 0 | 0 | 0 | 0 | 0 | 0 | 354.88 | 350 | 0 | 0 | 0 | 0 | 0 | 0 | 0 | 0 | 0 | 0 | 354.88 | 350 | 0 | 0 | 0 | 0 | 0 | 0 | 0 | 0 | 0 | 0 |  | 0 | 0 | 0 | 0 | 0 | 0 | 0 | 0 | 0 | 0 | 0 | 0 | 354.88 | 350 | 0 | 0 | 0 | 0 | 0 | 0 | 0 | 0 | 0 | 0 | 354.88 | 350 | 0 | 0 | 0 | 0 | 0 | 0 | 0 | 0 | 0 | 0 | 61.8 | 0 | 0 | 0 | 0 | 0 | 0 | 61.8 | 61.8 | 0 | 0 | 0 | 0 | 0 | 0 | 0
PG&E GBA | Metcalf | 500 | [12 empty] | 0 | 0 | 0 | 0 | 0 | 0 | 0 | 0 | 0 | 0 | 0 | 0 | 0 | 0 | 0 | 0 | 0 | 0 | 0 | 0 | 0 | 0 | 0 | 0 | 0 | 0 | 0 | 0 | 0 | 0 | 0 | 0 | 0 | 0 | 0 | 0 |  | 0 | 0 | 0 | 0 | 0 | 0 | 0 | 0 | 0 | 0 | 0 | 0 | 0 | 0 | 0 | 0 | 0 | 0 | 0 | 0 | 0 | 0 | 0 | 0 | 0 | 0 | 0 | 0 | 0 | 0 | 0 | 0 | 0 | 0 | 0 | 0 | 0 | 0 | 0 | 0 | 0 | 0 | 0 | 0 | 0 | 0 | 0 | 0 | 0 | 0 | 0 | 0
PG&E KERN | Midway | 115 | [12 empty] | 286 | 102 | 0 | 0 | 411.4 | 196 | 0 | 0 | 0 | 0 | 0 | 0 | 286 | 102 | 0 | 0 | 411.4 | 196 | 0 | 0 | 0 | 0 | 0 | 0 | 286 | 102 | 0 | 0 | 411.4 | 196 | 0 | 0 | 0 | 0 | 0 | 0 |  | 286 | 102 | 0 | 0 | 411.4 | 204 | 0 | 0 | 0 | 0 | 0 | 0 | 286 | 102 | 0 | 0 | 411.4 | 196 | 0 | 0 | 0 | 0 | 0 | 0 | 286 | 102 | 0 | 0 | 411.4 | 196 | 0 | 0 | 0 | 0 | 0 | 0 | 0 | 0 | 0 | 0 | 0 | 0 | 0 | 0 | 0 | 0 | 0 | 0 | 0 | 0 | 0 | 0
PG&E KERN | Midway | 230 | [12 empty] | 0 | 0 | 0 | 0 | 0 | 0 | 0 | 0 | 0 | 0 | 0 | 0 | 0 | 0 | 0 | 0 | 0 | 0 | 0 | 0 | 0 | 0 | 0 | 0 | 0 | 0 | 0 | 0 | 0 | 0 | 0 | 0 | 0 | 0 | 0 | 0 |  | 0 | 0 | 0 | 0 | 0 | 0 | 0 | 0 | 0 | 0 | 0 | 0 | 0 | 0 | 0 | 0 | 0 | 0 | 0 | 0 | 0 | 0 | 0 | 0 | 0 | 0 | 0 | 0 | 0 | 0 | 0 | 0 | 0 | 0 | 0 | 0 | 0 | 0 | 0 | 0 | 0 | 0 | 0 | 0 | 0 | 0 | 0 | 0 | 0 | 0 | 0 | 0
PG&E KERN | Midway | 500 | [12 empty] | 1176.2 | 1150 | 0 | 0 | 1176.2 | 0 | 0 | 0 | 0 | 0 | 0 | 0 | 1176.2 | 1150 | 0 | 0 | 1176.2 | 0 | 0 | 0 | 0 | 0 | 0 | 0 | 1176.2 | 1150 | 0 | 0 | 1176.2 | 0 | 0 | 0 | 0 | 0 | 0 | 0 |  | 818 | 800 | 0 | 0 | 818 | 0 | 0 | 0 | 0 | 0 | 0 | 0 | 818 | 800 | 0 | 0 | 818 | 0 | 0 | 0 | 0 | 0 | 0 | 0 | 818 | 800 | 0 | 0 | 818 | 0 | 0 | 0 | 0 | 0 | 0 | 0 | 0 | 0 | 0 | 0 | 0 | 0 | 0 | 0 | 0 | 0 | 0 | 0 | 0 | 0 | 0 | 0
SDGE | Miguel | 230 | [12 empty] | 0 | 0 | 0 | 0 | 0 | 0 | 0 | 0 | 0 | 0 | 0 | 0 | 0 | 0 | 0 | 0 | 0 | 0 | 0 | 0 | 0 | 0 | 0 | 0 | 0 | 0 | 0 | 0 | 0 | 0 | 0 | 0 | 0 | 0 | 0 | 0 |  | 0 | 0 | 0 | 0 | 0 | 0 | 0 | 0 | 0 | 0 | 0 | 0 | 0 | 0 | 0 | 0 | 0 | 0 | 0 | 0 | 0 | 0 | 0 | 0 | 0 | 0 | 0 | 0 | 0 | 0 | 0 | 0 | 0 | 0 | 0 | 0 | 0 | 0 | 0 | 0 | 0 | 0 | 0 | 0 | 0 | 0 | 0 | 0 | 0 | 0 | 0 | 0
SDGE | Miguel | 500 | [12 empty] | 0 | 0 | 0 | 0 | 0 | 0 | 0 | 0 | 0 | 0 | 0 | 0 | 0 | 0 | 0 | 0 | 0 | 0 | 0 | 0 | 0 | 0 | 0 | 0 | 0 | 0 | 0 | 0 | 0 | 0 | 0 | 0 | 0 | 0 | 0 | 0 |  | 0 | 0 | 0 | 0 | 0 | 0 | 0 | 0 | 0 | 0 | 0 | 0 | 0 | 0 | 0 | 0 | 0 | 0 | 0 | 0 | 0 | 0 | 0 | 0 | 0 | 0 | 0 | 0 | 0 | 0 | 0 | 0 | 0 | 0 | 0 | 0 | 0 | 0 | 0 | 0 | 0 | 0 | 0 | 0 | 0 | 0 | 0 | 0 | 0 | 0 | 0 | 0
SDGE | Miguel | 69 | [12 empty] | 0 | 0 | 0 | 0 | 0 | 0 | 0 | 0 | 0 | 0 | 0 | 0 | 51.4 | 0 | 0 | 0 | 0 | 0 | 0 | 0 | 0 | 0 | 0 | 0 | 51.4 | 0 | 0 | 0 | 0 | 0 | 0 | 0 | 0 | 0 | 0 | 0 |  | 0 | 0 | 0 | 0 | 0 | 0 | 0 | 0 | 0 | 0 | 0 | 0 | 51.4 | 0 | 0 | 0 | 0 | 0 | 0 | 0 | 0 | 0 | 0 | 0 | 51.4 | 0 | 0 | 0 | 0 | 0 | 0 | 0 | 0 | 0 | 0 | 0 | 0 | 0 | 0 | 0 | 0 | 0 | 0 | 0 | 0 | 0 | 0 | 0 | 0 | 0 | 0 | 0
PG&E GBA | Millbrae | 115 | [12 empty] | 0 | 0 | 0 | 0 | 0 | 0 | 0 | 0 | 0 | 0 | 0 | 0 | 0 | 0 | 0 | 0 | 0 | 0 | 0 | 0 | 0 | 0 | 0 | 0 | 0 | 0 | 0 | 0 | 0 | 0 | 0 | 0 | 0 | 0 | 0 | 0 |  | 0 | 0 | 0 | 0 | 0 | 0 | 0 | 0 | 0 | 0 | 0 | 0 | 0 | 0 | 0 | 0 | 0 | 0 | 0 | 0 | 0 | 0 | 0 | 0 | 0 | 0 | 0 | 0 | 0 | 0 | 0 | 0 | 0 | 0 | 0 | 0 | 0 | 0 | 0 | 0 | 0 | 0 | 0 | 0 | 0 | 0 | 0 | 0 | 0 | 0 | 0 | 0
PG&E GBA | Miller | 115 | [12 empty] | 0 | 0 | 0 | 0 | 0 | 0 | 0 | 0 | 0 | 0 | 0 | 0 | 0 | 0 | 0 | 0 | 0 | 0 | 0 | 0 | 0 | 0 | 0 | 0 | 0 | 0 | 0 | 0 | 0 | 0 | 0 | 0 | 0 | 0 | 0 | 0 |  | 0 | 0 | 0 | 0 | 0 | 0 | 0 | 0 | 0 | 0 | 0 | 0 | 0 | 0 | 0 | 0 | 0 | 0 | 0 | 0 | 0 | 0 | 0 | 0 | 0 | 0 | 0 | 0 | 0 | 0 | 0 | 0 | 0 | 0 | 0 | 0 | 0 | 0 | 0 | 0 | 0 | 0 | 0 | 0 | 0 | 0 | 0 | 0 | 0 | 0 | 0 | 0
SCE Metro | Mira Loma | 230 | [12 empty] | 312.96 | 300 | 0 | 0 | 0 | 0 | 0 | 0 | 0 | 0 | 0 | 0 | 312.96 | 300 | 0 | 0 | 0 | 0 | 0 | 0 | 0 | 0 | 0 | 0 | 312.96 | 300 | 0 | 0 | 0 | 0 | 0 | 0 | 0 | 0 | 0 | 0 |  | 312.96 | 300 | 0 | 0 | 0 | 0 | 0 | 0 | 0 | 0 | 0 | 0 | 312.96 | 300 | 0 | 0 | 0 | 0 | 0 | 0 | 0 | 0 | 0 | 0 | 312.96 | 300 | 0 | 0 | 0 | 0 | 0 | 0 | 0 | 0 | 0 | 0 | 572.02 | 0 | 0 | 0 | 0 | 0 | 0 | 572.02 | 0 | 0 | 0 | 0 | 0 | 0 | 0 | 0
SCE Metro | Mira Loma | 500 | [12 empty] | 0 | 0 | 0 | 0 | 0 | 0 | 0 | 0 | 0 | 0 | 0 | 0 | 1770 | 1770 | 0 | 0 | 1770 | 0 | 0 | 0 | 0 | 0 | 0 | 0 | 1770 | 1770 | 0 | 0 | 1770 | 0 | 0 | 0 | 0 | 0 | 0 | 0 |  | 0 | 0 | 0 | 0 | 0 | 0 | 0 | 0 | 0 | 0 | 0 | 0 | 1520 | 1520 | 0 | 0 | 1520 | 0 | 0 | 0 | 0 | 0 | 0 | 0 | 1520 | 1520 | 0 | 0 | 1520 | 0 | 0 | 0 | 0 | 0 | 0 | 0 | 0 | 0 | 0 | 0 | 0 | 0 | 0 | 0 | 0 | 0 | 0 | 0 | 0 | 0 | 0 | 0
SCE Eastern | Mirage | 115 | [12 empty] | 0 | 0 | 0 | 0 | 0 | 0 | 0 | 0 | 0 | 0 | 0 | 0 | 0 | 0 | 0 | 0 | 0 | 0 | 0 | 0 | 0 | 0 | 0 | 0 | 0 | 0 | 0 | 0 | 0 | 0 | 0 | 0 | 0 | 0 | 0 | 0 |  | 0 | 0 | 0 | 0 | 0 | 0 | 0 | 0 | 0 | 0 | 0 | 0 | 0 | 0 | 0 | 0 | 0 | 0 | 0 | 0 | 0 | 0 | 0 | 0 | 0 | 0 | 0 | 0 | 0 | 0 | 0 | 0 | 0 | 0 | 0 | 0 | 0 | 0 | 0 | 0 | 0 | 0 | 0 | 0 | 0 | 0 | 0 | 0 | 0 | 0 | 0 | 0
SCE Eastern | Mirage | 230 | [12 empty] | 0 | 0 | 0 | 0 | 0 | 0 | 0 | 0 | 0 | 0 | 0 | 0 | 0 | 0 | 0 | 0 | 0 | 0 | 0 | 0 | 0 | 0 | 0 | 0 | 0 | 0 | 0 | 0 | 0 | 0 | 0 | 0 | 0 | 0 | 0 | 0 |  | 0 | 0 | 0 | 0 | 0 | 0 | 0 | 0 | 0 | 0 | 0 | 0 | 0 | 0 | 0 | 0 | 0 | 0 | 0 | 0 | 0 | 0 | 0 | 0 | 0 | 0 | 0 | 0 | 0 | 0 | 0 | 0 | 0 | 0 | 0 | 0 | 0 | 0 | 0 | 0 | 0 | 0 | 0 | 0 | 0 | 0 | 0 | 0 | 0 | 0 | 0 | 0
SDGE | Mission | 138 | [12 empty] | 0 | 0 | 0 | 0 | 0 | 0 | 0 | 0 | 0 | 0 | 0 | 0 | 0 | 0 | 0 | 0 | 0 | 0 | 0 | 0 | 0 | 0 | 0 | 0 | 0 | 0 | 0 | 0 | 0 | 0 | 0 | 0 | 0 | 0 | 0 | 0 |  | 0 | 0 | 0 | 0 | 0 | 0 | 0 | 0 | 0 | 0 | 0 | 0 | 0 | 0 | 0 | 0 | 0 | 0 | 0 | 0 | 0 | 0 | 0 | 0 | 0 | 0 | 0 | 0 | 0 | 0 | 0 | 0 | 0 | 0 | 0 | 0 | 0 | 0 | 0 | 0 | 0 | 0 | 0 | 0 | 0 | 0 | 0 | 0 | 0 | 0 | 0 | 0
SDGE | Mission | 230 | [12 empty] | 0 | 0 | 0 | 0 | 0 | 0 | 0 | 0 | 0 | 0 | 0 | 0 | 0 | 0 | 0 | 0 | 0 | 0 | 0 | 0 | 0 | 0 | 0 | 0 | 0 | 0 | 0 | 0 | 0 | 0 | 0 | 0 | 0 | 0 | 0 | 0 |  | 0 | 0 | 0 | 0 | 0 | 0 | 0 | 0 | 0 | 0 | 0 | 0 | 0 | 0 | 0 | 0 | 0 | 0 | 0 | 0 | 0 | 0 | 0 | 0 | 0 | 0 | 0 | 0 | 0 | 0 | 0 | 0 | 0 | 0 | 0 | 0 | 0 | 0 | 0 | 0 | 0 | 0 | 0 | 0 | 0 | 0 | 0 | 0 | 0 | 0 | 0 | 0
SDGE | Mission | 69 | [12 empty] | 0 | 0 | 0 | 0 | 0 | 0 | 0 | 0 | 0 | 0 | 0 | 0 | 0 | 0 | 0 | 0 | 0 | 0 | 0 | 0 | 0 | 0 | 0 | 0 | 0 | 0 | 0 | 0 | 0 | 0 | 0 | 0 | 0 | 0 | 0 | 0 |  | 0 | 0 | 0 | 0 | 0 | 0 | 0 | 0 | 0 | 0 | 0 | 0 | 0 | 0 | 0 | 0 | 0 | 0 | 0 | 0 | 0 | 0 | 0 | 0 | 0 | 0 | 0 | 0 | 0 | 0 | 0 | 0 | 0 | 0 | 0 | 0 | 0 | 0 | 0 | 0 | 0 | 0 | 0 | 0 | 0 | 0 | 0 | 0 | 0 | 0 | 0 | 0
PG&E GBA | Mi-Wuk | 115 | [12 empty] | 0 | 0 | 0 | 0 | 0 | 0 | 0 | 0 | 0 | 0 | 0 | 0 | 0 | 0 | 0 | 0 | 0 | 0 | 0 | 0 | 0 | 0 | 0 | 0 | 0 | 0 | 0 | 0 | 0 | 0 | 0 | 0 | 0 | 0 | 0 | 0 |  | 0 | 0 | 0 | 0 | 0 | 0 | 0 | 0 | 0 | 0 | 0 | 0 | 0 | 0 | 0 | 0 | 0 | 0 | 0 | 0 | 0 | 0 | 0 | 0 | 0 | 0 | 0 | 0 | 0 | 0 | 0 | 0 | 0 | 0 | 0 | 0 | 0 | 0 | 0 | 0 | 0 | 0 | 0 | 0 | 0 | 0 | 0 | 0 | 0 | 0 | 0 | 0
EOP | Mohave | 500 | [12 empty] | 0 | 0 | 0 | 0 | 0 | 0 | 0 | 0 | 0 | 0 | 0 | 0 | 0 | 0 | 0 | 0 | 0 | 0 | 0 | 0 | 0 | 0 | 0 | 0 | 0 | 0 | 0 | 0 | 0 | 0 | 0 | 0 | 0 | 0 | 0 | 0 |  | 0 | 0 | 0 | 0 | 0 | 0 | 0 | 0 | 0 | 0 | 0 | 0 | 0 | 0 | 0 | 0 | 0 | 0 | 0 | 0 | 0 | 0 | 0 | 0 | 0 | 0 | 0 | 0 | 0 | 0 | 0 | 0 | 0 | 0 | 0 | 0 | 716.4 | 0 | 718.2 | 0 | 0 | 0 | 0 | 716.4 | 0 | 0 | 0 | 0 | 0 | 0 | 0 | 0
PG&E NGBA | Monroe | 115 | [12 empty] | 0 | 0 | 0 | 0 | 0 | 0 | 0 | 0 | 0 | 0 | 0 | 0 | 0 | 0 | 0 | 0 | 0 | 0 | 0 | 0 | 0 | 0 | 0 | 0 | 0 | 0 | 0 | 0 | 0 | 0 | 0 | 0 | 0 | 0 | 0 | 0 |  | 0 | 0 | 0 | 0 | 0 | 0 | 0 | 0 | 0 | 0 | 0 | 0 | 0 | 0 | 0 | 0 | 0 | 0 | 0 | 0 | 0 | 0 | 0 | 0 | 0 | 0 | 0 | 0 | 0 | 0 | 0 | 0 | 0 | 0 | 0 | 0 | 0 | 0 | 0 | 0 | 0 | 0 | 0 | 0 | 0 | 0 | 0 | 0 | 0 | 0 | 0 | 0
SDGE | Monserate | 69 | [12 empty] | 0 | 0 | 0 | 0 | 0 | 0 | 0 | 0 | 0 | 0 | 0 | 0 | 0 | 0 | 0 | 0 | 0 | 0 | 0 | 0 | 0 | 0 | 0 | 0 | 0 | 0 | 0 | 0 | 0 | 0 | 0 | 0 | 0 | 0 | 0 | 0 |  | 0 | 0 | 0 | 0 | 0 | 0 | 0 | 0 | 0 | 0 | 0 | 0 | 0 | 0 | 0 | 0 | 0 | 0 | 0 | 0 | 0 | 0 | 0 | 0 | 0 | 0 | 0 | 0 | 0 | 0 | 0 | 0 | 0 | 0 | 0 | 0 | 0 | 0 | 0 | 0 | 0 | 0 | 0 | 0 | 0 | 0 | 0 | 0 | 0 | 0 | 0 | 0
PG&E GBA | Monta Vista | 115 | [12 empty] | 0 | 0 | 0 | 0 | 0 | 0 | 0 | 0 | 0 | 0 | 0 | 0 | 0 | 0 | 0 | 0 | 0 | 0 | 0 | 0 | 0 | 0 | 0 | 0 | 0 | 0 | 0 | 0 | 0 | 0 | 0 | 0 | 0 | 0 | 0 | 0 |  | 0 | 0 | 0 | 0 | 0 | 0 | 0 | 0 | 0 | 0 | 0 | 0 | 0 | 0 | 0 | 0 | 0 | 0 | 0 | 0 | 0 | 0 | 0 | 0 | 0 | 0 | 0 | 0 | 0 | 0 | 0 | 0 | 0 | 0 | 0 | 0 | 0 | 0 | 0 | 0 | 0 | 0 | 0 | 0 | 0 | 0 | 0 | 0 | 0 | 0 | 0 | 0
PG&E GBA | Monta Vista | 230 | [12 empty] | 0 | 0 | 0 | 0 | 0 | 0 | 0 | 0 | 0 | 0 | 0 | 0 | 0 | 0 | 0 | 0 | 0 | 0 | 0 | 0 | 0 | 0 | 0 | 0 | 0 | 0 | 0 | 0 | 0 | 0 | 0 | 0 | 0 | 0 | 0 | 0 |  | 0 | 0 | 0 | 0 | 0 | 0 | 0 | 0 | 0 | 0 | 0 | 0 | 0 | 0 | 0 | 0 | 0 | 0 | 0 | 0 | 0 | 0 | 0 | 0 | 0 | 0 | 0 | 0 | 0 | 0 | 0 | 0 | 0 | 0 | 0 | 0 | 0 | 0 | 0 | 0 | 0 | 0 | 0 | 0 | 0 | 0 | 0 | 0 | 0 | 0 | 0 | 0
PG&E GBA | Monta Vista | 60 | [12 empty] | 0 | 0 | 0 | 0 | 0 | 0 | 0 | 0 | 0 | 0 | 0 | 0 | 0 | 0 | 0 | 0 | 0 | 0 | 0 | 0 | 0 | 0 | 0 | 0 | 0 | 0 | 0 | 0 | 0 | 0 | 0 | 0 | 0 | 0 | 0 | 0 |  | 0 | 0 | 0 | 0 | 0 | 0 | 0 | 0 | 0 | 0 | 0 | 0 | 0 | 0 | 0 | 0 | 0 | 0 | 0 | 0 | 0 | 0 | 0 | 0 | 0 | 0 | 0 | 0 | 0 | 0 | 0 | 0 | 0 | 0 | 0 | 0 | 0 | 0 | 0 | 0 | 0 | 0 | 0 | 0 | 0 | 0 | 0 | 0 | 0 | 0 | 0 | 0
PG&E NGBA | Monticello | 115 | [12 empty] | 0 | 0 | 0 | 0 | 0 | 0 | 0 | 0 | 0 | 0 | 0 | 0 | 0 | 0 | 0 | 0 | 0 | 0 | 0 | 0 | 0 | 0 | 0 | 0 | 0 | 0 | 0 | 0 | 0 | 0 | 0 | 0 | 0 | 0 | 0 | 0 |  | 0 | 0 | 0 | 0 | 0 | 0 | 0 | 0 | 0 | 0 | 0 | 0 | 0 | 0 | 0 | 0 | 0 | 0 | 0 | 0 | 0 | 0 | 0 | 0 | 0 | 0 | 0 | 0 | 0 | 0 | 0 | 0 | 0 | 0 | 0 | 0 | 0 | 0 | 0 | 0 | 0 | 0 | 0 | 0 | 0 | 0 | 0 | 0 | 0 | 0 | 0 | 0
SCE Northern | Moorpark | 230 | [12 empty] | 500 | 500 | 0 | 0 | 0 | 0 | 0 | 0 | 0 | 0 | 0 | 0 | 1589.525 | 500 | 0 | 0 | 0 | 0 | 0 | 0 | 0 | 0 | 0 | 0 | 1589.525 | 500 | 0 | 0 | 0 | 0 | 0 | 0 | 0 | 0 | 0 | 0 |  | 500 | 500 | 0 | 0 | 0 | 0 | 0 | 0 | 0 | 0 | 0 | 0 | 500 | 500 | 0 | 0 | 0 | 0 | 0 | 0 | 0 | 0 | 0 | 0 | 500 | 500 | 0 | 0 | 0 | 0 | 0 | 0 | 0 | 0 | 0 | 0 | 0 | 0 | 0 | 0 | 0 | 0 | 0 | 0 | 0 | 0 | 0 | 0 | 0 | 0 | 0 | 0
SCE Northern | Moorpark | 66 | [12 empty] | 0 | 0 | 0 | 0 | 0 | 0 | 0 | 0 | 0 | 0 | 0 | 0 | 0 | 0 | 0 | 0 | 0 | 0 | 0 | 0 | 0 | 0 | 0 | 0 | 0 | 0 | 0 | 0 | 0 | 0 | 0 | 0 | 0 | 0 | 0 | 0 |  | 0 | 0 | 0 | 0 | 0 | 0 | 0 | 0 | 0 | 0 | 0 | 0 | 0 | 0 | 0 | 0 | 0 | 0 | 0 | 0 | 0 | 0 | 0 | 0 | 0 | 0 | 0 | 0 | 0 | 0 | 0 | 0 | 0 | 0 | 0 | 0 | 0 | 0 | 0 | 0 | 0 | 0 | 0 | 0 | 0 | 0 | 0 | 0 | 0 | 0 | 0 | 0
PG&E GBA | Moraga | 115 | [12 empty] | 0 | 0 | 0 | 0 | 0 | 0 | 0 | 0 | 0 | 0 | 0 | 0 | 0 | 0 | 0 | 0 | 0 | 0 | 0 | 0 | 0 | 0 | 0 | 0 | 0 | 0 | 0 | 0 | 0 | 0 | 0 | 0 | 0 | 0 | 0 | 0 |  | 0 | 0 | 0 | 0 | 0 | 0 | 0 | 0 | 0 | 0 | 0 | 0 | 0 | 0 | 0 | 0 | 0 | 0 | 0 | 0 | 0 | 0 | 0 | 0 | 0 | 0 | 0 | 0 | 0 | 0 | 0 | 0 | 0 | 0 | 0 | 0 | 0 | 0 | 0 | 0 | 0 | 0 | 0 | 0 | 0 | 0 | 0 | 0 | 0 | 0 | 0 | 0
PG&E GBA | Moraga | 230 | [12 empty] | 0 | 0 | 0 | 0 | 0 | 0 | 0 | 0 | 0 | 0 | 0 | 0 | 0 | 0 | 0 | 0 | 0 | 0 | 0 | 0 | 0 | 0 | 0 | 0 | 0 | 0 | 0 | 0 | 0 | 0 | 0 | 0 | 0 | 0 | 0 | 0 |  | 0 | 0 | 0 | 0 | 0 | 0 | 0 | 0 | 0 | 0 | 0 | 0 | 0 | 0 | 0 | 0 | 0 | 0 | 0 | 0 | 0 | 0 | 0 | 0 | 0 | 0 | 0 | 0 | 0 | 0 | 0 | 0 | 0 | 0 | 0 | 0 | 0 | 0 | 0 | 0 | 0 | 0 | 0 | 0 | 0 | 0 | 0 | 0 | 0 | 0 | 0 | 0
PG&E GBA | Morgan Hill | 115 | [12 empty] | 0 | 0 | 0 | 0 | 0 | 0 | 0 | 0 | 0 | 0 | 0 | 0 | 0 | 0 | 0 | 0 | 0 | 0 | 0 | 0 | 0 | 0 | 0 | 0 | 0 | 0 | 0 | 0 | 0 | 0 | 0 | 0 | 0 | 0 | 0 | 0 |  | 0 | 0 | 0 | 0 | 0 | 0 | 0 | 0 | 0 | 0 | 0 | 0 | 0 | 0 | 0 | 0 | 0 | 0 | 0 | 0 | 0 | 0 | 0 | 0 | 0 | 0 | 0 | 0 | 0 | 0 | 0 | 0 | 0 | 0 | 0 | 0 | 0 | 0 | 0 | 0 | 0 | 0 | 0 | 0 | 0 | 0 | 0 | 0 | 0 | 0 | 0 | 0
PG&E KERN | Morro Bay | 115 | [12 empty] | 0 | 0 | 0 | 0 | 0 | 0 | 0 | 0 | 0 | 0 | 0 | 0 | 0 | 0 | 0 | 0 | 0 | 0 | 0 | 0 | 0 | 0 | 0 | 0 | 0 | 0 | 0 | 0 | 0 | 0 | 0 | 0 | 0 | 0 | 0 | 0 |  | 0 | 0 | 0 | 0 | 0 | 0 | 0 | 0 | 0 | 0 | 0 | 0 | 0 | 0 | 0 | 0 | 0 | 0 | 0 | 0 | 0 | 0 | 0 | 0 | 0 | 0 | 0 | 0 | 0 | 0 | 0 | 0 | 0 | 0 | 0 | 0 | 0 | 0 | 0 | 0 | 0 | 0 | 0 | 0 | 0 | 0 | 0 | 0 | 0 | 0 | 0 | 0
PG&E KERN | Morro Bay | 230 | [12 empty] | 0 | 0 | 0 | 0 | 0 | 0 | 0 | 0 | 0 | 0 | 0 | 0 | 405.4 | 0 | 0 | 0 | 0 | 0 | 0 | 0 | 0 | 0 | 0 | 0 | 405.4 | 0 | 0 | 0 | 0 | 0 | 0 | 0 | 0 | 0 | 0 | 0 |  | 0 | 0 | 0 | 0 | 0 | 0 | 0 | 0 | 0 | 0 | 0 | 0 | 0 | 0 | 0 | 0 | 0 | 0 | 0 | 0 | 0 | 0 | 0 | 0 | 0 | 0 | 0 | 0 | 0 | 0 | 0 | 0 | 0 | 0 | 0 | 0 | 0 | 0 | 0 | 0 | 0 | 0 | 0 | 0 | 0 | 0 | 0 | 0 | 0 | 0 | 0 | 0
PG&E KERN | Morro Bay | 500 | [12 empty] | 0 | 0 | 0 | 0 | 0 | 0 | 0 | 0 | 0 | 0 | 0 | 0 | 0 | 0 | 0 | 0 | 0 | 0 | 0 | 0 | 0 | 0 | 0 | 0 | 0 | 0 | 0 | 0 | 0 | 0 | 0 | 0 | 0 | 0 | 0 | 0 |  | 0 | 0 | 0 | 0 | 0 | 0 | 0 | 0 | 0 | 0 | 0 | 0 | 0 | 0 | 0 | 0 | 0 | 0 | 0 | 0 | 0 | 0 | 0 | 0 | 0 | 0 | 0 | 0 | 0 | 0 | 0 | 0 | 0 | 0 | 0 | 0 | 0 | 0 | 0 | 0 | 0 | 0 | 0 | 0 | 0 | 0 | 0 | 0 | 0 | 0 | 0 | 0
PG&E GBA | Moss Landing | 115 | [12 empty] | 0 | 0 | 0 | 0 | 0 | 0 | 0 | 0 | 0 | 0 | 0 | 0 | 0 | 0 | 0 | 0 | 0 | 0 | 0 | 0 | 0 | 0 | 0 | 0 | 0 | 0 | 0 | 0 | 0 | 0 | 0 | 0 | 0 | 0 | 0 | 0 |  | 0 | 0 | 0 | 0 | 0 | 0 | 0 | 0 | 0 | 0 | 0 | 0 | 0 | 0 | 0 | 0 | 0 | 0 | 0 | 0 | 0 | 0 | 0 | 0 | 0 | 0 | 0 | 0 | 0 | 0 | 0 | 0 | 0 | 0 | 0 | 0 | 0 | 0 | 0 | 0 | 0 | 0 | 0 | 0 | 0 | 0 | 0 | 0 | 0 | 0 | 0 | 0
PG&E GBA | Moss Landing | 230 | [12 empty] | 0 | 0 | 0 | 0 | 0 | 0 | 0 | 0 | 0 | 0 | 0 | 0 | 0 | 0 | 0 | 0 | 0 | 0 | 0 | 0 | 0 | 0 | 0 | 0 | 0 | 0 | 0 | 0 | 0 | 0 | 0 | 0 | 0 | 0 | 0 | 0 |  | 0 | 0 | 0 | 0 | 0 | 0 | 0 | 0 | 0 | 0 | 0 | 0 | 0 | 0 | 0 | 0 | 0 | 0 | 0 | 0 | 0 | 0 | 0 | 0 | 0 | 0 | 0 | 0 | 0 | 0 | 0 | 0 | 0 | 0 | 0 | 0 | 0 | 0 | 0 | 0 | 0 | 0 | 0 | 0 | 0 | 0 | 0 | 0 | 0 | 0 | 0 | 0
PG&E GBA | Moss Landing | 500 | [12 empty] | 782.79 | 750 | 0 | 0 | 0 | 0 | 0 | 0 | 0 | 0 | 0 | 0 | 1539.603 | 1500 | 0 | 0 | 0 | 0 | 0 | 0 | 1525.172 | 0 | 0 | 0 | 1539.603 | 1500 | 0 | 0 | 0 | 0 | 0 | 0 | 1525.172 | 0 | 0 | 0 |  | 782.79 | 750 | 0 | 0 | 0 | 0 | 0 | 0 | 0 | 0 | 0 | 0 | 782.79 | 750 | 0 | 0 | 0 | 0 | 0 | 0 | 0 | 0 | 0 | 0 | 782.79 | 750 | 0 | 0 | 0 | 0 | 0 | 0 | 0 | 0 | 0 | 0 | 0 | 0 | 0 | 0 | 0 | 0 | 0 | 0 | 0 | 0 | 0 | 0 | 0 | 0 | 0 | 0
EOP | Mountain Pass | 115 | [12 empty] | 0 | 0 | 0 | 0 | 0 | 0 | 0 | 0 | 0 | 0 | 0 | 0 | 0 | 0 | 0 | 0 | 0 | 0 | 0 | 0 | 0 | 0 | 0 | 0 | 0 | 0 | 0 | 0 | 0 | 0 | 0 | 0 | 0 | 0 | 0 | 0 |  | 0 | 0 | 0 | 0 | 0 | 0 | 0 | 0 | 0 | 0 | 0 | 0 | 0 | 0 | 0 | 0 | 0 | 0 | 0 | 0 | 0 | 0 | 0 | 0 | 0 | 0 | 0 | 0 | 0 | 0 | 0 | 0 | 0 | 0 | 0 | 0 | 0 | 0 | 0 | 0 | 0 | 0 | 0 | 0 | 0 | 0 | 0 | 0 | 0 | 0 | 0 | 0
PG&E GBA | Mountain View | 115 | [12 empty] | 0 | 0 | 0 | 0 | 0 | 0 | 0 | 0 | 0 | 0 | 0 | 0 | 0 | 0 | 0 | 0 | 0 | 0 | 0 | 0 | 0 | 0 | 0 | 0 | 0 | 0 | 0 | 0 | 0 | 0 | 0 | 0 | 0 | 0 | 0 | 0 |  | 0 | 0 | 0 | 0 | 0 | 0 | 0 | 0 | 0 | 0 | 0 | 0 | 0 | 0 | 0 | 0 | 0 | 0 | 0 | 0 | 0 | 0 | 0 | 0 | 0 | 0 | 0 | 0 | 0 | 0 | 0 | 0 | 0 | 0 | 0 | 0 | 0 | 0 | 0 | 0 | 0 | 0 | 0 | 0 | 0 | 0 | 0 | 0 | 0 | 0 | 0 | 0
PG&E GBA | Mt Eden | 115 | [12 empty] | 0 | 0 | 0 | 0 | 0 | 0 | 0 | 0 | 0 | 0 | 0 | 0 | 0 | 0 | 0 | 0 | 0 | 0 | 0 | 0 | 0 | 0 | 0 | 0 | 0 | 0 | 0 | 0 | 0 | 0 | 0 | 0 | 0 | 0 | 0 | 0 |  | 0 | 0 | 0 | 0 | 0 | 0 | 0 | 0 | 0 | 0 | 0 | 0 | 0 | 0 | 0 | 0 | 0 | 0 | 0 | 0 | 0 | 0 | 0 | 0 | 0 | 0 | 0 | 0 | 0 | 0 | 0 | 0 | 0 | 0 | 0 | 0 | 0 | 0 | 0 | 0 | 0 | 0 | 0 | 0 | 0 | 0 | 0 | 0 | 0 | 0 | 0 | 0
PG&E KERN | Mt Poso | 115 | [12 empty] | 0 | 0 | 0 | 0 | 0 | 0 | 0 | 0 | 0 | 0 | 0 | 0 | 0 | 0 | 0 | 0 | 0 | 0 | 0 | 0 | 0 | 0 | 0 | 0 | 0 | 0 | 0 | 0 | 0 | 0 | 0 | 0 | 0 | 0 | 0 | 0 |  | 0 | 0 | 0 | 0 | 0 | 0 | 0 | 0 | 0 | 0 | 0 | 0 | 0 | 0 | 0 | 0 | 0 | 0 | 0 | 0 | 0 | 0 | 0 | 0 | 0 | 0 | 0 | 0 | 0 | 0 | 0 | 0 | 0 | 0 | 0 | 0 | 0 | 0 | 0 | 0 | 0 | 0 | 0 | 0 | 0 | 0 | 0 | 0 | 0 | 0 | 0 | 0
SDGE | Murray | 69 | [12 empty] | 0 | 0 | 0 | 0 | 0 | 0 | 0 | 0 | 0 | 0 | 0 | 0 | 0 | 0 | 0 | 0 | 0 | 0 | 0 | 0 | 0 | 0 | 0 | 0 | 0 | 0 | 0 | 0 | 0 | 0 | 0 | 0 | 0 | 0 | 0 | 0 |  | 0 | 0 | 0 | 0 | 0 | 0 | 0 | 0 | 0 | 0 | 0 | 0 | 0 | 0 | 0 | 0 | 0 | 0 | 0 | 0 | 0 | 0 | 0 | 0 | 0 | 0 | 0 | 0 | 0 | 0 | 0 | 0 | 0 | 0 | 0 | 0 | 0 | 0 | 0 | 0 | 0 | 0 | 0 | 0 | 0 | 0 | 0 | 0 | 0 | 0 | 0 | 0
PG&E FRESNO | Mustang | 230 | [12 empty] | 300 | 180 | 0 | 0 | 310.707 | 0 | 0 | 0 | 0 | 0 | 0 | 0 | 300 | 180 | 0 | 0 | 310.707 | 0 | 0 | 0 | 0 | 0 | 0 | 0 | 300 | 180 | 0 | 0 | 310.707 | 0 | 0 | 0 | 0 | 0 | 0 | 0 |  | 300 | 180 | 0 | 0 | 310.707 | 0 | 0 | 0 | 0 | 0 | 0 | 0 | 300 | 180 | 0 | 0 | 310.707 | 0 | 0 | 0 | 0 | 0 | 0 | 0 | 300 | 180 | 0 | 0 | 310.707 | 0 | 0 | 0 | 0 | 0 | 0 | 0 | 0 | 0 | 0 | 0 | 0 | 0 | 0 | 0 | 0 | 0 | 0 | 0 | 0 | 0 | 0 | 0
SCE Northern | Neenach | 66 | [12 empty] | 66 | 66 | 0 | 0 | 0 | 0 | 0 | 0 | 0 | 0 | 0 | 0 | 66 | 66 | 0 | 0 | 0 | 0 | 0 | 0 | 0 | 0 | 0 | 0 | 66 | 66 | 0 | 0 | 0 | 0 | 0 | 0 | 0 | 0 | 0 | 0 |  | 66 | 23.3772 | 0 | 0 | 0 | 0 | 0 | 0 | 0 | 0 | 0 | 0 | 66 | 66 | 0 | 0 | 0 | 0 | 0 | 0 | 0 | 0 | 0 | 0 | 66 | 66 | 0 | 0 | 0 | 0 | 0 | 0 | 0 | 0 | 0 | 0 | 0 | 0 | 0 | 0 | 0 | 0 | 0 | 0 | 0 | 0 | 0 | 0 | 0 | 0 | 0 | 0
PG&E KERN | New Sub - Gates - Midway (Proposed) | 230 | [12 empty] | 23 | 0.5 | 0 | 0 | 60 | 0 | 0 | 0 | 0 | 0 | 0 | 0 | 434.3018 | 0.5 | 0 | 0 | 470 | 0 | 0 | 0 | 0 | 0 | 0 | 0 | 434.3018 | 0.5 | 0 | 0 | 470 | 0 | 0 | 0 | 0 | 0 | 0 | 0 |  | 261.5 | 0.5 | 0 | 0 | 60 | 0 | 0 | 0 | 0 | 0 | 0 | 0 | 23 | 0.5 | 0 | 0 | 60 | 0 | 0 | 0 | 0 | 0 | 0 | 0 | 23 | 0.5 | 0 | 0 | 60 | 0 | 0 | 0 | 0 | 0 | 0 | 0 | 0 | 0 | 0 | 0 | 0 | 0 | 0 | 0 | 0 | 0 | 0 | 0 | 0 | 0 | 0 | 0
PG&E KERN | New Sub - Gates - Templeton (Proposed) | 230 | [12 empty] | 300.951 | 285 | 0 | 0 | 303.678 | 0 | 0 | 0 | 0 | 0 | 0 | 0 | 300.951 | 285 | 0 | 0 | 303.678 | 0 | 0 | 0 | 0 | 0 | 0 | 0 | 300.951 | 285 | 0 | 0 | 303.678 | 0 | 0 | 0 | 0 | 0 | 0 | 0 |  | 0 | 0 | 0 | 0 | 0 | 0 | 0 | 0 | 0 | 0 | 0 | 0 | 0 | 0 | 0 | 0 | 0 | 0 | 0 | 0 | 0 | 0 | 0 | 0 | 0 | 0 | 0 | 0 | 0 | 0 | 0 | 0 | 0 | 0 | 0 | 0 | 0 | 0 | 0 | 0 | 0 | 0 | 0 | 0 | 0 | 0 | 0 | 0 | 0 | 0 | 0 | 0
SCE NOL | New Sub - Kramer - Lugo (Proposed) | 230 | [12 empty] | 0 | 0 | 0 | 0 | 0 | 0 | 0 | 0 | 0 | 0 | 0 | 0 | 408.12 | 280 | 0 | 0 | 0 | 0 | 0 | 0 | 0 | 0 | 0 | 0 | 408.12 | 280 | 0 | 0 | 0 | 0 | 0 | 0 | 0 | 0 | 0 | 0 |  | 0 | 0 | 0 | 0 | 0 | 0 | 0 | 0 | 0 | 0 | 0 | 0 | 0 | 0 | 0 | 0 | 0 | 0 | 0 | 0 | 0 | 0 | 0 | 0 | 0 | 0 | 0 | 0 | 0 | 0 | 0 | 0 | 0 | 0 | 0 | 0 | 0 | 0 | 0 | 0 | 0 | 0 | 0 | 0 | 0 | 0 | 0 | 0 | 0 | 0 | 0 | 0
PG&E FRESNO | New Sub - Los Banos - Midway (Proposed) | 500 | [12 empty] | 1182.384 | 1150 | 0 | 0 | 1182.384 | 0 | 0 | 0 | 0 | 0 | 0 | 0 | 1182.384 | 1150 | 0 | 0 | 1182.384 | 0 | 0 | 0 | 0 | 0 | 0 | 0 | 1182.384 | 1150 | 0 | 0 | 1182.384 | 0 | 0 | 0 | 0 | 0 | 0 | 0 |  | 0 | 0 | 0 | 0 | 0 | 0 | 0 | 0 | 0 | 0 | 0 | 0 | 0 | 0 | 0 | 0 | 0 | 0 | 0 | 0 | 0 | 0 | 0 | 0 | 0 | 0 | 0 | 0 | 0 | 0 | 0 | 0 | 0 | 0 | 0 | 0 | 0 | 0 | 0 | 0 | 0 | 0 | 0 | 0 | 0 | 0 | 0 | 0 | 0 | 0 | 0 | 0
SCE NOL | New Sub - Lugo - Pisgah (Proposed) | 230 | [12 empty] | 0 | 0 | 0 | 0 | 0 | 0 | 0 | 0 | 0 | 0 | 0 | 0 | 0 | 0 | 0 | 0 | 0 | 0 | 0 | 0 | 0 | 0 | 0 | 0 | 0 | 0 | 0 | 0 | 0 | 0 | 0 | 0 | 0 | 0 | 0 | 0 |  | 0 | 0 | 0 | 0 | 0 | 0 | 0 | 0 | 0 | 0 | 0 | 0 | 0 | 0 | 0 | 0 | 0 | 0 | 0 | 0 | 0 | 0 | 0 | 0 | 0 | 0 | 0 | 0 | 0 | 0 | 0 | 0 | 0 | 0 | 0 | 0 | 0 | 0 | 0 | 0 | 0 | 0 | 0 | 0 | 0 | 0 | 0 | 0 | 0 | 0 | 0 | 0
PG&E KERN | New Sub - Midway - Wheeler Ridge (Proposed) | 230 | [12 empty] | 0 | 0 | 0 | 0 | 102 | 0 | 0 | 0 | 0 | 0 | 0 | 0 | 0 | 0 | 0 | 0 | 102 | 0 | 0 | 0 | 0 | 0 | 0 | 0 | 0 | 0 | 0 | 0 | 102 | 0 | 0 | 0 | 0 | 0 | 0 | 0 |  | 0 | 0 | 0 | 0 | 152 | 0 | 0 | 0 | 0 | 0 | 0 | 0 | 0 | 0 | 0 | 0 | 102 | 0 | 0 | 0 | 0 | 0 | 0 | 0 | 0 | 0 | 0 | 0 | 102 | 0 | 0 | 0 | 0 | 0 | 0 | 0 | 0 | 0 | 0 | 0 | 0 | 0 | 0 | 0 | 0 | 0 | 0 | 0 | 0 | 0 | 0 | 0
PG&E NGBA | New Sub - Near existing Leavitt (PSREC) | 345 | [12 empty] | 0 | 0 | 0 | 0 | 0 | 0 | 0 | 0 | 0 | 0 | 0 | 0 | 0 | 0 | 0 | 0 | 0 | 0 | 0 | 0 | 0 | 0 | 0 | 0 | 0 | 0 | 0 | 0 | 0 | 0 | 0 | 0 | 0 | 0 | 0 | 0 |  | 0 | 0 | 0 | 0 | 0 | 0 | 0 | 0 | 0 | 0 | 0 | 0 | 0 | 0 | 0 | 0 | 0 | 0 | 0 | 0 | 0 | 0 | 0 | 0 | 0 | 0 | 0 | 0 | 0 | 0 | 0 | 0 | 0 | 0 | 0 | 0 | 0 | 0 | 0 | 0 | 0 | 0 | 0 | 0 | 0 | 0 | 0 | 0 | 0 | 0 | 0 | 0
PG&E NGBA | New Sub - Near existing Madeline (NVE) | 345 | [12 empty] | 0 | 0 | 0 | 0 | 0 | 0 | 0 | 0 | 0 | 0 | 0 | 0 | 0 | 0 | 0 | 0 | 0 | 0 | 0 | 0 | 0 | 0 | 0 | 0 | 0 | 0 | 0 | 0 | 0 | 0 | 0 | 0 | 0 | 0 | 0 | 0 |  | 0 | 0 | 0 | 0 | 0 | 0 | 0 | 0 | 0 | 0 | 0 | 0 | 0 | 0 | 0 | 0 | 0 | 0 | 0 | 0 | 0 | 0 | 0 | 0 | 0 | 0 | 0 | 0 | 0 | 0 | 0 | 0 | 0 | 0 | 0 | 0 | 0 | 0 | 0 | 0 | 0 | 0 | 0 | 0 | 0 | 0 | 0 | 0 | 0 | 0 | 0 | 0
SDGE | New Sub - North Gila - IV (Proposed) | 500 | [12 empty] | 0 | 0 | 0 | 0 | 0 | 0 | 0 | 0 | 0 | 0 | 0 | 0 | 1182.38 | 1150 | 0 | 0 | 1182.38 | 0 | 0 | 0 | 0 | 0 | 0 | 0 | 1182.38 | 1150 | 0 | 0 | 1182.38 | 0 | 0 | 0 | 0 | 0 | 0 | 0 |  | 0 | 0 | 0 | 0 | 0 | 0 | 0 | 0 | 0 | 0 | 0 | 0 | 0 | 0 | 0 | 0 | 0 | 0 | 0 | 0 | 0 | 0 | 0 | 0 | 0 | 0 | 0 | 0 | 0 | 0 | 0 | 0 | 0 | 0 | 0 | 0 | 0 | 0 | 0 | 0 | 0 | 0 | 0 | 0 | 0 | 0 | 0 | 0 | 0 | 0 | 0 | 0
PG&E NGBA | New Sub - Pit 1 - Cottonwood (Proposed) | 230 | [12 empty] | 0 | 0 | 0 | 0 | 0 | 0 | 0 | 0 | 206 | 200 | 0 | 0 | 0 | 0 | 0 | 0 | 0 | 0 | 0 | 0 | 206 | 200 | 0 | 0 | 0 | 0 | 0 | 0 | 0 | 0 | 0 | 0 | 206 | 200 | 0 | 0 |  | 0 | 0 | 0 | 0 | 0 | 0 | 0 | 0 | 206 | 200 | 0 | 0 | 0 | 0 | 0 | 0 | 0 | 0 | 0 | 0 | 206 | 200 | 0 | 0 | 0 | 0 | 0 | 0 | 0 | 0 | 0 | 0 | 206 | 200 | 0 | 0 | 0 | 0 | 0 | 0 | 0 | 0 | 0 | 0 | 0 | 0 | 0 | 0 | 0 | 0 | 0 | 0
PG&E GBA | New Sub - Rancho Seco - Bellota (Proposed) | 230 | [12 empty] | 0 | 0 | 0 | 0 | 0 | 0 | 0 | 0 | 0 | 0 | 0 | 0 | 0 | 0 | 0 | 0 | 0 | 0 | 0 | 0 | 0 | 0 | 0 | 0 | 0 | 0 | 0 | 0 | 0 | 0 | 0 | 0 | 0 | 0 | 0 | 0 |  | 0 | 0 | 0 | 0 | 0 | 0 | 0 | 0 | 0 | 0 | 0 | 0 | 0 | 0 | 0 | 0 | 0 | 0 | 0 | 0 | 0 | 0 | 0 | 0 | 0 | 0 | 0 | 0 | 0 | 0 | 0 | 0 | 0 | 0 | 0 | 0 | 0 | 0 | 0 | 0 | 0 | 0 | 0 | 0 | 0 | 0 | 0 | 0 | 0 | 0 | 0 | 0
SDGE | New Sub - Suncrest - Ocotillo (Proposed) | 500 | [12 empty] | 0 | 0 | 0 | 0 | 0 | 0 | 0 | 0 | 400 | 0 | 0 | 0 | 313.9193 | 0 | 0 | 0 | 0 | 0 | 0 | 0 | 505.8 | 0 | 0 | 0 | 313.9193 | 0 | 0 | 0 | 0 | 0 | 0 | 0 | 505.8 | 0 | 0 | 0 |  | 0 | 0 | 0 | 0 | 0 | 0 | 0 | 0 | 0 | 0 | 0 | 0 | 0 | 0 | 0 | 0 | 0 | 0 | 0 | 0 | 0 | 0 | 0 | 0 | 0 | 0 | 0 | 0 | 0 | 0 | 0 | 0 | 0 | 0 | 0 | 0 | 0 | 0 | 0 | 0 | 0 | 0 | 0 | 0 | 0 | 0 | 0 | 0 | 0 | 0 | 0 | 0
PG&E FRESNO | New Sub - Westley - Quinto (Proposed) | 230 | [12 empty] | 523.6878 | 450 | 0 | 0 | 158.9783 | 0 | 0 | 0 | 0 | 0 | 0 | 0 | 523.6878 | 450 | 0 | 0 | 158.9783 | 0 | 0 | 0 | 0 | 0 | 0 | 0 | 523.6878 | 450 | 0 | 0 | 158.9783 | 0 | 0 | 0 | 0 | 0 | 0 | 0 |  | 0 | 0 | 0 | 0 | 0 | 0 | 0 | 0 | 0 | 0 | 0 | 0 | 158.5678 | 150 | 0 | 0 | 158.9783 | 0 | 0 | 0 | 0 | 0 | 0 | 0 | 158.5678 | 150 | 0 | 0 | 158.9783 | 0 | 0 | 0 | 0 | 0 | 0 | 0 | 0 | 0 | 0 | 0 | 0 | 0 | 0 | 0 | 0 | 0 | 0 | 0 | 0 | 0 | 0 | 0
PG&E GBA | Newark | 115 | [12 empty] | 0 | 0 | 0 | 0 | 0 | 0 | 0 | 0 | 0 | 0 | 0 | 0 | 0 | 0 | 0 | 0 | 0 | 0 | 0 | 0 | 0 | 0 | 0 | 0 | 0 | 0 | 0 | 0 | 0 | 0 | 0 | 0 | 0 | 0 | 0 | 0 |  | 0 | 0 | 0 | 0 | 0 | 0 | 0 | 0 | 0 | 0 | 0 | 0 | 0 | 0 | 0 | 0 | 0 | 0 | 0 | 0 | 0 | 0 | 0 | 0 | 0 | 0 | 0 | 0 | 0 | 0 | 0 | 0 | 0 | 0 | 0 | 0 | 0 | 0 | 0 | 0 | 0 | 0 | 0 | 0 | 0 | 0 | 0 | 0 | 0 | 0 | 0 | 0
PG&E GBA | Newark | 230 | [12 empty] | 0 | 0 | 0 | 0 | 0 | 0 | 0 | 0 | 0 | 0 | 0 | 0 | 252 | 180 | 0 | 0 | 0 | 0 | 0 | 0 | 0 | 0 | 0 | 0 | 252 | 180 | 0 | 0 | 0 | 0 | 0 | 0 | 0 | 0 | 0 | 0 |  | 0 | 0 | 0 | 0 | 0 | 0 | 0 | 0 | 0 | 0 | 0 | 0 | 0 | 0 | 0 | 0 | 0 | 0 | 0 | 0 | 0 | 0 | 0 | 0 | 0 | 0 | 0 | 0 | 0 | 0 | 0 | 0 | 0 | 0 | 0 | 0 | 0 | 0 | 0 | 0 | 0 | 0 | 0 | 0 | 0 | 0 | 0 | 0 | 0 | 0 | 0 | 0
PG&E GBA | Newark | 60 | [12 empty] | 0 | 0 | 0 | 0 | 0 | 0 | 0 | 0 | 0 | 0 | 0 | 0 | 0 | 0 | 0 | 0 | 0 | 0 | 0 | 0 | 0 | 0 | 0 | 0 | 0 | 0 | 0 | 0 | 0 | 0 | 0 | 0 | 0 | 0 | 0 | 0 |  | 0 | 0 | 0 | 0 | 0 | 0 | 0 | 0 | 0 | 0 | 0 | 0 | 0 | 0 | 0 | 0 | 0 | 0 | 0 | 0 | 0 | 0 | 0 | 0 | 0 | 0 | 0 | 0 | 0 | 0 | 0 | 0 | 0 | 0 | 0 | 0 | 0 | 0 | 0 | 0 | 0 | 0 | 0 | 0 | 0 | 0 | 0 | 0 | 0 | 0 | 0 | 0
PG&E FRESNO | Newhall | 115 | [12 empty] | 0 | 0 | 0 | 0 | 0 | 0 | 0 | 0 | 0 | 0 | 0 | 0 | 0 | 0 | 0 | 0 | 0 | 0 | 0 | 0 | 0 | 0 | 0 | 0 | 0 | 0 | 0 | 0 | 0 | 0 | 0 | 0 | 0 | 0 | 0 | 0 |  | 0 | 0 | 0 | 0 | 0 | 0 | 0 | 0 | 0 | 0 | 0 | 0 | 0 | 0 | 0 | 0 | 0 | 0 | 0 | 0 | 0 | 0 | 0 | 0 | 0 | 0 | 0 | 0 | 0 | 0 | 0 | 0 | 0 | 0 | 0 | 0 | 0 | 0 | 0 | 0 | 0 | 0 | 0 | 0 | 0 | 0 | 0 | 0 | 0 | 0 | 0 | 0
PG&E KERN | Norco | 115 | [12 empty] | 0 | 0 | 0 | 0 | 0 | 0 | 0 | 0 | 0 | 0 | 0 | 0 | 0 | 0 | 0 | 0 | 0 | 0 | 0 | 0 | 0 | 0 | 0 | 0 | 0 | 0 | 0 | 0 | 0 | 0 | 0 | 0 | 0 | 0 | 0 | 0 |  | 0 | 0 | 0 | 0 | 0 | 0 | 0 | 0 | 0 | 0 | 0 | 0 | 0 | 0 | 0 | 0 | 0 | 0 | 0 | 0 | 0 | 0 | 0 | 0 | 0 | 0 | 0 | 0 | 0 | 0 | 0 | 0 | 0 | 0 | 0 | 0 | 0 | 0 | 0 | 0 | 0 | 0 | 0 | 0 | 0 | 0 | 0 | 0 | 0 | 0 | 0 | 0
PG&E GBA | Nortech | 115 | [12 empty] | 0 | 0 | 0 | 0 | 0 | 0 | 0 | 0 | 0 | 0 | 0 | 0 | 0 | 0 | 0 | 0 | 0 | 0 | 0 | 0 | 0 | 0 | 0 | 0 | 0 | 0 | 0 | 0 | 0 | 0 | 0 | 0 | 0 | 0 | 0 | 0 |  | 0 | 0 | 0 | 0 | 0 | 0 | 0 | 0 | 0 | 0 | 0 | 0 | 0 | 0 | 0 | 0 | 0 | 0 | 0 | 0 | 0 | 0 | 0 | 0 | 0 | 0 | 0 | 0 | 0 | 0 | 0 | 0 | 0 | 0 | 0 | 0 | 0 | 0 | 0 | 0 | 0 | 0 | 0 | 0 | 0 | 0 | 0 | 0 | 0 | 0 | 0 | 0
SDGE | North City Metering | 138 | [12 empty] | 0 | 0 | 0 | 0 | 0 | 0 | 0 | 0 | 0 | 0 | 0 | 0 | 0 | 0 | 0 | 0 | 0 | 0 | 0 | 0 | 0 | 0 | 0 | 0 | 0 | 0 | 0 | 0 | 0 | 0 | 0 | 0 | 0 | 0 | 0 | 0 |  | 0 | 0 | 0 | 0 | 0 | 0 | 0 | 0 | 0 | 0 | 0 | 0 | 0 | 0 | 0 | 0 | 0 | 0 | 0 | 0 | 0 | 0 | 0 | 0 | 0 | 0 | 0 | 0 | 0 | 0 | 0 | 0 | 0 | 0 | 0 | 0 | 0 | 0 | 0 | 0 | 0 | 0 | 0 | 0 | 0 | 0 | 0 | 0 | 0 | 0 | 0 | 0
PG&E GBA | North Dublin | 230 | [12 empty] | 0 | 0 | 0 | 0 | 0 | 0 | 0 | 0 | 0 | 0 | 0 | 0 | 0 | 0 | 0 | 0 | 0 | 0 | 0 | 0 | 0 | 0 | 0 | 0 | 0 | 0 | 0 | 0 | 0 | 0 | 0 | 0 | 0 | 0 | 0 | 0 |  | 0 | 0 | 0 | 0 | 0 | 0 | 0 | 0 | 0 | 0 | 0 | 0 | 0 | 0 | 0 | 0 | 0 | 0 | 0 | 0 | 0 | 0 | 0 | 0 | 0 | 0 | 0 | 0 | 0 | 0 | 0 | 0 | 0 | 0 | 0 | 0 | 0 | 0 | 0 | 0 | 0 | 0 | 0 | 0 | 0 | 0 | 0 | 0 | 0 | 0 | 0 | 0
SDGE | North Gila | 500 | [12 empty] | 0 | 0 | 0 | 0 | 0 | 0 | 0 | 0 | 0 | 0 | 0 | 0 | 0 | 0 | 0 | 0 | 0 | 0 | 0 | 0 | 0 | 0 | 0 | 0 | 0 | 0 | 0 | 0 | 0 | 0 | 0 | 0 | 0 | 0 | 0 | 0 |  | 0 | 0 | 0 | 0 | 0 | 0 | 0 | 0 | 0 | 0 | 0 | 0 | 0 | 0 | 0 | 0 | 0 | 0 | 0 | 0 | 0 | 0 | 0 | 0 | 0 | 0 | 0 | 0 | 0 | 0 | 0 | 0 | 0 | 0 | 0 | 0 | 0 | 0 | 0 | 0 | 0 | 0 | 0 | 0 | 0 | 0 | 0 | 0 | 0 | 0 | 0 | 0
SCE Metro | North of SONGS | 230 | [12 empty] | 0 | 0 | 0 | 0 | 0 | 0 | 0 | 0 | 0 | 0 | 0 | 0 | 0 | 0 | 0 | 0 | 0 | 0 | 0 | 0 | 0 | 0 | 0 | 0 | 0 | 0 | 0 | 0 | 0 | 0 | 0 | 0 | 0 | 0 | 0 | 0 |  | 0 | 0 | 0 | 0 | 0 | 0 | 0 | 0 | 0 | 0 | 0 | 0 | 0 | 0 | 0 | 0 | 0 | 0 | 0 | 0 | 0 | 0 | 0 | 0 | 0 | 0 | 0 | 0 | 0 | 0 | 0 | 0 | 0 | 0 | 0 | 0 | 0 | 0 | 0 | 0 | 0 | 0 | 0 | 0 | 0 | 0 | 0 | 0 | 0 | 0 | 0 | 0
SCE Metro | North of SONGS | 500 | [12 empty] | 0 | 0 | 0 | 0 | 0 | 0 | 0 | 0 | 0 | 0 | 0 | 0 | 0 | 0 | 0 | 0 | 0 | 0 | 0 | 0 | 0 | 0 | 0 | 0 | 0 | 0 | 0 | 0 | 0 | 0 | 0 | 0 | 0 | 0 | 0 | 0 |  | 0 | 0 | 0 | 0 | 0 | 0 | 0 | 0 | 0 | 0 | 0 | 0 | 0 | 0 | 0 | 0 | 0 | 0 | 0 | 0 | 0 | 0 | 0 | 0 | 0 | 0 | 0 | 0 | 0 | 0 | 0 | 0 | 0 | 0 | 0 | 0 | 0 | 0 | 0 | 0 | 0 | 0 | 0 | 0 | 0 | 0 | 0 | 0 | 0 | 0 | 0 | 0
PG&E NGBA | Notre Dame | 115 | [12 empty] | 0 | 0 | 0 | 0 | 0 | 0 | 0 | 0 | 0 | 0 | 0 | 0 | 0 | 0 | 0 | 0 | 0 | 0 | 0 | 0 | 0 | 0 | 0 | 0 | 0 | 0 | 0 | 0 | 0 | 0 | 0 | 0 | 0 | 0 | 0 | 0 |  | 0 | 0 | 0 | 0 | 0 | 0 | 0 | 0 | 0 | 0 | 0 | 0 | 0 | 0 | 0 | 0 | 0 | 0 | 0 | 0 | 0 | 0 | 0 | 0 | 0 | 0 | 0 | 0 | 0 | 0 | 0 | 0 | 0 | 0 | 0 | 0 | 0 | 0 | 0 | 0 | 0 | 0 | 0 | 0 | 0 | 0 | 0 | 0 | 0 | 0 | 0 | 0
PG&E GBA | Oakland C | 115 | [12 empty] | 0 | 0 | 0 | 0 | 0 | 0 | 0 | 0 | 0 | 0 | 0 | 0 | 75.6 | 0 | 0 | 0 | 0 | 0 | 0 | 0 | 0 | 0 | 0 | 0 | 75.6 | 0 | 0 | 0 | 0 | 0 | 0 | 0 | 0 | 0 | 0 | 0 |  | 0 | 0 | 0 | 0 | 0 | 0 | 0 | 0 | 0 | 0 | 0 | 0 | 75.6 | 0 | 0 | 0 | 0 | 0 | 0 | 0 | 0 | 0 | 0 | 0 | 75.6 | 0 | 0 | 0 | 0 | 0 | 0 | 0 | 0 | 0 | 0 | 0 | 0 | 0 | 0 | 0 | 0 | 0 | 0 | 0 | 0 | 0 | 0 | 0 | 0 | 0 | 0 | 0
PG&E GBA | Oakland J | 115 | [12 empty] | 0 | 0 | 0 | 0 | 0 | 0 | 0 | 0 | 0 | 0 | 0 | 0 | 50 | 50 | 0 | 0 | 0 | 0 | 0 | 0 | 0 | 0 | 0 | 0 | 50 | 50 | 0 | 0 | 0 | 0 | 0 | 0 | 0 | 0 | 0 | 0 |  | 0 | 0 | 0 | 0 | 0 | 0 | 0 | 0 | 0 | 0 | 0 | 0 | 50 | 50 | 0 | 0 | 0 | 0 | 0 | 0 | 0 | 0 | 0 | 0 | 50 | 50 | 0 | 0 | 0 | 0 | 0 | 0 | 0 | 0 | 0 | 0 | 0 | 0 | 0 | 0 | 0 | 0 | 0 | 0 | 0 | 0 | 0 | 0 | 0 | 0 | 0 | 0
PG&E GBA | Oakland L | 115 | [12 empty] | 0 | 0 | 0 | 0 | 0 | 0 | 0 | 0 | 0 | 0 | 0 | 0 | 0 | 0 | 0 | 0 | 0 | 0 | 0 | 0 | 0 | 0 | 0 | 0 | 0 | 0 | 0 | 0 | 0 | 0 | 0 | 0 | 0 | 0 | 0 | 0 |  | 0 | 0 | 0 | 0 | 0 | 0 | 0 | 0 | 0 | 0 | 0 | 0 | 0 | 0 | 0 | 0 | 0 | 0 | 0 | 0 | 0 | 0 | 0 | 0 | 0 | 0 | 0 | 0 | 0 | 0 | 0 | 0 | 0 | 0 | 0 | 0 | 0 | 0 | 0 | 0 | 0 | 0 | 0 | 0 | 0 | 0 | 0 | 0 | 0 | 0 | 0 | 0
PG&E GBA | Oakland X | 115 | [12 empty] | 0 | 0 | 0 | 0 | 0 | 0 | 0 | 0 | 0 | 0 | 0 | 0 | 0 | 0 | 0 | 0 | 0 | 0 | 0 | 0 | 0 | 0 | 0 | 0 | 0 | 0 | 0 | 0 | 0 | 0 | 0 | 0 | 0 | 0 | 0 | 0 |  | 0 | 0 | 0 | 0 | 0 | 0 | 0 | 0 | 0 | 0 | 0 | 0 | 0 | 0 | 0 | 0 | 0 | 0 | 0 | 0 | 0 | 0 | 0 | 0 | 0 | 0 | 0 | 0 | 0 | 0 | 0 | 0 | 0 | 0 | 0 | 0 | 0 | 0 | 0 | 0 | 0 | 0 | 0 | 0 | 0 | 0 | 0 | 0 | 0 | 0 | 0 | 0
SDGE | Ocean Ranch | 69 | [12 empty] | 0 | 0 | 0 | 0 | 0 | 0 | 0 | 0 | 0 | 0 | 0 | 0 | 105 | 0 | 0 | 0 | 0 | 0 | 0 | 0 | 0 | 0 | 0 | 0 | 105 | 0 | 0 | 0 | 0 | 0 | 0 | 0 | 0 | 0 | 0 | 0 |  | 0 | 0 | 0 | 0 | 0 | 0 | 0 | 0 | 0 | 0 | 0 | 0 | 105 | 0 | 0 | 0 | 0 | 0 | 0 | 0 | 0 | 0 | 0 | 0 | 105 | 0 | 0 | 0 | 0 | 0 | 0 | 0 | 0 | 0 | 0 | 0 | 0 | 0 | 0 | 0 | 0 | 0 | 0 | 0 | 0 | 0 | 0 | 0 | 0 | 0 | 0 | 0
PG&E KERN | Oceano | 115 | [12 empty] | 0 | 0 | 0 | 0 | 0 | 0 | 0 | 0 | 0 | 0 | 0 | 0 | 0 | 0 | 0 | 0 | 0 | 0 | 0 | 0 | 0 | 0 | 0 | 0 | 0 | 0 | 0 | 0 | 0 | 0 | 0 | 0 | 0 | 0 | 0 | 0 |  | 0 | 0 | 0 | 0 | 0 | 0 | 0 | 0 | 0 | 0 | 0 | 0 | 0 | 0 | 0 | 0 | 0 | 0 | 0 | 0 | 0 | 0 | 0 | 0 | 0 | 0 | 0 | 0 | 0 | 0 | 0 | 0 | 0 | 0 | 0 | 0 | 0 | 0 | 0 | 0 | 0 | 0 | 0 | 0 | 0 | 0 | 0 | 0 | 0 | 0 | 0 | 0
SDGE | Ocotillo Express | 500 | [12 empty] | 0 | 0 | 0 | 0 | 0 | 0 | 0 | 0 | 0 | 0 | 0 | 0 | 0 | 0 | 0 | 0 | 0 | 0 | 0 | 0 | 0 | 0 | 0 | 0 | 0 | 0 | 0 | 0 | 0 | 0 | 0 | 0 | 0 | 0 | 0 | 0 |  | 0 | 0 | 0 | 0 | 0 | 0 | 0 | 0 | 0 | 0 | 0 | 0 | 0 | 0 | 0 | 0 | 0 | 0 | 0 | 0 | 0 | 0 | 0 | 0 | 0 | 0 | 0 | 0 | 0 | 0 | 0 | 0 | 0 | 0 | 0 | 0 | 0 | 0 | 0 | 0 | 0 | 0 | 0 | 0 | 0 | 0 | 0 | 0 | 0 | 0 | 0 | 0
PG&E KERN | Old River | 70 | [12 empty] | 0 | 0 | 0 | 0 | 0 | 0 | 0 | 0 | 0 | 0 | 0 | 0 | 0 | 0 | 0 | 0 | 0 | 0 | 0 | 0 | 0 | 0 | 0 | 0 | 0 | 0 | 0 | 0 | 0 | 0 | 0 | 0 | 0 | 0 | 0 | 0 |  | 0 | 0 | 0 | 0 | 0 | 0 | 0 | 0 | 0 | 0 | 0 | 0 | 0 | 0 | 0 | 0 | 0 | 0 | 0 | 0 | 0 | 0 | 0 | 0 | 0 | 0 | 0 | 0 | 0 | 0 | 0 | 0 | 0 | 0 | 0 | 0 | 0 | 0 | 0 | 0 | 0 | 0 | 0 | 0 | 0 | 0 | 0 | 0 | 0 | 0 | 0 | 0
SDGE | Old Town | 230 | [12 empty] | 0 | 0 | 0 | 0 | 0 | 0 | 0 | 0 | 0 | 0 | 0 | 0 | 0 | 0 | 0 | 0 | 0 | 0 | 0 | 0 | 0 | 0 | 0 | 0 | 0 | 0 | 0 | 0 | 0 | 0 | 0 | 0 | 0 | 0 | 0 | 0 |  | 0 | 0 | 0 | 0 | 0 | 0 | 0 | 0 | 0 | 0 | 0 | 0 | 0 | 0 | 0 | 0 | 0 | 0 | 0 | 0 | 0 | 0 | 0 | 0 | 0 | 0 | 0 | 0 | 0 | 0 | 0 | 0 | 0 | 0 | 0 | 0 | 0 | 0 | 0 | 0 | 0 | 0 | 0 | 0 | 0 | 0 | 0 | 0 | 0 | 0 | 0 | 0
SCE Metro | Olinda | 230 | [12 empty] | 0 | 0 | 0 | 0 | 0 | 0 | 0 | 0 | 0 | 0 | 0 | 0 | 0 | 0 | 0 | 0 | 0 | 0 | 0 | 0 | 0 | 0 | 0 | 0 | 0 | 0 | 0 | 0 | 0 | 0 | 0 | 0 | 0 | 0 | 0 | 0 |  | 0 | 0 | 0 | 0 | 0 | 0 | 0 | 0 | 0 | 0 | 0 | 0 | 0 | 0 | 0 | 0 | 0 | 0 | 0 | 0 | 0 | 0 | 0 | 0 | 0 | 0 | 0 | 0 | 0 | 0 | 0 | 0 | 0 | 0 | 0 | 0 | 0 | 0 | 0 | 0 | 0 | 0 | 0 | 0 | 0 | 0 | 0 | 0 | 0 | 0 | 0 | 0
PG&E FRESNO | Olive | 115 | [12 empty] | 0 | 0 | 0 | 0 | 0 | 0 | 0 | 0 | 0 | 0 | 0 | 0 | 0 | 0 | 0 | 0 | 0 | 0 | 0 | 0 | 0 | 0 | 0 | 0 | 0 | 0 | 0 | 0 | 0 | 0 | 0 | 0 | 0 | 0 | 0 | 0 |  | 0 | 0 | 0 | 0 | 0 | 0 | 0 | 0 | 0 | 0 | 0 | 0 | 0 | 0 | 0 | 0 | 0 | 0 | 0 | 0 | 0 | 0 | 0 | 0 | 0 | 0 | 0 | 0 | 0 | 0 | 0 | 0 | 0 | 0 | 0 | 0 | 0 | 0 | 0 | 0 | 0 | 0 | 0 | 0 | 0 | 0 | 0 | 0 | 0 | 0 | 0 | 0
PG&E NGBA | Olivehurst | 115 | [12 empty] | 0 | 0 | 0 | 0 | 0 | 0 | 0 | 0 | 0 | 0 | 0 | 0 | 0 | 0 | 0 | 0 | 0 | 0 | 0 | 0 | 0 | 0 | 0 | 0 | 0 | 0 | 0 | 0 | 0 | 0 | 0 | 0 | 0 | 0 | 0 | 0 |  | 0 | 0 | 0 | 0 | 0 | 0 | 0 | 0 | 0 | 0 | 0 | 0 | 0 | 0 | 0 | 0 | 0 | 0 | 0 | 0 | 0 | 0 | 0 | 0 | 0 | 0 | 0 | 0 | 0 | 0 | 0 | 0 | 0 | 0 | 0 | 0 | 0 | 0 | 0 | 0 | 0 | 0 | 0 | 0 | 0 | 0 | 0 | 0 | 0 | 0 | 0 | 0
PG&E NGBA | Oregon Trail | 60 | [12 empty] | 0 | 0 | 0 | 0 | 0 | 0 | 0 | 0 | 0 | 0 | 0 | 0 | 0 | 0 | 0 | 0 | 0 | 0 | 0 | 0 | 0 | 0 | 0 | 0 | 0 | 0 | 0 | 0 | 0 | 0 | 0 | 0 | 0 | 0 | 0 | 0 |  | 0 | 0 | 0 | 0 | 0 | 0 | 0 | 0 | 0 | 0 | 0 | 0 | 0 | 0 | 0 | 0 | 0 | 0 | 0 | 0 | 0 | 0 | 0 | 0 | 0 | 0 | 0 | 0 | 0 | 0 | 0 | 0 | 0 | 0 | 0 | 0 | 0 | 0 | 0 | 0 | 0 | 0 | 0 | 0 | 0 | 0 | 0 | 0 | 0 | 0 | 0 | 0
SCE Northern | Ormond Beach | 230 | [12 empty] | 0 | 0 | 0 | 0 | 0 | 0 | 0 | 0 | 0 | 0 | 0 | 0 | 0 | 0 | 0 | 0 | 0 | 0 | 0 | 0 | 0 | 0 | 0 | 0 | 0 | 0 | 0 | 0 | 0 | 0 | 0 | 0 | 0 | 0 | 0 | 0 |  | 0 | 0 | 0 | 0 | 0 | 0 | 0 | 0 | 0 | 0 | 0 | 0 | 0 | 0 | 0 | 0 | 0 | 0 | 0 | 0 | 0 | 0 | 0 | 0 | 0 | 0 | 0 | 0 | 0 | 0 | 0 | 0 | 0 | 0 | 0 | 0 | 0 | 0 | 0 | 0 | 0 | 0 | 0 | 0 | 0 | 0 | 0 | 0 | 0 | 0 | 0 | 0
PG&E FRESNO | Oro Loma | 115 | [12 empty] | 0 | 0 | 0 | 0 | 0 | 0 | 0 | 0 | 0 | 0 | 0 | 0 | 0 | 0 | 0 | 0 | 0 | 0 | 0 | 0 | 0 | 0 | 0 | 0 | 0 | 0 | 0 | 0 | 0 | 0 | 0 | 0 | 0 | 0 | 0 | 0 |  | 0 | 0 | 0 | 0 | 0 | 0 | 0 | 0 | 0 | 0 | 0 | 0 | 0 | 0 | 0 | 0 | 0 | 0 | 0 | 0 | 0 | 0 | 0 | 0 | 0 | 0 | 0 | 0 | 0 | 0 | 0 | 0 | 0 | 0 | 0 | 0 | 102.7 | 0 | 102.7 | 0 | 0 | 0 | 0 | 102.7 | 102.7 | 0 | 102.7 | 0 | 0 | 0 | 0 | 0
PG&E FRESNO | Oro Loma | 70 | [12 empty] | 0 | 0 | 0 | 0 | 0 | 0 | 0 | 0 | 0 | 0 | 0 | 0 | 0 | 0 | 0 | 0 | 0 | 0 | 0 | 0 | 0 | 0 | 0 | 0 | 0 | 0 | 0 | 0 | 0 | 0 | 0 | 0 | 0 | 0 | 0 | 0 |  | 0 | 0 | 0 | 0 | 0 | 0 | 0 | 0 | 0 | 0 | 0 | 0 | 0 | 0 | 0 | 0 | 0 | 0 | 0 | 0 | 0 | 0 | 0 | 0 | 0 | 0 | 0 | 0 | 0 | 0 | 0 | 0 | 0 | 0 | 0 | 0 | 103.226 | 0 | 103.226 | 0 | 0 | 0 | 0 | 103.226 | 0 | 0 | 0 | 0 | 0 | 0 | 0 | 0
PG&E FRESNO | Orosi | 70 | [12 empty] | 0 | 0 | 0 | 0 | 0 | 0 | 0 | 0 | 0 | 0 | 0 | 0 | 0 | 0 | 0 | 0 | 0 | 0 | 0 | 0 | 0 | 0 | 0 | 0 | 0 | 0 | 0 | 0 | 0 | 0 | 0 | 0 | 0 | 0 | 0 | 0 |  | 0 | 0 | 0 | 0 | 0 | 0 | 0 | 0 | 0 | 0 | 0 | 0 | 0 | 0 | 0 | 0 | 0 | 0 | 0 | 0 | 0 | 0 | 0 | 0 | 0 | 0 | 0 | 0 | 0 | 0 | 0 | 0 | 0 | 0 | 0 | 0 | 0 | 0 | 0 | 0 | 0 | 0 | 0 | 0 | 0 | 0 | 0 | 0 | 0 | 0 | 0 | 0
SDGE | Otay | 69 | [12 empty] | 0 | 0 | 0 | 0 | 0 | 0 | 0 | 0 | 0 | 0 | 0 | 0 | 0 | 0 | 0 | 0 | 0 | 0 | 0 | 0 | 0 | 0 | 0 | 0 | 0 | 0 | 0 | 0 | 0 | 0 | 0 | 0 | 0 | 0 | 0 | 0 |  | 0 | 0 | 0 | 0 | 0 | 0 | 0 | 0 | 0 | 0 | 0 | 0 | 0 | 0 | 0 | 0 | 0 | 0 | 0 | 0 | 0 | 0 | 0 | 0 | 0 | 0 | 0 | 0 | 0 | 0 | 0 | 0 | 0 | 0 | 0 | 0 | 0 | 0 | 0 | 0 | 0 | 0 | 0 | 0 | 0 | 0 | 0 | 0 | 0 | 0 | 0 | 0
SDGE | Otay Mesa | 230 | [12 empty] | 312.96 | 0 | 0 | 0 | 0 | 0 | 0 | 0 | 0 | 0 | 0 | 0 | 882.21 | 0 | 0 | 0 | 0 | 0 | 0 | 0 | 0 | 0 | 0 | 0 | 882.21 | 0 | 0 | 0 | 0 | 0 | 0 | 0 | 0 | 0 | 0 | 0 |  | 312.96 | 0 | 0 | 0 | 0 | 0 | 0 | 0 | 0 | 0 | 0 | 0 | 312.96 | 0 | 0 | 0 | 0 | 0 | 0 | 0 | 0 | 0 | 0 | 0 | 312.96 | 0 | 0 | 0 | 0 | 0 | 0 | 0 | 0 | 0 | 0 | 0 | 0 | 0 | 0 | 0 | 0 | 0 | 0 | 0 | 0 | 0 | 0 | 0 | 0 | 0 | 0 | 0
PG&E FRESNO | Padre Flats SW STA | 230 | [12 empty] | 0 | 0 | 0 | 0 | 0 | 0 | 0 | 0 | 0 | 0 | 0 | 0 | 0 | 0 | 0 | 0 | 0 | 0 | 0 | 0 | 0 | 0 | 0 | 0 | 0 | 0 | 0 | 0 | 0 | 0 | 0 | 0 | 0 | 0 | 0 | 0 |  | 0 | 0 | 0 | 0 | 0 | 0 | 0 | 0 | 0 | 0 | 0 | 0 | 0 | 0 | 0 | 0 | 0 | 0 | 0 | 0 | 0 | 0 | 0 | 0 | 0 | 0 | 0 | 0 | 0 | 0 | 0 | 0 | 0 | 0 | 0 | 0 | 0 | 0 | 0 | 0 | 0 | 0 | 0 | 0 | 0 | 0 | 0 | 0 | 0 | 0 | 0 | 0
EOP | Pahrump | 138 | [12 empty] | 0 | 0 | 0 | 0 | 0 | 0 | 0 | 0 | 0 | 0 | 0 | 0 | 0 | 0 | 0 | 0 | 0 | 0 | 0 | 0 | 0 | 0 | 0 | 0 | 0 | 0 | 0 | 0 | 0 | 0 | 0 | 0 | 0 | 0 | 0 | 0 |  | 0 | 0 | 0 | 0 | 0 | 0 | 0 | 0 | 0 | 0 | 0 | 0 | 0 | 0 | 0 | 0 | 0 | 0 | 0 | 0 | 0 | 0 | 0 | 0 | 0 | 0 | 0 | 0 | 0 | 0 | 0 | 0 | 0 | 0 | 0 | 0 | 0 | 0 | 0 | 0 | 0 | 0 | 0 | 0 | 0 | 0 | 0 | 0 | 0 | 0 | 0 | 0
EOP | Pahrump | 230 | [12 empty] | 0 | 0 | 0 | 0 | 0 | 0 | 0 | 0 | 0 | 0 | 0 | 0 | 0 | 0 | 0 | 0 | 0 | 0 | 0 | 0 | 0 | 0 | 0 | 0 | 0 | 0 | 0 | 0 | 0 | 0 | 0 | 0 | 0 | 0 | 0 | 0 |  | 0 | 0 | 0 | 0 | 0 | 0 | 0 | 0 | 0 | 0 | 0 | 0 | 0 | 0 | 0 | 0 | 0 | 0 | 0 | 0 | 0 | 0 | 0 | 0 | 0 | 0 | 0 | 0 | 0 | 0 | 0 | 0 | 0 | 0 | 0 | 0 | 0 | 0 | 0 | 0 | 0 | 0 | 0 | 0 | 0 | 0 | 0 | 0 | 0 | 0 | 0 | 0
SDGE | Pala | 69 | [12 empty] | 0 | 0 | 0 | 0 | 0 | 0 | 0 | 0 | 0 | 0 | 0 | 0 | 0 | 0 | 0 | 0 | 0 | 0 | 0 | 0 | 0 | 0 | 0 | 0 | 0 | 0 | 0 | 0 | 0 | 0 | 0 | 0 | 0 | 0 | 0 | 0 |  | 0 | 0 | 0 | 0 | 0 | 0 | 0 | 0 | 0 | 0 | 0 | 0 | 0 | 0 | 0 | 0 | 0 | 0 | 0 | 0 | 0 | 0 | 0 | 0 | 0 | 0 | 0 | 0 | 0 | 0 | 0 | 0 | 0 | 0 | 0 | 0 | 0 | 0 | 0 | 0 | 0 | 0 | 0 | 0 | 0 | 0 | 0 | 0 | 0 | 0 | 0 | 0
PG&E NGBA | Palermo | 115 | [12 empty] | 0 | 0 | 0 | 0 | 0 | 0 | 0 | 0 | 0 | 0 | 0 | 0 | 0 | 0 | 0 | 0 | 0 | 0 | 0 | 0 | 0 | 0 | 0 | 0 | 0 | 0 | 0 | 0 | 0 | 0 | 0 | 0 | 0 | 0 | 0 | 0 |  | 0 | 0 | 0 | 0 | 0 | 0 | 0 | 0 | 0 | 0 | 0 | 0 | 0 | 0 | 0 | 0 | 0 | 0 | 0 | 0 | 0 | 0 | 0 | 0 | 0 | 0 | 0 | 0 | 0 | 0 | 0 | 0 | 0 | 0 | 0 | 0 | 0 | 0 | 0 | 0 | 0 | 0 | 0 | 0 | 0 | 0 | 0 | 0 | 0 | 0 | 0 | 0
PG&E NGBA | Palermo | 230 | [12 empty] | 0 | 0 | 0 | 0 | 0 | 0 | 0 | 0 | 0 | 0 | 0 | 0 | 0 | 0 | 0 | 0 | 0 | 0 | 0 | 0 | 0 | 0 | 0 | 0 | 0 | 0 | 0 | 0 | 0 | 0 | 0 | 0 | 0 | 0 | 0 | 0 |  | 0 | 0 | 0 | 0 | 0 | 0 | 0 | 0 | 0 | 0 | 0 | 0 | 0 | 0 | 0 | 0 | 0 | 0 | 0 | 0 | 0 | 0 | 0 | 0 | 0 | 0 | 0 | 0 | 0 | 0 | 0 | 0 | 0 | 0 | 0 | 0 | 0 | 0 | 0 | 0 | 0 | 0 | 0 | 0 | 0 | 0 | 0 | 0 | 0 | 0 | 0 | 0
SCE Eastern | Palo Verde | 500 | [12 empty] | 0 | 0 | 0 | 0 | 0 | 0 | 0 | 0 | 0 | 0 | 0 | 0 | 0 | 0 | 0 | 0 | 0 | 0 | 0 | 0 | 0 | 0 | 0 | 0 | 0 | 0 | 0 | 0 | 0 | 0 | 0 | 0 | 0 | 0 | 0 | 0 |  | 0 | 0 | 0 | 0 | 0 | 0 | 0 | 0 | 0 | 0 | 0 | 0 | 0 | 0 | 0 | 0 | 0 | 0 | 0 | 0 | 0 | 0 | 0 | 0 | 0 | 0 | 0 | 0 | 0 | 0 | 0 | 0 | 0 | 0 | 0 | 0 | 0 | 0 | 0 | 0 | 0 | 0 | 0 | 0 | 0 | 0 | 0 | 0 | 0 | 0 | 0 | 0
SDGE | Palomar Energy | 230 | [12 empty] | 0 | 0 | 0 | 0 | 0 | 0 | 0 | 0 | 0 | 0 | 0 | 0 | 0 | 0 | 0 | 0 | 0 | 0 | 0 | 0 | 0 | 0 | 0 | 0 | 0 | 0 | 0 | 0 | 0 | 0 | 0 | 0 | 0 | 0 | 0 | 0 |  | 0 | 0 | 0 | 0 | 0 | 0 | 0 | 0 | 0 | 0 | 0 | 0 | 0 | 0 | 0 | 0 | 0 | 0 | 0 | 0 | 0 | 0 | 0 | 0 | 0 | 0 | 0 | 0 | 0 | 0 | 0 | 0 | 0 | 0 | 0 | 0 | 0 | 0 | 0 | 0 | 0 | 0 | 0 | 0 | 0 | 0 | 0 | 0 | 0 | 0 | 0 | 0
PG&E KERN | Panama | 70 | [12 empty] | 0 | 0 | 0 | 0 | 0 | 0 | 0 | 0 | 0 | 0 | 0 | 0 | 0 | 0 | 0 | 0 | 0 | 0 | 0 | 0 | 0 | 0 | 0 | 0 | 0 | 0 | 0 | 0 | 0 | 0 | 0 | 0 | 0 | 0 | 0 | 0 |  | 0 | 0 | 0 | 0 | 0 | 0 | 0 | 0 | 0 | 0 | 0 | 0 | 0 | 0 | 0 | 0 | 0 | 0 | 0 | 0 | 0 | 0 | 0 | 0 | 0 | 0 | 0 | 0 | 0 | 0 | 0 | 0 | 0 | 0 | 0 | 0 | 0 | 0 | 0 | 0 | 0 | 0 | 0 | 0 | 0 | 0 | 0 | 0 | 0 | 0 | 0 | 0
PG&E FRESNO | Panoche | 115 | [12 empty] | 119.9 | 119.9 | 0 | 0 | 0 | 0 | 0 | 0 | 0 | 0 | 0 | 0 | 124.9 | 119.9 | 0 | 0 | 0 | 0 | 0 | 0 | 0 | 0 | 0 | 0 | 124.9 | 119.9 | 0 | 0 | 0 | 0 | 0 | 0 | 0 | 0 | 0 | 0 |  | 119.9 | 119.9 | 0 | 0 | 0 | 0 | 0 | 0 | 0 | 0 | 0 | 0 | 124.9 | 119.9 | 0 | 0 | 0 | 0 | 0 | 0 | 0 | 0 | 0 | 0 | 124.9 | 119.9 | 0 | 0 | 0 | 0 | 0 | 0 | 0 | 0 | 0 | 0 | 0 | 0 | 0 | 0 | 0 | 0 | 0 | 0 | 0 | 0 | 0 | 0 | 0 | 0 | 0 | 0
PG&E FRESNO | Panoche | 230 | [12 empty] | 0 | 0 | 0 | 0 | 0 | 0 | 0 | 0 | 0 | 0 | 0 | 0 | 0 | 0 | 0 | 0 | 0 | 0 | 0 | 0 | 0 | 0 | 0 | 0 | 0 | 0 | 0 | 0 | 0 | 0 | 0 | 0 | 0 | 0 | 0 | 0 |  | 0 | 0 | 0 | 0 | 0 | 0 | 0 | 0 | 0 | 0 | 0 | 0 | 0 | 0 | 0 | 0 | 0 | 0 | 0 | 0 | 0 | 0 | 0 | 0 | 0 | 0 | 0 | 0 | 0 | 0 | 0 | 0 | 0 | 0 | 0 | 0 | 0 | 0 | 0 | 0 | 0 | 0 | 0 | 0 | 0 | 0 | 0 | 0 | 0 | 0 | 0 | 0
SCE Northern | Pardee | 230 | [12 empty] | 0 | 0 | 0 | 0 | 0 | 0 | 0 | 0 | 0 | 0 | 0 | 0 | 0 | 0 | 0 | 0 | 0 | 0 | 0 | 0 | 0 | 0 | 0 | 0 | 0 | 0 | 0 | 0 | 0 | 0 | 0 | 0 | 0 | 0 | 0 | 0 |  | 0 | 0 | 0 | 0 | 0 | 0 | 0 | 0 | 0 | 0 | 0 | 0 | 0 | 0 | 0 | 0 | 0 | 0 | 0 | 0 | 0 | 0 | 0 | 0 | 0 | 0 | 0 | 0 | 0 | 0 | 0 | 0 | 0 | 0 | 0 | 0 | 0 | 0 | 0 | 0 | 0 | 0 | 0 | 0 | 0 | 0 | 0 | 0 | 0 | 0 | 0 | 0
PG&E NGBA | Parkway | 230 | [12 empty] | 0 | 0 | 0 | 0 | 0 | 0 | 0 | 0 | 0 | 0 | 0 | 0 | 0 | 0 | 0 | 0 | 0 | 0 | 0 | 0 | 0 | 0 | 0 | 0 | 0 | 0 | 0 | 0 | 0 | 0 | 0 | 0 | 0 | 0 | 0 | 0 |  | 0 | 0 | 0 | 0 | 0 | 0 | 0 | 0 | 0 | 0 | 0 | 0 | 0 | 0 | 0 | 0 | 0 | 0 | 0 | 0 | 0 | 0 | 0 | 0 | 0 | 0 | 0 | 0 | 0 | 0 | 0 | 0 | 0 | 0 | 0 | 0 | 0 | 0 | 0 | 0 | 0 | 0 | 0 | 0 | 0 | 0 | 0 | 0 | 0 | 0 | 0 | 0
SCE Northern | Pastoria | 230 | [12 empty] | 0 | 0 | 0 | 0 | 1.875 | 0 | 0 | 0 | 0 | 0 | 0 | 0 | 0 | 0 | 0 | 0 | 1.875 | 0 | 0 | 0 | 0 | 0 | 0 | 0 | 0 | 0 | 0 | 0 | 1.875 | 0 | 0 | 0 | 0 | 0 | 0 | 0 |  | 0 | 0 | 0 | 0 | 1.875 | 0 | 0 | 0 | 0 | 0 | 0 | 0 | 0 | 0 | 0 | 0 | 1.875 | 0 | 0 | 0 | 0 | 0 | 0 | 0 | 0 | 0 | 0 | 0 | 1.875 | 0 | 0 | 0 | 0 | 0 | 0 | 0 | 0 | 0 | 0 | 0 | 0 | 0 | 0 | 0 | 0 | 0 | 0 | 0 | 0 | 0 | 0 | 0
SCE Metro | Pauda | 230 | [12 empty] | 0 | 0 | 0 | 0 | 0 | 0 | 0 | 0 | 0 | 0 | 0 | 0 | 0 | 0 | 0 | 0 | 0 | 0 | 0 | 0 | 0 | 0 | 0 | 0 | 0 | 0 | 0 | 0 | 0 | 0 | 0 | 0 | 0 | 0 | 0 | 0 |  | 0 | 0 | 0 | 0 | 0 | 0 | 0 | 0 | 0 | 0 | 0 | 0 | 0 | 0 | 0 | 0 | 0 | 0 | 0 | 0 | 0 | 0 | 0 | 0 | 0 | 0 | 0 | 0 | 0 | 0 | 0 | 0 | 0 | 0 | 0 | 0 | 0 | 0 | 0 | 0 | 0 | 0 | 0 | 0 | 0 | 0 | 0 | 0 | 0 | 0 | 0 | 0
PG&E GBA | Paul Sweet | 115 | [12 empty] | 0 | 0 | 0 | 0 | 0 | 0 | 0 | 0 | 0 | 0 | 0 | 0 | 0 | 0 | 0 | 0 | 0 | 0 | 0 | 0 | 0 | 0 | 0 | 0 | 0 | 0 | 0 | 0 | 0 | 0 | 0 | 0 | 0 | 0 | 0 | 0 |  | 0 | 0 | 0 | 0 | 0 | 0 | 0 | 0 | 0 | 0 | 0 | 0 | 0 | 0 | 0 | 0 | 0 | 0 | 0 | 0 | 0 | 0 | 0 | 0 | 0 | 0 | 0 | 0 | 0 | 0 | 0 | 0 | 0 | 0 | 0 | 0 | 0 | 0 | 0 | 0 | 0 | 0 | 0 | 0 | 0 | 0 | 0 | 0 | 0 | 0 | 0 | 0
PG&E NGBA | Peabody | 230 | [12 empty] | 0 | 0 | 0 | 0 | 0 | 0 | 0 | 0 | 0 | 0 | 0 | 0 | 0 | 0 | 0 | 0 | 0 | 0 | 0 | 0 | 0 | 0 | 0 | 0 | 0 | 0 | 0 | 0 | 0 | 0 | 0 | 0 | 0 | 0 | 0 | 0 |  | 0 | 0 | 0 | 0 | 0 | 0 | 0 | 0 | 0 | 0 | 0 | 0 | 0 | 0 | 0 | 0 | 0 | 0 | 0 | 0 | 0 | 0 | 0 | 0 | 0 | 0 | 0 | 0 | 0 | 0 | 0 | 0 | 0 | 0 | 0 | 0 | 0 | 0 | 0 | 0 | 0 | 0 | 0 | 0 | 0 | 0 | 0 | 0 | 0 | 0 | 0 | 0
PG&E NGBA | Pease | 115 | [12 empty] | 0 | 0 | 0 | 0 | 0 | 0 | 0 | 0 | 0 | 0 | 0 | 0 | 0 | 0 | 0 | 0 | 0 | 0 | 0 | 0 | 0 | 0 | 0 | 0 | 0 | 0 | 0 | 0 | 0 | 0 | 0 | 0 | 0 | 0 | 0 | 0 |  | 0 | 0 | 0 | 0 | 0 | 0 | 0 | 0 | 0 | 0 | 0 | 0 | 0 | 0 | 0 | 0 | 0 | 0 | 0 | 0 | 0 | 0 | 0 | 0 | 0 | 0 | 0 | 0 | 0 | 0 | 0 | 0 | 0 | 0 | 0 | 0 | 0 | 0 | 0 | 0 | 0 | 0 | 0 | 0 | 0 | 0 | 0 | 0 | 0 | 0 | 0 | 0
PG&E NGBA | Pease | 60 | [12 empty] | 0 | 0 | 0 | 0 | 0 | 0 | 0 | 0 | 0 | 0 | 0 | 0 | 50.5 | 0 | 0 | 0 | 0 | 0 | 0 | 0 | 0 | 0 | 0 | 0 | 50.5 | 0 | 0 | 0 | 0 | 0 | 0 | 0 | 0 | 0 | 0 | 0 |  | 0 | 0 | 0 | 0 | 0 | 0 | 0 | 0 | 0 | 0 | 0 | 0 | 50.5 | 0 | 0 | 0 | 0 | 0 | 0 | 0 | 0 | 0 | 0 | 0 | 50.5 | 0 | 0 | 0 | 0 | 0 | 0 | 0 | 0 | 0 | 0 | 0 | 0 | 0 | 0 | 0 | 0 | 0 | 0 | 0 | 0 | 0 | 0 | 0 | 0 | 0 | 0 | 0
SDGE | Penasquitos | 138 | [12 empty] | 0 | 0 | 0 | 0 | 0 | 0 | 0 | 0 | 0 | 0 | 0 | 0 | 0 | 0 | 0 | 0 | 0 | 0 | 0 | 0 | 0 | 0 | 0 | 0 | 0 | 0 | 0 | 0 | 0 | 0 | 0 | 0 | 0 | 0 | 0 | 0 |  | 0 | 0 | 0 | 0 | 0 | 0 | 0 | 0 | 0 | 0 | 0 | 0 | 0 | 0 | 0 | 0 | 0 | 0 | 0 | 0 | 0 | 0 | 0 | 0 | 0 | 0 | 0 | 0 | 0 | 0 | 0 | 0 | 0 | 0 | 0 | 0 | 0 | 0 | 0 | 0 | 0 | 0 | 0 | 0 | 0 | 0 | 0 | 0 | 0 | 0 | 0 | 0
SDGE | Penasquitos | 230 | [12 empty] | 0 | 0 | 0 | 0 | 0 | 0 | 0 | 0 | 0 | 0 | 0 | 0 | 0 | 0 | 0 | 0 | 0 | 0 | 0 | 0 | 0 | 0 | 0 | 0 | 0 | 0 | 0 | 0 | 0 | 0 | 0 | 0 | 0 | 0 | 0 | 0 |  | 0 | 0 | 0 | 0 | 0 | 0 | 0 | 0 | 0 | 0 | 0 | 0 | 0 | 0 | 0 | 0 | 0 | 0 | 0 | 0 | 0 | 0 | 0 | 0 | 0 | 0 | 0 | 0 | 0 | 0 | 0 | 0 | 0 | 0 | 0 | 0 | 0 | 0 | 0 | 0 | 0 | 0 | 0 | 0 | 0 | 0 | 0 | 0 | 0 | 0 | 0 | 0
SDGE | Penasquitos | 69 | [12 empty] | 0 | 0 | 0 | 0 | 0 | 0 | 0 | 0 | 0 | 0 | 0 | 0 | 0 | 0 | 0 | 0 | 0 | 0 | 0 | 0 | 0 | 0 | 0 | 0 | 0 | 0 | 0 | 0 | 0 | 0 | 0 | 0 | 0 | 0 | 0 | 0 |  | 0 | 0 | 0 | 0 | 0 | 0 | 0 | 0 | 0 | 0 | 0 | 0 | 0 | 0 | 0 | 0 | 0 | 0 | 0 | 0 | 0 | 0 | 0 | 0 | 0 | 0 | 0 | 0 | 0 | 0 | 0 | 0 | 0 | 0 | 0 | 0 | 0 | 0 | 0 | 0 | 0 | 0 | 0 | 0 | 0 | 0 | 0 | 0 | 0 | 0 | 0 | 0
SDGE | Pendleton | 69 | [12 empty] | 0 | 0 | 0 | 0 | 0 | 0 | 0 | 0 | 0 | 0 | 0 | 0 | 0 | 0 | 0 | 0 | 0 | 0 | 0 | 0 | 0 | 0 | 0 | 0 | 0 | 0 | 0 | 0 | 0 | 0 | 0 | 0 | 0 | 0 | 0 | 0 |  | 0 | 0 | 0 | 0 | 0 | 0 | 0 | 0 | 0 | 0 | 0 | 0 | 0 | 0 | 0 | 0 | 0 | 0 | 0 | 0 | 0 | 0 | 0 | 0 | 0 | 0 | 0 | 0 | 0 | 0 | 0 | 0 | 0 | 0 | 0 | 0 | 0 | 0 | 0 | 0 | 0 | 0 | 0 | 0 | 0 | 0 | 0 | 0 | 0 | 0 | 0 | 0
PG&E NGBA | Penngrove | 115 | [12 empty] | 0 | 0 | 0 | 0 | 0 | 0 | 0 | 0 | 0 | 0 | 0 | 0 | 0 | 0 | 0 | 0 | 0 | 0 | 0 | 0 | 0 | 0 | 0 | 0 | 0 | 0 | 0 | 0 | 0 | 0 | 0 | 0 | 0 | 0 | 0 | 0 |  | 0 | 0 | 0 | 0 | 0 | 0 | 0 | 0 | 0 | 0 | 0 | 0 | 0 | 0 | 0 | 0 | 0 | 0 | 0 | 0 | 0 | 0 | 0 | 0 | 0 | 0 | 0 | 0 | 0 | 0 | 0 | 0 | 0 | 0 | 0 | 0 | 0 | 0 | 0 | 0 | 0 | 0 | 0 | 0 | 0 | 0 | 0 | 0 | 0 | 0 | 0 | 0
PG&E GBA | Peoria | 115 | [12 empty] | 0 | 0 | 0 | 0 | 0 | 0 | 0 | 0 | 0 | 0 | 0 | 0 | 0 | 0 | 0 | 0 | 0 | 0 | 0 | 0 | 0 | 0 | 0 | 0 | 0 | 0 | 0 | 0 | 0 | 0 | 0 | 0 | 0 | 0 | 0 | 0 |  | 0 | 0 | 0 | 0 | 0 | 0 | 0 | 0 | 0 | 0 | 0 | 0 | 0 | 0 | 0 | 0 | 0 | 0 | 0 | 0 | 0 | 0 | 0 | 0 | 0 | 0 | 0 | 0 | 0 | 0 | 0 | 0 | 0 | 0 | 0 | 0 | 0 | 0 | 0 | 0 | 0 | 0 | 0 | 0 | 0 | 0 | 0 | 0 | 0 | 0 | 0 | 0
PG&E GBA | Piercy | 115 | [12 empty] | 0 | 0 | 0 | 0 | 0 | 0 | 0 | 0 | 0 | 0 | 0 | 0 | 0 | 0 | 0 | 0 | 0 | 0 | 0 | 0 | 0 | 0 | 0 | 0 | 0 | 0 | 0 | 0 | 0 | 0 | 0 | 0 | 0 | 0 | 0 | 0 |  | 0 | 0 | 0 | 0 | 0 | 0 | 0 | 0 | 0 | 0 | 0 | 0 | 0 | 0 | 0 | 0 | 0 | 0 | 0 | 0 | 0 | 0 | 0 | 0 | 0 | 0 | 0 | 0 | 0 | 0 | 0 | 0 | 0 | 0 | 0 | 0 | 205 | 0 | 0 | 0 | 0 | 0 | 0 | 205 | 205 | 0 | 0 | 0 | 0 | 0 | 0 | 0
PG&E FRESNO | Pine Flat | 230 | [12 empty] | 0 | 0 | 0 | 0 | 0 | 0 | 0 | 0 | 0 | 0 | 0 | 0 | 0 | 0 | 0 | 0 | 0 | 0 | 0 | 0 | 0 | 0 | 0 | 0 | 0 | 0 | 0 | 0 | 0 | 0 | 0 | 0 | 0 | 0 | 0 | 0 |  | 0 | 0 | 0 | 0 | 0 | 0 | 0 | 0 | 0 | 0 | 0 | 0 | 0 | 0 | 0 | 0 | 0 | 0 | 0 | 0 | 0 | 0 | 0 | 0 | 0 | 0 | 0 | 0 | 0 | 0 | 0 | 0 | 0 | 0 | 0 | 0 | 0 | 0 | 0 | 0 | 0 | 0 | 0 | 0 | 0 | 0 | 0 | 0 | 0 | 0 | 0 | 0
SCE NOL | Pisgah | 230 | [12 empty] | 0 | 0 | 0 | 0 | 0 | 0 | 0 | 0 | 0 | 0 | 0 | 0 | 312.96 | 240 | 0 | 0 | 312.96 | 0 | 0 | 0 | 0 | 0 | 0 | 0 | 312.96 | 240 | 0 | 0 | 312.96 | 0 | 0 | 0 | 0 | 0 | 0 | 0 |  | 0 | 0 | 0 | 0 | 0 | 0 | 0 | 0 | 0 | 0 | 0 | 0 | 0 | 0 | 0 | 0 | 0 | 0 | 0 | 0 | 0 | 0 | 0 | 0 | 0 | 0 | 0 | 0 | 0 | 0 | 0 | 0 | 0 | 0 | 0 | 0 | 0 | 0 | 312.285 | 0 | 0 | 0 | 0 | 0 | 0 | 0 | 156.525 | 0 | 0 | 0 | 0 | 0
PG&E NGBA | Pit 1 | 230 | [12 empty] | 0 | 0 | 0 | 0 | 0 | 0 | 0 | 0 | 0 | 0 | 0 | 0 | 0 | 0 | 0 | 0 | 0 | 0 | 0 | 0 | 0 | 0 | 0 | 0 | 0 | 0 | 0 | 0 | 0 | 0 | 0 | 0 | 0 | 0 | 0 | 0 |  | 0 | 0 | 0 | 0 | 0 | 0 | 0 | 0 | 0 | 0 | 0 | 0 | 0 | 0 | 0 | 0 | 0 | 0 | 0 | 0 | 0 | 0 | 0 | 0 | 0 | 0 | 0 | 0 | 0 | 0 | 0 | 0 | 0 | 0 | 0 | 0 | 0 | 0 | 0 | 0 | 0 | 0 | 0 | 0 | 0 | 0 | 0 | 0 | 0 | 0 | 0 | 0
PG&E NGBA | Pit 1 | 60 | [12 empty] | 0 | 0 | 0 | 0 | 0 | 0 | 0 | 0 | 0 | 0 | 0 | 0 | 0 | 0 | 0 | 0 | 0 | 0 | 0 | 0 | 0 | 0 | 0 | 0 | 0 | 0 | 0 | 0 | 0 | 0 | 0 | 0 | 0 | 0 | 0 | 0 |  | 0 | 0 | 0 | 0 | 0 | 0 | 0 | 0 | 0 | 0 | 0 | 0 | 0 | 0 | 0 | 0 | 0 | 0 | 0 | 0 | 0 | 0 | 0 | 0 | 0 | 0 | 0 | 0 | 0 | 0 | 0 | 0 | 0 | 0 | 0 | 0 | 0 | 0 | 0 | 0 | 0 | 0 | 0 | 0 | 0 | 0 | 0 | 0 | 0 | 0 | 0 | 0
PG&E NGBA | Pit 3 | 230 | [12 empty] | 0 | 0 | 0 | 0 | 0 | 0 | 0 | 0 | 0 | 0 | 0 | 0 | 0 | 0 | 0 | 0 | 0 | 0 | 0 | 0 | 0 | 0 | 0 | 0 | 0 | 0 | 0 | 0 | 0 | 0 | 0 | 0 | 0 | 0 | 0 | 0 |  | 0 | 0 | 0 | 0 | 0 | 0 | 0 | 0 | 0 | 0 | 0 | 0 | 0 | 0 | 0 | 0 | 0 | 0 | 0 | 0 | 0 | 0 | 0 | 0 | 0 | 0 | 0 | 0 | 0 | 0 | 0 | 0 | 0 | 0 | 0 | 0 | 0 | 0 | 0 | 0 | 0 | 0 | 0 | 0 | 0 | 0 | 0 | 0 | 0 | 0 | 0 | 0
PG&E NGBA | Pit 4 | 230 | [12 empty] | 0 | 0 | 0 | 0 | 0 | 0 | 0 | 0 | 0 | 0 | 0 | 0 | 0 | 0 | 0 | 0 | 0 | 0 | 0 | 0 | 0 | 0 | 0 | 0 | 0 | 0 | 0 | 0 | 0 | 0 | 0 | 0 | 0 | 0 | 0 | 0 |  | 0 | 0 | 0 | 0 | 0 | 0 | 0 | 0 | 0 | 0 | 0 | 0 | 0 | 0 | 0 | 0 | 0 | 0 | 0 | 0 | 0 | 0 | 0 | 0 | 0 | 0 | 0 | 0 | 0 | 0 | 0 | 0 | 0 | 0 | 0 | 0 | 0 | 0 | 0 | 0 | 0 | 0 | 0 | 0 | 0 | 0 | 0 | 0 | 0 | 0 | 0 | 0
PG&E GBA | Pittsburg | 115 | [12 empty] | 0 | 0 | 0 | 0 | 0 | 0 | 0 | 0 | 0 | 0 | 0 | 0 | 353.2 | 325 | 0 | 0 | 0 | 0 | 0 | 0 | 0 | 0 | 0 | 0 | 353.2 | 325 | 0 | 0 | 0 | 0 | 0 | 0 | 0 | 0 | 0 | 0 |  | 0 | 0 | 0 | 0 | 0 | 0 | 0 | 0 | 0 | 0 | 0 | 0 | 0 | 0 | 0 | 0 | 0 | 0 | 0 | 0 | 0 | 0 | 0 | 0 | 0 | 0 | 0 | 0 | 0 | 0 | 0 | 0 | 0 | 0 | 0 | 0 | 0 | 0 | 0 | 0 | 0 | 0 | 0 | 0 | 0 | 0 | 0 | 0 | 0 | 0 | 0 | 0
PG&E GBA | Pittsburg | 230 | [12 empty] | 675 | 0 | 0 | 0 | 0 | 0 | 0 | 0 | 0 | 0 | 0 | 0 | 1358.4 | 175 | 0 | 0 | 0 | 0 | 0 | 0 | 0 | 0 | 0 | 0 | 1358.4 | 175 | 0 | 0 | 0 | 0 | 0 | 0 | 0 | 0 | 0 | 0 |  | 675 | 0 | 0 | 0 | 0 | 0 | 0 | 0 | 0 | 0 | 0 | 0 | 675 | 0 | 0 | 0 | 0 | 0 | 0 | 0 | 0 | 0 | 0 | 0 | 675 | 0 | 0 | 0 | 0 | 0 | 0 | 0 | 0 | 0 | 0 | 0 | 0 | 0 | 0 | 0 | 0 | 0 | 0 | 0 | 0 | 0 | 0 | 0 | 0 | 0 | 0 | 0
PG&E NGBA | Pleasant Grove | 115 | [12 empty] | 0 | 0 | 0 | 0 | 0 | 0 | 0 | 0 | 0 | 0 | 0 | 0 | 0 | 0 | 0 | 0 | 0 | 0 | 0 | 0 | 0 | 0 | 0 | 0 | 0 | 0 | 0 | 0 | 0 | 0 | 0 | 0 | 0 | 0 | 0 | 0 |  | 0 | 0 | 0 | 0 | 0 | 0 | 0 | 0 | 0 | 0 | 0 | 0 | 0 | 0 | 0 | 0 | 0 | 0 | 0 | 0 | 0 | 0 | 0 | 0 | 0 | 0 | 0 | 0 | 0 | 0 | 0 | 0 | 0 | 0 | 0 | 0 | 0 | 0 | 0 | 0 | 0 | 0 | 0 | 0 | 0 | 0 | 0 | 0 | 0 | 0 | 0 | 0
PG&E NGBA | POE | 230 | [12 empty] | 0 | 0 | 0 | 0 | 0 | 0 | 0 | 0 | 0 | 0 | 0 | 0 | 0 | 0 | 0 | 0 | 0 | 0 | 0 | 0 | 0 | 0 | 0 | 0 | 0 | 0 | 0 | 0 | 0 | 0 | 0 | 0 | 0 | 0 | 0 | 0 |  | 0 | 0 | 0 | 0 | 0 | 0 | 0 | 0 | 0 | 0 | 0 | 0 | 0 | 0 | 0 | 0 | 0 | 0 | 0 | 0 | 0 | 0 | 0 | 0 | 0 | 0 | 0 | 0 | 0 | 0 | 0 | 0 | 0 | 0 | 0 | 0 | 0 | 0 | 0 | 0 | 0 | 0 | 0 | 0 | 0 | 0 | 0 | 0 | 0 | 0 | 0 | 0
SDGE | Point Loma | 69 | [12 empty] | 0 | 0 | 0 | 0 | 0 | 0 | 0 | 0 | 0 | 0 | 0 | 0 | 0 | 0 | 0 | 0 | 0 | 0 | 0 | 0 | 0 | 0 | 0 | 0 | 0 | 0 | 0 | 0 | 0 | 0 | 0 | 0 | 0 | 0 | 0 | 0 |  | 0 | 0 | 0 | 0 | 0 | 0 | 0 | 0 | 0 | 0 | 0 | 0 | 0 | 0 | 0 | 0 | 0 | 0 | 0 | 0 | 0 | 0 | 0 | 0 | 0 | 0 | 0 | 0 | 0 | 0 | 0 | 0 | 0 | 0 | 0 | 0 | 0 | 0 | 0 | 0 | 0 | 0 | 0 | 0 | 0 | 0 | 0 | 0 | 0 | 0 | 0 | 0
SDGE | Pomerado | 69 | [12 empty] | 0 | 0 | 0 | 0 | 0 | 0 | 0 | 0 | 0 | 0 | 0 | 0 | 0 | 0 | 0 | 0 | 0 | 0 | 0 | 0 | 0 | 0 | 0 | 0 | 0 | 0 | 0 | 0 | 0 | 0 | 0 | 0 | 0 | 0 | 0 | 0 |  | 0 | 0 | 0 | 0 | 0 | 0 | 0 | 0 | 0 | 0 | 0 | 0 | 0 | 0 | 0 | 0 | 0 | 0 | 0 | 0 | 0 | 0 | 0 | 0 | 0 | 0 | 0 | 0 | 0 | 0 | 0 | 0 | 0 | 0 | 0 | 0 | 0 | 0 | 0 | 0 | 0 | 0 | 0 | 0 | 0 | 0 | 0 | 0 | 0 | 0 | 0 | 0
PG&E KERN | Poso Mountain | 115 | [12 empty] | 0 | 0 | 0 | 0 | 0 | 0 | 0 | 0 | 0 | 0 | 0 | 0 | 0 | 0 | 0 | 0 | 0 | 0 | 0 | 0 | 0 | 0 | 0 | 0 | 0 | 0 | 0 | 0 | 0 | 0 | 0 | 0 | 0 | 0 | 0 | 0 |  | 0 | 0 | 0 | 0 | 0 | 0 | 0 | 0 | 0 | 0 | 0 | 0 | 0 | 0 | 0 | 0 | 0 | 0 | 0 | 0 | 0 | 0 | 0 | 0 | 0 | 0 | 0 | 0 | 0 | 0 | 0 | 0 | 0 | 0 | 0 | 0 | 0 | 0 | 0 | 0 | 0 | 0 | 0 | 0 | 0 | 0 | 0 | 0 | 0 | 0 | 0 | 0
EOP | Primm | 230 | [12 empty] | 0 | 0 | 0 | 0 | 0 | 0 | 0 | 0 | 0 | 0 | 0 | 0 | 0 | 0 | 0 | 0 | 0 | 0 | 0 | 0 | 0 | 0 | 0 | 0 | 0 | 0 | 0 | 0 | 0 | 0 | 0 | 0 | 0 | 0 | 0 | 0 |  | 0 | 0 | 0 | 0 | 0 | 0 | 0 | 0 | 0 | 0 | 0 | 0 | 0 | 0 | 0 | 0 | 0 | 0 | 0 | 0 | 0 | 0 | 0 | 0 | 0 | 0 | 0 | 0 | 0 | 0 | 0 | 0 | 0 | 0 | 0 | 0 | 0 | 0 | 0 | 0 | 0 | 0 | 0 | 0 | 0 | 0 | 0 | 0 | 0 | 0 | 0 | 0
PG&E NGBA | Putah Creek | 115 | [12 empty] | 0 | 0 | 0 | 0 | 0 | 0 | 0 | 0 | 0 | 0 | 0 | 0 | 0 | 0 | 0 | 0 | 0 | 0 | 0 | 0 | 0 | 0 | 0 | 0 | 0 | 0 | 0 | 0 | 0 | 0 | 0 | 0 | 0 | 0 | 0 | 0 |  | 0 | 0 | 0 | 0 | 0 | 0 | 0 | 0 | 0 | 0 | 0 | 0 | 0 | 0 | 0 | 0 | 0 | 0 | 0 | 0 | 0 | 0 | 0 | 0 | 0 | 0 | 0 | 0 | 0 | 0 | 0 | 0 | 0 | 0 | 0 | 0 | 0 | 0 | 0 | 0 | 0 | 0 | 0 | 0 | 0 | 0 | 0 | 0 | 0 | 0 | 0 | 0
SDGE | Q1806 | 138 | [12 empty] | 0 | 0 | 0 | 0 | 0 | 0 | 0 | 0 | 0 | 0 | 0 | 0 | 0 | 0 | 0 | 0 | 0 | 0 | 0 | 0 | 0 | 0 | 0 | 0 | 0 | 0 | 0 | 0 | 0 | 0 | 0 | 0 | 0 | 0 | 0 | 0 |  | 0 | 0 | 0 | 0 | 0 | 0 | 0 | 0 | 0 | 0 | 0 | 0 | 0 | 0 | 0 | 0 | 0 | 0 | 0 | 0 | 0 | 0 | 0 | 0 | 0 | 0 | 0 | 0 | 0 | 0 | 0 | 0 | 0 | 0 | 0 | 0 | 0 | 0 | 0 | 0 | 0 | 0 | 0 | 0 | 0 | 0 | 0 | 0 | 0 | 0 | 0 | 0
PG&E FRESNO | Quinto | 230 | [12 empty] | 0 | 0 | 0 | 0 | 0 | 0 | 0 | 0 | 0 | 0 | 0 | 0 | 0 | 0 | 0 | 0 | 0 | 0 | 0 | 0 | 0 | 0 | 0 | 0 | 0 | 0 | 0 | 0 | 0 | 0 | 0 | 0 | 0 | 0 | 0 | 0 |  | 0 | 0 | 0 | 0 | 0 | 0 | 0 | 0 | 0 | 0 | 0 | 0 | 0 | 0 | 0 | 0 | 0 | 0 | 0 | 0 | 0 | 0 | 0 | 0 | 0 | 0 | 0 | 0 | 0 | 0 | 0 | 0 | 0 | 0 | 0 | 0 | 0 | 0 | 0 | 0 | 0 | 0 | 0 | 0 | 0 | 0 | 0 | 0 | 0 | 0 | 0 | 0
PG&E GBA | Race Track | 115 | [12 empty] | 0 | 0 | 0 | 0 | 0 | 0 | 0 | 0 | 0 | 0 | 0 | 0 | 0 | 0 | 0 | 0 | 0 | 0 | 0 | 0 | 0 | 0 | 0 | 0 | 0 | 0 | 0 | 0 | 0 | 0 | 0 | 0 | 0 | 0 | 0 | 0 |  | 0 | 0 | 0 | 0 | 0 | 0 | 0 | 0 | 0 | 0 | 0 | 0 | 0 | 0 | 0 | 0 | 0 | 0 | 0 | 0 | 0 | 0 | 0 | 0 | 0 | 0 | 0 | 0 | 0 | 0 | 0 | 0 | 0 | 0 | 0 | 0 | 0 | 0 | 0 | 0 | 0 | 0 | 0 | 0 | 0 | 0 | 0 | 0 | 0 | 0 | 0 | 0
SDGE | Rancho Mission Viejo | 138 | [12 empty] | 0 | 0 | 0 | 0 | 0 | 0 | 0 | 0 | 0 | 0 | 0 | 0 | 0 | 0 | 0 | 0 | 0 | 0 | 0 | 0 | 0 | 0 | 0 | 0 | 0 | 0 | 0 | 0 | 0 | 0 | 0 | 0 | 0 | 0 | 0 | 0 |  | 0 | 0 | 0 | 0 | 0 | 0 | 0 | 0 | 0 | 0 | 0 | 0 | 0 | 0 | 0 | 0 | 0 | 0 | 0 | 0 | 0 | 0 | 0 | 0 | 0 | 0 | 0 | 0 | 0 | 0 | 0 | 0 | 0 | 0 | 0 | 0 | 0 | 0 | 0 | 0 | 0 | 0 | 0 | 0 | 0 | 0 | 0 | 0 | 0 | 0 | 0 | 0
PG&E GBA | Rancho Seco | 230 | [12 empty] | 0 | 0 | 0 | 0 | 0 | 0 | 0 | 0 | 0 | 0 | 0 | 0 | 0 | 0 | 0 | 0 | 0 | 0 | 0 | 0 | 0 | 0 | 0 | 0 | 0 | 0 | 0 | 0 | 0 | 0 | 0 | 0 | 0 | 0 | 0 | 0 |  | 0 | 0 | 0 | 0 | 0 | 0 | 0 | 0 | 0 | 0 | 0 | 0 | 0 | 0 | 0 | 0 | 0 | 0 | 0 | 0 | 0 | 0 | 0 | 0 | 0 | 0 | 0 | 0 | 0 | 0 | 0 | 0 | 0 | 0 | 0 | 0 | 0 | 0 | 0 | 0 | 0 | 0 | 0 | 0 | 0 | 0 | 0 | 0 | 0 | 0 | 0 | 0
SCE Metro | Rancho Vista | 230 | [12 empty] | 0 | 0 | 0 | 0 | 0 | 0 | 0 | 0 | 0 | 0 | 0 | 0 | 0 | 0 | 0 | 0 | 0 | 0 | 0 | 0 | 0 | 0 | 0 | 0 | 0 | 0 | 0 | 0 | 0 | 0 | 0 | 0 | 0 | 0 | 0 | 0 |  | 0 | 0 | 0 | 0 | 0 | 0 | 0 | 0 | 0 | 0 | 0 | 0 | 0 | 0 | 0 | 0 | 0 | 0 | 0 | 0 | 0 | 0 | 0 | 0 | 0 | 0 | 0 | 0 | 0 | 0 | 0 | 0 | 0 | 0 | 0 | 0 | 513.99 | 0 | 0 | 0 | 0 | 0 | 0 | 513.99 | 0 | 0 | 0 | 0 | 0 | 0 | 0 | 0
SCE Metro | Rancho Vista | 500 | [12 empty] | 0 | 0 | 0 | 0 | 0 | 0 | 0 | 0 | 0 | 0 | 0 | 0 | 0 | 0 | 0 | 0 | 0 | 0 | 0 | 0 | 0 | 0 | 0 | 0 | 0 | 0 | 0 | 0 | 0 | 0 | 0 | 0 | 0 | 0 | 0 | 0 |  | 0 | 0 | 0 | 0 | 0 | 0 | 0 | 0 | 0 | 0 | 0 | 0 | 0 | 0 | 0 | 0 | 0 | 0 | 0 | 0 | 0 | 0 | 0 | 0 | 0 | 0 | 0 | 0 | 0 | 0 | 0 | 0 | 0 | 0 | 0 | 0 | 0 | 0 | 0 | 0 | 0 | 0 | 0 | 0 | 0 | 0 | 0 | 0 | 0 | 0 | 0 | 0
SCE NOL | Ransburg | 115 | [12 empty] | 0 | 0 | 0 | 0 | 0 | 0 | 0 | 0 | 0 | 0 | 0 | 0 | 0 | 0 | 0 | 0 | 0 | 0 | 0 | 0 | 0 | 0 | 0 | 0 | 0 | 0 | 0 | 0 | 0 | 0 | 0 | 0 | 0 | 0 | 0 | 0 |  | 0 | 0 | 0 | 0 | 0 | 0 | 0 | 0 | 0 | 0 | 0 | 0 | 0 | 0 | 0 | 0 | 0 | 0 | 0 | 0 | 0 | 0 | 0 | 0 | 0 | 0 | 0 | 0 | 0 | 0 | 0 | 0 | 0 | 0 | 0 | 0 | 0 | 0 | 0 | 0 | 0 | 0 | 0 | 0 | 0 | 0 | 0 | 0 | 0 | 0 | 0 | 0
PG&E GBA | Ravenswood | 115 | [12 empty] | 0 | 0 | 0 | 0 | 0 | 0 | 0 | 0 | 0 | 0 | 0 | 0 | 0 | 0 | 0 | 0 | 0 | 0 | 0 | 0 | 0 | 0 | 0 | 0 | 0 | 0 | 0 | 0 | 0 | 0 | 0 | 0 | 0 | 0 | 0 | 0 |  | 0 | 0 | 0 | 0 | 0 | 0 | 0 | 0 | 0 | 0 | 0 | 0 | 0 | 0 | 0 | 0 | 0 | 0 | 0 | 0 | 0 | 0 | 0 | 0 | 0 | 0 | 0 | 0 | 0 | 0 | 0 | 0 | 0 | 0 | 0 | 0 | 0 | 0 | 0 | 0 | 0 | 0 | 0 | 0 | 0 | 0 | 0 | 0 | 0 | 0 | 0 | 0
PG&E GBA | Ravenswood | 230 | [12 empty] | 0 | 0 | 0 | 0 | 0 | 0 | 0 | 0 | 0 | 0 | 0 | 0 | 0 | 0 | 0 | 0 | 0 | 0 | 0 | 0 | 0 | 0 | 0 | 0 | 0 | 0 | 0 | 0 | 0 | 0 | 0 | 0 | 0 | 0 | 0 | 0 |  | 0 | 0 | 0 | 0 | 0 | 0 | 0 | 0 | 0 | 0 | 0 | 0 | 0 | 0 | 0 | 0 | 0 | 0 | 0 | 0 | 0 | 0 | 0 | 0 | 0 | 0 | 0 | 0 | 0 | 0 | 0 | 0 | 0 | 0 | 0 | 0 | 0 | 0 | 0 | 0 | 0 | 0 | 0 | 0 | 0 | 0 | 0 | 0 | 0 | 0 | 0 | 0
SCE Northern | Rector | 230 | [12 empty] | 0 | 0 | 0 | 0 | 0 | 0 | 0 | 0 | 0 | 0 | 0 | 0 | 627.1983 | 0 | 0 | 0 | 215.4124 | 0 | 0 | 0 | 0 | 0 | 0 | 0 | 627.1983 | 0 | 0 | 0 | 215.4124 | 0 | 0 | 0 | 0 | 0 | 0 | 0 |  | 0 | 0 | 0 | 0 | 0 | 0 | 0 | 0 | 0 | 0 | 0 | 0 | 475.0983 | 0 | 0 | 0 | 215.4124 | 0 | 0 | 0 | 0 | 0 | 0 | 0 | 475.0983 | 0 | 0 | 0 | 215.4124 | 0 | 0 | 0 | 0 | 0 | 0 | 0 | 0 | 0 | 0 | 0 | 0 | 0 | 0 | 0 | 0 | 0 | 0 | 0 | 0 | 0 | 0 | 0
SCE Eastern | Red Bluff | 230 | [12 empty] | 1105.4 | 937 | 0 | 0 | 543.4 | 0 | 0 | 0 | 0 | 0 | 0 | 0 | 1883.6538 | 1627 | 0 | 0 | 816.4212 | 0 | 0 | 0 | 0 | 0 | 0 | 0 | 1883.6538 | 1627 | 0 | 0 | 816.4212 | 0 | 0 | 0 | 0 | 0 | 0 | 0 |  | 537 | 537 | 0 | 0 | 134.2907 | 0 | 0 | 0 | 0 | 0 | 0 | 0 | 988.4 | 820 | 0 | 0 | 426.4 | 0 | 0 | 0 | 0 | 0 | 0 | 0 | 988.4 | 820 | 0 | 0 | 426.4 | 0 | 0 | 0 | 0 | 0 | 0 | 0 | 0 | 0 | 545.4685 | 0 | 0 | 0 | 0 | 0 | 0 | 0 | 545.4685 | 0 | 0 | 0 | 0 | 0
SCE Eastern | Red Bluff | 500 | [12 empty] | 520 | 348.5 | 0 | 0 | 175 | 0 | 0 | 0 | 0 | 0 | 0 | 0 | 1954.4 | 348.5 | 1417 | 0 | 175 | 0 | 0 | 0 | 0 | 0 | 0 | 0 | 1954.4 | 348.5 | 1417 | 0 | 175 | 0 | 0 | 0 | 0 | 0 | 0 | 0 |  | 568.4 | 400 | 0 | 0 | 418.4 | 0 | 0 | 0 | 0 | 0 | 0 | 0 | 520 | 348.5 | 0 | 0 | 175 | 0 | 0 | 0 | 0 | 0 | 0 | 0 | 520 | 348.5 | 0 | 0 | 175 | 0 | 0 | 0 | 0 | 0 | 0 | 0 | 0 | 0 | 192.2176 | 0 | 0 | 0 | 0 | 0 | 0 | 0 | 192.2176 | 0 | 0 | 0 | 0 | 0
PG&E NGBA | Redbud | 115 | [12 empty] | 0 | 0 | 0 | 0 | 0 | 0 | 0 | 0 | 0 | 0 | 0 | 0 | 0 | 0 | 0 | 0 | 0 | 0 | 0 | 0 | 0 | 0 | 0 | 0 | 0 | 0 | 0 | 0 | 0 | 0 | 0 | 0 | 0 | 0 | 0 | 0 |  | 0 | 0 | 0 | 0 | 0 | 0 | 0 | 0 | 0 | 0 | 0 | 0 | 0 | 0 | 0 | 0 | 0 | 0 | 0 | 0 | 0 | 0 | 0 | 0 | 0 | 0 | 0 | 0 | 0 | 0 | 0 | 0 | 0 | 0 | 0 | 0 | 0 | 0 | 0 | 0 | 0 | 0 | 0 | 0 | 0 | 0 | 0 | 0 | 0 | 0 | 0 | 0
SCE Metro | Redondo | 230 | [12 empty] | 0 | 0 | 0 | 0 | 0 | 0 | 0 | 0 | 0 | 0 | 0 | 0 | 0 | 0 | 0 | 0 | 0 | 0 | 0 | 0 | 0 | 0 | 0 | 0 | 0 | 0 | 0 | 0 | 0 | 0 | 0 | 0 | 0 | 0 | 0 | 0 |  | 0 | 0 | 0 | 0 | 0 | 0 | 0 | 0 | 0 | 0 | 0 | 0 | 0 | 0 | 0 | 0 | 0 | 0 | 0 | 0 | 0 | 0 | 0 | 0 | 0 | 0 | 0 | 0 | 0 | 0 | 0 | 0 | 0 | 0 | 0 | 0 | 0 | 0 | 0 | 0 | 0 | 0 | 0 | 0 | 0 | 0 | 0 | 0 | 0 | 0 | 0 | 0
PG&E FRESNO | Reedley | 115 | [12 empty] | 0 | 0 | 0 | 0 | 0 | 0 | 0 | 0 | 0 | 0 | 0 | 0 | 0 | 0 | 0 | 0 | 0 | 0 | 0 | 0 | 0 | 0 | 0 | 0 | 0 | 0 | 0 | 0 | 0 | 0 | 0 | 0 | 0 | 0 | 0 | 0 |  | 0 | 0 | 0 | 0 | 0 | 0 | 0 | 0 | 0 | 0 | 0 | 0 | 0 | 0 | 0 | 0 | 0 | 0 | 0 | 0 | 0 | 0 | 0 | 0 | 0 | 0 | 0 | 0 | 0 | 0 | 0 | 0 | 0 | 0 | 0 | 0 | 0 | 0 | 0 | 0 | 0 | 0 | 0 | 0 | 0 | 0 | 0 | 0 | 0 | 0 | 0 | 0
PG&E KERN | Renfro | 115 | [12 empty] | 0 | 0 | 0 | 0 | 0 | 0 | 0 | 0 | 0 | 0 | 0 | 0 | 0 | 0 | 0 | 0 | 0 | 0 | 0 | 0 | 0 | 0 | 0 | 0 | 0 | 0 | 0 | 0 | 0 | 0 | 0 | 0 | 0 | 0 | 0 | 0 |  | 0 | 0 | 0 | 0 | 0 | 0 | 0 | 0 | 0 | 0 | 0 | 0 | 0 | 0 | 0 | 0 | 0 | 0 | 0 | 0 | 0 | 0 | 0 | 0 | 0 | 0 | 0 | 0 | 0 | 0 | 0 | 0 | 0 | 0 | 0 | 0 | 0 | 0 | 0 | 0 | 0 | 0 | 0 | 0 | 0 | 0 | 0 | 0 | 0 | 0 | 0 | 0
PG&E GBA | Richmond R | 115 | [12 empty] | 0 | 0 | 0 | 0 | 0 | 0 | 0 | 0 | 0 | 0 | 0 | 0 | 0 | 0 | 0 | 0 | 0 | 0 | 0 | 0 | 0 | 0 | 0 | 0 | 0 | 0 | 0 | 0 | 0 | 0 | 0 | 0 | 0 | 0 | 0 | 0 |  | 0 | 0 | 0 | 0 | 0 | 0 | 0 | 0 | 0 | 0 | 0 | 0 | 0 | 0 | 0 | 0 | 0 | 0 | 0 | 0 | 0 | 0 | 0 | 0 | 0 | 0 | 0 | 0 | 0 | 0 | 0 | 0 | 0 | 0 | 0 | 0 | 0 | 0 | 0 | 0 | 0 | 0 | 0 | 0 | 0 | 0 | 0 | 0 | 0 | 0 | 0 | 0
PG&E NGBA | Rincon | 115 | [12 empty] | 0 | 0 | 0 | 0 | 0 | 0 | 0 | 0 | 0 | 0 | 0 | 0 | 0 | 0 | 0 | 0 | 0 | 0 | 0 | 0 | 0 | 0 | 0 | 0 | 0 | 0 | 0 | 0 | 0 | 0 | 0 | 0 | 0 | 0 | 0 | 0 |  | 0 | 0 | 0 | 0 | 0 | 0 | 0 | 0 | 0 | 0 | 0 | 0 | 0 | 0 | 0 | 0 | 0 | 0 | 0 | 0 | 0 | 0 | 0 | 0 | 0 | 0 | 0 | 0 | 0 | 0 | 0 | 0 | 0 | 0 | 0 | 0 | 0 | 0 | 0 | 0 | 0 | 0 | 0 | 0 | 0 | 0 | 0 | 0 | 0 | 0 | 0 | 0
PG&E KERN | Rio Bravo | 115 | [12 empty] | 0 | 0 | 0 | 0 | 0 | 0 | 0 | 0 | 0 | 0 | 0 | 0 | 0 | 0 | 0 | 0 | 0 | 0 | 0 | 0 | 0 | 0 | 0 | 0 | 0 | 0 | 0 | 0 | 0 | 0 | 0 | 0 | 0 | 0 | 0 | 0 |  | 0 | 0 | 0 | 0 | 0 | 0 | 0 | 0 | 0 | 0 | 0 | 0 | 0 | 0 | 0 | 0 | 0 | 0 | 0 | 0 | 0 | 0 | 0 | 0 | 0 | 0 | 0 | 0 | 0 | 0 | 0 | 0 | 0 | 0 | 0 | 0 | 0 | 0 | 0 | 0 | 0 | 0 | 0 | 0 | 0 | 0 | 0 | 0 | 0 | 0 | 0 | 0
SCE Metro | Rio Hondo | 230 | [12 empty] | 443.7109 | 525 | 0 | 0 | 0 | 0 | 0 | 0 | 0 | 0 | 0 | 0 | 746.1109 | 825 | 0 | 0 | 0 | 0 | 0 | 0 | 0 | 0 | 0 | 0 | 746.1109 | 825 | 0 | 0 | 0 | 0 | 0 | 0 | 0 | 0 | 0 | 0 |  | 0 | 0 | 0 | 0 | 0 | 0 | 0 | 0 | 0 | 0 | 0 | 0 | 0 | 0 | 0 | 0 | 0 | 0 | 0 | 0 | 0 | 0 | 0 | 0 | 0 | 0 | 0 | 0 | 0 | 0 | 0 | 0 | 0 | 0 | 0 | 0 | 0 | 0 | 0 | 0 | 0 | 0 | 0 | 0 | 0 | 0 | 0 | 0 | 0 | 0 | 0 | 0
PG&E NGBA | Rio Oso | 115 | [12 empty] | 0 | 0 | 0 | 0 | 0 | 0 | 0 | 0 | 0 | 0 | 0 | 0 | 0 | 0 | 0 | 0 | 0 | 0 | 0 | 0 | 0 | 0 | 0 | 0 | 0 | 0 | 0 | 0 | 0 | 0 | 0 | 0 | 0 | 0 | 0 | 0 |  | 0 | 0 | 0 | 0 | 0 | 0 | 0 | 0 | 0 | 0 | 0 | 0 | 0 | 0 | 0 | 0 | 0 | 0 | 0 | 0 | 0 | 0 | 0 | 0 | 0 | 0 | 0 | 0 | 0 | 0 | 0 | 0 | 0 | 0 | 0 | 0 | 0 | 0 | 0 | 0 | 0 | 0 | 0 | 0 | 0 | 0 | 0 | 0 | 0 | 0 | 0 | 0
PG&E NGBA | Rio Oso | 230 | [12 empty] | 0 | 0 | 0 | 0 | 0 | 0 | 0 | 0 | 0 | 0 | 0 | 0 | 0 | 0 | 0 | 0 | 0 | 0 | 0 | 0 | 0 | 0 | 0 | 0 | 0 | 0 | 0 | 0 | 0 | 0 | 0 | 0 | 0 | 0 | 0 | 0 |  | 0 | 0 | 0 | 0 | 0 | 0 | 0 | 0 | 0 | 0 | 0 | 0 | 0 | 0 | 0 | 0 | 0 | 0 | 0 | 0 | 0 | 0 | 0 | 0 | 0 | 0 | 0 | 0 | 0 | 0 | 0 | 0 | 0 | 0 | 0 | 0 | 0 | 0 | 414.4 | 0 | 0 | 0 | 0 | 0 | 0 | 0 | 414.4 | 0 | 0 | 0 | 0 | 0
PG&E GBA | Ripon | 115 | [12 empty] | 9 | 39 | 0 | 0 | 0 | 0 | 0 | 0 | 0 | 0 | 0 | 0 | 9 | 39 | 0 | 0 | 0 | 0 | 0 | 0 | 0 | 0 | 0 | 0 | 9 | 39 | 0 | 0 | 0 | 0 | 0 | 0 | 0 | 0 | 0 | 0 |  | 0 | 0 | 0 | 0 | 0 | 0 | 0 | 0 | 0 | 0 | 0 | 0 | 9 | 39 | 0 | 0 | 0 | 0 | 0 | 0 | 0 | 0 | 0 | 0 | 9 | 39 | 0 | 0 | 0 | 0 | 0 | 0 | 0 | 0 | 0 | 0 | 0 | 0 | 0 | 0 | 0 | 0 | 0 | 0 | 0 | 0 | 0 | 0 | 0 | 0 | 0 | 0
PG&E GBA | Riverbank | 115 | [12 empty] | 0 | 0 | 0 | 0 | 0 | 0 | 0 | 0 | 0 | 0 | 0 | 0 | 0 | 0 | 0 | 0 | 0 | 0 | 0 | 0 | 0 | 0 | 0 | 0 | 0 | 0 | 0 | 0 | 0 | 0 | 0 | 0 | 0 | 0 | 0 | 0 |  | 0 | 0 | 0 | 0 | 0 | 0 | 0 | 0 | 0 | 0 | 0 | 0 | 0 | 0 | 0 | 0 | 0 | 0 | 0 | 0 | 0 | 0 | 0 | 0 | 0 | 0 | 0 | 0 | 0 | 0 | 0 | 0 | 0 | 0 | 0 | 0 | 0 | 0 | 0 | 0 | 0 | 0 | 0 | 0 | 0 | 0 | 0 | 0 | 0 | 0 | 0 | 0
SCE NOL | Roadway | 115 | [12 empty] | 50 | 50 | 0 | 0 | 75 | 0 | 0 | 0 | 0 | 0 | 0 | 0 | 50 | 50 | 0 | 0 | 75 | 0 | 0 | 0 | 0 | 0 | 0 | 0 | 50 | 50 | 0 | 0 | 75 | 0 | 0 | 0 | 0 | 0 | 0 | 0 |  | 34.94 | 24.9 | 0 | 0 | 45.92 | 10.88 | 0 | 0 | 0 | 0 | 0 | 0 | 50 | 50 | 0 | 0 | 75 | 0 | 0 | 0 | 0 | 0 | 0 | 0 | 50 | 50 | 0 | 0 | 75 | 0 | 0 | 0 | 0 | 0 | 0 | 0 | 0 | 0 | 0 | 0 | 0 | 0 | 0 | 0 | 0 | 0 | 0 | 0 | 0 | 0 | 0 | 0
PG&E NGBA | Rock Creek 1 | 230 | [12 empty] | 0 | 0 | 0 | 0 | 0 | 0 | 0 | 0 | 0 | 0 | 0 | 0 | 0 | 0 | 0 | 0 | 0 | 0 | 0 | 0 | 0 | 0 | 0 | 0 | 0 | 0 | 0 | 0 | 0 | 0 | 0 | 0 | 0 | 0 | 0 | 0 |  | 0 | 0 | 0 | 0 | 0 | 0 | 0 | 0 | 0 | 0 | 0 | 0 | 0 | 0 | 0 | 0 | 0 | 0 | 0 | 0 | 0 | 0 | 0 | 0 | 0 | 0 | 0 | 0 | 0 | 0 | 0 | 0 | 0 | 0 | 0 | 0 | 0 | 0 | 0 | 0 | 0 | 0 | 0 | 0 | 0 | 0 | 0 | 0 | 0 | 0 | 0 | 0
SCE Northern | Rosamond | 66 | [12 empty] | 0 | 0 | 0 | 0 | 0 | 0 | 0 | 0 | 0 | 0 | 0 | 0 | 0 | 0 | 0 | 0 | 0 | 0 | 0 | 0 | 0 | 0 | 0 | 0 | 0 | 0 | 0 | 0 | 0 | 0 | 0 | 0 | 0 | 0 | 0 | 0 |  | 0 | 0 | 0 | 0 | 0 | 0 | 0 | 0 | 0 | 0 | 0 | 0 | 0 | 0 | 0 | 0 | 0 | 0 | 0 | 0 | 0 | 0 | 0 | 0 | 0 | 0 | 0 | 0 | 0 | 0 | 0 | 0 | 0 | 0 | 0 | 0 | 0 | 0 | 0 | 0 | 0 | 0 | 0 | 0 | 0 | 0 | 0 | 0 | 0 | 0 | 0 | 0
PG&E GBA | Rossmoor | 230 | [12 empty] | 0 | 0 | 0 | 0 | 0 | 0 | 0 | 0 | 0 | 0 | 0 | 0 | 0 | 0 | 0 | 0 | 0 | 0 | 0 | 0 | 0 | 0 | 0 | 0 | 0 | 0 | 0 | 0 | 0 | 0 | 0 | 0 | 0 | 0 | 0 | 0 |  | 0 | 0 | 0 | 0 | 0 | 0 | 0 | 0 | 0 | 0 | 0 | 0 | 0 | 0 | 0 | 0 | 0 | 0 | 0 | 0 | 0 | 0 | 0 | 0 | 0 | 0 | 0 | 0 | 0 | 0 | 0 | 0 | 0 | 0 | 0 | 0 | 0 | 0 | 0 | 0 | 0 | 0 | 0 | 0 | 0 | 0 | 0 | 0 | 0 | 0 | 0 | 0
PG&E NGBA | Round Mountain | 230 | [12 empty] | 0 | 0 | 0 | 0 | 0 | 0 | 0 | 0 | 0 | 0 | 0 | 0 | 0 | 0 | 0 | 0 | 0 | 0 | 0 | 0 | 0 | 0 | 0 | 0 | 0 | 0 | 0 | 0 | 0 | 0 | 0 | 0 | 0 | 0 | 0 | 0 |  | 0 | 0 | 0 | 0 | 0 | 0 | 0 | 0 | 0 | 0 | 0 | 0 | 0 | 0 | 0 | 0 | 0 | 0 | 0 | 0 | 0 | 0 | 0 | 0 | 0 | 0 | 0 | 0 | 0 | 0 | 0 | 0 | 0 | 0 | 0 | 0 | 0 | 0 | 0 | 0 | 0 | 0 | 0 | 0 | 0 | 0 | 0 | 0 | 0 | 0 | 0 | 0
PG&E NGBA | Round Mountain | 500 | [12 empty] | 0 | 0 | 0 | 0 | 0 | 0 | 0 | 0 | 0 | 0 | 0 | 0 | 0 | 0 | 0 | 0 | 0 | 0 | 0 | 0 | 0 | 0 | 0 | 0 | 0 | 0 | 0 | 0 | 0 | 0 | 0 | 0 | 0 | 0 | 0 | 0 |  | 0 | 0 | 0 | 0 | 0 | 0 | 0 | 0 | 0 | 0 | 0 | 0 | 0 | 0 | 0 | 0 | 0 | 0 | 0 | 0 | 0 | 0 | 0 | 0 | 0 | 0 | 0 | 0 | 0 | 0 | 0 | 0 | 0 | 0 | 0 | 0 | 0 | 0 | 0 | 0 | 0 | 0 | 0 | 0 | 0 | 0 | 0 | 0 | 0 | 0 | 0 | 0
PG&E GBA | Salado | 115 | [12 empty] | 0 | 0 | 0 | 0 | 0 | 0 | 0 | 0 | 0 | 0 | 0 | 0 | 0 | 0 | 0 | 0 | 0 | 0 | 0 | 0 | 0 | 0 | 0 | 0 | 0 | 0 | 0 | 0 | 0 | 0 | 0 | 0 | 0 | 0 | 0 | 0 |  | 0 | 0 | 0 | 0 | 0 | 0 | 0 | 0 | 0 | 0 | 0 | 0 | 0 | 0 | 0 | 0 | 0 | 0 | 0 | 0 | 0 | 0 | 0 | 0 | 0 | 0 | 0 | 0 | 0 | 0 | 0 | 0 | 0 | 0 | 0 | 0 | 64.36 | 0 | 0 | 0 | 0 | 0 | 0 | 64.36 | 64.36 | 0 | 0 | 0 | 0 | 0 | 0 | 0
PG&E GBA | Salado | 60 | [12 empty] | 20 | 0 | 0 | 0 | 0 | 0 | 0 | 0 | 0 | 0 | 0 | 0 | 20 | 0 | 0 | 0 | 0 | 0 | 0 | 0 | 0 | 0 | 0 | 0 | 20 | 0 | 0 | 0 | 0 | 0 | 0 | 0 | 0 | 0 | 0 | 0 |  | 20 | 0 | 0 | 0 | 0 | 0 | 0 | 0 | 0 | 0 | 0 | 0 | 20 | 0 | 0 | 0 | 0 | 0 | 0 | 0 | 0 | 0 | 0 | 0 | 20 | 0 | 0 | 0 | 0 | 0 | 0 | 0 | 0 | 0 | 0 | 0 | 0 | 0 | 0 | 0 | 0 | 0 | 0 | 0 | 0 | 0 | 0 | 0 | 0 | 0 | 0 | 0
PG&E GBA | Salinas | 115 | [12 empty] | 0 | 0 | 0 | 0 | 0 | 0 | 0 | 0 | 0 | 0 | 0 | 0 | 0 | 0 | 0 | 0 | 0 | 0 | 0 | 0 | 0 | 0 | 0 | 0 | 0 | 0 | 0 | 0 | 0 | 0 | 0 | 0 | 0 | 0 | 0 | 0 |  | 0 | 0 | 0 | 0 | 0 | 0 | 0 | 0 | 0 | 0 | 0 | 0 | 0 | 0 | 0 | 0 | 0 | 0 | 0 | 0 | 0 | 0 | 0 | 0 | 0 | 0 | 0 | 0 | 0 | 0 | 0 | 0 | 0 | 0 | 0 | 0 | 0 | 0 | 0 | 0 | 0 | 0 | 0 | 0 | 0 | 0 | 0 | 0 | 0 | 0 | 0 | 0
SDGE | Salt Creek | 69 | [12 empty] | 0 | 0 | 0 | 0 | 0 | 0 | 0 | 0 | 0 | 0 | 0 | 0 | 102.04 | 0 | 0 | 0 | 0 | 0 | 0 | 0 | 0 | 0 | 0 | 0 | 102.04 | 0 | 0 | 0 | 0 | 0 | 0 | 0 | 0 | 0 | 0 | 0 |  | 0 | 0 | 0 | 0 | 0 | 0 | 0 | 0 | 0 | 0 | 0 | 0 | 102.04 | 0 | 0 | 0 | 0 | 0 | 0 | 0 | 0 | 0 | 0 | 0 | 102.04 | 0 | 0 | 0 | 0 | 0 | 0 | 0 | 0 | 0 | 0 | 0 | 0 | 0 | 0 | 0 | 0 | 0 | 0 | 0 | 0 | 0 | 0 | 0 | 0 | 0 | 0 | 0
SCE Eastern | San Bernardino | 230 | [12 empty] | 0 | 0 | 0 | 0 | 0 | 0 | 0 | 0 | 0 | 0 | 0 | 0 | 202.8 | 0 | 0 | 0 | 0 | 0 | 0 | 0 | 0 | 0 | 0 | 0 | 202.8 | 0 | 0 | 0 | 0 | 0 | 0 | 0 | 0 | 0 | 0 | 0 |  | 0 | 0 | 0 | 0 | 0 | 0 | 0 | 0 | 0 | 0 | 0 | 0 | 0 | 0 | 0 | 0 | 0 | 0 | 0 | 0 | 0 | 0 | 0 | 0 | 0 | 0 | 0 | 0 | 0 | 0 | 0 | 0 | 0 | 0 | 0 | 0 | 0 | 0 | 0 | 0 | 0 | 0 | 0 | 0 | 0 | 0 | 0 | 0 | 0 | 0 | 0 | 0
PG&E GBA | SAN FRAN A (POTRERO PP) | 115 | [12 empty] | 0 | 0 | 0 | 0 | 0 | 0 | 0 | 0 | 0 | 0 | 0 | 0 | 0 | 0 | 0 | 0 | 0 | 0 | 0 | 0 | 0 | 0 | 0 | 0 | 0 | 0 | 0 | 0 | 0 | 0 | 0 | 0 | 0 | 0 | 0 | 0 |  | 0 | 0 | 0 | 0 | 0 | 0 | 0 | 0 | 0 | 0 | 0 | 0 | 0 | 0 | 0 | 0 | 0 | 0 | 0 | 0 | 0 | 0 | 0 | 0 | 0 | 0 | 0 | 0 | 0 | 0 | 0 | 0 | 0 | 0 | 0 | 0 | 0 | 0 | 0 | 0 | 0 | 0 | 0 | 0 | 0 | 0 | 0 | 0 | 0 | 0 | 0 | 0
PG&E GBA | SAN FRAN A (POTRERO PP) | 230 | [12 empty] | 0 | 0 | 0 | 0 | 0 | 0 | 0 | 0 | 0 | 0 | 0 | 0 | 0 | 0 | 0 | 0 | 0 | 0 | 0 | 0 | 0 | 0 | 0 | 0 | 0 | 0 | 0 | 0 | 0 | 0 | 0 | 0 | 0 | 0 | 0 | 0 |  | 0 | 0 | 0 | 0 | 0 | 0 | 0 | 0 | 0 | 0 | 0 | 0 | 0 | 0 | 0 | 0 | 0 | 0 | 0 | 0 | 0 | 0 | 0 | 0 | 0 | 0 | 0 | 0 | 0 | 0 | 0 | 0 | 0 | 0 | 0 | 0 | 0 | 0 | 0 | 0 | 0 | 0 | 0 | 0 | 0 | 0 | 0 | 0 | 0 | 0 | 0 | 0
PG&E GBA | San Jose A | 115 | [12 empty] | 0 | 0 | 0 | 0 | 0 | 0 | 0 | 0 | 0 | 0 | 0 | 0 | 0 | 0 | 0 | 0 | 0 | 0 | 0 | 0 | 0 | 0 | 0 | 0 | 0 | 0 | 0 | 0 | 0 | 0 | 0 | 0 | 0 | 0 | 0 | 0 |  | 0 | 0 | 0 | 0 | 0 | 0 | 0 | 0 | 0 | 0 | 0 | 0 | 0 | 0 | 0 | 0 | 0 | 0 | 0 | 0 | 0 | 0 | 0 | 0 | 0 | 0 | 0 | 0 | 0 | 0 | 0 | 0 | 0 | 0 | 0 | 0 | 0 | 0 | 0 | 0 | 0 | 0 | 0 | 0 | 0 | 0 | 0 | 0 | 0 | 0 | 0 | 0
PG&E GBA | San Jose B | 115 | [12 empty] | 0 | 0 | 0 | 0 | 0 | 0 | 0 | 0 | 0 | 0 | 0 | 0 | 0 | 0 | 0 | 0 | 0 | 0 | 0 | 0 | 0 | 0 | 0 | 0 | 0 | 0 | 0 | 0 | 0 | 0 | 0 | 0 | 0 | 0 | 0 | 0 |  | 0 | 0 | 0 | 0 | 0 | 0 | 0 | 0 | 0 | 0 | 0 | 0 | 0 | 0 | 0 | 0 | 0 | 0 | 0 | 0 | 0 | 0 | 0 | 0 | 0 | 0 | 0 | 0 | 0 | 0 | 0 | 0 | 0 | 0 | 0 | 0 | 0 | 0 | 0 | 0 | 0 | 0 | 0 | 0 | 0 | 0 | 0 | 0 | 0 | 0 | 0 | 0
PG&E GBA | San Leandro U | 115 | [12 empty] | 0 | 0 | 0 | 0 | 0 | 0 | 0 | 0 | 0 | 0 | 0 | 0 | 0 | 0 | 0 | 0 | 0 | 0 | 0 | 0 | 0 | 0 | 0 | 0 | 0 | 0 | 0 | 0 | 0 | 0 | 0 | 0 | 0 | 0 | 0 | 0 |  | 0 | 0 | 0 | 0 | 0 | 0 | 0 | 0 | 0 | 0 | 0 | 0 | 0 | 0 | 0 | 0 | 0 | 0 | 0 | 0 | 0 | 0 | 0 | 0 | 0 | 0 | 0 | 0 | 0 | 0 | 0 | 0 | 0 | 0 | 0 | 0 | 0 | 0 | 0 | 0 | 0 | 0 | 0 | 0 | 0 | 0 | 0 | 0 | 0 | 0 | 0 | 0
PG&E KERN | San Luis Obispo | 115 | [12 empty] | 0 | 0 | 0 | 0 | 0 | 0 | 0 | 0 | 0 | 0 | 0 | 0 | 0 | 0 | 0 | 0 | 0 | 0 | 0 | 0 | 0 | 0 | 0 | 0 | 0 | 0 | 0 | 0 | 0 | 0 | 0 | 0 | 0 | 0 | 0 | 0 |  | 0 | 0 | 0 | 0 | 0 | 0 | 0 | 0 | 0 | 0 | 0 | 0 | 0 | 0 | 0 | 0 | 0 | 0 | 0 | 0 | 0 | 0 | 0 | 0 | 0 | 0 | 0 | 0 | 0 | 0 | 0 | 0 | 0 | 0 | 0 | 0 | 0 | 0 | 0 | 0 | 0 | 0 | 0 | 0 | 0 | 0 | 0 | 0 | 0 | 0 | 0 | 0
PG&E KERN | San Luis Obispo | 70 | [12 empty] | 0 | 0 | 0 | 0 | 0 | 0 | 0 | 0 | 0 | 0 | 0 | 0 | 0 | 0 | 0 | 0 | 0 | 0 | 0 | 0 | 0 | 0 | 0 | 0 | 0 | 0 | 0 | 0 | 0 | 0 | 0 | 0 | 0 | 0 | 0 | 0 |  | 0 | 0 | 0 | 0 | 0 | 0 | 0 | 0 | 0 | 0 | 0 | 0 | 0 | 0 | 0 | 0 | 0 | 0 | 0 | 0 | 0 | 0 | 0 | 0 | 0 | 0 | 0 | 0 | 0 | 0 | 0 | 0 | 0 | 0 | 0 | 0 | 0 | 0 | 0 | 0 | 0 | 0 | 0 | 0 | 0 | 0 | 0 | 0 | 0 | 0 | 0 | 0
SDGE | San Luis Rey | 230 | [12 empty] | 0 | 0 | 0 | 0 | 0 | 0 | 0 | 0 | 0 | 0 | 0 | 0 | 256 | 0 | 0 | 0 | 0 | 0 | 0 | 0 | 0 | 0 | 0 | 0 | 256 | 0 | 0 | 0 | 0 | 0 | 0 | 0 | 0 | 0 | 0 | 0 |  | 0 | 0 | 0 | 0 | 0 | 0 | 0 | 0 | 0 | 0 | 0 | 0 | 256 | 0 | 0 | 0 | 0 | 0 | 0 | 0 | 0 | 0 | 0 | 0 | 256 | 0 | 0 | 0 | 0 | 0 | 0 | 0 | 0 | 0 | 0 | 0 | 0 | 0 | 0 | 0 | 0 | 0 | 0 | 0 | 0 | 0 | 0 | 0 | 0 | 0 | 0 | 0
SDGE | San Luis Rey | 69 | [12 empty] | 0 | 0 | 0 | 0 | 0 | 0 | 0 | 0 | 0 | 0 | 0 | 0 | 0 | 0 | 0 | 0 | 0 | 0 | 0 | 0 | 0 | 0 | 0 | 0 | 0 | 0 | 0 | 0 | 0 | 0 | 0 | 0 | 0 | 0 | 0 | 0 |  | 0 | 0 | 0 | 0 | 0 | 0 | 0 | 0 | 0 | 0 | 0 | 0 | 0 | 0 | 0 | 0 | 0 | 0 | 0 | 0 | 0 | 0 | 0 | 0 | 0 | 0 | 0 | 0 | 0 | 0 | 0 | 0 | 0 | 0 | 0 | 0 | 0 | 0 | 0 | 0 | 0 | 0 | 0 | 0 | 0 | 0 | 0 | 0 | 0 | 0 | 0 | 0
SDGE | San Marcos | 69 | [12 empty] | 0 | 0 | 0 | 0 | 0 | 0 | 0 | 0 | 0 | 0 | 0 | 0 | 0 | 0 | 0 | 0 | 0 | 0 | 0 | 0 | 0 | 0 | 0 | 0 | 0 | 0 | 0 | 0 | 0 | 0 | 0 | 0 | 0 | 0 | 0 | 0 |  | 0 | 0 | 0 | 0 | 0 | 0 | 0 | 0 | 0 | 0 | 0 | 0 | 0 | 0 | 0 | 0 | 0 | 0 | 0 | 0 | 0 | 0 | 0 | 0 | 0 | 0 | 0 | 0 | 0 | 0 | 0 | 0 | 0 | 0 | 0 | 0 | 0 | 0 | 0 | 0 | 0 | 0 | 0 | 0 | 0 | 0 | 0 | 0 | 0 | 0 | 0 | 0
SCE Metro | San Onofre | 230 | [12 empty] | 0 | 0 | 0 | 0 | 0 | 0 | 0 | 0 | 0 | 0 | 0 | 0 | 0 | 0 | 0 | 0 | 0 | 0 | 0 | 0 | 0 | 0 | 0 | 0 | 0 | 0 | 0 | 0 | 0 | 0 | 0 | 0 | 0 | 0 | 0 | 0 |  | 0 | 0 | 0 | 0 | 0 | 0 | 0 | 0 | 0 | 0 | 0 | 0 | 0 | 0 | 0 | 0 | 0 | 0 | 0 | 0 | 0 | 0 | 0 | 0 | 0 | 0 | 0 | 0 | 0 | 0 | 0 | 0 | 0 | 0 | 0 | 0 | 0 | 0 | 0 | 0 | 0 | 0 | 0 | 0 | 0 | 0 | 0 | 0 | 0 | 0 | 0 | 0
PG&E GBA | San Pablo | 115 | [12 empty] | 0 | 0 | 0 | 0 | 0 | 0 | 0 | 0 | 0 | 0 | 0 | 0 | 0 | 0 | 0 | 0 | 0 | 0 | 0 | 0 | 0 | 0 | 0 | 0 | 0 | 0 | 0 | 0 | 0 | 0 | 0 | 0 | 0 | 0 | 0 | 0 |  | 0 | 0 | 0 | 0 | 0 | 0 | 0 | 0 | 0 | 0 | 0 | 0 | 0 | 0 | 0 | 0 | 0 | 0 | 0 | 0 | 0 | 0 | 0 | 0 | 0 | 0 | 0 | 0 | 0 | 0 | 0 | 0 | 0 | 0 | 0 | 0 | 0 | 0 | 0 | 0 | 0 | 0 | 0 | 0 | 0 | 0 | 0 | 0 | 0 | 0 | 0 | 0
PG&E GBA | San Ramon | 230 | [12 empty] | 0 | 0 | 0 | 0 | 0 | 0 | 0 | 0 | 0 | 0 | 0 | 0 | 0 | 0 | 0 | 0 | 0 | 0 | 0 | 0 | 0 | 0 | 0 | 0 | 0 | 0 | 0 | 0 | 0 | 0 | 0 | 0 | 0 | 0 | 0 | 0 |  | 0 | 0 | 0 | 0 | 0 | 0 | 0 | 0 | 0 | 0 | 0 | 0 | 0 | 0 | 0 | 0 | 0 | 0 | 0 | 0 | 0 | 0 | 0 | 0 | 0 | 0 | 0 | 0 | 0 | 0 | 0 | 0 | 0 | 0 | 0 | 0 | 0 | 0 | 0 | 0 | 0 | 0 | 0 | 0 | 0 | 0 | 0 | 0 | 0 | 0 | 0 | 0
SDGE | San Ysidro | 69 | [12 empty] | 0 | 0 | 0 | 0 | 0 | 0 | 0 | 0 | 0 | 0 | 0 | 0 | 0 | 0 | 0 | 0 | 0 | 0 | 0 | 0 | 0 | 0 | 0 | 0 | 0 | 0 | 0 | 0 | 0 | 0 | 0 | 0 | 0 | 0 | 0 | 0 |  | 0 | 0 | 0 | 0 | 0 | 0 | 0 | 0 | 0 | 0 | 0 | 0 | 0 | 0 | 0 | 0 | 0 | 0 | 0 | 0 | 0 | 0 | 0 | 0 | 0 | 0 | 0 | 0 | 0 | 0 | 0 | 0 | 0 | 0 | 0 | 0 | 0 | 0 | 0 | 0 | 0 | 0 | 0 | 0 | 0 | 0 | 0 | 0 | 0 | 0 | 0 | 0
SCE NOL | Sandlot | 230 | [12 empty] | 0 | 0 | 0 | 0 | 0 | 0 | 0 | 0 | 0 | 0 | 0 | 0 | 0 | 0 | 0 | 0 | 0 | 0 | 0 | 0 | 0 | 0 | 0 | 0 | 0 | 0 | 0 | 0 | 0 | 0 | 0 | 0 | 0 | 0 | 0 | 0 |  | 0 | 0 | 0 | 0 | 0 | 0 | 0 | 0 | 0 | 0 | 0 | 0 | 0 | 0 | 0 | 0 | 0 | 0 | 0 | 0 | 0 | 0 | 0 | 0 | 0 | 0 | 0 | 0 | 0 | 0 | 0 | 0 | 0 | 0 | 0 | 0 | 0 | 0 | 0 | 0 | 0 | 0 | 0 | 0 | 0 | 0 | 0 | 0 | 0 | 0 | 0 | 0
EOP | Sandy | 138 | [12 empty] | 0 | 0 | 0 | 0 | 0 | 0 | 0 | 0 | 0 | 0 | 0 | 0 | 0 | 0 | 0 | 0 | 0 | 0 | 0 | 0 | 0 | 0 | 0 | 0 | 0 | 0 | 0 | 0 | 0 | 0 | 0 | 0 | 0 | 0 | 0 | 0 |  | 0 | 0 | 0 | 0 | 0 | 0 | 0 | 0 | 0 | 0 | 0 | 0 | 0 | 0 | 0 | 0 | 0 | 0 | 0 | 0 | 0 | 0 | 0 | 0 | 0 | 0 | 0 | 0 | 0 | 0 | 0 | 0 | 0 | 0 | 0 | 0 | 0 | 0 | 0 | 0 | 0 | 0 | 0 | 0 | 0 | 0 | 0 | 0 | 0 | 0 | 0 | 0
PG&E FRESNO | Sanger | 115 | [12 empty] | 203.699 | 200 | 0 | 0 | 0 | 0 | 0 | 0 | 0 | 0 | 0 | 0 | 203.699 | 200 | 0 | 0 | 0 | 0 | 0 | 0 | 0 | 0 | 0 | 0 | 203.699 | 200 | 0 | 0 | 0 | 0 | 0 | 0 | 0 | 0 | 0 | 0 |  | 203.699 | 200 | 0 | 0 | 0 | 0 | 0 | 0 | 0 | 0 | 0 | 0 | 203.699 | 200 | 0 | 0 | 0 | 0 | 0 | 0 | 0 | 0 | 0 | 0 | 203.699 | 200 | 0 | 0 | 0 | 0 | 0 | 0 | 0 | 0 | 0 | 0 | 0 | 0 | 0 | 0 | 0 | 0 | 0 | 0 | 0 | 0 | 0 | 0 | 0 | 0 | 0 | 0
SCE Northern | Santa Clara | 230 | [12 empty] | 0 | 0 | 0 | 0 | 0 | 0 | 0 | 0 | 0 | 0 | 0 | 0 | 0 | 0 | 0 | 0 | 0 | 0 | 0 | 0 | 0 | 0 | 0 | 0 | 0 | 0 | 0 | 0 | 0 | 0 | 0 | 0 | 0 | 0 | 0 | 0 |  | 0 | 0 | 0 | 0 | 0 | 0 | 0 | 0 | 0 | 0 | 0 | 0 | 0 | 0 | 0 | 0 | 0 | 0 | 0 | 0 | 0 | 0 | 0 | 0 | 0 | 0 | 0 | 0 | 0 | 0 | 0 | 0 | 0 | 0 | 0 | 0 | 0 | 0 | 0 | 0 | 0 | 0 | 0 | 0 | 0 | 0 | 0 | 0 | 0 | 0 | 0 | 0
PG&E NGBA | Santa Rosa A | 115 | [12 empty] | 0 | 0 | 0 | 0 | 0 | 0 | 0 | 0 | 0 | 0 | 0 | 0 | 0 | 0 | 0 | 0 | 0 | 0 | 0 | 0 | 0 | 0 | 0 | 0 | 0 | 0 | 0 | 0 | 0 | 0 | 0 | 0 | 0 | 0 | 0 | 0 |  | 0 | 0 | 0 | 0 | 0 | 0 | 0 | 0 | 0 | 0 | 0 | 0 | 0 | 0 | 0 | 0 | 0 | 0 | 0 | 0 | 0 | 0 | 0 | 0 | 0 | 0 | 0 | 0 | 0 | 0 | 0 | 0 | 0 | 0 | 0 | 0 | 0 | 0 | 0 | 0 | 0 | 0 | 0 | 0 | 0 | 0 | 0 | 0 | 0 | 0 | 0 | 0
PG&E GBA | Santa Teresa | 115 | [12 empty] | 101.888 | 100 | 0 | 0 | 0 | 0 | 0 | 0 | 0 | 0 | 0 | 0 | 101.888 | 100 | 0 | 0 | 0 | 0 | 0 | 0 | 0 | 0 | 0 | 0 | 101.888 | 100 | 0 | 0 | 0 | 0 | 0 | 0 | 0 | 0 | 0 | 0 |  | 0 | 0 | 0 | 0 | 0 | 0 | 0 | 0 | 0 | 0 | 0 | 0 | 101.888 | 100 | 0 | 0 | 0 | 0 | 0 | 0 | 0 | 0 | 0 | 0 | 101.888 | 100 | 0 | 0 | 0 | 0 | 0 | 0 | 0 | 0 | 0 | 0 | 0 | 0 | 0 | 0 | 0 | 0 | 0 | 0 | 0 | 0 | 0 | 0 | 0 | 0 | 0 | 0
SDGE | Santee | 138 | [12 empty] | 0 | 0 | 0 | 0 | 0 | 0 | 0 | 0 | 0 | 0 | 0 | 0 | 0 | 0 | 0 | 0 | 0 | 0 | 0 | 0 | 0 | 0 | 0 | 0 | 0 | 0 | 0 | 0 | 0 | 0 | 0 | 0 | 0 | 0 | 0 | 0 |  | 0 | 0 | 0 | 0 | 0 | 0 | 0 | 0 | 0 | 0 | 0 | 0 | 0 | 0 | 0 | 0 | 0 | 0 | 0 | 0 | 0 | 0 | 0 | 0 | 0 | 0 | 0 | 0 | 0 | 0 | 0 | 0 | 0 | 0 | 0 | 0 | 0 | 0 | 0 | 0 | 0 | 0 | 0 | 0 | 0 | 0 | 0 | 0 | 0 | 0 | 0 | 0
SCE Metro | Santiago | 230 | [12 empty] | 0 | 0 | 0 | 0 | 0 | 0 | 0 | 0 | 0 | 0 | 0 | 0 | 0 | 0 | 0 | 0 | 0 | 0 | 0 | 0 | 0 | 0 | 0 | 0 | 0 | 0 | 0 | 0 | 0 | 0 | 0 | 0 | 0 | 0 | 0 | 0 |  | 0 | 0 | 0 | 0 | 0 | 0 | 0 | 0 | 0 | 0 | 0 | 0 | 0 | 0 | 0 | 0 | 0 | 0 | 0 | 0 | 0 | 0 | 0 | 0 | 0 | 0 | 0 | 0 | 0 | 0 | 0 | 0 | 0 | 0 | 0 | 0 | 0 | 0 | 0 | 0 | 0 | 0 | 0 | 0 | 0 | 0 | 0 | 0 | 0 | 0 | 0 | 0
PG&E GBA | Saratoga | 230 | [12 empty] | 0 | 0 | 0 | 0 | 0 | 0 | 0 | 0 | 0 | 0 | 0 | 0 | 0 | 0 | 0 | 0 | 0 | 0 | 0 | 0 | 0 | 0 | 0 | 0 | 0 | 0 | 0 | 0 | 0 | 0 | 0 | 0 | 0 | 0 | 0 | 0 |  | 0 | 0 | 0 | 0 | 0 | 0 | 0 | 0 | 0 | 0 | 0 | 0 | 0 | 0 | 0 | 0 | 0 | 0 | 0 | 0 | 0 | 0 | 0 | 0 | 0 | 0 | 0 | 0 | 0 | 0 | 0 | 0 | 0 | 0 | 0 | 0 | 0 | 0 | 0 | 0 | 0 | 0 | 0 | 0 | 0 | 0 | 0 | 0 | 0 | 0 | 0 | 0
SCE Northern | Saugus | 230 | [12 empty] | 0 | 0 | 0 | 0 | 0 | 0 | 0 | 0 | 0 | 0 | 0 | 0 | 0 | 0 | 0 | 0 | 0 | 0 | 0 | 0 | 0 | 0 | 0 | 0 | 0 | 0 | 0 | 0 | 0 | 0 | 0 | 0 | 0 | 0 | 0 | 0 |  | 0 | 0 | 0 | 0 | 0 | 0 | 0 | 0 | 0 | 0 | 0 | 0 | 0 | 0 | 0 | 0 | 0 | 0 | 0 | 0 | 0 | 0 | 0 | 0 | 0 | 0 | 0 | 0 | 0 | 0 | 0 | 0 | 0 | 0 | 0 | 0 | 0 | 0 | 0 | 0 | 0 | 0 | 0 | 0 | 0 | 0 | 0 | 0 | 0 | 0 | 0 | 0
PG&E FRESNO | Schindler | 115 | [12 empty] | 60 | 6 | 0 | 0 | 0 | 0 | 0 | 0 | 0 | 0 | 0 | 0 | 60 | 6 | 0 | 0 | 0 | 0 | 0 | 0 | 0 | 0 | 0 | 0 | 60 | 6 | 0 | 0 | 0 | 0 | 0 | 0 | 0 | 0 | 0 | 0 |  | 60 | 6 | 0 | 0 | 0 | 0 | 0 | 0 | 0 | 0 | 0 | 0 | 60 | 6 | 0 | 0 | 0 | 0 | 0 | 0 | 0 | 0 | 0 | 0 | 60 | 6 | 0 | 0 | 0 | 0 | 0 | 0 | 0 | 0 | 0 | 0 | 0 | 0 | 0 | 0 | 0 | 0 | 0 | 0 | 0 | 0 | 0 | 0 | 0 | 0 | 0 | 0
PG&E FRESNO | Schindler | 70 | [12 empty] | 0 | 0 | 0 | 0 | 0 | 0 | 0 | 0 | 0 | 0 | 0 | 0 | 0 | 0 | 0 | 0 | 0 | 0 | 0 | 0 | 0 | 0 | 0 | 0 | 0 | 0 | 0 | 0 | 0 | 0 | 0 | 0 | 0 | 0 | 0 | 0 |  | 0 | 0 | 0 | 0 | 0 | 0 | 0 | 0 | 0 | 0 | 0 | 0 | 0 | 0 | 0 | 0 | 0 | 0 | 0 | 0 | 0 | 0 | 0 | 0 | 0 | 0 | 0 | 0 | 0 | 0 | 0 | 0 | 0 | 0 | 0 | 0 | 0 | 0 | 0 | 0 | 0 | 0 | 0 | 0 | 0 | 0 | 0 | 0 | 0 | 0 | 0 | 0
PG&E GBA | Schulte | 115 | [12 empty] | 253.55 | 130 | 0 | 0 | 0 | 0 | 0 | 0 | 0 | 0 | 0 | 0 | 716.12 | 130 | 0 | 0 | 0 | 0 | 0 | 0 | 0 | 0 | 0 | 0 | 716.12 | 130 | 0 | 0 | 0 | 0 | 0 | 0 | 0 | 0 | 0 | 0 |  | 40 | 40 | 0 | 0 | 0 | 0 | 0 | 0 | 0 | 0 | 0 | 0 | 40 | 40 | 0 | 0 | 0 | 0 | 0 | 0 | 0 | 0 | 0 | 0 | 40 | 40 | 0 | 0 | 0 | 0 | 0 | 0 | 0 | 0 | 0 | 0 | 0 | 0 | 0 | 0 | 0 | 0 | 0 | 0 | 0 | 0 | 0 | 0 | 0 | 0 | 0 | 0
SDGE | Scripps | 69 | [12 empty] | 0 | 0 | 0 | 0 | 0 | 0 | 0 | 0 | 0 | 0 | 0 | 0 | 71.3 | 0 | 0 | 0 | 0 | 0 | 0 | 0 | 0 | 0 | 0 | 0 | 71.3 | 0 | 0 | 0 | 0 | 0 | 0 | 0 | 0 | 0 | 0 | 0 |  | 0 | 0 | 0 | 0 | 0 | 0 | 0 | 0 | 0 | 0 | 0 | 0 | 71.3 | 0 | 0 | 0 | 0 | 0 | 0 | 0 | 0 | 0 | 0 | 0 | 71.3 | 0 | 0 | 0 | 0 | 0 | 0 | 0 | 0 | 0 | 0 | 0 | 0 | 0 | 0 | 0 | 0 | 0 | 0 | 0 | 0 | 0 | 0 | 0 | 0 | 0 | 0 | 0
PG&E KERN | Semitropic | 115 | [12 empty] | 0 | 0 | 0 | 0 | 0 | 0 | 0 | 0 | 0 | 0 | 0 | 0 | 0 | 0 | 0 | 0 | 0 | 0 | 0 | 0 | 0 | 0 | 0 | 0 | 0 | 0 | 0 | 0 | 0 | 0 | 0 | 0 | 0 | 0 | 0 | 0 |  | 0 | 0 | 0 | 0 | 0 | 0 | 0 | 0 | 0 | 0 | 0 | 0 | 0 | 0 | 0 | 0 | 0 | 0 | 0 | 0 | 0 | 0 | 0 | 0 | 0 | 0 | 0 | 0 | 0 | 0 | 0 | 0 | 0 | 0 | 0 | 0 | 0 | 0 | 0 | 0 | 0 | 0 | 0 | 0 | 0 | 0 | 0 | 0 | 0 | 0 | 0 | 0
SCE Metro | Serrano | 230 | [12 empty] | 0 | 0 | 0 | 0 | 0 | 0 | 0 | 0 | 0 | 0 | 0 | 0 | 0 | 0 | 0 | 0 | 0 | 0 | 0 | 0 | 0 | 0 | 0 | 0 | 0 | 0 | 0 | 0 | 0 | 0 | 0 | 0 | 0 | 0 | 0 | 0 |  | 0 | 0 | 0 | 0 | 0 | 0 | 0 | 0 | 0 | 0 | 0 | 0 | 0 | 0 | 0 | 0 | 0 | 0 | 0 | 0 | 0 | 0 | 0 | 0 | 0 | 0 | 0 | 0 | 0 | 0 | 0 | 0 | 0 | 0 | 0 | 0 | 0 | 0 | 0 | 0 | 0 | 0 | 0 | 0 | 0 | 0 | 0 | 0 | 0 | 0 | 0 | 0
SCE Metro | Serrano | 500 | [12 empty] | 0 | 0 | 0 | 0 | 0 | 0 | 0 | 0 | 0 | 0 | 0 | 0 | 0 | 0 | 0 | 0 | 0 | 0 | 0 | 0 | 0 | 0 | 0 | 0 | 0 | 0 | 0 | 0 | 0 | 0 | 0 | 0 | 0 | 0 | 0 | 0 |  | 0 | 0 | 0 | 0 | 0 | 0 | 0 | 0 | 0 | 0 | 0 | 0 | 0 | 0 | 0 | 0 | 0 | 0 | 0 | 0 | 0 | 0 | 0 | 0 | 0 | 0 | 0 | 0 | 0 | 0 | 0 | 0 | 0 | 0 | 0 | 0 | 0 | 0 | 0 | 0 | 0 | 0 | 0 | 0 | 0 | 0 | 0 | 0 | 0 | 0 | 0 | 0
SDGE | Shadowridge | 138 | [12 empty] | 0 | 0 | 0 | 0 | 0 | 0 | 0 | 0 | 0 | 0 | 0 | 0 | 0 | 0 | 0 | 0 | 0 | 0 | 0 | 0 | 0 | 0 | 0 | 0 | 0 | 0 | 0 | 0 | 0 | 0 | 0 | 0 | 0 | 0 | 0 | 0 |  | 0 | 0 | 0 | 0 | 0 | 0 | 0 | 0 | 0 | 0 | 0 | 0 | 0 | 0 | 0 | 0 | 0 | 0 | 0 | 0 | 0 | 0 | 0 | 0 | 0 | 0 | 0 | 0 | 0 | 0 | 0 | 0 | 0 | 0 | 0 | 0 | 0 | 0 | 0 | 0 | 0 | 0 | 0 | 0 | 0 | 0 | 0 | 0 | 0 | 0 | 0 | 0
PG&E KERN | Shafter | 115 | [12 empty] | 0 | 0 | 0 | 0 | 0 | 0 | 0 | 0 | 0 | 0 | 0 | 0 | 101.7635 | 0 | 0 | 0 | 102.254 | 0 | 0 | 0 | 0 | 0 | 0 | 0 | 101.7635 | 0 | 0 | 0 | 102.254 | 0 | 0 | 0 | 0 | 0 | 0 | 0 |  | 0 | 0 | 0 | 0 | 0 | 0 | 0 | 0 | 0 | 0 | 0 | 0 | 101.7635 | 0 | 0 | 0 | 102.254 | 0 | 0 | 0 | 0 | 0 | 0 | 0 | 101.7635 | 0 | 0 | 0 | 102.254 | 0 | 0 | 0 | 0 | 0 | 0 | 0 | 0 | 0 | 0 | 0 | 0 | 0 | 0 | 0 | 0 | 0 | 0 | 0 | 0 | 0 | 0 | 0
PG&E NGBA | Silverado | 115 | [12 empty] | 0 | 0 | 0 | 0 | 0 | 0 | 0 | 0 | 0 | 0 | 0 | 0 | 0 | 0 | 0 | 0 | 0 | 0 | 0 | 0 | 0 | 0 | 0 | 0 | 0 | 0 | 0 | 0 | 0 | 0 | 0 | 0 | 0 | 0 | 0 | 0 |  | 0 | 0 | 0 | 0 | 0 | 0 | 0 | 0 | 0 | 0 | 0 | 0 | 0 | 0 | 0 | 0 | 0 | 0 | 0 | 0 | 0 | 0 | 0 | 0 | 0 | 0 | 0 | 0 | 0 | 0 | 0 | 0 | 0 | 0 | 0 | 0 | 0 | 0 | 0 | 0 | 0 | 0 | 0 | 0 | 0 | 0 | 0 | 0 | 0 | 0 | 0 | 0
SDGE | Silvergate | 230 | [12 empty] | 0 | 0 | 0 | 0 | 0 | 0 | 0 | 0 | 0 | 0 | 0 | 0 | 213.5487 | 0 | 0 | 0 | 0 | 0 | 0 | 0 | 0 | 0 | 0 | 0 | 213.5487 | 0 | 0 | 0 | 0 | 0 | 0 | 0 | 0 | 0 | 0 | 0 |  | 0 | 0 | 0 | 0 | 0 | 0 | 0 | 0 | 0 | 0 | 0 | 0 | 0 | 0 | 0 | 0 | 0 | 0 | 0 | 0 | 0 | 0 | 0 | 0 | 0 | 0 | 0 | 0 | 0 | 0 | 0 | 0 | 0 | 0 | 0 | 0 | 0 | 0 | 0 | 0 | 0 | 0 | 0 | 0 | 0 | 0 | 0 | 0 | 0 | 0 | 0 | 0
SDGE | Silvergate | 69 | [12 empty] | 0 | 0 | 0 | 0 | 0 | 0 | 0 | 0 | 0 | 0 | 0 | 0 | 0 | 0 | 0 | 0 | 0 | 0 | 0 | 0 | 0 | 0 | 0 | 0 | 0 | 0 | 0 | 0 | 0 | 0 | 0 | 0 | 0 | 0 | 0 | 0 |  | 0 | 0 | 0 | 0 | 0 | 0 | 0 | 0 | 0 | 0 | 0 | 0 | 0 | 0 | 0 | 0 | 0 | 0 | 0 | 0 | 0 | 0 | 0 | 0 | 0 | 0 | 0 | 0 | 0 | 0 | 0 | 0 | 0 | 0 | 0 | 0 | 0 | 0 | 0 | 0 | 0 | 0 | 0 | 0 | 0 | 0 | 0 | 0 | 0 | 0 | 0 | 0
PG&E KERN | Sisquoc | 115 | [12 empty] | 0 | 0 | 0 | 0 | 0 | 0 | 0 | 0 | 0 | 0 | 0 | 0 | 0 | 0 | 0 | 0 | 0 | 0 | 0 | 0 | 0 | 0 | 0 | 0 | 0 | 0 | 0 | 0 | 0 | 0 | 0 | 0 | 0 | 0 | 0 | 0 |  | 0 | 0 | 0 | 0 | 0 | 0 | 0 | 0 | 0 | 0 | 0 | 0 | 0 | 0 | 0 | 0 | 0 | 0 | 0 | 0 | 0 | 0 | 0 | 0 | 0 | 0 | 0 | 0 | 0 | 0 | 0 | 0 | 0 | 0 | 0 | 0 | 0 | 0 | 0 | 0 | 0 | 0 | 0 | 0 | 0 | 0 | 0 | 0 | 0 | 0 | 0 | 0
EOP | Sloan Canyon | 230 | [12 empty] | 95 | 95 | 0 | 0 | 0 | 0 | 0 | 0 | 310 | 65.8196 | 0 | 0 | 95 | 95 | 0 | 0 | 0 | 0 | 0 | 0 | 310 | 65.8196 | 0 | 0 | 95 | 95 | 0 | 0 | 0 | 0 | 0 | 0 | 310 | 65.8196 | 0 | 0 |  | 95 | 95 | 0 | 0 | 0 | 0 | 0 | 0 | 310 | 65.8196 | 0 | 0 | 95 | 95 | 0 | 0 | 0 | 0 | 0 | 0 | 310 | 65.8196 | 0 | 0 | 95 | 95 | 0 | 0 | 0 | 0 | 0 | 0 | 310 | 65.8196 | 0 | 0 | 0 | 0 | 0 | 0 | 0 | 0 | 0 | 0 | 0 | 0 | 0 | 0 | 0 | 0 | 0 | 0
EOP | Sloan Canyon | 500 | [12 empty] | 0 | 0 | 0 | 0 | 0 | 0 | 0 | 0 | 0 | 0 | 0 | 0 | 0 | 0 | 0 | 0 | 0 | 0 | 0 | 0 | 0 | 0 | 0 | 0 | 0 | 0 | 0 | 0 | 0 | 0 | 0 | 0 | 0 | 0 | 0 | 0 |  | 0 | 0 | 0 | 0 | 0 | 0 | 0 | 0 | 0 | 0 | 0 | 0 | 0 | 0 | 0 | 0 | 0 | 0 | 0 | 0 | 0 | 0 | 0 | 0 | 0 | 0 | 0 | 0 | 0 | 0 | 0 | 0 | 0 | 0 | 0 | 0 | 0 | 0 | 0 | 0 | 0 | 0 | 0 | 0 | 0 | 0 | 0 | 0 | 0 | 0 | 0 | 0
PG&E KERN | Smyrna | 115 | [12 empty] | 0 | 0 | 0 | 0 | 0 | 0 | 0 | 0 | 0 | 0 | 0 | 0 | 0 | 0 | 0 | 0 | 0 | 0 | 0 | 0 | 0 | 0 | 0 | 0 | 0 | 0 | 0 | 0 | 0 | 0 | 0 | 0 | 0 | 0 | 0 | 0 |  | 0 | 0 | 0 | 0 | 0 | 0 | 0 | 0 | 0 | 0 | 0 | 0 | 0 | 0 | 0 | 0 | 0 | 0 | 0 | 0 | 0 | 0 | 0 | 0 | 0 | 0 | 0 | 0 | 0 | 0 | 0 | 0 | 0 | 0 | 0 | 0 | 0 | 0 | 0 | 0 | 0 | 0 | 0 | 0 | 0 | 0 | 0 | 0 | 0 | 0 | 0 | 0
PG&E GBA | Sobrante | 115 | [12 empty] | 0 | 0 | 0 | 0 | 0 | 0 | 0 | 0 | 0 | 0 | 0 | 0 | 0 | 0 | 0 | 0 | 0 | 0 | 0 | 0 | 0 | 0 | 0 | 0 | 0 | 0 | 0 | 0 | 0 | 0 | 0 | 0 | 0 | 0 | 0 | 0 |  | 0 | 0 | 0 | 0 | 0 | 0 | 0 | 0 | 0 | 0 | 0 | 0 | 0 | 0 | 0 | 0 | 0 | 0 | 0 | 0 | 0 | 0 | 0 | 0 | 0 | 0 | 0 | 0 | 0 | 0 | 0 | 0 | 0 | 0 | 0 | 0 | 0 | 0 | 0 | 0 | 0 | 0 | 0 | 0 | 0 | 0 | 0 | 0 | 0 | 0 | 0 | 0
PG&E GBA | Sobrante | 230 | [12 empty] | 0 | 0 | 0 | 0 | 0 | 0 | 0 | 0 | 0 | 0 | 0 | 0 | 0 | 0 | 0 | 0 | 0 | 0 | 0 | 0 | 0 | 0 | 0 | 0 | 0 | 0 | 0 | 0 | 0 | 0 | 0 | 0 | 0 | 0 | 0 | 0 |  | 0 | 0 | 0 | 0 | 0 | 0 | 0 | 0 | 0 | 0 | 0 | 0 | 0 | 0 | 0 | 0 | 0 | 0 | 0 | 0 | 0 | 0 | 0 | 0 | 0 | 0 | 0 | 0 | 0 | 0 | 0 | 0 | 0 | 0 | 0 | 0 | 0 | 0 | 0 | 0 | 0 | 0 | 0 | 0 | 0 | 0 | 0 | 0 | 0 | 0 | 0 | 0
PG&E KERN | Solar | 230 | [12 empty] | 0 | 0 | 0 | 0 | 0 | 0 | 0 | 0 | 0 | 0 | 0 | 0 | 0 | 0 | 0 | 0 | 0 | 0 | 0 | 0 | 0 | 0 | 0 | 0 | 0 | 0 | 0 | 0 | 0 | 0 | 0 | 0 | 0 | 0 | 0 | 0 |  | 0 | 0 | 0 | 0 | 0 | 0 | 0 | 0 | 0 | 0 | 0 | 0 | 0 | 0 | 0 | 0 | 0 | 0 | 0 | 0 | 0 | 0 | 0 | 0 | 0 | 0 | 0 | 0 | 0 | 0 | 0 | 0 | 0 | 0 | 0 | 0 | 0 | 0 | 0 | 0 | 0 | 0 | 0 | 0 | 0 | 0 | 0 | 0 | 0 | 0 | 0 | 0
PG&E GBA | Soledad | 115 | [12 empty] | 0 | 0 | 0 | 0 | 0 | 0 | 0 | 0 | 0 | 0 | 0 | 0 | 0 | 0 | 0 | 0 | 0 | 0 | 0 | 0 | 0 | 0 | 0 | 0 | 0 | 0 | 0 | 0 | 0 | 0 | 0 | 0 | 0 | 0 | 0 | 0 |  | 0 | 0 | 0 | 0 | 0 | 0 | 0 | 0 | 0 | 0 | 0 | 0 | 0 | 0 | 0 | 0 | 0 | 0 | 0 | 0 | 0 | 0 | 0 | 0 | 0 | 0 | 0 | 0 | 0 | 0 | 0 | 0 | 0 | 0 | 0 | 0 | 0 | 0 | 0 | 0 | 0 | 0 | 0 | 0 | 0 | 0 | 0 | 0 | 0 | 0 | 0 | 0
PG&E GBA | Soledad | 60 | [12 empty] | 0 | 0 | 0 | 0 | 0 | 0 | 0 | 0 | 0 | 0 | 0 | 0 | 0 | 0 | 0 | 0 | 0 | 0 | 0 | 0 | 0 | 0 | 0 | 0 | 0 | 0 | 0 | 0 | 0 | 0 | 0 | 0 | 0 | 0 | 0 | 0 |  | 0 | 0 | 0 | 0 | 0 | 0 | 0 | 0 | 0 | 0 | 0 | 0 | 0 | 0 | 0 | 0 | 0 | 0 | 0 | 0 | 0 | 0 | 0 | 0 | 0 | 0 | 0 | 0 | 0 | 0 | 0 | 0 | 0 | 0 | 0 | 0 | 0 | 0 | 0 | 0 | 0 | 0 | 0 | 0 | 0 | 0 | 0 | 0 | 0 | 0 | 0 | 0
SDGE | Spring Valley | 69 | [12 empty] | 0 | 0 | 0 | 0 | 0 | 0 | 0 | 0 | 0 | 0 | 0 | 0 | 0 | 0 | 0 | 0 | 0 | 0 | 0 | 0 | 0 | 0 | 0 | 0 | 0 | 0 | 0 | 0 | 0 | 0 | 0 | 0 | 0 | 0 | 0 | 0 |  | 0 | 0 | 0 | 0 | 0 | 0 | 0 | 0 | 0 | 0 | 0 | 0 | 0 | 0 | 0 | 0 | 0 | 0 | 0 | 0 | 0 | 0 | 0 | 0 | 0 | 0 | 0 | 0 | 0 | 0 | 0 | 0 | 0 | 0 | 0 | 0 | 0 | 0 | 0 | 0 | 0 | 0 | 0 | 0 | 0 | 0 | 0 | 0 | 0 | 0 | 0 | 0
SCE Northern | Springville | 230 | [12 empty] | 0 | 0 | 0 | 0 | 0 | 0 | 0 | 0 | 0 | 0 | 0 | 0 | 345 | 0 | 0 | 0 | 464.42 | 0 | 0 | 0 | 0 | 0 | 0 | 0 | 345 | 0 | 0 | 0 | 464.42 | 0 | 0 | 0 | 0 | 0 | 0 | 0 |  | 0 | 0 | 0 | 0 | 0 | 0 | 0 | 0 | 0 | 0 | 0 | 0 | 0 | 0 | 0 | 0 | 0 | 0 | 0 | 0 | 0 | 0 | 0 | 0 | 0 | 0 | 0 | 0 | 0 | 0 | 0 | 0 | 0 | 0 | 0 | 0 | 0 | 0 | 0 | 0 | 0 | 0 | 0 | 0 | 0 | 0 | 0 | 0 | 0 | 0 | 0 | 0
PG&E GBA | Stagg | 230 | [12 empty] | 0 | 0 | 0 | 0 | 0 | 0 | 0 | 0 | 0 | 0 | 0 | 0 | 0 | 0 | 0 | 0 | 0 | 0 | 0 | 0 | 0 | 0 | 0 | 0 | 0 | 0 | 0 | 0 | 0 | 0 | 0 | 0 | 0 | 0 | 0 | 0 |  | 0 | 0 | 0 | 0 | 0 | 0 | 0 | 0 | 0 | 0 | 0 | 0 | 0 | 0 | 0 | 0 | 0 | 0 | 0 | 0 | 0 | 0 | 0 | 0 | 0 | 0 | 0 | 0 | 0 | 0 | 0 | 0 | 0 | 0 | 0 | 0 | 0 | 0 | 0 | 0 | 0 | 0 | 0 | 0 | 0 | 0 | 0 | 0 | 0 | 0 | 0 | 0
PG&E GBA | Standard Oil | 115 | [12 empty] | 0 | 0 | 0 | 0 | 0 | 0 | 0 | 0 | 0 | 0 | 0 | 0 | 0 | 0 | 0 | 0 | 0 | 0 | 0 | 0 | 0 | 0 | 0 | 0 | 0 | 0 | 0 | 0 | 0 | 0 | 0 | 0 | 0 | 0 | 0 | 0 |  | 0 | 0 | 0 | 0 | 0 | 0 | 0 | 0 | 0 | 0 | 0 | 0 | 0 | 0 | 0 | 0 | 0 | 0 | 0 | 0 | 0 | 0 | 0 | 0 | 0 | 0 | 0 | 0 | 0 | 0 | 0 | 0 | 0 | 0 | 0 | 0 | 0 | 0 | 0 | 0 | 0 | 0 | 0 | 0 | 0 | 0 | 0 | 0 | 0 | 0 | 0 | 0
PG&E GBA | Stanislaus | 115 | [12 empty] | 0 | 0 | 0 | 0 | 0 | 0 | 0 | 0 | 0 | 0 | 0 | 0 | 0 | 0 | 0 | 0 | 0 | 0 | 0 | 0 | 0 | 0 | 0 | 0 | 0 | 0 | 0 | 0 | 0 | 0 | 0 | 0 | 0 | 0 | 0 | 0 |  | 0 | 0 | 0 | 0 | 0 | 0 | 0 | 0 | 0 | 0 | 0 | 0 | 0 | 0 | 0 | 0 | 0 | 0 | 0 | 0 | 0 | 0 | 0 | 0 | 0 | 0 | 0 | 0 | 0 | 0 | 0 | 0 | 0 | 0 | 0 | 0 | 0 | 0 | 0 | 0 | 0 | 0 | 0 | 0 | 0 | 0 | 0 | 0 | 0 | 0 | 0 | 0
PG&E KERN | Stockdale | 115 | [12 empty] | 0 | 0 | 0 | 0 | 0 | 0 | 0 | 0 | 0 | 0 | 0 | 0 | 0 | 0 | 0 | 0 | 0 | 0 | 0 | 0 | 0 | 0 | 0 | 0 | 0 | 0 | 0 | 0 | 0 | 0 | 0 | 0 | 0 | 0 | 0 | 0 |  | 0 | 0 | 0 | 0 | 0 | 0 | 0 | 0 | 0 | 0 | 0 | 0 | 0 | 0 | 0 | 0 | 0 | 0 | 0 | 0 | 0 | 0 | 0 | 0 | 0 | 0 | 0 | 0 | 0 | 0 | 0 | 0 | 0 | 0 | 0 | 0 | 0 | 0 | 0 | 0 | 0 | 0 | 0 | 0 | 0 | 0 | 0 | 0 | 0 | 0 | 0 | 0
PG&E KERN | Stockdale | 230 | [12 empty] | 0 | 0 | 0 | 0 | 0 | 0 | 0 | 0 | 0 | 0 | 0 | 0 | 0 | 0 | 0 | 0 | 0 | 0 | 0 | 0 | 0 | 0 | 0 | 0 | 0 | 0 | 0 | 0 | 0 | 0 | 0 | 0 | 0 | 0 | 0 | 0 |  | 0 | 0 | 0 | 0 | 0 | 0 | 0 | 0 | 0 | 0 | 0 | 0 | 0 | 0 | 0 | 0 | 0 | 0 | 0 | 0 | 0 | 0 | 0 | 0 | 0 | 0 | 0 | 0 | 0 | 0 | 0 | 0 | 0 | 0 | 0 | 0 | 0 | 0 | 0 | 0 | 0 | 0 | 0 | 0 | 0 | 0 | 0 | 0 | 0 | 0 | 0 | 0
PG&E GBA | Stockton A | 115 | [12 empty] | 0 | 0 | 0 | 0 | 0 | 0 | 0 | 0 | 0 | 0 | 0 | 0 | 0 | 0 | 0 | 0 | 0 | 0 | 0 | 0 | 0 | 0 | 0 | 0 | 0 | 0 | 0 | 0 | 0 | 0 | 0 | 0 | 0 | 0 | 0 | 0 |  | 0 | 0 | 0 | 0 | 0 | 0 | 0 | 0 | 0 | 0 | 0 | 0 | 0 | 0 | 0 | 0 | 0 | 0 | 0 | 0 | 0 | 0 | 0 | 0 | 0 | 0 | 0 | 0 | 0 | 0 | 0 | 0 | 0 | 0 | 0 | 0 | 0 | 0 | 0 | 0 | 0 | 0 | 0 | 0 | 0 | 0 | 0 | 0 | 0 | 0 | 0 | 0
PG&E GBA | Stone | 115 | [12 empty] | 0 | 0 | 0 | 0 | 0 | 0 | 0 | 0 | 0 | 0 | 0 | 0 | 0 | 0 | 0 | 0 | 0 | 0 | 0 | 0 | 0 | 0 | 0 | 0 | 0 | 0 | 0 | 0 | 0 | 0 | 0 | 0 | 0 | 0 | 0 | 0 |  | 0 | 0 | 0 | 0 | 0 | 0 | 0 | 0 | 0 | 0 | 0 | 0 | 0 | 0 | 0 | 0 | 0 | 0 | 0 | 0 | 0 | 0 | 0 | 0 | 0 | 0 | 0 | 0 | 0 | 0 | 0 | 0 | 0 | 0 | 0 | 0 | 0 | 0 | 0 | 0 | 0 | 0 | 0 | 0 | 0 | 0 | 0 | 0 | 0 | 0 | 0 | 0
PG&E FRESNO | Storey | 230 | [12 empty] | 0 | 0 | 0 | 0 | 0 | 0 | 0 | 0 | 0 | 0 | 0 | 0 | 0 | 0 | 0 | 0 | 0 | 0 | 0 | 0 | 0 | 0 | 0 | 0 | 0 | 0 | 0 | 0 | 0 | 0 | 0 | 0 | 0 | 0 | 0 | 0 |  | 0 | 0 | 0 | 0 | 0 | 0 | 0 | 0 | 0 | 0 | 0 | 0 | 0 | 0 | 0 | 0 | 0 | 0 | 0 | 0 | 0 | 0 | 0 | 0 | 0 | 0 | 0 | 0 | 0 | 0 | 0 | 0 | 0 | 0 | 0 | 0 | 0 | 0 | 0 | 0 | 0 | 0 | 0 | 0 | 0 | 0 | 0 | 0 | 0 | 0 | 0 | 0
PG&E NGBA | Summit | 115 | [12 empty] | 0 | 0 | 0 | 0 | 0 | 0 | 0 | 0 | 0 | 0 | 0 | 0 | 0 | 0 | 0 | 0 | 0 | 0 | 0 | 0 | 0 | 0 | 0 | 0 | 0 | 0 | 0 | 0 | 0 | 0 | 0 | 0 | 0 | 0 | 0 | 0 |  | 0 | 0 | 0 | 0 | 0 | 0 | 0 | 0 | 0 | 0 | 0 | 0 | 0 | 0 | 0 | 0 | 0 | 0 | 0 | 0 | 0 | 0 | 0 | 0 | 0 | 0 | 0 | 0 | 0 | 0 | 0 | 0 | 0 | 0 | 0 | 0 | 0 | 0 | 0 | 0 | 0 | 0 | 0 | 0 | 0 | 0 | 0 | 0 | 0 | 0 | 0 | 0
SDGE | Suncrest | 230 | [12 empty] | 0 | 0 | 0 | 0 | 0 | 0 | 0 | 0 | 0 | 0 | 0 | 0 | 312.96 | 0 | 0 | 0 | 0 | 0 | 0 | 0 | 0 | 0 | 0 | 0 | 312.96 | 0 | 0 | 0 | 0 | 0 | 0 | 0 | 0 | 0 | 0 | 0 |  | 0 | 0 | 0 | 0 | 0 | 0 | 0 | 0 | 0 | 0 | 0 | 0 | 0 | 0 | 0 | 0 | 0 | 0 | 0 | 0 | 0 | 0 | 0 | 0 | 0 | 0 | 0 | 0 | 0 | 0 | 0 | 0 | 0 | 0 | 0 | 0 | 0 | 0 | 0 | 0 | 0 | 0 | 0 | 0 | 0 | 0 | 0 | 0 | 0 | 0 | 0 | 0
SDGE | Suncrest | 500 | [12 empty] | 0 | 0 | 0 | 0 | 0 | 0 | 0 | 0 | 0 | 0 | 0 | 0 | 0 | 0 | 0 | 0 | 0 | 0 | 0 | 0 | 0 | 0 | 0 | 0 | 0 | 0 | 0 | 0 | 0 | 0 | 0 | 0 | 0 | 0 | 0 | 0 |  | 0 | 0 | 0 | 0 | 0 | 0 | 0 | 0 | 0 | 0 | 0 | 0 | 0 | 0 | 0 | 0 | 0 | 0 | 0 | 0 | 0 | 0 | 0 | 0 | 0 | 0 | 0 | 0 | 0 | 0 | 0 | 0 | 0 | 0 | 0 | 0 | 0 | 0 | 0 | 0 | 0 | 0 | 0 | 0 | 0 | 0 | 0 | 0 | 0 | 0 | 0 | 0
PG&E KERN | Sunrise | 230 | [12 empty] | 0 | 0 | 0 | 0 | 0 | 0 | 0 | 0 | 0 | 0 | 0 | 0 | 0 | 0 | 0 | 0 | 0 | 0 | 0 | 0 | 0 | 0 | 0 | 0 | 0 | 0 | 0 | 0 | 0 | 0 | 0 | 0 | 0 | 0 | 0 | 0 |  | 0 | 0 | 0 | 0 | 0 | 0 | 0 | 0 | 0 | 0 | 0 | 0 | 0 | 0 | 0 | 0 | 0 | 0 | 0 | 0 | 0 | 0 | 0 | 0 | 0 | 0 | 0 | 0 | 0 | 0 | 0 | 0 | 0 | 0 | 0 | 0 | 0 | 0 | 0 | 0 | 0 | 0 | 0 | 0 | 0 | 0 | 0 | 0 | 0 | 0 | 0 | 0
PG&E KERN | Sunset | 230 | [12 empty] | 0 | 0 | 0 | 0 | 0 | 0 | 0 | 0 | 0 | 0 | 0 | 0 | 0 | 0 | 0 | 0 | 0 | 0 | 0 | 0 | 0 | 0 | 0 | 0 | 0 | 0 | 0 | 0 | 0 | 0 | 0 | 0 | 0 | 0 | 0 | 0 |  | 0 | 0 | 0 | 0 | 0 | 0 | 0 | 0 | 0 | 0 | 0 | 0 | 0 | 0 | 0 | 0 | 0 | 0 | 0 | 0 | 0 | 0 | 0 | 0 | 0 | 0 | 0 | 0 | 0 | 0 | 0 | 0 | 0 | 0 | 0 | 0 | 0 | 0 | 0 | 0 | 0 | 0 | 0 | 0 | 0 | 0 | 0 | 0 | 0 | 0 | 0 | 0
PG&E GBA | Swift | 115 | [12 empty] | 0 | 0 | 0 | 0 | 0 | 0 | 0 | 0 | 0 | 0 | 0 | 0 | 0 | 0 | 0 | 0 | 0 | 0 | 0 | 0 | 0 | 0 | 0 | 0 | 0 | 0 | 0 | 0 | 0 | 0 | 0 | 0 | 0 | 0 | 0 | 0 |  | 0 | 0 | 0 | 0 | 0 | 0 | 0 | 0 | 0 | 0 | 0 | 0 | 0 | 0 | 0 | 0 | 0 | 0 | 0 | 0 | 0 | 0 | 0 | 0 | 0 | 0 | 0 | 0 | 0 | 0 | 0 | 0 | 0 | 0 | 0 | 0 | 0 | 0 | 0 | 0 | 0 | 0 | 0 | 0 | 0 | 0 | 0 | 0 | 0 | 0 | 0 | 0
SDGE | Sycamore Canyon | 138 | [12 empty] | 0 | 0 | 0 | 0 | 0 | 0 | 0 | 0 | 0 | 0 | 0 | 0 | 0 | 0 | 0 | 0 | 0 | 0 | 0 | 0 | 0 | 0 | 0 | 0 | 0 | 0 | 0 | 0 | 0 | 0 | 0 | 0 | 0 | 0 | 0 | 0 |  | 0 | 0 | 0 | 0 | 0 | 0 | 0 | 0 | 0 | 0 | 0 | 0 | 0 | 0 | 0 | 0 | 0 | 0 | 0 | 0 | 0 | 0 | 0 | 0 | 0 | 0 | 0 | 0 | 0 | 0 | 0 | 0 | 0 | 0 | 0 | 0 | 0 | 0 | 0 | 0 | 0 | 0 | 0 | 0 | 0 | 0 | 0 | 0 | 0 | 0 | 0 | 0
SDGE | Sycamore Canyon | 230 | [12 empty] | 0 | 0 | 0 | 0 | 0 | 0 | 0 | 0 | 0 | 0 | 0 | 0 | 0 | 0 | 0 | 0 | 0 | 0 | 0 | 0 | 0 | 0 | 0 | 0 | 0 | 0 | 0 | 0 | 0 | 0 | 0 | 0 | 0 | 0 | 0 | 0 |  | 0 | 0 | 0 | 0 | 0 | 0 | 0 | 0 | 0 | 0 | 0 | 0 | 0 | 0 | 0 | 0 | 0 | 0 | 0 | 0 | 0 | 0 | 0 | 0 | 0 | 0 | 0 | 0 | 0 | 0 | 0 | 0 | 0 | 0 | 0 | 0 | 0 | 0 | 0 | 0 | 0 | 0 | 0 | 0 | 0 | 0 | 0 | 0 | 0 | 0 | 0 | 0
SDGE | Sycamore Canyon | 69 | [12 empty] | 0 | 0 | 0 | 0 | 0 | 0 | 0 | 0 | 0 | 0 | 0 | 0 | 0 | 0 | 0 | 0 | 0 | 0 | 0 | 0 | 0 | 0 | 0 | 0 | 0 | 0 | 0 | 0 | 0 | 0 | 0 | 0 | 0 | 0 | 0 | 0 |  | 0 | 0 | 0 | 0 | 0 | 0 | 0 | 0 | 0 | 0 | 0 | 0 | 0 | 0 | 0 | 0 | 0 | 0 | 0 | 0 | 0 | 0 | 0 | 0 | 0 | 0 | 0 | 0 | 0 | 0 | 0 | 0 | 0 | 0 | 0 | 0 | 0 | 0 | 0 | 0 | 0 | 0 | 0 | 0 | 0 | 0 | 0 | 0 | 0 | 0 | 0 | 0
SCE Northern | Sylmar | 230 | [12 empty] | 0 | 0 | 0 | 0 | 0 | 0 | 0 | 0 | 0 | 0 | 0 | 0 | 0 | 0 | 0 | 0 | 0 | 0 | 0 | 0 | 0 | 0 | 0 | 0 | 0 | 0 | 0 | 0 | 0 | 0 | 0 | 0 | 0 | 0 | 0 | 0 |  | 0 | 0 | 0 | 0 | 0 | 0 | 0 | 0 | 0 | 0 | 0 | 0 | 0 | 0 | 0 | 0 | 0 | 0 | 0 | 0 | 0 | 0 | 0 | 0 | 0 | 0 | 0 | 0 | 0 | 0 | 0 | 0 | 0 | 0 | 0 | 0 | 0 | 0 | 0 | 0 | 0 | 0 | 0 | 0 | 0 | 0 | 0 | 0 | 0 | 0 | 0 | 0
PG&E NGBA | Table Mountain | 115 | [12 empty] | 0 | 0 | 0 | 0 | 0 | 0 | 0 | 0 | 0 | 0 | 0 | 0 | 0 | 0 | 0 | 0 | 0 | 0 | 0 | 0 | 0 | 0 | 0 | 0 | 0 | 0 | 0 | 0 | 0 | 0 | 0 | 0 | 0 | 0 | 0 | 0 |  | 0 | 0 | 0 | 0 | 0 | 0 | 0 | 0 | 0 | 0 | 0 | 0 | 0 | 0 | 0 | 0 | 0 | 0 | 0 | 0 | 0 | 0 | 0 | 0 | 0 | 0 | 0 | 0 | 0 | 0 | 0 | 0 | 0 | 0 | 0 | 0 | 0 | 0 | 0 | 0 | 0 | 0 | 0 | 0 | 0 | 0 | 0 | 0 | 0 | 0 | 0 | 0
PG&E NGBA | Table Mountain | 230 | [12 empty] | 0 | 0 | 0 | 0 | 0 | 0 | 0 | 0 | 0 | 0 | 0 | 0 | 0 | 0 | 0 | 0 | 0 | 0 | 0 | 0 | 0 | 0 | 0 | 0 | 0 | 0 | 0 | 0 | 0 | 0 | 0 | 0 | 0 | 0 | 0 | 0 |  | 0 | 0 | 0 | 0 | 0 | 0 | 0 | 0 | 0 | 0 | 0 | 0 | 0 | 0 | 0 | 0 | 0 | 0 | 0 | 0 | 0 | 0 | 0 | 0 | 0 | 0 | 0 | 0 | 0 | 0 | 0 | 0 | 0 | 0 | 0 | 0 | 0 | 0 | 0 | 0 | 0 | 0 | 0 | 0 | 0 | 0 | 0 | 0 | 0 | 0 | 0 | 0
PG&E NGBA | Table Mountain | 500 | [12 empty] | 0 | 0 | 0 | 0 | 0 | 0 | 0 | 0 | 0 | 0 | 0 | 0 | 0 | 0 | 0 | 0 | 0 | 0 | 0 | 0 | 0 | 0 | 0 | 0 | 0 | 0 | 0 | 0 | 0 | 0 | 0 | 0 | 0 | 0 | 0 | 0 |  | 0 | 0 | 0 | 0 | 0 | 0 | 0 | 0 | 0 | 0 | 0 | 0 | 0 | 0 | 0 | 0 | 0 | 0 | 0 | 0 | 0 | 0 | 0 | 0 | 0 | 0 | 0 | 0 | 0 | 0 | 0 | 0 | 0 | 0 | 0 | 0 | 0 | 0 | 0 | 0 | 0 | 0 | 0 | 0 | 0 | 0 | 0 | 0 | 0 | 0 | 0 | 0
PG&E NGBA | Table Mountain | 60 | [12 empty] | 0 | 0 | 0 | 0 | 0 | 0 | 0 | 0 | 0 | 0 | 0 | 0 | 0 | 0 | 0 | 0 | 0 | 0 | 0 | 0 | 0 | 0 | 0 | 0 | 0 | 0 | 0 | 0 | 0 | 0 | 0 | 0 | 0 | 0 | 0 | 0 |  | 0 | 0 | 0 | 0 | 0 | 0 | 0 | 0 | 0 | 0 | 0 | 0 | 0 | 0 | 0 | 0 | 0 | 0 | 0 | 0 | 0 | 0 | 0 | 0 | 0 | 0 | 0 | 0 | 0 | 0 | 0 | 0 | 0 | 0 | 0 | 0 | 0 | 0 | 0 | 0 | 0 | 0 | 0 | 0 | 0 | 0 | 0 | 0 | 0 | 0 | 0 | 0
PG&E KERN | Taft | 115 | [12 empty] | 0 | 0 | 0 | 0 | 0 | 0 | 0 | 0 | 0 | 0 | 0 | 0 | 0 | 0 | 0 | 0 | 0 | 0 | 0 | 0 | 0 | 0 | 0 | 0 | 0 | 0 | 0 | 0 | 0 | 0 | 0 | 0 | 0 | 0 | 0 | 0 |  | 0 | 0 | 0 | 0 | 0 | 0 | 0 | 0 | 0 | 0 | 0 | 0 | 0 | 0 | 0 | 0 | 0 | 0 | 0 | 0 | 0 | 0 | 0 | 0 | 0 | 0 | 0 | 0 | 0 | 0 | 0 | 0 | 0 | 0 | 0 | 0 | 0 | 0 | 0 | 0 | 0 | 0 | 0 | 0 | 0 | 0 | 0 | 0 | 0 | 0 | 0 | 0
SDGE | Talega | 138 | [12 empty] | 200 | 100 | 0 | 0 | 0 | 0 | 0 | 0 | 0 | 0 | 0 | 0 | 200 | 100 | 0 | 0 | 0 | 0 | 0 | 0 | 0 | 0 | 0 | 0 | 200 | 100 | 0 | 0 | 0 | 0 | 0 | 0 | 0 | 0 | 0 | 0 |  | 200 | 100 | 0 | 0 | 0 | 0 | 0 | 0 | 0 | 0 | 0 | 0 | 200 | 100 | 0 | 0 | 0 | 0 | 0 | 0 | 0 | 0 | 0 | 0 | 200 | 100 | 0 | 0 | 0 | 0 | 0 | 0 | 0 | 0 | 0 | 0 | 102.91 | 0 | 0 | 0 | 0 | 0 | 0 | 102.91 | 102.91 | 0 | 0 | 0 | 0 | 0 | 0 | 0
SDGE | Talega | 230 | [12 empty] | 0 | 0 | 0 | 0 | 0 | 0 | 0 | 0 | 0 | 0 | 0 | 0 | 0 | 0 | 0 | 0 | 0 | 0 | 0 | 0 | 0 | 0 | 0 | 0 | 0 | 0 | 0 | 0 | 0 | 0 | 0 | 0 | 0 | 0 | 0 | 0 |  | 0 | 0 | 0 | 0 | 0 | 0 | 0 | 0 | 0 | 0 | 0 | 0 | 0 | 0 | 0 | 0 | 0 | 0 | 0 | 0 | 0 | 0 | 0 | 0 | 0 | 0 | 0 | 0 | 0 | 0 | 0 | 0 | 0 | 0 | 0 | 0 | 0 | 0 | 0 | 0 | 0 | 0 | 0 | 0 | 0 | 0 | 0 | 0 | 0 | 0 | 0 | 0
PG&E GBA | Tassajara | 230 | [12 empty] | 0 | 0 | 0 | 0 | 0 | 0 | 0 | 0 | 0 | 0 | 0 | 0 | 0 | 0 | 0 | 0 | 0 | 0 | 0 | 0 | 0 | 0 | 0 | 0 | 0 | 0 | 0 | 0 | 0 | 0 | 0 | 0 | 0 | 0 | 0 | 0 |  | 0 | 0 | 0 | 0 | 0 | 0 | 0 | 0 | 0 | 0 | 0 | 0 | 0 | 0 | 0 | 0 | 0 | 0 | 0 | 0 | 0 | 0 | 0 | 0 | 0 | 0 | 0 | 0 | 0 | 0 | 0 | 0 | 0 | 0 | 0 | 0 | 0 | 0 | 0 | 0 | 0 | 0 | 0 | 0 | 0 | 0 | 0 | 0 | 0 | 0 | 0 | 0
PG&E KERN | Tejon | 70 | [12 empty] | 0 | 0 | 0 | 0 | 0 | 0 | 0 | 0 | 0 | 0 | 0 | 0 | 0 | 0 | 0 | 0 | 0 | 0 | 0 | 0 | 0 | 0 | 0 | 0 | 0 | 0 | 0 | 0 | 0 | 0 | 0 | 0 | 0 | 0 | 0 | 0 |  | 0 | 0 | 0 | 0 | 0 | 0 | 0 | 0 | 0 | 0 | 0 | 0 | 0 | 0 | 0 | 0 | 0 | 0 | 0 | 0 | 0 | 0 | 0 | 0 | 0 | 0 | 0 | 0 | 0 | 0 | 0 | 0 | 0 | 0 | 0 | 0 | 0 | 0 | 0 | 0 | 0 | 0 | 0 | 0 | 0 | 0 | 0 | 0 | 0 | 0 | 0 | 0
SDGE | Telegraph Canyon | 138 | [12 empty] | 0 | 0 | 0 | 0 | 0 | 0 | 0 | 0 | 0 | 0 | 0 | 0 | 0 | 0 | 0 | 0 | 0 | 0 | 0 | 0 | 0 | 0 | 0 | 0 | 0 | 0 | 0 | 0 | 0 | 0 | 0 | 0 | 0 | 0 | 0 | 0 |  | 0 | 0 | 0 | 0 | 0 | 0 | 0 | 0 | 0 | 0 | 0 | 0 | 0 | 0 | 0 | 0 | 0 | 0 | 0 | 0 | 0 | 0 | 0 | 0 | 0 | 0 | 0 | 0 | 0 | 0 | 0 | 0 | 0 | 0 | 0 | 0 | 0 | 0 | 0 | 0 | 0 | 0 | 0 | 0 | 0 | 0 | 0 | 0 | 0 | 0 | 0 | 0
PG&E KERN | Temblor | 115 | [12 empty] | 20 | 0 | 0 | 0 | 0 | 0 | 0 | 0 | 0 | 0 | 0 | 0 | 20 | 0 | 0 | 0 | 0 | 0 | 0 | 0 | 0 | 0 | 0 | 0 | 20 | 0 | 0 | 0 | 0 | 0 | 0 | 0 | 0 | 0 | 0 | 0 |  | 60 | 4 | 0 | 0 | 0 | 0 | 0 | 0 | 0 | 0 | 0 | 0 | 20 | 0 | 0 | 0 | 0 | 0 | 0 | 0 | 0 | 0 | 0 | 0 | 20 | 0 | 0 | 0 | 0 | 0 | 0 | 0 | 0 | 0 | 0 | 0 | 0 | 0 | 0 | 0 | 0 | 0 | 0 | 0 | 0 | 0 | 0 | 0 | 0 | 0 | 0 | 0
PG&E KERN | Templeton | 230 | [12 empty] | 0 | 0 | 0 | 0 | 0 | 0 | 0 | 0 | 0 | 0 | 0 | 0 | 0 | 0 | 0 | 0 | 0 | 0 | 0 | 0 | 0 | 0 | 0 | 0 | 0 | 0 | 0 | 0 | 0 | 0 | 0 | 0 | 0 | 0 | 0 | 0 |  | 0 | 0 | 0 | 0 | 0 | 0 | 0 | 0 | 0 | 0 | 0 | 0 | 0 | 0 | 0 | 0 | 0 | 0 | 0 | 0 | 0 | 0 | 0 | 0 | 0 | 0 | 0 | 0 | 0 | 0 | 0 | 0 | 0 | 0 | 0 | 0 | 0 | 0 | 0 | 0 | 0 | 0 | 0 | 0 | 0 | 0 | 0 | 0 | 0 | 0 | 0 | 0
PG&E KERN | Templeton | 70 | [12 empty] | 0 | 0 | 0 | 0 | 0 | 0 | 0 | 0 | 0 | 0 | 0 | 0 | 0 | 0 | 0 | 0 | 0 | 0 | 0 | 0 | 0 | 0 | 0 | 0 | 0 | 0 | 0 | 0 | 0 | 0 | 0 | 0 | 0 | 0 | 0 | 0 |  | 0 | 0 | 0 | 0 | 0 | 0 | 0 | 0 | 0 | 0 | 0 | 0 | 0 | 0 | 0 | 0 | 0 | 0 | 0 | 0 | 0 | 0 | 0 | 0 | 0 | 0 | 0 | 0 | 0 | 0 | 0 | 0 | 0 | 0 | 0 | 0 | 0 | 0 | 0 | 0 | 0 | 0 | 0 | 0 | 0 | 0 | 0 | 0 | 0 | 0 | 0 | 0
PG&E GBA | Tesla | 115 | [12 empty] | 0 | 0 | 0 | 0 | 0 | 0 | 0 | 0 | 0 | 0 | 0 | 0 | 0 | 0 | 0 | 0 | 0 | 0 | 0 | 0 | 0 | 0 | 0 | 0 | 0 | 0 | 0 | 0 | 0 | 0 | 0 | 0 | 0 | 0 | 0 | 0 |  | 0 | 0 | 0 | 0 | 0 | 0 | 0 | 0 | 0 | 0 | 0 | 0 | 0 | 0 | 0 | 0 | 0 | 0 | 0 | 0 | 0 | 0 | 0 | 0 | 0 | 0 | 0 | 0 | 0 | 0 | 0 | 0 | 0 | 0 | 0 | 0 | 0 | 0 | 0 | 0 | 0 | 0 | 0 | 0 | 0 | 0 | 0 | 0 | 0 | 0 | 0 | 0
PG&E GBA | Tesla | 230 | [12 empty] | 240.12 | 175 | 0 | 0 | 0 | 0 | 0 | 0 | 176.5 | 80 | 0 | 0 | 744.12 | 675 | 0 | 0 | 0 | 0 | 0 | 0 | 176.5 | 80 | 0 | 0 | 744.12 | 675 | 0 | 0 | 0 | 0 | 0 | 0 | 176.5 | 80 | 0 | 0 |  | 18 | 0 | 0 | 0 | 0 | 0 | 0 | 0 | 176.5 | 80 | 0 | 0 | 0 | 0 | 0 | 0 | 0 | 0 | 0 | 0 | 176.5 | 80 | 0 | 0 | 0 | 0 | 0 | 0 | 0 | 0 | 0 | 0 | 176.5 | 80 | 0 | 0 | 0 | 0 | 0 | 0 | 0 | 0 | 0 | 0 | 0 | 0 | 0 | 0 | 0 | 0 | 0 | 0
PG&E GBA | Tesla | 500 | [12 empty] | 921.318 | 900 | 0 | 0 | 410.04 | 0 | 0 | 0 | 408.8 | 0 | 0 | 0 | 921.318 | 900 | 0 | 0 | 410.04 | 0 | 0 | 0 | 408.8 | 0 | 0 | 0 | 921.318 | 900 | 0 | 0 | 410.04 | 0 | 0 | 0 | 408.8 | 0 | 0 | 0 |  | 405.9 | 400 | 0 | 0 | 410.04 | 0 | 0 | 0 | 408.8 | 0 | 0 | 0 | 405.9 | 400 | 0 | 0 | 410.04 | 0 | 0 | 0 | 408.8 | 0 | 0 | 0 | 405.9 | 400 | 0 | 0 | 410.04 | 0 | 0 | 0 | 408.8 | 0 | 0 | 0 | 514.368 | 0 | 0 | 0 | 0 | 0 | 0 | 514.368 | 0 | 0 | 0 | 0 | 0 | 0 | 0 | 0
PG&E KERN | Tevis | 115 | [12 empty] | 0 | 0 | 0 | 0 | 0 | 0 | 0 | 0 | 0 | 0 | 0 | 0 | 0 | 0 | 0 | 0 | 0 | 0 | 0 | 0 | 0 | 0 | 0 | 0 | 0 | 0 | 0 | 0 | 0 | 0 | 0 | 0 | 0 | 0 | 0 | 0 |  | 0 | 0 | 0 | 0 | 0 | 0 | 0 | 0 | 0 | 0 | 0 | 0 | 0 | 0 | 0 | 0 | 0 | 0 | 0 | 0 | 0 | 0 | 0 | 0 | 0 | 0 | 0 | 0 | 0 | 0 | 0 | 0 | 0 | 0 | 0 | 0 | 0 | 0 | 0 | 0 | 0 | 0 | 0 | 0 | 0 | 0 | 0 | 0 | 0 | 0 | 0 | 0
EOP | Thousandaire | 138 | [12 empty] | 0 | 0 | 0 | 0 | 0 | 0 | 0 | 0 | 0 | 0 | 0 | 0 | 0 | 0 | 0 | 0 | 0 | 0 | 0 | 0 | 0 | 0 | 0 | 0 | 0 | 0 | 0 | 0 | 0 | 0 | 0 | 0 | 0 | 0 | 0 | 0 |  | 0 | 0 | 0 | 0 | 0 | 0 | 0 | 0 | 0 | 0 | 0 | 0 | 0 | 0 | 0 | 0 | 0 | 0 | 0 | 0 | 0 | 0 | 0 | 0 | 0 | 0 | 0 | 0 | 0 | 0 | 0 | 0 | 0 | 0 | 0 | 0 | 0 | 0 | 0 | 0 | 0 | 0 | 0 | 0 | 0 | 0 | 0 | 0 | 0 | 0 | 0 | 0
PG&E KERN | Topaz | 230 | [12 empty] | 0 | 0 | 0 | 0 | 0 | 0 | 0 | 0 | 0 | 0 | 0 | 0 | 0 | 0 | 0 | 0 | 0 | 0 | 0 | 0 | 0 | 0 | 0 | 0 | 0 | 0 | 0 | 0 | 0 | 0 | 0 | 0 | 0 | 0 | 0 | 0 |  | 0 | 0 | 0 | 0 | 0 | 0 | 0 | 0 | 0 | 0 | 0 | 0 | 0 | 0 | 0 | 0 | 0 | 0 | 0 | 0 | 0 | 0 | 0 | 0 | 0 | 0 | 0 | 0 | 0 | 0 | 0 | 0 | 0 | 0 | 0 | 0 | 0 | 0 | 0 | 0 | 0 | 0 | 0 | 0 | 0 | 0 | 0 | 0 | 0 | 0 | 0 | 0
SCE NOL | Tortilla | 115 | [12 empty] | 0 | 0 | 0 | 0 | 0 | 0 | 0 | 0 | 0 | 0 | 0 | 0 | 0 | 0 | 0 | 0 | 0 | 0 | 0 | 0 | 0 | 0 | 0 | 0 | 0 | 0 | 0 | 0 | 0 | 0 | 0 | 0 | 0 | 0 | 0 | 0 |  | 0 | 0 | 0 | 0 | 0 | 0 | 0 | 0 | 0 | 0 | 0 | 0 | 0 | 0 | 0 | 0 | 0 | 0 | 0 | 0 | 0 | 0 | 0 | 0 | 0 | 0 | 0 | 0 | 0 | 0 | 0 | 0 | 0 | 0 | 0 | 0 | 0 | 0 | 0 | 0 | 0 | 0 | 0 | 0 | 0 | 0 | 0 | 0 | 0 | 0 | 0 | 0
SDGE | Trabuco | 138 | [12 empty] | 0 | 0 | 0 | 0 | 0 | 0 | 0 | 0 | 0 | 0 | 0 | 0 | 0 | 0 | 0 | 0 | 0 | 0 | 0 | 0 | 0 | 0 | 0 | 0 | 0 | 0 | 0 | 0 | 0 | 0 | 0 | 0 | 0 | 0 | 0 | 0 |  | 0 | 0 | 0 | 0 | 0 | 0 | 0 | 0 | 0 | 0 | 0 | 0 | 0 | 0 | 0 | 0 | 0 | 0 | 0 | 0 | 0 | 0 | 0 | 0 | 0 | 0 | 0 | 0 | 0 | 0 | 0 | 0 | 0 | 0 | 0 | 0 | 0 | 0 | 0 | 0 | 0 | 0 | 0 | 0 | 0 | 0 | 0 | 0 | 0 | 0 | 0 | 0
PG&E GBA | Tracy | 115 | [12 empty] | 0 | 0 | 0 | 0 | 0 | 0 | 0 | 0 | 0 | 0 | 0 | 0 | 0 | 0 | 0 | 0 | 0 | 0 | 0 | 0 | 0 | 0 | 0 | 0 | 0 | 0 | 0 | 0 | 0 | 0 | 0 | 0 | 0 | 0 | 0 | 0 |  | 0 | 0 | 0 | 0 | 0 | 0 | 0 | 0 | 0 | 0 | 0 | 0 | 0 | 0 | 0 | 0 | 0 | 0 | 0 | 0 | 0 | 0 | 0 | 0 | 0 | 0 | 0 | 0 | 0 | 0 | 0 | 0 | 0 | 0 | 0 | 0 | 0 | 0 | 0 | 0 | 0 | 0 | 0 | 0 | 0 | 0 | 0 | 0 | 0 | 0 | 0 | 0
PG&E FRESNO | Tranquility | 230 | [12 empty] | 720.25 | 485.5 | 0 | 0 | 722.03 | 0 | 0 | 0 | 0 | 0 | 0 | 0 | 720.25 | 485.5 | 0 | 0 | 722.03 | 0 | 0 | 0 | 0 | 0 | 0 | 0 | 720.25 | 485.5 | 0 | 0 | 722.03 | 0 | 0 | 0 | 0 | 0 | 0 | 0 |  | 254.159 | 250.5 | 0 | 0 | 519.939 | 0 | 0 | 0 | 0 | 0 | 0 | 0 | 720.25 | 485.5 | 0 | 0 | 722.03 | 0 | 0 | 0 | 0 | 0 | 0 | 0 | 720.25 | 485.5 | 0 | 0 | 722.03 | 0 | 0 | 0 | 0 | 0 | 0 | 0 | 0 | 0 | 0 | 0 | 0 | 0 | 0 | 0 | 0 | 0 | 0 | 0 | 0 | 0 | 0 | 0
PG&E GBA | Trimble | 115 | [12 empty] | 0 | 0 | 0 | 0 | 0 | 0 | 0 | 0 | 0 | 0 | 0 | 0 | 0 | 0 | 0 | 0 | 0 | 0 | 0 | 0 | 0 | 0 | 0 | 0 | 0 | 0 | 0 | 0 | 0 | 0 | 0 | 0 | 0 | 0 | 0 | 0 |  | 0 | 0 | 0 | 0 | 0 | 0 | 0 | 0 | 0 | 0 | 0 | 0 | 0 | 0 | 0 | 0 | 0 | 0 | 0 | 0 | 0 | 0 | 0 | 0 | 0 | 0 | 0 | 0 | 0 | 0 | 0 | 0 | 0 | 0 | 0 | 0 | 0 | 0 | 0 | 0 | 0 | 0 | 0 | 0 | 0 | 0 | 0 | 0 | 0 | 0 | 0 | 0
EOP | Trout Canyon | 230 | [12 empty] | 1914.1267 | 1369 | 0 | 0 | 2172.37 | 416.6667 | 0 | 0 | 0 | 0 | 0 | 0 | 2221.1267 | 1369 | 0 | 0 | 2479.37 | 416.6667 | 0 | 0 | 0 | 0 | 0 | 0 | 2221.1267 | 1369 | 0 | 0 | 2479.37 | 416.6667 | 0 | 0 | 0 | 0 | 0 | 0 |  | 636.02 | 619 | 0 | 0 | 869.954 | 441 | 0 | 0 | 0 | 0 | 0 | 0 | 2221.1267 | 1369 | 0 | 0 | 2479.37 | 416.6667 | 0 | 0 | 0 | 0 | 0 | 0 | 2221.1267 | 1369 | 0 | 0 | 2479.37 | 416.6667 | 0 | 0 | 0 | 0 | 0 | 0 | 0 | 0 | 0 | 0 | 0 | 0 | 0 | 0 | 0 | 0 | 0 | 0 | 0 | 0 | 0 | 0
EOP | Trout Canyon | 500 | [12 empty] | 0 | 0 | 0 | 0 | 0 | 0 | 0 | 0 | 0 | 0 | 0 | 0 | 0 | 0 | 0 | 0 | 0 | 0 | 0 | 0 | 0 | 0 | 0 | 0 | 0 | 0 | 0 | 0 | 0 | 0 | 0 | 0 | 0 | 0 | 0 | 0 |  | 0 | 0 | 0 | 0 | 0 | 0 | 0 | 0 | 0 | 0 | 0 | 0 | 0 | 0 | 0 | 0 | 0 | 0 | 0 | 0 | 0 | 0 | 0 | 0 | 0 | 0 | 0 | 0 | 0 | 0 | 0 | 0 | 0 | 0 | 0 | 0 | 0 | 0 | 0 | 0 | 0 | 0 | 0 | 0 | 0 | 0 | 0 | 0 | 0 | 0 | 0 | 0
PG&E NGBA | Tulucay | 230 | [12 empty] | 0 | 0 | 0 | 0 | 0 | 0 | 0 | 0 | 0 | 0 | 0 | 0 | 252 | 0 | 0 | 0 | 0 | 0 | 0 | 0 | 0 | 0 | 0 | 0 | 252 | 0 | 0 | 0 | 0 | 0 | 0 | 0 | 0 | 0 | 0 | 0 |  | 0 | 0 | 0 | 0 | 0 | 0 | 0 | 0 | 0 | 0 | 0 | 0 | 0 | 0 | 0 | 0 | 0 | 0 | 0 | 0 | 0 | 0 | 0 | 0 | 0 | 0 | 0 | 0 | 0 | 0 | 0 | 0 | 0 | 0 | 0 | 0 | 0 | 0 | 0 | 0 | 0 | 0 | 0 | 0 | 0 | 0 | 0 | 0 | 0 | 0 | 0 | 0
PG&E NGBA | Tulucay | 60 | [12 empty] | 0 | 0 | 0 | 0 | 24.5 | 24.5 | 0 | 0 | 0 | 0 | 0 | 0 | 0 | 0 | 0 | 0 | 24.5 | 24.5 | 0 | 0 | 0 | 0 | 0 | 0 | 0 | 0 | 0 | 0 | 24.5 | 24.5 | 0 | 0 | 0 | 0 | 0 | 0 |  | 0 | 0 | 0 | 0 | 24.5 | 24.5 | 0 | 0 | 0 | 0 | 0 | 0 | 0 | 0 | 0 | 0 | 24.5 | 24.5 | 0 | 0 | 0 | 0 | 0 | 0 | 0 | 0 | 0 | 0 | 24.5 | 24.5 | 0 | 0 | 0 | 0 | 0 | 0 | 0 | 0 | 0 | 0 | 0 | 0 | 0 | 0 | 0 | 0 | 0 | 0 | 0 | 0 | 0 | 0
PG&E KERN | Tupman | 115 | [12 empty] | 0 | 0 | 0 | 0 | 0 | 0 | 0 | 0 | 0 | 0 | 0 | 0 | 0 | 0 | 0 | 0 | 0 | 0 | 0 | 0 | 0 | 0 | 0 | 0 | 0 | 0 | 0 | 0 | 0 | 0 | 0 | 0 | 0 | 0 | 0 | 0 |  | 0 | 0 | 0 | 0 | 0 | 0 | 0 | 0 | 0 | 0 | 0 | 0 | 0 | 0 | 0 | 0 | 0 | 0 | 0 | 0 | 0 | 0 | 0 | 0 | 0 | 0 | 0 | 0 | 0 | 0 | 0 | 0 | 0 | 0 | 0 | 0 | 0 | 0 | 0 | 0 | 0 | 0 | 0 | 0 | 0 | 0 | 0 | 0 | 0 | 0 | 0 | 0
PG&E NGBA | Ukiah | 115 | [12 empty] | 0 | 0 | 0 | 0 | 0 | 0 | 0 | 0 | 0 | 0 | 0 | 0 | 0 | 0 | 0 | 0 | 0 | 0 | 0 | 0 | 0 | 0 | 0 | 0 | 0 | 0 | 0 | 0 | 0 | 0 | 0 | 0 | 0 | 0 | 0 | 0 |  | 0 | 0 | 0 | 0 | 0 | 0 | 0 | 0 | 0 | 0 | 0 | 0 | 0 | 0 | 0 | 0 | 0 | 0 | 0 | 0 | 0 | 0 | 0 | 0 | 0 | 0 | 0 | 0 | 0 | 0 | 0 | 0 | 0 | 0 | 0 | 0 | 0 | 0 | 0 | 0 | 0 | 0 | 0 | 0 | 0 | 0 | 0 | 0 | 0 | 0 | 0 | 0
PG&E KERN | Union (Estrella) | 70 | [12 empty] | 0 | 0 | 0 | 0 | 0 | 0 | 0 | 0 | 0 | 0 | 0 | 0 | 0 | 0 | 0 | 0 | 0 | 0 | 0 | 0 | 0 | 0 | 0 | 0 | 0 | 0 | 0 | 0 | 0 | 0 | 0 | 0 | 0 | 0 | 0 | 0 |  | 0 | 0 | 0 | 0 | 0 | 0 | 0 | 0 | 0 | 0 | 0 | 0 | 0 | 0 | 0 | 0 | 0 | 0 | 0 | 0 | 0 | 0 | 0 | 0 | 0 | 0 | 0 | 0 | 0 | 0 | 0 | 0 | 0 | 0 | 0 | 0 | 0 | 0 | 0 | 0 | 0 | 0 | 0 | 0 | 0 | 0 | 0 | 0 | 0 | 0 | 0 | 0
PG&E NGBA | Vaca Dixon | 115 | [12 empty] | 0 | 0 | 0 | 0 | 0 | 0 | 0 | 0 | 0 | 0 | 0 | 0 | 102.15 | 0 | 0 | 0 | 0 | 0 | 0 | 0 | 0 | 0 | 0 | 0 | 102.15 | 0 | 0 | 0 | 0 | 0 | 0 | 0 | 0 | 0 | 0 | 0 |  | 0 | 0 | 0 | 0 | 0 | 0 | 0 | 0 | 0 | 0 | 0 | 0 | 102.15 | 0 | 0 | 0 | 0 | 0 | 0 | 0 | 0 | 0 | 0 | 0 | 102.15 | 0 | 0 | 0 | 0 | 0 | 0 | 0 | 0 | 0 | 0 | 0 | 0 | 0 | 0 | 0 | 0 | 0 | 0 | 0 | 0 | 0 | 0 | 0 | 0 | 0 | 0 | 0
PG&E NGBA | Vaca Dixon | 230 | [12 empty] | 2.75 | 0 | 0 | 0 | 0 | 0 | 0 | 0 | 0 | 0 | 0 | 0 | 478.71 | 0 | 0 | 0 | 0 | 0 | 0 | 0 | 0 | 0 | 0 | 0 | 478.71 | 0 | 0 | 0 | 0 | 0 | 0 | 0 | 0 | 0 | 0 | 0 |  | 13.5 | 0 | 0 | 0 | 0 | 0 | 0 | 0 | 0 | 0 | 0 | 0 | 2.75 | 0 | 0 | 0 | 0 | 0 | 0 | 0 | 0 | 0 | 0 | 0 | 2.75 | 0 | 0 | 0 | 0 | 0 | 0 | 0 | 0 | 0 | 0 | 0 | 0 | 0 | 0 | 0 | 0 | 0 | 0 | 0 | 0 | 0 | 0 | 0 | 0 | 0 | 0 | 0
PG&E NGBA | Vaca Dixon | 500 | [12 empty] | 0 | 0 | 0 | 0 | 0 | 0 | 0 | 0 | 0 | 0 | 0 | 0 | 710.6 | 0 | 0 | 0 | 0 | 0 | 0 | 0 | 0 | 0 | 0 | 0 | 710.6 | 0 | 0 | 0 | 0 | 0 | 0 | 0 | 0 | 0 | 0 | 0 |  | 0 | 0 | 0 | 0 | 0 | 0 | 0 | 0 | 0 | 0 | 0 | 0 | 0 | 0 | 0 | 0 | 0 | 0 | 0 | 0 | 0 | 0 | 0 | 0 | 0 | 0 | 0 | 0 | 0 | 0 | 0 | 0 | 0 | 0 | 0 | 0 | 0 | 0 | 0 | 0 | 0 | 0 | 0 | 0 | 0 | 0 | 0 | 0 | 0 | 0 | 0 | 0
PG&E NGBA | Vaca Dixon | 60 | [12 empty] | 0 | 0 | 0 | 0 | 0 | 0 | 0 | 0 | 0 | 0 | 0 | 0 | 0 | 0 | 0 | 0 | 0 | 0 | 0 | 0 | 0 | 0 | 0 | 0 | 0 | 0 | 0 | 0 | 0 | 0 | 0 | 0 | 0 | 0 | 0 | 0 |  | 0 | 0 | 0 | 0 | 0 | 0 | 0 | 0 | 0 | 0 | 0 | 0 | 0 | 0 | 0 | 0 | 0 | 0 | 0 | 0 | 0 | 0 | 0 | 0 | 0 | 0 | 0 | 0 | 0 | 0 | 0 | 0 | 0 | 0 | 0 | 0 | 0 | 0 | 0 | 0 | 0 | 0 | 0 | 0 | 0 | 0 | 0 | 0 | 0 | 0 | 0 | 0
SCE Eastern | Valley (SCE) | 500 | [12 empty] | 567.6 | 560 | 0 | 0 | 0 | 0 | 0 | 0 | 0 | 0 | 0 | 0 | 567.6 | 560 | 0 | 0 | 0 | 0 | 0 | 0 | 0 | 0 | 0 | 0 | 567.6 | 560 | 0 | 0 | 0 | 0 | 0 | 0 | 0 | 0 | 0 | 0 |  | 567.6 | 560 | 0 | 0 | 0 | 0 | 0 | 0 | 0 | 0 | 0 | 0 | 567.6 | 560 | 0 | 0 | 0 | 0 | 0 | 0 | 0 | 0 | 0 | 0 | 567.6 | 560 | 0 | 0 | 0 | 0 | 0 | 0 | 0 | 0 | 0 | 0 | 0 | 0 | 0 | 0 | 0 | 0 | 0 | 0 | 0 | 0 | 0 | 0 | 0 | 0 | 0 | 0
EOP | Valley (VEA) | 138 | [12 empty] | 40 | 40 | 0 | 0 | 0 | 0 | 0 | 0 | 0 | 0 | 0 | 0 | 40 | 40 | 0 | 0 | 0 | 0 | 0 | 0 | 0 | 0 | 0 | 0 | 40 | 40 | 0 | 0 | 0 | 0 | 0 | 0 | 0 | 0 | 0 | 0 |  | 40 | 40 | 0 | 0 | 0 | 0 | 0 | 0 | 0 | 0 | 0 | 0 | 40 | 40 | 0 | 0 | 0 | 0 | 0 | 0 | 0 | 0 | 0 | 0 | 40 | 40 | 0 | 0 | 0 | 0 | 0 | 0 | 0 | 0 | 0 | 0 | 0 | 0 | 0 | 0 | 0 | 0 | 0 | 0 | 0 | 0 | 0 | 0 | 0 | 0 | 0 | 0
SDGE | Valley Center | 69 | [12 empty] | 0 | 0 | 0 | 0 | 0 | 0 | 0 | 0 | 0 | 0 | 0 | 0 | 0 | 0 | 0 | 0 | 0 | 0 | 0 | 0 | 0 | 0 | 0 | 0 | 0 | 0 | 0 | 0 | 0 | 0 | 0 | 0 | 0 | 0 | 0 | 0 |  | 0 | 0 | 0 | 0 | 0 | 0 | 0 | 0 | 0 | 0 | 0 | 0 | 0 | 0 | 0 | 0 | 0 | 0 | 0 | 0 | 0 | 0 | 0 | 0 | 0 | 0 | 0 | 0 | 0 | 0 | 0 | 0 | 0 | 0 | 0 | 0 | 0 | 0 | 0 | 0 | 0 | 0 | 0 | 0 | 0 | 0 | 0 | 0 | 0 | 0 | 0 | 0
PG&E GBA | Valley Home | 115 | [12 empty] | 0 | 0 | 0 | 0 | 0 | 0 | 0 | 0 | 0 | 0 | 0 | 0 | 0 | 0 | 0 | 0 | 0 | 0 | 0 | 0 | 0 | 0 | 0 | 0 | 0 | 0 | 0 | 0 | 0 | 0 | 0 | 0 | 0 | 0 | 0 | 0 |  | 0 | 0 | 0 | 0 | 0 | 0 | 0 | 0 | 0 | 0 | 0 | 0 | 0 | 0 | 0 | 0 | 0 | 0 | 0 | 0 | 0 | 0 | 0 | 0 | 0 | 0 | 0 | 0 | 0 | 0 | 0 | 0 | 0 | 0 | 0 | 0 | 0 | 0 | 0 | 0 | 0 | 0 | 0 | 0 | 0 | 0 | 0 | 0 | 0 | 0 | 0 | 0
PG&E GBA | Valley Springs | 230 | [12 empty] | 0 | 0 | 0 | 0 | 0 | 0 | 0 | 0 | 0 | 0 | 0 | 0 | 0 | 0 | 0 | 0 | 0 | 0 | 0 | 0 | 0 | 0 | 0 | 0 | 0 | 0 | 0 | 0 | 0 | 0 | 0 | 0 | 0 | 0 | 0 | 0 |  | 0 | 0 | 0 | 0 | 0 | 0 | 0 | 0 | 0 | 0 | 0 | 0 | 0 | 0 | 0 | 0 | 0 | 0 | 0 | 0 | 0 | 0 | 0 | 0 | 0 | 0 | 0 | 0 | 0 | 0 | 0 | 0 | 0 | 0 | 0 | 0 | 128.4 | 0 | 0 | 0 | 0 | 0 | 0 | 128.4 | 128.4 | 0 | 0 | 0 | 0 | 0 | 0 | 0
PG&E GBA | Valley Springs | 60 | [12 empty] | 101 | 100 | 0 | 0 | 0 | 0 | 0 | 0 | 0 | 0 | 0 | 0 | 101 | 100 | 0 | 0 | 0 | 0 | 0 | 0 | 0 | 0 | 0 | 0 | 101 | 100 | 0 | 0 | 0 | 0 | 0 | 0 | 0 | 0 | 0 | 0 |  | 0 | 0 | 0 | 0 | 0 | 0 | 0 | 0 | 0 | 0 | 0 | 0 | 101 | 100 | 0 | 0 | 0 | 0 | 0 | 0 | 0 | 0 | 0 | 0 | 101 | 100 | 0 | 0 | 0 | 0 | 0 | 0 | 0 | 0 | 0 | 0 | 0 | 0 | 0 | 0 | 0 | 0 | 0 | 0 | 0 | 0 | 0 | 0 | 0 | 0 | 0 | 0
EOP | Valley Switch | 138 | [12 empty] | 0 | 0 | 0 | 0 | 0 | 0 | 0 | 0 | 0 | 0 | 0 | 0 | 0 | 0 | 0 | 0 | 0 | 0 | 0 | 0 | 0 | 0 | 0 | 0 | 0 | 0 | 0 | 0 | 0 | 0 | 0 | 0 | 0 | 0 | 0 | 0 |  | 0 | 0 | 0 | 0 | 0 | 0 | 0 | 0 | 0 | 0 | 0 | 0 | 0 | 0 | 0 | 0 | 0 | 0 | 0 | 0 | 0 | 0 | 0 | 0 | 0 | 0 | 0 | 0 | 0 | 0 | 0 | 0 | 0 | 0 | 0 | 0 | 0 | 0 | 0 | 0 | 0 | 0 | 0 | 0 | 0 | 0 | 0 | 0 | 0 | 0 | 0 | 0
EOP | Valley Switch | 230 | [12 empty] | 0 | 0 | 0 | 0 | 0 | 0 | 0 | 0 | 0 | 0 | 0 | 0 | 0 | 0 | 0 | 0 | 0 | 0 | 0 | 0 | 0 | 0 | 0 | 0 | 0 | 0 | 0 | 0 | 0 | 0 | 0 | 0 | 0 | 0 | 0 | 0 |  | 0 | 0 | 0 | 0 | 0 | 0 | 0 | 0 | 0 | 0 | 0 | 0 | 0 | 0 | 0 | 0 | 0 | 0 | 0 | 0 | 0 | 0 | 0 | 0 | 0 | 0 | 0 | 0 | 0 | 0 | 0 | 0 | 0 | 0 | 0 | 0 | 460.14 | 0 | 1483.82 | 0 | 0 | 0 | 0 | 460.14 | 460.14 | 0 | 460.95 | 0 | 0 | 0 | 0 | 0
PG&E GBA | Vasco | 230 | [12 empty] | 0 | 0 | 0 | 0 | 0 | 0 | 0 | 0 | 0 | 0 | 0 | 0 | 0 | 0 | 0 | 0 | 0 | 0 | 0 | 0 | 0 | 0 | 0 | 0 | 0 | 0 | 0 | 0 | 0 | 0 | 0 | 0 | 0 | 0 | 0 | 0 |  | 0 | 0 | 0 | 0 | 0 | 0 | 0 | 0 | 0 | 0 | 0 | 0 | 0 | 0 | 0 | 0 | 0 | 0 | 0 | 0 | 0 | 0 | 0 | 0 | 0 | 0 | 0 | 0 | 0 | 0 | 0 | 0 | 0 | 0 | 0 | 0 | 0 | 0 | 0 | 0 | 0 | 0 | 0 | 0 | 0 | 0 | 0 | 0 | 0 | 0 | 0 | 0
PG&E GBA | Vasona | 230 | [12 empty] | 0 | 0 | 0 | 0 | 0 | 0 | 0 | 0 | 0 | 0 | 0 | 0 | 0 | 0 | 0 | 0 | 0 | 0 | 0 | 0 | 0 | 0 | 0 | 0 | 0 | 0 | 0 | 0 | 0 | 0 | 0 | 0 | 0 | 0 | 0 | 0 |  | 0 | 0 | 0 | 0 | 0 | 0 | 0 | 0 | 0 | 0 | 0 | 0 | 0 | 0 | 0 | 0 | 0 | 0 | 0 | 0 | 0 | 0 | 0 | 0 | 0 | 0 | 0 | 0 | 0 | 0 | 0 | 0 | 0 | 0 | 0 | 0 | 0 | 0 | 0 | 0 | 0 | 0 | 0 | 0 | 0 | 0 | 0 | 0 | 0 | 0 | 0 | 0
SCE Northern | Vestal | 230 | [12 empty] | 0 | 0 | 0 | 0 | 0 | 0 | 0 | 0 | 0 | 0 | 0 | 0 | 400 | 400 | 0 | 0 | 400 | 0 | 0 | 0 | 0 | 0 | 0 | 0 | 400 | 400 | 0 | 0 | 400 | 0 | 0 | 0 | 0 | 0 | 0 | 0 |  | 0 | 0 | 0 | 0 | 0 | 0 | 0 | 0 | 0 | 0 | 0 | 0 | 200 | 200 | 0 | 0 | 200 | 0 | 0 | 0 | 0 | 0 | 0 | 0 | 200 | 200 | 0 | 0 | 200 | 0 | 0 | 0 | 0 | 0 | 0 | 0 | 0 | 0 | 0 | 0 | 0 | 0 | 0 | 0 | 0 | 0 | 0 | 0 | 0 | 0 | 0 | 0
SCE Northern | Vestal | 66 | [12 empty] | 0 | 0 | 0 | 0 | 0 | 0 | 0 | 0 | 0 | 0 | 0 | 0 | 0 | 0 | 0 | 0 | 0 | 0 | 0 | 0 | 0 | 0 | 0 | 0 | 0 | 0 | 0 | 0 | 0 | 0 | 0 | 0 | 0 | 0 | 0 | 0 |  | 0 | 0 | 0 | 0 | 0 | 0 | 0 | 0 | 0 | 0 | 0 | 0 | 0 | 0 | 0 | 0 | 0 | 0 | 0 | 0 | 0 | 0 | 0 | 0 | 0 | 0 | 0 | 0 | 0 | 0 | 0 | 0 | 0 | 0 | 0 | 0 | 0 | 0 | 0 | 0 | 0 | 0 | 0 | 0 | 0 | 0 | 0 | 0 | 0 | 0 | 0 | 0
SCE NOL | Victor | 115 | [12 empty] | 0 | 0 | 0 | 0 | 0 | 0 | 0 | 0 | 0 | 0 | 0 | 0 | 0 | 0 | 0 | 0 | 0 | 0 | 0 | 0 | 0 | 0 | 0 | 0 | 0 | 0 | 0 | 0 | 0 | 0 | 0 | 0 | 0 | 0 | 0 | 0 |  | 0 | 0 | 0 | 0 | 0 | 0 | 0 | 0 | 0 | 0 | 0 | 0 | 0 | 0 | 0 | 0 | 0 | 0 | 0 | 0 | 0 | 0 | 0 | 0 | 0 | 0 | 0 | 0 | 0 | 0 | 0 | 0 | 0 | 0 | 0 | 0 | 0 | 0 | 0 | 0 | 0 | 0 | 0 | 0 | 0 | 0 | 0 | 0 | 0 | 0 | 0 | 0
SCE NOL | Victor | 230 | [12 empty] | 0 | 0 | 0 | 0 | 0 | 0 | 0 | 0 | 0 | 0 | 0 | 0 | 410.76 | 400 | 0 | 0 | 0 | 0 | 0 | 0 | 0 | 0 | 0 | 0 | 410.76 | 400 | 0 | 0 | 0 | 0 | 0 | 0 | 0 | 0 | 0 | 0 |  | 0 | 0 | 0 | 0 | 0 | 0 | 0 | 0 | 0 | 0 | 0 | 0 | 0 | 0 | 0 | 0 | 0 | 0 | 0 | 0 | 0 | 0 | 0 | 0 | 0 | 0 | 0 | 0 | 0 | 0 | 0 | 0 | 0 | 0 | 0 | 0 | 0 | 0 | 0 | 0 | 0 | 0 | 0 | 0 | 0 | 0 | 0 | 0 | 0 | 0 | 0 | 0
SCE Metro | Viejo | 230 | [12 empty] | 0 | 0 | 0 | 0 | 0 | 0 | 0 | 0 | 0 | 0 | 0 | 0 | 302.4 | 300 | 0 | 0 | 0 | 0 | 0 | 0 | 0 | 0 | 0 | 0 | 302.4 | 300 | 0 | 0 | 0 | 0 | 0 | 0 | 0 | 0 | 0 | 0 |  | 0 | 0 | 0 | 0 | 0 | 0 | 0 | 0 | 0 | 0 | 0 | 0 | 0 | 0 | 0 | 0 | 0 | 0 | 0 | 0 | 0 | 0 | 0 | 0 | 0 | 0 | 0 | 0 | 0 | 0 | 0 | 0 | 0 | 0 | 0 | 0 | 1029 | 0 | 0 | 0 | 0 | 0 | 0 | 1029 | 1029 | 0 | 0 | 0 | 0 | 0 | 0 | 0
PG&E GBA | Vierra | 115 | [12 empty] | 10 | 1.104 | 0 | 0 | 0 | 0 | 0 | 0 | 0 | 0 | 0 | 0 | 10 | 1.104 | 0 | 0 | 0 | 0 | 0 | 0 | 0 | 0 | 0 | 0 | 10 | 1.104 | 0 | 0 | 0 | 0 | 0 | 0 | 0 | 0 | 0 | 0 |  | 10 | 1.104 | 0 | 0 | 0 | 0 | 0 | 0 | 0 | 0 | 0 | 0 | 10 | 1.104 | 0 | 0 | 0 | 0 | 0 | 0 | 0 | 0 | 0 | 0 | 10 | 1.104 | 0 | 0 | 0 | 0 | 0 | 0 | 0 | 0 | 0 | 0 | 0 | 0 | 0 | 0 | 0 | 0 | 0 | 0 | 0 | 0 | 0 | 0 | 0 | 0 | 0 | 0
SCE Metro | Villa Park | 230 | [12 empty] | 0 | 0 | 0 | 0 | 0 | 0 | 0 | 0 | 0 | 0 | 0 | 0 | 0 | 0 | 0 | 0 | 0 | 0 | 0 | 0 | 0 | 0 | 0 | 0 | 0 | 0 | 0 | 0 | 0 | 0 | 0 | 0 | 0 | 0 | 0 | 0 |  | 0 | 0 | 0 | 0 | 0 | 0 | 0 | 0 | 0 | 0 | 0 | 0 | 0 | 0 | 0 | 0 | 0 | 0 | 0 | 0 | 0 | 0 | 0 | 0 | 0 | 0 | 0 | 0 | 0 | 0 | 0 | 0 | 0 | 0 | 0 | 0 | 0 | 0 | 0 | 0 | 0 | 0 | 0 | 0 | 0 | 0 | 0 | 0 | 0 | 0 | 0 | 0
SCE Northern | Vincent | 230 | [12 empty] | 1275 | 1270 | 0 | 0 | 1150 | 0 | 0 | 0 | 0 | 0 | 0 | 0 | 2212.5 | 2020 | 0 | 0 | 1303.5 | 0 | 0 | 0 | 0 | 0 | 0 | 0 | 2212.5 | 2020 | 0 | 0 | 1303.5 | 0 | 0 | 0 | 0 | 0 | 0 | 0 |  | 1275 | 1270 | 0 | 0 | 1150 | 0 | 0 | 0 | 0 | 0 | 0 | 0 | 1275 | 1270 | 0 | 0 | 1150 | 0 | 0 | 0 | 0 | 0 | 0 | 0 | 1275 | 1270 | 0 | 0 | 1150 | 0 | 0 | 0 | 0 | 0 | 0 | 0 | 1270.9885 | 0 | 0 | 0 | 0 | 0 | 0 | 1270.9885 | 1270.9885 | 0 | 0 | 0 | 0 | 0 | 0 | 0
SCE Northern | Vincent | 500 | [12 empty] | 0 | 0 | 0 | 0 | 0 | 0 | 0 | 0 | 0 | 0 | 0 | 0 | 0 | 0 | 0 | 0 | 0 | 0 | 0 | 0 | 0 | 0 | 0 | 0 | 0 | 0 | 0 | 0 | 0 | 0 | 0 | 0 | 0 | 0 | 0 | 0 |  | 0 | 0 | 0 | 0 | 0 | 0 | 0 | 0 | 0 | 0 | 0 | 0 | 0 | 0 | 0 | 0 | 0 | 0 | 0 | 0 | 0 | 0 | 0 | 0 | 0 | 0 | 0 | 0 | 0 | 0 | 0 | 0 | 0 | 0 | 0 | 0 | 1025.63 | 0 | 0 | 0 | 0 | 0 | 0 | 1025.63 | 1025.63 | 0 | 0 | 0 | 0 | 0 | 0 | 0
PG&E GBA | Vineyard | 230 | [12 empty] | 0 | 0 | 0 | 0 | 0 | 0 | 0 | 0 | 0 | 0 | 0 | 0 | 0 | 0 | 0 | 0 | 0 | 0 | 0 | 0 | 0 | 0 | 0 | 0 | 0 | 0 | 0 | 0 | 0 | 0 | 0 | 0 | 0 | 0 | 0 | 0 |  | 0 | 0 | 0 | 0 | 0 | 0 | 0 | 0 | 0 | 0 | 0 | 0 | 0 | 0 | 0 | 0 | 0 | 0 | 0 | 0 | 0 | 0 | 0 | 0 | 0 | 0 | 0 | 0 | 0 | 0 | 0 | 0 | 0 | 0 | 0 | 0 | 0 | 0 | 0 | 0 | 0 | 0 | 0 | 0 | 0 | 0 | 0 | 0 | 0 | 0 | 0 | 0
SDGE | Vineyard | 69 | [12 empty] | 0 | 0 | 0 | 0 | 0 | 0 | 0 | 0 | 0 | 0 | 0 | 0 | 0 | 0 | 0 | 0 | 0 | 0 | 0 | 0 | 0 | 0 | 0 | 0 | 0 | 0 | 0 | 0 | 0 | 0 | 0 | 0 | 0 | 0 | 0 | 0 |  | 0 | 0 | 0 | 0 | 0 | 0 | 0 | 0 | 0 | 0 | 0 | 0 | 0 | 0 | 0 | 0 | 0 | 0 | 0 | 0 | 0 | 0 | 0 | 0 | 0 | 0 | 0 | 0 | 0 | 0 | 0 | 0 | 0 | 0 | 0 | 0 | 0 | 0 | 0 | 0 | 0 | 0 | 0 | 0 | 0 | 0 | 0 | 0 | 0 | 0 | 0 | 0
SCE Eastern | Vista (SCE) | 230 | [12 empty] | 0 | 0 | 0 | 0 | 0 | 0 | 0 | 0 | 0 | 0 | 0 | 0 | 110.87 | 0 | 0 | 0 | 223.33 | 0 | 0 | 0 | 0 | 0 | 0 | 0 | 110.87 | 0 | 0 | 0 | 223.33 | 0 | 0 | 0 | 0 | 0 | 0 | 0 |  | 0 | 0 | 0 | 0 | 0 | 0 | 0 | 0 | 0 | 0 | 0 | 0 | 110.87 | 0 | 0 | 0 | 223.33 | 0 | 0 | 0 | 0 | 0 | 0 | 0 | 110.87 | 0 | 0 | 0 | 223.33 | 0 | 0 | 0 | 0 | 0 | 0 | 0 | 0 | 0 | 0 | 0 | 0 | 0 | 0 | 0 | 0 | 0 | 0 | 0 | 0 | 0 | 0 | 0
EOP | Vista (VEA) | 138 | [12 empty] | 0 | 0 | 0 | 0 | 0 | 0 | 0 | 0 | 0 | 0 | 0 | 0 | 0 | 0 | 0 | 0 | 0 | 0 | 0 | 0 | 0 | 0 | 0 | 0 | 0 | 0 | 0 | 0 | 0 | 0 | 0 | 0 | 0 | 0 | 0 | 0 |  | 0 | 0 | 0 | 0 | 0 | 0 | 0 | 0 | 0 | 0 | 0 | 0 | 0 | 0 | 0 | 0 | 0 | 0 | 0 | 0 | 0 | 0 | 0 | 0 | 0 | 0 | 0 | 0 | 0 | 0 | 0 | 0 | 0 | 0 | 0 | 0 | 0 | 0 | 0 | 0 | 0 | 0 | 0 | 0 | 0 | 0 | 0 | 0 | 0 | 0 | 0 | 0
EOP | Vista (VEA) | 230 | [12 empty] | 0 | 0 | 0 | 0 | 0 | 0 | 0 | 0 | 0 | 0 | 0 | 0 | 0 | 0 | 0 | 0 | 0 | 0 | 0 | 0 | 0 | 0 | 0 | 0 | 0 | 0 | 0 | 0 | 0 | 0 | 0 | 0 | 0 | 0 | 0 | 0 |  | 0 | 0 | 0 | 0 | 0 | 0 | 0 | 0 | 0 | 0 | 0 | 0 | 0 | 0 | 0 | 0 | 0 | 0 | 0 | 0 | 0 | 0 | 0 | 0 | 0 | 0 | 0 | 0 | 0 | 0 | 0 | 0 | 0 | 0 | 0 | 0 | 0 | 0 | 0 | 0 | 0 | 0 | 0 | 0 | 0 | 0 | 0 | 0 | 0 | 0 | 0 | 0
PG&E FRESNO | Wahtoke | 115 | [12 empty] | 0 | 0 | 0 | 0 | 0 | 0 | 0 | 0 | 0 | 0 | 0 | 0 | 0 | 0 | 0 | 0 | 0 | 0 | 0 | 0 | 0 | 0 | 0 | 0 | 0 | 0 | 0 | 0 | 0 | 0 | 0 | 0 | 0 | 0 | 0 | 0 |  | 0 | 0 | 0 | 0 | 0 | 0 | 0 | 0 | 0 | 0 | 0 | 0 | 0 | 0 | 0 | 0 | 0 | 0 | 0 | 0 | 0 | 0 | 0 | 0 | 0 | 0 | 0 | 0 | 0 | 0 | 0 | 0 | 0 | 0 | 0 | 0 | 0 | 0 | 0 | 0 | 0 | 0 | 0 | 0 | 0 | 0 | 0 | 0 | 0 | 0 | 0 | 0
SCE Northern | Wakefield | 66 | [12 empty] | 0 | 0 | 0 | 0 | 0 | 0 | 0 | 0 | 0 | 0 | 0 | 0 | 0 | 0 | 0 | 0 | 0 | 0 | 0 | 0 | 0 | 0 | 0 | 0 | 0 | 0 | 0 | 0 | 0 | 0 | 0 | 0 | 0 | 0 | 0 | 0 |  | 0 | 0 | 0 | 0 | 0 | 0 | 0 | 0 | 0 | 0 | 0 | 0 | 0 | 0 | 0 | 0 | 0 | 0 | 0 | 0 | 0 | 0 | 0 | 0 | 0 | 0 | 0 | 0 | 0 | 0 | 0 | 0 | 0 | 0 | 0 | 0 | 0 | 0 | 0 | 0 | 0 | 0 | 0 | 0 | 0 | 0 | 0 | 0 | 0 | 0 | 0 | 0
SCE Metro | Walnut | 230 | [12 empty] | 200 | 200 | 0 | 0 | 0 | 0 | 0 | 0 | 0 | 0 | 0 | 0 | 200 | 200 | 0 | 0 | 0 | 0 | 0 | 0 | 0 | 0 | 0 | 0 | 200 | 200 | 0 | 0 | 0 | 0 | 0 | 0 | 0 | 0 | 0 | 0 |  | 200 | 200 | 0 | 0 | 0 | 0 | 0 | 0 | 0 | 0 | 0 | 0 | 200 | 200 | 0 | 0 | 0 | 0 | 0 | 0 | 0 | 0 | 0 | 0 | 200 | 200 | 0 | 0 | 0 | 0 | 0 | 0 | 0 | 0 | 0 | 0 | 0 | 0 | 0 | 0 | 0 | 0 | 0 | 0 | 0 | 0 | 0 | 0 | 0 | 0 | 0 | 0
SCE Northern | Warne | 230 | [12 empty] | 0 | 0 | 0 | 0 | 0 | 0 | 0 | 0 | 0 | 0 | 0 | 0 | 0 | 0 | 0 | 0 | 0 | 0 | 0 | 0 | 0 | 0 | 0 | 0 | 0 | 0 | 0 | 0 | 0 | 0 | 0 | 0 | 0 | 0 | 0 | 0 |  | 0 | 0 | 0 | 0 | 0 | 0 | 0 | 0 | 0 | 0 | 0 | 0 | 0 | 0 | 0 | 0 | 0 | 0 | 0 | 0 | 0 | 0 | 0 | 0 | 0 | 0 | 0 | 0 | 0 | 0 | 0 | 0 | 0 | 0 | 0 | 0 | 0 | 0 | 0 | 0 | 0 | 0 | 0 | 0 | 0 | 0 | 0 | 0 | 0 | 0 | 0 | 0
PG&E GBA | Warnerville | 230 | [12 empty] | 0 | 0 | 0 | 0 | 0 | 0 | 0 | 0 | 0 | 0 | 0 | 0 | 0 | 0 | 0 | 0 | 0 | 0 | 0 | 0 | 0 | 0 | 0 | 0 | 0 | 0 | 0 | 0 | 0 | 0 | 0 | 0 | 0 | 0 | 0 | 0 |  | 0 | 0 | 0 | 0 | 0 | 0 | 0 | 0 | 0 | 0 | 0 | 0 | 0 | 0 | 0 | 0 | 0 | 0 | 0 | 0 | 0 | 0 | 0 | 0 | 0 | 0 | 0 | 0 | 0 | 0 | 0 | 0 | 0 | 0 | 0 | 0 | 0 | 0 | 0 | 0 | 0 | 0 | 0 | 0 | 0 | 0 | 0 | 0 | 0 | 0 | 0 | 0
PG&E FRESNO | Waukena | 115 | [12 empty] | 0 | 0 | 0 | 0 | 0 | 0 | 0 | 0 | 0 | 0 | 0 | 0 | 0 | 0 | 0 | 0 | 0 | 0 | 0 | 0 | 0 | 0 | 0 | 0 | 0 | 0 | 0 | 0 | 0 | 0 | 0 | 0 | 0 | 0 | 0 | 0 |  | 0 | 0 | 0 | 0 | 0 | 0 | 0 | 0 | 0 | 0 | 0 | 0 | 0 | 0 | 0 | 0 | 0 | 0 | 0 | 0 | 0 | 0 | 0 | 0 | 0 | 0 | 0 | 0 | 0 | 0 | 0 | 0 | 0 | 0 | 0 | 0 | 0 | 0 | 0 | 0 | 0 | 0 | 0 | 0 | 0 | 0 | 0 | 0 | 0 | 0 | 0 | 0
PG&E GBA | Weber | 230 | [12 empty] | 0 | 0 | 0 | 0 | 0 | 0 | 0 | 0 | 0 | 0 | 0 | 0 | 0 | 0 | 0 | 0 | 0 | 0 | 0 | 0 | 0 | 0 | 0 | 0 | 0 | 0 | 0 | 0 | 0 | 0 | 0 | 0 | 0 | 0 | 0 | 0 |  | 0 | 0 | 0 | 0 | 0 | 0 | 0 | 0 | 0 | 0 | 0 | 0 | 0 | 0 | 0 | 0 | 0 | 0 | 0 | 0 | 0 | 0 | 0 | 0 | 0 | 0 | 0 | 0 | 0 | 0 | 0 | 0 | 0 | 0 | 0 | 0 | 0 | 0 | 0 | 0 | 0 | 0 | 0 | 0 | 0 | 0 | 0 | 0 | 0 | 0 | 0 | 0
PG&E GBA | Weber | 60 | [12 empty] | 268.065 | 260 | 0 | 0 | 0 | 0 | 0 | 0 | 0 | 0 | 0 | 0 | 268.315 | 260 | 0 | 0 | 0 | 0 | 0 | 0 | 0 | 0 | 0 | 0 | 268.315 | 260 | 0 | 0 | 0 | 0 | 0 | 0 | 0 | 0 | 0 | 0 |  | 0 | 0 | 0 | 0 | 0 | 0 | 0 | 0 | 0 | 0 | 0 | 0 | 0.25 | 0 | 0 | 0 | 0 | 0 | 0 | 0 | 0 | 0 | 0 | 0 | 0.25 | 0 | 0 | 0 | 0 | 0 | 0 | 0 | 0 | 0 | 0 | 0 | 0 | 0 | 0 | 0 | 0 | 0 | 0 | 0 | 0 | 0 | 0 | 0 | 0 | 0 | 0 | 0
PG&E FRESNO | West Fresno | 115 | [12 empty] | 0 | 0 | 0 | 0 | 0 | 0 | 0 | 0 | 0 | 0 | 0 | 0 | 0 | 0 | 0 | 0 | 0 | 0 | 0 | 0 | 0 | 0 | 0 | 0 | 0 | 0 | 0 | 0 | 0 | 0 | 0 | 0 | 0 | 0 | 0 | 0 |  | 0 | 0 | 0 | 0 | 0 | 0 | 0 | 0 | 0 | 0 | 0 | 0 | 0 | 0 | 0 | 0 | 0 | 0 | 0 | 0 | 0 | 0 | 0 | 0 | 0 | 0 | 0 | 0 | 0 | 0 | 0 | 0 | 0 | 0 | 0 | 0 | 0 | 0 | 0 | 0 | 0 | 0 | 0 | 0 | 0 | 0 | 0 | 0 | 0 | 0 | 0 | 0
PG&E FRESNO | Westley | 230 | [12 empty] | 0 | 0 | 0 | 0 | 0 | 0 | 0 | 0 | 0 | 0 | 0 | 0 | 0 | 0 | 0 | 0 | 0 | 0 | 0 | 0 | 0 | 0 | 0 | 0 | 0 | 0 | 0 | 0 | 0 | 0 | 0 | 0 | 0 | 0 | 0 | 0 |  | 0 | 0 | 0 | 0 | 0 | 0 | 0 | 0 | 0 | 0 | 0 | 0 | 0 | 0 | 0 | 0 | 0 | 0 | 0 | 0 | 0 | 0 | 0 | 0 | 0 | 0 | 0 | 0 | 0 | 0 | 0 | 0 | 0 | 0 | 0 | 0 | 0 | 0 | 0 | 0 | 0 | 0 | 0 | 0 | 0 | 0 | 0 | 0 | 0 | 0 | 0 | 0
PG&E KERN | Westpark | 115 | [12 empty] | 0 | 0 | 0 | 0 | 0 | 0 | 0 | 0 | 0 | 0 | 0 | 0 | 0 | 0 | 0 | 0 | 0 | 0 | 0 | 0 | 0 | 0 | 0 | 0 | 0 | 0 | 0 | 0 | 0 | 0 | 0 | 0 | 0 | 0 | 0 | 0 |  | 0 | 0 | 0 | 0 | 0 | 0 | 0 | 0 | 0 | 0 | 0 | 0 | 0 | 0 | 0 | 0 | 0 | 0 | 0 | 0 | 0 | 0 | 0 | 0 | 0 | 0 | 0 | 0 | 0 | 0 | 0 | 0 | 0 | 0 | 0 | 0 | 0 | 0 | 0 | 0 | 0 | 0 | 0 | 0 | 0 | 0 | 0 | 0 | 0 | 0 | 0 | 0
PG&E KERN | Wheeler Ridge | 230 | [12 empty] | 0 | 0 | 0 | 0 | 0 | 0 | 0 | 0 | 0 | 0 | 0 | 0 | 310.63 | 0 | 0 | 0 | 310.63 | 0 | 0 | 0 | 0 | 0 | 0 | 0 | 310.63 | 0 | 0 | 0 | 310.63 | 0 | 0 | 0 | 0 | 0 | 0 | 0 |  | 0 | 0 | 0 | 0 | 0 | 0 | 0 | 0 | 0 | 0 | 0 | 0 | 0 | 0 | 0 | 0 | 0 | 0 | 0 | 0 | 0 | 0 | 0 | 0 | 0 | 0 | 0 | 0 | 0 | 0 | 0 | 0 | 0 | 0 | 0 | 0 | 0 | 0 | 0 | 0 | 0 | 0 | 0 | 0 | 0 | 0 | 0 | 0 | 0 | 0 | 0 | 0
PG&E KERN | Wheeler Ridge | 115 | [12 empty] | 0 | 0 | 0 | 0 | 0 | 0 | 0 | 0 | 0 | 0 | 0 | 0 | 0 | 0 | 0 | 0 | 0 | 0 | 0 | 0 | 0 | 0 | 0 | 0 | 0 | 0 | 0 | 0 | 0 | 0 | 0 | 0 | 0 | 0 | 0 | 0 |  | 0 | 0 | 0 | 0 | 0 | 0 | 0 | 0 | 0 | 0 | 0 | 0 | 0 | 0 | 0 | 0 | 0 | 0 | 0 | 0 | 0 | 0 | 0 | 0 | 0 | 0 | 0 | 0 | 0 | 0 | 0 | 0 | 0 | 0 | 0 | 0 | 0 | 0 | 0 | 0 | 0 | 0 | 0 | 0 | 0 | 0 | 0 | 0 | 0 | 0 | 0 | 0
PG&E KERN | Wheeler Ridge | 70 | [12 empty] | 0 | 62 | 0 | 0 | 0 | 0 | 0 | 0 | 0 | 0 | 0 | 0 | 0 | 62 | 0 | 0 | 0 | 0 | 0 | 0 | 0 | 0 | 0 | 0 | 0 | 62 | 0 | 0 | 0 | 0 | 0 | 0 | 0 | 0 | 0 | 0 |  | 0 | 0 | 0 | 0 | 0 | 0 | 0 | 0 | 0 | 0 | 0 | 0 | 0 | 62 | 0 | 0 | 0 | 0 | 0 | 0 | 0 | 0 | 0 | 0 | 0 | 62 | 0 | 0 | 0 | 0 | 0 | 0 | 0 | 0 | 0 | 0 | 0 | 0 | 0 | 0 | 0 | 0 | 0 | 0 | 0 | 0 | 0 | 0 | 0 | 0 | 0 | 0
SCE Northern | Whirlwind | 230 | [12 empty] | 477 | 851.62 | 312 | 300 | 626.41 | 0.88 | 0 | 0 | 100 | 100 | 0 | 0 | 477 | 851.62 | 312 | 300 | 626.41 | 0.88 | 0 | 0 | 100 | 100 | 0 | 0 | 477 | 851.62 | 312 | 300 | 626.41 | 0.88 | 0 | 0 | 100 | 100 | 0 | 0 |  | 249.42 | 247.52 | 312 | 300 | 88.772 | 0.88 | 0 | 0 | 100 | 100 | 0 | 0 | 477 | 851.62 | 312 | 300 | 626.41 | 0.88 | 0 | 0 | 100 | 100 | 0 | 0 | 477 | 851.62 | 312 | 300 | 626.41 | 0.88 | 0 | 0 | 100 | 100 | 0 | 0 | 810.8874 | 0 | 0 | 0 | 0 | 0 | 0 | 810.8874 | 810.8874 | 0 | 0 | 0 | 0 | 0 | 0 | 0
SCE Northern | Whirlwind | 500 | [12 empty] | 0 | 0 | 0 | 0 | 0 | 0 | 0 | 0 | 0 | 0 | 0 | 0 | 513.2 | 500 | 0 | 0 | 0 | 0 | 0 | 0 | 0 | 0 | 0 | 0 | 513.2 | 500 | 0 | 0 | 0 | 0 | 0 | 0 | 0 | 0 | 0 | 0 |  | 0 | 0 | 0 | 0 | 0 | 0 | 0 | 0 | 0 | 0 | 0 | 0 | 0 | 0 | 0 | 0 | 0 | 0 | 0 | 0 | 0 | 0 | 0 | 0 | 0 | 0 | 0 | 0 | 0 | 0 | 0 | 0 | 0 | 0 | 0 | 0 | 0 | 0 | 0 | 0 | 0 | 0 | 0 | 0 | 0 | 0 | 0 | 0 | 0 | 0 | 0 | 0
PG&E GBA | Whisman | 115 | [12 empty] | 0 | 0 | 0 | 0 | 0 | 0 | 0 | 0 | 0 | 0 | 0 | 0 | 0 | 0 | 0 | 0 | 0 | 0 | 0 | 0 | 0 | 0 | 0 | 0 | 0 | 0 | 0 | 0 | 0 | 0 | 0 | 0 | 0 | 0 | 0 | 0 |  | 0 | 0 | 0 | 0 | 0 | 0 | 0 | 0 | 0 | 0 | 0 | 0 | 0 | 0 | 0 | 0 | 0 | 0 | 0 | 0 | 0 | 0 | 0 | 0 | 0 | 0 | 0 | 0 | 0 | 0 | 0 | 0 | 0 | 0 | 0 | 0 | 0 | 0 | 0 | 0 | 0 | 0 | 0 | 0 | 0 | 0 | 0 | 0 | 0 | 0 | 0 | 0
SCE Eastern | Wildlife | 230 | [12 empty] | 0 | 0 | 0 | 0 | 0 | 0 | 0 | 0 | 0 | 0 | 0 | 0 | 206.091 | 0 | 0 | 0 | 0 | 0 | 0 | 0 | 0 | 0 | 0 | 0 | 206.091 | 0 | 0 | 0 | 0 | 0 | 0 | 0 | 0 | 0 | 0 | 0 |  | 0 | 0 | 0 | 0 | 0 | 0 | 0 | 0 | 0 | 0 | 0 | 0 | 0 | 0 | 0 | 0 | 0 | 0 | 0 | 0 | 0 | 0 | 0 | 0 | 0 | 0 | 0 | 0 | 0 | 0 | 0 | 0 | 0 | 0 | 0 | 0 | 0 | 0 | 0 | 0 | 0 | 0 | 0 | 0 | 0 | 0 | 0 | 0 | 0 | 0 | 0 | 0
PG&E FRESNO | Wilson | 115 | [12 empty] | 0 | 0 | 0 | 0 | 0 | 0 | 0 | 0 | 0 | 0 | 0 | 0 | 0 | 0 | 0 | 0 | 0 | 0 | 0 | 0 | 0 | 0 | 0 | 0 | 0 | 0 | 0 | 0 | 0 | 0 | 0 | 0 | 0 | 0 | 0 | 0 |  | 0 | 0 | 0 | 0 | 0 | 0 | 0 | 0 | 0 | 0 | 0 | 0 | 0 | 0 | 0 | 0 | 0 | 0 | 0 | 0 | 0 | 0 | 0 | 0 | 0 | 0 | 0 | 0 | 0 | 0 | 0 | 0 | 0 | 0 | 0 | 0 | 0 | 0 | 0 | 0 | 0 | 0 | 0 | 0 | 0 | 0 | 0 | 0 | 0 | 0 | 0 | 0
PG&E FRESNO | Wilson | 230 | [12 empty] | 0 | 0 | 0 | 0 | 0 | 0 | 0 | 0 | 0 | 0 | 0 | 0 | 256.29 | 0 | 0 | 0 | 0 | 0 | 0 | 0 | 0 | 0 | 0 | 0 | 256.29 | 0 | 0 | 0 | 0 | 0 | 0 | 0 | 0 | 0 | 0 | 0 |  | 0 | 0 | 0 | 0 | 0 | 0 | 0 | 0 | 0 | 0 | 0 | 0 | 256.29 | 0 | 0 | 0 | 0 | 0 | 0 | 0 | 0 | 0 | 0 | 0 | 256.29 | 0 | 0 | 0 | 0 | 0 | 0 | 0 | 0 | 0 | 0 | 0 | 0 | 0 | 0 | 0 | 0 | 0 | 0 | 0 | 0 | 0 | 0 | 0 | 0 | 0 | 0 | 0
SCE Northern | Windhub | 230 | [12 empty] | 1179.8854 | 405 | 0 | 0 | 382 | 182 | 0 | 0 | 0 | 0 | 0 | 0 | 1179.8854 | 405 | 0 | 0 | 382 | 182 | 0 | 0 | 0 | 0 | 0 | 0 | 1179.8854 | 405 | 0 | 0 | 382 | 182 | 0 | 0 | 0 | 0 | 0 | 0 |  | 914.3854 | 39.5 | 0 | 0 | 234 | 84 | 0 | 0 | 0 | 0 | 0 | 0 | 1179.8854 | 405 | 0 | 0 | 382 | 182 | 0 | 0 | 0 | 0 | 0 | 0 | 1179.8854 | 405 | 0 | 0 | 382 | 182 | 0 | 0 | 0 | 0 | 0 | 0 | 0 | 0 | 562.355 | 0 | 0 | 0 | 0 | 0 | 0 | 0 | 562.355 | 0 | 0 | 0 | 0 | 0
SCE Northern | Windhub | 500 | [12 empty] | 656.55 | 656.55 | 0 | 0 | 625.5456 | 625.5456 | 0 | 0 | 0 | 0 | 0 | 0 | 881.55 | 656.55 | 0 | 0 | 997.8456 | 625.5456 | 0 | 0 | 0 | 0 | 0 | 0 | 881.55 | 656.55 | 0 | 0 | 997.8456 | 625.5456 | 0 | 0 | 0 | 0 | 0 | 0 |  | 656.55 | 656.55 | 0 | 0 | 625.5456 | 625.5456 | 0 | 0 | 0 | 0 | 0 | 0 | 656.55 | 656.55 | 0 | 0 | 625.5456 | 625.5456 | 0 | 0 | 0 | 0 | 0 | 0 | 656.55 | 656.55 | 0 | 0 | 625.5456 | 625.5456 | 0 | 0 | 0 | 0 | 0 | 0 | 0 | 0 | 507 | 0 | 0 | 0 | 0 | 0 | 0 | 0 | 507 | 0 | 0 | 0 | 0 | 0
PG&E GBA | Windmaster | 230 | [12 empty] | 0 | 0 | 0 | 0 | 0 | 0 | 0 | 0 | 0 | 0 | 0 | 0 | 0 | 0 | 0 | 0 | 0 | 0 | 0 | 0 | 0 | 0 | 0 | 0 | 0 | 0 | 0 | 0 | 0 | 0 | 0 | 0 | 0 | 0 | 0 | 0 |  | 0 | 0 | 0 | 0 | 0 | 0 | 0 | 0 | 0 | 0 | 0 | 0 | 0 | 0 | 0 | 0 | 0 | 0 | 0 | 0 | 0 | 0 | 0 | 0 | 0 | 0 | 0 | 0 | 0 | 0 | 0 | 0 | 0 | 0 | 0 | 0 | 0 | 0 | 0 | 0 | 0 | 0 | 0 | 0 | 0 | 0 | 0 | 0 | 0 | 0 | 0 | 0
PG&E NGBA | Windsor | 60 | [12 empty] | 0 | 0 | 0 | 0 | 0 | 0 | 0 | 0 | 0 | 0 | 0 | 0 | 0 | 0 | 0 | 0 | 0 | 0 | 0 | 0 | 0 | 0 | 0 | 0 | 0 | 0 | 0 | 0 | 0 | 0 | 0 | 0 | 0 | 0 | 0 | 0 |  | 0 | 0 | 0 | 0 | 0 | 0 | 0 | 0 | 0 | 0 | 0 | 0 | 0 | 0 | 0 | 0 | 0 | 0 | 0 | 0 | 0 | 0 | 0 | 0 | 0 | 0 | 0 | 0 | 0 | 0 | 0 | 0 | 0 | 0 | 0 | 0 | 0 | 0 | 0 | 0 | 0 | 0 | 0 | 0 | 0 | 0 | 0 | 0 | 0 | 0 | 0 | 0
PG&E NGBA | Woodland | 115 | [12 empty] | 0 | 0 | 0 | 0 | 0 | 0 | 0 | 0 | 0 | 0 | 0 | 0 | 0 | 0 | 0 | 0 | 0 | 0 | 0 | 0 | 0 | 0 | 0 | 0 | 0 | 0 | 0 | 0 | 0 | 0 | 0 | 0 | 0 | 0 | 0 | 0 |  | 0 | 0 | 0 | 0 | 0 | 0 | 0 | 0 | 0 | 0 | 0 | 0 | 0 | 0 | 0 | 0 | 0 | 0 | 0 | 0 | 0 | 0 | 0 | 0 | 0 | 0 | 0 | 0 | 0 | 0 | 0 | 0 | 0 | 0 | 0 | 0 | 0 | 0 | 0 | 0 | 0 | 0 | 0 | 0 | 0 | 0 | 0 | 0 | 0 | 0 | 0 | 0
PG&E FRESNO | Woodward | 115 | [12 empty] | 0 | 0 | 0 | 0 | 0 | 0 | 0 | 0 | 0 | 0 | 0 | 0 | 0 | 0 | 0 | 0 | 0 | 0 | 0 | 0 | 0 | 0 | 0 | 0 | 0 | 0 | 0 | 0 | 0 | 0 | 0 | 0 | 0 | 0 | 0 | 0 |  | 0 | 0 | 0 | 0 | 0 | 0 | 0 | 0 | 0 | 0 | 0 | 0 | 0 | 0 | 0 | 0 | 0 | 0 | 0 | 0 | 0 | 0 | 0 | 0 | 0 | 0 | 0 | 0 | 0 | 0 | 0 | 0 | 0 | 0 | 0 | 0 | 0 | 0 | 0 | 0 | 0 | 0 | 0 | 0 | 0 | 0 | 0 | 0 | 0 | 0 | 0 | 0
PG&E NGBA | Wyandotte | 115 | [12 empty] | 0 | 0 | 0 | 0 | 0 | 0 | 0 | 0 | 0 | 0 | 0 | 0 | 0 | 0 | 0 | 0 | 0 | 0 | 0 | 0 | 0 | 0 | 0 | 0 | 0 | 0 | 0 | 0 | 0 | 0 | 0 | 0 | 0 | 0 | 0 | 0 |  | 0 | 0 | 0 | 0 | 0 | 0 | 0 | 0 | 0 | 0 | 0 | 0 | 0 | 0 | 0 | 0 | 0 | 0 | 0 | 0 | 0 | 0 | 0 | 0 | 0 | 0 | 0 | 0 | 0 | 0 | 0 | 0 | 0 | 0 | 0 | 0 | 0 | 0 | 0 | 0 | 0 | 0 | 0 | 0 | 0 | 0 | 0 | 0 | 0 | 0 | 0 | 0

## PTOsQueue_And_outofISO_bySub
Summary of commercial interest projects from the SCE, SDG&E and PG&E Wholesale distribution tariff queues by substation and resource type and broken down by commercial interest confidence categories of Executed IA and all projects. Resource amounts have identified baseline, online, and in-development projects subtracted from the amounts. Resources from out-of-CAISO queues are also summarized in this tab.
|  |  | SCE WDAT +SDGE |  | Accessed: | 2024-08-29 | [13 empty] | PG&E WD Queue |  |  | Accessed: | 2024-08-29 | [12 empty] | Out-of-CAISO select projects | [9 empty] | Combined WDATs | [7 empty] | Combined WDATS and OOS
|  |  |  | Executed IA | [7 empty] | All Projects | [8 empty] | Executed IA | [7 empty] | All Projects | [7 empty] | Additional Projects Identified through permitting/Leases (LDES-PSH) | [6 empty] | See "LandEnv_PSH" tab |  |  | Executed IA | [7 empty] | All Projects
|  |  |  | Distributed Solar | Solar | Wind | Offshore Wind | Geothermal | Biomass | Battery | Battery | Distributed Solar | Solar | Wind | Offshore Wind | Geothermal | Biomass | Battery | Battery |  | Distributed Solar | Solar | Wind | Offshore Wind | Geothermal | Biomass | Battery | Battery | Distributed Solar | Solar | Wind | Offshore Wind | Geothermal | Biomass | Battery | Battery | Distributed Solar | Solar | Wind | Offshore Wind | OOS Wind | Geothermal | Biomass | LDES | Battery | Battery | Distributed Solar | Solar | Wind | Offshore Wind | Geothermal | Biomass | Battery | Battery | Distributed Solar | Solar | Wind | Offshore Wind | OOS Wind | Geothermal | Biomass | LDES | Battery | Battery
CAISO Study Area | Substation | Voltage |  | Total | Total | Total | Total | Total | Total | FCDS (TPD) | Total | Total | Total | Total | Total | Total | Total | FCDS (TPD) | Total |  | Total | Total | Total | Total | Total | Total | FCDS (TPD) | Total | Total | Total | Total | Total | Total | Total | FCDS (TPD) | Total | Total | Total | Total | Total | Total | Total | Total | Total | FCDS (TPD) | Total | Total | Total | Total | Total | Total | Total | FCDS (TPD) | Total | Total | Total | Total | Total | Total | Total | Total | Total | FCDS (TPD) | Total
PG&E KERN | 7th Standard | 115 |  | 0 | 0 | 0 | 0 | 0 | 0 | 0 | 0 | 0 | 0 | 0 | 0 | 0 | 0 | 0 | 0 |  | 0 | 2.95 | 0 | 0 | 0 | 0 | 0 | 0 | 0 | 2.95 | 0 | 0 | 0 | 0 | 0 | 0 |  | 0 | 0 | 0 | 0 | 0 | 0 |  |  | 0 | 0 | 2.95 | 0 | 0 | 0 | 0 | 0 | 0 | 0 | 2.95 | 0 | 0 | 0 | 0 | 0 | 0 | 0 | 0
SCE Metro | Alamitos | 230 |  | 0 | 0 | 0 | 0 | 0 | 0 | 0 | 0 | 0 | 0 | 0 | 0 | 0 | 0 | 0 | 0 |  | 0 | 0 | 0 | 0 | 0 | 0 | 0 | 0 | 0 | 0 | 0 | 0 | 0 | 0 | 0 | 0 |  | 0 | 0 | 0 | 0 | 0 | 0 |  |  | 0 | 0 | 0 | 0 | 0 | 0 | 0 | 0 | 0 | 0 | 0 | 0 | 0 | 0 | 0 | 0 | 0 | 0 | 0
SCE Eastern | Alberhill | 115 |  | 0 | 0 | 0 | 0 | 0 | 0 | 0 | 0 | 0 | 0 | 0 | 0 | 0 | 0 | 0 | 0 |  | 0 | 0 | 0 | 0 | 0 | 0 | 0 | 0 | 0 | 0 | 0 | 0 | 0 | 0 | 0 | 0 |  | 0 | 0 | 0 | 0 | 0 | 0 |  |  | 0 | 0 | 0 | 0 | 0 | 0 | 0 | 0 | 0 | 0 | 0 | 0 | 0 | 0 | 0 | 0 | 0 | 0 | 0
SCE Eastern | Alberhill | 500 |  | 0 | 0 | 0 | 0 | 0 | 0 | 0 | 0 | 0 | 0 | 0 | 0 | 0 | 0 | 0 | 695.626 |  | 0 | 0 | 0 | 0 | 0 | 0 | 0 | 0 | 0 | 0 | 0 | 0 | 0 | 0 | 0 | 0 |  | 0 | 0 | 0 | 0 | 0 | 0 |  |  | 0 | 0 | 0 | 0 | 0 | 0 | 0 | 0 | 0 | 0 | 0 | 0 | 0 | 0 | 0 | 0 | 0 | 0 | 695.626
PG&E GBA | Alhambra | 115 |  | 0 | 0 | 0 | 0 | 0 | 0 | 0 | 0 | 0 | 0 | 0 | 0 | 0 | 0 | 0 | 0 |  | 0 | 0 | 0 | 0 | 0 | 0 | 0 | 0 | 0 | 0 | 0 | 0 | 0 | 0 | 0 | 0 |  | 0 | 0 | 0 | 0 | 0 | 0 |  |  | 0 | 0 | 0 | 0 | 0 | 0 | 0 | 0 | 0 | 0 | 0 | 0 | 0 | 0 | 0 | 0 | 0 | 0 | 0
PG&E FRESNO | Alpaugh | 115 |  | 0 | 0 | 0 | 0 | 0 | 0 | 0 | 0 | 0 | 0 | 0 | 0 | 0 | 0 | 0 | 0 |  | 0 | 0 | 0 | 0 | 0 | 0 | 0 | 0 | 0 | 0 | 0 | 0 | 0 | 0 | 0 | 0 |  | 0 | 0 | 0 | 0 | 0 | 0 |  |  | 0 | 0 | 0 | 0 | 0 | 0 | 0 | 0 | 0 | 0 | 0 | 0 | 0 | 0 | 0 | 0 | 0 | 0 | 0
SDGE | Alpine | 69 |  | 0 | 0 | 0 | 0 | 0 | 0 | 0 | 0 | 0 | 0 | 0 | 0 | 0 | 0 | 0 | 0 |  | 0 | 0 | 0 | 0 | 0 | 0 | 0 | 0 | 0 | 0 | 0 | 0 | 0 | 0 | 0 | 0 |  | 0 | 0 | 0 | 0 | 0 | 0 |  |  | 0 | 0 | 0 | 0 | 0 | 0 | 0 | 0 | 0 | 0 | 0 | 0 | 0 | 0 | 0 | 0 | 0 | 0 | 0
PG&E GBA | Altamont Midway (Sandhill) | 230 |  | 0 | 0 | 0 | 0 | 0 | 0 | 0 | 0 | 0 | 0 | 0 | 0 | 0 | 0 | 0 | 0 |  | 0 | 0 | 0 | 0 | 0 | 0 | 0 | 0 | 0 | 0 | 0 | 0 | 0 | 0 | 0 | 0 |  | 0 | 0 | 0 | 0 | 0 | 0 |  |  | 0 | 0 | 0 | 0 | 0 | 0 | 0 | 0 | 0 | 0 | 0 | 0 | 0 | 0 | 0 | 0 | 0 | 0 | 0
SCE Northern | Antelope | 66 |  | 0.3 | 3.3 | 0 | 0 | 0 | 0 | 0 | 4.6 | 0.31 | 7.3 | 0 | 0 | 0 | 0 | 0 | 97.4 |  | 0 | 5.5 | 0 | 0 | 0 | 0 | 0 | 0 | 0 | 5.5 | 0 | 0 | 0 | 0 | 0 | 0 |  | 0 | 0 | 0 | 0 | 0 | 0 |  |  | 0 | 0.3 | 8.8 | 0 | 0 | 0 | 0 | 0 | 4.6 | 0.31 | 12.8 | 0 | 0 | 0 | 0 | 0 | 0 | 0 | 97.4
SCE Northern | Antelope | 230 |  | 13.49 | 112.03 | 0 | 0 | 0 | 0 | 0 | 55.1 | 16.333 | 225.653 | 0 | 0 | 0 | 0 | 0 | 374.727 |  | 0 | 0 | 0 | 0 | 0 | 0 | 0 | 0 | 0 | 0 | 0 | 0 | 0 | 0 | 0 | 0 |  | 0 | 0 | 0 | 0 | 0 | 0 |  |  | 0 | 13.49 | 112.03 | 0 | 0 | 0 | 0 | 0 | 55.1 | 16.333 | 225.653 | 0 | 0 | 0 | 0 | 0 | 0 | 0 | 374.727
SCE Northern | Antelope | 500 |  | 0 | 0 | 0 | 0 | 0 | 0 | 0 | 0 | 0 | 0 | 0 | 0 | 0 | 0 | 0 | 0 |  | 0 | 0 | 0 | 0 | 0 | 0 | 0 | 0 | 0 | 0 | 0 | 0 | 0 | 0 | 0 | 0 |  | 0 | 0 | 0 | 0 | 0 | 0 |  |  | 0 | 0 | 0 | 0 | 0 | 0 | 0 | 0 | 0 | 0 | 0 | 0 | 0 | 0 | 0 | 0 | 0 | 0 | 0
PG&E NGBA | Arcata | 60 |  | 0 | 0 | 0 | 0 | 0 | 0 | 0 | 0 | 0 | 0 | 0 | 0 | 0 | 0 | 0 | 0 |  | 0 | 0 | 0 | 0 | 0 | 0 | 0 | 0 | 0 | 0 | 0 | 0 | 0 | 0 | 0 | 0 |  | 0 | 0 | 0 | 0 | 0 | 0 |  |  | 0 | 0 | 0 | 0 | 0 | 0 | 0 | 0 | 0 | 0 | 0 | 0 | 0 | 0 | 0 | 0 | 0 | 0 | 0
PG&E KERN | Arco | 230 |  | 0 | 0 | 0 | 0 | 0 | 0 | 0 | 0 | 0 | 0 | 0 | 0 | 0 | 0 | 0 | 0 |  | 0 | 0 | 0 | 0 | 0 | 0 | 0 | 0 | 0 | 0 | 0 | 0 | 0 | 0 | 0 | 0 |  | 0 | 0 | 0 | 0 | 0 | 0 |  |  | 0 | 0 | 0 | 0 | 0 | 0 | 0 | 0 | 0 | 0 | 0 | 0 | 0 | 0 | 0 | 0 | 0 | 0 | 0
PG&E KERN | Arco | 70 |  | 0 | 0 | 0 | 0 | 0 | 0 | 0 | 0 | 0 | 0 | 0 | 0 | 0 | 0 | 0 | 0 |  | 0 | 0 | 0 | 0 | 0 | 0 | 0 | 0 | 0 | 0 | 0 | 0 | 0 | 0 | 0 | 0 |  | 0 | 0 | 0 | 0 | 0 | 0 |  |  | 0 | 0 | 0 | 0 | 0 | 0 | 0 | 0 | 0 | 0 | 0 | 0 | 0 | 0 | 0 | 0 | 0 | 0 | 0
SCE Metro | ArcoGen | 230 |  | 0 | 0 | 0 | 0 | 0 | 0 | 0 | 0 | 0 | 0 | 0 | 0 | 0 | 0 | 0 | 0 |  | 0 | 0 | 0 | 0 | 0 | 0 | 0 | 0 | 0 | 0 | 0 | 0 | 0 | 0 | 0 | 0 |  | 0 | 0 | 0 | 0 | 0 | 0 |  |  | 0 | 0 | 0 | 0 | 0 | 0 | 0 | 0 | 0 | 0 | 0 | 0 | 0 | 0 | 0 | 0 | 0 | 0 | 0
SDGE | Artesian | 230 |  | 0 | 0 | 0 | 0 | 0 | 0 | 0 | 0 | 0 | 0 | 0 | 0 | 0 | 0 | 0 | 0 |  | 0 | 0 | 0 | 0 | 0 | 0 | 0 | 0 | 0 | 0 | 0 | 0 | 0 | 0 | 0 | 0 |  | 0 | 0 | 0 | 0 | 0 | 0 |  |  | 0 | 0 | 0 | 0 | 0 | 0 | 0 | 0 | 0 | 0 | 0 | 0 | 0 | 0 | 0 | 0 | 0 | 0 | 0
SDGE | Artesian | 69 |  | 0 | 0 | 0 | 0 | 0 | 0 | 0 | 0 | 0 | 0 | 0 | 0 | 0 | 0 | 0 | 0 |  | 0 | 0 | 0 | 0 | 0 | 0 | 0 | 0 | 0 | 0 | 0 | 0 | 0 | 0 | 0 | 0 |  | 0 | 0 | 0 | 0 | 0 | 0 |  |  | 0 | 0 | 0 | 0 | 0 | 0 | 0 | 0 | 0 | 0 | 0 | 0 | 0 | 0 | 0 | 0 | 0 | 0 | 0
PG&E FRESNO | Ashlan | 230 |  | 0 | 0 | 0 | 0 | 0 | 0 | 0 | 0 | 0 | 0 | 0 | 0 | 0 | 0 | 0 | 0 |  | 0 | 0 | 0 | 0 | 0 | 0 | 0 | 0 | 0 | 0 | 0 | 0 | 0 | 0 | 0 | 0 |  | 0 | 0 | 0 | 0 | 0 | 0 |  |  | 0 | 0 | 0 | 0 | 0 | 0 | 0 | 0 | 0 | 0 | 0 | 0 | 0 | 0 | 0 | 0 | 0 | 0 | 0
PG&E NGBA | Atlantic | 115 |  | 0 | 0 | 0 | 0 | 0 | 0 | 0 | 0 | 0 | 0 | 0 | 0 | 0 | 0 | 0 | 0 |  | 0 | 0 | 0 | 0 | 0 | 0 | 0 | 0 | 0 | 0 | 0 | 0 | 0 | 0 | 0 | 0 |  | 0 | 0 | 0 | 0 | 0 | 0 |  |  | 0 | 0 | 0 | 0 | 0 | 0 | 0 | 0 | 0 | 0 | 0 | 0 | 0 | 0 | 0 | 0 | 0 | 0 | 0
PG&E NGBA | Atlantic | 230 |  | 0 | 0 | 0 | 0 | 0 | 0 | 0 | 0 | 0 | 0 | 0 | 0 | 0 | 0 | 0 | 0 |  | 0 | 0 | 0 | 0 | 0 | 0 | 0 | 0 | 0 | 0 | 0 | 0 | 0 | 0 | 0 | 0 |  | 0 | 0 | 0 | 0 | 0 | 0 |  |  | 0 | 0 | 0 | 0 | 0 | 0 | 0 | 0 | 0 | 0 | 0 | 0 | 0 | 0 | 0 | 0 | 0 | 0 | 0
PG&E NGBA | Atlantic | 60 |  | 0 | 0 | 0 | 0 | 0 | 0 | 0 | 0 | 0 | 0 | 0 | 0 | 0 | 0 | 0 | 0 |  | 0 | 0 | 0 | 0 | 0 | 0 | 0 | 0 | 0 | 0 | 0 | 0 | 0 | 0 | 0 | 0 |  | 0 | 0 | 0 | 0 | 0 | 0 |  |  | 0 | 0 | 0 | 0 | 0 | 0 | 0 | 0 | 0 | 0 | 0 | 0 | 0 | 0 | 0 | 0 | 0 | 0 | 0
PG&E FRESNO | Atwater | 115 |  | 0 | 0 | 0 | 0 | 0 | 0 | 0 | 0 | 0 | 0 | 0 | 0 | 0 | 0 | 0 | 0 |  | 0 | 16.4212 | 0 | 0 | 0 | 0 | 0 | 8.1643 | 0 | 18.9212 | 0 | 0 | 0 | 0 | 0 | 8.1643 |  | 0 | 0 | 0 | 0 | 0 | 0 |  |  | 0 | 0 | 16.4212 | 0 | 0 | 0 | 0 | 0 | 8.1643 | 0 | 18.9212 | 0 | 0 | 0 | 0 | 0 | 0 | 0 | 8.1643
PG&E GBA | Avena | 115 |  | 0 | 0 | 0 | 0 | 0 | 0 | 0 | 0 | 0 | 0 | 0 | 0 | 0 | 0 | 0 | 0 |  | 0 | 0 | 0 | 0 | 0 | 0 | 0 | 0 | 0 | 3 | 0 | 0 | 0 | 0 | 0 | 0 |  | 0 | 0 | 0 | 0 | 0 | 0 |  |  | 0 | 0 | 0 | 0 | 0 | 0 | 0 | 0 | 0 | 0 | 3 | 0 | 0 | 0 | 0 | 0 | 0 | 0 | 0
SDGE | Avocado | 69 |  | 0 | 0 | 0 | 0 | 0 | 0 | 0 | 0 | 0 | 0 | 0 | 0 | 0 | 0 | 0 | 0 |  | 0 | 0 | 0 | 0 | 0 | 0 | 0 | 0 | 0 | 0 | 0 | 0 | 0 | 0 | 0 | 0 |  | 0 | 0 | 0 | 0 | 0 | 0 |  |  | 0 | 0 | 0 | 0 | 0 | 0 | 0 | 0 | 0 | 0 | 0 | 0 | 0 | 0 | 0 | 0 | 0 | 0 | 0
PG&E NGBA | Bahia | 230 |  | 0 | 0 | 0 | 0 | 0 | 0 | 0 | 0 | 0 | 0 | 0 | 0 | 0 | 0 | 0 | 0 |  | 0 | 0 | 0 | 0 | 0 | 0 | 0 | 0 | 0 | 0 | 0 | 0 | 0 | 0 | 0 | 0 |  | 0 | 0 | 0 | 0 | 0 | 0 |  |  | 0 | 0 | 0 | 0 | 0 | 0 | 0 | 0 | 0 | 0 | 0 | 0 | 0 | 0 | 0 | 0 | 0 | 0 | 0
SCE Northern | Bailey | 230 |  | 0 | 0 | 0.15 | 0 | 0 | 0 | 0 | 0 | 0 | 0 | 0.15 | 0 | 0 | 0 | 0 | 0 |  | 0 | 0 | 0 | 0 | 0 | 0 | 0 | 0 | 0 | 0 | 0 | 0 | 0 | 0 | 0 | 0 |  | 0 | 0 | 0 | 0 | 0 | 0 | 1000 |  | 0 | 0 | 0 | 0.15 | 0 | 0 | 0 | 0 | 0 | 0 | 0 | 0.15 | 0 | 0 | 0 | 0 | 1000 | 0 | 0
SCE NOL | Baker | 115 |  | 0 | 0 | 0 | 0 | 0 | 0 | 0 | 0 | 0 | 0 | 0 | 0 | 0 | 0 | 0 | 0 |  | 0 | 0 | 0 | 0 | 0 | 0 | 0 | 0 | 0 | 0 | 0 | 0 | 0 | 0 | 0 | 0 |  | 0 | 0 | 0 | 0 | 0 | 0 |  |  | 0 | 0 | 0 | 0 | 0 | 0 | 0 | 0 | 0 | 0 | 0 | 0 | 0 | 0 | 0 | 0 | 0 | 0 | 0
PG&E KERN | Bakersfield | 230 |  | 0 | 0 | 0 | 0 | 0 | 0 | 0 | 0 | 0 | 0 | 0 | 0 | 0 | 0 | 0 | 0 |  | 0 | 0 | 0 | 0 | 0 | 0 | 0 | 0 | 0 | 0 | 0 | 0 | 0 | 0 | 0 | 0 |  | 0 | 0 | 0 | 0 | 0 | 0 |  |  | 0 | 0 | 0 | 0 | 0 | 0 | 0 | 0 | 0 | 0 | 0 | 0 | 0 | 0 | 0 | 0 | 0 | 0 | 0
PG&E FRESNO | Balch | 230 |  | 0 | 0 | 0 | 0 | 0 | 0 | 0 | 0 | 0 | 0 | 0 | 0 | 0 | 0 | 0 | 0 |  | 0 | 0 | 0 | 0 | 0 | 0 | 0 | 0 | 0 | 0 | 0 | 0 | 0 | 0 | 0 | 0 |  | 0 | 0 | 0 | 0 | 0 | 0 |  |  | 0 | 0 | 0 | 0 | 0 | 0 | 0 | 0 | 0 | 0 | 0 | 0 | 0 | 0 | 0 | 0 | 0 | 0 | 0
SCE Eastern | Bannister | 230 |  | 0 | 0 | 0 | 0 | 0 | 0 | 0 | 0 | 0 | 0 | 0 | 0 | 0 | 0 | 0 | 0 |  | 0 | 0 | 0 | 0 | 0 | 0 | 0 | 0 | 0 | 0 | 0 | 0 | 0 | 0 | 0 | 0 |  | 0 | 0 | 0 | 0 | 0 | 0 |  |  | 0 | 0 | 0 | 0 | 0 | 0 | 0 | 0 | 0 | 0 | 0 | 0 | 0 | 0 | 0 | 0 | 0 | 0 | 0
SCE Metro | Barre | 230 |  | 3.2 | 23.2 | 0 | 0 | 0 | 0 | 0 | 43.4 | 3.2 | 23.2 | 0 | 0 | 0 | 0 | 0 | 260.45 |  | 0 | 0 | 0 | 0 | 0 | 0 | 0 | 0 | 0 | 0 | 0 | 0 | 0 | 0 | 0 | 0 |  | 0 | 0 | 0 | 0 | 0 | 0 |  |  | 0 | 3.2 | 23.2 | 0 | 0 | 0 | 0 | 0 | 43.4 | 3.2 | 23.2 | 0 | 0 | 0 | 0 | 0 | 0 | 0 | 260.45
SDGE | Bay Boulevard | 69 |  | 0 | 0 | 0 | 0 | 0 | 0 | 0 | 0 | 0 | 0 | 0 | 0 | 0 | 0 | 0 | 0 |  | 0 | 0 | 0 | 0 | 0 | 0 | 0 | 0 | 0 | 0 | 0 | 0 | 0 | 0 | 0 | 0 |  | 0 | 0 | 0 | 0 | 0 | 0 |  |  | 0 | 0 | 0 | 0 | 0 | 0 | 0 | 0 | 0 | 0 | 0 | 0 | 0 | 0 | 0 | 0 | 0 | 0 | 0
SDGE | Bay Boulevard | 230 |  | 0 | 0 | 0 | 0 | 0 | 0 | 0 | 0 | 0 | 0 | 0 | 0 | 0 | 0 | 0 | 0 |  | 0 | 0 | 0 | 0 | 0 | 0 | 0 | 0 | 0 | 0 | 0 | 0 | 0 | 0 | 0 | 0 |  | 0 | 0 | 0 | 0 | 0 | 0 |  |  | 0 | 0 | 0 | 0 | 0 | 0 | 0 | 0 | 0 | 0 | 0 | 0 | 0 | 0 | 0 | 0 | 0 | 0 | 0
SCE EOP | Beatty | 138 |  | 0 | 0 | 0 | 0 | 0 | 0 | 0 | 0 | 0 | 0 | 0 | 0 | 0 | 0 | 0 | 0 |  | 0 | 0 | 0 | 0 | 0 | 0 | 0 | 0 | 0 | 0 | 0 | 0 | 0 | 0 | 0 | 0 |  | 0 | 0 | 0 | 0 | 0 | 0 |  |  | 0 | 0 | 0 | 0 | 0 | 0 | 0 | 0 | 0 | 0 | 0 | 0 | 0 | 0 | 0 | 0 | 0 | 0 | 0
SCE EOP | Beatty | 230 |  | 0 | 0 | 0 | 0 | 0 | 0 | 0 | 0 | 0 | 0 | 0 | 0 | 0 | 0 | 0 | 0 |  | 0 | 0 | 0 | 0 | 0 | 0 | 0 | 0 | 0 | 0 | 0 | 0 | 0 | 0 | 0 | 0 |  | 0 | 0 | 0 | 0 | 0 | 0 |  |  | 0 | 0 | 0 | 0 | 0 | 0 | 0 | 0 | 0 | 0 | 0 | 0 | 0 | 0 | 0 | 0 | 0 | 0 | 0
PG&E NGBA | Belden | 230 |  | 0 | 0 | 0 | 0 | 0 | 0 | 0 | 0 | 0 | 0 | 0 | 0 | 0 | 0 | 0 | 0 |  | 0 | 0 | 0 | 0 | 0 | 0 | 0 | 0 | 0 | 0 | 0 | 0 | 0 | 0 | 0 | 0 |  | 0 | 0 | 0 | 0 | 0 | 0 |  |  | 0 | 0 | 0 | 0 | 0 | 0 | 0 | 0 | 0 | 0 | 0 | 0 | 0 |  | 0 | 0 |  | 0 | 0
PG&E NGBA | Bell | 115 |  | 0 | 0 | 0 | 0 | 0 | 0 | 0 | 0 | 0 | 0 | 0 | 0 | 0 | 0 | 0 | 0 |  | 0 | 0 | 0 | 0 | 0 | 0 | 0 | 0 | 0 | 0 | 0 | 0 | 0 | 0 | 0 | 0 |  | 0 | 0 | 0 | 0 | 0 | 0 |  |  | 0 | 0 | 0 | 0 | 0 | 0 | 0 | 0 | 0 | 0 | 0 | 0 | 0 |  | 0 | 0 |  | 0 | 0
PG&E NGBA | Bellevue | 115 |  | 0 | 0 | 0 | 0 | 0 | 0 | 0 | 0 | 0 | 0 | 0 | 0 | 0 | 0 | 0 | 0 |  | 0 | 0 | 0 | 0 | 0 | 0 | 0 | 0.03026 | 0 | 26.247 | 0 | 0 | 0 | 0 | 0 | 0.03026 |  | 0 | 0 | 0 | 0 | 0 | 0 |  |  | 0 | 0 | 0 | 0 | 0 | 0 | 0 | 0 | 0.03026 | 0 | 26.247 | 0 | 0 |  | 0 | 0 |  | 0 | 0.03026
PG&E GBA | Bellota | 115 |  | 0 | 0 | 0 | 0 | 0 | 0 | 0 | 0 | 0 | 0 | 0 | 0 | 0 | 0 | 0 | 0 |  | 0 | 0 | 0 | 0 | 0 | 0 | 0 | 0 | 0 | 0 | 0 | 0 | 0 | 0 | 0 | 0 |  | 0 | 0 | 0 | 0 | 0 | 0 |  |  | 0 | 0 | 0 | 0 | 0 | 0 | 0 | 0 | 0 | 0 | 0 | 0 | 0 |  | 0 | 0 |  | 0 | 0
PG&E GBA | Bellota | 230 |  | 0 | 0 | 0 | 0 | 0 | 0 | 0 | 0 | 0 | 0 | 0 | 0 | 0 | 0 | 0 | 0 |  | 0 | 0 | 0 | 0 | 0 | 0 | 0 | 0 | 0 | 0 | 0 | 0 | 0 | 0 | 0 | 0 |  | 0 | 0 | 0 | 0 | 0 | 0 |  |  | 0 | 0 | 0 | 0 | 0 | 0 | 0 | 0 | 0 | 0 | 0 | 0 | 0 |  | 0 | 0 |  | 0 | 0
SCE Northern | Big Creek | 230 |  | 0 | 0 | 0 | 0 | 0 | 0 | 0 | 0 | 0 | 0 | 0 | 0 | 0 | 0 | 0 | 0 |  | 0 | 0 | 0 | 0 | 0 | 0 | 0 | 0 | 0 | 0 | 0 | 0 | 0 | 0 | 0 | 0 |  | 0 | 0 | 0 | 0 | 0 | 0 |  |  | 0 | 0 | 0 | 0 | 0 | 0 | 0 | 0 | 0 | 0 | 0 | 0 | 0 |  | 0 | 0 |  | 0 | 0
PG&E FRESNO | Biola | 70 |  | 0 | 0 | 0 | 0 | 0 | 0 | 0 | 0 | 0 | 0 | 0 | 0 | 0 | 0 | 0 | 0 |  | 0 | 0 | 0 | 0 | 0 | 0 | 0 | 0 | 0 | 0 | 0 | 0 | 0 | 0 | 0 | 0 |  | 0 | 0 | 0 | 0 | 0 | 0 |  |  | 0 | 0 | 0 | 0 | 0 | 0 | 0 | 0 | 0 | 0 | 0 | 0 | 0 |  | 0 | 0 |  | 0 | 0
PG&E GBA | Birds Landing | 230 |  | 0 | 0 | 0 | 0 | 0 | 0 | 0 | 0 | 0 | 0 | 0 | 0 | 0 | 0 | 0 | 0 |  | 0 | 0 | 0 | 0 | 0 | 0 | 0 | 0 | 0 | 0 | 0 | 0 | 0 | 0 | 0 | 0 |  | 30 | 0 | 0 | 0 | 0 | 0 |  |  | 0 | 0 | 0 | 0 | 0 | 0 | 0 | 0 | 0 | 0 | 30 | 0 | 0 |  | 0 | 0 |  | 0 | 0
SCE Northern | Bliss | 66 |  | 0 | 0 | 0 | 0 | 0 | 0 | 0 | 0 | 0 | 0 | 0 | 0 | 0 | 0 | 0 | 0 |  | 0 | 0 | 0 | 0 | 0 | 0 | 0 | 0 | 0 | 0 | 0 | 0 | 0 | 0 | 0 | 0 |  | 0 | 0 | 0 | 0 | 0 | 0 |  |  | 0 | 0 | 0 | 0 | 0 | 0 | 0 | 0 | 0 | 0 | 0 | 0 | 0 |  | 0 | 0 |  | 0 | 0
SCE Eastern | Blythe | 161 |  | 6.684 | 11.684 | 0 | 0 | 0 | 0 | 0 | 6.134 | 10.204 | 26.204 | 0 | 0 | 0 | 0 | 0 | 6.134 |  | 0 | 0 | 0 | 0 | 0 | 0 | 0 | 0 | 0 | 0 | 0 | 0 | 0 | 0 | 0 | 0 |  | 0 | 0 | 0 | 0 | 0 | 0 |  |  | 0 | 6.684 | 11.684 | 0 | 0 | 0 | 0 | 0 | 6.134 | 10.204 | 26.204 | 0 | 0 |  | 0 | 0 |  | 0 | 6.134
PG&E NGBA | Bogue | 115 |  | 0 | 0 | 0 | 0 | 0 | 0 | 0 | 0 | 0 | 0 | 0 | 0 | 0 | 0 | 0 | 0 |  | 0 | 0 | 0 | 0 | 0 | 0 | 0 | 0 | 0 | 0 | 0 | 0 | 0 | 0 | 0 | 0 |  | 0 | 0 | 0 | 0 | 0 | 0 |  |  | 0 | 0 | 0 | 0 | 0 | 0 | 0 | 0 | 0 | 0 | 0 | 0 | 0 |  | 0 | 0 |  | 0 | 0
PG&E FRESNO | Borden | 230 |  | 0 | 0 | 0 | 0 | 0 | 0 | 0 | 0 | 0 | 0 | 0 | 0 | 0 | 0 | 0 | 0 |  | 0 | 0 | 0 | 0 | 0 | 0 | 0 | 0 | 0 | 0 | 0 | 0 | 0 | 0 | 0 | 0 |  | 0 | 0 | 0 | 0 | 0 | 0 |  |  | 0 | 0 | 0 | 0 | 0 | 0 | 0 | 0 | 0 | 0 | 0 | 0 | 0 |  | 0 | 0 |  | 0 | 0
PG&E FRESNO | Borden | 70 |  | 0 | 0 | 0 | 0 | 0 | 0 | 0 | 0 | 0 | 0 | 0 | 0 | 0 | 0 | 0 | 0 |  | 0 | 0 | 0 | 0 | 0 | 0 | 0 | 0 | 0 | 0 | 0 | 0 | 0 | 0 | 0 | 0 |  | 0 | 0 | 0 | 0 | 0 | 0 |  |  | 0 | 0 | 0 | 0 | 0 | 0 | 0 | 0 | 0 | 0 | 0 | 0 | 0 |  | 0 | 0 |  | 0 | 0
SDGE | Boulevard East | 138 |  | 0 | 0 | 0 | 0 | 0 | 0 | 0 | 0 | 0 | 2 | 0 | 0 | 0 | 0 | 0 | 2 |  | 0 | 0 | 0 | 0 | 0 | 0 | 0 | 0 | 0 | 0 | 0 | 0 | 0 | 0 | 0 | 0 |  | 0 | 0 | 0 | 0 | 0 | 0 |  |  | 0 | 0 | 0 | 0 | 0 | 0 | 0 | 0 | 0 | 0 | 2 | 0 | 0 |  | 0 | 0 |  | 0 | 2
SDGE | Boulevard East | 69 |  | 0 | 0 | 0 | 0 | 0 | 0 | 0 | 0 | 0 | 0 | 0 | 0 | 0 | 0 | 0 | 0 |  | 0 | 0 | 0 | 0 | 0 | 0 | 0 | 0 | 0 | 0 | 0 | 0 | 0 | 0 | 0 | 0 |  | 0 | 0 | 0 | 0 | 0 | 0 |  |  | 0 | 0 | 0 | 0 | 0 | 0 | 0 | 0 | 0 | 0 | 0 | 0 | 0 |  | 0 | 0 |  | 0 | 0
PG&E GBA | Brentwood | 230 |  | 0 | 0 | 0 | 0 | 0 | 0 | 0 | 0 | 0 | 0 | 0 | 0 | 0 | 0 | 0 | 0 |  | 0 | 5.5 | 0 | 0 | 0 | 0 | 0 | 0 | 0 | 5.5 | 0 | 0 | 0 | 0 | 0 | 4.99 |  | 0 | 0 | 0 | 0 | 0 | 0 |  |  | 0 | 0 | 5.5 | 0 | 0 | 0 | 0 | 0 | 0 | 0 | 5.5 | 0 | 0 |  | 0 | 0 |  | 0 | 4.99
PG&E NGBA | Bridgeville | 115 |  | 0 | 0 | 0 | 0 | 0 | 0 | 0 | 0 | 0 | 0 | 0 | 0 | 0 | 0 | 0 | 0 |  | 0 | 0 | 0 | 0 | 0 | 0 | 0 | 0 | 0 | 0 | 0 | 0 | 0 | 0 | 0 | 0 |  | 0 | 0 | 0 | 0 | 0 | 0 |  |  | 0 | 0 | 0 | 0 | 0 | 0 | 0 | 0 | 0 | 0 | 0 | 0 | 0 |  | 0 | 0 |  | 0 | 0
PG&E NGBA | Brighton | 115 |  | 0 | 0 | 0 | 0 | 0 | 0 | 0 | 0 | 0 | 0 | 0 | 0 | 0 | 0 | 0 | 0 |  | 0 | 0 | 0 | 0 | 0 | 0 | 0 | 0 | 0 | 0 | 0 | 0 | 0 | 0 | 0 | 0 |  | 0 | 0 | 0 | 0 | 0 | 0 |  |  | 0 | 0 | 0 | 0 | 0 | 0 | 0 | 0 | 0 | 0 | 0 | 0 | 0 |  | 0 | 0 |  | 0 | 0
PG&E NGBA | Brighton | 230 |  | 0 | 0 | 0 | 0 | 0 | 0 | 0 | 0 | 0 | 0 | 0 | 0 | 0 | 0 | 0 | 0 |  | 0 | 0 | 0 | 0 | 0 | 0 | 0 | 0 | 0 | 0 | 0 | 0 | 0 | 0 | 0 | 0 |  | 0 | 0 | 0 | 0 | 0 | 0 |  |  | 0 | 0 | 0 | 0 | 0 | 0 | 0 | 0 | 0 | 0 | 0 | 0 | 0 |  | 0 | 0 |  | 0 | 0
PG&E NGBA | Brunswick | 115 |  | 0 | 0 | 0 | 0 | 0 | 0 | 0 | 0 | 0 | 0 | 0 | 0 | 0 | 0 | 0 | 0 |  | 0 | 0 | 0 | 0 | 0 | 0 | 0 | 0 | 0 | 0 | 0 | 0 | 0 | 0 | 0 | 0 |  | 0 | 0 | 0 | 0 | 0 | 0 |  |  | 0 | 0 | 0 | 0 | 0 | 0 | 0 | 0 | 0 | 0 | 0 | 0 | 0 |  | 0 | 0 |  | 0 | 0
PG&E NGBA | Bucks Creek | 230 |  | 0 | 0 | 0 | 0 | 0 | 0 | 0 | 0 | 0 | 0 | 0 | 0 | 0 | 0 | 0 | 0 |  | 0 | 0 | 0 | 0 | 0 | 0 | 0 | 0 | 0 | 0 | 0 | 0 | 0 | 0 | 0 | 0 |  | 0 | 0 | 0 | 0 | 0 | 0 |  |  | 0 | 0 | 0 | 0 | 0 | 0 | 0 | 0 | 0 | 0 | 0 | 0 | 0 |  | 0 | 0 |  | 0 | 0
PG&E KERN | Buena Vista | 230 |  | 0 | 0 | 0 | 0 | 0 | 0 | 0 | 0 | 0 | 0 | 0 | 0 | 0 | 0 | 0 | 0 |  | 0 | 0 | 0 | 0 | 0 | 0 | 0 | 0 | 0 | 0 | 0 | 0 | 0 | 0 | 0 | 0 |  | 0 | 0 | 0 | 0 | 0 | 0 |  |  | 0 | 0 | 0 | 0 | 0 | 0 | 0 | 0 | 0 | 0 | 0 | 0 | 0 |  | 0 | 0 |  | 0 | 0
PG&E FRESNO | Bullard | 115 |  | 0 | 0 | 0 | 0 | 0 | 0 | 0 | 0 | 0 | 0 | 0 | 0 | 0 | 0 | 0 | 0 |  | 0 | 11.7 | 0 | 0 | 0 | 0 | 0 | 0 | 0 | 12.75 | 0 | 0 | 0 | 0 | 0 | 0 |  | 0 | 0 | 0 | 0 | 0 | 0 |  |  | 0 | 0 | 11.7 | 0 | 0 | 0 | 0 | 0 | 0 | 0 | 12.75 | 0 | 0 |  | 0 | 0 |  | 0 | 0
PG&E GBA | Burlingame | 115 |  | 0 | 0 | 0 | 0 | 0 | 0 | 0 | 0 | 0 | 0 | 0 | 0 | 0 | 0 | 0 | 0 |  | 0 | 0 | 0 | 0 | 0 | 0 | 0 | 0 | 0 | 0 | 0 | 0 | 0 | 0 | 0 | 0 |  | 0 | 0 | 0 | 0 | 0 | 0 |  |  | 0 | 0 | 0 | 0 | 0 | 0 | 0 | 0 | 0 | 0 | 0 | 0 | 0 |  | 0 | 0 |  | 0 | 0
PG&E NGBA | Burney Forest | 230 |  | 0 | 0 | 0 | 0 | 0 | 0 | 0 | 0 | 0 | 0 | 0 | 0 | 0 | 0 | 0 | 0 |  | 0 | 0 | 0 | 0 | 0 | 0 | 0 | 0 | 0 | 0 | 0 | 0 | 0 | 0 | 0 | 0 |  | 0 | 0 | 0 | 0 | 0 | 0 |  |  | 0 | 0 | 0 | 0 | 0 | 0 | 0 | 0 | 0 | 0 | 0 | 0 | 0 |  | 0 | 0 |  | 0 | 0
PG&E NGBA | Butte | 115 |  | 0 | 0 | 0 | 0 | 0 | 0 | 0 | 0 | 0 | 0 | 0 | 0 | 0 | 0 | 0 | 0 |  | 0 | 0.672 | 0 | 0 | 0 | 0 | 0 | 0 | 0 | 4.572 | 0 | 0 | 0 | 0 | 0 | 0 |  | 0 | 0 | 0 | 0 | 0 | 0 |  |  | 0 | 0 | 0.672 | 0 | 0 | 0 | 0 | 0 | 0 | 0 | 4.572 | 0 | 0 |  | 0 | 0 |  | 0 | 0
PG&E KERN | Cabrillo | 115 |  | 0 | 0 | 0 | 0 | 0 | 0 | 0 | 0 | 0 | 0 | 0 | 0 | 0 | 0 | 0 | 0 |  | 0 | 0 | 0 | 0 | 0 | 0 | 0 | 0 | 0 | 50 | 110 | 0 | 0 | 0 | 0 | 0 |  | 0 | 0 | 0 | 0 | 0 | 0 |  |  | 0 | 0 | 0 | 0 | 0 | 0 | 0 | 0 | 0 | 0 | 50 | 110 | 0 |  | 0 | 0 |  | 0 | 0
PG&E FRESNO | Cal Flats | 230 |  | 0 | 0 | 0 | 0 | 0 | 0 | 0 | 0 | 0 | 0 | 0 | 0 | 0 | 0 | 0 | 0 |  | 0 | 0 | 0 | 0 | 0 | 0 | 0 | 0 | 0 | 0 | 0 | 0 | 0 | 0 | 0 | 0 |  | 0 | 0 | 0 | 0 | 0 | 0 |  |  | 0 | 0 | 0 | 0 | 0 | 0 | 0 | 0 | 0 | 0 | 0 | 0 | 0 |  | 0 | 0 |  | 0 | 0
SCE NOL | Calcite | 230 |  | 0 | 0 | 0 | 0 | 0 | 0 | 0 | 0 | 0 | 0 | 0 | 0 | 0 | 0 | 0 | 0 |  | 0 | 0 | 0 | 0 | 0 | 0 | 0 | 0 | 0 | 0 | 0 | 0 | 0 | 0 | 0 | 0 |  | 0 | 0 | 0 | 0 | 0 | 0 |  |  | 0 | 0 | 0 | 0 | 0 | 0 | 0 | 0 | 0 | 0 | 0 | 0 | 0 |  | 0 | 0 |  | 0 | 0
PG&E KERN | Caliente | 230 |  | 0 | 0 | 0 | 0 | 0 | 0 | 0 | 0 | 0 | 0 | 0 | 0 | 0 | 0 | 0 | 0 |  | 0 | 0 | 0 | 0 | 0 | 0 | 0 | 0 | 0 | 0 | 0 | 0 | 0 | 0 | 0 | 0 |  | 0 | 0 | 0 | 0 | 0 | 0 |  |  | 0 | 0 | 0 | 0 | 0 | 0 | 0 | 0 | 0 | 0 | 0 | 0 | 0 |  | 0 | 0 |  | 0 | 0
PG&E FRESNO | California Ave | 115 |  | 0 | 0 | 0 | 0 | 0 | 0 | 0 | 0 | 0 | 0 | 0 | 0 | 0 | 0 | 0 | 0 |  | 0 | 5.021 | 0 | 0 | 0 | 0 | 0 | 2.57 | 0 | 8.211 | 0 | 0 | 0 | 0 | 0 | 2.57 |  | 0 | 0 | 0 | 0 | 0 | 0 |  |  | 0 | 0 | 5.021 | 0 | 0 | 0 | 0 | 0 | 2.57 | 0 | 8.211 | 0 | 0 |  | 0 | 0 |  | 0 | 2.57
PG&E KERN | Callender | 115 |  | 0 | 0 | 0 | 0 | 0 | 0 | 0 | 0 | 0 | 0 | 0 | 0 | 0 | 0 | 0 | 0 |  | 0 | 0 | 0 | 0 | 0 | 0 | 0 | 0 | 0 | 0 | 0 | 0 | 0 | 0 | 0 | 0 |  | 0 | 0 | 0 | 0 | 0 | 0 |  |  | 0 | 0 | 0 | 0 | 0 | 0 | 0 | 0 | 0 | 0 | 0 | 0 | 0 |  | 0 | 0 |  | 0 | 0
PG&E NGBA | Calpella | 115 |  | 0 | 0 | 0 | 0 | 0 | 0 | 0 | 0 | 0 | 0 | 0 | 0 | 0 | 0 | 0 | 0 |  | 0 | 0 | 0 | 0 | 0 | 0 | 0 | 0 | 0 | 0 | 0 | 0 | 0 | 0 | 0 | 0 |  | 0 | 0 | 0 | 0 | 0 | 0 |  |  | 0 | 0 | 0 | 0 | 0 | 0 | 0 | 0 | 0 | 0 | 0 | 0 | 0 |  | 0 | 0 |  | 0 | 0
PG&E GBA | Camanche | 230 |  | 0 | 0 | 0 | 0 | 0 | 0 | 0 | 0 | 0 | 0 | 0 | 0 | 0 | 0 | 0 | 0 |  | 0 | 0 | 0 | 0 | 0 | 0 | 0 | 0 | 0 | 0 | 0 | 0 | 0 | 0 | 0 | 0 |  | 0 | 0 | 0 | 0 | 0 | 0 |  |  | 0 | 0 | 0 | 0 | 0 | 0 | 0 | 0 | 0 | 0 | 0 | 0 | 0 |  | 0 | 0 |  | 0 | 0
SDGE | Cameron | 69 |  | 0 | 0 | 0 | 0 | 0 | 0 | 0 | 0 | 0 | 0 | 0 | 0 | 0 | 0 | 0 | 0 |  | 0 | 0 | 0 | 0 | 0 | 0 | 0 | 0 | 0 | 0 | 0 | 0 | 0 | 0 | 0 | 0 |  | 0 | 0 | 0 | 0 | 0 | 0 |  |  | 0 | 0 | 0 | 0 | 0 | 0 | 0 | 0 | 0 | 0 | 0 | 0 | 0 |  | 0 | 0 |  | 0 | 0
SDGE | Cannon | 69 |  | 0 | 0 | 0 | 0 | 0 | 0 | 0 | 0 | 0 | 0 | 0 | 0 | 0 | 0 | 0 | 3 |  | 0 | 0 | 0 | 0 | 0 | 0 | 0 | 0 | 0 | 0 | 0 | 0 | 0 | 0 | 0 | 0 |  | 0 | 0 | 0 | 0 | 0 | 0 |  |  | 0 | 0 | 0 | 0 | 0 | 0 | 0 | 0 | 0 | 0 | 0 | 0 | 0 |  | 0 | 0 |  | 0 | 3
PG&E FRESNO | Cantua | 115 |  | 0 | 0 | 0 | 0 | 0 | 0 | 0 | 0 | 0 | 0 | 0 | 0 | 0 | 0 | 0 | 0 |  | 0 | 0 | 0 | 0 | 0 | 0 | 0 | 0 | 0 | 0 | 0 | 0 | 0 | 0 | 0 | 0 |  | 0 | 0 | 0 | 0 | 0 | 0 |  |  | 0 | 0 | 0 | 0 | 0 | 0 | 0 | 0 | 0 | 0 | 0 | 0 | 0 |  | 0 | 0 |  | 0 | 0
SDGE | Capistrano | 138 |  | 0 | 0 | 0 | 0 | 0 | 0 | 0 | 0 | 0 | 0 | 0 | 0 | 0 | 0 | 0 | 0 |  | 0 | 0 | 0 | 0 | 0 | 0 | 0 | 0 | 0 | 0 | 0 | 0 | 0 | 0 | 0 | 0 |  | 0 | 0 | 0 | 0 | 0 | 0 |  |  | 0 | 0 | 0 | 0 | 0 | 0 | 0 | 0 | 0 | 0 | 0 | 0 | 0 |  | 0 | 0 |  | 0 | 0
SDGE | Capistrano | 230 |  | 0 | 0 | 0 | 0 | 0 | 0 | 0 | 0 | 0 | 0 | 0 | 0 | 0 | 0 | 0 | 0 |  | 0 | 0 | 0 | 0 | 0 | 0 | 0 | 0 | 0 | 0 | 0 | 0 | 0 | 0 | 0 | 0 |  | 0 | 0 | 0 | 0 | 0 | 0 |  |  | 0 | 0 | 0 | 0 | 0 | 0 | 0 | 0 | 0 | 0 | 0 | 0 | 0 |  | 0 | 0 |  | 0 | 0
PG&E NGBA | Carberry | 230 |  | 0 | 0 | 0 | 0 | 0 | 0 | 0 | 0 | 0 | 0 | 0 | 0 | 0 | 0 | 0 | 0 |  | 0 | 0 | 0 | 0 | 0 | 0 | 0 | 0 | 0 | 0 | 0 | 0 | 0 | 0 | 0 | 0 |  | 0 | 0 | 0 | 0 | 0 | 0 |  |  | 0 | 0 | 0 | 0 | 0 | 0 | 0 | 0 | 0 | 0 | 0 | 0 | 0 |  | 0 | 0 |  | 0 | 0
SCE Eastern | Cardiff | 66 |  | 0 | 0 | 0 | 0 | 0 | 0 | 0 | 0 | 0 | 0 | 0 | 0 | 0 | 0 | 0 | 0 |  | 0 | 0 | 0 | 0 | 0 | 0 | 0 | 0 | 0 | 0 | 0 | 0 | 0 | 0 | 0 | 0 |  | 0 | 0 | 0 | 0 | 0 | 0 |  |  | 0 | 0 | 0 | 0 | 0 | 0 | 0 | 0 | 0 | 0 | 0 | 0 | 0 |  | 0 | 0 |  | 0 | 0
PG&E NGBA | Caribou | 60 |  | 0 | 0 | 0 | 0 | 0 | 0 | 0 | 0 | 0 | 0 | 0 | 0 | 0 | 0 | 0 | 0 |  | 0 | 0 | 0 | 0 | 0 | 0 | 0 | 0 | 0 | 0 | 0 | 0 | 0 | 0 | 0 | 0 |  | 0 | 0 | 0 | 0 | 0 | 0 |  |  | 0 | 0 | 0 | 0 | 0 | 0 | 0 | 0 | 0 | 0 | 0 | 0 | 0 |  | 0 | 0 |  | 0 | 0
PG&E NGBA | Caribou | 115 |  | 0 | 0 | 0 | 0 | 0 | 0 | 0 | 0 | 0 | 0 | 0 | 0 | 0 | 0 | 0 | 0 |  | 0 | 0 | 0 | 0 | 0 | 0 | 0 | 0 | 0 | 0 | 0 | 0 | 0 | 0 | 0 | 0 |  | 0 | 0 | 0 | 0 | 0 | 0 |  |  | 0 | 0 | 0 | 0 | 0 | 0 | 0 | 0 | 0 | 0 | 0 | 0 | 0 |  | 0 | 0 |  | 0 | 0
PG&E NGBA | Caribou | 230 |  | 0 | 0 | 0 | 0 | 0 | 0 | 0 | 0 | 0 | 0 | 0 | 0 | 0 | 0 | 0 | 0 |  | 0 | 0 | 0 | 0 | 0 | 0 | 0 | 0 | 0 | 0 | 0 | 0 | 0 | 0 | 0 | 0 |  | 0 | 0 | 0 | 0 | 0 | 0 |  |  | 0 | 0 | 0 | 0 | 0 | 0 | 0 | 0 | 0 | 0 | 0 | 0 | 0 |  | 0 | 0 |  | 0 | 0
SCE EOP | Carpenter Canyon (fka Gamebird) | 138 |  | 0 | 0 | 0 | 0 | 0 | 0 | 0 | 0 | 0 | 0 | 0 | 0 | 0 | 0 | 0 | 0 |  | 0 | 0 | 0 | 0 | 0 | 0 | 0 | 0 | 0 | 0 | 0 | 0 | 0 | 0 | 0 | 0 |  | 0 | 0 | 0 | 0 | 0 | 0 |  |  | 0 | 0 | 0 | 0 | 0 | 0 | 0 | 0 | 0 | 0 | 0 | 0 | 0 |  | 0 | 0 |  | 0 | 0
SCE EOP | Carpenter Canyon (fka Gamebird) | 230 |  | 0 | 0 | 0 | 0 | 0 | 0 | 0 | 0 | 0 | 0 | 0 | 0 | 0 | 0 | 0 | 0 |  | 0 | 0 | 0 | 0 | 0 | 0 | 0 | 0 | 0 | 0 | 0 | 0 | 0 | 0 | 0 | 0 |  | 0 | 0 | 0 | 0 | 0 | 0 |  |  | 0 | 0 | 0 | 0 | 0 | 0 | 0 | 0 | 0 | 0 | 0 | 0 | 0 |  | 0 | 0 |  | 0 | 0
PG&E NGBA | Carquinez | 115 |  | 0 | 0 | 0 | 0 | 0 | 0 | 0 | 0 | 0 | 0 | 0 | 0 | 0 | 0 | 0 | 0 |  | 0 | 0 | 0 | 0 | 0 | 0 | 0 | 0 | 0 | 0 | 0 | 0 | 0 | 0 | 0 | 0 |  | 0 | 0 | 0 | 0 | 0 | 0 |  |  | 0 | 0 | 0 | 0 | 0 | 0 | 0 | 0 | 0 | 0 | 0 | 0 | 0 |  | 0 | 0 |  | 0 | 0
SDGE | Carrizo Gorge | 138 |  | 0 | 0 | 0 | 0 | 0 | 0 | 0 | 0 | 0 | 0 | 0 | 0 | 0 | 0 | 0 | 0 |  | 0 | 0 | 0 | 0 | 0 | 0 | 0 | 0 | 0 | 0 | 0 | 0 | 0 | 0 | 0 | 0 |  | 0 | 0 | 0 | 0 | 0 | 0 |  |  | 0 | 0 | 0 | 0 | 0 | 0 | 0 | 0 | 0 | 0 | 0 | 0 | 0 |  | 0 | 0 |  | 0 | 0
PG&E KERN | Carrizo Plains | 115 |  | 0 | 0 | 0 | 0 | 0 | 0 | 0 | 0 | 0 | 0 | 0 | 0 | 0 | 0 | 0 | 0 |  | 0 | 0 | 0 | 0 | 0 | 0 | 0 | 0 | 0 | 0 | 0 | 0 | 0 | 0 | 0 | 0 |  | 0 | 0 | 0 | 0 | 0 | 0 |  |  | 0 | 0 | 0 | 0 | 0 | 0 | 0 | 0 | 0 | 0 | 0 | 0 | 0 |  | 0 | 0 |  | 0 | 0
PG&E KERN | Casaloma | 230 |  | 0 | 0 | 0 | 0 | 0 | 0 | 0 | 0 | 0 | 0 | 0 | 0 | 0 | 0 | 0 | 0 |  | 0 | 0 | 0 | 0 | 0 | 0 | 0 | 0 | 0 | 0 | 0 | 0 | 0 | 0 | 0 | 0 |  | 0 | 0 | 0 | 0 | 0 | 0 |  |  | 0 | 0 | 0 | 0 | 0 | 0 | 0 | 0 | 0 | 0 | 0 | 0 | 0 |  | 0 | 0 |  | 0 | 0
PG&E GBA | Castro Valley | 230 |  | 0 | 0 | 0 | 0 | 0 | 0 | 0 | 0 | 0 | 0 | 0 | 0 | 0 | 0 | 0 | 0 |  | 0 | 0 | 0 | 0 | 0 | 0 | 0 | 0 | 0 | 0 | 0 | 0 | 0 | 0 | 0 | 0 |  | 0 | 0 | 0 | 0 | 0 | 0 |  |  | 0 | 0 | 0 | 0 | 0 | 0 | 0 | 0 | 0 | 0 | 0 | 0 | 0 |  | 0 | 0 |  | 0 | 0
PG&E GBA | Cayetano | 230 |  | 0 | 0 | 0 | 0 | 0 | 0 | 0 | 0 | 0 | 0 | 0 | 0 | 0 | 0 | 0 | 0 |  | 0 | 0 | 0 | 0 | 0 | 0 | 0 | 0 | 0 | 0 | 0 | 0 | 0 | 0 | 0 | 0 |  | 0 | 0 | 0 | 0 | 0 | 0 |  |  | 0 | 0 | 0 | 0 | 0 | 0 | 0 | 0 | 0 | 0 | 0 | 0 | 0 |  | 0 | 0 |  | 0 | 0
SCE Metro | Center | 230 |  | 0 | 0.999 | 0 | 0 | 0 | 0 | 0 | 0 | 0 | 0.999 | 0 | 0 | 0 | 0 | 0 | 320.68 |  | 0 | 0 | 0 | 0 | 0 | 0 | 0 | 0 | 0 | 0 | 0 | 0 | 0 | 0 | 0 | 0 |  | 0 | 0 | 0 | 0 | 0 | 0 |  |  | 0 | 0 | 0.999 | 0 | 0 | 0 | 0 | 0 | 0 | 0 | 0.999 | 0 | 0 |  | 0 | 0 |  | 0 | 320.68
PG&E KERN | Charca | 115 |  | 0 | 0 | 0 | 0 | 0 | 0 | 0 | 0 | 0 | 0 | 0 | 0 | 0 | 0 | 0 | 0 |  | 0 | 9.7 | 0 | 0 | 0 | 0 | 0 | 9.7 | 0 | 9.7 | 0 | 0 | 0 | 0 | 0 | 9.7 |  | 0 | 0 | 0 | 0 | 0 | 0 |  |  | 0 | 0 | 9.7 | 0 | 0 | 0 | 0 | 0 | 9.7 | 0 | 9.7 | 0 | 0 |  | 0 | 0 |  | 0 | 9.7
SCE EOP | Charleston | 138 |  | 0 | 0 | 0 | 0 | 0 | 0 | 0 | 0 | 0 | 0 | 0 | 0 | 0 | 0 | 0 | 0 |  | 0 | 0 | 0 | 0 | 0 | 0 | 0 | 0 | 0 | 0 | 0 | 0 | 0 | 0 | 0 | 0 |  | 0 | 0 | 0 | 0 | 0 | 0 |  |  | 0 | 0 | 0 | 0 | 0 | 0 | 0 | 0 | 0 | 0 | 0 | 0 | 0 |  | 0 | 0 |  | 0 | 0
SCE Metro | Chevmain | 230 |  | 0 | 0 | 0 | 0 | 0 | 0 | 0 | 0 | 0 | 0 | 0 | 0 | 0 | 0 | 0 | 0 |  | 0 | 0 | 0 | 0 | 0 | 0 | 0 | 0 | 0 | 0 | 0 | 0 | 0 | 0 | 0 | 0 |  | 0 | 0 | 0 | 0 | 0 | 0 |  |  | 0 | 0 | 0 | 0 | 0 | 0 | 0 | 0 | 0 | 0 | 0 | 0 | 0 |  | 0 | 0 |  | 0 | 0
SDGE | Chicarita | 138 |  | 0 | 0 | 0 | 0 | 0 | 0 | 0 | 0 | 0 | 0 | 0 | 0 | 0 | 0 | 0 | 0 |  | 0 | 0 | 0 | 0 | 0 | 0 | 0 | 0 | 0 | 0 | 0 | 0 | 0 | 0 | 0 | 0 |  | 0 | 0 | 0 | 0 | 0 | 0 |  |  | 0 | 0 | 0 | 0 | 0 | 0 | 0 | 0 | 0 | 0 | 0 | 0 | 0 |  | 0 | 0 |  | 0 | 0
SCE Metro | Chino | 230 |  | 0 | 2.264 | 0 | 0 | 0 | 0 | 0 | 0 | 0.125 | 3.514 | 0 | 0 | 0 | 0 | 0 | 131.917 |  | 0 | 0 | 0 | 0 | 0 | 0 | 0 | 0 | 0 | 0 | 0 | 0 | 0 | 0 | 0 | 0 |  | 0 | 0 | 0 | 0 | 0 | 0 |  |  | 0 | 0 | 2.264 | 0 | 0 | 0 | 0 | 0 | 0 | 0.125 | 3.514 | 0 | 0 |  | 0 | 0 |  | 0 | 131.917
PG&E FRESNO | Chowchilla | 115 |  | 0 | 0 | 0 | 0 | 0 | 0 | 0 | 0 | 0 | 0 | 0 | 0 | 0 | 0 | 0 | 0 |  | 0 | 0 | 0 | 0 | 0 | 0 | 0 | 0 | 0 | 4.539 | 0 | 0 | 0 | 0 | 0 | 0 |  | 0 | 0 | 0 | 0 | 0 | 0 |  |  | 0 | 0 | 0 | 0 | 0 | 0 | 0 | 0 | 0 | 0 | 4.539 | 0 | 0 |  | 0 | 0 |  | 0 | 0
PG&E GBA | Christie | 60 |  | 0 | 0 | 0 | 0 | 0 | 0 | 0 | 0 | 0 | 0 | 0 | 0 | 0 | 0 | 0 | 0 |  | 0 | 0 | 0 | 0 | 0 | 0 | 0 | 0 | 0 | 0 | 0 | 0 | 0 | 0 | 0 | 0 |  | 0 | 0 | 0 | 0 | 0 | 0 |  |  | 0 | 0 | 0 | 0 | 0 | 0 | 0 | 0 | 0 | 0 | 0 | 0 | 0 |  | 0 | 0 |  | 0 | 0
PG&E GBA | Christie | 115 |  | 0 | 0 | 0 | 0 | 0 | 0 | 0 | 0 | 0 | 0 | 0 | 0 | 0 | 0 | 0 | 0 |  | 0 | 0 | 0 | 0 | 0 | 0 | 0 | 0 | 0 | 0 | 0 | 0 | 0 | 0 | 0 | 0 |  | 0 | 0 | 0 | 0 | 0 | 0 |  |  | 0 | 0 | 0 | 0 | 0 | 0 | 0 | 0 | 0 | 0 | 0 | 0 | 0 |  | 0 | 0 |  | 0 | 0
SCE Eastern | Cielo Azul | 500 |  | 0 | 0 | 0 | 0 | 0 | 0 | 0 | 0 | 0 | 0 | 0 | 0 | 0 | 0 | 0 | 0 |  | 0 | 0 | 0 | 0 | 0 | 0 | 0 | 0 | 0 | 0 | 0 | 0 | 0 | 0 | 0 | 0 |  | 0 | 0 | 0 | 0 | 0 | 0 |  |  | 0 | 0 | 0 | 0 | 0 | 0 | 0 | 0 | 0 | 0 | 0 | 0 | 0 |  | 0 | 0 |  | 0 | 0
PG&E GBA | Clay | 60 |  | 0 | 0 | 0 | 0 | 0 | 0 | 0 | 0 | 0 | 0 | 0 | 0 | 0 | 0 | 0 | 0 |  | 0 | 0 | 0 | 0 | 0 | 0 | 0 | 0 | 0 | 6.21 | 0 | 0 | 0 | 0 | 0 | 0 |  | 0 | 0 | 0 | 0 | 0 | 0 |  |  | 0 | 0 | 0 | 0 | 0 | 0 | 0 | 0 | 0 | 0 | 6.21 | 0 | 0 |  | 0 | 0 |  | 0 | 0
PG&E GBA | Clayton | 115 |  | 0 | 0 | 0 | 0 | 0 | 0 | 0 | 0 | 0 | 0 | 0 | 0 | 0 | 0 | 0 | 0 |  | 0 | 1 | 0 | 0 | 0 | 0 | 0 | 0 | 0 | 1 | 0 | 0 | 0 | 0 | 0 | 0 |  | 0 | 0 | 0 | 0 | 0 | 0 |  |  | 0 | 0 | 1 | 0 | 0 | 0 | 0 | 0 | 0 | 0 | 1 | 0 | 0 |  | 0 | 0 |  | 0 | 0
PG&E NGBA | Cloverdale | 115 |  | 0 | 0 | 0 | 0 | 0 | 0 | 0 | 0 | 0 | 0 | 0 | 0 | 0 | 0 | 0 | 0 |  | 0 | 0 | 0 | 0 | 0 | 0 | 0 | 0 | 0 | 0 | 0 | 0 | 0 | 0 | 0 | 0 |  | 0 | 0 | 0 | 0 | 0 | 0 |  |  | 0 | 0 | 0 | 0 | 0 | 0 | 0 | 0 | 0 | 0 | 0 | 0 | 0 |  | 0 | 0 |  | 0 | 0
PG&E FRESNO | Clovis | 115 |  | 0 | 0 | 0 | 0 | 0 | 0 | 0 | 0 | 0 | 0 | 0 | 0 | 0 | 0 | 0 | 0 |  | 0 | 0 | 0 | 0 | 0 | 0 | 0 | 0 | 0 | 0 | 0 | 0 | 0 | 0 | 0 | 0 |  | 0 | 0 | 0 | 0 | 0 | 0 |  |  | 0 | 0 | 0 | 0 | 0 | 0 | 0 | 0 | 0 | 0 | 0 | 0 | 0 |  | 0 | 0 |  | 0 | 0
PG&E GBA | Coburn | 230 |  | 0 | 0 | 0 | 0 | 0 | 0 | 0 | 0 | 0 | 0 | 0 | 0 | 0 | 0 | 0 | 0 |  | 0 | 0 | 0 | 0 | 0 | 0 | 0 | 0 | 0 | 0 | 0 | 0 | 0 | 0 | 0 | 0 |  | 0 | 0 | 0 | 0 | 0 | 0 |  |  | 0 | 0 | 0 | 0 | 0 | 0 | 0 | 0 | 0 | 0 | 0 | 0 | 0 |  | 0 | 0 |  | 0 | 0
PG&E GBA | Coburn | 60 |  | 0 | 0 | 0 | 0 | 0 | 0 | 0 | 0 | 0 | 0 | 0 | 0 | 0 | 0 | 0 | 0 |  | 0 | 0 | 0 | 0 | 0 | 0 | 0 | 0 | 0 | 0 | 0 | 0 | 0 | 0 | 0 | 0 |  | 0 | 0 | 0 | 0 | 0 | 0 |  |  | 0 | 0 | 0 | 0 | 0 | 0 | 0 | 0 | 0 | 0 | 0 | 0 | 0 |  | 0 | 0 |  | 0 | 0
PG&E NGBA | Colgate | 230 |  | 0 | 0 | 0 | 0 | 0 | 0 | 0 | 0 | 0 | 0 | 0 | 0 | 0 | 0 | 0 | 0 |  | 0 | 0 | 0 | 0 | 0 | 0 | 0 | 0 | 0 | 0 | 0 | 0 | 0 | 0 | 0 | 0 |  | 0 | 0 | 0 | 0 | 0 | 0 |  |  | 0 | 0 | 0 | 0 | 0 | 0 | 0 | 0 | 0 | 0 | 0 | 0 | 0 |  | 0 | 0 |  | 0 | 0
PG&E GBA | Collierville | 230 |  | 0 | 0 | 0 | 0 | 0 | 0 | 0 | 0 | 0 | 0 | 0 | 0 | 0 | 0 | 0 | 0 |  | 0 | 0 | 0 | 0 | 0 | 0 | 0 | 0 | 0 | 0 | 0 | 0 | 0 | 0 | 0 | 0 |  | 0 | 0 | 0 | 0 | 0 | 0 |  |  | 0 | 0 | 0 | 0 | 0 | 0 | 0 | 0 | 0 | 0 | 0 | 0 | 0 |  | 0 | 0 |  | 0 | 0
PG&E GBA | Collinsville | 230 |  | 0 | 0 | 0 | 0 | 0 | 0 | 0 | 0 | 0 | 0 | 0 | 0 | 0 | 0 | 0 | 0 |  | 0 | 0 | 0 | 0 | 0 | 0 | 0 | 0 | 0 | 0 | 0 | 0 | 0 | 0 | 0 | 0 |  | 0 | 0 | 0 | 0 | 0 | 0 |  |  | 0 | 0 | 0 | 0 | 0 | 0 | 0 | 0 | 0 | 0 | 0 | 0 | 0 |  | 0 | 0 |  | 0 | 0
PG&E GBA | Collinsville | 500 |  | 0 | 0 | 0 | 0 | 0 | 0 | 0 | 0 | 0 | 0 | 0 | 0 | 0 | 0 | 0 | 0 |  | 0 | 0 | 0 | 0 | 0 | 0 | 0 | 0 | 0 | 0 | 0 | 0 | 0 | 0 | 0 | 0 |  | 0 | 0 | 0 | 0 | 0 | 0 |  |  | 0 | 0 | 0 | 0 | 0 | 0 | 0 | 0 | 0 | 0 | 0 | 0 | 0 |  | 0 | 0 |  | 0 | 0
SCE Eastern | Colorado River | 230 |  | 0 | 0 | 0 | 0 | 0 | 0 | 0 | 0 | 0 | 0 | 0 | 0 | 0 | 0 | 0 | 0 |  | 0 | 0 | 0 | 0 | 0 | 0 | 0 | 0 | 0 | 0 | 0 | 0 | 0 | 0 | 0 | 0 |  | 5 | 0 | 0 | 0 | 0 | 0 |  |  | 0 | 0 | 0 | 0 | 0 | 0 | 0 | 0 | 0 | 0 | 5 | 0 | 0 |  | 0 | 0 |  | 0 | 0
SCE Eastern | Colorado River | 500 |  | 0 | 0 | 0 | 0 | 0 | 0 | 0 | 0 | 0 | 0 | 0 | 0 | 0 | 0 | 0 | 0 |  | 0 | 0 | 0 | 0 | 0 | 0 | 0 | 0 | 0 | 0 | 0 | 0 | 0 | 0 | 0 | 0 |  | 0 | 0 | 0 | 0 | 0 | 0 |  |  | 0 | 0 | 0 | 0 | 0 | 0 | 0 | 0 | 0 | 0 | 0 | 0 | 0 |  | 0 | 0 |  | 0 | 0
PG&E KERN | Columbus | 115 |  | 0 | 0 | 0 | 0 | 0 | 0 | 0 | 0 | 0 | 0 | 0 | 0 | 0 | 0 | 0 | 0 |  | 0 | 0 | 0 | 0 | 0 | 0 | 0 | 0 | 0 | 0.53 | 0 | 0 | 0 | 0 | 0 | 0 |  | 0 | 0 | 0 | 0 | 0 | 0 |  |  | 0 | 0 | 0 | 0 | 0 | 0 | 0 | 0 | 0 | 0 | 0.53 | 0 | 0 |  | 0 | 0 |  | 0 | 0
PG&E GBA | Contra Costa | 115 |  | 0 | 0 | 0 | 0 | 0 | 0 | 0 | 0 | 0 | 0 | 0 | 0 | 0 | 0 | 0 | 0 |  | 0 | 0 | 0 | 0 | 0 | 0 | 0 | 0 | 0 | 0 | 0 | 0 | 0 | 0 | 0 | 0 |  | 0 | 0 | 0 | 0 | 0 | 0 |  |  | 0 | 0 | 0 | 0 | 0 | 0 | 0 | 0 | 0 | 0 | 0 | 0 | 0 |  | 0 | 0 |  | 0 | 0
PG&E GBA | Contra Costa | 230 |  | 0 | 0 | 0 | 0 | 0 | 0 | 0 | 0 | 0 | 0 | 0 | 0 | 0 | 0 | 0 | 0 |  | 0 | 1.552 | 0 | 0 | 0 | 0 | 0 | 1.272 | 0 | 3.752 | 0 | 0 | 0 | 0 | 0 | 1.272 |  | 0 | 0 | 0 | 0 | 0 | 0 |  |  | 0 | 0 | 1.552 | 0 | 0 | 0 | 0 | 0 | 1.272 | 0 | 3.752 | 0 | 0 |  | 0 | 0 |  | 0 | 1.272
PG&E GBA | Contra Costa PP | 230 |  | 0 | 0 | 0 | 0 | 0 | 0 | 0 | 0 | 0 | 0 | 0 | 0 | 0 | 0 | 0 | 0 |  | 0 | 0 | 0 | 0 | 0 | 0 | 0 | 0 | 0 | 0 | 0 | 0 | 0 | 0 | 0 | 0 |  | 0 | 0 | 0 | 0 | 0 | 0 |  |  | 0 | 0 | 0 | 0 | 0 | 0 | 0 | 0 | 0 | 0 | 0 | 0 | 0 |  | 0 | 0 |  | 0 | 0
SCE NOL | Control | 115 |  | 0 | 0 | 0 | 0 | 0 | 0 | 0 | 0 | 0 | 0 | 0 | 0 | 4.5 | 0 | 0 | 0 |  | 0 | 0 | 0 | 0 | 0 | 0 | 0 | 0 | 0 | 0 | 0 | 0 | 0 | 0 | 0 | 0 |  | 0 | 0 | 0 | 0 | 0 | 0 |  |  | 0 | 0 | 0 | 0 | 0 | 0 | 0 | 0 | 0 | 0 | 0 | 0 | 0 |  | 4.5 | 0 |  | 0 | 0
SCE NOL | Control | 55 |  | 0 | 0 | 0 | 0 | 0 | 0 | 0 | 0 | 0 | 0 | 0 | 0 | 0 | 0 | 0 | 0 |  | 0 | 0 | 0 | 0 | 0 | 0 | 0 | 0 | 0 | 0 | 0 | 0 | 0 | 0 | 0 | 0 |  | 0 | 0 | 0 | 0 | 0 | 0 |  |  | 0 | 0 | 0 | 0 | 0 | 0 | 0 | 0 | 0 | 0 | 0 | 0 | 0 |  | 0 | 0 |  | 0 | 0
PG&E GBA | Cooley Landing | 115 |  | 0 | 0 | 0 | 0 | 0 | 0 | 0 | 0 | 0 | 0 | 0 | 0 | 0 | 0 | 0 | 0 |  | 0 | 0 | 0 | 0 | 0 | 0 | 0 | 0 | 0 | 0 | 0 | 0 | 0 | 0 | 0 | 0 |  | 0 | 0 | 0 | 0 | 0 | 0 |  |  | 0 | 0 | 0 | 0 | 0 | 0 | 0 | 0 | 0 | 0 | 0 | 0 | 0 |  | 0 | 0 |  | 0 | 0
PG&E GBA | Cooley Landing | 60 |  | 0 | 0 | 0 | 0 | 0 | 0 | 0 | 0 | 0 | 0 | 0 | 0 | 0 | 0 | 0 | 0 |  | 0 | 0 | 0 | 0 | 0 | 0 | 0 | 0 | 0 | 0 | 0 | 0 | 0 | 0 | 0 | 0 |  | 0 | 0 | 0 | 0 | 0 | 0 |  |  | 0 | 0 | 0 | 0 | 0 | 0 | 0 | 0 | 0 | 0 | 0 | 0 | 0 |  | 0 | 0 |  | 0 | 0
SCE NOL | Coolwater | 230 |  | 0 | 0 | 0 | 0 | 0 | 0 | 0 | 0 | 0 | 0 | 0 | 0 | 0 | 0 | 0 | 0 |  | 0 | 0 | 0 | 0 | 0 | 0 | 0 | 0 | 0 | 0 | 0 | 0 | 0 | 0 | 0 | 0 |  | 0 | 0 | 0 | 0 | 0 | 0 |  |  | 0 | 0 | 0 | 0 | 0 | 0 | 0 | 0 | 0 | 0 | 0 | 0 | 0 |  | 0 | 0 |  | 0 | 0
SCE NOL | Coolwater | 115 |  | 4.9 | 9.89 | 0 | 0 | 0 | 0 | 0 | 9.89 | 4.9 | 17.69 | 0 | 0 | 0 | 0 | 0 | 9.89 |  | 0 | 0 | 0 | 0 | 0 | 0 | 0 | 0 | 0 | 0 | 0 | 0 | 0 | 0 | 0 | 0 |  | 0 | 0 | 0 | 0 | 0 | 0 |  |  | 0 | 4.9 | 9.89 | 0 | 0 | 0 | 0 | 0 | 9.89 | 4.9 | 17.69 | 0 | 0 |  | 0 | 0 |  | 0 | 9.89
PG&E KERN | Copus | 70 |  | 0 | 0 | 0 | 0 | 0 | 0 | 0 | 0 | 0 | 0 | 0 | 0 | 0 | 0 | 0 | 0 |  | 0 | 7.2964 | 0 | 0 | 0 | 0 | 0 | 2.65 | 0 | 12.2864 | 0 | 0 | 0 | 0 | 0 | 2.65 |  | 0 | 0 | 0 | 0 | 0 | 0 |  |  | 0 | 0 | 7.2964 | 0 | 0 | 0 | 0 | 0 | 2.65 | 0 | 12.2864 | 0 | 0 |  | 0 | 0 |  | 0 | 2.65
PG&E FRESNO | Corcoran | 70 |  | 0 | 0 | 0 | 0 | 0 | 0 | 0 | 0 | 0 | 0 | 0 | 0 | 0 | 0 | 0 | 0 |  | 0 | 0 | 0 | 0 | 0 | 0 | 0 | 0 | 0 | 0 | 0 | 0 | 0 | 0 | 0 | 0 |  | 0 | 0 | 0 | 0 | 0 | 0 |  |  | 0 | 0 | 0 | 0 | 0 | 0 | 0 | 0 | 0 | 0 | 0 | 0 | 0 |  | 0 | 0 |  | 0 | 0
PG&E FRESNO | Corcoran | 115 |  | 0 | 0 | 0 | 0 | 0 | 0 | 0 | 0 | 0 | 0 | 0 | 0 | 0 | 0 | 0 | 0 |  | 0 | 0 | 0 | 0 | 0 | 0 | 0 | 0 | 0 | 0 | 0 | 0 | 0 | 0 | 0 | 0 |  | 0 | 0 | 0 | 0 | 0 | 0 |  |  | 0 | 0 | 0 | 0 | 0 | 0 | 0 | 0 | 0 | 0 | 0 | 0 | 0 |  | 0 | 0 |  | 0 | 0
PG&E NGBA | Corona | 115 |  | 0 | 0 | 0 | 0 | 0 | 0 | 0 | 0 | 0 | 0 | 0 | 0 | 0 | 0 | 0 | 0 |  | 0 | 0 | 0 | 0 | 0 | 0 | 0 | 0 | 0 | 0 | 0 | 0 | 0 | 0 | 0 | 0 |  | 0 | 0 | 0 | 0 | 0 | 0 |  |  | 0 | 0 | 0 | 0 | 0 | 0 | 0 | 0 | 0 | 0 | 0 | 0 | 0 |  | 0 | 0 |  | 0 | 0
PG&E NGBA | Cortina | 230 |  | 0 | 0 | 0 | 0 | 0 | 0 | 0 | 0 | 0 | 0 | 0 | 0 | 0 | 0 | 0 | 0 |  | 0 | 0 | 0 | 0 | 0 | 0 | 0 | 0 | 0 | 5 | 0 | 0 | 0 | 0 | 0 | 0 |  | 0 | 0 | 0 | 0 | 0 | 0 |  |  | 0 | 0 | 0 | 0 | 0 | 0 | 0 | 0 | 0 | 0 | 5 | 0 | 0 |  | 0 | 0 |  | 0 | 0
PG&E NGBA | Cortina | 115 |  | 0 | 0 | 0 | 0 | 0 | 0 | 0 | 0 | 0 | 0 | 0 | 0 | 0 | 0 | 0 | 0 |  | 0 | 0 | 0 | 0 | 0 | 0 | 0 | 0 | 0 | 0 | 0 | 0 | 0 | 0 | 0 | 0 |  | 0 | 0 | 0 | 0 | 0 | 0 |  |  | 0 | 0 | 0 | 0 | 0 | 0 | 0 | 0 | 0 | 0 | 0 | 0 | 0 |  | 0 | 0 |  | 0 | 0
PG&E GBA | Cottle | 230 |  | 0 | 0 | 0 | 0 | 0 | 0 | 0 | 0 | 0 | 0 | 0 | 0 | 0 | 0 | 0 | 0 |  | 0 | 0 | 0 | 0 | 0 | 0 | 0 | 0 | 0 | 0 | 0 | 0 | 0 | 0 | 0 | 0 |  | 0 | 0 | 0 | 0 | 0 | 0 |  |  | 0 | 0 | 0 | 0 | 0 | 0 | 0 | 0 | 0 | 0 | 0 | 0 | 0 |  | 0 | 0 |  | 0 | 0
PG&E NGBA | Cottonwood | 115 |  | 0 | 0 | 0 | 0 | 0 | 0 | 0 | 0 | 0 | 0 | 0 | 0 | 0 | 0 | 0 | 0 |  | 0 | 0 | 0 | 0 | 0 | 0 | 0 | 0 | 0 | 0 | 0 | 0 | 0 | 0 | 0 | 0 |  | 0 | 0 | 0 | 0 | 0 | 0 |  |  | 0 | 0 | 0 | 0 | 0 | 0 | 0 | 0 | 0 | 0 | 0 | 0 | 0 |  | 0 | 0 |  | 0 | 0
PG&E NGBA | Cottonwood | 230 |  | 0 | 0 | 0 | 0 | 0 | 0 | 0 | 0 | 0 | 0 | 0 | 0 | 0 | 0 | 0 | 0 |  | 0 | 0 | 0 | 0 | 0 | 0 | 0 | 0 | 0 | 0 | 0 | 0 | 0 | 0 | 0 | 0 |  | 0 | 0 | 0 | 0 | 0 | 0 |  |  | 0 | 0 | 0 | 0 | 0 | 0 | 0 | 0 | 0 | 0 | 0 | 0 | 0 |  | 0 | 0 |  | 0 | 0
PG&E NGBA | Cottonwood | 60 |  | 0 | 0 | 0 | 0 | 0 | 0 | 0 | 0 | 0 | 0 | 0 | 0 | 0 | 0 | 0 | 0 |  | 0 | 0 | 0 | 0 | 0 | 0 | 0 | 0 | 0 | 0 | 0 | 0 | 0 | 0 | 0 | 0 |  | 0 | 0 | 0 | 0 | 0 | 0 |  |  | 0 | 0 | 0 | 0 | 0 | 0 | 0 | 0 | 0 | 0 | 0 | 0 | 0 |  | 0 | 0 |  | 0 | 0
PG&E NGBA | Cove Road | 230 |  | 0 | 0 | 0 | 0 | 0 | 0 | 0 | 0 | 0 | 0 | 0 | 0 | 0 | 0 | 0 | 0 |  | 0 | 0 | 0 | 0 | 0 | 0 | 0 | 0 | 0 | 0 | 0 | 0 | 0 | 0 | 0 | 0 |  | 0 | 0 | 0 | 0 | 0 | 0 |  |  | 0 | 0 | 0 | 0 | 0 | 0 | 0 | 0 | 0 | 0 | 0 | 0 | 0 |  | 0 | 0 |  | 0 | 0
PG&E GBA | Coyote | 230 |  | 0 | 0 | 0 | 0 | 0 | 0 | 0 | 0 | 0 | 0 | 0 | 0 | 0 | 0 | 0 | 0 |  | 0 | 0 | 0 | 0 | 0 | 0 | 0 | 0 | 0 | 0 | 0 | 0 | 0 | 0 | 0 | 0 |  | 0 | 0 | 0 | 0 | 0 | 0 |  |  | 0 | 0 | 0 | 0 | 0 | 0 | 0 | 0 | 0 | 0 | 0 | 0 | 0 |  | 0 | 0 |  | 0 | 0
PG&E GBA | Crazy Horse Canyon | 115 |  | 0 | 0 | 0 | 0 | 0 | 0 | 0 | 0 | 0 | 0 | 0 | 0 | 0 | 0 | 0 | 0 |  | 0 | 0 | 0 | 0 | 0 | 0 | 0 | 0 | 0 | 0 | 0 | 0 | 0 | 0 | 0 | 0 |  | 0 | 0 | 0 | 0 | 0 | 0 |  |  | 0 | 0 | 0 | 0 | 0 | 0 | 0 | 0 | 0 | 0 | 0 | 0 | 0 |  | 0 | 0 |  | 0 | 0
SDGE | Creelman | 69 |  | 0 | 0 | 0 | 0 | 0 | 0 | 0 | 0 | 0 | 2 | 0 | 0 | 0 | 0 | 0 | 41 |  | 0 | 0 | 0 | 0 | 0 | 0 | 0 | 0 | 0 | 0 | 0 | 0 | 0 | 0 | 0 | 0 |  | 0 | 0 | 0 | 0 | 0 | 0 |  |  | 0 | 0 | 0 | 0 | 0 | 0 | 0 | 0 | 0 | 0 | 2 | 0 | 0 |  | 0 | 0 |  | 0 | 41
PG&E FRESNO | Crescent | 70 |  | 0 | 0 | 0 | 0 | 0 | 0 | 0 | 0 | 0 | 0 | 0 | 0 | 0 | 0 | 0 | 0 |  | 0 | 0 | 0 | 0 | 0 | 0 | 0 | 0 | 0 | 0 | 0 | 0 | 0 | 0 | 0 | 0 |  | 0 | 0 | 0 | 0 | 0 | 0 |  |  | 0 | 0 | 0 | 0 | 0 | 0 | 0 | 0 | 0 | 0 | 0 | 0 | 0 |  | 0 | 0 |  | 0 | 0
PG&E FRESNO | Cressey | 115 |  | 0 | 0 | 0 | 0 | 0 | 0 | 0 | 0 | 0 | 0 | 0 | 0 | 0 | 0 | 0 | 0 |  | 0 | 0 | 0 | 0 | 0 | 0 | 0 | 0 | 0 | 19.685 | 0 | 0 | 0 | 0 | 0 | 0 |  | 0 | 0 | 0 | 0 | 0 | 0 |  |  | 0 | 0 | 0 | 0 | 0 | 0 | 0 | 0 | 0 | 0 | 19.685 | 0 | 0 |  | 0 | 0 |  | 0 | 0
PG&E NGBA | Cresta | 230 |  | 0 | 0 | 0 | 0 | 0 | 0 | 0 | 0 | 0 | 0 | 0 | 0 | 0 | 0 | 0 | 0 |  | 0 | 0 | 0 | 0 | 0 | 0 | 0 | 0 | 0 | 0 | 0 | 0 | 0 | 0 | 0 | 0 |  | 0 | 0 | 0 | 0 | 0 | 0 |  |  | 0 | 0 | 0 | 0 | 0 | 0 | 0 | 0 | 0 | 0 | 0 | 0 | 0 |  | 0 | 0 |  | 0 | 0
SDGE | Crestwood | 69 |  | 0 | 0 | 0 | 0 | 0 | 0 | 0 | 0 | 0 | 0 | 0 | 0 | 0 | 0 | 0 | 0 |  | 0 | 0 | 0 | 0 | 0 | 0 | 0 | 0 | 0 | 0 | 0 | 0 | 0 | 0 | 0 | 0 |  | 0 | 0 | 0 | 0 | 0 | 0 |  |  | 0 | 0 | 0 | 0 | 0 | 0 | 0 | 0 | 0 | 0 | 0 | 0 | 0 |  | 0 | 0 |  | 0 | 0
PG&E GBA | Crow Creek | 60 |  | 0 | 0 | 0 | 0 | 0 | 0 | 0 | 0 | 0 | 0 | 0 | 0 | 0 | 0 | 0 | 0 |  | 0 | 0 | 0 | 0 | 0 | 0 | 0 | 0 | 0 | 0 | 0 | 0 | 0 | 0 | 0 | 0 |  | 0 | 0 | 0 | 0 | 0 | 0 |  |  | 0 | 0 | 0 | 0 | 0 | 0 | 0 | 0 | 0 | 0 | 0 | 0 | 0 |  | 0 | 0 |  | 0 | 0
PG&E GBA | Crows Landing | 60 |  | 0 | 0 | 0 | 0 | 0 | 0 | 0 | 0 | 0 | 0 | 0 | 0 | 0 | 0 | 0 | 0 |  | 0 | 0 | 0 | 0 | 0 | 0 | 0 | 0 | 0 | 0 | 0 | 0 | 0 | 0 | 0 | 0 |  | 0 | 0 | 0 | 0 | 0 | 0 |  |  | 0 | 0 | 0 | 0 | 0 | 0 | 0 | 0 | 0 | 0 | 0 | 0 | 0 |  | 0 | 0 |  | 0 | 0
PG&E GBA | Curtis | 115 |  | 0 | 0 | 0 | 0 | 0 | 0 | 0 | 0 | 0 | 0 | 0 | 0 | 0 | 0 | 0 | 0 |  | 0 | 0 | 0 | 0 | 0 | 0 | 0 | 0 | 0 | 0.061 | 0 | 0 | 0 | 0 | 0 | 0 |  | 0 | 0 | 0 | 0 | 0 | 0 |  |  | 0 | 0 | 0 | 0 | 0 | 0 | 0 | 0 | 0 | 0 | 0.061 | 0 | 0 |  | 0 | 0 |  | 0 | 0
PG&E FRESNO | Dairyland | 115 |  | 0 | 0 | 0 | 0 | 0 | 0 | 0 | 0 | 0 | 0 | 0 | 0 | 0 | 0 | 0 | 0 |  | 0 | 0 | 0 | 0 | 0 | 0 | 0 | 0 | 0 | 0 | 0 | 0 | 0 | 0 | 0 | 0 |  | 0 | 0 | 0 | 0 | 0 | 0 |  |  | 0 | 0 | 0 | 0 | 0 | 0 | 0 | 0 | 0 | 0 | 0 | 0 | 0 |  | 0 | 0 |  | 0 | 0
PG&E NGBA | Davis | 115 |  | 0 | 0 | 0 | 0 | 0 | 0 | 0 | 0 | 0 | 0 | 0 | 0 | 0 | 0 | 0 | 0 |  | 0 | 0.966 | 0 | 0 | 0 | 0 | 0 | 0 | 0 | 0.966 | 0 | 0 | 0 | 0 | 0 | 0 |  | 0 | 0 | 0 | 0 | 0 | 0 |  |  | 0 | 0 | 0.966 | 0 | 0 | 0 | 0 | 0 | 0 | 0 | 0.966 | 0 | 0 |  | 0 | 0 |  | 0 | 0
SCE Metro | Del Amo | 500 |  | 0 | 0 | 0 | 0 | 0 | 0 | 0 | 0 | 0 | 0 | 0 | 0 | 0 | 0 | 0 | 0 |  | 0 | 0 | 0 | 0 | 0 | 0 | 0 | 0 | 0 | 0 | 0 | 0 | 0 | 0 | 0 | 0 |  | 0 | 0 | 0 | 0 | 0 | 0 |  |  | 0 | 0 | 0 | 0 | 0 | 0 | 0 | 0 | 0 | 0 | 0 | 0 | 0 |  | 0 | 0 |  | 0 | 0
SCE Metro | Del Amo | 230 |  | 0 | 10 | 0 | 0 | 0 | 0 | 0 | 10 | 0 | 10 | 0 | 0 | 0 | 0 | 0 | 10 |  | 0 | 0 | 0 | 0 | 0 | 0 | 0 | 0 | 0 | 0 | 0 | 0 | 0 | 0 | 0 | 0 |  | 0 | 0 | 0 | 0 | 0 | 0 |  |  | 0 | 0 | 10 | 0 | 0 | 0 | 0 | 0 | 10 | 0 | 10 | 0 | 0 |  | 0 | 0 |  | 0 | 10
SCE Eastern | Delaney | 500 |  | 0 | 0 | 0 | 0 | 0 | 0 | 0 | 0 | 0 | 0 | 0 | 0 | 0 | 0 | 0 | 0 |  | 0 | 0 | 0 | 0 | 0 | 0 | 0 | 0 | 0 | 0 | 0 | 0 | 0 | 0 | 0 | 0 |  | 3500 | 0 | 0 | 0 | 0 | 0 |  |  | 2050 | 0 | 0 | 0 | 0 | 0 | 0 | 0 | 0 | 0 | 3500 | 0 | 0 |  | 0 | 0 |  | 0 | 2050
PG&E NGBA | Delevan | 230 |  | 0 | 0 | 0 | 0 | 0 | 0 | 0 | 0 | 0 | 0 | 0 | 0 | 0 | 0 | 0 | 0 |  | 0 | 0 | 0 | 0 | 0 | 0 | 0 | 0 | 0 | 0 | 0 | 0 | 0 | 0 | 0 | 0 |  | 0 | 0 | 0 | 0 | 0 | 0 |  |  | 0 | 0 | 0 | 0 | 0 | 0 | 0 | 0 | 0 | 0 | 0 | 0 | 0 |  | 0 | 0 |  | 0 | 0
PG&E GBA | Delta PP | 230 |  | 0 | 0 | 0 | 0 | 0 | 0 | 0 | 0 | 0 | 0 | 0 | 0 | 0 | 0 | 0 | 0 |  | 0 | 0 | 0 | 0 | 0 | 0 | 0 | 0 | 0 | 0 | 0 | 0 | 0 | 0 | 0 | 0 |  | 0 | 0 | 0 | 0 | 0 | 0 |  |  | 0 | 0 | 0 | 0 | 0 | 0 | 0 | 0 | 0 | 0 | 0 | 0 | 0 |  | 0 | 0 |  | 0 | 0
SCE EOP | Desert View | 230 |  | 0 | 0 | 0 | 0 | 0 | 0 | 0 | 0 | 0 | 0 | 0 | 0 | 0 | 0 | 0 | 0 |  | 0 | 0 | 0 | 0 | 0 | 0 | 0 | 0 | 0 | 0 | 0 | 0 | 0 | 0 | 0 | 0 |  | 0 | 0 | 0 | 0 | 0 | 0 |  |  | 0 | 0 | 0 | 0 | 0 | 0 | 0 | 0 | 0 | 0 | 0 | 0 | 0 |  | 0 | 0 |  | 0 | 0
SCE Eastern | Devers | 230 |  | 0.34 | 53.11 | 33.6 | 0 | 0 | 0 | 0 | 5 | 10.8 | 78.55 | 134.1 | 0 | 0 | 0 | 0 | 47.83 |  | 0 | 0 | 0 | 0 | 0 | 0 | 0 | 0 | 0 | 0 | 0 | 0 | 0 | 0 | 0 | 0 |  | 5 | 0 | 0 | 0 | 0 | 0 |  |  | 0 | 0.34 | 53.11 | 33.6 | 0 | 0 | 0 | 0 | 5 | 10.8 | 83.55 | 134.1 | 0 |  | 0 | 0 |  | 0 | 47.83
SCE Eastern | Devers | 500 |  | 0 | 0 | 0 | 0 | 0 | 0 | 0 | 0 | 0 | 0 | 0 | 0 | 0 | 0 | 0 | 0 |  | 0 | 0 | 0 | 0 | 0 | 0 | 0 | 0 | 0 | 0 | 0 | 0 | 0 | 0 | 0 | 0 |  | 0 | 0 | 0 | 0 | 0 | 0 |  |  | 0 | 0 | 0 | 0 | 0 | 0 | 0 | 0 | 0 | 0 | 0 | 0 | 0 |  | 0 | 0 |  | 0 | 0
PG&E KERN | Diablo Canyon | 230 |  | 0 | 0 | 0 | 0 | 0 | 0 | 0 | 0 | 0 | 0 | 0 | 0 | 0 | 0 | 0 | 0 |  | 0 | 0 | 0 | 0 | 0 | 0 | 0 | 0 | 0 | 0 | 0 | 0 | 0 | 0 | 0 | 0 |  | 0 | 0 | 0 | 0 | 0 | 0 |  |  | 0 | 0 | 0 | 0 | 0 | 0 | 0 | 0 | 0 | 0 | 0 | 0 | 0 |  | 0 | 0 |  | 0 | 0
PG&E KERN | Diablo Canyon | 500 |  | 0 | 0 | 0 | 0 | 0 | 0 | 0 | 0 | 0 | 0 | 0 | 0 | 0 | 0 | 0 | 0 |  | 0 | 0 | 0 | 0 | 0 | 0 | 0 | 0 | 0 | 0 | 0 | 0 | 0 | 0 | 0 | 0 |  | 0 | 0 | 0 | 0 | 0 | 0 |  |  | 0 | 0 | 0 | 0 | 0 | 0 | 0 | 0 | 0 | 0 | 0 | 0 | 0 |  | 0 | 0 |  | 0 | 0
PG&E KERN | Divide | 115 |  | 0 | 0 | 0 | 0 | 0 | 0 | 0 | 0 | 0 | 0 | 0 | 0 | 0 | 0 | 0 | 0 |  | 0 | 0.96 | 0 | 0 | 0 | 0 | 0 | 0 | 0 | 16.637 | 0 | 0 | 0 | 0 | 0 | 0 |  | 0 | 0 | 0 | 0 | 0 | 0 |  |  | 0 | 0 | 0.96 | 0 | 0 | 0 | 0 | 0 | 0 | 0 | 16.637 | 0 | 0 |  | 0 | 0 |  | 0 | 0
PG&E GBA | Dixon Landing | 115 |  | 0 | 0 | 0 | 0 | 0 | 0 | 0 | 0 | 0 | 0 | 0 | 0 | 0 | 0 | 0 | 0 |  | 0 | 0 | 0 | 0 | 0 | 0 | 0 | 0 | 0 | 1.625 | 0 | 0 | 0 | 0 | 0 | 0 |  | 0 | 0 | 0 | 0 | 0 | 0 |  |  | 0 | 0 | 0 | 0 | 0 | 0 | 0 | 0 | 0 | 0 | 1.625 | 0 | 0 |  | 0 | 0 |  | 0 | 0
PG&E FRESNO | Dos Amigos | 230 |  | 0 | 0 | 0 | 0 | 0 | 0 | 0 | 0 | 0 | 0 | 0 | 0 | 0 | 0 | 0 | 0 |  | 0 | 0 | 0 | 0 | 0 | 0 | 0 | 0 | 0 | 0 | 0 | 0 | 0 | 0 | 0 | 0 |  | 0 | 0 | 0 | 0 | 0 | 0 |  |  | 0 | 0 | 0 | 0 | 0 | 0 | 0 | 0 | 0 | 0 | 0 | 0 | 0 |  | 0 | 0 |  | 0 | 0
PG&E NGBA | Drum | 115 |  | 0 | 0 | 0 | 0 | 0 | 0 | 0 | 0 | 0 | 0 | 0 | 0 | 0 | 0 | 0 | 0 |  | 0 | 0 | 0 | 0 | 0 | 0 | 0 | 0 | 0 | 0 | 0 | 0 | 0 | 0 | 0 | 0 |  | 0 | 0 | 0 | 0 | 0 | 0 |  |  | 0 | 0 | 0 | 0 | 0 | 0 | 0 | 0 | 0 | 0 | 0 | 0 | 0 |  | 0 | 0 |  | 0 | 0
PG&E GBA | Dumbarton | 115 |  | 0 | 0 | 0 | 0 | 0 | 0 | 0 | 0 | 0 | 0 | 0 | 0 | 0 | 0 | 0 | 0 |  | 0 | 0 | 0 | 0 | 0 | 0 | 0 | 0 | 0 | 0 | 0 | 0 | 0 | 0 | 0 | 0 |  | 0 | 0 | 0 | 0 | 0 | 0 |  |  | 0 | 0 | 0 | 0 | 0 | 0 | 0 | 0 | 0 | 0 | 0 | 0 | 0 |  | 0 | 0 |  | 0 | 0
SCE NOL | Dunn Siding | 115 |  | 0 | 0 | 0 | 0 | 0 | 0 | 0 | 0 | 0 | 0 | 0 | 0 | 0 | 0 | 0 | 0 |  | 0 | 0 | 0 | 0 | 0 | 0 | 0 | 0 | 0 | 0 | 0 | 0 | 0 | 0 | 0 | 0 |  | 0 | 0 | 0 | 0 | 0 | 0 |  |  | 0 | 0 | 0 | 0 | 0 | 0 | 0 | 0 | 0 | 0 | 0 | 0 | 0 |  | 0 | 0 |  | 0 | 0
SCE Eastern | Eagle Mountain | 230 |  | 0 | 0 | 0 | 0 | 0 | 0 | 0 | 0 | 0 | 0 | 0 | 0 | 0 | 0 | 0 | 0 |  | 0 | 0 | 0 | 0 | 0 | 0 | 0 | 0 | 0 | 0 | 0 | 0 | 0 | 0 | 0 | 0 |  | 0 | 0 | 0 | 0 | 0 | 0 |  |  | 0 | 0 | 0 | 0 | 0 | 0 | 0 | 0 | 0 | 0 | 0 | 0 | 0 |  | 0 | 0 |  | 0 | 0
PG&E NGBA | Eagle Rock (PGE) | 60 |  | 0 | 0 | 0 | 0 | 0 | 0 | 0 | 0 | 0 | 0 | 0 | 0 | 0 | 0 | 0 | 0 |  | 0 | 0 | 0 | 0 | 0 | 0 | 0 | 0 | 0 | 0 | 0 | 0 | 0 | 0 | 0 | 0 |  | 0 | 0 | 0 | 0 | 0 | 0 |  |  | 0 | 0 | 0 | 0 | 0 | 0 | 0 | 0 | 0 | 0 | 0 | 0 | 0 |  | 0 | 0 |  | 0 | 0
PG&E NGBA | Eagle Rock (PGE) | 115 |  | 0 | 0 | 0 | 0 | 0 | 0 | 0 | 0 | 0 | 0 | 0 | 0 | 0 | 0 | 0 | 0 |  | 0 | 0 | 0 | 0 | 0 | 0 | 0 | 0 | 0 | 0 | 0 | 0 | 0 | 0 | 0 | 0 |  | 0 | 0 | 0 | 0 | 0 | 0 |  |  | 0 | 0 | 0 | 0 | 0 | 0 | 0 | 0 | 0 | 0 | 0 | 0 | 0 |  | 0 | 0 |  | 0 | 0
SCE Metro | Eagle Rock (SCE) | 230 |  | 0 | 0 | 0 | 0 | 0 | 0 | 0 | 0 | 0 | 0 | 0 | 0 | 0 | 0 | 0 | 0 |  | 0 | 0 | 0 | 0 | 0 | 0 | 0 | 0 | 0 | 0 | 0 | 0 | 0 | 0 | 0 | 0 |  | 0 | 0 | 0 | 0 | 0 | 0 |  |  | 0 | 0 | 0 | 0 | 0 | 0 | 0 | 0 | 0 | 0 | 0 | 0 | 0 |  | 0 | 0 |  | 0 | 0
PG&E NGBA | East Marysville | 115 |  | 0 | 0 | 0 | 0 | 0 | 0 | 0 | 0 | 0 | 0 | 0 | 0 | 0 | 0 | 0 | 0 |  | 0 | 0 | 0 | 0 | 0 | 0 | 0 | 0 | 0 | 10.972 | 0 | 0 | 0 | 0 | 0 | 0 |  | 0 | 0 | 0 | 0 | 0 | 0 |  |  | 0 | 0 | 0 | 0 | 0 | 0 | 0 | 0 | 0 | 0 | 10.972 | 0 | 0 |  | 0 | 0 |  | 0 | 0
PG&E NGBA | East Nicolaus | 115 |  | 0 | 0 | 0 | 0 | 0 | 0 | 0 | 0 | 0 | 0 | 0 | 0 | 0 | 0 | 0 | 0 |  | 0 | 0 | 0 | 0 | 0 | 0 | 0 | 0 | 0 | 0 | 0 | 0 | 0 | 0 | 0 | 0 |  | 0 | 0 | 0 | 0 | 0 | 0 |  |  | 0 | 0 | 0 | 0 | 0 | 0 | 0 | 0 | 0 | 0 | 0 | 0 | 0 |  | 0 | 0 |  | 0 | 0
PG&E NGBA | East Nicolaus | 60 |  | 0 | 0 | 0 | 0 | 0 | 0 | 0 | 0 | 0 | 0 | 0 | 0 | 0 | 0 | 0 | 0 |  | 0 | 0 | 0 | 0 | 0 | 0 | 0 | 0 | 0 | 0 | 0 | 0 | 0 | 0 | 0 | 0 |  | 0 | 0 | 0 | 0 | 0 | 0 |  |  | 0 | 0 | 0 | 0 | 0 | 0 | 0 | 0 | 0 | 0 | 0 | 0 | 0 |  | 0 | 0 |  | 0 | 0
PG&E GBA | Eastshore | 115 |  | 0 | 0 | 0 | 0 | 0 | 0 | 0 | 0 | 0 | 0 | 0 | 0 | 0 | 0 | 0 | 0 |  | 0 | 0 | 0 | 0 | 0 | 0 | 0 | 0 | 0 | 0 | 0 | 0 | 0 | 0 | 0 | 0 |  | 0 | 0 | 0 | 0 | 0 | 0 |  |  | 0 | 0 | 0 | 0 | 0 | 0 | 0 | 0 | 0 | 0 | 0 | 0 | 0 |  | 0 | 0 |  | 0 | 0
PG&E GBA | Eastshore | 230 |  | 0 | 0 | 0 | 0 | 0 | 0 | 0 | 0 | 0 | 0 | 0 | 0 | 0 | 0 | 0 | 0 |  | 0 | 0 | 0 | 0 | 0 | 0 | 0 | 0 | 0 | 0 | 0 | 0 | 0 | 0 | 0 | 0 |  | 0 | 0 | 0 | 0 | 0 | 0 |  |  | 0 | 0 | 0 | 0 | 0 | 0 | 0 | 0 | 0 | 0 | 0 | 0 | 0 |  | 0 | 0 |  | 0 | 0
SDGE | ECO | 138 |  | 0 | 0 | 0 | 0 | 0 | 0 | 0 | 0 | 0 | 0 | 0 | 0 | 0 | 0 | 0 | 0 |  | 0 | 0 | 0 | 0 | 0 | 0 | 0 | 0 | 0 | 0 | 0 | 0 | 0 | 0 | 0 | 0 |  | 0 | 0 | 0 | 0 | 0 | 0 |  |  | 0 | 0 | 0 | 0 | 0 | 0 | 0 | 0 | 0 | 0 | 0 | 0 | 0 |  | 0 | 0 |  | 0 | 0
SDGE | ECO | 230 |  | 0 | 0 | 0 | 0 | 0 | 0 | 0 | 0 | 0 | 0 | 0 | 0 | 0 | 0 | 0 | 0 |  | 0 | 0 | 0 | 0 | 0 | 0 | 0 | 0 | 0 | 0 | 0 | 0 | 0 | 0 | 0 | 0 |  | 0 | 0 | 0 | 0 | 0 | 0 |  |  | 0 | 0 | 0 | 0 | 0 | 0 | 0 | 0 | 0 | 0 | 0 | 0 | 0 |  | 0 | 0 |  | 0 | 0
SDGE | ECO | 500 |  | 0 | 0 | 0 | 0 | 0 | 0 | 0 | 0 | 0 | 0 | 0 | 0 | 0 | 0 | 0 | 0 |  | 0 | 0 | 0 | 0 | 0 | 0 | 0 | 0 | 0 | 0 | 0 | 0 | 0 | 0 | 0 | 0 |  | 0 | 0 | 0 | 0 | 0 | 0 |  |  | 0 | 0 | 0 | 0 | 0 | 0 | 0 | 0 | 0 | 0 | 0 | 0 | 0 |  | 0 | 0 |  | 0 | 0
PG&E GBA | Edenvale | 115 |  | 0 | 0 | 0 | 0 | 0 | 0 | 0 | 0 | 0 | 0 | 0 | 0 | 0 | 0 | 0 | 0 |  | 0 | 2.724 | 0 | 0 | 0 | 0 | 0 | 2.724 | 0 | 2.724 | 0 | 0 | 0 | 0 | 0 | 2.724 |  | 0 | 0 | 0 | 0 | 0 | 0 |  |  | 0 | 0 | 2.724 | 0 | 0 | 0 | 0 | 0 | 2.724 | 0 | 2.724 | 0 | 0 |  | 0 | 0 |  | 0 | 2.724
PG&E GBA | Edes | 115 |  | 0 | 0 | 0 | 0 | 0 | 0 | 0 | 0 | 0 | 0 | 0 | 0 | 0 | 0 | 0 | 0 |  | 0 | 0 | 0 | 0 | 0 | 0 | 0 | 0 | 0 | 3.854 | 0 | 0 | 0 | 0 | 0 | 0 |  | 0 | 0 | 0 | 0 | 0 | 0 |  |  | 0 | 0 | 0 | 0 | 0 | 0 | 0 | 0 | 0 | 0 | 3.854 | 0 | 0 |  | 0 | 0 |  | 0 | 0
PG&E GBA | Eight Mile | 230 |  | 0 | 0 | 0 | 0 | 0 | 0 | 0 | 0 | 0 | 0 | 0 | 0 | 0 | 0 | 0 | 0 |  | 0 | 0 | 0 | 0 | 0 | 0 | 0 | 0 | 0 | 2 | 0 | 0 | 0 | 0 | 0 | 0 |  | 0 | 0 | 0 | 0 | 0 | 0 |  |  | 0 | 0 | 0 | 0 | 0 | 0 | 0 | 0 | 0 | 0 | 2 | 0 | 0 |  | 0 | 0 |  | 0 | 0
SDGE | El Cajon | 69 |  | 0 | 0 | 0 | 0 | 0 | 0 | 0 | 0 | 0 | 1.1 | 0 | 0 | 0 | 0 | 0 | 0 |  | 0 | 0 | 0 | 0 | 0 | 0 | 0 | 0 | 0 | 0 | 0 | 0 | 0 | 0 | 0 | 0 |  | 0 | 0 | 0 | 0 | 0 | 0 |  |  | 0 | 0 | 0 | 0 | 0 | 0 | 0 | 0 | 0 | 0 | 1.1 | 0 | 0 |  | 0 | 0 |  | 0 | 0
SCE Eastern | El Casco | 230 |  | 0 | 0 | 0 | 0 | 0 | 0 | 0 | 116.6 | 0 | 0 | 0 | 0 | 0 | 0 | 0 | 311.6 |  | 0 | 0 | 0 | 0 | 0 | 0 | 0 | 0 | 0 | 0 | 0 | 0 | 0 | 0 | 0 | 0 |  | 0 | 0 | 0 | 0 | 0 | 0 |  |  | 0 | 0 | 0 | 0 | 0 | 0 | 0 | 0 | 116.6 | 0 | 0 | 0 | 0 |  | 0 | 0 |  | 0 | 311.6
PG&E GBA | El Cerrito G | 115 |  | 0 | 0 | 0 | 0 | 0 | 0 | 0 | 0 | 0 | 0 | 0 | 0 | 0 | 0 | 0 | 0 |  | 0 | 6.065 | 0 | 0 | 0 | 0 | 0 | 0 | 0 | 6.065 | 0 | 0 | 0 | 0 | 0 | 0 |  | 0 | 0 | 0 | 0 | 0 | 0 |  |  | 0 | 0 | 6.065 | 0 | 0 | 0 | 0 | 0 | 0 | 0 | 6.065 | 0 | 0 |  | 0 | 0 |  | 0 | 0
PG&E NGBA | El Dorado PH | 115 |  | 0 | 0 | 0 | 0 | 0 | 0 | 0 | 0 | 0 | 0 | 0 | 0 | 0 | 0 | 0 | 0 |  | 0 | 0 | 0 | 0 | 0 | 0 | 0 | 5.187 | 0 | 0 | 0 | 0 | 0 | 0 | 0 | 5.187 |  | 0 | 0 | 0 | 0 | 0 | 0 |  |  | 0 | 0 | 0 | 0 | 0 | 0 | 0 | 0 | 5.187 | 0 | 0 | 0 | 0 |  | 0 | 0 |  | 0 | 5.187
PG&E FRESNO | El Nido (PGE) | 115 |  | 0 | 0 | 0 | 0 | 0 | 0 | 0 | 0 | 0 | 0 | 0 | 0 | 0 | 0 | 0 | 0 |  | 0 | 0 | 0 | 0 | 0 | 0 | 0 | 0 | 0 | 0 | 0 | 0 | 0 | 0 | 0 | 0 |  | 0 | 0 | 0 | 0 | 0 | 0 |  |  | 0 | 0 | 0 | 0 | 0 | 0 | 0 | 0 | 0 | 0 | 0 | 0 | 0 |  | 0 | 0 |  | 0 | 0
SCE Metro | El Nido (SCE) | 230 |  | 0 | 0 | 0 | 0 | 0 | 0 | 0 | 0 | 0 | 0 | 0 | 0 | 0 | 0 | 0 | 0 |  | 0 | 0 | 0 | 0 | 0 | 0 | 0 | 0 | 0 | 0 | 0 | 0 | 0 | 0 | 0 | 0 |  | 0 | 0 | 0 | 0 | 0 | 0 |  |  | 0 | 0 | 0 | 0 | 0 | 0 | 0 | 0 | 0 | 0 | 0 | 0 | 0 |  | 0 | 0 |  | 0 | 0
PG&E GBA | El Patio | 115 |  | 0 | 0 | 0 | 0 | 0 | 0 | 0 | 0 | 0 | 0 | 0 | 0 | 0 | 0 | 0 | 0 |  | 0 | 0 | 0 | 0 | 0 | 0 | 0 | 0 | 0 | 0 | 0 | 0 | 0 | 0 | 0 | 0 |  | 0 | 0 | 0 | 0 | 0 | 0 |  |  | 0 | 0 | 0 | 0 | 0 | 0 | 0 | 0 | 0 | 0 | 0 | 0 | 0 |  | 0 | 0 |  | 0 | 0
SCE Metro | El Segundo | 230 |  | 0 | 0 | 0 | 0 | 0 | 0 | 0 | 0 | 0 | 0 | 0 | 0 | 0 | 0 | 0 | 0 |  | 0 | 0 | 0 | 0 | 0 | 0 | 0 | 0 | 0 | 0 | 0 | 0 | 0 | 0 | 0 | 0 |  | 0 | 0 | 0 | 0 | 0 | 0 |  |  | 0 | 0 | 0 | 0 | 0 | 0 | 0 | 0 | 0 | 0 | 0 | 0 | 0 |  | 0 | 0 |  | 0 | 0
SCE EOP | Eldorado | 230 |  | 0 | 0 | 0 | 0 | 0 | 0 | 0 | 0 | 0 | 0 | 0 | 0 | 0 | 0 | 0 | 0 |  | 0 | 0 | 0 | 0 | 0 | 0 | 0 | 0 | 0 | 0 | 0 | 0 | 0 | 0 | 0 | 0 |  | 0 | 0 | 0 | 0 | 0 | 0 |  |  | 0 | 0 | 0 | 0 | 0 | 0 | 0 | 0 | 0 | 0 | 0 | 0 | 0 | 0 | 0 | 0 | 0 | 0 | 0
SCE EOP | Eldorado | 500 |  | 0 | 0 | 0 | 0 | 0 | 0 | 0 | 0 | 0 | 0 | 0 | 0 | 0 | 0 | 0 | 0 |  | 0 | 0 | 0 | 0 | 0 | 0 | 0 | 0 | 0 | 0 | 0 | 0 | 0 | 0 | 0 | 0 |  | 0 | 0 | 0 | 0 | 0 | 0 |  |  | 0 | 0 | 0 | 0 | 0 | 0 | 0 | 0 | 0 | 0 | 0 | 0 | 0 | 0 | 0 | 0 | 0 | 0 | 0
SCE Northern | Elizabeth Lake | 66 |  | 0 | 0 | 0 | 0 | 0 | 0 | 0 | 0 | 0 | 0 | 0 | 0 | 0 | 0 | 0 | 0 |  | 0 | 0 | 0 | 0 | 0 | 0 | 0 | 0 | 0 | 0 | 0 | 0 | 0 | 0 | 0 | 0 |  | 0 | 0 | 0 | 0 | 0 | 0 |  |  | 0 | 0 | 0 | 0 | 0 | 0 | 0 | 0 | 0 | 0 | 0 | 0 | 0 |  | 0 | 0 |  | 0 | 0
PG&E KERN | Elk Hills | 230 |  | 0 | 0 | 0 | 0 | 0 | 0 | 0 | 0 | 0 | 0 | 0 | 0 | 0 | 0 | 0 | 0 |  | 0 | 0 | 0 | 0 | 0 | 0 | 0 | 0 | 0 | 0 | 0 | 0 | 0 | 0 | 0 | 0 |  | 0 | 0 | 0 | 0 | 0 | 0 |  |  | 0 | 0 | 0 | 0 | 0 | 0 | 0 | 0 | 0 | 0 | 0 | 0 | 0 |  | 0 | 0 |  | 0 | 0
SDGE | Elliot | 69 |  | 0 | 0 | 0 | 0 | 0 | 0 | 0 | 0 | 0 | 0 | 0 | 0 | 0 | 0 | 0 | 0 |  | 0 | 0 | 0 | 0 | 0 | 0 | 0 | 0 | 0 | 0 | 0 | 0 | 0 | 0 | 0 | 0 |  | 0 | 0 | 0 | 0 | 0 | 0 |  |  | 0 | 0 | 0 | 0 | 0 | 0 | 0 | 0 | 0 | 0 | 0 | 0 | 0 |  | 0 | 0 |  | 0 | 0
SCE Metro | Ellis | 230 |  | 0 | 0 | 0 | 0 | 0 | 0 | 0 | 0 | 0 | 0 | 0 | 0 | 0 | 0 | 0 | 88.63 |  | 0 | 0 | 0 | 0 | 0 | 0 | 0 | 0 | 0 | 0 | 0 | 0 | 0 | 0 | 0 | 0 |  | 0 | 0 | 0 | 0 | 0 | 0 |  |  | 0 | 0 | 0 | 0 | 0 | 0 | 0 | 0 | 0 | 0 | 0 | 0 | 0 |  | 0 | 0 |  | 0 | 88.63
SDGE | Encina | 138 |  | 0 | 0 | 0 | 0 | 0 | 0 | 0 | 0 | 0 | 0 | 0 | 0 | 0 | 0 | 0 | 0 |  | 0 | 0 | 0 | 0 | 0 | 0 | 0 | 0 | 0 | 0 | 0 | 0 | 0 | 0 | 0 | 0 |  | 0 | 0 | 0 | 0 | 0 | 0 |  |  | 0 | 0 | 0 | 0 | 0 | 0 | 0 | 0 | 0 | 0 | 0 | 0 | 0 |  | 0 | 0 |  | 0 | 0
SDGE | Encina | 230 |  | 0 | 0 | 0 | 0 | 0 | 0 | 0 | 0 | 0 | 0 | 0 | 0 | 0 | 0 | 0 | 0 |  | 0 | 0 | 0 | 0 | 0 | 0 | 0 | 0 | 0 | 0 | 0 | 0 | 0 | 0 | 0 | 0 |  | 0 | 0 | 0 | 0 | 0 | 0 |  |  | 0 | 0 | 0 | 0 | 0 | 0 | 0 | 0 | 0 | 0 | 0 | 0 | 0 |  | 0 | 0 |  | 0 | 0
SDGE | Escondido | 230 |  | 0 | 0 | 0 | 0 | 0 | 0 | 0 | 0 | 0 | 0 | 0 | 0 | 0 | 0 | 0 | 0 |  | 0 | 0 | 0 | 0 | 0 | 0 | 0 | 0 | 0 | 0 | 0 | 0 | 0 | 0 | 0 | 0 |  | 0 | 0 | 0 | 0 | 0 | 0 |  |  | 0 | 0 | 0 | 0 | 0 | 0 | 0 | 0 | 0 | 0 | 0 | 0 | 0 |  | 0 | 0 |  | 0 | 0
SDGE | Escondido | 69 |  | 0 | 0 | 0 | 0 | 0 | 0 | 0 | 0 | 0 | 0 | 0 | 0 | 0 | 0 | 0 | 0 |  | 0 | 0 | 0 | 0 | 0 | 0 | 0 | 0 | 0 | 0 | 0 | 0 | 0 | 0 | 0 | 0 |  | 0 | 0 | 0 | 0 | 0 | 0 |  |  | 0 | 0 | 0 | 0 | 0 | 0 | 0 | 0 | 0 | 0 | 0 | 0 | 0 |  | 0 | 0 |  | 0 | 0
PG&E KERN | Estrella | 230 |  | 0 | 0 | 0 | 0 | 0 | 0 | 0 | 0 | 0 | 0 | 0 | 0 | 0 | 0 | 0 | 0 |  | 0 | 0 | 0 | 0 | 0 | 0 | 0 | 0 | 0 | 0 | 0 | 0 | 0 | 0 | 0 | 0 |  | 0 | 0 | 0 | 0 | 0 | 0 |  |  | 0 | 0 | 0 | 0 | 0 | 0 | 0 | 0 | 0 | 0 | 0 | 0 | 0 |  | 0 | 0 |  | 0 | 0
SCE Eastern | Etiwanda | 230 |  | 0 | 0 | 0 | 0 | 0 | 0 | 0 | 133.4 | 0 | 0 | 0 | 0 | 0 | 0 | 0 | 416.54 |  | 0 | 0 | 0 | 0 | 0 | 0 | 0 | 0 | 0 | 0 | 0 | 0 | 0 | 0 | 0 | 0 |  | 0 | 0 | 0 | 0 | 0 | 0 |  |  | 0 | 0 | 0 | 0 | 0 | 0 | 0 | 0 | 133.4 | 0 | 0 | 0 | 0 |  | 0 | 0 |  | 0 | 416.54
PG&E GBA | Evergreen | 115 |  | 0 | 0 | 0 | 0 | 0 | 0 | 0 | 0 | 0 | 0 | 0 | 0 | 0 | 0 | 0 | 0 |  | 0 | 1.653 | 0 | 0 | 0 | 0 | 0 | 0 | 0 | 1.653 | 0 | 0 | 0 | 0 | 0 | 0 |  | 0 | 0 | 0 | 0 | 0 | 0 |  |  | 0 | 0 | 1.653 | 0 | 0 | 0 | 0 | 0 | 0 | 0 | 1.653 | 0 | 0 |  | 0 | 0 |  | 0 | 0
PG&E GBA | Evergreen | 60 |  | 0 | 0 | 0 | 0 | 0 | 0 | 0 | 0 | 0 | 0 | 0 | 0 | 0 | 0 | 0 | 0 |  | 0 | 0 | 0 | 0 | 0 | 0 | 0 | 0 | 0 | 0 | 0 | 0 | 0 | 0 | 0 | 0 |  | 0 | 0 | 0 | 0 | 0 | 0 |  |  | 0 | 0 | 0 | 0 | 0 | 0 | 0 | 0 | 0 | 0 | 0 | 0 | 0 |  | 0 | 0 |  | 0 | 0
PG&E FRESNO | Excelsior | 115 |  | 0 | 0 | 0 | 0 | 0 | 0 | 0 | 0 | 0 | 0 | 0 | 0 | 0 | 0 | 0 | 0 |  | 0 | 0 | 0 | 0 | 0 | 0 | 0 | 0 | 0 | 0 | 0 | 0 | 0 | 0 | 0 | 0 |  | 0 | 0 | 0 | 0 | 0 | 0 |  |  | 0 | 0 | 0 | 0 | 0 | 0 | 0 | 0 | 0 | 0 | 0 | 0 | 0 |  | 0 | 0 |  | 0 | 0
PG&E FRESNO | Exchequer | 115 |  | 0 | 0 | 0 | 0 | 0 | 0 | 0 | 0 | 0 | 0 | 0 | 0 | 0 | 0 | 0 | 0 |  | 0 | 0 | 0 | 0 | 0 | 0 | 0 | 0 | 0 | 0 | 0 | 0 | 0 | 0 | 0 | 0 |  | 0 | 0 | 0 | 0 | 0 | 0 |  |  | 0 | 0 | 0 | 0 | 0 | 0 | 0 | 0 | 0 | 0 | 0 | 0 | 0 |  | 0 | 0 |  | 0 | 0
PG&E KERN | Fairway | 115 |  | 0 | 0 | 0 | 0 | 0 | 0 | 0 | 0 | 0 | 0 | 0 | 0 | 0 | 0 | 0 | 0 |  | 0 | 3.4613 | 0 | 0 | 0 | 0 | 0 | 13.4613 | 0 | 3.4613 | 0 | 0 | 0 | 0 | 0 | 13.4613 |  | 0 | 0 | 0 | 0 | 0 | 0 |  |  | 0 | 0 | 3.4613 | 0 | 0 | 0 | 0 | 0 | 13.4613 | 0 | 3.4613 | 0 | 0 |  | 0 | 0 |  | 0 | 13.4613
PG&E KERN | Famoso | 115 |  | 0 | 0 | 0 | 0 | 0 | 0 | 0 | 0 | 0 | 0 | 0 | 0 | 0 | 0 | 0 | 0 |  | 0 | 0 | 0 | 0 | 0 | 0 | 0 | 0 | 0 | 0 | 0 | 0 | 0 | 0 | 0 | 12.174 |  | 0 | 0 | 0 | 0 | 0 | 0 |  |  | 0 | 0 | 0 | 0 | 0 | 0 | 0 | 0 | 0 | 0 | 0 | 0 | 0 |  | 0 | 0 |  | 0 | 12.174
PG&E NGBA | Fern Road | 500 |  | 0 | 0 | 0 | 0 | 0 | 0 | 0 | 0 | 0 | 0 | 0 | 0 | 0 | 0 | 0 | 0 |  | 0 | 0 | 0 | 0 | 0 | 0 | 0 | 0 | 0 | 0 | 0 | 0 | 0 | 0 | 0 | 0 |  | 0 | 0 | 0 | 0 | 0 | 0 |  |  | 0 | 0 | 0 | 0 | 0 | 0 | 0 | 0 | 0 | 0 | 0 | 0 | 0 |  | 0 | 0 |  | 0 | 0
PG&E GBA | Fibreboard (SPI Sonora) | 115 |  | 0 | 0 | 0 | 0 | 0 | 0 | 0 | 0 | 0 | 0 | 0 | 0 | 0 | 0 | 0 | 0 |  | 0 | 0 | 0 | 0 | 0 | 0 | 0 | 0 | 0 | 0 | 0 | 0 | 0 | 0 | 0 | 0 |  | 0 | 0 | 0 | 0 | 0 | 0 |  |  | 0 | 0 | 0 | 0 | 0 | 0 | 0 | 0 | 0 | 0 | 0 | 0 | 0 |  | 0 | 0 |  | 0 | 0
PG&E FRESNO | Figarden | 230 |  | 0 | 0 | 0 | 0 | 0 | 0 | 0 | 0 | 0 | 0 | 0 | 0 | 0 | 0 | 0 | 0 |  | 0 | 0 | 0 | 0 | 0 | 0 | 0 | 0 | 0 | 0.897 | 0 | 0 | 0 | 0 | 0 | 0 |  | 0 | 0 | 0 | 0 | 0 | 0 |  |  | 0 | 0 | 0 | 0 | 0 | 0 | 0 | 0 | 0 | 0 | 0.897 | 0 | 0 |  | 0 | 0 |  | 0 | 0
PG&E FRESNO | Fink | 230 |  | 0 | 0 | 0 | 0 | 0 | 0 | 0 | 0 | 0 | 0 | 0 | 0 | 0 | 0 | 0 | 0 |  | 0 | 0 | 0 | 0 | 0 | 0 | 0 | 0 | 0 | 0 | 0 | 0 | 0 | 0 | 0 | 0 |  | 0 | 0 | 0 | 0 | 0 | 0 |  |  | 0 | 0 | 0 | 0 | 0 | 0 | 0 | 0 | 0 | 0 | 0 | 0 | 0 |  | 0 | 0 |  | 0 | 0
PG&E NGBA | Fitch Mountain | 60 |  | 0 | 0 | 0 | 0 | 0 | 0 | 0 | 0 | 0 | 0 | 0 | 0 | 0 | 0 | 0 | 0 |  | 0 | 0 | 0 | 0 | 0 | 0 | 0 | 0 | 0 | 0 | 0 | 0 | 0 | 0 | 0 | 0 |  | 0 | 0 | 0 | 0 | 0 | 0 |  |  | 0 | 0 | 0 | 0 | 0 | 0 | 0 | 0 | 0 | 0 | 0 | 0 | 0 |  | 0 | 0 |  | 0 | 0
PG&E GBA | FMC | 115 |  | 0 | 0 | 0 | 0 | 0 | 0 | 0 | 0 | 0 | 0 | 0 | 0 | 0 | 0 | 0 | 0 |  | 0 | 0 | 0 | 0 | 0 | 0 | 0 | 0 | 0 | 0 | 0 | 0 | 0 | 0 | 0 | 0 |  | 0 | 0 | 0 | 0 | 0 | 0 |  |  | 0 | 0 | 0 | 0 | 0 | 0 | 0 | 0 | 0 | 0 | 0 | 0 | 0 |  | 0 | 0 |  | 0 | 0
PG&E GBA | Fremont | 115 |  | 0 | 0 | 0 | 0 | 0 | 0 | 0 | 0 | 0 | 0 | 0 | 0 | 0 | 0 | 0 | 0 |  | 0 | 0 | 0 | 0 | 0 | 0 | 0 | 0 | 0 | 0 | 0 | 0 | 0 | 0 | 0 | 0 |  | 0 | 0 | 0 | 0 | 0 | 0 |  |  | 0 | 0 | 0 | 0 | 0 | 0 | 0 | 0 | 0 | 0 | 0 | 0 | 0 |  | 0 | 0 |  | 0 | 0
PG&E GBA | French Camp | 60 |  | 0 | 0 | 0 | 0 | 0 | 0 | 0 | 0 | 0 | 0 | 0 | 0 | 0 | 0 | 0 | 0 |  | 0 | 3.816 | 0 | 0 | 0 | 0 | 0 | 0 | 0 | 5.16 | 0 | 0 | 0 | 0 | 0 | 0 |  | 0 | 0 | 0 | 0 | 0 | 0 |  |  | 0 | 0 | 3.816 | 0 | 0 | 0 | 0 | 0 | 0 | 0 | 5.16 | 0 | 0 |  | 0 | 0 |  | 0 | 0
PG&E GBA | Frogtown | 115 |  | 0 | 0 | 0 | 0 | 0 | 0 | 0 | 0 | 0 | 0 | 0 | 0 | 0 | 0 | 0 | 0 |  | 0 | 0 | 0 | 0 | 0 | 0 | 0 | 0 | 0 | 0 | 0 | 0 | 0 | 0 | 0 | 0 |  | 0 | 0 | 0 | 0 | 0 | 0 |  |  | 0 | 0 | 0 | 0 | 0 | 0 | 0 | 0 | 0 | 0 | 0 | 0 | 0 |  | 0 | 0 |  | 0 | 0
PG&E NGBA | Fulton | 115 |  | 0 | 0 | 0 | 0 | 0 | 0 | 0 | 0 | 0 | 0 | 0 | 0 | 0 | 0 | 0 | 0 |  | 0 | 0 | 0 | 0 | 0 | 0 | 0 | 0 | 0 | 0 | 0 | 0 | 0 | 0 | 0 | 0 |  | 0 | 0 | 0 | 0 | 0 | 0 |  |  | 0 | 0 | 0 | 0 | 0 | 0 | 0 | 0 | 0 | 0 | 0 | 0 | 0 |  | 0 | 0 |  | 0 | 0
PG&E NGBA | Fulton | 230 |  | 0 | 0 | 0 | 0 | 0 | 0 | 0 | 0 | 0 | 0 | 0 | 0 | 0 | 0 | 0 | 0 |  | 0 | 0 | 0 | 0 | 0 | 0 | 0 | 0 | 0 | 0.6 | 0 | 0 | 0 | 0 | 0 | 0 |  | 0 | 0 | 0 | 0 | 0 | 0 |  |  | 0 | 0 | 0 | 0 | 0 | 0 | 0 | 0 | 0 | 0 | 0.6 | 0 | 0 |  | 0 | 0 |  | 0 | 0
PG&E NGBA | Fulton | 60 |  | 0 | 0 | 0 | 0 | 0 | 0 | 0 | 0 | 0 | 0 | 0 | 0 | 0 | 0 | 0 | 0 |  | 0 | 0 | 0 | 0 | 0 | 0 | 0 | 0 | 0 | 0 | 0 | 0 | 0 | 0 | 0 | 0 |  | 0 | 0 | 0 | 0 | 0 | 0 |  |  | 0 | 0 | 0 | 0 | 0 | 0 | 0 | 0 | 0 | 0 | 0 | 0 | 0 |  | 0 | 0 |  | 0 | 0
PG&E KERN | Ganso | 115 |  | 0 | 0 | 0 | 0 | 0 | 0 | 0 | 0 | 0 | 0 | 0 | 0 | 0 | 0 | 0 | 0 |  | 0 | 0 | 0 | 0 | 0 | 0 | 0 | 0 | 0 | 0 | 0 | 0 | 0 | 0 | 0 | 0 |  | 0 | 0 | 0 | 0 | 0 | 0 |  |  | 0 | 0 | 0 | 0 | 0 | 0 | 0 | 0 | 0 | 0 | 0 | 0 | 0 |  | 0 | 0 |  | 0 | 0
PG&E FRESNO | Gates | 230 |  | 0 | 0 | 0 | 0 | 0 | 0 | 0 | 0 | 0 | 0 | 0 | 0 | 0 | 0 | 0 | 0 |  | 0 | 5.25 | 0 | 0 | 0 | 0 | 0 | 0 | 0 | 5.25 | 0 | 0 | 0 | 0 | 0 | 0 |  | 0 | 0 | 0 | 0 | 0 | 0 |  |  | 0 | 0 | 5.25 | 0 | 0 | 0 | 0 | 0 | 0 | 0 | 5.25 | 0 | 0 |  | 0 | 0 |  | 0 | 0
PG&E FRESNO | Gates | 500 |  | 0 | 0 | 0 | 0 | 0 | 0 | 0 | 0 | 0 | 0 | 0 | 0 | 0 | 0 | 0 | 0 |  | 0 | 0 | 0 | 0 | 0 | 0 | 0 | 0 | 0 | 0 | 0 | 0 | 0 | 0 | 0 | 0 |  | 0 | 0 | 0 | 0 | 0 | 0 |  |  | 0 | 0 | 0 | 0 | 0 | 0 | 0 | 0 | 0 | 0 | 0 | 0 | 0 |  | 0 | 0 |  | 0 | 0
PG&E NGBA | Geysers 12 | 230 |  | 0 | 0 | 0 | 0 | 0 | 0 | 0 | 0 | 0 | 0 | 0 | 0 | 0 | 0 | 0 | 0 |  | 0 | 0 | 0 | 0 | 0 | 0 | 0 | 0 | 0 | 0 | 0 | 0 | 0 | 0 | 0 | 0 |  | 0 | 0 | 0 | 0 | 0 | 0 |  |  | 0 | 0 | 0 | 0 | 0 | 0 | 0 | 0 | 0 | 0 | 0 | 0 | 0 |  | 0 | 0 |  | 0 | 0
PG&E NGBA | Geysers 17 | 230 |  | 0 | 0 | 0 | 0 | 0 | 0 | 0 | 0 | 0 | 0 | 0 | 0 | 0 | 0 | 0 | 0 |  | 0 | 0 | 0 | 0 | 0 | 0 | 0 | 0 | 0 | 0 | 0 | 0 | 0 | 0 | 0 | 0 |  | 0 | 0 | 0 | 0 | 0 | 0 |  |  | 0 | 0 | 0 | 0 | 0 | 0 | 0 | 0 | 0 | 0 | 0 | 0 | 0 |  | 0 | 0 |  | 0 | 0
PG&E NGBA | Geysers 3 | 115 |  | 0 | 0 | 0 | 0 | 0 | 0 | 0 | 0 | 0 | 0 | 0 | 0 | 0 | 0 | 0 | 0 |  | 0 | 0 | 0 | 0 | 0 | 0 | 0 | 0 | 0 | 0 | 0 | 0 | 0 | 0 | 0 | 0 |  | 0 | 0 | 0 | 0 | 0 | 0 |  |  | 0 | 0 | 0 | 0 | 0 | 0 | 0 | 0 | 0 | 0 | 0 | 0 | 0 |  | 0 | 0 |  | 0 | 0
PG&E NGBA | Glenn | 230 |  | 0 | 0 | 0 | 0 | 0 | 0 | 0 | 0 | 0 | 0 | 0 | 0 | 0 | 0 | 0 | 0 |  | 0 | 0 | 0 | 0 | 0 | 0 | 0 | 0 | 0 | 0 | 0 | 0 | 0 | 0 | 0 | 0 |  | 95 | 0 | 0 | 0 | 0 | 0 |  |  | 0 | 0 | 0 | 0 | 0 | 0 | 0 | 0 | 0 | 0 | 95 | 0 | 0 |  | 0 | 0 |  | 0 | 0
PG&E NGBA | Glenn | 60 |  | 0 | 0 | 0 | 0 | 0 | 0 | 0 | 0 | 0 | 0 | 0 | 0 | 0 | 0 | 0 | 0 |  | 0 | 0 | 0 | 0 | 0 | 0 | 0 | 0 | 0 | 0 | 0 | 0 | 0 | 0 | 0 | 0 |  | 0 | 0 | 0 | 0 | 0 | 0 |  |  | 0 | 0 | 0 | 0 | 0 | 0 | 0 | 0 | 0 | 0 | 0 | 0 | 0 |  | 0 | 0 |  | 0 | 0
PG&E NGBA | Gold Hill | 115 |  | 0 | 0 | 0 | 0 | 0 | 0 | 0 | 0 | 0 | 0 | 0 | 0 | 0 | 0 | 0 | 0 |  | 0 | 0 | 0 | 0 | 0 | 0 | 0 | 0 | 0 | 0 | 0 | 0 | 0 | 0 | 0 | 0 |  | 0 | 0 | 0 | 0 | 0 | 0 |  |  | 0 | 0 | 0 | 0 | 0 | 0 | 0 | 0 | 0 | 0 | 0 | 0 | 0 |  | 0 | 0 |  | 0 | 0
PG&E NGBA | Gold Hill | 230 |  | 0 | 0 | 0 | 0 | 0 | 0 | 0 | 0 | 0 | 0 | 0 | 0 | 0 | 0 | 0 | 0 |  | 0 | 0 | 0 | 0 | 0 | 0 | 0 | 0 | 0 | 0 | 0 | 0 | 0 | 0 | 0 | 0 |  | 0 | 0 | 0 | 0 | 0 | 0 |  |  | 0 | 0 | 0 | 0 | 0 | 0 | 0 | 0 | 0 | 0 | 0 | 0 | 0 |  | 0 | 0 |  | 0 | 0
SCE Northern | Goleta | 230 |  | 0 | 0.44 | 0 | 0 | 0 | 0 | 0 | 50 | 0 | 0.44 | 0 | 0 | 0 | 0 | 0 | 173.085 |  | 0 | 0 | 0 | 0 | 0 | 0 | 0 | 0 | 0 | 0 | 0 | 0 | 0 | 0 | 0 | 0 |  | 0 | 0 | 0 | 0 | 0 | 0 |  |  | 0 | 0 | 0.44 | 0 | 0 | 0 | 0 | 0 | 50 | 0 | 0.44 | 0 | 0 |  | 0 | 0 |  | 0 | 173.085
SCE Metro | Goodrich | 230 |  | 0 | 0 | 0 | 0 | 0 | 0 | 0 | 0 | 0 | 0 | 0 | 0 | 0 | 0 | 0 | 0 |  | 0 | 0 | 0 | 0 | 0 | 0 | 0 | 0 | 0 | 0 | 0 | 0 | 0 | 0 | 0 | 0 |  | 0 | 0 | 0 | 0 | 0 | 0 |  |  | 0 | 0 | 0 | 0 | 0 | 0 | 0 | 0 | 0 | 0 | 0 | 0 | 0 |  | 0 | 0 |  | 0 | 0
PG&E KERN | Goose Lake | 115 |  | 0 | 0 | 0 | 0 | 0 | 0 | 0 | 0 | 0 | 0 | 0 | 0 | 0 | 0 | 0 | 0 |  | 0 | 2.937 | 0 | 0 | 0 | 0 | 0 | 0 | 0 | 21.612 | 0 | 0 | 0 | 0 | 0 | 0 |  | 0 | 0 | 0 | 0 | 0 | 0 |  |  | 0 | 0 | 2.937 | 0 | 0 | 0 | 0 | 0 | 0 | 0 | 21.612 | 0 | 0 |  | 0 | 0 |  | 0 | 0
SCE Metro | Gould | 230 |  | 0 | 0 | 0 | 0 | 0 | 0 | 0 | 0 | 0 | 0 | 0 | 0 | 0 | 0 | 0 | 0 |  | 0 | 0 | 0 | 0 | 0 | 0 | 0 | 0 | 0 | 0 | 0 | 0 | 0 | 0 | 0 | 0 |  | 0 | 0 | 0 | 0 | 0 | 0 |  |  | 0 | 0 | 0 | 0 | 0 | 0 | 0 | 0 | 0 | 0 | 0 | 0 | 0 |  | 0 | 0 |  | 0 | 0
PG&E NGBA | Grand Island | 115 |  | 0 | 0 | 0 | 0 | 0 | 0 | 0 | 0 | 0 | 0 | 0 | 0 | 0 | 0 | 0 | 0 |  | 0 | 2.7306 | 0 | 0 | 0 | 0 | 0 | 0 | 0 | 2.7306 | 0 | 0 | 0 | 0 | 0 | 0 |  | 0 | 0 | 0 | 0 | 0 | 0 |  |  | 0 | 0 | 2.7306 | 0 | 0 | 0 | 0 | 0 | 0 | 0 | 2.7306 | 0 | 0 |  | 0 | 0 |  | 0 | 0
SDGE | Granite | 69 |  | 0 | 0 | 0 | 0 | 0 | 0 | 0 | 0 | 0 | 0 | 0 | 0 | 0 | 0 | 0 | 6 |  | 0 | 0 | 0 | 0 | 0 | 0 | 0 | 0 | 0 | 0 | 0 | 0 | 0 | 0 | 0 | 0 |  | 0 | 0 | 0 | 0 | 0 | 0 |  |  | 0 | 0 | 0 | 0 | 0 | 0 | 0 | 0 | 0 | 0 | 0 | 0 | 0 |  | 0 | 0 |  | 0 | 6
PG&E GBA | Grant | 115 |  | 0 | 0 | 0 | 0 | 0 | 0 | 0 | 0 | 0 | 0 | 0 | 0 | 0 | 0 | 0 | 0 |  | 0 | 0 | 0 | 0 | 0 | 0 | 0 | 0 | 0 | 0 | 0 | 0 | 0 | 0 | 0 | 0 |  | 0 | 0 | 0 | 0 | 0 | 0 |  |  | 0 | 0 | 0 | 0 | 0 | 0 | 0 | 0 | 0 | 0 | 0 | 0 | 0 |  | 0 | 0 |  | 0 | 0
PG&E GBA | Green Valley | 115 |  | 0 | 0 | 0 | 0 | 0 | 0 | 0 | 0 | 0 | 0 | 0 | 0 | 0 | 0 | 0 | 0 |  | 0 | 0 | 0 | 0 | 0 | 0 | 0 | 0.75 | 0 | 0 | 0 | 0 | 0 | 0 | 0 | 0.75 |  | 0 | 0 | 0 | 0 | 0 | 0 |  |  | 0 | 0 | 0 | 0 | 0 | 0 | 0 | 0 | 0.75 | 0 | 0 | 0 | 0 |  | 0 | 0 |  | 0 | 0.75
PG&E NGBA | Greenleaf 1 | 115 |  | 0 | 0 | 0 | 0 | 0 | 0 | 0 | 0 | 0 | 0 | 0 | 0 | 0 | 0 | 0 | 0 |  | 0 | 0 | 0 | 0 | 0 | 0 | 0 | 0 | 0 | 0 | 0 | 0 | 0 | 0 | 0 | 0 |  | 0 | 0 | 0 | 0 | 0 | 0 |  |  | 0 | 0 | 0 | 0 | 0 | 0 | 0 | 0 | 0 | 0 | 0 | 0 | 0 |  | 0 | 0 |  | 0 | 0
PG&E FRESNO | Gregg | 230 |  | 0 | 0 | 0 | 0 | 0 | 0 | 0 | 0 | 0 | 0 | 0 | 0 | 0 | 0 | 0 | 0 |  | 0 | 0 | 0 | 0 | 0 | 0 | 0 | 0 | 0 | 0 | 0 | 0 | 0 | 0 | 0 | 0 |  | 0 | 0 | 0 | 0 | 0 | 0 |  |  | 0 | 0 | 0 | 0 | 0 | 0 | 0 | 0 | 0 | 0 | 0 | 0 | 0 |  | 0 | 0 |  | 0 | 0
PG&E FRESNO | Grimmway-Malaga | 115 |  | 0 | 0 | 0 | 0 | 0 | 0 | 0 | 0 | 0 | 0 | 0 | 0 | 0 | 0 | 0 | 0 |  | 0 | 0 | 0 | 0 | 0 | 0 | 0 | 0 | 0 | 0 | 0 | 0 | 0 | 0 | 0 | 0 |  | 0 | 0 | 0 | 0 | 0 | 0 |  |  | 0 | 0 | 0 | 0 | 0 | 0 | 0 | 0 | 0 | 0 | 0 | 0 | 0 |  | 0 | 0 |  | 0 | 0
PG&E NGBA | Grizzly | 230 |  | 0 | 0 | 0 | 0 | 0 | 0 | 0 | 0 | 0 | 0 | 0 | 0 | 0 | 0 | 0 | 0 |  | 0 | 0 | 0 | 0 | 0 | 0 | 0 | 0 | 0 | 0 | 0 | 0 | 0 | 0 | 0 | 0 |  | 0 | 0 | 0 | 0 | 0 | 0 |  |  | 0 | 0 | 0 | 0 | 0 | 0 | 0 | 0 | 0 | 0 | 0 | 0 | 0 |  | 0 | 0 |  | 0 | 0
PG&E FRESNO | Guernsey | 70 |  | 0 | 0 | 0 | 0 | 0 | 0 | 0 | 0 | 0 | 0 | 0 | 0 | 0 | 0 | 0 | 0 |  | 0 | 7.575 | 0 | 0 | 0 | 0 | 0 | 2.196 | 0 | 22.054 | 0 | 0 | 0 | 0 | 0 | 2.196 |  | 0 | 0 | 0 | 0 | 0 | 0 |  |  | 0 | 0 | 7.575 | 0 | 0 | 0 | 0 | 0 | 2.196 | 0 | 22.054 | 0 | 0 |  | 0 | 0 |  | 0 | 2.196
PG&E FRESNO | GWF Hanford | 115 |  | 0 | 0 | 0 | 0 | 0 | 0 | 0 | 0 | 0 | 0 | 0 | 0 | 0 | 0 | 0 | 0 |  | 0 | 0 | 0 | 0 | 0 | 0 | 0 | 0 | 0 | 0 | 0 | 0 | 0 | 0 | 0 | 0 |  | 0 | 0 | 0 | 0 | 0 | 0 |  |  | 0 | 0 | 0 | 0 | 0 | 0 | 0 | 0 | 0 | 0 | 0 | 0 | 0 |  | 0 | 0 |  | 0 | 0
PG&E FRESNO | Haas | 230 |  | 0 | 0 | 0 | 0 | 0 | 0 | 0 | 0 | 0 | 0 | 0 | 0 | 0 | 0 | 0 | 0 |  | 0 | 0 | 0 | 0 | 0 | 0 | 0 | 0 | 0 | 0 | 0 | 0 | 0 | 0 | 0 | 0 |  | 0 | 0 | 0 | 0 | 0 | 0 |  |  | 0 | 0 | 0 | 0 | 0 | 0 | 0 | 0 | 0 | 0 | 0 | 0 | 0 |  | 0 | 0 |  | 0 | 0
PG&E FRESNO | Hammonds | 115 |  | 0 | 0 | 0 | 0 | 0 | 0 | 0 | 0 | 0 | 0 | 0 | 0 | 0 | 0 | 0 | 0 |  | 0 | 0 | 0 | 0 | 0 | 0 | 0 | 0 | 0 | 0 | 0 | 0 | 0 | 0 | 0 | 0 |  | 0 | 0 | 0 | 0 | 0 | 0 |  |  | 0 | 0 | 0 | 0 | 0 | 0 | 0 | 0 | 0 | 0 | 0 | 0 | 0 |  | 0 | 0 |  | 0 | 0
SCE Metro | HarborGen | 230 |  | 0 | 0 | 0 | 0 | 0 | 0 | 0 | 0 | 0 | 0 | 0 | 0 | 0 | 0 | 0 | 0 |  | 0 | 0 | 0 | 0 | 0 | 0 | 0 | 0 | 0 | 0 | 0 | 0 | 0 | 0 | 0 | 0 |  | 0 | 0 | 0 | 0 | 0 | 0 |  |  | 0 | 0 | 0 | 0 | 0 | 0 | 0 | 0 | 0 | 0 | 0 | 0 | 0 |  | 0 | 0 |  | 0 | 0
PG&E NGBA | Harris | 60 |  | 0 | 0 | 0 | 0 | 0 | 0 | 0 | 0 | 0 | 0 | 0 | 0 | 0 | 0 | 0 | 0 |  | 0 | 0 | 0 | 0 | 0 | 0 | 0 | 0 | 0 | 0 | 0 | 0 | 0 | 0 | 0 | 0 |  | 0 | 0 | 0 | 0 | 0 | 0 |  |  | 0 | 0 | 0 | 0 | 0 | 0 | 0 | 0 | 0 | 0 | 0 | 0 | 0 |  | 0 | 0 |  | 0 | 0
SCE EOP | Harry Allen | 500 |  | 0 | 0 | 0 | 0 | 0 | 0 | 0 | 0 | 0 | 0 | 0 | 0 | 0 | 0 | 0 | 0 |  | 0 | 0 | 0 | 0 | 0 | 0 | 0 | 0 | 0 | 0 | 0 | 0 | 0 | 0 | 0 | 0 |  | 0 | 0 | 0 | 0 | 0 | 0 |  |  | 0 | 0 | 0 | 0 | 0 | 0 | 0 | 0 | 0 | 0 | 0 | 0 | 0 | 0 | 0 | 0 | 0 | 0 | 0
PG&E NGBA | Hartley | 60 |  | 0 | 0 | 0 | 0 | 0 | 0 | 0 | 0 | 0 | 0 | 0 | 0 | 0 | 0 | 0 | 0 |  | 0 | 0 | 0 | 0 | 0 | 0 | 0 | 0 | 0 | 12 | 0 | 0 | 0 | 0 | 0 | 0 |  | 0 | 0 | 0 | 0 | 0 | 0 |  |  | 0 | 0 | 0 | 0 | 0 | 0 | 0 | 0 | 0 | 0 | 12 | 0 | 0 |  | 0 | 0 |  | 0 | 0
SCE NOL | Harvard | 115 |  | 0 | 0 | 0 | 0 | 0 | 0 | 0 | 0 | 0 | 0 | 0 | 0 | 0 | 0 | 0 | 0 |  | 0 | 0 | 0 | 0 | 0 | 0 | 0 | 0 | 0 | 0 | 0 | 0 | 0 | 0 | 0 | 0 |  | 0 | 0 | 0 | 0 | 0 | 0 |  |  | 0 | 0 | 0 | 0 | 0 | 0 | 0 | 0 | 0 | 0 | 0 | 0 | 0 |  | 0 | 0 |  | 0 | 0
SDGE | Hassayampa | 500 |  | 0 | 0 | 0 | 0 | 0 | 0 | 0 | 0 | 0 | 0 | 0 | 0 | 0 | 0 | 0 | 0 |  | 0 | 0 | 0 | 0 | 0 | 0 | 0 | 0 | 0 | 0 | 0 | 0 | 0 | 0 | 0 | 0 |  | 5 | 0 | 0 | 0 | 0 | 0 |  |  | 0 | 0 | 0 | 0 | 0 | 0 | 0 | 0 | 0 | 0 | 5 | 0 | 0 |  | 0 | 0 |  | 0 | 0
PG&E FRESNO | Helm | 230 |  | 0 | 0 | 0 | 0 | 0 | 0 | 0 | 0 | 0 | 0 | 0 | 0 | 0 | 0 | 0 | 0 |  | 0 | 0 | 0 | 0 | 0 | 0 | 0 | 0 | 0 | 0 | 0 | 0 | 0 | 0 | 0 | 0 |  | 0 | 0 | 0 | 0 | 0 | 0 |  |  | 0 | 0 | 0 | 0 | 0 | 0 | 0 | 0 | 0 | 0 | 0 | 0 | 0 |  | 0 | 0 |  | 0 | 0
PG&E FRESNO | Helm | 70 |  | 0 | 0 | 0 | 0 | 0 | 0 | 0 | 0 | 0 | 0 | 0 | 0 | 0 | 0 | 0 | 0 |  | 0 | 0 | 0 | 0 | 0 | 0 | 0 | 0 | 0 | 0 | 0 | 0 | 0 | 0 | 0 | 0 |  | 0 | 0 | 0 | 0 | 0 | 0 |  |  | 0 | 0 | 0 | 0 | 0 | 0 | 0 | 0 | 0 | 0 | 0 | 0 | 0 |  | 0 | 0 |  | 0 | 0
PG&E FRESNO | Henrietta | 115 |  | 0 | 0 | 0 | 0 | 0 | 0 | 0 | 0 | 0 | 0 | 0 | 0 | 0 | 0 | 0 | 0 |  | 0 | 0 | 0 | 0 | 0 | 0 | 0 | 0 | 0 | 0 | 0 | 0 | 0 | 0 | 0 | 0 |  | 0 | 0 | 0 | 0 | 0 | 0 |  |  | 100 | 0 | 0 | 0 | 0 | 0 | 0 | 0 | 0 | 0 | 0 | 0 | 0 |  | 0 | 0 |  | 0 | 100
PG&E FRESNO | Henrietta | 230 |  | 0 | 0 | 0 | 0 | 0 | 0 | 0 | 0 | 0 | 0 | 0 | 0 | 0 | 0 | 0 | 0 |  | 0 | 0 | 0 | 0 | 0 | 0 | 0 | 0 | 0 | 0 | 0 | 0 | 0 | 0 | 0 | 0 |  | 0 | 0 | 0 | 0 | 0 | 0 |  |  | 0 | 0 | 0 | 0 | 0 | 0 | 0 | 0 | 0 | 0 | 0 | 0 | 0 |  | 0 | 0 |  | 0 | 0
PG&E FRESNO | Henrietta | 70 |  | 0 | 0 | 0 | 0 | 0 | 0 | 0 | 0 | 0 | 0 | 0 | 0 | 0 | 0 | 0 | 0 |  | 0 | 0 | 0 | 0 | 0 | 0 | 0 | 0 | 0 | 0 | 0 | 0 | 0 | 0 | 0 | 0 |  | 0 | 0 | 0 | 0 | 0 | 0 |  |  | 0 | 0 | 0 | 0 | 0 | 0 | 0 | 0 | 0 | 0 | 0 | 0 | 0 |  | 0 | 0 |  | 0 | 0
PG&E FRESNO | Herndon | 115 |  | 0 | 0 | 0 | 0 | 0 | 0 | 0 | 0 | 0 | 0 | 0 | 0 | 0 | 0 | 0 | 0 |  | 0 | 0 | 0 | 0 | 0 | 0 | 0 | 0 | 0 | 0 | 0 | 0 | 0 | 0 | 0 | 0 |  | 0 | 0 | 0 | 0 | 0 | 0 |  |  | 0 | 0 | 0 | 0 | 0 | 0 | 0 | 0 | 0 | 0 | 0 | 0 | 0 |  | 0 | 0 |  | 0 | 0
PG&E FRESNO | Herndon | 230 |  | 0 | 0 | 0 | 0 | 0 | 0 | 0 | 0 | 0 | 0 | 0 | 0 | 0 | 0 | 0 | 0 |  | 0 | 0 | 0 | 0 | 0 | 0 | 0 | 0 | 0 | 0 | 0 | 0 | 0 | 0 | 0 | 0 |  | 0 | 0 | 0 | 0 | 0 | 0 |  |  | 0 | 0 | 0 | 0 | 0 | 0 | 0 | 0 | 0 | 0 | 0 | 0 | 0 |  | 0 | 0 |  | 0 | 0
PG&E GBA | Hicks | 230 |  | 0 | 0 | 0 | 0 | 0 | 0 | 0 | 0 | 0 | 0 | 0 | 0 | 0 | 0 | 0 | 0 |  | 0 | 0 | 0 | 0 | 0 | 0 | 0 | 0 | 0 | 0 | 0 | 0 | 0 | 0 | 0 | 0 |  | 0 | 0 | 0 | 0 | 0 | 0 |  |  | 0 | 0 | 0 | 0 | 0 | 0 | 0 | 0 | 0 | 0 | 0 | 0 | 0 |  | 0 | 0 |  | 0 | 0
PG&E NGBA | Higgins | 115 |  | 0 | 0 | 0 | 0 | 0 | 0 | 0 | 0 | 0 | 0 | 0 | 0 | 0 | 0 | 0 | 0 |  | 0 | 0 | 0 | 0 | 0 | 0 | 0 | 0 | 0 | 20 | 0 | 0 | 0 | 0 | 0 | 0 |  | 0 | 0 | 0 | 0 | 0 | 0 |  |  | 0 | 0 | 0 | 0 | 0 | 0 | 0 | 0 | 0 | 0 | 20 | 0 | 0 |  | 0 | 0 |  | 0 | 0
PG&E NGBA | Hilltop | 345 |  | 0 | 0 | 0 | 0 | 0 | 0 | 0 | 0 | 0 | 0 | 0 | 0 | 0 | 0 | 0 | 0 |  | 0 | 0 | 0 | 0 | 0 | 0 | 0 | 0 | 0 | 0 | 0 | 0 | 0 | 0 | 0 | 0 |  | 0 | 0 | 0 | 0 | 0 | 0 |  |  | 0 | 0 | 0 | 0 | 0 | 0 | 0 | 0 | 0 | 0 | 0 | 0 | 0 |  | 0 | 0 |  | 0 | 0
SCE Metro | Hinson | 230 |  | 0 | 2.96 | 0 | 0 | 0 | 0 | 0 | 0 | 0 | 2.96 | 0 | 0 | 0 | 0 | 0 | 350.078 |  | 0 | 0 | 0 | 0 | 0 | 0 | 0 | 0 | 0 | 0 | 0 | 0 | 0 | 0 | 0 | 0 |  | 0 | 0 | 0 | 0 | 0 | 0 |  |  | 0 | 0 | 2.96 | 0 | 0 | 0 | 0 | 0 | 0 | 0 | 2.96 | 0 | 0 |  | 0 | 0 |  | 0 | 350.078
PG&E GBA | Hollister | 115 |  | 0 | 0 | 0 | 0 | 0 | 0 | 0 | 0 | 0 | 0 | 0 | 0 | 0 | 0 | 0 | 0 |  | 0 | 0 | 0 | 0 | 0 | 0 | 0 | 13.0625 | 0 | 0 | 0 | 0 | 0 | 0 | 0 | 13.0625 |  | 0 | 0 | 0 | 0 | 0 | 0 |  |  | 0 | 0 | 0 | 0 | 0 | 0 | 0 | 0 | 13.0625 | 0 | 0 | 0 | 0 |  | 0 | 0 |  | 0 | 13.0625
PG&E NGBA | Homestake | 115 |  | 0 | 0 | 0 | 0 | 0 | 0 | 0 | 0 | 0 | 0 | 0 | 0 | 0 | 0 | 0 | 0 |  | 0 | 0 | 0 | 0 | 0 | 0 | 0 | 0 | 0 | 0 | 0 | 0 | 0 | 0 | 0 | 0 |  | 0 | 0 | 0 | 0 | 0 | 0 |  |  | 0 | 0 | 0 | 0 | 0 | 0 | 0 | 0 | 0 | 0 | 0 | 0 | 0 |  | 0 | 0 |  | 0 | 0
PG&E NGBA | Honcut | 115 |  | 0 | 0 | 0 | 0 | 0 | 0 | 0 | 0 | 0 | 0 | 0 | 0 | 0 | 0 | 0 | 0 |  | 0 | 0 | 0 | 0 | 0 | 0 | 0 | 0 | 0 | 0 | 0 | 0 | 0 | 0 | 0 | 0.03 |  | 0 | 0 | 0 | 0 | 0 | 0 |  |  | 0 | 0 | 0 | 0 | 0 | 0 | 0 | 0 | 0 | 0 | 0 | 0 | 0 |  | 0 | 0 |  | 0 | 0.03
SDGE | Hoodoo Wash | 500 |  | 0 | 0 | 0 | 0 | 0 | 0 | 0 | 0 | 0 | 0 | 0 | 0 | 0 | 0 | 0 | 0 |  | 0 | 0 | 0 | 0 | 0 | 0 | 0 | 0 | 0 | 0 | 0 | 0 | 0 | 0 | 0 | 0 |  | 1750 | 0 | 0 | 0 | 0 | 0 |  |  | 0 | 0 | 0 | 0 | 0 | 0 | 0 | 0 | 0 | 0 | 1750 | 0 | 0 |  | 0 | 0 |  | 0 | 0
PG&E NGBA | Hopland | 115 |  | 0 | 0 | 0 | 0 | 0 | 0 | 0 | 0 | 0 | 0 | 0 | 0 | 0 | 0 | 0 | 0 |  | 0 | 0 | 0 | 0 | 0 | 0 | 0 | 0 | 0 | 0 | 0 | 0 | 0 | 0 | 0 | 0 |  | 0 | 0 | 0 | 0 | 0 | 0 |  |  | 0 | 0 | 0 | 0 | 0 | 0 | 0 | 0 | 0 | 0 | 0 | 0 | 0 |  | 0 | 0 |  | 0 | 0
PG&E NGBA | Hopland | 60 |  | 0 | 0 | 0 | 0 | 0 | 0 | 0 | 0 | 0 | 0 | 0 | 0 | 0 | 0 | 0 | 0 |  | 0 | 0 | 0 | 0 | 0 | 0 | 0 | 0 | 0 | 0 | 0 | 0 | 0 | 0 | 0 | 12.665 |  | 0 | 0 | 0 | 0 | 0 | 0 |  |  | 0 | 0 | 0 | 0 | 0 | 0 | 0 | 0 | 0 | 0 | 0 | 0 | 0 |  | 0 | 0 |  | 0 | 12.665
PG&E NGBA | Humboldt | 115 |  | 0 | 0 | 0 | 0 | 0 | 0 | 0 | 0 | 0 | 0 | 0 | 0 | 0 | 0 | 0 | 0 |  | 0 | 0 | 0 | 0 | 0 | 0 | 0 | 0 | 0 | 0 | 0 | 0 | 0 | 0 | 0 | 0 |  | 0 | 0 | 0 | 0 | 0 | 0 |  |  | 0 | 0 | 0 | 0 | 0 | 0 | 0 | 0 | 0 | 0 | 0 | 0 | 0 |  | 0 | 0 |  | 0 | 0
PG&E NGBA | Humboldt | 60 |  | 0 | 0 | 0 | 0 | 0 | 0 | 0 | 0 | 0 | 0 | 0 | 0 | 0 | 0 | 0 | 0 |  | 0 | 0 | 0 | 0 | 0 | 0 | 0 | 0 | 0 | 0 | 0 | 0 | 0 | 0 | 0 | 0 |  | 0 | 0 | 0 | 0 | 0 | 0 |  |  | 0 | 0 | 0 | 0 | 0 | 0 | 0 | 0 | 0 | 0 | 0 | 0 | 0 |  | 0 | 0 |  | 0 | 0
PG&E NGBA | Humboldt | 500 |  | 0 | 0 | 0 | 0 | 0 | 0 | 0 | 0 | 0 | 0 | 0 | 0 | 0 | 0 | 0 | 0 |  | 0 | 0 | 0 | 0 | 0 | 0 | 0 | 0 | 0 | 0 | 0 | 0 | 0 | 0 | 0 | 0 |  | 0 | 0 | 0 | 0 | 0 | 0 |  |  | 0 | 0 | 0 | 0 | 0 | 0 | 0 | 0 | 0 | 0 | 0 | 0 | 0 |  | 0 | 0 |  | 0 | 0
SCE Metro | Huntington Beach | 230 |  | 0 | 0 | 0 | 0 | 0 | 0 | 0 | 0 | 0 | 0 | 0 | 0 | 0 | 0 | 0 | 0 |  | 0 | 0 | 0 | 0 | 0 | 0 | 0 | 0 | 0 | 0 | 0 | 0 | 0 | 0 | 0 | 0 |  | 0 | 0 | 0 | 0 | 0 | 0 |  |  | 0 | 0 | 0 | 0 | 0 | 0 | 0 | 0 | 0 | 0 | 0 | 0 | 0 |  | 0 | 0 |  | 0 | 0
PG&E NGBA | Ignacio | 115 |  | 0 | 0 | 0 | 0 | 0 | 0 | 0 | 0 | 0 | 0 | 0 | 0 | 0 | 0 | 0 | 0 |  | 0 | 0 | 0 | 0 | 0 | 0 | 0 | 0 | 0 | 0 | 0 | 0 | 0 | 0 | 0 | 0 |  | 0 | 0 | 0 | 0 | 0 | 0 |  |  | 0 | 0 | 0 | 0 | 0 | 0 | 0 | 0 | 0 | 0 | 0 | 0 | 0 |  | 0 | 0 |  | 0 | 0
PG&E NGBA | Ignacio | 230 |  | 0 | 0 | 0 | 0 | 0 | 0 | 0 | 0 | 0 | 0 | 0 | 0 | 0 | 0 | 0 | 0 |  | 0 | 0 | 0 | 0 | 0 | 0 | 0 | 0 | 0 | 0 | 0 | 0 | 0 | 0 | 0 | 0 |  | 0 | 0 | 0 | 0 | 0 | 0 |  |  | 0 | 0 | 0 | 0 | 0 | 0 | 0 | 0 | 0 | 0 | 0 | 0 | 0 |  | 0 | 0 |  | 0 | 0
PG&E NGBA | Ignacio | 60 |  | 0 | 0 | 0 | 0 | 0 | 0 | 0 | 0 | 0 | 0 | 0 | 0 | 0 | 0 | 0 | 0 |  | 0 | 0 | 0 | 0 | 0 | 0 | 0 | 0 | 0 | 0 | 0 | 0 | 0 | 0 | 0 | 0 |  | 0 | 0 | 0 | 0 | 0 | 0 |  |  | 0 | 0 | 0 | 0 | 0 | 0 | 0 | 0 | 0 | 0 | 0 | 0 | 0 |  | 0 | 0 |  | 0 | 0
SDGE | Imperial Beach | 69 |  | 0 | 0 | 0 | 0 | 0 | 0 | 0 | 0 | 0 | 0.55 | 0 | 0 | 0 | 0 | 0 | 3 |  | 0 | 0 | 0 | 0 | 0 | 0 | 0 | 0 | 0 | 0 | 0 | 0 | 0 | 0 | 0 | 0 |  | 0 | 0 | 0 | 0 | 0 | 0 |  |  | 0 | 0 | 0 | 0 | 0 | 0 | 0 | 0 | 0 | 0 | 0.55 | 0 | 0 |  | 0 | 0 |  | 0 | 3
SDGE | Imperial Valley | 230 |  | 0 | 0 | 0 | 0 | 0 | 0 | 0 | 0 | 0 | 0 | 0 | 0 | 0 | 0 | 0 | 0 |  | 0 | 0 | 0 | 0 | 0 | 0 | 0 | 0 | 0 | 0 | 0 | 0 | 0 | 0 | 0 | 0 |  | 0 | 0 | 0 | 0 | 0 | 0 |  |  | 0 | 0 | 0 | 0 | 0 | 0 | 0 | 0 | 0 | 0 | 0 | 0 | 0 | 0 | 0 | 0 | 0 | 0 | 0
SDGE | Imperial Valley | 500 |  | 0 | 0 | 0 | 0 | 0 | 0 | 0 | 0 | 0 | 0 | 0 | 0 | 0 | 0 | 0 | 0 |  | 0 | 0 | 0 | 0 | 0 | 0 | 0 | 0 | 0 | 0 | 0 | 0 | 0 | 0 | 0 | 0 |  | 0 | 0 | 0 | 0 | 0 | 0 |  |  | 0 | 0 | 0 | 0 | 0 | 0 | 0 | 0 | 0 | 0 | 0 | 0 | 0 | 0 | 0 | 0 | 0 | 0 | 0
SCE EOP | Innovation | 138 |  | 0 | 0 | 0 | 0 | 0 | 0 | 0 | 0 | 0 | 0 | 0 | 0 | 0 | 0 | 0 | 0 |  | 0 | 0 | 0 | 0 | 0 | 0 | 0 | 0 | 0 | 0 | 0 | 0 | 0 | 0 | 0 | 0 |  | 0 | 0 | 0 | 0 | 0 | 0 |  |  | 0 | 0 | 0 | 0 | 0 | 0 | 0 | 0 | 0 | 0 | 0 | 0 | 0 |  | 0 | 0 |  | 0 | 0
SCE EOP | Innovation | 230 |  | 0 | 0 | 0 | 0 | 0 | 0 | 0 | 0 | 0 | 0 | 0 | 0 | 0 | 0 | 0 | 0 |  | 0 | 0 | 0 | 0 | 0 | 0 | 0 | 0 | 0 | 0 | 0 | 0 | 0 | 0 | 0 | 0 |  | 0 | 0 | 0 | 0 | 0 | 0 |  |  | 0 | 0 | 0 | 0 | 0 | 0 | 0 | 0 | 0 | 0 | 0 | 0 | 0 |  | 0 | 0 |  | 0 | 0
SCE NOL | Inyokern | 115 |  | 1.034 | 24.864 | 0 | 0 | 0 | 0 | 0 | 0 | 19.334 | 88.064 | 0 | 0 | 0 | 0 | 0 | 12.6 |  | 0 | 0 | 0 | 0 | 0 | 0 | 0 | 0 | 0 | 0 | 0 | 0 | 0 | 0 | 0 | 0 |  | 0 | 0 | 0 | 0 | 0 | 0 |  |  | 0 | 1.034 | 24.864 | 0 | 0 | 0 | 0 | 0 | 0 | 19.334 | 88.064 | 0 | 0 |  | 0 | 0 |  | 0 | 12.6
SCE EOP | IS Tap | 138 |  | 0 | 0 | 0 | 0 | 0 | 0 | 0 | 0 | 0 | 0 | 0 | 0 | 0 | 0 | 0 | 0 |  | 0 | 0 | 0 | 0 | 0 | 0 | 0 | 0 | 0 | 0 | 0 | 0 | 0 | 0 | 0 | 0 |  | 0 | 0 | 0 | 0 | 0 | 0 |  |  | 0 | 0 | 0 | 0 | 0 | 0 | 0 | 0 | 0 | 0 | 0 | 0 | 0 |  | 0 | 0 |  | 0 | 0
SCE EOP | Ivanpah | 115 |  | 0 | 0 | 0 | 0 | 0 | 0 | 0 | 0 | 0 | 0 | 0 | 0 | 0 | 0 | 0 | 0 |  | 0 | 0 | 0 | 0 | 0 | 0 | 0 | 0 | 0 | 0 | 0 | 0 | 0 | 0 | 0 | 0 |  | 0 | 0 | 0 | 0 | 0 | 0 |  |  | 0 | 0 | 0 | 0 | 0 | 0 | 0 | 0 | 0 | 0 | 0 | 0 | 0 |  | 0 | 0 |  | 0 | 0
SCE EOP | Ivanpah | 230 |  | 0 | 0 | 0 | 0 | 0 | 0 | 0 | 0 | 0 | 0 | 0 | 0 | 0 | 0 | 0 | 0 |  | 0 | 0 | 0 | 0 | 0 | 0 | 0 | 0 | 0 | 0 | 0 | 0 | 0 | 0 | 0 | 0 |  | 0 | 0 | 0 | 0 | 0 | 0 |  |  | 0 | 0 | 0 | 0 | 0 | 0 | 0 | 0 | 0 | 0 | 0 | 0 | 0 |  | 0 | 0 |  | 0 | 0
SCE EOP | Jackass (DOE) | 138 |  | 0 | 0 | 0 | 0 | 0 | 0 | 0 | 0 | 0 | 0 | 0 | 0 | 0 | 0 | 0 | 0 |  | 0 | 0 | 0 | 0 | 0 | 0 | 0 | 0 | 0 | 0 | 0 | 0 | 0 | 0 | 0 | 0 |  | 0 | 0 | 0 | 0 | 0 | 0 |  |  | 0 | 0 | 0 | 0 | 0 | 0 | 0 | 0 | 0 | 0 | 0 | 0 | 0 |  | 0 | 0 |  | 0 | 0
PG&E NGBA | James B Black | 230 |  | 0 | 0 | 0 | 0 | 0 | 0 | 0 | 0 | 0 | 0 | 0 | 0 | 0 | 0 | 0 | 0 |  | 0 | 0 | 0 | 0 | 0 | 0 | 0 | 0 | 0 | 0 | 0 | 0 | 0 | 0 | 0 | 0 |  | 0 | 0 | 0 | 0 | 0 | 0 |  |  | 0 | 0 | 0 | 0 | 0 | 0 | 0 | 0 | 0 | 0 | 0 | 0 | 0 |  | 0 | 0 |  | 0 | 0
PG&E GBA | Jefferson | 230 |  | 0 | 0 | 0 | 0 | 0 | 0 | 0 | 0 | 0 | 0 | 0 | 0 | 0 | 0 | 0 | 0 |  | 0 | 0 | 0 | 0 | 0 | 0 | 0 | 0 | 0 | 0 | 0 | 0 | 0 | 0 | 0 | 0 |  | 0 | 0 | 0 | 0 | 0 | 0 |  |  | 0 | 0 | 0 | 0 | 0 | 0 | 0 | 0 | 0 | 0 | 0 | 0 | 0 |  | 0 | 0 |  | 0 | 0
PG&E NGBA | Jessup | 115 |  | 0 | 0 | 0 | 0 | 0 | 0 | 0 | 0 | 0 | 0 | 0 | 0 | 0 | 0 | 0 | 0 |  | 0 | 0 | 0 | 0 | 0 | 0 | 0 | 0 | 0 | 0 | 0 | 0 | 0 | 0 | 0 | 0 |  | 0 | 0 | 0 | 0 | 0 | 0 |  |  | 0 | 0 | 0 | 0 | 0 | 0 | 0 | 0 | 0 | 0 | 0 | 0 | 0 |  | 0 | 0 |  | 0 | 0
SCE Metro | Johanna | 230 |  | 0 | 0 | 0 | 0 | 0 | 0 | 0 | 53.45 | 0 | 0 | 0 | 0 | 0 | 0 | 0 | 53.45 |  | 0 | 0 | 0 | 0 | 0 | 0 | 0 | 0 | 0 | 0 | 0 | 0 | 0 | 0 | 0 | 0 |  | 0 | 0 | 0 | 0 | 0 | 0 |  |  | 0 | 0 | 0 | 0 | 0 | 0 | 0 | 0 | 53.45 | 0 | 0 | 0 | 0 |  | 0 | 0 |  | 0 | 53.45
SCE Eastern | Julian Hinds | 230 |  | 0 | 0 | 0 | 0 | 0 | 0 | 0 | 0 | 0 | 0 | 0 | 0 | 0 | 0 | 0 | 0 |  | 0 | 0 | 0 | 0 | 0 | 0 | 0 | 0 | 0 | 0 | 0 | 0 | 0 | 0 | 0 | 0 |  | 0 | 0 | 0 | 0 | 0 | 0 |  |  | 0 | 0 | 0 | 0 | 0 | 0 | 0 | 0 | 0 | 0 | 0 | 0 | 0 |  | 0 | 0 |  | 0 | 0
PG&E GBA | Kasson | 115 |  | 0 | 0 | 0 | 0 | 0 | 0 | 0 | 0 | 0 | 0 | 0 | 0 | 0 | 0 | 0 | 0 |  | 0 | 0 | 0 | 0 | 0 | 0 | 0 | 0 | 0 | 0 | 0 | 0 | 0 | 0 | 0 | 0 |  | 0 | 0 | 0 | 0 | 0 | 0 |  |  | 0 | 0 | 0 | 0 | 0 | 0 | 0 | 0 | 0 | 0 | 0 | 0 | 0 |  | 0 | 0 |  | 0 | 0
PG&E GBA | Kasson | 60 |  | 0 | 0 | 0 | 0 | 0 | 0 | 0 | 0 | 0 | 0 | 0 | 0 | 0 | 0 | 0 | 0 |  | 0 | 0 | 0 | 0 | 0 | 0 | 0 | 0 | 0 | 0 | 0 | 0 | 0 | 0 | 0 | 0 |  | 0 | 0 | 0 | 0 | 0 | 0 |  |  | 0 | 0 | 0 | 0 | 0 | 0 | 0 | 0 | 0 | 0 | 0 | 0 | 0 |  | 0 | 0 |  | 0 | 0
PG&E FRESNO | Kearney | 230 |  | 0 | 0 | 0 | 0 | 0 | 0 | 0 | 0 | 0 | 0 | 0 | 0 | 0 | 0 | 0 | 0 |  | 0 | 0 | 0 | 0 | 0 | 0 | 0 | 0 | 0 | 0 | 0 | 0 | 0 | 0 | 0 | 0 |  | 0 | 0 | 0 | 0 | 0 | 0 |  |  | 0 | 0 | 0 | 0 | 0 | 0 | 0 | 0 | 0 | 0 | 0 | 0 | 0 |  | 0 | 0 |  | 0 | 0
PG&E FRESNO | Kearney | 70 |  | 0 | 0 | 0 | 0 | 0 | 0 | 0 | 0 | 0 | 0 | 0 | 0 | 0 | 0 | 0 | 0 |  | 0 | 0 | 0 | 0 | 0 | 0 | 0 | 0 | 0 | 0 | 0 | 0 | 0 | 0 | 0 | 0 |  | 0 | 0 | 0 | 0 | 0 | 0 |  |  | 0 | 0 | 0 | 0 | 0 | 0 | 0 | 0 | 0 | 0 | 0 | 0 | 0 |  | 0 | 0 |  | 0 | 0
PG&E GBA | Kelso | 230 |  | 0 | 0 | 0 | 0 | 0 | 0 | 0 | 0 | 0 | 0 | 0 | 0 | 0 | 0 | 0 | 0 |  | 0 | 0 | 0 | 0 | 0 | 0 | 0 | 0 | 0 | 0 | 0 | 0 | 0 | 0 | 0 | 0 |  | 0 | 0 | 0 | 0 | 0 | 0 |  |  | 0 | 0 | 0 | 0 | 0 | 0 | 0 | 0 | 0 | 0 | 0 | 0 | 0 |  | 0 | 0 |  | 0 | 0
PG&E FRESNO | Kerchoff 1 | 115 |  | 0 | 0 | 0 | 0 | 0 | 0 | 0 | 0 | 0 | 0 | 0 | 0 | 0 | 0 | 0 | 0 |  | 0 | 0 | 0 | 0 | 0 | 0 | 0 | 0 | 0 | 0 | 0 | 0 | 0 | 0 | 0 | 0 |  | 0 | 0 | 0 | 0 | 0 | 0 |  |  | 0 | 0 | 0 | 0 | 0 | 0 | 0 | 0 | 0 | 0 | 0 | 0 | 0 |  | 0 | 0 |  | 0 | 0
PG&E KERN | Kern Oil | 115 |  | 0 | 0 | 0 | 0 | 0 | 0 | 0 | 0 | 0 | 0 | 0 | 0 | 0 | 0 | 0 | 0 |  | 0 | 0 | 0 | 0 | 0 | 0 | 0 | 0 | 0 | 0 | 0 | 0 | 0 | 0 | 0 | 0 |  | 0 | 0 | 0 | 0 | 0 | 0 |  |  | 0 | 0 | 0 | 0 | 0 | 0 | 0 | 0 | 0 | 0 | 0 | 0 | 0 |  | 0 | 0 |  | 0 | 0
PG&E KERN | Kern PP | 115 |  | 0 | 0 | 0 | 0 | 0 | 0 | 0 | 0 | 0 | 0 | 0 | 0 | 0 | 0 | 0 | 0 |  | 0 | 0 | 0 | 0 | 0 | 0 | 0 | 0 | 0 | 0 | 0 | 0 | 0 | 0 | 0 | 0 |  | 0 | 0 | 0 | 0 | 0 | 0 |  |  | 0 | 0 | 0 | 0 | 0 | 0 | 0 | 0 | 0 | 0 | 0 | 0 | 0 |  | 0 | 0 |  | 0 | 0
PG&E KERN | Kern PP | 230 |  | 0 | 0 | 0 | 0 | 0 | 0 | 0 | 0 | 0 | 0 | 0 | 0 | 0 | 0 | 0 | 0 |  | 0 | 0 | 0 | 0 | 0 | 0 | 0 | 0 | 0 | 0 | 0 | 0 | 0 | 0 | 0 | 0 |  | 0 | 0 | 0 | 0 | 0 | 0 |  |  | 0 | 0 | 0 | 0 | 0 | 0 | 0 | 0 | 0 | 0 | 0 | 0 | 0 |  | 0 | 0 |  | 0 | 0
PG&E KERN | Kern PP | 70 |  | 0 | 0 | 0 | 0 | 0 | 0 | 0 | 0 | 0 | 0 | 0 | 0 | 0 | 0 | 0 | 0 |  | 0 | 0 | 0 | 0 | 0 | 0 | 0 | 0 | 0 | 0 | 0 | 0 | 0 | 0 | 0 | 0 |  | 0 | 0 | 0 | 0 | 0 | 0 |  |  | 0 | 0 | 0 | 0 | 0 | 0 | 0 | 0 | 0 | 0 | 0 | 0 | 0 |  | 0 | 0 |  | 0 | 0
PG&E KERN | Kernridge | 115 |  | 0 | 0 | 0 | 0 | 0 | 0 | 0 | 0 | 0 | 0 | 0 | 0 | 0 | 0 | 0 | 0 |  | 0 | 107.64 | 0 | 0 | 0 | 0 | 0 | 0 | 0 | 107.64 | 0 | 0 | 0 | 0 | 0 | 0 |  | 0 | 0 | 0 | 0 | 0 | 0 |  |  | 0 | 0 | 107.64 | 0 | 0 | 0 | 0 | 0 | 0 | 0 | 107.64 | 0 | 0 |  | 0 | 0 |  | 0 | 0
PG&E FRESNO | Kingsburg | 115 |  | 0 | 0 | 0 | 0 | 0 | 0 | 0 | 0 | 0 | 0 | 0 | 0 | 0 | 0 | 0 | 0 |  | 0 | 1.1926 | 0 | 0 | 0 | 0 | 0 | 0 | 0 | 4.1506 | 0 | 0 | 0 | 0 | 0 | 0 |  | 0 | 0 | 0 | 0 | 0 | 0 |  |  | 0 | 0 | 1.1926 | 0 | 0 | 0 | 0 | 0 | 0 | 0 | 4.1506 | 0 | 0 |  | 0 | 0 |  | 0 | 0
PG&E GBA | Kirker | 115 |  | 0 | 0 | 0 | 0 | 0 | 0 | 0 | 0 | 0 | 0 | 0 | 0 | 0 | 0 | 0 | 0 |  | 0 | 0 | 0 | 0 | 0 | 0 | 0 | 0 | 0 | 0 | 0 | 0 | 0 | 0 | 0 | 0.33 |  | 0 | 0 | 0 | 0 | 0 | 0 |  |  | 0 | 0 | 0 | 0 | 0 | 0 | 0 | 0 | 0 | 0 | 0 | 0 | 0 |  | 0 | 0 |  | 0 | 0.33
PG&E NGBA | Knights Landing | 115 |  | 0 | 0 | 0 | 0 | 0 | 0 | 0 | 0 | 0 | 0 | 0 | 0 | 0 | 0 | 0 | 0 |  | 0 | 0 | 0 | 0 | 0 | 0 | 0 | 0 | 0 | 0 | 0 | 0 | 0 | 0 | 0 | 0 |  | 0 | 0 | 0 | 0 | 0 | 0 |  |  | 0 | 0 | 0 | 0 | 0 | 0 | 0 | 0 | 0 | 0 | 0 | 0 | 0 |  | 0 | 0 |  | 0 | 0
PG&E NGBA | Konocti | 60 |  | 0 | 0 | 0 | 0 | 0 | 0 | 0 | 0 | 0 | 0 | 0 | 0 | 0 | 0 | 0 | 0 |  | 0 | 0 | 0 | 0 | 0 | 0 | 0 | 0 | 0 | 21.278 | 0 | 0 | 0 | 0 | 0 | 0 |  | 0 | 0 | 0 | 0 | 0 | 0 |  |  | 0 | 0 | 0 | 0 | 0 | 0 | 0 | 0 | 0 | 0 | 21.278 | 0 | 0 |  | 0 | 0 |  | 0 | 0
SCE NOL | Kramer | 115 |  | 0.59 | 24.55 | 0 | 0 | 0 | 0 | 0 | 6.134 | 1.09 | 57.54 | 0 | 0 | 0 | 0 | 0 | 12.134 |  | 0 | 0 | 0 | 0 | 0 | 0 | 0 | 0 | 0 | 0 | 0 | 0 | 0 | 0 | 0 | 0 |  | 0 | 0 | 0 | 0 | 0 | 0 |  |  | 0 | 0.59 | 24.55 | 0 | 0 | 0 | 0 | 0 | 6.134 | 1.09 | 57.54 | 0 | 0 |  | 0 | 0 |  | 0 | 12.134
SCE NOL | Kramer | 230 |  | 2.185 | 10.185 | 0 | 0 | 0 | 0 | 0 | 4 | 2.185 | 17.135 | 0 | 0 | 0 | 0 | 0 | 6 |  | 0 | 0 | 0 | 0 | 0 | 0 | 0 | 0 | 0 | 0 | 0 | 0 | 0 | 0 | 0 | 0 |  | 0 | 0 | 0 | 0 | 0 | 0 |  |  | 0 | 2.185 | 10.185 | 0 | 0 | 0 | 0 | 0 | 4 | 2.185 | 17.135 | 0 | 0 |  | 0 | 0 |  | 0 | 6
SCE Metro | La Cienega | 230 |  | 0 | 0 | 0 | 0 | 0 | 0 | 0 | 0 | 0 | 0 | 0 | 0 | 0 | 0 | 0 | 0 |  | 0 | 0 | 0 | 0 | 0 | 0 | 0 | 0 | 0 | 0 | 0 | 0 | 0 | 0 | 0 | 0 |  | 0 | 0 | 0 | 0 | 0 | 0 |  |  | 0 | 0 | 0 | 0 | 0 | 0 | 0 | 0 | 0 | 0 | 0 | 0 | 0 |  | 0 | 0 |  | 0 | 0
SCE Metro | La Fresa | 230 |  | 0 | 0.64 | 0 | 0 | 0 | 0 | 0 | 0 | 0 | 0.64 | 0 | 0 | 0 | 0 | 0 | 193.52 |  | 0 | 0 | 0 | 0 | 0 | 0 | 0 | 0 | 0 | 0 | 0 | 0 | 0 | 0 | 0 | 0 |  | 0 | 0 | 0 | 0 | 0 | 0 |  |  | 0 | 0 | 0.64 | 0 | 0 | 0 | 0 | 0 | 0 | 0 | 0.64 | 0 | 0 |  | 0 | 0 |  | 0 | 193.52
SCE Metro | Laguna Bell | 230 |  | 0.001 | 1.999 | 0 | 0 | 0 | 0 | 0 | 0 | 0.002 | 4.239 | 0 | 0 | 0 | 0 | 0 | 0 |  | 0 | 0 | 0 | 0 | 0 | 0 | 0 | 0 | 0 | 0 | 0 | 0 | 0 | 0 | 0 | 0 |  | 5 | 0 | 0 | 0 | 0 | 0 |  |  | 0 | 0.001 | 1.999 | 0 | 0 | 0 | 0 | 0 | 0 | 0.002 | 9.239 | 0 | 0 |  | 0 | 0 |  | 0 | 0
PG&E KERN | Lakeview | 70 |  | 0 | 0 | 0 | 0 | 0 | 0 | 0 | 0 | 0 | 0 | 0 | 0 | 0 | 0 | 0 | 0 |  | 0 | 2.324 | 0 | 0 | 0 | 0 | 0 | 2.9715 | 0 | 2.324 | 0 | 0 | 0 | 0 | 0 | 2.9715 |  | 0 | 0 | 0 | 0 | 0 | 0 |  |  | 0 | 0 | 2.324 | 0 | 0 | 0 | 0 | 0 | 2.9715 | 0 | 2.324 | 0 | 0 |  | 0 | 0 |  | 0 | 2.9715
PG&E NGBA | Lakeville | 230 |  | 0 | 0 | 0 | 0 | 0 | 0 | 0 | 0 | 0 | 0 | 0 | 0 | 0 | 0 | 0 | 0 |  | 0 | 0 | 0 | 0 | 0 | 0 | 0 | 0 | 0 | 0 | 0 | 0 | 0 | 0 | 0 | 0 |  | 0 | 0 | 0 | 0 | 0 | 0 |  |  | 0 | 0 | 0 | 0 | 0 | 0 | 0 | 0 | 0 | 0 | 0 | 0 | 0 |  | 0 | 0 |  | 0 | 0
PG&E NGBA | Lakeville | 60 |  | 0 | 0 | 0 | 0 | 0 | 0 | 0 | 0 | 0 | 0 | 0 | 0 | 0 | 0 | 0 | 0 |  | 0 | 0 | 0 | 0 | 0 | 0 | 0 | 0 | 0 | 0 | 0 | 0 | 0 | 0 | 0 | 0 |  | 0 | 0 | 0 | 0 | 0 | 0 |  |  | 0 | 0 | 0 | 0 | 0 | 0 | 0 | 0 | 0 | 0 | 0 | 0 | 0 |  | 0 | 0 |  | 0 | 0
PG&E NGBA | Lakeville | 115 |  | 0 | 0 | 0 | 0 | 0 | 0 | 0 | 0 | 0 | 0 | 0 | 0 | 0 | 0 | 0 | 0 |  | 0 | 0 | 0 | 0 | 0 | 0 | 0 | 0 | 0 | 0 | 0 | 0 | 0 | 0 | 0 | 0 |  | 0 | 0 | 0 | 0 | 0 | 0 |  |  | 0 | 0 | 0 | 0 | 0 | 0 | 0 | 0 | 0 | 0 | 0 | 0 | 0 |  | 0 | 0 |  | 0 | 0
PG&E GBA | Lakewood | 115 |  | 0 | 0 | 0 | 0 | 0 | 0 | 0 | 0 | 0 | 0 | 0 | 0 | 0 | 0 | 0 | 0 |  | 0 | 1.041 | 0 | 0 | 0 | 0 | 0 | 0 | 0 | 1.041 | 0 | 0 | 0 | 0 | 0 | 0 |  | 0 | 0 | 0 | 0 | 0 | 0 |  |  | 0 | 0 | 1.041 | 0 | 0 | 0 | 0 | 0 | 0 | 0 | 1.041 | 0 | 0 |  | 0 | 0 |  | 0 | 0
PG&E NGBA | Lambie | 230 |  | 0 | 0 | 0 | 0 | 0 | 0 | 0 | 0 | 0 | 0 | 0 | 0 | 0 | 0 | 0 | 0 |  | 0 | 0 | 0 | 0 | 0 | 0 | 0 | 0 | 0 | 0 | 0 | 0 | 0 | 0 | 0 | 0 |  | 0 | 0 | 0 | 0 | 0 | 0 |  |  | 0 | 0 | 0 | 0 | 0 | 0 | 0 | 0 | 0 | 0 | 0 | 0 | 0 |  | 0 | 0 |  | 0 | 0
PG&E GBA | Lammers | 115 |  | 0 | 0 | 0 | 0 | 0 | 0 | 0 | 0 | 0 | 0 | 0 | 0 | 0 | 0 | 0 | 0 |  | 0 | 0 | 0 | 0 | 0 | 0 | 0 | 0 | 0 | 0.612 | 0 | 0 | 0 | 0 | 0 | 0 |  | 0 | 0 | 0 | 0 | 0 | 0 |  |  | 0 | 0 | 0 | 0 | 0 | 0 | 0 | 0 | 0 | 0 | 0.612 | 0 | 0 |  | 0 | 0 |  | 0 | 0
PG&E KERN | Lamont | 115 |  | 0 | 0 | 0 | 0 | 0 | 0 | 0 | 0 | 0 | 0 | 0 | 0 | 0 | 0 | 0 | 0 |  | 0 | 0 | 0 | 0 | 0 | 0 | 0 | 0 | 0 | 2 | 0 | 0 | 0 | 0 | 0 | 9.525 |  | 0 | 0 | 0 | 0 | 0 | 0 |  |  | 0 | 0 | 0 | 0 | 0 | 0 | 0 | 0 | 0 | 0 | 2 | 0 | 0 |  | 0 | 0 |  | 0 | 9.525
PG&E FRESNO | Las Aguilas | 230 |  | 0 | 0 | 0 | 0 | 0 | 0 | 0 | 0 | 0 | 0 | 0 | 0 | 0 | 0 | 0 | 0 |  | 0 | 0 | 0 | 0 | 0 | 0 | 0 | 0 | 0 | 0 | 0 | 0 | 0 | 0 | 0 | 0 |  | 0 | 0 | 0 | 0 | 0 | 0 |  |  | 0 | 0 | 0 | 0 | 0 | 0 | 0 | 0 | 0 | 0 | 0 | 0 | 0 |  | 0 | 0 |  | 0 | 0
SCE EOP | Lathrop | 138 |  | 0 | 0 | 0 | 0 | 0 | 0 | 0 | 0 | 0 | 0 | 0 | 0 | 0 | 0 | 0 | 0 |  | 0 | 0 | 0 | 0 | 0 | 0 | 0 | 0 | 0 | 0 | 0 | 0 | 0 | 0 | 0 | 0 |  | 5 | 0 | 0 | 0 | 0 | 0 |  |  | 0 | 0 | 0 | 0 | 0 | 0 | 0 | 0 | 0 | 0 | 5 | 0 | 0 | 0 | 0 | 0 | 0 | 0 | 0
SCE EOP | Lathrop | 230 |  | 0 | 0 | 0 | 0 | 0 | 0 | 0 | 0 | 0 | 0 | 0 | 0 | 0 | 0 | 0 | 0 |  | 0 | 0 | 0 | 0 | 0 | 0 | 0 | 0 | 0 | 0 | 0 | 0 | 0 | 0 | 0 | 0 |  | 0 | 0 | 0 | 0 | 0 | 0 |  |  | 0 | 0 | 0 | 0 | 0 | 0 | 0 | 0 | 0 | 0 | 0 | 0 | 0 | 0 | 0 | 0 | 0 | 0 | 0
PG&E FRESNO | Le Grand | 115 |  | 0 | 0 | 0 | 0 | 0 | 0 | 0 | 0 | 0 | 0 | 0 | 0 | 0 | 0 | 0 | 0 |  | 0 | 0 | 0 | 0 | 0 | 0 | 0 | 0 | 0 | 0 | 0 | 0 | 0 | 0 | 0 | 0 |  | 0 | 0 | 0 | 0 | 0 | 0 |  |  | 0 | 0 | 0 | 0 | 0 | 0 | 0 | 0 | 0 | 0 | 0 | 0 | 0 |  | 0 | 0 |  | 0 | 0
PG&E FRESNO | Lemoore | 70 |  | 0 | 0 | 0 | 0 | 0 | 0 | 0 | 0 | 0 | 0 | 0 | 0 | 0 | 0 | 0 | 0 |  | 0 | 0 | 0 | 0 | 0 | 0 | 0 | 0 | 0 | 0 | 0 | 0 | 0 | 0 | 0 | 0 |  | 0 | 0 | 0 | 0 | 0 | 0 |  |  | 0 | 0 | 0 | 0 | 0 | 0 | 0 | 0 | 0 | 0 | 0 | 0 | 0 |  | 0 | 0 |  | 0 | 0
PG&E KERN | Lerdo | 115 |  | 0 | 0 | 0 | 0 | 0 | 0 | 0 | 0 | 0 | 0 | 0 | 0 | 0 | 0 | 0 | 0 |  | 0 | 0 | 0 | 0 | 0 | 0 | 0 | 0 | 0 | 0 | 0 | 0 | 0 | 0 | 0 | 0 |  | 0 | 0 | 0 | 0 | 0 | 0 |  |  | 0 | 0 | 0 | 0 | 0 | 0 | 0 | 0 | 0 | 0 | 0 | 0 | 0 |  | 0 | 0 |  | 0 | 0
SCE Metro | Lewis | 230 |  | 0 | 0 | 0 | 0 | 0 | 0 | 0 | 0 | 0 | 0 | 0 | 0 | 0 | 0 | 0 | 0 |  | 0 | 0 | 0 | 0 | 0 | 0 | 0 | 0 | 0 | 0 | 0 | 0 | 0 | 0 | 0 | 0 |  | 0 | 0 | 0 | 0 | 0 | 0 |  |  | 0 | 0 | 0 | 0 | 0 | 0 | 0 | 0 | 0 | 0 | 0 | 0 | 0 |  | 0 | 0 |  | 0 | 0
SCE Metro | Lighthipe | 230 |  | 0.022 | 7.811 | 0 | 0 | 0 | 0 | 0 | 110 | 0.022 | 8.81 | 0 | 0 | 0 | 0 | 0 | 313.75 |  | 0 | 0 | 0 | 0 | 0 | 0 | 0 | 0 | 0 | 0 | 0 | 0 | 0 | 0 | 0 | 0 |  | 0 | 0 | 0 | 0 | 0 | 0 |  |  | 0 | 0.022 | 7.811 | 0 | 0 | 0 | 0 | 0 | 110 | 0.022 | 8.81 | 0 | 0 |  | 0 | 0 |  | 0 | 313.75
SDGE | Lilac | 69 |  | 0 | 0 | 0 | 0 | 0 | 0 | 0 | 0 | 0 | 0 | 0 | 0 | 0 | 0 | 0 | 0 |  | 0 | 0 | 0 | 0 | 0 | 0 | 0 | 0 | 0 | 0 | 0 | 0 | 0 | 0 | 0 | 0 |  | 0 | 0 | 0 | 0 | 0 | 0 |  |  | 0 | 0 | 0 | 0 | 0 | 0 | 0 | 0 | 0 | 0 | 0 | 0 | 0 |  | 0 | 0 |  | 0 | 0
PG&E NGBA | Lincoln | 115 |  | 0 | 0 | 0 | 0 | 0 | 0 | 0 | 0 | 0 | 0 | 0 | 0 | 0 | 0 | 0 | 0 |  | 0 | 0.6 | 0 | 0 | 0 | 0 | 0 | 0 | 0 | 0.6 | 0 | 0 | 0 | 0 | 0 | 0.996 |  | 0 | 0 | 0 | 0 | 0 | 0 |  |  | 0 | 0 | 0.6 | 0 | 0 | 0 | 0 | 0 | 0 | 0 | 0.6 | 0 | 0 |  | 0 | 0 |  | 0 | 0.996
PG&E KERN | Live Oak | 115 |  | 0 | 0 | 0 | 0 | 0 | 0 | 0 | 0 | 0 | 0 | 0 | 0 | 0 | 0 | 0 | 0 |  | 0 | 0 | 0 | 0 | 0 | 0 | 0 | 0 | 0 | 0 | 0 | 0 | 0 | 0 | 0 | 0 |  | 0 | 0 | 0 | 0 | 0 | 0 |  |  | 0 | 0 | 0 | 0 | 0 | 0 | 0 | 0 | 0 | 0 | 0 | 0 | 0 |  | 0 | 0 |  | 0 | 0
PG&E GBA | Llagas | 115 |  | 0 | 0 | 0 | 0 | 0 | 0 | 0 | 0 | 0 | 0 | 0 | 0 | 0 | 0 | 0 | 0 |  | 0 | 0 | 0 | 0 | 0 | 0 | 0 | 0 | 0 | 2.3344 | 0 | 0 | 0 | 0 | 0 | 0 |  | 5 | 0 | 0 | 0 | 0 | 0 |  |  | 0 | 0 | 0 | 0 | 0 | 0 | 0 | 0 | 0 | 0 | 7.3344 | 0 | 0 |  | 0 | 0 |  | 0 | 0
PG&E GBA | Lockeford | 115 |  | 0 | 0 | 0 | 0 | 0 | 0 | 0 | 0 | 0 | 0 | 0 | 0 | 0 | 0 | 0 | 0 |  | 0 | 0 | 0 | 0 | 0 | 0 | 0 | 0 | 0 | 0 | 0 | 0 | 0 | 0 | 0 | 0 |  | 5 | 0 | 0 | 0 | 0 | 0 |  |  | 0 | 0 | 0 | 0 | 0 | 0 | 0 | 0 | 0 | 0 | 5 | 0 | 0 |  | 0 | 0 |  | 0 | 0
PG&E GBA | Lockeford | 230 |  | 0 | 0 | 0 | 0 | 0 | 0 | 0 | 0 | 0 | 0 | 0 | 0 | 0 | 0 | 0 | 0 |  | 0 | 0 | 0 | 0 | 0 | 0 | 0 | 0 | 0 | 0 | 0 | 0 | 0 | 0 | 0 | 0 |  | 0 | 0 | 0 | 0 | 0 | 0 |  |  | 0 | 0 | 0 | 0 | 0 | 0 | 0 | 0 | 0 | 0 | 0 | 0 | 0 |  | 0 | 0 |  | 0 | 0
PG&E GBA | Lockeford | 60 |  | 0 | 0 | 0 | 0 | 0 | 0 | 0 | 0 | 0 | 0 | 0 | 0 | 0 | 0 | 0 | 0 |  | 0 | 0 | 0 | 0 | 0 | 0 | 0 | 0 | 0 | 14.8 | 0 | 0 | 0 | 0 | 0 | 0 |  | 0 | 0 | 0 | 0 | 0 | 0 |  |  | 0 | 0 | 0 | 0 | 0 | 0 | 0 | 0 | 0 | 0 | 14.8 | 0 | 0 |  | 0 | 0 |  | 0 | 0
PG&E GBA | Lodi | 230 |  | 0 | 0 | 0 | 0 | 0 | 0 | 0 | 0 | 0 | 0 | 0 | 0 | 0 | 0 | 0 | 0 |  | 0 | 0 | 0 | 0 | 0 | 0 | 0 | 0 | 0 | 0 | 0 | 0 | 0 | 0 | 0 | 0 |  | 0 | 0 | 0 | 0 | 0 | 0 |  |  | 0 | 0 | 0 | 0 | 0 | 0 | 0 | 0 | 0 | 0 | 0 | 0 | 0 |  | 0 | 0 |  | 0 | 0
PG&E NGBA | Logan Creek | 230 |  | 0 | 0 | 0 | 0 | 0 | 0 | 0 | 0 | 0 | 0 | 0 | 0 | 0 | 0 | 0 | 0 |  | 0 | 0 | 0 | 0 | 0 | 0 | 0 | 0 | 0 | 9.076 | 0 | 0 | 0 | 0 | 0 | 0 |  | 0 | 0 | 0 | 0 | 0 | 0 |  |  | 0 | 0 | 0 | 0 | 0 | 0 | 0 | 0 | 0 | 0 | 9.076 | 0 | 0 |  | 0 | 0 |  | 0 | 0
PG&E GBA | Lone Tree | 230 |  | 0 | 0 | 0 | 0 | 0 | 0 | 0 | 0 | 0 | 0 | 0 | 0 | 0 | 0 | 0 | 0 |  | 0 | 0 | 0 | 0 | 0 | 0 | 0 | 0 | 0 | 0 | 0 | 0 | 0 | 0 | 0 | 0 |  | 0 | 0 | 0 | 0 | 0 | 0 |  |  | 0 | 0 | 0 | 0 | 0 | 0 | 0 | 0 | 0 | 0 | 0 | 0 | 0 |  | 0 | 0 |  | 0 | 0
PG&E FRESNO | Los Banos | 230 |  | 0 | 0 | 0 | 0 | 0 | 0 | 0 | 0 | 0 | 0 | 0 | 0 | 0 | 0 | 0 | 0 |  | 0 | 0 | 0 | 0 | 0 | 0 | 0 | 0 | 0 | 0 | 0 | 0 | 0 | 0 | 0 | 0 |  | 10 | 0 | 0 | 0 | 0 | 0 |  |  | 0 | 0 | 0 | 0 | 0 | 0 | 0 | 0 | 0 | 0 | 10 | 0 | 0 |  | 0 | 0 |  | 0 | 0
PG&E FRESNO | Los Banos | 500 |  | 0 | 0 | 0 | 0 | 0 | 0 | 0 | 0 | 0 | 0 | 0 | 0 | 0 | 0 | 0 | 0 |  | 0 | 0 | 0 | 0 | 0 | 0 | 0 | 0 | 0 | 0 | 0 | 0 | 0 | 0 | 0 | 0 |  | 0 | 0 | 0 | 0 | 0 | 0 |  |  | 0 | 0 | 0 | 0 | 0 | 0 | 0 | 0 | 0 | 0 | 0 | 0 | 0 |  | 0 | 0 |  | 0 | 0
SDGE | Los Coches | 138 |  | 0 | 0 | 0 | 0 | 0 | 0 | 0 | 0 | 0 | 0 | 0 | 0 | 0 | 0 | 0 | 0 |  | 0 | 0 | 0 | 0 | 0 | 0 | 0 | 0 | 0 | 0 | 2.8 | 0 | 0 | 0 | 0 | 0 |  | 0 | 0 | 0 | 0 | 0 | 0 |  |  | 0 | 0 | 0 | 0 | 0 | 0 | 0 | 0 | 0 | 0 | 0 | 2.8 | 0 |  | 0 | 0 |  | 0 | 0
SDGE | Los Coches | 69 |  | 0 | 0 | 0 | 0 | 0 | 0 | 0 | 0 | 0 | 0 | 0 | 0 | 0 | 0 | 0 | 0 |  | 0 | 0 | 0 | 0 | 0 | 0 | 0 | 0 | 0 | 0 | 0 | 0 | 0 | 0 | 0 | 0 |  | 0 | 0 | 0 | 0 | 0 | 0 |  |  | 0 | 0 | 0 | 0 | 0 | 0 | 0 | 0 | 0 | 0 | 0 | 0 | 0 |  | 0 | 0 |  | 0 | 0
PG&E GBA | Los Esteros | 115 |  | 0 | 0 | 0 | 0 | 0 | 0 | 0 | 0 | 0 | 0 | 0 | 0 | 0 | 0 | 0 | 0 |  | 0 | 0 | 0 | 0 | 0 | 0 | 0 | 0 | 0 | 0 | 0 | 0 | 0 | 0 | 0 | 0 |  | 7 | 0 | 0 | 0 | 0 | 0 |  |  | 0 | 0 | 0 | 0 | 0 | 0 | 0 | 0 | 0 | 0 | 7 | 0 | 0 |  | 0 | 0 |  | 0 | 0
PG&E GBA | Los Esteros | 230 |  | 0 | 0 | 0 | 0 | 0 | 0 | 0 | 0 | 0 | 0 | 0 | 0 | 0 | 0 | 0 | 0 |  | 0 | 0 | 0 | 0 | 0 | 0 | 0 | 0 | 0 | 0 | 0 | 0 | 0 | 0 | 0 | 0 |  | 0 | 0 | 0 | 0 | 0 | 0 |  |  | 0 | 0 | 0 | 0 | 0 | 0 | 0 | 0 | 0 | 0 | 0 | 0 | 0 |  | 0 | 0 |  | 0 | 0
PG&E GBA | Los Positas | 230 |  | 0 | 0 | 0 | 0 | 0 | 0 | 0 | 0 | 0 | 0 | 0 | 0 | 0 | 0 | 0 | 0 |  | 0 | 0 | 0 | 0 | 0 | 0 | 0 | 0 | 0 | 0 | 0 | 0 | 0 | 0 | 0 | 0 |  | 0 | 0 | 0 | 0 | 0 | 0 |  |  | 0 | 0 | 0 | 0 | 0 | 0 | 0 | 0 | 0 | 0 | 0 | 0 | 0 |  | 0 | 0 |  | 0 | 0
PG&E GBA | Los Positas | 60 |  | 0 | 0 | 0 | 0 | 0 | 0 | 0 | 0 | 0 | 0 | 0 | 0 | 0 | 0 | 0 | 0 |  | 0 | 0 | 0 | 0 | 0 | 0 | 0 | 0 | 0 | 0 | 0 | 0 | 0 | 0 | 0 | 0 |  | 0 | 0 | 0 | 0 | 0 | 0 |  |  | 0 | 0 | 0 | 0 | 0 | 0 | 0 | 0 | 0 | 0 | 0 | 0 | 0 |  | 0 | 0 |  | 0 | 0
SDGE | Loveland | 69 |  | 0 | 0 | 0 | 0 | 0 | 0 | 0 | 0 | 0 | 0 | 0 | 0 | 0 | 0 | 0 | 0 |  | 0 | 0 | 0 | 0 | 0 | 0 | 0 | 0 | 0 | 0 | 0 | 0 | 0 | 0 | 0 | 0 |  | 0 | 0 | 0 | 0 | 0 | 0 |  |  | 0 | 0 | 0 | 0 | 0 | 0 | 0 | 0 | 0 | 0 | 0 | 0 | 0 |  | 0 | 0 |  | 0 | 0
SCE NOL | Lugo | 230 |  | 0 | 0 | 0 | 0 | 0 | 0 | 0 | 0 | 0 | 0 | 0 | 0 | 0 | 0 | 0 | 0 |  | 0 | 0 | 0 | 0 | 0 | 0 | 0 | 0 | 0 | 0 | 0 | 0 | 0 | 0 | 0 | 0 |  | 100 | 480 | 0 | 480 | 0 | 0 |  |  | 0 | 0 | 0 | 0 | 0 | 0 | 0 | 0 | 0 | 0 | 100 | 480 | 0 | 480 | 0 | 0 | 0 | 0 | 0
SCE Metro | Lugo | 500 |  | 0 | 0 | 0 | 0 | 0 | 0 | 0 | 0 | 0 | 0 | 0 | 0 | 0 | 0 | 0 | 0 |  | 0 | 0 | 0 | 0 | 0 | 0 | 0 | 0 | 0 | 0 | 0 | 0 | 0 | 0 | 0 | 0 |  | 0 | 0 | 0 | 0 | 0 | 0 |  |  | 0 | 0 | 0 | 0 | 0 | 0 | 0 | 0 | 0 | 0 | 0 | 0 | 0 | 0 | 0 | 0 | 0 | 0 | 0
PG&E FRESNO | Madera | 70 |  | 0 | 0 | 0 | 0 | 0 | 0 | 0 | 0 | 0 | 0 | 0 | 0 | 0 | 0 | 0 | 0 |  | 0 | 0 | 0 | 0 | 0 | 0 | 0 | 0 | 0 | 0 | 0 | 0 | 0 | 0 | 0 | 0 |  | 0 | 0 | 0 | 0 | 0 | 0 |  |  | 0 | 0 | 0 | 0 | 0 | 0 | 0 | 0 | 0 | 0 | 0 | 0 | 0 |  | 0 | 0 |  | 0 | 0
PG&E NGBA | Madison | 115 |  | 0 | 0 | 0 | 0 | 0 | 0 | 0 | 0 | 0 | 0 | 0 | 0 | 0 | 0 | 0 | 0 |  | 0 | 0 | 0 | 0 | 0 | 0 | 0 | 0 | 0 | 0 | 0 | 0 | 0 | 0 | 0 | 0 |  | 0 | 0 | 0 | 0 | 0 | 0 |  |  | 0 | 0 | 0 | 0 | 0 | 0 | 0 | 0 | 0 | 0 | 0 | 0 | 0 |  | 0 | 0 |  | 0 | 0
PG&E KERN | Magunden | 115 |  | 0 | 0 | 0 | 0 | 0 | 0 | 0 | 0 | 0 | 0 | 0 | 0 | 0 | 0 | 0 | 0 |  | 0 | 0 | 0 | 0 | 0 | 0 | 0 | 0 | 0 | 0 | 0 | 0 | 0 | 0 | 0 | 0 |  | 0 | 0 | 0 | 0 | 0 | 0 |  |  | 0 | 0 | 0 | 0 | 0 | 0 | 0 | 0 | 0 | 0 | 0 | 0 | 0 |  | 0 | 0 |  | 0 | 0
SCE Northern | Magunden | 230 |  | 0 | 0 | 0 | 0 | 0 | 0 | 0 | 0 | 0 | 0 | 0 | 0 | 0 | 0 | 0 | 0 |  | 0 | 0 | 0 | 0 | 0 | 0 | 0 | 0 | 0 | 0 | 0 | 0 | 0 | 0 | 0 | 0 |  | 0 | 0 | 0 | 0 | 0 | 0 |  |  | 0 | 0 | 0 | 0 | 0 | 0 | 0 | 0 | 0 | 0 | 0 | 0 | 0 |  | 0 | 0 |  | 0 | 0
PG&E FRESNO | Malaga | 115 |  | 0 | 0 | 0 | 0 | 0 | 0 | 0 | 0 | 0 | 0 | 0 | 0 | 0 | 0 | 0 | 0 |  | 0 | 4.494 | 0 | 0 | 0 | 0 | 0 | 0 | 0 | 4.494 | 0 | 0 | 0 | 0 | 0 | 0 |  | 0 | 0 | 0 | 0 | 0 | 0 |  |  | 0 | 0 | 4.494 | 0 | 0 | 0 | 0 | 0 | 0 | 0 | 4.494 | 0 | 0 |  | 0 | 0 |  | 0 | 0
PG&E NGBA | Malin | 500 |  | 0 | 0 | 0 | 0 | 0 | 0 | 0 | 0 | 0 | 0 | 0 | 0 | 0 | 0 | 0 | 0 |  | 0 | 0 | 0 | 0 | 0 | 0 | 0 | 0 | 0 | 0 | 0 | 0 | 0 | 0 | 0 | 0 |  | 0 | 0 | 0 | 0 | 0 | 0 | 415 |  | 0 | 0 | 0 | 0 | 0 | 0 | 0 | 0 | 0 | 0 | 0 | 0 | 0 | 0 | 0 | 0 | 415 | 0 | 0
SCE Northern | Mandalay | 230 |  | 0 | 0 | 0 | 0 | 0 | 0 | 0 | 0 | 0 | 0 | 0 | 0 | 0 | 0 | 0 | 0 |  | 0 | 0 | 0 | 0 | 0 | 0 | 0 | 0 | 0 | 0 | 0 | 0 | 0 | 0 | 0 | 0 |  | 0 | 0 | 0 | 0 | 0 | 0 |  |  | 0 | 0 | 0 | 0 | 0 | 0 | 0 | 0 | 0 | 0 | 0 | 0 | 0 |  | 0 | 0 |  | 0 | 0
PG&E FRESNO | Manning | 230 |  | 0 | 0 | 0 | 0 | 0 | 0 | 0 | 0 | 0 | 0 | 0 | 0 | 0 | 0 | 0 | 0 |  | 0 | 0 | 0 | 0 | 0 | 0 | 0 | 0 | 0 | 0 | 0 | 0 | 0 | 0 | 0 | 0 |  | 9 | 0 | 0 | 0 | 0 | 0 |  |  | 0 | 0 | 0 | 0 | 0 | 0 | 0 | 0 | 0 | 0 | 9 | 0 | 0 |  | 0 | 0 |  | 0 | 0
PG&E FRESNO | Manning | 500 |  | 0 | 0 | 0 | 0 | 0 | 0 | 0 | 0 | 0 | 0 | 0 | 0 | 0 | 0 | 0 | 0 |  | 0 | 0 | 0 | 0 | 0 | 0 | 0 | 0 | 0 | 0 | 0 | 0 | 0 | 0 | 0 | 0 |  | 0 | 0 | 0 | 0 | 0 | 0 |  |  | 0 | 0 | 0 | 0 | 0 | 0 | 0 | 0 | 0 | 0 | 0 | 0 | 0 |  | 0 | 0 |  | 0 | 0
PG&E GBA | Manteca | 115 |  | 0 | 0 | 0 | 0 | 0 | 0 | 0 | 0 | 0 | 0 | 0 | 0 | 0 | 0 | 0 | 0 |  | 0 | 0 | 0 | 0 | 0 | 0 | 0 | 0 | 0 | 0 | 0 | 0 | 0 | 0 | 0 | 0 |  | 0 | 0 | 0 | 0 | 0 | 0 |  |  | 0 | 0 | 0 | 0 | 0 | 0 | 0 | 0 | 0 | 0 | 0 | 0 | 0 |  | 0 | 0 |  | 0 | 0
SDGE | Margarita | 138 |  | 0 | 0 | 0 | 0 | 0 | 0 | 0 | 0 | 0 | 0 | 0 | 0 | 0 | 0 | 0 | 0 |  | 0 | 0 | 0 | 0 | 0 | 0 | 0 | 0 | 0 | 0 | 0 | 0 | 0 | 0 | 0 | 0 |  | 0 | 0 | 0 | 0 | 0 | 0 |  |  | 0 | 0 | 0 | 0 | 0 | 0 | 0 | 0 | 0 | 0 | 0 | 0 | 0 |  | 0 | 0 |  | 0 | 0
PG&E GBA | Martin | 230 |  | 0 | 0 | 0 | 0 | 0 | 0 | 0 | 0 | 0 | 0 | 0 | 0 | 0 | 0 | 0 | 0 |  | 0 | 0 | 0 | 0 | 0 | 0 | 0 | 0 | 0 | 0 | 0 | 0 | 0 | 0 | 0 | 0 |  | 0 | 0 | 0 | 0 | 0 | 0 |  |  | 0 | 0 | 0 | 0 | 0 | 0 | 0 | 0 | 0 | 0 | 0 | 0 | 0 |  | 0 | 0 |  | 0 | 0
PG&E GBA | Martin | 115 |  | 0 | 0 | 0 | 0 | 0 | 0 | 0 | 0 | 0 | 0 | 0 | 0 | 0 | 0 | 0 | 0 |  | 0 | 0 | 0 | 0 | 0 | 0 | 0 | 0 | 0 | 0 | 0 | 0 | 0 | 0 | 0 | 0 |  | 0 | 0 | 0 | 0 | 0 | 0 |  |  | 0 | 0 | 0 | 0 | 0 | 0 | 0 | 0 | 0 | 0 | 0 | 0 | 0 |  | 0 | 0 |  | 0 | 0
PG&E GBA | Martinez | 115 |  | 0 | 0 | 0 | 0 | 0 | 0 | 0 | 0 | 0 | 0 | 0 | 0 | 0 | 0 | 0 | 0 |  | 0 | 0 | 0 | 0 | 0 | 0 | 0 | 0 | 0 | 0 | 0 | 0 | 0 | 0 | 0 | 0 |  | 0 | 0 | 0 | 0 | 0 | 0 |  |  | 0 | 0 | 0 | 0 | 0 | 0 | 0 | 0 | 0 | 0 | 0 | 0 | 0 |  | 0 | 0 |  | 0 | 0
PG&E FRESNO | Mc Mullin | 230 |  | 0 | 0 | 0 | 0 | 0 | 0 | 0 | 0 | 0 | 0 | 0 | 0 | 0 | 0 | 0 | 0 |  | 0 | 0 | 0 | 0 | 0 | 0 | 0 | 0 | 0 | 0 | 0 | 0 | 0 | 0 | 0 | 0 |  | 0 | 0 | 0 | 0 | 0 | 0 |  |  | 0 | 0 | 0 | 0 | 0 | 0 | 0 | 0 | 0 | 0 | 0 | 0 | 0 |  | 0 | 0 |  | 0 | 0
PG&E FRESNO | McCall | 115 |  | 0 | 0 | 0 | 0 | 0 | 0 | 0 | 0 | 0 | 0 | 0 | 0 | 0 | 0 | 0 | 0 |  | 0 | 5.76 | 0 | 0 | 0 | 0 | 0 | 0 | 0 | 11.61 | 0 | 0 | 0 | 0 | 0 | 0 |  | 0 | 0 | 0 | 0 | 0 | 0 |  |  | 0 | 0 | 5.76 | 0 | 0 | 0 | 0 | 0 | 0 | 0 | 11.61 | 0 | 0 |  | 0 | 0 |  | 0 | 0
PG&E FRESNO | McCall | 230 |  | 0 | 0 | 0 | 0 | 0 | 0 | 0 | 0 | 0 | 0 | 0 | 0 | 0 | 0 | 0 | 0 |  | 0 | 0 | 0 | 0 | 0 | 0 | 0 | 0 | 0 | 0 | 0 | 0 | 0 | 0 | 0 | 0 |  | 0 | 0 | 0 | 0 | 0 | 0 |  |  | 0 | 0 | 0 | 0 | 0 | 0 | 0 | 0 | 0 | 0 | 0 | 0 | 0 |  | 0 | 0 |  | 0 | 0
PG&E GBA | Meadow Lane | 115 |  | 0 | 0 | 0 | 0 | 0 | 0 | 0 | 0 | 0 | 0 | 0 | 0 | 0 | 0 | 0 | 0 |  | 0 | 1.6979 | 0 | 0 | 0 | 0 | 0 | 0.98288 | 0 | 1.6979 | 0 | 0 | 0 | 0 | 0 | 0.98288 |  | 0 | 0 | 0 | 0 | 0 | 0 |  |  | 0 | 0 | 1.6979 | 0 | 0 | 0 | 0 | 0 | 0.98288 | 0 | 1.6979 | 0 | 0 |  | 0 | 0 |  | 0 | 0.98288
PG&E GBA | Melones | 115 |  | 0 | 0 | 0 | 0 | 0 | 0 | 0 | 0 | 0 | 0 | 0 | 0 | 0 | 0 | 0 | 0 |  | 0 | 0 | 0 | 0 | 0 | 0 | 0 | 0 | 0 | 0 | 0 | 0 | 0 | 0 | 0 | 0 |  | 0 | 0 | 0 | 0 | 0 | 0 |  |  | 0 | 0 | 0 | 0 | 0 | 0 | 0 | 0 | 0 | 0 | 0 | 0 | 0 |  | 0 | 0 |  | 0 | 0
PG&E GBA | Melones | 230 |  | 0 | 0 | 0 | 0 | 0 | 0 | 0 | 0 | 0 | 0 | 0 | 0 | 0 | 0 | 0 | 0 |  | 0 | 0 | 0 | 0 | 0 | 0 | 0 | 0 | 0 | 0 | 0 | 0 | 0 | 0 | 0 | 0 |  | 0 | 0 | 0 | 0 | 0 | 0 |  |  | 0 | 0 | 0 | 0 | 0 | 0 | 0 | 0 | 0 | 0 | 0 | 0 | 0 |  | 0 | 0 |  | 0 | 0
SDGE | Melrose | 69 |  | 0 | 0 | 0 | 0 | 0 | 0 | 0 | 0 | 0 | 0 | 0 | 0 | 0 | 0 | 0 | 0 |  | 0 | 0 | 0 | 0 | 0 | 0 | 0 | 0 | 0 | 0 | 0 | 0 | 0 | 0 | 0 | 0 |  | 0 | 0 | 0 | 0 | 0 | 0 |  |  | 0 | 0 | 0 | 0 | 0 | 0 | 0 | 0 | 0 | 0 | 0 | 0 | 0 |  | 0 | 0 |  | 0 | 0
PG&E NGBA | Mendocino | 115 |  | 0 | 0 | 0 | 0 | 0 | 0 | 0 | 0 | 0 | 0 | 0 | 0 | 0 | 0 | 0 | 0 |  | 0 | 0 | 0 | 0 | 0 | 0 | 0 | 0 | 0 | 0 | 0 | 0 | 0 | 0 | 0 | 0 |  | 0 | 0 | 0 | 0 | 0 | 0 |  |  | 0 | 0 | 0 | 0 | 0 | 0 | 0 | 0 | 0 | 0 | 0 | 0 | 0 |  | 0 | 0 |  | 0 | 0
PG&E NGBA | Mendocino | 60 |  | 0 | 0 | 0 | 0 | 0 | 0 | 0 | 0 | 0 | 0 | 0 | 0 | 0 | 0 | 0 | 0 |  | 0 | 0 | 0 | 0 | 0 | 0 | 0 | 0 | 0 | 0 | 0 | 0 | 0 | 0 | 0 | 0 |  | 0 | 0 | 0 | 0 | 0 | 0 |  |  | 0 | 0 | 0 | 0 | 0 | 0 | 0 | 0 | 0 | 0 | 0 | 0 | 0 |  | 0 | 0 |  | 0 | 0
PG&E FRESNO | Mendota | 115 |  | 0 | 0 | 0 | 0 | 0 | 0 | 0 | 0 | 0 | 0 | 0 | 0 | 0 | 0 | 0 | 0 |  | 0 | 0 | 0 | 0 | 0 | 0 | 0 | 0 | 0 | 0 | 0 | 0 | 0 | 0 | 0 | 0 |  | 0 | 0 | 0 | 0 | 0 | 0 |  |  | 0 | 0 | 0 | 0 | 0 | 0 | 0 | 0 | 0 | 0 | 0 | 0 | 0 |  | 0 | 0 |  | 0 | 0
PG&E GBA | Menlo | 60 |  | 0 | 0 | 0 | 0 | 0 | 0 | 0 | 0 | 0 | 0 | 0 | 0 | 0 | 0 | 0 | 0 |  | 0 | 0.345 | 0 | 0 | 0 | 0 | 0 | 0 | 0 | 1.273 | 0 | 0 | 0 | 0 | 0 | 0 |  | 0 | 0 | 0 | 0 | 0 | 0 |  |  | 0 | 0 | 0.345 | 0 | 0 | 0 | 0 | 0 | 0 | 0 | 1.273 | 0 | 0 |  | 0 | 0 |  | 0 | 0
PG&E FRESNO | Merced | 115 |  | 0 | 0 | 0 | 0 | 0 | 0 | 0 | 0 | 0 | 0 | 0 | 0 | 0 | 0 | 0 | 0 |  | 0 | 4.125 | 0 | 0 | 0 | 0 | 0 | 0 | 0 | 4.125 | 0 | 0 | 0 | 0 | 0 | 0 |  | 0 | 0 | 0 | 0 | 0 | 0 |  |  | 0 | 0 | 4.125 | 0 | 0 | 0 | 0 | 0 | 0 | 0 | 4.125 | 0 | 0 |  | 0 | 0 |  | 0 | 0
SCE EOP | Mercury | 138 |  | 0 | 0 | 0 | 0 | 0 | 0 | 0 | 0 | 0 | 0 | 0 | 0 | 0 | 0 | 0 | 0 |  | 0 | 0 | 0 | 0 | 0 | 0 | 0 | 0 | 0 | 0 | 0 | 0 | 0 | 0 | 0 | 0 |  | 0 | 0 | 0 | 0 | 0 | 0 |  |  | 0 | 0 | 0 | 0 | 0 | 0 | 0 | 0 | 0 | 0 | 0 | 0 | 0 |  | 0 | 0 |  | 0 | 0
PG&E FRESNO | Mercy Springs | 70 |  | 0 | 0 | 0 | 0 | 0 | 0 | 0 | 0 | 0 | 0 | 0 | 0 | 0 | 0 | 0 | 0 |  | 0 | 0 | 0 | 0 | 0 | 0 | 0 | 0 | 0 | 0 | 0 | 0 | 0 | 0 | 0 | 0 |  | 0 | 0 | 0 | 0 | 0 | 0 |  |  | 0 | 0 | 0 | 0 | 0 | 0 | 0 | 0 | 0 | 0 | 0 | 0 | 0 |  | 0 | 0 |  | 0 | 0
PG&E NGBA | Meridian | 60 |  | 0 | 0 | 0 | 0 | 0 | 0 | 0 | 0 | 0 | 0 | 0 | 0 | 0 | 0 | 0 | 0 |  | 0 | 0 | 0 | 0 | 0 | 0 | 0 | 0 | 0 | 0 | 0 | 0 | 0 | 0 | 0 | 0 |  | 0 | 0 | 0 | 0 | 0 | 0 |  |  | 0 | 0 | 0 | 0 | 0 | 0 | 0 | 0 | 0 | 0 | 0 | 0 | 0 |  | 0 | 0 |  | 0 | 0
PG&E KERN | Mesa (PGE) | 115 |  | 0 | 0 | 0 | 0 | 0 | 0 | 0 | 0 | 0 | 0 | 0 | 0 | 0 | 0 | 0 | 0 |  | 0 | 0 | 0 | 0 | 0 | 0 | 0 | 0 | 0 | 0 | 0 | 0 | 0 | 0 | 0 | 0 |  | 0 | 0 | 0 | 0 | 0 | 0 |  |  | 0 | 0 | 0 | 0 | 0 | 0 | 0 | 0 | 0 | 0 | 0 | 0 | 0 |  | 0 | 0 |  | 0 | 0
PG&E KERN | Mesa (PGE) | 230 |  | 0 | 0 | 0 | 0 | 0 | 0 | 0 | 0 | 0 | 0 | 0 | 0 | 0 | 0 | 0 | 0 |  | 0 | 0 | 0 | 0 | 0 | 0 | 0 | 0 | 0 | 0 | 0 | 0 | 0 | 0 | 0 | 0 |  | 0 | 0 | 0 | 0 | 0 | 0 | 600 |  | 0 | 0 | 0 | 0 | 0 | 0 | 0 | 0 | 0 | 0 | 0 | 0 | 0 |  | 0 | 0 |  | 0 | 0
SCE Metro | Mesa (SCE) | 230 |  | 0 | 0 | 0 | 0 | 0 | 0 | 0 | 3.5 | 0 | 0.72 | 0 | 0 | 0 | 0 | 0 | 7 |  | 0 | 0 | 0 | 0 | 0 | 0 | 0 | 0 | 0 | 0 | 0 | 0 | 0 | 0 | 0 | 0 |  | 0 | 0 | 0 | 0 | 0 | 0 |  |  | 0 | 0 | 0 | 0 | 0 | 0 | 0 | 0 | 3.5 | 0 | 0.72 | 0 | 0 |  | 0 | 0 |  | 0 | 7
SCE Metro | Mesa (SCE) | 500 |  | 0 | 0 | 0 | 0 | 0 | 0 | 0 | 0 | 0 | 0 | 0 | 0 | 0 | 0 | 0 | 0 |  | 0 | 0 | 0 | 0 | 0 | 0 | 0 | 0 | 0 | 0 | 0 | 0 | 0 | 0 | 0 | 0 |  | 0 | 0 | 0 | 0 | 0 | 0 |  |  | 0 | 0 | 0 | 0 | 0 | 0 | 0 | 0 | 0 | 0 | 0 | 0 | 0 |  | 0 | 0 |  | 0 | 0
SDGE | Mesa Heights | 69 |  | 0 | 0 | 0 | 0 | 0 | 0 | 0 | 0 | 0 | 0 | 0 | 0 | 0 | 0 | 0 | 3 |  | 0 | 0 | 0 | 0 | 0 | 0 | 0 | 0 | 0 | 0 | 0 | 0 | 0 | 0 | 0 | 0 |  | 0 | 0 | 0 | 0 | 0 | 0 |  |  | 0 | 0 | 0 | 0 | 0 | 0 | 0 | 0 | 0 | 0 | 0 | 0 | 0 |  | 0 | 0 |  | 0 | 3
PG&E GBA | Metcalf | 115 |  | 0 | 0 | 0 | 0 | 0 | 0 | 0 | 0 | 0 | 0 | 0 | 0 | 0 | 0 | 0 | 0 |  | 0 | 0 | 0 | 0 | 0 | 0 | 0 | 0 | 0 | 0 | 0 | 0 | 0 | 0 | 0 | 0 |  | 0 | 0 | 0 | 0 | 0 | 0 |  |  | 0 | 0 | 0 | 0 | 0 | 0 | 0 | 0 | 0 | 0 | 0 | 0 | 0 |  | 0 | 0 |  | 0 | 0
PG&E GBA | Metcalf | 230 |  | 0 | 0 | 0 | 0 | 0 | 0 | 0 | 0 | 0 | 0 | 0 | 0 | 0 | 0 | 0 | 0 |  | 0 | 0 | 0 | 0 | 0 | 0 | 0 | 0 | 0 | 0 | 0 | 0 | 0 | 0 | 0 | 0 |  | 0 | 0 | 0 | 0 | 0 | 0 |  |  | 0 | 0 | 0 | 0 | 0 | 0 | 0 | 0 | 0 | 0 | 0 | 0 | 0 |  | 0 | 0 |  | 0 | 0
PG&E GBA | Metcalf | 500 |  | 0 | 0 | 0 | 0 | 0 | 0 | 0 | 0 | 0 | 0 | 0 | 0 | 0 | 0 | 0 | 0 |  | 0 | 0 | 0 | 0 | 0 | 0 | 0 | 0 | 0 | 0 | 0 | 0 | 0 | 0 | 0 | 0 |  | 0 | 0 | 0 | 0 | 0 | 0 |  |  | 0 | 0 | 0 | 0 | 0 | 0 | 0 | 0 | 0 | 0 | 0 | 0 | 0 |  | 0 | 0 |  | 0 | 0
PG&E KERN | Midway | 115 |  | 0 | 0 | 0 | 0 | 0 | 0 | 0 | 0 | 0 | 0 | 0 | 0 | 0 | 0 | 0 | 0 |  | 0 | 0 | 0 | 0 | 0 | 0 | 0 | 0 | 0 | 0 | 0 | 0 | 0 | 0 | 0 | 20 |  | 800 | 0 | 0 | 0 | 0 | 0 |  |  | 800 | 0 | 0 | 0 | 0 | 0 | 0 | 0 | 0 | 0 | 800 | 0 | 0 |  | 0 | 0 |  | 0 | 820
PG&E KERN | Midway | 230 |  | 0 | 0 | 0 | 0 | 0 | 0 | 0 | 0 | 0 | 0 | 0 | 0 | 0 | 0 | 0 | 0 |  | 0 | 0 | 0 | 0 | 0 | 0 | 0 | 0 | 0 | 0 | 0 | 0 | 0 | 0 | 0 | 0 |  | 1300 | 0 | 0 | 0 | 0 | 0 |  |  | 1300 | 0 | 0 | 0 | 0 | 0 | 0 | 0 | 0 | 0 | 1300 | 0 | 0 |  | 0 | 0 |  | 0 | 1300
PG&E KERN | Midway | 500 |  | 0 | 0 | 0 | 0 | 0 | 0 | 0 | 0 | 0 | 0 | 0 | 0 | 0 | 0 | 0 | 0 |  | 0 | 0 | 0 | 0 | 0 | 0 | 0 | 0 | 0 | 0 | 0 | 0 | 0 | 0 | 0 | 0 |  | 0 | 0 | 0 | 0 | 0 | 0 |  |  | 0 | 0 | 0 | 0 | 0 | 0 | 0 | 0 | 0 | 0 | 0 | 0 | 0 |  | 0 | 0 |  | 0 | 0
SDGE | Miguel | 230 |  | 0 | 0 | 0 | 0 | 0 | 0 | 0 | 0 | 0 | 0 | 0 | 0 | 0 | 0 | 0 | 0 |  | 0 | 0 | 0 | 0 | 0 | 0 | 0 | 0 | 0 | 0 | 0 | 0 | 0 | 0 | 0 | 0 |  | 0 | 0 | 0 | 0 | 0 | 0 |  |  | 0 | 0 | 0 | 0 | 0 | 0 | 0 | 0 | 0 | 0 | 0 | 0 | 0 |  | 0 | 0 |  | 0 | 0
SDGE | Miguel | 500 |  | 0 | 0 | 0 | 0 | 0 | 0 | 0 | 0 | 0 | 0 | 0 | 0 | 0 | 0 | 0 | 0 |  | 0 | 0 | 0 | 0 | 0 | 0 | 0 | 0 | 0 | 0 | 0 | 0 | 0 | 0 | 0 | 0 |  | 0 | 0 | 0 | 0 | 0 | 0 |  |  | 0 | 0 | 0 | 0 | 0 | 0 | 0 | 0 | 0 | 0 | 0 | 0 | 0 |  | 0 | 0 |  | 0 | 0
SDGE | Miguel | 69 |  | 0 | 0 | 0 | 0 | 0 | 0 | 0 | 0 | 0 | 0 | 0 | 0 | 0 | 0 | 0 | 0 |  | 0 | 0 | 0 | 0 | 0 | 0 | 0 | 0 | 0 | 0 | 0 | 0 | 0 | 0 | 0 | 0 |  | 0 | 0 | 0 | 0 | 0 | 0 |  |  | 0 | 0 | 0 | 0 | 0 | 0 | 0 | 0 | 0 | 0 | 0 | 0 | 0 |  | 0 | 0 |  | 0 | 0
PG&E GBA | Millbrae | 115 |  | 0 | 0 | 0 | 0 | 0 | 0 | 0 | 0 | 0 | 0 | 0 | 0 | 0 | 0 | 0 | 0 |  | 0 | 6.2558 | 0 | 0 | 0 | 0 | 0 | 3.7248 | 0 | 6.2558 | 0 | 0 | 0 | 0 | 0 | 3.7248 |  | 0 | 0 | 0 | 0 | 0 | 0 |  |  | 0 | 0 | 6.2558 | 0 | 0 | 0 | 0 | 0 | 3.7248 | 0 | 6.2558 | 0 | 0 |  | 0 | 0 |  | 0 | 3.7248
PG&E GBA | Miller | 115 |  | 0 | 0 | 0 | 0 | 0 | 0 | 0 | 0 | 0 | 0 | 0 | 0 | 0 | 0 | 0 | 0 |  | 0 | 0 | 0 | 0 | 0 | 0 | 0 | 0 | 0 | 0 | 0 | 0 | 0 | 0 | 0 | 0 |  | 0 | 0 | 0 | 0 | 0 | 0 |  |  | 0 | 0 | 0 | 0 | 0 | 0 | 0 | 0 | 0 | 0 | 0 | 0 | 0 |  | 0 | 0 |  | 0 | 0
SCE Metro | Mira Loma | 230 |  | 0 | 0 | 0 | 0 | 0 | 0 | 0 | 101.2 | 0 | 0 | 0 | 0 | 0 | 0 | 0 | 103.7 |  | 0 | 0 | 0 | 0 | 0 | 0 | 0 | 0 | 0 | 0 | 0 | 0 | 0 | 0 | 0 | 0 |  | 100 | 0 | 0 | 0 | 0 | 0 |  |  | 0 | 0 | 0 | 0 | 0 | 0 | 0 | 0 | 101.2 | 0 | 100 | 0 | 0 |  | 0 | 0 |  | 0 | 103.7
SCE Metro | Mira Loma | 500 |  | 0 | 0 | 0 | 0 | 0 | 0 | 0 | 0 | 0 | 0 | 0 | 0 | 0 | 0 | 0 | 0 |  | 0 | 0 | 0 | 0 | 0 | 0 | 0 | 0 | 0 | 0 | 0 | 0 | 0 | 0 | 0 | 0 |  | 0 | 0 | 0 | 0 | 0 | 0 |  |  | 0 | 0 | 0 | 0 | 0 | 0 | 0 | 0 | 0 | 0 | 0 | 0 | 0 |  | 0 | 0 |  | 0 | 0
SCE Eastern | Mirage | 115 |  | 0 | 0 | 0 | 0 | 0 | 0 | 0 | 0 | 0 | 0 | 0 | 0 | 0 | 0 | 0 | 0 |  | 0 | 0 | 0 | 0 | 0 | 0 | 0 | 0 | 0 | 0 | 0 | 0 | 0 | 0 | 0 | 0 |  | 0 | 0 | 0 | 0 | 0 | 0 |  |  | 0 | 0 | 0 | 0 | 0 | 0 | 0 | 0 | 0 | 0 | 0 | 0 | 0 | 0 | 0 | 0 | 0 | 0 | 0
SCE Eastern | Mirage | 230 |  | 0 | 0 | 0 | 0 | 0 | 0 | 0 | 0 | 0 | 0 | 0 | 0 | 0 | 0 | 0 | 219.949 |  | 0 | 0 | 0 | 0 | 0 | 0 | 0 | 0 | 0 | 0 | 0 | 0 | 0 | 0 | 0 | 0 |  | 0 | 0 | 0 | 0 | 0 | 0 |  |  | 0 | 0 | 0 | 0 | 0 | 0 | 0 | 0 | 0 | 0 | 0 | 0 | 0 | 0 | 0 | 0 | 0 | 0 | 219.949
SDGE | Mission | 138 |  | 0 | 0 | 0 | 0 | 0 | 0 | 0 | 0 | 0 | 0 | 0 | 0 | 0 | 0 | 0 | 0 |  | 0 | 0 | 0 | 0 | 0 | 0 | 0 | 0 | 0 | 0 | 0 | 0 | 0 | 0 | 0 | 0 |  | 0 | 0 | 0 | 0 | 0 | 0 |  |  | 0 | 0 | 0 | 0 | 0 | 0 | 0 | 0 | 0 | 0 | 0 | 0 | 0 |  | 0 | 0 |  | 0 | 0
SDGE | Mission | 230 |  | 0 | 0 | 0 | 0 | 0 | 0 | 0 | 0 | 0 | 0 | 0 | 0 | 0 | 0 | 0 | 0 |  | 0 | 0 | 0 | 0 | 0 | 0 | 0 | 0 | 0 | 0 | 0 | 0 | 0 | 0 | 0 | 0 |  | 0 | 0 | 0 | 0 | 0 | 0 |  |  | 0 | 0 | 0 | 0 | 0 | 0 | 0 | 0 | 0 | 0 | 0 | 0 | 0 |  | 0 | 0 |  | 0 | 0
SDGE | Mission | 69 |  | 0 | 0 | 0 | 0 | 0 | 0 | 0 | 0 | 0 | 0 | 0 | 0 | 0 | 0 | 0 | 0 |  | 0 | 0 | 0 | 0 | 0 | 0 | 0 | 0 | 0 | 0 | 0 | 0 | 0 | 0 | 0 | 0 |  | 0 | 0 | 0 | 0 | 0 | 0 |  |  | 0 | 0 | 0 | 0 | 0 | 0 | 0 | 0 | 0 | 0 | 0 | 0 | 0 |  | 0 | 0 |  | 0 | 0
PG&E GBA | Mi-Wuk | 115 |  | 0 | 0 | 0 | 0 | 0 | 0 | 0 | 0 | 0 | 0 | 0 | 0 | 0 | 0 | 0 | 0 |  | 0 | 0 | 0 | 0 | 0 | 0 | 0 | 0 | 0 | 0 | 0 | 0 | 0 | 0 | 0 | 0 |  | 0 | 0 | 0 | 0 | 0 | 0 |  |  | 0 | 0 | 0 | 0 | 0 | 0 | 0 | 0 | 0 | 0 | 0 | 0 | 0 |  | 0 | 0 |  | 0 | 0
SCE EOP | Mohave | 500 |  | 0 | 0 | 0 | 0 | 0 | 0 | 0 | 0 | 0 | 0 | 0 | 0 | 0 | 0 | 0 | 0 |  | 0 | 0 | 0 | 0 | 0 | 0 | 0 | 0 | 0 | 0 | 0 | 0 | 0 | 0 | 0 | 0 |  | 0 | 0 | 0 | 0 | 0 | 0 |  |  | 0 | 0 | 0 | 0 | 0 | 0 | 0 | 0 | 0 | 0 | 0 | 0 | 0 |  | 0 | 0 |  | 0 | 0
PG&E NGBA | Monroe | 115 |  | 0 | 0 | 0 | 0 | 0 | 0 | 0 | 0 | 0 | 0 | 0 | 0 | 0 | 0 | 0 | 0 |  | 0 | 0 | 0 | 0 | 0 | 0 | 0 | 0 | 0 | 0 | 0 | 0 | 0 | 0 | 0 | 0 |  | 0 | 0 | 0 | 0 | 0 | 0 |  |  | 0 | 0 | 0 | 0 | 0 | 0 | 0 | 0 | 0 | 0 | 0 | 0 | 0 |  | 0 | 0 |  | 0 | 0
SDGE | Monserate | 69 |  | 0 | 0 | 0 | 0 | 0 | 0 | 0 | 0 | 0 | 0 | 0 | 0 | 0 | 0 | 0 | 0 |  | 0 | 0 | 0 | 0 | 0 | 0 | 0 | 0 | 0 | 0 | 0 | 0 | 0 | 0 | 0 | 0 |  | 0 | 0 | 0 | 0 | 0 | 0 |  |  | 0 | 0 | 0 | 0 | 0 | 0 | 0 | 0 | 0 | 0 | 0 | 0 | 0 |  | 0 | 0 |  | 0 | 0
PG&E GBA | Monta Vista | 115 |  | 0 | 0 | 0 | 0 | 0 | 0 | 0 | 0 | 0 | 0 | 0 | 0 | 0 | 0 | 0 | 0 |  | 0 | 0 | 0 | 0 | 0 | 0 | 0 | 0 | 0 | 0 | 0 | 0 | 0 | 0 | 0 | 0 |  | 0 | 0 | 0 | 0 | 0 | 0 |  |  | 0 | 0 | 0 | 0 | 0 | 0 | 0 | 0 | 0 | 0 | 0 | 0 | 0 |  | 0 | 0 |  | 0 | 0
PG&E GBA | Monta Vista | 230 |  | 0 | 0 | 0 | 0 | 0 | 0 | 0 | 0 | 0 | 0 | 0 | 0 | 0 | 0 | 0 | 0 |  | 0 | 0 | 0 | 0 | 0 | 0 | 0 | 0 | 0 | 0 | 0 | 0 | 0 | 0 | 0 | 0 |  | 0 | 0 | 0 | 0 | 0 | 0 |  |  | 0 | 0 | 0 | 0 | 0 | 0 | 0 | 0 | 0 | 0 | 0 | 0 | 0 |  | 0 | 0 |  | 0 | 0
PG&E GBA | Monta Vista | 60 |  | 0 | 0 | 0 | 0 | 0 | 0 | 0 | 0 | 0 | 0 | 0 | 0 | 0 | 0 | 0 | 0 |  | 0 | 0 | 0 | 0 | 0 | 0 | 0 | 0 | 0 | 0 | 0 | 0 | 0 | 0 | 0 | 0 |  | 0 | 0 | 0 | 0 | 0 | 0 |  |  | 0 | 0 | 0 | 0 | 0 | 0 | 0 | 0 | 0 | 0 | 0 | 0 | 0 |  | 0 | 0 |  | 0 | 0
PG&E NGBA | Monticello | 115 |  | 0 | 0 | 0 | 0 | 0 | 0 | 0 | 0 | 0 | 0 | 0 | 0 | 0 | 0 | 0 | 0 |  | 0 | 0 | 0 | 0 | 0 | 0 | 0 | 0 | 0 | 0 | 0 | 0 | 0 | 0 | 0 | 0 |  | 0 | 0 | 0 | 0 | 0 | 0 |  |  | 0 | 0 | 0 | 0 | 0 | 0 | 0 | 0 | 0 | 0 | 0 | 0 | 0 |  | 0 | 0 |  | 0 | 0
SCE Northern | Moorpark | 230 |  | 0 | 0 | 0 | 0 | 0 | 0 | 0 | 248 | 0 | 0 | 0 | 0 | 0 | 0 | 0 | 336.75 |  | 0 | 0 | 0 | 0 | 0 | 0 | 0 | 0 | 0 | 0 | 0 | 0 | 0 | 0 | 0 | 0 |  | 0 | 0 | 0 | 0 | 0 | 0 |  |  | 0 | 0 | 0 | 0 | 0 | 0 | 0 | 0 | 248 | 0 | 0 | 0 | 0 |  | 0 | 0 |  | 0 | 336.75
SCE Northern | Moorpark | 66 |  | 0 | 0 | 0 | 0 | 0 | 0 | 0 | 0 | 0 | 0 | 0 | 0 | 0 | 0 | 0 | 0 |  | 0 | 0 | 0 | 0 | 0 | 0 | 0 | 0 | 0 | 0 | 0 | 0 | 0 | 0 | 0 | 0 |  | 0 | 0 | 0 | 0 | 0 | 0 |  |  | 0 | 0 | 0 | 0 | 0 | 0 | 0 | 0 | 0 | 0 | 0 | 0 | 0 |  | 0 | 0 |  | 0 | 0
PG&E GBA | Moraga | 115 |  | 0 | 0 | 0 | 0 | 0 | 0 | 0 | 0 | 0 | 0 | 0 | 0 | 0 | 0 | 0 | 0 |  | 0 | 0 | 0 | 0 | 0 | 0 | 0 | 0 | 0 | 0 | 0 | 0 | 0 | 0 | 0 | 0 |  | 0 | 0 | 0 | 0 | 0 | 0 |  |  | 0 | 0 | 0 | 0 | 0 | 0 | 0 | 0 | 0 | 0 | 0 | 0 | 0 |  | 0 | 0 |  | 0 | 0
PG&E GBA | Moraga | 230 |  | 0 | 0 | 0 | 0 | 0 | 0 | 0 | 0 | 0 | 0 | 0 | 0 | 0 | 0 | 0 | 0 |  | 0 | 0 | 0 | 0 | 0 | 0 | 0 | 0 | 0 | 0 | 0 | 0 | 0 | 0 | 0 | 0 |  | 0 | 0 | 0 | 0 | 0 | 0 |  |  | 0 | 0 | 0 | 0 | 0 | 0 | 0 | 0 | 0 | 0 | 0 | 0 | 0 |  | 0 | 0 |  | 0 | 0
PG&E GBA | Morgan Hill | 115 |  | 0 | 0 | 0 | 0 | 0 | 0 | 0 | 0 | 0 | 0 | 0 | 0 | 0 | 0 | 0 | 0 |  | 0 | 0 | 0 | 0 | 0 | 0 | 0 | 20 | 0 | 0 | 0 | 0 | 0 | 0 | 0 | 20 |  | 0 | 0 | 0 | 0 | 0 | 0 |  |  | 0 | 0 | 0 | 0 | 0 | 0 | 0 | 0 | 20 | 0 | 0 | 0 | 0 |  | 0 | 0 |  | 0 | 20
PG&E KERN | Morro Bay | 115 |  | 0 | 0 | 0 | 0 | 0 | 0 | 0 | 0 | 0 | 0 | 0 | 0 | 0 | 0 | 0 | 0 |  | 0 | 0 | 0 | 0 | 0 | 0 | 0 | 0 | 0 | 0 | 0 | 0 | 0 | 0 | 0 | 0 |  | 0 | 0 | 0 | 0 | 0 | 0 |  |  | 0 | 0 | 0 | 0 | 0 | 0 | 0 | 0 | 0 | 0 | 0 | 0 | 0 |  | 0 | 0 |  | 0 | 0
PG&E KERN | Morro Bay | 230 |  | 0 | 0 | 0 | 0 | 0 | 0 | 0 | 0 | 0 | 0 | 0 | 0 | 0 | 0 | 0 | 0 |  | 0 | 0 | 0 | 0 | 0 | 0 | 0 | 0 | 0 | 0 | 0 | 0 | 0 | 0 | 0 | 0 |  | 0 | 0 | 0 | 0 | 0 | 0 |  |  | 0 | 0 | 0 | 0 | 0 | 0 | 0 | 0 | 0 | 0 | 0 | 0 | 0 |  | 0 | 0 |  | 0 | 0
PG&E KERN | Morro Bay | 500 |  | 0 | 0 | 0 | 0 | 0 | 0 | 0 | 0 | 0 | 0 | 0 | 0 | 0 | 0 | 0 | 0 |  | 0 | 0 | 0 | 0 | 0 | 0 | 0 | 0 | 0 | 0 | 0 | 0 | 0 | 0 | 0 | 0 |  | 0 | 0 | 0 | 0 | 0 | 0 |  |  | 0 | 0 | 0 | 0 | 0 | 0 | 0 | 0 | 0 | 0 | 0 | 0 | 0 |  | 0 | 0 |  | 0 | 0
PG&E GBA | Moss Landing | 115 |  | 0 | 0 | 0 | 0 | 0 | 0 | 0 | 0 | 0 | 0 | 0 | 0 | 0 | 0 | 0 | 0 |  | 0 | 0 | 0 | 0 | 0 | 0 | 0 | 0 | 0 | 0 | 0 | 0 | 0 | 0 | 0 | 0 |  | 0 | 0 | 0 | 0 | 0 | 0 |  |  | 0 | 0 | 0 | 0 | 0 | 0 | 0 | 0 | 0 | 0 | 0 | 0 | 0 |  | 0 | 0 |  | 0 | 0
PG&E GBA | Moss Landing | 230 |  | 0 | 0 | 0 | 0 | 0 | 0 | 0 | 0 | 0 | 0 | 0 | 0 | 0 | 0 | 0 | 0 |  | 0 | 0 | 0 | 0 | 0 | 0 | 0 | 0 | 0 | 0 | 0 | 0 | 0 | 0 | 0 | 0 |  | 0 | 0 | 0 | 0 | 0 | 0 |  |  | 0 | 0 | 0 | 0 | 0 | 0 | 0 | 0 | 0 | 0 | 0 | 0 | 0 |  | 0 | 0 |  | 0 | 0
PG&E GBA | Moss Landing | 500 |  | 0 | 0 | 0 | 0 | 0 | 0 | 0 | 0 | 0 | 0 | 0 | 0 | 0 | 0 | 0 | 0 |  | 0 | 0 | 0 | 0 | 0 | 0 | 0 | 0 | 0 | 0 | 0 | 0 | 0 | 0 | 0 | 0 |  | 0 | 0 | 0 | 0 | 0 | 0 |  |  | 0 | 0 | 0 | 0 | 0 | 0 | 0 | 0 | 0 | 0 | 0 | 0 | 0 |  | 0 | 0 |  | 0 | 0
SCE EOP | Mountain Pass | 115 |  | 0 | 0 | 0 | 0 | 0 | 0 | 0 | 0 | 0 | 0 | 0 | 0 | 0 | 0 | 0 | 0 |  | 0 | 0 | 0 | 0 | 0 | 0 | 0 | 0 | 0 | 0 | 0 | 0 | 0 | 0 | 0 | 0 |  | 0 | 0 | 0 | 0 | 0 | 0 |  |  | 0 | 0 | 0 | 0 | 0 | 0 | 0 | 0 | 0 | 0 | 0 | 0 | 0 |  | 0 | 0 |  | 0 | 0
PG&E GBA | Mountain View | 115 |  | 0 | 0 | 0 | 0 | 0 | 0 | 0 | 0 | 0 | 0 | 0 | 0 | 0 | 0 | 0 | 0 |  | 0 | 0 | 0 | 0 | 0 | 0 | 0 | 0 | 0 | 1.02 | 0 | 0 | 0 | 0 | 0 | 0 |  | 0 | 0 | 0 | 0 | 0 | 0 |  |  | 0 | 0 | 0 | 0 | 0 | 0 | 0 | 0 | 0 | 0 | 1.02 | 0 | 0 |  | 0 | 0 |  | 0 | 0
PG&E GBA | Mt Eden | 115 |  | 0 | 0 | 0 | 0 | 0 | 0 | 0 | 0 | 0 | 0 | 0 | 0 | 0 | 0 | 0 | 0 |  | 0 | 5.162 | 0 | 0 | 0 | 0 | 0 | 5.162 | 0 | 6.366 | 0 | 0 | 0 | 0 | 0 | 5.162 |  | 0 | 0 | 0 | 0 | 0 | 0 |  |  | 0 | 0 | 5.162 | 0 | 0 | 0 | 0 | 0 | 5.162 | 0 | 6.366 | 0 | 0 |  | 0 | 0 |  | 0 | 5.162
PG&E KERN | Mt Poso | 115 |  | 0 | 0 | 0 | 0 | 0 | 0 | 0 | 0 | 0 | 0 | 0 | 0 | 0 | 0 | 0 | 0 |  | 0 | 0 | 0 | 0 | 0 | 0 | 0 | 0 | 0 | 0 | 0 | 0 | 0 | 0 | 0 | 0 |  | 0 | 0 | 0 | 0 | 0 | 0 |  |  | 0 | 0 | 0 | 0 | 0 | 0 | 0 | 0 | 0 | 0 | 0 | 0 | 0 |  | 0 | 0 |  | 0 | 0
SDGE | Murray | 69 |  | 0 | 0 | 0 | 0 | 0 | 0 | 0 | 0 | 0 | 0 | 0 | 0 | 0 | 0 | 0 | 21 |  | 0 | 0 | 0 | 0 | 0 | 0 | 0 | 0 | 0 | 0 | 0 | 0 | 0 | 0 | 0 | 0 |  | 0 | 0 | 0 | 0 | 0 | 0 |  |  | 0 | 0 | 0 | 0 | 0 | 0 | 0 | 0 | 0 | 0 | 0 | 0 | 0 |  | 0 | 0 |  | 0 | 21
PG&E FRESNO | Mustang | 230 |  | 0 | 0 | 0 | 0 | 0 | 0 | 0 | 0 | 0 | 0 | 0 | 0 | 0 | 0 | 0 | 0 |  | 0 | 0 | 0 | 0 | 0 | 0 | 0 | 0 | 0 | 0 | 0 | 0 | 0 | 0 | 0 | 0 |  | 0 | 0 | 0 | 0 | 0 | 0 |  |  | 0 | 0 | 0 | 0 | 0 | 0 | 0 | 0 | 0 | 0 | 0 | 0 | 0 |  | 0 | 0 |  | 0 | 0
SCE Northern | Neenach | 66 |  | 0 | 0 | 0 | 0 | 0 | 0 | 0 | 0 | 0 | 0 | 0 | 0 | 0 | 0 | 0 | 0 |  | 0 | 0 | 0 | 0 | 0 | 0 | 0 | 0 | 0 | 0 | 0 | 0 | 0 | 0 | 0 | 0 |  | 0 | 0 | 0 | 0 | 0 | 0 |  |  | 0 | 0 | 0 | 0 | 0 | 0 | 0 | 0 | 0 | 0 | 0 | 0 | 0 |  | 0 | 0 |  | 0 | 0
PG&E KERN | New Sub - Gates - Midway (Proposed) | 230 |  | 0 | 0 | 0 | 0 | 0 | 0 | 0 | 0 | 0 | 0 | 0 | 0 | 0 | 0 | 0 | 0 |  | 0 | 0 | 0 | 0 | 0 | 0 | 0 | 0 | 0 | 0 | 0 | 0 | 0 | 0 | 0 | 0 |  | 0 | 0 | 0 | 0 | 0 | 0 |  |  | 0 | 0 | 0 | 0 | 0 | 0 | 0 | 0 | 0 | 0 | 0 | 0 | 0 |  | 0 | 0 |  | 0 | 0
PG&E KERN | New Sub - Gates - Templeton (Proposed) | 230 |  | 0 | 0 | 0 | 0 | 0 | 0 | 0 | 0 | 0 | 0 | 0 | 0 | 0 | 0 | 0 | 0 |  | 0 | 0 | 0 | 0 | 0 | 0 | 0 | 0 | 0 | 0 | 0 | 0 | 0 | 0 | 0 | 0 |  | 0 | 0 | 0 | 0 | 0 | 0 |  |  | 0 | 0 | 0 | 0 | 0 | 0 | 0 | 0 | 0 | 0 | 0 | 0 | 0 |  | 0 | 0 |  | 0 | 0
SCE NOL | New Sub - Kramer - Lugo (Proposed) | 230 |  | 0 | 0 | 0 | 0 | 0 | 0 | 0 | 0 | 0 | 0 | 0 | 0 | 0 | 0 | 0 | 0 |  | 0 | 0 | 0 | 0 | 0 | 0 | 0 | 0 | 0 | 0 | 0 | 0 | 0 | 0 | 0 | 0 |  | 0 | 0 | 0 | 0 | 0 | 0 |  |  | 0 | 0 | 0 | 0 | 0 | 0 | 0 | 0 | 0 | 0 | 0 | 0 | 0 |  | 0 | 0 |  | 0 | 0
PG&E FRESNO | New Sub - Los Banos - Midway (Proposed) | 500 |  | 0 | 0 | 0 | 0 | 0 | 0 | 0 | 0 | 0 | 0 | 0 | 0 | 0 | 0 | 0 | 0 |  | 0 | 0 | 0 | 0 | 0 | 0 | 0 | 0 | 0 | 0 | 0 | 0 | 0 | 0 | 0 | 0 |  | 0 | 0 | 0 | 0 | 0 | 0 |  |  | 0 | 0 | 0 | 0 | 0 | 0 | 0 | 0 | 0 | 0 | 0 | 0 | 0 |  | 0 | 0 |  | 0 | 0
SCE NOL | New Sub - Lugo - Pisgah (Proposed) | 230 |  | 0 | 0 | 0 | 0 | 0 | 0 | 0 | 0 | 0 | 0 | 0 | 0 | 0 | 0 | 0 | 0 |  | 0 | 0 | 0 | 0 | 0 | 0 | 0 | 0 | 0 | 0 | 0 | 0 | 0 | 0 | 0 | 0 |  | 0 | 0 | 0 | 0 | 0 | 0 |  |  | 0 | 0 | 0 | 0 | 0 | 0 | 0 | 0 | 0 | 0 | 0 | 0 | 0 |  | 0 | 0 |  | 0 | 0
PG&E KERN | New Sub - Midway - Wheeler Ridge (Proposed) | 230 |  | 0 | 0 | 0 | 0 | 0 | 0 | 0 | 0 | 0 | 0 | 0 | 0 | 0 | 0 | 0 | 0 |  | 0 | 0 | 0 | 0 | 0 | 0 | 0 | 0 | 0 | 0 | 0 | 0 | 0 | 0 | 0 | 0 |  | 0 | 0 | 0 | 0 | 0 | 0 |  |  | 0 | 0 | 0 | 0 | 0 | 0 | 0 | 0 | 0 | 0 | 0 | 0 | 0 |  | 0 | 0 |  | 0 | 0
PG&E NGBA | New Sub - Near existing Leavitt (PSREC) | 345 |  | 0 | 0 | 0 | 0 | 0 | 0 | 0 | 0 | 0 | 0 | 0 | 0 | 0 | 0 | 0 | 0 |  | 0 | 0 | 0 | 0 | 0 | 0 | 0 | 0 | 0 | 0 | 0 | 0 | 0 | 0 | 0 | 0 |  | 0 | 0 | 0 | 0 | 0 | 0 |  |  | 0 | 0 | 0 | 0 | 0 | 0 | 0 | 0 | 0 | 0 | 0 | 0 | 0 | 0 | 0 | 0 | 0 | 0 | 0
PG&E NGBA | New Sub - Near existing Madeline (NVE) | 345 |  | 0 | 0 | 0 | 0 | 0 | 0 | 0 | 0 | 0 | 0 | 0 | 0 | 0 | 0 | 0 | 0 |  | 0 | 0 | 0 | 0 | 0 | 0 | 0 | 0 | 0 | 0 | 0 | 0 | 0 | 0 | 0 | 0 |  | 0 | 0 | 0 | 0 | 0 | 0 |  |  | 0 | 0 | 0 | 0 | 0 | 0 | 0 | 0 | 0 | 0 | 0 | 0 | 0 | 0 | 0 | 0 | 0 | 0 | 0
SDGE | New Sub - North Gila - IV (Proposed) | 500 |  | 0 | 0 | 0 | 0 | 0 | 0 | 0 | 0 | 0 | 0 | 0 | 0 | 0 | 0 | 0 | 0 |  | 0 | 0 | 0 | 0 | 0 | 0 | 0 | 0 | 0 | 0 | 0 | 0 | 0 | 0 | 0 | 0 |  | 0 | 0 | 0 | 0 | 0 | 0 |  |  | 0 | 0 | 0 | 0 | 0 | 0 | 0 | 0 | 0 | 0 | 0 | 0 | 0 |  | 0 | 0 |  | 0 | 0
PG&E NGBA | New Sub - Pit 1 - Cottonwood (Proposed) | 230 |  | 0 | 0 | 0 | 0 | 0 | 0 | 0 | 0 | 0 | 0 | 0 | 0 | 0 | 0 | 0 | 0 |  | 0 | 0 | 0 | 0 | 0 | 0 | 0 | 0 | 0 | 0 | 0 | 0 | 0 | 0 | 0 | 0 |  | 0 | 0 | 0 | 0 | 0 | 0 |  |  | 0 | 0 | 0 | 0 | 0 | 0 | 0 | 0 | 0 | 0 | 0 | 0 | 0 |  | 0 | 0 |  | 0 | 0
PG&E GBA | New Sub - Rancho Seco - Bellota (Proposed) | 230 |  | 0 | 0 | 0 | 0 | 0 | 0 | 0 | 0 | 0 | 0 | 0 | 0 | 0 | 0 | 0 | 0 |  | 0 | 0 | 0 | 0 | 0 | 0 | 0 | 0 | 0 | 0 | 0 | 0 | 0 | 0 | 0 | 0 |  | 0 | 0 | 0 | 0 | 0 | 0 |  |  | 0 | 0 | 0 | 0 | 0 | 0 | 0 | 0 | 0 | 0 | 0 | 0 | 0 |  | 0 | 0 |  | 0 | 0
SDGE | New Sub - Suncrest - Ocotillo (Proposed) | 500 |  | 0 | 0 | 0 | 0 | 0 | 0 | 0 | 0 | 0 | 0 | 0 | 0 | 0 | 0 | 0 | 0 |  | 0 | 0 | 0 | 0 | 0 | 0 | 0 | 0 | 0 | 0 | 0 | 0 | 0 | 0 | 0 | 0 |  | 0 | 0 | 0 | 0 | 0 | 0 |  |  | 0 | 0 | 0 | 0 | 0 | 0 | 0 | 0 | 0 | 0 | 0 | 0 | 0 |  | 0 | 0 |  | 0 | 0
PG&E FRESNO | New Sub - Westley - Quinto (Proposed) | 230 |  | 0 | 0 | 0 | 0 | 0 | 0 | 0 | 0 | 0 | 0 | 0 | 0 | 0 | 0 | 0 | 0 |  | 0 | 0 | 0 | 0 | 0 | 0 | 0 | 0 | 0 | 0 | 0 | 0 | 0 | 0 | 0 | 0 |  | 0 | 0 | 0 | 0 | 0 | 0 |  |  | 0 | 0 | 0 | 0 | 0 | 0 | 0 | 0 | 0 | 0 | 0 | 0 | 0 |  | 0 | 0 |  | 0 | 0
PG&E GBA | Newark | 115 |  | 0 | 0 | 0 | 0 | 0 | 0 | 0 | 0 | 0 | 0 | 0 | 0 | 0 | 0 | 0 | 0 |  | 0 | 0 | 0 | 0 | 0 | 0 | 0 | 0 | 0 | 0 | 0 | 0 | 0 | 0 | 0 | 0 |  | 0 | 0 | 0 | 0 | 0 | 0 |  |  | 0 | 0 | 0 | 0 | 0 | 0 | 0 | 0 | 0 | 0 | 0 | 0 | 0 |  | 0 | 0 |  | 0 | 0
PG&E GBA | Newark | 230 |  | 0 | 0 | 0 | 0 | 0 | 0 | 0 | 0 | 0 | 0 | 0 | 0 | 0 | 0 | 0 | 0 |  | 0 | 0 | 0 | 0 | 0 | 0 | 0 | 0 | 0 | 0.5 | 0 | 0 | 0 | 0 | 0 | 0.18 |  | 0 | 0 | 0 | 0 | 0 | 0 |  |  | 0 | 0 | 0 | 0 | 0 | 0 | 0 | 0 | 0 | 0 | 0.5 | 0 | 0 |  | 0 | 0 |  | 0 | 0.18
PG&E GBA | Newark | 60 |  | 0 | 0 | 0 | 0 | 0 | 0 | 0 | 0 | 0 | 0 | 0 | 0 | 0 | 0 | 0 | 0 |  | 0 | 0 | 0 | 0 | 0 | 0 | 0 | 0 | 0 | 0 | 0 | 0 | 0 | 0 | 0 | 0 |  | 0 | 0 | 0 | 0 | 0 | 0 |  |  | 0 | 0 | 0 | 0 | 0 | 0 | 0 | 0 | 0 | 0 | 0 | 0 | 0 |  | 0 | 0 |  | 0 | 0
PG&E FRESNO | Newhall | 115 |  | 0 | 0 | 0 | 0 | 0 | 0 | 0 | 0 | 0 | 0 | 0 | 0 | 0 | 0 | 0 | 0 |  | 0 | 9.7 | 0 | 0 | 0 | 0 | 0 | 9.7 | 0 | 9.7 | 0 | 0 | 0 | 0 | 0 | 9.7 |  | 0 | 0 | 0 | 0 | 0 | 0 |  |  | 0 | 0 | 9.7 | 0 | 0 | 0 | 0 | 0 | 9.7 | 0 | 9.7 | 0 | 0 |  | 0 | 0 |  | 0 | 9.7
PG&E KERN | Norco | 115 |  | 0 | 0 | 0 | 0 | 0 | 0 | 0 | 0 | 0 | 0 | 0 | 0 | 0 | 0 | 0 | 0 |  | 0 | 0 | 0 | 0 | 0 | 0 | 0 | 0 | 0 | 0 | 0 | 0 | 0 | 0 | 0 | 0 |  | 0 | 0 | 0 | 0 | 0 | 0 |  |  | 0 | 0 | 0 | 0 | 0 | 0 | 0 | 0 | 0 | 0 | 0 | 0 | 0 |  | 0 | 0 |  | 0 | 0
PG&E GBA | Nortech | 115 |  | 0 | 0 | 0 | 0 | 0 | 0 | 0 | 0 | 0 | 0 | 0 | 0 | 0 | 0 | 0 | 0 |  | 0 | 5.353 | 0 | 0 | 0 | 0 | 0 | 0 | 0 | 7.127 | 0 | 0 | 0 | 0 | 0 | 0 |  | 0 | 0 | 0 | 0 | 0 | 0 |  |  | 0 | 0 | 5.353 | 0 | 0 | 0 | 0 | 0 | 0 | 0 | 7.127 | 0 | 0 |  | 0 | 0 |  | 0 | 0
SDGE | North City Metering | 138 |  | 0 | 0 | 0 | 0 | 0 | 0 | 0 | 0 | 0 | 0 | 0 | 0 | 0 | 0 | 0 | 0 |  | 0 | 0 | 0 | 0 | 0 | 0 | 0 | 0 | 0 | 0 | 0 | 0 | 0 | 0 | 0 | 0 |  | 0 | 0 | 0 | 0 | 0 | 0 |  |  | 0 | 0 | 0 | 0 | 0 | 0 | 0 | 0 | 0 | 0 | 0 | 0 | 0 |  | 0 | 0 |  | 0 | 0
PG&E GBA | North Dublin | 230 |  | 0 | 0 | 0 | 0 | 0 | 0 | 0 | 0 | 0 | 0 | 0 | 0 | 0 | 0 | 0 | 0 |  | 0 | 0 | 0 | 0 | 0 | 0 | 0 | 0 | 0 | 0 | 0 | 0 | 0 | 0 | 0 | 0 |  | 0 | 0 | 0 | 0 | 0 | 0 |  |  | 0 | 0 | 0 | 0 | 0 | 0 | 0 | 0 | 0 | 0 | 0 | 0 | 0 |  | 0 | 0 |  | 0 | 0
SDGE | North Gila | 500 |  | 0 | 0 | 0 | 0 | 0 | 0 | 0 | 0 | 0 | 0 | 0 | 0 | 0 | 0 | 0 | 0 |  | 0 | 0 | 0 | 0 | 0 | 0 | 0 | 0 | 0 | 0 | 0 | 0 | 0 | 0 | 0 | 0 |  | 1000 | 0 | 0 | 0 | 0 | 0 |  |  | 0 | 0 | 0 | 0 | 0 | 0 | 0 | 0 | 0 | 0 | 1000 | 0 | 0 |  | 0 | 0 |  | 0 | 0
SCE Metro | North of SONGS | 230 |  | 0 | 0 | 0 | 0 | 0 | 0 | 0 | 0 | 0 | 0 | 0 | 0 | 0 | 0 | 0 | 0 |  | 0 | 0 | 0 | 0 | 0 | 0 | 0 | 0 | 0 | 0 | 0 | 0 | 0 | 0 | 0 | 0 |  | 0 | 0 | 0 | 0 | 0 | 0 |  |  | 0 | 0 | 0 | 0 | 0 | 0 | 0 | 0 | 0 | 0 | 0 | 0 | 0 |  | 0 | 0 |  | 0 | 0
SCE Metro | North of SONGS | 500 |  | 0 | 0 | 0 | 0 | 0 | 0 | 0 | 0 | 0 | 0 | 0 | 0 | 0 | 0 | 0 | 0 |  | 0 | 0 | 0 | 0 | 0 | 0 | 0 | 0 | 0 | 0 | 0 | 0 | 0 | 0 | 0 | 0 |  | 0 | 0 | 0 | 0 | 0 | 0 |  |  | 0 | 0 | 0 | 0 | 0 | 0 | 0 | 0 | 0 | 0 | 0 | 0 | 0 |  | 0 | 0 |  | 0 | 0
PG&E NGBA | Notre Dame | 115 |  | 0 | 0 | 0 | 0 | 0 | 0 | 0 | 0 | 0 | 0 | 0 | 0 | 0 | 0 | 0 | 0 |  | 0 | 0 | 0 | 0 | 0 | 0 | 0 | 0 | 0 | 10.966 | 0 | 0 | 0 | 0 | 0 | 0 |  | 0 | 0 | 0 | 0 | 0 | 0 |  |  | 0 | 0 | 0 | 0 | 0 | 0 | 0 | 0 | 0 | 0 | 10.966 | 0 | 0 |  | 0 | 0 |  | 0 | 0
PG&E GBA | Oakland C | 115 |  | 0 | 0 | 0 | 0 | 0 | 0 | 0 | 0 | 0 | 0 | 0 | 0 | 0 | 0 | 0 | 0 |  | 0 | 0 | 0 | 0 | 0 | 0 | 0 | 0 | 0 | 0 | 0 | 0 | 0 | 0 | 0 | 0 |  | 0 | 0 | 0 | 0 | 0 | 0 |  |  | 0 | 0 | 0 | 0 | 0 | 0 | 0 | 0 | 0 | 0 | 0 | 0 | 0 |  | 0 | 0 |  | 0 | 0
PG&E GBA | Oakland J | 115 |  | 0 | 0 | 0 | 0 | 0 | 0 | 0 | 0 | 0 | 0 | 0 | 0 | 0 | 0 | 0 | 0 |  | 0 | 0 | 0 | 0 | 0 | 0 | 0 | 0 | 0 | 0 | 0 | 0 | 0 | 0 | 0 | 12.48 |  | 0 | 0 | 0 | 0 | 0 | 0 |  |  | 0 | 0 | 0 | 0 | 0 | 0 | 0 | 0 | 0 | 0 | 0 | 0 | 0 |  | 0 | 0 |  | 0 | 12.48
PG&E GBA | Oakland L | 115 |  | 0 | 0 | 0 | 0 | 0 | 0 | 0 | 0 | 0 | 0 | 0 | 0 | 0 | 0 | 0 | 0 |  | 0 | 0 | 0 | 0 | 0 | 0 | 0 | 0 | 0 | 0 | 0 | 0 | 0 | 0 | 0 | 0 |  | 0 | 0 | 0 | 0 | 0 | 0 |  |  | 0 | 0 | 0 | 0 | 0 | 0 | 0 | 0 | 0 | 0 | 0 | 0 | 0 |  | 0 | 0 |  | 0 | 0
PG&E GBA | Oakland X | 115 |  | 0 | 0 | 0 | 0 | 0 | 0 | 0 | 0 | 0 | 0 | 0 | 0 | 0 | 0 | 0 | 0 |  | 0 | 0 | 0 | 0 | 0 | 0 | 0 | 0 | 0 | 0 | 0 | 0 | 0 | 0 | 0 | 0 |  | 0 | 0 | 0 | 0 | 0 | 0 |  |  | 0 | 0 | 0 | 0 | 0 | 0 | 0 | 0 | 0 | 0 | 0 | 0 | 0 |  | 0 | 0 |  | 0 | 0
SDGE | Ocean Ranch | 69 |  | 0 | 0 | 0 | 0 | 0 | 0 | 0 | 0 | 0 | 0 | 0 | 0 | 0 | 0 | 0 | 20 |  | 0 | 0 | 0 | 0 | 0 | 0 | 0 | 0 | 0 | 0 | 0 | 0 | 0 | 0 | 0 | 0 |  | 0 | 0 | 0 | 0 | 0 | 0 |  |  | 0 | 0 | 0 | 0 | 0 | 0 | 0 | 0 | 0 | 0 | 0 | 0 | 0 |  | 0 | 0 |  | 0 | 20
PG&E KERN | Oceano | 115 |  | 0 | 0 | 0 | 0 | 0 | 0 | 0 | 0 | 0 | 0 | 0 | 0 | 0 | 0 | 0 | 0 |  | 0 | 0 | 0 | 0 | 0 | 0 | 0 | 0 | 0 | 0 | 0 | 0 | 0 | 0 | 0 | 0 |  | 0 | 0 | 0 | 0 | 0 | 0 |  |  | 0 | 0 | 0 | 0 | 0 | 0 | 0 | 0 | 0 | 0 | 0 | 0 | 0 |  | 0 | 0 |  | 0 | 0
SDGE | Ocotillo Express | 500 |  | 0 | 0 | 0 | 0 | 0 | 0 | 0 | 0 | 0 | 0 | 0 | 0 | 0 | 0 | 0 | 0 |  | 0 | 0 | 0 | 0 | 0 | 0 | 0 | 0 | 0 | 0 | 0 | 0 | 0 | 0 | 0 | 0 |  | 0 | 0 | 0 | 0 | 0 | 0 |  |  | 0 | 0 | 0 | 0 | 0 | 0 | 0 | 0 | 0 | 0 | 0 | 0 | 0 |  | 0 | 0 |  | 0 | 0
PG&E KERN | Old River | 70 |  | 0 | 0 | 0 | 0 | 0 | 0 | 0 | 0 | 0 | 0 | 0 | 0 | 0 | 0 | 0 | 0 |  | 0 | 2.9028 | 0 | 0 | 0 | 0 | 0 | 0.05626 | 0 | 2.9028 | 0 | 0 | 0 | 0 | 0 | 0.05626 |  | 0 | 0 | 0 | 0 | 0 | 0 |  |  | 0 | 0 | 2.9028 | 0 | 0 | 0 | 0 | 0 | 0.05626 | 0 | 2.9028 | 0 | 0 |  | 0 | 0 |  | 0 | 0.05626
SDGE | Old Town | 230 |  | 0 | 0 | 0 | 0 | 0 | 0 | 0 | 0 | 0 | 0 | 0 | 0 | 0 | 0 | 0 | 0 |  | 0 | 0 | 0 | 0 | 0 | 0 | 0 | 0 | 0 | 0 | 0 | 0 | 0 | 0 | 0 | 0 |  | 0 | 0 | 0 | 0 | 0 | 0 |  |  | 0 | 0 | 0 | 0 | 0 | 0 | 0 | 0 | 0 | 0 | 0 | 0 | 0 |  | 0 | 0 |  | 0 | 0
SCE Metro | Olinda | 230 |  | 0 | 0 | 0 | 0 | 0 | 0 | 0 | 0 | 0 | 0 | 0 | 0 | 0 | 0 | 0 | 144.77 |  | 0 | 0 | 0 | 0 | 0 | 0 | 0 | 0 | 0 | 0 | 0 | 0 | 0 | 0 | 0 | 0 |  | 0 | 0 | 0 | 0 | 0 | 0 |  |  | 0 | 0 | 0 | 0 | 0 | 0 | 0 | 0 | 0 | 0 | 0 | 0 | 0 |  | 0 | 0 |  | 0 | 144.77
PG&E FRESNO | Olive | 115 |  | 0 | 0 | 0 | 0 | 0 | 0 | 0 | 0 | 0 | 0 | 0 | 0 | 0 | 0 | 0 | 0 |  | 0 | 0 | 0 | 0 | 0 | 0 | 0 | 0 | 0 | 0 | 0 | 0 | 0 | 0 | 0 | 0 |  | 0 | 0 | 0 | 0 | 0 | 0 |  |  | 0 | 0 | 0 | 0 | 0 | 0 | 0 | 0 | 0 | 0 | 0 | 0 | 0 |  | 0 | 0 |  | 0 | 0
PG&E NGBA | Olivehurst | 115 |  | 0 | 0 | 0 | 0 | 0 | 0 | 0 | 0 | 0 | 0 | 0 | 0 | 0 | 0 | 0 | 0 |  | 0 | 0 | 0 | 0 | 0 | 0 | 0 | 0 | 0 | 0.996 | 0 | 0 | 0 | 0 | 0 | 0 |  | 0 | 0 | 0 | 0 | 0 | 0 |  |  | 0 | 0 | 0 | 0 | 0 | 0 | 0 | 0 | 0 | 0 | 0.996 | 0 | 0 |  | 0 | 0 |  | 0 | 0
PG&E NGBA | Oregon Trail | 60 |  | 0 | 0 | 0 | 0 | 0 | 0 | 0 | 0 | 0 | 0 | 0 | 0 | 0 | 0 | 0 | 0 |  | 0 | 1.927 | 0 | 0 | 0 | 0 | 0 | 1.927 | 0 | 4.327 | 0 | 0 | 0 | 0 | 0 | 1.927 |  | 0 | 0 | 0 | 0 | 0 | 0 |  |  | 0 | 0 | 1.927 | 0 | 0 | 0 | 0 | 0 | 1.927 | 0 | 4.327 | 0 | 0 |  | 0 | 0 |  | 0 | 1.927
SCE Northern | Ormond Beach | 230 |  | 0 | 0 | 0 | 0 | 0 | 0 | 0 | 0 | 0 | 0 | 0 | 0 | 0 | 0 | 0 | 0 |  | 0 | 0 | 0 | 0 | 0 | 0 | 0 | 0 | 0 | 0 | 0 | 0 | 0 | 0 | 0 | 0 |  | 0 | 0 | 0 | 0 | 0 | 0 |  |  | 0 | 0 | 0 | 0 | 0 | 0 | 0 | 0 | 0 | 0 | 0 | 0 | 0 |  | 0 | 0 |  | 0 | 0
PG&E FRESNO | Oro Loma | 115 |  | 0 | 0 | 0 | 0 | 0 | 0 | 0 | 0 | 0 | 0 | 0 | 0 | 0 | 0 | 0 | 0 |  | 0 | 0 | 0 | 0 | 0 | 0 | 0 | 0 | 0 | 0 | 0 | 0 | 0 | 0 | 0 | 0 |  | 5 | 0 | 0 | 0 | 0 | 0 |  |  | 0 | 0 | 0 | 0 | 0 | 0 | 0 | 0 | 0 | 0 | 5 | 0 | 0 |  | 0 | 0 |  | 0 | 0
PG&E FRESNO | Oro Loma | 70 |  | 0 | 0 | 0 | 0 | 0 | 0 | 0 | 0 | 0 | 0 | 0 | 0 | 0 | 0 | 0 | 0 |  | 0 | 0 | 0 | 0 | 0 | 0 | 0 | 0 | 0 | 0 | 0 | 0 | 0 | 0 | 0 | 0 |  | 0 | 0 | 0 | 0 | 0 | 0 |  |  | 0 | 0 | 0 | 0 | 0 | 0 | 0 | 0 | 0 | 0 | 0 | 0 | 0 |  | 0 | 0 |  | 0 | 0
PG&E FRESNO | Orosi | 70 |  | 0 | 0 | 0 | 0 | 0 | 0 | 0 | 0 | 0 | 0 | 0 | 0 | 0 | 0 | 0 | 0 |  | 0 | 0 | 0 | 0 | 0 | 0 | 0 | 0 | 0 | 20 | 0 | 0 | 0 | 0 | 0 | 0 |  | 0 | 0 | 0 | 0 | 0 | 0 |  |  | 0 | 0 | 0 | 0 | 0 | 0 | 0 | 0 | 0 | 0 | 20 | 0 | 0 |  | 0 | 0 |  | 0 | 0
SDGE | Otay | 69 |  | 0 | 0 | 0 | 0 | 0 | 0 | 0 | 0 | 0 | 0 | 0 | 0 | 0 | 0 | 0 | 3 |  | 0 | 0 | 0 | 0 | 0 | 0 | 0 | 0 | 0 | 0 | 0 | 0 | 0 | 0 | 0 | 0 |  | 0 | 0 | 0 | 0 | 0 | 0 |  |  | 0 | 0 | 0 | 0 | 0 | 0 | 0 | 0 | 0 | 0 | 0 | 0 | 0 |  | 0 | 0 |  | 0 | 3
SDGE | Otay Mesa | 230 |  | 0 | 0 | 0 | 0 | 0 | 0 | 0 | 0 | 0 | 0 | 0 | 0 | 0 | 0 | 0 | 0 |  | 0 | 0 | 0 | 0 | 0 | 0 | 0 | 0 | 0 | 0 | 0 | 0 | 0 | 0 | 0 | 0 |  | 0 | 0 | 0 | 0 | 0 | 0 |  |  | 0 | 0 | 0 | 0 | 0 | 0 | 0 | 0 | 0 | 0 | 0 | 0 | 0 |  | 0 | 0 |  | 0 | 0
PG&E FRESNO | Padre Flats SW STA | 230 |  | 0 | 0 | 0 | 0 | 0 | 0 | 0 | 0 | 0 | 0 | 0 | 0 | 0 | 0 | 0 | 0 |  | 0 | 0 | 0 | 0 | 0 | 0 | 0 | 0 | 0 | 0 | 0 | 0 | 0 | 0 | 0 | 0 |  | 0 | 0 | 0 | 0 | 0 | 0 |  |  | 0 | 0 | 0 | 0 | 0 | 0 | 0 | 0 | 0 | 0 | 0 | 0 | 0 |  | 0 | 0 |  | 0 | 0
SCE EOP | Pahrump | 138 |  | 0 | 0 | 0 | 0 | 0 | 0 | 0 | 0 | 0 | 0 | 0 | 0 | 0 | 0 | 0 | 0 |  | 0 | 0 | 0 | 0 | 0 | 0 | 0 | 0 | 0 | 0 | 0 | 0 | 0 | 0 | 0 | 0 |  | 0 | 0 | 0 | 0 | 0 | 0 |  |  | 0 | 0 | 0 | 0 | 0 | 0 | 0 | 0 | 0 | 0 | 0 | 0 | 0 |  | 0 | 0 |  | 0 | 0
SCE EOP | Pahrump | 230 |  | 0 | 0 | 0 | 0 | 0 | 0 | 0 | 0 | 0 | 0 | 0 | 0 | 0 | 0 | 0 | 0 |  | 0 | 0 | 0 | 0 | 0 | 0 | 0 | 0 | 0 | 0 | 0 | 0 | 0 | 0 | 0 | 0 |  | 0 | 0 | 0 | 0 | 0 | 0 |  |  | 0 | 0 | 0 | 0 | 0 | 0 | 0 | 0 | 0 | 0 | 0 | 0 | 0 |  | 0 | 0 |  | 0 | 0
SDGE | Pala | 69 |  | 0 | 0 | 0 | 0 | 0 | 0 | 0 | 0 | 0 | 0 | 0 | 0 | 0 | 0 | 0 | 0 |  | 0 | 0 | 0 | 0 | 0 | 0 | 0 | 0 | 0 | 0 | 0 | 0 | 0 | 0 | 0 | 0 |  | 0 | 0 | 0 | 0 | 0 | 0 |  |  | 0 | 0 | 0 | 0 | 0 | 0 | 0 | 0 | 0 | 0 | 0 | 0 | 0 |  | 0 | 0 |  | 0 | 0
PG&E NGBA | Palermo | 115 |  | 0 | 0 | 0 | 0 | 0 | 0 | 0 | 0 | 0 | 0 | 0 | 0 | 0 | 0 | 0 | 0 |  | 0 | 0 | 0 | 0 | 0 | 0 | 0 | 0 | 0 | 0 | 0 | 0 | 0 | 0 | 0 | 0 |  | 0 | 0 | 0 | 0 | 0 | 0 |  |  | 0 | 0 | 0 | 0 | 0 | 0 | 0 | 0 | 0 | 0 | 0 | 0 | 0 |  | 0 | 0 |  | 0 | 0
PG&E NGBA | Palermo | 230 |  | 0 | 0 | 0 | 0 | 0 | 0 | 0 | 0 | 0 | 0 | 0 | 0 | 0 | 0 | 0 | 0 |  | 0 | 0 | 0 | 0 | 0 | 0 | 0 | 0 | 0 | 0 | 0 | 0 | 0 | 0 | 0 | 0 |  | 0 | 0 | 0 | 0 | 0 | 0 |  |  | 0 | 0 | 0 | 0 | 0 | 0 | 0 | 0 | 0 | 0 | 0 | 0 | 0 |  | 0 | 0 |  | 0 | 0
SCE Eastern | Palo Verde | 500 |  | 0 | 0 | 0 | 0 | 0 | 0 | 0 | 0 | 0 | 0 | 0 | 0 | 0 | 0 | 0 | 0 |  | 0 | 0 | 0 | 0 | 0 | 0 | 0 | 0 | 0 | 0 | 0 | 0 | 0 | 0 | 0 | 0 |  | 0 | 0 | 0 | 0 | 0 | 0 |  |  | 0 | 0 | 0 | 0 | 0 | 0 | 0 | 0 | 0 | 0 | 0 | 0 | 0 |  | 0 | 0 |  | 0 | 0
SDGE | Palomar Energy | 230 |  | 0 | 0 | 0 | 0 | 0 | 0 | 0 | 0 | 0 | 0 | 0 | 0 | 0 | 0 | 0 | 0 |  | 0 | 0 | 0 | 0 | 0 | 0 | 0 | 0 | 0 | 0 | 0 | 0 | 0 | 0 | 0 | 0 |  | 0 | 0 | 0 | 0 | 0 | 0 |  |  | 0 | 0 | 0 | 0 | 0 | 0 | 0 | 0 | 0 | 0 | 0 | 0 | 0 |  | 0 | 0 |  | 0 | 0
PG&E KERN | Panama | 70 |  | 0 | 0 | 0 | 0 | 0 | 0 | 0 | 0 | 0 | 0 | 0 | 0 | 0 | 0 | 0 | 0 |  | 0 | 0 | 0 | 0 | 0 | 0 | 0 | 0 | 0 | 0 | 0 | 0 | 0 | 0 | 0 | 0 |  | 0 | 0 | 0 | 0 | 0 | 0 |  |  | 0 | 0 | 0 | 0 | 0 | 0 | 0 | 0 | 0 | 0 | 0 | 0 | 0 |  | 0 | 0 |  | 0 | 0
PG&E FRESNO | Panoche | 115 |  | 0 | 0 | 0 | 0 | 0 | 0 | 0 | 0 | 0 | 0 | 0 | 0 | 0 | 0 | 0 | 0 |  | 0 | 0 | 0 | 0 | 0 | 0 | 0 | 0 | 0 | 0 | 0 | 0 | 0 | 0 | 0 | 0 |  | 0 | 0 | 0 | 0 | 0 | 0 |  |  | 0 | 0 | 0 | 0 | 0 | 0 | 0 | 0 | 0 | 0 | 0 | 0 | 0 |  | 0 | 0 |  | 0 | 0
PG&E FRESNO | Panoche | 230 |  | 0 | 0 | 0 | 0 | 0 | 0 | 0 | 0 | 0 | 0 | 0 | 0 | 0 | 0 | 0 | 0 |  | 0 | 0 | 0 | 0 | 0 | 0 | 0 | 0 | 0 | 0 | 0 | 0 | 0 | 0 | 0 | 0 |  | 0 | 0 | 0 | 0 | 0 | 0 |  |  | 0 | 0 | 0 | 0 | 0 | 0 | 0 | 0 | 0 | 0 | 0 | 0 | 0 |  | 0 | 0 |  | 0 | 0
SCE Northern | Pardee | 230 |  | 0 | 0 | 0 | 0 | 0 | 0 | 0 | 103 | 0 | 0 | 0 | 0 | 0 | 0 | 0 | 103 |  | 0 | 0 | 0 | 0 | 0 | 0 | 0 | 0 | 0 | 0 | 0 | 0 | 0 | 0 | 0 | 0 |  | 0 | 0 | 0 | 0 | 0 | 0 |  |  | 0 | 0 | 0 | 0 | 0 | 0 | 0 | 0 | 103 | 0 | 0 | 0 | 0 |  | 0 | 0 |  | 0 | 103
PG&E NGBA | Parkway | 230 |  | 0 | 0 | 0 | 0 | 0 | 0 | 0 | 0 | 0 | 0 | 0 | 0 | 0 | 0 | 0 | 0 |  | 0 | 0 | 0 | 0 | 0 | 0 | 0 | 0 | 0 | 0 | 0 | 0 | 0 | 0 | 0 | 0 |  | 0 | 0 | 0 | 0 | 0 | 0 |  |  | 0 | 0 | 0 | 0 | 0 | 0 | 0 | 0 | 0 | 0 | 0 | 0 | 0 |  | 0 | 0 |  | 0 | 0
SCE Northern | Pastoria | 230 |  | 0 | 0 | 0 | 0 | 0 | 0 | 0 | 0 | 0 | 0 | 0 | 0 | 0 | 0 | 0 | 0 |  | 0 | 0 | 0 | 0 | 0 | 0 | 0 | 0 | 0 | 0 | 0 | 0 | 0 | 0 | 0 | 0 |  | 0 | 0 | 0 | 0 | 0 | 0 |  |  | 0 | 0 | 0 | 0 | 0 | 0 | 0 | 0 | 0 | 0 | 0 | 0 | 0 |  | 0 | 0 |  | 0 | 0
SCE Metro | Pauda | 230 |  | 0 | 0 | 0 | 0 | 0 | 0 | 0 | 0 | 0 | 0 | 0 | 0 | 0 | 0 | 0 | 0 |  | 0 | 0 | 0 | 0 | 0 | 0 | 0 | 0 | 0 | 0 | 0 | 0 | 0 | 0 | 0 | 0 |  | 0 | 0 | 0 | 0 | 0 | 0 |  |  | 0 | 0 | 0 | 0 | 0 | 0 | 0 | 0 | 0 | 0 | 0 | 0 | 0 |  | 0 | 0 |  | 0 | 0
PG&E GBA | Paul Sweet | 115 |  | 0 | 0 | 0 | 0 | 0 | 0 | 0 | 0 | 0 | 0 | 0 | 0 | 0 | 0 | 0 | 0 |  | 0 | 3.9452 | 0 | 0 | 0 | 0 | 0 | 3.5543 | 0 | 4.0702 | 0 | 0 | 0 | 0 | 0 | 3.5543 |  | 0 | 0 | 0 | 0 | 0 | 0 |  |  | 0 | 0 | 3.9452 | 0 | 0 | 0 | 0 | 0 | 3.5543 | 0 | 4.0702 | 0 | 0 |  | 0 | 0 |  | 0 | 3.5543
PG&E NGBA | Peabody | 230 |  | 0 | 0 | 0 | 0 | 0 | 0 | 0 | 0 | 0 | 0 | 0 | 0 | 0 | 0 | 0 | 0 |  | 0 | 0 | 0 | 0 | 0 | 0 | 0 | 0 | 0 | 0 | 0 | 0 | 0 | 0 | 0 | 0 |  | 0 | 0 | 0 | 0 | 0 | 0 |  |  | 0 | 0 | 0 | 0 | 0 | 0 | 0 | 0 | 0 | 0 | 0 | 0 | 0 |  | 0 | 0 |  | 0 | 0
PG&E NGBA | Pease | 115 |  | 0 | 0 | 0 | 0 | 0 | 0 | 0 | 0 | 0 | 0 | 0 | 0 | 0 | 0 | 0 | 0 |  | 0 | 0 | 0 | 0 | 0 | 0 | 0 | 0 | 0 | 0 | 0 | 0 | 0 | 0 | 0 | 0 |  | 0 | 0 | 0 | 0 | 0 | 0 |  |  | 0 | 0 | 0 | 0 | 0 | 0 | 0 | 0 | 0 | 0 | 0 | 0 | 0 |  | 0 | 0 |  | 0 | 0
PG&E NGBA | Pease | 60 |  | 0 | 0 | 0 | 0 | 0 | 0 | 0 | 0 | 0 | 0 | 0 | 0 | 0 | 0 | 0 | 0 |  | 0 | 0 | 0 | 0 | 0 | 0 | 0 | 0 | 0 | 0 | 0 | 0 | 0 | 0 | 0 | 0 |  | 0 | 0 | 0 | 0 | 0 | 0 |  |  | 0 | 0 | 0 | 0 | 0 | 0 | 0 | 0 | 0 | 0 | 0 | 0 | 0 |  | 0 | 0 |  | 0 | 0
SDGE | Penasquitos | 138 |  | 0 | 0 | 0 | 0 | 0 | 0 | 0 | 0 | 0 | 0 | 0 | 0 | 0 | 0 | 0 | 0 |  | 0 | 0 | 0 | 0 | 0 | 0 | 0 | 0 | 0 | 0 | 0 | 0 | 0 | 0 | 0 | 0 |  | 0 | 0 | 0 | 0 | 0 | 0 |  |  | 0 | 0 | 0 | 0 | 0 | 0 | 0 | 0 | 0 | 0 | 0 | 0 | 0 |  | 0 | 0 |  | 0 | 0
SDGE | Penasquitos | 230 |  | 0 | 0 | 0 | 0 | 0 | 0 | 0 | 0 | 0 | 0 | 0 | 0 | 0 | 0 | 0 | 0 |  | 0 | 0 | 0 | 0 | 0 | 0 | 0 | 0 | 0 | 0 | 0 | 0 | 0 | 0 | 0 | 0 |  | 0 | 0 | 0 | 0 | 0 | 0 |  |  | 0 | 0 | 0 | 0 | 0 | 0 | 0 | 0 | 0 | 0 | 0 | 0 | 0 |  | 0 | 0 |  | 0 | 0
SDGE | Penasquitos | 69 |  | 0 | 0 | 0 | 0 | 0 | 0 | 0 | 0 | 0 | 0 | 0 | 0 | 0 | 0 | 0 | 0 |  | 0 | 0 | 0 | 0 | 0 | 0 | 0 | 0 | 0 | 0 | 0 | 0 | 0 | 0 | 0 | 0 |  | 0 | 0 | 0 | 0 | 0 | 0 |  |  | 0 | 0 | 0 | 0 | 0 | 0 | 0 | 0 | 0 | 0 | 0 | 0 | 0 |  | 0 | 0 |  | 0 | 0
SDGE | Pendleton | 69 |  | 0 | 0 | 0 | 0 | 0 | 0 | 0 | 0 | 0 | 0 | 0 | 0 | 0 | 0 | 0 | 49.9 |  | 0 | 0 | 0 | 0 | 0 | 0 | 0 | 0 | 0 | 0 | 0 | 0 | 0 | 0 | 0 | 0 |  | 0 | 0 | 0 | 0 | 0 | 0 |  |  | 0 | 0 | 0 | 0 | 0 | 0 | 0 | 0 | 0 | 0 | 0 | 0 | 0 |  | 0 | 0 |  | 0 | 49.9
PG&E NGBA | Penngrove | 115 |  | 0 | 0 | 0 | 0 | 0 | 0 | 0 | 0 | 0 | 0 | 0 | 0 | 0 | 0 | 0 | 0 |  | 0 | 6.025 | 0 | 0 | 0 | 0 | 0 | 6.025 | 0 | 6.025 | 0 | 0 | 0 | 0 | 0 | 6.025 |  | 0 | 0 | 0 | 0 | 0 | 0 |  |  | 0 | 0 | 6.025 | 0 | 0 | 0 | 0 | 0 | 6.025 | 0 | 6.025 | 0 | 0 |  | 0 | 0 |  | 0 | 6.025
PG&E GBA | Peoria | 115 |  | 0 | 0 | 0 | 0 | 0 | 0 | 0 | 0 | 0 | 0 | 0 | 0 | 0 | 0 | 0 | 0 |  | 0 | 0 | 0 | 0 | 0 | 0 | 0 | 0 | 0 | 0 | 0 | 0 | 0 | 0 | 0 | 0 |  | 0 | 0 | 0 | 0 | 0 | 0 |  |  | 0 | 0 | 0 | 0 | 0 | 0 | 0 | 0 | 0 | 0 | 0 | 0 | 0 |  | 0 | 0 |  | 0 | 0
PG&E GBA | Piercy | 115 |  | 0 | 0 | 0 | 0 | 0 | 0 | 0 | 0 | 0 | 0 | 0 | 0 | 0 | 0 | 0 | 0 |  | 0 | 0 | 0 | 0 | 0 | 0 | 0 | 0 | 0 | 0 | 0 | 0 | 0 | 0 | 0 | 0 |  | 5 | 0 | 0 | 0 | 0 | 0 |  |  | 0 | 0 | 0 | 0 | 0 | 0 | 0 | 0 | 0 | 0 | 5 | 0 | 0 |  | 0 | 0 |  | 0 | 0
PG&E FRESNO | Pine Flat | 230 |  | 0 | 0 | 0 | 0 | 0 | 0 | 0 | 0 | 0 | 0 | 0 | 0 | 0 | 0 | 0 | 0 |  | 0 | 0 | 0 | 0 | 0 | 0 | 0 | 0 | 0 | 0 | 0 | 0 | 0 | 0 | 0 | 0 |  | 0 | 0 | 0 | 0 | 0 | 0 |  |  | 0 | 0 | 0 | 0 | 0 | 0 | 0 | 0 | 0 | 0 | 0 | 0 | 0 |  | 0 | 0 |  | 0 | 0
SCE NOL | Pisgah | 230 |  | 0 | 0 | 0 | 0 | 0 | 0 | 0 | 0 | 0 | 0 | 0 | 0 | 0 | 0 | 0 | 0 |  | 0 | 0 | 0 | 0 | 0 | 0 | 0 | 0 | 0 | 0 | 0 | 0 | 0 | 0 | 0 | 0 |  | 5 | 0 | 0 | 0 | 0 | 0 |  |  | 0 | 0 | 0 | 0 | 0 | 0 | 0 | 0 | 0 | 0 | 5 | 0 | 0 |  | 0 | 0 |  | 0 | 0
PG&E NGBA | Pit 1 | 230 |  | 0 | 0 | 0 | 0 | 0 | 0 | 0 | 0 | 0 | 0 | 0 | 0 | 0 | 0 | 0 | 0 |  | 0 | 0 | 0 | 0 | 0 | 0 | 0 | 0 | 0 | 0 | 0 | 0 | 0 | 0 | 0 | 0 |  | 0 | 0 | 0 | 0 | 0 | 0 |  |  | 0 | 0 | 0 | 0 | 0 | 0 | 0 | 0 | 0 | 0 | 0 | 0 | 0 |  | 0 | 0 |  | 0 | 0
PG&E NGBA | Pit 1 | 60 |  | 0 | 0 | 0 | 0 | 0 | 0 | 0 | 0 | 0 | 0 | 0 | 0 | 0 | 0 | 0 | 0 |  | 0 | 0 | 0 | 0 | 0 | 0 | 0 | 0 | 0 | 0 | 0 | 0 | 0 | 0 | 0 | 0 |  | 0 | 0 | 0 | 0 | 0 | 0 |  |  | 0 | 0 | 0 | 0 | 0 | 0 | 0 | 0 | 0 | 0 | 0 | 0 | 0 |  | 0 | 0 |  | 0 | 0
PG&E NGBA | Pit 3 | 230 |  | 0 | 0 | 0 | 0 | 0 | 0 | 0 | 0 | 0 | 0 | 0 | 0 | 0 | 0 | 0 | 0 |  | 0 | 0 | 0 | 0 | 0 | 0 | 0 | 0 | 0 | 0 | 0 | 0 | 0 | 0 | 0 | 0 |  | 0 | 0 | 0 | 0 | 0 | 0 |  |  | 0 | 0 | 0 | 0 | 0 | 0 | 0 | 0 | 0 | 0 | 0 | 0 | 0 |  | 0 | 0 |  | 0 | 0
PG&E NGBA | Pit 4 | 230 |  | 0 | 0 | 0 | 0 | 0 | 0 | 0 | 0 | 0 | 0 | 0 | 0 | 0 | 0 | 0 | 0 |  | 0 | 0 | 0 | 0 | 0 | 0 | 0 | 0 | 0 | 0 | 0 | 0 | 0 | 0 | 0 | 0 |  | 0 | 0 | 0 | 0 | 0 | 0 |  |  | 0 | 0 | 0 | 0 | 0 | 0 | 0 | 0 | 0 | 0 | 0 | 0 | 0 |  | 0 | 0 |  | 0 | 0
PG&E GBA | Pittsburg | 115 |  | 0 | 0 | 0 | 0 | 0 | 0 | 0 | 0 | 0 | 0 | 0 | 0 | 0 | 0 | 0 | 0 |  | 0 | 0 | 0 | 0 | 0 | 0 | 0 | 0 | 0 | 0 | 0 | 0 | 0 | 0 | 0 | 0 |  | 0 | 0 | 0 | 0 | 0 | 0 |  |  | 0 | 0 | 0 | 0 | 0 | 0 | 0 | 0 | 0 | 0 | 0 | 0 | 0 |  | 0 | 0 |  | 0 | 0
PG&E GBA | Pittsburg | 230 |  | 0 | 0 | 0 | 0 | 0 | 0 | 0 | 0 | 0 | 0 | 0 | 0 | 0 | 0 | 0 | 0 |  | 0 | 0 | 0 | 0 | 0 | 0 | 0 | 0 | 0 | 0 | 0 | 0 | 0 | 0 | 0 | 0 |  | 0 | 0 | 0 | 0 | 0 | 0 |  |  | 0 | 0 | 0 | 0 | 0 | 0 | 0 | 0 | 0 | 0 | 0 | 0 | 0 |  | 0 | 0 |  | 0 | 0
PG&E NGBA | Pleasant Grove | 115 |  | 0 | 0 | 0 | 0 | 0 | 0 | 0 | 0 | 0 | 0 | 0 | 0 | 0 | 0 | 0 | 0 |  | 0 | 0.12 | 0 | 0 | 0 | 0 | 0 | 0 | 0 | 0.12 | 0 | 0 | 0 | 0 | 0 | 0 |  | 0 | 0 | 0 | 0 | 0 | 0 |  |  | 0 | 0 | 0.12 | 0 | 0 | 0 | 0 | 0 | 0 | 0 | 0.12 | 0 | 0 |  | 0 | 0 |  | 0 | 0
PG&E NGBA | POE | 230 |  | 0 | 0 | 0 | 0 | 0 | 0 | 0 | 0 | 0 | 0 | 0 | 0 | 0 | 0 | 0 | 0 |  | 0 | 0 | 0 | 0 | 0 | 0 | 0 | 0 | 0 | 0 | 0 | 0 | 0 | 0 | 0 | 0 |  | 0 | 0 | 0 | 0 | 0 | 0 |  |  | 0 | 0 | 0 | 0 | 0 | 0 | 0 | 0 | 0 | 0 | 0 | 0 | 0 |  | 0 | 0 |  | 0 | 0
SDGE | Point Loma | 69 |  | 0 | 0 | 0 | 0 | 0 | 0 | 0 | 0 | 0 | 0 | 0 | 0 | 0 | 0 | 0 | 0 |  | 0 | 0 | 0 | 0 | 0 | 0 | 0 | 0 | 0 | 0 | 0 | 0 | 0 | 0 | 0 | 0 |  | 0 | 0 | 0 | 0 | 0 | 0 |  |  | 0 | 0 | 0 | 0 | 0 | 0 | 0 | 0 | 0 | 0 | 0 | 0 | 0 |  | 0 | 0 |  | 0 | 0
SDGE | Pomerado | 69 |  | 0 | 0 | 0 | 0 | 0 | 0 | 0 | 0 | 0 | 0 | 0 | 0 | 0 | 0 | 0 | 0 |  | 0 | 0 | 0 | 0 | 0 | 0 | 0 | 0 | 0 | 0 | 0 | 0 | 0 | 0 | 0 | 0 |  | 0 | 0 | 0 | 0 | 0 | 0 |  |  | 0 | 0 | 0 | 0 | 0 | 0 | 0 | 0 | 0 | 0 | 0 | 0 | 0 |  | 0 | 0 |  | 0 | 0
PG&E KERN | Poso Mountain | 115 |  | 0 | 0 | 0 | 0 | 0 | 0 | 0 | 0 | 0 | 0 | 0 | 0 | 0 | 0 | 0 | 0 |  | 0 | 0 | 0 | 0 | 0 | 0 | 0 | 0 | 0 | 0 | 0 | 0 | 0 | 0 | 0 | 0 |  | 0 | 0 | 0 | 0 | 0 | 0 |  |  | 0 | 0 | 0 | 0 | 0 | 0 | 0 | 0 | 0 | 0 | 0 | 0 | 0 |  | 0 | 0 |  | 0 | 0
SCE EOP | Primm | 230 |  | 0 | 0 | 0 | 0 | 0 | 0 | 0 | 0 | 0 | 0 | 0 | 0 | 0 | 0 | 0 | 0 |  | 0 | 0 | 0 | 0 | 0 | 0 | 0 | 0 | 0 | 0 | 0 | 0 | 0 | 0 | 0 | 0 |  | 0 | 0 | 0 | 0 | 0 | 0 |  |  | 0 | 0 | 0 | 0 | 0 | 0 | 0 | 0 | 0 | 0 | 0 | 0 | 0 |  | 0 | 0 |  | 0 | 0
PG&E NGBA | Putah Creek | 115 |  | 0 | 0 | 0 | 0 | 0 | 0 | 0 | 0 | 0 | 0 | 0 | 0 | 0 | 0 | 0 | 0 |  | 0 | 0 | 0 | 0 | 0 | 0 | 0 | 0 | 0 | 0 | 0 | 0 | 0 | 0 | 0 | 0 |  | 0 | 0 | 0 | 0 | 0 | 0 |  |  | 0 | 0 | 0 | 0 | 0 | 0 | 0 | 0 | 0 | 0 | 0 | 0 | 0 |  | 0 | 0 |  | 0 | 0
SDGE | Q1806 | 138 |  | 0 | 0 | 0 | 0 | 0 | 0 | 0 | 0 | 0 | 0 | 0 | 0 | 0 | 0 | 0 | 0 |  | 0 | 0 | 0 | 0 | 0 | 0 | 0 | 0 | 0 | 0 | 0 | 0 | 0 | 0 | 0 | 0 |  | 0 | 0 | 0 | 0 | 0 | 0 |  |  | 0 | 0 | 0 | 0 | 0 | 0 | 0 | 0 | 0 | 0 | 0 | 0 | 0 |  | 0 | 0 |  | 0 | 0
PG&E FRESNO | Quinto | 230 |  | 0 | 0 | 0 | 0 | 0 | 0 | 0 | 0 | 0 | 0 | 0 | 0 | 0 | 0 | 0 | 0 |  | 0 | 0 | 0 | 0 | 0 | 0 | 0 | 0 | 0 | 0 | 0 | 0 | 0 | 0 | 0 | 0 |  | 0 | 0 | 0 | 0 | 0 | 0 |  |  | 0 | 0 | 0 | 0 | 0 | 0 | 0 | 0 | 0 | 0 | 0 | 0 | 0 |  | 0 | 0 |  | 0 | 0
PG&E GBA | Race Track | 115 |  | 0 | 0 | 0 | 0 | 0 | 0 | 0 | 0 | 0 | 0 | 0 | 0 | 0 | 0 | 0 | 0 |  | 0 | 0 | 0 | 0 | 0 | 0 | 0 | 0 | 0 | 0 | 0 | 0 | 0 | 0 | 0 | 0 |  | 0 | 0 | 0 | 0 | 0 | 0 |  |  | 0 | 0 | 0 | 0 | 0 | 0 | 0 | 0 | 0 | 0 | 0 | 0 | 0 |  | 0 | 0 |  | 0 | 0
SDGE | Rancho Mission Viejo | 138 |  | 0 | 0 | 0 | 0 | 0 | 0 | 0 | 0 | 0 | 0 | 0 | 0 | 0 | 0 | 0 | 0 |  | 0 | 0 | 0 | 0 | 0 | 0 | 0 | 0 | 0 | 0 | 0 | 0 | 0 | 0 | 0 | 0 |  | 0 | 0 | 0 | 0 | 0 | 0 |  |  | 0 | 0 | 0 | 0 | 0 | 0 | 0 | 0 | 0 | 0 | 0 | 0 | 0 |  | 0 | 0 |  | 0 | 0
PG&E GBA | Rancho Seco | 230 |  | 0 | 0 | 0 | 0 | 0 | 0 | 0 | 0 | 0 | 0 | 0 | 0 | 0 | 0 | 0 | 0 |  | 0 | 0 | 0 | 0 | 0 | 0 | 0 | 0 | 0 | 0 | 0 | 0 | 0 | 0 | 0 | 0 |  | 0 | 0 | 0 | 0 | 0 | 0 |  |  | 275 | 0 | 0 | 0 | 0 | 0 | 0 | 0 | 0 | 0 | 0 | 0 | 0 |  | 0 | 0 |  | 0 | 275
SCE Metro | Rancho Vista | 230 |  | 0 | 0 | 0 | 0 | 0 | 0 | 0 | 0 | 0 | 0 | 0 | 0 | 0 | 0 | 0 | 0 |  | 0 | 0 | 0 | 0 | 0 | 0 | 0 | 0 | 0 | 0 | 0 | 0 | 0 | 0 | 0 | 0 |  | 0 | 0 | 0 | 0 | 0 | 0 |  |  | 0 | 0 | 0 | 0 | 0 | 0 | 0 | 0 | 0 | 0 | 0 | 0 | 0 |  | 0 | 0 |  | 0 | 0
SCE Metro | Rancho Vista | 500 |  | 0 | 0 | 0 | 0 | 0 | 0 | 0 | 0 | 0 | 0 | 0 | 0 | 0 | 0 | 0 | 0 |  | 0 | 0 | 0 | 0 | 0 | 0 | 0 | 0 | 0 | 0 | 0 | 0 | 0 | 0 | 0 | 0 |  | 0 | 0 | 0 | 0 | 0 | 0 |  |  | 0 | 0 | 0 | 0 | 0 | 0 | 0 | 0 | 0 | 0 | 0 | 0 | 0 |  | 0 | 0 |  | 0 | 0
SCE NOL | Ransburg | 115 |  | 0 | 0 | 0 | 0 | 0 | 0 | 0 | 0 | 0 | 0 | 0 | 0 | 0 | 0 | 0 | 0 |  | 0 | 0 | 0 | 0 | 0 | 0 | 0 | 0 | 0 | 0 | 0 | 0 | 0 | 0 | 0 | 0 |  | 0 | 0 | 0 | 0 | 0 | 0 |  |  | 0 | 0 | 0 | 0 | 0 | 0 | 0 | 0 | 0 | 0 | 0 | 0 | 0 |  | 0 | 0 |  | 0 | 0
PG&E GBA | Ravenswood | 115 |  | 0 | 0 | 0 | 0 | 0 | 0 | 0 | 0 | 0 | 0 | 0 | 0 | 0 | 0 | 0 | 0 |  | 0 | 0 | 0 | 0 | 0 | 0 | 0 | 0 | 0 | 0 | 0 | 0 | 0 | 0 | 0 | 0 |  | 0 | 0 | 0 | 0 | 0 | 0 |  |  | 0 | 0 | 0 | 0 | 0 | 0 | 0 | 0 | 0 | 0 | 0 | 0 | 0 |  | 0 | 0 |  | 0 | 0
PG&E GBA | Ravenswood | 230 |  | 0 | 0 | 0 | 0 | 0 | 0 | 0 | 0 | 0 | 0 | 0 | 0 | 0 | 0 | 0 | 0 |  | 0 | 0 | 0 | 0 | 0 | 0 | 0 | 0 | 0 | 0 | 0 | 0 | 0 | 0 | 0 | 0 |  | 0 | 0 | 0 | 0 | 0 | 0 |  |  | 0 | 0 | 0 | 0 | 0 | 0 | 0 | 0 | 0 | 0 | 0 | 0 | 0 |  | 0 | 0 |  | 0 | 0
SCE Northern | Rector | 230 |  | 0.55 | 5.55 | 0 | 0 | 0 | 0 | 0 | 94.134 | 1 | 73.274 | 0 | 0 | 0 | 0 | 0 | 292.334 |  | 0 | 0 | 0 | 0 | 0 | 0 | 0 | 0 | 0 | 0 | 0 | 0 | 0 | 0 | 0 | 0 |  | 0 | 0 | 0 | 0 | 0 | 0 |  |  | 0 | 0.55 | 5.55 | 0 | 0 | 0 | 0 | 0 | 94.134 | 1 | 73.274 | 0 | 0 |  | 0 | 0 |  | 0 | 292.334
SCE Eastern | Red Bluff | 230 |  | 0 | 0 | 0 | 0 | 0 | 0 | 0 | 0 | 0 | 0 | 0 | 0 | 0 | 0 | 0 | 0 |  | 0 | 0 | 0 | 0 | 0 | 0 | 0 | 0 | 0 | 0 | 0 | 0 | 0 | 0 | 0 | 0 |  | 95 | 0 | 0 | 0 | 0 | 0 |  |  | 0 | 0 | 0 | 0 | 0 | 0 | 0 | 0 | 0 | 0 | 95 | 0 | 0 |  | 0 | 0 |  | 0 | 0
SCE Eastern | Red Bluff | 500 |  | 0 | 0 | 0 | 0 | 0 | 0 | 0 | 0 | 0 | 0 | 0 | 0 | 0 | 0 | 0 | 0 |  | 0 | 0 | 0 | 0 | 0 | 0 | 0 | 0 | 0 | 0 | 0 | 0 | 0 | 0 | 0 | 0 |  | 0 | 0 | 0 | 0 | 0 | 0 |  |  | 0 | 0 | 0 | 0 | 0 | 0 | 0 | 0 | 0 | 0 | 0 | 0 | 0 |  | 0 | 0 |  | 0 | 0
PG&E NGBA | Redbud | 115 |  | 0 | 0 | 0 | 0 | 0 | 0 | 0 | 0 | 0 | 0 | 0 | 0 | 0 | 0 | 0 | 0 |  | 0 | 0 | 0 | 0 | 0 | 0 | 0 | 0 | 0 | 0 | 0 | 0 | 0 | 0 | 0 | 3.912 |  | 0 | 0 | 0 | 0 | 0 | 0 |  |  | 0 | 0 | 0 | 0 | 0 | 0 | 0 | 0 | 0 | 0 | 0 | 0 | 0 |  | 0 | 0 |  | 0 | 3.912
SCE Metro | Redondo | 230 |  | 0 | 0 | 0 | 0 | 0 | 0 | 0 | 0 | 0 | 0 | 0 | 0 | 0 | 0 | 0 | 0 |  | 0 | 0 | 0 | 0 | 0 | 0 | 0 | 0 | 0 | 0 | 0 | 0 | 0 | 0 | 0 | 0 |  | 0 | 0 | 0 | 0 | 0 | 0 |  |  | 0 | 0 | 0 | 0 | 0 | 0 | 0 | 0 | 0 | 0 | 0 | 0 | 0 |  | 0 | 0 |  | 0 | 0
PG&E FRESNO | Reedley | 115 |  | 0 | 0 | 0 | 0 | 0 | 0 | 0 | 0 | 0 | 0 | 0 | 0 | 0 | 0 | 0 | 0 |  | 0 | 2.9903 | 0 | 0 | 0 | 0 | 0 | 0 | 0 | 2.9903 | 0 | 0 | 0 | 0 | 0 | 9.525 |  | 0 | 0 | 0 | 0 | 0 | 0 |  |  | 0 | 0 | 2.9903 | 0 | 0 | 0 | 0 | 0 | 0 | 0 | 2.9903 | 0 | 0 |  | 0 | 0 |  | 0 | 9.525
PG&E KERN | Renfro | 115 |  | 0 | 0 | 0 | 0 | 0 | 0 | 0 | 0 | 0 | 0 | 0 | 0 | 0 | 0 | 0 | 0 |  | 0 | 0 | 0 | 0 | 0 | 0 | 0 | 0 | 0 | 0 | 0 | 0 | 0 | 0 | 0 | 0 |  | 0 | 0 | 0 | 0 | 0 | 0 |  |  | 0 | 0 | 0 | 0 | 0 | 0 | 0 | 0 | 0 | 0 | 0 | 0 | 0 |  | 0 | 0 |  | 0 | 0
PG&E GBA | Richmond R | 115 |  | 0 | 0 | 0 | 0 | 0 | 0 | 0 | 0 | 0 | 0 | 0 | 0 | 0 | 0 | 0 | 0 |  | 0 | 0 | 0 | 0 | 0 | 0 | 0 | 0 | 0 | 0 | 0 | 0 | 0 | 0 | 0 | 0 |  | 0 | 0 | 0 | 0 | 0 | 0 |  |  | 0 | 0 | 0 | 0 | 0 | 0 | 0 | 0 | 0 | 0 | 0 | 0 | 0 |  | 0 | 0 |  | 0 | 0
PG&E NGBA | Rincon | 115 |  | 0 | 0 | 0 | 0 | 0 | 0 | 0 | 0 | 0 | 0 | 0 | 0 | 0 | 0 | 0 | 0 |  | 0 | 0.13 | 0 | 0 | 0 | 0 | 0 | 0 | 0 | 0.13 | 0 | 0 | 0 | 0 | 0 | 0 |  | 0 | 0 | 0 | 0 | 0 | 0 |  |  | 0 | 0 | 0.13 | 0 | 0 | 0 | 0 | 0 | 0 | 0 | 0.13 | 0 | 0 |  | 0 | 0 |  | 0 | 0
PG&E KERN | Rio Bravo | 115 |  | 0 | 0 | 0 | 0 | 0 | 0 | 0 | 0 | 0 | 0 | 0 | 0 | 0 | 0 | 0 | 0 |  | 0 | 0 | 0 | 0 | 0 | 0 | 0 | 0 | 0 | 0 | 0 | 0 | 0 | 0 | 0 | 0 |  | 0 | 0 | 0 | 0 | 0 | 0 |  |  | 0 | 0 | 0 | 0 | 0 | 0 | 0 | 0 | 0 | 0 | 0 | 0 | 0 |  | 0 | 0 |  | 0 | 0
SCE Metro | Rio Hondo | 230 |  | 0 | 0.999 | 0 | 0 | 0 | 0 | 0 | 0 | 0 | 0.999 | 0 | 0 | 0 | 0 | 0 | 108.9 |  | 0 | 0 | 0 | 0 | 0 | 0 | 0 | 0 | 0 | 0 | 0 | 0 | 0 | 0 | 0 | 0 |  | 0 | 0 | 0 | 0 | 0 | 0 |  |  | 0 | 0 | 0.999 | 0 | 0 | 0 | 0 | 0 | 0 | 0 | 0.999 | 0 | 0 |  | 0 | 0 |  | 0 | 108.9
PG&E NGBA | Rio Oso | 115 |  | 0 | 0 | 0 | 0 | 0 | 0 | 0 | 0 | 0 | 0 | 0 | 0 | 0 | 0 | 0 | 0 |  | 0 | 0 | 0 | 0 | 0 | 0 | 0 | 0 | 0 | 0 | 0 | 0 | 0 | 0 | 0 | 0 |  | 0 | 0 | 0 | 0 | 0 | 0 |  |  | 0 | 0 | 0 | 0 | 0 | 0 | 0 | 0 | 0 | 0 | 0 | 0 | 0 |  | 0 | 0 |  | 0 | 0
PG&E NGBA | Rio Oso | 230 |  | 0 | 0 | 0 | 0 | 0 | 0 | 0 | 0 | 0 | 0 | 0 | 0 | 0 | 0 | 0 | 0 |  | 0 | 0 | 0 | 0 | 0 | 0 | 0 | 0 | 0 | 0 | 0 | 0 | 0 | 0 | 0 | 0 |  | 0 | 0 | 0 | 0 | 0 | 0 |  |  | 0 | 0 | 0 | 0 | 0 | 0 | 0 | 0 | 0 | 0 | 0 | 0 | 0 |  | 0 | 0 |  | 0 | 0
PG&E GBA | Ripon | 115 |  | 0 | 0 | 0 | 0 | 0 | 0 | 0 | 0 | 0 | 0 | 0 | 0 | 0 | 0 | 0 | 0 |  | 0 | 0 | 0 | 0 | 0 | 0 | 0 | 0 | 0 | 0 | 0 | 0 | 0 | 0 | 0 | 0 |  | 0 | 0 | 0 | 0 | 0 | 0 |  |  | 0 | 0 | 0 | 0 | 0 | 0 | 0 | 0 | 0 | 0 | 0 | 0 | 0 |  | 0 | 0 |  | 0 | 0
PG&E GBA | Riverbank | 115 |  | 0 | 0 | 0 | 0 | 0 | 0 | 0 | 0 | 0 | 0 | 0 | 0 | 0 | 0 | 0 | 0 |  | 0 | 0 | 0 | 0 | 0 | 0 | 0 | 0 | 0 | 0 | 0 | 0 | 0 | 0 | 0 | 0 |  | 0 | 0 | 0 | 0 | 0 | 0 |  |  | 0 | 0 | 0 | 0 | 0 | 0 | 0 | 0 | 0 | 0 | 0 | 0 | 0 |  | 0 | 0 |  | 0 | 0
SCE NOL | Roadway | 115 |  | 0 | 0 | 0 | 0 | 0 | 0 | 0 | 0 | 0 | 0 | 0 | 0 | 0 | 0 | 0 | 0 |  | 0 | 0 | 0 | 0 | 0 | 0 | 0 | 0 | 0 | 0 | 0 | 0 | 0 | 0 | 0 | 0 |  | 0 | 0 | 0 | 0 | 0 | 0 |  |  | 0 | 0 | 0 | 0 | 0 | 0 | 0 | 0 | 0 | 0 | 0 | 0 | 0 |  | 0 | 0 |  | 0 | 0
PG&E NGBA | Rock Creek 1 | 230 |  | 0 | 0 | 0 | 0 | 0 | 0 | 0 | 0 | 0 | 0 | 0 | 0 | 0 | 0 | 0 | 0 |  | 0 | 0 | 0 | 0 | 0 | 0 | 0 | 0 | 0 | 0 | 0 | 0 | 0 | 0 | 0 | 0 |  | 0 | 0 | 0 | 0 | 0 | 0 |  |  | 0 | 0 | 0 | 0 | 0 | 0 | 0 | 0 | 0 | 0 | 0 | 0 | 0 |  | 0 | 0 |  | 0 | 0
SCE Northern | Rosamond | 66 |  | 0 | 0 | 0 | 0 | 0 | 0 | 0 | 0 | 0 | 0 | 0 | 0 | 0 | 0 | 0 | 0 |  | 0 | 0 | 0 | 0 | 0 | 0 | 0 | 0 | 0 | 0 | 0 | 0 | 0 | 0 | 0 | 0 |  | 0 | 0 | 0 | 0 | 0 | 0 |  |  | 0 | 0 | 0 | 0 | 0 | 0 | 0 | 0 | 0 | 0 | 0 | 0 | 0 |  | 0 | 0 |  | 0 | 0
PG&E GBA | Rossmoor | 230 |  | 0 | 0 | 0 | 0 | 0 | 0 | 0 | 0 | 0 | 0 | 0 | 0 | 0 | 0 | 0 | 0 |  | 0 | 0 | 0 | 0 | 0 | 0 | 0 | 0 | 0 | 0 | 0 | 0 | 0 | 0 | 0 | 0 |  | 0 | 0 | 0 | 0 | 0 | 0 |  |  | 0 | 0 | 0 | 0 | 0 | 0 | 0 | 0 | 0 | 0 | 0 | 0 | 0 |  | 0 | 0 |  | 0 | 0
PG&E NGBA | Round Mountain | 230 |  | 0 | 0 | 0 | 0 | 0 | 0 | 0 | 0 | 0 | 0 | 0 | 0 | 0 | 0 | 0 | 0 |  | 0 | 0 | 0 | 0 | 0 | 0 | 0 | 0 | 0 | 0 | 0 | 0 | 0 | 0 | 0 | 0 |  | 0 | 0 | 0 | 0 | 0 | 0 |  |  | 0 | 0 | 0 | 0 | 0 | 0 | 0 | 0 | 0 | 0 | 0 | 0 | 0 |  | 0 | 0 |  | 0 | 0
PG&E NGBA | Round Mountain | 500 |  | 0 | 0 | 0 | 0 | 0 | 0 | 0 | 0 | 0 | 0 | 0 | 0 | 0 | 0 | 0 | 0 |  | 0 | 0 | 0 | 0 | 0 | 0 | 0 | 0 | 0 | 0 | 0 | 0 | 0 | 0 | 0 | 0 |  | 0 | 0 | 0 | 0 | 0 | 0 |  |  | 0 | 0 | 0 | 0 | 0 | 0 | 0 | 0 | 0 | 0 | 0 | 0 | 0 |  | 0 | 0 |  | 0 | 0
PG&E GBA | Salado | 115 |  | 0 | 0 | 0 | 0 | 0 | 0 | 0 | 0 | 0 | 0 | 0 | 0 | 0 | 0 | 0 | 0 |  | 0 | 0 | 0 | 0 | 0 | 0 | 0 | 0 | 0 | 0 | 0 | 0 | 0 | 0 | 0 | 0 |  | 95 | 0 | 0 | 0 | 0 | 0 |  |  | 0 | 0 | 0 | 0 | 0 | 0 | 0 | 0 | 0 | 0 | 95 | 0 | 0 |  | 0 | 0 |  | 0 | 0
PG&E GBA | Salado | 60 |  | 0 | 0 | 0 | 0 | 0 | 0 | 0 | 0 | 0 | 0 | 0 | 0 | 0 | 0 | 0 | 0 |  | 0 | 0 | 0 | 0 | 0 | 0 | 0 | 0 | 0 | 0 | 0 | 0 | 0 | 0 | 0 | 0 |  | 0 | 0 | 0 | 0 | 0 | 0 |  |  | 0 | 0 | 0 | 0 | 0 | 0 | 0 | 0 | 0 | 0 | 0 | 0 | 0 |  | 0 | 0 |  | 0 | 0
PG&E GBA | Salinas | 115 |  | 0 | 0 | 0 | 0 | 0 | 0 | 0 | 0 | 0 | 0 | 0 | 0 | 0 | 0 | 0 | 0 |  | 0 | 5.2435 | 0 | 0 | 0 | 0 | 0 | 2.0715 | 0 | 5.2435 | 0 | 0 | 0 | 0 | 0 | 2.0715 |  | 0 | 0 | 0 | 0 | 0 | 0 |  |  | 0 | 0 | 5.2435 | 0 | 0 | 0 | 0 | 0 | 2.0715 | 0 | 5.2435 | 0 | 0 |  | 0 | 0 |  | 0 | 2.0715
SDGE | Salt Creek | 69 |  | 0 | 0 | 0 | 0 | 0 | 0 | 0 | 0 | 0 | 0 | 0 | 0 | 0 | 0 | 0 | 0 |  | 0 | 0 | 0 | 0 | 0 | 0 | 0 | 0 | 0 | 0 | 0 | 0 | 0 | 0 | 0 | 0 |  | 0 | 0 | 0 | 0 | 0 | 0 |  |  | 0 | 0 | 0 | 0 | 0 | 0 | 0 | 0 | 0 | 0 | 0 | 0 | 0 |  | 0 | 0 |  | 0 | 0
SCE Eastern | San Bernardino | 230 |  | 0.05 | 1.25 | 0 | 0 | 0 | 0 | 0 | 2.667 | 0.05 | 3.5 | 0 | 0 | 0 | 0 | 0 | 132.267 |  | 0 | 0 | 0 | 0 | 0 | 0 | 0 | 0 | 0 | 0 | 0 | 0 | 0 | 0 | 0 | 0 |  | 0 | 0 | 0 | 0 | 0 | 0 |  |  | 0 | 0.05 | 1.25 | 0 | 0 | 0 | 0 | 0 | 2.667 | 0.05 | 3.5 | 0 | 0 |  | 0 | 0 |  | 0 | 132.267
PG&E GBA | SAN FRAN A (POTRERO PP) | 115 |  | 0 | 0 | 0 | 0 | 0 | 0 | 0 | 0 | 0 | 0 | 0 | 0 | 0 | 0 | 0 | 0 |  | 0 | 0 | 0 | 0 | 0 | 0 | 0 | 0 | 0 | 0 | 0 | 0 | 0 | 0 | 0 | 0 |  | 0 | 0 | 0 | 0 | 0 | 0 |  |  | 0 | 0 | 0 | 0 | 0 | 0 | 0 | 0 | 0 | 0 | 0 | 0 | 0 |  | 0 | 0 |  | 0 | 0
PG&E GBA | SAN FRAN A (POTRERO PP) | 230 |  | 0 | 0 | 0 | 0 | 0 | 0 | 0 | 0 | 0 | 0 | 0 | 0 | 0 | 0 | 0 | 0 |  | 0 | 2.95 | 0 | 0 | 0 | 0 | 0 | 0.036 | 0 | 2.95 | 0 | 0 | 0 | 0 | 0 | 0.036 |  | 0 | 0 | 0 | 0 | 0 | 0 |  |  | 0 | 0 | 2.95 | 0 | 0 | 0 | 0 | 0 | 0.036 | 0 | 2.95 | 0 | 0 |  | 0 | 0 |  | 0 | 0.036
PG&E GBA | San Jose A | 115 |  | 0 | 0 | 0 | 0 | 0 | 0 | 0 | 0 | 0 | 0 | 0 | 0 | 0 | 0 | 0 | 0 |  | 0 | 0 | 0 | 0 | 0 | 0 | 0 | 0 | 0 | 0 | 0 | 0 | 0 | 0 | 0 | 0 |  | 0 | 0 | 0 | 0 | 0 | 0 |  |  | 0 | 0 | 0 | 0 | 0 | 0 | 0 | 0 | 0 | 0 | 0 | 0 | 0 |  | 0 | 0 |  | 0 | 0
PG&E GBA | San Jose B | 115 |  | 0 | 0 | 0 | 0 | 0 | 0 | 0 | 0 | 0 | 0 | 0 | 0 | 0 | 0 | 0 | 0 |  | 0 | 0 | 0 | 0 | 0 | 0 | 0 | 0 | 0 | 0 | 0 | 0 | 0 | 0 | 0 | 0 |  | 0 | 0 | 0 | 0 | 0 | 0 |  |  | 0 | 0 | 0 | 0 | 0 | 0 | 0 | 0 | 0 | 0 | 0 | 0 | 0 |  | 0 | 0 |  | 0 | 0
PG&E GBA | San Leandro U | 115 |  | 0 | 0 | 0 | 0 | 0 | 0 | 0 | 0 | 0 | 0 | 0 | 0 | 0 | 0 | 0 | 0 |  | 0 | 2 | 0 | 0 | 0 | 0 | 0 | 0 | 0 | 2 | 0 | 0 | 0 | 0 | 0 | 0 |  | 0 | 0 | 0 | 0 | 0 | 0 |  |  | 0 | 0 | 2 | 0 | 0 | 0 | 0 | 0 | 0 | 0 | 2 | 0 | 0 |  | 0 | 0 |  | 0 | 0
PG&E KERN | San Luis Obispo | 115 |  | 0 | 0 | 0 | 0 | 0 | 0 | 0 | 0 | 0 | 0 | 0 | 0 | 0 | 0 | 0 | 0 |  | 0 | 0 | 0 | 0 | 0 | 0 | 0 | 0 | 0 | 0 | 0 | 0 | 0 | 0 | 0 | 0 |  | 0 | 0 | 0 | 0 | 0 | 0 |  |  | 0 | 0 | 0 | 0 | 0 | 0 | 0 | 0 | 0 | 0 | 0 | 0 | 0 |  | 0 | 0 |  | 0 | 0
PG&E KERN | San Luis Obispo | 70 |  | 0 | 0 | 0 | 0 | 0 | 0 | 0 | 0 | 0 | 0 | 0 | 0 | 0 | 0 | 0 | 0 |  | 0 | 0 | 0 | 0 | 0 | 0 | 0 | 0 | 0 | 0 | 0 | 0 | 0 | 0 | 0 | 0 |  | 0 | 0 | 0 | 0 | 0 | 0 |  |  | 0 | 0 | 0 | 0 | 0 | 0 | 0 | 0 | 0 | 0 | 0 | 0 | 0 |  | 0 | 0 |  | 0 | 0
SDGE | San Luis Rey | 230 |  | 0 | 0 | 0 | 0 | 0 | 0 | 0 | 0 | 0 | 0 | 0 | 0 | 0 | 0 | 0 | 0 |  | 0 | 0 | 0 | 0 | 0 | 0 | 0 | 0 | 0 | 0 | 0 | 0 | 0 | 0 | 0 | 0 |  | 0 | 0 | 0 | 0 | 0 | 0 |  |  | 0 | 0 | 0 | 0 | 0 | 0 | 0 | 0 | 0 | 0 | 0 | 0 | 0 |  | 0 | 0 |  | 0 | 0
SDGE | San Luis Rey | 69 |  | 0 | 0 | 0 | 0 | 0 | 0 | 0 | 0 | 0 | 0 | 0 | 0 | 0 | 0 | 0 | 0 |  | 0 | 0 | 0 | 0 | 0 | 0 | 0 | 0 | 0 | 0 | 0 | 0 | 0 | 0 | 0 | 0 |  | 0 | 0 | 0 | 0 | 0 | 0 |  |  | 0 | 0 | 0 | 0 | 0 | 0 | 0 | 0 | 0 | 0 | 0 | 0 | 0 |  | 0 | 0 |  | 0 | 0
SDGE | San Marcos | 69 |  | 0 | 0 | 0 | 0 | 0 | 0 | 0 | 0 | 0 | 0 | 0 | 0 | 0 | 0 | 0 | 0 |  | 0 | 0 | 0 | 0 | 0 | 0 | 0 | 0 | 0 | 0 | 0 | 0 | 0 | 0 | 0 | 0 |  | 0 | 0 | 0 | 0 | 0 | 0 |  |  | 0 | 0 | 0 | 0 | 0 | 0 | 0 | 0 | 0 | 0 | 0 | 0 | 0 |  | 0 | 0 |  | 0 | 0
SCE Metro | San Onofre | 230 |  | 0 | 0 | 0 | 0 | 0 | 0 | 0 | 0 | 0 | 0 | 0 | 0 | 0 | 0 | 0 | 0 |  | 0 | 0 | 0 | 0 | 0 | 0 | 0 | 0 | 0 | 0 | 0 | 0 | 0 | 0 | 0 | 0 |  | 0 | 0 | 0 | 0 | 0 | 0 |  |  | 0 | 0 | 0 | 0 | 0 | 0 | 0 | 0 | 0 | 0 | 0 | 0 | 0 |  | 0 | 0 |  | 0 | 0
PG&E GBA | San Pablo | 115 |  | 0 | 0 | 0 | 0 | 0 | 0 | 0 | 0 | 0 | 0 | 0 | 0 | 0 | 0 | 0 | 0 |  | 0 | 0 | 0 | 0 | 0 | 0 | 0 | 0 | 0 | 0 | 0 | 0 | 0 | 0 | 0 | 0 |  | 0 | 0 | 0 | 0 | 0 | 0 |  |  | 0 | 0 | 0 | 0 | 0 | 0 | 0 | 0 | 0 | 0 | 0 | 0 | 0 |  | 0 | 0 |  | 0 | 0
PG&E GBA | San Ramon | 230 |  | 0 | 0 | 0 | 0 | 0 | 0 | 0 | 0 | 0 | 0 | 0 | 0 | 0 | 0 | 0 | 0 |  | 0 | 0 | 0 | 0 | 0 | 0 | 0 | 0 | 0 | 0 | 0 | 0 | 0 | 0 | 0 | 0 |  | 0 | 0 | 0 | 0 | 0 | 0 |  |  | 0 | 0 | 0 | 0 | 0 | 0 | 0 | 0 | 0 | 0 | 0 | 0 | 0 |  | 0 | 0 |  | 0 | 0
SDGE | San Ysidro | 69 |  | 0 | 0 | 0 | 0 | 0 | 0 | 0 | 0 | 0 | 0 | 0 | 0 | 0 | 0 | 0 | 3 |  | 0 | 0 | 0 | 0 | 0 | 0 | 0 | 0 | 0 | 0 | 0 | 0 | 0 | 0 | 0 | 0 |  | 0 | 0 | 0 | 0 | 0 | 0 |  |  | 0 | 0 | 0 | 0 | 0 | 0 | 0 | 0 | 0 | 0 | 0 | 0 | 0 |  | 0 | 0 |  | 0 | 3
SCE NOL | Sandlot | 230 |  | 0 | 0 | 0 | 0 | 0 | 0 | 0 | 0 | 0 | 0 | 0 | 0 | 0 | 0 | 0 | 0 |  | 0 | 0 | 0 | 0 | 0 | 0 | 0 | 0 | 0 | 0 | 0 | 0 | 0 | 0 | 0 | 0 |  | 0 | 0 | 0 | 0 | 0 | 0 |  |  | 0 | 0 | 0 | 0 | 0 | 0 | 0 | 0 | 0 | 0 | 0 | 0 | 0 |  | 0 | 0 |  | 0 | 0
SCE EOP | Sandy | 138 |  | 0 | 0 | 0 | 0 | 0 | 0 | 0 | 0 | 0 | 0 | 0 | 0 | 0 | 0 | 0 | 0 |  | 0 | 0 | 0 | 0 | 0 | 0 | 0 | 0 | 0 | 0 | 0 | 0 | 0 | 0 | 0 | 0 |  | 0 | 0 | 0 | 0 | 0 | 0 |  |  | 0 | 0 | 0 | 0 | 0 | 0 | 0 | 0 | 0 | 0 | 0 | 0 | 0 |  | 0 | 0 |  | 0 | 0
PG&E FRESNO | Sanger | 115 |  | 0 | 0 | 0 | 0 | 0 | 0 | 0 | 0 | 0 | 0 | 0 | 0 | 0 | 0 | 0 | 0 |  | 0 | 0 | 0 | 0 | 0 | 0 | 0 | 0 | 0 | 0 | 0 | 0 | 0 | 0 | 0 | 0 |  | 0 | 0 | 0 | 0 | 0 | 0 |  |  | 0 | 0 | 0 | 0 | 0 | 0 | 0 | 0 | 0 | 0 | 0 | 0 | 0 |  | 0 | 0 |  | 0 | 0
SCE Northern | Santa Clara | 230 |  | 0 | 0 | 0 | 0 | 0 | 0 | 0 | 0 | 0 | 0 | 0 | 0 | 0 | 0 | 19.08 | 192 |  | 0 | 0 | 0 | 0 | 0 | 0 | 0 | 0 | 0 | 0 | 0 | 0 | 0 | 0 | 0 | 0 |  | 0 | 0 | 0 | 0 | 0 | 0 |  |  | 0 | 0 | 0 | 0 | 0 | 0 | 0 | 0 | 0 | 0 | 0 | 0 | 0 |  | 0 | 0 |  | 19.08 | 192
PG&E NGBA | Santa Rosa A | 115 |  | 0 | 0 | 0 | 0 | 0 | 0 | 0 | 0 | 0 | 0 | 0 | 0 | 0 | 0 | 0 | 0 |  | 0 | 0 | 0 | 0 | 0 | 0 | 0 | 1.8786 | 0 | 1.396 | 0 | 0 | 0 | 0 | 0 | 1.8786 |  | 0 | 0 | 0 | 0 | 0 | 0 |  |  | 0 | 0 | 0 | 0 | 0 | 0 | 0 | 0 | 1.8786 | 0 | 1.396 | 0 | 0 |  | 0 | 0 |  | 0 | 1.8786
PG&E GBA | Santa Teresa | 115 |  | 0 | 0 | 0 | 0 | 0 | 0 | 0 | 0 | 0 | 0 | 0 | 0 | 0 | 0 | 0 | 0 |  | 0 | 0 | 0 | 0 | 0 | 0 | 0 | 0 | 0 | 0 | 0 | 0 | 0 | 0 | 0 | 0 |  | 0 | 0 | 0 | 0 | 0 | 0 |  |  | 0 | 0 | 0 | 0 | 0 | 0 | 0 | 0 | 0 | 0 | 0 | 0 | 0 |  | 0 | 0 |  | 0 | 0
SDGE | Santee | 138 |  | 0 | 0 | 0 | 0 | 0 | 0 | 0 | 0 | 0 | 0 | 0 | 0 | 0 | 0 | 10 | 10 |  | 0 | 0 | 0 | 0 | 0 | 0 | 0 | 0 | 0 | 0 | 0 | 0 | 0 | 0 | 0 | 0 |  | 0 | 0 | 0 | 0 | 0 | 0 |  |  | 0 | 0 | 0 | 0 | 0 | 0 | 0 | 0 | 0 | 0 | 0 | 0 | 0 |  | 0 | 0 |  | 10 | 10
SCE Metro | Santiago | 230 |  | 0 | 0.233 | 0 | 0 | 0 | 0 | 0 | 0 | 0 | 0.233 | 0 | 0 | 0 | 0 | 0 | 0 |  | 0 | 0 | 0 | 0 | 0 | 0 | 0 | 0 | 0 | 0 | 0 | 0 | 0 | 0 | 0 | 0 |  | 0 | 0 | 0 | 0 | 0 | 0 |  |  | 0 | 0 | 0.233 | 0 | 0 | 0 | 0 | 0 | 0 | 0 | 0.233 | 0 | 0 |  | 0 | 0 |  | 0 | 0
PG&E GBA | Saratoga | 230 |  | 0 | 0 | 0 | 0 | 0 | 0 | 0 | 0 | 0 | 0 | 0 | 0 | 0 | 0 | 0 | 0 |  | 0 | 0 | 0 | 0 | 0 | 0 | 0 | 0 | 0 | 0 | 0 | 0 | 0 | 0 | 0 | 0 |  | 0 | 0 | 0 | 0 | 0 | 0 |  |  | 0 | 0 | 0 | 0 | 0 | 0 | 0 | 0 | 0 | 0 | 0 | 0 | 0 |  | 0 | 0 |  | 0 | 0
SCE Northern | Saugus | 230 |  | 0 | 0 | 0 | 0 | 0 | 0 | 0 | 0 | 0 | 0 | 0 | 0 | 0 | 0 | 0 | 0 |  | 0 | 0 | 0 | 0 | 0 | 0 | 0 | 0 | 0 | 0 | 0 | 0 | 0 | 0 | 0 | 0 |  | 0 | 0 | 0 | 0 | 0 | 0 |  |  | 0 | 0 | 0 | 0 | 0 | 0 | 0 | 0 | 0 | 0 | 0 | 0 | 0 |  | 0 | 0 |  | 0 | 0
PG&E FRESNO | Schindler | 115 |  | 0 | 0 | 0 | 0 | 0 | 0 | 0 | 0 | 0 | 0 | 0 | 0 | 0 | 0 | 0 | 0 |  | 0 | 0 | 0 | 0 | 0 | 0 | 0 | 0 | 0 | 0 | 0 | 0 | 0 | 0 | 0 | 0 |  | 0 | 0 | 0 | 0 | 0 | 0 |  |  | 0 | 0 | 0 | 0 | 0 | 0 | 0 | 0 | 0 | 0 | 0 | 0 | 0 |  | 0 | 0 |  | 0 | 0
PG&E FRESNO | Schindler | 70 |  | 0 | 0 | 0 | 0 | 0 | 0 | 0 | 0 | 0 | 0 | 0 | 0 | 0 | 0 | 0 | 0 |  | 0 | 0 | 0 | 0 | 0 | 0 | 0 | 0 | 0 | 0 | 0 | 0 | 0 | 0 | 0 | 0 |  | 0 | 0 | 0 | 0 | 0 | 0 |  |  | 0 | 0 | 0 | 0 | 0 | 0 | 0 | 0 | 0 | 0 | 0 | 0 | 0 |  | 0 | 0 |  | 0 | 0
PG&E GBA | Schulte | 115 |  | 0 | 0 | 0 | 0 | 0 | 0 | 0 | 0 | 0 | 0 | 0 | 0 | 0 | 0 | 0 | 0 |  | 0 | 0 | 0 | 0 | 0 | 0 | 0 | 0 | 0 | 0 | 0 | 0 | 0 | 0 | 0 | 0 |  | 0 | 0 | 0 | 0 | 0 | 0 |  |  | 0 | 0 | 0 | 0 | 0 | 0 | 0 | 0 | 0 | 0 | 0 | 0 | 0 |  | 0 | 0 |  | 0 | 0
SDGE | Scripps | 69 |  | 0 | 0 | 0 | 0 | 0 | 0 | 0 | 0 | 0 | 0 | 0 | 0 | 0 | 0 | 0 | 0 |  | 0 | 0 | 0 | 0 | 0 | 0 | 0 | 0 | 0 | 0 | 0 | 0 | 0 | 0 | 0 | 0 |  | 0 | 0 | 0 | 0 | 0 | 0 |  |  | 0 | 0 | 0 | 0 | 0 | 0 | 0 | 0 | 0 | 0 | 0 | 0 | 0 |  | 0 | 0 |  | 0 | 0
PG&E KERN | Semitropic | 115 |  | 0 | 0 | 0 | 0 | 0 | 0 | 0 | 0 | 0 | 0 | 0 | 0 | 0 | 0 | 0 | 0 |  | 0 | 0 | 0 | 0 | 0 | 0 | 0 | 0 | 0 | 0 | 0 | 0 | 0 | 0 | 0 | 0 |  | 0 | 0 | 0 | 0 | 0 | 0 |  |  | 0 | 0 | 0 | 0 | 0 | 0 | 0 | 0 | 0 | 0 | 0 | 0 | 0 |  | 0 | 0 |  | 0 | 0
SCE Metro | Serrano | 230 |  | 0 | 0 | 0 | 0 | 0 | 0 | 0 | 0 | 0 | 0 | 0 | 0 | 0 | 0 | 0 | 0 |  | 0 | 0 | 0 | 0 | 0 | 0 | 0 | 0 | 0 | 0 | 0 | 0 | 0 | 0 | 0 | 0 |  | 0 | 0 | 0 | 0 | 0 | 0 |  |  | 0 | 0 | 0 | 0 | 0 | 0 | 0 | 0 | 0 | 0 | 0 | 0 | 0 |  | 0 | 0 |  | 0 | 0
SCE Metro | Serrano | 500 |  | 0 | 0 | 0 | 0 | 0 | 0 | 0 | 0 | 0 | 0 | 0 | 0 | 0 | 0 | 0 | 0 |  | 0 | 0 | 0 | 0 | 0 | 0 | 0 | 0 | 0 | 0 | 0 | 0 | 0 | 0 | 0 | 0 |  | 0 | 0 | 0 | 0 | 0 | 0 |  |  | 0 | 0 | 0 | 0 | 0 | 0 | 0 | 0 | 0 | 0 | 0 | 0 | 0 |  | 0 | 0 |  | 0 | 0
SDGE | Shadowridge | 138 |  | 0 | 0 | 0 | 0 | 0 | 0 | 0 | 0 | 0 | 0 | 0 | 0 | 0 | 0 | 0 | 0 |  | 0 | 0 | 0 | 0 | 0 | 0 | 0 | 0 | 0 | 0 | 0 | 0 | 0 | 0 | 0 | 0 |  | 0 | 0 | 0 | 0 | 0 | 0 |  |  | 0 | 0 | 0 | 0 | 0 | 0 | 0 | 0 | 0 | 0 | 0 | 0 | 0 |  | 0 | 0 |  | 0 | 0
PG&E KERN | Shafter | 115 |  | 0 | 0 | 0 | 0 | 0 | 0 | 0 | 0 | 0 | 0 | 0 | 0 | 0 | 0 | 0 | 0 |  | 0 | 0 | 0 | 0 | 0 | 0 | 0 | 0 | 0 | 6.134 | 0 | 0 | 0 | 0 | 0 | 0 |  | 0 | 0 | 0 | 0 | 0 | 0 |  |  | 0 | 0 | 0 | 0 | 0 | 0 | 0 | 0 | 0 | 0 | 6.134 | 0 | 0 |  | 0 | 0 |  | 0 | 0
PG&E NGBA | Silverado | 115 |  | 0 | 0 | 0 | 0 | 0 | 0 | 0 | 0 | 0 | 0 | 0 | 0 | 0 | 0 | 0 | 0 |  | 0 | 0 | 0 | 0 | 0 | 0 | 0 | 0 | 0 | 0 | 0 | 0 | 0 | 0 | 0 | 0 |  | 0 | 0 | 0 | 0 | 0 | 0 |  |  | 0 | 0 | 0 | 0 | 0 | 0 | 0 | 0 | 0 | 0 | 0 | 0 | 0 |  | 0 | 0 |  | 0 | 0
SDGE | Silvergate | 230 |  | 0 | 0 | 0 | 0 | 0 | 0 | 0 | 0 | 0 | 0 | 0 | 0 | 0 | 0 | 0 | 0 |  | 0 | 0 | 0 | 0 | 0 | 0 | 0 | 0 | 0 | 0 | 0 | 0 | 0 | 0 | 0 | 0 |  | 0 | 0 | 0 | 0 | 0 | 0 |  |  | 0 | 0 | 0 | 0 | 0 | 0 | 0 | 0 | 0 | 0 | 0 | 0 | 0 |  | 0 | 0 |  | 0 | 0
SDGE | Silvergate | 69 |  | 0 | 0 | 0 | 0 | 0 | 0 | 0 | 0 | 0 | 0 | 0 | 0 | 0 | 0 | 0 | 0 |  | 0 | 0 | 0 | 0 | 0 | 0 | 0 | 0 | 0 | 0 | 0 | 0 | 0 | 0 | 0 | 0 |  | 0 | 0 | 0 | 0 | 0 | 0 |  |  | 0 | 0 | 0 | 0 | 0 | 0 | 0 | 0 | 0 | 0 | 0 | 0 | 0 |  | 0 | 0 |  | 0 | 0
PG&E KERN | Sisquoc | 115 |  | 0 | 0 | 0 | 0 | 0 | 0 | 0 | 0 | 0 | 0 | 0 | 0 | 0 | 0 | 0 | 0 |  | 0 | 0 | 0 | 0 | 0 | 0 | 0 | 0 | 0 | 0 | 0 | 0 | 0 | 0 | 0 | 0 |  | 0 | 0 | 0 | 0 | 0 | 0 |  |  | 0 | 0 | 0 | 0 | 0 | 0 | 0 | 0 | 0 | 0 | 0 | 0 | 0 |  | 0 | 0 |  | 0 | 0
SCE EOP | Sloan Canyon | 230 |  | 0 | 0 | 0 | 0 | 0 | 0 | 0 | 0 | 0 | 0 | 0 | 0 | 0 | 0 | 0 | 0 |  | 0 | 0 | 0 | 0 | 0 | 0 | 0 | 0 | 0 | 0 | 0 | 0 | 0 | 0 | 0 | 0 |  | 0 | 0 | 0 | 0 | 0 | 0 |  |  | 0 | 0 | 0 | 0 | 0 | 0 | 0 | 0 | 0 | 0 | 0 | 0 | 0 |  | 0 | 0 |  | 0 | 0
SCE EOP | Sloan Canyon | 500 |  | 0 | 0 | 0 | 0 | 0 | 0 | 0 | 0 | 0 | 0 | 0 | 0 | 0 | 0 | 0 | 0 |  | 0 | 0 | 0 | 0 | 0 | 0 | 0 | 0 | 0 | 0 | 0 | 0 | 0 | 0 | 0 | 0 |  | 0 | 0 | 0 | 0 | 0 | 0 |  |  | 0 | 0 | 0 | 0 | 0 | 0 | 0 | 0 | 0 | 0 | 0 | 0 | 0 |  | 0 | 0 |  | 0 | 0
PG&E KERN | Smyrna | 115 |  | 0 | 0 | 0 | 0 | 0 | 0 | 0 | 0 | 0 | 0 | 0 | 0 | 0 | 0 | 0 | 0 |  | 0 | 0 | 0 | 0 | 0 | 0 | 0 | 0 | 0 | 0 | 0 | 0 | 0 | 0 | 0 | 0 |  | 0 | 0 | 0 | 0 | 0 | 0 |  |  | 0 | 0 | 0 | 0 | 0 | 0 | 0 | 0 | 0 | 0 | 0 | 0 | 0 |  | 0 | 0 |  | 0 | 0
PG&E GBA | Sobrante | 115 |  | 0 | 0 | 0 | 0 | 0 | 0 | 0 | 0 | 0 | 0 | 0 | 0 | 0 | 0 | 0 | 0 |  | 0 | 0 | 0 | 0 | 0 | 0 | 0 | 0 | 0 | 0 | 0 | 0 | 0 | 0 | 0 | 0 |  | 0 | 0 | 0 | 0 | 0 | 0 |  |  | 0 | 0 | 0 | 0 | 0 | 0 | 0 | 0 | 0 | 0 | 0 | 0 | 0 |  | 0 | 0 |  | 0 | 0
PG&E GBA | Sobrante | 230 |  | 0 | 0 | 0 | 0 | 0 | 0 | 0 | 0 | 0 | 0 | 0 | 0 | 0 | 0 | 0 | 0 |  | 0 | 0 | 0 | 0 | 0 | 0 | 0 | 0 | 0 | 0 | 0 | 0 | 0 | 0 | 0 | 0 |  | 0 | 0 | 0 | 0 | 0 | 0 |  |  | 0 | 0 | 0 | 0 | 0 | 0 | 0 | 0 | 0 | 0 | 0 | 0 | 0 |  | 0 | 0 |  | 0 | 0
PG&E KERN | Solar | 230 |  | 0 | 0 | 0 | 0 | 0 | 0 | 0 | 0 | 0 | 0 | 0 | 0 | 0 | 0 | 0 | 0 |  | 0 | 0 | 0 | 0 | 0 | 0 | 0 | 0 | 0 | 0 | 0 | 0 | 0 | 0 | 0 | 0 |  | 0 | 0 | 0 | 0 | 0 | 0 |  |  | 0 | 0 | 0 | 0 | 0 | 0 | 0 | 0 | 0 | 0 | 0 | 0 | 0 |  | 0 | 0 |  | 0 | 0
PG&E GBA | Soledad | 115 |  | 0 | 0 | 0 | 0 | 0 | 0 | 0 | 0 | 0 | 0 | 0 | 0 | 0 | 0 | 0 | 0 |  | 0 | 0 | 0 | 0 | 0 | 0 | 0 | 0 | 0 | 0.96 | 0 | 0 | 0 | 0 | 0 | 0 |  | 0 | 0 | 0 | 0 | 0 | 0 |  |  | 0 | 0 | 0 | 0 | 0 | 0 | 0 | 0 | 0 | 0 | 0.96 | 0 | 0 |  | 0 | 0 |  | 0 | 0
PG&E GBA | Soledad | 60 |  | 0 | 0 | 0 | 0 | 0 | 0 | 0 | 0 | 0 | 0 | 0 | 0 | 0 | 0 | 0 | 0 |  | 0 | 0 | 0 | 0 | 0 | 0 | 0 | 0 | 0 | 0 | 0 | 0 | 0 | 0 | 0 | 0 |  | 0 | 0 | 0 | 0 | 0 | 0 |  |  | 0 | 0 | 0 | 0 | 0 | 0 | 0 | 0 | 0 | 0 | 0 | 0 | 0 |  | 0 | 0 |  | 0 | 0
SDGE | Spring Valley | 69 |  | 0 | 0 | 0 | 0 | 0 | 0 | 0 | 0 | 0 | 0 | 0 | 0 | 0 | 0 | 0 | 36 |  | 0 | 0 | 0 | 0 | 0 | 0 | 0 | 0 | 0 | 0 | 0 | 0 | 0 | 0 | 0 | 0 |  | 0 | 0 | 0 | 0 | 0 | 0 |  |  | 0 | 0 | 0 | 0 | 0 | 0 | 0 | 0 | 0 | 0 | 0 | 0 | 0 |  | 0 | 0 |  | 0 | 36
SCE Northern | Springville | 230 |  | 14.186 | 61.186 | 0 | 0 | 0 | 0 | 0 | 51.4 | 33.489 | 130.879 | 0 | 0 | 0 | 0 | 0 | 336.484 |  | 0 | 0 | 0 | 0 | 0 | 0 | 0 | 0 | 0 | 0 | 0 | 0 | 0 | 0 | 0 | 0 |  | 0 | 0 | 0 | 0 | 0 | 0 |  |  | 0 | 14.186 | 61.186 | 0 | 0 | 0 | 0 | 0 | 51.4 | 33.489 | 130.879 | 0 | 0 |  | 0 | 0 |  | 0 | 336.484
PG&E GBA | Stagg | 230 |  | 0 | 0 | 0 | 0 | 0 | 0 | 0 | 0 | 0 | 0 | 0 | 0 | 0 | 0 | 0 | 0 |  | 0 | 0 | 0 | 0 | 0 | 0 | 0 | 20 | 0 | 0 | 0 | 0 | 0 | 0 | 0 | 20 |  | 0 | 0 | 0 | 0 | 0 | 0 |  |  | 0 | 0 | 0 | 0 | 0 | 0 | 0 | 0 | 20 | 0 | 0 | 0 | 0 |  | 0 | 0 |  | 0 | 20
PG&E GBA | Standard Oil | 115 |  | 0 | 0 | 0 | 0 | 0 | 0 | 0 | 0 | 0 | 0 | 0 | 0 | 0 | 0 | 0 | 0 |  | 0 | 0 | 0 | 0 | 0 | 0 | 0 | 0 | 0 | 0 | 0 | 0 | 0 | 0 | 0 | 0 |  | 0 | 0 | 0 | 0 | 0 | 0 |  |  | 0 | 0 | 0 | 0 | 0 | 0 | 0 | 0 | 0 | 0 | 0 | 0 | 0 |  | 0 | 0 |  | 0 | 0
PG&E GBA | Stanislaus | 115 |  | 0 | 0 | 0 | 0 | 0 | 0 | 0 | 0 | 0 | 0 | 0 | 0 | 0 | 0 | 0 | 0 |  | 0 | 0 | 0 | 0 | 0 | 0 | 0 | 0 | 0 | 0 | 0 | 0 | 0 | 0 | 0 | 0 |  | 0 | 0 | 0 | 0 | 0 | 0 |  |  | 0 | 0 | 0 | 0 | 0 | 0 | 0 | 0 | 0 | 0 | 0 | 0 | 0 |  | 0 | 0 |  | 0 | 0
PG&E KERN | Stockdale | 115 |  | 0 | 0 | 0 | 0 | 0 | 0 | 0 | 0 | 0 | 0 | 0 | 0 | 0 | 0 | 0 | 0 |  | 0 | 6.032 | 0 | 0 | 0 | 0 | 0 | 6.032 | 0 | 6.032 | 0 | 0 | 0 | 0 | 0 | 6.032 |  | 0 | 0 | 0 | 0 | 0 | 0 |  |  | 0 | 0 | 6.032 | 0 | 0 | 0 | 0 | 0 | 6.032 | 0 | 6.032 | 0 | 0 |  | 0 | 0 |  | 0 | 6.032
PG&E KERN | Stockdale | 230 |  | 0 | 0 | 0 | 0 | 0 | 0 | 0 | 0 | 0 | 0 | 0 | 0 | 0 | 0 | 0 | 0 |  | 0 | 0 | 0 | 0 | 0 | 0 | 0 | 0 | 0 | 0.3 | 0 | 0 | 0 | 0 | 0 | 0 |  | 0 | 0 | 0 | 0 | 0 | 0 |  |  | 0 | 0 | 0 | 0 | 0 | 0 | 0 | 0 | 0 | 0 | 0.3 | 0 | 0 |  | 0 | 0 |  | 0 | 0
PG&E GBA | Stockton A | 115 |  | 0 | 0 | 0 | 0 | 0 | 0 | 0 | 0 | 0 | 0 | 0 | 0 | 0 | 0 | 0 | 0 |  | 0 | 1.1 | 0 | 0 | 0 | 0 | 0 | 0 | 0 | 1.1 | 0 | 0 | 0 | 0 | 0 | 0 |  | 0 | 0 | 0 | 0 | 0 | 0 |  |  | 0 | 0 | 1.1 | 0 | 0 | 0 | 0 | 0 | 0 | 0 | 1.1 | 0 | 0 |  | 0 | 0 |  | 0 | 0
PG&E GBA | Stone | 115 |  | 0 | 0 | 0 | 0 | 0 | 0 | 0 | 0 | 0 | 0 | 0 | 0 | 0 | 0 | 0 | 0 |  | 0 | 1.98 | 0 | 0 | 0 | 0 | 0 | 0 | 0 | 1.98 | 0 | 0 | 0 | 0 | 0 | 0 |  | 0 | 0 | 0 | 0 | 0 | 0 |  |  | 0 | 0 | 1.98 | 0 | 0 | 0 | 0 | 0 | 0 | 0 | 1.98 | 0 | 0 |  | 0 | 0 |  | 0 | 0
PG&E FRESNO | Storey | 230 |  | 0 | 0 | 0 | 0 | 0 | 0 | 0 | 0 | 0 | 0 | 0 | 0 | 0 | 0 | 0 | 0 |  | 0 | 0 | 0 | 0 | 0 | 0 | 0 | 0 | 0 | 0 | 0 | 0 | 0 | 0 | 0 | 0 |  | 0 | 0 | 0 | 0 | 0 | 0 |  |  | 0 | 0 | 0 | 0 | 0 | 0 | 0 | 0 | 0 | 0 | 0 | 0 | 0 |  | 0 | 0 |  | 0 | 0
PG&E NGBA | Summit | 115 |  | 0 | 0 | 0 | 0 | 0 | 0 | 0 | 0 | 0 | 0 | 0 | 0 | 0 | 0 | 0 | 0 |  | 0 | 0 | 0 | 0 | 0 | 0 | 0 | 0 | 0 | 0 | 0 | 0 | 0 | 0 | 0 | 0 |  | 0 | 0 | 0 | 0 | 0 | 0 |  |  | 0 | 0 | 0 | 0 | 0 | 0 | 0 | 0 | 0 | 0 | 0 | 0 | 0 |  | 0 | 0 |  | 0 | 0
SDGE | Suncrest | 230 |  | 0 | 0 | 0 | 0 | 0 | 0 | 0 | 0 | 0 | 0 | 0 | 0 | 0 | 0 | 0 | 0 |  | 0 | 0 | 0 | 0 | 0 | 0 | 0 | 0 | 0 | 0 | 0 | 0 | 0 | 0 | 0 | 0 |  | 0 | 0 | 0 | 0 | 0 | 0 |  |  | 0 | 0 | 0 | 0 | 0 | 0 | 0 | 0 | 0 | 0 | 0 | 0 | 0 |  | 0 | 0 |  | 0 | 0
SDGE | Suncrest | 500 |  | 0 | 0 | 0 | 0 | 0 | 0 | 0 | 0 | 0 | 0 | 0 | 0 | 0 | 0 | 0 | 0 |  | 0 | 0 | 0 | 0 | 0 | 0 | 0 | 0 | 0 | 0 | 0 | 0 | 0 | 0 | 0 | 0 |  | 0 | 0 | 0 | 0 | 0 | 0 |  |  | 0 | 0 | 0 | 0 | 0 | 0 | 0 | 0 | 0 | 0 | 0 | 0 | 0 |  | 0 | 0 |  | 0 | 0
PG&E KERN | Sunrise | 230 |  | 0 | 0 | 0 | 0 | 0 | 0 | 0 | 0 | 0 | 0 | 0 | 0 | 0 | 0 | 0 | 0 |  | 0 | 0 | 0 | 0 | 0 | 0 | 0 | 0 | 0 | 0 | 0 | 0 | 0 | 0 | 0 | 0 |  | 0 | 0 | 0 | 0 | 0 | 0 |  |  | 0 | 0 | 0 | 0 | 0 | 0 | 0 | 0 | 0 | 0 | 0 | 0 | 0 |  | 0 | 0 |  | 0 | 0
PG&E KERN | Sunset | 230 |  | 0 | 0 | 0 | 0 | 0 | 0 | 0 | 0 | 0 | 0 | 0 | 0 | 0 | 0 | 0 | 0 |  | 0 | 0 | 0 | 0 | 0 | 0 | 0 | 0 | 0 | 0 | 0 | 0 | 0 | 0 | 0 | 0 |  | 0 | 0 | 0 | 0 | 0 | 0 |  |  | 0 | 0 | 0 | 0 | 0 | 0 | 0 | 0 | 0 | 0 | 0 | 0 | 0 |  | 0 | 0 |  | 0 | 0
PG&E GBA | Swift | 115 |  | 0 | 0 | 0 | 0 | 0 | 0 | 0 | 0 | 0 | 0 | 0 | 0 | 0 | 0 | 0 | 0 |  | 0 | 0 | 0 | 0 | 0 | 0 | 0 | 0 | 0 | 0 | 0 | 0 | 0 | 0 | 0 | 0 |  | 0 | 0 | 0 | 0 | 0 | 0 |  |  | 0 | 0 | 0 | 0 | 0 | 0 | 0 | 0 | 0 | 0 | 0 | 0 | 0 |  | 0 | 0 |  | 0 | 0
SDGE | Sycamore Canyon | 138 |  | 0 | 0 | 0 | 0 | 0 | 0 | 0 | 0 | 0 | 0 | 0 | 0 | 0 | 0 | 0 | 0 |  | 0 | 0 | 0 | 0 | 0 | 0 | 0 | 0 | 0 | 0 | 0 | 0 | 0 | 0 | 0 | 0 |  | 0 | 0 | 0 | 0 | 0 | 0 |  |  | 0 | 0 | 0 | 0 | 0 | 0 | 0 | 0 | 0 | 0 | 0 | 0 | 0 |  | 0 | 0 |  | 0 | 0
SDGE | Sycamore Canyon | 230 |  | 0 | 0 | 0 | 0 | 0 | 0 | 0 | 0 | 0 | 0 | 0 | 0 | 0 | 0 | 0 | 0 |  | 0 | 0 | 0 | 0 | 0 | 0 | 0 | 0 | 0 | 0 | 0 | 0 | 0 | 0 | 0 | 0 |  | 0 | 0 | 0 | 0 | 0 | 0 | 500 |  | 0 | 0 | 0 | 0 | 0 | 0 | 0 | 0 | 0 | 0 | 0 | 0 | 0 |  | 0 | 0 | 500 | 0 | 0
SDGE | Sycamore Canyon | 69 |  | 0 | 0 | 0 | 0 | 0 | 0 | 0 | 0 | 0 | 0 | 0 | 0 | 0 | 0 | 0 | 0 |  | 0 | 0 | 0 | 0 | 0 | 0 | 0 | 0 | 0 | 0 | 0 | 0 | 0 | 0 | 0 | 0 |  | 0 | 0 | 0 | 0 | 0 | 0 |  |  | 0 | 0 | 0 | 0 | 0 | 0 | 0 | 0 | 0 | 0 | 0 | 0 | 0 |  | 0 | 0 |  | 0 | 0
SCE Northern | Sylmar | 230 |  | 0 | 0 | 0 | 0 | 0 | 0 | 0 | 0 | 0 | 0 | 0 | 0 | 0 | 0 | 0 | 0 |  | 0 | 0 | 0 | 0 | 0 | 0 | 0 | 0 | 0 | 0 | 0 | 0 | 0 | 0 | 0 | 0 |  | 0 | 0 | 0 | 0 | 0 | 0 |  |  | 0 | 0 | 0 | 0 | 0 | 0 | 0 | 0 | 0 | 0 | 0 | 0 | 0 |  | 0 | 0 |  | 0 | 0
PG&E NGBA | Table Mountain | 115 |  | 0 | 0 | 0 | 0 | 0 | 0 | 0 | 0 | 0 | 0 | 0 | 0 | 0 | 0 | 0 | 0 |  | 0 | 0 | 0 | 0 | 0 | 0 | 0 | 0 | 0 | 0 | 0 | 0 | 0 | 0 | 0 | 0 |  | 0 | 0 | 0 | 0 | 0 | 0 |  |  | 0 | 0 | 0 | 0 | 0 | 0 | 0 | 0 | 0 | 0 | 0 | 0 | 0 |  | 0 | 0 |  | 0 | 0
PG&E NGBA | Table Mountain | 230 |  | 0 | 0 | 0 | 0 | 0 | 0 | 0 | 0 | 0 | 0 | 0 | 0 | 0 | 0 | 0 | 0 |  | 0 | 0 | 0 | 0 | 0 | 0 | 0 | 0 | 0 | 0 | 0 | 0 | 0 | 0 | 0 | 0 |  | 0 | 0 | 0 | 0 | 0 | 0 |  |  | 0 | 0 | 0 | 0 | 0 | 0 | 0 | 0 | 0 | 0 | 0 | 0 | 0 |  | 0 | 0 |  | 0 | 0
PG&E NGBA | Table Mountain | 500 |  | 0 | 0 | 0 | 0 | 0 | 0 | 0 | 0 | 0 | 0 | 0 | 0 | 0 | 0 | 0 | 0 |  | 0 | 0 | 0 | 0 | 0 | 0 | 0 | 0 | 0 | 0 | 0 | 0 | 0 | 0 | 0 | 0 |  | 0 | 0 | 0 | 0 | 0 | 0 |  |  | 0 | 0 | 0 | 0 | 0 | 0 | 0 | 0 | 0 | 0 | 0 | 0 | 0 |  | 0 | 0 |  | 0 | 0
PG&E NGBA | Table Mountain | 60 |  | 0 | 0 | 0 | 0 | 0 | 0 | 0 | 0 | 0 | 0 | 0 | 0 | 0 | 0 | 0 | 0 |  | 0 | 0 | 0 | 0 | 0 | 0 | 0 | 0 | 0 | 0 | 0 | 0 | 0 | 0 | 0 | 0 |  | 0 | 0 | 0 | 0 | 0 | 0 |  |  | 0 | 0 | 0 | 0 | 0 | 0 | 0 | 0 | 0 | 0 | 0 | 0 | 0 |  | 0 | 0 |  | 0 | 0
PG&E KERN | Taft | 115 |  | 0 | 0 | 0 | 0 | 0 | 0 | 0 | 0 | 0 | 0 | 0 | 0 | 0 | 0 | 0 | 0 |  | 0 | 6.81 | 0 | 0 | 0 | 0 | 0 | 0 | 0 | 6.81 | 0 | 0 | 0 | 0 | 0 | 0 |  | 0 | 0 | 0 | 0 | 0 | 0 |  |  | 0 | 0 | 6.81 | 0 | 0 | 0 | 0 | 0 | 0 | 0 | 6.81 | 0 | 0 |  | 0 | 0 |  | 0 | 0
SDGE | Talega | 138 |  | 0 | 0 | 0 | 0 | 0 | 0 | 0 | 0 | 0 | 0 | 0 | 0 | 0 | 0 | 0 | 0 |  | 0 | 0 | 0 | 0 | 0 | 0 | 0 | 0 | 0 | 0 | 0 | 0 | 0 | 0 | 0 | 0 |  | 0 | 0 | 0 | 0 | 0 | 0 |  |  | 0 | 0 | 0 | 0 | 0 | 0 | 0 | 0 | 0 | 0 | 0 | 0 | 0 |  | 0 | 0 |  | 0 | 0
SDGE | Talega | 230 |  | 0 | 0 | 0 | 0 | 0 | 0 | 0 | 0 | 0 | 0 | 0 | 0 | 0 | 0 | 0 | 0 |  | 0 | 0 | 0 | 0 | 0 | 0 | 0 | 0 | 0 | 0 | 0 | 0 | 0 | 0 | 0 | 0 |  | 0 | 0 | 0 | 0 | 0 | 0 |  |  | 0 | 0 | 0 | 0 | 0 | 0 | 0 | 0 | 0 | 0 | 0 | 0 | 0 |  | 0 | 0 |  | 0 | 0
PG&E GBA | Tassajara | 230 |  | 0 | 0 | 0 | 0 | 0 | 0 | 0 | 0 | 0 | 0 | 0 | 0 | 0 | 0 | 0 | 0 |  | 0 | 0 | 0 | 0 | 0 | 0 | 0 | 0 | 0 | 0 | 0 | 0 | 0 | 0 | 0 | 0 |  | 0 | 0 | 0 | 0 | 0 | 0 |  |  | 0 | 0 | 0 | 0 | 0 | 0 | 0 | 0 | 0 | 0 | 0 | 0 | 0 |  | 0 | 0 |  | 0 | 0
PG&E KERN | Tejon | 70 |  | 0 | 0 | 0 | 0 | 0 | 0 | 0 | 0 | 0 | 0 | 0 | 0 | 0 | 0 | 0 | 0 |  | 0 | 13.8275 | 0 | 0 | 0 | 0 | 0 | 1.1875 | 0 | 15.8275 | 0 | 0 | 0 | 0 | 0 | 1.1875 |  | 0 | 0 | 0 | 0 | 0 | 0 |  |  | 0 | 0 | 13.8275 | 0 | 0 | 0 | 0 | 0 | 1.1875 | 0 | 15.8275 | 0 | 0 |  | 0 | 0 |  | 0 | 1.1875
SDGE | Telegraph Canyon | 138 |  | 0 | 0 | 0 | 0 | 0 | 0 | 0 | 0 | 0 | 0 | 0 | 0 | 0 | 0 | 0 | 0 |  | 0 | 0 | 0 | 0 | 0 | 0 | 0 | 0 | 0 | 0 | 0 | 0 | 0 | 0 | 0 | 0 |  | 0 | 0 | 0 | 0 | 0 | 0 |  |  | 0 | 0 | 0 | 0 | 0 | 0 | 0 | 0 | 0 | 0 | 0 | 0 | 0 |  | 0 | 0 |  | 0 | 0
PG&E KERN | Temblor | 115 |  | 0 | 0 | 0 | 0 | 0 | 0 | 0 | 0 | 0 | 0 | 0 | 0 | 0 | 0 | 0 | 0 |  | 0 | 0 | 0 | 0 | 0 | 0 | 0 | 0 | 0 | 0 | 0 | 0 | 0 | 0 | 0 | 0 |  | 0 | 0 | 0 | 0 | 0 | 0 |  |  | 0 | 0 | 0 | 0 | 0 | 0 | 0 | 0 | 0 | 0 | 0 | 0 | 0 |  | 0 | 0 |  | 0 | 0
PG&E KERN | Templeton | 230 |  | 0 | 0 | 0 | 0 | 0 | 0 | 0 | 0 | 0 | 0 | 0 | 0 | 0 | 0 | 0 | 0 |  | 0 | 0 | 0 | 0 | 0 | 0 | 0 | 0 | 0 | 0 | 0 | 0 | 0 | 0 | 0 | 0 |  | 0 | 0 | 0 | 0 | 0 | 0 | 1500 |  | 0 | 0 | 0 | 0 | 0 | 0 | 0 | 0 | 0 | 0 | 0 | 0 | 0 |  | 0 | 0 |  | 0 | 0
PG&E KERN | Templeton | 70 |  | 0 | 0 | 0 | 0 | 0 | 0 | 0 | 0 | 0 | 0 | 0 | 0 | 0 | 0 | 0 | 0 |  | 0 | 0 | 0 | 0 | 0 | 0 | 0 | 0 | 0 | 0 | 0 | 0 | 0 | 0 | 0 | 0 |  | 0 | 0 | 0 | 0 | 0 | 0 |  |  | 0 | 0 | 0 | 0 | 0 | 0 | 0 | 0 | 0 | 0 | 0 | 0 | 0 |  | 0 | 0 |  | 0 | 0
PG&E GBA | Tesla | 115 |  | 0 | 0 | 0 | 0 | 0 | 0 | 0 | 0 | 0 | 0 | 0 | 0 | 0 | 0 | 0 | 0 |  | 0 | 0 | 0 | 0 | 0 | 0 | 0 | 0 | 0 | 0 | 0 | 0 | 0 | 0 | 0 | 0 |  | 0 | 0 | 0 | 0 | 0 | 0 |  |  | 0 | 0 | 0 | 0 | 0 | 0 | 0 | 0 | 0 | 0 | 0 | 0 | 0 |  | 0 | 0 |  | 0 | 0
PG&E GBA | Tesla | 230 |  | 0 | 0 | 0 | 0 | 0 | 0 | 0 | 0 | 0 | 0 | 0 | 0 | 0 | 0 | 0 | 0 |  | 0 | 0 | 0 | 0 | 0 | 0 | 0 | 0 | 0 | 0 | 0 | 0 | 0 | 0 | 0 | 0 |  | 0 | 0 | 0 | 0 | 0 | 0 | 280 |  | 0 | 0 | 0 | 0 | 0 | 0 | 0 | 0 | 0 | 0 | 0 | 0 | 0 |  | 0 | 0 |  | 0 | 0
PG&E GBA | Tesla | 500 |  | 0 | 0 | 0 | 0 | 0 | 0 | 0 | 0 | 0 | 0 | 0 | 0 | 0 | 0 | 0 | 0 |  | 0 | 0 | 0 | 0 | 0 | 0 | 0 | 0 | 0 | 0 | 0 | 0 | 0 | 0 | 0 | 0 |  | 0 | 0 | 0 | 0 | 0 | 0 |  |  | 0 | 0 | 0 | 0 | 0 | 0 | 0 | 0 | 0 | 0 | 0 | 0 | 0 |  | 0 | 0 |  | 0 | 0
PG&E KERN | Tevis | 115 |  | 0 | 0 | 0 | 0 | 0 | 0 | 0 | 0 | 0 | 0 | 0 | 0 | 0 | 0 | 0 | 0 |  | 0 | 0 | 0 | 0 | 0 | 0 | 0 | 0 | 0 | 0 | 0 | 0 | 0 | 0 | 0 | 0 |  | 0 | 0 | 0 | 0 | 0 | 0 |  |  | 0 | 0 | 0 | 0 | 0 | 0 | 0 | 0 | 0 | 0 | 0 | 0 | 0 |  | 0 | 0 |  | 0 | 0
SCE EOP | Thousandaire | 138 |  | 0 | 0 | 0 | 0 | 0 | 0 | 0 | 0 | 0 | 0 | 0 | 0 | 0 | 0 | 0 | 0 |  | 0 | 0 | 0 | 0 | 0 | 0 | 0 | 0 | 0 | 0 | 0 | 0 | 0 | 0 | 0 | 0 |  | 0 | 0 | 0 | 0 | 0 | 0 |  |  | 0 | 0 | 0 | 0 | 0 | 0 | 0 | 0 | 0 | 0 | 0 | 0 | 0 |  | 0 | 0 |  | 0 | 0
PG&E KERN | Topaz | 230 |  | 0 | 0 | 0 | 0 | 0 | 0 | 0 | 0 | 0 | 0 | 0 | 0 | 0 | 0 | 0 | 0 |  | 0 | 0 | 0 | 0 | 0 | 0 | 0 | 0 | 0 | 0 | 0 | 0 | 0 | 0 | 0 | 0 |  | 0 | 0 | 0 | 0 | 0 | 0 |  |  | 0 | 0 | 0 | 0 | 0 | 0 | 0 | 0 | 0 | 0 | 0 | 0 | 0 |  | 0 | 0 |  | 0 | 0
SCE NOL | Tortilla | 115 |  | 0 | 0 | 0 | 0 | 0 | 0 | 0 | 0 | 17.8 | 40.8 | 0 | 0 | 0 | 0 | 0 | 12.6 |  | 0 | 0 | 0 | 0 | 0 | 0 | 0 | 0 | 0 | 0 | 0 | 0 | 0 | 0 | 0 | 0 |  | 0 | 0 | 0 | 0 | 0 | 0 |  |  | 0 | 0 | 0 | 0 | 0 | 0 | 0 | 0 | 0 | 17.8 | 40.8 | 0 | 0 |  | 0 | 0 |  | 0 | 12.6
SDGE | Trabuco | 138 |  | 0 | 0 | 0 | 0 | 0 | 0 | 0 | 0 | 0 | 0 | 0 | 0 | 0 | 0 | 0 | 0 |  | 0 | 0 | 0 | 0 | 0 | 0 | 0 | 0 | 0 | 0 | 0 | 0 | 0 | 0 | 0 | 0 |  | 0 | 0 | 0 | 0 | 0 | 0 |  |  | 0 | 0 | 0 | 0 | 0 | 0 | 0 | 0 | 0 | 0 | 0 | 0 | 0 |  | 0 | 0 |  | 0 | 0
PG&E GBA | Tracy | 115 |  | 0 | 0 | 0 | 0 | 0 | 0 | 0 | 0 | 0 | 0 | 0 | 0 | 0 | 0 | 0 | 0 |  | 0 | 6.598 | 0 | 0 | 0 | 0 | 0 | 1.285 | 0 | 9.598 | 0 | 0 | 0 | 0 | 0 | 2.57 |  | 0 | 0 | 0 | 0 | 0 | 0 |  |  | 0 | 0 | 6.598 | 0 | 0 | 0 | 0 | 0 | 1.285 | 0 | 9.598 | 0 | 0 |  | 0 | 0 |  | 0 | 2.57
PG&E FRESNO | Tranquility | 230 |  | 0 | 0 | 0 | 0 | 0 | 0 | 0 | 0 | 0 | 0 | 0 | 0 | 0 | 0 | 0 | 0 |  | 0 | 0 | 0 | 0 | 0 | 0 | 0 | 0 | 0 | 0 | 0 | 0 | 0 | 0 | 0 | 0 |  | 0 | 0 | 0 | 0 | 0 | 0 |  |  | 0 | 0 | 0 | 0 | 0 | 0 | 0 | 0 | 0 | 0 | 0 | 0 | 0 |  | 0 | 0 |  | 0 | 0
PG&E GBA | Trimble | 115 |  | 0 | 0 | 0 | 0 | 0 | 0 | 0 | 0 | 0 | 0 | 0 | 0 | 0 | 0 | 0 | 0 |  | 0 | 2.5255 | 0 | 0 | 0 | 0 | 0 | 2.5255 | 0 | 2.5255 | 0 | 0 | 0 | 0 | 0 | 2.5255 |  | 0 | 0 | 0 | 0 | 0 | 0 |  |  | 0 | 0 | 2.5255 | 0 | 0 | 0 | 0 | 0 | 2.5255 | 0 | 2.5255 | 0 | 0 |  | 0 | 0 |  | 0 | 2.5255
SCE EOP | Trout Canyon | 230 |  | 0 | 0 | 0 | 0 | 0 | 0 | 0 | 0 | 0 | 0 | 0 | 0 | 0 | 0 | 0 | 0 |  | 0 | 0 | 0 | 0 | 0 | 0 | 0 | 0 | 0 | 0 | 0 | 0 | 0 | 0 | 0 | 0 |  | 0 | 0 | 0 | 0 | 0 | 0 |  |  | 0 | 0 | 0 | 0 | 0 | 0 | 0 | 0 | 0 | 0 | 0 | 0 | 0 |  | 0 | 0 |  | 0 | 0
SCE EOP | Trout Canyon | 500 |  | 0 | 0 | 0 | 0 | 0 | 0 | 0 | 0 | 0 | 0 | 0 | 0 | 0 | 0 | 0 | 0 |  | 0 | 0 | 0 | 0 | 0 | 0 | 0 | 0 | 0 | 0 | 0 | 0 | 0 | 0 | 0 | 0 |  | 0 | 0 | 0 | 0 | 0 | 0 |  |  | 0 | 0 | 0 | 0 | 0 | 0 | 0 | 0 | 0 | 0 | 0 | 0 | 0 |  | 0 | 0 |  | 0 | 0
PG&E NGBA | Tulucay | 230 |  | 0 | 0 | 0 | 0 | 0 | 0 | 0 | 0 | 0 | 0 | 0 | 0 | 0 | 0 | 0 | 0 |  | 0 | 0 | 0 | 0 | 0 | 0 | 0 | 0 | 0 | 0 | 0 | 0 | 0 | 0 | 0 | 0 |  | 0 | 0 | 0 | 0 | 0 | 0 |  |  | 0 | 0 | 0 | 0 | 0 | 0 | 0 | 0 | 0 | 0 | 0 | 0 | 0 |  | 0 | 0 |  | 0 | 0
PG&E NGBA | Tulucay | 60 |  | 0 | 0 | 0 | 0 | 0 | 0 | 0 | 0 | 0 | 0 | 0 | 0 | 0 | 0 | 0 | 0 |  | 0 | 0 | 0 | 0 | 0 | 0 | 0 | 0 | 0 | 0 | 0 | 0 | 0 | 0 | 0 | 0 |  | 0 | 0 | 0 | 0 | 0 | 0 |  |  | 0 | 0 | 0 | 0 | 0 | 0 | 0 | 0 | 0 | 0 | 0 | 0 | 0 |  | 0 | 0 |  | 0 | 0
PG&E KERN | Tupman | 115 |  | 0 | 0 | 0 | 0 | 0 | 0 | 0 | 0 | 0 | 0 | 0 | 0 | 0 | 0 | 0 | 0 |  | 0 | 15.432 | 0 | 0 | 0 | 0 | 0 | 0 | 0 | 15.432 | 0 | 0 | 0 | 0 | 0 | 0 |  | 0 | 0 | 0 | 0 | 0 | 0 |  |  | 0 | 0 | 15.432 | 0 | 0 | 0 | 0 | 0 | 0 | 0 | 15.432 | 0 | 0 |  | 0 | 0 |  | 0 | 0
PG&E NGBA | Ukiah | 115 |  | 0 | 0 | 0 | 0 | 0 | 0 | 0 | 0 | 0 | 0 | 0 | 0 | 0 | 0 | 0 | 0 |  | 0 | 0 | 0 | 0 | 0 | 0 | 0 | 0 | 0 | 0 | 0 | 0 | 0 | 0 | 0 | 0 |  | 0 | 0 | 0 | 0 | 0 | 0 |  |  | 0 | 0 | 0 | 0 | 0 | 0 | 0 | 0 | 0 | 0 | 0 | 0 | 0 |  | 0 | 0 |  | 0 | 0
PG&E KERN | Union (Estrella) | 70 |  | 0 | 0 | 0 | 0 | 0 | 0 | 0 | 0 | 0 | 0 | 0 | 0 | 0 | 0 | 0 | 0 |  | 0 | 0 | 0 | 0 | 0 | 0 | 0 | 0 | 0 | 0 | 0 | 0 | 0 | 0 | 0 | 0 |  | 0 | 0 | 0 | 0 | 0 | 0 |  |  | 0 | 0 | 0 | 0 | 0 | 0 | 0 | 0 | 0 | 0 | 0 | 0 | 0 |  | 0 | 0 |  | 0 | 0
PG&E NGBA | Vaca Dixon | 115 |  | 0 | 0 | 0 | 0 | 0 | 0 | 0 | 0 | 0 | 0 | 0 | 0 | 0 | 0 | 0 | 0 |  | 0 | 0 | 0 | 0 | 0 | 0 | 0 | 0 | 0 | 0 | 0 | 0 | 0 | 0 | 0 | 0 |  | 0 | 0 | 0 | 0 | 0 | 0 |  |  | 0 | 0 | 0 | 0 | 0 | 0 | 0 | 0 | 0 | 0 | 0 | 0 | 0 |  | 0 | 0 |  | 0 | 0
PG&E NGBA | Vaca Dixon | 230 |  | 0 | 0 | 0 | 0 | 0 | 0 | 0 | 0 | 0 | 0 | 0 | 0 | 0 | 0 | 0 | 0 |  | 0 | 0 | 0 | 0 | 0 | 0 | 0 | 0 | 0 | 0 | 0 | 0 | 0 | 0 | 0 | 0 |  | 0 | 0 | 0 | 0 | 0 | 0 |  |  | 0 | 0 | 0 | 0 | 0 | 0 | 0 | 0 | 0 | 0 | 0 | 0 | 0 |  | 0 | 0 |  | 0 | 0
PG&E NGBA | Vaca Dixon | 500 |  | 0 | 0 | 0 | 0 | 0 | 0 | 0 | 0 | 0 | 0 | 0 | 0 | 0 | 0 | 0 | 0 |  | 0 | 2.914 | 0 | 0 | 0 | 0 | 0 | 0 | 0 | 2.914 | 0 | 0 | 0 | 0 | 0 | 0 |  | 0 | 0 | 0 | 0 | 0 | 0 |  |  | 0 | 0 | 2.914 | 0 | 0 | 0 | 0 | 0 | 0 | 0 | 2.914 | 0 | 0 |  | 0 | 0 |  | 0 | 0
PG&E NGBA | Vaca Dixon | 60 |  | 0 | 0 | 0 | 0 | 0 | 0 | 0 | 0 | 0 | 0 | 0 | 0 | 0 | 0 | 0 | 0 |  | 0 | 0 | 0 | 0 | 0 | 0 | 0 | 0 | 0 | 0 | 0 | 0 | 0 | 0 | 0 | 0 |  | 0 | 0 | 0 | 0 | 0 | 0 |  |  | 0 | 0 | 0 | 0 | 0 | 0 | 0 | 0 | 0 | 0 | 0 | 0 | 0 |  | 0 | 0 |  | 0 | 0
SCE Eastern | Valley (SCE) | 500 |  | 0 | 0 | 0 | 0 | 0 | 0 | 0 | 0 | 0 | 0 | 0 | 0 | 0 | 0 | 0 | 0 |  | 0 | 0 | 0 | 0 | 0 | 0 | 0 | 0 | 0 | 0 | 0 | 0 | 0 | 0 | 0 | 0 |  | 0 | 0 | 0 | 0 | 0 | 0 |  |  | 0 | 0 | 0 | 0 | 0 | 0 | 0 | 0 | 0 | 0 | 0 | 0 | 0 |  | 0 | 0 |  | 0 | 0
SCE EOP | Valley (VEA) | 138 |  | 0 | 0 | 0 | 0 | 0 | 0 | 0 | 0 | 0 | 0 | 0 | 0 | 0 | 0 | 0 | 0 |  | 0 | 0 | 0 | 0 | 0 | 0 | 0 | 0 | 0 | 0 | 0 | 0 | 0 | 0 | 0 | 0 |  | 0 | 0 | 0 | 0 | 0 | 0 |  |  | 0 | 0 | 0 | 0 | 0 | 0 | 0 | 0 | 0 | 0 | 0 | 0 | 0 |  | 0 | 0 |  | 0 | 0
SDGE | Valley Center | 69 |  | 0 | 0 | 0 | 0 | 0 | 0 | 0 | 0 | 0 | 9.99 | 0 | 0 | 0 | 0 | 0 | 9.99 |  | 0 | 0 | 0 | 0 | 0 | 0 | 0 | 0 | 0 | 0 | 0 | 0 | 0 | 0 | 0 | 0 |  | 0 | 0 | 0 | 0 | 0 | 0 |  |  | 0 | 0 | 0 | 0 | 0 | 0 | 0 | 0 | 0 | 0 | 9.99 | 0 | 0 |  | 0 | 0 |  | 0 | 9.99
PG&E GBA | Valley Home | 115 |  | 0 | 0 | 0 | 0 | 0 | 0 | 0 | 0 | 0 | 0 | 0 | 0 | 0 | 0 | 0 | 0 |  | 0 | 0 | 0 | 0 | 0 | 0 | 0 | 0 | 0 | 0 | 0 | 0 | 0 | 0 | 0 | 0 |  | 0 | 0 | 0 | 0 | 0 | 0 |  |  | 0 | 0 | 0 | 0 | 0 | 0 | 0 | 0 | 0 | 0 | 0 | 0 | 0 |  | 0 | 0 |  | 0 | 0
PG&E GBA | Valley Springs | 230 |  | 0 | 0 | 0 | 0 | 0 | 0 | 0 | 0 | 0 | 0 | 0 | 0 | 0 | 0 | 0 | 0 |  | 0 | 0 | 0 | 0 | 0 | 0 | 0 | 0 | 0 | 0 | 0 | 0 | 0 | 0 | 0 | 0 |  | 99 | 0 | 0 | 0 | 0 | 0 |  |  | 0 | 0 | 0 | 0 | 0 | 0 | 0 | 0 | 0 | 0 | 99 | 0 | 0 |  | 0 | 0 |  | 0 | 0
PG&E GBA | Valley Springs | 60 |  | 0 | 0 | 0 | 0 | 0 | 0 | 0 | 0 | 0 | 0 | 0 | 0 | 0 | 0 | 0 | 0 |  | 0 | 0 | 0 | 0 | 0 | 0 | 0 | 0 | 0 | 0 | 0 | 0 | 0 | 0 | 0 | 0 |  | 0 | 0 | 0 | 0 | 0 | 0 |  |  | 0 | 0 | 0 | 0 | 0 | 0 | 0 | 0 | 0 | 0 | 0 | 0 | 0 |  | 0 | 0 |  | 0 | 0
SCE EOP | Valley Switch | 138 |  | 0 | 0 | 0 | 0 | 0 | 0 | 0 | 0 | 0 | 0 | 0 | 0 | 0 | 0 | 0 | 0 |  | 0 | 0 | 0 | 0 | 0 | 0 | 0 | 0 | 0 | 0 | 0 | 0 | 0 | 0 | 0 | 0 |  | 19 | 0 | 0 | 0 | 0 | 0 |  |  | 0 | 0 | 0 | 0 | 0 | 0 | 0 | 0 | 0 | 0 | 19 | 0 | 0 |  | 0 | 0 |  | 0 | 0
SCE EOP | Valley Switch | 230 |  | 0 | 0 | 0 | 0 | 0 | 0 | 0 | 0 | 0 | 0 | 0 | 0 | 0 | 0 | 0 | 0 |  | 0 | 0 | 0 | 0 | 0 | 0 | 0 | 0 | 0 | 0 | 0 | 0 | 0 | 0 | 0 | 0 |  | 0 | 0 | 0 | 0 | 0 | 0 |  |  | 0 | 0 | 0 | 0 | 0 | 0 | 0 | 0 | 0 | 0 | 0 | 0 | 0 |  | 0 | 0 |  | 0 | 0
PG&E GBA | Vasco | 230 |  | 0 | 0 | 0 | 0 | 0 | 0 | 0 | 0 | 0 | 0 | 0 | 0 | 0 | 0 | 0 | 0 |  | 0 | 0 | 0 | 0 | 0 | 0 | 0 | 0 | 0 | 0 | 0 | 0 | 0 | 0 | 0 | 0 |  | 0 | 0 | 0 | 0 | 0 | 0 |  |  | 0 | 0 | 0 | 0 | 0 | 0 | 0 | 0 | 0 | 0 | 0 | 0 | 0 |  | 0 | 0 |  | 0 | 0
PG&E GBA | Vasona | 230 |  | 0 | 0 | 0 | 0 | 0 | 0 | 0 | 0 | 0 | 0 | 0 | 0 | 0 | 0 | 0 | 0 |  | 0 | 0 | 0 | 0 | 0 | 0 | 0 | 0 | 0 | 0.345 | 0 | 0 | 0 | 0 | 0 | 0 |  | 0 | 0 | 0 | 0 | 0 | 0 |  |  | 0 | 0 | 0 | 0 | 0 | 0 | 0 | 0 | 0 | 0 | 0.345 | 0 | 0 |  | 0 | 0 |  | 0 | 0
SCE Northern | Vestal | 230 |  | 4 | 54.975 | 0 | 0 | 0 | 0 | 0 | 143 | 6.17 | 141.891 | 0 | 0 | 0 | 0 | 0 | 143 |  | 0 | 0 | 0 | 0 | 0 | 0 | 0 | 0 | 0 | 0 | 0 | 0 | 0 | 0 | 0 | 0 |  | 0 | 0 | 0 | 0 | 0 | 0 |  |  | 0 | 4 | 54.975 | 0 | 0 | 0 | 0 | 0 | 143 | 6.17 | 141.891 | 0 | 0 |  | 0 | 0 |  | 0 | 143
SCE Northern | Vestal | 66 |  | 0 | 0 | 0 | 0 | 0 | 0 | 0 | 0 | 0 | 0 | 0 | 0 | 0 | 0 | 0 | 0 |  | 0 | 0 | 0 | 0 | 0 | 0 | 0 | 0 | 0 | 0 | 0 | 0 | 0 | 0 | 0 | 0 |  | 0 | 0 | 0 | 0 | 0 | 0 |  |  | 0 | 0 | 0 | 0 | 0 | 0 | 0 | 0 | 0 | 0 | 0 | 0 | 0 |  | 0 | 0 |  | 0 | 0
SCE NOL | Victor | 115 |  | 0 | 0 | 0 | 0 | 0 | 0 | 0 | 0 | 0.066 | 1.8 | 0 | 0 | 0 | 0 | 0 | 0 |  | 0 | 0 | 0 | 0 | 0 | 0 | 0 | 0 | 0 | 0 | 0 | 0 | 0 | 0 | 0 | 0 |  | 0 | 0 | 0 | 0 | 0 | 0 |  |  | 0 | 0 | 0 | 0 | 0 | 0 | 0 | 0 | 0 | 0.066 | 1.8 | 0 | 0 |  | 0 | 0 |  | 0 | 0
SCE NOL | Victor | 230 |  | 1.884 | 11.634 | 0 | 0 | 0 | 0 | 0 | 22.294 | 5.53 | 121.264 | 0 | 0 | 0 | 0 | 0 | 230.386 |  | 0 | 0 | 0 | 0 | 0 | 0 | 0 | 0 | 0 | 0 | 0 | 0 | 0 | 0 | 0 | 0 |  | 0 | 0 | 0 | 0 | 0 | 0 |  |  | 0 | 1.884 | 11.634 | 0 | 0 | 0 | 0 | 0 | 22.294 | 5.53 | 121.264 | 0 | 0 |  | 0 | 0 |  | 0 | 230.386
SCE Metro | Viejo | 230 |  | 0 | 0 | 0 | 0 | 0 | 0 | 0 | 0 | 0 | 0 | 0 | 0 | 0 | 0 | 0 | 0 |  | 0 | 0.495 | 0 | 0 | 0 | 0 | 0 | 0 | 0 | 0.495 | 0 | 0 | 0 | 0 | 0 | 0 |  | 0 | 0 | 0 | 0 | 0 | 0 |  |  | 0 | 0 | 0.495 | 0 | 0 | 0 | 0 | 0 | 0 | 0 | 0.495 | 0 | 0 |  | 0 | 0 |  | 0 | 0
PG&E GBA | Vierra | 115 |  | 0 | 0 | 0 | 0 | 0 | 0 | 0 | 0 | 0 | 0 | 0 | 0 | 0 | 0 | 0 | 0 |  | 0 | 0 | 0 | 0 | 0 | 0 | 0 | 0 | 0 | 0 | 0 | 0 | 0 | 0 | 0 | 0 |  | 0 | 0 | 0 | 0 | 0 | 0 |  |  | 0 | 0 | 0 | 0 | 0 | 0 | 0 | 0 | 0 | 0 | 0 | 0 | 0 |  | 0 | 0 |  | 0 | 0
SCE Metro | Villa Park | 230 |  | 0 | 0 | 0 | 0 | 0 | 0 | 0 | 0 | 0 | 0 | 0 | 0 | 0 | 0 | 0 | 0 |  | 0 | 0 | 0 | 0 | 0 | 0 | 0 | 0 | 0 | 0 | 0 | 0 | 0 | 0 | 0 | 0 |  | 0 | 0 | 0 | 0 | 0 | 0 |  |  | 0 | 0 | 0 | 0 | 0 | 0 | 0 | 0 | 0 | 0 | 0 | 0 | 0 |  | 0 | 0 |  | 0 | 0
SCE Northern | Vincent | 230 |  | 0 | 0 | 0 | 0 | 0 | 0 | 0 | 0 | 0 | 0 | 0 | 0 | 0 | 0 | 0 | 0 |  | 0 | 0 | 0 | 0 | 0 | 0 | 0 | 0 | 0 | 0 | 0 | 0 | 0 | 0 | 0 | 0 |  | 10 | 0 | 0 | 0 | 0 | 0 |  |  | 0 | 0 | 0 | 0 | 0 | 0 | 0 | 0 | 0 | 0 | 10 | 0 | 0 |  | 0 | 0 |  | 0 | 0
SCE Northern | Vincent | 500 |  | 0 | 0 | 0 | 0 | 0 | 0 | 0 | 0 | 0 | 0 | 0 | 0 | 0 | 0 | 0 | 0 |  | 0 | 0 | 0 | 0 | 0 | 0 | 0 | 0 | 0 | 0 | 0 | 0 | 0 | 0 | 0 | 0 |  | 0 | 0 | 0 | 0 | 0 | 0 |  |  | 0 | 0 | 0 | 0 | 0 | 0 | 0 | 0 | 0 | 0 | 0 | 0 | 0 |  | 0 | 0 |  | 0 | 0
PG&E GBA | Vineyard | 230 |  | 0 | 0 | 0 | 0 | 0 | 0 | 0 | 0 | 0 | 0 | 0 | 0 | 0 | 0 | 0 | 0 |  | 0 | 0 | 0 | 0 | 0 | 0 | 0 | 0 | 0 | 0 | 0 | 0 | 0 | 0 | 0 | 0 |  | 0 | 0 | 0 | 0 | 0 | 0 |  |  | 0 | 0 | 0 | 0 | 0 | 0 | 0 | 0 | 0 | 0 | 0 | 0 | 0 |  | 0 | 0 |  | 0 | 0
SDGE | Vineyard | 69 |  | 0 | 0 | 0 | 0 | 0 | 0 | 0 | 0 | 0 | 0 | 0 | 0 | 0 | 0 | 0 | 0 |  | 0 | 0 | 0 | 0 | 0 | 0 | 0 | 0 | 0 | 0 | 0 | 0 | 0 | 0 | 0 | 0 |  | 0 | 0 | 0 | 0 | 0 | 0 |  |  | 0 | 0 | 0 | 0 | 0 | 0 | 0 | 0 | 0 | 0 | 0 | 0 | 0 |  | 0 | 0 |  | 0 | 0
SCE Eastern | Vista (SCE) | 230 |  | 0 | 0 | 0 | 0 | 0 | 0 | 0 | 260.7 | 0 | 0 | 0 | 0 | 0 | 0 | 0 | 381.92 |  | 0 | 0 | 0 | 0 | 0 | 0 | 0 | 0 | 0 | 0 | 0 | 0 | 0 | 0 | 0 | 0 |  | 0 | 0 | 0 | 0 | 0 | 0 |  |  | 0 | 0 | 0 | 0 | 0 | 0 | 0 | 0 | 260.7 | 0 | 0 | 0 | 0 |  | 0 | 0 |  | 0 | 381.92
SCE EOP | Vista (VEA) | 138 |  | 0 | 0 | 0 | 0 | 0 | 0 | 0 | 0 | 0 | 0 | 0 | 0 | 0 | 0 | 0 | 0 |  | 0 | 0 | 0 | 0 | 0 | 0 | 0 | 0 | 0 | 0 | 0 | 0 | 0 | 0 | 0 | 0 |  | 0 | 0 | 0 | 0 | 0 | 0 |  |  | 0 | 0 | 0 | 0 | 0 | 0 | 0 | 0 | 0 | 0 | 0 | 0 | 0 |  | 0 | 0 |  | 0 | 0
SCE EOP | Vista (VEA) | 230 |  | 0 | 0 | 0 | 0 | 0 | 0 | 0 | 0 | 0 | 0 | 0 | 0 | 0 | 0 | 0 | 0 |  | 0 | 0 | 0 | 0 | 0 | 0 | 0 | 0 | 0 | 0 | 0 | 0 | 0 | 0 | 0 | 0 |  | 0 | 0 | 0 | 0 | 0 | 0 |  |  | 0 | 0 | 0 | 0 | 0 | 0 | 0 | 0 | 0 | 0 | 0 | 0 | 0 |  | 0 | 0 |  | 0 | 0
PG&E FRESNO | Wahtoke | 115 |  | 0 | 0 | 0 | 0 | 0 | 0 | 0 | 0 | 0 | 0 | 0 | 0 | 0 | 0 | 0 | 0 |  | 0 | 3.7445 | 0 | 0 | 0 | 0 | 0 | 2.7445 | 0 | 4.7445 | 0 | 0 | 0 | 0 | 0 | 2.7445 |  | 0 | 0 | 0 | 0 | 0 | 0 |  |  | 0 | 0 | 3.7445 | 0 | 0 | 0 | 0 | 0 | 2.7445 | 0 | 4.7445 | 0 | 0 |  | 0 | 0 |  | 0 | 2.7445
SCE Northern | Wakefield | 66 |  | 0 | 0 | 0 | 0 | 0 | 0 | 0 | 0 | 0 | 0 | 0 | 0 | 0 | 0 | 0 | 0 |  | 0 | 0 | 0 | 0 | 0 | 0 | 0 | 0 | 0 | 0 | 0 | 0 | 0 | 0 | 0 | 0 |  | 0 | 0 | 0 | 0 | 0 | 0 |  |  | 0 | 0 | 0 | 0 | 0 | 0 | 0 | 0 | 0 | 0 | 0 | 0 | 0 |  | 0 | 0 |  | 0 | 0
SCE Metro | Walnut | 230 |  | 0 | 1 | 0 | 0 | 0 | 0 | 0 | 0 | 0 | 1 | 0 | 0 | 0 | 0 | 0 | 110 |  | 0 | 0 | 0 | 0 | 0 | 0 | 0 | 0 | 0 | 0 | 0 | 0 | 0 | 0 | 0 | 0 |  | 0 | 0 | 0 | 0 | 0 | 0 |  |  | 0 | 0 | 1 | 0 | 0 | 0 | 0 | 0 | 0 | 0 | 1 | 0 | 0 |  | 0 | 0 |  | 0 | 110
SCE Northern | Warne | 230 |  | 0 | 0 | 0 | 0 | 0 | 0 | 0 | 0 | 0 | 0 | 0 | 0 | 0 | 0 | 0 | 0 |  | 0 | 0 | 0 | 0 | 0 | 0 | 0 | 0 | 0 | 0 | 0 | 0 | 0 | 0 | 0 | 0 |  | 0 | 0 | 0 | 0 | 0 | 0 |  |  | 0 | 0 | 0 | 0 | 0 | 0 | 0 | 0 | 0 | 0 | 0 | 0 | 0 |  | 0 | 0 |  | 0 | 0
PG&E GBA | Warnerville | 230 |  | 0 | 0 | 0 | 0 | 0 | 0 | 0 | 0 | 0 | 0 | 0 | 0 | 0 | 0 | 0 | 0 |  | 0 | 0 | 0 | 0 | 0 | 0 | 0 | 0 | 0 | 0 | 0 | 0 | 0 | 0 | 0 | 0 |  | 0 | 0 | 0 | 0 | 0 | 0 |  |  | 0 | 0 | 0 | 0 | 0 | 0 | 0 | 0 | 0 | 0 | 0 | 0 | 0 |  | 0 | 0 |  | 0 | 0
PG&E FRESNO | Waukena | 115 |  | 0 | 0 | 0 | 0 | 0 | 0 | 0 | 0 | 0 | 0 | 0 | 0 | 0 | 0 | 0 | 0 |  | 0 | 0 | 0 | 0 | 0 | 0 | 0 | 0 | 0 | 0 | 0 | 0 | 0 | 0 | 0 | 0 |  | 0 | 0 | 0 | 0 | 0 | 0 |  |  | 0 | 0 | 0 | 0 | 0 | 0 | 0 | 0 | 0 | 0 | 0 | 0 | 0 |  | 0 | 0 |  | 0 | 0
PG&E GBA | Weber | 230 |  | 0 | 0 | 0 | 0 | 0 | 0 | 0 | 0 | 0 | 0 | 0 | 0 | 0 | 0 | 0 | 0 |  | 0 | 0 | 0 | 0 | 0 | 0 | 0 | 0 | 0 | 22.105 | 0 | 0 | 0 | 0 | 0 | 18 |  | 0 | 0 | 0 | 0 | 0 | 0 |  |  | 0 | 0 | 0 | 0 | 0 | 0 | 0 | 0 | 0 | 0 | 22.105 | 0 | 0 |  | 0 | 0 |  | 0 | 18
PG&E GBA | Weber | 60 |  | 0 | 0 | 0 | 0 | 0 | 0 | 0 | 0 | 0 | 0 | 0 | 0 | 0 | 0 | 0 | 0 |  | 0 | 5.52 | 0 | 0 | 0 | 0 | 0 | 0 | 0 | 5.52 | 0 | 0 | 0 | 0 | 0 | 0 |  | 0 | 0 | 0 | 0 | 0 | 0 |  |  | 0 | 0 | 5.52 | 0 | 0 | 0 | 0 | 0 | 0 | 0 | 5.52 | 0 | 0 |  | 0 | 0 |  | 0 | 0
PG&E FRESNO | West Fresno | 115 |  | 0 | 0 | 0 | 0 | 0 | 0 | 0 | 0 | 0 | 0 | 0 | 0 | 0 | 0 | 0 | 0 |  | 0 | 0 | 0 | 0 | 0 | 0 | 0 | 0 | 0 | 0 | 0 | 0 | 0 | 0 | 0 | 0 |  | 0 | 0 | 0 | 0 | 0 | 0 |  |  | 0 | 0 | 0 | 0 | 0 | 0 | 0 | 0 | 0 | 0 | 0 | 0 | 0 |  | 0 | 0 |  | 0 | 0
PG&E FRESNO | Westley | 230 |  | 0 | 0 | 0 | 0 | 0 | 0 | 0 | 0 | 0 | 0 | 0 | 0 | 0 | 0 | 0 | 0 |  | 0 | 0 | 0 | 0 | 0 | 0 | 0 | 0 | 0 | 3.8 | 0 | 0 | 0 | 0 | 0 | 0 |  | 0 | 0 | 0 | 0 | 0 | 0 |  |  | 0 | 0 | 0 | 0 | 0 | 0 | 0 | 0 | 0 | 0 | 3.8 | 0 | 0 |  | 0 | 0 |  | 0 | 0
PG&E KERN | Westpark | 115 |  | 0 | 0 | 0 | 0 | 0 | 0 | 0 | 0 | 0 | 0 | 0 | 0 | 0 | 0 | 0 | 0 |  | 0 | 1.798 | 0 | 0 | 0 | 0 | 0 | 0 | 0 | 1.798 | 0 | 0 | 0 | 0 | 0 | 0 |  | 0 | 0 | 0 | 0 | 0 | 0 |  |  | 0 | 0 | 1.798 | 0 | 0 | 0 | 0 | 0 | 0 | 0 | 1.798 | 0 | 0 |  | 0 | 0 |  | 0 | 0
PG&E KERN | Wheeler Ridge | 230 |  | 0 | 0 | 0 | 0 | 0 | 0 | 0 | 0 | 0 | 0 | 0 | 0 | 0 | 0 | 0 | 0 |  | 0 | 0 | 0 | 0 | 0 | 0 | 0 | 0 | 0 | 0 | 0 | 0 | 0 | 0 | 0 | 0 |  | 0 | 0 | 0 | 0 | 0 | 0 |  |  | 0 | 0 | 0 | 0 | 0 | 0 | 0 | 0 | 0 | 0 | 0 | 0 | 0 |  | 0 | 0 |  | 0 | 0
PG&E KERN | Wheeler Ridge | 115 |  | 0 | 0 | 0 | 0 | 0 | 0 | 0 | 0 | 0 | 0 | 0 | 0 | 0 | 0 | 0 | 0 |  | 0 | 0 | 0 | 0 | 0 | 0 | 0 | 0 | 0 | 0 | 0 | 0 | 0 | 0 | 0 | 0 |  | 0 | 0 | 0 | 0 | 0 | 0 |  |  | 0 | 0 | 0 | 0 | 0 | 0 | 0 | 0 | 0 | 0 | 0 | 0 | 0 |  | 0 | 0 |  | 0 | 0
PG&E KERN | Wheeler Ridge | 70 |  | 0 | 0 | 0 | 0 | 0 | 0 | 0 | 0 | 0 | 0 | 0 | 0 | 0 | 0 | 0 | 0 |  | 0 | 16.914 | 0 | 0 | 0 | 0 | 0 | 9.7 | 0 | 16.914 | 0 | 0 | 0 | 0 | 0 | 16.914 |  | 0 | 0 | 0 | 0 | 0 | 0 |  |  | 0 | 0 | 16.914 | 0 | 0 | 0 | 0 | 0 | 9.7 | 0 | 16.914 | 0 | 0 |  | 0 | 0 |  | 0 | 16.914
SCE Northern | Whirlwind | 230 |  | 0 | 0 | 0 | 0 | 0 | 0 | 0 | 0 | 0 | 0 | 0 | 0 | 0 | 0 | 0 | 0 |  | 0 | 0 | 0 | 0 | 0 | 0 | 0 | 0 | 0 | 0 | 0 | 0 | 0 | 0 | 0 | 0 |  | 95 | 0 | 0 | 0 | 0 | 0 |  |  | 0 | 0 | 0 | 0 | 0 | 0 | 0 | 0 | 0 | 0 | 95 | 0 | 0 |  | 0 | 0 |  | 0 | 0
SCE Northern | Whirlwind | 500 |  | 0 | 0 | 0 | 0 | 0 | 0 | 0 | 0 | 0 | 0 | 0 | 0 | 0 | 0 | 0 | 0 |  | 0 | 0 | 0 | 0 | 0 | 0 | 0 | 0 | 0 | 0 | 0 | 0 | 0 | 0 | 0 | 0 |  | 0 | 0 | 0 | 0 | 0 | 0 |  |  | 0 | 0 | 0 | 0 | 0 | 0 | 0 | 0 | 0 | 0 | 0 | 0 | 0 |  | 0 | 0 |  | 0 | 0
PG&E GBA | Whisman | 115 |  | 0 | 0 | 0 | 0 | 0 | 0 | 0 | 0 | 0 | 0 | 0 | 0 | 0 | 0 | 0 | 0 |  | 0 | 1.31 | 0 | 0 | 0 | 0 | 0 | 0 | 0 | 1.31 | 0 | 0 | 0 | 0 | 0 | 0 |  | 0 | 0 | 0 | 0 | 0 | 0 |  |  | 0 | 0 | 1.31 | 0 | 0 | 0 | 0 | 0 | 0 | 0 | 1.31 | 0 | 0 |  | 0 | 0 |  | 0 | 0
SCE Eastern | Wildlife | 230 |  | 0 | 0 | 0 | 0 | 0 | 0 | 0 | 0 | 0 | 0 | 0 | 0 | 0 | 0 | 0 | 0 |  | 0 | 0 | 0 | 0 | 0 | 0 | 0 | 0 | 0 | 0 | 0 | 0 | 0 | 0 | 0 | 0 |  | 0 | 0 | 0 | 0 | 0 | 0 |  |  | 0 | 0 | 0 | 0 | 0 | 0 | 0 | 0 | 0 | 0 | 0 | 0 | 0 |  | 0 | 0 |  | 0 | 0
PG&E FRESNO | Wilson | 115 |  | 0 | 0 | 0 | 0 | 0 | 0 | 0 | 0 | 0 | 0 | 0 | 0 | 0 | 0 | 0 | 0 |  | 0 | 0 | 0 | 0 | 0 | 0 | 0 | 0 | 0 | 0 | 0 | 0 | 0 | 0 | 0 | 0 |  | 0 | 0 | 0 | 0 | 0 | 0 |  |  | 0 | 0 | 0 | 0 | 0 | 0 | 0 | 0 | 0 | 0 | 0 | 0 | 0 |  | 0 | 0 |  | 0 | 0
PG&E FRESNO | Wilson | 230 |  | 0 | 0 | 0 | 0 | 0 | 0 | 0 | 0 | 0 | 0 | 0 | 0 | 0 | 0 | 0 | 0 |  | 0 | 0 | 0 | 0 | 0 | 0 | 0 | 0 | 0 | 0 | 0 | 0 | 0 | 0 | 0 | 0 |  | 0 | 0 | 0 | 0 | 0 | 0 |  |  | 0 | 0 | 0 | 0 | 0 | 0 | 0 | 0 | 0 | 0 | 0 | 0 | 0 |  | 0 | 0 |  | 0 | 0
SCE Northern | Windhub | 230 |  | 0 | 0 | 0 | 0 | 0 | 0 | 0 | 0 | 6.5 | 34.5 | 24 | 0 | 0 | 0 | 0 | 8 |  | 0 | 0 | 0 | 0 | 0 | 0 | 0 | 0 | 0 | 0 | 0 | 0 | 0 | 0 | 0 | 0 |  | 0 | 0 | 0 | 0 | 0 | 0 |  |  | 0 | 0 | 0 | 0 | 0 | 0 | 0 | 0 | 0 | 6.5 | 34.5 | 24 | 0 |  | 0 | 0 |  | 0 | 8
SCE Northern | Windhub | 500 |  | 0 | 0 | 0 | 0 | 0 | 0 | 0 | 8 | 0 | 0 | 0 | 0 | 0 | 0 | 0 | 8 |  | 0 | 0 | 0 | 0 | 0 | 0 | 0 | 0 | 0 | 0 | 0 | 0 | 0 | 0 | 0 | 0 |  | 0 | 0 | 0 | 0 | 0 | 0 |  |  | 0 | 0 | 0 | 0 | 0 | 0 | 0 | 0 | 8 | 0 | 0 | 0 | 0 |  | 0 | 0 |  | 0 | 8
PG&E GBA | Windmaster | 230 |  | 0 | 0 | 0 | 0 | 0 | 0 | 0 | 0 | 0 | 0 | 0 | 0 | 0 | 0 | 0 | 0 |  | 0 | 0 | 0 | 0 | 0 | 0 | 0 | 0 | 0 | 0 | 0 | 0 | 0 | 0 | 0 | 0 |  | 0 | 0 | 0 | 0 | 0 | 0 |  |  | 0 | 0 | 0 | 0 | 0 | 0 | 0 | 0 | 0 | 0 | 0 | 0 | 0 |  | 0 | 0 |  | 0 | 0
PG&E NGBA | Windsor | 60 |  | 0 | 0 | 0 | 0 | 0 | 0 | 0 | 0 | 0 | 0 | 0 | 0 | 0 | 0 | 0 | 0 |  | 0 | 2.054 | 0 | 0 | 0 | 0 | 0 | 0 | 0 | 2.054 | 0 | 0 | 0 | 0 | 0 | 0 |  | 0 | 0 | 0 | 0 | 0 | 0 |  |  | 0 | 0 | 2.054 | 0 | 0 | 0 | 0 | 0 | 0 | 0 | 2.054 | 0 | 0 |  | 0 | 0 |  | 0 | 0
PG&E NGBA | Woodland | 115 |  | 0 | 0 | 0 | 0 | 0 | 0 | 0 | 0 | 0 | 0 | 0 | 0 | 0 | 0 | 0 | 0 |  | 0 | 10.522 | 0 | 0 | 0 | 0 | 0 | 3.05 | 0 | 10.522 | 0 | 0 | 0 | 0 | 0 | 3.05 |  | 0 | 0 | 0 | 0 | 0 | 0 |  |  | 0 | 0 | 10.522 | 0 | 0 | 0 | 0 | 0 | 3.05 | 0 | 10.522 | 0 | 0 |  | 0 | 0 |  | 0 | 3.05
PG&E FRESNO | Woodward | 115 |  | 0 | 0 | 0 | 0 | 0 | 0 | 0 | 0 | 0 | 0 | 0 | 0 | 0 | 0 | 0 | 0 |  | 0 | 2.757 | 0 | 0 | 0 | 0 | 0 | 2.185 | 0 | 2.757 | 0 | 0 | 0 | 0 | 0 | 2.185 |  | 0 | 0 | 0 | 0 | 0 | 0 |  |  | 0 | 0 | 2.757 | 0 | 0 | 0 | 0 | 0 | 2.185 | 0 | 2.757 | 0 | 0 |  | 0 | 0 |  | 0 | 2.185
PG&E NGBA | Wyandotte | 115 |  | 0 | 0 | 0 | 0 | 0 | 0 | 0 | 0 | 0 | 0 | 0 | 0 | 0 | 0 | 0 | 0 |  | 0 | 0 | 0 | 0 | 0 | 0 | 0 | 0 | 0 | 21.036 | 0 | 0 | 0 | 0 | 0 | 0 |  | 0 | 0 | 0 | 0 | 0 | 0 |  |  | 0 | 0 | 0 | 0 | 0 | 0 | 0 | 0 | 0 | 0 | 21.036 | 0 | 0 |  | 0 | 0 |  | 0 | 0

## CAISO Queue Data
[31 empty] | Report Run Date: 06/15/2025 | [32 empty] | Wind-Solar-Hybrid | Wind-Solar-Hybrid |  |  | Wind-Solar-Hybrid | Wind-Solar-Hybrid
[5 empty] | The California ISO Controlled Grid Generation Queue for All: Active | [54 empty] | Gravity via Rail | Gravity via Rail | Other | Other | Solar-Hybrid | Solar-Hybrid |  |  | Wind-Hybrid | Wind-Hybrid
[6 empty] | Generating Facility | [5 empty] | MWs |  |  |  | Deliverability Status |  |  |  | Location |  | Point of Interconnection | [5 empty] | Study Availability |  |  |  |  | E3 Added Columns >>> | [13 empty] | NRI Matching |  | PULLED FROM PREVIOUS CYCLE |  |  |  | Updated | [6 empty] | Battery | Battery | Pumped-Storage hydro | Pumped-Storage hydro | Solar | Solar | Geothermal | Geothermal | Wind Turbine | Wind Turbine | Offshore Wind Turbine | Offshore Wind Turbine
Project Name | Queue Position | Interconnection Request Receive Date | Queue Date | Application Status | Study Process | Type-1 | Type-2 | Type-3 | Fuel-1 | Fuel-2 | Fuel-3 | MW-1 | MW-2 | MW-3 | Net MWs to Grid | Full Capacity, Partial or Energy Only (FC/P/EO) | TPD Allocation Percentage | Off-Peak Deliverability and Economic Only | TPD Allocation Group | County | State | Utility | PTO Study Region | Station or Transmission Line | Proposed On-line Date (as filed with IR) | Current On-line Date | Suspension Status | Feasibility Study or Supplemental Review | System Impact Study or Phase I Cluster Study | Facilities Study (FAS) or Phase II Cluster Study | Optional Study (OS) | Interconnection Agreement Status | 2024 TPD Allocation Report | Baseline Rec Name Matching | Gen1 Baseline Rec Name | Gen2 Baseline Rec Name | Gen3 Baseline Rec Name | Has TPD (Full or Partial) | TPD Allocation Fraction | Max Deliverable Net MWs to Grid | First Available Year | Resource Type | Solar HSN Value | Wind HSN Value | Substation Name | Substation Voltage | ResID (matched from Queue Number) | Project Name (matched from Queue Number) | Resource 1 Capacity from CAISO MGC | Resource 1 Contracted Capacity from NRI | Resource 2 Capacity from CAISO MGC | Resource 2 Contracted Capacity from NRI | Resource 1 Capacity from CAISO MGC | Resource 1 Contracted Capacity from NRI | Resource 2 Capacity from CAISO MGC | Resource 2 Contracted Capacity from NRI | Resource 1 Total Capacity (Battery, Geo, Wind, OSW, Solar) | Resource 2 Total Capacity (Battery, Geo, Wind, OSW, Solar) | Resource 3 Total Capacity (Battery, Geo, Wind, OSW, Solar) | Battery (Total) | Battery (FCDS) | LDES (Total) | LDES (FCDS) | Solar (Total) | Solar (FCDS) | Geothermal (Total) | Geothermal (FCDS) | Onshore Wind (Total) | Onshore Wind (FCDS) | Offshore Wind (Total) | Offshore Wind (FCDS)
MONTEZUMA (HIGH WINDS III) | 22 | 2003-11-18 | 2003-11-18 08:00 | ACTIVE | AMEND 39 | Wind Turbine | Storage |  | Wind Turbine | Battery |  | 38 | 38 |  | 38 | Partial Capacity | 50 | Off-Peak Deliverability | Group D | SOLANO | CA | PGAE | Northern | Birds Landing 230 kV | 2005-06-30 07:00 | 2024-04-01 07:00 |  |  | Complete | Complete |  | Executed | Not in Report | 2 | MONTEZUMA (HIGH WINDS III) - 1 | MONTEZUMA (HIGH WINDS III) - 2 |  | 1 | 0.5 | 19 | 2024 | Wind-Hybrid | 0.15 | 0.5 | Birds Landing | 230 | WNDSTR_2_WIND | MONTEZUMA (HIGH WINDS III) | 38 | 0 | 0 | 0 | 38 | 0 | 0 | 0 | 0 | 38 | 0 | 38 | 19 | 0 | 0 | 0 | 0 | 0 | 0 | 0 | 0 | 0 | 0
TULE WIND | 32 | 2004-05-12 | 2004-05-24 07:00 | ACTIVE | Serial LGIP | Generating Facility Type-1: Wind Turbine; Generating Facility Fuel-1: Wind Turbine; MWs MW-1: 193.8 | 193.8 | Partial Capacity | 65.5 | Off-Peak Deliverability |  | SAN DIEGO | CA | SDGE | SDGE | Boulevard East Substation 138 kV | 2007-09-01 07:00 | 2027-12-31 08:00 |  | Waived | Complete | Complete | None | Executed | Not in Report | 1 | TULE WIND - 1 |  |  | 1 | 0.655 | 126.939 | 2028 | Wind Turbine | 0.06 | 0.35 | Boulevard East | 138 | TULEWD_1_TULWD1 | Tule Wind | 130.5 | 0 | 0 | 0 | 130.5 | 0 | 0 | 0 | 63.3 | 0 | 0 | 0 | 0 | 0 | 0 | 0 | 0 | 0 | 0 | 63.3 | 0 | 0 | 0
MIDWAY PEAKING AGGREGATE | 54 | 2005-01-12 | 2005-01-12 08:00 | ACTIVE | Serial LGIP | Gas Turbine | Storage |  | Natural Gas | Battery |  | 119.9 | 119.9 |  | 119.9 | Full Capacity |  | Off-Peak Deliverability |  | FRESNO | CA | PGAE |  | Panoche Substation | 2008-06-01 07:00 | 2027-06-30 07:00 |  | Waived | Complete | Re-Study | None | Executed | Not in Report | 2 | MIDWAY PEAKING AGGREGATE - 1 | MIDWAY PEAKING AGGREGATE - 2 |  | 1 | 1 | 119.9 | 2027 | Natural Gas-Hybrid | 0.15 | 0.5 | Panoche | 115 | PNCHPP_1_PL1X2 | STARWOOD POWER MIDWAY, LLC (FKA PANOCHE) | Not in Previous Cycle | Not in Previous Cycle | Not in Previous Cycle | Not in Previous Cycle | 0 | 119.9 | 0 | 0 | 0 | 119.9 | 0 | 119.9 | 119.9 | 0 | 0 | 0 | 0 | 0 | 0 | 0 | 0 | 0 | 0
FRESNO COGENERATION EXPANSION PROJECT | 61 | 2005-03-28 | 2005-03-30 08:00 | ACTIVE | AMEND 39 | Steam Turbine | Storage |  | Natural Gas | Battery |  | 73.27 | 18.5 |  | 73.27 | Full Capacity |  | Off-Peak Deliverability |  | FRESNO | CA | PGAE | Fresno | Helm-Kerman 70 kV Line | 2006-05-31 07:00 | 2023-02-28 08:00 |  |  | Complete | Complete |  | Executed | Not in Report | 2 | FRESNO COGENERATION EXPANSION PROJECT - 1 | FRESNO COGENERATION EXPANSION PROJECT - 2 |  | 1 | 1 | 73.27 | 2023 | Natural Gas-Hybrid | 0.15 | 0.5 | Helm | 70 | AGRICO_7_UNIT | FRESNO COGENERATION EXPANSION PROJECT | 73.27 | 0 | 0 | 0 | 73.27 | 0 | 0 | 0 | 0 | 18.5 | 0 | 18.5 | 18.5 | 0 | 0 | 0 | 0 | 0 | 0 | 0 | 0 | 0 | 0
LAKE ELSINORE ADVANCED PUMPED STORAGE PROJECT | 72 | 2005-04-26 | 2005-06-21 07:00 | ACTIVE | Serial LGIP | Generating Facility Type-1: Storage; Generating Facility Fuel-1: Pumped-Storage hydro; MWs MW-1: 500 | 500 | Full Capacity |  |  |  | RIVERSIDE | CA | SDGE | SDGE | Proposed Lee Lake Substation 500 kV | 2008-12-31 08:00 | 2028-12-31 08:00 |  | Waived | Complete | Re-Study | None | Executed | Not in Report | 1 | LAKE ELSINORE ADVANCED PUMPED STORAGE PROJECT - 1 |  |  | 1 | 1 | 500 | 2029 | LDES | 0.06 | 0.35 | Alberhill | 500 | No ResID | No Project Name | 0 | 0 | 0 | 0 | 0 | 0 | 0 | 0 | 500 | 0 | 0 | 0 | 0 | 500 | 500 | 0 | 0 | 0 | 0 | 0 | 0 | 0 | 0
BOTTLE ROCK POWER | 81 | 2005-09-13 | 2005-09-13 07:00 | ACTIVE | Serial LGIP | Steam Turbine | Storage |  | Geothermal | Battery |  | 9.435 | 47.4465 |  | 52.01 | Energy Only |  | Off-Peak Deliverability | Group A | LAKE | CA | PGAE | Kern | Geysers #17-Fulton 230 kV Line | 2006-09-01 07:00 | 2027-11-30 08:00 |  | None | Complete | Complete | None | Executed | Not in Report | 2 | BOTTLE ROCK POWER - 1 | BOTTLE ROCK POWER - 2 |  | 0 | 0 | 0 | 2028 | Geothermal-Hybrid | 0.15 | 0.5 | Geysers 17 | 230 | GEYS17_2_BOTRCK | BOTTLE ROCK POWER | 0 | 0 | 0 | 0 | 0 | 0 | 0 | 0 | 9.435 | 47.4465 | 0 | 47.4465 | 0 | 0 | 0 | 0 | 0 | 9.435 | 0 | 0 | 0 | 0 | 0
CPC WEST | 96 | 2006-02-15 | 2006-03-01 08:00 | ACTIVE | Serial LGIP | Wind Turbine | Storage |  | Wind Turbine | Battery |  | 600 | 300 |  | 600 | Partial Capacity | 59.76 | Off-Peak Deliverability | Group A | KERN | CA | SCE | Northern | Tehachapi Conceptual Substation #1 | 2009-12-31 08:00 | 2025-06-05 07:00 |  | Waived | Complete | None | None | Executed | Not in Report | 2 | CPC WEST - 1 | CPC WEST - 2 |  | 1 | 0.5976 | 358.56 | 2025 | Wind-Hybrid | 0.13 | 0.48 | Windhub | 230 | ALTA4A_2_CPCW1 | CPC WEST | 600 | 0 | 0 | 0 | 600 | 0 | 0 | 0 | 0 | 300 | 0 | 300 | 300 | 0 | 0 | 0 | 0 | 0 | 0 | 0 | 0 | 0 | 0
WINDSTAR I ALTERNATE | 100 | 2006-04-05 | 2006-04-05 07:00 | ACTIVE | Serial LGIP | Wind Turbine | Storage |  | Wind Turbine | Battery |  | 120 | 120 |  | 120 | Full Capacity |  | Off-Peak Deliverability |  | KERN | CA | SCE | Northern | Vincent Substation 230kV | 2007-12-31 08:00 | 2025-08-01 07:00 |  | Waived | Complete | None | None | Executed | Not in Report | 2 | WINDSTAR I ALTERNATE - 1 | WINDSTAR I ALTERNATE - 2 |  | 1 | 1 | 120 | 2025 | Wind-Hybrid | 0.13 | 0.48 | Vincent | 230 | WNDSTR_2_WIND | WINDSTAR I ALTERNATE | 120 | 0 | 0 | 0 | 120 | 0 | 0 | 0 | 0 | 120 | 0 | 120 | 120 | 0 | 0 | 0 | 0 | 0 | 0 | 0 | 0 | 0 | 0
SILVER RIDGE MOUNT SIGNAL | 124 | 2006-08-22 | 2006-08-22 07:00 | ACTIVE | Serial LGIP | Photovoltaic | Storage |  | Solar | Battery |  | 600 | 150 |  | 600 | Partial Capacity | 19.36 | Off-Peak Deliverability |  | IMPERIAL | CA | SDGE |  | Imperial Valley Substation 230 kV | 2011-03-01 08:00 | 2027-06-01 07:00 |  | Waived | Complete | Complete | None | Executed | Not in Report | 2 | SILVER RIDGE MOUNT SIGNAL - 1 | SILVER RIDGE MOUNT SIGNAL - 2 |  | 1 | 0.1936 | 116.16 | 2027 | Solar-Hybrid | 0.06 | 0.35 | Imperial Valley | 230 | KEARNY_6_SESBT2 | Kearny South Energy Storage | 600 | 0 | 10 | 0 | 600 | 0 | 10 | 0 | 0 | 140 | 0 | 140 | 106.16 | 0 | 0 | 0 | 0 | 0 | 0 | 0 | 0 | 0 | 0
SANDSTORM WIND POWER | 138 | 2006-10-23 | 2006-10-23 07:00 | ACTIVE | Serial LGIP | Wind Turbine | Storage |  | Wind Turbine | Battery |  | 60 | 90 |  | 150 | Partial Capacity | 30.44 | Off-Peak Deliverability |  | RIVERSIDE | CA | SCE | Eastern | Devers Substation 220 kV | 2008-12-31 08:00 | 2030-02-01 08:00 |  | Waived | Complete | Complete | None | Executed | Not in Report | 2 | SANDSTORM WIND POWER - 1 | SANDSTORM WIND POWER - 2 |  | 1 | 0.3044 | 45.66 | 2030 | Wind-Hybrid | 0.13 | 0.48 | Devers | 230 | 0 | Sandstorm Wind Power | 0 | 0 | 0 | 0 | 0 | 0 | 0 | 0 | 60 | 90 | 0 | 90 | 45.66 | 0 | 0 | 0 | 0 | 0 | 0 | 60 | 0 | 0 | 0
MONTEZUMA II | 222 | 2007-05-23 | 2007-05-23 07:00 | ACTIVE | TC | Wind Turbine | Storage |  | Wind Turbine | Battery |  | 78 | 54 |  | 78 | Partial Capacity | 59 | Off-Peak Deliverability | Group D | SOLANO | CA | PGAE | Northern | Birds Landing 230 kV | 2010-12-31 08:00 | 2012-01-29 08:00 |  | NA | Complete | Complete | NA | Executed | Not in Report | 2 | MONTEZUMA II - 1 | MONTEZUMA II - 2 |  | 1 | 0.59 | 46.02 | 2012 | Wind-Hybrid | 0.15 | 0.5 | Birds Landing | 230 | BRDSLD_2_MTZUM2 | MONTEZUMA II | 78 | 0 | 0 | 0 | 78 | 0 | 0 | 0 | 0 | 54 | 0 | 54 | 46.02 | 0 | 0 | 0 | 0 | 0 | 0 | 0 | 0 | 0 | 0
TRACY COMBINED-CYCLE POWER PLANT | 268 | 2007-10-24 | 2007-10-24 07:00 | ACTIVE | Serial LGIP | Steam Turbine | Storage |  | Natural Gas | Battery |  | 145 | 40 |  | 145 | Full Capacity |  | Off-Peak Deliverability |  | SAN JOAQUIN | CA | PGAE |  | Tesla-Manteca 115kV line via Schulte Switchyard | 2012-06-01 07:00 | 2027-04-28 07:00 |  | Waived | Complete | Complete | None | Executed | Not in Report | 2 | TRACY COMBINED-CYCLE POWER PLANT - 1 | TRACY COMBINED-CYCLE POWER PLANT - 2 |  | 1 | 1 | 145 | 2027 | Natural Gas-Hybrid | 0.15 | 0.5 | Schulte | 115 | SCHLTE_1_UNITA1 | GWF TRACY | Not in Previous Cycle | Not in Previous Cycle | Not in Previous Cycle | Not in Previous Cycle | 0 | 145 | 0 | 0 | 0 | 40 | 0 | 40 | 40 | 0 | 0 | 0 | 0 | 0 | 0 | 0 | 0 | 0 | 0
AMERICAN KINGS SOLAR | 272 | 2007-11-01 | 2007-11-01 07:00 | ACTIVE | TC | Photovoltaic | Storage |  | Solar | Battery |  | 123 | 73.8 |  | 123 | Full Capacity |  | Off-Peak Deliverability | Group A | KINGS | CA | PGAE | Fresno | Henrietta 70 kV | 2012-06-01 07:00 | 2025-12-30 08:00 |  | NA | Complete | Complete | NA | Executed | Not in Report | 2 | AMERICAN KINGS SOLAR - 1 | AMERICAN KINGS SOLAR - 2 |  | 1 | 1 | 123 | 2026 | Solar-Hybrid | 0.15 | 0.5 | Henrietta | 70 | AKINGS_6_AMESR1 | American Kings Solar | 123 | 0 | 0 | 73.8 | 123 | 0 | 0 | 73.8 | 0 | 0 | 0 | 0 | 0 | 0 | 0 | 0 | 0 | 0 | 0 | 0 | 0 | 0 | 0
ALTA VISTA SUNTOWER GENERATING STATION | 297 | 2008-01-18 | 2008-01-18 08:00 | ACTIVE | TC | Steam Turbine | Storage |  | Solar | Battery |  | 66 | 66 |  | 66 | Full Capacity |  | Off-Peak Deliverability | Group A | LOS ANGELES | CA | SCE | Northern | Neenach-Bailey 66kV line | 2009-12-01 08:00 | 2025-04-15 07:00 |  | NA | Complete | Complete | NA | Executed | Not in Report | 2 | ALTA VISTA SUNTOWER GENERATING STATION - 1 | ALTA VISTA SUNTOWER GENERATING STATION - 2 |  | 1 | 1 | 66 | 2025 | Solar-Hybrid | 0.13 | 0.48 | Neenach | 66 | NEENCH_6_SOLAR | NRG Solar Alpine | 66 | 0 | 0 | 0 | 66 | 0 | 0 | 0 | 0 | 66 | 0 | 66 | 66 | 0 | 0 | 0 | 0 | 0 | 0 | 0 | 0 | 0 | 0
LOS ESTEROS CRITICAL ENERGY FACILITY EXPANSION | 378 | 2008-05-28 | 2008-05-28 07:00 | ACTIVE | TC | Combined Cycle | Storage |  | Natural Gas | Battery |  | 120 | 3 |  | 120 | Full Capacity |  | Off-Peak Deliverability |  | SANTA CLARA | CA | PGAE | Northern | Los Esteros 115 kV | 2011-06-01 07:00 | 2023-09-01 07:00 |  | NA | Complete | Complete | NA | Executed | Not in Report | 2 | LOS ESTEROS CRITICAL ENERGY FACILITY EXPANSION - 1 | LOS ESTEROS CRITICAL ENERGY FACILITY EXPANSION - 2 |  | 1 | 1 | 120 | 2023 | Natural Gas-Hybrid | 0.15 | 0.5 | Los Esteros | 115 | LECEF_1_UNITS | Los Esteros Critical Energy Facility | 120 | 0 | 0 | 3.3 | 120 | 0 | 0 | 3.3 | 0 | 0 | 0 | 0 | 0 | 0 | 0 | 0 | 0 | 0 | 0 | 0 | 0 | 0 | 0
CROW CREEK SOLAR 1 (FKA: FRONTIER SOLAR 1) (FKA AS SCATEC WESTSIDE SOLAR RANCH I AND STANISLAUS PV - PHASE 1) | 539 | 2009-12-18 | 2009-12-18 08:00 | ACTIVE | SGIP | Photovoltaic | Storage |  | Solar | Battery |  | 20 | 20 |  | 20 | Energy Only |  | Off-Peak Deliverability |  | STANISLAUS | CA | PGAE | None | Salado-Newman #1 60kV Line | 2012-10-31 07:00 | 2025-04-01 07:00 |  | None | Facilities Study | SGIA | NA | Executed | Not in Report | 2 | CROW CREEK SOLAR 1 (FKA: FRONTIER SOLAR 1) (FKA AS SCATEC WESTSIDE SOLAR RANCH I AND STANISLAUS PV - PHASE 1) - 1 | CROW CREEK SOLAR 1 (FKA: FRONTIER SOLAR 1) (FKA AS SCATEC WESTSIDE SOLAR RANCH I AND STANISLAUS PV - PHASE 1) - 2 |  | 0 | 0 | 0 | 2025 | Solar-Hybrid | 0.15 | 0.5 | Salado | 60 | CRWCKS_1_SOLAR1 | Crow Creek Solar 1 | 20 | 0 | 0 | 0 | 20 | 0 | 0 | 0 | 0 | 20 | 0 | 20 | 0 | 0 | 0 | 0 | 0 | 0 | 0 | 0 | 0 | 0 | 0
KETTLEMAN SOLAR PROJECT (FKA KETTLEMAN SOLAR FARM) | 625 | 2010-05-14 | 2010-05-14 07:00 | ACTIVE | SGIP | Photovoltaic | Storage |  | Solar | Battery |  | 20 | 20 |  | 20 | Energy Only |  | Off-Peak Deliverability |  | KINGS | CA | PGAE | Fresno | Henrietta-Tulare Lake 70 kV | 2011-12-31 08:00 | 2025-04-01 07:00 |  | None | Facilities Study | SGIA | NA | Executed | Not in Report | 2 | KETTLEMAN SOLAR PROJECT (FKA KETTLEMAN SOLAR FARM) - 1 | KETTLEMAN SOLAR PROJECT (FKA KETTLEMAN SOLAR FARM) - 2 |  | 0 | 0 | 0 | 2025 | Solar-Hybrid | 0.15 | 0.5 | Henrietta | 70 | EEKTMN_6_SOLAR1 | EE Kettleman Land | 20 | 0 | 0 | 0 | 20 | 0 | 0 | 0 | 0 | 20 | 0 | 20 | 0 | 0 | 0 | 0 | 0 | 0 | 0 | 0 | 0 | 0 | 0
PUMPJACK SOLAR I (AKA PIONEER SOLAR I) | 653B | 2010-09-29 | 2010-09-29 07:00 | ACTIVE | SGIP-TC | Photovoltaic | Storage |  | Solar | Battery |  | 20 | 20 |  | 20 | Partial Capacity |  | Off-Peak Deliverability |  | KERN | CA | PGAE |  | Belridge - Temblor 115 kV | 2013-05-01 07:00 | 2027-06-01 07:00 |  | NA | Complete | Complete | NA | Executed | Not in Report | 2 | PUMPJACK SOLAR I (AKA PIONEER SOLAR I) - 1 | PUMPJACK SOLAR I (AKA PIONEER SOLAR I) - 2 |  | 1 | 0 | 0 | 2027 | Solar-Hybrid | 0.15 | 0.5 | Temblor | 115 | PMPJCK_1_SOLAR1 | Pumpjack Solar 1 | Not in Previous Cycle | Not in Previous Cycle | Not in Previous Cycle | Not in Previous Cycle | 20 | 0 | 0 | 0 | 0 | 20 | 0 | 20 | 0 | 0 | 0 | 0 | 0 | 0 | 0 | 0 | 0 | 0 | 0
EXCELSIOR SOLAR (FKA: BURFORD FIVE POINTS) | 678 | 2011-03-31 | 2011-03-31 07:00 | ACTIVE | C04 | Photovoltaic | Storage |  | Solar | Battery |  | 60 | 60 |  | 60 | Partial Capacity | 10 | Off-Peak Deliverability |  | FRESNO | CA | PGAE | Fresno | Panoche-Schindler #1 and #2 115 kV Line | 2013-09-05 07:00 | 2024-12-20 08:00 |  | NA | Complete | Complete | NA | Executed | Not in Report | 2 | EXCELSIOR SOLAR (FKA: BURFORD FIVE POINTS) - 1 | EXCELSIOR SOLAR (FKA: BURFORD FIVE POINTS) - 2 |  | 1 | 0.1 | 6 | 2025 | Solar-Hybrid | 0.15 | 0.5 | Schindler | 115 | EXCLSG_1_SOLAR | Excelsior Solar | 60 | 0 | 0 | 0 | 60 | 0 | 0 | 0 | 0 | 60 | 0 | 60 | 6 | 0 | 0 | 0 | 0 | 0 | 0 | 0 | 0 | 0 | 0
LASSEN LODGE HYDROELECTRIC | 720 | 2011-03-31 | 2011-03-31 07:00 | ACTIVE | C04 | Generating Facility Type-1: Hydro; Generating Facility Fuel-1: Water; MWs MW-1: 4.5 | 4.5 | Energy Only |  |  |  | TEHAMA | CA | PGAE | Northern | Vota-South 60 kV | 2012-12-15 08:00 | 2027-10-15 07:00 |  | NA | Complete | Complete | NA | Executed | Not in Report | 1 | LASSEN LODGE HYDROELECTRIC - 1 |  |  | 0 | 0 | 0 | 2028 | Hydro | 0.15 | 0.5 | Cottonwood | 60 | No ResID | No Project Name | 0 | 0 | 0 | 0 | 0 | 0 | 0 | 0 | 4.5 | 0 | 0 | 0 | 0 | 0 | 0 | 0 | 0 | 0 | 0 | 0 | 0 | 0 | 0
REDWOOD SOLAR FARM | 744 | 2011-03-31 | 2011-03-31 07:00 | ACTIVE | C04 | Generating Facility Type-1: Photovoltaic; Generating Facility Fuel-1: Solar; MWs MW-1: 90 | 90 | Partial Capacity | 87 | Off-Peak Deliverability | Group D | KERN | CA | PGAE | Kern | Lamont 115 KV | 2014-07-01 07:00 | 2024-07-01 07:00 |  | NA | Complete | Complete | NA | Executed | Not in Report | 1 | REDWOOD SOLAR FARM - 1 |  |  | 1 | 0.87 | 78.3 | 2024 | Solar | 0.15 | 0.5 | Lamont | 115 | LAMONT_1_SOLAR4 | Hayworth Solar Farm | 78.3 | 0 | 0 | 0 | 78.3 | 0 | 0 | 0 | 11.7 | 0 | 0 | 0 | 0 | 0 | 0 | 11.7 | 0 | 0 | 0 | 0 | 0 | 0 | 0
BIG SKY SOLAR | 768 | 2011-03-31 | 2011-03-31 07:00 | ACTIVE | C04 | Photovoltaic | Storage |  | Solar | Battery |  | 320 | 163.4 |  | 320 | Full Capacity |  | Off-Peak Deliverability |  | LOS ANGELES | CA | SCE | Northern | Antelope Substation 230kV bus | 2014-12-31 08:00 | 2023-01-31 08:00 |  | NA | Complete | Complete | NA | Executed | Not in Report | 2 | BIG SKY SOLAR - 1 | BIG SKY SOLAR - 2 |  | 1 | 1 | 320 | 2023 | Solar-Hybrid | 0.13 | 0.48 | Antelope | 230 | BIGSKY_2_SOLAR1 | Antelope Big Sky Ranch | 320 | 0 | 0 | 0 | 320 | 0 | 0 | 0 | 0 | 163.4 | 0 | 163.4 | 163.4 | 0 | 0 | 0 | 0 | 0 | 0 | 0 | 0 | 0 | 0
WRIGHT SOLAR | 779 | 2011-03-31 | 2011-03-31 07:00 | ACTIVE | C04 | Photovoltaic | Storage |  | Solar | Battery |  | 200 | 80 |  | 200 | Partial Capacity | 49.35 | Off-Peak Deliverability |  | MERCED | CA | PGAE | Fresno | Los Banos-Panoche #1 230kV Line | 2014-01-06 08:00 | 2026-03-30 07:00 |  | NA | Complete | Complete | NA | Executed | Not in Report | 2 | WRIGHT SOLAR - 1 | WRIGHT SOLAR - 2 |  | 1 | 0.4935 | 98.7 | 2026 | Solar-Hybrid | 0.15 | 0.5 | Los Banos | 230 | WRGTSR_2_WSFSR1 | Wright Solar Freeman | 200 | 0 | 0 | 80 | 200 | 0 | 0 | 80 | 0 | 0 | 0 | 0 | 0 | 0 | 0 | 0 | 0 | 0 | 0 | 0 | 0 | 0 | 0
RIO BRAVO SOLAR 1 | 900 | 2012-04-02 | 2012-04-02 07:00 | ACTIVE | C05 | Photovoltaic | Storage |  | Solar | Battery |  | 20 | 20 |  | 20 | Partial Capacity | 10 | Off-Peak Deliverability |  | KERN | CA | PGAE | None | Midway Temblor 115 kV line | 2014-12-20 08:00 | 2027-06-30 07:00 |  | NA | Complete | Complete | NA | Executed | Not in Report | 2 | RIO BRAVO SOLAR 1 - 1 | RIO BRAVO SOLAR 1 - 2 |  | 1 | 0.1 | 2 | 2027 | Solar-Hybrid | 0.15 | 0.5 | Mercy Springs | 70 | PMPJCK_1_SOLAR2 | Rio Bravo Solar 1 | Not in Previous Cycle | Not in Previous Cycle | Not in Previous Cycle | Not in Previous Cycle | 20 | 20 | 0 | 0 | 0 | 20 | 0 | 20 | 2 | 0 | 0 | 0 | 0 | 0 | 0 | 0 | 0 | 0 | 0
RIO BRAVO SOLAR 2 | 972 | 2013-04-30 | 2013-04-30 07:00 | ACTIVE | C06 | Photovoltaic | Storage |  | Solar | Battery |  | 20 | 20 |  | 20 | Partial Capacity | 10 | Off-Peak Deliverability |  | KERN | CA | PGAE | None | Midway-Temblor 115kV line | 2016-12-31 08:00 | 2027-07-30 07:00 |  | NA | Complete | Complete | NA | Executed | Not in Report | 2 | RIO BRAVO SOLAR 2 - 1 | RIO BRAVO SOLAR 2 - 2 |  | 1 | 0.1 | 2 | 2027 | Solar-Hybrid | 0.15 | 0.5 | Mercy Springs | 70 | PMPJCK_1_RB2SLR | Rio Bravo Solar 2 | Not in Previous Cycle | Not in Previous Cycle | Not in Previous Cycle | Not in Previous Cycle | 20 | 20 | 0 | 0 | 0 | 20 | 0 | 20 | 2 | 0 | 0 | 0 | 0 | 0 | 0 | 0 | 0 | 0 | 0
SUNSHINE VALLEY SOLAR 1 | 993 | 2013-04-30 | 2013-04-30 07:00 | ACTIVE | C06 | Photovoltaic | Storage |  | Solar | Battery |  | 50 | 40 |  | 50 | Full Capacity |  | Off-Peak Deliverability |  | NYE | NV | VEA | EOP | Valley Substation 138 kV | 2016-12-31 08:00 | 2026-12-31 08:00 |  | NA | Complete | Complete | NA | Executed | Not in Report | 2 | SUNSHINE VALLEY SOLAR 1 - 1 | SUNSHINE VALLEY SOLAR 1 - 2 |  | 1 | 1 | 50 | 2027 | Solar-Hybrid | 0.08 | 0.48 | Valley (VEA) | 138 | No ResID | No Project Name | 50 | 0 | 0 | 0 | 50 | 0 | 0 | 0 | 0 | 40 | 0 | 40 | 40 | 0 | 0 | 0 | 0 | 0 | 0 | 0 | 0 | 0 | 0
LASSEN LODGE HYDROELECTRIC 2 | 1002 | 2013-05-01 | 2013-04-30 07:00 | ACTIVE | C06 | Generating Facility Type-1: Hydro; Generating Facility Fuel-1: Water; MWs MW-1: 0.5 | 0.5 | Energy Only |  |  |  | TEHAMA | CA | PGAE | Northern | Volta-South 60 kV Line | 2015-11-15 08:00 | 2027-10-15 07:00 |  | NA | Complete | Complete | NA | Executed | Not in Report | 1 | LASSEN LODGE HYDROELECTRIC 2 - 1 |  |  | 0 | 0 | 0 | 2028 | Hydro | 0.15 | 0.5 | Cottonwood | 60 | No ResID | No Project Name | 0 | 0 | 0 | 0 | 0 | 0 | 0 | 0 | 0.5 | 0 | 0 | 0 | 0 | 0 | 0 | 0 | 0 | 0 | 0 | 0 | 0 | 0 | 0
CHULA VISTA ENERGY CENTER 2 | 1045 | 2014-04-30 | 2014-04-30 07:00 | ACTIVE | C07 | Generating Facility Type-1: Storage; Generating Facility Fuel-1: Battery; MWs MW-1: 50 | 50 | Full Capacity |  |  | Group A | SAN DIEGO | CA | SDGE | SDGE | Otay Substation 69 kV | 2019-11-01 07:00 | 2026-03-13 07:00 |  | NA | Complete | Complete | NA | Executed | 1 | 1 | CHULA VISTA ENERGY CENTER 2 - 1 |  |  | 1 | 1 | 50 | 2026 | Battery | 0.06 | 0.35 | Otay | 69 | 0 | Chula Vista Energy Center 2 | 0 | 50 | 0 | 0 | 0 | 50 | 0 | 0 | 0 | 0 | 0 | 0 | 0 | 0 | 0 | 0 | 0 | 0 | 0 | 0 | 0 | 0 | 0
NORTH JOHNSON ENERGY CENTER | 1047 | 2014-04-30 | 2014-04-30 07:00 | ACTIVE | C07 | Generating Facility Type-1: Storage; Generating Facility Fuel-1: Battery; MWs MW-1: 50 | 50 | Full Capacity |  |  | Group A | SAN DIEGO | CA | SDGE | SDGE | El Cajon Substation 69 kV | 2019-11-01 07:00 | 2026-03-13 07:00 |  | NA | Complete | Complete | NA | Executed | 1 | 1 | NORTH JOHNSON ENERGY CENTER - 1 |  |  | 1 | 1 | 50 | 2026 | Battery | 0.06 | 0.35 | El Cajon | 69 | 0 | North Johnson Energy Center | 0 | 0 | 0 | 0 | 0 | 0 | 0 | 0 | 50 | 0 | 0 | 50 | 50 | 0 | 0 | 0 | 0 | 0 | 0 | 0 | 0 | 0 | 0
ESCONDIDO ENERGY CENTER 2 | 1048 | 2014-04-30 | 2014-04-30 07:00 | ACTIVE | C07 | Generating Facility Type-1: Storage; Generating Facility Fuel-1: Battery; MWs MW-1: 33 | 33 | Full Capacity |  |  | Group A | SAN DIEGO | CA | SDGE | SDGE | Escondido Substation 69 kV | 2019-11-01 07:00 | 2027-06-01 07:00 |  | NA | Complete | Complete | NA | Executed | 0.66 | 1 | ESCONDIDO ENERGY CENTER 2 - 1 |  |  | 1 | 1 | 33 | 2027 | Battery | 0.06 | 0.35 | Escondido | 69 | No ResID | No Project Name | 0 | 0 | 0 | 0 | 0 | 0 | 0 | 0 | 33 | 0 | 0 | 33 | 33 | 0 | 0 | 0 | 0 | 0 | 0 | 0 | 0 | 0 | 0
WHITE WING RANCH SOLAR | 1062 | 2014-04-30 | 2014-04-30 07:00 | ACTIVE | C07 | Photovoltaic | Storage |  | Solar | Battery |  | 200 | 200 |  | 200 | Energy Only |  | Off-Peak Deliverability |  | YUMA | AZ | SDGE | SDGE | Hoodoo Wash Switchyard 500 kV | 2018-12-31 08:00 | 2026-06-01 07:00 |  | NA | Complete | Complete | NA | Executed | Not in Report | 2 | WHITE WING RANCH SOLAR - 1 | WHITE WING RANCH SOLAR - 2 |  | 0 | 0 | 0 | 2026 | Solar-Hybrid | 0.06 | 0.35 | Hoodoo Wash | 500 | WHITEW_5_WWRSR1 | White Wing Ranch Solar | 0 | 179 | 0 | 0 | 0 | 179 | 0 | 0 | 21 | 200 | 0 | 200 | 0 | 0 | 0 | 21 | 0 | 0 | 0 | 0 | 0 | 0 | 0
ARES NEVADA | 1064 | 2014-04-30 | 2014-04-30 07:00 | ACTIVE | C07 | Generating Facility Type-1: Storage; Generating Facility Fuel-1: Gravity via Rail; MWs MW-1: 44 | 44 | Energy Only |  |  |  | NYE | NV | GLW | None | Gamebird Substation 230 kV | 2017-01-01 08:00 | 2027-01-08 08:00 |  | NA | Complete | Complete | NA | Executed | Not in Report | 1 | ARES NEVADA - 1 |  |  | 0 | 0 | 0 | 2027 | Battery | 0.08 | 0.48 | Carpenter Canyon (fka Gamebird) | 230 | 0 | Ares Nevada | 0 | 0 | 0 | 0 | 0 | 0 | 0 | 0 | 44 | 0 | 0 | 44 | 0 | 0 | 0 | 0 | 0 | 0 | 0 | 0 | 0 | 0 | 0
GASKELL WEST | 1074 | 2014-04-30 | 2014-04-30 07:00 | ACTIVE | C07 | Photovoltaic | Storage |  | Solar | Battery |  | 125 | 61.62 |  | 125 | Full Capacity |  | Off-Peak Deliverability |  | KERN | CA | SCE | Northern | Whirlwind Substation 220 kV | 2016-06-30 07:00 | 2026-12-02 08:00 |  | NA | Complete | Complete | NA | Executed | Not in Report | 2 | GASKELL WEST - 1 | GASKELL WEST - 2 |  | 1 | 1 | 125 | 2027 | Solar-Hybrid | 0.13 | 0.48 | Whirlwind | 230 | GASKW1_2_GW1SR1 | Gaskell West 1 | 125 | 0 | 20 | 0 | 125 | 0 | 20 | 0 | 0 | 41.62 | 0 | 41.62 | 41.62 | 0 | 0 | 0 | 0 | 0 | 0 | 0 | 0 | 0 | 0
WILLOW SPRINGS SOLAR 3 | 1076 | 2014-04-30 | 2014-04-30 07:00 | ACTIVE | C07 | Generating Facility Type-1: Storage; Generating Facility Fuel-1: Battery; MWs MW-1: 50 | 50 | Full Capacity |  | Off-Peak Deliverability |  | KERN | CA | SCE | Northern | Whirlwind Substation 230 kV | 2017-06-30 07:00 | 2026-06-01 07:00 |  | NA | Complete | Complete | NA | Executed | Not in Report | 1 | WILLOW SPRINGS SOLAR 3 - 1 |  |  | 1 | 1 | 50 | 2026 | Battery | 0.13 | 0.48 | Whirlwind | 230 | TUMBWD_2_WISBT3 | Willow Springs Solar 3 | 50 | 0 | 0 | 0 | 50 | 0 | 0 | 0 | 0 | 0 | 0 | 0 | 0 | 0 | 0 | 0 | 0 | 0 | 0 | 0 | 0 | 0 | 0
ALTAMONT MIDWAY LTD | 1096 | 2015-02-24 | 2015-04-13 07:00 | ACTIVE | FT | Generating Facility Type-1: Wind Turbine; Generating Facility Fuel-1: Wind Turbine; MWs MW-1: 5 | 5 | Energy Only |  | Off-Peak Deliverability |  | ALAMEDA | CA | PGAE | Northern | Altamont Midway 230 kV | 2015-08-31 07:00 | 2027-04-28 07:00 |  | None | NA | NA | NA | Executed | Not in Report | 1 | ALTAMONT MIDWAY LTD - 1 |  |  | 0 | 0 | 0 | 2027 | Wind Turbine | 0.15 | 0.5 | Altamont Midway (Sandhill) | 230 | No ResID | No Project Name | 0 | 0 | 0 | 0 | 0 | 0 | 0 | 0 | 5 | 0 | 0 | 0 | 0 | 0 | 0 | 0 | 0 | 0 | 0 | 5 | 0 | 0 | 0
FOUNTAIN WIND | 1106 | 2015-04-30 | 2015-04-30 07:00 | ACTIVE | C08 | Generating Facility Type-1: Wind Turbine; Generating Facility Fuel-1: Wind Turbine; MWs MW-1: 206 | 200 | Full Capacity |  | Off-Peak Deliverability |  | SHASTA | CA | PGAE | Northern | Pit 1-Cottonwood 230 kV Line | 2020-10-15 07:00 | 2027-09-15 07:00 |  | NA | Complete | Complete | NA | Executed | Not in Report | 1 | FOUNTAIN WIND - 1 |  |  | 1 | 1 | 200 | 2027 | Wind Turbine | 0.15 | 0.5 | New Sub - Pit 1 - Cottonwood (Proposed) | 230 | No ResID | No Project Name | 0 | 0 | 0 | 0 | 0 | 0 | 0 | 0 | 206 | 0 | 0 | 0 | 0 | 0 | 0 | 0 | 0 | 0 | 0 | 206 | 200 | 0 | 0
ULTRAPOWER CHINESE STATION BESS | 1116 | 2015-04-30 | 2015-04-30 07:00 | ACTIVE | C08 | Generating Facility Type-1: Storage; Generating Facility Fuel-1: Battery; MWs MW-1: 10 | 10 | Full Capacity |  |  |  | TUOLUMNE | CA | PGAE | Northern | Melones-Curtis 115 kV Line | 2017-03-31 07:00 | 2025-06-01 07:00 |  | NA | Complete | Complete | NA | Executed | Not in Report | 1 | ULTRAPOWER CHINESE STATION BESS - 1 |  |  | 1 | 1 | 10 | 2025 | Battery | 0.15 | 0.5 | Peoria | 115 | ULTPCH_1_UCSBT1 | Ultrapower Chinese Station BESS | 0 | 10 | 0 | 0 | 0 | 10 | 0 | 0 | 0 | 0 | 0 | 0 | 0 | 0 | 0 | 0 | 0 | 0 | 0 | 0 | 0 | 0 | 0
LUNA VALLEY SOLAR | 1129 | 2015-04-30 | 2015-04-30 07:00 | ACTIVE | C08 | Photovoltaic | Storage |  | Solar | Battery |  | 204 | 168.5 |  | 200 | Partial Capacity | 84.3 | Off-Peak Deliverability |  | FRESNO | CA | PGAE | Fresno | Tranquility 230 kV | 2018-12-31 08:00 | 2028-12-29 08:00 |  | NA | Complete | Complete | NA | Executed | Not in Report | 2 | LUNA VALLEY SOLAR - 1 | LUNA VALLEY SOLAR - 2 |  | 1 | 0.843 | 168.6 | 2029 | Solar-Hybrid | 0.15 | 0.5 | Tranquility | 230 | LUNAVL_2_LVSSR1 | Luna Valley Solar | 0 | 200 | 0 | 168 | 0 | 200 | 0 | 168 | 0 | 0.5 | 0 | 0.5 | 0.5 | 0 | 0 | 0 | 0 | 0 | 0 | 0 | 0 | 0 | 0
SCARLET | 1135 | 2015-04-29 | 2015-04-30 07:00 | ACTIVE | C08 | Photovoltaic | Storage |  | Solar | Battery |  | 400 | 400 |  | 400 | Full Capacity |  | Off-Peak Deliverability |  | FRESNO | CA | PGAE | Fresno | Tranquility 230 kV | 2018-12-31 08:00 | 2025-12-23 08:00 |  | NA | Complete | Complete | NA | Executed | Not in Report | 2 | SCARLET - 1 | SCARLET - 2 |  | 1 | 1 | 400 | 2026 | Solar-Hybrid | 0.15 | 0.5 | Tranquility | 230 | SCARLT_2_SS2BT1 | Scarlet Solar 2 BESS | 200 | 200 | 40 | 150 | 200 | 200 | 40 | 150 | 0 | 210 | 0 | 210 | 210 | 0 | 0 | 0 | 0 | 0 | 0 | 0 | 0 | 0 | 0
LAKE ALPAUGH BATTERY STORAGE | 1143 | 2015-04-29 | 2015-04-30 07:00 | ACTIVE | C08 | Generating Facility Type-1: Storage; Generating Facility Fuel-1: Battery; MWs MW-1: 10 | 10 | Full Capacity |  |  |  | TULARE | CA | PGAE | Kern | Corcoran-Olive 115 kV Line | 2017-12-31 08:00 | 2025-09-15 07:00 |  | NA | Complete | Complete | NA | Executed | Not in Report | 1 | LAKE ALPAUGH BATTERY STORAGE - 1 |  |  | 1 | 1 | 10 | 2025 | Battery | 0.15 | 0.5 | Alpaugh | 115 | LALPAG_1_LALBT1 | Lake Alpaugh Battery Storage | 0 | 10 | 0 | 0 | 0 | 10 | 0 | 0 | 0 | 0 | 0 | 0 | 0 | 0 | 0 | 0 | 0 | 0 | 0 | 0 | 0 | 0 | 0
FALLBROOK ENERGY STORAGE | 1169 | 2015-04-30 | 2015-04-30 07:00 | ACTIVE | C08 | Generating Facility Type-1: Storage; Generating Facility Fuel-1: Battery; MWs MW-1: 69.6 | 69.6 | Full Capacity |  |  |  | SAN DIEGO | CA | SDGE | SDGE | Avocado Substation 69 kV | 2020-02-01 08:00 | 2025-07-15 07:00 |  | NA | Complete | Complete | NA | Executed | Not in Report | 1 | FALLBROOK ENERGY STORAGE - 1 |  |  | 1 | 1 | 69.6 | 2025 | Battery | 0.06 | 0.35 | Avocado | 69 | FALBRK_6_FESBT1 | Fallbrook Energy Storage | 40 | 0 | 0 | 0 | 40 | 0 | 0 | 0 | 29.6 | 0 | 0 | 29.6 | 29.6 | 0 | 0 | 0 | 0 | 0 | 0 | 0 | 0 | 0 | 0
LECONTE ENERGY STORAGE | 1175 | 2015-04-29 | 2015-04-30 07:00 | ACTIVE | C08 | Generating Facility Type-1: Storage; Generating Facility Fuel-1: Battery; MWs MW-1: 125 | 125 | Partial Capacity | 32 |  | Group B | IMPERIAL | CA | SDGE | SDGE | Imperial Valley Substation 230 kV | 2018-09-01 07:00 | 2026-06-01 07:00 |  | NA | Complete | Complete | NA | Executed | Not in Report | 1 | LECONTE ENERGY STORAGE - 1 |  |  | 1 | 0.32 | 40 | 2026 | Battery | 0.06 | 0.35 | Imperial Valley | 230 | LECONT_2_LESBT1 | LeConte Energy Storage | 125 | 0 | 0 | 0 | 125 | 0 | 0 | 0 | 0 | 0 | 0 | 0 | 0 | 0 | 0 | 0 | 0 | 0 | 0 | 0 | 0 | 0 | 0
ARATINA SOLAR CENTER 1 | 1204 | 2015-04-30 | 2015-04-30 07:00 | ACTIVE | C08 | Photovoltaic | Storage |  | Solar | Battery |  | 200 | 200 |  | 200 | Partial Capacity | 19 | Off-Peak Deliverability | Group A | SAN BERNARDINO | CA | SCE | NOL | Kramer Substation 230kV | 2020-06-01 07:00 | 2026-06-01 07:00 |  | NA | Complete | Complete | NA | Executed | Not in Report | 2 | ARATINA SOLAR CENTER 1 - 1 | ARATINA SOLAR CENTER 1 - 2 |  | 1 | 0.19 | 38 | 2026 | Solar-Hybrid | 0.13 | 0.48 | Kramer | 230 | TWINKL_2_ASCSRA | Aratina Solar Center 1 | 0 | 50 | 0 | 37.5 | 0 | 50 | 0 | 37.5 | 30 | 162.5 | 0 | 162.5 | 0.5 | 0 | 0 | 30 | 0 | 0 | 0 | 0 | 0 | 0 | 0
SIENNA SOLAR FARM | 1207 | 2015-04-30 | 2015-04-30 07:00 | ACTIVE | C08 | Photovoltaic | Storage |  | Solar | Battery |  | 200 | 200 |  | 200 | Partial Capacity | 93 | Off-Peak Deliverability | Group D | SAN BERNARDINO | CA | SCE | NOL | Calcite Substation 230kV | 2020-06-01 07:00 | 2027-01-28 08:00 |  | NA | Complete | Complete | NA | Executed | Not in Report | 2 | SIENNA SOLAR FARM - 1 | SIENNA SOLAR FARM - 2 |  | 1 | 0.93 | 186 | 2027 | Solar-Hybrid | 0.13 | 0.48 | Calcite | 230 | No ResID | No Project Name | 0 | 0 | 0 | 0 | 0 | 0 | 0 | 0 | 200 | 200 | 0 | 200 | 186 | 0 | 0 | 200 | 0 | 0 | 0 | 0 | 0 | 0 | 0
ANTELOPE SOLAR 2 | 1208 | 2015-04-30 | 2015-04-30 07:00 | ACTIVE | C08 | Storage | Photovoltaic |  | Battery | Solar |  | 358.88 | 423 |  | 650 | Full Capacity |  | Off-Peak Deliverability |  | LOS ANGELES | CA | SCE | Northern | Antelope Substation 220kV | 2018-12-31 08:00 | 2025-11-27 08:00 |  | NA | Complete | Complete | NA | Executed | Not in Report | 2 | ANTELOPE SOLAR 2 - 1 | ANTELOPE SOLAR 2 - 2 |  | 1 | 1 | 650 | 2026 | Solar-Hybrid | 0.13 | 0.48 | Antelope | 230 | BGSKYN_2_ASSR1B | Antelope Solar 1B | 335 | 0 | 423 | 0 | 335 | 0 | 423 | 0 | 23.88 | 0 | 0 | 23.88 | 23.88 | 0 | 0 | 0 | 0 | 0 | 0 | 0 | 0 | 0 | 0
ROSAMOND SOUTH EAST | 1211 | 2015-04-30 | 2015-04-30 07:00 | ACTIVE | C08 | Photovoltaic | Storage |  | Solar | Battery |  | 100 | 92 |  | 101.7 | Partial Capacity | 90.46 | Off-Peak Deliverability |  | KERN | CA | SCE | Northern | Whirlwind Substation 230kV | 2018-06-30 07:00 | 2025-05-15 07:00 |  | NA | Complete | Complete | NA | Executed | Not in Report | 2 | ROSAMOND SOUTH EAST - 1 | ROSAMOND SOUTH EAST - 2 |  | 1 | 0.9046 | 91.9978 | 2025 | Solar-Hybrid | 0.13 | 0.48 | Whirlwind | 230 | RSMNDS_2_RSESR1 | Rosamond South East | 0 | 100 | 0 | 92 | 0 | 100 | 0 | 92 | 0 | 0 | 0 | 0 | 0 | 0 | 0 | 0 | 0 | 0 | 0 | 0 | 0 | 0 | 0
GOLDEN FIELDS SOLAR | 1212 | 2015-04-30 | 2015-04-30 07:00 | ACTIVE | C08 | Generating Facility Type-1: Storage; Generating Facility Fuel-1: Battery; MWs MW-1: 100 | 100 | Full Capacity |  | Off-Peak Deliverability |  | KERN | CA | SCE | Northern | Whirlwind Substation 230kV | 2018-06-30 07:00 | 2026-12-01 08:00 |  | NA | Complete | Complete | NA | Executed | Not in Report | 1 | GOLDEN FIELDS SOLAR - 1 |  |  | 1 | 1 | 100 | 2027 | Battery | 0.13 | 0.48 | Whirlwind | 230 | No ResID | No Project Name | 0 | 0 | 0 | 0 | 0 | 0 | 0 | 0 | 100 | 0 | 0 | 100 | 100 | 0 | 0 | 0 | 0 | 0 | 0 | 0 | 0 | 0 | 0
WILLOW SPRINGS SOLAR 4 | 1217 | 2015-04-28 | 2015-04-30 07:00 | ACTIVE | C08 | Generating Facility Type-1: Storage; Generating Facility Fuel-1: Battery; MWs MW-1: 75 | 75 | Full Capacity |  | Off-Peak Deliverability |  | KERN | CA | SCE | Northern | Whirlwind Substation 230kV | 2019-12-31 08:00 | 2026-06-01 07:00 |  | NA | Complete | Complete | NA | Executed | Not in Report | 1 | WILLOW SPRINGS SOLAR 4 - 1 |  |  | 1 | 1 | 75 | 2026 | Battery | 0.13 | 0.48 | Whirlwind | 230 | TUMBWD_2_WISBT4 | Willow Springs Solar 4 | 75 | 0 | 0 | 0 | 75 | 0 | 0 | 0 | 0 | 0 | 0 | 0 | 0 | 0 | 0 | 0 | 0 | 0 | 0 | 0 | 0 | 0 | 0
AGUA CALIENTE SOLAR 2 | 1222 | 2016-03-01 | 2016-03-08 08:00 | ACTIVE | ISP | Generating Facility Type-1: Photovoltaic; Generating Facility Fuel-1: Solar; MWs MW-1: 20 | 20 | Energy Only |  | Off-Peak Energy Only |  | MARICOPA | AZ | SDGE | SDGE | Hoodoo Wash Switchyard 500 kV | 2016-12-01 08:00 | 2016-12-01 08:00 |  | NA | Complete | Complete | NA | In Progress | Not in Report | 1 | AGUA CALIENTE SOLAR 2 - 1 |  |  | 0 | 0 | 0 | 2017 | Solar | 0.06 | 0.35 | Hoodoo Wash | 500 | No ResID | No Project Name | 0 | 0 | 0 | 0 | 0 | 0 | 0 | 0 | 20 | 0 | 0 | 0 | 0 | 0 | 0 | 20 | 0 | 0 | 0 | 0 | 0 | 0 | 0
DAYLIGHT | 1223 | 2016-04-22 | 2016-05-02 07:00 | ACTIVE | C09 | Photovoltaic | Storage |  | Solar | Battery |  | 310.707 | 300 |  | 300 | Partial Capacity | 60 | Off-Peak Deliverability | Group B | KINGS | CA | PGAE | Fresno | Mustang 230 kV | 2020-12-31 08:00 | 2028-01-19 08:00 |  | NA | Complete | Complete | NA | Executed | 0.6 | 2 | DAYLIGHT - 1 | DAYLIGHT - 2 |  | 1 | 0.6 | 180 | 2028 | Solar-Hybrid | 0.15 | 0.5 | Mustang | 230 | No ResID | No Project Name | 0 | 0 | 0 | 0 | 0 | 0 | 0 | 0 | 310.707 | 300 | 0 | 300 | 180 | 0 | 0 | 310.707 | 0 | 0 | 0 | 0 | 0 | 0 | 0
PLUOT | 1242 | 2016-05-03 | 2016-05-02 07:00 | ACTIVE | C09 | Photovoltaic | Storage |  | Solar | Battery |  | 254 | 225 |  | 246.4 | Partial Capacity | 59 | Off-Peak Deliverability | Group B | KINGS | CA | PGAE | Fresno | Gates 230 kV | 2023-04-05 07:00 | 2026-06-30 07:00 |  | NA | Complete | Complete | NA | Executed | Not in Report | 2 | PLUOT - 1 | PLUOT - 2 |  | 1 | 0.59 | 145.376 | 2026 | Solar-Hybrid | 0.15 | 0.5 | Gates | 230 | No ResID | No Project Name | 0 | 0 | 0 | 0 | 0 | 0 | 0 | 0 | 254 | 225 | 0 | 225 | 145.376 | 0 | 0 | 254 | 0 | 0 | 0 | 0 | 0 | 0 | 0
POMEGRANATE | 1243 | 2016-05-03 | 2016-05-02 07:00 | ACTIVE | C09 | Photovoltaic | Storage |  | Solar | Battery |  | 254 | 225 |  | 249.7 | Full Capacity |  | Off-Peak Deliverability | Group A | KINGS | CA | PGAE | Fresno | Gates 230 kV | 2022-04-06 07:00 | 2025-12-20 08:00 |  | NA | Complete | Complete | NA | Executed | Not in Report | 2 | POMEGRANATE - 1 | POMEGRANATE - 2 |  | 1 | 1 | 249.7 | 2026 | Solar-Hybrid | 0.15 | 0.5 | Gates | 230 | 0 | Pomegranate | 0 | 250 | 225 | 0 | 0 | 250 | 225 | 0 | 4 | 0 | 0 | 0 | 0 | 0 | 0 | 4 | 0 | 0 | 0 | 0 | 0 | 0 | 0
KYAN SOLAR | 1260 | 2016-04-27 | 2016-05-02 07:00 | ACTIVE | C09 | Generating Facility Type-1: Photovoltaic; Generating Facility Fuel-1: Solar; MWs MW-1: 102 | 100 | Energy Only |  | Off-Peak Deliverability | Group B | KERN | CA | PGAE | Kern | Midway-Wheeler Ridge #2 230 kV Line | 2020-10-14 07:00 | 2027-09-03 07:00 |  | NA | Complete | Complete | NA | Executed | Not in Report | 1 | KYAN SOLAR - 1 |  |  | 0 | 0 | 0 | 2027 | Solar | 0.15 | 0.5 | New Sub - Midway - Wheeler Ridge (Proposed) | 230 | No ResID | No Project Name | 0 | 0 | 0 | 0 | 0 | 0 | 0 | 0 | 102 | 0 | 0 | 0 | 0 | 0 | 0 | 102 | 0 | 0 | 0 | 0 | 0 | 0 | 0
CORBY | 1270 | 2016-04-27 | 2016-05-02 07:00 | ACTIVE | C09 | Generating Facility Type-1: Storage; Generating Facility Fuel-1: Battery; MWs MW-1: 313.5 | 300 | Full Capacity |  |  |  | SOLANO | CA | PGAE | Northern | Vaca-Dixon 230 kV | 2020-12-01 08:00 | 2027-06-01 07:00 |  | NA | Complete | Complete | NA | Executed | Not in Report | 1 | CORBY - 1 |  |  | 1 | 1 | 300 | 2027 | Battery | 0.15 | 0.5 | Vaca Dixon | 230 | No ResID | No Project Name | 0 | 300 | 0 | 0 | 0 | 300 | 0 | 0 | 2.75 | 0 | 0 | 2.75 | 0 | 0 | 0 | 0 | 0 | 0 | 0 | 0 | 0 | 0 | 0
KOLA | 1275 | 2016-04-26 | 2016-05-02 07:00 | ACTIVE | C09 | Generating Facility Type-1: Storage; Generating Facility Fuel-1: Battery; MWs MW-1: 418 | 400 | Full Capacity |  |  |  | ALAMEDA | CA | PGAE | Northern | Tesla 230 kV | 2020-12-01 08:00 | 2025-06-15 07:00 |  | NA | Complete | Complete | NA | Executed | Not in Report | 1 | KOLA - 1 |  |  | 1 | 1 | 400 | 2025 | Battery | 0.15 | 0.5 | Tesla | 230 | KOLA_2_KLBBT1 | Kola | 0 | 400 | 0 | 0 | 0 | 400 | 0 | 0 | 0 | 0 | 0 | 0 | 0 | 0 | 0 | 0 | 0 | 0 | 0 | 0 | 0 | 0 | 0
MULQUEENEY RANCH WIND | 1277 | 2016-05-02 | 2016-05-02 07:00 | ACTIVE | C09 | Generating Facility Type-1: Wind Turbine; Generating Facility Fuel-1: Wind Turbine; MWs MW-1: 114 | 20 | Full Capacity |  | Off-Peak Deliverability |  | ALAMEDA | CA | PGAE | Northern | Tesla 230 kV | 2020-03-01 08:00 | 2026-06-01 07:00 |  | NA | Complete | Complete | NA | Executed | Not in Report | 1 | MULQUEENEY RANCH WIND - 1 |  |  | 1 | 1 | 20 | 2026 | Wind Turbine | 0.15 | 0.5 | Tesla | 230 | No ResID | No Project Name | 0 | 0 | 0 | 0 | 0 | 0 | 0 | 0 | 114 | 0 | 0 | 0 | 0 | 0 | 0 | 0 | 0 | 0 | 0 | 114 | 20 | 0 | 0
DAGGETT SOLAR 1 | 1312 | 2016-04-28 | 2016-05-02 07:00 | ACTIVE | C09 | Generating Facility Type-1: Storage; Generating Facility Fuel-1: Battery; MWs MW-1: 113.5 | 113.5 | Full Capacity |  | Off-Peak Deliverability |  | SAN BERNARDINO | CA | SCE | NOL | Coolwater Substation 115kV | 2020-06-30 07:00 | 2025-06-01 07:00 |  | NA | Complete | Complete | NA | Executed | Not in Report | 1 | DAGGETT SOLAR 1 - 1 |  |  | 1 | 1 | 113.5 | 2025 | Battery | 0.13 | 0.48 | Coolwater | 230 | CWATER_1_DS1BT1 | Daggett Solar 1 BESS | 0 | 0 | 0 | 113.5 | 0 | 0 | 0 | 113.5 | 0 | 0 | 0 | 0 | 113.5 | 0 | 0 | 0 | 0 | 0 | 0 | 0 | 0 | 0 | 0
DAGGETT SOLAR 3 | 1314 | 2016-04-28 | 2016-05-02 07:00 | ACTIVE | C09 | Photovoltaic | Storage |  | Solar | Battery |  | 313.88 | 208 |  | 300 | Full Capacity |  | Off-Peak Deliverability |  | SAN BERNARDINO | CA | SCE | NOL | Kramer Substation 230kV | 2020-06-30 07:00 | 2023-08-06 07:00 |  | NA | Complete | Complete | NA | Executed | Not in Report | 2 | DAGGETT SOLAR 3 - 1 | DAGGETT SOLAR 3 - 2 |  | 1 | 1 | 300 | 2023 | Solar-Hybrid | 0.13 | 0.48 | Kramer | 230 | SISPRG_2_DS3BT1 | Daggett Solar 3 a BESS | 300 | 0 | 148.56 | 0 | 300 | 0 | 148.56 | 0 | 13.88 | 59.44 | 0 | 59.44 | 59.44 | 0 | 0 | 13.88 | 13.88 | 0 | 0 | 0 | 0 | 0 | 0
SOLAR STAR 3 | 1322 | 2016-04-25 | 2016-05-02 07:00 | ACTIVE | C09 | Storage | Photovoltaic |  | Battery | Solar |  | 24.95 | 25 |  | 24 | Full Capacity |  | Off-Peak Deliverability |  | KERN | CA | SCE | Northern | Whirlwind Substation 230kV | 2021-12-31 08:00 | 2025-09-29 07:00 |  | NA | Complete | Complete | NA | Executed | Not in Report | 2 | SOLAR STAR 3 - 1 | SOLAR STAR 3 - 2 |  | 1 | 1 | 24 | 2025 | Solar-Hybrid | 0.13 | 0.48 | Whirlwind | 230 | SLST34_2_SS3BT1 | Solar Star 3 | 0 | 23 | 0 | 24 | 0 | 23 | 0 | 24 | 1.95 | 1 | 0 | 1.95 | 1 | 0 | 0 | 1 | 0 | 0 | 0 | 0 | 0 | 0 | 0
SOLAR STAR 4 | 1323 | 2016-04-25 | 2016-05-02 07:00 | ACTIVE | C09 | Storage | Photovoltaic |  | Battery | Solar |  | 24.95 | 25.05 |  | 24 | Full Capacity |  | Off-Peak Deliverability |  | KERN | CA | SCE | Northern | Whirlwind Substation 230kV | 2021-12-31 08:00 | 2025-10-30 07:00 |  | NA | Complete | Complete | NA | Executed | Not in Report | 2 | SOLAR STAR 4 - 1 | SOLAR STAR 4 - 2 |  | 1 | 1 | 24 | 2026 | Solar-Hybrid | 0.13 | 0.48 | Whirlwind | 230 | SLST34_2_SS4BT1 | Solar Star 4 | 0 | 23 | 0 | 24 | 0 | 23 | 0 | 24 | 1.95 | 1.05 | 0 | 1.95 | 1 | 0 | 0 | 1.05 | 0 | 0 | 0 | 0 | 0 | 0 | 0
CYCLONE SOLAR | 1327 | 2016-04-29 | 2016-05-02 07:00 | ACTIVE | C09 | Photovoltaic | Storage |  | Solar | Battery |  | 40 | 25 |  | 40 | Full Capacity |  | Off-Peak Deliverability |  | KERN | CA | SCE | Northern | Whirlwind Substation 230kV | 2019-07-01 07:00 | 2025-05-15 07:00 |  | NA | Complete | Complete | NA | Executed | Not in Report | 2 | CYCLONE SOLAR - 1 | CYCLONE SOLAR - 2 |  | 1 | 1 | 40 | 2025 | Solar-Hybrid | 0.13 | 0.48 | Whirlwind | 230 | RSMNDS_2_CSRSR1 | Cyclone Solar | 0 | 40 | 0 | 25 | 0 | 40 | 0 | 25 | 0 | 0 | 0 | 0 | 0 | 0 | 0 | 0 | 0 | 0 | 0 | 0 | 0 | 0 | 0
PASTORIA SOLAR | 1335 | 2016-05-02 | 2016-05-02 07:00 | ACTIVE | C09 | Photovoltaic | Storage |  | Solar | Battery |  | 106.875 | 80 |  | 105.2 | Partial Capacity | 77 | Off-Peak Deliverability |  | KERN | CA | SCE | Northern | Pastoria Substation 230kV | 2019-09-01 07:00 | 2026-12-01 08:00 |  | NA | Complete | Complete | NA | Executed | Not in Report | 2 | PASTORIA SOLAR - 1 | PASTORIA SOLAR - 2 |  | 1 | 0.77 | 81.004 | 2027 | Solar-Hybrid | 0.13 | 0.48 | Pastoria | 230 | PASTSR_2_PSESR1 | Pastoria Solar | 0 | 105 | 0 | 80 | 0 | 105 | 0 | 80 | 1.875 | 0 | 0 | 0 | 0 | 0 | 0 | 1.875 | 0 | 0 | 0 | 0 | 0 | 0 | 0
TAHOE | 1339 | 2016-04-29 | 2016-05-02 07:00 | ACTIVE | C09 | Generating Facility Type-1: Storage; Generating Facility Fuel-1: Battery; MWs MW-1: 300 | 300 | Partial Capacity | 93 | Off-Peak Deliverability |  | CLARK | NV | SCE | EOP | SCE owned Eldorado Bus 230kV | 2019-07-31 07:00 | 2026-05-01 07:00 |  | NA | Complete | Complete | NA | Executed | Not in Report | 1 | TAHOE - 1 |  |  | 1 | 0.93 | 279 | 2026 | Battery | 0.13 | 0.48 | Eldorado | 230 | TAHOE_2_THOBT1 | Tahoe 1 | 0 | 279 | 0 | 0 | 0 | 279 | 0 | 0 | 21 | 0 | 0 | 21 | 0 | 0 | 0 | 0 | 0 | 0 | 0 | 0 | 0 | 0 | 0
ROCCASECCA BESS | 1347 | 2016-05-02 | 2016-05-02 07:00 | ACTIVE | C09 | Wind Turbine | Storage |  | Wind Turbine | Battery |  | 310 | 95 |  | 303 | Partial Capacity | 41.78 | Off-Peak Deliverability |  | CLARK | NV | GLW | None | Sloan Canyon Switching Station 230kV | 2019-07-31 07:00 | 2026-10-01 07:00 |  | NA | Complete | Complete | NA | Executed | Not in Report | 2 | ROCCASECCA BESS - 1 | ROCCASECCA BESS - 2 |  | 1 | 0.4178 | 126.5934 | 2026 | Wind-Hybrid | 0.08 | 0.48 | Sloan Canyon | 230 | No ResID | No Project Name | 0 | 0 | 0 | 0 | 0 | 0 | 0 | 0 | 310 | 95 | 0 | 95 | 95 | 0 | 0 | 0 | 0 | 0 | 0 | 310 | 65.8196 | 0 | 0
ARAMIS POWER PLANT | 1349 | 2017-04-28 | 2017-05-01 07:00 | ACTIVE | C10 | Photovoltaic | Storage |  | Solar | Battery |  | 101.4 | 101.3 |  | 100 | Full Capacity |  | Off-Peak Deliverability | Group 2 | ALAMEDA | CA | PGAE | Northern | Cayetano 230 kV | 2020-12-31 08:00 | 2025-12-31 08:00 |  | NA | Complete | Complete | NA | Executed | Not in Report | 2 | ARAMIS POWER PLANT - 1 | ARAMIS POWER PLANT - 2 |  | 1 | 1 | 100 | 2026 | Solar-Hybrid | 0.15 | 0.5 | Cayetano | 230 | 0 | Aramis Power Plant | 0 | 100 | 0 | 100 | 0 | 100 | 0 | 100 | 1.4 | 1.3 | 0 | 1.3 | 0 | 0 | 0 | 1.4 | 0 | 0 | 0 | 0 | 0 | 0 | 0
SAND HILL C | 1363 | 2017-04-29 | 2017-05-01 07:00 | ACTIVE | C10 | Generating Facility Type-1: Wind Turbine; Generating Facility Fuel-1: Wind Turbine; MWs MW-1: 84.25 | 80.8 | Full Capacity |  | Off-Peak Deliverability |  | ALAMEDA | CA | PGAE | Northern | Delta Switching Yard-Tesla 230 kV Line | 2019-12-31 08:00 | 2027-04-28 07:00 |  | NA | Complete | Complete | NA | Executed | Not in Report | 1 | SAND HILL C - 1 |  |  | 1 | 1 | 80.8 | 2027 | Wind Turbine | 0.15 | 0.5 | Altamont Midway (Sandhill) | 230 | 0 | Sand Hill C | 0 | 0 | 0 | 0 | 0 | 0 | 0 | 0 | 84.25 | 0 | 0 | 0 | 0 | 0 | 0 | 0 | 0 | 0 | 0 | 84.25 | 80.8 | 0 | 0
GONZAGA WIND FARM | 1378 | 2017-04-27 | 2017-05-01 07:00 | ACTIVE | C10 | Generating Facility Type-1: Wind Turbine; Generating Facility Fuel-1: Wind Turbine; MWs MW-1: 80 | 76.35 | Partial Capacity | 66.5 | Off-Peak Deliverability | Group 2 | MERCED | CA | PGAE | Fresno | Los Banos 70 kV | 2020-10-09 07:00 | 2026-03-31 07:00 |  | NA | Complete | Complete | NA | Executed | Not in Report | 1 | GONZAGA WIND FARM - 1 |  |  | 1 | 0.665 | 50.7728 | 2026 | Wind Turbine | 0.15 | 0.5 | Los Banos | 230 | 0 | Gonzaga Wind Farm | 0 | 76.4 | 0 | 0 | 0 | 76.4 | 0 | 0 | 0 | 0 | 0 | 0 | 0 | 0 | 0 | 0 | 0 | 0 | 0 | 0 | 0 | 0 | 0
HEARTLAND 1 | 1379 | 2017-04-26 | 2017-05-01 07:00 | ACTIVE | C10 | Generating Facility Type-1: Photovoltaic; Generating Facility Fuel-1: Solar; MWs MW-1: 156.04 | 150 | Energy Only |  | Off-Peak Deliverability |  | FRESNO | CA | PGAE | Fresno | Tranquility 230 kV | 2021-09-01 07:00 | 2028-06-30 07:00 |  | NA | Complete | Complete | NA | Executed | Not in Report | 1 | HEARTLAND 1 - 1 |  |  | 0 | 0 | 0 | 2028 | Solar | 0.15 | 0.5 | Tranquility | 230 | No ResID | No Project Name | 0 | 0 | 0 | 0 | 0 | 0 | 0 | 0 | 156.04 | 0 | 0 | 0 | 0 | 0 | 0 | 156.04 | 0 | 0 | 0 | 0 | 0 | 0 | 0
HEARTLAND 2 | 1380 | 2017-04-26 | 2017-05-01 07:00 | ACTIVE | C10 | Generating Facility Type-1: Photovoltaic; Generating Facility Fuel-1: Solar; MWs MW-1: 156.05 | 150 | Energy Only |  | Off-Peak Deliverability |  | FRESNO | CA | PGAE | Fresno | Tranquility 230 kV | 2021-09-01 07:00 | 2028-06-30 07:00 |  | NA | Complete | Complete | NA | Executed | Not in Report | 1 | HEARTLAND 2 - 1 |  |  | 0 | 0 | 0 | 2028 | Solar | 0.15 | 0.5 | Tranquility | 230 | No ResID | No Project Name | 0 | 0 | 0 | 0 | 0 | 0 | 0 | 0 | 156.05 | 0 | 0 | 0 | 0 | 0 | 0 | 156.05 | 0 | 0 | 0 | 0 | 0 | 0 | 0
LAS CAMAS 1 | 1382 | 2017-04-29 | 2017-05-01 07:00 | ACTIVE | C10 | Photovoltaic | Storage |  | Solar | Battery |  | 102.5 | 100 |  | 100 | Partial Capacity | 10 | Off-Peak Energy Only | Group D | MERCED | CA | PGAE | Fresno | Los Banos 230 kV | 2021-11-30 08:00 | 2025-05-07 07:00 |  | NA | Complete | Complete | NA | Executed | Not in Report | 2 | LAS CAMAS 1 - 1 | LAS CAMAS 1 - 2 |  | 1 | 0.1 | 10 | 2025 | Solar-Hybrid | 0.15 | 0.5 | Los Banos | 230 | 0 | Las Camas 1 | 0 | 0 | 0 | 0 | 0 | 0 | 0 | 0 | 102.5 | 100 | 0 | 100 | 10 | 0 | 0 | 102.5 | 0 | 0 | 0 | 0 | 0 | 0 | 0
REDUX SOLAR | 1389 | 2017-05-01 | 2017-05-01 07:00 | ACTIVE | C10 | Photovoltaic | Storage |  | Solar | Battery |  | 128.24 | 61.25 |  | 125 | Full Capacity |  | Off-Peak Deliverability | Group 2b | FRESNO | CA | PGAE | Fresno | Gates 230 kV | 2020-12-30 08:00 | 2024-12-15 08:00 |  | NA | Complete | Complete | NA | Executed | Not in Report | 2 | REDUX SOLAR - 1 | REDUX SOLAR - 2 |  | 1 | 1 | 125 | 2025 | Solar-Hybrid | 0.15 | 0.5 | Gates | 230 | No ResID | No Project Name | 0 | 125 | 0 | 31.25 | 0 | 125 | 0 | 31.25 | 3.24 | 30 | 0 | 30 | 30 | 0 | 0 | 3.24 | 3.24 | 0 | 0 | 0 | 0 | 0 | 0
SONRISA | 1391 | 2017-04-29 | 2017-05-01 07:00 | ACTIVE | C10 | Photovoltaic | Storage |  | Solar | Battery |  | 200 | 184 |  | 200 | Partial Capacity | 91 | Off-Peak Deliverability | Group 1 | FRESNO | CA | PGAE | Fresno | Tranquility 230 kV | 2021-11-30 08:00 | 2025-12-31 08:00 |  | NA | Complete | Complete | NA | Executed | Not in Report | 2 | SONRISA - 1 | SONRISA - 2 |  | 1 | 0.91 | 182 | 2026 | Solar-Hybrid | 0.15 | 0.5 | Tranquility | 230 | No ResID | No Project Name | 0 | 200 | 0 | 184 | 0 | 200 | 0 | 184 | 0 | 0 | 0 | 0 | 0 | 0 | 0 | 0 | 0 | 0 | 0 | 0 | 0 | 0 | 0
DRIFTWOOD STELLA | 1394 | 2017-04-29 | 2017-05-01 07:00 | ACTIVE | C10 | Photovoltaic | Storage |  | Solar | Battery |  | 207.4 | 184 |  | 200 | Energy Only |  | Off-Peak Deliverability | Group D | KERN | CA | PGAE | Kern | Midway 115 kV | 2021-11-30 08:00 | 2026-11-01 07:00 |  | NA | Complete | Complete | NA | Executed | Not in Report | 2 | DRIFTWOOD STELLA - 1 | DRIFTWOOD STELLA - 2 |  | 0 | 0 | 0 | 2027 | Solar-Hybrid | 0.15 | 0.5 | Midway | 115 | No ResID | No Project Name | 0 | 0 | 0 | 0 | 0 | 0 | 0 | 0 | 207.4 | 184 | 0 | 184 | 0 | 0 | 0 | 207.4 | 0 | 0 | 0 | 0 | 0 | 0 | 0
SANDRINI SOL 1 | 1397 | 2017-04-29 | 2017-05-01 07:00 | ACTIVE | C10 | Photovoltaic | Storage |  | Solar | Battery |  | 100 | 92 |  | 100 | Partial Capacity | 62 | Off-Peak Deliverability |  | KERN | CA | PGAE | Kern | Wheeler Ridge 70 kV | 2021-11-30 08:00 | 2025-12-31 08:00 |  | NA | Complete | Complete | NA | Executed | Not in Report | 2 | SANDRINI SOL 1 - 1 | SANDRINI SOL 1 - 2 |  | 1 | 0.62 | 62 | 2026 | Solar-Hybrid | 0.15 | 0.5 | Wheeler Ridge | 70 | SANDRN_2_SS1SR1 | Sandrini Sol 1 | 0 | 100 | 0 | 0 | 0 | 100 | 0 | 0 | 0 | 0 | 0 | 0 | 62 | 0 | 0 | 0 | 0 | 0 | 0 | 0 | 0 | 0 | 0
ATLAS COMPLEX | 1402 | 2017-04-28 | 2017-05-01 07:00 | ACTIVE | C10 | Storage | Photovoltaic |  | Battery | Solar |  | 2107.4 | 2250 |  | 3200 | Partial Capacity | 66 | Off-Peak Deliverability | Group A | LA PAZ | AZ | DCRT | Eastern | Delaney-Colorado River 500 kV Line | 2020-12-31 08:00 | 2026-01-01 08:00 |  | NA | Complete | Complete | NA | Executed | 0.66 | 2 | ATLAS COMPLEX - 1 | ATLAS COMPLEX - 2 |  | 1 | 0.66 | 2112 | 2026 | Solar-Hybrid | 0.13 | 0.48 | Cielo Azul | 500 | 0 | Atlas COMPLEX 10 PV | 0 | 1282.4 | 0 | 1525 | 0 | 1282.4 | 0 | 1525 | 525 | 725 | 0 | 525 | 825 | 0 | 0 | 725 | 0 | 0 | 0 | 0 | 0 | 0 | 0
ATHOS POWER PLANT | 1405 | 2017-04-28 | 2017-05-01 07:00 | ACTIVE | C10 | Photovoltaic | Storage |  | Solar | Battery |  | 458 | 450 |  | 450 | Full Capacity |  | Off-Peak Deliverability | Group A | RIVERSIDE | CA | SCE | Eastern | Red Bluff Substation 230kV | 2020-12-31 08:00 | 2026-04-17 07:00 |  | NA | Complete | Complete | NA | Executed | 1 | 2 | ATHOS POWER PLANT - 1 | ATHOS POWER PLANT - 2 |  | 1 | 1 | 450 | 2026 | Solar-Hybrid | 0.13 | 0.48 | Red Bluff | 230 | ATHOS_5_AP1X2 | Athos Power Plant | 450 | 0 | 0 | 30 | 450 | 0 | 0 | 30 | 8 | 420 | 0 | 420 | 420 | 0 | 0 | 8 | 0 | 0 | 0 | 0 | 0 | 0 | 0
BALDY MESA | 1413 | 2017-04-29 | 2017-05-01 07:00 | ACTIVE | C10 | Storage | Photovoltaic |  | Battery | Solar |  | 75 | 150 |  | 100 | Partial Capacity | 94 | Off-Peak Deliverability |  | SAN BERNARDINO | CA | SCE | NOL | Roadway Substation 115kV bus | 2020-12-31 08:00 | 2025-02-03 08:00 |  | NA | Complete | Complete | NA | Executed | Not in Report | 2 | BALDY MESA - 1 | BALDY MESA - 2 |  | 1 | 0.94 | 94 | 2025 | Solar-Hybrid | 0.13 | 0.48 | Roadway | 115 | No ResID | No Project Name | 100 | 0 | 75 | 0 | 100 | 0 | 75 | 0 | 0 | 75 | 0 | 0 | 0 | 0 | 0 | 75 | 0 | 0 | 0 | 0 | 0 | 0 | 0
CAMINO SOLAR | 1419 | 2017-04-27 | 2017-05-01 07:00 | ACTIVE | C10 | Photovoltaic | Storage |  | Solar | Battery |  | 44.88 | 13.4 |  | 54.28 | Full Capacity |  | Off-Peak Deliverability |  | KERN | CA | SCE | Northern | Whirlwind Substation 230kV | 2020-08-15 07:00 | 2027-12-31 08:00 |  | NA | Complete | Complete | NA | Executed | Not in Report | 2 | CAMINO SOLAR - 1 | CAMINO SOLAR - 2 |  | 1 | 1 | 54.28 | 2028 | Solar-Hybrid | 0.13 | 0.48 | Whirlwind | 230 | MANZNA_2_CAMSR1 | Camino Solar | 0 | 44 | 0 | 18 | 0 | 44 | 0 | 18 | 0.88 | 0 | 0 | 0 | 0 | 0 | 0 | 0.88 | 0.88 | 0 | 0 | 0 | 0 | 0 | 0
MOUNT LAGUNA WIND 2 | 1429 | 2017-04-28 | 2017-05-01 07:00 | ACTIVE | C10 | Generating Facility Type-1: Wind Turbine; Generating Facility Fuel-1: Wind Turbine; MWs MW-1: 400 | 400 | Energy Only |  | Off-Peak Deliverability |  | SAN DIEGO | CA | SDGE | SDGE | Suncrest - Ocotillo 500 kV Line | 2020-06-01 07:00 | 2031-02-05 08:00 |  | NA | Complete | Complete | NA | Executed | Not in Report | 1 | MOUNT LAGUNA WIND 2 - 1 |  |  | 0 | 0 | 0 | 2031 | Wind Turbine | 0.06 | 0.35 | New Sub - Suncrest - Ocotillo (Proposed) | 500 | No ResID | No Project Name | 0 | 0 | 0 | 0 | 0 | 0 | 0 | 0 | 400 | 0 | 0 | 0 | 0 | 0 | 0 | 0 | 0 | 0 | 0 | 400 | 0 | 0 | 0
STARLIGHT SOLAR | 1432 | 2017-05-01 | 2017-05-01 07:00 | ACTIVE | C10 | Photovoltaic | Storage |  | Solar | Battery |  | 20 | 17.4 |  | 20 | Partial Capacity | 87 | Off-Peak Deliverability |  | SAN DIEGO | CA | SDGE | None | Boulevard East Substation 69 kV | 2020-06-01 07:00 | 2026-05-01 07:00 |  | NA | Complete | Complete | NA | Executed | Not in Report | 2 | STARLIGHT SOLAR - 1 | STARLIGHT SOLAR - 2 |  | 1 | 0.87 | 17.4 | 2026 | Solar-Hybrid | 0.06 | 0.35 | Boulevard East | 69 | 0 | Starlight Solar | 0 | 0 | 0 | 0 | 0 | 0 | 0 | 0 | 20 | 17.4 | 0 | 17.4 | 17.4 | 0 | 0 | 20 | 0 | 0 | 0 | 0 | 0 | 0 | 0
VIKTORIA SOLAR | 1435 | 2017-04-24 | 2017-05-01 07:00 | ACTIVE | C10 | Photovoltaic | Storage |  | Solar | Battery |  | 250 | 250 |  | 250 | Energy Only |  | Off-Peak Deliverability |  | YUMA | AZ | SDGE | SDGE | Hoodoo Wash Switchyard 500 kV | 2020-12-31 08:00 | 2026-03-06 08:00 |  | NA | Complete | Complete | NA | Executed | Not in Report | 2 | VIKTORIA SOLAR - 1 | VIKTORIA SOLAR - 2 |  | 0 | 0 | 0 | 2026 | Solar-Hybrid | 0.06 | 0.35 | Hoodoo Wash | 500 | No ResID | No Project Name | 0 | 0 | 0 | 0 | 0 | 0 | 0 | 0 | 250 | 250 | 0 | 250 | 0 | 0 | 0 | 250 | 0 | 0 | 0 | 0 | 0 | 0 | 0
AJO POWER BANK | 1442 | 2018-04-05 | 2018-04-16 07:00 | ACTIVE | C11 | Generating Facility Type-1: Storage; Generating Facility Fuel-1: Battery; MWs MW-1: 124.3 | 120 | Full Capacity |  |  |  | SANTA CLARA | CA | PGAE | Northern | Llagas-Gilroy Foods 115 kV line | 2020-12-01 08:00 | 2028-01-01 08:00 |  | NA | Complete | Complete | NA | Executed | Not in Report | 1 | AJO POWER BANK - 1 |  |  | 1 | 1 | 120 | 2028 | Battery | 0.15 | 0.5 | Llagas | 115 | No ResID | No Project Name | 0 | 0 | 0 | 0 | 0 | 0 | 0 | 0 | 124.3 | 0 | 0 | 124.3 | 120 | 0 | 0 | 0 | 0 | 0 | 0 | 0 | 0 | 0 | 0
ANGELA | 1443 | 2018-04-13 | 2018-04-16 07:00 | ACTIVE | C11 | Photovoltaic | Storage |  | Solar | Battery |  | 40 | 20 |  | 40 | Partial Capacity | 65 | Off-Peak Deliverability | Group 2a | TULARE | CA | PGAE | Kern | Olive 115 kV | 2021-11-30 08:00 | 2025-12-15 08:00 |  | NA | Complete | Complete | NA | Executed | Not in Report | 2 | ANGELA - 1 | ANGELA - 2 |  | 1 | 0.65 | 26 | 2026 | Solar-Hybrid | 0.15 | 0.5 | Alpaugh | 115 | ANGELA_1_ANGSR1 | Angela | 0 | 40 | 0 | 20 | 0 | 40 | 0 | 20 | 0 | 0 | 0 | 0 | 0 | 0 | 0 | 0 | 0 | 0 | 0 | 0 | 0 | 0 | 0
SALOON ENERGY STORAGE | 1444 | 2018-04-04 | 2018-04-16 07:00 | ACTIVE | C11 | Generating Facility Type-1: Storage; Generating Facility Fuel-1: Battery; MWs MW-1: 150 | 150 | Partial Capacity | 54 | Off-Peak Deliverability |  | COLUSA | CA | PGAE | Northern | Cortina 115 kV | 2022-12-01 08:00 | 2027-07-13 07:00 |  | NA | Complete | Complete | NA | Executed | Not in Report | 1 | SALOON ENERGY STORAGE - 1 |  |  | 1 | 0.54 | 81 | 2027 | Battery | 0.15 | 0.5 | Cortina | 115 | No ResID | No Project Name | 0 | 0 | 0 | 0 | 0 | 0 | 0 | 0 | 150 | 0 | 0 | 150 | 81 | 0 | 0 | 0 | 0 | 0 | 0 | 0 | 0 | 0 | 0
HUMMINGBIRD ENERGY STORAGE | 1454 | 2018-04-09 | 2018-04-16 07:00 | ACTIVE | C11 | Generating Facility Type-1: Storage; Generating Facility Fuel-1: Battery; MWs MW-1: 75 | 75 | Full Capacity |  |  | Group 1a | SANTA CLARA | CA | PGAE | Northern | Metcalf 115 kV | 2020-12-31 08:00 | 2025-05-23 07:00 |  | NA | Complete | Complete | NA | Executed | Not in Report | 1 | HUMMINGBIRD ENERGY STORAGE - 1 |  |  | 1 | 1 | 75 | 2025 | Battery | 0.15 | 0.5 | Metcalf | 115 | HUMBRD_1_HMBBT1 | Hummingbird Energy Storage | 0 | 75 | 0 | 0 | 0 | 75 | 0 | 0 | 0 | 0 | 0 | 0 | 0 | 0 | 0 | 0 | 0 | 0 | 0 | 0 | 0 | 0 | 0
JANUS | 1455 | 2018-04-12 | 2018-04-16 07:00 | ACTIVE | C11 | Storage | Photovoltaic |  | Battery | Solar |  | 80 | 83.54 |  | 80 | Full Capacity |  | Off-Peak Deliverability |  | COLUSA | CA | PGAE | Northern | Cortina 60 kV | 2021-12-31 08:00 | 2026-06-01 07:00 |  | NA | Complete | Complete | NA | Executed | Not in Report | 2 | JANUS - 1 | JANUS - 2 |  | 1 | 1 | 80 | 2026 | Solar-Hybrid | 0.15 | 0.5 | Corona | 115 | 0 | Janus | 0 | 0 | 0 | 0 | 0 | 0 | 0 | 0 | 80 | 83.54 | 0 | 80 | 80 | 0 | 0 | 83.54 | 0 | 0 | 0 | 0 | 0 | 0 | 0
LAS CAMAS 3 | 1456 | 2018-04-10 | 2018-04-16 07:00 | ACTIVE | C11 | Photovoltaic | Storage |  | Solar | Battery |  | 102.5 | 100 |  | 100 | Partial Capacity | 10 | Off-Peak Energy Only | Group D | MERCED | CA | PGAE | Fresno | Los Banos 230 kV | 2022-11-30 08:00 | 2025-08-30 07:00 |  | NA | Complete | Complete | NA | Executed | Not in Report | 2 | LAS CAMAS 3 - 1 | LAS CAMAS 3 - 2 |  | 1 | 0.1 | 10 | 2025 | Solar-Hybrid | 0.15 | 0.5 | Los Banos | 230 | No ResID | No Project Name | 0 | 0 | 0 | 0 | 0 | 0 | 0 | 0 | 102.5 | 100 | 0 | 100 | 10 | 0 | 0 | 102.5 | 0 | 0 | 0 | 0 | 0 | 0 | 0
MILPA POWER BANK | 1457 | 2018-04-09 | 2018-04-16 07:00 | ACTIVE | C11 | Generating Facility Type-1: Storage; Generating Facility Fuel-1: Battery; MWs MW-1: 3 | 3 | Full Capacity |  |  |  | SANTA CLARA | CA | PGAE | Northern | Los Esteros 115 kV | 2020-12-01 08:00 | 2025-04-29 07:00 |  | NA | Complete | Complete | NA |  | Not in Report | 1 | MILPA POWER BANK - 1 |  |  | 1 | 1 | 3 | 2025 | Battery | 0.15 | 0.5 | Los Esteros | 115 | No ResID | No Project Name | 0 | 0 | 0 | 0 | 0 | 0 | 0 | 0 | 3 | 0 | 0 | 3 | 3 | 0 | 0 | 0 | 0 | 0 | 0 | 0 | 0 | 0 | 0
MULQUEENEY RANCH WIND 2 | 1459 | 2018-04-12 | 2018-04-16 07:00 | ACTIVE | C11 | Generating Facility Type-1: Wind Turbine; Generating Facility Fuel-1: Wind Turbine; MWs MW-1: 62.5 | 60 | Full Capacity |  | Off-Peak Deliverability | Group 2b | ALAMEDA | CA | PGAE | Northern | Tesla 230 kV | 2021-12-15 08:00 | 2026-06-01 07:00 |  | NA | Complete | Complete | NA | Executed | Not in Report | 1 | MULQUEENEY RANCH WIND 2 - 1 |  |  | 1 | 1 | 60 | 2026 | Wind Turbine | 0.15 | 0.5 | Tesla | 230 | No ResID | No Project Name | 0 | 0 | 0 | 0 | 0 | 0 | 0 | 0 | 62.5 | 0 | 0 | 0 | 0 | 0 | 0 | 0 | 0 | 0 | 0 | 62.5 | 60 | 0 | 0
RECLAIMED WIND | 1461 | 2018-04-04 | 2018-04-16 07:00 | ACTIVE | C11 | Generating Facility Type-1: Storage; Generating Facility Fuel-1: Battery; MWs MW-1: 114.4 | 90.7 | Full Capacity |  | Off-Peak Deliverability | Group A | ALAMEDA | CA | PGAE | Northern | Kelso-Tesla Tap 230 kV | 2020-12-31 08:00 | 2026-12-01 08:00 |  | NA | Complete | Complete | NA | Executed | 1 | 1 | RECLAIMED WIND - 1 |  |  | 1 | 1 | 90.7 | 2027 | Battery | 0.15 | 0.5 | Kelso | 230 | No ResID | No Project Name | 0 | 0 | 0 | 0 | 0 | 0 | 0 | 0 | 114.4 | 0 | 0 | 114.4 | 90.7 | 0 | 0 | 0 | 0 | 0 | 0 | 0 | 0 | 0 | 0
SOLANO 4 WIND | 1463 | 2018-04-04 | 2018-04-16 07:00 | ACTIVE | C11 | Generating Facility Type-1: Wind Turbine; Generating Facility Fuel-1: Wind Turbine; MWs MW-1: 92.354 | 90.8 | Full Capacity |  | Off-Peak Deliverability | Group 1 | SOLANO | CA | PGAE | Northern | Birds Landing 230 kV | 2023-03-31 07:00 | 2025-05-31 07:00 |  | NA | Complete | Complete | NA | Executed | Not in Report | 1 | SOLANO 4 WIND - 1 |  |  | 1 | 1 | 90.8 | 2025 | Wind Turbine | 0.15 | 0.5 | Birds Landing | 230 | No ResID | No Project Name | 92.354 | 0 | 0 | 0 | 92.354 | 0 | 0 | 0 | 0 | 0 | 0 | 0 | 0 | 0 | 0 | 0 | 0 | 0 | 0 | 0 | 0 | 0 | 0
KEY STORAGE 1 | 1479 | 2018-04-11 | 2018-04-16 07:00 | ACTIVE | C11 | Generating Facility Type-1: Storage; Generating Facility Fuel-1: Battery; MWs MW-1: 309.3 | 300.1 | Full Capacity |  |  | Group 3 | FRESNO | CA | PGAE | Fresno | Gates 500 kV | 2022-12-01 08:00 | 2026-10-01 07:00 |  | NA | Complete | Complete | NA | Executed | Not in Report | 1 | KEY STORAGE 1 - 1 |  |  | 1 | 1 | 300.1 | 2026 | Battery | 0.15 | 0.5 | Gates | 500 | No ResID | No Project Name | 0 | 225 | 0 | 0 | 0 | 225 | 0 | 0 | 39.3 | 0 | 0 | 39.3 | 75.1 | 0 | 0 | 0 | 0 | 0 | 0 | 0 | 0 | 0 | 0
TEPONA OFF-SHORE WIND | 1491 | 2018-04-14 | 2018-04-16 07:00 | ACTIVE | C11 | Generating Facility Type-1: Wind Turbine; Generating Facility Fuel-1: Wind Turbine; MWs MW-1: 161.925 | 156 | Energy Only |  | Off-Peak Energy Only | Group 3 | HUMBOLDT | CA | PGAE | Northern | Humboldt 115 kV | 2024-10-01 07:00 | 2034-10-01 07:00 |  | NA | Complete | Complete | NA |  | Not in Report | 1 | TEPONA OFF-SHORE WIND - 1 |  |  | 0 | 0 | 0 | 2034 | Wind Turbine | 0.15 | 0.5 | Humboldt | 115 | No ResID | No Project Name | 0 | 0 | 0 | 0 | 0 | 0 | 0 | 0 | 161.925 | 0 | 0 | 0 | 0 | 0 | 0 | 0 | 0 | 0 | 0 | 161.925 | 0 | 0 | 0
AZALEA | 1493 | 2018-04-16 | 2018-04-16 07:00 | ACTIVE | C11 | Photovoltaic | Storage |  | Solar | Battery |  | 61.3 | 38 |  | 60 | Partial Capacity | 70 | Off-Peak Deliverability |  | KERN | CA | PGAE | Kern | Arco 70 kV | 2022-11-01 07:00 | 2025-07-20 07:00 |  | NA | Complete | Complete | NA | Executed | Not in Report | 2 | AZALEA - 1 | AZALEA - 2 |  | 1 | 0.7 | 42 | 2025 | Solar-Hybrid | 0.15 | 0.5 | Arco | 70 | AZALEA_6_AZASR1 | Azalea | 0 | 60 | 0 | 38 | 0 | 60 | 0 | 38 | 0 | 0 | 0 | 0 | 0 | 0 | 0 | 0 | 0 | 0 | 0 | 0 | 0 | 0 | 0
CHALAN SOLAR | 1495 | 2018-04-13 | 2018-04-16 07:00 | ACTIVE | C11 | Storage | Photovoltaic |  | Battery | Solar |  | 25.2 | 66.6 |  | 64.9 | Full Capacity |  | Off-Peak Deliverability | Group 1a | KERN | CA | PGAE | Kern | Arco 230 kV | 2021-12-01 08:00 | 2025-02-20 08:00 |  | NA | Complete | Complete | NA | Executed | Not in Report | 2 | CHALAN SOLAR - 1 | CHALAN SOLAR - 2 |  | 1 | 1 | 64.9 | 2025 | Solar-Hybrid | 0.15 | 0.5 | Arco | 230 | CHALAN_2_CHASR1 | Chalan Solar | 0 | 25 | 0 | 0 | 0 | 25 | 0 | 0 | 0.2 | 66.6 | 0 | 0.2 | 0.2 | 0 | 0 | 66.6 | 66.6 | 0 | 0 | 0 | 0 | 0 | 0
DESCENDANT RANCH 1 | 1496 | 2018-04-11 | 2018-04-16 07:00 | ACTIVE | C11 | Storage | Photovoltaic |  | Battery | Solar |  | 510 | 513.5 |  | 500 | Partial Capacity | 9.6 | Off-Peak Deliverability | Group 1b | COLUSA | CA | PGAE | Northern | Delevan 230 kV | 2023-12-01 08:00 | 2025-06-21 07:00 |  | NA | Complete | Complete | NA | Executed | Not in Report | 2 | DESCENDANT RANCH 1 - 1 | DESCENDANT RANCH 1 - 2 |  | 1 | 0.096 | 48 | 2025 | Solar-Hybrid | 0.15 | 0.5 | Delevan | 230 | No ResID | No Project Name | 0 | 0 | 0 | 0 | 0 | 0 | 0 | 0 | 510 | 513.5 | 0 | 510 | 48 | 0 | 0 | 513.5 | 0 | 0 | 0 | 0 | 0 | 0 | 0
JASMINE | 1499 | 2018-04-16 | 2018-04-16 07:00 | ACTIVE | C11 | Photovoltaic | Storage |  | Solar | Battery |  | 71.161 | 70 |  | 70 | Partial Capacity | 92 | Off-Peak Deliverability |  | KERN | CA | PGAE | Kern | Lakeview 70 kV | 2022-11-01 07:00 | 2026-08-31 07:00 |  | NA | Complete | Complete | NA | Executed | Not in Report | 2 | JASMINE - 1 | JASMINE - 2 |  | 1 | 0.92 | 64.4 | 2026 | Solar-Hybrid | 0.15 | 0.5 | Lakeview | 70 | No ResID | No Project Name | 0 | 70 | 0 | 64.4 | 0 | 70 | 0 | 64.4 | 0 | 5.6 | 0 | 5.6 | 0 | 0 | 0 | 0 | 0 | 0 | 0 | 0 | 0 | 0 | 0
PROSPECT ENERGY STORAGE | 1507 | 2018-04-16 | 2018-04-16 07:00 | ACTIVE | C11 | Generating Facility Type-1: Storage; Generating Facility Fuel-1: Battery; MWs MW-1: 58.75 | 49.9 | Full Capacity |  |  | Group 1 | SACRAMENTO | CA | PGAE | Northern | Gold Hill 60 kV | 2022-06-01 07:00 | 2028-06-01 07:00 | Suspended | NA | Complete | Complete | NA | Executed | Not in Report | 1 | PROSPECT ENERGY STORAGE - 1 |  |  | 1 | 1 | 49.9 | 2028 | Battery | 0.15 | 0.5 | Gold Hill | 115 | No ResID | No Project Name | 0 | 0 | 0 | 0 | 0 | 0 | 0 | 0 | 58.75 | 0 | 0 | 58.75 | 49.9 | 0 | 0 | 0 | 0 | 0 | 0 | 0 | 0 | 0 | 0
BELLEFIELD SOLAR FARM | 1510 | 2018-04-16 | 2018-04-16 07:00 | ACTIVE | C11 | Photovoltaic | Storage |  | Solar | Battery |  | 500 | 500 |  | 500 | Full Capacity |  | Off-Peak Deliverability | Group 3 | KERN | CA | SCE | Northern | Windhub Substation 230kV | 2022-10-01 07:00 | 2025-08-01 07:00 |  | NA | Complete | Complete | NA | Executed | Not in Report | 2 | BELLEFIELD SOLAR FARM - 1 | BELLEFIELD SOLAR FARM - 2 |  | 1 | 1 | 500 | 2025 | Solar-Hybrid | 0.13 | 0.48 | Windhub | 230 | BELLEF_2_BSFSX3 | Bellefield Solar Farm | 0 | 500 | 0 | 500 | 0 | 500 | 0 | 500 | 0 | 0 | 0 | 0 | 0 | 0 | 0 | 0 | 0 | 0 | 0 | 0 | 0 | 0 | 0
REXFORD SOLAR FARM | 1516 | 2018-04-16 | 2018-04-16 07:00 | ACTIVE | C11 | Photovoltaic | Storage |  | Solar | Battery |  | 300 | 240 |  | 300 | Full Capacity |  | Off-Peak Deliverability | Group 3 | TULARE | CA | SCE | Northern | Vestal Substation 230kV | 2022-10-01 07:00 | 2024-12-20 08:00 |  | NA | Complete | Complete | NA | Executed | Not in Report | 2 | REXFORD SOLAR FARM - 1 | REXFORD SOLAR FARM - 2 |  | 1 | 1 | 300 | 2025 | Solar-Hybrid | 0.13 | 0.48 | Vestal | 230 | REXFRD_2_RSFSX2 | Rexford Solar Farm | 0 | 300 | 0 | 240 | 0 | 300 | 0 | 240 | 0 | 0 | 0 | 0 | 0 | 0 | 0 | 0 | 0 | 0 | 0 | 0 | 0 | 0 | 0
SANBORN SOLAR 2 | 1518 | 2018-04-13 | 2018-04-16 07:00 | ACTIVE | C11 | Photovoltaic | Storage |  | Solar | Battery |  | 334 | 372.5 |  | 500 | Full Capacity |  | Off-Peak Deliverability |  | KERN | CA | SCE | Northern | Windhub Substation 230kV | 2022-12-31 08:00 | 2025-10-01 07:00 |  | NA | Complete | Complete | NA | Executed | Not in Report | 2 | SANBORN SOLAR 2 - 1 | SANBORN SOLAR 2 - 2 |  | 1 | 1 | 500 | 2025 | Solar-Hybrid | 0.13 | 0.48 | Windhub | 230 | EDWARD_2_ESSSB1 | Sanborn Solar 2 Edwards 5 | 152 | 0 | 267.5 | 0 | 152 | 0 | 267.5 | 0 | 182 | 105 | 0 | 105 | 105 | 0 | 0 | 182 | 182 | 0 | 0 | 0 | 0 | 0 | 0
BALDY MESA 2 | 1519 | 2018-04-15 | 2018-04-16 07:00 | ACTIVE | C11 | Photovoltaic | Storage |  | Solar | Battery |  | 50 | 75 |  | 100 | Partial Capacity | 94 | Off-Peak Deliverability | Group 2 | SAN BERNARDINO | CA | SCE | NOL | Roadway Substation 115kV | 2021-12-15 08:00 | 2025-02-03 08:00 |  | NA | Complete | Complete | NA | Executed | Not in Report | 2 | BALDY MESA 2 - 1 | BALDY MESA 2 - 2 |  | 1 | 0.94 | 94 | 2025 | Solar-Hybrid | 0.13 | 0.48 | Roadway | 115 | No ResID | No Project Name | 50 | 50 | 0 | 25 | 50 | 50 | 0 | 25 | 0 | 50 | 0 | 50 | 50 | 0 | 0 | 0 | 0 | 0 | 0 | 0 | 0 | 0 | 0
ARIDA SOLAR FARM | 1522 | 2018-04-16 | 2018-04-16 07:00 | ACTIVE | C11 | Storage | Photovoltaic |  | Battery | Solar |  | 370 | 370 |  | 370 | Full Capacity |  | Off-Peak Deliverability |  | CLARK | NV | SCE | EOP | Mohave Substation 500kV | 2022-10-01 07:00 | 2027-09-15 07:00 |  | NA | Complete | Complete | NA |  | Not in Report | 2 | ARIDA SOLAR FARM - 1 | ARIDA SOLAR FARM - 2 |  | 1 | 1 | 370 | 2027 | Solar-Hybrid | 0.13 | 0.48 | Mira Loma | 500 | No ResID | No Project Name | 0 | 0 | 0 | 0 | 0 | 0 | 0 | 0 | 370 | 370 | 0 | 370 | 370 | 0 | 0 | 370 | 0 | 0 | 0 | 0 | 0 | 0 | 0
WINDY WASH SOLAR | 1528 | 2018-04-13 | 2018-04-16 07:00 | ACTIVE | C11 | Generating Facility Type-1: Photovoltaic; Generating Facility Fuel-1: Solar; MWs MW-1: 79 | 79 | Energy Only |  | Off-Peak Deliverability |  | RIVERSIDE | CA | SCE | Eastern | Devers Substation 220kV | 2021-06-30 07:00 | 2022-12-31 08:00 |  | NA | Complete | Complete | NA |  | Not in Report | 1 | WINDY WASH SOLAR - 1 |  |  | 0 | 0 | 0 | 2023 | Solar | 0.13 | 0.48 | Devers | 230 | No ResID | No Project Name | 0 | 0 | 0 | 0 | 0 | 0 | 0 | 0 | 79 | 0 | 0 | 0 | 0 | 0 | 0 | 79 | 0 | 0 | 0 | 0 | 0 | 0 | 0
CENTENNIAL FLATS | 1529 | 2018-04-17 | 2018-04-16 07:00 | ACTIVE | C11 | Photovoltaic | Storage |  | Solar | Battery |  | 500 | 267 |  | 500 | Partial Capacity | 83.46 | Off-Peak Deliverability |  | LA PAZ | AZ | DCRT | Eastern | Delaney-Colorado River 500 kV Line | 2022-12-15 08:00 | 2025-11-01 07:00 |  | NA | Complete | Complete | NA | Executed | Not in Report | 2 | CENTENNIAL FLATS - 1 | CENTENNIAL FLATS - 2 |  | 1 | 0.8346 | 417.3 | 2026 | Solar-Hybrid | 0.13 | 0.48 | Cielo Azul | 500 | 0 | Centennial Flats | 0 | 0 | 0 | 0 | 0 | 0 | 0 | 0 | 275 | 177.884 | 0 | 177.884 | 267 | 0 | 0 | 275 | 500 | 0 | 0 | 0 | 0 | 0 | 0
BATERIA DEL SUR | 1531 | 2018-04-16 | 2018-04-16 07:00 | ACTIVE | C11 | Generating Facility Type-1: Storage; Generating Facility Fuel-1: Battery; MWs MW-1: 350 | 350 | Full Capacity |  |  | Group A | IMPERIAL | CA |  |  | Imperial Valley Substation 230 kV | 2022-05-01 07:00 | 2025-06-30 07:00 |  | NA | Complete | Complete | NA | Executed | 1 | 1 | BATERIA DEL SUR - 1 |  |  | 1 | 1 | 350 | 2025 | Battery | #N/A | #N/A | Imperial Valley | 230 | WESCN2_2_BDSBT1 | BATERIA DEL SUR 2A | 131 | 119 | 0 | 0 | 131 | 119 | 0 | 0 | 100 | 0 | 0 | 100 | 100 | 0 | 0 | 0 | 0 | 0 | 0 | 0 | 0 | 0 | 0
KETTLE SOLAR ONE | 1532 | 2018-04-16 | 2018-04-16 07:00 | ACTIVE | C11 | Photovoltaic | Storage |  | Solar | Battery |  | 90 | 90 |  | 90 | Full Capacity |  | Off-Peak Deliverability |  | SAN DIEGO | CA | SDGE | SDGE | Carrizo Gorge Switchyard 138 kV | 2020-12-01 08:00 | 2026-10-31 07:00 |  | NA | Complete | Complete | NA | Executed | Not in Report | 2 | KETTLE SOLAR ONE - 1 | KETTLE SOLAR ONE - 2 |  | 1 | 1 | 90 | 2027 | Solar-Hybrid | 0.06 | 0.35 | Carrizo Gorge | 138 | JVREPK_1_KSOSB1 | Kettle Solar One | 0 | 90 | 0 | 70 | 0 | 90 | 0 | 70 | 0 | 20 | 0 | 20 | 20 | 0 | 0 | 0 | 0 | 0 | 0 | 0 | 0 | 0 | 0
VULCAN | 1534 | 2018-04-11 | 2018-04-16 07:00 | ACTIVE | C11 | Storage | Photovoltaic |  | Battery | Solar |  | 28.8 | 225 |  | 250 | Energy Only |  | Off-Peak Deliverability | Group B | MARICOPA | AZ | SDGE | SDGE | Hassayampa Common Bus 500 kV | 2021-05-01 07:00 | 2027-12-31 08:00 |  | NA | Complete | Complete | NA |  | Not in Report | 2 | VULCAN - 1 | VULCAN - 2 |  | 0 | 0 | 0 | 2028 | Solar-Hybrid | 0.06 | 0.35 | Hassayampa | 500 | No ResID | No Project Name | 0 | 0 | 0 | 0 | 0 | 0 | 0 | 0 | 28.8 | 225 | 0 | 28.8 | 0 | 0 | 0 | 225 | 0 | 0 | 0 | 0 | 0 | 0 | 0
IRVING STORAGE | 1539 | 2019-03-05 | 2019-05-07 07:00 | ACTIVE | ISP | Generating Facility Type-1: Storage; Generating Facility Fuel-1: Battery; MWs MW-1: 782.79 | 750 | Full Capacity |  |  |  | MONTEREY | CA | PGAE | Northern | Moss Landing 500 kV | 2022-12-01 08:00 | 2025-11-30 08:00 |  | NA | Complete | Complete | NA | Executed | Not in Report | 1 | IRVING STORAGE - 1 |  |  | 1 | 1 | 750 | 2026 | Battery | 0.15 | 0.5 | Moss Landing | 500 | No ResID | No Project Name | 0 | 0 | 0 | 0 | 0 | 0 | 0 | 0 | 782.79 | 0 | 0 | 782.79 | 750 | 0 | 0 | 0 | 0 | 0 | 0 | 0 | 0 | 0 | 0
TANAGER STORAGE | 1550 | 2019-04-02 | 2019-04-15 07:00 | ACTIVE | C12 | Generating Facility Type-1: Storage; Generating Facility Fuel-1: Battery; MWs MW-1: 200 | 200 | Full Capacity |  |  | Group 2 | SANTA CLARA | CA | PGAE | Northern | Los Esteros 230 kV | 2023-06-30 07:00 | 2025-04-01 07:00 |  | NA | Complete | Complete | NA | Executed | Not in Report | 1 | TANAGER STORAGE - 1 |  |  | 1 | 1 | 200 | 2025 | Battery | 0.15 | 0.5 | Los Esteros | 230 | 0 | Tanager Storage | 0 | 0 | 0 | 0 | 0 | 0 | 0 | 0 | 200 | 0 | 0 | 200 | 200 | 0 | 0 | 0 | 0 | 0 | 0 | 0 | 0 | 0 | 0
CORMORANT STORAGE | 1552 | 2019-04-02 | 2019-04-15 07:00 | ACTIVE | C12 | Generating Facility Type-1: Storage; Generating Facility Fuel-1: Battery; MWs MW-1: 250 | 250 | Full Capacity |  |  | Group 2 | SAN FRANCISCO | CA | PGAE | Northern | Martin 115 kV | 2023-06-30 07:00 | 2025-03-14 07:00 |  | NA | Complete | Complete | NA | Executed | Not in Report | 1 | CORMORANT STORAGE - 1 |  |  | 1 | 1 | 250 | 2025 | Battery | 0.15 | 0.5 | Martin | 115 | 0 | Cormorant Storage | 0 | 188 | 0 | 0 | 0 | 188 | 0 | 0 | 62 | 0 | 0 | 62 | 62 | 0 | 0 | 0 | 0 | 0 | 0 | 0 | 0 | 0 | 0
JEWELFLOWER STORAGE | 1553 | 2019-04-05 | 2019-04-15 07:00 | ACTIVE | C12 | Generating Facility Type-1: Storage; Generating Facility Fuel-1: Battery; MWs MW-1: 354.88 | 350 | Full Capacity |  |  | Group 3 | SANTA CLARA | CA | PGAE | Northern | Metcalf 230 kV | 2022-12-31 08:00 | 2029-03-28 07:00 |  | NA | Complete | Complete | NA | Executed | Not in Report | 1 | JEWELFLOWER STORAGE - 1 |  |  | 1 | 1 | 350 | 2029 | Battery | 0.15 | 0.5 | Metcalf | 230 | No ResID | No Project Name | 0 | 0 | 0 | 0 | 0 | 0 | 0 | 0 | 354.88 | 0 | 0 | 354.88 | 350 | 0 | 0 | 0 | 0 | 0 | 0 | 0 | 0 | 0 | 0
NOOSA ENERGY STORAGE | 1557 | 2019-04-15 | 2019-04-15 07:00 | ACTIVE | C12 | Generating Facility Type-1: Storage; Generating Facility Fuel-1: Battery; MWs MW-1: 99 | 99 | Full Capacity |  |  | Group 3 | SAN JOAQUIN | CA | PGAE | Northern | Ripon 115 kV | 2022-12-16 08:00 | 2025-05-01 07:00 |  | NA | Complete | Complete | NA | Executed | Not in Report | 1 | NOOSA ENERGY STORAGE - 1 |  |  | 1 | 1 | 99 | 2025 | Battery | 0.15 | 0.5 | Ripon | 115 | NOOSA_1_NESBT1 | Noosa Energy Storage | 0 | 60 | 0 | 0 | 0 | 60 | 0 | 0 | 9 | 0 | 0 | 9 | 39 | 0 | 0 | 0 | 0 | 0 | 0 | 0 | 0 | 0 | 0
DYNAMO SOLAR | 1565 | 2019-04-08 | 2019-04-15 07:00 | ACTIVE | C12 | Generating Facility Type-1: Photovoltaic; Generating Facility Fuel-1: Solar; MWs MW-1: 24.5 | 24.5 | Full Capacity |  | Off-Peak Deliverability | Group 3 | NAPA | CA | PGAE | Northern | Tulucay 60 kV | 2023-06-30 07:00 | 2025-11-21 08:00 |  | NA | Complete | Complete | NA | Executed | Not in Report | 1 | DYNAMO SOLAR - 1 |  |  | 1 | 1 | 24.5 | 2026 | Solar | 0.15 | 0.5 | Tulucay | 60 | No ResID | No Project Name | 0 | 0 | 0 | 0 | 0 | 0 | 0 | 0 | 24.5 | 0 | 0 | 0 | 0 | 0 | 0 | 24.5 | 24.5 | 0 | 0 | 0 | 0 | 0 | 0
AIR STATION 1 | 1568 | 2019-04-16 | 2019-04-15 07:00 | ACTIVE | C12 | Photovoltaic | Storage |  | Solar | Battery |  | 21.05 | 21.05 |  | 40 | Energy Only |  | Off-Peak Energy Only | Other | KINGS | CA | PGAE | Fresno | Henrietta-Lemoore NAS 70 kV | 2021-12-31 08:00 | 2021-12-31 08:00 |  | NA | Complete | Complete | NA | In Progress | Not in Report | 2 | AIR STATION 1 - 1 | AIR STATION 1 - 2 |  | 0 | 0 | 0 | 2022 | Solar-Hybrid | 0.15 | 0.5 | Lemoore | 70 | No ResID | No Project Name | 0 | 0 | 0 | 0 | 0 | 0 | 0 | 0 | 21.05 | 21.05 | 0 | 21.05 | 0 | 0 | 0 | 21.05 | 0 | 0 | 0 | 0 | 0 | 0 | 0
KINGSROAD HYBRID SOLAR | 1587 | 2019-04-16 | 2019-04-15 07:00 | ACTIVE | C12 | Storage | Photovoltaic |  | Battery | Solar |  | 101.78 | 101.78 |  | 100 | Energy Only |  | Off-Peak Energy Only | Group 2a | KERN | CA | PGAE | Kern | Arco 230 kV | 2023-11-30 08:00 | 2026-01-15 08:00 |  | NA | Complete | Complete | NA | Executed | Not in Report | 2 | KINGSROAD HYBRID SOLAR - 1 | KINGSROAD HYBRID SOLAR - 2 |  | 0 | 0 | 0 | 2026 | Solar-Hybrid | 0.15 | 0.5 | Arco | 230 | No ResID | No Project Name | 0 | 0 | 0 | 0 | 0 | 0 | 0 | 0 | 101.78 | 101.78 | 0 | 101.78 | 0 | 0 | 0 | 101.78 | 0 | 0 | 0 | 0 | 0 | 0 | 0
PELICANS JAW HYBRID SOLAR | 1593 | 2019-04-09 | 2019-04-15 07:00 | ACTIVE | C12 | Storage | Photovoltaic |  | Battery | Solar |  | 500 | 500 |  | 500 | Partial Capacity | 47.8 | Off-Peak Energy Only | Group A | KINGS | CA | PGAE | Fresno | Gates-Midway 230 kV Line | 2022-11-30 08:00 | 2028-01-24 08:00 |  | NA | Complete | Complete | NA | Executed | Not in Report | 2 | PELICANS JAW HYBRID SOLAR - 1 | PELICANS JAW HYBRID SOLAR - 2 |  | 1 | 0.478 | 239 | 2028 | Solar-Hybrid | 0.15 | 0.5 | New Sub - Gates - Midway (Proposed) | 230 | 0 | Pelicans Jaw Hybrid Solar 1 | 0 | 238.5 | 0 | 440 | 0 | 238.5 | 0 | 440 | 23 | 60 | 0 | 23 | 0.5 | 0 | 0 | 60 | 0 | 0 | 0 | 0 | 0 | 0 | 0
BUTTONBUSH SOLAR HYBRID ENERGY CENTER | 1596 | 2019-04-01 | 2019-04-15 07:00 | ACTIVE | C12 | Storage | Photovoltaic |  | Battery | Solar |  | 818 | 818 |  | 800 | Full Capacity |  | Off-Peak Deliverability | Group 3 | KERN | CA | PGAE | Kern | Midway 500 kV | 2025-11-01 07:00 | 2026-12-01 08:00 |  | NA | Complete | Complete | NA | Executed | Not in Report | 2 | BUTTONBUSH SOLAR HYBRID ENERGY CENTER - 1 | BUTTONBUSH SOLAR HYBRID ENERGY CENTER - 2 |  | 1 | 1 | 800 | 2027 | Solar-Hybrid | 0.15 | 0.5 | Midway | 500 | No ResID | No Project Name | 0 | 0 | 0 | 0 | 0 | 0 | 0 | 0 | 818 | 818 | 0 | 818 | 800 | 0 | 0 | 818 | 0 | 0 | 0 | 0 | 0 | 0 | 0
ARATINA SOLAR CENTER 2 | 1604 | 2019-04-01 | 2019-04-15 07:00 | ACTIVE | C12 | Storage | Photovoltaic |  | Battery | Solar |  | 200 | 200 |  | 200 | Partial Capacity | 56.5 | Off-Peak Deliverability | Group 1a | KERN | CA | SCE | NOL | Kramer Substation 230kV | 2022-06-01 07:00 | 2026-07-01 07:00 |  | NA | Complete | Complete | NA | Executed | Not in Report | 2 | ARATINA SOLAR CENTER 2 - 1 | ARATINA SOLAR CENTER 2 - 2 |  | 1 | 0.565 | 113 | 2026 | Solar-Hybrid | 0.13 | 0.48 | Kramer | 230 | 0 | Aratina Solar Center 2 | 0 | 75 | 0 | 150 | 0 | 75 | 0 | 150 | 125 | 50 | 0 | 125 | 38 | 0 | 0 | 50 | 0 | 0 | 0 | 0 | 0 | 0 | 0
AVOCET STORAGE | 1608 | 2019-04-01 | 2019-04-15 07:00 | ACTIVE | C12 | Generating Facility Type-1: Storage; Generating Facility Fuel-1: Battery; MWs MW-1: 200 | 200 | Full Capacity |  |  | Group 2 | LOS ANGELES | CA | SCE | Metro | Hinson Substation 230kV | 2023-06-30 07:00 | 2026-04-15 07:00 |  | NA | Complete | Complete | NA | Executed | Not in Report | 1 | AVOCET STORAGE - 1 |  |  | 1 | 1 | 200 | 2026 | Battery | 0.13 | 0.48 | Hinson | 230 | 0 | Avocet Storage | 0 | 200 | 0 | 0 | 0 | 200 | 0 | 0 | 0 | 0 | 0 | 0 | 0 | 0 | 0 | 0 | 0 | 0 | 0 | 0 | 0 | 0 | 0
COMMERCE ENERGY STORAGE | 1611 | 2019-04-09 | 2019-04-15 07:00 | ACTIVE | C12 | Generating Facility Type-1: Storage; Generating Facility Fuel-1: Battery; MWs MW-1: 250 | 250 | Full Capacity |  |  | Group 3 | LOS ANGELES | CA | SCE | Metro | Laguna Bell Substation 230kV | 2023-01-01 08:00 | 2026-06-01 07:00 |  | NA | Complete | Complete | NA | Executed | Not in Report | 1 | COMMERCE ENERGY STORAGE - 1 |  |  | 1 | 1 | 250 | 2026 | Battery | 0.13 | 0.48 | Laguna Bell | 230 | No ResID | No Project Name | 0 | 0 | 0 | 0 | 0 | 0 | 0 | 0 | 250 | 0 | 0 | 250 | 250 | 0 | 0 | 0 | 0 | 0 | 0 | 0 | 0 | 0 | 0
KESTREL STORAGE | 1615 | 2019-04-01 | 2019-04-15 07:00 | ACTIVE | C12 | Generating Facility Type-1: Storage; Generating Facility Fuel-1: Battery; MWs MW-1: 200 | 200 | Full Capacity |  |  | Group 3 | LOS ANGELES | CA | SCE | Metro | Walnut Substation 220kV | 2023-06-30 07:00 | 2027-02-28 08:00 |  | NA | Complete | Complete | NA | Executed | Not in Report | 1 | KESTREL STORAGE - 1 |  |  | 1 | 1 | 200 | 2027 | Battery | 0.13 | 0.48 | Walnut | 230 | No ResID | No Project Name | 0 | 0 | 0 | 0 | 0 | 0 | 0 | 0 | 200 | 0 | 0 | 200 | 200 | 0 | 0 | 0 | 0 | 0 | 0 | 0 | 0 | 0 | 0
LOCKHART SOLAR 2 | 1617 | 2019-04-05 | 2019-04-15 07:00 | ACTIVE | C12 | Storage | Photovoltaic |  | Battery | Solar |  | 59.7 | 105 |  | 150 | Full Capacity |  | Off-Peak Deliverability | Group B | SAN BERNARDINO | CA | SCE | NOL | Kramer Substation 230kV | 2022-12-01 08:00 | 2026-04-01 07:00 |  | NA | Complete | Complete | NA | Executed | Not in Report | 2 | LOCKHART SOLAR 2 - 1 | LOCKHART SOLAR 2 - 2 |  | 1 | 1 | 150 | 2026 | Solar-Hybrid | 0.13 | 0.48 | Kramer | 230 | LCKHT1_2_LH1SR2 | Lockhart Solar 2 | 45 | 0 | 75 | 0 | 45 | 0 | 75 | 0 | 0 | 30 | 0 | 0 | 14.7 | 0 | 0 | 30 | 30 | 0 | 0 | 0 | 0 | 0 | 0
GOLDBACK SOLAR CENTER | 1619 | 2019-04-12 | 2019-04-15 07:00 | ACTIVE | C12 | Generating Facility Type-1: Storage; Generating Facility Fuel-1: Battery; MWs MW-1: 500 | 500 | Full Capacity |  | Off-Peak Deliverability | Group 3 | VENTURA | CA | SCE | Northern | Moorpark Substation 230 kV | 2023-06-01 07:00 | 2026-03-31 07:00 |  | NA | Complete | Complete | NA | Executed | Not in Report | 1 | GOLDBACK SOLAR CENTER - 1 |  |  | 1 | 1 | 500 | 2026 | Battery | 0.13 | 0.48 | Moorpark | 230 | No ResID | No Project Name | 0 | 0 | 0 | 0 | 0 | 0 | 0 | 0 | 500 | 0 | 0 | 500 | 500 | 0 | 0 | 0 | 0 | 0 | 0 | 0 | 0 | 0 | 0
ANGELENO SOLAR FARM | 1625 | 2019-03-31 | 2019-04-15 07:00 | ACTIVE | C12 | Storage | Photovoltaic |  | Battery | Solar |  | 1150 | 1150 |  | 1150 | Full Capacity |  | Off-Peak Deliverability | Group 3 | LOS ANGELES | CA | SCE | Northern | Vincent Substation 500kV | 2023-06-01 07:00 | 2026-04-01 07:00 |  | NA | Complete | Complete | NA | Executed | Not in Report | 2 | ANGELENO SOLAR FARM - 1 | ANGELENO SOLAR FARM - 2 |  | 1 | 1 | 1150 | 2026 | Solar-Hybrid | 0.13 | 0.48 | Vincent | 230 | No ResID | No Project Name | 0 | 0 | 0 | 0 | 0 | 0 | 0 | 0 | 1150 | 1150 | 0 | 1150 | 1150 | 0 | 0 | 1150 | 0 | 0 | 0 | 0 | 0 | 0 | 0
HUMIDOR STORAGE 1 | 1629 | 2019-04-11 | 2019-04-15 07:00 | ACTIVE | C12 | Generating Facility Type-1: Storage; Generating Facility Fuel-1: Battery; MWs MW-1: 305 | 300 | Full Capacity |  |  | Group 3 | LOS ANGELES | CA | SCE | Northern | Vincent Substation 230 kV | 2021-12-01 08:00 | 2025-08-01 07:00 |  | NA | Complete | Complete | NA | Executed | Not in Report | 1 | HUMIDOR STORAGE 1 - 1 |  |  | 1 | 1 | 300 | 2025 | Battery | 0.13 | 0.48 | Vincent | 230 | 0 | Humidor Storage 1 | 0 | 300 | 0 | 0 | 0 | 300 | 0 | 0 | 5 | 0 | 0 | 5 | 0 | 0 | 0 | 0 | 0 | 0 | 0 | 0 | 0 | 0 | 0
BELLEFIELD 2 SOLAR FARM | 1631 | 2019-04-01 | 2019-04-15 07:00 | ACTIVE | C12 | Storage | Photovoltaic |  | Battery | Solar |  | 500 | 500 |  | 500 | Full Capacity |  | Off-Peak Deliverability | Group 2a | KERN | CA | SCE | Northern | Windhub Substation 220kV | 2022-10-01 07:00 | 2024-09-01 07:00 |  | NA | Complete | Complete | NA | Executed | Not in Report | 2 | BELLEFIELD 2 SOLAR FARM - 1 | BELLEFIELD 2 SOLAR FARM - 2 |  | 1 | 1 | 500 | 2024 | Solar-Hybrid | 0.13 | 0.48 | Windhub | 230 | 0 | Bellefield 2 Solar Farm | 0 | 500 | 0 | 500 | 0 | 500 | 0 | 500 | 0 | 0 | 0 | 0 | 0 | 0 | 0 | 0 | 0 | 0 | 0 | 0 | 0 | 0 | 0
SANBORN HYBRID 3 | 1632 | 2019-04-05 | 2019-04-15 07:00 | ACTIVE | C12 | Storage | Photovoltaic |  | Battery | Solar |  | 671.55 | 778.5456 |  | 1400 | Full Capacity |  | Off-Peak Deliverability | Group 2 | KERN | CA | SCE | Northern | Windhub Substation 500kV | 2023-12-01 08:00 | 2026-07-01 07:00 |  | NA | Complete | Complete | NA | Executed | Not in Report | 2 | SANBORN HYBRID 3 - 1 | SANBORN HYBRID 3 - 2 |  | 1 | 1 | 1400 | 2026 | Solar-Hybrid | 0.13 | 0.48 | Windhub | 500 | No ResID | No Project Name | 0 | 15 | 0 | 153 | 0 | 15 | 0 | 153 | 656.55 | 625.5456 | 0 | 656.55 | 656.55 | 0 | 0 | 625.5456 | 625.5456 | 0 | 0 | 0 | 0 | 0 | 0
CALYPSO SOLAR | 1636 | 2019-04-04 | 2019-04-15 07:00 | ACTIVE | C12 | Storage | Photovoltaic |  | Battery | Solar |  | 400 | 400 |  | 400 | Energy Only |  | Off-Peak Energy Only | Group D | RIVERSIDE | CA | SCE | Eastern | Colorado River Substation 230kV | 2023-12-01 08:00 | 2031-10-28 07:00 |  | NA | Complete | Complete | NA | Executed | Not in Report | 2 | CALYPSO SOLAR - 1 | CALYPSO SOLAR - 2 |  | 0 | 0 | 0 | 2032 | Solar-Hybrid | 0.13 | 0.48 | Colorado River | 230 | No ResID | No Project Name | 0 | 0 | 0 | 0 | 0 | 0 | 0 | 0 | 400 | 400 | 0 | 400 | 0 | 0 | 0 | 400 | 0 | 0 | 0 | 0 | 0 | 0 | 0
OBERON | 1642 | 2019-04-02 | 2019-04-15 07:00 | ACTIVE | C12 | Storage | Photovoltaic |  | Battery | Solar |  | 518.4 | 518.4 |  | 500 | Partial Capacity | 51.06 | Off-Peak Deliverability | Group 2a | RIVERSIDE | CA | SCE | Eastern | Red Bluff Substation 500kV | 2022-12-31 08:00 | 2026-04-15 07:00 |  | NA | Complete | Complete | NA | Executed | Not in Report | 2 | OBERON - 1 | OBERON - 2 |  | 1 | 0.5106 | 255.3 | 2026 | Solar-Hybrid | 0.13 | 0.48 | Red Bluff | 230 | OBERON_5_O1BBX2 | Oberon 1 BESS | 350 | 0 | 500 | 0 | 350 | 0 | 500 | 0 | 168.4 | 18.4 | 0 | 168.4 | 0 | 0 | 0 | 18.4 | 0 | 0 | 0 | 0 | 0 | 0 | 0
LYCAN SOLAR | 1643 | 2019-04-04 | 2019-04-15 07:00 | ACTIVE | C12 | Photovoltaic | Storage |  | Solar | Battery |  | 400 | 400 |  | 400 | Full Capacity |  | Off-Peak Energy Only | Group B | RIVERSIDE | CA | SCE | Eastern | Red Bluff Substation 500kV | 2023-12-01 08:00 | 2030-04-01 07:00 |  | NA | Complete | Complete | NA | Executed | 1 | 2 | LYCAN SOLAR - 1 | LYCAN SOLAR - 2 |  | 1 | 1 | 400 | 2030 | Solar-Hybrid | 0.13 | 0.48 | Red Bluff | 230 | No ResID | No Project Name | 0 | 0 | 0 | 0 | 0 | 0 | 0 | 0 | 400 | 400 | 0 | 400 | 400 | 0 | 0 | 400 | 0 | 0 | 0 | 0 | 0 | 0 | 0
MENIFEE POWER BANK | 1645 | 2019-04-10 | 2019-04-15 07:00 | ACTIVE | C12 | Generating Facility Type-1: Storage; Generating Facility Fuel-1: Battery; MWs MW-1: 680 | 680 | Full Capacity |  |  | Other | RIVERSIDE | CA | SCE | Eastern | Valley Substation 500kV | 2022-12-01 08:00 | 2025-10-01 07:00 |  | NA | Complete | Complete | NA | Executed | Not in Report | 1 | MENIFEE POWER BANK - 1 |  |  | 1 | 1 | 680 | 2025 | Battery | 0.13 | 0.48 | Valley (SCE) | 500 | ROMOLA_5_MPBBT1 | Menifee Power Bank | 620 | 0 | 0 | 0 | 620 | 0 | 0 | 0 | 60 | 0 | 0 | 60 | 60 | 0 | 0 | 0 | 0 | 0 | 0 | 0 | 0 | 0 | 0
DOUBLE BUTTE STORAGE | 1646 | 2019-04-05 | 2019-04-15 07:00 | ACTIVE | C12 | Generating Facility Type-1: Storage; Generating Facility Fuel-1: Battery; MWs MW-1: 507.6 | 500 | Full Capacity |  |  | Group A | RIVERSIDE | CA | SCE | Eastern | Valley Substation 500 kV | 2022-12-31 08:00 | 2030-07-01 07:00 |  | NA | Complete | Complete | NA | Executed | 1 | 1 | DOUBLE BUTTE STORAGE - 1 |  |  | 1 | 1 | 500 | 2030 | Battery | 0.13 | 0.48 | Valley (SCE) | 500 | No ResID | No Project Name | 0 | 0 | 0 | 0 | 0 | 0 | 0 | 0 | 507.6 | 0 | 0 | 507.6 | 500 | 0 | 0 | 0 | 0 | 0 | 0 | 0 | 0 | 0 | 0
ARIDA 2 SOLAR FARM | 1647 | 2019-04-02 | 2019-04-15 07:00 | ACTIVE | C12 | Storage | Photovoltaic |  | Battery | Solar |  | 700 | 700 |  | 700 | Full Capacity |  | Off-Peak Deliverability | Group 3 | CLARK | NV | SCE | EOP | Mohave Substation 500kV | 2022-10-01 07:00 | 2027-12-30 08:00 |  | NA | Complete | Complete | NA |  | Not in Report | 2 | ARIDA 2 SOLAR FARM - 1 | ARIDA 2 SOLAR FARM - 2 |  | 1 | 1 | 700 | 2028 | Solar-Hybrid | 0.13 | 0.48 | Mira Loma | 500 | No ResID | No Project Name | 0 | 0 | 0 | 0 | 0 | 0 | 0 | 0 | 700 | 700 | 0 | 700 | 700 | 0 | 0 | 700 | 0 | 0 | 0 | 0 | 0 | 0 | 0
BONANZA SOLAR | 1649 | 2019-04-05 | 2019-04-15 07:00 | ACTIVE | C12 | Storage | Photovoltaic |  | Battery | Solar |  | 300 | 300 |  | 300 | Partial Capacity | 73.71 | Off-Peak Deliverability | Group B | CLARK/NYE | NV | GLW | EOP | Innovation Substation 230 kV | 2023-12-01 08:00 | 2028-09-30 07:00 |  | NA | Complete | Complete | NA | Executed | Not in Report | 2 | BONANZA SOLAR - 1 | BONANZA SOLAR - 2 |  | 1 | 0.7371 | 221.13 | 2028 | Solar-Hybrid | 0.08 | 0.48 | Innovation | 230 | No ResID | No Project Name | 0 | 0 | 0 | 0 | 0 | 0 | 0 | 0 | 300 | 300 | 0 | 300 | 221.13 | 0 | 0 | 300 | 0 | 0 | 0 | 0 | 0 | 0 | 0
ROUGH HAT HYBRID SOLAR | 1650 | 2019-04-15 | 2019-04-15 07:00 | ACTIVE | C12 | Photovoltaic | Storage |  | Solar | Battery |  | 204 | 200 |  | 200 | Full Capacity |  | Off-Peak Deliverability | Group A | NYE | NV | GLW | EOP | Trout Canyon Substation 230 kV | 2022-11-30 08:00 | 2028-07-31 07:00 |  | NA | Complete | Complete | NA | Executed | Not in Report | 2 | ROUGH HAT HYBRID SOLAR - 1 | ROUGH HAT HYBRID SOLAR - 2 |  | 1 | 1 | 200 | 2028 | Solar-Hybrid | 0.08 | 0.48 | Trout Canyon | 230 | No ResID | No Project Name | 0 | 0 | 0 | 0 | 0 | 0 | 0 | 0 | 204 | 200 | 0 | 200 | 200 | 0 | 0 | 204 | 0 | 0 | 0 | 0 | 0 | 0 | 0
YELLOW PINE 3 | 1654 | 2019-04-09 | 2019-04-15 07:00 | ACTIVE | C12 | Photovoltaic | Storage |  | Solar | Battery |  | 261.954 | 254.98 |  | 250 | Full Capacity |  | Off-Peak Deliverability | Group B | CLARK | NV | GLW | EOP | Trout Canyon Substation 230 kV | 2025-03-15 07:00 | 2027-12-31 08:00 |  | NA | Complete | Complete | NA | Executed | Not in Report | 2 | YELLOW PINE 3 - 1 | YELLOW PINE 3 - 2 |  | 1 | 1 | 250 | 2028 | Solar-Hybrid | 0.08 | 0.48 | Trout Canyon | 230 | 0 | Yellow Pine 3 | 0 | 250 | 0 | 231 | 0 | 250 | 0 | 231 | 11.954 | 0 | 0 | 0 | 19 | 0 | 0 | 11.954 | 0 | 0 | 0 | 0 | 0 | 0 | 0
BONANZA PEAK SOLAR FARM | 1655 | 2019-04-12 | 2019-04-12 07:00 | ACTIVE | C12 | Storage | Photovoltaic |  | Battery | Solar |  | 200 | 441 |  | 400 | Full Capacity |  | Off-Peak Deliverability | Group D | CLARK/NYE | NV | GLW | EOP | Trout Canyon Substation 230 kV | 2022-12-16 08:00 | 2027-12-31 08:00 |  | NA | Complete | Complete | NA | Executed | Not in Report | 2 | BONANZA PEAK SOLAR FARM - 1 | BONANZA PEAK SOLAR FARM - 2 |  | 1 | 1 | 400 | 2028 | Solar-Hybrid | 0.08 | 0.48 | Trout Canyon | 230 | No ResID | No Project Name | 0 | 0 | 0 | 0 | 0 | 0 | 0 | 0 | 200 | 441 | 0 | 200 | 200 | 0 | 0 | 441 | 416.6667 | 0 | 0 | 0 | 0 | 0 | 0
SANDPIPER STORAGE | 1657 | 2019-04-02 | 2019-04-15 07:00 | ACTIVE | C12 | Generating Facility Type-1: Storage; Generating Facility Fuel-1: Battery; MWs MW-1: 200 | 200 | Partial Capacity | 50 |  | Group 2a | ORANGE | CA | SDGE | SDGE | Talega Substation 138 kV | 2023-06-30 07:00 | 2026-04-15 07:00 |  | NA | Complete | Complete | NA | Executed | Not in Report | 1 | SANDPIPER STORAGE - 1 |  |  | 1 | 0.5 | 100 | 2026 | Battery | 0.06 | 0.35 | Talega | 138 | 0 | Sandpiper Storage | 0 | 0 | 0 | 0 | 0 | 0 | 0 | 0 | 200 | 0 | 0 | 200 | 100 | 0 | 0 | 0 | 0 | 0 | 0 | 0 | 0 | 0 | 0
CIMARRON WIND | 1660 | 2019-03-29 | 2019-04-15 07:00 | ACTIVE | C12 | Generating Facility Type-1: Wind Turbine; Generating Facility Fuel-1: Wind Turbine; MWs MW-1: 352.5 | 300 | Full Capacity |  | Off-Peak Deliverability | Group A | TECATE | MX | SDGE | SDGE | East County Substation 230 kV | 2023-12-31 08:00 | 2025-12-31 08:00 |  | NA | Complete | Complete | NA | Executed | 1 | 1 | CIMARRON WIND - 1 |  |  | 1 | 1 | 300 | 2026 | Wind Turbine | 0.06 | 0.35 | ECO | 230 | CMRRON_2_CMNWD1 | Cimarron Wind | 0 | 0 | 0 | 0 | 0 | 0 | 0 | 0 | 352.5 | 0 | 0 | 0 | 0 | 0 | 0 | 0 | 0 | 0 | 0 | 352.5 | 300 | 0 | 0
VENTASSO ENERGY STORAGE | 1662 | 2019-04-06 | 2019-04-15 07:00 | ACTIVE | C12 | Generating Facility Type-1: Storage; Generating Facility Fuel-1: Battery; MWs MW-1: 50.774 | 50 | Full Capacity |  |  | Group 3 | SAN DIEGO | CA |  |  | El Cajon Substation 69 kV | 2022-11-30 08:00 | 2025-09-30 07:00 |  | NA | Complete | Complete | NA | Executed | Not in Report | 1 | VENTASSO ENERGY STORAGE - 1 |  |  | 1 | 1 | 50 | 2025 | Battery | #N/A | #N/A | El Cajon | 69 | VENTSO_6_VENBT1 | Ventasso Energy Storage | 0 | 50 | 0 | 0 | 0 | 50 | 0 | 0 | 0 | 0 | 0 | 0 | 0 | 0 | 0 | 0 | 0 | 0 | 0 | 0 | 0 | 0 | 0
HOODINI | 1663 | 2019-04-13 | 2019-04-15 07:00 | ACTIVE | C12 | Storage | Photovoltaic |  | Battery | Solar |  | 450 | 459.54 |  | 450 | Energy Only |  | Off-Peak Deliverability | Group 3 | YUMA | AZ | SDGE | SDGE | Hoodoo Wash Switchyard 500 kV | 2023-05-31 07:00 | 2028-01-31 08:00 |  | NA | Complete | Complete | NA |  | Not in Report | 2 | HOODINI - 1 | HOODINI - 2 |  | 0 | 0 | 0 | 2028 | Solar-Hybrid | 0.06 | 0.35 | Hoodoo Wash | 500 | No ResID | No Project Name | 0 | 0 | 0 | 0 | 0 | 0 | 0 | 0 | 450 | 459.54 | 0 | 450 | 0 | 0 | 0 | 459.54 | 0 | 0 | 0 | 0 | 0 | 0 | 0
VOLTA DE MEXICALI | 1664 | 2019-03-29 | 2019-04-15 07:00 | ACTIVE | C12 | Generating Facility Type-1: Storage; Generating Facility Fuel-1: Battery; MWs MW-1: 500 | 500 | Energy Only |  |  | Group 3 | SONORA | MX |  |  | Imperial Valley Substation 230 kV | 2021-12-31 08:00 | 2035-03-10 08:00 |  | NA | Complete | Complete | NA |  | Not in Report | 1 | VOLTA DE MEXICALI - 1 |  |  | 0 | 0 | 0 | 2035 | Battery | #N/A | #N/A | Imperial Valley | 230 | No ResID | No Project Name | 0 | 0 | 0 | 0 | 0 | 0 | 0 | 0 | 500 | 0 | 0 | 500 | 0 | 0 | 0 | 0 | 0 | 0 | 0 | 0 | 0 | 0 | 0
KINGSLEY SOLAR FARM | 1665 | 2019-04-01 | 2019-04-15 07:00 | ACTIVE | C12 | Storage | Photovoltaic |  | Battery | Solar |  | 360 | 360 |  | 360 | Partial Capacity | 20.6 | Off-Peak Deliverability | Group D | IMPERIAL | CA | SDGE | SDGE | Imperial Valley Substation 230 kV | 2023-06-01 07:00 | 2030-01-31 08:00 |  | NA | Complete | Complete | NA | Executed | Not in Report | 2 | KINGSLEY SOLAR FARM - 1 | KINGSLEY SOLAR FARM - 2 |  | 1 | 0.206 | 74.16 | 2030 | Solar-Hybrid | 0.06 | 0.35 | Imperial Valley | 230 | No ResID | No Project Name | 0 | 74 | 0 | 0 | 0 | 74 | 0 | 0 | 286 | 360 | 0 | 286 | 0.16 | 0 | 0 | 360 | 0 | 0 | 0 | 0 | 0 | 0 | 0
SUNRISE BUTTE | 1667 | 2019-04-12 | 2019-04-15 07:00 | ACTIVE | C12 | Photovoltaic | Storage |  | Solar | Battery |  | 0 | 150 |  | 150 | Energy Only |  | Off-Peak Deliverability | Group 3 | IMPERIAL | CA | SDGE | SDGE | Imperial Valley Substation 230 kV | 2022-12-31 08:00 | 2029-11-18 08:00 |  | NA | Complete | Complete | NA | Executed | Not in Report | 2 | SUNRISE BUTTE - 1 | SUNRISE BUTTE - 2 |  | 0 | 0 | 0 | 2030 | Solar-Hybrid | 0.06 | 0.35 | Imperial Valley | 230 | No ResID | No Project Name | 0 | 0 | 0 | 0 | 0 | 0 | 0 | 0 | 0 | 150 | 0 | 150 | 0 | 0 | 0 | 0 | 0 | 0 | 0 | 0 | 0 | 0 | 0
POME BESS | 1669 | 2019-04-13 | 2019-04-15 07:00 | ACTIVE | C12 | Generating Facility Type-1: Storage; Generating Facility Fuel-1: Battery; MWs MW-1: 100 | 100 | Full Capacity |  |  | Group 3 | SAN DIEGO | CA | SDGE | SDGE | Pomerado Substation 69 kV | 2023-05-31 07:00 | 2025-05-06 07:00 |  | NA | Complete | Complete | NA | Executed | Not in Report | 1 | POME BESS - 1 |  |  | 1 | 1 | 100 | 2025 | Battery | 0.06 | 0.35 | Pomerado | 69 | POME_6_POMBT1 | Pome BESS | 0 | 100 | 0 | 0 | 0 | 100 | 0 | 0 | 0 | 0 | 0 | 0 | 0 | 0 | 0 | 0 | 0 | 0 | 0 | 0 | 0 | 0 | 0
NIGHTHAWK STORAGE | 1673 | 2019-04-02 | 2019-04-15 07:00 | ACTIVE | C12 | Generating Facility Type-1: Storage; Generating Facility Fuel-1: Battery; MWs MW-1: 300 | 300 | Full Capacity |  |  | Group 2 | SAN DIEGO | CA | SDGE | SDGE | Sycamore Canyon Substation 138 kV | 2023-06-30 07:00 | 2025-10-01 07:00 |  | NA | Complete | Complete | NA | Executed | Not in Report | 1 | NIGHTHAWK STORAGE - 1 |  |  | 1 | 1 | 300 | 2025 | Battery | 0.06 | 0.35 | Sycamore Canyon | 138 | NITHWK_1_NHSBT1 | Nighthawk Storage | 0 | 300 | 0 | 0 | 0 | 300 | 0 | 0 | 0 | 0 | 0 | 0 | 0 | 0 | 0 | 0 | 0 | 0 | 0 | 0 | 0 | 0 | 0
HARQUAHALA SUNRISE | 1678 | 2020-03-13 | 2020-04-15 07:00 | ACTIVE | C13 | Storage | Photovoltaic |  | Battery | Solar |  | 308.926 | 308.926 |  | 300 | Full Capacity |  | Off-Peak Deliverability | Other | MARICOPA | AZ | DCRT | Eastern | Delaney Substation 500 kV | 2022-04-01 07:00 | 2030-04-01 07:00 |  | NA | Complete | Complete | NA |  | 1 | 2 | HARQUAHALA SUNRISE - 1 | HARQUAHALA SUNRISE - 2 |  | 1 | 1 | 300 | 2030 | Solar-Hybrid | 0.13 | 0.48 | Delaney | 500 | No ResID | No Project Name | 0 | 0 | 0 | 0 | 0 | 0 | 0 | 0 | 308.926 | 308.926 | 0 | 308.926 | 300 | 0 | 0 | 308.926 | 0 | 0 | 0 | 0 | 0 | 0 | 0
AQUEDUCT ENERGY STORAGE | 1683 | 2020-04-15 | 2020-04-15 07:00 | ACTIVE | C13 | Generating Facility Type-1: Storage; Generating Facility Fuel-1: Battery; MWs MW-1: 102.25 | 100 | Energy Only |  | Off-Peak Deliverability | Group D | CONTRA COSTA | CA | PGAE | Northern | Contra Costa-Delta 230 kV Line | 2023-12-31 08:00 | 2026-04-30 07:00 |  | NA | Complete | Complete | NA | Executed | Not in Report | 1 | AQUEDUCT ENERGY STORAGE - 1 |  |  | 0 | 0 | 0 | 2026 | Battery | 0.15 | 0.5 | Delta PP | 230 | No ResID | No Project Name | 0 | 0 | 0 | 0 | 0 | 0 | 0 | 0 | 102.25 | 0 | 0 | 102.25 | 0 | 0 | 0 | 0 | 0 | 0 | 0 | 0 | 0 | 0 | 0
CONAWAY HYBRID POWER PLANT | 1687 | 2020-04-08 | 2020-04-15 07:00 | ACTIVE | C13 | Storage | Photovoltaic |  | Battery | Solar |  | 84.8117 | 84.9957 |  | 80 | Energy Only |  | Off-Peak Deliverability | Other | YOLO | CA | PGAE | Northern | Woodland-Davis 115 kV Line | 2023-01-01 08:00 | 2023-01-01 08:00 |  | NA | Complete | Complete | NA |  | Not in Report | 2 | CONAWAY HYBRID POWER PLANT - 1 | CONAWAY HYBRID POWER PLANT - 2 |  | 0 | 0 | 0 | 2023 | Solar-Hybrid | 0.15 | 0.5 | Davis | 115 | No ResID | No Project Name | 0 | 0 | 0 | 0 | 0 | 0 | 0 | 0 | 84.8117 | 84.9957 | 0 | 84.8117 | 0 | 0 | 0 | 84.9957 | 0 | 0 | 0 | 0 | 0 | 0 | 0
DENALI ENERGY STORAGE | 1690 | 2020-04-14 | 2020-04-15 07:00 | ACTIVE | C13 | Generating Facility Type-1: Storage; Generating Facility Fuel-1: Battery; MWs MW-1: 102 | 101.2 | Partial Capacity | 92 |  | Group B | SAN JOAQUIN | CA | PGAE | Northern | Vierra 115 kV | 2023-06-15 07:00 | 2028-09-30 07:00 |  | NA | Complete | Complete | NA | Executed | Not in Report | 1 | DENALI ENERGY STORAGE - 1 |  |  | 1 | 0.92 | 93.104 | 2028 | Battery | 0.15 | 0.5 | Vierra | 115 | No ResID | No Project Name | 0 | 92 | 0 | 0 | 0 | 92 | 0 | 0 | 10 | 0 | 0 | 10 | 1.104 | 0 | 0 | 0 | 0 | 0 | 0 | 0 | 0 | 0 | 0
POTENTIA-VIRIDI | 1702 | 2020-04-13 | 2020-04-15 07:00 | ACTIVE | C13 | Wind Turbine | Photovoltaic | Storage | Wind Turbine | Solar | Battery | 408.8 | 410.04 | 405.9 | 400 | Full Capacity |  | Off-Peak Deliverability | Group 3 | SAN JOAQUIN | CA | PGAE | Northern | Tesla 500 kV | 2024-12-15 08:00 | 2028-05-11 07:00 |  | NA | Complete | Complete | NA | Executed | Not in Report | 3 | POTENTIA-VIRIDI - 1 | POTENTIA-VIRIDI - 2 | POTENTIA-VIRIDI - 3 | 1 | 1 | 400 | 2028 | Wind-Solar-Hybrid | 0.15 | 0.5 | Tesla | 500 | No ResID | No Project Name | 0 | 0 | 0 | 0 | 0 | 0 | 0 | 0 | 408.8 | 410.04 | 405.9 | 405.9 | 400 | 0 | 0 | 410.04 | 0 | 0 | 0 | 408.8 | 0 | 0 | 0
STEEL CITY BATTERY STORAGE | 1705 | 2020-04-15 | 2020-04-15 07:00 | ACTIVE | C13 | Generating Facility Type-1: Storage; Generating Facility Fuel-1: Battery; MWs MW-1: 675 | 220 | Energy Only |  |  | Group 3 | CONTRA COSTA | CA | PGAE | Northern | Pittsburg 230 kV | 2025-06-30 07:00 | 2029-03-01 08:00 |  | NA | Complete | Complete | NA | Executed | Not in Report | 1 | STEEL CITY BATTERY STORAGE - 1 |  |  | 0 | 0 | 0 | 2029 | Battery | 0.15 | 0.5 | Pittsburg | 230 | No ResID | No Project Name | 0 | 0 | 0 | 0 | 0 | 0 | 0 | 0 | 675 | 0 | 0 | 675 | 0 | 0 | 0 | 0 | 0 | 0 | 0 | 0 | 0 | 0 | 0
ROSEMARY | 1709 | 2020-04-10 | 2020-04-15 07:00 | ACTIVE | C13 | Photovoltaic | Storage |  | Solar | Battery |  | 36.1746 | 36.1746 |  | 35 | Full Capacity |  | Off-Peak Deliverability | Group D | FRESNO | CA | PGAE | Northern | Crescent 70 kV | 2023-12-01 08:00 | 2028-04-30 07:00 |  | NA | Complete | Complete | NA | Executed | Not in Report | 2 | ROSEMARY - 1 | ROSEMARY - 2 |  | 1 | 1 | 35 | 2028 | Solar-Hybrid | 0.15 | 0.5 | Crescent | 70 | No ResID | No Project Name | 0 | 0 | 0 | 0 | 0 | 0 | 0 | 0 | 36.1746 | 0 | 0 | 0 | 35 | 0 | 0 | 36.1746 | 0 | 0 | 0 | 0 | 0 | 0 | 0
LEAD | 1713 | 2020-04-15 | 2020-04-15 07:00 | ACTIVE | C13 | Generating Facility Type-1: Storage; Generating Facility Fuel-1: Battery; MWs MW-1: 32.7 | 32 | Partial Capacity |  |  | Group B | KINGS | CA | PGAE | Fresno | GWF Hanford 115 kV | 2023-08-01 07:00 | 2024-12-01 08:00 |  | NA | Complete | Complete | NA | Executed | Not in Report | 1 | LEAD - 1 |  |  | 1 | 0 | 0 | 2025 | Battery | 0.15 | 0.5 | GWF Hanford | 115 | GWFPWR_1_LEDBT1 | Lead BESS 2 | 0 | 21 | 0 | 0 | 0 | 21 | 0 | 0 | 11.7 | 0 | 0 | 11.7 | 0 | 0 | 0 | 0 | 0 | 0 | 0 | 0 | 0 | 0 | 0
GONZAGA HYBRID | 1718 | 2020-04-14 | 2020-04-15 07:00 | ACTIVE | C13 | Storage | Wind Turbine |  | Battery | Wind Turbine |  | 54.94 | 60.45 |  | 103.65 | Full Capacity |  | Off-Peak Deliverability | Group B | MERCED | CA | PGAE | Fresno | Los Banos 70 kV | 2024-07-01 07:00 | 2026-03-31 07:00 |  | NA | Complete | Complete | NA | Executed | Not in Report | 2 | GONZAGA HYBRID - 1 | GONZAGA HYBRID - 2 |  | 1 | 1 | 103.65 | 2026 | Wind-Hybrid | 0.15 | 0.5 | Los Banos | 230 | 0 | Gonzaga Hybrid | 0 | 0 | 0 | 60.5 | 0 | 0 | 0 | 60.5 | 54.94 | 0 | 0 | 54.94 | 54.94 | 0 | 0 | 0 | 0 | 0 | 0 | 0 | 0 | 0 | 0
ZETA | 1728 | 2020-04-10 | 2020-04-15 07:00 | ACTIVE | C13 | Storage | Photovoltaic |  | Battery | Solar |  | 77.4774 | 77.4774 |  | 75 | Full Capacity |  | Off-Peak Deliverability | Group B | MERCED | CA | PGAE | Fresno | Mercy Springs 70 kV | 2023-12-01 08:00 | 2027-05-26 07:00 |  | NA | Complete | Complete | NA | Executed | Not in Report | 2 | ZETA - 1 | ZETA - 2 |  | 1 | 1 | 75 | 2027 | Solar-Hybrid | 0.15 | 0.5 | Mercy Springs | 70 | No ResID | No Project Name | 0 | 75 | 0 | 75 | 0 | 75 | 0 | 75 | 0 | 2.4774 | 0 | 0 | 0 | 0 | 0 | 2.4774 | 0 | 0 | 0 | 0 | 0 | 0 | 0
HAWKINS SOLAR HYBRID | 1736 | 2020-04-01 | 2020-04-15 07:00 | ACTIVE | C13 | Photovoltaic | Storage |  | Solar | Battery |  | 250 | 250 |  | 250 | Partial Capacity | 76.75 | Off-Peak Deliverability | Group D | KERN | CA | PGAE | Kern | Arco 230 kV | 2024-04-01 07:00 | 2027-05-01 07:00 |  | NA | Complete | Complete | NA | In Progress | Not in Report | 2 | HAWKINS SOLAR HYBRID - 1 | HAWKINS SOLAR HYBRID - 2 |  | 1 | 0.7675 | 191.875 | 2027 | Solar-Hybrid | 0.15 | 0.5 | Arco | 230 | No ResID | No Project Name | 0 | 0 | 0 | 0 | 0 | 0 | 0 | 0 | 250 | 250 | 0 | 250 | 191.875 | 0 | 0 | 250 | 0 | 0 | 0 | 0 | 0 | 0 | 0
PUFF HYBRID SOLAR | 1740 | 2020-04-14 | 2020-04-15 07:00 | ACTIVE | C13 | Storage | Photovoltaic |  | Battery | Solar |  | 101.8 | 101.8 |  | 100 | Full Capacity |  | Off-Peak Deliverability | Group D | KERN | CA | PGAE | Kern | Arco 230 kV | 2024-11-30 08:00 |  |  | NA | Complete | Complete | NA |  | Not in Report | 2 | PUFF HYBRID SOLAR - 1 | PUFF HYBRID SOLAR - 2 |  | 1 | 1 | 100 | 2025 | Solar-Hybrid | 0.15 | 0.5 | Arco | 230 | No ResID | No Project Name | 0 | 0 | 0 | 0 | 0 | 0 | 0 | 0 | 101.8 | 101.8 | 0 | 101.8 | 100 | 0 | 0 | 101.8 | 0 | 0 | 0 | 0 | 0 | 0 | 0
CRYSTAL FLATS | 1744 | 2020-04-02 | 2020-04-15 07:00 | ACTIVE | C13 | Solar Thermal | Storage |  | Solar | Battery |  | 103.455 | 51.401 |  | 100 | Energy Only |  | Off-Peak Deliverability | Group D | KERN | CA | PGAE | Kern | Lamont 115 kV | 2023-10-31 07:00 | 2030-12-26 08:00 |  | NA | Complete | Complete | NA | Executed | Not in Report | 2 | CRYSTAL FLATS - 1 | CRYSTAL FLATS - 2 |  | 0 | 0 | 0 | 2031 | Solar-Hybrid | 0.15 | 0.5 | Lamont | 115 | No ResID | No Project Name | 0 | 0 | 0 | 0 | 0 | 0 | 0 | 0 | 103.455 | 51.401 | 0 | 51.401 | 0 | 0 | 0 | 103.455 | 0 | 0 | 0 | 0 | 0 | 0 | 0
SUNRISE POWER IMPROVEMENT | 1745 | 2020-04-06 | 2020-04-15 07:00 | ACTIVE | C13 | Generating Facility Type-1: Combined Cycle; Generating Facility Fuel-1: Natural Gas; MWs MW-1: 655.7 | 35 | Energy Only |  |  | Other | KERN | CA | PGAE | Kern | Midway 230 kV | 2023-06-01 07:00 | 2024-05-11 07:00 |  | NA | Complete | Complete | NA |  | Not in Report | 1 | SUNRISE POWER IMPROVEMENT - 1 |  |  | 0 | 0 | 0 | 2024 | Natural Gas | 0.15 | 0.5 | Midway | 230 | No ResID | No Project Name | 0 | 0 | 0 | 0 | 0 | 0 | 0 | 0 | 655.7 | 0 | 0 | 0 | 0 | 0 | 0 | 0 | 0 | 0 | 0 | 0 | 0 | 0 | 0
WHALE ROCK ENERGY | 1749 | 2020-04-13 | 2020-04-15 07:00 | ACTIVE | C13 | Generating Facility Type-1: Storage; Generating Facility Fuel-1: Battery; MWs MW-1: 75 | 299.65 | Energy Only |  | Off-Peak Deliverability | Group 3 | SAN LUIS OBISPO | CA | PGAE | Kern | Caliente 230 kV | 2024-12-31 08:00 | 2031-04-27 07:00 |  | NA | Complete | Complete | NA | In Progress | Not in Report | 1 | WHALE ROCK ENERGY - 1 |  |  | 0 | 0 | 0 | 2031 | Battery | 0.15 | 0.5 | Caliente | 230 | No ResID | No Project Name | 0 | 0 | 0 | 0 | 0 | 0 | 0 | 0 | 75 | 0 | 0 | 75 | 0 | 0 | 0 | 0 | 0 | 0 | 0 | 0 | 0 | 0 | 0
WINDWALKER OFFSHORE | 1750 | 2020-04-11 | 2020-04-15 07:00 | ACTIVE | C13 | Generating Facility Type-1: Wind Turbine; Generating Facility Fuel-1: Wind Turbine; MWs MW-1: 1028.94 | 1000 | Full Capacity |  | Off-Peak Deliverability | Group 3 | SAN LUIS OBISPO | CA | PGAE | Kern | Diablo Canyon 500 kV | 2027-03-31 07:00 | 2028-02-12 08:00 |  | NA | Complete | Complete | NA | Executed | Not in Report | 1 | WINDWALKER OFFSHORE - 1 |  |  | 1 | 1 | 1000 | 2028 | Wind Turbine | 0.15 | 0.5 | Diablo Canyon | 500 | No ResID | No Project Name | 0 | 0 | 0 | 0 | 0 | 0 | 0 | 0 | 1028.94 | 0 | 0 | 0 | 0 | 0 | 0 | 0 | 0 | 0 | 0 | 1028.94 | 1000 | 0 | 0
WINSTON HYBRID PV AND BESS | 1751 | 2020-04-08 | 2020-04-15 07:00 | ACTIVE | C13 | Storage | Photovoltaic |  | Battery | Solar |  | 102 | 204 |  | 200 | Full Capacity |  | Off-Peak Deliverability | Group A | KERN | CA | PGAE | Kern | Midway 115 kV | 2025-03-01 08:00 | 2028-12-10 08:00 |  | NA | Complete | Complete | NA | Executed | Not in Report | 2 | WINSTON HYBRID PV AND BESS - 1 | WINSTON HYBRID PV AND BESS - 2 |  | 1 | 1 | 200 | 2029 | Solar-Hybrid | 0.15 | 0.5 | Midway | 115 | No ResID | No Project Name | 0 | 0 | 0 | 0 | 0 | 0 | 0 | 0 | 102 | 204 | 0 | 102 | 102 | 0 | 0 | 204 | 196 | 0 | 0 | 0 | 0 | 0 | 0
COBALT | 1757 | 2020-04-11 | 2020-04-15 07:00 | ACTIVE | C13 | Storage | Photovoltaic |  | Battery | Solar |  | 256.202 | 256.41 |  | 250 | Energy Only |  | Off-Peak Deliverability | Group 3 | RIVERSIDE | CA | SCE | Eastern | Colorado River Substation 220kV | 2023-10-31 07:00 | 2027-05-31 07:00 |  | NA | Complete | Complete | NA | Executed | Not in Report | 2 | COBALT - 1 | COBALT - 2 |  | 0 | 0 | 0 | 2027 | Solar-Hybrid | 0.13 | 0.48 | Colorado River | 230 | No ResID | No Project Name | 0 | 0 | 0 | 0 | 0 | 0 | 0 | 0 | 256.202 | 256.41 | 0 | 256.202 | 0 | 0 | 0 | 256.41 | 0 | 0 | 0 | 0 | 0 | 0 | 0
DESERT SANDS | 1758 | 2020-04-15 | 2020-04-15 07:00 | ACTIVE | C13 | Generating Facility Type-1: Storage; Generating Facility Fuel-1: Battery; MWs MW-1: 300 | 300 | Full Capacity |  | Off-Peak Deliverability | Group B | RIVERSIDE | CA | SCE | Eastern | Devers Substation 230kV | 2024-11-30 08:00 | 2035-03-31 07:00 |  | NA | Complete | Complete | NA |  | 1 | 1 | DESERT SANDS - 1 |  |  | 1 | 1 | 300 | 2035 | Battery | 0.13 | 0.48 | Devers | 230 | No ResID | No Project Name | 0 | 300 | 0 | 0 | 0 | 300 | 0 | 0 | 0 | 0 | 0 | 0 | 0 | 0 | 0 | 0 | 0 | 0 | 0 | 0 | 0 | 0 | 0
GRACE ENERGY CENTER | 1761 | 2020-04-14 | 2020-04-15 07:00 | ACTIVE | C13 | Photovoltaic | Storage |  | Solar | Battery |  | 508.56 | 508.56 |  | 500 | Partial Capacity | 10 | Off-Peak Deliverability | Group B | RIVERSIDE | CA | SCE | Eastern | Colorado River Substation 230kV | 2024-11-30 08:00 | 2027-05-31 07:00 |  | NA | Complete | Complete | NA | Executed | 0.1 | 2 | GRACE ENERGY CENTER - 1 | GRACE ENERGY CENTER - 2 |  | 1 | 0.1 | 50 | 2027 | Solar-Hybrid | 0.13 | 0.48 | Colorado River | 230 | No ResID | No Project Name | 0 | 500 | 0 | 30 | 0 | 500 | 0 | 30 | 8.56 | 478.56 | 0 | 478.56 | 20 | 0 | 0 | 8.56 | 0 | 0 | 0 | 0 | 0 | 0 | 0
PORTA | 1763 | 2020-04-09 | 2020-04-15 07:00 | ACTIVE | C13 | Storage | Photovoltaic | Wind Turbine | Battery | Solar | Wind Turbine | 204.16 | 203.76 | 207.2 | 200 | Energy Only |  | Off-Peak Deliverability | Group B | RIVERSIDE | CA | SCE | Eastern | DEVERS SUBSTATION 220kV | 2024-12-15 08:00 | 2029-01-31 08:00 |  | NA | Complete | Complete | NA |  | Not in Report | 3 | PORTA - 1 | PORTA - 2 | PORTA - 3 | 0 | 0 | 0 | 2029 | Wind-Solar-Hybrid | 0.13 | 0.48 | Devers | 230 | No ResID | No Project Name | 0 | 0 | 0 | 0 | 0 | 0 | 0 | 0 | 204.16 | 203.76 | 207.2 | 204.16 | 0 | 0 | 0 | 203.76 | 0 | 0 | 0 | 207.2 | 0 | 0 | 0
SAPPHIRE SOLAR | 1764 | 2020-04-07 | 2020-04-15 07:00 | ACTIVE | C13 | Storage | Photovoltaic |  | Battery | Solar |  | 117 | 117 |  | 117 | Full Capacity |  | Off-Peak Deliverability | Group A | RIVERSIDE | CA | SCE | Eastern | Red Bluff Substation 230kV | 2024-12-01 08:00 | 2034-12-31 08:00 |  | NA | Complete | Complete | NA | Executed | 1 | 2 | SAPPHIRE SOLAR - 1 | SAPPHIRE SOLAR - 2 |  | 1 | 1 | 117 | 2035 | Solar-Hybrid | 0.13 | 0.48 | Red Bluff | 230 | No ResID | No Project Name | 0 | 0 | 0 | 0 | 0 | 0 | 0 | 0 | 117 | 117 | 0 | 117 | 117 | 0 | 0 | 117 | 0 | 0 | 0 | 0 | 0 | 0 | 0
COMMERCE ENERGY STORAGE 2 | 1766 | 2020-04-14 | 2020-04-15 07:00 | ACTIVE | C13 | Generating Facility Type-1: Storage; Generating Facility Fuel-1: Battery; MWs MW-1: 250 | 250 | Full Capacity |  |  | Group 3 | LOS ANGELES | CA | SCE | Metro | Laguna Bell Substation 230kV | 2023-12-01 08:00 | 2026-03-15 07:00 |  | NA | Complete | Complete | NA |  | Not in Report | 1 | COMMERCE ENERGY STORAGE 2 - 1 |  |  | 1 | 1 | 250 | 2026 | Battery | 0.13 | 0.48 | Laguna Bell | 230 | No ResID | No Project Name | 0 | 0 | 0 | 0 | 0 | 0 | 0 | 0 | 0 | 0 | 0 | 0 | 250 | 0 | 0 | 0 | 0 | 0 | 0 | 0 | 0 | 0 | 0
ROADHOUSE STORAGE | 1768 | 2020-04-15 | 2020-04-15 07:00 | ACTIVE | C13 | Generating Facility Type-1: Storage; Generating Facility Fuel-1: Battery; MWs MW-1: 312.96 | 300 | Full Capacity |  |  | Group 3 | SAN BERNARDINO | CA | SCE | Metro | Mira Loma Substation 230kV | 2024-11-30 08:00 | 2027-06-12 07:00 |  | NA | Complete | Complete | NA | Executed | Not in Report | 1 | ROADHOUSE STORAGE - 1 |  |  | 1 | 1 | 300 | 2027 | Battery | 0.13 | 0.48 | Mira Loma | 230 | No ResID | No Project Name | 0 | 0 | 0 | 0 | 0 | 0 | 0 | 0 | 312.96 | 0 | 0 | 312.96 | 300 | 0 | 0 | 0 | 0 | 0 | 0 | 0 | 0 | 0 | 0
OVERNIGHT SOLAR | 1774 | 2020-04-09 | 2020-04-15 07:00 | ACTIVE | C13 | Photovoltaic | Storage |  | Solar | Battery |  | 150 | 150 |  | 150 | Full Capacity |  | Off-Peak Deliverability | Group A | SAN BERNARDINO | CA | SCE | NOL | Kramer Substation 230kV | 2024-10-31 07:00 | 2027-05-01 07:00 |  | NA | Complete | Complete | NA | Executed | 1 | 2 | OVERNIGHT SOLAR - 1 | OVERNIGHT SOLAR - 2 |  | 1 | 1 | 150 | 2027 | Solar-Hybrid | 0.13 | 0.48 | Kramer | 230 | No ResID | No Project Name | 0 | 150 | 0 | 0 | 0 | 150 | 0 | 0 | 0 | 0 | 0 | 0 | 150 | 0 | 0 | 0 | 0 | 0 | 0 | 0 | 0 | 0 | 0
SEGS EXPANSION 2 HYBRID | 1775 | 2020-04-11 | 2020-04-15 07:00 | ACTIVE | C13 | Storage | Photovoltaic |  | Battery | Solar |  | 45 | 100 |  | 100 | Energy Only |  | Off-Peak Deliverability | Group B | SAN BERNARDINO | CA | SCE | NOL | Kramer Junction Substation 230kV | 2023-12-15 08:00 | 2026-11-02 08:00 |  | NA | Complete | Complete | NA | Executed | Not in Report | 2 | SEGS EXPANSION 2 HYBRID - 1 | SEGS EXPANSION 2 HYBRID - 2 |  | 0 | 0 | 0 | 2027 | Solar-Hybrid | 0.13 | 0.48 | Kramer | 230 | No ResID | No Project Name | 0 | 0 | 0 | 0 | 0 | 0 | 0 | 0 | 45 | 100 | 0 | 45 | 0 | 0 | 0 | 100 | 0 | 0 | 0 | 0 | 0 | 0 | 0
VENTOSO | 1776 | 2020-04-11 | 2020-04-15 07:00 | ACTIVE | C13 | Wind Turbine | Photovoltaic | Storage | Wind Turbine | Solar | Battery | 212.18 | 206.59 | 204.16 | 200 | Energy Only |  | Off-Peak Deliverability | Group B | SAN BERNARDINO | CA | SCE | NOL | COOLWATER SUBSTATION 115kV | 2024-12-15 08:00 | 2027-10-01 07:00 |  | NA | Complete | Complete | NA | Executed | Not in Report | 3 | VENTOSO - 1 | VENTOSO - 2 | VENTOSO - 3 | 0 | 0 | 0 | 2027 | Wind-Solar-Hybrid | 0.13 | 0.48 | Coolwater | 230 | No ResID | No Project Name | 0 | 0 | 0 | 0 | 0 | 0 | 0 | 0 | 212.18 | 206.59 | 204.16 | 204.16 | 0 | 0 | 0 | 206.59 | 0 | 0 | 0 | 212.18 | 0 | 0 | 0
BELLEFIELD 3 SOLAR FARM | 1779 | 2020-04-01 | 2020-04-15 07:00 | ACTIVE | C13 | Storage | Photovoltaic |  | Battery | Solar |  | 150 | 150 |  | 150 | Energy Only |  | Off-Peak Deliverability | Group B | KERN | CA | SCE | Northern | Windhub Substation 230kV | 2023-04-01 07:00 | 2027-04-01 07:00 |  | NA | Complete | Complete | NA | Executed | Not in Report | 2 | BELLEFIELD 3 SOLAR FARM - 1 | BELLEFIELD 3 SOLAR FARM - 2 |  | 0 | 0 | 0 | 2027 | Solar-Hybrid | 0.13 | 0.48 | Windhub | 230 | No ResID | No Project Name | 0 | 0 | 0 | 0 | 0 | 0 | 0 | 0 | 150 | 150 | 0 | 150 | 0 | 0 | 0 | 150 | 0 | 0 | 0 | 0 | 0 | 0 | 0
WILLOW ROCK ENERGY STORAGE | 1782 | 2020-04-15 | 2020-04-15 07:00 | ACTIVE | C13 | Storage | Other |  | Battery | Other |  | 108 | 512 |  | 500 | Full Capacity |  | Off-Peak Deliverability | Group 3 | KERN | CA | SCE | Northern | Whirlwind Substation 230kV | 2023-06-01 07:00 | 2028-03-31 07:00 |  | NA | Complete | Complete | NA | Executed | Not in Report | 2 | WILLOW ROCK ENERGY STORAGE - 1 | WILLOW ROCK ENERGY STORAGE - 2 |  | 1 | 1 | 500 | 2028 | LDES | 0.13 | 0.48 | Whirlwind | 230 | No ResID | No Project Name | 0 | 0 | 0 | 200 | 0 | 0 | 0 | 200 | 108 | 312 | 0 | 108 | 108 | 312 | 300 | 0 | 0 | 0 | 0 | 0 | 0 | 0 | 0
SHOALS ENERGY STORAGE | 1783 | 2020-04-15 | 2020-04-15 07:00 | ACTIVE | C13 | Generating Facility Type-1: Storage; Generating Facility Fuel-1: Battery; MWs MW-1: 409 | 400 | Full Capacity |  |  | Group D | VENTURA | CA | SCE | Northern | Mandalay Switchyard 220kV | 2023-07-01 07:00 | 2030-10-08 07:00 |  | NA | Complete | Complete | NA |  | Not in Report | 1 | SHOALS ENERGY STORAGE - 1 |  |  | 1 | 1 | 400 | 2031 | Battery | 0.13 | 0.48 | Mandalay | 230 | No ResID | No Project Name | 0 | 0 | 0 | 0 | 0 | 0 | 0 | 0 | 409 | 0 | 0 | 409 | 400 | 0 | 0 | 0 | 0 | 0 | 0 | 0 | 0 | 0 | 0
KEYHOLE WIND | 1784 | 2020-04-06 | 2020-04-15 07:00 | ACTIVE | C13 | Generating Facility Type-1: Wind Turbine; Generating Facility Fuel-1: Wind Turbine; MWs MW-1: 100 | 100 | Full Capacity |  | Off-Peak Deliverability | Group A | KERN | CA | SCE | Northern | Whirlwind Substation 230kV | 2024-12-01 08:00 | 2028-06-28 07:00 |  | NA | Complete | Complete | NA | Executed | 1 | 1 | KEYHOLE WIND - 1 |  |  | 1 | 1 | 100 | 2028 | Wind Turbine | 0.13 | 0.48 | Whirlwind | 230 | No ResID | No Project Name | 0 | 0 | 0 | 0 | 0 | 0 | 0 | 0 | 100 | 0 | 0 | 0 | 0 | 0 | 0 | 0 | 0 | 0 | 0 | 100 | 100 | 0 | 0
REXFORD 2 SOLAR FARM | 1789 | 2020-04-01 | 2020-04-15 07:00 | ACTIVE | C13 | Storage | Photovoltaic |  | Battery | Solar |  | 200 | 200 |  | 200 | Full Capacity |  | Off-Peak Deliverability | Group D | TULARE | CA | SCE | Northern | Vestal Substation 230kV | 2023-04-01 07:00 | 2026-09-01 07:00 |  | NA | Complete | Complete | NA |  | Not in Report | 2 | REXFORD 2 SOLAR FARM - 1 | REXFORD 2 SOLAR FARM - 2 |  | 1 | 1 | 200 | 2026 | Solar-Hybrid | 0.13 | 0.48 | Vestal | 230 | No ResID | No Project Name | 0 | 0 | 0 | 0 | 0 | 0 | 0 | 0 | 200 | 200 | 0 | 200 | 200 | 0 | 0 | 200 | 0 | 0 | 0 | 0 | 0 | 0 | 0
SANBORN HYBRID 4 | 1790 | 2020-04-10 | 2020-04-15 07:00 | ACTIVE | C13 | Storage | Photovoltaic |  | Battery | Solar |  | 50 | 50 |  | 100 | Energy Only |  | Off-Peak Deliverability | Group B | KERN | CA | SCE | Northern | Windhub Substation 230kV | 2022-12-15 08:00 | 2025-10-01 07:00 |  | NA | Complete | Complete | NA | Executed | Not in Report | 2 | SANBORN HYBRID 4 - 1 | SANBORN HYBRID 4 - 2 |  | 0 | 0 | 0 | 2025 | Solar-Hybrid | 0.13 | 0.48 | Windhub | 230 | No ResID | No Project Name | 0 | 0 | 0 | 0 | 0 | 0 | 0 | 0 | 50 | 50 | 0 | 50 | 0 | 0 | 0 | 50 | 0 | 0 | 0 | 0 | 0 | 0 | 0
SANBORN 5 HYBRID | 1791 | 2020-04-10 | 2020-04-15 07:00 | ACTIVE | C13 | Generating Facility Type-1: Storage; Generating Facility Fuel-1: Battery; MWs MW-1: 574.8854 | 550 | Energy Only |  |  | Group D | KERN | CA | SCE | Northern | Windhub Substation 230kV | 2024-12-15 08:00 | 2027-05-01 07:00 |  | NA | Complete | Complete | NA | Executed | Not in Report | 1 | SANBORN 5 HYBRID - 1 |  |  | 0 | 0 | 0 | 2027 | Battery | 0.13 | 0.48 | Windhub | 230 | No ResID | No Project Name | 0 | 0 | 0 | 0 | 0 | 0 | 0 | 0 | 574.8854 | 0 | 0 | 574.8854 | 0 | 0 | 0 | 0 | 0 | 0 | 0 | 0 | 0 | 0 | 0
SEQUOIA | 1792 | 2020-04-03 | 2020-04-15 07:00 | ACTIVE | C13 | Storage | Photovoltaic |  | Battery | Solar |  | 200 | 200 |  | 200 | Full Capacity |  | Off-Peak Deliverability | Group D | TULARE | CA | SCE | Northern | Vestal Substation 230 kV | 2023-10-31 07:00 | 2031-04-01 07:00 |  | NA | Complete | Complete | NA |  | Not in Report | 2 | SEQUOIA - 1 | SEQUOIA - 2 |  | 1 | 1 | 200 | 2031 | Solar-Hybrid | 0.13 | 0.48 | Vestal | 230 | No ResID | No Project Name | 0 | 0 | 0 | 0 | 0 | 0 | 0 | 0 | 200 | 200 | 0 | 200 | 200 | 0 | 0 | 200 | 0 | 0 | 0 | 0 | 0 | 0 | 0
ARIDA 3 SOLAR FARM | 1795 | 2020-04-01 | 2020-04-15 07:00 | ACTIVE | C13 | Storage | Photovoltaic |  | Battery | Solar |  | 450 | 450 |  | 450 | Full Capacity |  | Off-Peak Deliverability | Group 3 | CLARK | NV | SCE | EOP | Mohave Substation 500kV | 2025-04-01 07:00 | 2030-07-01 07:00 |  | NA | Complete | Complete | NA |  | Not in Report | 2 | ARIDA 3 SOLAR FARM - 1 | ARIDA 3 SOLAR FARM - 2 |  | 1 | 1 | 450 | 2030 | Solar-Hybrid | 0.13 | 0.48 | Mira Loma | 500 | No ResID | No Project Name | 0 | 0 | 0 | 0 | 0 | 0 | 0 | 0 | 450 | 450 | 0 | 450 | 450 | 0 | 0 | 450 | 0 | 0 | 0 | 0 | 0 | 0 | 0
DELAMAR ENERGY STORAGE | 1796 | 2020-04-14 | 2020-04-15 07:00 | ACTIVE | C13 | Generating Facility Type-1: Storage; Generating Facility Fuel-1: Battery; MWs MW-1: 256.29 | 250 | Full Capacity |  |  | Group D | CLARK | NV | SCE | EOP | Eldorado Substation 230kV | 2024-08-01 07:00 | 2027-06-01 07:00 |  | NA | Complete | Complete | NA | Executed | Not in Report | 1 | DELAMAR ENERGY STORAGE - 1 |  |  | 1 | 1 | 250 | 2027 | Battery | 0.13 | 0.48 | Eldorado | 230 | No ResID | No Project Name | 0 | 0 | 0 | 0 | 0 | 0 | 0 | 0 | 256.29 | 0 | 0 | 256.29 | 250 | 0 | 0 | 0 | 0 | 0 | 0 | 0 | 0 | 0 | 0
CALVADA SPRINGS SOLAR | 1798 | 2020-04-08 | 2020-04-15 07:00 | ACTIVE | C13 | Photovoltaic | Storage |  | Solar | Battery |  | 250 | 250 |  | 250 | Full Capacity |  | Off-Peak Deliverability | Group D | INYO | CA | GLW | EOP | Trout Canyon Substation 230 kV | 2022-12-16 08:00 | 2027-12-31 08:00 |  | NA | Complete | Complete | NA | Executed | Not in Report | 2 | CALVADA SPRINGS SOLAR - 1 | CALVADA SPRINGS SOLAR - 2 |  | 1 | 1 | 250 | 2028 | Solar-Hybrid | 0.08 | 0.48 | Trout Canyon | 230 | No ResID | No Project Name | 0 | 0 | 0 | 0 | 0 | 0 | 0 | 0 | 250 | 250 | 0 | 250 | 250 | 0 | 0 | 250 | 0 | 0 | 0 | 0 | 0 | 0 | 0
ROUGH HAT 2 | 1799 | 2020-04-02 | 2020-04-15 07:00 | ACTIVE | C13 | Storage | Photovoltaic |  | Battery | Solar |  | 203.8 | 203.8 |  | 200 | Full Capacity |  | Off-Peak Deliverability | Group A | CLARK | NV | GLW | EOP | Trout Canyon Substation 230 kV | 2024-09-30 07:00 | 2027-12-01 08:00 |  | NA | Complete | Complete | NA | Executed | Not in Report | 2 | ROUGH HAT 2 - 1 | ROUGH HAT 2 - 2 |  | 1 | 1 | 200 | 2028 | Solar-Hybrid | 0.08 | 0.48 | Trout Canyon | 230 | No ResID | No Project Name | 0 | 0 | 0 | 0 | 0 | 0 | 0 | 0 | 203.8 | 203.8 | 0 | 203.8 | 200 | 0 | 0 | 203.8 | 0 | 0 | 0 | 0 | 0 | 0 | 0
PURPLE SAGE ENERGY CENTER | 1800 | 2020-03-31 | 2020-04-15 07:00 | ACTIVE | C13 | Storage | Photovoltaic |  | Battery | Solar |  | 408.24 | 409.2 |  | 400 | Full Capacity |  | Off-Peak Deliverability | Group A | CLARK | NV | GLW | EOP | Trout Canyon Substation 230 kV | 2024-12-31 08:00 | 2027-12-31 08:00 |  | NA | Complete | Complete | NA | Executed | Not in Report | 2 | PURPLE SAGE ENERGY CENTER - 1 | PURPLE SAGE ENERGY CENTER - 2 |  | 1 | 1 | 400 | 2028 | Solar-Hybrid | 0.08 | 0.48 | Trout Canyon | 230 | No ResID | No Project Name | 0 | 400 | 0 | 400 | 0 | 400 | 0 | 400 | 8.24 | 9.2 | 0 | 8.24 | 0 | 0 | 0 | 9.2 | 0 | 0 | 0 | 0 | 0 | 0 | 0
WATER ROCK SOLAR 1 | 1801 | 2020-04-02 | 2020-04-15 07:00 | ACTIVE | C13 | Photovoltaic | Storage |  | Solar | Battery |  | 200 | 200 |  | 200 | Full Capacity |  | Off-Peak Deliverability | Group D | NYE | NV | GLW | EOP | Gamebird Substation 230 kV | 2025-12-01 08:00 | 2027-12-01 08:00 |  | NA | Complete | Complete | NA | Executed | Not in Report | 2 | WATER ROCK SOLAR 1 - 1 | WATER ROCK SOLAR 1 - 2 |  | 1 | 1 | 200 | 2028 | Solar-Hybrid | 0.08 | 0.48 | Carpenter Canyon (fka Gamebird) | 230 | No ResID | No Project Name | 0 | 0 | 0 | 0 | 0 | 0 | 0 | 0 | 200 | 200 | 0 | 200 | 200 | 0 | 0 | 200 | 0 | 0 | 0 | 0 | 0 | 0 | 0
CAPTIVA ENERGY STORAGE | 1806 | 2020-04-14 | 2020-04-15 07:00 | ACTIVE | C13 | Generating Facility Type-1: Storage; Generating Facility Fuel-1: Battery; MWs MW-1: 256.875 | 250 | Full Capacity |  |  | Group 3 | ORANGE | CA | SDGE | SDGE | Trabuco - Capistrano 138 kV Line | 2024-06-01 07:00 | 2028-06-01 07:00 |  | NA | Complete | Complete | NA | Executed | Not in Report | 1 | CAPTIVA ENERGY STORAGE - 1 |  |  | 1 | 1 | 250 | 2028 | Battery | 0.06 | 0.35 | Capistrano | 138 | 0 | Captiva Energy Storage | 0 | 0 | 0 | 0 | 0 | 0 | 0 | 0 | 256.875 | 0 | 0 | 256.875 | 250 | 0 | 0 | 0 | 0 | 0 | 0 | 0 | 0 | 0 | 0
EAST FIELD ENERGY STORAGE | 1810 | 2020-04-15 | 2020-04-15 07:00 | ACTIVE | C13 | Generating Facility Type-1: Storage; Generating Facility Fuel-1: Battery; MWs MW-1: 312.96 | 300.01 | Energy Only |  |  | Group B | SAN DIEGO | CA | SDGE | SDGE | Otay Mesa Switchyard 230 kV | 2024-11-30 08:00 | 2027-06-25 07:00 |  | NA | Complete | Complete | NA | Executed | Not in Report | 1 | EAST FIELD ENERGY STORAGE - 1 |  |  | 0 | 0 | 0 | 2027 | Battery | 0.06 | 0.35 | Otay Mesa | 230 | No ResID | No Project Name | 0 | 0 | 0 | 0 | 0 | 0 | 0 | 0 | 312.96 | 0 | 0 | 312.96 | 0 | 0 | 0 | 0 | 0 | 0 | 0 | 0 | 0 | 0 | 0
DATELAND ENERGY COMPLEX | 1812 | 2020-04-01 | 2020-04-15 07:00 | ACTIVE | C13 | Photovoltaic | Storage |  | Solar | Battery |  | 237.5 | 112.5 |  | 350 | Full Capacity |  | Off-Peak Deliverability | Group 3 | YUMA | AZ | SDGE | SDGE | Hoodoo Wash Switchyard 500 kV | 2024-12-01 08:00 | 2026-12-01 08:00 |  | NA | Complete | Complete | NA | Executed | Not in Report | 2 | DATELAND ENERGY COMPLEX - 1 | DATELAND ENERGY COMPLEX - 2 |  | 1 | 1 | 350 | 2027 | Solar-Hybrid | 0.06 | 0.35 | Hoodoo Wash | 500 | SRAPTA_5_DECBT1 | Dateland Energy Complex Sierra | 0 | 0 | 0 | 112.5 | 0 | 0 | 0 | 112.5 | 237.5 | 0 | 0 | 0 | 0 | 0 | 0 | 237.5 | 237.5 | 0 | 0 | 0 | 0 | 0 | 0
SADDLE MOUNTAIN SOLAR | 1818 | 2020-04-06 | 2020-04-15 07:00 | ACTIVE | C13 | Generating Facility Type-1: Photovoltaic; Generating Facility Fuel-1: Solar; MWs MW-1: 125 | 125 | Energy Only |  | Off-Peak Deliverability | Group B | MARICOPA | AZ | SDGE | SDGE | Hassayampa Common Bus 500 kV | 2023-02-10 08:00 | 2025-12-31 08:00 |  | NA | Complete | Complete | NA |  | Not in Report | 1 | SADDLE MOUNTAIN SOLAR - 1 |  |  | 0 | 0 | 0 | 2026 | Solar | 0.06 | 0.35 | Hassayampa | 500 | No ResID | No Project Name | 0 | 0 | 0 | 75 | 0 | 0 | 0 | 75 | 125 | 0 | 0 | 0 | 0 | 0 | 0 | 125 | 0 | 0 | 0 | 0 | 0 | 0 | 0
SCAFELL STORAGE | 1820 | 2020-04-12 | 2020-04-15 07:00 | ACTIVE | C13 | Generating Facility Type-1: Storage; Generating Facility Fuel-1: Battery; MWs MW-1: 52 | 50 | Energy Only |  |  | Group B | SAN DIEGO | CA | SDGE | SDGE | Creelman Substation 69 kV | 2022-11-15 08:00 | 2029-06-30 07:00 |  | NA | Complete | Complete | NA |  | Not in Report | 1 | SCAFELL STORAGE - 1 |  |  | 0 | 0 | 0 | 2029 | Battery | 0.06 | 0.35 | Creelman | 69 | No ResID | No Project Name | 0 | 0 | 0 | 0 | 0 | 0 | 0 | 0 | 52 | 0 | 0 | 52 | 0 | 0 | 0 | 0 | 0 | 0 | 0 | 0 | 0 | 0 | 0
SEGURO STORAGE | 1821 | 2020-04-15 | 2020-04-15 07:00 | ACTIVE | C13 | Generating Facility Type-1: Storage; Generating Facility Fuel-1: Battery; MWs MW-1: 407 | 400 | Partial Capacity | 80 |  | Group A | SAN DIEGO | CA | SDGE | SDGE | Escondido Substation 230 kV | 2025-10-30 07:00 | 2032-05-14 07:00 |  | NA | Complete | Complete | NA |  | 0.8 | 1 | SEGURO STORAGE - 1 |  |  | 1 | 0.8 | 320 | 2032 | Battery | 0.06 | 0.35 | Escondido | 230 | No ResID | No Project Name | 0 | 0 | 0 | 0 | 0 | 0 | 0 | 0 | 407 | 0 | 0 | 407 | 320 | 0 | 0 | 0 | 0 | 0 | 0 | 0 | 0 | 0 | 0
VIENTO FRONTERIZO | 1824 | 2020-04-11 | 2020-04-15 07:00 | ACTIVE | C13 | Generating Facility Type-1: Wind Turbine; Generating Facility Fuel-1: Wind Turbine; MWs MW-1: 1001 | 972.82 | Energy Only |  | Off-Peak Deliverability | Group D | MUNICIPALITY OF TECATE | MX | SDGE | SDGE | East County Substation 500 kV | 2024-09-30 07:00 | 2032-08-28 07:00 |  | NA | Complete | Complete | NA |  | Not in Report | 1 | VIENTO FRONTERIZO - 1 |  |  | 0 | 0 | 0 | 2032 | Wind Turbine | 0.06 | 0.35 | ECO | 500 | No ResID | No Project Name | 0 | 0 | 0 | 0 | 0 | 0 | 0 | 0 | 1001 | 0 | 0 | 0 | 0 | 0 | 0 | 0 | 0 | 0 | 0 | 1001 | 0 | 0 | 0
WELLHEAD POWER PANOCHE, LLC | 1828 | 2019-12-24 | 2020-07-14 07:00 | ACTIVE | FT | Generating Facility Type-1: Storage; Generating Facility Fuel-1: Battery; MWs MW-1: 5 | 5 | Energy Only |  |  |  | FRESNO | CA | PGAE | Northern | Panoche 115 kV | 2021-04-01 07:00 | 2021-04-01 07:00 |  |  | NA | NA | NA |  | Not in Report | 1 | WELLHEAD POWER PANOCHE, LLC - 1 |  |  | 0 | 0 | 0 | 2021 | Battery | 0.15 | 0.5 | Panoche | 115 | No ResID | No Project Name | 0 | 0 | 0 | 0 | 0 | 0 | 0 | 0 | 5 | 0 | 0 | 5 | 0 | 0 | 0 | 0 | 0 | 0 | 0 | 0 | 0 | 0 | 0
MIDLAND ES | 1831 | 2020-12-08 | 2021-02-26 08:00 | ACTIVE | C14 | Generating Facility Type-1: Storage; Generating Facility Fuel-1: Battery; MWs MW-1: 405.4 | 400 | Full Capacity |  |  | Group D | SAN LUIS OBISPO | CA | PGAE | Northern | Morro Bay 230 kV | 2024-11-01 07:00 | 2032-03-01 08:00 |  | NA | Complete | Complete | NA |  | Not in Report | 1 | MIDLAND ES - 1 |  |  | 0 | 0 | 0 | 2032 | Battery | 0.15 | 0.5 | Morro Bay | 230 | No ResID | No Project Name | 0 | 0 | 0 | 0 | 0 | 0 | 0 | 0 | 405.4 | 0 | 0 | 405.4 | 0 | 0 | 0 | 0 | 0 | 0 | 0 | 0 | 0 | 0 | 0
CASCADE ENERGY STORAGE EXPANSION | 1835 | 2021-02-26 | 2021-05-03 07:00 | ACTIVE | ISP | Generating Facility Type-1: Storage; Generating Facility Fuel-1: Battery; MWs MW-1: 20.25 | 20 | Full Capacity |  |  |  | SAN JOAQUIN | CA | PGAE | Northern | Weber 60 kV | 2022-12-01 08:00 | 2024-10-02 07:00 |  | NA | Complete | Complete | NA |  | Not in Report | 1 | CASCADE ENERGY STORAGE EXPANSION - 1 |  |  | 1 | 1 | 20 | 2024 | Battery | 0.15 | 0.5 | Weber | 60 | CASCES_6_CESBT2 | Cascade Energy Storage Expansion | 0 | 20 | 0 | 0 | 0 | 20 | 0 | 0 | 0.25 | 0 | 0 | 0.25 | 0 | 0 | 0 | 0 | 0 | 0 | 0 | 0 | 0 | 0 | 0
TAMALPAIS ENERGY STORAGE | 1837 | 2021-04-03 | 2021-04-15 07:00 | ACTIVE | C14 | Generating Facility Type-1: Storage; Generating Facility Fuel-1: Battery; MWs MW-1: 313.7932 | 300 | Full Capacity |  |  |  | MARIN | CA | PGAE | NGBA | Ignacio 115 kV | 2025-06-01 07:00 | 2030-06-18 07:00 |  | NA | Complete | Complete | NA |  | Not in Report | 1 | TAMALPAIS ENERGY STORAGE - 1 |  |  | 0 | 0 | 0 | 2030 | Battery | 0.15 | 0.5 | Ignacio | 115 | No ResID | No Project Name | 0 | 0 | 0 | 0 | 0 | 0 | 0 | 0 | 313.7932 | 0 | 0 | 313.7932 | 0 | 0 | 0 | 0 | 0 | 0 | 0 | 0 | 0 | 0 | 0
BOREALIS ENERGY STORAGE | 1838 | 2021-04-02 | 2021-04-15 07:00 | ACTIVE | C14 | Generating Facility Type-1: Storage; Generating Facility Fuel-1: Battery; MWs MW-1: 313.7932 | 300 | Full Capacity |  |  | Group A | SONOMA | CA | PGAE | NGBA | Lakeville 115 kV | 2025-06-01 07:00 | 2030-06-18 07:00 |  | NA | Complete | Complete | NA |  | Not in Report | 1 | BOREALIS ENERGY STORAGE - 1 |  |  | 0 | 0 | 0 | 2030 | Battery | 0.15 | 0.5 | Lakeville | 115 | No ResID | No Project Name | 0 | 50 | 0 | 0 | 0 | 50 | 0 | 0 | 263.7932 | 0 | 0 | 263.7932 | 0 | 0 | 0 | 0 | 0 | 0 | 0 | 0 | 0 | 0 | 0
GENOA ENERGY STORAGE | 1840 | 2021-04-07 | 2021-04-15 07:00 | ACTIVE | C14 | Generating Facility Type-1: Storage; Generating Facility Fuel-1: Battery; MWs MW-1: 252 | 250 | Full Capacity |  |  | Group D | NAPA | CA | PGAE |  | Vaca-Lakeville #1 230 kV Line | 2024-08-01 07:00 | 2031-12-19 08:00 |  | NA | Complete | Complete | NA |  | Not in Report | 1 | GENOA ENERGY STORAGE - 1 |  |  | 0 | 0 | 0 | 2032 | Battery | 0.15 | 0.5 | Tulucay | 230 | No ResID | No Project Name | 0 | 0 | 0 | 0 | 0 | 0 | 0 | 0 | 252 | 0 | 0 | 252 | 0 | 0 | 0 | 0 | 0 | 0 | 0 | 0 | 0 | 0 | 0
TOLENAS | 1842 | 2021-04-06 | 2021-04-15 07:00 | ACTIVE | C14 | Generating Facility Type-1: Storage; Generating Facility Fuel-1: Battery; MWs MW-1: 417.3487 | 400 | Full Capacity |  |  | Group A | SOLANO | CA | PGAE | NGBA | Lambie 230 kV | 2026-06-01 07:00 | 2031-02-18 08:00 |  | NA | Complete | Complete | NA |  | Not in Report | 1 | TOLENAS - 1 |  |  | 0 | 0 | 0 | 2031 | Battery | 0.15 | 0.5 | Lambie | 230 | No ResID | No Project Name | 0 | 0 | 0 | 0 | 0 | 0 | 0 | 0 | 417.3487 | 0 | 0 | 417.3487 | 0 | 0 | 0 | 0 | 0 | 0 | 0 | 0 | 0 | 0 | 0
BRUSHY | 1843 | 2021-04-06 | 2021-04-15 07:00 | ACTIVE | C14 | Generating Facility Type-1: Storage; Generating Facility Fuel-1: Battery; MWs MW-1: 400 | 400 | Full Capacity |  |  | Group D | SOLANO | CA | PGAE | NGBA | Lambie 230 kV | 2026-06-01 07:00 | 2031-02-18 08:00 |  | NA | Complete | Complete | NA |  | Not in Report | 1 | BRUSHY - 1 |  |  | 0 | 0 | 0 | 2031 | Battery | 0.15 | 0.5 | Lambie | 230 | No ResID | No Project Name | 0 | 0 | 0 | 0 | 0 | 0 | 0 | 0 | 400 | 0 | 0 | 400 | 0 | 0 | 0 | 0 | 0 | 0 | 0 | 0 | 0 | 0 | 0
WILDHORSE ENERGY CENTER | 1846 | 2021-04-10 | 2021-04-15 07:00 | ACTIVE | C14 | Generating Facility Type-1: Storage; Generating Facility Fuel-1: Battery; MWs MW-1: 121.55 | 120 | Full Capacity |  | Off-Peak Deliverability |  | SONOMA | CA | PGAE | NGBA | Fulton 230 kV | 2025-04-01 07:00 | 2030-05-04 07:00 |  | NA | Complete | Complete | NA |  | Not in Report | 1 | WILDHORSE ENERGY CENTER - 1 |  |  | 0 | 0 | 0 | 2030 | Battery | 0.15 | 0.5 | Fulton | 230 | No ResID | No Project Name | 0 | 0 | 0 | 0 | 0 | 0 | 0 | 0 | 121.55 | 0 | 0 | 121.55 | 0 | 0 | 0 | 0 | 0 | 0 | 0 | 0 | 0 | 0 | 0
JUGLANS ENERGY STORAGE | 1847 | 2021-04-12 | 2021-04-15 07:00 | ACTIVE | C14 | Generating Facility Type-1: Storage; Generating Facility Fuel-1: Battery; MWs MW-1: 710.6 | 700 | Full Capacity |  |  |  | SOLANO | CA | PGAE | NGBA | Vaca-Dixon 500 kV | 2024-06-30 07:00 | 2031-02-02 08:00 |  | NA | Complete | Complete | NA |  | Not in Report | 1 | JUGLANS ENERGY STORAGE - 1 |  |  | 0 | 0 | 0 | 2031 | Battery | 0.15 | 0.5 | Vaca Dixon | 500 | No ResID | No Project Name | 0 | 0 | 0 | 0 | 0 | 0 | 0 | 0 | 710.6 | 0 | 0 | 710.6 | 0 | 0 | 0 | 0 | 0 | 0 | 0 | 0 | 0 | 0 | 0
HIGH WINDS STORAGE | 1850 | 2021-04-09 | 2021-04-15 07:00 | ACTIVE | C14 | Generating Facility Type-1: Storage; Generating Facility Fuel-1: Battery; MWs MW-1: 120.62 | 100 | Full Capacity |  |  | Group D | SOLANO | CA | PGAE | NGBA | Birds Landing 230 kV | 2024-03-30 07:00 | 2031-03-16 07:00 |  | NA | Complete | Complete | NA |  | Not in Report | 1 | HIGH WINDS STORAGE - 1 |  |  | 0 | 0 | 0 | 2031 | Battery | 0.15 | 0.5 | Birds Landing | 230 | No ResID | No Project Name | 0 | 0 | 0 | 0 | 0 | 0 | 0 | 0 | 120.62 | 0 | 0 | 120.62 | 0 | 0 | 0 | 0 | 0 | 0 | 0 | 0 | 0 | 0 | 0
CORBY 2 | 1854 | 2021-04-09 | 2021-04-15 07:00 | ACTIVE | C14 | Generating Facility Type-1: Storage; Generating Facility Fuel-1: Battery; MWs MW-1: 475.96 | 400 | Full Capacity |  |  | Group D | SOLANO | CA | PGAE | NGBA | Vaca-Dixon 230 kV | 2025-11-30 08:00 | 2031-03-16 07:00 |  | NA | Complete | Complete | NA |  | Not in Report | 1 | CORBY 2 - 1 |  |  | 0 | 0 | 0 | 2031 | Battery | 0.15 | 0.5 | Vaca Dixon | 230 | No ResID | No Project Name | 0 | 0 | 0 | 0 | 0 | 0 | 0 | 0 | 475.96 | 0 | 0 | 475.96 | 0 | 0 | 0 | 0 | 0 | 0 | 0 | 0 | 0 | 0 | 0
ARGES BESS | 1856 | 2021-04-15 | 2021-04-15 07:00 | ACTIVE | C14 | Generating Facility Type-1: Storage; Generating Facility Fuel-1: Battery; MWs MW-1: 102.15 | 100 | Full Capacity |  |  | Group B | SOLANO | CA | PGAE | NGBA | Vaca-Dixon 115 kV | 2024-06-01 07:00 | 2029-06-18 07:00 |  | NA | Complete | Complete | NA |  | Not in Report | 1 | ARGES BESS - 1 |  |  | 0 | 0 | 0 | 2029 | Battery | 0.15 | 0.5 | Vaca Dixon | 115 | No ResID | No Project Name | 0 | 0 | 0 | 0 | 0 | 0 | 0 | 0 | 102.15 | 0 | 0 | 102.15 | 0 | 0 | 0 | 0 | 0 | 0 | 0 | 0 | 0 | 0 | 0
GRINDSTONE CREEK SOLAR | 1858 | 2021-04-15 | 2021-04-15 07:00 | ACTIVE | C14 | Generating Facility Type-1: Photovoltaic; Generating Facility Fuel-1: Solar; MWs MW-1: 142.85 | 140 | Full Capacity |  | Off-Peak Deliverability |  | TEHAMA | CA | PGAE | NGBA | Cottonwood-Delevan #1 and #2 230 kV | 2024-08-31 07:00 | 2031-07-19 07:00 |  | NA | Complete | Complete | NA |  | Not in Report | 1 | GRINDSTONE CREEK SOLAR - 1 |  |  | 0 | 0 | 0 | 2031 | Solar | 0.15 | 0.5 | Glenn | 230 | No ResID | No Project Name | 0 | 0 | 0 | 0 | 0 | 0 | 0 | 0 | 142.85 | 0 | 0 | 0 | 0 | 0 | 0 | 142.85 | 0 | 0 | 0 | 0 | 0 | 0 | 0
MAYACAMAS GEOTHERMAL | 1859 | 2021-04-15 | 2021-04-15 07:00 | ACTIVE | C14 | Generating Facility Type-1: Steam Turbine; Generating Facility Fuel-1: Geothermal; MWs MW-1: 53 | 53 | Full Capacity |  |  | Group A | SONOMA | CA | PGAE | NGBA | Geysers #3-Cloverdale 115 kV Line | 2024-02-01 08:00 | 2030-10-19 07:00 |  | NA | Complete | Complete | NA |  | 1 | 1 | MAYACAMAS GEOTHERMAL - 1 |  |  | 1 | 1 | 53 | 2031 | Geothermal | 0.15 | 0.5 | Cloverdale | 115 | No ResID | No Project Name | 0 | 25 | 0 | 0 | 0 | 25 | 0 | 0 | 28 | 0 | 0 | 0 | 0 | 0 | 0 | 0 | 0 | 28 | 28 | 0 | 0 | 0 | 0
VERBENA ENERGY STORAGE | 1862 | 2021-04-15 | 2021-04-15 07:00 | ACTIVE | C14 | Generating Facility Type-1: Storage; Generating Facility Fuel-1: Battery; MWs MW-1: 50.5 | 49.2 | Full Capacity |  |  |  | SUTTER | CA | PGAE | NGBA | at Switch 125 outside Harter Sub | 2023-12-31 08:00 | 2028-03-01 08:00 |  | NA | Complete | Complete | NA |  | Not in Report | 1 | VERBENA ENERGY STORAGE - 1 |  |  | 0 | 0 | 0 | 2028 | Battery | 0.15 | 0.5 | Pease | 60 | No ResID | No Project Name | 0 | 0 | 0 | 0 | 0 | 0 | 0 | 0 | 50.5 | 0 | 0 | 50.5 | 0 | 0 | 0 | 0 | 0 | 0 | 0 | 0 | 0 | 0 | 0
STONY CREEK STORAGE | 1863 | 2021-04-15 | 2021-04-15 07:00 | ACTIVE | C14 | Generating Facility Type-1: Storage; Generating Facility Fuel-1: Battery; MWs MW-1: 251.9 | 250 | Full Capacity |  | Off-Peak Deliverability |  | TEHAMA | CA | PGAE | NGBA | Cottonwood-Delevan #1 and #2 230 kV | 2024-08-31 07:00 | 2031-07-19 07:00 |  | NA | Complete | Complete | NA |  | Not in Report | 1 | STONY CREEK STORAGE - 1 |  |  | 0 | 0 | 0 | 2031 | Battery | 0.15 | 0.5 | Glenn | 230 | No ResID | No Project Name | 0 | 0 | 0 | 0 | 0 | 0 | 0 | 0 | 251.9 | 0 | 0 | 251.9 | 0 | 0 | 0 | 0 | 0 | 0 | 0 | 0 | 0 | 0 | 0
TOWNSHIP POWER BANK | 1864 | 2021-04-09 | 2021-04-15 07:00 | ACTIVE | C14 | Generating Facility Type-1: Storage; Generating Facility Fuel-1: Battery; MWs MW-1: 50.5 | 49 | Energy Only |  |  |  | SUTTER | CA | PGAE | NGBA | Greenleaf #1 115 kV Tap | 2025-04-01 07:00 | 2028-03-01 08:00 |  | NA | Complete | Complete | NA |  | Not in Report | 1 | TOWNSHIP POWER BANK - 1 |  |  | 0 | 0 | 0 | 2028 | Battery | 0.15 | 0.5 | Greenleaf 1 | 115 | No ResID | No Project Name | 0 | 0 | 0 | 0 | 0 | 0 | 0 | 0 | 50.5 | 0 | 0 | 50.5 | 0 | 0 | 0 | 0 | 0 | 0 | 0 | 0 | 0 | 0 | 0
SEAHAWK STORAGE | 1865 | 2021-03-24 | 2021-04-15 07:00 | ACTIVE | C14 | Generating Facility Type-1: Storage; Generating Facility Fuel-1: Battery; MWs MW-1: 203.699 | 200 | Full Capacity |  |  | Group B | SANTA CRUZ | CA | PGAE | GBAY | Green Valley 115 kV | 2025-06-01 07:00 | 2029-09-18 07:00 |  | NA | Complete | Complete | NA | Executed | 1 | 1 | SEAHAWK STORAGE - 1 |  |  | 1 | 1 | 200 | 2029 | Battery | 0.15 | 0.5 | Green Valley | 115 | No ResID | No Project Name | 0 | 0 | 0 | 0 | 0 | 0 | 0 | 0 | 203.699 | 0 | 0 | 203.699 | 200 | 0 | 0 | 0 | 0 | 0 | 0 | 0 | 0 | 0 | 0
TOKAY STORAGE | 1866 | 2021-03-24 | 2021-04-15 07:00 | ACTIVE | C14 | Generating Facility Type-1: Storage; Generating Facility Fuel-1: Battery; MWs MW-1: 101.888 | 100 | Full Capacity |  |  | Group D | SANTA CLARA | CA | PGAE | GBAY | Santa Teresa 115 kV | 2025-06-01 07:00 | 2030-03-18 07:00 |  | NA | Complete | Complete | NA | Executed | 1 | 1 | TOKAY STORAGE - 1 |  |  | 1 | 1 | 100 | 2030 | Battery | 0.15 | 0.5 | Santa Teresa | 115 | No ResID | No Project Name | 0 | 0 | 0 | 0 | 0 | 0 | 0 | 0 | 101.888 | 0 | 0 | 101.888 | 100 | 0 | 0 | 0 | 0 | 0 | 0 | 0 | 0 | 0 | 0
VELAS | 1867 | 2021-04-01 | 2021-04-15 07:00 | ACTIVE | C14 | Generating Facility Type-1: Storage; Generating Facility Fuel-1: Battery; MWs MW-1: 462.57 | 450 | Full Capacity |  |  | Group D | SAN JOAQUIN | CA | PGAE | GBAY | Schulte 115 kV | 2024-11-01 07:00 | 2031-08-18 07:00 |  | NA | Complete | Complete | NA |  | Not in Report | 1 | VELAS - 1 |  |  | 0 | 0 | 0 | 2031 | Battery | 0.15 | 0.5 | Schulte | 115 | No ResID | No Project Name | 0 | 0 | 0 | 0 | 0 | 0 | 0 | 0 | 462.57 | 0 | 0 | 462.57 | 0 | 0 | 0 | 0 | 0 | 0 | 0 | 0 | 0 | 0 | 0
STAGELINE ENERGY STORAGE | 1871 | 2021-04-01 | 2021-04-15 07:00 | ACTIVE | C14 | Generating Facility Type-1: Storage; Generating Facility Fuel-1: Battery; MWs MW-1: 213.55 | 200 | Full Capacity |  |  |  | BUTTE | CA | PGAE | NGBA | Palermo 115 kV | 2024-06-01 07:00 | 2030-11-18 08:00 |  | NA | Complete | Complete | NA |  | Not in Report | 1 | STAGELINE ENERGY STORAGE - 1 |  |  | 0 | 0 | 0 | 2031 | Battery | 0.15 | 0.5 | Honcut | 115 | No ResID | No Project Name | 0 | 0 | 0 | 0 | 0 | 0 | 0 | 0 | 213.55 | 0 | 0 | 213.55 | 0 | 0 | 0 | 0 | 0 | 0 | 0 | 0 | 0 | 0 | 0
ALLEGHENY ENERGY STORAGE | 1872 | 2021-04-06 | 2021-04-15 07:00 | ACTIVE | C14 | Generating Facility Type-1: Storage; Generating Facility Fuel-1: Battery; MWs MW-1: 353.2 | 325 | Full Capacity |  |  | Group D | CONTRA COSTA | CA | PGAE | GBAY | Pittsburg 115 kV | 2024-08-01 07:00 | 2032-09-20 07:00 |  | NA | Complete | Complete | NA |  | 1 | 1 | ALLEGHENY ENERGY STORAGE - 1 |  |  | 1 | 1 | 325 | 2032 | Battery | 0.15 | 0.5 | Pittsburg | 115 | No ResID | No Project Name | 0 | 0 | 0 | 0 | 0 | 0 | 0 | 0 | 353.2 | 0 | 0 | 353.2 | 325 | 0 | 0 | 0 | 0 | 0 | 0 | 0 | 0 | 0 | 0
COMMANDER ENERGY STORAGE | 1874 | 2021-04-07 | 2021-04-15 07:00 | ACTIVE | C14 | Generating Facility Type-1: Storage; Generating Facility Fuel-1: Battery; MWs MW-1: 504 | 500 | Full Capacity |  |  | Group D | CONTRA COSTA | CA | PGAE | GBAY | Pittsburg 230 kV | 2024-08-01 07:00 | 2032-07-19 07:00 |  | NA | Complete | Complete | NA |  | Not in Report | 1 | COMMANDER ENERGY STORAGE - 1 |  |  | 0 | 0 | 0 | 2032 | Battery | 0.15 | 0.5 | Pittsburg | 230 | No ResID | No Project Name | 0 | 0 | 0 | 0 | 0 | 0 | 0 | 0 | 504 | 0 | 0 | 504 | 0 | 0 | 0 | 0 | 0 | 0 | 0 | 0 | 0 | 0 | 0
DELILAH ENERGY STORAGE | 1875 | 2021-04-06 | 2021-04-15 07:00 | ACTIVE | C14 | Generating Facility Type-1: Storage; Generating Facility Fuel-1: Battery; MWs MW-1: 504 | 500 | Full Capacity |  |  | Group D | CONTRA COSTA | CA | PGAE | GBAY | Pittsburg-Tesla #1 230 kV Line | 2024-08-01 07:00 | 2032-07-19 07:00 |  | NA | Complete | Complete | NA |  | 1 | 1 | DELILAH ENERGY STORAGE - 1 |  |  | 1 | 1 | 500 | 2032 | Battery | 0.15 | 0.5 | Delta PP | 230 | No ResID | No Project Name | 0 | 0 | 0 | 0 | 0 | 0 | 0 | 0 | 504 | 0 | 0 | 504 | 500 | 0 | 0 | 0 | 0 | 0 | 0 | 0 | 0 | 0 | 0
DOUBLE SPRINGS ENERGY STORAGE | 1876 | 2021-04-06 | 2021-04-15 07:00 | ACTIVE | C14 | Generating Facility Type-1: Storage; Generating Facility Fuel-1: Battery; MWs MW-1: 101 | 100 | Full Capacity |  |  | Group D | CALAVERAS | CA | PGAE | GBAY | Valley Springs 60 kV | 2024-11-29 08:00 | 2029-08-17 07:00 |  | NA | Complete | Complete | NA | Executed | 1 | 1 | DOUBLE SPRINGS ENERGY STORAGE - 1 |  |  | 1 | 1 | 100 | 2029 | Battery | 0.15 | 0.5 | Valley Springs | 60 | No ResID | No Project Name | 0 | 0 | 0 | 0 | 0 | 0 | 0 | 0 | 101 | 0 | 0 | 101 | 100 | 0 | 0 | 0 | 0 | 0 | 0 | 0 | 0 | 0 | 0
JAGUAR ENERGY STORAGE | 1877 | 2021-04-06 | 2021-04-15 07:00 | ACTIVE | C14 | Generating Facility Type-1: Storage; Generating Facility Fuel-1: Battery; MWs MW-1: 252 | 250 | Full Capacity |  |  | Group D | ALAMEDA | CA | PGAE | GBAY | Grant-Eastshore #1 115 kV Line | 2024-08-01 07:00 | 2034-01-18 08:00 |  | NA | Complete | Complete | NA |  | Not in Report | 1 | JAGUAR ENERGY STORAGE - 1 |  |  | 0 | 0 | 0 | 2034 | Battery | 0.15 | 0.5 | Eastshore | 115 | No ResID | No Project Name | 0 | 0 | 0 | 0 | 0 | 0 | 0 | 0 | 252 | 0 | 0 | 252 | 0 | 0 | 0 | 0 | 0 | 0 | 0 | 0 | 0 | 0 | 0
PALMETTO ENERGY STORAGE | 1880 | 2021-04-06 | 2021-04-15 07:00 | ACTIVE | C14 | Generating Facility Type-1: Storage; Generating Facility Fuel-1: Battery; MWs MW-1: 75.6 | 75 | Full Capacity |  |  | Group D | ALAMEDA | CA | PGAE | GBAY | Oakland C 115 kV | 2024-08-01 07:00 | 2030-07-22 07:00 |  | NA | Complete | Complete | NA |  | Not in Report | 1 | PALMETTO ENERGY STORAGE - 1 |  |  | 0 | 0 | 0 | 2030 | Battery | 0.15 | 0.5 | Oakland C | 115 | No ResID | No Project Name | 0 | 0 | 0 | 0 | 0 | 0 | 0 | 0 | 75.6 | 0 | 0 | 75.6 | 0 | 0 | 0 | 0 | 0 | 0 | 0 | 0 | 0 | 0 | 0
SPECTRUM ENERGY STORAGE | 1881 | 2021-04-06 | 2021-04-15 07:00 | ACTIVE | C14 | Generating Facility Type-1: Storage; Generating Facility Fuel-1: Battery; MWs MW-1: 504 | 500 | Full Capacity |  |  | Group D | ALAMEDA | CA | PGAE | GBAY | Tesla-Newark #1 230 kV Line | 2024-08-01 07:00 | 2034-03-19 07:00 |  | NA | Complete | Complete | NA |  | 1 | 1 | SPECTRUM ENERGY STORAGE - 1 |  |  | 1 | 1 | 500 | 2034 | Battery | 0.15 | 0.5 | Tesla | 230 | No ResID | No Project Name | 0 | 0 | 0 | 0 | 0 | 0 | 0 | 0 | 504 | 0 | 0 | 504 | 500 | 0 | 0 | 0 | 0 | 0 | 0 | 0 | 0 | 0 | 0
PRESIDIO | 1887 | 2021-04-07 | 2021-04-15 07:00 | ACTIVE | C14 | Storage | Photovoltaic |  | Battery | Solar |  | 356.592 | 356.592 |  | 350 | Full Capacity |  | Off-Peak Deliverability | Group A | SAN JOAQUIN | CA | PGAE | NGBA | Rancho Seco-Bellota #1 230 kV Line | 2025-06-01 07:00 | 2030-12-16 08:00 |  | NA | Complete | Complete | NA | Executed | 1 | 2 | PRESIDIO - 1 | PRESIDIO - 2 |  | 1 | 1 | 350 | 2031 | Solar-Hybrid | 0.15 | 0.5 | Camanche | 230 | No ResID | No Project Name | 0 | 0 | 0 | 0 | 0 | 0 | 0 | 0 | 356.592 | 356.592 | 0 | 356.592 | 350 | 0 | 0 | 356.592 | 0 | 0 | 0 | 0 | 0 | 0 | 0
HOLMAN | 1889 | 2021-04-07 | 2021-04-15 07:00 | ACTIVE | C14 | Storage | Wind Turbine |  | Battery | Wind Turbine |  | 756.813 | 1525.172 |  | 1500 | Partial Capacity | 50 | Off-Peak Deliverability | Group B | MONTEREY | CA | PGAE | GBAY | Moss Landing 500 kV | 2028-04-01 07:00 | 2034-02-17 08:00 |  | NA | Complete | Complete | NA |  | 0.5 | 2 | HOLMAN - 1 | HOLMAN - 2 |  | 1 | 0.5 | 750 | 2034 | Wind-Hybrid | 0.15 | 0.5 | Moss Landing | 500 | No ResID | No Project Name | 0 | 0 | 0 | 0 | 0 | 0 | 0 | 0 | 756.813 | 1525.172 | 0 | 756.813 | 750 | 0 | 0 | 0 | 0 | 0 | 0 | 1525.172 | 0 | 0 | 0
HARMONY STORAGE 2 | 1892 | 2021-04-08 | 2021-04-15 07:00 | ACTIVE | C14 | Generating Facility Type-1: Storage; Generating Facility Fuel-1: Battery; MWs MW-1: 307.878 | 300 | Full Capacity |  |  | Group A | CONTRA COSTA | CA | PGAE | GBAY | Contra Costa PP 230 kV | 2025-10-30 07:00 | 2031-06-05 07:00 |  | NA | Complete | Complete | NA |  | Not in Report | 1 | HARMONY STORAGE 2 - 1 |  |  | 0 | 0 | 0 | 2031 | Battery | 0.15 | 0.5 | Contra Costa | 230 | No ResID | No Project Name | 0 | 0 | 0 | 0 | 0 | 0 | 0 | 0 | 307.878 | 0 | 0 | 307.878 | 0 | 0 | 0 | 0 | 0 | 0 | 0 | 0 | 0 | 0 | 0
OAKDALE STORAGE | 1895 | 2021-04-08 | 2021-04-15 07:00 | ACTIVE | C14 | Generating Facility Type-1: Storage; Generating Facility Fuel-1: Battery; MWs MW-1: 102.672 | 100 | Partial Capacity | 54 |  | Group A | STANISLAUS | CA | PGAE | GBAY | Cottle 230 kV | 2025-10-30 07:00 | 2029-09-18 07:00 |  | NA | Complete | Complete | NA |  | 0.54 | 1 | OAKDALE STORAGE - 1 |  |  | 1 | 0.54 | 54 | 2029 | Battery | 0.15 | 0.5 | Cottle | 230 | No ResID | No Project Name | 0 | 0 | 0 | 0 | 0 | 0 | 0 | 0 | 102.672 | 0 | 0 | 102.672 | 54 | 0 | 0 | 0 | 0 | 0 | 0 | 0 | 0 | 0 | 0
PATHFINDER STORAGE | 1896 | 2021-04-08 | 2021-04-15 07:00 | ACTIVE | C14 | Generating Facility Type-1: Storage; Generating Facility Fuel-1: Battery; MWs MW-1: 268.065 | 260 | Full Capacity |  |  | Group A | SAN JOAQUIN | CA | PGAE | GBAY | Weber 60 kV | 2025-10-30 07:00 | 2031-06-05 07:00 |  | NA | Complete | Complete | NA | Executed | 1 | 1 | PATHFINDER STORAGE - 1 |  |  | 1 | 1 | 260 | 2031 | Battery | 0.15 | 0.5 | Weber | 60 | No ResID | No Project Name | 0 | 0 | 0 | 0 | 0 | 0 | 0 | 0 | 268.065 | 0 | 0 | 268.065 | 260 | 0 | 0 | 0 | 0 | 0 | 0 | 0 | 0 | 0 | 0
BAYLANDS BATTERY | 1900 | 2021-04-12 | 2021-04-15 07:00 | ACTIVE | C14 | Generating Facility Type-1: Storage; Generating Facility Fuel-1: Battery; MWs MW-1: 250 | 250 | Full Capacity |  |  | Group D | SAN MATEO | CA | PGAE | GBAY | Martin 115 kV | 2025-07-27 07:00 | 2034-05-18 07:00 |  | NA | Complete | Complete | NA |  | 1 | 1 | BAYLANDS BATTERY - 1 |  |  | 1 | 1 | 250 | 2034 | Battery | 0.15 | 0.5 | Martin | 115 | No ResID | No Project Name | 0 | 0 | 0 | 0 | 0 | 0 | 0 | 0 | 250 | 0 | 0 | 250 | 250 | 0 | 0 | 0 | 0 | 0 | 0 | 0 | 0 | 0 | 0
GOLDEN FLATS | 1903 | 2021-04-09 | 2021-04-15 07:00 | ACTIVE | C14 | Generating Facility Type-1: Storage; Generating Facility Fuel-1: Battery; MWs MW-1: 365.12 | 300 | Full Capacity |  |  | Group D | STANISLAUS | CA | PGAE | Fresno | Westly-Quinto 230 kV | 2025-11-30 08:00 | 2031-09-01 07:00 |  | NA | Complete | Complete | NA | Executed | 1 | 1 | GOLDEN FLATS - 1 |  |  | 1 | 1 | 300 | 2031 | Battery | 0.15 | 0.5 | New Sub - Westley - Quinto (Proposed) | 230 | No ResID | No Project Name | 0 | 0 | 0 | 0 | 0 | 0 | 0 | 0 | 365.12 | 0 | 0 | 365.12 | 300 | 0 | 0 | 0 | 0 | 0 | 0 | 0 | 0 | 0 | 0
NORTHEAST CENTRAL VALLEY | 1904 | 2021-04-09 | 2021-04-15 07:00 | ACTIVE | C14 | Generating Facility Type-1: Storage; Generating Facility Fuel-1: Battery; MWs MW-1: 365.12 | 300 | Full Capacity |  |  | Group D | SAN JOAQUIN | CA | PGAE | GBAY | Bellota 115 kV | 2025-11-30 08:00 | 2031-02-16 08:00 |  | NA | Complete | Complete | NA |  | Not in Report | 1 | NORTHEAST CENTRAL VALLEY - 1 |  |  | 0 | 0 | 0 | 2031 | Battery | 0.15 | 0.5 | Bellota | 115 | No ResID | No Project Name | 0 | 0 | 0 | 0 | 0 | 0 | 0 | 0 | 365.12 | 0 | 0 | 365.12 | 0 | 0 | 0 | 0 | 0 | 0 | 0 | 0 | 0 | 0 | 0
ZORIN STORAGE | 1911 | 2021-04-10 | 2021-04-15 07:00 | ACTIVE | C14 | Generating Facility Type-1: Storage; Generating Facility Fuel-1: Battery; MWs MW-1: 252 | 180 | Full Capacity |  |  | Group D | ALAMEDA | CA | PGAE | GBAY | Newark 230 kV | 2024-10-31 07:00 | 2034-02-19 08:00 |  | NA | Complete | Complete | NA |  | 1 | 1 | ZORIN STORAGE - 1 |  |  | 1 | 1 | 180 | 2034 | Battery | 0.15 | 0.5 | Newark | 230 | No ResID | No Project Name | 0 | 0 | 0 | 0 | 0 | 0 | 0 | 0 | 252 | 0 | 0 | 252 | 180 | 0 | 0 | 0 | 0 | 0 | 0 | 0 | 0 | 0 | 0
ESPRESSO (FKA KOLA 2) | 1912 | 2021-04-09 | 2021-04-15 07:00 | ACTIVE | C14 | Generating Facility Type-1: Storage; Generating Facility Fuel-1: Battery; MWs MW-1: 365.12 | 300 | Full Capacity |  |  | Group D | ALAMEDA | CA | PGAE | GBAY | Tesla 230 kV | 2025-11-30 08:00 | 2031-08-18 07:00 |  | NA | Complete | Complete | NA | Executed | 1 | 1 | ESPRESSO (FKA KOLA 2) - 1 |  |  | 1 | 1 | 300 | 2031 | Battery | 0.15 | 0.5 | Tesla | 230 | No ResID | No Project Name | 0 | 125 | 0 | 0 | 0 | 125 | 0 | 0 | 240.12 | 0 | 0 | 240.12 | 175 | 0 | 0 | 0 | 0 | 0 | 0 | 0 | 0 | 0 | 0
BLACK DIAMOND ES2 | 1914 | 2021-04-15 | 2021-04-15 07:00 | ACTIVE | C14 | Generating Facility Type-1: Storage; Generating Facility Fuel-1: Battery; MWs MW-1: 179.4 | 175 | Full Capacity |  |  | Group B | CONTRA COSTA | CA | PGAE | GBAY | Pittsburg 230 kV | 2024-06-01 07:00 | 2031-06-18 07:00 |  | NA | Complete | Complete | NA |  | 1 | 1 | BLACK DIAMOND ES2 - 1 |  |  | 1 | 1 | 175 | 2031 | Battery | 0.15 | 0.5 | Pittsburg | 230 | No ResID | No Project Name | 0 | 0 | 0 | 0 | 0 | 0 | 0 | 0 | 179.4 | 0 | 0 | 179.4 | 175 | 0 | 0 | 0 | 0 | 0 | 0 | 0 | 0 | 0 | 0
SHERMAN ENERGY STORAGE | 1915 | 2021-04-14 | 2021-04-15 07:00 | ACTIVE | C14 | Generating Facility Type-1: Storage; Generating Facility Fuel-1: Battery; MWs MW-1: 256.29 | 250 | Full Capacity |  |  | Group D | CONTRA COSTA | CA | PGAE | GBAY | Contra Costa PP 230 kV | 2025-06-01 07:00 | 2031-06-18 07:00 |  | NA | Complete | Complete | NA |  | Not in Report | 1 | SHERMAN ENERGY STORAGE - 1 |  |  | 0 | 0 | 0 | 2031 | Battery | 0.15 | 0.5 | Contra Costa | 230 | No ResID | No Project Name | 0 | 0 | 0 | 0 | 0 | 0 | 0 | 0 | 256.29 | 0 | 0 | 256.29 | 0 | 0 | 0 | 0 | 0 | 0 | 0 | 0 | 0 | 0 | 0
KIFER BESS 1 | 1918 | 2021-04-13 | 2021-04-15 07:00 | ACTIVE | C14 | Generating Facility Type-1: Storage; Generating Facility Fuel-1: Battery; MWs MW-1: 50 | 50 | Full Capacity |  |  | Group A | SANTA CLARA | CA | PGAE | GBAY | KEN-OKJ 60 kV | 2023-10-01 07:00 | 2025-12-18 08:00 |  | NA |  | Complete | NA |  | 1 | 1 | KIFER BESS 1 - 1 |  |  | 1 | 1 | 50 | 2026 | Battery | 0.15 | 0.5 | Oakland J | 115 | 0 | Kifer BESS 1 | 0 | 0 | 0 | 0 | 0 | 0 | 0 | 0 | 50 | 0 | 0 | 50 | 50 | 0 | 0 | 0 | 0 | 0 | 0 | 0 | 0 | 0 | 0
SUNBEAM STORAGE | 1919 | 2021-04-10 | 2021-04-15 07:00 | ACTIVE | C14 | Generating Facility Type-1: Storage; Generating Facility Fuel-1: Battery; MWs MW-1: 100.9 | 65 | Full Capacity |  |  | Group D | SAN MATEO | CA | PGAE | GBAY | Cooley Landing 60 kV | 2024-10-31 07:00 | 2034-02-19 08:00 |  | NA | Complete | Complete | NA |  | 1 | 1 | SUNBEAM STORAGE - 1 |  |  | 1 | 1 | 65 | 2034 | Battery | 0.15 | 0.5 | Cooley Landing | 60 | No ResID | No Project Name | 0 | 0 | 0 | 0 | 0 | 0 | 0 | 0 | 100.9 | 0 | 0 | 100.9 | 65 | 0 | 0 | 0 | 0 | 0 | 0 | 0 | 0 | 0 | 0
ZEUS BESS | 1920 | 2021-04-15 | 2021-04-15 07:00 | ACTIVE | C14 | Generating Facility Type-1: Storage; Generating Facility Fuel-1: Battery; MWs MW-1: 213.55 | 200 | Partial Capacity | 45 |  | Group B | SAN JOAQUIN | CA | PGAE | GBAY | Schulte 115 kV | 2024-06-01 07:00 | 2031-06-18 07:00 |  | NA | Complete | Complete | NA | Executed | 0.45 | 1 | ZEUS BESS - 1 |  |  | 1 | 0.45 | 90 | 2031 | Battery | 0.15 | 0.5 | Schulte | 115 | No ResID | No Project Name | 0 | 0 | 0 | 0 | 0 | 0 | 0 | 0 | 213.55 | 0 | 0 | 213.55 | 90 | 0 | 0 | 0 | 0 | 0 | 0 | 0 | 0 | 0 | 0
ALLIUM HYBRID | 1921 | 2021-04-14 | 2021-04-15 07:00 | ACTIVE | C14 | Storage | Photovoltaic |  | Battery | Solar |  | 112.386 | 112.491 |  | 110 | Full Capacity |  | Off-Peak Deliverability | Group B | SAN BENITO | CA | PGAE | GBAY | Crazy Horse Canyon-Hollister 115 kV Line | 2025-06-01 07:00 | 2030-12-15 08:00 |  | NA | Complete | Complete | NA | Executed | 1 | 2 | ALLIUM HYBRID - 1 | ALLIUM HYBRID - 2 |  | 1 | 1 | 110 | 2031 | Solar-Hybrid | 0.15 | 0.5 | Hollister | 115 | No ResID | No Project Name | 0 | 0 | 0 | 0 | 0 | 0 | 0 | 0 | 112.386 | 112.491 | 0 | 112.386 | 110 | 0 | 0 | 112.491 | 0 | 0 | 0 | 0 | 0 | 0 | 0
ALTA CASA STORAGE | 1922 | 2021-04-14 | 2021-04-15 07:00 | ACTIVE | C14 | Generating Facility Type-1: Storage; Generating Facility Fuel-1: Battery; MWs MW-1: 515.418 | 500 | Full Capacity |  |  | Group B | SAN JOAQUIN | CA | PGAE | GBAY | Tesla 500 kV | 2025-06-01 07:00 | 2031-10-21 07:00 |  | NA | Complete | Complete | NA | Executed | 1 | 1 | ALTA CASA STORAGE - 1 |  |  | 1 | 1 | 500 | 2032 | Battery | 0.15 | 0.5 | Tesla | 500 | No ResID | No Project Name | 0 | 0 | 0 | 0 | 0 | 0 | 0 | 0 | 515.418 | 0 | 0 | 515.418 | 500 | 0 | 0 | 0 | 0 | 0 | 0 | 0 | 0 | 0 | 0
EL REY POWER BANK | 1928 | 2021-04-10 | 2021-04-15 07:00 | ACTIVE | C14 | Generating Facility Type-1: Storage; Generating Facility Fuel-1: Battery; MWs MW-1: 124.3 | 120 | Energy Only |  |  |  | MONTEREY | CA | PGAE | GBAY | Coburn-Basic Energy 60 kV Line | 2025-04-01 07:00 | 2029-01-02 08:00 |  | NA | Complete | Complete | NA |  | Not in Report | 1 | EL REY POWER BANK - 1 |  |  | 0 | 0 | 0 | 2029 | Battery | 0.15 | 0.5 | Coburn | 230 | No ResID | No Project Name | 0 | 0 | 0 | 0 | 0 | 0 | 0 | 0 | 124.3 | 0 | 0 | 124.3 | 0 | 0 | 0 | 0 | 0 | 0 | 0 | 0 | 0 | 0 | 0
CAZADORES STORAGE | 1929 | 2021-04-10 | 2021-04-15 07:00 | ACTIVE | C14 | Generating Facility Type-1: Storage; Generating Facility Fuel-1: Battery; MWs MW-1: 151.3 | 150 | Full Capacity |  |  | Group D | SAN JOAQUIN | CA | PGAE | GBAY | Lammers 115 kV | 2024-10-31 07:00 | 2032-08-19 07:00 |  | NA | Complete | Complete | NA |  | Not in Report | 1 | CAZADORES STORAGE - 1 |  |  | 0 | 0 | 0 | 2032 | Battery | 0.15 | 0.5 | Lammers | 115 | No ResID | No Project Name | 0 | 0 | 0 | 0 | 0 | 0 | 0 | 0 | 151.3 | 0 | 0 | 151.3 | 0 | 0 | 0 | 0 | 0 | 0 | 0 | 0 | 0 | 0 | 0
APACHE STORAGE | 1930 | 2021-03-24 | 2021-04-15 07:00 | ACTIVE | C14 | Generating Facility Type-1: Storage; Generating Facility Fuel-1: Battery; MWs MW-1: 203.699 | 200 | Full Capacity |  |  | Group D | FRESNO | CA | PGAE | Kern | Sanger 115 kV | 2025-06-01 07:00 | 2029-05-21 07:00 |  | NA | Complete | Complete | NA | Executed | 1 | 1 | APACHE STORAGE - 1 |  |  | 1 | 1 | 200 | 2029 | Battery | 0.15 | 0.5 | Sanger | 115 | No ResID | No Project Name | 0 | 0 | 0 | 0 | 0 | 0 | 0 | 0 | 203.699 | 0 | 0 | 203.699 | 200 | 0 | 0 | 0 | 0 | 0 | 0 | 0 | 0 | 0 | 0
COUGAR STORAGE | 1932 | 2021-03-24 | 2021-04-15 07:00 | ACTIVE | C14 | Generating Facility Type-1: Storage; Generating Facility Fuel-1: Battery; MWs MW-1: 203.699 | 200 | Full Capacity |  |  | Group D | MERCED | CA | PGAE | Fresno | Wilson 115 kV | 2025-06-01 07:00 | 2030-09-19 07:00 |  | NA | Complete | Complete | NA | Executed | 1 | 1 | COUGAR STORAGE - 1 |  |  | 1 | 1 | 200 | 2030 | Battery | 0.15 | 0.5 | El Nido (PGE) | 115 | No ResID | No Project Name | 0 | 0 | 0 | 0 | 0 | 0 | 0 | 0 | 203.699 | 0 | 0 | 203.699 | 200 | 0 | 0 | 0 | 0 | 0 | 0 | 0 | 0 | 0 | 0
PUMA STORAGE | 1933 | 2021-03-24 | 2021-04-15 07:00 | ACTIVE | C14 | Generating Facility Type-1: Storage; Generating Facility Fuel-1: Battery; MWs MW-1: 203.699 | 200 | Full Capacity |  |  | Group D | MADERA | CA | PGAE | Fresno | Borden 230 kV | 2025-06-01 07:00 | 2030-11-18 08:00 |  | NA | Complete | Complete | NA |  | Not in Report | 1 | PUMA STORAGE - 1 |  |  | 0 | 0 | 0 | 2031 | Battery | 0.15 | 0.5 | Borden | 230 | No ResID | No Project Name | 0 | 0 | 0 | 0 | 0 | 0 | 0 | 0 | 203.699 | 0 | 0 | 203.699 | 0 | 0 | 0 | 0 | 0 | 0 | 0 | 0 | 0 | 0 | 0
LOTUS SOLAR 2 | 1934 | 2021-04-01 | 2021-04-15 07:00 | ACTIVE | C14 | Storage | Photovoltaic |  | Battery | Solar |  | 203.2 | 203.2 |  | 200 | Full Capacity |  | Off-Peak Deliverability | Group D | MADERA | CA | PGAE | Fresno | Borden 230 kV | 2024-12-01 08:00 | 2030-11-17 08:00 |  | NA | Complete | Complete | NA |  | Not in Report | 2 | LOTUS SOLAR 2 - 1 | LOTUS SOLAR 2 - 2 |  | 0 | 0 | 0 | 2031 | Solar-Hybrid | 0.15 | 0.5 | Borden | 230 | No ResID | No Project Name | 0 | 0 | 0 | 0 | 0 | 0 | 0 | 0 | 203.2 | 203.2 | 0 | 203.2 | 0 | 0 | 0 | 203.2 | 0 | 0 | 0 | 0 | 0 | 0 | 0
ELYSIAN | 1935 | 2021-04-01 | 2021-04-15 07:00 | ACTIVE | C14 | Photovoltaic | Storage |  | Solar | Battery |  | 206.091 | 206.091 |  | 200 | Energy Only |  | Off-Peak Deliverability | Group D | FRESNO | CA | PGAE | Fresno | Tranquility 230 kV | 2024-11-01 07:00 | 2029-10-18 07:00 |  | NA | Complete | Complete | NA | Executed | Not in Report | 2 | ELYSIAN - 1 | ELYSIAN - 2 |  | 0 | 0 | 0 | 2030 | Solar-Hybrid | 0.15 | 0.5 | Tranquility | 230 | No ResID | No Project Name | 0 | 0 | 0 | 0 | 0 | 0 | 0 | 0 | 206.091 | 206.091 | 0 | 206.091 | 0 | 0 | 0 | 206.091 | 0 | 0 | 0 | 0 | 0 | 0 | 0
WINGTIP SOLAR 1 | 1943 | 2021-04-02 | 2021-04-15 07:00 | ACTIVE | C14 | Photovoltaic | Storage |  | Solar | Battery |  | 1176.1 | 1176.1 |  | 1150 | Full Capacity |  | Off-Peak Deliverability | Group D | MERCED | CA | PGAE | S500 | Los Banos 500 kV | 2027-06-01 07:00 | 2032-09-18 07:00 |  | NA | Complete | Complete | NA | Executed | 1 | 2 | WINGTIP SOLAR 1 - 1 | WINGTIP SOLAR 1 - 2 |  | 1 | 1 | 1150 | 2032 | Solar-Hybrid | 0.15 | 0.5 | Los Banos | 500 | No ResID | No Project Name | 0 | 0 | 0 | 0 | 0 | 0 | 0 | 0 | 1176.1 | 1176.1 | 0 | 1176.1 | 1150 | 0 | 0 | 1176.1 | 0 | 0 | 0 | 0 | 0 | 0 | 0
DARDEN | 1949 | 2021-04-08 | 2021-04-15 07:00 | ACTIVE | C14 | Storage | Photovoltaic |  | Battery | Solar |  | 1182.384 | 1182.384 |  | 1150 | Full Capacity |  | Off-Peak Deliverability | Group D | FRESNO | CA | PGAE | S500 | Manning-Midway 500kV Line | 2026-12-31 08:00 | 2031-08-19 07:00 |  | NA | Complete | Complete | NA | Executed | 1 | 2 | DARDEN - 1 | DARDEN - 2 |  | 1 | 1 | 1150 | 2031 | Solar-Hybrid | 0.15 | 0.5 | New Sub - Los Banos - Midway (Proposed) | 500 | No ResID | No Project Name | 0 | 0 | 0 | 0 | 0 | 0 | 0 | 0 | 1182.384 | 1182.384 | 0 | 1182.384 | 1150 | 0 | 0 | 1182.384 | 0 | 0 | 0 | 0 | 0 | 0 | 0
AUSTRALIS | 1952 | 2021-04-07 | 2021-04-15 07:00 | ACTIVE | C14 | Photovoltaic | Storage |  | Solar | Battery |  | 307 | 307 |  | 300 | Full Capacity |  | Off-Peak Deliverability | Group A | MERCED | CA | PGAE | Fresno | Los Banos 230 kV | 2025-06-01 07:00 | 2031-04-18 07:00 |  | NA | Complete | Complete | NA | Executed | 1 | 2 | AUSTRALIS - 1 | AUSTRALIS - 2 |  | 1 | 1 | 300 | 2031 | Solar-Hybrid | 0.15 | 0.5 | Los Banos | 230 | No ResID | No Project Name | 0 | 0 | 0 | 0 | 0 | 0 | 0 | 0 | 307 | 307 | 0 | 307 | 300 | 0 | 0 | 307 | 0 | 0 | 0 | 0 | 0 | 0 | 0
FLORES STORAGE | 1953 | 2021-04-07 | 2021-04-15 07:00 | ACTIVE | C14 | Generating Facility Type-1: Storage; Generating Facility Fuel-1: Battery; MWs MW-1: 151.7416 | 150 | Full Capacity |  | Off-Peak Deliverability | Group D | MADERA | CA | PGAE | Fresno | Gregg 230 kV | 2025-10-01 07:00 | 2031-02-18 08:00 |  | NA | Complete | Complete | NA |  | Not in Report | 1 | FLORES STORAGE - 1 |  |  | 0 | 0 | 0 | 2031 | Battery | 0.15 | 0.5 | Gregg | 230 | No ResID | No Project Name | 0 | 0 | 0 | 0 | 0 | 0 | 0 | 0 | 151.7416 | 0 | 0 | 151.7416 | 0 | 0 | 0 | 0 | 0 | 0 | 0 | 0 | 0 | 0 | 0
HUASO HYBRID | 1954 | 2021-04-06 | 2021-04-15 07:00 | ACTIVE | C14 | Storage | Photovoltaic |  | Battery | Solar |  | 101.83 | 102.1 |  | 100 | Full Capacity |  | Off-Peak Deliverability | Group B | FRESNO | CA | PGAE | Fresno | Gates 230 kV | 2025-12-01 08:00 | 2026-12-03 08:00 |  | NA | Complete | Complete | NA | Executed | 1 | 2 | HUASO HYBRID - 1 | HUASO HYBRID - 2 |  | 1 | 1 | 100 | 2027 | Solar-Hybrid | 0.15 | 0.5 | Gates | 230 | No ResID | No Project Name | 0 | 0 | 0 | 0 | 0 | 0 | 0 | 0 | 101.83 | 102.1 | 0 | 101.83 | 100 | 0 | 0 | 102.1 | 0 | 0 | 0 | 0 | 0 | 0 | 0
CIERVO MOUNTAIN HYBRID | 1955 | 2021-04-06 | 2021-04-15 07:00 | ACTIVE | C14 | Storage | Photovoltaic |  | Battery | Solar |  | 127.37 | 127.57 |  | 125 | Full Capacity |  | Off-Peak Deliverability | Group B | FRESNO | CA | PGAE | Fresno | Excelsior 115 kV | 2025-12-01 08:00 | 2029-08-03 07:00 |  | NA | Complete | Complete | NA | Executed | 0.78 | 2 | CIERVO MOUNTAIN HYBRID - 1 | CIERVO MOUNTAIN HYBRID - 2 |  | 1 | 0.78 | 97.5 | 2029 | Solar-Hybrid | 0.15 | 0.5 | Excelsior | 115 | No ResID | No Project Name | 0 | 0 | 0 | 0 | 0 | 0 | 0 | 0 | 127.37 | 127.57 | 0 | 127.37 | 97.5 | 0 | 0 | 127.57 | 0 | 0 | 0 | 0 | 0 | 0 | 0
CLARKSON | 1956 | 2021-04-08 | 2021-04-15 07:00 | ACTIVE | C14 | Storage | Photovoltaic |  | Battery | Solar |  | 203.659 | 203.849 |  | 200 | Full Capacity |  | Off-Peak Deliverability | Group A | FRESNO | CA | PGAE | Fresno | Tranquility 230 kV | 2025-06-01 07:00 | 2029-09-30 07:00 |  | NA | Complete | Complete | NA | Executed | 1 | 2 | CLARKSON - 1 | CLARKSON - 2 |  | 1 | 1 | 200 | 2029 | Solar-Hybrid | 0.15 | 0.5 | Tranquility | 230 | No ResID | No Project Name | 0 | 0 | 0 | 0 | 0 | 0 | 0 | 0 | 203.659 | 203.849 | 0 | 203.659 | 200 | 0 | 0 | 203.849 | 0 | 0 | 0 | 0 | 0 | 0 | 0
SPIKES PEAK SOLAR | 1958 | 2021-04-09 | 2021-04-15 07:00 | ACTIVE | C14 | Photovoltaic | Storage |  | Solar | Battery |  | 158.9783 | 158.5678 |  | 150 | Full Capacity |  | Off-Peak Deliverability | Group B | MERCED | CA | PGAE | Fresno | Quinto 230 kV | 2025-10-01 07:00 | 2029-10-18 07:00 |  | NA | Complete | Complete | NA | Executed | 1 | 2 | SPIKES PEAK SOLAR - 1 | SPIKES PEAK SOLAR - 2 |  | 1 | 1 | 150 | 2030 | Solar-Hybrid | 0.15 | 0.5 | New Sub - Westley - Quinto (Proposed) | 230 | No ResID | No Project Name | 0 | 0 | 0 | 0 | 0 | 0 | 0 | 0 | 158.9783 | 158.5678 | 0 | 158.5678 | 150 | 0 | 0 | 158.9783 | 0 | 0 | 0 | 0 | 0 | 0 | 0
CORNUCOPIA HYBRID | 1959 | 2021-04-12 | 2021-04-15 07:00 | ACTIVE | C14 | Storage | Photovoltaic |  | Battery | Solar |  | 300.951 | 303.678 |  | 300 | Partial Capacity | 95 | Off-Peak Deliverability | Group B | FRESNO | CA | PGAE | Fresno | Gates-Templeton 230 kV Line | 2025-06-16 07:00 | 2030-11-16 08:00 |  | NA | Complete | Complete | NA | Executed | 0.95 | 2 | CORNUCOPIA HYBRID - 1 | CORNUCOPIA HYBRID - 2 |  | 1 | 0.95 | 285 | 2031 | Solar-Hybrid | 0.15 | 0.5 | New Sub - Gates - Templeton (Proposed) | 230 | No ResID | No Project Name | 0 | 0 | 0 | 0 | 0 | 0 | 0 | 0 | 300.951 | 303.678 | 0 | 300.951 | 285 | 0 | 0 | 303.678 | 0 | 0 | 0 | 0 | 0 | 0 | 0
LAS CAMAS 4 | 1960 | 2021-04-09 | 2021-04-15 07:00 | ACTIVE | C14 | Generating Facility Type-1: Storage; Generating Facility Fuel-1: Battery; MWs MW-1: 100 | 100 | Full Capacity |  |  | Group D | MERCED | CA | PGAE | Fresno | Los Banos 230 kV | 2025-05-07 07:00 | 2028-04-01 07:00 |  | NA | Complete | Complete | NA |  | 1 | 1 | LAS CAMAS 4 - 1 |  |  | 1 | 1 | 100 | 2028 | Battery | 0.15 | 0.5 | Los Banos | 230 | No ResID | No Project Name | 0 | 0 | 0 | 0 | 0 | 0 | 0 | 0 | 100 | 0 | 0 | 100 | 100 | 0 | 0 | 0 | 0 | 0 | 0 | 0 | 0 | 0 | 0
LOCK STORAGE | 1962 | 2021-04-09 | 2021-04-15 07:00 | ACTIVE | C14 | Generating Facility Type-1: Storage; Generating Facility Fuel-1: Battery; MWs MW-1: 508 | 500.01 | Full Capacity |  |  | Group D | FRESNO | CA | PGAE | S500 | Gates 500 kV | 2025-11-30 08:00 | 2030-06-17 07:00 |  | NA | Complete | Complete | NA | Executed | 1 | 1 | LOCK STORAGE - 1 |  |  | 1 | 1 | 500.01 | 2030 | Battery | 0.15 | 0.5 | Gates | 500 | No ResID | No Project Name | 0 | 0 | 0 | 0 | 0 | 0 | 0 | 0 | 133 | 0 | 0 | 133 | 500.01 | 0 | 0 | 0 | 0 | 0 | 0 | 0 | 0 | 0 | 0
ALMANDE ENERGY STORAGE | 1963 | 2021-04-14 | 2021-04-15 07:00 | ACTIVE | C14 | Generating Facility Type-1: Storage; Generating Facility Fuel-1: Battery; MWs MW-1: 256.29 | 250 | Full Capacity |  |  | Group D | MERCED | CA | PGAE | Fresno | Wilson 230 kV | 2025-06-01 07:00 | 2030-06-18 07:00 |  | NA | Complete | Complete | NA |  | Not in Report | 1 | ALMANDE ENERGY STORAGE - 1 |  |  | 0 | 0 | 0 | 2030 | Battery | 0.15 | 0.5 | Wilson | 230 | No ResID | No Project Name | 0 | 0 | 0 | 0 | 0 | 0 | 0 | 0 | 256.29 | 0 | 0 | 256.29 | 0 | 0 | 0 | 0 | 0 | 0 | 0 | 0 | 0 | 0 | 0
ORLEANS | 1966 | 2021-04-06 | 2021-04-15 07:00 | ACTIVE | C14 | Photovoltaic | Storage |  | Solar | Battery |  | 25.54 | 25.54 |  | 25 | Full Capacity |  |  | Group D | FRESNO | CA | PGAE | Fresno | Giffen 70 kV | 2024-12-31 08:00 | 2029-08-03 07:00 |  | NA | Complete | Complete | NA |  | 1 | 2 | ORLEANS - 1 | ORLEANS - 2 |  | 1 | 1 | 25 | 2029 | Solar-Hybrid | 0.15 | 0.5 | GIFFIN | 70 | No ResID | No Project Name | 0 | 0 | 0 | 0 | 0 | 0 | 0 | 0 | 25.54 | 25.54 | 0 | 25.54 | 25 | 0 | 0 | 25.54 | 0 | 0 | 0 | 0 | 0 | 0 | 0
PLUM | 1968 | 2021-04-15 | 2021-04-15 07:00 | ACTIVE | C14 | Photovoltaic | Storage |  | Solar | Battery |  | 1040 | 520 |  | 1000 | Full Capacity |  | Off-Peak Deliverability |  | KINGS | CA | PGAE | Fresno | Gates 230 kV | 2024-12-10 08:00 | 2031-03-19 07:00 |  | NA | Complete | Complete | NA |  | Not in Report | 2 | PLUM - 1 | PLUM - 2 |  | 0 | 0 | 0 | 2031 | Solar-Hybrid | 0.15 | 0.5 | Gates | 230 | No ResID | No Project Name | 0 | 0 | 0 | 0 | 0 | 0 | 0 | 0 | 1040 | 520 | 0 | 520 | 0 | 0 | 0 | 1040 | 0 | 0 | 0 | 0 | 0 | 0 | 0
BUTTERCUP HYBRID SOLAR | 1970 | 2021-04-14 | 2021-04-15 07:00 | ACTIVE | C14 | Photovoltaic | Storage |  | Solar | Battery |  | 131.43 | 65.47 |  | 130 | Full Capacity |  | Off-Peak Deliverability | Group D | MERCED | CA | PGAE | Fresno | Le Grand 115 kV | 2024-11-30 08:00 | 2032-03-04 08:00 |  | NA | Complete | Complete | NA |  | Not in Report | 2 | BUTTERCUP HYBRID SOLAR - 1 | BUTTERCUP HYBRID SOLAR - 2 |  | 0 | 0 | 0 | 2032 | Solar-Hybrid | 0.15 | 0.5 | Le Grand | 115 | No ResID | No Project Name | 0 | 0 | 0 | 0 | 0 | 0 | 0 | 0 | 131.43 | 65.47 | 0 | 65.47 | 0 | 0 | 0 | 131.43 | 0 | 0 | 0 | 0 | 0 | 0 | 0
PEACEFUL HOLLOW BESS | 1973 | 2021-04-14 | 2021-04-15 07:00 | ACTIVE | C14 | Generating Facility Type-1: Storage; Generating Facility Fuel-1: Battery; MWs MW-1: 100 | 75 | Full Capacity |  |  | Group D | FRESNO | CA | PGAE | Fresno | Tranquility 230kV | 2024-06-01 07:00 | 2028-06-18 07:00 |  | NA | Complete | Complete | NA | Executed | 1 | 1 | PEACEFUL HOLLOW BESS - 1 |  |  | 1 | 1 | 75 | 2028 | Battery | 0.15 | 0.5 | Tranquility | 230 | No ResID | No Project Name | 0 | 0 | 0 | 0 | 0 | 0 | 0 | 0 | 100 | 0 | 0 | 100 | 75 | 0 | 0 | 0 | 0 | 0 | 0 | 0 | 0 | 0 | 0
TARRAGON HYBRID | 1975 | 2021-04-14 | 2021-04-15 07:00 | ACTIVE | C14 | Photovoltaic | Storage |  | Solar | Battery |  | 35.979 | 35.951 |  | 35 | Full Capacity |  | Off-Peak Deliverability | Group B | FRESNO | CA | PGAE | Fresno | Crescent 70 kV | 2025-06-01 07:00 | 2028-06-01 07:00 |  | NA | Complete | Complete | NA |  | 1 | 2 | TARRAGON HYBRID - 1 | TARRAGON HYBRID - 2 |  | 1 | 1 | 35 | 2028 | Solar-Hybrid | 0.15 | 0.5 | Crescent | 70 | No ResID | No Project Name | 0 | 0 | 0 | 0 | 0 | 0 | 0 | 0 | 35.979 | 35.951 | 0 | 35.951 | 35 | 0 | 0 | 35.979 | 0 | 0 | 0 | 0 | 0 | 0 | 0
VALETUDO ENERGY STORAGE | 1977 | 2021-09-30 | 2021-04-15 07:00 | ACTIVE | C14 | Generating Facility Type-1: Storage; Generating Facility Fuel-1: Battery; MWs MW-1: 79.5871 | 75 | Full Capacity |  |  | Group B | MADERA | CA | PGAE | Fresno | Chowchilla 115 kV | 2022-12-31 08:00 | 2028-11-01 07:00 |  | NA | Complete | Complete | NA |  | 1 | 1 | VALETUDO ENERGY STORAGE - 1 |  |  | 1 | 1 | 75 | 2029 | Battery | 0.15 | 0.5 | Chowchilla | 115 | No ResID | No Project Name | 0 | 0 | 0 | 0 | 0 | 0 | 0 | 0 | 79.5871 | 0 | 0 | 79.5871 | 75 | 0 | 0 | 0 | 0 | 0 | 0 | 0 | 0 | 0 | 0
ARTEMIS | 1980 | 2021-03-31 | 2021-04-15 07:00 | ACTIVE | C14 | Photovoltaic | Storage |  | Solar | Battery |  | 412.336 | 412.336 |  | 400 | Partial Capacity | 24 | Off-Peak Deliverability | Group D | KERN | CA | PGAE | Kern | Arco 230 kV | 2024-11-01 07:00 | 2029-10-18 07:00 |  | NA | Complete | Complete | NA |  | 0.24 | 2 | ARTEMIS - 1 | ARTEMIS - 2 |  | 1 | 0.24 | 96 | 2030 | Solar-Hybrid | 0.15 | 0.5 | Arco | 230 | No ResID | No Project Name | 0 | 0 | 0 | 0 | 0 | 0 | 0 | 0 | 412.336 | 412.336 | 0 | 412.336 | 96 | 0 | 0 | 412.336 | 0 | 0 | 0 | 0 | 0 | 0 | 0
PHAENON | 1983 | 2021-04-01 | 2021-04-15 07:00 | ACTIVE | C14 | Photovoltaic | Storage |  | Solar | Battery |  | 102.254 | 101.7635 |  | 100 | Full Capacity |  | Off-Peak Deliverability |  | KERN | CA | PGAE | Kern | Shafter 115 kV | 2024-12-31 08:00 | 2029-07-18 07:00 |  | NA | Complete | Complete | NA |  | Not in Report | 2 | PHAENON - 1 | PHAENON - 2 |  | 0 | 0 | 0 | 2029 | Solar-Hybrid | 0.15 | 0.5 | Shafter | 115 | No ResID | No Project Name | 0 | 0 | 0 | 0 | 0 | 0 | 0 | 0 | 102.254 | 101.7635 | 0 | 101.7635 | 0 | 0 | 0 | 102.254 | 0 | 0 | 0 | 0 | 0 | 0 | 0
BUTTONBUSH SOLAR 2 | 1987 | 2021-04-03 | 2021-04-15 07:00 | ACTIVE | C14 | Photovoltaic | Storage |  | Solar | Battery |  | 358.2 | 358.2 |  | 350 | Full Capacity |  | Off-Peak Deliverability | Group D | KERN | CA | PGAE | S500 | Midway 500 kV | 2028-04-01 07:00 | 2032-03-17 07:00 |  | NA | Complete | Complete | NA | Executed | 1 | 2 | BUTTONBUSH SOLAR 2 - 1 | BUTTONBUSH SOLAR 2 - 2 |  | 1 | 1 | 350 | 2032 | Solar-Hybrid | 0.15 | 0.5 | Midway | 500 | No ResID | No Project Name | 0 | 0 | 0 | 0 | 0 | 0 | 0 | 0 | 358.2 | 358.2 | 0 | 358.2 | 350 | 0 | 0 | 358.2 | 0 | 0 | 0 | 0 | 0 | 0 | 0
CALLINAN SOLAR AND STORAGE | 1992 | 2021-04-06 | 2021-04-15 07:00 | ACTIVE | C14 | Storage | Photovoltaic |  | Battery | Solar |  | 159.4008 | 160.3879 |  | 150 | Full Capacity |  | Off-Peak Deliverability | Group D | KERN | CA | PGAE | Kern | Arco 230 kV | 2025-10-01 07:00 | 2031-02-18 08:00 |  | NA | Complete | Complete | NA |  | Not in Report | 2 | CALLINAN SOLAR AND STORAGE - 1 | CALLINAN SOLAR AND STORAGE - 2 |  | 0 | 0 | 0 | 2031 | Solar-Hybrid | 0.15 | 0.5 | Arco | 230 | No ResID | No Project Name | 0 | 0 | 0 | 0 | 0 | 0 | 0 | 0 | 159.4008 | 160.3879 | 0 | 159.4008 | 0 | 0 | 0 | 160.3879 | 0 | 0 | 0 | 0 | 0 | 0 | 0
EIGER ENERGY STORAGE | 1994 | 2021-04-06 | 2021-04-15 07:00 | ACTIVE | C14 | Generating Facility Type-1: Storage; Generating Facility Fuel-1: Battery; MWs MW-1: 100.9 | 100 | Full Capacity |  |  | Group D | KERN | CA | PGAE | Kern | Lamont 115 kV | 2025-01-01 08:00 | 2032-02-16 08:00 |  | NA | Complete | Complete | NA |  | Not in Report | 1 | EIGER ENERGY STORAGE - 1 |  |  | 0 | 0 | 0 | 2032 | Battery | 0.15 | 0.5 | Lamont | 115 | No ResID | No Project Name | 0 | 0 | 0 | 0 | 0 | 0 | 0 | 0 | 100.9 | 0 | 0 | 100.9 | 0 | 0 | 0 | 0 | 0 | 0 | 0 | 0 | 0 | 0 | 0
EVEREST ENERGY STORAGE | 1995 | 2021-04-06 | 2021-04-15 07:00 | ACTIVE | C14 | Generating Facility Type-1: Storage; Generating Facility Fuel-1: Battery; MWs MW-1: 201.8 | 200 | Partial Capacity | 78 |  | Group D | KERN | CA | PGAE | Kern | Kern PP 230 kV | 2025-01-01 08:00 | 2030-10-18 07:00 |  | NA | Complete | Complete | NA |  | Not in Report | 1 | EVEREST ENERGY STORAGE - 1 |  |  | 0 | 0.78 | 156 | 2031 | Battery | 0.15 | 0.5 | Kern PP | 230 | No ResID | No Project Name | 0 | 0 | 0 | 0 | 0 | 0 | 0 | 0 | 201.8 | 0 | 0 | 201.8 | 156 | 0 | 0 | 0 | 0 | 0 | 0 | 0 | 0 | 0 | 0
ISLAY | 1998 | 2021-04-07 | 2021-04-15 07:00 | ACTIVE | C14 | Storage | Wind Turbine |  | Battery | Wind Turbine |  | 756.054 | 1518.472 |  | 1500 | Full Capacity |  | Off-Peak Deliverability | Group D | SAN LUIS OBISPO | CA | PGAE | S500 | Diablo Canyon 500 kV | 2028-04-01 07:00 | 2034-08-16 07:00 |  | NA | Complete | Complete | NA |  | 1 | 2 | ISLAY - 1 | ISLAY - 2 |  | 1 | 1 | 1500 | 2034 | Wind-Hybrid | 0.15 | 0.5 | Diablo Canyon | 500 | No ResID | No Project Name | 0 | 0 | 0 | 0 | 0 | 0 | 0 | 0 | 756.054 | 1518.472 | 0 | 756.054 | 756.054 | 0 | 0 | 0 | 0 | 0 | 0 | 1518.472 | 1487.892 | 0 | 0
SERENA STORAGE | 2001 | 2021-04-10 | 2021-04-15 07:00 | ACTIVE | C14 | Generating Facility Type-1: Storage; Generating Facility Fuel-1: Battery; MWs MW-1: 114.264 | 110 | Full Capacity |  |  | Group A | KERN | CA | PGAE | Kern | Kern PP 230 kV | 2025-10-30 07:00 | 2029-09-18 07:00 |  | NA | Complete | Complete | NA |  | 1 | 1 | SERENA STORAGE - 1 |  |  | 1 | 1 | 110 | 2029 | Battery | 0.15 | 0.5 | Kern PP | 230 | No ResID | No Project Name | 0 | 0 | 0 | 0 | 0 | 0 | 0 | 0 | 114.264 | 0 | 0 | 114.264 | 110 | 0 | 0 | 0 | 0 | 0 | 0 | 0 | 0 | 0 | 0
VALLEY SUNLIGHT REFINERY | 2004 | 2021-04-10 | 2021-04-15 07:00 | ACTIVE | C14 | Photovoltaic | Storage |  | Solar | Battery |  | 410 | 411.3018 |  | 400 | Full Capacity |  | Off-Peak Deliverability | Group D | KINGS | CA | PGAE | Kern | Gates-Midway 230 kV Line | 2025-06-10 07:00 | 2032-02-18 08:00 |  | NA | Complete | Complete | NA |  | Not in Report | 2 | VALLEY SUNLIGHT REFINERY - 1 | VALLEY SUNLIGHT REFINERY - 2 |  | 0 | 0 | 0 | 2032 | Solar-Hybrid | 0.15 | 0.5 | New Sub - Gates - Midway (Proposed) | 230 | No ResID | No Project Name | 0 | 0 | 0 | 0 | 0 | 0 | 0 | 0 | 410 | 411.3018 | 0 | 411.3018 | 0 | 0 | 0 | 410 | 0 | 0 | 0 | 0 | 0 | 0 | 0
ANDROMEDA | 2013 | 2021-04-09 | 2021-04-15 07:00 | ACTIVE | C14 | Storage | Photovoltaic |  | Battery | Solar |  | 172.835 | 172.835 |  | 160 | Full Capacity |  | Off-Peak Deliverability |  | TULARE | CA | PGAE | Kern | Alpaugh 115 kV | 2026-12-31 08:00 | 2029-04-10 07:00 |  | NA | Complete | Complete | NA |  | Not in Report | 2 | ANDROMEDA - 1 | ANDROMEDA - 2 |  | 0 | 0 | 0 | 2029 | Solar-Hybrid | 0.15 | 0.5 | Alpaugh | 115 | No ResID | No Project Name | 0 | 0 | 0 | 0 | 0 | 0 | 0 | 0 | 172.835 | 172.835 | 0 | 172.835 | 0 | 0 | 0 | 172.835 | 0 | 0 | 0 | 0 | 0 | 0 | 0
CHERRY LANE HYBRID | 2015 | 2021-04-14 | 2021-04-15 07:00 | ACTIVE | C14 | Storage | Photovoltaic |  | Battery | Solar |  | 310.63 | 310.63 |  | 300 | Full Capacity |  | Off-Peak Deliverability | Group B | KERN | CA | PGAE | Kern | Wheeler Ridge 230 kV | 2025-06-01 07:00 | 2031-06-19 07:00 |  | NA | Complete | Complete | NA |  | Not in Report | 2 | CHERRY LANE HYBRID - 1 | CHERRY LANE HYBRID - 2 |  | 0 | 0 | 0 | 2031 | Solar-Hybrid | 0.15 | 0.5 | Wheeler Ridge | 230 | No ResID | No Project Name | 0 | 0 | 0 | 0 | 0 | 0 | 0 | 0 | 310.63 | 310.63 | 0 | 310.63 | 0 | 0 | 0 | 310.63 | 0 | 0 | 0 | 0 | 0 | 0 | 0
ARIELLA SOLAR | 2017 | 2021-04-14 | 2021-04-15 07:00 | ACTIVE | C14 | Photovoltaic | Storage |  | Solar | Battery |  | 163.268 | 163.268 |  | 160 | Energy Only |  | Off-Peak Deliverability | Group D | TULARE | CA | PGAE | Kern | Olive 115 kV | 2023-12-31 08:00 | 2030-12-17 08:00 |  | NA | Complete | Complete | NA |  | Not in Report | 2 | ARIELLA SOLAR - 1 | ARIELLA SOLAR - 2 |  | 0 | 0 | 0 | 2031 | Solar-Hybrid | 0.15 | 0.5 | Alpaugh | 115 | No ResID | No Project Name | 0 | 0 | 0 | 0 | 0 | 0 | 0 | 0 | 163.268 | 163.268 | 0 | 163.268 | 0 | 0 | 0 | 163.268 | 0 | 0 | 0 | 0 | 0 | 0 | 0
HIDDEN KNOLLS BESS | 2018 | 2021-04-14 | 2021-04-15 07:00 | ACTIVE | C14 | Generating Facility Type-1: Storage; Generating Facility Fuel-1: Battery; MWs MW-1: 30.8 | 30 | Full Capacity |  |  | Group D | KERN | CA | PGAE | Kern | Arco-Carneras 70 kV Line | 2024-06-01 07:00 | 2028-10-18 07:00 |  | NA | Complete | Complete | NA |  | Not in Report | 1 | HIDDEN KNOLLS BESS - 1 |  |  | 0 | 0 | 0 | 2029 | Battery | 0.15 | 0.5 | Arco | 70 | No ResID | No Project Name | 0 | 0 | 0 | 0 | 0 | 0 | 0 | 0 | 30.8 | 0 | 0 | 30.8 | 0 | 0 | 0 | 0 | 0 | 0 | 0 | 0 | 0 | 0 | 0
SOCORRO PEAK SOLAR | 2022 | 2021-04-09 | 2021-04-15 07:00 | ACTIVE | C14 | Photovoltaic | Storage |  | Solar | Battery |  | 379.7505 | 376.0403 |  | 350 | Full Capacity |  | Off-Peak Deliverability | Group B | LA PAZ | AZ | DCRT | Eastern | Cielo Azul Substation 500 kV | 2025-10-01 07:00 | 2029-03-26 07:00 |  | NA | Complete | Complete | NA |  | Not in Report | 2 | SOCORRO PEAK SOLAR - 1 | SOCORRO PEAK SOLAR - 2 |  | 0 | 0 | 0 | 2029 | Solar-Hybrid | 0.13 | 0.48 | Cielo Azul | 500 | No ResID | No Project Name | 0 | 0 | 0 | 0 | 0 | 0 | 0 | 0 | 379.7505 | 376.0403 | 0 | 376.0403 | 0 | 0 | 0 | 379.7505 | 0 | 0 | 0 | 0 | 0 | 0 | 0
JOVE SOLAR | 2023 | 2021-04-05 | 2021-04-15 07:00 | ACTIVE | C14 | Photovoltaic | Storage |  | Solar | Battery |  | 2042.4 | 2090.2 |  | 2000 | Full Capacity |  | Off-Peak Deliverability | Group D | LA PAZ | AZ | DCRT | Eastern | Cielo Azul Substation 500 kV | 2024-12-31 08:00 | 2030-01-26 08:00 |  | NA | Complete | Complete | NA |  | Not in Report | 2 | JOVE SOLAR - 1 | JOVE SOLAR - 2 |  | 0 | 0 | 0 | 2030 | Solar-Hybrid | 0.13 | 0.48 | Cielo Azul | 500 | No ResID | No Project Name | 0 | 0 | 0 | 0 | 0 | 0 | 0 | 0 | 2042.4 | 2090.2 | 0 | 2090.2 | 0 | 0 | 0 | 2042.4 | 0 | 0 | 0 | 0 | 0 | 0 | 0
RANEGRAS PVS | 2025 | 2021-04-07 | 2021-04-15 07:00 | ACTIVE | C14 | Storage | Photovoltaic |  | Battery | Solar |  | 718.81 | 718.81 |  | 700 | Full Capacity |  | Off-Peak Deliverability | Group B | LA PAZ | AZ | DCRT | Eastern | Colorado River-Delaney 500 kV line | 2025-06-01 07:00 | 2029-07-26 07:00 |  | NA | Complete | Complete | NA |  | Not in Report | 2 | RANEGRAS PVS - 1 | RANEGRAS PVS - 2 |  | 0 | 0 | 0 | 2029 | Solar-Hybrid | 0.13 | 0.48 | Cielo Azul | 500 | No ResID | No Project Name | 0 | 0 | 0 | 0 | 0 | 0 | 0 | 0 | 718.81 | 718.81 | 0 | 718.81 | 0 | 0 | 0 | 718.81 | 0 | 0 | 0 | 0 | 0 | 0 | 0
HARQUAHALA FLATS 2 | 2027 | 2021-04-09 | 2021-04-15 07:00 | ACTIVE | C14 | Storage | Photovoltaic |  | Battery | Solar |  | 410.76 | 410.76 |  | 400 | Full Capacity |  | Off-Peak Deliverability | Group D | MARICOPA | AZ | DCRT | Eastern | Delaney Substation 500 kV | 2025-11-30 08:00 | 2028-04-15 07:00 |  | NA | Complete | Complete | NA |  | Not in Report | 2 | HARQUAHALA FLATS 2 - 1 | HARQUAHALA FLATS 2 - 2 |  | 0 | 0 | 0 | 2028 | Solar-Hybrid | 0.13 | 0.48 | Delaney | 500 | No ResID | No Project Name | 0 | 0 | 0 | 0 | 0 | 0 | 0 | 0 | 410.76 | 410.76 | 0 | 410.76 | 0 | 0 | 0 | 410.76 | 0 | 0 | 0 | 0 | 0 | 0 | 0
HARQUAHALA SUNRISE 2 | 2029 | 2021-04-15 | 2021-04-15 07:00 | ACTIVE | C14 | Photovoltaic | Storage |  | Solar | Battery |  | 169.2 | 160.98 |  | 150 | Full Capacity |  | Off-Peak Deliverability | Group A | MARICOPA | AZ | DCRT | Eastern | Delaney Substation 500 kV | 2024-11-01 07:00 | 2026-09-01 07:00 |  | NA | Complete | Complete | NA |  | 1 | 2 | HARQUAHALA SUNRISE 2 - 1 | HARQUAHALA SUNRISE 2 - 2 |  | 1 | 1 | 150 | 2026 | Solar-Hybrid | 0.13 | 0.48 | Delaney | 500 | No ResID | No Project Name | 0 | 0 | 0 | 0 | 0 | 0 | 0 | 0 | 169.2 | 160.98 | 0 | 160.98 | 150 | 0 | 0 | 169.2 | 0 | 0 | 0 | 0 | 0 | 0 | 0
MARLEY | 2031 | 2021-04-01 | 2021-04-15 07:00 | ACTIVE | C14 | Generating Facility Type-1: Storage; Generating Facility Fuel-1: Battery; MWs MW-1: 206.091 | 200 | Full Capacity |  |  | Group D | RIVERSIDE | CA | SCE | Eastern | Wildlife Substation 230 kV | 2024-11-01 07:00 | 2032-06-26 07:00 |  | NA | Complete | Complete | NA |  | Not in Report | 1 | MARLEY - 1 |  |  | 0 | 0 | 0 | 2032 | Battery | 0.13 | 0.48 | Wildlife | 230 | No ResID | No Project Name | 0 | 0 | 0 | 0 | 0 | 0 | 0 | 0 | 206.091 | 0 | 0 | 206.091 | 0 | 0 | 0 | 0 | 0 | 0 | 0 | 0 | 0 | 0 | 0
TROLLEY | 2032 | 2021-04-01 | 2021-04-15 07:00 | ACTIVE | C14 | Generating Facility Type-1: Storage; Generating Facility Fuel-1: Battery; MWs MW-1: 405.6634 | 400 | Full Capacity |  |  | Group D | SAN BERNARDINO | CA | SCE | Eastern | Etiwanda Substation 230 kV | 2024-06-30 07:00 | 2031-02-26 08:00 |  | NA | Complete | Complete | NA |  | 1 | 1 | TROLLEY - 1 |  |  | 1 | 1 | 400 | 2031 | Battery | 0.13 | 0.48 | Etiwanda | 230 | No ResID | No Project Name | 0 | 0 | 0 | 0 | 0 | 0 | 0 | 0 | 405.6634 | 0 | 0 | 405.6634 | 400 | 0 | 0 | 0 | 0 | 0 | 0 | 0 | 0 | 0 | 0
CARMINE | 2033 | 2021-04-01 | 2021-04-15 07:00 | ACTIVE | C14 | Generating Facility Type-1: Storage; Generating Facility Fuel-1: Battery; MWs MW-1: 360.296 | 350 | Full Capacity |  | Off-Peak Deliverability | Group D | RIVERSIDE | CA | SCE | Eastern | Colorado River Substation 230 kV | 2024-11-01 07:00 | 2030-12-26 08:00 |  | NA | Complete | Complete | NA |  | Not in Report | 1 | CARMINE - 1 |  |  | 0 | 0 | 0 | 2031 | Battery | 0.13 | 0.48 | Colorado River | 230 | No ResID | No Project Name | 0 | 0 | 0 | 0 | 0 | 0 | 0 | 0 | 360.296 | 0 | 0 | 360.296 | 0 | 0 | 0 | 0 | 0 | 0 | 0 | 0 | 0 | 0 | 0
HUB CITY ENERGY STORAGE | 2034 | 2021-04-03 | 2021-04-15 07:00 | ACTIVE | C14 | Generating Facility Type-1: Storage; Generating Facility Fuel-1: Battery; MWs MW-1: 261 | 250 | Partial Capacity | 40 |  | Group D | SAN BERNARDINO | CA | SCE | Eastern | Devers 220kV | 2025-06-01 07:00 | 2031-01-01 08:00 |  | NA | Complete | Complete | NA |  | 0.4 | 1 | HUB CITY ENERGY STORAGE - 1 |  |  | 1 | 0.4 | 100 | 2031 | Battery | 0.13 | 0.48 | Devers | 230 | No ResID | No Project Name | 0 | 0 | 0 | 0 | 0 | 0 | 0 | 0 | 261 | 0 | 0 | 261 | 100 | 0 | 0 | 0 | 0 | 0 | 0 | 0 | 0 | 0 | 0
REDONDA | 2036 | 2021-04-05 | 2021-04-15 07:00 | ACTIVE | C14 | Photovoltaic | Storage |  | Solar | Battery |  | 273.0212 | 268.7138 |  | 250 | Full Capacity |  | Off-Peak Deliverability | Group A | RIVERSIDE | CA | SCE | Eastern | Red Bluff Substation 220 kV | 2024-12-01 08:00 | 2031-01-01 08:00 |  | NA | Complete | Complete | NA |  | 1 | 2 | REDONDA - 1 | REDONDA - 2 |  | 1 | 1 | 250 | 2031 | Solar-Hybrid | 0.13 | 0.48 | Red Bluff | 230 | No ResID | No Project Name | 0 | 0 | 0 | 0 | 0 | 0 | 0 | 0 | 273.0212 | 268.7138 | 0 | 268.7138 | 250 | 0 | 0 | 273.0212 | 0 | 0 | 0 | 0 | 0 | 0 | 0
SARGASSO STORAGE | 2037 | 2021-04-06 | 2021-04-15 07:00 | ACTIVE | C14 | Generating Facility Type-1: Storage; Generating Facility Fuel-1: Battery; MWs MW-1: 202.8 | 200 | Full Capacity |  |  | Group D | SAN BERNARDINO | CA | SCE | Eastern | San Bernadino 230 kV | 2024-12-15 08:00 | 2032-05-26 07:00 |  | NA | Complete | Complete | NA |  | Not in Report | 1 | SARGASSO STORAGE - 1 |  |  | 0 | 0 | 0 | 2032 | Battery | 0.13 | 0.48 | San Bernardino | 230 | No ResID | No Project Name | 0 | 0 | 0 | 0 | 0 | 0 | 0 | 0 | 202.8 | 0 | 0 | 202.8 | 0 | 0 | 0 | 0 | 0 | 0 | 0 | 0 | 0 | 0 | 0
SANDRIFT STORAGE 1 | 2039 | 2021-04-07 | 2021-04-15 07:00 | ACTIVE | C14 | Generating Facility Type-1: Storage; Generating Facility Fuel-1: Battery; MWs MW-1: 254.77 | 250 | Partial Capacity | 88.43 |  | Group A | RIVERSIDE | CA | SCE | Eastern | Red Bluff Substation 230 kV | 2023-12-31 08:00 | 2030-12-26 08:00 |  | NA | Complete | Complete | NA |  | 0.88 | 1 | SANDRIFT STORAGE 1 - 1 |  |  | 1 | 0.88 | 220 | 2031 | Battery | 0.13 | 0.48 | Red Bluff | 230 | No ResID | No Project Name | 0 | 0 | 0 | 0 | 0 | 0 | 0 | 0 | 254.77 | 0 | 0 | 254.77 | 220 | 0 | 0 | 0 | 0 | 0 | 0 | 0 | 0 | 0 | 0
SANDRIFT STORAGE 2 | 2041 | 2021-04-07 | 2021-04-15 07:00 | ACTIVE | C14 | Generating Facility Type-1: Storage; Generating Facility Fuel-1: Battery; MWs MW-1: 254.77 | 250 | Partial Capacity | 88.43 |  | Group A | RIVERSIDE | CA | SCE | Eastern | Red Bluff Substation 230 kV | 2023-12-31 08:00 | 2030-12-26 08:00 |  | NA | Complete | Complete | NA |  | 0.88 | 1 | SANDRIFT STORAGE 2 - 1 |  |  | 1 | 0.88 | 220 | 2031 | Battery | 0.13 | 0.48 | Red Bluff | 230 | No ResID | No Project Name | 0 | 0 | 0 | 0 | 0 | 0 | 0 | 0 | 254.77 | 0 | 0 | 254.77 | 220 | 0 | 0 | 0 | 0 | 0 | 0 | 0 | 0 | 0 | 0
EASLEY | 2042 | 2021-04-08 | 2021-04-15 07:00 | ACTIVE | C14 | Storage | Photovoltaic |  | Battery | Solar |  | 650 | 350 |  | 650 | Full Capacity |  | Off-Peak Deliverability | Group A | RIVERSIDE | CA | SCE | Eastern | Red Bluff Substation 500 kV | 2024-12-31 08:00 | 2028-03-06 08:00 |  | NA | Complete | Complete | NA | Executed | 0.69 | 2 | EASLEY - 1 | EASLEY - 2 |  | 1 | 0.69 | 448.5 | 2028 | Solar-Hybrid | 0.13 | 0.48 | Red Bluff | 500 | 0 | Easley | 0 | 100 | 0 | 175 | 0 | 100 | 0 | 175 | 520 | 175 | 0 | 520 | 348.5 | 0 | 0 | 175 | 0 | 0 | 0 | 0 | 0 | 0 | 0
PICADOR ENERGY STORAGE | 2043 | 2021-04-06 | 2021-04-15 07:00 | ACTIVE | C14 | Generating Facility Type-1: Storage; Generating Facility Fuel-1: Battery; MWs MW-1: 252 | 250 | Full Capacity |  |  | Group D | SAN BERNARDINO | CA | SCE | Eastern | Etiwanda Substation 230 kV | 2024-08-01 07:00 | 2032-05-26 07:00 |  | NA | Complete | Complete | NA |  | Not in Report | 1 | PICADOR ENERGY STORAGE - 1 |  |  | 0 | 0 | 0 | 2032 | Battery | 0.13 | 0.48 | Etiwanda | 230 | No ResID | No Project Name | 0 | 0 | 0 | 0 | 0 | 0 | 0 | 0 | 252 | 0 | 0 | 252 | 0 | 0 | 0 | 0 | 0 | 0 | 0 | 0 | 0 | 0 | 0
INVICTUS | 2045 | 2021-04-10 | 2021-04-15 07:00 | ACTIVE | C14 | Storage | Photovoltaic |  | Battery | Solar |  | 430.192 | 430.192 |  | 300 | Full Capacity |  | Off-Peak Deliverability | Group B | RIVERSIDE | CA | SCE | Eastern | Colorado River 230 kV | 2025-12-15 08:00 | 2029-11-26 08:00 |  | NA | Complete | Complete | NA |  | Not in Report | 2 | INVICTUS - 1 | INVICTUS - 2 |  | 0 | 0 | 0 | 2030 | Solar-Hybrid | 0.13 | 0.48 | Colorado River | 230 | No ResID | No Project Name | 0 | 0 | 0 | 0 | 0 | 0 | 0 | 0 | 430.192 | 430.192 | 0 | 430.192 | 0 | 0 | 0 | 430.192 | 0 | 0 | 0 | 0 | 0 | 0 | 0
TWIN PALMS SOLAR | 2048 | 2021-04-08 | 2021-04-15 07:00 | ACTIVE | C14 | Storage | Photovoltaic |  | Battery | Solar |  | 288.144 | 288 |  | 280 | Full Capacity |  | Off-Peak Deliverability | Group A | RIVERSIDE | CA | SCE | Eastern | Colorado River Substation 230 kV | 2025-10-30 07:00 | 2030-07-06 07:00 |  | NA | Complete | Complete | NA | Executed | 1 | 2 | TWIN PALMS SOLAR - 1 | TWIN PALMS SOLAR - 2 |  | 1 | 1 | 280 | 2030 | Solar-Hybrid | 0.13 | 0.48 | Colorado River | 230 | No ResID | No Project Name | 0 | 0 | 0 | 0 | 0 | 0 | 0 | 0 | 288.144 | 288 | 0 | 288.144 | 280 | 0 | 0 | 288 | 0 | 0 | 0 | 0 | 0 | 0 | 0
ARDILLA | 2049 | 2021-04-09 | 2021-04-15 07:00 | ACTIVE | C14 | Generating Facility Type-1: Storage; Generating Facility Fuel-1: Battery; MWs MW-1: 410.76 | 400 | Full Capacity |  |  | Group D | RIVERSIDE | CA | SCE | Eastern | Devers Substation 230kV | 2025-11-30 08:00 | 2032-04-26 07:00 |  | NA | Complete | Complete | NA |  | Not in Report | 1 | ARDILLA - 1 |  |  | 0 | 0 | 0 | 2032 | Battery | 0.13 | 0.48 | Devers | 230 | No ResID | No Project Name | 0 | 0 | 0 | 0 | 0 | 0 | 0 | 0 | 410.76 | 0 | 0 | 410.76 | 0 | 0 | 0 | 0 | 0 | 0 | 0 | 0 | 0 | 0 | 0
ETERNAL 2 | 2050 | 2021-04-13 | 2021-04-15 07:00 | ACTIVE | C14 | Storage | Storage |  | Pumped-Storage hydro | Battery |  | 1417 | 1434.4 |  | 1400 | Energy Only |  | Off-Peak Deliverability | Group D | RIVERSIDE | CA | SCE | Eastern | Red Bluff Substation 500 kV | 2026-12-01 08:00 | 2031-11-26 08:00 |  | NA | Complete | Complete | NA |  | Not in Report | 2 | ETERNAL 2 - 1 | ETERNAL 2 - 2 |  | 0 | 0 | 0 | 2032 | LDES | 0.13 | 0.48 | Red Bluff | 500 | No ResID | No Project Name | 0 | 0 | 0 | 0 | 0 | 0 | 0 | 0 | 1417 | 1434.4 | 0 | 1434.4 | 0 | 1417 | 0 | 0 | 0 | 0 | 0 | 0 | 0 | 0 | 0
SALVADOR | 2051 | 2021-04-13 | 2021-04-15 07:00 | ACTIVE | C14 | Photovoltaic | Storage |  | Solar | Battery |  | 65 | 404.8 |  | 400 | Full Capacity |  | Off-Peak Deliverability | Group D | RIVERSIDE | CA | SCE | Eastern | MIRAGE Substation 220 kV | 2025-12-15 08:00 | 2030-12-26 08:00 |  | NA | Complete | Complete | NA |  | Not in Report | 2 | SALVADOR - 1 | SALVADOR - 2 |  | 0 | 0 | 0 | 2031 | Solar-Hybrid | 0.13 | 0.48 | Bannister | 230 | No ResID | No Project Name | 0 | 0 | 0 | 0 | 0 | 0 | 0 | 0 | 65 | 404.8 | 0 | 404.8 | 0 | 0 | 0 | 65 | 0 | 0 | 0 | 0 | 0 | 0 | 0
BOUSE SOLAR AND STORAGE PLANT | 2052 | 2021-04-15 | 2021-04-15 07:00 | ACTIVE | C14 | Photovoltaic | Storage |  | Solar | Battery |  | 1009.9 | 1010.88 |  | 1000 | Full Capacity |  | Off-Peak Deliverability | Group D | LA PAZ | AZ | SCE | Eastern | Colorado River - Palo Verde 500kV | 2026-02-05 08:00 | 2033-12-26 08:00 |  | NA | Complete | Complete | NA |  | Not in Report | 2 | BOUSE SOLAR AND STORAGE PLANT - 1 | BOUSE SOLAR AND STORAGE PLANT - 2 |  | 0 | 0 | 0 | 2034 | Solar-Hybrid | 0.13 | 0.48 | Cielo Azul | 500 | No ResID | No Project Name | 0 | 0 | 0 | 0 | 0 | 0 | 0 | 0 | 1009.9 | 1010.88 | 0 | 1010.88 | 0 | 0 | 0 | 1009.9 | 0 | 0 | 0 | 0 | 0 | 0 | 0
EUISMOD | 2055 | 2021-04-01 | 2021-04-15 07:00 | ACTIVE | C14 | Photovoltaic | Storage |  | Solar | Battery |  | 623.48 | 623.48 |  | 600 | Full Capacity |  | Off-Peak Deliverability | Group B | KERN | CA | SCE | Northern | WHIRLWIND Substation 230 kV | 2024-06-30 07:00 | 2028-06-01 07:00 |  | NA | Complete | Complete | NA | Executed | 1 | 2 | EUISMOD - 1 | EUISMOD - 2 |  | 1 | 1 | 600 | 2028 | Solar-Hybrid | 0.13 | 0.48 | Whirlwind | 230 | No ResID | No Project Name | 0 | 0 | 0 | 0 | 0 | 0 | 0 | 0 | 623.48 | 223.48 | 0 | 223.48 | 600 | 0 | 0 | 623.48 | 0 | 0 | 0 | 0 | 0 | 0 | 0
FOUR CREEKS ENERGY STORAGE | 2058 | 2021-04-02 | 2021-04-15 07:00 | ACTIVE | C14 | Generating Facility Type-1: Storage; Generating Facility Fuel-1: Battery; MWs MW-1: 261 | 250 | Full Capacity |  |  | Group B | TULARE | CA | SCE | Northern | Rector Substation 230 kV | 2025-06-01 07:00 | 2030-07-01 07:00 |  | NA | Complete | Complete | NA |  | Not in Report | 1 | FOUR CREEKS ENERGY STORAGE - 1 |  |  | 0 | 0 | 0 | 2030 | Battery | 0.13 | 0.48 | Rector | 230 | No ResID | No Project Name | 0 | 0 | 0 | 0 | 0 | 0 | 0 | 0 | 261 | 0 | 0 | 261 | 0 | 0 | 0 | 0 | 0 | 0 | 0 | 0 | 0 | 0 | 0
J90 ENERGY STORAGE | 2059 | 2021-04-02 | 2021-04-15 07:00 | ACTIVE | C14 | Generating Facility Type-1: Storage; Generating Facility Fuel-1: Battery; MWs MW-1: 261 | 250 | Full Capacity |  | Off-Peak Deliverability | Group B | LOS ANGELES | CA | SCE | Northern | Antelope Substation 230 kV | 2025-06-01 07:00 | 2033-06-01 07:00 |  | NA | Complete | Complete | NA | Executed | 1 | 1 | J90 ENERGY STORAGE - 1 |  |  | 1 | 1 | 250 | 2033 | Battery | 0.13 | 0.48 | Antelope | 230 | No ResID | No Project Name | 0 | 0 | 0 | 0 | 0 | 0 | 0 | 0 | 261 | 0 | 0 | 261 | 250 | 0 | 0 | 0 | 0 | 0 | 0 | 0 | 0 | 0 | 0
SAGEBRUSH ENERGY STORAGE | 2060 | 2021-04-05 | 2021-04-15 07:00 | ACTIVE | C14 | Generating Facility Type-1: Storage; Generating Facility Fuel-1: Battery; MWs MW-1: 528 | 500 | Partial Capacity | 50 |  | Group D | KERN | CA | SCE | Northern | Vincent Substation 230 kV | 2025-07-01 07:00 | 2033-02-26 08:00 |  | NA | Complete | Complete | NA |  | 1 | 1 | SAGEBRUSH ENERGY STORAGE - 1 |  |  | 1 | 1 | 500 | 2033 | Battery | 0.13 | 0.48 | Vincent | 230 | No ResID | No Project Name | 0 | 0 | 0 | 0 | 0 | 0 | 0 | 0 | 528 | 0 | 0 | 528 | 500 | 0 | 0 | 0 | 0 | 0 | 0 | 0 | 0 | 0 | 0
JUNIPER STORAGE | 2061 | 2021-04-05 | 2021-04-15 07:00 | ACTIVE | C14 | Photovoltaic | Storage |  | Solar | Battery |  | 153.5 | 153.5 |  | 150 | Full Capacity |  | Off-Peak Deliverability |  | LOS ANGELES | CA | SCE | Northern | Vincent - Pearblossom 230 kV line | 2024-06-30 07:00 | 2033-02-26 08:00 |  | NA | Complete | Complete | NA |  | Not in Report | 2 | JUNIPER STORAGE - 1 | JUNIPER STORAGE - 2 |  | 0 | 0 | 0 | 2033 | Solar-Hybrid | 0.13 | 0.48 | Vincent | 230 | No ResID | No Project Name | 0 | 0 | 0 | 0 | 0 | 0 | 0 | 0 | 153.5 | 153.5 | 0 | 153.5 | 0 | 0 | 0 | 153.5 | 0 | 0 | 0 | 0 | 0 | 0 | 0
DORIAN STORAGE | 2062 | 2021-04-06 | 2021-04-15 07:00 | ACTIVE | C14 | Generating Facility Type-1: Storage; Generating Facility Fuel-1: Battery; MWs MW-1: 213.5926 | 200 | Full Capacity |  | Off-Peak Deliverability | Group D | LOS ANGELES | CA | SCE | Northern | Antelope Substation 230 kV | 2025-10-01 07:00 | 2034-08-26 07:00 |  | NA | Complete | Complete | NA |  | 1 | 1 | DORIAN STORAGE - 1 |  |  | 1 | 1 | 200 | 2034 | Battery | 0.13 | 0.48 | Antelope | 230 | No ResID | No Project Name | 0 | 0 | 0 | 0 | 0 | 0 | 0 | 0 | 213.5926 | 0 | 0 | 213.5926 | 200 | 0 | 0 | 0 | 0 | 0 | 0 | 0 | 0 | 0 | 0
ELION ENERGY STORAGE | 2064 | 2021-04-06 | 2021-04-15 07:00 | ACTIVE | C14 | Generating Facility Type-1: Storage; Generating Facility Fuel-1: Battery; MWs MW-1: 302.4 | 300 | Full Capacity |  |  | Group D | LOS ANGELES | CA | SCE | Northern | Antelope ValleySubstation 230 kV | 2024-08-01 07:00 | 2034-05-26 07:00 |  | NA | Complete | Complete | NA |  | 1 | 1 | ELION ENERGY STORAGE - 1 |  |  | 1 | 1 | 300 | 2034 | Battery | 0.13 | 0.48 | Antelope | 230 | No ResID | No Project Name | 0 | 0 | 0 | 0 | 0 | 0 | 0 | 0 | 302.4 | 0 | 0 | 302.4 | 300 | 0 | 0 | 0 | 0 | 0 | 0 | 0 | 0 | 0 | 0
DRIFTER ENERGY STORAGE | 2066 | 2021-04-06 | 2021-04-15 07:00 | ACTIVE | C14 | Generating Facility Type-1: Storage; Generating Facility Fuel-1: Battery; MWs MW-1: 504.8 | 500 | Full Capacity |  |  | Group B | VENTURA | CA | SCE | Northern | Moorpark Substation 230 kV | 2024-08-01 07:00 | 2033-03-26 07:00 |  | NA | Complete | Complete | NA |  | Not in Report | 1 | DRIFTER ENERGY STORAGE - 1 |  |  | 0 | 0 | 0 | 2033 | Battery | 0.13 | 0.48 | Moorpark | 230 | No ResID | No Project Name | 0 | 350 | 0 | 0 | 0 | 350 | 0 | 0 | 104.8 | 0 | 0 | 104.8 | 0 | 0 | 0 | 0 | 0 | 0 | 0 | 0 | 0 | 0 | 0
BOBOR STORAGE | 2068 | 2021-04-07 | 2021-04-15 07:00 | ACTIVE | C14 | Generating Facility Type-1: Storage; Generating Facility Fuel-1: Battery; MWs MW-1: 152.1 | 150 | Full Capacity |  |  | Group D | TULARE | CA | SCE | Northern | Rector Substation 230 kV | 2025-12-15 08:00 | 2030-12-26 08:00 |  | NA | Complete | Complete | NA |  | Not in Report | 1 | BOBOR STORAGE - 1 |  |  | 0 | 0 | 0 | 2031 | Battery | 0.13 | 0.48 | Rector | 230 | No ResID | No Project Name | 0 | 0 | 0 | 0 | 0 | 0 | 0 | 0 | 152.1 | 0 | 0 | 152.1 | 0 | 0 | 0 | 0 | 0 | 0 | 0 | 0 | 0 | 0 | 0
SOLEIL CANTIL | 2078 | 2021-04-09 | 2021-04-15 07:00 | ACTIVE | C14 | Photovoltaic | Storage |  | Solar | Battery |  | 372.3 | 225 |  | 350 | Full Capacity |  | Off-Peak Deliverability |  | KERN | CA | SCE | Northern | Windhub Substation 500kV | 2024-06-01 07:00 | 2033-02-26 08:00 |  | NA | Complete | Complete | NA |  | Not in Report | 2 | SOLEIL CANTIL - 1 | SOLEIL CANTIL - 2 |  | 0 | 0 | 0 | 2033 | Solar-Hybrid | 0.13 | 0.48 | Windhub | 500 | No ResID | No Project Name | 0 | 0 | 0 | 0 | 0 | 0 | 0 | 0 | 372.3 | 225 | 0 | 225 | 0 | 0 | 0 | 372.3 | 0 | 0 | 0 | 0 | 0 | 0 | 0
RANGELAND SOLAR | 2080 | 2021-04-12 | 2021-04-15 07:00 | ACTIVE | C14 | Photovoltaic | Storage |  | Solar | Battery |  | 113.832 | 102.672 |  | 210 | Full Capacity |  | Off-Peak Deliverability | Group A | LOS ANGELES | CA | SCE | Northern | Antelope- Magunden #2 230 kV line | 2024-10-30 07:00 | 2033-08-26 07:00 |  | NA | Complete | Complete | NA |  | Not in Report | 2 | RANGELAND SOLAR - 1 | RANGELAND SOLAR - 2 |  | 0 | 0 | 0 | 2033 | Solar-Hybrid | 0.13 | 0.48 | Antelope | 230 | No ResID | No Project Name | 0 | 0 | 0 | 0 | 0 | 0 | 0 | 0 | 113.832 | 102.672 | 0 | 102.672 | 0 | 0 | 0 | 113.832 | 0 | 0 | 0 | 0 | 0 | 0 | 0
MINERAL KING SOLAR | 2081 | 2021-04-09 | 2021-04-15 07:00 | ACTIVE | C14 | Photovoltaic | Storage |  | Solar | Battery |  | 215.4124 | 214.0983 |  | 200 | Full Capacity |  | Off-Peak Deliverability |  | TULARE | CA | SCE | Northern | Rector Substation 220 kV | 2026-12-31 08:00 | 2029-09-26 07:00 |  | NA | Complete | Complete | NA |  | Not in Report | 2 | MINERAL KING SOLAR - 1 | MINERAL KING SOLAR - 2 |  | 0 | 0 | 0 | 2029 | Solar-Hybrid | 0.13 | 0.48 | Rector | 230 | No ResID | No Project Name | 0 | 0 | 0 | 0 | 0 | 0 | 0 | 0 | 215.4124 | 214.0983 | 0 | 214.0983 | 0 | 0 | 0 | 215.4124 | 0 | 0 | 0 | 0 | 0 | 0 | 0
ELECTRON | 2082 | 2021-04-12 | 2021-04-15 07:00 | ACTIVE | C14 | Generating Facility Type-1: Storage; Generating Facility Fuel-1: Battery; MWs MW-1: 300 | 300 | Energy Only |  |  |  | LOS ANGELES | CA | SCE | Northern | ANTELOPE Substation 220 kV | 2024-06-01 07:00 | 2033-01-26 08:00 |  | NA | Complete | Complete | NA |  | Not in Report | 1 | ELECTRON - 1 |  |  | 0 | 0 | 0 | 2033 | Battery | 0.13 | 0.48 | Antelope | 230 | No ResID | No Project Name | 0 | 0 | 0 | 0 | 0 | 0 | 0 | 0 | 300 | 0 | 0 | 300 | 0 | 0 | 0 | 0 | 0 | 0 | 0 | 0 | 0 | 0 | 0
SOLSKEN | 2085 | 2021-04-09 | 2021-04-15 07:00 | ACTIVE | C14 | Storage | Photovoltaic |  | Battery | Solar |  | 345 | 464.42 |  | 460 | Full Capacity |  | Off-Peak Deliverability |  | TULARE | CA | SCE | Northern | Springville Substation 230 kV | 2024-04-15 07:00 | 2033-02-26 08:00 |  | NA | Complete | Complete | NA |  | Not in Report | 2 | SOLSKEN - 1 | SOLSKEN - 2 |  | 0 | 0 | 0 | 2033 | Solar-Hybrid | 0.13 | 0.48 | Springville | 230 | No ResID | No Project Name | 0 | 0 | 0 | 0 | 0 | 0 | 0 | 0 | 345 | 464.42 | 0 | 345 | 0 | 0 | 0 | 464.42 | 0 | 0 | 0 | 0 | 0 | 0 | 0
GREASEWOOD ENERGY STORAGE | 2089 | 2021-04-14 | 2021-04-15 07:00 | ACTIVE | C14 | Generating Facility Type-1: Storage; Generating Facility Fuel-1: Battery; MWs MW-1: 513.2 | 500 | Full Capacity |  |  | Group D | KERN | CA | SCE | Northern | Whirlwind Substation 500 kV | 2025-06-01 07:00 | 2033-02-26 08:00 |  | NA | Complete | Complete | NA |  | 1 | 1 | GREASEWOOD ENERGY STORAGE - 1 |  |  | 1 | 1 | 500 | 2033 | Battery | 0.13 | 0.48 | Whirlwind | 500 | No ResID | No Project Name | 0 | 0 | 0 | 0 | 0 | 0 | 0 | 0 | 513.2 | 0 | 0 | 513.2 | 500 | 0 | 0 | 0 | 0 | 0 | 0 | 0 | 0 | 0 | 0
GWENT STORAGE 2 | 2090 | 2021-04-14 | 2021-04-15 07:00 | ACTIVE | C14 | Generating Facility Type-1: Storage; Generating Facility Fuel-1: Battery; MWs MW-1: 473 | 465 | Full Capacity |  |  | Group D | VENTURA | CA | SCE | Northern | Moorpark Substation 230 kV | 2023-12-15 08:00 | 2033-01-26 08:00 |  | NA | Complete | Complete | NA |  | Not in Report | 1 | GWENT STORAGE 2 - 1 |  |  | 0 | 0 | 0 | 2033 | Battery | 0.13 | 0.48 | Moorpark | 230 | No ResID | No Project Name | 0 | 0 | 0 | 0 | 0 | 0 | 0 | 0 | 473 | 0 | 0 | 473 | 0 | 0 | 0 | 0 | 0 | 0 | 0 | 0 | 0 | 0 | 0
MAATHAI | 2091 | 2021-04-14 | 2021-04-15 07:00 | ACTIVE | C14 | Generating Facility Type-1: Storage; Generating Facility Fuel-1: Battery; MWs MW-1: 256 | 250 | Full Capacity |  |  | Group D | LOS ANGELES | CA | SCE | Northern | Vincent Substation 230 kV | 2023-12-15 08:00 | 2033-01-26 08:00 |  | NA | Complete | Complete | NA | In Progress | 1 | 1 | MAATHAI - 1 |  |  | 1 | 1 | 250 | 2033 | Battery | 0.13 | 0.48 | Vincent | 230 | No ResID | No Project Name | 0 | 0 | 0 | 0 | 0 | 0 | 0 | 0 | 256 | 0 | 0 | 256 | 250 | 0 | 0 | 0 | 0 | 0 | 0 | 0 | 0 | 0 | 0
ROSA STORAGE | 2092 | 2021-04-14 | 2021-04-15 07:00 | ACTIVE | C14 | Generating Facility Type-1: Storage; Generating Facility Fuel-1: Battery; MWs MW-1: 511.725 | 500 | Full Capacity |  |  | Group D | VENTURA | CA | SCE | Northern | Moorpark Substation 230 kV | 2025-06-01 07:00 | 2034-06-27 07:00 |  | NA | Complete | Complete | NA |  | Not in Report | 1 | ROSA STORAGE - 1 |  |  | 0 | 0 | 0 | 2034 | Battery | 0.13 | 0.48 | Moorpark | 230 | No ResID | No Project Name | 0 | 0 | 0 | 0 | 0 | 0 | 0 | 0 | 511.725 | 0 | 0 | 511.725 | 0 | 0 | 0 | 0 | 0 | 0 | 0 | 0 | 0 | 0 | 0
HIDALGO ENERGY STORAGE | 2096 | 2021-04-02 | 2021-04-15 07:00 | ACTIVE | C14 | Generating Facility Type-1: Storage; Generating Facility Fuel-1: Battery; MWs MW-1: 408.12 | 400 | Partial Capacity | 70 |  | Group B | SAN BERNARDINO | CA | SCE | NOL | Kramer-Lugo #1 220 kV | 2024-06-01 07:00 | 2033-09-26 07:00 |  | NA | Complete | Complete | NA |  | 0.7 | 1 | HIDALGO ENERGY STORAGE - 1 |  |  | 1 | 0.7 | 280 | 2033 | Battery | 0.13 | 0.48 | New Sub - Kramer - Lugo (Proposed) | 230 | No ResID | No Project Name | 0 | 0 | 0 | 0 | 0 | 0 | 0 | 0 | 408.12 | 0 | 0 | 408.12 | 280 | 0 | 0 | 0 | 0 | 0 | 0 | 0 | 0 | 0 | 0
SIENNA SOLAR 2 | 2097 | 2021-04-02 | 2021-04-15 07:00 | ACTIVE | C14 | Photovoltaic | Storage |  | Solar | Battery |  | 56 | 56 |  | 55 | Full Capacity |  | Off-Peak Deliverability | Group D | SAN BERNARDINO | CA | SCE | NOL | Calcite Substation 230 kV | 2025-12-01 08:00 | 2029-03-26 07:00 |  | NA | Complete | Complete | NA | In Progress | 1 | 2 | SIENNA SOLAR 2 - 1 | SIENNA SOLAR 2 - 2 |  | 1 | 1 | 55 | 2029 | Solar-Hybrid | 0.13 | 0.48 | Calcite | 230 | No ResID | No Project Name | 0 | 0 | 0 | 0 | 0 | 0 | 0 | 0 | 56 | 56 | 0 | 56 | 55 | 0 | 0 | 56 | 0 | 0 | 0 | 0 | 0 | 0 | 0
WESTON STORAGE | 2101 | 2021-04-08 | 2021-04-15 07:00 | ACTIVE | C14 | Generating Facility Type-1: Storage; Generating Facility Fuel-1: Battery; MWs MW-1: 213.5957 | 200 | Full Capacity |  | Off-Peak Deliverability | Group D | SAN BERNARDINO | CA | SCE | NOL | Kramer Substation 230 kV | 2025-10-01 07:00 | 2031-03-26 07:00 |  | NA | Complete | Complete | NA |  | Not in Report | 1 | WESTON STORAGE - 1 |  |  | 0 | 0 | 0 | 2031 | Battery | 0.13 | 0.48 | Kramer | 230 | No ResID | No Project Name | 0 | 0 | 0 | 0 | 0 | 0 | 0 | 0 | 213.5957 | 0 | 0 | 213.5957 | 0 | 0 | 0 | 0 | 0 | 0 | 0 | 0 | 0 | 0 | 0
CADY SOLAR | 2103 | 2021-04-09 | 2021-04-15 07:00 | ACTIVE | C14 | Photovoltaic | Storage |  | Solar | Battery |  | 312.96 | 312.96 |  | 300 | Partial Capacity | 80 | Off-Peak Deliverability | Group D | SAN BERNARDINO | CA | SCE | NOL | Pisgah Substation 230 kV | 2025-11-30 08:00 | 2031-02-26 08:00 |  | NA | Complete | Complete | NA |  | 0.8 | 2 | CADY SOLAR - 1 | CADY SOLAR - 2 |  | 1 | 0.8 | 240 | 2031 | Solar-Hybrid | 0.13 | 0.48 | Pisgah | 230 | No ResID | No Project Name | 0 | 0 | 0 | 0 | 0 | 0 | 0 | 0 | 312.96 | 312.96 | 0 | 312.96 | 240 | 0 | 0 | 312.96 | 0 | 0 | 0 | 0 | 0 | 0 | 0
DOS PALMAS | 2104 | 2021-04-09 | 2021-04-15 07:00 | ACTIVE | C14 | Generating Facility Type-1: Storage; Generating Facility Fuel-1: Battery; MWs MW-1: 410.76 | 400 | Full Capacity |  |  | Group D | SAN BERNARDINO | CA | SCE | NOL | Victor Substation 230 kV | 2025-11-30 08:00 | 2031-04-26 07:00 |  | NA | Complete | Complete | NA |  | 1 | 1 | DOS PALMAS - 1 |  |  | 1 | 1 | 400 | 2031 | Battery | 0.13 | 0.48 | Victor | 230 | No ResID | No Project Name | 0 | 0 | 0 | 0 | 0 | 0 | 0 | 0 | 410.76 | 0 | 0 | 410.76 | 400 | 0 | 0 | 0 | 0 | 0 | 0 | 0 | 0 | 0 | 0
CONDUIT ENERGY STORAGE | 2105 | 2021-04-14 | 2021-04-15 07:00 | ACTIVE | C14 | Generating Facility Type-1: Storage; Generating Facility Fuel-1: Battery; MWs MW-1: 512.58 | 500 | Full Capacity |  |  | Group D | SAN BERNARDINO | CA | SCE | NOL | Lugo Substation 500 kV |  | 2031-02-26 08:00 |  | NA | Complete | Complete | NA |  | 1 | 1 | CONDUIT ENERGY STORAGE - 1 |  |  | 1 | 1 | 500 | 2031 | Battery | 0.13 | 0.48 | Lugo | 500 | No ResID | No Project Name | 0 | 0 | 0 | 0 | 0 | 0 | 0 | 0 | 512.58 | 0 | 0 | 512.58 | 500 | 0 | 0 | 0 | 0 | 0 | 0 | 0 | 0 | 0 | 0
ADAGIO | 2109 | 2021-04-01 | 2021-04-15 07:00 | ACTIVE | C14 | Generating Facility Type-1: Storage; Generating Facility Fuel-1: Battery; MWs MW-1: 405.6634 | 400 | Full Capacity |  |  |  | LOS ANGELES | CA | SCE | Metro | Hinson Substation 230 kV | 2024-06-30 07:00 | 2032-04-28 07:00 |  | NA | Complete | Complete | NA |  | Not in Report | 1 | ADAGIO - 1 |  |  | 0 | 0 | 0 | 2032 | Battery | 0.13 | 0.48 | Hinson | 230 | No ResID | No Project Name | 0 | 0 | 0 | 0 | 0 | 0 | 0 | 0 | 405.6634 | 0 | 0 | 405.6634 | 0 | 0 | 0 | 0 | 0 | 0 | 0 | 0 | 0 | 0 | 0
FLEETWOOD | 2111 | 2021-04-01 | 2021-04-15 07:00 | ACTIVE | C14 | Generating Facility Type-1: Storage; Generating Facility Fuel-1: Battery; MWs MW-1: 405.5148 | 400 | Full Capacity |  |  |  | LOS ANGELES | CA | SCE | Metro | Litehipe Substation 230 kV | 2024-06-30 07:00 | 2032-04-28 07:00 |  | NA | Complete | Complete | NA |  | Not in Report | 1 | FLEETWOOD - 1 |  |  | 0 | 0 | 0 | 2032 | Battery | 0.13 | 0.48 | Lighthipe | 230 | No ResID | No Project Name | 0 | 0 | 0 | 0 | 0 | 0 | 0 | 0 | 405.5148 | 0 | 0 | 405.5148 | 0 | 0 | 0 | 0 | 0 | 0 | 0 | 0 | 0 | 0 | 0
GABRIEL STORAGE | 2113 | 2021-04-01 | 2021-04-15 07:00 | ACTIVE | C14 | Generating Facility Type-1: Storage; Generating Facility Fuel-1: Battery; MWs MW-1: 405.7509 | 400 | Full Capacity |  |  | Group B | LOS ANGELES | CA | SCE | Metro | Rio Hondo Substation 230 kV | 2024-06-30 07:00 | 2033-05-15 07:00 |  | NA | Complete | Complete | NA | Executed | 1 | 1 | GABRIEL STORAGE - 1 |  |  | 1 | 1 | 400 | 2033 | Battery | 0.13 | 0.48 | Rio Hondo | 230 | No ResID | No Project Name | 0 | 175 | 0 | 0 | 0 | 175 | 0 | 0 | 130.7509 | 0 | 0 | 130.7509 | 225 | 0 | 0 | 0 | 0 | 0 | 0 | 0 | 0 | 0 | 0
DIRAC | 2114 | 2021-04-01 | 2021-04-15 07:00 | ACTIVE | C14 | Generating Facility Type-1: Storage; Generating Facility Fuel-1: Battery; MWs MW-1: 403.4 | 400 | Full Capacity |  |  | Group D | SAN BERNARDINO | CA | SCE | Metro | Chino Substation 230 kV | 2024-06-30 07:00 | 2031-02-26 08:00 |  | NA | Complete | Complete | NA |  | 1 | 1 | DIRAC - 1 |  |  | 1 | 1 | 400 | 2031 | Battery | 0.13 | 0.48 | Chino | 230 | No ResID | No Project Name | 0 | 0 | 0 | 0 | 0 | 0 | 0 | 0 | 178.4 | 0 | 0 | 178.4 | 400 | 0 | 0 | 0 | 0 | 0 | 0 | 0 | 0 | 0 | 0
SIMON | 2115 | 2021-04-01 | 2021-04-15 07:00 | ACTIVE | C14 | Generating Facility Type-1: Storage; Generating Facility Fuel-1: Battery; MWs MW-1: 405.7509 | 400 | Full Capacity |  |  |  | LOS ANGELES | CA | SCE | Metro | La Cienega Substation 230 kV | 2024-06-30 07:00 | 2032-04-26 07:00 |  | NA | Complete | Complete | NA |  | Not in Report | 1 | SIMON - 1 |  |  | 0 | 0 | 0 | 2032 | Battery | 0.13 | 0.48 | La Cienega | 230 | No ResID | No Project Name | 0 | 0 | 0 | 0 | 0 | 0 | 0 | 0 | 405.7509 | 0 | 0 | 405.7509 | 0 | 0 | 0 | 0 | 0 | 0 | 0 | 0 | 0 | 0 | 0
MARICI | 2116 | 2021-04-01 | 2021-04-15 07:00 | ACTIVE | C14 | Generating Facility Type-1: Storage; Generating Facility Fuel-1: Battery; MWs MW-1: 405.5148 | 400 | Full Capacity |  |  | Group D | LOS ANGELES | CA | SCE | Metro | Walnut Substation 230 kV | 2024-06-30 07:00 | 2031-02-26 08:00 |  | NA | Complete | Complete | NA |  | 1 | 1 | MARICI - 1 |  |  | 1 | 1 | 400 | 2031 | Battery | 0.13 | 0.48 | Walnut | 230 | No ResID | No Project Name | 0 | 400 | 0 | 0 | 0 | 400 | 0 | 0 | 0 | 0 | 0 | 0 | 0 | 0 | 0 | 0 | 0 | 0 | 0 | 0 | 0 | 0 | 0
CORAL REEF | 2117 | 2021-04-01 | 2021-04-15 07:00 | ACTIVE | C14 | Generating Facility Type-1: Storage; Generating Facility Fuel-1: Battery; MWs MW-1: 405.6634 | 400 | Full Capacity |  |  |  | LOS ANGELES | CA | SCE | Metro | El Nido Substation 230 kV | 2024-06-30 07:00 | 2032-04-26 07:00 |  | NA | Complete | Complete | NA |  | Not in Report | 1 | CORAL REEF - 1 |  |  | 0 | 0 | 0 | 2032 | Battery | 0.13 | 0.48 | El Nido (SCE) | 230 | No ResID | No Project Name | 0 | 0 | 0 | 0 | 0 | 0 | 0 | 0 | 405.6634 | 0 | 0 | 405.6634 | 0 | 0 | 0 | 0 | 0 | 0 | 0 | 0 | 0 | 0 | 0
GREENWOOD ENERGY STORAGE | 2121 | 2021-04-06 | 2021-04-15 07:00 | ACTIVE | C14 | Generating Facility Type-1: Storage; Generating Facility Fuel-1: Battery; MWs MW-1: 252 | 250 | Full Capacity |  |  | Group D | LOS ANGELES | CA | SCE | Metro | Mesa Substation 500 kV | 2024-08-01 07:00 | 2032-05-26 07:00 |  | NA | Complete | Complete | NA |  | 1 | 1 | GREENWOOD ENERGY STORAGE - 1 |  |  | 1 | 1 | 250 | 2032 | Battery | 0.13 | 0.48 | Mesa (SCE) | 500 | No ResID | No Project Name | 0 | 0 | 0 | 0 | 0 | 0 | 0 | 0 | 252 | 0 | 0 | 252 | 250 | 0 | 0 | 0 | 0 | 0 | 0 | 0 | 0 | 0 | 0
TABLA ENERGY STORAGE | 2124 | 2021-04-06 | 2021-04-15 07:00 | ACTIVE | C14 | Generating Facility Type-1: Storage; Generating Facility Fuel-1: Battery; MWs MW-1: 302.4 | 300 | Full Capacity |  |  | Group D | LOS ANGELES | CA | SCE | Metro | Rio Hondo Substation 230 kV | 2024-08-01 07:00 | 2032-05-26 07:00 |  | NA | Complete | Complete | NA |  | 1 | 1 | TABLA ENERGY STORAGE - 1 |  |  | 1 | 1 | 300 | 2032 | Battery | 0.13 | 0.48 | Rio Hondo | 230 | No ResID | No Project Name | 0 | 0 | 0 | 0 | 0 | 0 | 0 | 0 | 302.4 | 0 | 0 | 302.4 | 300 | 0 | 0 | 0 | 0 | 0 | 0 | 0 | 0 | 0 | 0
TYRELL ENERGY STORAGE | 2125 | 2021-04-06 | 2021-04-15 07:00 | ACTIVE | C14 | Generating Facility Type-1: Storage; Generating Facility Fuel-1: Battery; MWs MW-1: 302.4 | 300 | Full Capacity |  |  | Group D | ORANGE | CA | SCE | Metro | Viejo Substation 230kV | 2024-08-01 07:00 | 2032-05-26 07:00 |  | NA | Complete | Complete | NA |  | 1 | 1 | TYRELL ENERGY STORAGE - 1 |  |  | 1 | 1 | 300 | 2032 | Battery | 0.13 | 0.48 | Viejo | 230 | No ResID | No Project Name | 0 | 0 | 0 | 0 | 0 | 0 | 0 | 0 | 302.4 | 0 | 0 | 302.4 | 300 | 0 | 0 | 0 | 0 | 0 | 0 | 0 | 0 | 0 | 0
OTROS ALAMITOS ENERGY STORAGE | 2127 | 2021-04-08 | 2021-04-15 07:00 | ACTIVE | C14 | Generating Facility Type-1: Storage; Generating Facility Fuel-1: Battery; MWs MW-1: 241.5 | 236 | Full Capacity |  |  | Group D | LOS ANGELES | CA | SCE | Metro | Alamitos 220 kV | 2025-10-30 07:00 | 2031-08-26 07:00 |  | NA | Complete | Complete | NA |  | 1 | 1 | OTROS ALAMITOS ENERGY STORAGE - 1 |  |  | 1 | 1 | 236 | 2031 | Battery | 0.13 | 0.48 | Alamitos | 230 | No ResID | No Project Name | 0 | 0 | 0 | 0 | 0 | 0 | 0 | 0 | 241.5 | 0 | 0 | 241.5 | 236 | 0 | 0 | 0 | 0 | 0 | 0 | 0 | 0 | 0 | 0
LOS NIETOS | 2129 | 2021-04-08 | 2021-04-15 07:00 | ACTIVE | C14 | Generating Facility Type-1: Storage; Generating Facility Fuel-1: Battery; MWs MW-1: 102.26 | 100 | Full Capacity |  |  | Group D | ORANGE | CA | SCE | Metro | Johanna Substation 230 kV | 2024-11-01 07:00 | 2031-04-26 07:00 |  | NA | Complete | Complete | NA |  | 1 | 1 | LOS NIETOS - 1 |  |  | 1 | 1 | 100 | 2031 | Battery | 0.13 | 0.48 | Johanna | 230 | No ResID | No Project Name | 0 | 0 | 0 | 0 | 0 | 0 | 0 | 0 | 102.26 | 0 | 0 | 102.26 | 100 | 0 | 0 | 0 | 0 | 0 | 0 | 0 | 0 | 0 | 0
MERLIN STORAGE | 2131 | 2021-04-09 | 2021-04-15 07:00 | ACTIVE | C14 | Generating Facility Type-1: Storage; Generating Facility Fuel-1: Battery; MWs MW-1: 200 | 200 | Full Capacity |  |  |  | LOS ANGELES | CA | SCE | Metro | Hinson Substation 220 kV | 2023-06-01 07:00 | 2032-05-26 07:00 |  | NA | Complete | Complete | NA |  | Not in Report | 1 | MERLIN STORAGE - 1 |  |  | 0 | 0 | 0 | 2032 | Battery | 0.13 | 0.48 | Hinson | 230 | No ResID | No Project Name | 0 | 0 | 0 | 0 | 0 | 0 | 0 | 0 | 200 | 0 | 0 | 200 | 0 | 0 | 0 | 0 | 0 | 0 | 0 | 0 | 0 | 0 | 0
HAVEN STORAGE | 2136 | 2021-04-09 | 2021-04-15 07:00 | ACTIVE | C14 | Generating Facility Type-1: Storage; Generating Facility Fuel-1: Battery; MWs MW-1: 312.96 | 300 | Full Capacity |  |  | Group D | LOS ANGELES | CA | SCE | Metro | Rio Hondo Substation 230 kV | 2025-11-30 08:00 | 2031-02-26 08:00 |  | NA | Complete | Complete | NA | Executed | 1 | 1 | HAVEN STORAGE - 1 |  |  | 1 | 1 | 300 | 2031 | Battery | 0.13 | 0.48 | Rio Hondo | 230 | No ResID | No Project Name | 0 | 0 | 0 | 0 | 0 | 0 | 0 | 0 | 312.96 | 0 | 0 | 312.96 | 300 | 0 | 0 | 0 | 0 | 0 | 0 | 0 | 0 | 0 | 0
COMMERCE ENERGY STORAGE 3 | 2139 | 2021-04-15 | 2021-04-15 07:00 | ACTIVE | C14 | Generating Facility Type-1: Storage; Generating Facility Fuel-1: Battery; MWs MW-1: 256.29 | 250 | Full Capacity |  |  | Group D | L.A | CA | SCE | Metro | Laguna Bell Substation 230 kV | 2025-06-01 07:00 | 2031-02-26 08:00 |  | NA | Complete | Complete | NA |  | 1 | 1 | COMMERCE ENERGY STORAGE 3 - 1 |  |  | 1 | 1 | 250 | 2031 | Battery | 0.13 | 0.48 | Laguna Bell | 230 | No ResID | No Project Name | 0 | 0 | 0 | 0 | 0 | 0 | 0 | 0 | 256.29 | 0 | 0 | 256.29 | 250 | 0 | 0 | 0 | 0 | 0 | 0 | 0 | 0 | 0 | 0
STERLING | 2140 | 2021-04-06 | 2021-04-15 07:00 | ACTIVE | C14 | Storage | Photovoltaic |  | Battery | Solar |  | 250 | 250 |  | 250 | Full Capacity |  | Off-Peak Deliverability | Group A | CLARK | NV | SCE | EOP | Mohave Substation 500 kV | 2024-12-01 08:00 | 2031-05-26 07:00 |  | NA | Complete | Complete | NA |  | 1 | 2 | STERLING - 1 | STERLING - 2 |  | 1 | 1 | 250 | 2031 | Solar-Hybrid | 0.13 | 0.48 | Mira Loma | 500 | No ResID | No Project Name | 0 | 0 | 0 | 0 | 0 | 0 | 0 | 0 | 250 | 250 | 0 | 250 | 250 | 0 | 0 | 250 | 0 | 0 | 0 | 0 | 0 | 0 | 0
DELAMAR ENERGY STORAGE 2 | 2141 | 2021-04-14 | 2021-04-15 07:00 | ACTIVE | C14 | Generating Facility Type-1: Storage; Generating Facility Fuel-1: Battery; MWs MW-1: 256.29 | 250 | Full Capacity |  |  | Group B | CLARK | NV | SCE | EOP | SCE portion of Eldorado Substation 230 kV | 2025-06-01 07:00 | 2027-06-26 07:00 |  | NA | Complete | Complete | NA |  | Not in Report | 1 | DELAMAR ENERGY STORAGE 2 - 1 |  |  | 0 | 0 | 0 | 2027 | Battery | 0.13 | 0.48 | Eldorado | 230 | No ResID | No Project Name | 0 | 0 | 0 | 0 | 0 | 0 | 0 | 0 | 256.29 | 0 | 0 | 256.29 | 0 | 0 | 0 | 0 | 0 | 0 | 0 | 0 | 0 | 0 | 0
SILVER STAR SOLAR | 2142 | 2021-03-31 | 2021-04-15 07:00 | ACTIVE | C14 | Storage | Photovoltaic |  | Battery | Solar |  | 516.7638 | 516.7638 |  | 500 | Energy Only |  | Off-Peak Deliverability | Group D | NYE | NV | GLW | EOP | Lathrop Wells Substation 230 kV | 2028-03-31 07:00 | 2028-12-01 08:00 |  | NA | Complete | Complete | NA | Executed | Not in Report | 2 | SILVER STAR SOLAR - 1 | SILVER STAR SOLAR - 2 |  | 0 | 0 | 0 | 2029 | Solar-Hybrid | 0.08 | 0.48 | Lathrop | 230 | No ResID | No Project Name | 0 | 0 | 0 | 0 | 0 | 0 | 0 | 0 | 516.7638 | 516.7638 | 0 | 516.7638 | 0 | 0 | 0 | 516.7638 | 0 | 0 | 0 | 0 | 0 | 0 | 0
ROCK VALLEY ENERGY CENTER | 2144 | 2021-04-09 | 2021-04-15 07:00 | ACTIVE | C14 | Storage | Photovoltaic |  | Battery | Solar |  | 515.08 | 508.56 |  | 500 | Energy Only |  | Off-Peak Deliverability | Group D | NYE | NV | GLW | EOP | Beatty Substation 230 kV | 2025-11-30 08:00 | 2029-03-15 07:00 |  | NA | Complete | Complete | NA | Executed | Not in Report | 2 | ROCK VALLEY ENERGY CENTER - 1 | ROCK VALLEY ENERGY CENTER - 2 |  | 0 | 0 | 0 | 2029 | Solar-Hybrid | 0.08 | 0.48 | Beatty | 230 | No ResID | No Project Name | 0 | 0 | 0 | 0 | 0 | 0 | 0 | 0 | 515.08 | 508.56 | 0 | 515.08 | 0 | 0 | 0 | 508.56 | 0 | 0 | 0 | 0 | 0 | 0 | 0
DANDELION HYBRID SOLAR | 2145 | 2021-04-14 | 2021-04-15 07:00 | ACTIVE | C14 | Photovoltaic | Storage |  | Solar | Battery |  | 223.33 | 110.87 |  | 220 | Full Capacity |  | Off-Peak Deliverability | Group B | NYE | NV | GLW | EOP | Vista Substation 230 kV | 2024-11-30 08:00 | 2027-12-26 08:00 |  | NA | Complete | Complete | NA |  | Not in Report | 2 | DANDELION HYBRID SOLAR - 1 | DANDELION HYBRID SOLAR - 2 |  | 0 | 0 | 0 | 2028 | Solar-Hybrid | 0.08 | 0.48 | Vista (SCE) | 230 | No ResID | No Project Name | 0 | 0 | 0 | 0 | 0 | 0 | 0 | 0 | 223.33 | 110.87 | 0 | 110.87 | 0 | 0 | 0 | 223.33 | 0 | 0 | 0 | 0 | 0 | 0 | 0
WATER ROCK SOLAR 2 | 2146 | 2021-03-31 | 2021-04-15 07:00 | ACTIVE | C14 | Storage | Photovoltaic |  | Battery | Solar |  | 516.7638 | 516.7638 |  | 500 | Energy Only |  | Off-Peak Deliverability | Group D | NYE | NV | GLW | EOP | Gamebird Substation 230 kV | 2028-03-31 07:00 | 2028-12-01 08:00 |  | NA | Complete | Complete | NA |  | Not in Report | 2 | WATER ROCK SOLAR 2 - 1 | WATER ROCK SOLAR 2 - 2 |  | 0 | 0 | 0 | 2029 | Solar-Hybrid | 0.08 | 0.48 | Carpenter Canyon (fka Gamebird) | 230 | No ResID | No Project Name | 0 | 0 | 0 | 0 | 0 | 0 | 0 | 0 | 516.7638 | 516.7638 | 0 | 516.7638 | 0 | 0 | 0 | 516.7638 | 0 | 0 | 0 | 0 | 0 | 0 | 0
KAWICH | 2147 | 2021-04-06 | 2021-04-15 07:00 | ACTIVE | C14 | Photovoltaic | Storage |  | Solar | Battery |  | 350 | 350 |  | 350 | Full Capacity |  | Off-Peak Deliverability | Group A | CLARK | NV | GLW | EOP | Innovation-Desert View 230 kV Line | 2025-06-01 07:00 | 2029-07-27 07:00 |  | NA | Complete | Complete | NA | Executed | 1 | 2 | KAWICH - 1 | KAWICH - 2 |  | 1 | 1 | 350 | 2029 | Solar-Hybrid | 0.08 | 0.48 | Desert View | 230 | No ResID | No Project Name | 0 | 0 | 0 | 0 | 0 | 0 | 0 | 0 | 350 | 350 | 0 | 350 | 350 | 0 | 0 | 350 | 0 | 0 | 0 | 0 | 0 | 0 | 0
MOSEY | 2148 | 2021-04-06 | 2021-04-15 07:00 | ACTIVE | C14 | Storage | Photovoltaic |  | Battery | Solar |  | 537.0067 | 543.856 |  | 500 | Full Capacity |  | Off-Peak Deliverability | Group A | CLARK | NV | GLW | EOP | Trout Canyon Substation 230 kV | 2025-06-01 07:00 | 2029-06-27 07:00 |  | NA | Complete | Complete | NA | Executed | 1 | 2 | MOSEY - 1 | MOSEY - 2 |  | 1 | 1 | 500 | 2029 | Solar-Hybrid | 0.08 | 0.48 | Trout Canyon | 230 | No ResID | No Project Name | 0 | 0 | 0 | 0 | 0 | 0 | 0 | 0 | 537.0067 | 543.856 | 0 | 537.0067 | 500 | 0 | 0 | 543.856 | 0 | 0 | 0 | 0 | 0 | 0 | 0
SUNBAKED SOLAR | 2149 | 2021-04-09 | 2021-04-15 07:00 | ACTIVE | C14 | Storage | Photovoltaic |  | Battery | Solar |  | 515.08 | 508.56 |  | 500 | Energy Only |  | Off-Peak Deliverability | Group B | INYO | CA | GLW | EOP | Trout Canyon Substation 230 kV | 2025-11-30 08:00 | 2029-02-26 08:00 |  | NA | Complete | Complete | NA | Executed | Not in Report | 2 | SUNBAKED SOLAR - 1 | SUNBAKED SOLAR - 2 |  | 0 | 0 | 0 | 2029 | Solar-Hybrid | 0.08 | 0.48 | Trout Canyon | 230 | No ResID | No Project Name | 0 | 0 | 0 | 0 | 0 | 0 | 0 | 0 | 515.08 | 508.56 | 0 | 515.08 | 0 | 0 | 0 | 508.56 | 0 | 0 | 0 | 0 | 0 | 0 | 0
ROUGH HAT 3 | 2150 | 2021-04-14 | 2021-04-15 07:00 | ACTIVE | C14 | Photovoltaic | Storage |  | Solar | Battery |  | 307 | 307 |  | 300 | Full Capacity |  | Off-Peak Deliverability |  | CLARK | NV | GLW | EOP | Trout Canyon Substation 230 kV | 2024-09-01 07:00 | 2028-09-15 07:00 |  | NA | Complete | Complete | NA |  | Not in Report | 2 | ROUGH HAT 3 - 1 | ROUGH HAT 3 - 2 |  | 0 | 0 | 0 | 2028 | Solar-Hybrid | 0.08 | 0.48 | Trout Canyon | 230 | No ResID | No Project Name | 0 | 0 | 0 | 0 | 0 | 0 | 0 | 0 | 307 | 307 | 0 | 307 | 0 | 0 | 0 | 307 | 0 | 0 | 0 | 0 | 0 | 0 | 0
FRIGATEBIRD STORAGE | 2153 | 2021-03-23 | 2021-04-15 07:00 | ACTIVE | C14 | Generating Facility Type-1: Storage; Generating Facility Fuel-1: Battery; MWs MW-1: 213.5487 | 200 | Full Capacity |  |  |  | SAN DIEGO | CA | SDGE | SDGE | Silvergate Substation 230 kV | 2023-06-30 07:00 | 2035-03-05 08:00 |  | NA | Complete | Complete | NA |  | Not in Report | 1 | FRIGATEBIRD STORAGE - 1 |  |  | 0 | 0 | 0 | 2035 | Battery | 0.06 | 0.35 | Silvergate | 230 | No ResID | No Project Name | 0 | 0 | 0 | 0 | 0 | 0 | 0 | 0 | 213.5487 | 0 | 0 | 213.5487 | 0 | 0 | 0 | 0 | 0 | 0 | 0 | 0 | 0 | 0 | 0
REMY | 2154 | 2021-04-01 | 2021-04-15 07:00 | ACTIVE | C14 | Storage | Photovoltaic |  | Battery | Solar |  | 308.47 | 308 |  | 300 | Full Capacity |  | Off-Peak Deliverability |  | YUMA | AZ | SDGE | SDGE | Hoodoo Wash Switchyard 500 kV | 2025-12-01 08:00 | 2029-06-30 07:00 |  | NA | Complete | Complete | NA |  | Not in Report | 2 | REMY - 1 | REMY - 2 |  | 0 | 0 | 0 | 2029 | Solar-Hybrid | 0.06 | 0.35 | Hoodoo Wash | 500 | No ResID | No Project Name | 0 | 0 | 0 | 0 | 0 | 0 | 0 | 0 | 308.47 | 308 | 0 | 308.47 | 0 | 0 | 0 | 308 | 0 | 0 | 0 | 0 | 0 | 0 | 0
GNARLY OSAGE | 2157 | 2021-04-01 | 2021-04-15 07:00 | ACTIVE | C14 | Generating Facility Type-1: Storage; Generating Facility Fuel-1: Battery; MWs MW-1: 304.3999 | 300 | Full Capacity |  |  |  | SAN DIEGO | CA | SDGE | SDGE | Encina Substation 138 kV | 2024-06-30 07:00 | 2027-08-07 07:00 |  | NA | Complete | Complete | NA |  | Not in Report | 1 | GNARLY OSAGE - 1 |  |  | 0 | 0 | 0 | 2027 | Battery | 0.06 | 0.35 | Encina | 138 | No ResID | No Project Name | 0 | 0 | 0 | 0 | 0 | 0 | 0 | 0 | 304.3999 | 0 | 0 | 304.3999 | 0 | 0 | 0 | 0 | 0 | 0 | 0 | 0 | 0 | 0 | 0
ALISA SOLAR ENERGY COMPLEX | 2161 | 2021-04-01 | 2021-04-15 07:00 | ACTIVE | C14 | Photovoltaic | Storage |  | Solar | Battery |  | 208.494 | 208.494 |  | 200 | Energy Only |  | Off-Peak Deliverability | Group D | YUMA | AZ | SDGE | SDGE | Hoodoo Wash - North Gila 500 kV | 2024-06-01 07:00 | 2028-06-01 07:00 |  | NA | Complete | Complete | NA |  | Not in Report | 2 | ALISA SOLAR ENERGY COMPLEX - 1 | ALISA SOLAR ENERGY COMPLEX - 2 |  | 0 | 0 | 0 | 2028 | Solar-Hybrid | 0.06 | 0.35 | Hoodoo Wash | 500 | No ResID | No Project Name | 0 | 0 | 0 | 0 | 0 | 0 | 0 | 0 | 208.494 | 208.494 | 0 | 208.494 | 0 | 0 | 0 | 208.494 | 0 | 0 | 0 | 0 | 0 | 0 | 0
SOLAR DE MEXICALI | 2162 | 2021-03-31 | 2021-04-15 07:00 | ACTIVE | C14 | Photovoltaic | Storage |  | Solar | Battery |  | 286.13 | 286.13 |  | 275 | Full Capacity |  | Off-Peak Deliverability | Group D | BAJA CALIFORNIA | MX | SDGE | SDGE | Imperial Valley Substation 230 kV | 2027-12-31 08:00 | 2030-03-16 07:00 |  | NA | Complete | Complete | NA |  | Not in Report | 2 | SOLAR DE MEXICALI - 1 | SOLAR DE MEXICALI - 2 |  | 0 | 0 | 0 | 2030 | Solar-Hybrid | 0.06 | 0.35 | Imperial Valley | 230 | No ResID | No Project Name | 0 | 0 | 0 | 0 | 0 | 0 | 0 | 0 | 286.13 | 286.13 | 0 | 286.13 | 0 | 0 | 0 | 286.13 | 0 | 0 | 0 | 0 | 0 | 0 | 0
TOWER 1 ENERGY STORAGE | 2165 | 2021-04-06 | 2021-04-15 07:00 | ACTIVE | C14 | Generating Facility Type-1: Storage; Generating Facility Fuel-1: Battery; MWs MW-1: 105 | 100 | Full Capacity |  |  | Group B | SAN DIEGO | CA | SDGE | SDGE | Ocean Ranch Substation 69 kV | 2025-06-01 07:00 | 2029-02-05 08:00 |  | NA | Complete | Complete | NA |  | Not in Report | 1 | TOWER 1 ENERGY STORAGE - 1 |  |  | 0 | 0 | 0 | 2029 | Battery | 0.06 | 0.35 | Ocean Ranch | 69 | No ResID | No Project Name | 0 | 0 | 0 | 0 | 0 | 0 | 0 | 0 | 105 | 0 | 0 | 105 | 0 | 0 | 0 | 0 | 0 | 0 | 0 | 0 | 0 | 0 | 0
UMBRIEL | 2166 | 2021-04-08 | 2021-04-15 07:00 | ACTIVE | C14 | Storage | Photovoltaic |  | Battery | Solar |  | 1182.38 | 1182.38 |  | 1150 | Full Capacity |  | Off-Peak Deliverability | Group A | IMPERIAL | CA | SDGE | SDGE | North Gila - Imperial Valley 500 kV Line | 2026-12-31 08:00 | 2035-06-05 07:00 |  | NA | Complete | Complete | NA |  | 1 | 2 | UMBRIEL - 1 | UMBRIEL - 2 |  | 1 | 1 | 1150 | 2035 | Solar-Hybrid | 0.06 | 0.35 | New Sub - North Gila - IV (Proposed) | 500 | No ResID | No Project Name | 0 | 0 | 0 | 0 | 0 | 0 | 0 | 0 | 1182.38 | 1182.38 | 0 | 1182.38 | 1150 | 0 | 0 | 1182.38 | 0 | 0 | 0 | 0 | 0 | 0 | 0
HAMMERHEAD STORAGE | 2167 | 2021-04-08 | 2021-04-15 07:00 | ACTIVE | C14 | Generating Facility Type-1: Storage; Generating Facility Fuel-1: Battery; MWs MW-1: 71.3 | 70 | Full Capacity |  |  | Group D | SAN DIEGO | CA | SDGE | SDGE | Scripps Substation 69 kV | 2024-12-15 08:00 | 2030-05-05 07:00 |  | NA | Complete | Complete | NA |  | Not in Report | 1 | HAMMERHEAD STORAGE - 1 |  |  | 0 | 0 | 0 | 2030 | Battery | 0.06 | 0.35 | Scripps | 69 | No ResID | No Project Name | 0 | 0 | 0 | 0 | 0 | 0 | 0 | 0 | 71.3 | 0 | 0 | 71.3 | 0 | 0 | 0 | 0 | 0 | 0 | 0 | 0 | 0 | 0 | 0
DESERT JEWEL STORAGE | 2173 | 2021-04-08 | 2021-04-15 07:00 | ACTIVE | C14 | Generating Facility Type-1: Storage; Generating Facility Fuel-1: Battery; MWs MW-1: 206.31 | 200 | Full Capacity |  |  | Group A | SAN DIEGO | CA | SDGE | SDGE | Boulevard East Substation 138 kV | 2025-10-30 07:00 | 2029-02-05 08:00 |  | NA | Complete | Complete | NA | Executed | 1 | 1 | DESERT JEWEL STORAGE - 1 |  |  | 1 | 1 | 200 | 2029 | Battery | 0.06 | 0.35 | Boulevard East | 138 | No ResID | No Project Name | 0 | 0 | 0 | 0 | 0 | 0 | 0 | 0 | 206.31 | 0 | 0 | 206.31 | 200 | 0 | 0 | 0 | 0 | 0 | 0 | 0 | 0 | 0 | 0
YUHA DESERT BATTERY STORAGE | 2176 | 2021-04-02 | 2021-04-15 07:00 | ACTIVE | C14 | Generating Facility Type-1: Storage; Generating Facility Fuel-1: Battery; MWs MW-1: 633.1 | 600 | Full Capacity |  |  | Group D | IMPERIAL | CA | SDGE | SDGE | Imperial Valley Substation 230 kV | 2024-12-31 08:00 | 2031-11-05 08:00 |  | NA | Complete | Complete | NA |  | Not in Report | 1 | YUHA DESERT BATTERY STORAGE - 1 |  |  | 0 | 0 | 0 | 2032 | Battery | 0.06 | 0.35 | Imperial Valley | 230 | No ResID | No Project Name | 0 | 0 | 0 | 0 | 0 | 0 | 0 | 0 | 633.1 | 0 | 0 | 633.1 | 0 | 0 | 0 | 0 | 0 | 0 | 0 | 0 | 0 | 0 | 0
BOULDER BRUSH HYBRID | 2177 | 2021-04-13 | 2021-04-15 07:00 | ACTIVE | C14 | Wind Turbine | Storage |  | Wind Turbine | Battery |  | 105.8 | 313.9193 |  | 400 | Full Capacity |  | Off-Peak Deliverability | Group D | SAN DIEGO | CA | SDGE | SDGE | Suncrest - Ocotillo 500 kV Line | 2025-06-01 07:00 | 2031-02-05 08:00 |  | NA | Complete | Complete | NA |  | Not in Report | 2 | BOULDER BRUSH HYBRID - 1 | BOULDER BRUSH HYBRID - 2 |  | 0 | 0 | 0 | 2031 | Wind-Hybrid | 0.06 | 0.35 | New Sub - Suncrest - Ocotillo (Proposed) | 500 | No ResID | No Project Name | 0 | 0 | 0 | 0 | 0 | 0 | 0 | 0 | 105.8 | 313.9193 | 0 | 313.9193 | 0 | 0 | 0 | 0 | 0 | 0 | 0 | 105.8 | 0 | 0 | 0
BELL BLUFF STORAGE | 2178 | 2021-04-09 | 2021-04-15 07:00 | ACTIVE | C14 | Generating Facility Type-1: Storage; Generating Facility Fuel-1: Battery; MWs MW-1: 312.96 | 300 | Full Capacity |  |  | Group D | SAN DIEGO | CA | SDGE | SDGE | Suncrest Substation 230 kV | 2025-11-30 08:00 | 2035-03-05 08:00 |  | NA | Complete | Complete | NA |  | Not in Report | 1 | BELL BLUFF STORAGE - 1 |  |  | 0 | 0 | 0 | 2035 | Battery | 0.06 | 0.35 | Suncrest | 230 | No ResID | No Project Name | 0 | 0 | 0 | 0 | 0 | 0 | 0 | 0 | 312.96 | 0 | 0 | 312.96 | 0 | 0 | 0 | 0 | 0 | 0 | 0 | 0 | 0 | 0 | 0
CARGO STORAGE | 2180 | 2021-04-09 | 2021-04-15 07:00 | ACTIVE | C14 | Generating Facility Type-1: Storage; Generating Facility Fuel-1: Battery; MWs MW-1: 312.96 | 300 | Full Capacity |  |  | Group D | SAN DIEGO | CA | SDGE | SDGE | Otay Mesa Switchyard 230 kV | 2025-03-31 07:00 | 2036-05-05 07:00 |  | NA | Complete | Complete | NA |  | Not in Report | 1 | CARGO STORAGE - 1 |  |  | 0 | 0 | 0 | 2036 | Battery | 0.06 | 0.35 | Otay Mesa | 230 | No ResID | No Project Name | 0 | 0 | 0 | 0 | 0 | 0 | 0 | 0 | 312.96 | 0 | 0 | 312.96 | 0 | 0 | 0 | 0 | 0 | 0 | 0 | 0 | 0 | 0 | 0
TAYLOR STORAGE | 2182 | 2021-04-09 | 2021-04-15 07:00 | ACTIVE | C14 | Generating Facility Type-1: Storage; Generating Facility Fuel-1: Battery; MWs MW-1: 101.9 | 100 | Energy Only |  |  | Group B | SAN DIEGO | CA | SDGE | SDGE | Chicarita Substation 138 kV | 2025-11-01 07:00 | 2029-12-01 08:00 |  | NA | Complete | Complete | NA |  | Not in Report | 1 | TAYLOR STORAGE - 1 |  |  | 0 | 0 | 0 | 2030 | Battery | 0.06 | 0.35 | Chicarita | 138 | No ResID | No Project Name | 0 | 0 | 0 | 0 | 0 | 0 | 0 | 0 | 101.9 | 0 | 0 | 101.9 | 0 | 0 | 0 | 0 | 0 | 0 | 0 | 0 | 0 | 0 | 0
AMBERJACK ENERGY STORAGE | 2184 | 2021-04-14 | 2021-04-15 07:00 | ACTIVE | C14 | Generating Facility Type-1: Storage; Generating Facility Fuel-1: Battery; MWs MW-1: 100.6499 | 100 | Full Capacity |  |  | Group B | SAN DIEGO | CA | SDGE | SDGE | Loveland - Alpine 69 kV Line | 2024-11-30 08:00 | 2034-02-05 08:00 |  | NA | Complete | Complete | NA |  | Not in Report | 1 | AMBERJACK ENERGY STORAGE - 1 |  |  | 0 | 0 | 0 | 2034 | Battery | 0.06 | 0.35 | Alpine | 69 | No ResID | No Project Name | 0 | 0 | 0 | 0 | 0 | 0 | 0 | 0 | 100.6499 | 0 | 0 | 100.6499 | 0 | 0 | 0 | 0 | 0 | 0 | 0 | 0 | 0 | 0 | 0
GATEWAY ENERGY STORAGE 2 | 2185 | 2021-04-15 | 2021-04-15 07:00 | ACTIVE | C14 | Generating Facility Type-1: Storage; Generating Facility Fuel-1: Battery; MWs MW-1: 256.29 | 250 | Full Capacity |  |  | Group D | SAN DIEGO | CA | SDGE | SDGE | Otay Mesa Switchyard 230 kV | 2024-06-01 07:00 | 2035-02-05 08:00 |  | NA | Complete | Complete | NA |  | Not in Report | 1 | GATEWAY ENERGY STORAGE 2 - 1 |  |  | 0 | 0 | 0 | 2035 | Battery | 0.06 | 0.35 | Otay Mesa | 230 | No ResID | No Project Name | 0 | 0 | 0 | 0 | 0 | 0 | 0 | 0 | 256.29 | 0 | 0 | 256.29 | 0 | 0 | 0 | 0 | 0 | 0 | 0 | 0 | 0 | 0 | 0
SANDBAR ENERGY STORAGE | 2186 | 2021-04-15 | 2021-04-15 07:00 | ACTIVE | C14 | Generating Facility Type-1: Storage; Generating Facility Fuel-1: Battery; MWs MW-1: 256 | 250 | Full Capacity |  |  | Group B | SAN DIEGO | CA | SDGE | SDGE | San Luis Rey Substation 230 kV | 2025-06-01 07:00 | 2030-02-05 08:00 |  | NA | Complete | Complete | NA |  | Not in Report | 1 | SANDBAR ENERGY STORAGE - 1 |  |  | 0 | 0 | 0 | 2030 | Battery | 0.06 | 0.35 | San Luis Rey | 230 | No ResID | No Project Name | 0 | 0 | 0 | 0 | 0 | 0 | 0 | 0 | 256 | 0 | 0 | 256 | 0 | 0 | 0 | 0 | 0 | 0 | 0 | 0 | 0 | 0 | 0
GERANIUM ENERGY STORAGE | 2188 | 2021-04-15 | 2021-04-15 07:00 | ACTIVE | C14 | Generating Facility Type-1: Storage; Generating Facility Fuel-1: Battery; MWs MW-1: 51.4 | 50 | Full Capacity |  |  | Group D | SAN DIEGO | CA | SDGE | SDGE | Miguel Substation 69 kV | 2023-12-31 08:00 | 2029-02-05 08:00 |  | NA | Complete | Complete | NA |  | Not in Report | 1 | GERANIUM ENERGY STORAGE - 1 |  |  | 0 | 0 | 0 | 2029 | Battery | 0.06 | 0.35 | Miguel | 69 | No ResID | No Project Name | 0 | 0 | 0 | 0 | 0 | 0 | 0 | 0 | 51.4 | 0 | 0 | 51.4 | 0 | 0 | 0 | 0 | 0 | 0 | 0 | 0 | 0 | 0 | 0
PAJARO VALLEY STORAGE | 2192 | 2021-04-13 | 2021-04-15 07:00 | ACTIVE | C14 | Generating Facility Type-1: Storage; Generating Facility Fuel-1: Battery; MWs MW-1: 102.04 | 100 | Full Capacity |  |  |  | SAN DIEGO | CA | SDGE | SDGE | Salt Creek Substation 69 kV | 2024-09-01 07:00 | 2030-03-05 08:00 |  | NA | Complete | Complete | NA |  | Not in Report | 1 | PAJARO VALLEY STORAGE - 1 |  |  | 0 | 0 | 0 | 2030 | Battery | 0.06 | 0.35 | Salt Creek | 69 | No ResID | No Project Name | 0 | 0 | 0 | 0 | 0 | 0 | 0 | 0 | 102.04 | 0 | 0 | 102.04 | 0 | 0 | 0 | 0 | 0 | 0 | 0 | 0 | 0 | 0 | 0
TOWNSHIP EXPANSION | 2195 | 2022-07-07 | 2022-10-13 07:00 | ACTIVE | ISP | Generating Facility Type-1: Gas Turbine; Generating Facility Type-2: Storage; Generating Facility Fuel-1: Battery; MWs MW-1: 11.3; MWs MW-2: 11.3 | 11 | Full Capacity |  | Off-Peak Deliverability |  | SUTTER | CA | PGAE | Northern | Greenleaf #1 115 kV Tap | 2024-06-01 07:00 | 2024-06-01 07:00 |  | NA |  |  | NA |  | Not in Report | 2 | TOWNSHIP EXPANSION - 1 | TOWNSHIP EXPANSION - 2 |  | 1 | 1 | 11 | 2024 | Battery | 0.15 | 0.5 | Greenleaf 1 | 115 | No ResID | No Project Name | 0 | 0 | 0 | 0 | 0 | 0 | 0 | 0 | 11.3 | 11.3 | 0 | 11.3 | 11 | 0 | 0 | 0 | 0 | 0 | 0 | 0 | 0 | 0 | 0
|  | Legend: | ● Study Process Key: Active=project is in study through Construction phases; Complete=project is in Commercial Operation, Withdrawn=project is withdrawn
● Study Process Key: A39=Amendment 39 Procedures (Appendix W), Serial=Standard Large Generator Interconnection Procedures (Appendix U), SGIP=Small Generator Interconnection Procedure (Appendix S), Numbered Clusters=Large Generator Interconnection Procedures in a Queue Cluster Window (Appendix Y), TC=Transition Cluster (Appendix 2 to Appendix Y), ISP=Independent Study Process (Appendix Y), FT=Fast Track (Appendix Y)
● Generating Facility Type Key: CC=Combined Cycle, CT=Combustion Turbine, FC=Fuel Cell, H=Hydro, PS=Pump Storage, PV=Photovoltaic, RE=Reciprocating Engine, ST= Steam Turbine, STH=Solar Thermal, STR=Storage, WT=Wind Turbine
● Generating Facility Fuel Key: B=Biofuel, BAT=Battery, C=Coal, G=Geothermal, FW=Flywheel, HR=Heat Recovery, NG=Natural Gas, NU=Nuclear, O=Fuel Oil, S=Solar, W=Wind, WTR=Water
The contents of these pages are subject to change without notice. Decisions based on information contained within the California ISO's web site are the visitor's sole responsibility.

## SCE WDAT - 06.02.2025
SCE's WDAT & Rule 21 Current Interconnection Queue | [10 empty] | Updated as of June 2, 2025
Export Projects | [26 empty] | E3 added columns >>> | [6 empty] | FILTER TO EXCLUDE DROP |  |  |  | review this final column for weird names or names that don't exist ("The", any numbers, etc.) when column I is filtered for only Executed and Completed projects and X is filtered to exclude blanks
Project Number | Queue Position Date for Study Purpose | IR Receipt Date | App Deemed Complete Date | Tariff | Request Type | Study Group | IR Status | Current Phase | Withdrawn Date | IA Status | IA Executed(Y/N/n) | IA Execution Date | IA Termination Date | Technology (with Rated MW) | Facility Max Export Req(MW) | Facility County | Facility State | Application Requested In-Service Date | Current Requested In-Service Date | Current Point of Interconnection | Current Point of Receipt | Current Point of Delivery | Region ID | Circuit ID | System ID | Substation ID | Substation Name from Previous Cycle | Rating from Previous Cycle | Additional substation name matches from previous cycle | Additional substation rating matches from previous cycle | Additional substation name matches from substation list | Additional substation rating matches from substation list | Check substation list | Manual Overrides | TPD Fraction | Net Deliverable MW to Grid | Include? | Mapping Substation Name | Voltage | Distributed Solar Helper | Wind Helper | Battery Helper | Geothermal Helper | Distributed Solar | Solar | Wind | Offshore Wind | Geothermal | Biomass | Battery (FCDS) | Battery (Total) | Online Already | Executed IA
GFID5216 | 2008-10-27 | 2008-10-23 | 2008-10-27 | Rule 21 | Rule 21 Export | Fast Track | Active - Post IA | In-Service |  | Executed - In Effect | Yes | 2011-10-13 |  | Photovoltaic(1.5) | 1.5 | San Bernardino | CA |  | 2013-07-16 | DESOLATE 12KV | DESOLATE 12KV | Kramer 220/115 | Rurals Region | Desolate | Kramer 220/115 System | Cady 33/12 (D) |  |  |  |  | Kramer | 230 |  |  | 1 |  | FALSE | Kramer | 230 | [12 empty] | 1 | 1
GFID5219 |  | 2009-07-29 |  | Rule 21 | Rule 21 Export | Fast Track | Inactive | Withdrawn | 2010-09-22 | Withdrawn (No Agrmt) | No |  |  | Photovoltaic(1.5) | 1.5 | Kern | CA | [13 empty] | Check | Check | Check |  | 1 |  | FALSE | [14 empty] | 0 | 0
GFID4202 | 2009-07-20 | 2009-07-20 | 2010-09-13 | Rule 21 | Rule 21 Export | Detailed Study | Active - Post IA | In-Service |  | Executed - In Effect | Yes | 2011-07-28 |  | Hydroelectric(0.25) | 0.25 | Inyo | CA |  | 2011-06-01 | BIRCHIM 12KV | Birchim 12kV | Inyo SCE 220/115 | Rurals Region | Birchim | Inyo SCE 220/115 System | Mt. Tom 55/12 (D) |  |  |  |  | Inyo | Check | Check | DROP | 1 |  | FALSE | [14 empty] | 1 | 1
GFID5227 | 2010-05-04 | 2009-09-01 |  | Rule 21 | Rule 21 Export | Fast Track | Inactive | Withdrawn | 2011-10-05 | Withdrawn (No Agrmt) | No |  |  | Photovoltaic(1.5) | 1.5 | San Bernardino | CA |  |  | Cady: DESOLATE 12 kV line | Gale 115kV | Kramer 220/115 | [8 empty] | Kramer | 230 |  |  | 1 |  | FALSE | Kramer | 230 | [12 empty] | 0 | 0
GFID5209 |  | 2009-06-23 |  | Rule 21 | Rule 21 Export | Fast Track | Inactive | Withdrawn | 2011-07-29 | Withdrawn (No Agrmt) | No |  |  | Photovoltaic(0.612) | 0.612 | Los Angeles | CA |  |  | Calcity 'A': BRITTLE BUSH 12 kV line | BRITTLE BUSH 12KV |  | Rurals Region | Brittle Bush | Kramer 220/115 System | Calcity 'A' 33/12 (D) |  |  |  |  | Check | Check | Check |  | 1 |  | FALSE | [14 empty] | 0 | 0
GFID5220 |  | 2009-04-09 |  | Rule 21 | Rule 21 Export | Fast Track | Inactive | Withdrawn | 2011-03-07 | Withdrawn (No Agrmt) | No |  |  | Photovoltaic(1) | 1 | San Bernardino | CA |  |  | Hinkley: DAIRY 12 kV line | DAIRY 12KV |  | Rurals Region | Dairy | Kramer 220/115 System | Hinkley 33/12 (D) |  |  |  |  | Check | Check | Check |  | 1 |  | FALSE | [14 empty] | 0 | 0
GFID5228 | 2009-09-22 | 2009-09-22 | 2010-04-30 | Rule 21 | Rule 21 Export | Fast Track | Inactive | Withdrawn | 2011-07-29 | Withdrawn (No Agrmt) | No |  |  | Photovoltaic(1.5) | 1.5 | San Bernardino | CA |  |  | Sky Hi 12kV | SKY HI 12KV | Victor 220kV bus | Rurals Region | Sky Hi | Victor 220/115 System | Lucerne 33/12 (D) |  |  |  |  | Victor | Check | Check |  | 1 |  | FALSE | Victor | Check | [12 empty] | 0 | 0
GFID1225 | 2009-01-02 | 2009-01-02 | 2011-01-21 | Rule 21 | Rule 21 Export | Fast Track | Inactive | IA Terminated |  | Executed - In Effect | Yes | 2009-03-21 |  | Microturbine(1.1) | 1.1 | Riverside | CA |  |  | GINGER 12KV | GINGER 12KV | Valley 500/115 | San Jacinto Valley Region | Ginger | Valley 'AB' 500/115 System | Moreno 115/12 (D) |  |  |  |  | Valley | 500 | Check |  | 1 |  | FALSE | Valley | 500 | [12 empty] | 0 | 1
GFID5250 |  | 2010-03-15 |  | Rule 21 | Rule 21 Export | Fast Track | Inactive | Withdrawn | 2011-05-04 | Withdrawn (No Agrmt) | No |  |  | Photovoltaic(1.5) | 1.5 | Riverside | CA |  |  | Townhall 33kV % Garnet 33kV Substation | TOWNHALL 33KV | Devers 220/115 System | Desert Region | Townhall | Devers 220/115 System | Garnet 115/33 (D) |  |  |  |  | Devers | 230 |  |  | 1 |  | FALSE | Devers | 230 | [12 empty] | 0 | 0
GFID5257 | 2010-01-18 | 2010-01-18 | 2010-03-26 | Rule 21 | Rule 21 Export | Detailed Study | Active - Post IA | In-Service |  | Executed - In Effect | Yes | 2011-12-08 |  | Photovoltaic(1.5) | 1.5 | Los Angeles | CA |  | 2012-03-01 | TIERRA BONITA 12KV | TIERRA BONITA 12KV | Antelope 220/66 | North Coast Region | Tierra Bonita | Antelope 220/66 System | Little Rock 66/12 (D) |  |  |  |  | Antelope | 230 |  |  | 1 |  | FALSE | Antelope | 230 | [12 empty] | 1 | 1
GFID5258 | 2010-01-18 | 2010-01-18 | 2010-04-06 | Rule 21 | Rule 21 Export | Detailed Study | Active - Post IA | In-Service |  | Executed - In Effect | Yes | 2011-12-08 |  | Photovoltaic(1.5) | 1.5 | Los Angeles | CA |  | 2011-06-01 | TIERRA BONITA 12KV | TIERRA BONITA 12KV | Antelope 220/66 | North Coast Region | Tierra Bonita | Antelope 220/66 System | Little Rock 66/12 (D) |  |  |  |  | Antelope | 230 |  |  | 1 |  | FALSE | Antelope | 230 | [12 empty] | 1 | 1
GFID5261 | 2009-12-18 | 2009-12-18 | 2010-03-17 | Rule 21 | Rule 21 Export | Fast Track | Inactive | Withdrawn | 2011-04-19 | Withdrawn (No Agrmt) | No |  |  | Photovoltaic(1.5) | 1.5 | San Bernardino | CA |  |  | TONTO 12KV | TONTO 12KV | Victor 220/115 | Rurals Region | Tonto | Victor 220/115 System | Apple Valley 115/12 (D) |  |  |  |  | Victor | 230 |  |  | 1 |  | FALSE | Victor | 230 | [12 empty] | 0 | 0
GFID5262 | 2009-12-18 | 2009-12-18 | 2010-03-17 | Rule 21 | Rule 21 Export | Fast Track | Inactive | Withdrawn | 2011-04-19 | Withdrawn (No Agrmt) | No |  |  | Photovoltaic(1.5) | 1.5 | Riverside | CA |  |  | DESERT CENTER 12KV | DESERT CENTER 12KV | Eagle Mountain 220/66 | Rurals Region | Desert Center | Eagle Mountain 220/220 System | Eagle Mountain 66/12 (D) |  |  |  |  | Eagle | Check | Check |  | 1 |  | FALSE | Eagle | Check | [12 empty] | 0 | 0
GFID5263 |  | 2009-12-18 |  | Rule 21 | Rule 21 Export | Fast Track | Inactive | Withdrawn | 2011-08-05 | Withdrawn (No Agrmt) | No |  |  | Photovoltaic(1.5) | 1.5 | Riverside | CA |  |  | Desert Center 12kV | DESERT CENTER 12KV | Eagle Mountain 220/66 | Rurals Region | Desert Center | Eagle Mountain 220/220 System | Eagle Mountain 66/12 (D) |  |  |  |  | Eagle | Check | Check |  | 1 |  | FALSE | Eagle | Check | [12 empty] | 0 | 0
GFID5264 |  | 2009-12-18 |  | Rule 21 | Rule 21 Export | Fast Track | Inactive | Withdrawn | 2011-08-05 | Withdrawn (No Agrmt) | No |  |  | Photovoltaic(1.5) | 1.5 | San Bernardino | CA |  |  | Barstow: REMOTE 33 kV line | REMOTE 33KV |  | Rurals Region | Remote | Kramer 220/115 System | Barstow 33/33 (D) |  |  |  |  | Check | Check | Check |  | 1 |  | FALSE | [14 empty] | 0 | 0
GFID5265 |  | 2009-12-18 |  | Rule 21 | Rule 21 Export | Fast Track | Inactive | Withdrawn | 2011-04-19 | Withdrawn (No Agrmt) | No |  |  | Photovoltaic(1.5) | 1.5 | San Bernardino | CA |  |  | SUNDOWN 12KV line | SUNDOWN 12KV | Victor 220/115 System | Rurals Region | Sundown | Victor 220/115 System | Helendale 33/12 (D) |  |  |  |  | Victor | 230 |  |  | 1 |  | FALSE | Victor | 230 | [12 empty] | 0 | 0
GFID5266 | 2009-12-18 | 2009-12-18 | 2010-03-17 | Rule 21 | Rule 21 Export | Fast Track | Inactive | Withdrawn | 2011-04-19 | Withdrawn (No Agrmt) | No |  |  | Photovoltaic(1.548) | 1.548 | San Bernardino | CA |  |  | SEAFORTH 12KV | SEAFORTH 12KV | Victor 220/115 | Rurals Region | Seaforth | Victor 220/115 System | Hesperia 115/12 (D) |  |  |  |  | Victor | 230 |  |  | 1 |  | FALSE | Victor | 230 | [12 empty] | 0 | 0
GFID5267 | 2009-12-18 | 2009-12-18 | 2010-03-17 | Rule 21 | Rule 21 Export | Detailed Study | Inactive | IA Terminated |  | Terminated | Yes | 2012-07-25 | 2013-12-10 | Photovoltaic(1.5) | 1.5 | San Bernardino | CA |  | 2012-06-01 | SUNDOWN 12KV | SUNDOWN 12KV | Victor 220/115 | Rurals Region | Sundown | Victor 220/115 System | Helendale 33/12 (D) |  |  |  |  | Victor | 230 |  |  | 1 |  | FALSE | Victor | 230 | [12 empty] | 0 | 0
GFID5268 |  | 2009-12-18 |  | Rule 21 | Rule 21 Export | Fast Track | Inactive | Withdrawn | 2011-08-05 | Withdrawn (No Agrmt) | No |  |  | Photovoltaic(1.5) | 1.5 | San Bernardino | CA |  |  | Tortilla: PESO 12 kV line | PESO 12KV |  | Rurals Region | Peso | Kramer 220/115 System | Tortilla 115/12 (D) |  |  |  |  | Check | Check | Check |  | 1 |  | FALSE | [14 empty] | 0 | 0
GFID5269 |  | 2009-12-18 |  | Rule 21 | Rule 21 Export | Fast Track | Inactive | Withdrawn | 2011-08-05 | Withdrawn (No Agrmt) | No |  |  | Photovoltaic(1.5) | 1.5 | Kern | CA |  |  | GOLDTOWN: BOXCAR 12 kV Line | BOXCAR 12KV |  | North Coast Region | Boxcar | Windhub 220/66 System | Goldtown 66/12 (D) |  |  |  |  | Check | Check | Check |  | 1 |  | FALSE | [14 empty] | 0 | 0
GFID5270 |  | 2010-02-17 |  | Rule 21 | Rule 21 Export | Fast Track | Inactive | Withdrawn | 2011-03-24 | Withdrawn (No Agrmt) | No |  |  | Photovoltaic(1.5) | 1.5 | San Bernardino | CA |  |  | Harvard: BRAGDON 12 kV line | BRAGDON 12KV |  | Rurals Region | Bragdon | Kramer 220/115 System | Harvard 33/12 (D) |  |  |  |  | Check | Check | Check |  | 1 |  | FALSE | [14 empty] | 0 | 0
GFID5271 |  | 2009-12-22 |  | Rule 21 | Rule 21 Export | Fast Track | Inactive | Withdrawn | 2010-10-04 | Withdrawn (No Agrmt) | No |  |  | Photovoltaic(1.5) | 1.5 | Los Angeles | CA |  |  | DEL SUR: HUGHES LAKE 12 kV Line | HUGHES LAKE 12KV | Antelope 220/66 | North Coast Region | Hughes Lake | Antelope 220/66 System | Del Sur 66/12 (D) |  |  |  |  | Antelope | 230 |  |  | 1 |  | FALSE | Antelope | 230 | [12 empty] | 0 | 0
GFID5272 |  | 2009-12-22 |  | Rule 21 | Rule 21 Export | Fast Track | Inactive | Withdrawn | 2010-10-04 | Withdrawn (No Agrmt) | No |  |  | Photovoltaic(1.5) | 1.5 | Los Angeles | CA |  |  | DEL SUR: HUGHES LAKE 12 kV Line | HUGHES LAKE 12KV | Antelope 220/66 | North Coast Region | Hughes Lake | Antelope 220/66 System | Del Sur 66/12 (D) |  |  |  |  | Antelope | 230 |  |  | 1 |  | FALSE | Antelope | 230 | [12 empty] | 0 | 0
GFID5273 |  | 2009-12-22 |  | Rule 21 | Rule 21 Export | Fast Track | Inactive | Withdrawn | 2010-10-04 | Withdrawn (No Agrmt) | No |  |  | Photovoltaic(1.5) | 1.5 | Kern | CA |  |  | GREAT LAKES: HURON 12 kV Line | HURON 12KV | Antelope 220/66 | North Coast Region | Huron | Antelope 220/66 System | Great Lakes 66/12 (D) |  |  |  |  | Antelope | 230 |  |  | 1 |  | FALSE | Antelope | 230 | [12 empty] | 0 | 0
GFID5274 |  | 2009-12-22 |  | Rule 21 | Rule 21 Export | Fast Track | Inactive | Withdrawn | 2010-10-04 | Withdrawn (No Agrmt) | No |  |  | Photovoltaic(1.5) | 1.5 | Kern | CA |  |  | GREAT LAKES: HURON 12 kV Line | HURON 12KV | Antelope 220/66 | North Coast Region | Huron | Antelope 220/66 System | Great Lakes 66/12 (D) |  |  |  |  | Antelope | 230 |  |  | 1 |  | FALSE | Antelope | 230 | [12 empty] | 0 | 0
GFID5275 |  | 2009-12-22 |  | Rule 21 | Rule 21 Export | Fast Track | Inactive | Withdrawn | 2010-10-04 | Withdrawn (No Agrmt) | No |  |  | Photovoltaic(1.5) | 1.5 | Kern | CA |  |  | GREAT LAKES: HURON 12 kV Line | HURON 12KV | Antelope 220/66 | North Coast Region | Huron | Antelope 220/66 System | Great Lakes 66/12 (D) |  |  |  |  | Antelope | 230 |  |  | 1 |  | FALSE | Antelope | 230 | [12 empty] | 0 | 0
GFID5276 |  | 2009-12-22 |  | Rule 21 | Rule 21 Export | Fast Track | Inactive | Withdrawn | 2010-10-04 | Withdrawn (No Agrmt) | No |  |  | Photovoltaic(1.5) | 1.5 | Kern | CA |  |  | GREAT LAKES: HURON 12 kV Line | HURON 12KV | Antelope 220/66 | North Coast Region | Huron | Antelope 220/66 System | Great Lakes 66/12 (D) |  |  |  |  | Antelope | 230 |  |  | 1 |  | FALSE | Antelope | 230 | [12 empty] | 0 | 0
GFID5277 | 2010-04-05 | 2010-04-05 |  | Rule 21 | Rule 21 Export | Detailed Study | Active - Post IA | In-Service |  | Executed - In Effect | Yes | 2010-12-01 |  | Photovoltaic(1.5) | 1.5 | Riverside | CA |  |  | POLYMER 12KV | POLYMER 12KV | Mira Loma 220kV bus | Metro East Region | Polymer | Mira Loma 220/66 System | Temescal P.T. 33/12 (A) |  |  |  |  | Mira | Check | Check | Mira Loma230 | 1 |  | FALSE | Mira Loma | 230 | [12 empty] | 1 | 1
GFID5278 |  | 2009-12-22 |  | Rule 21 | Rule 21 Export | Fast Track | Inactive | Withdrawn | 2010-10-04 | Withdrawn (No Agrmt) | No |  |  | Photovoltaic(1.5) | 1.5 | San Bernardino | CA |  |  | Gobar 33kV | GOBAR 33KV | Victor 220kV bus | Rurals Region | Gobar | Victor 220/115 System | Cottonwood 115/33 (D) |  |  |  |  | Victor | Check | Check |  | 1 |  | FALSE | Victor | Check | [12 empty] | 0 | 0
GFID5279 |  | 2009-12-22 |  | Rule 21 | Rule 21 Export | Fast Track | Inactive | Withdrawn | 2010-10-04 | Withdrawn (No Agrmt) | No |  |  | Photovoltaic(1.5) | 1.5 | San Bernardino | CA |  |  | Gobar 33kV | GOBAR 33KV | Victor 220kV bus | Rurals Region | Gobar | Victor 220/115 System | Cottonwood 115/33 (D) |  |  |  |  | Victor | Check | Check |  | 1 |  | FALSE | Victor | Check | [12 empty] | 0 | 0
GFID5281 |  | 2009-12-22 |  | Rule 21 | Rule 21 Export | Fast Track | Inactive | Withdrawn | 2010-10-04 | Withdrawn (No Agrmt) | No |  |  | Photovoltaic(1.5) | 1.5 | Kern | CA |  |  | GREAT LAKES: HURON 12 kV Line | HURON 12KV | Antelope 220/66 | North Coast Region | Huron | Antelope 220/66 System | Great Lakes 66/12 (D) |  |  |  |  | Antelope | 230 |  |  | 1 |  | FALSE | Antelope | 230 | [12 empty] | 0 | 0
GFID5282 |  | 2009-12-22 |  | Rule 21 | Rule 21 Export | Fast Track | Inactive | Withdrawn | 2010-10-04 | Withdrawn (No Agrmt) | No |  |  | Photovoltaic(1.5) | 1.5 | Kern | CA |  |  | GREAT LAKES: HURON 12 kV Line | HURON 12KV | Antelope 220/66 | North Coast Region | Huron | Antelope 220/66 System | Great Lakes 66/12 (D) |  |  |  |  | Antelope | 230 |  |  | 1 |  | FALSE | Antelope | 230 | [12 empty] | 0 | 0
GFID5285 | 2010-03-16 | 2010-03-16 | 2010-04-16 | Rule 21 | Rule 21 Export | Fast Track | Inactive | Withdrawn | 2012-07-13 | Withdrawn (No Agrmt) | No |  |  | Photovoltaic(1.5) | 1.5 | Kern | CA |  |  | CASTLE BUTTE 33KV | CASTLE BUTTE 33KV | Kramer 220/115 | Rurals Region | Castle Butte | Kramer 220/115 System | Edwards 115/33 (D) |  |  |  |  | Kramer | 230 |  |  | 1 |  | FALSE | Kramer | 230 | [12 empty] | 0 | 0
GFID5286 | 2010-03-16 | 2010-03-16 | 2011-04-16 | Rule 21 | Rule 21 Export | Fast Track | Inactive | Withdrawn | 2012-07-13 | Withdrawn (No Agrmt) | No |  |  | Photovoltaic(1.5) | 1.5 | Kern | CA |  |  | CASTLE BUTTE 33KV | CASTLE BUTTE 33KV | Kramer 220/115 | Rurals Region | Castle Butte | Kramer 220/115 System | Edwards 115/33 (D) |  |  |  |  | Kramer | 230 |  |  | 1 |  | FALSE | Kramer | 230 | [12 empty] | 0 | 0
GFID5287 | 2010-03-16 | 2010-03-16 | 2011-04-16 | Rule 21 | Rule 21 Export | Fast Track | Inactive | Withdrawn | 2012-07-13 | Withdrawn (No Agrmt) | No |  |  | Photovoltaic(1.5) | 1.5 | Kern | CA |  |  | CASTLE BUTTE 33KV | CASTLE BUTTE 33KV | Kramer 220/115 | Rurals Region | Castle Butte | Kramer 220/115 System | Edwards 115/33 (D) |  |  |  |  | Kramer | 230 |  |  | 1 |  | FALSE | Kramer | 230 | [12 empty] | 0 | 0
GFID5288 | 2010-03-16 | 2010-03-16 | 2011-04-16 | Rule 21 | Rule 21 Export | Fast Track | Inactive | Withdrawn | 2012-07-13 | Withdrawn (No Agrmt) | No |  |  | Photovoltaic(1.5) | 1.5 | Kern | CA |  |  | CASTLE BUTTE 33KV | CASTLE BUTTE 33KV | Kramer 220/115 | Rurals Region | Castle Butte | Kramer 220/115 System | Edwards 115/33 (D) |  |  |  |  | Kramer | 230 |  |  | 1 |  | FALSE | Kramer | 230 | [12 empty] | 0 | 0
GFID5289 | 2010-03-16 | 2010-03-16 | 2011-04-16 | Rule 21 | Rule 21 Export | Fast Track | Inactive | Withdrawn | 2012-07-13 | Withdrawn (No Agrmt) | No |  |  | Photovoltaic(1.5) | 1.5 | Kern | CA |  |  | Nautilus North Muroc PV-05 East Kern County CA 93523 | CASTLE BUTTE 33KV | Kramer 220/115 | Rurals Region | Castle Butte | Kramer 220/115 System | Edwards 115/33 (D) |  |  |  |  | Kramer | 230 |  |  | 1 |  | FALSE | Kramer | 230 | [12 empty] | 0 | 0
GFID5290 | 2010-03-16 | 2010-03-16 | 2011-04-16 | Rule 21 | Rule 21 Export | Fast Track | Inactive | Withdrawn | 2012-07-13 | Withdrawn (No Agrmt) | No |  |  | Photovoltaic(1.5) | 1.5 | Kern | CA |  |  | CASTLE BUTTE 33KV | CASTLE BUTTE 33KV | Kramer 220/115 | Rurals Region | Castle Butte | Kramer 220/115 System | Edwards 115/33 (D) |  |  |  |  | Kramer | 230 |  |  | 1 |  | FALSE | Kramer | 230 | [12 empty] | 0 | 0
GFID5291 | 2010-03-15 | 2010-03-15 | 2010-04-16 | Rule 21 | Rule 21 Export | Fast Track | Inactive | Withdrawn | 2012-07-13 | Withdrawn (No Agrmt) | No |  |  | Photovoltaic(1.5) | 1.5 | Kern | CA |  |  | HEAVY 33KV | HEAVY 33KV | Kramer 220/115 | Rurals Region | Heavy | Kramer 220/115 System | Randsburg 115/33 (D) |  |  |  |  | Kramer | 230 |  |  | 1 |  | FALSE | Kramer | 230 | [12 empty] | 0 | 0
GFID5292 | 2010-03-16 | 2010-03-16 | 2010-04-16 | Rule 21 | Rule 21 Export | Fast Track | Inactive | Withdrawn | 2012-07-13 | Withdrawn (No Agrmt) | No |  |  | Photovoltaic(1.5) | 1.5 | Kern | CA |  |  | HEAVY 33KV | HEAVY 33KV | Kramer 220/115 | Rurals Region | Heavy | Kramer 220/115 System | Randsburg 115/33 (D) |  |  |  |  | Kramer | 230 |  |  | 1 |  | FALSE | Kramer | 230 | [12 empty] | 0 | 0
GFID5293 | 2010-03-16 | 2010-03-16 | 2010-04-16 | Rule 21 | Rule 21 Export | Fast Track | Inactive | Withdrawn | 2012-07-13 | Withdrawn (No Agrmt) | No |  |  | Photovoltaic(1.5) | 1.5 | Kern | CA |  |  | HEAVY 33KV | HEAVY 33KV | Kramer 220/115 | Rurals Region | Heavy | Kramer 220/115 System | Randsburg 115/33 (D) |  |  |  |  | Kramer | 230 |  |  | 1 |  | FALSE | Kramer | 230 | [12 empty] | 0 | 0
GFID5294 | 2010-03-15 | 2010-03-15 | 2010-04-16 | Rule 21 | Rule 21 Export | Fast Track | Inactive | Withdrawn | 2012-07-13 | Withdrawn (No Agrmt) | No |  |  | Photovoltaic(1.5) | 1.5 | Kern | CA |  |  | HEAVY 33KV | HEAVY 33KV | Kramer 220/115 | Rurals Region | Heavy | Kramer 220/115 System | Randsburg 115/33 (D) |  |  |  |  | Kramer | 230 |  |  | 1 |  | FALSE | Kramer | 230 | [12 empty] | 0 | 0
GFID5295 | 2010-03-16 | 2010-03-16 | 2010-04-16 | Rule 21 | Rule 21 Export | Fast Track | Inactive | Withdrawn | 2012-07-13 | Withdrawn (No Agrmt) | No |  |  | Photovoltaic(1.5) | 1.5 | Kern | CA |  |  | HEAVY 33KV | HEAVY 33KV | Kramer 220/115 | Rurals Region | Heavy | Kramer 220/115 System | Randsburg 115/33 (D) |  |  |  |  | Kramer | 230 |  |  | 1 |  | FALSE | Kramer | 230 | [12 empty] | 0 | 0
GFID5296 | 2010-03-16 | 2010-03-16 | 2010-04-16 | Rule 21 | Rule 21 Export | Fast Track | Inactive | Withdrawn | 2012-07-13 | Withdrawn (No Agrmt) | No |  |  | Photovoltaic(1.5) | 1.5 | Kern | CA |  |  | HEAVY 33KV | HEAVY 33KV | Kramer 220/115 | Rurals Region | Heavy | Kramer 220/115 System | Randsburg 115/33 (D) |  |  |  |  | Kramer | 230 |  |  | 1 |  | FALSE | Kramer | 230 | [12 empty] | 0 | 0
GFID5301 |  | 2010-03-22 |  | Rule 21 | Rule 21 Export | Fast Track | Inactive | Withdrawn | 2010-09-14 | Withdrawn (No Agrmt) | No |  |  | Photovoltaic(1.5) | 1.5 | Riverside | CA |  |  | BOAT 33KV line | BOAT 33KV | Blythe (WALC) 161kV bus | Rurals Region | Boat | Blythe (WALC) 161/33 System | Blythe City 33/33 (D) |  |  |  |  | Blythe | Check | Check |  | 1 |  | FALSE | Blythe | Check | [12 empty] | 0 | 0
GFID5302 |  | 2010-03-22 |  | Rule 21 | Rule 21 Export | Fast Track | Inactive | Withdrawn | 2010-09-14 | Withdrawn (No Agrmt) | No |  |  | Photovoltaic(1.5) | 1.5 | Los Angeles | CA |  |  | LUCERNE 12KV line | LUCERNE 12KV | Antelope 220/66 | North Coast Region | Lucerne | Antelope 220/66 System | Piute 66/12 (D) |  |  |  |  | Antelope | 230 |  |  | 1 |  | FALSE | Antelope | 230 | [12 empty] | 0 | 0
GFID5303 |  | 2010-03-22 |  | Rule 21 | Rule 21 Export | Fast Track | Inactive | Withdrawn | 2010-09-14 | Withdrawn (No Agrmt) | No |  |  | Photovoltaic(1.5) | 1.5 | Riverside | CA |  |  | BOGEY 12KV line | BOGEY 12KV | Blythe (WALC) 161kV bus | Rurals Region | Bogey | Blythe (WALC) 161/33 System | Defrain 33/12 (D) |  |  |  |  | Blythe | Check | Check |  | 1 |  | FALSE | Blythe | Check | [12 empty] | 0 | 0
GFID5304 |  | 2010-03-22 |  | Rule 21 | Rule 21 Export | Fast Track | Inactive | Withdrawn | 2010-09-08 | Withdrawn (No Agrmt) | No |  |  | Photovoltaic(1.5) | 1.5 | Los Angeles | CA |  |  | ALFALFA 12KV line | ALFALFA 12KV | Antelope 220/66 | North Coast Region | Alfalfa | Antelope 220/66 System | Redman 66/12 (D) |  |  |  |  | Antelope | 230 |  |  | 1 |  | FALSE | Antelope | 230 | [12 empty] | 0 | 0
GFID5305 |  | 2010-03-22 |  | Rule 21 | Rule 21 Export | Fast Track | Inactive | Withdrawn | 2010-09-08 | Withdrawn (No Agrmt) | No |  |  | Photovoltaic(1.75) | 1.75 | San Bernardino | CA |  |  | KENWORTH 12KV line | KENWORTH 12KV | Victor 220/115 System | Rurals Region | Kenworth | Victor 220/115 System | Roadway 115/12 (D) |  |  |  |  | Victor | 230 |  |  | 1 |  | FALSE | Victor | 230 | [12 empty] | 0 | 0
GFID5306 | 2010-04-12 | 2010-04-12 | 2010-10-12 | Rule 21 | Rule 21 Export | Detailed Study | Active - Post IA | In-Service |  | Executed - In Effect | Yes | 2012-06-08 |  | Photovoltaic(1.5) | 1.5 | Los Angeles | CA | 2011-06-01 | 2013-06-01 | HANGER 12KV | HANGER 12KV | Antelope 220/66 | North Coast Region | Hanger | Antelope 220/66 System | Oasis 66/12 (D) |  |  |  |  | Antelope | 230 |  |  | 1 |  | FALSE | Antelope | 230 | [12 empty] | 1 | 1
GFID5307 |  | 2010-04-12 |  | Rule 21 | Rule 21 Export | Fast Track | Inactive | Withdrawn | 2010-09-08 | Withdrawn (No Agrmt) | No |  |  | Photovoltaic(1.5) | 0 | [15 empty] | Check | Check | Check |  | 1 |  | FALSE | [14 empty] | 0 | 0
GFID5308 |  | 2010-04-12 |  | Rule 21 | Rule 21 Export | Fast Track | Inactive | Withdrawn | 2010-09-08 | Withdrawn (No Agrmt) | No |  |  | Photovoltaic(1.5) | 1.5 | [15 empty] | Check | Check | Check |  | 1 |  | FALSE | [14 empty] | 0 | 0
GFID5309 |  | 2010-04-12 |  | Rule 21 | Rule 21 Export | Fast Track | Inactive | Withdrawn | 2010-09-14 | Withdrawn (No Agrmt) | No |  |  | Photovoltaic(1.75) | 1.75 |  |  |  |  | REDMAN: MUROC 12 kV Line | MUROC 12KV | Antelope 220/66 | North Coast Region | Muroc | Antelope 220/66 System | Redman 66/12 (D) |  |  |  |  | Antelope | 230 |  |  | 1 |  | FALSE | Antelope | 230 | [12 empty] | 0 | 0
GFID5310 |  | 2010-04-12 |  | Rule 21 | Rule 21 Export | Fast Track | Inactive | Withdrawn | 2010-09-08 | Withdrawn (No Agrmt) | No |  |  | Photovoltaic(1.75) | 1.75 |  |  |  |  | Museum 12kV | MUSEUM 12KV | Antelope 220/66 | North Coast Region | Museum | Antelope 220/66 System | Piute 66/12 (D) |  |  |  |  | Antelope | 230 |  |  | 1 |  | FALSE | Antelope | 230 | [12 empty] | 0 | 0
GFID5312 |  | 2010-04-12 |  | Rule 21 | Rule 21 Export | Fast Track | Inactive | Withdrawn | 2010-09-08 | Withdrawn (No Agrmt) | No |  |  | Photovoltaic(1.5) | 1.5 | [15 empty] | Check | Check | Check |  | 1 |  | FALSE | [14 empty] | 0 | 0
GFID5313 | 2010-04-12 | 2010-04-12 | 2010-10-18 | Rule 21 | Rule 21 Export | Detailed Study | Inactive | Withdrawn | 2013-06-26 | Withdrawn (No Agrmt) | No |  |  | Photovoltaic(1.5) | 1.5 | Los Angeles | CA | 2012-06-01 | 2013-06-01 | ROOSEVELT 12KV | ROOSEVELT 12KV | Antelope 220/66 | North Coast Region | Roosevelt | Antelope 220/66 System | Redman 66/12 (D) |  |  |  |  | Antelope | 230 |  |  | 1 |  | FALSE | Antelope | 230 | [12 empty] | 0 | 0
GFID5314 |  | 2010-04-12 |  | Rule 21 | Rule 21 Export | Fast Track | Inactive | Withdrawn | 2010-09-08 | Withdrawn (No Agrmt) | No |  |  | Photovoltaic(1.75) | 1.75 |  |  |  |  | Sky Hi 12kV | SKY HI 12KV | Victor 220kV bus | Rurals Region | Sky Hi | Victor 220/115 System | Lucerne 33/12 (D) |  |  |  |  | Victor | Check | Check |  | 1 |  | FALSE | Victor | Check | [12 empty] | 0 | 0
GFID5315 | 2010-04-12 | 2010-04-12 | 2010-08-05 | Rule 21 | Rule 21 Export | Detailed Study | Inactive | Withdrawn | 2013-06-26 | Withdrawn (No Agrmt) | No |  |  | Photovoltaic(1.5) | 1.5 | Los Angeles | CA | 2012-06-01 | 2013-06-01 | MUSEUM 12KV | MUSEUM 12KV | Antelope 220/66 | North Coast Region | Museum | Antelope 220/66 System | Piute 66/12 (D) |  |  |  |  | Antelope | 230 |  |  | 1 |  | FALSE | Antelope | 230 | [12 empty] | 0 | 0
GFID5316 |  | 2010-04-12 |  | Rule 21 | Rule 21 Export | Fast Track | Inactive | Withdrawn | 2010-09-08 | Withdrawn (No Agrmt) | No |  |  | Photovoltaic(1.75) | 1.75 |  |  |  |  | Roosevelt 12kV | ROOSEVELT 12KV | Antelope 220/66 | North Coast Region | Roosevelt | Antelope 220/66 System | Redman 66/12 (D) |  |  |  |  | Antelope | 230 |  |  | 1 |  | FALSE | Antelope | 230 | [12 empty] | 0 | 0
GFID5318 |  | 2010-04-12 |  | Rule 21 | Rule 21 Export | Fast Track | Inactive | Withdrawn | 2010-09-08 | Withdrawn (No Agrmt) | No |  |  | Photovoltaic(1.75) | 1.75 |  |  |  |  | Sky Hi 12kV | SKY HI 12KV | Victor 220kV bus | Rurals Region | Sky Hi | Victor 220/115 System | Lucerne 33/12 (D) |  |  |  |  | Victor | Check | Check |  | 1 |  | FALSE | Victor | Check | [12 empty] | 0 | 0
GFID5319 |  | 2010-04-15 |  | Rule 21 | Rule 21 Export | Fast Track | Inactive | Withdrawn | 2010-09-08 | Withdrawn (No Agrmt) | No |  |  | Photovoltaic(1.5) | 1.5 |  |  |  |  | Kenworth 12kV | KENWORTH 12KV | Victor 220kV bus | Rurals Region | Kenworth | Victor 220/115 System | Roadway 115/12 (D) |  |  |  |  | Victor | Check | Check |  | 1 |  | FALSE | Victor | Check | [12 empty] | 0 | 0
GFID5320 | 2010-04-15 | 2010-04-15 | 2010-10-18 | Rule 21 | Rule 21 Export | Detailed Study | Inactive | Withdrawn | 2013-06-26 | Withdrawn (No Agrmt) | No |  |  | Photovoltaic(1.5) | 1.5 | Los Angeles | CA | 2012-06-01 | 2013-06-01 | LUCERNE 12KV | LUCERNE 12KV | Antelope 220/66 | North Coast Region | Lucerne | Antelope 220/66 System | Piute 66/12 (D) |  |  |  |  | Antelope | 230 |  |  | 1 |  | FALSE | Antelope | 230 | [12 empty] | 0 | 0
GFID5321 |  | 2010-04-15 |  | Rule 21 | Rule 21 Export | Fast Track | Inactive | Withdrawn | 2010-09-08 | Withdrawn (No Agrmt) | No |  |  | Photovoltaic(1.5) | 1.5 | [15 empty] | Check | Check | Check |  | 1 |  | FALSE | [14 empty] | 0 | 0
GFID5322 | 2010-04-15 | 2010-04-15 | 2010-11-02 | Rule 21 | Rule 21 Export | Fast Track | Inactive | Withdrawn | 2012-05-10 | Withdrawn (No Agrmt) | No |  |  | Photovoltaic(1.718) | 1.5 | Los Angeles | CA |  | 2012-01-01 | Roosevelt 12kv out of Redmand | ROOSEVELT 12KV | Antelope 220/66 | North Coast Region | Roosevelt | Antelope 220/66 System | Redman 66/12 (D) |  |  |  |  | Antelope | 230 |  |  | 1 |  | FALSE | Antelope | 230 | [12 empty] | 0 | 0
GFID5323 |  | 2010-04-15 |  | Rule 21 | Rule 21 Export | Fast Track | Inactive | Withdrawn | 2010-09-08 | Withdrawn (No Agrmt) | No |  |  | Photovoltaic(1.75) | 1.75 |  |  |  |  | Duntley 12kV | DUNTLEY 12KV | Bailey 220/66 | North Coast Region | Duntley | Antelope 220/66 System | Neenach 66/12 (D) |  |  |  |  | Bailey | 230 |  |  | 1 |  | FALSE | Bailey | 230 | [12 empty] | 0 | 0
GFID5324 |  | 2010-04-15 |  | Rule 21 | Rule 21 Export | Fast Track | Inactive | Withdrawn | 2010-09-08 | Withdrawn (No Agrmt) | No |  |  | Photovoltaic(1.5) | 0 | [15 empty] | Check | Check | Check |  | 1 |  | FALSE | [14 empty] | 0 | 0
GFID5325 |  | 2010-04-15 |  | Rule 21 | Rule 21 Export | Fast Track | Inactive | Withdrawn | 2010-09-14 | Withdrawn (No Agrmt) | No |  |  | Photovoltaic(1.5) | 1.5 |  |  |  |  | Kenworth 12kV | Kenworth 12kV | Victor 220kV bus | Rurals Region | Kenworth | Victor 220/115 System | Roadway 115/12 (D) |  |  |  |  | Victor | Check | Check |  | 1 |  | FALSE | Victor | Check | [12 empty] | 0 | 0
GFID5326 |  | 2010-04-15 |  | Rule 21 | Rule 21 Export | Fast Track | Inactive | Withdrawn | 2010-09-08 | Withdrawn (No Agrmt) | No |  |  | Photovoltaic(1.5) | 1.5 | [15 empty] | Check | Check | Check |  | 1 |  | FALSE | [14 empty] | 0 | 0
GFID5327 |  | 2010-04-15 |  | Rule 21 | Rule 21 Export | Fast Track | Inactive | Withdrawn | 2010-09-14 | Withdrawn (No Agrmt) | No |  |  | Photovoltaic(1.5) | 1.5 |  |  |  |  | Lakota 12kV | Lakota 12kV | Victor 220kV bus | Rurals Region | Lakota | Victor 220/115 System | Rancho 33/12 (D) |  |  |  |  | Victor | Check | Check |  | 1 |  | FALSE | Victor | Check | [12 empty] | 0 | 0
GFID1228 | 2010-03-03 | 2010-03-03 | 2011-02-18 | Rule 21 | Rule 21 Export | Detailed Study | Inactive | IA Terminated |  | Terminated | Yes | 2012-03-05 | 2014-02-04 | Microturbine(0.9) | 0.9 | Tulare | CA | 2009-12-31 | 2009-12-31 | CLOER 12KV | CLOER 12KV | Vestal 220kV bus | San Joaquin Region | Cloer | Vestal 220/66 System | Poplar 66/12 (D) |  |  |  |  | Vestal | Check | Check |  | 1 |  | FALSE | Vestal | Check | [12 empty] | 0 | 0
GFID1229 | 2009-12-07 | 2009-12-07 | 2011-02-18 | Rule 21 | Rule 21 Export | Detailed Study | Inactive | Withdrawn | 2014-02-04 | Withdrawn (No Agrmt) | No |  |  | Microturbine(1.5) | 1.5 | Tulare | CA |  |  | HARMONY 12KV | HARMONY 12KV | Springville 220/66 | San Joaquin Region | Harmony | Springville 220/66 System | Bliss 66/12 (D) |  |  |  |  | Springville | 230 |  |  | 1 |  | FALSE | Springville | 230 | [12 empty] | 0 | 0
GFID4208 | 2009-12-08 | 2009-12-08 | 2010-01-01 | Rule 21 | Rule 21 Export | Fast Track | Active - Post IA | In-Service (Conditional PTO) |  | Executed - In Effect | Yes | 2012-05-17 |  | Hydroelectric(1.4) | 1.4 | Tulare | CA |  |  | SUCCESS 12KV | SUCCESS 12KV | Springville 220/66 | San Joaquin Region | Success | Springville 220/66 System | Porterville 66/12 (D) |  |  |  |  | Springville | 230 |  |  | 1 |  | FALSE | Springville | 230 | [12 empty] | 0 | 1
GFID6213 | 2010-04-13 | 2010-04-13 | 2010-12-15 | Rule 21 | Rule 21 Export | Serial | Inactive | IA Terminated |  | Terminated | Yes | 2011-08-03 | 2011-12-28 | Wind Turbine(6) | 6 | Riverside | CA | 2010-12-01 |  | Coachella 33kV | Coachella 33kV | Devers 220/115 | Desert Region | Coachella | Devers 220/115 System | Garnet 115/33 (D) |  |  |  |  | Devers | 230 |  |  | 1 |  | FALSE | Devers | 230 | [12 empty] | 0 | 0
GFID5147 |  | 2010-03-25 |  | Rule 21 | Rule 21 Export | Fast Track | Inactive | Withdrawn | 2010-09-02 | Withdrawn (No Agrmt) | No |  |  |  | 0 | San Bernardino | CA | [13 empty] | Check | Check | Check |  | 1 |  | FALSE | [14 empty] | 0 | 0
GFID5154 | 2010-06-28 | 2010-06-28 | 2012-11-09 | Rule 21 | Rule 21 Export | Fast Track | Inactive | Withdrawn | 2014-02-28 | Withdrawn (No Agrmt) | No |  |  | Photovoltaic(1.5) | 1.5 | Mono | CA | 2011-07-01 | 2011-07-01 | Willow Springs 12kV | WILLOW SPRINGS 12KV | Antelope 220/66 | North Coast Region | Willow Springs | Antelope 220/66 System | Rosamond 66/12 (D) |  |  |  |  | Antelope | 230 |  |  | 1 |  | FALSE | Antelope | 230 | [12 empty] | 0 | 0
GFID4203 | 2011-05-14 | 2010-05-14 | 2010-11-15 | Rule 21 | Rule 21 Export | Fast Track | Active - Post IA | In-Service |  | Executed - In Effect | Yes | 2012-05-01 |  | Hydroelectric(0.35) | 0.35 | Los Angeles | CA |  |  | Zinc 16kV | ZINC 16KV | La Fresa 220/66 | Metro West Region | Zinc | La Fresa 220/66 System | Crest 66/16 (D) |  |  |  |  | La | Check | Check | La Fresa230 | 1 |  | FALSE | La Fresa | 230 | [12 empty] | 1 | 1
GFID5143 |  | 2009-12-22 |  | Rule 21 | Rule 21 Export | Fast Track | Inactive | Withdrawn | 2010-10-04 | Withdrawn (No Agrmt) | No |  |  |  | 1.5 | Kern | CA | [13 empty] | Check | Check | Check |  | 1 |  | FALSE | [14 empty] | 0 | 0
GFID5144 |  | 2009-12-22 |  | Rule 21 | Rule 21 Export | Fast Track | Inactive | Withdrawn | 2010-10-04 | Withdrawn (No Agrmt) | No |  |  |  | 1.5 | Kern | CA | [13 empty] | Check | Check | Check |  | 1 |  | FALSE | [14 empty] | 0 | 0
GFID5145 |  | 2009-12-22 |  | Rule 21 | Rule 21 Export | Fast Track | Inactive | Withdrawn | 2010-10-04 | Withdrawn (No Agrmt) | No |  |  |  | 1.5 | Kern | CA | [13 empty] | Check | Check | Check |  | 1 |  | FALSE | [14 empty] | 0 | 0
GFID5280 | 2010-04-27 | 2010-04-27 | 2011-02-25 | Rule 21 | Rule 21 Export | Fast Track | Inactive | Withdrawn | 2013-08-01 | Withdrawn (No Agrmt) | No |  |  | Photovoltaic(0.7) | 0.7 | Kern | CA |  |  | GUST 12KV | GUST 12KV | Windhub 220/66 | North Coast Region | Gust | Windhub 220/66 System | Northwind 66/12 (D) |  |  |  |  | Windhub | 230 |  |  | 1 |  | FALSE | Windhub | 230 | [12 empty] | 0 | 0
GFID5317 |  | 2010-04-12 |  | Rule 21 | Rule 21 Export | Fast Track | Inactive | Withdrawn | 2010-09-08 | Withdrawn (No Agrmt) | No |  |  |  | 1.75 |  |  |  |  | Timco 12kV | TIMCO 12KV | Victor 220kV bus | Rurals Region | Timco | Victor 220/115 System | Lucerne 33/12 (D) |  |  |  |  | Victor | Check | Check |  | 1 |  | FALSE | Victor | Check | [12 empty] | 0 | 0
GFID5328 |  | 2010-05-17 |  | Rule 21 | Rule 21 Export | Fast Track | Inactive | Withdrawn | 2010-09-08 | Withdrawn (No Agrmt) | No |  |  |  | 1.75 |  |  |  |  | Forage 12kV | FORAGE 12KV | Antelope 220/66 | North Coast Region | Forage | Antelope 220/66 System | Piute 66/12 (D) |  |  |  |  | Antelope | 230 |  |  | 1 |  | FALSE | Antelope | 230 | [12 empty] | 0 | 0
GFID5329 |  | 2010-05-17 |  | Rule 21 | Rule 21 Export | Fast Track | Inactive | Withdrawn | 2010-09-08 | Withdrawn (No Agrmt) | No |  |  |  | 1.75 |  |  |  |  | Fairmont 12kV | FAIRMONT 12KV | Antelope 220/66 | North Coast Region | Fairmont | Antelope 220/66 System | Del Sur 66/12 (D) |  |  |  |  | Antelope | 230 |  |  | 1 |  | FALSE | Antelope | 230 | [12 empty] | 0 | 0
GFID5330 | 2010-05-17 | 2010-05-17 | 2010-11-03 | Rule 21 | Rule 21 Export | Fast Track | Active - Post IA | In-Service |  | Executed - In Effect | Yes | 2012-09-21 |  | Photovoltaic(1.5) | 1.5 | Los Angeles | CA |  | 2012-01-01 | STEALTH 12KV | STEALTH 12KV | Antelope 220/66 | North Coast Region | Stealth | Antelope 220/66 System | Oasis 66/12 (D) |  |  |  |  | Antelope | 230 |  |  | 1 |  | FALSE | Antelope | 230 | [12 empty] | 1 | 1
GFID5331 |  | 2010-05-17 |  | Rule 21 | Rule 21 Export | Fast Track | Inactive | Withdrawn | 2010-09-08 | Withdrawn (No Agrmt) | No |  |  |  | 1.75 |  |  |  |  | Tussing 12kV | TUSSING 12KV | Victor 220kV bus | Rurals Region | Tussing | Victor 220/115 System | Apple Valley 115/12 (D) |  |  |  |  | Victor | Check | Check |  | 1 |  | FALSE | Victor | Check | [12 empty] | 0 | 0
GFID5332 |  | 2010-05-17 |  | Rule 21 | Rule 21 Export | Fast Track | Inactive | Withdrawn | 2010-09-08 | Withdrawn (No Agrmt) | No |  |  |  | 1.5 |  |  |  |  | Bledsoe 12kV | BLEDSOE 12KV | Bailey 220/66 | North Coast Region | Bledsoe | Antelope 220/66 System | Neenach 66/12 (D) |  |  |  |  | Bailey | 230 |  |  | 1 |  | FALSE | Bailey | 230 | [12 empty] | 0 | 0
GFID5333 | 2010-05-17 | 2010-05-17 | 2010-11-12 | Rule 21 | Rule 21 Export | Fast Track | Inactive | Withdrawn | 2012-04-17 | Withdrawn (No Agrmt) | No |  |  | Photovoltaic(1.5) | 1 | San Bernardino | CA |  | 2012-01-01 | Cochise 12kV out of Apple Valley | COCHISE 12KV | Victor 220/115 | Rurals Region | Cochise | Victor 220/115 System | Apple Valley 115/12 (D) |  |  |  |  | Victor | 230 |  |  | 1 |  | FALSE | Victor | 230 | [12 empty] | 0 | 0
GFID5334 |  | 2010-05-17 |  | Rule 21 | Rule 21 Export | Fast Track | Inactive | Withdrawn | 2010-09-08 | Withdrawn (No Agrmt) | No |  |  |  | 1.5 |  |  |  |  | Willow Springs 12kV | WILLOW SPRINGS 12KV | Antelope 220/66 | North Coast Region | Willow Springs | Antelope 220/66 System | Rosamond 66/12 (D) |  |  |  |  | Antelope | 230 |  |  | 1 |  | FALSE | Antelope | 230 | [12 empty] | 0 | 0
GFID5335 |  | 2010-05-17 |  | Rule 21 | Rule 21 Export | Fast Track | Inactive | Withdrawn | 2010-09-08 | Withdrawn (No Agrmt) | No |  |  |  | 1.5 |  |  |  |  | Forage 12kV | FORAGE 12KV | Antelope 220/66 | North Coast Region | Forage | Antelope 220/66 System | Piute 66/12 (D) |  |  |  |  | Antelope | 230 |  |  | 1 |  | FALSE | Antelope | 230 | [12 empty] | 0 | 0
GFID5336 | 2010-05-17 | 2010-05-17 | 2010-11-03 | Rule 21 | Rule 21 Export | Detailed Study | Active - Post IA | In-Service |  | Executed - In Effect | Yes | 2012-07-11 |  | Photovoltaic(1.5) | 1.5 | Los Angeles | CA |  | 2012-01-01 | PRONGHORN 12KV | PRONGHORN 12KV | Antelope 220/66 | North Coast Region | Pronghorn | Antelope 220/66 System | Del Sur 66/12 (D) |  |  |  |  | Antelope | 230 |  |  | 1 |  | FALSE | Antelope | 230 | [12 empty] | 1 | 1
GFID5337 |  | 2010-05-17 |  | Rule 21 | Rule 21 Export | Fast Track | Inactive | Withdrawn | 2010-09-08 | Withdrawn (No Agrmt) | No |  |  |  | 1.75 |  |  |  |  | Sky Hi 12kV | SKY HI 12KV | Victor 220kV bus | Rurals Region | Sky Hi | Victor 220/115 System | Lucerne 33/12 (D) |  |  |  |  | Victor | Check | Check |  | 1 |  | FALSE | Victor | Check | [12 empty] | 0 | 0
GFID5338 |  | 2010-05-17 |  | Rule 21 | Rule 21 Export | Fast Track | Inactive | Withdrawn | 2010-09-08 | Withdrawn (No Agrmt) | No |  |  |  | 1.75 |  |  |  |  | Tussing 12kV | TUSSING 12KV | Victor 220kV bus | Rurals Region | Tussing | Victor 220/115 System | Apple Valley 115/12 (D) |  |  |  |  | Victor | Check | Check |  | 1 |  | FALSE | Victor | Check | [12 empty] | 0 | 0
GFID5339 | 2010-05-17 | 2010-05-17 | 2010-11-02 | Rule 21 | Rule 21 Export | Detailed Study | Inactive | Withdrawn | 2013-05-15 | Withdrawn (No Agrmt) | No |  |  | Photovoltaic(1.5) | 1.5 | Kern | CA |  | 2014-06-01 | Butt 12kv out of Rosamond | BUTTE 12KV | Antelope 220/66 | North Coast Region | Butte | Antelope 220/66 System | Rosamond 66/12 (D) |  |  |  |  | Antelope | 230 |  |  | 1 |  | FALSE | Antelope | 230 | [12 empty] | 0 | 0
GFID5340 | 2010-05-17 | 2010-05-17 | 2010-10-22 | Rule 21 | Rule 21 Export | Detailed Study | Inactive | Withdrawn | 2013-06-26 | Withdrawn (No Agrmt) | No |  |  | Photovoltaic(1.5) | 1.5 | Los Angeles | CA |  | 2013-07-01 | FORAGE 12KV | FORAGE 12KV | Antelope 220/66 | North Coast Region | Forage | Antelope 220/66 System | Piute 66/12 (D) |  |  |  |  | Antelope | 230 |  |  | 1 |  | FALSE | Antelope | 230 | [12 empty] | 0 | 0
GFID5341 |  | 2010-05-17 |  | Rule 21 | Rule 21 Export | Fast Track | Inactive | Withdrawn | 2010-09-08 | Withdrawn (No Agrmt) | No |  |  |  | 1.5 | [15 empty] | Check | Check | Check |  | 1 |  | FALSE | [14 empty] | 0 | 0
GFID5342 | 2010-05-17 | 2010-05-17 | 2010-10-23 | Rule 21 | Rule 21 Export | Fast Track | Inactive | Withdrawn | 2011-10-06 | Withdrawn (No Agrmt) | No |  |  | Photovoltaic(1.5) | 1.5 | San Bernardino | CA |  | 2012-01-01 | Lakota 12kV out of Rancho | SPEAR 12KV | Victor 220/115 | Rurals Region | Spear | Victor 220/115 System | Apple Valley 115/12 (D) |  |  |  |  | Victor | 230 |  |  | 1 |  | FALSE | Victor | 230 | [12 empty] | 0 | 0
GFID5343 |  | 2010-05-17 |  | Rule 21 | Rule 21 Export | Fast Track | Inactive | Withdrawn | 2010-09-08 | Withdrawn (No Agrmt) | No |  |  |  | 1.5 |  |  |  |  | Sun Village 12kV | SUN VILLAGE 12KV | Antelope 220/66 | North Coast Region | Sun Village | Antelope 220/66 System | Little Rock 66/12 (D) |  |  |  |  | Antelope | 230 |  |  | 1 |  | FALSE | Antelope | 230 | [12 empty] | 0 | 0
GFID5344 | 2011-01-25 | 2010-05-06 | 2011-02-23 | Rule 21 | Rule 21 Export | Fast Track | Inactive | Withdrawn | 2013-10-25 | Withdrawn (No Agrmt) | No |  |  | Photovoltaic(3) | 0.45 | San Bernardino | CA |  |  | ROI-TAN 12KV | ROI-TAN 12KV | Vista 220/115 | Desert Region | Roi-Tan | Vista 220/115 System | Shandin 115/12 (D) |  |  |  |  | Vista | 230 | Check |  | 1 |  | FALSE | Vista | 230 | [12 empty] | 0 | 0
GFID5345 | 2010-05-17 | 2010-05-17 | 2010-11-03 | Rule 21 | Rule 21 Export | Detailed Study | Active - Post IA | In-Service |  | Executed - In Effect | Yes | 2012-06-08 |  | Photovoltaic(1.5) | 1 | San Bernardino | CA |  | 2012-01-01 | SPEAR 12KV | SPEAR 12KV | Victor 220/115 | Rurals Region | Spear | Victor 220/115 System | Apple Valley 115/12 (D) |  |  |  |  | Victor | 230 |  |  | 1 |  | FALSE | Victor | 230 | [12 empty] | 1 | 1
GFID5346 |  | 2010-05-17 |  | Rule 21 | Rule 21 Export | Fast Track | Inactive | Withdrawn | 2010-09-08 | Withdrawn (No Agrmt) | No |  |  |  | 1.5 |  |  |  |  | Hovey 12kV |  | Antelope 220/66 | North Coast Region | Hovey | Antelope 220/66 System | Redman 66/12 (D) |  |  |  |  | Antelope | 230 |  |  | 1 |  | FALSE | Antelope | 230 | [12 empty] | 0 | 0
GFID5347 | 2010-05-17 | 2010-05-17 | 2010-11-03 | Rule 21 | Rule 21 Export | Detailed Study | Active - Post IA | In-Service |  | Executed - In Effect | Yes | 2012-06-08 |  | Photovoltaic(1.5) | 1.5 | Los Angeles | CA |  | 2012-01-01 | HANGER 12KV | HANGER 12KV | Antelope 220/66 | North Coast Region | Hanger | Antelope 220/66 System | Oasis 66/12 (D) |  |  |  |  | Antelope | 230 |  |  | 1 |  | FALSE | Antelope | 230 | [12 empty] | 1 | 1
GFID5348 | 2010-05-17 | 2010-05-17 | 2010-11-03 | Rule 21 | Rule 21 Export | Detailed Study | Inactive | IA Terminated |  | Terminated | Yes | 2012-07-11 | 2013-09-12 | Photovoltaic(1.5) | 1 | Los Angeles | CA | 2012-01-01 | 2012-01-01 | HUGHES LAKE 12KV | HUGHES LAKE 12KV | Antelope 220/66 | North Coast Region | Hughes Lake | Antelope 220/66 System | Del Sur 66/12 (D) |  |  |  |  | Antelope | 230 |  |  | 1 |  | FALSE | Antelope | 230 | [12 empty] | 0 | 0
GFID5349 | 2010-05-17 | 2010-05-17 | 2010-10-25 | Rule 21 | Rule 21 Export | Detailed Study | Inactive | Withdrawn | 2013-05-24 | Withdrawn (No Agrmt) | No |  |  | Photovoltaic(1.5) | 1.5 | Los Angeles | CA | 2012-01-01 | 2013-07-01 | ROOSEVELT 12KV | ROOSEVELT 12KV | Antelope 220/66 | North Coast Region | Roosevelt | Antelope 220/66 System | Redman 66/12 (D) |  |  |  |  | Antelope | 230 |  |  | 1 |  | FALSE | Antelope | 230 | [12 empty] | 0 | 0
GFID5350 | 2010-05-17 | 2010-05-17 | 2010-11-03 | Rule 21 | Rule 21 Export | Detailed Study | Active - Post IA | In-Service |  | Executed - In Effect | Yes | 2012-06-08 |  | Photovoltaic(1.5) | 1.5 | San Bernardino | CA | 2012-01-01 | 2012-01-01 | KENWORTH 12KV | KENWORTH 12KV | Victor 220/115 | Rurals Region | Kenworth | Victor 220/115 System | Roadway 115/12 (D) |  |  |  |  | Victor | 230 |  |  | 1 |  | FALSE | Victor | 230 | [12 empty] | 1 | 1
GFID5416 | 2010-07-07 | 2010-07-07 | 2010-11-03 | Rule 21 | Rule 21 Export | Detailed Study | Active - Post IA | In-Service |  | Executed - In Effect | Yes | 2012-06-08 |  | Photovoltaic(1.5) | 1.5 | Los Angeles | CA | 2012-01-01 | 2012-01-01 | HANGER 12KV | HANGER 12KV | Antelope 220/66 | North Coast Region | Hanger | Antelope 220/66 System | Oasis 66/12 (D) |  |  |  |  | Antelope | 230 |  |  | 1 |  | FALSE | Antelope | 230 | [12 empty] | 1 | 1
GFID5417 |  | 2010-07-07 |  | Rule 21 | Rule 21 Export | Fast Track | Inactive | Withdrawn | 2010-11-01 | Withdrawn (No Agrmt) | No |  |  | Photovoltaic(1.5) | 1.5 | Los Angeles | CA |  |  | OASIS: STEALTH 12 kV Line | FORAGE 12KV | Antelope 220/66 | North Coast Region | Forage | Antelope 220/66 System | Piute 66/12 (D) |  |  |  |  | Antelope | 230 |  |  | 1 |  | FALSE | Antelope | 230 | [12 empty] | 0 | 0
GFID5418 | 2010-07-07 | 2010-07-07 | 2010-10-25 | Rule 21 | Rule 21 Export | Detailed Study | Inactive | Withdrawn | 2013-06-26 | Withdrawn (No Agrmt) | No |  |  | Photovoltaic(1.5) | 1 | Kern | CA |  | 2014-02-01 | HURON 12KV | HURON 12KV | Antelope 220/66 | North Coast Region | Huron | Antelope 220/66 System | Great Lakes 66/12 (D) |  |  |  |  | Antelope | 230 |  |  | 1 |  | FALSE | Antelope | 230 | [12 empty] | 0 | 0
GFID5419 |  | 2010-07-07 |  | Rule 21 | Rule 21 Export | Fast Track | Inactive | Withdrawn | 2010-09-08 | Withdrawn (No Agrmt) | No |  |  |  | 1.5 | [15 empty] | Check | Check | Check |  | 1 |  | FALSE | [14 empty] | 0 | 0
GFID5420 |  | 2010-07-07 |  | Rule 21 | Rule 21 Export | Fast Track | Inactive | Withdrawn | 2010-09-08 | Withdrawn (No Agrmt) | No |  |  |  | 1.5 |  |  |  |  | Hanger 12kV | HANGER 12KV | Antelope 220/66 | North Coast Region | Hanger | Antelope 220/66 System | Oasis 66/12 (D) |  |  |  |  | Antelope | 230 |  |  | 1 |  | FALSE | Antelope | 230 | [12 empty] | 0 | 0
GFID5421 | 2010-07-07 | 2010-07-07 | 2010-10-26 | Rule 21 | Rule 21 Export | Detailed Study | Active - Post IA | In-Service |  | Executed - In Effect | Yes | 2012-12-19 |  | Photovoltaic(0.5) | 0.5 | San Bernardino | CA |  | 2013-07-15 | KENWORTH 12KV | KENWORTH 12KV | Victor 220/115 | Rurals Region | Kenworth | Victor 220/115 System | Roadway 115/12 (D) |  |  |  |  | Victor | 230 |  |  | 1 |  | FALSE | Victor | 230 | [12 empty] | 1 | 1
GFID5422 | 2010-07-07 | 2010-07-07 | 2010-10-25 | Rule 21 | Rule 21 Export | Detailed Study | Inactive | Withdrawn | 2013-05-24 | Withdrawn (No Agrmt) | No |  |  | Photovoltaic(1.5) | 1.5 | Kern | CA | 2012-01-01 | 2014-06-25 | Willow Springs 12kV | WILLOW SPRINGS 12KV | Antelope 220/66 | North Coast Region | Willow Springs | Antelope 220/66 System | Rosamond 66/12 (D) |  |  |  |  | Antelope | 230 |  |  | 1 |  | FALSE | Antelope | 230 | [12 empty] | 0 | 0
GFID5423 | 2010-07-07 | 2010-07-07 | 2010-10-25 | Rule 21 | Rule 21 Export | Fast Track | Inactive | Withdrawn | 2012-04-17 | Withdrawn (No Agrmt) | No |  |  | Photovoltaic(1.5) | 1 | San Bernardino | CA |  | 2012-01-01 | Kenworth 12kV out of Roadway | KENWORTH 12KV | Victor 220/115 | Rurals Region | Kenworth | Victor 220/115 System | Roadway 115/12 (D) |  |  |  |  | Victor | 230 |  |  | 1 |  | FALSE | Victor | 230 | [12 empty] | 0 | 0
GFID5424 | 2010-07-07 | 2010-07-07 | 2010-10-25 | Rule 21 | Rule 21 Export | Detailed Study | Inactive | Withdrawn | 2013-05-15 | Withdrawn (No Agrmt) | No |  |  | Photovoltaic(1.5) | 1.5 | Kern | CA |  | 2014-06-01 | Willow Springs 12kV out of Rosamond | WILLOW SPRINGS 12KV | Antelope 220/66 | North Coast Region | Willow Springs | Antelope 220/66 System | Rosamond 66/12 (D) |  |  |  |  | Antelope | 230 |  |  | 1 |  | FALSE | Antelope | 230 | [12 empty] | 0 | 0
GFID5425 | 2010-07-07 | 2010-07-07 | 2010-10-25 | Rule 21 | Rule 21 Export | Detailed Study | Inactive | Withdrawn | 2013-05-24 | Withdrawn (No Agrmt) | No |  |  | Photovoltaic(1.5) | 1.5 | Kern | CA | 2012-01-01 | 2014-06-15 | Willow Springs 12kV | WILLOW SPRINGS 12KV | Antelope 220/66 | North Coast Region | Willow Springs | Antelope 220/66 System | Rosamond 66/12 (D) |  |  |  |  | Antelope | 230 |  |  | 1 |  | FALSE | Antelope | 230 | [12 empty] | 0 | 0
GFID5426 |  | 2010-07-07 |  | Rule 21 | Rule 21 Export | Fast Track | Inactive | Withdrawn | 2010-09-08 | Withdrawn (No Agrmt) | No |  |  |  | 0 | [15 empty] | Check | Check | Check |  | 1 |  | FALSE | [14 empty] | 0 | 0
GFID5427 |  | 2010-07-16 |  | Rule 21 | Rule 21 Export | Fast Track | Inactive | Withdrawn | 2010-09-08 | Withdrawn (No Agrmt) | No |  |  | Photovoltaic(1.5) | 1.5 | Los Angeles | CA |  |  | DEL SUR: PRONGHORN 12 kV Line | PRONGHORN 12KV | Antelope 220/66 | North Coast Region | Pronghorn | Antelope 220/66 System | Del Sur 66/12 (D) |  |  |  |  | Antelope | 230 |  |  | 1 |  | FALSE | Antelope | 230 | [12 empty] | 0 | 0
GFID5428 |  | 2010-07-16 |  | Rule 21 | Rule 21 Export | Fast Track | Inactive | Withdrawn | 2010-09-08 | Withdrawn (No Agrmt) | No |  |  | Photovoltaic(1.5) | 1.5 | Los Angeles | CA |  |  | PRONGHORN 12KV line | PRONGHORN 12KV | Antelope 220/66 | North Coast Region | Pronghorn | Antelope 220/66 System | Del Sur 66/12 (D) |  |  |  |  | Antelope | 230 |  |  | 1 |  | FALSE | Antelope | 230 | [12 empty] | 0 | 0
GFID5429 | 2010-07-16 | 2010-07-16 | 2010-10-26 | Rule 21 | Rule 21 Export | Fast Track | Inactive | Withdrawn | 2012-04-17 | Withdrawn (No Agrmt) | No |  |  | Photovoltaic(1.5) | 1.5 | Los Angeles | CA |  | 2012-06-01 | Alfalfa 12kV out of Redmand | ALFALFA 12KV | Antelope 220/66 | North Coast Region | Alfalfa | Antelope 220/66 System | Redman 66/12 (D) |  |  |  |  | Antelope | 230 |  |  | 1 |  | FALSE | Antelope | 230 | [12 empty] | 0 | 0
GFID5430 |  | 2010-07-16 |  | Rule 21 | Rule 21 Export | Fast Track | Inactive | Withdrawn | 2010-09-08 | Withdrawn (No Agrmt) | No |  |  |  | 1.5 |  |  |  |  | Museum 12kV | MUSEUM 12KV | Antelope 220/66 | North Coast Region | Museum | Antelope 220/66 System | Piute 66/12 (D) |  |  |  |  | Antelope | 230 |  |  | 1 |  | FALSE | Antelope | 230 | [12 empty] | 0 | 0
GFID5431 |  | 2010-07-16 |  | Rule 21 | Rule 21 Export | Fast Track | Inactive | Withdrawn | 2010-09-08 | Withdrawn (No Agrmt) | No |  |  |  | 0 | [15 empty] | Check | Check | Check |  | 1 |  | FALSE | [14 empty] | 0 | 0
GFID5432 | 2010-07-16 | 2010-07-16 | 2010-10-26 | Rule 21 | Rule 21 Export | Detailed Study | Inactive | IA Terminated |  | Terminated | Yes | 2013-07-12 | 2014-01-14 | Photovoltaic(1.5) | 1.5 | Los Angeles | CA |  | 2012-01-01 | BIG PINES 12KV | BIG PINES 12KV | Antelope 220/66 | North Coast Region | Big Pines | Antelope 220/66 System | Little Rock 66/12 (D) |  |  |  |  | Antelope | 230 |  |  | 1 |  | FALSE | Antelope | 230 | [12 empty] | 0 | 0
GFID5433 | 2010-07-16 | 2010-07-16 | 2010-10-26 | Rule 21 | Rule 21 Export | Detailed Study | Inactive | Withdrawn | 2013-04-16 | Withdrawn (No Agrmt) | No |  |  | Photovoltaic(1.5) | 1 | Los Angeles | CA |  | 2012-01-01 | Alfalfa 12kV out of Redmand | ALFALFA 12KV | Antelope 220/66 | North Coast Region | Alfalfa | Antelope 220/66 System | Redman 66/12 (D) |  |  |  |  | Antelope | 230 |  |  | 1 |  | FALSE | Antelope | 230 | [12 empty] | 0 | 0
GFID5434 | 2010-07-20 | 2010-07-20 | 2010-10-20 | Rule 21 | Rule 21 Export | Fast Track | Active - Post IA | In-Service |  | Executed - In Effect | Yes | 2010-12-13 |  | Photovoltaic(0.921) | 0.75 | Ventura | CA |  |  | ENTERPRISE 16KV | Enterprise 16kV | Santa Clara 220/66 | North Coast Region | Enterprise | Santa Clara 220/66 System | Levy 66/16 (D) |  |  |  |  | Santa | Check | Check | Santa Clara230 | 1 |  | FALSE | Santa Clara | 230 | [12 empty] | 1 | 1
GFID5435 | 2011-07-12 | 2010-07-20 | 2010-06-28 | Rule 21 | Rule 21 Export | Fast Track | Inactive | Withdrawn | 2012-11-27 | Withdrawn (No Agrmt) | No |  |  | Photovoltaic(1.108) | 1 | San Bernardino | CA |  |  | GOBAR 33KV | GOBAR 33KV | Victor 220/115 | Rurals Region | Gobar | Victor 220/115 System | Cottonwood 115/33 (D) |  |  |  |  | Victor | 230 |  |  | 1 |  | FALSE | Victor | 230 | [12 empty] | 0 | 0
GFID5436 | 2010-05-24 | 2010-05-24 | 2010-08-16 | Rule 21 | Rule 21 Export | Fast Track | Inactive | Withdrawn | 2012-11-29 | Withdrawn (No Agrmt) | No |  |  | Photovoltaic(0.5) | 0.5 | San Bernardino | CA |  |  | PAPPAS 33KV | PAPPAS 33KV | Kramer 220/115 | Rurals Region | Pappas | Kramer 220/115 System | Randsburg 115/33 (D) |  |  |  |  | Kramer | 230 |  |  | 1 |  | FALSE | Kramer | 230 | [12 empty] | 0 | 0
GFID5437 | 2010-08-06 | 2010-08-06 | 2010-09-14 | Rule 21 | Rule 21 Export | Detailed Study | Active - Post IA | In-Service |  | Executed - In Effect | Yes | 2013-05-01 |  | Photovoltaic(1.5) | 1.5 | San Bernardino | CA | 2012-06-01 | 2013-06-01 | PETERBILT 12KV | PETERBILT 12KV | Victor 220/115 | Rurals Region | Peterbilt | Victor 220/115 System | Roadway 115/12 (D) |  |  |  |  | Victor | 230 |  |  | 1 |  | FALSE | Victor | 230 | [12 empty] | 1 | 1
GFID5438 |  | 2010-08-05 |  | Rule 21 | Rule 21 Export | Fast Track | Inactive | Withdrawn | 2010-12-17 | Withdrawn (No Agrmt) | No |  |  |  | 1.5 | Riverside | CA |  |  | ROVER 12KV line | ROVER 12KV | Devers 220/115 System | Desert Region | Rover | Devers 220/115 System | Devers 115/12 (D) |  |  |  |  | Devers | 230 |  |  | 1 |  | FALSE | Devers | 230 | [12 empty] | 0 | 0
GFID5439 | 2010-08-05 | 2010-08-05 | 2010-09-14 | Rule 21 | Rule 21 Export | Detailed Study | Active - Post IA | In-Service |  | Executed - In Effect | Yes | 2013-06-07 |  | Photovoltaic(1.5) | 1.5 | San Bernardino | CA | 2010-10-01 | 2013-06-01 | SPEAR 12KV | SPEAR 12KV | Victor 220/115 | Rurals Region | Spear | Victor 220/115 System | Apple Valley 115/12 (D) |  |  |  |  | Victor | 230 |  |  | 1 |  | FALSE | Victor | 230 | [12 empty] | 1 | 1
GFID5440 | 2010-08-05 | 2010-08-05 | 2010-11-17 | Rule 21 | Rule 21 Export | Fast Track | Active - Post IA | In-Service |  | Executed - In Effect | Yes | 2013-05-17 |  | Photovoltaic(1.5) | 1.5 | San Bernardino | CA | 2010-10-01 | 2013-06-01 | STANDING ROCK 12KV | STANDING ROCK 12KV | Victor 220/115 | Rurals Region | Standing Rock | Victor 220/115 System | Rancho 33/12 (D) |  |  |  |  | Victor | 230 |  |  | 1 |  | FALSE | Victor | 230 | [12 empty] | 1 | 1
GFID5442 | 2010-08-05 | 2010-08-05 | 2010-12-07 | Rule 21 | Rule 21 Export | Detailed Study | Active - Post IA | In-Service |  | Executed - In Effect | Yes | 2013-05-17 |  | Photovoltaic(1.5) | 1.5 | San Bernardino | CA | 2010-10-01 | 2013-06-01 | STANDING ROCK 12KV | STANDING ROCK 12KV | Victor 220/115 | Rurals Region | Standing Rock | Victor 220/115 System | Rancho 33/12 (D) |  |  |  |  | Victor | 230 |  |  | 1 |  | FALSE | Victor | 230 | [12 empty] | 1 | 1
GFID5443 | 2010-08-05 | 2010-08-05 | 2010-12-07 | Rule 21 | Rule 21 Export | Fast Track | Inactive | Withdrawn | 2012-01-11 | Withdrawn (No Agrmt) | No |  |  | Photovoltaic(1.5) | 1.5 | Los Angeles | CA |  |  | FORAGE 12KV | FORAGE 12KV | Antelope 220/66 | North Coast Region | Forage | Antelope 220/66 System | Piute 66/12 (D) |  |  |  |  | Antelope | 230 |  |  | 1 |  | FALSE | Antelope | 230 | [12 empty] | 0 | 0
GFID5444 | 2010-08-05 | 2010-08-05 | 2011-03-29 | Rule 21 | Rule 21 Export | Fast Track | Inactive | Withdrawn | 2012-01-11 | Withdrawn (No Agrmt) | No |  |  | Photovoltaic(1.5) | 1.5 | Los Angeles | CA |  |  | TEJON 12KV | TEJON 12KV | Bailey 220/66 | North Coast Region | Tejon | Antelope 220/66 System | Neenach 66/12 (D) |  |  |  |  | Bailey | 230 |  |  | 1 |  | FALSE | Bailey | 230 | [12 empty] | 0 | 0
GFID5445 | 2010-08-05 | 2010-08-05 | 2011-03-29 | Rule 21 | Rule 21 Export | Fast Track | Inactive | Withdrawn | 2012-01-11 | Withdrawn (No Agrmt) | No |  |  | Photovoltaic(1.5) | 1.5 | San Bernardino | CA |  |  | UNDERWORLD 12KV | UNDERWORLD 12KV | Victor 220/115 | Rurals Region | Underworld | Victor 220/115 System | Styx P.T. 33/12 (A) |  |  |  |  | Victor | 230 |  |  | 1 |  | FALSE | Victor | 230 | [12 empty] | 0 | 0
GFID5446 | 2010-08-05 | 2010-08-05 | 2011-03-29 | Rule 21 | Rule 21 Export | Fast Track | Inactive | Withdrawn | 2012-01-11 | Withdrawn (No Agrmt) | No |  |  | Photovoltaic(1.5) | 1.5 | San Bernardino | CA |  |  | UNDERWORLD 12KV | UNDERWORLD 12KV | Victor 220/115 | Rurals Region | Underworld | Victor 220/115 System | Styx P.T. 33/12 (A) |  |  |  |  | Victor | 230 |  |  | 1 |  | FALSE | Victor | 230 | [12 empty] | 0 | 0
GFID6005 |  | 2010-07-06 |  | Rule 21 | Rule 21 Export | Fast Track | Inactive | Withdrawn | 2012-05-22 | Withdrawn (No Agrmt) | No |  |  |  | 0.1 | Los Angeles | CA |  |  | GORMAN: RIDGE 12 kV Line |  | Bailey 220/66 | [8 empty] | Bailey | 230 |  |  | 1 |  | FALSE | Bailey | 230 | [12 empty] | 0 | 0
GFID6347 | 2011-01-28 | 2010-04-27 | 2011-02-03 | Rule 21 | Rule 21 Export | Detailed Study | Inactive | Withdrawn | 2012-10-14 | Withdrawn (No Agrmt) | No |  |  | Photovoltaic(1.545) | 1.5 | Kern | CA |  | 2013-12-13 | Leveche 12 kV out of Monolith | LEVECHE 12KV | Windhub 220/66 | North Coast Region | Leveche | Windhub 220/66 System | Monolith 66/12 (D) |  |  |  |  | Windhub | 230 |  |  | 1 |  | FALSE | Windhub | 230 | [12 empty] | 0 | 0
GFID4209 | 2010-07-20 | 2010-07-20 | 2010-12-08 | Rule 21 | Rule 21 Export | Fast Track | Active - Post IA | In-Service |  | Executed - In Effect | Yes | 2011-08-12 |  | Hydroelectric(0.25) | 0.25 | Inyo | CA |  |  | SAGEHEN 12KV | Sagehen 12kV | Inyo SCE 220/115 | Rurals Region | Sagehen | Inyo SCE 220/115 System | Zack 55/12 (D) |  |  |  |  | Inyo | Check | Check | DROP | 1 |  | FALSE | [14 empty] | 1 | 1
GFID6006 | 2010-10-19 | 2010-09-10 | 2010-10-20 | Rule 21 | Rule 21 Export | Fast Track | Inactive | Withdrawn | 2012-09-14 | Withdrawn (No Agrmt) | No |  |  | Photovoltaic(1.5) | 1.5 | Riverside | CA |  | 2011-08-01 | Venwind 4 12kV out of Venwind | VENWIND 4 12KV | Devers 220/115 | Desert Region | Venwind 4 | Devers 220/115 System | Venwind 115/12 (X) |  |  |  |  | Devers | 230 |  |  | 1 |  | FALSE | Devers | 230 | [12 empty] | 0 | 0
GFID5457 | 2010-08-20 | 2010-08-20 | 2010-11-03 | Rule 21 | Rule 21 Export | Detailed Study | Active - Post IA | In-Service |  | Executed - In Effect | Yes | 2012-06-07 |  | Photovoltaic(1.5) | 1.5 | Los Angeles | CA |  | 2012-01-01 | HANGER 12KV | HANGER 12KV | Antelope 220/66 | North Coast Region | Hanger | Antelope 220/66 System | Oasis 66/12 (D) |  |  |  |  | Antelope | 230 |  |  | 1 |  | FALSE | Antelope | 230 | [12 empty] | 1 | 1
GFID5458 | 2010-09-21 | 2010-09-21 | 2010-11-03 | Rule 21 | Rule 21 Export | Detailed Study | Inactive | Withdrawn | 2013-05-14 | Withdrawn (No Agrmt) | No |  |  | Photovoltaic(1.5) | 1.5 | Los Angeles | CA |  | 2012-01-01 | Bledsoe 12kV line out of Neenach Substation. | BLEDSOE 12KV | Bailey 220/66 | North Coast Region | Bledsoe | Antelope 220/66 System | Neenach 66/12 (D) |  |  |  |  | Bailey | 230 |  |  | 1 |  | FALSE | Bailey | 230 | [12 empty] | 0 | 0
GFID5459 | 2010-09-21 | 2010-09-21 | 2010-11-03 | Rule 21 | Rule 21 Export | Detailed Study | Inactive | Withdrawn | 2013-05-14 | Withdrawn (No Agrmt) | No |  |  | Photovoltaic(1.5) | 1.5 | Los Angeles | CA |  | 2012-01-01 | Bledsoe 12kV line out of Neenach Substation. | BLEDSOE 12KV | Bailey 220/66 | North Coast Region | Bledsoe | Antelope 220/66 System | Neenach 66/12 (D) |  |  |  |  | Bailey | 230 |  |  | 1 |  | FALSE | Bailey | 230 | [12 empty] | 0 | 0
GFID5460 | 2010-09-21 | 2010-09-21 | 2010-10-08 | Rule 21 | Rule 21 Export | Detailed Study | Inactive | Withdrawn | 2013-05-14 | Withdrawn (No Agrmt) | No |  |  | Photovoltaic(1) | 1 | Los Angeles | CA |  | 2012-01-01 | Bledsoe 12kV line out of Neenach Substation. | BLEDSOE 12KV | Bailey 220/66 | North Coast Region | Bledsoe | Antelope 220/66 System | Neenach 66/12 (D) |  |  |  |  | Bailey | 230 |  |  | 1 |  | FALSE | Bailey | 230 | [12 empty] | 0 | 0
GFID5461 | 2010-09-21 | 2010-09-21 | 2010-10-12 | Rule 21 | Rule 21 Export | Detailed Study | Inactive | IA Terminated |  | Terminated | Yes | 2012-07-25 | 2013-09-12 | Photovoltaic(1) | 1 | Los Angeles | CA |  | 2012-01-01 | HUGHES LAKE 12KV | HUGHES LAKE 12KV | Antelope 220/66 | North Coast Region | Hughes Lake | Antelope 220/66 System | Del Sur 66/12 (D) |  |  |  |  | Antelope | 230 |  |  | 1 |  | FALSE | Antelope | 230 | [12 empty] | 0 | 0
GFID5462 | 2010-09-21 | 2010-09-21 | 2010-10-15 | Rule 21 | Rule 21 Export | Detailed Study | Inactive | Withdrawn | 2013-06-26 | Withdrawn (No Agrmt) | No |  |  | Photovoltaic(1.5) | 1.5 | Los Angeles | CA | 2011-01-01 | 2013-07-01 | MAVERICK 12KV | MAVERICK 12KV | Antelope 220/66 | North Coast Region | Maverick | Antelope 220/66 System | Wilsona 66/12 (D) |  |  |  |  | Antelope | 230 |  |  | 1 |  | FALSE | Antelope | 230 | [12 empty] | 0 | 0
GFID5463 | 2010-09-21 | 2010-09-21 | 2010-10-26 | Rule 21 | Rule 21 Export | Detailed Study | Inactive | Withdrawn | 2013-06-26 | Withdrawn (No Agrmt) | No |  |  | Photovoltaic(1) | 1 | Los Angeles | CA | 2011-01-01 | 2013-07-01 | MAVERICK 12KV | MAVERICK 12KV | Antelope 220/66 | North Coast Region | Maverick | Antelope 220/66 System | Wilsona 66/12 (D) |  |  |  |  | Antelope | 230 |  |  | 1 |  | FALSE | Antelope | 230 | [12 empty] | 0 | 0
GFID5464 | 2010-09-21 | 2010-09-21 | 2010-10-26 | Rule 21 | Rule 21 Export | Fast Track | Inactive | Withdrawn | 2012-04-17 | Withdrawn (No Agrmt) | No |  |  | Photovoltaic(1) | 1 | Los Angeles | CA |  | 2012-01-01 | Alfalfa 12kV out of Redmand | ALFALFA 12KV | Antelope 220/66 | North Coast Region | Alfalfa | Antelope 220/66 System | Redman 66/12 (D) |  |  |  |  | Antelope | 230 |  |  | 1 |  | FALSE | Antelope | 230 | [12 empty] | 0 | 0
GFID5447 | 2010-07-13 | 2010-07-13 | 2010-11-04 | Rule 21 | Rule 21 Export | Detailed Study | Active - Post IA | In-Service |  | Executed - In Effect | Yes | 2012-06-08 |  | Photovoltaic(1) | 1 | Los Angeles | CA |  | 2013-06-01 | HANGER 12KV | HANGER 12KV | Antelope 220/66 | North Coast Region | Hanger | Antelope 220/66 System | Oasis 66/12 (D) |  |  |  |  | Antelope | 230 |  |  | 1 |  | FALSE | Antelope | 230 | [12 empty] | 1 | 1
GFID5448 | 2010-08-11 | 2010-08-11 | 2010-11-04 | Rule 21 | Rule 21 Export | Detailed Study | Inactive | Withdrawn | 2013-05-24 | Withdrawn (No Agrmt) | No |  |  | Photovoltaic(1) | 1 | Los Angeles | CA |  | 2013-06-01 | LUCERNE 12KV | LUCERNE 12KV | Antelope 220/66 | North Coast Region | Lucerne | Antelope 220/66 System | Piute 66/12 (D) |  |  |  |  | Antelope | 230 |  |  | 1 |  | FALSE | Antelope | 230 | [12 empty] | 0 | 0
GFID5449 | 2010-08-11 | 2010-08-11 | 2010-11-04 | Rule 21 | Rule 21 Export | Detailed Study | Inactive | Withdrawn | 2013-05-24 | Withdrawn (No Agrmt) | No |  |  | Photovoltaic(1) | 1 | Los Angeles | CA |  | 2013-06-01 | LUCERNE 12KV | LUCERNE 12KV | Antelope 220/66 | North Coast Region | Lucerne | Antelope 220/66 System | Piute 66/12 (D) |  |  |  |  | Antelope | 230 |  |  | 1 |  | FALSE | Antelope | 230 | [12 empty] | 0 | 0
GFID5450 | 2010-08-20 | 2010-08-20 | 2010-11-04 | Rule 21 | Rule 21 Export | Detailed Study | Inactive | Withdrawn | 2013-05-24 | Withdrawn (No Agrmt) | No |  |  | Photovoltaic(1.5) | 1.5 | Los Angeles | CA |  | 2013-06-01 | ROOSEVELT 12KV | ROOSEVELT 12KV | Antelope 220/66 | North Coast Region | Roosevelt | Antelope 220/66 System | Redman 66/12 (D) |  |  |  |  | Antelope | 230 |  |  | 1 |  | FALSE | Antelope | 230 | [12 empty] | 0 | 0
GFID5451 | 2010-08-20 | 2010-08-20 | 2010-11-04 | Rule 21 | Rule 21 Export | Detailed Study | Inactive | Withdrawn | 2013-05-24 | Withdrawn (No Agrmt) | No |  |  | Photovoltaic(1) | 1 | Los Angeles | CA |  | 2013-06-01 | ROOSEVELT 12KV | ROOSEVELT 12KV | Antelope 220/66 | North Coast Region | Roosevelt | Antelope 220/66 System | Redman 66/12 (D) |  |  |  |  | Antelope | 230 |  |  | 1 |  | FALSE | Antelope | 230 | [12 empty] | 0 | 0
GFID5452 |  | 2010-08-20 |  | Rule 21 | Rule 21 Export | Fast Track | Inactive | Withdrawn | 2010-11-01 | Withdrawn (No Agrmt) | No |  |  |  | 1.5 | [15 empty] | Check | Check | Check |  | 1 |  | FALSE | [14 empty] | 0 | 0
GFID5455 | 2010-08-20 | 2010-08-20 | 2010-11-18 | Rule 21 | Rule 21 Export | Detailed Study | Inactive | Withdrawn | 2013-05-24 | Withdrawn (No Agrmt) | No |  |  | Photovoltaic(1.5) | 1.5 | Los Angeles | CA |  | 2013-06-01 | MUSEUM 12KV | MUSEUM 12KV | Antelope 220/66 | North Coast Region | Museum | Antelope 220/66 System | Piute 66/12 (D) |  |  |  |  | Antelope | 230 |  |  | 1 |  | FALSE | Antelope | 230 | [12 empty] | 0 | 0
GFID5456 | 2010-08-20 | 2010-08-20 | 2010-11-18 | Rule 21 | Rule 21 Export | Fast Track | Inactive | Withdrawn | 2012-05-10 | Withdrawn (No Agrmt) | No |  |  | Photovoltaic(1.5) | 1.5 | Los Angeles | CA |  |  | ROOSEVELT 12KV | ROOSEVELT 12KV | Antelope 220/66 | North Coast Region | Roosevelt | Antelope 220/66 System | Redman 66/12 (D) |  |  |  |  | Antelope | 230 |  |  | 1 |  | FALSE | Antelope | 230 | [12 empty] | 0 | 0
GFID5465 | 2012-01-30 | 2012-01-30 | 2013-03-27 | Rule 21 | Rule 21 Export | Fast Track | Inactive | Withdrawn | 2013-06-17 | Withdrawn (No Agrmt) | No |  |  | Photovoltaic(1.5) | 1.5 | Los Angeles | CA |  |  | CALLI VALLI 12KV | CALLI VALLI 12KV | Antelope 220/66 | North Coast Region | Calli Valli | Antelope 220/66 System | Little Rock 66/12 (D) |  |  |  |  | Antelope | 230 |  |  | 1 |  | FALSE | Antelope | 230 | [12 empty] | 0 | 0
GFID5466 | 2012-01-30 | 2012-01-30 | 2013-03-27 | Rule 21 | Rule 21 Export | Fast Track | Active - Post IA | In-Service |  | Executed - In Effect | Yes | 2014-12-28 |  | Photovoltaic(1.5) | 1.5 | Los Angeles | CA |  | 2015-07-01 | ASSEMBLY 12 kV Line | TOMCAT 12KV | Antelope 220/66 | North Coast Region | Tomcat | Antelope 220/66 System | Oasis 66/12 (D) |  |  |  |  | Antelope | 230 |  |  | 1 |  | FALSE | Antelope | 230 | [12 empty] | 1 | 1
GFID5525 |  | 2011-03-04 |  | Rule 21 | Rule 21 Export | Fast Track | Inactive | Withdrawn | 2011-05-12 | Withdrawn (No Agrmt) | No |  |  | Photovoltaic(1.5) | 1.5 |  |  |  |  | MELODY 25KV line | MELODY 25KV | Devers 220/115 System | Desert Region | Melody | Devers 220/115 System | Hi Desert 33/25 (D) |  |  |  |  | Devers | 230 |  |  | 1 |  | FALSE | Devers | 230 | [12 empty] | 0 | 0
GFID5533 | 2011-03-17 | 2011-03-01 | 2011-03-31 | Rule 21 | Rule 21 Export | Fast Track | Inactive | Withdrawn | 2011-07-12 | Withdrawn (No Agrmt) | No |  |  | Photovoltaic(1) | 1 | Los Angeles | CA |  | 2012-06-01 | Forage 12 kV out of Piute | FORAGE 12KV | Antelope 220/66 | North Coast Region | Forage | Antelope 220/66 System | Piute 66/12 (D) |  |  |  |  | Antelope | 230 |  |  | 1 |  | FALSE | Antelope | 230 | [12 empty] | 0 | 0
GFID5537 | 2011-03-08 | 2011-03-08 | 2011-05-03 | Rule 21 | Rule 21 Export | Fast Track | Inactive | Withdrawn | 2011-06-03 | Withdrawn (No Agrmt) | No |  |  | Photovoltaic(1.5) | 1.5 | Kern | CA |  | 2012-12-01 | MUSEUM 12KV | MUSEUM 12KV | Antelope 220/66 | North Coast Region | Museum | Antelope 220/66 System | Piute 66/12 (D) |  |  |  |  | Antelope | 230 |  |  | 1 |  | FALSE | Antelope | 230 | [12 empty] | 0 | 0
GFID5538 | 2011-03-08 | 2011-03-08 | 2011-05-03 | Rule 21 | Rule 21 Export | Fast Track | Inactive | Withdrawn | 2011-06-03 | Withdrawn (No Agrmt) | No |  |  | Photovoltaic(1.5) | 1.5 | Kern | CA |  | 2012-12-01 | MUSEUM 12KV | MUSEUM 12KV | Antelope 220/66 | North Coast Region | Museum | Antelope 220/66 System | Piute 66/12 (D) |  |  |  |  | Antelope | 230 |  |  | 1 |  | FALSE | Antelope | 230 | [12 empty] | 0 | 0
GFID5539 | 2011-03-08 | 2011-03-08 | 2011-04-26 | Rule 21 | Rule 21 Export | Fast Track | Inactive | Withdrawn | 2011-06-03 | Withdrawn (No Agrmt) | No |  |  | Photovoltaic(1.5) | 1.5 | Kern | CA |  | 2012-12-01 | MUSEUM 12KV | MUSEUM 12KV | Antelope 220/66 | North Coast Region | Museum | Antelope 220/66 System | Piute 66/12 (D) |  |  |  |  | Antelope | 230 |  |  | 1 |  | FALSE | Antelope | 230 | [12 empty] | 0 | 0
GFID5540 | 2011-03-08 | 2011-03-08 | 2011-05-03 | Rule 21 | Rule 21 Export | Fast Track | Inactive | Withdrawn | 2011-06-03 | Withdrawn (No Agrmt) | No |  |  | Photovoltaic(1.5) | 1.5 | Kern | CA |  | 2012-12-01 | PETAN 12KV | PETAN 12KV | Antelope 220/66 | North Coast Region | Petan | Antelope 220/66 System | Piute 66/12 (D) |  |  |  |  | Antelope | 230 |  |  | 1 |  | FALSE | Antelope | 230 | [12 empty] | 0 | 0
GFID5541 | 2011-03-08 | 2011-03-08 | 2011-05-03 | Rule 21 | Rule 21 Export | Fast Track | Inactive | Withdrawn | 2011-06-03 | Withdrawn (No Agrmt) | No |  |  | Photovoltaic(1.5) | 1.5 | Kern | CA |  | 2012-12-01 | PETAN 12KV | PETAN 12KV | Antelope 220/66 | North Coast Region | Petan | Antelope 220/66 System | Piute 66/12 (D) |  |  |  |  | Antelope | 230 |  |  | 1 |  | FALSE | Antelope | 230 | [12 empty] | 0 | 0
GFID5542 | 2011-03-08 | 2011-03-08 | 2011-05-03 | Rule 21 | Rule 21 Export | Fast Track | Inactive | Withdrawn | 2011-06-03 | Withdrawn (No Agrmt) | No |  |  | Photovoltaic(1.5) | 1.5 | Kern | CA |  | 2012-12-01 | PETAN 12KV | PETAN 12KV | Antelope 220/66 | North Coast Region | Petan | Antelope 220/66 System | Piute 66/12 (D) |  |  |  |  | Antelope | 230 |  |  | 1 |  | FALSE | Antelope | 230 | [12 empty] | 0 | 0
GFID5543 | 2011-03-08 | 2011-03-08 | 2011-05-03 | Rule 21 | Rule 21 Export | Fast Track | Inactive | Withdrawn | 2011-06-03 | Withdrawn (No Agrmt) | No |  |  | Photovoltaic(1.5) | 1.5 | Kern | CA |  | 2012-12-01 | MUSEUM 12KV | MUSEUM 12KV | Antelope 220/66 | North Coast Region | Museum | Antelope 220/66 System | Piute 66/12 (D) |  |  |  |  | Antelope | 230 |  |  | 1 |  | FALSE | Antelope | 230 | [12 empty] | 0 | 0
GFID5544 | 2011-03-08 | 2011-03-08 | 2011-05-03 | Rule 21 | Rule 21 Export | Fast Track | Inactive | Withdrawn | 2011-06-03 | Withdrawn (No Agrmt) | No |  |  | Photovoltaic(1.5) | 1.5 | Kern | CA |  | 2012-12-01 | PETAN 12KV | PETAN 12KV | Antelope 220/66 | North Coast Region | Petan | Antelope 220/66 System | Piute 66/12 (D) |  |  |  |  | Antelope | 230 |  |  | 1 |  | FALSE | Antelope | 230 | [12 empty] | 0 | 0
GFID5545 | 2011-03-08 | 2011-03-08 | 2011-05-03 | Rule 21 | Rule 21 Export | Fast Track | Inactive | Withdrawn | 2011-06-03 | Withdrawn (No Agrmt) | No |  |  | Photovoltaic(1.5) | 1.5 | Kern | CA |  | 2012-12-01 | MUSEUM 12KV | MUSEUM 12KV | Antelope 220/66 | North Coast Region | Museum | Antelope 220/66 System | Piute 66/12 (D) |  |  |  |  | Antelope | 230 |  |  | 1 |  | FALSE | Antelope | 230 | [12 empty] | 0 | 0
GFID5468 | 2010-11-01 | 2010-11-01 | 2011-03-09 | Rule 21 | Rule 21 Export | Detailed Study | Inactive | Withdrawn | 2013-01-08 | Withdrawn (No Agrmt) | No |  |  | Photovoltaic(1.498) | 1.498 | San Bernardino | CA | 2011-05-30 | 2012-01-15 | Mosquito 12 kV % Kimball Substation | MOSQUITO 12KV | Chino 220/66 | Metro East Region | Mosquito | Chino 220/66 System | Kimball 66/12 (D) |  |  |  |  | Chino | 230 |  |  | 1 |  | FALSE | Chino | 230 | [12 empty] | 0 | 0
GFID5469 | 2010-12-27 | 2010-11-01 | 2011-03-09 | Rule 21 | Rule 21 Export | Detailed Study | Inactive | Withdrawn | 2013-01-08 | Withdrawn (No Agrmt) | No |  |  | Photovoltaic(1.498) | 1.498 | Riverside | CA |  | 2011-05-30 | Zevo 12kV % Murrieta Substation | Zevo 12kV | Valley 500/115 | San Jacinto Valley Region | Zevo | Valley 'D' 500/115 System | Murrietta 2 33/12 (D) |  |  |  |  | Valley | 500 | Check |  | 1 |  | FALSE | Valley | 500 | [12 empty] | 0 | 0
GFID5470 | 2011-01-14 | 2010-11-01 | 2011-03-09 | Rule 21 | Rule 21 Export | Detailed Study | Inactive | Withdrawn | 2013-01-08 | Withdrawn (No Agrmt) | No |  |  | Photovoltaic(1.04) | 1.04 | Riverside | CA |  | 2012-01-01 | Kulberg 12kV % Murrieta Substation | KULBERG 12KV | Valley 500/115 | San Jacinto Valley Region | Kulberg | Valley 'D' 500/115 System | Murrietta 2 33/12 (D) |  |  |  |  | Valley | 500 | Check |  | 1 |  | FALSE | Valley | 500 | [12 empty] | 0 | 0
GFID5474 | 2010-11-04 | 2010-11-04 | 2011-02-11 | Rule 21 | Rule 21 Export | Detailed Study | Inactive | Withdrawn | 2012-10-29 | Withdrawn (No Agrmt) | No |  |  | Photovoltaic(1.5) | 1.5 | Los Angeles | CA |  |  | LUCERNE 12KV | LUCERNE 12KV | Antelope 220/66 | North Coast Region | Lucerne | Antelope 220/66 System | Piute 66/12 (D) |  |  |  |  | Antelope | 230 |  |  | 1 |  | FALSE | Antelope | 230 | [12 empty] | 0 | 0
GFID5475 | 2011-01-26 | 2010-11-12 | 2011-03-08 | Rule 21 | Rule 21 Export | Fast Track | Active - Post IA | In-Service |  | Executed - In Effect | Yes | 2012-04-06 |  | Photovoltaic(0.25) | 0.25 | Los Angeles | CA |  |  | RHOADS 12KV | Rhoads 12kV | Padua 220/66 | Metro East Region | Rhoads | Padua 220/66 System | San Dimas 66/12 (D) |  |  |  |  | Padua | 230 |  |  | 1 |  | FALSE | Padua | 230 | [12 empty] | 1 | 1
GFID5476 | 2010-11-15 | 2010-11-15 | 2010-12-27 | Rule 21 | Rule 21 Export | Fast Track | Inactive | Withdrawn | 2011-08-11 | Withdrawn (No Agrmt) | No |  |  | Photovoltaic(1.5) | 1.5 | Los Angeles | CA |  | 2011-07-31 | PRONGHORN 12KV | PRONGHORN 12KV | Antelope 220/66 | North Coast Region | Pronghorn | Antelope 220/66 System | Del Sur 66/12 (D) |  |  |  |  | Antelope | 230 |  |  | 1 |  | FALSE | Antelope | 230 | [12 empty] | 0 | 0
GFID5477 | 2010-11-15 | 2010-11-15 | 2010-12-27 | Rule 21 | Rule 21 Export | Detailed Study | Active - Post IA | In-Service |  | Executed - In Effect | Yes | 2012-10-07 |  | Photovoltaic(1.5) | 1.5 | Los Angeles | CA |  | 2013-02-01 | PRONGHORN 12KV | PRONGHORN 12KV | Antelope 220/66 | North Coast Region | Pronghorn | Antelope 220/66 System | Del Sur 66/12 (D) |  |  |  |  | Antelope | 230 |  |  | 1 |  | FALSE | Antelope | 230 | [12 empty] | 1 | 1
GFID5478 | 2010-11-15 | 2010-11-15 | 2010-12-27 | Rule 21 | Rule 21 Export | Detailed Study | Active - Post IA | In-Service |  | Executed - In Effect | Yes | 2012-10-07 |  | Photovoltaic(1.5) | 1.5 | Los Angeles | CA |  | 2013-02-01 | PRONGHORN 12KV | PRONGHORN 12KV | Antelope 220/66 | North Coast Region | Pronghorn | Antelope 220/66 System | Del Sur 66/12 (D) |  |  |  |  | Antelope | 230 |  |  | 1 |  | FALSE | Antelope | 230 | [12 empty] | 1 | 1
GFID4210 | 2011-06-15 | 2010-12-16 | 2011-06-15 | Rule 21 | Rule 21 Export | Detailed Study | Active - Post IA | In-Service |  | Executed - In Effect | Yes | 2012-07-26 |  | Hydroelectric(0.86) | 0.86 | Kern | CA |  | 2011-09-01 | MUSTANG 12KV | MUSTANG 12KV | Vestal 220kV bus | San Joaquin Region | Mustang | Vestal 220/66 System | Isabella 66/12 (D) |  |  |  |  | Vestal | Check | Check | Vestal230 | 1 |  | FALSE | Vestal | 230 | [12 empty] | 1 | 1
GFID5500 | 2011-02-19 | 2011-01-31 | 2011-02-19 | Rule 21 | Rule 21 Export | Detailed Study | Inactive | IA Terminated |  | Terminated | Yes | 2014-10-10 | 2015-06-04 | Photovoltaic(1.5) | 1.5 | San Bernardino | CA |  | 2014-06-05 | SHEEPHOLE 33KV | SHEEPHOLE 33KV | Devers 220/115 | Desert Region | Sheephole | Devers 220/115 System | Hi Desert 115/33 (D) |  |  |  |  | Devers | 230 |  |  | 1 |  | FALSE | Devers | 230 | [12 empty] | 0 | 0
GFID5501 | 2011-02-19 | 2011-01-31 | 2011-02-19 | Rule 21 | Rule 21 Export | Detailed Study | Inactive | IA Terminated |  | Terminated | Yes | 2014-10-10 | 2015-06-04 | Photovoltaic(1.5) | 1.5 | San Bernardino | CA |  |  | ALLEGRA 12KV | ALLEGRA 12KV | Devers 220/115 | Desert Region | Allegra | Devers 220/115 System | Carodean 115/12 (D) |  |  |  |  | Devers | 230 |  |  | 1 |  | FALSE | Devers | 230 | [12 empty] | 0 | 0
GFID5502 | 2011-02-10 | 2011-02-10 | 2011-02-23 | Rule 21 | Rule 21 Export | Detailed Study | Inactive | Withdrawn | 2013-06-26 | Withdrawn (No Agrmt) | No |  |  | Photovoltaic(1) | 1 | Los Angeles | CA |  | 2012-03-01 | SNOWDEN 12KV | SNOWDEN 12KV | Antelope 220/66 | North Coast Region | Snowden | Antelope 220/66 System | Del Sur 66/12 (D) |  |  |  |  | Antelope | 230 |  |  | 1 |  | FALSE | Antelope | 230 | [12 empty] | 0 | 0
GFID5503 | 2011-02-10 | 2011-02-10 | 2011-02-18 | Rule 21 | Rule 21 Export | Detailed Study | Inactive | Withdrawn | 2013-06-26 | Withdrawn (No Agrmt) | No |  |  | Photovoltaic(1.5) | 1.5 | Los Angeles | CA |  | 2012-03-01 | SNOWDEN 12KV | SNOWDEN 12KV | Antelope 220/66 | North Coast Region | Snowden | Antelope 220/66 System | Del Sur 66/12 (D) |  |  |  |  | Antelope | 230 |  |  | 1 |  | FALSE | Antelope | 230 | [12 empty] | 0 | 0
GFID5504 | 2011-02-10 | 2011-02-10 | 2011-03-01 | Rule 21 | Rule 21 Export | Detailed Study | Inactive | Withdrawn | 2012-10-29 | Withdrawn (No Agrmt) | No |  |  | Photovoltaic(1) | 1 | Los Angeles | CA |  |  | SUN VILLAGE 12KV | SUN VILLAGE 12KV | Antelope 220/66 | North Coast Region | Sun Village | Antelope 220/66 System | Little Rock 66/12 (D) |  |  |  |  | Antelope | 230 |  |  | 1 |  | FALSE | Antelope | 230 | [12 empty] | 0 | 0
GFID5505 | 2011-02-10 | 2011-02-10 | 2011-02-23 | Rule 21 | Rule 21 Export | Detailed Study | Inactive | Withdrawn | 2012-10-29 | Withdrawn (No Agrmt) | No |  |  | Photovoltaic(1) | 1 | Los Angeles | CA |  |  | SUN VILLAGE 12KV | SUN VILLAGE 12KV | Antelope 220/66 | North Coast Region | Sun Village | Antelope 220/66 System | Little Rock 66/12 (D) |  |  |  |  | Antelope | 230 |  |  | 1 |  | FALSE | Antelope | 230 | [12 empty] | 0 | 0
GFID5506 | 2011-02-10 | 2011-02-10 | 2011-02-23 | Rule 21 | Rule 21 Export | Detailed Study | Inactive | Withdrawn | 2012-11-21 | Withdrawn (No Agrmt) | No |  |  | Photovoltaic(1.5) | 1.5 | Los Angeles | CA |  |  | HOVEY 12KV | HOVEY 12KV | Antelope 220/66 | North Coast Region | Hovey | Antelope 220/66 System | Redman 66/12 (D) |  |  |  |  | Antelope | 230 |  |  | 1 |  | FALSE | Antelope | 230 | [12 empty] | 0 | 0
GFID5507 | 2011-02-10 | 2011-02-10 | 2011-02-17 | Rule 21 | Rule 21 Export | Detailed Study | Inactive | Withdrawn | 2012-11-21 | Withdrawn (No Agrmt) | No |  |  | Photovoltaic(1.5) | 1.5 | Los Angeles | CA |  |  | HOVEY 12KV | HOVEY 12KV | Antelope 220/66 | North Coast Region | Hovey | Antelope 220/66 System | Redman 66/12 (D) |  |  |  |  | Antelope | 230 |  |  | 1 |  | FALSE | Antelope | 230 | [12 empty] | 0 | 0
GFID5508 | 2011-02-10 | 2011-02-10 | 2012-02-24 | Rule 21 | Rule 21 Export | Detailed Study | Inactive | Withdrawn | 2012-11-21 | Withdrawn (No Agrmt) | No |  |  | Photovoltaic(1) | 1 | Los Angeles | CA |  |  | HOVEY 12KV | HOVEY 12KV | Antelope 220/66 | North Coast Region | Hovey | Antelope 220/66 System | Redman 66/12 (D) |  |  |  |  | Antelope | 230 |  |  | 1 |  | FALSE | Antelope | 230 | [12 empty] | 0 | 0
GFID5509 | 2011-02-10 | 2011-02-10 | 2011-03-08 | Rule 21 | Rule 21 Export | Detailed Study | Inactive | Withdrawn | 2013-06-26 | Withdrawn (No Agrmt) | No |  |  | Photovoltaic(1.5) | 1.5 | Los Angeles | CA |  |  | LLOYD 12KV | LLOYD 12KV | Antelope 220/66 | North Coast Region | Lloyd | Antelope 220/66 System | Del Sur 66/12 (D) |  |  |  |  | Antelope | 230 |  |  | 1 |  | FALSE | Antelope | 230 | [12 empty] | 0 | 0
GFID5510 | 2011-02-10 | 2011-02-10 | 2011-02-17 | Rule 21 | Rule 21 Export | Detailed Study | Inactive | IA Terminated |  | Terminated | Yes | 2012-03-23 | 2013-06-26 | Photovoltaic(1.5) | 1.5 | Los Angeles | CA |  | 2012-03-01 | LLOYD 12KV | LLOYD 12KV | Antelope 220/66 | North Coast Region | Lloyd | Antelope 220/66 System | Del Sur 66/12 (D) |  |  |  |  | Antelope | 230 |  |  | 1 |  | FALSE | Antelope | 230 | [12 empty] | 0 | 0
GFID5511 | 2011-02-10 | 2011-02-10 | 2011-02-18 | Rule 21 | Rule 21 Export | Detailed Study | Inactive | Withdrawn | 2013-06-26 | Withdrawn (No Agrmt) | No |  |  | Photovoltaic(1) | 1 | Los Angeles | CA |  | 2014-06-01 | LLOYD 12KV | LLOYD 12KV | Antelope 220/66 | North Coast Region | Lloyd | Antelope 220/66 System | Del Sur 66/12 (D) |  |  |  |  | Antelope | 230 |  |  | 1 |  | FALSE | Antelope | 230 | [12 empty] | 0 | 0
GFID5512 | 2011-02-10 | 2011-02-10 | 2011-02-18 | Rule 21 | Rule 21 Export | Detailed Study | Inactive | Withdrawn | 2013-05-24 | Withdrawn (No Agrmt) | No |  |  | Photovoltaic(1.5) | 1.5 | Los Angeles | CA | 2012-03-01 | 2013-07-01 | SUN VILLAGE 12KV | SUN VILLAGE 12KV | Antelope 220/66 | North Coast Region | Sun Village | Antelope 220/66 System | Little Rock 66/12 (D) |  |  |  |  | Antelope | 230 |  |  | 1 |  | FALSE | Antelope | 230 | [12 empty] | 0 | 0
GFID5513 | 2011-02-10 | 2011-02-10 | 2011-02-18 | Rule 21 | Rule 21 Export | Detailed Study | Inactive | Withdrawn | 2013-05-24 | Withdrawn (No Agrmt) | No |  |  | Photovoltaic(1.5) | 1.5 | Los Angeles | CA | 2012-03-01 | 2013-07-01 | BIG PINES 12KV | BIG PINES 12KV | Antelope 220/66 | North Coast Region | Big Pines | Antelope 220/66 System | Little Rock 66/12 (D) |  |  |  |  | Antelope | 230 |  |  | 1 |  | FALSE | Antelope | 230 | [12 empty] | 0 | 0
GFID5514 | 2011-02-10 | 2011-02-10 | 2011-02-18 | Rule 21 | Rule 21 Export | Detailed Study | Inactive | Withdrawn | 2013-05-24 | Withdrawn (No Agrmt) | No |  |  | Photovoltaic(1) | 1 | Los Angeles | CA | 2012-03-01 | 2013-07-01 | SUN VILLAGE 12KV | SUN VILLAGE 12KV | Antelope 220/66 | North Coast Region | Sun Village | Antelope 220/66 System | Little Rock 66/12 (D) |  |  |  |  | Antelope | 230 |  |  | 1 |  | FALSE | Antelope | 230 | [12 empty] | 0 | 0
GFID5515 | 2011-02-10 | 2011-02-10 | 2011-02-17 | Rule 21 | Rule 21 Export | Detailed Study | Inactive | Withdrawn | 2012-10-29 | Withdrawn (No Agrmt) | No |  |  | Photovoltaic(1.5) | 1.5 | Los Angeles | CA |  | 2012-03-01 | Big Pines 12 kV out of Little Rock | EASTWIND 12KV | Antelope 220/66 | North Coast Region | Eastwind | Antelope 220/66 System | Wilsona 66/12 (D) |  |  |  |  | Antelope | 230 |  |  | 1 |  | FALSE | Antelope | 230 | [12 empty] | 0 | 0
GFID5516 | 2011-02-10 | 2011-02-10 | 2011-02-17 | Rule 21 | Rule 21 Export | Fast Track | Inactive | Withdrawn | 2011-07-08 | Withdrawn (No Agrmt) | No |  |  | Photovoltaic(1) | 1 | Los Angeles | CA |  | 2012-03-01 | Eastwind 12kV % Wilsona Substation | EASTWIND 12KV | Antelope 220/66 | North Coast Region | Eastwind | Antelope 220/66 System | Wilsona 66/12 (D) |  |  |  |  | Antelope | 230 |  |  | 1 |  | FALSE | Antelope | 230 | [12 empty] | 0 | 0
GFID5517 | 2011-02-10 | 2011-02-10 | 2011-02-17 | Rule 21 | Rule 21 Export | Detailed Study | Active - Post IA | In-Service |  | Executed - In Effect | Yes | 2012-06-08 |  | Photovoltaic(1) | 1 | Los Angeles | CA |  | 2012-03-01 | HANGER 12KV | HANGER 12KV | Antelope 220/66 | North Coast Region | Hanger | Antelope 220/66 System | Oasis 66/12 (D) |  |  |  |  | Antelope | 230 |  |  | 1 |  | FALSE | Antelope | 230 | [12 empty] | 1 | 1
GFID5518 | 2011-02-10 | 2011-02-10 | 2011-02-17 | Rule 21 | Rule 21 Export | Detailed Study | Active - Post IA | In-Service |  | Executed - In Effect | Yes | 2012-07-13 |  | Photovoltaic(1) | 1 | Los Angeles | CA |  | 2012-03-01 | HANGER 12KV | HANGER 12KV | Antelope 220/66 | North Coast Region | Hanger | Antelope 220/66 System | Oasis 66/12 (D) |  |  |  |  | Antelope | 230 |  |  | 1 |  | FALSE | Antelope | 230 | [12 empty] | 1 | 1
GFID5519 | 2011-02-10 | 2011-02-10 | 2011-02-18 | Rule 21 | Rule 21 Export | Detailed Study | Inactive | Withdrawn | 2013-06-26 | Withdrawn (No Agrmt) | No |  |  | Photovoltaic(1.5) | 1.5 | Los Angeles | CA |  | 2012-03-01 | SNOWDEN 12KV | SNOWDEN 12KV | Antelope 220/66 | North Coast Region | Snowden | Antelope 220/66 System | Del Sur 66/12 (D) |  |  |  |  | Antelope | 230 |  |  | 1 |  | FALSE | Antelope | 230 | [12 empty] | 0 | 0
GFID4204 | 2011-02-18 | 2011-02-18 | 2011-03-28 | Rule 21 | Rule 21 Export | Fast Track | Inactive | Withdrawn | 2012-03-27 | Withdrawn (No Agrmt) | No |  |  |  | 1 | Inyo | CA |  | 2011-12-15 | BIRCHIM 12KV | Birchim 12kV | Inyo SCE 220/115 | Rurals Region | Birchim | Inyo SCE 220/115 System | Mt. Tom 55/12 (D) |  |  |  |  | Inyo | Check | Check |  | 1 |  | FALSE | Inyo | Check | [12 empty] | 0 | 0
GFID5522 | 2011-02-23 | 2011-02-23 | 2011-02-23 | Rule 21 | Rule 21 Export | Detailed Study | Inactive | Withdrawn | 2013-07-17 | Withdrawn (No Agrmt) | No |  |  | Photovoltaic(1.5) | 1.5 | San Bernardino | CA |  | 2013-04-30 | SUNNYVALE 12KV | SUNNYVALE 12KV | Devers 220/115 | Desert Region | Sunnyvale | Devers 220/115 System | Carodean 115/12 (D) |  |  |  |  | Devers | 230 |  |  | 1 |  | FALSE | Devers | 230 | [12 empty] | 0 | 0
GFID5521 | 2011-02-23 | 2011-02-23 | 2011-03-30 | Rule 21 | Rule 21 Export | Detailed Study | Inactive | IA Terminated |  | Terminated | Yes | 2013-12-20 | 2014-04-21 | Photovoltaic(1.5) | 1.5 | San Bernardino | CA | 2013-04-30 | 2013-04-30 | SUNNYVALE 12KV | SUNNYVALE 12KV | Devers 220/115 | Desert Region | Sunnyvale | Devers 220/115 System | Carodean 115/12 (D) |  |  |  |  | Devers | 230 |  |  | 1 |  | FALSE | Devers | 230 | [12 empty] | 0 | 0
GFID5520 |  | 2011-02-23 |  | Rule 21 | Rule 21 Export | Fast Track | Inactive | Withdrawn | 2011-05-12 | Withdrawn (No Agrmt) | No |  |  | Photovoltaic(1.5) | 1.5 | San Bernardino | CA |  |  | DESOLATE 12KV line | DESOLATE 12KV | Kramer 220/115 System | Rurals Region | Desolate | Kramer 220/115 System | Cady 33/12 (D) |  |  |  |  | Kramer | 230 |  |  | 1 |  | FALSE | Kramer | 230 | [12 empty] | 0 | 0
GFID5523 | 2011-02-25 | 2011-02-25 | 2012-10-12 | Rule 21 | Rule 21 Export | ISP | Active - Post IA | In-Service |  | Amendment - Executed | Yes | 2015-06-19 |  | Photovoltaic(1.5) | 1.5 | Riverside | CA |  | 2019-07-15 | At the Distribution Provider’s new 4-way gas switch on the Distribution Provider’s Invader 12kV distribution line out of Devers Jr. 115/12kV Substation | INVADER 12KV | Devers 220/115 | Desert Region | Invader | Devers 220/115 System | Devers 115/12 (D) |  |  |  |  | Devers | 230 |  |  | 1 |  | FALSE | Devers | 230 | [12 empty] | 1 | 0
GFID5524 | 2011-02-25 | 2011-02-25 | 2012-10-12 | Rule 21 | Rule 21 Export | ISP | Active - Post IA | In-Service |  | Amendment - Executed | Yes | 2015-06-19 |  | Photovoltaic(1.5) | 1.5 | Riverside | CA | 2012-10-01 | 2019-07-15 | At the Distribution Provider’s new 4-way gas switch on the Distribution Provider’s Invader 12kV distribution line out of Devers Jr. 115/12kV Substation | INVADER 12KV | Devers 220/115 | Desert Region | Invader | Devers 220/115 System | Devers 115/12 (D) |  |  |  |  | Devers | 230 |  |  | 1 |  | FALSE | Devers | 230 | [12 empty] | 1 | 0
GFID5546 | 2011-03-08 | 2011-03-08 | 2011-05-04 | Rule 21 | Rule 21 Export | Detailed Study | Active - Post IA | In-Service |  | Executed - In Effect | Yes | 2013-10-28 |  | Photovoltaic(1.5) | 1.5 | Kern | CA | 2013-09-20 | 2014-04-20 | LLOYD 12KV | LLOYD 12KV | Antelope 220/66 | North Coast Region | Lloyd | Antelope 220/66 System | Del Sur 66/12 (D) |  |  |  |  | Antelope | 230 |  |  | 1 |  | FALSE | Antelope | 230 | [12 empty] | 1 | 1
GFID5547 | 2011-03-08 | 2011-03-08 | 2011-05-04 | Rule 21 | Rule 21 Export | Detailed Study | Active - Post IA | In-Service |  | Executed - In Effect | Yes | 2013-11-11 |  | Photovoltaic(1.5) | 1.5 | Kern | CA | 2013-09-20 | 2014-04-20 | LLOYD 12KV | LLOYD 12KV | Antelope 220/66 | North Coast Region | Lloyd | Antelope 220/66 System | Del Sur 66/12 (D) |  |  |  |  | Antelope | 230 |  |  | 1 |  | FALSE | Antelope | 230 | [12 empty] | 1 | 1
GFID5548 | 2011-03-08 | 2011-03-08 | 2011-05-04 | Rule 21 | Rule 21 Export | Detailed Study | Active - Post IA | In-Service |  | Executed - In Effect | Yes | 2013-11-11 |  | Photovoltaic(1.5) | 1.5 | Kern | CA | 2013-09-20 | 2014-04-20 | LLOYD 12KV | LLOYD 12KV | Antelope 220/66 | North Coast Region | Lloyd | Antelope 220/66 System | Del Sur 66/12 (D) |  |  |  |  | Antelope | 230 |  |  | 1 |  | FALSE | Antelope | 230 | [12 empty] | 1 | 1
GFID5549 | 2011-03-08 | 2011-03-08 | 2011-05-04 | Rule 21 | Rule 21 Export | Detailed Study | Active - Post IA | In-Service |  | Executed - In Effect | Yes | 2013-11-11 |  | Photovoltaic(1.5) | 1.5 | Kern | CA | 2013-09-20 | 2014-04-20 | LLOYD 12KV | LLOYD 12KV | Antelope 220/66 | North Coast Region | Lloyd | Antelope 220/66 System | Del Sur 66/12 (D) |  |  |  |  | Antelope | 230 |  |  | 1 |  | FALSE | Antelope | 230 | [12 empty] | 1 | 1
GFID5554 | 2011-03-08 | 2011-03-08 | 2011-03-23 | Rule 21 | Rule 21 Export | Detailed Study | Inactive | Withdrawn | 2014-01-29 | Withdrawn (No Agrmt) | No |  |  | Photovoltaic(1.5) | 1.5 | Los Angeles | CA | 2012-12-01 | 2012-12-01 | PRONGHORN 12KV | PRONGHORN 12KV | Antelope 220/66 | North Coast Region | Pronghorn | Antelope 220/66 System | Del Sur 66/12 (D) |  |  |  |  | Antelope | 230 |  |  | 1 |  | FALSE | Antelope | 230 | [12 empty] | 0 | 0
GFID5555 | 2011-03-08 | 2011-03-08 | 2011-03-08 | Rule 21 | Rule 21 Export | Detailed Study | Inactive | Withdrawn | 2014-02-06 | Withdrawn (No Agrmt) | No |  |  | Photovoltaic(1.5) | 1.5 | Los Angeles | CA | 2012-12-01 | 2012-12-01 | PRONGHORN 12KV | HUGHES LAKE 12KV | Antelope 220/66 | North Coast Region | Hughes Lake | Antelope 220/66 System | Del Sur 66/12 (D) |  |  |  |  | Antelope | 230 |  |  | 1 |  | FALSE | Antelope | 230 | [12 empty] | 0 | 0
GFID5556 | 2011-03-08 | 2011-03-08 | 2011-03-08 | Rule 21 | Rule 21 Export | Detailed Study | Active - Post IA | In-Service |  | Executed - In Effect | Yes | 2013-09-19 |  | Photovoltaic(1.5) | 1.5 | Los Angeles | CA | 2012-12-01 | 2012-12-01 | PRONGHORN 12KV | PRONGHORN 12KV | Antelope 220/66 | North Coast Region | Pronghorn | Antelope 220/66 System | Del Sur 66/12 (D) |  |  |  |  | Antelope | 230 |  |  | 1 |  | FALSE | Antelope | 230 | [12 empty] | 1 | 1
GFID5557 | 2011-03-08 | 2011-03-08 | 2011-03-08 | Rule 21 | Rule 21 Export | Detailed Study | Active - Post IA | In-Service |  | Executed - In Effect | Yes | 2013-09-30 |  | Photovoltaic(1.5) | 1.5 | Los Angeles | CA | 2012-12-01 | 2012-12-01 | HUGHES LAKE 12KV | PRONGHORN 12KV | Antelope 220/66 | North Coast Region | Pronghorn | Antelope 220/66 System | Del Sur 66/12 (D) |  |  |  |  | Antelope | 230 |  |  | 1 |  | FALSE | Antelope | 230 | [12 empty] | 1 | 1
GFID5558 |  | 2011-03-08 |  | Rule 21 | Rule 21 Export | Fast Track | Inactive | Withdrawn | 2011-06-03 | Withdrawn (No Agrmt) | No |  |  | Photovoltaic(1.5) | 1.5 |  |  |  |  | SNOWDEN 12KV line | SNOWDEN 12KV | Antelope 220/66 | North Coast Region | Snowden | Antelope 220/66 System | Del Sur 66/12 (D) |  |  |  |  | Antelope | 230 |  |  | 1 |  | FALSE | Antelope | 230 | [12 empty] | 0 | 0
GFID5559 |  | 2011-03-08 |  | Rule 21 | Rule 21 Export | Fast Track | Inactive | Withdrawn | 2011-06-03 | Withdrawn (No Agrmt) | No |  |  | Photovoltaic(1.5) | 1.5 |  |  |  |  | SNOWDEN 12KV line | SNOWDEN 12KV | Antelope 220/66 | North Coast Region | Snowden | Antelope 220/66 System | Del Sur 66/12 (D) |  |  |  |  | Antelope | 230 |  |  | 1 |  | FALSE | Antelope | 230 | [12 empty] | 0 | 0
GFID5560 |  | 2011-03-08 |  | Rule 21 | Rule 21 Export | Fast Track | Inactive | Withdrawn | 2011-06-03 | Withdrawn (No Agrmt) | No |  |  | Photovoltaic(1.5) | 1.5 |  |  |  |  | SNOWDEN 12KV line | SNOWDEN 12KV | Antelope 220/66 | North Coast Region | Snowden | Antelope 220/66 System | Del Sur 66/12 (D) |  |  |  |  | Antelope | 230 |  |  | 1 |  | FALSE | Antelope | 230 | [12 empty] | 0 | 0
GFID5561 |  | 2011-03-08 |  | Rule 21 | Rule 21 Export | Fast Track | Inactive | Withdrawn | 2011-06-03 | Withdrawn (No Agrmt) | No |  |  | Photovoltaic(1.5) | 1.5 |  |  |  |  | SNOWDEN 12KV line | SNOWDEN 12KV | Antelope 220/66 | North Coast Region | Snowden | Antelope 220/66 System | Del Sur 66/12 (D) |  |  |  |  | Antelope | 230 |  |  | 1 |  | FALSE | Antelope | 230 | [12 empty] | 0 | 0
GFID5562 | 2011-03-08 | 2011-03-08 | 2011-03-15 | Rule 21 | Rule 21 Export | Detailed Study | Active - Post IA | In-Service |  | Executed - In Effect | Yes | 2012-09-28 |  | Photovoltaic(1.5) | 1.5 | San Bernardino | CA |  |  | CEMENT 33KV | CEMENT 33KV | Victor 220/115 | Rurals Region | Cement | Victor 220/115 System | Victor 115/33 (D) |  |  |  |  | Victor | 230 |  |  | 1 |  | FALSE | Victor | 230 | [12 empty] | 1 | 1
GFID5563 | 2011-03-08 | 2011-03-08 | 2011-05-02 | Rule 21 | Rule 21 Export | Detailed Study | Inactive | Withdrawn | 2012-09-05 | Withdrawn (No Agrmt) | No |  |  | Photovoltaic(1.5) | 1.5 | Kern | CA |  | 2012-12-01 | FORAGE 12KV | FORAGE 12KV | Antelope 220/66 | North Coast Region | Forage | Antelope 220/66 System | Piute 66/12 (D) |  |  |  |  | Antelope | 230 |  |  | 1 |  | FALSE | Antelope | 230 | [12 empty] | 0 | 0
GFID5564 | 2011-03-08 | 2011-03-08 | 2011-05-02 | Rule 21 | Rule 21 Export | Detailed Study | Inactive | Withdrawn | 2012-09-05 | Withdrawn (No Agrmt) | No |  |  | Photovoltaic(1.5) | 1.5 | Kern | CA |  | 2012-12-01 | FORAGE 12KV | FORAGE 12KV | Antelope 220/66 | North Coast Region | Forage | Antelope 220/66 System | Piute 66/12 (D) |  |  |  |  | Antelope | 230 |  |  | 1 |  | FALSE | Antelope | 230 | [12 empty] | 0 | 0
GFID5565 | 2011-03-08 | 2011-03-08 | 2011-04-19 | Rule 21 | Rule 21 Export | Detailed Study | Inactive | Withdrawn | 2014-02-25 | Withdrawn (No Agrmt) | No |  |  | Photovoltaic(1.5) | 1.5 | Los Angeles | CA |  |  | New Circuit 5 - CREST projects 12KV | GFID projects - New Circuit 5 12KV | Antelope 220/66 | [8 empty] | Antelope | 230 |  |  | 1 |  | FALSE | Antelope | 230 | [12 empty] | 0 | 0
GFID5566 | 2011-03-08 | 2011-03-08 | 2011-04-21 | Rule 21 | Rule 21 Export | Detailed Study | Active - Post IA | In-Service |  | Executed - In Effect | Yes | 2014-05-01 |  | Photovoltaic(1.5) | 1.5 | San Bernardino | CA | 2012-12-31 | 2014-10-31 | ADELANTO 12KV | MANZER 12KV | Victor 220/115 | Rurals Region | Manzer | Victor 220/115 System | Victor 115/12 (D) |  |  |  |  | Victor | 230 |  |  | 1 |  | FALSE | Victor | 230 | [12 empty] | 1 | 1
GFID5567 | 2011-03-08 | 2011-03-08 | 2011-04-20 | Rule 21 | Rule 21 Export | Detailed Study | Active - Post IA | In-Service |  | Executed - In Effect | Yes | 2014-05-01 |  | Photovoltaic(1.5) | 1.5 | San Bernardino | CA | 2012-12-01 | 2014-10-31 | ADELANTO 12KV | MANZER 12KV | Victor 220/115 | Rurals Region | Manzer | Victor 220/115 System | Victor 115/12 (D) |  |  |  |  | Victor | 230 |  |  | 1 |  | FALSE | Victor | 230 | [12 empty] | 1 | 1
GFID5568 | 2011-03-08 | 2011-03-08 | 2011-04-20 | Rule 21 | Rule 21 Export | Detailed Study | Active - Post IA | In-Service |  | Executed - In Effect | Yes | 2014-05-01 |  | Photovoltaic(1.5) | 1.5 | San Bernardino | CA | 2012-12-01 | 2014-10-31 | ADELANTO 12KV | MANZER 12KV | Victor 220/115 | Rurals Region | Manzer | Victor 220/115 System | Victor 115/12 (D) |  |  |  |  | Victor | 230 |  |  | 1 |  | FALSE | Victor | 230 | [12 empty] | 1 | 1
GFID5569 | 2011-03-08 | 2011-03-08 | 2011-04-20 | Rule 21 | Rule 21 Export | Detailed Study | Active - Post IA | In-Service |  | Executed - In Effect | Yes | 2014-05-01 |  | Photovoltaic(1.5) | 1.5 | San Bernardino | CA | 2012-12-01 | 2014-10-31 | ADELANTO 12KV | MANZER 12KV | Victor 220/115 | Rurals Region | Manzer | Victor 220/115 System | Victor 115/12 (D) |  |  |  |  | Victor | 230 |  |  | 1 |  | FALSE | Victor | 230 | [12 empty] | 1 | 1
GFID5570 | 2011-03-08 | 2011-03-08 | 2011-04-20 | Rule 21 | Rule 21 Export | Detailed Study | Inactive | Withdrawn | 2014-02-27 | Withdrawn (No Agrmt) | No |  |  | Photovoltaic(1.5) | 1.5 | Los Angeles | CA |  |  | HUGHES LAKE 12 kV Line | HUGHES LAKE 12KV | Antelope 220/66 | North Coast Region | Hughes Lake | Antelope 220/66 System | Del Sur 66/12 (D) |  |  |  |  | Antelope | 230 |  |  | 1 |  | FALSE | Antelope | 230 | [12 empty] | 0 | 0
GFID5571 | 2011-03-08 | 2011-03-08 | 2011-04-13 | Rule 21 | Rule 21 Export | Detailed Study | Inactive | Withdrawn | 2014-02-27 | Withdrawn (No Agrmt) | No |  |  | Photovoltaic(1.5) | 1.5 | San Bernardino | CA | 2012-12-01 | 2012-12-01 | BEELINE 12KV | BEELINE 12KV | Victor 220/115 | Rurals Region | Beeline | Victor 220/115 System | Victor 115/12 (D) |  |  |  |  | Victor | 230 |  |  | 1 |  | FALSE | Victor | 230 | [12 empty] | 0 | 0
GFID5526 | 2011-03-17 | 2011-03-17 | 2011-04-05 | Rule 21 | Rule 21 Export | Fast Track | Inactive | Withdrawn | 2012-05-10 | Withdrawn (No Agrmt) | No |  |  | Photovoltaic(1.5) | 1.5 | Los Angeles | CA |  |  | CALLI VALLI 12KV | CALLI VALLI 12KV | Antelope 220/66 | North Coast Region | Calli Valli | Antelope 220/66 System | Little Rock 66/12 (D) |  |  |  |  | Antelope | 230 |  |  | 1 |  | FALSE | Antelope | 230 | [12 empty] | 0 | 0
GFID5527 | 2011-03-17 | 2011-03-17 | 2011-04-05 | Rule 21 | Rule 21 Export | Fast Track | Inactive | Withdrawn | 2012-05-10 | Withdrawn (No Agrmt) | No |  |  | Photovoltaic(1.5) | 1.5 | Los Angeles | CA |  |  | CALLI VALLI 12KV | CALLI VALLI 12KV | Antelope 220/66 | North Coast Region | Calli Valli | Antelope 220/66 System | Little Rock 66/12 (D) |  |  |  |  | Antelope | 230 |  |  | 1 |  | FALSE | Antelope | 230 | [12 empty] | 0 | 0
GFID5528 | 2011-03-17 | 2011-03-17 | 2011-04-21 | Rule 21 | Rule 21 Export | Fast Track | Inactive | Withdrawn | 2012-05-10 | Withdrawn (No Agrmt) | No |  |  | Photovoltaic(1.5) | 1.5 | Los Angeles | CA |  |  | CALLI VALLI 12KV | CALLI VALLI 12KV | Antelope 220/66 | North Coast Region | Calli Valli | Antelope 220/66 System | Little Rock 66/12 (D) |  |  |  |  | Antelope | 230 |  |  | 1 |  | FALSE | Antelope | 230 | [12 empty] | 0 | 0
GFID5529 | 2011-03-17 | 2011-03-17 | 2011-04-18 | Rule 21 | Rule 21 Export | Detailed Study | Inactive | Withdrawn | 2012-10-29 | Withdrawn (No Agrmt) | No |  |  | Photovoltaic(1.5) | 1.5 | Kern | CA |  |  | New Circuit 1 -Generation 12KV | New Circuit 1 -Generation 12KV | Antelope 220/66 | [8 empty] | Antelope | 230 |  |  | 1 |  | FALSE | Antelope | 230 | [12 empty] | 0 | 0
GFID5530 | 2011-03-17 | 2011-03-17 | 2011-04-05 | Rule 21 | Rule 21 Export | Detailed Study | Inactive | Withdrawn | 2012-11-21 | Withdrawn (No Agrmt) | No |  |  | Photovoltaic(1) | 1 | Kern | CA |  | 2012-01-01 | Willow Springs 12 kV out of Rosamond | WILLOW SPRINGS 12KV | Antelope 220/66 | North Coast Region | Willow Springs | Antelope 220/66 System | Rosamond 66/12 (D) |  |  |  |  | Antelope | 230 |  |  | 1 |  | FALSE | Antelope | 230 | [12 empty] | 0 | 0
GFID5531 | 2011-03-17 | 2011-03-17 | 2011-04-05 | Rule 21 | Rule 21 Export | Detailed Study | Inactive | Withdrawn | 2012-11-21 | Withdrawn (No Agrmt) | No |  |  | Photovoltaic(1) | 1 | Kern | CA |  | 2012-01-01 | Willow Springs 12 kV out of Rosamond | WILLOW SPRINGS 12KV | Antelope 220/66 | North Coast Region | Willow Springs | Antelope 220/66 System | Rosamond 66/12 (D) |  |  |  |  | Antelope | 230 |  |  | 1 |  | FALSE | Antelope | 230 | [12 empty] | 0 | 0
GFID5532 | 2011-03-17 | 2011-03-17 | 2011-06-22 | Rule 21 | Rule 21 Export | Detailed Study | Inactive | Withdrawn | 2012-10-22 | Withdrawn (No Agrmt) | No |  |  | Photovoltaic(1.5) | 1.5 | Los Angeles | CA |  | 2012-01-01 | Forage 12 kV out of Piute | FORAGE 12KV | Antelope 220/66 | North Coast Region | Forage | Antelope 220/66 System | Piute 66/12 (D) |  |  |  |  | Antelope | 230 |  |  | 1 |  | FALSE | Antelope | 230 | [12 empty] | 0 | 0
GFID5534 | 2011-05-02 | 2011-03-17 | 2011-05-03 | Rule 21 | Rule 21 Export | Fast Track | Inactive | Withdrawn | 2012-05-10 | Withdrawn (No Agrmt) | No |  |  | Photovoltaic(1.5) | 1.5 | Los Angeles | CA |  | 2012-07-01 | Petan 12kV % Piute Substation | PETAN 12KV | Antelope 220/66 | North Coast Region | Petan | Antelope 220/66 System | Piute 66/12 (D) |  |  |  |  | Antelope | 230 |  |  | 1 |  | FALSE | Antelope | 230 | [12 empty] | 0 | 0
GFID5535 | 2011-05-02 | 2011-03-17 | 2011-05-03 | Rule 21 | Rule 21 Export | Fast Track | Inactive | Withdrawn | 2012-05-10 | Withdrawn (No Agrmt) | No |  |  | Photovoltaic(1.5) | 1.5 | Kern | CA |  | 2012-07-01 | Petan 12kV % Piute Substation | PETAN 12KV | Antelope 220/66 | North Coast Region | Petan | Antelope 220/66 System | Piute 66/12 (D) |  |  |  |  | Antelope | 230 |  |  | 1 |  | FALSE | Antelope | 230 | [12 empty] | 0 | 0
GFID5536 | 2011-03-17 | 2011-03-17 | 2011-04-05 | Rule 21 | Rule 21 Export | Fast Track | Inactive | Withdrawn | 2012-04-17 | Withdrawn (No Agrmt) | No |  |  | Photovoltaic(1) | 1 | Los Angeles | CA |  | 2012-07-01 | Petan 12kV % Piute Substation | PETAN 12KV | Antelope 220/66 | North Coast Region | Petan | Antelope 220/66 System | Piute 66/12 (D) |  |  |  |  | Antelope | 230 |  |  | 1 |  | FALSE | Antelope | 230 | [12 empty] | 0 | 0
GFID5598 | 2011-05-20 | 2011-05-20 | 2011-06-03 | Rule 21 | Rule 21 Export | Detailed Study | Inactive | Withdrawn | 2013-04-03 | Withdrawn (No Agrmt) | No |  |  | Photovoltaic(1) | 1 | Los Angeles | CA |  | 2012-07-01 | East 90th St. & East Ave. S, Palmdale, 93539 | CALLI VALLI 12KV | Antelope 220/66 | North Coast Region | Calli Valli | Antelope 220/66 System | Little Rock 66/12 (D) |  |  |  |  | Antelope | 230 |  |  | 1 |  | FALSE | Antelope | 230 | [12 empty] | 0 | 0
GFID5597 | 2011-05-20 | 2011-05-20 | 2011-06-03 | Rule 21 | Rule 21 Export | Detailed Study | Inactive | Withdrawn | 2013-04-03 | Withdrawn (No Agrmt) | No |  |  | Photovoltaic(1.5) | 1.5 | Los Angeles | CA |  | 2012-07-01 | East Ave. Q & East 100th St., Palmdale, 93536 | CALLI VALLI 12KV | Antelope 220/66 | North Coast Region | Calli Valli | Antelope 220/66 System | Little Rock 66/12 (D) |  |  |  |  | Antelope | 230 |  |  | 1 |  | FALSE | Antelope | 230 | [12 empty] | 0 | 0
GFID5596 | 2011-05-20 | 2011-05-20 | 2011-05-31 | Rule 21 | Rule 21 Export | Fast Track | Inactive | Withdrawn | 2011-07-12 | Withdrawn (No Agrmt) | No |  |  | Photovoltaic(1) | 1 | Kern | CA |  | 2012-06-01 | West Ave. F & West 30th St., Lancaster,93535 | ALFALFA 12KV | Antelope 220/66 | North Coast Region | Alfalfa | Antelope 220/66 System | Redman 66/12 (D) |  |  |  |  | Antelope | 230 |  |  | 1 |  | FALSE | Antelope | 230 | [12 empty] | 0 | 0
GFID5595 | 2011-05-20 | 2011-05-20 | 2011-05-31 | Rule 21 | Rule 21 Export | Detailed Study | Inactive | Withdrawn | 2013-07-08 | Withdrawn (No Agrmt) | No |  |  | Photovoltaic(1.5) | 1.5 | Los Angeles | CA |  | 2013-12-28 | GRUBSTAKE 12KV | GRUBSTAKE 12KV | Antelope 220/66 | North Coast Region | Grubstake | Antelope 220/66 System | Rosamond 66/12 (D) |  |  |  |  | Antelope | 230 |  |  | 1 |  | FALSE | Antelope | 230 | [12 empty] | 0 | 0
GFID5594 | 2011-05-20 | 2011-05-20 | 2011-06-03 | Rule 21 | Rule 21 Export | Fast Track | Inactive | Withdrawn | 2012-05-10 | Withdrawn (No Agrmt) | No |  |  | Photovoltaic(1.5) | 1.5 | Los Angeles | CA |  | 2012-06-01 | E. 90th St. & East Ave. S, Palmdale (LA County), 93539 | CALLI VALLI 12KV | Antelope 220/66 | North Coast Region | Calli Valli | Antelope 220/66 System | Little Rock 66/12 (D) |  |  |  |  | Antelope | 230 |  |  | 1 |  | FALSE | Antelope | 230 | [12 empty] | 0 | 0
GFID5593 | 2011-05-20 | 2011-05-20 | 2011-06-03 | Rule 21 | Rule 21 Export | Fast Track | Inactive | Withdrawn | 2012-05-10 | Withdrawn (No Agrmt) | No |  |  | Photovoltaic(1.5) | 1.5 | Los Angeles | CA |  | 2012-06-01 | E. 90th St. & East Ave. S, Palmdale (LA County), 93539 | CALLI VALLI 12KV | Antelope 220/66 | North Coast Region | Calli Valli | Antelope 220/66 System | Little Rock 66/12 (D) |  |  |  |  | Antelope | 230 |  |  | 1 |  | FALSE | Antelope | 230 | [12 empty] | 0 | 0
GFID5592 | 2011-05-20 | 2011-05-20 | 2011-06-03 | Rule 21 | Rule 21 Export | Fast Track | Inactive | Withdrawn | 2012-05-10 | Withdrawn (No Agrmt) | No |  |  | Photovoltaic(1) | 1 | Los Angeles | CA |  | 2012-07-01 | E. 90th St. & East Ave. S, Palmdale (LA County), 93539 | CALLI VALLI 12KV | Antelope 220/66 | North Coast Region | Calli Valli | Antelope 220/66 System | Little Rock 66/12 (D) |  |  |  |  | Antelope | 230 |  |  | 1 |  | FALSE | Antelope | 230 | [12 empty] | 0 | 0
GFID5591 | 2011-05-20 | 2011-05-20 | 2011-06-03 | Rule 21 | Rule 21 Export | Detailed Study | Inactive | Withdrawn | 2012-11-21 | Withdrawn (No Agrmt) | No |  |  | Photovoltaic(1.5) | 1.5 | Los Angeles | CA | 2012-01-01 | 2012-01-01 | EASTWIND 12KV | EASTWIND 12KV | Antelope 220/66 | North Coast Region | Eastwind | Antelope 220/66 System | Wilsona 66/12 (D) |  |  |  |  | Antelope | 230 |  |  | 1 |  | FALSE | Antelope | 230 | [12 empty] | 0 | 0
GFID5580 | 2011-04-21 | 2011-04-21 | 2011-05-12 | Rule 21 | Rule 21 Export | Fast Track | Inactive | Withdrawn | 2012-09-28 | Withdrawn (No Agrmt) | No |  |  | Photovoltaic(0.384) | 0.384 | San Bernardino | CA | 2011-07-01 |  | SPEEDWAY 12KV | SPEEDWAY 12KV | Etiwanda 220/66 | Desert Region | Speedway | Etiwanda 220/66 System | Declez 66/12 (D) |  |  |  |  | Etiwanda | 230 |  |  | 1 |  | FALSE | Etiwanda | 230 | [12 empty] | 0 | 0
GFID5582 | 2011-04-28 | 2011-04-21 | 2011-07-07 | Rule 21 | Rule 21 Export | Fast Track | Inactive | Withdrawn | 2013-01-10 | Withdrawn (No Agrmt) | No |  |  | Photovoltaic(1.5) | 1.5 | Kern | CA | 2011-12-01 |  | ShangriLa 12 kV out of Downs Sub | SHANGRILA 12KV | Kramer 220/115 | Rurals Region | Shangrila | Kramer 220/115 System | Downs 115/12 (D) |  |  |  |  | Kramer | 230 |  |  | 1 |  | FALSE | Kramer | 230 | [12 empty] | 0 | 0
GFID5603 | 2011-05-12 | 2011-05-12 | 2011-06-20 | Rule 21 | Rule 21 Export | Detailed Study | Inactive | Withdrawn | 2013-07-17 | Withdrawn (No Agrmt) | No |  |  | Photovoltaic(1.5) | 1.5 | San Bernardino | CA | 2012-02-01 | 2013-04-30 | SUNNYVALE 12KV | SUNNYVALE 12KV | Devers 220/115 | Desert Region | Sunnyvale | Devers 220/115 System | Carodean 115/12 (D) |  |  |  |  | Devers | 230 |  |  | 1 |  | FALSE | Devers | 230 | [12 empty] | 0 | 0
GFID5604 | 2011-05-24 | 2011-05-24 | 2011-06-17 | Rule 21 | Rule 21 Export | Detailed Study | Inactive | IA Terminated |  | Terminated | Yes | 2015-02-27 | 2016-01-04 | Photovoltaic(1.5) | 1.5 | San Bernardino | CA | 2012-05-01 | 2015-09-14 | STANDING ROCK 12KV | STANDING ROCK 12KV | Victor 220/115 | Rurals Region | Standing Rock | Victor 220/115 System | Rancho 33/12 (D) |  |  |  |  | Victor | 230 |  |  | 1 |  | FALSE | Victor | 230 | [12 empty] | 0 | 0
GFID5605 | 2011-05-24 | 2011-05-24 | 2011-06-17 | Rule 21 | Rule 21 Export | Detailed Study | Inactive | IA Terminated |  | Terminated | Yes | 2015-02-27 | 2016-01-04 | Photovoltaic(1.5) | 1.5 | San Bernardino | CA | 2012-05-01 |  | STANDING ROCK 12KV | STANDING ROCK 12KV | Victor 220/115 | Rurals Region | Standing Rock | Victor 220/115 System | Rancho 33/12 (D) |  |  |  |  | Victor | 230 |  |  | 1 |  | FALSE | Victor | 230 | [12 empty] | 0 | 0
GFID5606 |  | 2011-05-24 |  | Rule 21 | Rule 21 Export | Fast Track | Inactive | Withdrawn | 2011-08-22 | Withdrawn (No Agrmt) | No |  |  | Photovoltaic(1.5) | 1.5 | San Bernardino | CA | 2012-10-31 |  | Melody 25kV | Melody 25kV | Devers 220/115 | Desert Region | Melody | Devers 220/115 System | Hi Desert 33/25 (D) |  |  |  |  | Devers | 230 |  |  | 1 |  | FALSE | Devers | 230 | [12 empty] | 0 | 0
GFID5607 |  | 2011-05-24 |  | Rule 21 | Rule 21 Export | Fast Track | Inactive | Withdrawn | 2011-08-22 | Withdrawn (No Agrmt) | No |  |  | Photovoltaic(1.5) | 1.5 | San Bernardino | CA | 2012-10-31 |  | Melody 25kV | Melody 25kV | Devers 220/115 | Desert Region | Melody | Devers 220/115 System | Hi Desert 33/25 (D) |  |  |  |  | Devers | 230 |  |  | 1 |  | FALSE | Devers | 230 | [12 empty] | 0 | 0
GFID5612 | 2011-06-07 | 2011-05-24 | 2011-06-29 | Rule 21 | Rule 21 Export | Detailed Study | Active - Post IA | In-Service |  | Executed - In Effect | Yes | 2013-02-26 |  | Photovoltaic(0.88) | 0.88 | Riverside | CA | 2012-04-30 |  | INVADER 12KV | INVADER 12KV | Devers 220/115 | Desert Region | Invader | Devers 220/115 System | Devers 115/12 (D) |  |  |  |  | Devers | 230 |  |  | 1 |  | FALSE | Devers | 230 | [12 empty] | 1 | 1
GFID5613 | 2011-06-07 | 2011-05-24 | 2011-06-14 | Rule 21 | Rule 21 Export | Detailed Study | Active - Post IA | In-Service |  | Executed - In Effect | Yes | 2013-02-26 |  | Photovoltaic(1.4) | 1.4 | Riverside | CA | 2012-04-30 |  | INVADER 12KV | INVADER 12KV | Devers 220/115 | Desert Region | Invader | Devers 220/115 System | Devers 115/12 (D) |  |  |  |  | Devers | 230 |  |  | 1 |  | FALSE | Devers | 230 | [12 empty] | 1 | 1
GFID5614 | 2011-05-25 | 2011-05-25 | 2011-06-14 | Rule 21 | Rule 21 Export | Detailed Study | Inactive | Withdrawn | 2012-10-26 | Withdrawn (No Agrmt) | No |  |  | Photovoltaic(1.5) | 1.5 | Los Angeles | CA | 2012-10-01 | 2012-10-01 | New feeder out of Del Sur Sub | GFID Projects 56xx - New Circuit 6 12KV | Antelope 220/66 | [8 empty] | Antelope | 230 |  |  | 1 |  | FALSE | Antelope | 230 | [12 empty] | 0 | 0
GFID5615 | 2011-05-25 | 2011-05-25 | 2011-06-14 | Rule 21 | Rule 21 Export | Detailed Study | Inactive | Withdrawn | 2012-10-26 | Withdrawn (No Agrmt) | No |  |  | Photovoltaic(1.5) | 1.5 | Los Angeles | CA | 2012-10-01 |  | New feeder out of Del Sur Sub | GFID Projects 56xx - New Circuit 6 12KV | Antelope 220/66 | [8 empty] | Antelope | 230 |  |  | 1 |  | FALSE | Antelope | 230 | [12 empty] | 0 | 0
GFID5616 | 2011-05-25 | 2011-05-25 | 2011-06-14 | Rule 21 | Rule 21 Export | Detailed Study | Inactive | Withdrawn | 2012-10-26 | Withdrawn (No Agrmt) | No |  |  | Photovoltaic(1.5) | 1.5 | Los Angeles | CA | 2012-10-12 | 2012-10-01 | New feeder out of Del Sur Sub | GFID Projects 56xx - New Circuit 6 12KV | Antelope 220/66 | [8 empty] | Antelope | 230 |  |  | 1 |  | FALSE | Antelope | 230 | [12 empty] | 0 | 0
GFID5617 | 2011-05-25 | 2011-05-25 | 2011-06-14 | Rule 21 | Rule 21 Export | Detailed Study | Inactive | Withdrawn | 2012-10-26 | Withdrawn (No Agrmt) | No |  |  | Photovoltaic(1.5) | 1.5 | Los Angeles | CA | 2012-10-01 | 2012-10-01 | New feeder out of Del Sur Sub | GFID Projects 56xx - New Circuit 6 12KV | Antelope 220/66 | [8 empty] | Antelope | 230 |  |  | 1 |  | FALSE | Antelope | 230 | [12 empty] | 0 | 0
GFID5611 |  | 2011-05-24 |  | Rule 21 | Rule 21 Export | Fast Track | Inactive | Withdrawn | 2011-08-22 | Withdrawn (No Agrmt) | No |  |  | Photovoltaic(1.5) | 1.5 | San Bernardino | CA | 2012-05-01 |  | NE Corner of Amboy Road and Hillcrest Road | NORTH ADOBE 12KV | Devers 220/115 System | Desert Region | North Adobe | Devers 220/115 System | Twentynine Palms 33/12 (D) |  |  |  |  | Devers | 230 |  |  | 1 |  | FALSE | Devers | 230 | [12 empty] | 0 | 0
GFID5610 |  | 2011-05-24 |  | Rule 21 | Rule 21 Export | Fast Track | Inactive | Withdrawn | 2011-08-22 | Withdrawn (No Agrmt) | No |  |  | Photovoltaic(1.5) | 1.5 | San Bernardino | CA | 2012-05-01 |  | NE Corner of Amboy Road and Hillcrest Road | NORTH ADOBE 12KV | Devers 220/115 System | Desert Region | North Adobe | Devers 220/115 System | Twentynine Palms 33/12 (D) |  |  |  |  | Devers | 230 |  |  | 1 |  | FALSE | Devers | 230 | [12 empty] | 0 | 0
GFID5609 |  | 2011-05-24 |  | Rule 21 | Rule 21 Export | Fast Track | Inactive | Withdrawn | 2011-08-22 | Withdrawn (No Agrmt) | No |  |  | Photovoltaic(1.5) | 1.5 | San Bernardino | CA | 2012-05-01 |  | NE Corner of Amboy Road and Hillcrest Road | Melody 25kV | Devers 220/115 | Desert Region | Melody | Devers 220/115 System | Hi Desert 33/25 (D) |  |  |  |  | Devers | 230 |  |  | 1 |  | FALSE | Devers | 230 | [12 empty] | 0 | 0
GFID5608 |  | 2011-05-24 |  | Rule 21 | Rule 21 Export | Fast Track | Inactive | Withdrawn | 2011-08-15 | Withdrawn (No Agrmt) | No |  |  | Photovoltaic(1.5) | 1.5 | San Bernardino | CA | 2011-05-01 |  | NE Corner of Amboy Road and Hillcrest Road | MELODY 25KV | Devers 220/115 System | Desert Region | Melody | Devers 220/115 System | Hi Desert 33/25 (D) |  |  |  |  | Devers | 230 |  |  | 1 |  | FALSE | Devers | 230 | [12 empty] | 0 | 0
GFID5587 | 2011-05-20 | 2011-05-20 | 2011-06-03 | Rule 21 | Rule 21 Export | Detailed Study | Inactive | Withdrawn | 2013-07-10 | Withdrawn (No Agrmt) | No |  |  | Photovoltaic(1) | 1 | Los Angeles | CA |  |  | CALLI VALLI 12KV | CALLI VALLI 12KV | Antelope 220/66 | North Coast Region | Calli Valli | Antelope 220/66 System | Little Rock 66/12 (D) |  |  |  |  | Antelope | 230 |  |  | 1 |  | FALSE | Antelope | 230 | [12 empty] | 0 | 0
GFID5586 | 2011-05-20 | 2011-05-20 | 2011-06-03 | Rule 21 | Rule 21 Export | Detailed Study | Inactive | Withdrawn | 2013-07-10 | Withdrawn (No Agrmt) | No |  |  | Photovoltaic(1.5) | 1.5 | Los Angeles | CA |  |  | CALLI VALLI 12KV | CALLI VALLI 12KV | Antelope 220/66 | North Coast Region | Calli Valli | Antelope 220/66 System | Little Rock 66/12 (D) |  |  |  |  | Antelope | 230 |  |  | 1 |  | FALSE | Antelope | 230 | [12 empty] | 0 | 0
GFID5585 | 2011-05-20 | 2011-05-20 | 2011-06-03 | Rule 21 | Rule 21 Export | Detailed Study | Inactive | Withdrawn | 2013-07-10 | Withdrawn (No Agrmt) | No |  |  | Photovoltaic(1.5) | 1.5 | Los Angeles | CA |  |  | CALLI VALLI 12KV | CALLI VALLI 12KV | Antelope 220/66 | North Coast Region | Calli Valli | Antelope 220/66 System | Little Rock 66/12 (D) |  |  |  |  | Antelope | 230 |  |  | 1 |  | FALSE | Antelope | 230 | [12 empty] | 0 | 0
GFID5655 | 2011-07-06 | 2011-07-06 | 2012-02-21 | Rule 21 | Rule 21 Export | Fast Track | Inactive | Withdrawn | 2013-06-07 | Withdrawn (No Agrmt) | No |  |  | Photovoltaic(1.5) | 1.5 | Tulare | CA | 2012-08-01 | 2012-08-01 | DUCOR 12KV | DUCOR 12KV | Vestal 220kV bus | San Joaquin Region | Ducor | Vestal 220/66 System | Terra Bella 66/12 (D) |  |  |  |  | Vestal | Check | Check |  | 1 |  | FALSE | Vestal | Check | [12 empty] | 0 | 0
GFID5656 | 2011-07-13 | 2011-07-13 | 2011-09-07 | Rule 21 | Rule 21 Export | Detailed Study | Active - Post IA | Construction |  | Executed - In Effect | Yes | 2017-04-18 |  | Photovoltaic(1.5) | 1.5 | Riverside | CA | 2012-10-01 | 2012-10-01 | Bonneville 12 kV | Bonneville 12 kV | Lakeview 115/12 | San Jacinto Valley Region | Bonneville | Valley 'AB' 500/115 System | Lakeview 115/12 (D) |  |  |  |  | Lakeview | 115 | Check |  | 1 |  | TRUE | Lakeview | 115 | 1.5) |  |  |  | 0 | 1.5 | [6 empty] | 0 | 1
GFID5657 | 2011-07-13 | 2011-07-13 | 2011-09-07 | Rule 21 | Rule 21 Export | Detailed Study | Active - Post IA | Construction |  | Executed - In Effect | Yes | 2017-04-18 |  | Photovoltaic(1.5) | 1.5 | Riverside | CA | 2012-10-01 | 2012-10-01 | Bonneville 12 kV | Bonneville 12 kV | Lakeview 115/12 kV | San Jacinto Valley Region | Bonneville | Valley 'AB' 500/115 System | Lakeview 115/12 (D) |  |  |  |  | Lakeview | 115 | Check |  | 1 |  | TRUE | Lakeview | 115 | 1.5) |  |  |  | 0 | 1.5 | [6 empty] | 0 | 1
GFID5679 | 2011-07-29 | 2011-07-29 | 2011-08-11 | Rule 21 | Rule 21 Export | Detailed Study | Inactive | Withdrawn | 2012-06-07 | Withdrawn (No Agrmt) | No |  |  | Photovoltaic(1.5) | 1.5 | Tulare | CA | 2012-12-31 | 2012-12-31 | Bud 12 kV out of Pixley. | BUDD 12KV | Vestal 220kV bus | San Joaquin Region | Budd | Vestal 220/66 System | Pixley 66/12 (D) |  |  |  |  | Vestal | Check | Check |  | 1 |  | FALSE | Vestal | Check | [12 empty] | 0 | 0
GFID5721 | 2011-08-17 | 2011-08-17 | 2011-09-13 | Rule 21 | Rule 21 Export | Fast Track | Inactive | Withdrawn | 2011-12-19 | Withdrawn (No Agrmt) | No |  |  | Photovoltaic(1.5) | 1.5 | Los Angeles | CA |  |  | Yoda 12kV | YODA 12KV | Antelope 220/66 | North Coast Region | Yoda | Antelope 220/66 System | Shuttle 66/12 (D) |  |  |  |  | Antelope | 230 |  |  | 1 |  | FALSE | Antelope | 230 | [12 empty] | 0 | 0
GFID5706 | 2011-08-22 | 2011-08-22 | 2011-11-28 | Rule 21 | Rule 21 Export | Detailed Study | Active - Post IA | In-Service |  | Executed - In Effect | Yes | 2013-03-11 |  | Photovoltaic(1) | 1 | Tulare | CA | 2012-07-01 | 2012-07-01 | Zante 12kV | ZANTE 12KV | Springville 220/66 | San Joaquin Region | Zante | Springville 220/66 System | Strathmore 66/12 (D) |  |  |  |  | Springville | 230 |  |  | 1 |  | FALSE | Springville | 230 | [12 empty] | 1 | 1
GFID5732 | 2011-08-26 | 2011-08-26 | 2011-11-07 | Rule 21 | Rule 21 Export | Fast Track | Inactive | IA Terminated |  | Terminated | Yes | 2012-09-21 | 2014-02-28 | Photovoltaic(1.5) | 1.5 | San Bernardino | CA | 2012-12-31 | 2012-12-31 | Zasadni 12kV | ZASADNI 12KV | Victor 220/115 | Rurals Region | Zasadni | Victor 220/115 System | Victor 115/12 (D) |  |  |  |  | Victor | 230 |  |  | 1 |  | FALSE | Victor | 230 | [12 empty] | 0 | 0
GFID5733 | 2011-08-26 | 2011-08-26 | 2011-11-07 | Rule 21 | Rule 21 Export | Detailed Study | Inactive | Withdrawn | 2013-11-04 | Withdrawn (No Agrmt) | No |  |  | Photovoltaic(1.5) | 1.5 | San Bernardino | CA | 2012-12-31 | 2012-12-31 | MANZER 12KV | MANZER 12KV | Victor 220/115 | Rurals Region | Manzer | Victor 220/115 System | Victor 115/12 (D) |  |  |  |  | Victor | 230 |  |  | 1 |  | FALSE | Victor | 230 | [12 empty] | 0 | 0
GFID5734 | 2011-08-26 | 2011-08-26 | 2011-09-08 | Rule 21 | Rule 21 Export | Detailed Study | Inactive | Withdrawn | 2012-12-07 | Withdrawn (No Agrmt) | No |  |  | Photovoltaic(1.5) | 1.5 | San Bernardino | CA | 2012-12-31 | 2012-12-31 | Canyon View Rd and Desert View Rd, Apple Valley CA 92308 | SKY HI 12KV | Victor 220/115 | Rurals Region | Sky Hi | Victor 220/115 System | Lucerne 33/12 (D) |  |  |  |  | Victor | 230 |  |  | 1 |  | FALSE | Victor | 230 | [12 empty] | 0 | 0
GFID5735 | 2011-08-26 | 2011-08-26 | 2011-09-08 | Rule 21 | Rule 21 Export | Detailed Study | Inactive | Withdrawn | 2012-12-07 | Withdrawn (No Agrmt) | No |  |  | Photovoltaic(1.5) | 1.5 | San Bernardino | CA | 2011-12-31 | 2012-12-31 | Canyon View Rd and Desert View Rd, Apple Valley CA 92308 | SKY HI 12KV | Victor 220/115 | Rurals Region | Sky Hi | Victor 220/115 System | Lucerne 33/12 (D) |  |  |  |  | Victor | 230 |  |  | 1 |  | FALSE | Victor | 230 | [12 empty] | 0 | 0
GFID5736 | 2011-08-26 | 2011-08-26 | 2011-09-08 | Rule 21 | Rule 21 Export | Detailed Study | Inactive | Withdrawn | 2012-12-07 | Withdrawn (No Agrmt) | No |  |  | Photovoltaic(1.5) | 1.5 | San Bernardino | CA | 2011-12-31 | 2012-12-31 | Canyon View Rd and Desert View Rd, Apple Valley CA 92308 | SKY HI 12KV | Victor 220/115 | Rurals Region | Sky Hi | Victor 220/115 System | Lucerne 33/12 (D) |  |  |  |  | Victor | 230 |  |  | 1 |  | FALSE | Victor | 230 | [12 empty] | 0 | 0
GFID5737 | 2011-08-26 | 2011-08-26 |  | Rule 21 | Rule 21 Export | Detailed Study | Inactive | Withdrawn | 2012-12-07 | Withdrawn (No Agrmt) | No |  |  | Photovoltaic(1.5) | 1.5 | San Bernardino | CA | 2011-12-31 | 2011-12-31 | Canyon View Rd and Desert View Rd, Apple Valley CA 92308 | Sky Hi 12kV | Victor 220/115 System | Rurals Region | Sky Hi | Victor 220/115 System | Lucerne 33/12 (D) |  |  |  |  | Victor | 230 |  |  | 1 |  | FALSE | Victor | 230 | [12 empty] | 0 | 0
GFID5738 | 2011-08-26 | 2011-08-26 |  | Rule 21 | Rule 21 Export | Detailed Study | Inactive | Withdrawn | 2012-12-07 | Withdrawn (No Agrmt) | No |  |  | Photovoltaic(1.5) | 1.5 | San Bernardino | CA | 2011-12-31 | 2012-12-31 | Canyon View Rd and Desert View Rd, Apple Valley CA 92308 | Sky Hi 12kV | Victor 220/115 System | Rurals Region | Sky Hi | Victor 220/115 System | Lucerne 33/12 (D) |  |  |  |  | Victor | 230 |  |  | 1 |  | FALSE | Victor | 230 | [12 empty] | 0 | 0
GFID5739 | 2011-08-26 | 2011-08-26 |  | Rule 21 | Rule 21 Export | Detailed Study | Inactive | Withdrawn | 2012-12-07 | Withdrawn (No Agrmt) | No |  |  | Photovoltaic(1.5) | 1.5 | San Bernardino | CA | 2011-12-31 | 2012-12-31 | Canyon View Rd and Desert View Rd, Apple Valley CA 92308 | Sky Hi 12kV | Victor 220/115 System | Rurals Region | Sky Hi | Victor 220/115 System | Lucerne 33/12 (D) |  |  |  |  | Victor | 230 |  |  | 1 |  | FALSE | Victor | 230 | [12 empty] | 0 | 0
GFID5584 | 2011-05-20 | 2011-05-20 | 2011-06-03 | Rule 21 | Rule 21 Export | Fast Track | Inactive | Withdrawn | 2011-05-26 | Withdrawn (No Agrmt) | No |  |  | Photovoltaic(1) | 1 | Los Angeles | CA |  |  | FORAGE 12KV | FORAGE 12KV | Antelope 220/66 | North Coast Region | Forage | Antelope 220/66 System | Piute 66/12 (D) |  |  |  |  | Antelope | 230 |  |  | 1 |  | FALSE | Antelope | 230 | [12 empty] | 0 | 0
GFID5583 | 2011-05-20 | 2011-05-20 | 2011-06-03 | Rule 21 | Rule 21 Export | Fast Track | Inactive | Withdrawn | 2012-08-28 | Withdrawn (No Agrmt) | No |  |  | Photovoltaic(1) | 1 | Los Angeles | CA |  |  | E Ave. K & 50th St. E | FORAGE 12KV | Antelope 220/66 | North Coast Region | Forage | Antelope 220/66 System | Piute 66/12 (D) |  |  |  |  | Antelope | 230 |  |  | 1 |  | FALSE | Antelope | 230 | [12 empty] | 0 | 0
GFID5599 | 2011-06-20 | 2011-06-20 | 2011-07-12 | Rule 21 | Rule 21 Export | Detailed Study | Active - Post IA | In-Service |  | Executed - In Effect | Yes | 2013-04-02 |  | Photovoltaic(1.5) | 1.5 | San Bernardino | CA | 2012-12-27 | 2013-12-15 | KENO 12KV | KENO 12KV | Victor 220/115 | Rurals Region | Keno | Victor 220/115 System | Phelan 115/12 (D) |  |  |  |  | Victor | 230 |  |  | 1 |  | FALSE | Victor | 230 | [12 empty] | 1 | 1
GFID5600 | 2011-06-20 | 2011-06-20 | 2011-07-12 | Rule 21 | Rule 21 Export | Detailed Study | Inactive | Withdrawn | 2013-04-23 | Withdrawn (No Agrmt) | No |  |  | Photovoltaic(1.5) | 1.5 | San Bernardino | CA | 2012-12-27 | 2012-12-27 | Caughlin Rd & Dos Palmas Rd. Baldy Mesa, CA | KOALA 12KV | Victor 220/115 | Rurals Region | Koala | Victor 220/115 System | Victor 115/12 (D) |  |  |  |  | Victor | 230 |  |  | 1 |  | FALSE | Victor | 230 | [12 empty] | 0 | 0
GFID5601 | 2011-06-20 | 2011-06-20 | 2011-07-12 | Rule 21 | Rule 21 Export | Detailed Study | Active - Post IA | In-Service |  | Executed - In Effect | Yes | 2013-04-02 |  | Photovoltaic(1.5) | 1.5 | San Bernardino | CA | 2012-12-27 | 2013-12-15 | LOTTO 12KV | LOTTO 12KV | Victor 220/115 | Rurals Region | Lotto | Victor 220/115 System | Phelan 115/12 (D) |  |  |  |  | Victor | 230 |  |  | 1 |  | FALSE | Victor | 230 | [12 empty] | 1 | 1
GFID5602 | 2011-06-20 | 2011-06-20 | 2011-07-12 | Rule 21 | Rule 21 Export | Detailed Study | Inactive | IA Terminated |  | Terminated | Yes | 2013-12-05 | 2016-04-01 | Photovoltaic(0.999) | 0.999 | San Bernardino | CA | 2012-12-27 | 2012-12-27 | DEALER 12KV | DEALER 12KV | Victor 220/115 | Rurals Region | Dealer | Victor 220/115 System | Phelan 115/12 (D) |  |  |  |  | Victor | 230 |  |  | 1 |  | FALSE | Victor | 230 | [12 empty] | 0 | 0
GFID5618 | 2011-05-27 | 2011-05-27 | 2011-06-20 | Rule 21 | Rule 21 Export | Detailed Study | Inactive | IA Terminated |  | Terminated | Yes | 2013-11-08 | 2014-06-03 | Photovoltaic(1.5) | 1.5 | San Bernardino | CA | 2012-08-01 | 2012-08-01 | ALLEGRA 12KV | ALLEGRA 12KV | Devers 220/115 | Desert Region | Allegra | Devers 220/115 System | Carodean 115/12 (D) |  |  |  |  | Devers | 230 |  |  | 1 |  | FALSE | Devers | 230 | [12 empty] | 0 | 0
GFID5619 | 2011-05-27 | 2011-05-27 | 2011-06-24 | Rule 21 | Rule 21 Export | Detailed Study | Inactive | IA Terminated |  | Terminated | Yes | 2013-10-11 | 2014-06-03 | Photovoltaic(1.5) | 1.5 | San Bernardino | CA | 2012-08-01 | 2012-08-01 | ALLEGRA 12KV | ALLEGRA 12KV | Devers 220/115 | Desert Region | Allegra | Devers 220/115 System | Carodean 115/12 (D) |  |  |  |  | Devers | 230 |  |  | 1 |  | FALSE | Devers | 230 | [12 empty] | 0 | 0
GFID5620 | 2011-05-27 | 2011-05-27 | 2011-06-20 | Rule 21 | Rule 21 Export | Detailed Study | Inactive | IA Terminated |  | Terminated | Yes | 2013-11-08 | 2014-06-03 | Photovoltaic(1.5) | 1.5 | San Bernardino | CA | 2012-08-01 | 2012-08-01 | ALLEGRA 12KV | ALLEGRA 12KV | Devers 220/115 | Desert Region | Allegra | Devers 220/115 System | Carodean 115/12 (D) |  |  |  |  | Devers | 230 |  |  | 1 |  | FALSE | Devers | 230 | [12 empty] | 0 | 0
GFID5621 | 2011-05-27 | 2011-05-27 | 2011-06-20 | Rule 21 | Rule 21 Export | Detailed Study | Inactive | IA Terminated |  | Terminated | Yes | 2013-10-11 | 2014-06-03 | Photovoltaic(1.5) | 1.5 | San Bernardino | CA | 2012-08-01 | 2012-08-01 | ALLEGRA 12KV | ALLEGRA 12KV | Devers 220/115 | Desert Region | Allegra | Devers 220/115 System | Carodean 115/12 (D) |  |  |  |  | Devers | 230 |  |  | 1 |  | FALSE | Devers | 230 | [12 empty] | 0 | 0
GFID5622 | 2011-05-27 | 2011-05-27 | 2011-06-24 | Rule 21 | Rule 21 Export | Detailed Study | Inactive | Withdrawn | 2013-12-02 | Withdrawn (No Agrmt) | No |  |  | Photovoltaic(1.5) | 1.5 | San Bernardino | CA | 2012-08-01 | 2012-08-01 | ALLEGRA 12KV | ALLEGRA 12KV | Devers 220/115 | Desert Region | Allegra | Devers 220/115 System | Carodean 115/12 (D) |  |  |  |  | Devers | 230 |  |  | 1 |  | FALSE | Devers | 230 | [12 empty] | 0 | 0
GFID5623 |  | 2011-05-31 |  | Rule 21 | Rule 21 Export | Fast Track | Inactive | Withdrawn | 2011-08-28 | Withdrawn (No Agrmt) | No |  |  | Photovoltaic(1.5) | 1.5 |  | CA | 2012-03-30 | 2012-03-30 | Dunes Road South of I - 10 | LEAK 12KV | Blythe (WALC) 161kV bus | Rurals Region | Leak | Blythe (WALC) 161/33 System | Dunes 33/12 (D) |  |  |  |  | Blythe | Check | Check |  | 1 |  | FALSE | Blythe | Check | [12 empty] | 0 | 0
GFID5624 |  | 2011-06-01 |  | Rule 21 | Rule 21 Export | Fast Track | Inactive | Withdrawn | 2011-08-28 | Withdrawn (No Agrmt) | No |  |  | Photovoltaic(1.5) | 1.5 |  | CA | 2012-03-30 | 2012-03-30 | San Bernardino County APV 0647-291-06 | [10 empty] | Check | Check | Check |  | 1 |  | FALSE | [14 empty] | 0 | 0
GFID5625 | 2011-06-01 | 2011-06-01 | 2011-07-28 | Rule 21 | Rule 21 Export | Detailed Study | Inactive | Withdrawn | 2012-10-01 | Withdrawn (No Agrmt) | No |  |  | Photovoltaic(1.5) | 1.5 | San Bernardino | CA | 2012-03-30 | 2012-03-30 | Sunfair 25 kV out of Hi Desert Sub | SUNFAIR 25KV | Devers 220/115 | Desert Region | Sunfair | Devers 220/115 System | Hi Desert 33/25 (D) |  |  |  |  | Devers | 230 |  |  | 1 |  | FALSE | Devers | 230 | [12 empty] | 0 | 0
GFID5626 | 2011-06-01 | 2011-06-01 | 2011-07-28 | Rule 21 | Rule 21 Export | Detailed Study | Inactive | Withdrawn | 2014-06-26 | Not Started | No |  |  | Photovoltaic(1.5) | 1.5 | San Bernardino | CA | 2012-03-30 | 2012-03-30 | GOBAR 33KV | GOBAR 33KV | Victor 220/115 | Rurals Region | Gobar | Victor 220/115 System | Cottonwood 115/33 (D) |  |  |  |  | Victor | 230 |  |  | 1 |  | FALSE | Victor | 230 | [12 empty] | 0 | 0
GFID5627 |  | 2011-06-01 |  | Rule 21 | Rule 21 Export | Fast Track | Inactive | Withdrawn | 2011-08-28 | Withdrawn (No Agrmt) | No |  |  | Photovoltaic(1.5) | 1.5 |  | CA | 2012-03-30 | 2012-03-30 | Dunes Road North of I-10 | LEAK 12KV | Blythe (WALC) 161kV bus | Rurals Region | Leak | Blythe (WALC) 161/33 System | Dunes 33/12 (D) |  |  |  |  | Blythe | Check | Check |  | 1 |  | FALSE | Blythe | Check | [12 empty] | 0 | 0
GFID5628 |  | 2011-06-01 |  | Rule 21 | Rule 21 Export | Fast Track | Inactive | Withdrawn | 2011-08-28 | Withdrawn (No Agrmt) | No |  |  | Photovoltaic(1.5) | 1.5 |  | CA | 2012-03-31 | 2012-03-30 | 147500 Desert Ranch Road | [10 empty] | Check | Check | Check |  | 1 |  | FALSE | [14 empty] | 0 | 0
GFID5629 | 2011-06-01 | 2011-06-01 | 2011-07-28 | Rule 21 | Rule 21 Export | Detailed Study | Inactive | IA Terminated |  | Terminated | Yes | 2014-04-02 | 2016-01-05 | Photovoltaic(1.5) | 1.5 | San Bernardino | CA | 2012-03-30 | 2015-01-16 | LANDERS 25KV | LANDERS 25KV | Devers 220/115 | Desert Region | Landers | Devers 220/115 System | Nugget 33/25 (D) |  |  |  |  | Devers | 230 |  |  | 1 |  | FALSE | Devers | 230 | [12 empty] | 0 | 0
GFID5630 | 2011-06-01 | 2011-06-01 | 2011-07-28 | Rule 21 | Rule 21 Export | Detailed Study | Inactive | Withdrawn | 2012-10-01 | Withdrawn (No Agrmt) | No |  |  | Photovoltaic(1.5) | 1.5 | San Bernardino | CA | 2012-03-30 | 2012-03-30 | Utah 12 kV line out of 29 Palms Sub | UTAH 12KV | Devers 220/115 | Desert Region | Utah | Devers 220/115 System | Twentynine Palms 33/12 (D) |  |  |  |  | Devers | 230 |  |  | 1 |  | FALSE | Devers | 230 | [12 empty] | 0 | 0
GFID5631 | 2011-07-27 | 2011-06-06 | 2011-07-28 | Rule 21 | Rule 21 Export | Detailed Study | Inactive | Withdrawn | 2012-10-01 | Withdrawn (No Agrmt) | No |  |  | Photovoltaic(1.5) | 1.5 | San Bernardino | CA | 2012-03-30 | 2012-03-30 | Winters & Bowman Trail, Joshua Tree, CA 92252 | SUNFAIR 25KV | Devers 220/115 | Desert Region | Sunfair | Devers 220/115 System | Hi Desert 33/25 (D) |  |  |  |  | Devers | 230 |  |  | 1 |  | FALSE | Devers | 230 | [12 empty] | 0 | 0
GFID5632 | 2011-07-27 | 2011-06-06 | 2011-07-28 | Rule 21 | Rule 21 Export | Detailed Study | Inactive | Withdrawn | 2012-09-26 | Withdrawn (No Agrmt) | No |  |  | Photovoltaic(1.5) | 1.5 | San Bernardino | CA | 2012-03-30 | 2012-03-30 | Hi Desert 25: SUNFAIR 25 kV line | SUNFAIR 25KV | Devers 220/115 | Desert Region | Sunfair | Devers 220/115 System | Hi Desert 33/25 (D) |  |  |  |  | Devers | 230 |  |  | 1 |  | FALSE | Devers | 230 | [12 empty] | 0 | 0
GFID5633 | 2011-06-07 | 2011-06-07 | 2011-09-20 | Rule 21 | Rule 21 Export | Detailed Study | Inactive | Withdrawn | 2014-03-13 | Withdrawn (No Agrmt) | No |  |  | Photovoltaic(1.5) | 1.5 | Kern | CA | 2012-08-01 | 2012-08-01 | BOXCAR 12KV | BOXCAR 12KV | Windhub 220/66 | North Coast Region | Boxcar | Windhub 220/66 System | Goldtown 66/12 (D) |  |  |  |  | Windhub | 230 |  |  | 1 |  | FALSE | Windhub | 230 | [12 empty] | 0 | 0
GFID5634 | 2011-07-27 | 2011-06-07 | 2011-08-22 | Rule 21 | Rule 21 Export | Detailed Study | Inactive | Withdrawn | 2013-08-09 | Withdrawn (No Agrmt) | No |  |  | Photovoltaic(1.5) | 1.5 | San Bernardino | CA | 2012-03-30 | 2012-03-30 | UTAH 12KV | UTAH 12KV | Devers 220/115 | Desert Region | Utah | Devers 220/115 System | Twentynine Palms 33/12 (D) |  |  |  |  | Devers | 230 |  |  | 1 |  | FALSE | Devers | 230 | [12 empty] | 0 | 0
GFID5635 | 2011-07-27 | 2011-06-07 | 2011-08-23 | Rule 21 | Rule 21 Export | Fast Track | Inactive | Withdrawn | 2011-08-26 | Withdrawn (No Agrmt) | No |  |  | Photovoltaic(1.5) | 1.5 | Riverside | CA | 2012-03-30 | 2012-03-30 | Riverside County APN 806-400-007, Blythe, CA 92280 |  | Blythe (WALC) 161/33 | [8 empty] | Blythe | Check | Check |  | 1 |  | FALSE | Blythe | Check | [12 empty] | 0 | 0
GFID5636 | 2011-06-07 | 2011-06-07 | 2011-08-23 | Rule 21 | Rule 21 Export | Detailed Study | Inactive | Withdrawn | 2014-04-24 | Withdrawn (No Agrmt) | No |  |  | Photovoltaic(1.5) | 1.5 | Kern | CA | 2012-08-01 | 2012-08-01 | BOXCAR 12KV | BOXCAR 12KV | Windhub 220/66 | North Coast Region | Boxcar | Windhub 220/66 System | Goldtown 66/12 (D) |  |  |  |  | Windhub | 230 |  |  | 1 |  | FALSE | Windhub | 230 | [12 empty] | 0 | 0
GFID5637 | 2011-06-14 | 2011-06-14 | 2011-07-08 | Rule 21 | Rule 21 Export | Detailed Study | Active - Post IA | In-Service |  | Executed - In Effect | Yes | 2013-10-06 |  | Photovoltaic(1.25) | 1.25 | Riverside | CA |  |  | AVIATOR 12KV | Aviator 12kV | Valley 500/115 | San Jacinto Valley Region | Aviator | Valley 'AB' 500/115 System | Stetson 115/12 (D) |  |  |  |  | Valley | 500 | Check |  | 1 |  | FALSE | Valley | 500 | [12 empty] | 1 | 1
GFID5638 | 2011-07-27 | 2011-06-13 | 2011-08-22 | Rule 21 | Rule 21 Export | Detailed Study | Inactive | Withdrawn | 2012-09-26 | Withdrawn (No Agrmt) | No |  |  | Photovoltaic(1.5) | 1.5 | San Bernardino | CA | 2012-03-30 |  | Landers 25kv out of Nugget Sub | LANDERS 25KV | Devers 220/115 | Desert Region | Landers | Devers 220/115 System | Nugget 33/25 (D) |  |  |  |  | Devers | 230 |  |  | 1 |  | FALSE | Devers | 230 | [12 empty] | 0 | 0
GFID5640 | 2011-06-20 | 2011-06-20 | 2011-07-12 | Rule 21 | Rule 21 Export | Detailed Study | Inactive | IA Terminated |  | Terminated | Yes | 2013-12-05 | 2016-04-01 | Photovoltaic(0.999) | 0.999 | San Bernardino | CA | 2012-12-27 | 2012-12-27 | DEALER 12KV | DEALER 12KV | Victor 220/115 | Rurals Region | Dealer | Victor 220/115 System | Phelan 115/12 (D) |  |  |  |  | Victor | 230 |  |  | 1 |  | FALSE | Victor | 230 | [12 empty] | 0 | 0
GFID5641 | 2011-06-20 | 2011-06-20 | 2011-07-12 | Rule 21 | Rule 21 Export | Detailed Study | Active - Post IA | In-Service |  | Executed - In Effect | Yes | 2013-04-02 |  | Photovoltaic(0.999) | 0.999 | San Bernardino | CA |  | 2012-12-27 | LOTTO 12KV | LOTTO 12KV | Victor 220/115 | Rurals Region | Lotto | Victor 220/115 System | Phelan 115/12 (D) |  |  |  |  | Victor | 230 |  |  | 1 |  | FALSE | Victor | 230 | [12 empty] | 1 | 1
GFID5642 | 2011-06-20 | 2011-06-20 | 2011-07-12 | Rule 21 | Rule 21 Export | Detailed Study | Inactive | Withdrawn | 2013-04-23 | Withdrawn (No Agrmt) | No |  |  | Photovoltaic(1.5) | 1.5 | San Bernardino | CA | 2012-12-27 | 2012-12-27 | Caughlin Rd & Dos Palmas Rd. Baldy Mesa CA | KOALA 12KV | Victor 220/115 | Rurals Region | Koala | Victor 220/115 System | Victor 115/12 (D) |  |  |  |  | Victor | 230 |  |  | 1 |  | FALSE | Victor | 230 | [12 empty] | 0 | 0
GFID5643 | 2011-06-20 | 2011-06-20 | 2011-07-12 | Rule 21 | Rule 21 Export | Detailed Study | Active - Post IA | In-Service |  | Executed - In Effect | Yes | 2013-04-02 |  | Photovoltaic(1.5) | 1.5 | San Bernardino | CA | 2012-12-27 | 2013-12-15 | KENO 12KV | KENO 12KV | Victor 220/115 | Rurals Region | Keno | Victor 220/115 System | Phelan 115/12 (D) |  |  |  |  | Victor | 230 |  |  | 1 |  | FALSE | Victor | 230 | [12 empty] | 1 | 1
GFID5644 | 2011-06-20 | 2011-06-20 | 2011-07-12 | Rule 21 | Rule 21 Export | Detailed Study | Active - Post IA | In-Service |  | Executed - In Effect | Yes | 2013-04-02 |  | Photovoltaic(1.5) | 1.5 | San Bernardino | CA | 2012-12-27 | 2013-12-15 | KENO 12KV | KENO 12KV | Victor 220/115 | Rurals Region | Keno | Victor 220/115 System | Phelan 115/12 (D) |  |  |  |  | Victor | 230 |  |  | 1 |  | FALSE | Victor | 230 | [12 empty] | 1 | 1
GFID5646 | 2011-06-20 | 2011-06-20 | 2011-06-20 | Rule 21 | Rule 21 Export | Detailed Study | Inactive | Withdrawn | 2013-06-05 | Withdrawn (No Agrmt) | No |  |  | Photovoltaic(1.5) | 1.5 | Los Angeles | CA | 2012-04-01 | 2012-04-01 | TEJON 12KV | TEJON 12KV | Bailey 220/66 | North Coast Region | Tejon | Antelope 220/66 System | Neenach 66/12 (D) |  |  |  |  | Bailey | 230 |  |  | 1 |  | FALSE | Bailey | 230 | [12 empty] | 0 | 0
GFID5647 | 2011-06-20 | 2011-06-20 | 2011-06-20 | Rule 21 | Rule 21 Export | Fast Track | Inactive | Withdrawn | 2013-05-07 | Withdrawn (No Agrmt) | No |  |  | Photovoltaic(1.5) | 1.5 | Kern | CA | 2012-04-01 | 2012-04-01 | Discovery 12kV | DISCOVERY 12KV | Windhub 220/66 | North Coast Region | Discovery | Windhub 220/66 System | Goldtown 66/12 (D) |  |  |  |  | Windhub | 230 |  |  | 1 |  | FALSE | Windhub | 230 | [12 empty] | 0 | 0
GFID5648 | 2011-06-20 | 2011-06-20 | 2011-06-20 | Rule 21 | Rule 21 Export | Fast Track | Inactive | Withdrawn | 2013-05-07 | Withdrawn (No Agrmt) | No |  |  | Photovoltaic(1.5) | 1.5 | Kern | CA | 2012-04-01 | 2012-04-01 | Discovery 12kV | DISCOVERY 12KV | Windhub 220/66 | North Coast Region | Discovery | Windhub 220/66 System | Goldtown 66/12 (D) |  |  |  |  | Windhub | 230 |  |  | 1 |  | FALSE | Windhub | 230 | [12 empty] | 0 | 0
GFID5652 | 2011-06-27 | 2011-06-27 | 2012-02-07 | Rule 21 | Rule 21 Export | Fast Track | Inactive | Withdrawn | 2013-06-07 | Withdrawn (No Agrmt) | No |  |  | Photovoltaic(1.5) | 1.5 | Tulare | CA | 2012-08-01 | 2012-08-01 | DUCOR 12KV | DUCOR 12KV | Vestal 220kV bus | San Joaquin Region | Ducor | Vestal 220/66 System | Terra Bella 66/12 (D) |  |  |  |  | Vestal | Check | Check |  | 1 |  | FALSE | Vestal | Check | [12 empty] | 0 | 0
GFID5653 | 2011-07-05 | 2011-07-05 | 2011-07-28 | Rule 21 | Rule 21 Export | Detailed Study | Inactive | Withdrawn | 2015-07-01 | In Negotiation | No |  |  | Photovoltaic(1.5) | 1.5 | San Bernardino | CA | 2012-12-27 | 2012-12-27 | SHEEPHOLE 33KV | SHEEPHOLE 33KV | Devers 220/115 | Desert Region | Sheephole | Devers 220/115 System | Hi Desert 115/33 (D) |  |  |  |  | Devers | 230 |  |  | 1 |  | FALSE | Devers | 230 | [12 empty] | 0 | 0
GFID5658 |  | 2011-07-14 |  | Rule 21 | Rule 21 Export | Fast Track | Inactive | Withdrawn | 2012-08-03 | Withdrawn (No Agrmt) | No |  |  | Photovoltaic(0.992) | 0.992 | San Bernardino | CA | 2011-12-31 | 2011-12-31 | TBD | Standing Rock 12kV | Victor 220/115 System | Rurals Region | Standing Rock | Victor 220/115 System | Rancho 33/12 (D) |  |  |  |  | Victor | 230 |  |  | 1 |  | FALSE | Victor | 230 | [12 empty] | 0 | 0
GFID5659 | 2011-07-14 | 2011-07-06 | 2011-08-12 | Rule 21 | Rule 21 Export | Detailed Study | Active - Post IA | In-Service (Conditional PTO) |  | Executed - In Effect | Yes | 2012-12-19 |  | Photovoltaic(1) | 1 | Los Angeles | CA | 2011-11-01 |  | CROWDER 12KV | CROWDER 12KV | Antelope 220/66 | North Coast Region | Crowder | Antelope 220/66 System | Lancaster 66/12 (D) |  |  |  |  | Antelope | 230 |  |  | 1 |  | FALSE | Antelope | 230 | [12 empty] | 0 | 1
GFID5660 | 2011-07-06 | 2011-07-06 | 2011-08-12 | Rule 21 | Rule 21 Export | Detailed Study | Active - Post IA | In-Service (Conditional PTO) |  | Executed - In Effect | Yes | 2012-12-19 |  | Photovoltaic(1) | 1 | Los Angeles | CA | 2011-11-01 |  | CROWDER 12KV | CROWDER 12KV | Antelope 220/66 | North Coast Region | Crowder | Antelope 220/66 System | Lancaster 66/12 (D) |  |  |  |  | Antelope | 230 |  |  | 1 |  | FALSE | Antelope | 230 | [12 empty] | 0 | 1
GFID5661 | 2011-07-06 | 2011-07-06 | 2011-08-24 | Rule 21 | Rule 21 Export | Detailed Study | Active - Post IA | In-Service (Conditional PTO) |  | Executed - In Effect | Yes | 2012-12-19 |  | Photovoltaic(1.5) | 1.5 | Los Angeles | CA | 2011-11-01 |  | CROWDER 12KV | CROWDER 12KV | Antelope 220/66 | North Coast Region | Crowder | Antelope 220/66 System | Lancaster 66/12 (D) |  |  |  |  | Antelope | 230 |  |  | 1 |  | FALSE | Antelope | 230 | [12 empty] | 0 | 1
GFID5662 | 2011-07-06 | 2011-07-06 | 2011-08-24 | Rule 21 | Rule 21 Export | Detailed Study | Active - Post IA | In-Service (Conditional PTO) |  | Executed - In Effect | Yes | 2012-12-19 |  | Photovoltaic(1) | 1 | Los Angeles | CA | 2011-11-01 |  | CROWDER 12KV | CROWDER 12KV | Antelope 220/66 | North Coast Region | Crowder | Antelope 220/66 System | Lancaster 66/12 (D) |  |  |  |  | Antelope | 230 |  |  | 1 |  | FALSE | Antelope | 230 | [12 empty] | 0 | 1
GFID5663 | 2011-07-06 | 2011-07-06 | 2011-08-24 | Rule 21 | Rule 21 Export | Detailed Study | Active - Post IA | In-Service (Conditional PTO) |  | Executed - In Effect | Yes | 2012-12-19 |  | Photovoltaic(1) | 1 | Los Angeles | CA | 2011-11-01 |  | CROWDER 12KV | CROWDER 12KV | Antelope 220/66 | North Coast Region | Crowder | Antelope 220/66 System | Lancaster 66/12 (D) |  |  |  |  | Antelope | 230 |  |  | 1 |  | FALSE | Antelope | 230 | [12 empty] | 0 | 1
GFID5588 | 2011-07-15 | 2011-07-15 | 2011-08-11 | Rule 21 | Rule 21 Export | Detailed Study | Inactive | Withdrawn | 2012-12-06 | Withdrawn (No Agrmt) | No |  |  | Photovoltaic(1.5) | 1.5 | Los Angeles | CA | 2012-07-01 | 2012-07-01 | Blendsoe 12 kV circuit out of Neenach Substation | BLEDSOE 12KV | Bailey 220/66 | North Coast Region | Bledsoe | Antelope 220/66 System | Neenach 66/12 (D) |  |  |  |  | Bailey | 230 |  |  | 1 |  | FALSE | Bailey | 230 | [12 empty] | 0 | 0
GFID5589 | 2011-07-15 | 2011-07-15 | 2011-08-04 | Rule 21 | Rule 21 Export | Detailed Study | Inactive | Withdrawn | 2012-12-06 | Withdrawn (No Agrmt) | No |  |  | Photovoltaic(1.5) | 1.5 | Los Angeles | CA | 2012-07-01 | 2012-07-01 | Blendsoe 12 kV out of Neenach Substation | BLEDSOE 12KV | Bailey 220/66 | North Coast Region | Bledsoe | Antelope 220/66 System | Neenach 66/12 (D) |  |  |  |  | Bailey | 230 |  |  | 1 |  | FALSE | Bailey | 230 | [12 empty] | 0 | 0
GFID5590 | 2011-07-15 | 2011-07-15 | 2011-08-04 | Rule 21 | Rule 21 Export | Detailed Study | Inactive | Withdrawn | 2012-12-06 | Withdrawn (No Agrmt) | No |  |  | Photovoltaic(1) | 1 | Los Angeles | CA | 2012-01-01 | 2012-01-01 | Blendsoe 12 kV circuit out of Neenach Substation | BLEDSOE 12KV | Bailey 220/66 | North Coast Region | Bledsoe | Antelope 220/66 System | Neenach 66/12 (D) |  |  |  |  | Bailey | 230 |  |  | 1 |  | FALSE | Bailey | 230 | [12 empty] | 0 | 0
GFID5650 | 2011-07-15 | 2011-07-15 | 2011-08-04 | Rule 21 | Rule 21 Export | Detailed Study | Inactive | Withdrawn | 2012-10-29 | Withdrawn (No Agrmt) | No |  |  | Photovoltaic(1.5) | 1.5 | Los Angeles | CA | 2012-06-01 | 2012-06-01 | Tierra Bonita 12 kV cicuit out of Little Rock Substation | TIERRA BONITA 12KV | Antelope 220/66 | North Coast Region | Tierra Bonita | Antelope 220/66 System | Little Rock 66/12 (D) |  |  |  |  | Antelope | 230 |  |  | 1 |  | FALSE | Antelope | 230 | [12 empty] | 0 | 0
GFID5664 | 2011-07-15 | 2011-07-15 | 2011-08-04 | Rule 21 | Rule 21 Export | Fast Track | Inactive | Withdrawn | 2012-10-11 | Withdrawn (No Agrmt) | No |  |  | Photovoltaic(1.5) | 1.5 | Kern | CA | 2012-06-01 | 2012-06-01 | Forage 12 kV circuit out of Piute Substation | FORAGE 12KV | Antelope 220/66 | North Coast Region | Forage | Antelope 220/66 System | Piute 66/12 (D) |  |  |  |  | Antelope | 230 |  |  | 1 |  | FALSE | Antelope | 230 | [12 empty] | 0 | 0
GFID5665 | 2011-07-19 | 2011-07-19 | 2012-10-12 | Rule 21 | Rule 21 Export | Detailed Study | Active - Post IA | In-Service |  | Amendment - Executed | Yes | 2015-08-05 |  | Photovoltaic(1.5) | 1.5 | Riverside | CA | 2012-10-01 | 2019-07-15 | A tap on the Distribution Provider’s Invader 12kV distribution line out of Devers 115/12kV Substation | INVADER 12KV out of Devers 115/12KV | Devers 220/115 | Desert Region | Invader | Devers 220/115 System | Devers 115/12 (D) |  |  |  |  | Devers | 230 |  |  | 1 |  | FALSE | Devers | 230 | [12 empty] | 1 | 0
GFID5666 | 2011-08-22 | 2011-08-22 | 2011-11-10 | Rule 21 | Rule 21 Export | Detailed Study | Active - Post IA | In-Service |  | Executed - In Effect | Yes | 2013-03-11 |  | Photovoltaic(1) | 1 | Tulare | CA | 2012-07-01 | 2012-07-01 | CAIRNS 12KV | CAIRNS 12KV | Springville 220/66 | San Joaquin Region | Cairns | Springville 220/66 System | Lindsay 66/12 (D) |  |  |  |  | Springville | 230 |  |  | 1 |  | FALSE | Springville | 230 | [12 empty] | 1 | 1
GFID5667 | 2011-08-22 | 2011-08-22 | 2011-11-10 | Rule 21 | Rule 21 Export | Detailed Study | Active - Post IA | In-Service |  | Executed - In Effect | Yes | 2013-03-11 |  | Photovoltaic(1) | 1 | Tulare | CA | 2012-07-01 | 2012-07-01 | CAIRNS 12KV | CAIRNS 12KV | Springville 220/66 | San Joaquin Region | Cairns | Springville 220/66 System | Lindsay 66/12 (D) |  |  |  |  | Springville | 230 |  |  | 1 |  | FALSE | Springville | 230 | [12 empty] | 1 | 1
GFID5669 | 2011-07-29 | 2011-07-29 | 2011-08-10 | Rule 21 | Rule 21 Export | Detailed Study | Inactive | Withdrawn | 2013-10-08 | Withdrawn (No Agrmt) | No |  |  | Photovoltaic(1.5) | 1.5 | Tulare | CA | 2012-12-31 | 2012-12-31 | BLINKER 12KV | BLINKER 12KV | Vestal 220kV bus | San Joaquin Region | Blinker | Vestal 220/66 System | Pixley 66/12 (D) |  |  |  |  | Vestal | Check | Check |  | 1 |  | FALSE | Vestal | Check | [12 empty] | 0 | 0
GFID5670 | 2011-07-29 | 2011-07-29 | 2011-08-10 | Rule 21 | Rule 21 Export | Detailed Study | Inactive | Withdrawn | 2013-10-08 | Withdrawn (No Agrmt) | No |  |  | Photovoltaic(1.5) | 1.5 | Tulare | CA | 2012-12-31 | 2012-12-31 | BLINKER 12KV | BLINKER 12KV | Vestal 220kV bus | San Joaquin Region | Blinker | Vestal 220/66 System | Pixley 66/12 (D) |  |  |  |  | Vestal | Check | Check |  | 1 |  | FALSE | Vestal | Check | [12 empty] | 0 | 0
GFID5671 | 2011-07-29 | 2011-07-29 | 2011-08-10 | Rule 21 | Rule 21 Export | Detailed Study | Inactive | Withdrawn | 2013-10-08 | Withdrawn (No Agrmt) | No |  |  | Photovoltaic(1.5) | 1.5 | Tulare | CA | 2012-12-31 | 2012-12-31 | BLINKER 12KV | BLINKER 12KV | Vestal 220kV bus | San Joaquin Region | Blinker | Vestal 220/66 System | Pixley 66/12 (D) |  |  |  |  | Vestal | Check | Check |  | 1 |  | FALSE | Vestal | Check | [12 empty] | 0 | 0
GFID5672 | 2011-07-29 | 2011-07-29 | 2011-08-10 | Rule 21 | Rule 21 Export | Detailed Study | Inactive | Withdrawn | 2013-10-08 | Withdrawn (No Agrmt) | No |  |  | Photovoltaic(1.5) | 1.5 | Tulare | CA | 2012-12-31 | 2012-12-31 | BLINKER 12KV | BLINKER 12KV | Vestal 220kV bus | San Joaquin Region | Blinker | Vestal 220/66 System | Pixley 66/12 (D) |  |  |  |  | Vestal | Check | Check |  | 1 |  | FALSE | Vestal | Check | [12 empty] | 0 | 0
GFID5673 | 2011-07-29 | 2011-07-29 | 2011-08-10 | Rule 21 | Rule 21 Export | Detailed Study | Inactive | Withdrawn | 2014-03-03 | Withdrawn (No Agrmt) | No |  |  | Photovoltaic(1.5) | 1.5 | Tulare | CA | 2012-12-31 | 2012-12-31 | BLINKER 12KV | BLINKER 12KV | Vestal 220kV bus | San Joaquin Region | Blinker | Vestal 220/66 System | Pixley 66/12 (D) |  |  |  |  | Vestal | Check | Check |  | 1 |  | FALSE | Vestal | Check | [12 empty] | 0 | 0
GFID5674 | 2011-07-29 | 2011-07-29 | 2011-08-10 | Rule 21 | Rule 21 Export | Detailed Study | Inactive | Withdrawn | 2014-03-03 | Withdrawn (No Agrmt) | No |  |  | Photovoltaic(1.5) | 1.5 | Tulare | CA | 2012-12-31 | 2012-12-31 | BLINKER 12KV | BLINKER 12KV | Vestal 220kV bus | San Joaquin Region | Blinker | Vestal 220/66 System | Pixley 66/12 (D) |  |  |  |  | Vestal | Check | Check |  | 1 |  | FALSE | Vestal | Check | [12 empty] | 0 | 0
GFID5675 | 2011-07-29 | 2011-07-29 | 2011-08-11 | Rule 21 | Rule 21 Export | Detailed Study | Inactive | Withdrawn | 2012-06-07 | Withdrawn (No Agrmt) | No |  |  | Photovoltaic(1.5) | 1.5 | Tulare | CA | 2012-12-31 | 2012-12-31 | Bud 12 kV out of Pixley | BUDD 12KV | Vestal 220kV bus | San Joaquin Region | Budd | Vestal 220/66 System | Pixley 66/12 (D) |  |  |  |  | Vestal | Check | Check |  | 1 |  | FALSE | Vestal | Check | [12 empty] | 0 | 0
GFID5676 | 2011-07-29 | 2011-07-29 | 2011-08-11 | Rule 21 | Rule 21 Export | Detailed Study | Inactive | Withdrawn | 2012-06-07 | Withdrawn (No Agrmt) | No |  |  | Photovoltaic(1.5) | 1.5 | Tulare | CA | 2012-12-31 | 2012-12-31 | Bud 12 kV out of Pixley. | BUDD 12KV | Vestal 220kV bus | San Joaquin Region | Budd | Vestal 220/66 System | Pixley 66/12 (D) |  |  |  |  | Vestal | Check | Check |  | 1 |  | FALSE | Vestal | Check | [12 empty] | 0 | 0
GFID5677 | 2011-07-29 | 2011-07-29 | 2011-08-11 | Rule 21 | Rule 21 Export | Detailed Study | Inactive | Withdrawn | 2012-06-07 | Withdrawn (No Agrmt) | No |  |  | Photovoltaic(1.5) | 1.5 | Tulare | CA | 2012-12-31 | 2012-12-31 | Bud 12 kV out of Pixley. | BUDD 12KV | Vestal 220kV bus | San Joaquin Region | Budd | Vestal 220/66 System | Pixley 66/12 (D) |  |  |  |  | Vestal | Check | Check |  | 1 |  | FALSE | Vestal | Check | [12 empty] | 0 | 0
GFID5678 | 2011-07-29 | 2011-07-29 | 2011-08-11 | Rule 21 | Rule 21 Export | Detailed Study | Inactive | Withdrawn | 2012-06-07 | Withdrawn (No Agrmt) | No |  |  | Photovoltaic(1.5) | 1.5 | Tulare | CA | 2012-12-31 | 2012-12-31 | Bud 12 kV out of Pixley. | BUDD 12KV | Vestal 220kV bus | San Joaquin Region | Budd | Vestal 220/66 System | Pixley 66/12 (D) |  |  |  |  | Vestal | Check | Check |  | 1 |  | FALSE | Vestal | Check | [12 empty] | 0 | 0
GFID5680 | 2011-07-29 | 2011-07-29 | 2011-08-11 | Rule 21 | Rule 21 Export | Detailed Study | Inactive | Withdrawn | 2012-06-07 | Withdrawn (No Agrmt) | No |  |  | Photovoltaic(1.5) | 1.5 | Tulare | CA | 2012-12-31 | 2012-12-31 | Bud 12 kV out of Pixley. | BUDD 12KV | Vestal 220kV bus | San Joaquin Region | Budd | Vestal 220/66 System | Pixley 66/12 (D) |  |  |  |  | Vestal | Check | Check |  | 1 |  | FALSE | Vestal | Check | [12 empty] | 0 | 0
GFID5681 | 2011-07-29 | 2011-07-29 | 2011-08-10 | Rule 21 | Rule 21 Export | Detailed Study | Inactive | Withdrawn | 2012-06-07 | Withdrawn (No Agrmt) | No |  |  | Photovoltaic(1.5) | 1.5 | Tulare | CA | 2012-12-31 | 2012-12-31 | Pixley: Budd 12 kV Line | BUDD 12KV | Vestal 220kV bus | San Joaquin Region | Budd | Vestal 220/66 System | Pixley 66/12 (D) |  |  |  |  | Vestal | Check | Check |  | 1 |  | FALSE | Vestal | Check | [12 empty] | 0 | 0
GFID5682 | 2011-07-29 | 2011-07-29 | 2011-08-10 | Rule 21 | Rule 21 Export | Detailed Study | Inactive | Withdrawn | 2012-06-07 | Withdrawn (No Agrmt) | No |  |  | Photovoltaic(1.5) | 1.5 | Tulare | CA | 2012-12-31 | 2012-12-31 | Pixley: Budd 12 kV Line | BUDD 12KV | Vestal 220kV bus | San Joaquin Region | Budd | Vestal 220/66 System | Pixley 66/12 (D) |  |  |  |  | Vestal | Check | Check |  | 1 |  | FALSE | Vestal | Check | [12 empty] | 0 | 0
GFID5683 | 2011-07-29 | 2011-07-29 | 2011-08-10 | Rule 21 | Rule 21 Export | Detailed Study | Inactive | Withdrawn | 2012-06-07 | Withdrawn (No Agrmt) | No |  |  | Photovoltaic(1.5) | 1.5 | Tulare | CA | 2012-12-31 | 2012-12-31 | Pixley: Budd 12 kV Line | BUDD 12KV | Vestal 220kV bus | San Joaquin Region | Budd | Vestal 220/66 System | Pixley 66/12 (D) |  |  |  |  | Vestal | Check | Check |  | 1 |  | FALSE | Vestal | Check | [12 empty] | 0 | 0
GFID5684 | 2011-07-29 | 2011-07-29 | 2011-08-10 | Rule 21 | Rule 21 Export | Detailed Study | Inactive | Withdrawn | 2012-06-07 | Withdrawn (No Agrmt) | No |  |  | Photovoltaic(1.5) | 1.5 | Tulare | CA | 2012-12-31 | 2012-12-31 | Pixley: Budd 12 kV Line | BUDD 12KV | Vestal 220kV bus | San Joaquin Region | Budd | Vestal 220/66 System | Pixley 66/12 (D) |  |  |  |  | Vestal | Check | Check |  | 1 |  | FALSE | Vestal | Check | [12 empty] | 0 | 0
GFID5685 | 2011-07-29 | 2011-07-29 | 2011-08-10 | Rule 21 | Rule 21 Export | Detailed Study | Inactive | Withdrawn | 2012-06-07 | Withdrawn (No Agrmt) | No |  |  | Photovoltaic(1.5) | 1.5 | Tulare | CA | 2012-12-31 | 2012-12-31 | Pixley: Budd 12 kV Line | BUDD 12KV | Vestal 220kV bus | San Joaquin Region | Budd | Vestal 220/66 System | Pixley 66/12 (D) |  |  |  |  | Vestal | Check | Check |  | 1 |  | FALSE | Vestal | Check | [12 empty] | 0 | 0
GFID5686 | 2011-07-29 | 2011-07-29 | 2011-08-10 | Rule 21 | Rule 21 Export | Detailed Study | Inactive | Withdrawn | 2012-06-07 | Withdrawn (No Agrmt) | No |  |  | Photovoltaic(1.5) | 1.5 | Tulare | CA | 2012-12-31 | 2012-12-31 | Pixley: Budd 12 kV Line | BUDD 12KV | Vestal 220kV bus | San Joaquin Region | Budd | Vestal 220/66 System | Pixley 66/12 (D) |  |  |  |  | Vestal | Check | Check |  | 1 |  | FALSE | Vestal | Check | [12 empty] | 0 | 0
GFID5687 | 2011-07-29 | 2011-07-29 | 2011-08-10 | Rule 21 | Rule 21 Export | Detailed Study | Inactive | Withdrawn | 2014-03-03 | Withdrawn (No Agrmt) | No |  |  | Photovoltaic(1.5) | 1.5 | Tulare | CA | 2012-12-31 | 2012-12-31 | TEAPOT 12KV | TEAPOT 12KV | Springville 220/66 | San Joaquin Region | Teapot | Springville 220/66 System | Porterville 66/12 (D) |  |  |  |  | Springville | 230 |  |  | 1 |  | FALSE | Springville | 230 | [12 empty] | 0 | 0
GFID5688 | 2011-07-29 | 2011-07-29 | 2011-08-11 | Rule 21 | Rule 21 Export | Detailed Study | Inactive | Withdrawn | 2014-03-03 | Withdrawn (No Agrmt) | No |  |  | Photovoltaic(1.5) | 1.5 | Tulare | CA | 2012-12-31 | 2012-12-31 | TEAPOT 12KV | TEAPOT 12KV | Springville 220/66 | San Joaquin Region | Teapot | Springville 220/66 System | Porterville 66/12 (D) |  |  |  |  | Springville | 230 |  |  | 1 |  | FALSE | Springville | 230 | [12 empty] | 0 | 0
GFID5689 | 2011-07-29 | 2011-07-29 | 2011-08-11 | Rule 21 | Rule 21 Export | Detailed Study | Inactive | Withdrawn | 2014-02-26 | Withdrawn (No Agrmt) | No |  |  | Photovoltaic(1.5) | 1.5 | Tulare | CA | 2012-12-31 | 2012-12-31 | FLORY 12KV | FLORY 12KV | Springville 220/66 | San Joaquin Region | Flory | Springville 220/66 System | Woodville 66/12 (D) |  |  |  |  | Springville | 230 |  |  | 1 |  | FALSE | Springville | 230 | [12 empty] | 0 | 0
GFID5690 | 2011-07-30 | 2011-07-30 | 2011-08-11 | Rule 21 | Rule 21 Export | Detailed Study | Inactive | Withdrawn | 2014-02-26 | Withdrawn (No Agrmt) | No |  |  | Photovoltaic(1.5) | 1.5 | Tulare | CA | 2012-12-31 | 2012-12-31 | FLORY 12KV | FLORY 12KV | Springville 220/66 | San Joaquin Region | Flory | Springville 220/66 System | Woodville 66/12 (D) |  |  |  |  | Springville | 230 |  |  | 1 |  | FALSE | Springville | 230 | [12 empty] | 0 | 0
GFID5691 | 2011-07-29 | 2011-07-29 | 2011-08-11 | Rule 21 | Rule 21 Export | Detailed Study | Inactive | Withdrawn | 2014-02-26 | Withdrawn (No Agrmt) | No |  |  | Photovoltaic(1.5) | 1.5 | Tulare | CA | 2012-12-31 | 2012-12-31 | FLORY 12KV | FLORY 12KV | Springville 220/66 | San Joaquin Region | Flory | Springville 220/66 System | Woodville 66/12 (D) |  |  |  |  | Springville | 230 |  |  | 1 |  | FALSE | Springville | 230 | [12 empty] | 0 | 0
GFID5692 | 2011-08-03 | 2011-08-03 | 2011-08-22 | Rule 21 | Rule 21 Export | ISP | Active - Post IA | In-Service |  | Executed - In Effect | Yes | 2013-06-13 |  | Photovoltaic(1.5) | 1.5 | San Bernardino | CA | 2012-06-01 | 2012-06-01 | SUNDOWN 12KV | SUNDOWN 12KV | Victor 220/115 | Rurals Region | Sundown | Victor 220/115 System | Helendale 33/12 (D) |  |  |  |  | Victor | 230 |  |  | 1 |  | FALSE | Victor | 230 | [12 empty] | 1 | 1
GFID5693 | 2011-08-03 | 2011-08-03 | 2011-08-22 | Rule 21 | Rule 21 Export | ISP | Active - Post IA | In-Service |  | Executed - In Effect | Yes | 2013-06-13 |  | Photovoltaic(1.5) | 1.5 | San Bernardino | CA | 2012-07-01 | 2012-07-01 | SUNDOWN 12KV | SUNDOWN 12KV | Victor 220/115 | Rurals Region | Sundown | Victor 220/115 System | Helendale 33/12 (D) |  |  |  |  | Victor | 230 |  |  | 1 |  | FALSE | Victor | 230 | [12 empty] | 1 | 1
GFID5694 | 2011-08-03 | 2011-08-03 | 2011-08-22 | Rule 21 | Rule 21 Export | ISP | Active - Post IA | In-Service |  | Executed - In Effect | Yes | 2013-06-13 |  | Photovoltaic(1.5) | 1.5 | San Bernardino | CA | 2012-09-01 | 2012-09-01 | SUNDOWN 12KV | SUNDOWN 12KV | Victor 220/115 | Rurals Region | Sundown | Victor 220/115 System | Helendale 33/12 (D) |  |  |  |  | Victor | 230 |  |  | 1 |  | FALSE | Victor | 230 | [12 empty] | 1 | 1
GFID5695 | 2011-08-03 | 2011-08-03 | 2011-08-22 | Rule 21 | Rule 21 Export | Fast Track | Inactive | Withdrawn | 2012-08-13 | Withdrawn (No Agrmt) | No |  |  | Photovoltaic(1) | 1 | Los Angeles | CA | 2012-07-01 | 2011-07-01 | Invention 12kV circuit, Quartz Hill 66kV/12k substation | INVENTION 12KV | Antelope 220/66 | North Coast Region | Invention | Antelope 220/66 System | Quartz Hill 66/12 (D) |  |  |  |  | Antelope | 230 |  |  | 1 |  | FALSE | Antelope | 230 | [12 empty] | 0 | 0
GFID5696 | 2011-08-03 | 2011-08-03 | 2011-08-24 | Rule 21 | Rule 21 Export | Fast Track | Inactive | Withdrawn | 2012-08-13 | Withdrawn (No Agrmt) | No |  |  | Photovoltaic(1) | 1 | Los Angeles | CA | 2012-07-01 | 2011-07-01 | Invention 12kV circuit, Quartz Hill 66kV/12k substation | INVENTION 12KV | Antelope 220/66 | North Coast Region | Invention | Antelope 220/66 System | Quartz Hill 66/12 (D) |  |  |  |  | Antelope | 230 |  |  | 1 |  | FALSE | Antelope | 230 | [12 empty] | 0 | 0
GFID5697 | 2011-08-03 | 2011-08-03 | 2011-08-25 | Rule 21 | Rule 21 Export | Fast Track | Inactive | Withdrawn | 2012-08-13 | Withdrawn (No Agrmt) | No |  |  | Photovoltaic(1.5) | 1.5 | San Bernardino | CA | 2012-09-01 | 2012-09-01 | Hanger 12 kV circuit, Oasis 66/12 kV substation | HANGER 12KV | Antelope 220/66 | North Coast Region | Hanger | Antelope 220/66 System | Oasis 66/12 (D) |  |  |  |  | Antelope | 230 |  |  | 1 |  | FALSE | Antelope | 230 | [12 empty] | 0 | 0
GFID5698 | 2011-08-03 | 2011-08-03 | 2011-08-22 | Rule 21 | Rule 21 Export | Fast Track | Inactive | Withdrawn | 2012-08-13 | Withdrawn (No Agrmt) | No |  |  | Photovoltaic(1.5) | 1.5 | Los Angeles | CA | 2012-09-01 | 2012-09-01 | Hanger 12 kV circuit, Oasis 66/12 kV substation | HANGER 12KV | Antelope 220/66 | North Coast Region | Hanger | Antelope 220/66 System | Oasis 66/12 (D) |  |  |  |  | Antelope | 230 |  |  | 1 |  | FALSE | Antelope | 230 | [12 empty] | 0 | 0
GFID5699 | 2011-08-03 | 2011-08-03 | 2011-08-22 | Rule 21 | Rule 21 Export | Fast Track | Inactive | Withdrawn | 2012-08-13 | Withdrawn (No Agrmt) | No |  |  | Photovoltaic(1) | 1 | Los Angeles | CA | 2012-09-01 | 2012-09-01 | Hanger 12 kV circuit, Oasis 66/12 kV substation | HANGER 12KV | Antelope 220/66 | North Coast Region | Hanger | Antelope 220/66 System | Oasis 66/12 (D) |  |  |  |  | Antelope | 230 |  |  | 1 |  | FALSE | Antelope | 230 | [12 empty] | 0 | 0
GFID5700 | 2011-08-03 | 2011-08-03 | 2011-08-22 | Rule 21 | Rule 21 Export | Detailed Study | Inactive | Withdrawn | 2013-06-26 | Withdrawn (No Agrmt) | No |  |  | Photovoltaic(1.5) | 1.5 | San Bernardino | CA | 2011-06-01 | 2012-09-01 | STANDING ROCK 12KV | STANDING ROCK 12KV | Victor 220/115 | Rurals Region | Standing Rock | Victor 220/115 System | Rancho 33/12 (D) |  |  |  |  | Victor | 230 |  |  | 1 |  | FALSE | Victor | 230 | [12 empty] | 0 | 0
GFID5701 | 2011-08-03 | 2011-08-03 | 2011-08-22 | Rule 21 | Rule 21 Export | Fast Track | Inactive | Withdrawn | 2012-08-13 | Withdrawn (No Agrmt) | No |  |  | Photovoltaic(1) | 1 | Los Angeles | CA | 2011-06-01 | 2011-06-01 | Big Pines 12 kV circuit, Little Rock 66/12kV substation | BIG PINES 12KV | Antelope 220/66 | North Coast Region | Big Pines | Antelope 220/66 System | Little Rock 66/12 (D) |  |  |  |  | Antelope | 230 |  |  | 1 |  | FALSE | Antelope | 230 | [12 empty] | 0 | 0
GFID5702 | 2011-08-03 | 2011-08-03 | 2011-08-22 | Rule 21 | Rule 21 Export | Fast Track | Inactive | Withdrawn | 2012-08-13 | Withdrawn (No Agrmt) | No |  |  | Photovoltaic(1) | 1 | Los Angeles | CA | 2011-09-01 | 2012-09-01 | Calli Valli 12kV Circuit, Little Rock 66/12kV substation | CALLI VALLI 12KV | Antelope 220/66 | North Coast Region | Calli Valli | Antelope 220/66 System | Little Rock 66/12 (D) |  |  |  |  | Antelope | 230 |  |  | 1 |  | FALSE | Antelope | 230 | [12 empty] | 0 | 0
GFID5703 | 2011-08-10 | 2011-08-10 | 2011-08-23 | Rule 21 | Rule 21 Export | Detailed Study | Inactive | Withdrawn | 2013-06-26 | Withdrawn (No Agrmt) | No |  |  | Photovoltaic(1) | 1 | San Bernardino | CA |  |  | STANDING ROCK 12KV | STANDING ROCK 12KV | Victor 220/115 | Rurals Region | Standing Rock | Victor 220/115 System | Rancho 33/12 (D) |  |  |  |  | Victor | 230 |  |  | 1 |  | FALSE | Victor | 230 | [12 empty] | 0 | 0
GFID5704 | 2011-08-10 | 2011-08-10 | 2011-08-23 | Rule 21 | Rule 21 Export | Fast Track | Inactive | Withdrawn | 2012-08-13 | Withdrawn (No Agrmt) | No |  |  | Photovoltaic(1.5) | 1.5 | Los Angeles | CA |  | 2012-09-01 | orage 12kV circuit, Piute 66kV/12kV Substation | FORAGE 12KV | Antelope 220/66 | North Coast Region | Forage | Antelope 220/66 System | Piute 66/12 (D) |  |  |  |  | Antelope | 230 |  |  | 1 |  | FALSE | Antelope | 230 | [12 empty] | 0 | 0
GFID4211 | 2011-08-08 | 2011-08-08 | 2011-09-07 | Rule 21 | Rule 21 Export | Detailed Study | Inactive | Withdrawn | 2012-10-29 | Withdrawn (No Agrmt) | No |  |  | Hydroelectric(1.5) | 1.5 | San Bernardino | CA |  |  | TBD | TONTO 12KV | Victor 220/115 | Rurals Region | Tonto | Victor 220/115 System | Apple Valley 115/12 (D) |  |  |  |  | Victor | 230 |  |  | 1 |  | FALSE | Victor | 230 | [12 empty] | 0 | 0
GFID5710 | 2011-08-12 | 2011-08-12 | 2011-08-23 | Rule 21 | Rule 21 Export | Detailed Study | Inactive | Withdrawn | 2013-04-04 | Withdrawn (No Agrmt) | No |  |  | Photovoltaic(0.999) | 0.999 | Riverside | CA | 2013-03-30 | 2013-03-30 | Dolores Ave. Cabazon, CA 92230 | FINGAL 12KV | Devers 220/115 | Desert Region | Fingal | El Casco 220/115 System | Cabazon 33/12 (D) |  |  |  |  | Devers | 230 |  |  | 1 |  | FALSE | Devers | 230 | [12 empty] | 0 | 0
GFID5711 | 2011-08-12 | 2011-08-12 | 2011-08-23 | Rule 21 | Rule 21 Export | Detailed Study | Inactive | Withdrawn | 2013-04-04 | Withdrawn (No Agrmt) | No |  |  | Photovoltaic(0.999) | 0.999 | Riverside | CA | 2013-03-30 | 2013-03-30 | Dolores Ave. Cabazon, CA 92230 | FINGAL 12KV | Devers 220/115 | Desert Region | Fingal | El Casco 220/115 System | Cabazon 33/12 (D) |  |  |  |  | Devers | 230 |  |  | 1 |  | FALSE | Devers | 230 | [12 empty] | 0 | 0
GFID5712 | 2011-08-12 | 2011-08-12 | 2011-08-23 | Rule 21 | Rule 21 Export | Detailed Study | Inactive | Withdrawn | 2013-04-04 | Withdrawn (No Agrmt) | No |  |  | Photovoltaic(0.999) | 0.999 | Riverside | CA | 2011-03-30 | 2013-03-30 | Dolores Ave. Cabazon, CA 92230 | FINGAL 12KV | Devers 220/115 | Desert Region | Fingal | El Casco 220/115 System | Cabazon 33/12 (D) |  |  |  |  | Devers | 230 |  |  | 1 |  | FALSE | Devers | 230 | [12 empty] | 0 | 0
GFID5713 | 2011-08-12 | 2011-08-12 | 2011-08-23 | Rule 21 | Rule 21 Export | Detailed Study | Inactive | Withdrawn | 2013-04-04 | Withdrawn (No Agrmt) | No |  |  | Photovoltaic(0.999) | 0.999 | Riverside | CA | 2013-03-30 | 2013-03-30 | Dolores Ave, Cabazon CA | FINGAL 12KV | Devers 220/115 | Desert Region | Fingal | El Casco 220/115 System | Cabazon 33/12 (D) |  |  |  |  | Devers | 230 |  |  | 1 |  | FALSE | Devers | 230 | [12 empty] | 0 | 0
GFID5714 | 2011-08-22 | 2011-08-22 | 2011-11-28 | Rule 21 | Rule 21 Export | Detailed Study | Active - Post IA | In-Service |  | Executed - In Effect | Yes | 2013-03-11 |  | Photovoltaic(1.5) | 1.5 | Tulare | CA | 2012-07-01 | 2012-07-01 | Virgil 12kV o/o Chatham 66/12 kV | Virgil 12kV o/o Chatham 66/12 kV | Rector 220/66 kV | San Joaquin Region | Mississippi | Rector 220/66 System | Riverway 66/12 (D) |  |  |  |  | Rector | 230 |  |  | 1 |  | FALSE | Rector | 230 | [12 empty] | 1 | 1
GFID5715 | 2011-08-22 | 2011-08-22 | 2011-11-28 | Rule 21 | Rule 21 Export | Detailed Study | Active - Post IA | In-Service |  | Executed - In Effect | Yes | 2013-03-11 |  | Photovoltaic(0.5) | 0.5 | Tulare | CA | 2012-07-01 | 2012-07-01 | Virgil 12kV o/o Chatham 66/12 kV | Virgil 12kV o/o Chatham 66/12 kV | Rector 220/66 kV | San Joaquin Region | Mississippi | Rector 220/66 System | Riverway 66/12 (D) |  |  |  |  | Rector | 230 |  |  | 1 |  | FALSE | Rector | 230 | [12 empty] | 1 | 1
GFID5716 | 2011-08-22 | 2011-08-22 | 2011-11-28 | Rule 21 | Rule 21 Export | Detailed Study | Inactive | Withdrawn | 2012-12-28 | Withdrawn (No Agrmt) | No |  |  | Photovoltaic(1.5) | 1.5 | Tulare | CA | 2012-07-01 | 2012-07-01 | Josten 12kV | JOSTEN 12KV | Springville 220/66 | San Joaquin Region | Josten | Springville 220/66 System | Porterville 66/12 (D) |  |  |  |  | Springville | 230 |  |  | 1 |  | FALSE | Springville | 230 | [12 empty] | 0 | 0
GFID5717 | 2011-08-22 | 2011-08-22 | 2011-11-28 | Rule 21 | Rule 21 Export | Detailed Study | Inactive | Withdrawn | 2012-12-28 | Withdrawn (No Agrmt) | No |  |  | Photovoltaic(1.5) | 1.5 | Tulare | CA | 2012-07-01 | 2012-07-01 | Vandalia 12kV | VANDALIA 12KV | Springville 220/66 | San Joaquin Region | Vandalia | Springville 220/66 System | Porterville 66/12 (D) |  |  |  |  | Springville | 230 |  |  | 1 |  | FALSE | Springville | 230 | [12 empty] | 0 | 0
GFID5718 | 2011-09-23 | 2011-08-29 | 2011-09-26 | Rule 21 | Rule 21 Export | Detailed Study | Inactive | Withdrawn | 2012-09-07 | Withdrawn (No Agrmt) | No |  |  | Photovoltaic(1.5) | 1.5 | San Bernardino | CA | 2011-09-29 | 2011-08-29 | Melody 25kV | MELODY 25KV | Devers 220/115 | Desert Region | Melody | Devers 220/115 System | Hi Desert 33/25 (D) |  |  |  |  | Devers | 230 |  |  | 1 |  | FALSE | Devers | 230 | [12 empty] | 0 | 0
GFID5719 | 2011-08-11 | 2011-08-11 | 2011-10-03 | Rule 21 | Rule 21 Export | Fast Track | Inactive | Withdrawn | 2013-08-07 | Withdrawn (No Agrmt) | No |  |  | Photovoltaic(1.5) | 1.5 | San Bernardino | CA | 2012-03-01 | 2012-03-01 | TONTO 12KV | TONTO 12KV | Victor 220/115 | Rurals Region | Tonto | Victor 220/115 System | Apple Valley 115/12 (D) |  |  |  |  | Victor | 230 |  |  | 1 |  | FALSE | Victor | 230 | [12 empty] | 0 | 0
GFID5720 | 2011-08-17 | 2011-08-17 | 2011-09-13 | Rule 21 | Rule 21 Export | Fast Track | Inactive | Withdrawn | 2013-12-31 | Terminated | Yes | 2012-12-29 | 2011-12-28 | Photovoltaic(1.5) | 1.5 | San Bernardino | CA | 2012-01-01 | 2013-01-01 | MACK 12 kV line | INTERNATIONAL 12KV | Victor 220/115 | Rurals Region | International | Victor 220/115 System | Roadway 115/12 (D) |  |  |  |  | Victor | 230 |  |  | 1 |  | FALSE | Victor | 230 | [12 empty] | 0 | 0
GFID5705 | 2011-08-22 | 2011-08-22 | 2011-11-28 | Rule 21 | Rule 21 Export | Detailed Study | Active - Post IA | In-Service |  | Executed - In Effect | Yes | 2013-03-11 |  | Photovoltaic(1) | 1 | Tulare | CA | 2012-07-01 | 2012-07-01 | Zante 12kV | ZANTE 12KV | Springville 220/66 | San Joaquin Region | Zante | Springville 220/66 System | Strathmore 66/12 (D) |  |  |  |  | Springville | 230 |  |  | 1 |  | FALSE | Springville | 230 | [12 empty] | 1 | 1
GFID5723 | 2011-08-22 | 2011-08-22 | 2011-11-28 | Rule 21 | Rule 21 Export | Detailed Study | Active - Post IA | In-Service |  | Executed - In Effect | Yes | 2013-03-11 |  | Photovoltaic(1.5) | 1.5 | Tulare | CA | 2012-07-01 | 2012-07-01 | CAIRNS 12KV | CAIRNS 12KV | Springville 220/66 | San Joaquin Region | McDermont | Springville 220/66 System | Lindsay 66/12 (D) |  |  |  |  | Springville | 230 |  |  | 1 |  | FALSE | Springville | 230 | [12 empty] | 1 | 1
GFID5724 | 2011-08-22 | 2011-08-22 | 2011-11-28 | Rule 21 | Rule 21 Export | Fast Track | Inactive | Withdrawn | 2011-11-24 | Withdrawn (No Agrmt) | No |  |  | Photovoltaic(0.5) | 0.5 | Tulare | CA | 2012-07-01 | 2012-07-01 | Cairns 12kV | CAIRNS 12KV | Springville 220/66 | San Joaquin Region | Cairns | Springville 220/66 System | Lindsay 66/12 (D) |  |  |  |  | Springville | 230 |  |  | 1 |  | FALSE | Springville | 230 | [12 empty] | 0 | 0
GFID5725 | 2011-08-22 | 2011-08-22 | 2011-11-28 | Rule 21 | Rule 21 Export | Detailed Study | Inactive | Withdrawn | 2013-01-07 | Withdrawn (No Agrmt) | No |  |  | Photovoltaic(1.5) | 1.5 | Tulare | CA | 2012-07-01 | 2012-07-01 | Redbanks 12kV | REDBANKS 12KV | Rector 220/66 | San Joaquin Region | Redbanks | Rector 220/66 System | Venice Hill 66/12 (D) |  |  |  |  | Rector | 230 |  |  | 1 |  | FALSE | Rector | 230 | [12 empty] | 0 | 0
GFID5726 | 2011-08-22 | 2011-08-22 | 2011-11-28 | Rule 21 | Rule 21 Export | Detailed Study | Inactive | Withdrawn | 2013-01-07 | Withdrawn (No Agrmt) | No |  |  | Photovoltaic(1) | 1 | Tulare | CA | 2012-07-01 | 2012-07-01 | Redbanks 12kV | REDBANKS 12KV | Rector 220/66 | San Joaquin Region | Redbanks | Rector 220/66 System | Venice Hill 66/12 (D) |  |  |  |  | Rector | 230 |  |  | 1 |  | FALSE | Rector | 230 | [12 empty] | 0 | 0
GFID5727 | 2011-08-18 | 2011-08-18 | 2011-10-03 | Rule 21 | Rule 21 Export | Fast Track | Inactive | Withdrawn | 2013-08-07 | Withdrawn (No Agrmt) | No |  |  | Photovoltaic(1) | 1 | San Bernardino | CA | 2012-03-01 | 2012-03-01 | TUNNEL 12KV | TUNNEL 12KV | Victor 220/115 | Rurals Region | Tunnel | Victor 220/115 System | Aqueduct 115/12 (D) |  |  |  |  | Victor | 230 |  |  | 1 |  | FALSE | Victor | 230 | [12 empty] | 0 | 0
GFID5730 | 2011-08-22 | 2011-08-22 | 2011-09-05 | Rule 21 | Rule 21 Export | Detailed Study | Inactive | Withdrawn | 2012-10-24 | Withdrawn (No Agrmt) | No |  |  | Photovoltaic(1.5) | 1.5 | San Bernardino | CA | 2012-01-01 | 2012-01-01 | Chariton Drive Hesperia CA 92344 | TUNNEL 12KV | Victor 220/115 | Rurals Region | Tunnel | Victor 220/115 System | Aqueduct 115/12 (D) |  |  |  |  | Victor | 230 |  |  | 1 |  | FALSE | Victor | 230 | [12 empty] | 0 | 0
GFID5731 | 2011-08-22 | 2011-08-22 | 2011-09-05 | Rule 21 | Rule 21 Export | Fast Track | Inactive | Withdrawn | 2012-05-18 | Withdrawn (No Agrmt) | No |  |  | Photovoltaic(1.5) | 1.5 | Los Angeles | CA | 2012-01-01 | 2012-01-01 | LANCASTER: CROWDER 12 kV Line | CROWDER 12KV | Antelope 220/66 | North Coast Region | Crowder | Antelope 220/66 System | Lancaster 66/12 (D) |  |  |  |  | Antelope | 230 |  |  | 1 |  | FALSE | Antelope | 230 | [12 empty] | 0 | 0
GFID5740 |  | 2011-08-26 |  | Rule 21 | Rule 21 Export | Fast Track | Inactive | Withdrawn | 2011-10-24 | Withdrawn (No Agrmt) | No |  |  | Photovoltaic(1.5) | 1.5 | San Bernardino | CA | 2011-12-31 | 2011-12-31 | Canyon View Rd and Desert View Rd, Apple Valley CA 92308 | Sky Hi 12kV | Victor 220/115 System | Rurals Region | Sky Hi | Victor 220/115 System | Lucerne 33/12 (D) |  |  |  |  | Victor | 230 |  |  | 1 |  | FALSE | Victor | 230 | [12 empty] | 0 | 0
GFID5741 |  | 2011-08-26 |  | Rule 21 | Rule 21 Export | Fast Track | Inactive | Withdrawn | 2011-10-24 | Withdrawn (No Agrmt) | No |  |  | Photovoltaic(1.5) | 1.5 | San Bernardino | CA | 2011-12-31 | 2011-12-31 | Canyon View Rd and Desert View Rd, Apple Valley CA 92308 | Sky Hi 12kV | Victor 220/115 System | Rurals Region | Sky Hi | Victor 220/115 System | Lucerne 33/12 (D) |  |  |  |  | Victor | 230 |  |  | 1 |  | FALSE | Victor | 230 | [12 empty] | 0 | 0
GFID5742 |  | 2011-08-26 |  | Rule 21 | Rule 21 Export | Fast Track | Inactive | Withdrawn | 2011-10-24 | Withdrawn (No Agrmt) | No |  |  | Photovoltaic(1.5) | 1.5 | San Bernardino | CA | 2011-12-31 | 2011-12-31 | Canyon View Rd and Desert View Rd, Apple Valley CA 92308 | Sky Hi 12kV | Victor 220/115 System | Rurals Region | Sky Hi | Victor 220/115 System | Lucerne 33/12 (D) |  |  |  |  | Victor | 230 |  |  | 1 |  | FALSE | Victor | 230 | [12 empty] | 0 | 0
GFID5743 |  | 2011-08-26 |  | Rule 21 | Rule 21 Export | Fast Track | Inactive | Withdrawn | 2011-10-24 | Withdrawn (No Agrmt) | No |  |  | Photovoltaic(1.5) | 1.5 | San Bernardino | CA | 2011-12-31 | 2011-12-31 | Canyon View Rd and Desert View Rd, Apple Valley CA 92308 | Sky Hi 12kV | Victor 220/115 System | Rurals Region | Sky Hi | Victor 220/115 System | Lucerne 33/12 (D) |  |  |  |  | Victor | 230 |  |  | 1 |  | FALSE | Victor | 230 | [12 empty] | 0 | 0
GFID5744 |  | 2011-08-26 |  | Rule 21 | Rule 21 Export | Fast Track | Inactive | Withdrawn | 2011-10-24 | Withdrawn (No Agrmt) | No |  |  | Photovoltaic(1.5) | 1.5 | San Bernardino | CA | 2011-12-31 | 2011-12-31 | Canyon View Rd and Desert View Rd, Apple Valley CA 92308 | Sky Hi 12kV | Victor 220/115 System | Rurals Region | Sky Hi | Victor 220/115 System | Lucerne 33/12 (D) |  |  |  |  | Victor | 230 |  |  | 1 |  | FALSE | Victor | 230 | [12 empty] | 0 | 0
GFID5745 |  | 2011-08-26 |  | Rule 21 | Rule 21 Export | Fast Track | Inactive | Withdrawn | 2011-10-24 | Withdrawn (No Agrmt) | No |  |  | Photovoltaic(1.5) | 1.5 | San Bernardino | CA | 2012-12-31 | 2012-12-31 | Canyon View Rd and Desert View Rd, Apple Valley CA 92308 | Sky Hi 12kV | Victor 220/115 System | Rurals Region | Sky Hi | Victor 220/115 System | Lucerne 33/12 (D) |  |  |  |  | Victor | 230 |  |  | 1 |  | FALSE | Victor | 230 | [12 empty] | 0 | 0
GFID5746 | 2011-08-26 | 2011-08-26 | 2011-09-07 | Rule 21 | Rule 21 Export | Fast Track | Inactive | Withdrawn | 2011-10-24 | Withdrawn (No Agrmt) | No |  |  | Photovoltaic(1.5) | 1.5 | Riverside | CA | 2012-12-31 |  | Canyon View Rd. and Desert View Rd., Apple Valley, CA, 92308 | SKY HI 12KV | Victor 220/115 | Rurals Region | Sky Hi | Victor 220/115 System | Lucerne 33/12 (D) |  |  |  |  | Victor | 230 |  |  | 1 |  | FALSE | Victor | 230 | [12 empty] | 0 | 0
GFID5747 | 2011-08-26 | 2011-08-26 | 2011-09-07 | Rule 21 | Rule 21 Export | Fast Track | Inactive | Withdrawn | 2011-10-24 | Withdrawn (No Agrmt) | No |  |  | Photovoltaic(1.5) | 1.5 | Riverside | CA | 2012-12-31 |  | Canyon View Rd. and Desert View Rd., Apple Valley, CA, 92308 | SKY HI 12KV | Victor 220/115 | Rurals Region | Sky Hi | Victor 220/115 System | Lucerne 33/12 (D) |  |  |  |  | Victor | 230 |  |  | 1 |  | FALSE | Victor | 230 | [12 empty] | 0 | 0
GFID5748 | 2011-08-26 | 2011-08-26 | 2011-09-07 | Rule 21 | Rule 21 Export | Fast Track | Inactive | Withdrawn | 2011-10-24 | Withdrawn (No Agrmt) | No |  |  | Photovoltaic(1.5) | 1.5 | Riverside | CA | 2012-12-31 |  | Canyon View Rd. and Desert View Rd., Apple Valley, CA, 92308 | SKY HI 12KV | Victor 220/115 | Rurals Region | Sky Hi | Victor 220/115 System | Lucerne 33/12 (D) |  |  |  |  | Victor | 230 |  |  | 1 |  | FALSE | Victor | 230 | [12 empty] | 0 | 0
GFID5749 |  | 2011-08-26 |  | Rule 21 | Rule 21 Export | Fast Track | Inactive | Withdrawn | 2011-10-24 | Withdrawn (No Agrmt) | No |  |  | Photovoltaic(1.5) | 1.5 | Riverside | CA | 2012-12-31 |  | Canyon View Rd. and Desert View Rd., Apple Valley, CA, 92308 | Sky Hi 12kV | Victor 220kV bus | Rurals Region | Sky Hi | Victor 220/115 System | Lucerne 33/12 (D) |  |  |  |  | Victor | Check | Check |  | 1 |  | FALSE | Victor | Check | [12 empty] | 0 | 0
GFID5750 | 2011-08-26 | 2011-08-26 | 2011-09-19 | Rule 21 | Rule 21 Export | Detailed Study | Inactive | Withdrawn | 2013-02-11 | Withdrawn (No Agrmt) | No |  |  | Photovoltaic(1.5) | 1.5 | Riverside | CA | 2012-12-31 |  | Chanslor 33kV circuit, Blyth 161/33 kV substation | CHANSLOR 33KV | Blythe (WALC) 161/33 | Rurals Region | Chanslor | Blythe (WALC) 161/33 System | Blythe 33/33 (D) |  |  |  |  | Blythe | Check | Check |  | 1 |  | FALSE | Blythe | Check | [12 empty] | 0 | 0
GFID5751 | 2011-08-26 | 2011-08-26 | 2011-09-19 | Rule 21 | Rule 21 Export | Detailed Study | Inactive | Withdrawn | 2013-02-11 | Withdrawn (No Agrmt) | No |  |  | Photovoltaic(1.5) | 1.5 | Riverside | CA | 2012-12-31 |  | Blythe: Chanslor 33 kV Line | CHANSLOR 33KV | Blythe (WALC) 161/33 | Rurals Region | Chanslor | Blythe (WALC) 161/33 System | Blythe 33/33 (D) |  |  |  |  | Blythe | Check | Check |  | 1 |  | FALSE | Blythe | Check | [12 empty] | 0 | 0
GFID5752 | 2011-08-26 | 2011-08-26 | 2011-09-19 | Rule 21 | Rule 21 Export | Detailed Study | Inactive | Withdrawn | 2013-02-11 | Withdrawn (No Agrmt) | No |  |  | Photovoltaic(1.5) | 1.5 | Riverside | CA | 2012-12-31 |  | Blythe: Chanslor 33 kV Line | CHANSLOR 33KV | Blythe (WALC) 161/33 | Rurals Region | Chanslor | Blythe (WALC) 161/33 System | Blythe 33/33 (D) |  |  |  |  | Blythe | Check | Check |  | 1 |  | FALSE | Blythe | Check | [12 empty] | 0 | 0
GFID5753 | 2011-08-26 | 2011-08-26 | 2011-09-19 | Rule 21 | Rule 21 Export | Detailed Study | Inactive | Withdrawn | 2013-02-11 | Withdrawn (No Agrmt) | No |  |  | Photovoltaic(1.5) | 1.5 | Riverside | CA | 2012-12-31 |  | Blythe: Chanslor 33 kV Line | CHANSLOR 33KV | Blythe (WALC) 161/33 | Rurals Region | Chanslor | Blythe (WALC) 161/33 System | Blythe 33/33 (D) |  |  |  |  | Blythe | Check | Check |  | 1 |  | FALSE | Blythe | Check | [12 empty] | 0 | 0
GFID5754 | 2011-08-26 | 2011-08-26 | 2011-09-19 | Rule 21 | Rule 21 Export | Detailed Study | Inactive | Withdrawn | 2013-02-11 | Withdrawn (No Agrmt) | No |  |  | Photovoltaic(1.5) | 1.5 | Riverside | CA | 2012-12-31 |  | Blythe: Chanslor 33 kV Line | CHANSLOR 33KV | Blythe (WALC) 161/33 | Rurals Region | Chanslor | Blythe (WALC) 161/33 System | Blythe 33/33 (D) |  |  |  |  | Blythe | Check | Check |  | 1 |  | FALSE | Blythe | Check | [12 empty] | 0 | 0
GFID5755 | 2011-08-26 | 2011-08-26 | 2011-09-19 | Rule 21 | Rule 21 Export | Detailed Study | Inactive | Withdrawn | 2013-02-11 | Withdrawn (No Agrmt) | No |  |  | Photovoltaic(1.5) | 1.5 | Riverside | CA | 2012-12-31 |  | Blythe: Chanslor 33 kV Line | CHANSLOR 33KV | Blythe (WALC) 161/33 | Rurals Region | Chanslor | Blythe (WALC) 161/33 System | Blythe 33/33 (D) |  |  |  |  | Blythe | Check | Check |  | 1 |  | FALSE | Blythe | Check | [12 empty] | 0 | 0
GFID5756 | 2011-08-26 | 2011-08-26 | 2011-09-07 | Rule 21 | Rule 21 Export | Detailed Study | Inactive | Withdrawn | 2014-10-07 | Terminated | Yes | 2012-11-29 |  | Photovoltaic(1.5) | 1.5 | Riverside | CA | 2012-12-31 |  | DESERT CENTER 12KV | DESERT CENTER 12KV | Eagle Mountain 220/66 | Rurals Region | Desert Center | Eagle Mountain 220/220 System | Eagle Mountain 66/12 (D) |  |  |  |  | Eagle | Check | Check |  | 1 |  | FALSE | Eagle | Check | [12 empty] | 0 | 0
GFID5757 | 2011-08-26 | 2011-08-26 | 2011-09-07 | Rule 21 | Rule 21 Export | Detailed Study | Inactive | IA Terminated |  | Terminated | Yes | 2012-11-09 | 2014-10-07 | Photovoltaic(1.5) | 1.5 | Riverside | CA | 2012-12-31 |  | DESERT CENTER 12KV | DESERT CENTER 12KV | Eagle Mountain 220/66 | Rurals Region | Desert Center | Eagle Mountain 220/220 System | Eagle Mountain 66/12 (D) |  |  |  |  | Eagle | Check | Check |  | 1 |  | FALSE | Eagle | Check | [12 empty] | 0 | 0
GFID5758 | 2011-08-26 | 2011-08-26 | 2011-09-07 | Rule 21 | Rule 21 Export | Detailed Study | Inactive | IA Terminated |  | Terminated | Yes | 2013-07-12 | 2014-10-07 | Photovoltaic(1.5) | 1.5 | Riverside | CA | 2012-12-31 | 2014-07-27 | DESERT CENTER 12KV | DESERT CENTER 12KV | Eagle Mountain 220/66 | Rurals Region | Desert Center | Eagle Mountain 220/220 System | Eagle Mountain 66/12 (D) |  |  |  |  | Eagle | Check | Check |  | 1 |  | FALSE | Eagle | Check | [12 empty] | 0 | 0
GFID5759 | 2011-08-29 | 2011-08-29 | 2011-09-14 | Rule 21 | Rule 21 Export | Fast Track | Inactive | Withdrawn | 2012-09-28 | Withdrawn (No Agrmt) | No |  |  | Photovoltaic(1.5) | 1.5 | Alameda | CA | 2012-12-31 | 2012-12-31 | Terra Bonita 12 kV out of Littlerock Sub | TIERRA BONITA 12KV | Antelope 220/66 | North Coast Region | Tierra Bonita | Antelope 220/66 System | Little Rock 66/12 (D) |  |  |  |  | Antelope | 230 |  |  | 1 |  | FALSE | Antelope | 230 | [12 empty] | 0 | 0
GFID5760 | 2011-08-29 | 2011-08-29 | 2011-09-14 | Rule 21 | Rule 21 Export | Fast Track | Inactive | Withdrawn | 2012-09-28 | Withdrawn (No Agrmt) | No |  |  | Photovoltaic(1.5) | 1.5 | Los Angeles | CA | 2012-12-31 | 2012-12-31 | Tierra Bonita 12kV | TIERRA BONITA 12KV | Antelope 220/66 | North Coast Region | Tierra Bonita | Antelope 220/66 System | Little Rock 66/12 (D) |  |  |  |  | Antelope | 230 |  |  | 1 |  | FALSE | Antelope | 230 | [12 empty] | 0 | 0
GFID5761 | 2011-08-29 | 2011-08-29 | 2011-10-06 | Rule 21 | Rule 21 Export | Fast Track | Inactive | Withdrawn | 2012-08-29 | Withdrawn (No Agrmt) | No |  |  | Photovoltaic(1.5) | 1.5 | Los Angeles | CA | 2012-12-31 | 2012-12-31 | Queensland 12 KV out of Lancaster Sub | ROOSEVELT 12KV | Antelope 220/66 | North Coast Region | Roosevelt | Antelope 220/66 System | Redman 66/12 (D) |  |  |  |  | Antelope | 230 |  |  | 1 |  | FALSE | Antelope | 230 | [12 empty] | 0 | 0
GFID5762 | 2011-09-16 | 2011-08-29 | 2011-08-29 | Rule 21 | Rule 21 Export | Fast Track | Inactive | Withdrawn | 2012-08-29 | Withdrawn (No Agrmt) | No |  |  | Photovoltaic(1.5) | 1.5 | Los Angeles | CA | 2012-12-31 |  | Queensland 12 kV line out of Lancaster Sub | ROOSEVELT 12KV | Antelope 220/66 | North Coast Region | Roosevelt | Antelope 220/66 System | Redman 66/12 (D) |  |  |  |  | Antelope | 230 |  |  | 1 |  | FALSE | Antelope | 230 | [12 empty] | 0 | 0
GFID5763 | 2011-08-29 | 2011-08-29 | 2011-09-13 | Rule 21 | Rule 21 Export | Fast Track | Inactive | Withdrawn | 2012-08-29 | Withdrawn (No Agrmt) | No |  |  | Photovoltaic(0.75) | 0.75 | Los Angeles | CA | 2012-12-31 |  | Lucerne 12kV | LUCERNE 12KV | Antelope 220/66 | North Coast Region | Lucerne | Antelope 220/66 System | Piute 66/12 (D) |  |  |  |  | Antelope | 230 |  |  | 1 |  | FALSE | Antelope | 230 | [12 empty] | 0 | 0
GFID5764 | 2011-08-29 | 2011-08-29 | 2011-09-13 | Rule 21 | Rule 21 Export | Fast Track | Inactive | Withdrawn | 2012-08-29 | Withdrawn (No Agrmt) | No |  |  | Photovoltaic(1.5) | 1.5 | Los Angeles | CA | 2012-12-31 |  | Lucerne 12kV | LUCERNE 12KV | Antelope 220/66 | North Coast Region | Lucerne | Antelope 220/66 System | Piute 66/12 (D) |  |  |  |  | Antelope | 230 |  |  | 1 |  | FALSE | Antelope | 230 | [12 empty] | 0 | 0
GFID5769 | 2011-09-06 | 2011-09-06 | 2011-10-05 | Rule 21 | Rule 21 Export | Detailed Study | Active - Post IA | In-Service |  | Executed - In Effect | Yes | 2013-07-30 |  | Photovoltaic(1.5) | 1.5 | Tulare | CA | 2012-08-01 | 2014-01-17 | LINDER 12KV | Linder 12kV | Rector 220/66 | San Joaquin Region | Linder | Rector 220/66 System | Laurel 66/12 (D) |  |  |  |  | Rector | 230 |  |  | 1 |  | FALSE | Rector | 230 | [12 empty] | 1 | 1
GFID5770 | 2011-09-06 | 2011-09-06 | 2011-10-05 | Rule 21 | Rule 21 Export | Detailed Study | Active - Post IA | In-Service |  | Executed - In Effect | Yes | 2013-07-30 |  | Photovoltaic(1.5) | 1.5 | Tulare | CA | 2012-08-01 | 2014-01-17 | LINDER 12KV % Laurel 66/12 KV | Linder 12kV | Rector 220/66 | San Joaquin Region | Linder | Rector 220/66 System | Laurel 66/12 (D) |  |  |  |  | Rector | 230 |  |  | 1 |  | FALSE | Rector | 230 | [12 empty] | 1 | 1
GFID5771 | 2011-09-06 | 2011-09-06 | 2011-09-30 | Rule 21 | Rule 21 Export | Detailed Study | Active - Post IA | In-Service |  | Executed - In Effect | Yes | 2013-03-11 |  | Photovoltaic(1.5) | 1.5 | Tulare | CA | 2012-08-01 | 2012-08-01 | CAIRNS 12KV | CAIRNS 12KV | Springville 220/66 | San Joaquin Region | Cairns | Springville 220/66 System | Lindsay 66/12 (D) |  |  |  |  | Springville | 230 |  |  | 1 |  | FALSE | Springville | 230 | [12 empty] | 1 | 1
GFID5772 | 2011-09-06 | 2011-09-06 | 2011-09-29 | Rule 21 | Rule 21 Export | Detailed Study | Active - Post IA | In-Service |  | Executed - In Effect | Yes | 2013-03-11 |  | Photovoltaic(1.5) | 1.5 | Tulare | CA | 2012-07-01 | 2012-07-01 | Zante 12kV | ZANTE 12KV | Springville 220/66 | San Joaquin Region | Zante | Springville 220/66 System | Strathmore 66/12 (D) |  |  |  |  | Springville | 230 |  |  | 1 |  | FALSE | Springville | 230 | [12 empty] | 1 | 1
GFID5773 | 2011-09-06 | 2011-09-06 | 2011-09-30 | Rule 21 | Rule 21 Export | Detailed Study | Active - Post IA | In-Service |  | Executed - In Effect | Yes | 2013-03-11 |  | Photovoltaic(1.5) | 1.5 | Tulare | CA | 2012-08-01 | 2012-08-01 | Virgil 12kV o/o Chatham 66/12 kV | Virgil 12kV o/o Chatham 66/12 kV | Rector 220/66 kV | San Joaquin Region | Mississippi | Rector 220/66 System | Riverway 66/12 (D) |  |  |  |  | Rector | 230 |  |  | 1 |  | FALSE | Rector | 230 | [12 empty] | 1 | 1
GFID5774 | 2011-10-17 | 2011-09-08 | 2011-09-08 | Rule 21 | Rule 21 Export | Detailed Study | Inactive | Withdrawn | 2013-02-22 | Withdrawn (No Agrmt) | No |  |  | Photovoltaic(1.5) | 1.5 | Riverside | CA | 2011-08-01 | 2012-08-01 | Dillon Rd & Worsley Rd Desert Hot Springs, CA 92240 | INVADER 12KV | Devers 220/115 | Desert Region | Invader | Devers 220/115 System | Devers 115/12 (D) |  |  |  |  | Devers | 230 |  |  | 1 |  | FALSE | Devers | 230 | [12 empty] | 0 | 0
GFID5775 | 2011-09-20 | 2011-09-20 | 2011-10-25 | Rule 21 | Rule 21 Export | Detailed Study | Inactive | Withdrawn | 2014-06-26 | Withdrawn (No Agrmt) | No |  |  | Photovoltaic(1.5) | 1.5 | San Bernardino | CA | 2012-03-30 | 2012-03-30 | GOBAR 33KV | GOBAR 33KV | Victor 220/115 | Rurals Region | Gobar | Victor 220/115 System | Cottonwood 115/33 (D) |  |  |  |  | Victor | 230 |  |  | 1 |  | FALSE | Victor | 230 | [12 empty] | 0 | 0
GFID5776 | 2011-09-20 | 2011-09-20 | 2011-10-25 | Rule 21 | Rule 21 Export | Detailed Study | Inactive | Withdrawn | 2014-06-26 | Withdrawn (No Agrmt) | No |  |  | Photovoltaic(1.5) | 1.5 | San Bernardino | CA | 2012-03-30 | 2012-03-30 | GOBAR 33KV | GOBAR 33KV | Victor 220/115 | Rurals Region | Gobar | Victor 220/115 System | Cottonwood 115/33 (D) |  |  |  |  | Victor | 230 |  |  | 1 |  | FALSE | Victor | 230 | [12 empty] | 0 | 0
GFID5777 | 2011-09-20 | 2011-09-20 | 2011-10-18 | Rule 21 | Rule 21 Export | Detailed Study | Inactive | IA Terminated |  | Terminated | Yes | 2014-04-02 | 2016-01-05 | Photovoltaic(1.5) | 1.5 | San Bernardino | CA | 2012-03-30 | 2015-01-16 | LANDERS 25KV | LANDERS 25KV | Devers 220/115 | Desert Region | Landers | Devers 220/115 System | Nugget 33/25 (D) |  |  |  |  | Devers | 230 |  |  | 1 |  | FALSE | Devers | 230 | [12 empty] | 0 | 0
GFID5778 | 2011-09-20 | 2011-09-20 | 2011-10-18 | Rule 21 | Rule 21 Export | Detailed Study | Inactive | Withdrawn | 2013-11-04 | Withdrawn (No Agrmt) | No |  |  | Photovoltaic(1.5) | 1.5 | San Bernardino | CA | 2012-03-30 | 2012-03-30 | LANDERS 25KV | LANDERS 25KV | Devers 220/115 | Desert Region | Landers | Devers 220/115 System | Nugget 33/25 (D) |  |  |  |  | Devers | 230 |  |  | 1 |  | FALSE | Devers | 230 | [12 empty] | 0 | 0
GFID5779 | 2011-09-20 | 2011-09-20 | 2011-10-13 | Rule 21 | Rule 21 Export | Detailed Study | Inactive | Withdrawn | 2012-09-07 | Withdrawn (No Agrmt) | No |  |  | Photovoltaic(1.5) | 1.5 | San Bernardino | CA | 2012-03-30 | 2012-03-30 | Sunfair 25kV | SUNFAIR 25KV | Devers 220/115 | Desert Region | Sunfair | Devers 220/115 System | Hi Desert 33/25 (D) |  |  |  |  | Devers | 230 |  |  | 1 |  | FALSE | Devers | 230 | [12 empty] | 0 | 0
GFID5780 | 2011-09-20 | 2011-09-20 | 2011-10-13 | Rule 21 | Rule 21 Export | Detailed Study | Inactive | Withdrawn | 2012-09-07 | Withdrawn (No Agrmt) | No |  |  | Photovoltaic(1.5) | 1.5 | San Bernardino | CA | 2012-03-30 | 2012-03-30 | Sunfair 25kV | SUNFAIR 25KV | Devers 220/115 | Desert Region | Sunfair | Devers 220/115 System | Hi Desert 33/25 (D) |  |  |  |  | Devers | 230 |  |  | 1 |  | FALSE | Devers | 230 | [12 empty] | 0 | 0
GFID5781 | 2011-09-20 | 2011-09-20 | 2011-10-18 | Rule 21 | Rule 21 Export | Detailed Study | Inactive | Withdrawn | 2012-09-07 | Withdrawn (No Agrmt) | No |  |  | Photovoltaic(1.5) | 1.5 | San Bernardino | CA | 2012-03-30 | 2012-03-30 | Landers 25kV out of Nugget Substation | LANDERS 25KV | Devers 220/115 | Desert Region | Landers | Devers 220/115 System | Nugget 33/25 (D) |  |  |  |  | Devers | 230 |  |  | 1 |  | FALSE | Devers | 230 | [12 empty] | 0 | 0
GFID5782 | 2011-09-20 | 2011-09-20 | 2011-10-25 | Rule 21 | Rule 21 Export | Detailed Study | Inactive | Withdrawn | 2012-09-07 | Withdrawn (No Agrmt) | No |  |  | Photovoltaic(1.5) | 1.5 | San Bernardino | CA | 2012-03-30 | 2012-03-30 | Melody 25kV out of Hi Desert Substation | MELODY 25KV | Devers 220/115 | Desert Region | Melody | Devers 220/115 System | Hi Desert 33/25 (D) |  |  |  |  | Devers | 230 |  |  | 1 |  | FALSE | Devers | 230 | [12 empty] | 0 | 0
GFID5783 | 2011-09-20 | 2011-09-20 | 2011-10-25 | Rule 21 | Rule 21 Export | Detailed Study | Inactive | Withdrawn | 2012-09-07 | Withdrawn (No Agrmt) | No |  |  | Photovoltaic(1.5) | 1.5 | San Bernardino | CA | 2012-03-30 | 2012-03-30 | Utah 12kV out of Twenty-nine Palms Substation | MELODY 25KV | Devers 220/115 | Desert Region | Melody | Devers 220/115 System | Hi Desert 33/25 (D) |  |  |  |  | Devers | 230 |  |  | 1 |  | FALSE | Devers | 230 | [12 empty] | 0 | 0
GFID5784 | 2011-09-20 | 2011-09-20 | 2011-10-25 | Rule 21 | Rule 21 Export | Detailed Study | Inactive | Withdrawn | 2014-06-26 | Withdrawn (No Agrmt) | No |  |  | Photovoltaic(1.5) | 1.5 | San Bernardino | CA | 2012-03-30 | 2012-03-30 | GOBAR 33KV | GOBAR 33KV | Victor 220/115 | Rurals Region | Gobar | Victor 220/115 System | Cottonwood 115/33 (D) |  |  |  |  | Victor | 230 |  |  | 1 |  | FALSE | Victor | 230 | [12 empty] | 0 | 0
GFID5785 | 2011-09-20 | 2011-09-20 | 2011-10-18 | Rule 21 | Rule 21 Export | Detailed Study | Inactive | Withdrawn | 2013-11-04 | Withdrawn (No Agrmt) | No |  |  | Photovoltaic(1.5) | 1.5 | San Bernardino | CA | 2012-03-30 | 2012-03-30 | LANDERS 25KV | LANDERS 25KV | Devers 220/115 | Desert Region | Landers | Devers 220/115 System | Nugget 33/25 (D) |  |  |  |  | Devers | 230 |  |  | 1 |  | FALSE | Devers | 230 | [12 empty] | 0 | 0
GFID5786 | 2011-09-20 | 2011-09-20 | 2011-10-13 | Rule 21 | Rule 21 Export | Detailed Study | Inactive | Withdrawn | 2012-09-07 | Withdrawn (No Agrmt) | No |  |  | Photovoltaic(1.5) | 1.5 | San Bernardino | CA | 2012-03-30 | 2012-03-30 | Sunfair 25kV | SUNFAIR 25KV | Devers 220/115 | Desert Region | Sunfair | Devers 220/115 System | Hi Desert 33/25 (D) |  |  |  |  | Devers | 230 |  |  | 1 |  | FALSE | Devers | 230 | [12 empty] | 0 | 0
GFID5787 | 2011-09-20 | 2011-09-20 | 2011-10-28 | Rule 21 | Rule 21 Export | Detailed Study | Inactive | Withdrawn | 2014-06-26 | Withdrawn (No Agrmt) | No |  |  | Photovoltaic(1.5) | 1.5 | San Bernardino | CA | 2012-03-30 | 2012-03-30 | GOBAR 33KV | GOBAR 33KV | Victor 220/115 | Rurals Region | Gobar | Victor 220/115 System | Cottonwood 115/33 (D) |  |  |  |  | Victor | 230 |  |  | 1 |  | FALSE | Victor | 230 | [12 empty] | 0 | 0
GFID5788 | 2011-09-20 | 2011-09-20 | 2011-10-13 | Rule 21 | Rule 21 Export | Detailed Study | Inactive | Withdrawn | 2012-09-06 | Withdrawn (No Agrmt) | No |  |  | Photovoltaic(1.5) | 1.5 | San Bernardino | CA | 2012-03-30 | 2012-03-30 | Sunfair 25kV | SUNFAIR 25KV | Devers 220/115 | Desert Region | Sunfair | Devers 220/115 System | Hi Desert 33/25 (D) |  |  |  |  | Devers | 230 |  |  | 1 |  | FALSE | Devers | 230 | [12 empty] | 0 | 0
GFID5789 | 2011-09-20 | 2011-09-20 | 2011-10-13 | Rule 21 | Rule 21 Export | Detailed Study | Inactive | Withdrawn | 2012-09-06 | Withdrawn (No Agrmt) | No |  |  | Photovoltaic(1.5) | 1.5 | San Bernardino | CA | 2012-03-30 | 2012-03-30 | Hi Desert 25: SUNFAIR 25 kV line | SUNFAIR 25KV | Devers 220/115 | Desert Region | Sunfair | Devers 220/115 System | Hi Desert 33/25 (D) |  |  |  |  | Devers | 230 |  |  | 1 |  | FALSE | Devers | 230 | [12 empty] | 0 | 0
GFID5790 | 2011-09-20 | 2011-09-20 | 2011-10-18 | Rule 21 | Rule 21 Export | Detailed Study | Inactive | Withdrawn | 2012-09-06 | Withdrawn (No Agrmt) | No |  |  | Photovoltaic(1.5) | 1.5 | San Bernardino | CA | 2012-03-30 | 2012-03-30 | Landers 25 kV circuit out of the Nuggest Substation | LANDERS 25KV | Devers 220/115 | Desert Region | Landers | Devers 220/115 System | Nugget 33/25 (D) |  |  |  |  | Devers | 230 |  |  | 1 |  | FALSE | Devers | 230 | [12 empty] | 0 | 0
GFID5829 | 2011-10-14 | 2011-10-14 | 2011-11-08 | Rule 21 | Rule 21 Export | Detailed Study | Active - Post IA | In-Service (Conditional PTO) |  | Executed - In Effect | Yes | 2013-10-25 |  | Photovoltaic(1.5) | 1.5 | Riverside | CA | 2012-12-31 | 2012-12-31 | DATE 12KV | DATE 12KV | Blythe (WALC) 161/33 | Rurals Region | Date | Blythe (WALC) 161/33 System | Olive Lake 33/12 (D) |  |  |  |  | Blythe | Check | Check | Blythe161 | 1 |  | FALSE | Blythe | 161 | [12 empty] | 0 | 1
GFID5830 | 2011-10-14 | 2011-10-14 | 2011-11-08 | Rule 21 | Rule 21 Export | Fast Track | Inactive | Withdrawn | 2012-09-29 | Withdrawn (No Agrmt) | No |  |  | Photovoltaic(1.5) | 1.5 | Los Angeles | CA |  |  | Kingtree 12 kV out of Lancaster Sub | KINGTREE 12KV | Antelope 220/66 | North Coast Region | Kingtree | Antelope 220/66 System | Lancaster 66/12 (D) |  |  |  |  | Antelope | 230 |  |  | 1 |  | FALSE | Antelope | 230 | [12 empty] | 0 | 0
GFID5799 | 2011-09-12 | 2011-09-12 | 2011-10-20 | Rule 21 | Rule 21 Export | Detailed Study | Active - Post IA | In-Service |  | Executed - In Effect | Yes | 2013-03-11 |  | Photovoltaic(1.5) | 1.5 | Tulare | CA | 2012-09-01 | 2012-09-01 | CAIRNS 12KV | CAIRNS 12KV | Springville 220/66 | San Joaquin Region | McDermont | Springville 220/66 System | Lindsay 66/12 (D) |  |  |  |  | Springville | 230 |  |  | 1 |  | FALSE | Springville | 230 | [12 empty] | 1 | 1
GFID5800 | 2011-09-12 | 2011-09-12 | 2011-10-20 | Rule 21 | Rule 21 Export | Detailed Study | Active - Post IA | In-Service |  | Executed - In Effect | Yes | 2013-03-11 |  | Photovoltaic(1) | 1 | Tulare | CA | 2012-09-01 | 2012-09-01 | CAIRNS 12KV | CAIRNS 12KV | Springville 220/66 | San Joaquin Region | McDermont | Springville 220/66 System | Lindsay 66/12 (D) |  |  |  |  | Springville | 230 |  |  | 1 |  | FALSE | Springville | 230 | [12 empty] | 1 | 1
GFID5801 | 2011-09-15 | 2011-09-15 | 2011-10-24 | Rule 21 | Rule 21 Export | Fast Track | Inactive | Withdrawn | 2012-10-29 | Withdrawn (No Agrmt) | No |  |  | Photovoltaic(1.5) | 1.5 | San Bernardino | CA | 2013-03-30 | 2013-03-30 | Fort Irwin Barstow CA | ABRAMS 33KV | Kramer 220/115 | Rurals Region | Abrams | Kramer 220/115 System | Tiefort 115/33 (C) |  |  |  |  | Kramer | 230 |  |  | 1 |  | FALSE | Kramer | 230 | [12 empty] | 0 | 0
GFID5802 | 2011-09-15 | 2011-09-15 | 2011-10-05 | Rule 21 | Rule 21 Export | Detailed Study | Inactive | Withdrawn | 2012-10-20 | Withdrawn (No Agrmt) | No |  |  | Photovoltaic(1.5) | 1.5 | Tulare | CA | 2012-09-01 | 2012-09-01 | Twin Butte 12kV | TWIN BUTTE 12KV | Rector 220/66 | San Joaquin Region | Twin Butte | Rector 220/66 System | Venice Hill 66/12 (D) |  |  |  |  | Rector | 230 |  |  | 1 |  | FALSE | Rector | 230 | [12 empty] | 0 | 0
GFID5803 | 2011-09-15 | 2011-09-15 | 2011-10-05 | Rule 21 | Rule 21 Export | Detailed Study | Inactive | Withdrawn | 2012-10-20 | Withdrawn (No Agrmt) | No |  |  | Photovoltaic(1.5) | 1.5 | Tulare | CA | 2012-09-01 | 2012-09-01 | Twin Butte 12kV | TWIN BUTTE 12KV | Rector 220/66 | San Joaquin Region | Twin Butte | Rector 220/66 System | Venice Hill 66/12 (D) |  |  |  |  | Rector | 230 |  |  | 1 |  | FALSE | Rector | 230 | [12 empty] | 0 | 0
GFID5804 | 2011-09-15 | 2011-09-15 | 2011-10-05 | Rule 21 | Rule 21 Export | Detailed Study | Inactive | Withdrawn | 2012-10-20 | Withdrawn (No Agrmt) | No |  |  | Photovoltaic(1.5) | 1.5 | Tulare | CA | 2012-09-01 | 2012-09-01 | Twin Butte 12kV | TWIN BUTTE 12KV | Rector 220/66 | San Joaquin Region | Twin Butte | Rector 220/66 System | Venice Hill 66/12 (D) |  |  |  |  | Rector | 230 |  |  | 1 |  | FALSE | Rector | 230 | [12 empty] | 0 | 0
GFID5805 | 2011-09-15 | 2011-09-15 | 2011-10-05 | Rule 21 | Rule 21 Export | Detailed Study | Inactive | Withdrawn | 2012-10-20 | Withdrawn (No Agrmt) | No |  |  | Photovoltaic(1.5) | 1.5 | Tulare | CA | 2012-09-01 | 2012-09-01 | Twin Butte 12kV | TWIN BUTTE 12KV | Rector 220/66 | San Joaquin Region | Twin Butte | Rector 220/66 System | Venice Hill 66/12 (D) |  |  |  |  | Rector | 230 |  |  | 1 |  | FALSE | Rector | 230 | [12 empty] | 0 | 0
GFID5766 | 2011-09-19 | 2011-09-19 | 2011-10-05 | Rule 21 | Rule 21 Export | Fast Track | Inactive | Withdrawn | 2012-11-19 | Withdrawn (No Agrmt) | No |  |  | Photovoltaic(1.5) | 1.5 | Kern | CA | 2012-07-01 |  | TOMAHAWK 12KV | TOMAHAWK 12KV | Windhub 220/66 | North Coast Region | Tomahawk | Windhub 220/66 System | Monolith 66/12 (D) |  |  |  |  | Windhub | 230 |  |  | 1 |  | FALSE | Windhub | 230 | [12 empty] | 0 | 0
GFID5791 | 2011-09-20 | 2011-09-20 | 2011-10-13 | Rule 21 | Rule 21 Export | Detailed Study | Inactive | Withdrawn | 2012-09-06 | Withdrawn (No Agrmt) | No |  |  | Photovoltaic(1.5) | 1.5 | San Bernardino | CA | 2012-03-30 | 2012-03-30 | Sunfair 25kV | SUNFAIR 25KV | Devers 220/115 | Desert Region | Sunfair | Devers 220/115 System | Hi Desert 33/25 (D) |  |  |  |  | Devers | 230 |  |  | 1 |  | FALSE | Devers | 230 | [12 empty] | 0 | 0
GFID5792 | 2011-09-20 | 2011-09-20 | 2011-10-13 | Rule 21 | Rule 21 Export | Detailed Study | Inactive | Withdrawn | 2012-09-06 | Withdrawn (No Agrmt) | No |  |  | Photovoltaic(1.5) | 1.5 | San Bernardino | CA | 2012-03-30 | 2012-03-30 | Hi Desert 25: SUNFAIR 25 kV line | SUNFAIR 25KV | Devers 220/115 | Desert Region | Sunfair | Devers 220/115 System | Hi Desert 33/25 (D) |  |  |  |  | Devers | 230 |  |  | 1 |  | FALSE | Devers | 230 | [12 empty] | 0 | 0
GFID5793 | 2011-09-20 | 2011-09-20 | 2011-10-25 | Rule 21 | Rule 21 Export | Detailed Study | Inactive | Withdrawn | 2012-09-06 | Withdrawn (No Agrmt) | No |  |  | Photovoltaic(1.5) | 1.5 | San Bernardino | CA | 2012-03-30 | 2012-03-30 | Melody 25kV | MELODY 25KV | Devers 220/115 | Desert Region | Melody | Devers 220/115 System | Hi Desert 33/25 (D) |  |  |  |  | Devers | 230 |  |  | 1 |  | FALSE | Devers | 230 | [12 empty] | 0 | 0
GFID5798 | 2011-09-20 | 2011-09-20 | 2011-10-25 | Rule 21 | Rule 21 Export | Detailed Study | Inactive | Withdrawn | 2012-09-06 | Withdrawn (No Agrmt) | No |  |  | Photovoltaic(1.5) | 1.5 | San Bernardino | CA | 2012-03-30 | 2012-03-30 | Melody 25kV | MELODY 25KV | Devers 220/115 | Desert Region | Melody | Devers 220/115 System | Hi Desert 33/25 (D) |  |  |  |  | Devers | 230 |  |  | 1 |  | FALSE | Devers | 230 | [12 empty] | 0 | 0
GFID5797 | 2011-09-20 | 2011-09-20 | 2011-10-25 | Rule 21 | Rule 21 Export | Detailed Study | Inactive | Withdrawn | 2012-09-06 | Withdrawn (No Agrmt) | No |  |  | Photovoltaic(1.5) | 1.5 | San Bernardino | CA | 2012-03-30 | 2012-03-30 | Melody 25kV | MELODY 25KV | Devers 220/115 | Desert Region | Melody | Devers 220/115 System | Hi Desert 33/25 (D) |  |  |  |  | Devers | 230 |  |  | 1 |  | FALSE | Devers | 230 | [12 empty] | 0 | 0
GFID5796 | 2011-09-20 | 2011-09-20 | 2011-10-25 | Rule 21 | Rule 21 Export | Detailed Study | Inactive | Withdrawn | 2012-10-01 | Withdrawn (No Agrmt) | No |  |  | Photovoltaic(1.5) | 1.5 | San Bernardino | CA | 2012-03-30 | 2012-03-30 | Twentynine Palms: UTAH 12 kV line | UTAH 12KV | Devers 220/115 | Desert Region | Utah | Devers 220/115 System | Twentynine Palms 33/12 (D) |  |  |  |  | Devers | 230 |  |  | 1 |  | FALSE | Devers | 230 | [12 empty] | 0 | 0
GFID5795 | 2011-09-20 | 2011-09-20 | 2011-10-25 | Rule 21 | Rule 21 Export | Detailed Study | Inactive | Withdrawn | 2012-09-06 | Withdrawn (No Agrmt) | No |  |  | Photovoltaic(1.5) | 1.5 | San Bernardino | CA | 2012-03-30 | 2012-03-30 | Melody 25kV | MELODY 25KV | Devers 220/115 | Desert Region | Melody | Devers 220/115 System | Hi Desert 33/25 (D) |  |  |  |  | Devers | 230 |  |  | 1 |  | FALSE | Devers | 230 | [12 empty] | 0 | 0
GFID5794 | 2011-09-20 | 2011-09-20 | 2011-10-18 | Rule 21 | Rule 21 Export | Detailed Study | Inactive | Withdrawn | 2012-09-06 | Withdrawn (No Agrmt) | No |  |  | Photovoltaic(1.5) | 1.5 | San Bernardino | CA | 2012-03-30 | 2012-03-30 | Landers 25 kV circuit out of the Nugget Substation | LANDERS 25KV | Devers 220/115 | Desert Region | Landers | Devers 220/115 System | Nugget 33/25 (D) |  |  |  |  | Devers | 230 |  |  | 1 |  | FALSE | Devers | 230 | [12 empty] | 0 | 0
GFID5767 | 2011-09-19 | 2011-09-19 | 2011-10-05 | Rule 21 | Rule 21 Export | Fast Track | Inactive | Withdrawn | 2012-11-19 | Withdrawn (No Agrmt) | No |  |  | Photovoltaic(1.5) | 1.5 | Kern | CA | 2012-07-01 |  | TOMAHAWK 12KV | TOMAHAWK 12KV | Windhub 220/66 | North Coast Region | Tomahawk | Windhub 220/66 System | Monolith 66/12 (D) |  |  |  |  | Windhub | 230 |  |  | 1 |  | FALSE | Windhub | 230 | [12 empty] | 0 | 0
GFID5768 | 2011-09-19 | 2011-09-19 | 2011-10-05 | Rule 21 | Rule 21 Export | Fast Track | Inactive | Withdrawn | 2012-11-19 | Withdrawn (No Agrmt) | No |  |  | Photovoltaic(1.5) | 1.5 | Kern | CA | 2012-07-02 |  | TOMAHAWK 12KV | TOMAHAWK 12KV | Windhub 220/66 | North Coast Region | Tomahawk | Windhub 220/66 System | Monolith 66/12 (D) |  |  |  |  | Windhub | 230 |  |  | 1 |  | FALSE | Windhub | 230 | [12 empty] | 0 | 0
GFID5765 | 2011-09-19 | 2011-09-19 | 2011-10-05 | Rule 21 | Rule 21 Export | Fast Track | Inactive | Withdrawn | 2012-11-19 | Withdrawn (No Agrmt) | No |  |  | Photovoltaic(1.5) | 1.5 | Kern | CA | 2012-07-01 |  | TOMAHAWK 12KV | TOMAHAWK 12KV | Windhub 220/66 | North Coast Region | Tomahawk | Windhub 220/66 System | Monolith 66/12 (D) |  |  |  |  | Windhub | 230 |  |  | 1 |  | FALSE | Windhub | 230 | [12 empty] | 0 | 0
GFID5806 | 2011-09-21 | 2011-09-21 | 2011-11-28 | Rule 21 | Rule 21 Export | Detailed Study | Active - Post IA | In-Service |  | Executed - In Effect | Yes | 2013-07-30 |  | Photovoltaic(1.5) | 1.5 | Tulare | CA | 2012-10-01 | 2014-01-17 | GEE BEE 12KV | Gee Bee 12kV | Rector 220/66 | San Joaquin Region | Gee Bee | Rector 220/66 System | Hanford 66/12 (D) |  |  |  |  | Rector | 230 |  |  | 1 |  | FALSE | Rector | 230 | [12 empty] | 1 | 1
GFID5807 | 2011-09-21 | 2011-09-21 | 2011-11-28 | Rule 21 | Rule 21 Export | Detailed Study | Active - Post IA | In-Service |  | Executed - In Effect | Yes | 2013-07-30 |  | Photovoltaic(1.5) | 1.5 | Tulare | CA | 2012-10-01 | 2014-01-17 | GEE BEE 12KV | Gee Bee 12kV | Rector 220/66 | San Joaquin Region | Gee Bee | Rector 220/66 System | Hanford 66/12 (D) |  |  |  |  | Rector | 230 |  |  | 1 |  | FALSE | Rector | 230 | [12 empty] | 1 | 1
GFID5808 | 2011-09-28 | 2011-09-28 | 2011-10-20 | Rule 21 | Rule 21 Export | Detailed Study | Inactive | Withdrawn | 2013-01-07 | Withdrawn (No Agrmt) | No |  |  | Photovoltaic(1.5) | 1.5 | San Bernardino | CA | 2014-01-01 | 2014-01-01 | Cushenbury 33kV | CUSHENBURY 33KV | Victor 220/115 | Rurals Region | Cushenbury | Victor 220/115 System | Cottonwood 115/33 (D) |  |  |  |  | Victor | 230 |  |  | 1 |  | FALSE | Victor | 230 | [12 empty] | 0 | 0
GFID5809 | 2011-09-29 | 2011-09-29 | 2011-10-14 | Rule 21 | Rule 21 Export | Detailed Study | Inactive | Withdrawn | 2012-04-10 | Withdrawn (No Agrmt) | No |  |  | Photovoltaic(1.5) | 1.5 | San Bernardino | CA | 2013-01-01 | 2013-01-01 | Allegra 12kV | ALLEGRA 12KV | Devers 220/115 | Desert Region | Allegra | Devers 220/115 System | Carodean 115/12 (D) |  |  |  |  | Devers | 230 |  |  | 1 |  | FALSE | Devers | 230 | [12 empty] | 0 | 0
GFID5815 | 2011-10-05 | 2011-10-05 | 2011-10-27 | Rule 21 | Rule 21 Export | Fast Track | Inactive | Withdrawn | 2012-11-15 | Withdrawn (No Agrmt) | No |  |  | Photovoltaic(1.5) | 1.5 | San Bernardino | CA | 2012-05-01 | 2012-05-01 | Kentworth 12kV circuit out of Roadway substation | KENWORTH 12KV | Victor 220/115 | Rurals Region | Kenworth | Victor 220/115 System | Roadway 115/12 (D) |  |  |  |  | Victor | 230 |  |  | 1 |  | FALSE | Victor | 230 | [12 empty] | 0 | 0
GFID5816 | 2011-10-04 | 2011-10-04 | 2011-10-14 | Rule 21 | Rule 21 Export | Fast Track | Active - Post IA | In-Service |  | Executed - In Effect | Yes | 2012-07-11 |  | Photovoltaic(1.5) | 1.5 | Los Angeles | CA | 2012-12-01 | 2014-01-26 | Han Solo 12 kV o/o Shuttle 66/12 kV | Han Solo 12 kV o/o Shuttle 66/12 kV | Antelope 220/66 | North Coast Region | Han Solo | Antelope 220/66 System | Shuttle 66/12 (D) |  |  |  |  | Antelope | 230 |  |  | 1 |  | FALSE | Antelope | 230 | [12 empty] | 1 | 1
GFID5817 | 2011-10-04 | 2011-10-04 | 2011-10-14 | Rule 21 | Rule 21 Export | Fast Track | Active - Post IA | In-Service |  | Executed - In Effect | Yes | 2012-07-11 |  | Photovoltaic(1.5) | 1.5 | Los Angeles | CA | 2012-12-01 | 2014-01-26 | Han Solo 12 kV o/o Shuttle 66/12 kV | Han Solo 12 kV o/o Shuttle 66/12 kV | Antelope 220/66 | North Coast Region | Han Solo | Antelope 220/66 System | Shuttle 66/12 (D) |  |  |  |  | Antelope | 230 |  |  | 1 |  | FALSE | Antelope | 230 | [12 empty] | 1 | 1
GFID5818 | 2011-10-04 | 2011-10-04 | 2011-10-14 | Rule 21 | Rule 21 Export | Fast Track | Active - Post IA | In-Service |  | Executed - In Effect | Yes | 2012-07-11 |  | Photovoltaic(1) | 1 | Los Angeles | CA | 2012-12-01 | 2014-01-26 | HAN SOLO 12KV | HAN SOLO 12KV | Antelope 220/66 | North Coast Region | Han Solo | Antelope 220/66 System | Shuttle 66/12 (D) |  |  |  |  | Antelope | 230 |  |  | 1 |  | FALSE | Antelope | 230 | [12 empty] | 1 | 1
GFID5819 | 2011-10-12 | 2011-10-12 | 2011-11-07 | Rule 21 | Rule 21 Export | Detailed Study | Active - Post IA | In-Service (Conditional PTO) |  | Executed - In Effect | Yes | 2013-09-16 |  | Photovoltaic(1.5) | 1.5 | San Bernardino | CA | 2013-02-01 | 2013-02-01 | PETERBILT 12KV | PETERBILT 12KV | Victor 220/115 | Rurals Region | Peterbilt | Victor 220/115 System | Roadway 115/12 (D) |  |  |  |  | Victor | 230 |  |  | 1 |  | FALSE | Victor | 230 | [12 empty] | 0 | 1
GFID5820 | 2011-10-12 | 2011-10-12 | 2011-11-07 | Rule 21 | Rule 21 Export | Detailed Study | Active - Post IA | In-Service |  | Executed - In Effect | Yes | 2013-09-16 |  | Photovoltaic(1.5) | 1.5 | San Bernardino | CA | 2013-02-01 | 2013-02-01 | PETERBILT 12KV | PETERBILT 12KV | Victor 220/115 | Rurals Region | Peterbilt | Victor 220/115 System | Roadway 115/12 (D) |  |  |  |  | Victor | 230 |  |  | 1 |  | FALSE | Victor | 230 | [12 empty] | 1 | 1
GFID5821 | 2011-10-12 | 2011-10-12 | 2011-11-07 | Rule 21 | Rule 21 Export | Detailed Study | Inactive | IA Terminated |  | Terminated | Yes | 2013-09-16 | 2014-03-12 | Photovoltaic(1.5) | 1.5 | San Bernardino | CA | 2013-02-01 | 2013-02-01 | BURNT MOUNTAIN 12KV | BURNT MOUNTAIN 12KV | Devers 220/115 | Desert Region | Burnt Mountain | Devers 220/115 System | Yucca 115/12 (D) |  |  |  |  | Devers | 230 |  |  | 1 |  | FALSE | Devers | 230 | [12 empty] | 0 | 0
GFID5822 | 2011-10-12 | 2011-10-12 | 2011-11-07 | Rule 21 | Rule 21 Export | Detailed Study | Inactive | IA Terminated |  | Terminated | Yes | 2014-03-12 | 2014-04-12 | Photovoltaic(1.5) | 1.5 | San Bernardino | CA | 2013-02-01 | 2013-02-01 | BURNT MOUNTAIN 12KV | BURNT MOUNTAIN 12KV | Devers 220/115 | Desert Region | Burnt Mountain | Devers 220/115 System | Yucca 115/12 (D) |  |  |  |  | Devers | 230 |  |  | 1 |  | FALSE | Devers | 230 | [12 empty] | 0 | 0
GFID5823 | 2011-10-12 | 2011-10-12 | 2011-11-07 | Rule 21 | Rule 21 Export | Detailed Study | Inactive | IA Terminated |  | Terminated | Yes | 2013-11-22 | 2014-08-07 | Photovoltaic(1.5) | 1.5 | San Bernardino | CA | 2013-02-01 | 2013-02-01 | BURNT MOUNTAIN 12KV | BURNT MOUNTAIN 12KV | Devers 220/115 | Desert Region | Burnt Mountain | Devers 220/115 System | Yucca 115/12 (D) |  |  |  |  | Devers | 230 |  |  | 1 |  | FALSE | Devers | 230 | [12 empty] | 0 | 0
GFID5824 | 2011-10-12 | 2011-10-12 | 2011-11-07 | Rule 21 | Rule 21 Export | Detailed Study | Inactive | IA Terminated |  | Terminated | Yes | 2013-08-30 | 2014-08-07 | Photovoltaic(1.5) | 1.5 | San Bernardino | CA | 2013-02-01 | 2013-02-01 | TUSSING 12KV | TUSSING 12KV | Victor 220/115 | Rurals Region | Tussing | Victor 220/115 System | Apple Valley 115/12 (D) |  |  |  |  | Victor | 230 |  |  | 1 |  | FALSE | Victor | 230 | [12 empty] | 0 | 0
GFID5825 | 2011-10-12 | 2011-10-12 | 2011-11-07 | Rule 21 | Rule 21 Export | Detailed Study | Inactive | IA Terminated |  | Terminated | Yes | 2013-08-30 | 2014-08-07 | Photovoltaic(1.5) | 1.5 | San Bernardino | CA | 2013-02-01 | 2013-02-01 | TUSSING 12KV | TUSSING 12KV | Victor 220/115 | Rurals Region | Tussing | Victor 220/115 System | Apple Valley 115/12 (D) |  |  |  |  | Victor | 230 |  |  | 1 |  | FALSE | Victor | 230 | [12 empty] | 0 | 0
GFID5828 | 2011-10-14 | 2011-10-14 | 2011-11-08 | Rule 21 | Rule 21 Export | Detailed Study | Active - Post IA | In-Service |  | Executed - In Effect | Yes | 2013-10-25 |  | Photovoltaic(1.5) | 1.5 | Riverside | CA | 2012-12-31 | 2012-12-31 | DATE 12KV | DATE 12KV | Blythe (WALC) 161/33 | Rurals Region | Date | Blythe (WALC) 161/33 System | Olive Lake 33/12 (D) |  |  |  |  | Blythe | Check | Check | Blythe161 | 1 |  | FALSE | Blythe | 161 | [12 empty] | 1 | 1
GFID5831 | 2011-10-18 | 2011-10-18 | 2011-11-02 | Rule 21 | Rule 21 Export | Detailed Study | Inactive | Withdrawn | 2014-03-17 | Withdrawn (No Agrmt) | No |  |  | Photovoltaic(1.5) | 1.5 | San Bernardino | CA | 2013-02-01 | 2013-02-01 | SHEEPHOLE 33KV | SHEEPHOLE 33KV | Devers 220/115 | Desert Region | Sheephole | Devers 220/115 System | Hi Desert 115/33 (D) |  |  |  |  | Devers | 230 |  |  | 1 |  | FALSE | Devers | 230 | [12 empty] | 0 | 0
GFID5850 | 2011-11-10 | 2011-11-10 | 2011-12-23 | Rule 21 | Rule 21 Export | Fast Track | Inactive | Withdrawn | 2012-11-29 | Withdrawn (No Agrmt) | No |  |  | Photovoltaic(0.966) | 0.966 | Los Angeles | CA | 2012-08-14 | 2012-08-14 | Talc 12kV | Talc 12kV | Eldorado 220/115 | Rurals Region | Talc | Kramer 220/115 System | Dunn Siding 115/12 (D) |  |  |  |  | Eldorado | 230 |  |  | 1 |  | FALSE | Eldorado | 230 | [12 empty] | 0 | 0
GFID7190 | 2011-11-09 | 2011-11-09 | 2012-07-19 | Rule 21 | Rule 21 Export | Detailed Study | Active - Post IA | In-Service |  | Executed - In Effect | Yes | 2014-07-26 |  | Combustion Turbine(10.16) | 5 | Tulare | CA |  | 2015-04-07 | Budd 12 kV Line | Budd 12kV % Pixley 66/12kV | Vestal 220kV bus | San Joaquin Region | Drake | Vestal 220/66 System | Pixley 66/12 (D) | Vestal | 230 |  |  | Vestal | Check | Check |  | 1 |  | FALSE | Vestal | 230 | [12 empty] | 1 | 1
GFID6007 | 2011-10-25 | 2011-10-25 | 2011-12-02 | Rule 21 | Rule 21 Export | Fast Track | Inactive | Withdrawn | 2012-01-05 | Withdrawn (No Agrmt) | No |  |  | Wind Turbine(0.45) | 0.45 | Kern | CA | 2012-05-01 |  | TEJON 12KV | TEJON 12KV | Bailey 220/66 | North Coast Region | Tejon | Antelope 220/66 System | Neenach 66/12 (D) |  |  |  |  | Bailey | 230 |  |  | 1 |  | FALSE | Bailey | 230 | [12 empty] | 0 | 0
GFID5834 | 2011-10-26 | 2011-10-26 | 2011-11-01 | Rule 21 | Rule 21 Export | Fast Track | Inactive | Withdrawn | 2012-10-29 | Withdrawn (No Agrmt) | No |  |  | Photovoltaic(1) | 1 | Los Angeles | CA | 2012-12-01 | 2012-12-01 | W Ave H/ 93Rd St W Lancaster CA 93535 | GFID 5834, 5835 - New Circuit 4 12KV | Antelope 220/66 | [8 empty] | Antelope | 230 |  |  | 1 |  | FALSE | Antelope | 230 | [12 empty] | 0 | 0
GFID5835 | 2011-10-26 | 2011-10-26 | 2011-11-01 | Rule 21 | Rule 21 Export | Fast Track | Inactive | Withdrawn | 2012-10-29 | Withdrawn (No Agrmt) | No |  |  | Photovoltaic(1) | 1 | Los Angeles | CA | 2012-12-01 | 2012-12-01 | W Ave H/ 93Rd St W Lancaster CA 93535 | GFID 5834, 5835 - New Circuit 4 12KV | Antelope 220/66 | [8 empty] | Antelope | 230 |  |  | 1 |  | FALSE | Antelope | 230 | [12 empty] | 0 | 0
GFID5839 | 2011-10-26 | 2011-10-26 | 2011-12-13 | Rule 21 | Rule 21 Export | Fast Track | Inactive | Withdrawn | 2012-11-19 | Withdrawn (No Agrmt) | No |  |  | Photovoltaic(1.5) | 1.5 | Los Angeles | CA | 2013-02-01 | 2013-02-01 | W Ave K & 85 st W Lancaster, CA 93535 | PRONGHORN 12KV | Antelope 220/66 | North Coast Region | Pronghorn | Antelope 220/66 System | Del Sur 66/12 (D) |  |  |  |  | Antelope | 230 |  |  | 1 |  | FALSE | Antelope | 230 | [12 empty] | 0 | 0
GFID5838 | 2011-10-26 | 2011-10-26 | 2011-12-05 | Rule 21 | Rule 21 Export | Fast Track | Inactive | Withdrawn | 2012-11-19 | Withdrawn (No Agrmt) | No |  |  | Photovoltaic(1.5) | 1.5 | Los Angeles | CA | 2012-12-01 | 2012-12-01 | W Ave K & 85 st W Lancaster, CA 93535 | PRONGHORN 12KV | Antelope 220/66 | North Coast Region | Pronghorn | Antelope 220/66 System | Del Sur 66/12 (D) |  |  |  |  | Antelope | 230 |  |  | 1 |  | FALSE | Antelope | 230 | [12 empty] | 0 | 0
GFID5837 | 2011-10-26 | 2011-10-26 | 2011-12-05 | Rule 21 | Rule 21 Export | Fast Track | Inactive | Withdrawn | 2012-11-19 | Withdrawn (No Agrmt) | No |  |  | Photovoltaic(1.5) | 1.5 | Los Angeles | CA | 2012-12-01 | 2012-12-01 | W Ave K & 85 st W Lancaster, CA 93535 | PRONGHORN 12KV | Antelope 220/66 | North Coast Region | Pronghorn | Antelope 220/66 System | Del Sur 66/12 (D) |  |  |  |  | Antelope | 230 |  |  | 1 |  | FALSE | Antelope | 230 | [12 empty] | 0 | 0
GFID5836 | 2011-10-26 | 2011-10-26 | 2011-12-05 | Rule 21 | Rule 21 Export | Fast Track | Inactive | Withdrawn | 2012-11-19 | Withdrawn (No Agrmt) | No |  |  | Photovoltaic(1.5) | 1.5 | Los Angeles | CA | 2012-12-01 | 2012-12-01 | W Ave K. & 80th St. W Lancaster, CA | PRONGHORN 12KV | Antelope 220/66 | North Coast Region | Pronghorn | Antelope 220/66 System | Del Sur 66/12 (D) |  |  |  |  | Antelope | 230 |  |  | 1 |  | FALSE | Antelope | 230 | [12 empty] | 0 | 0
GFID5845 | 2011-11-10 | 2011-11-10 | 2011-11-28 | Rule 21 | Rule 21 Export | Fast Track | Inactive | Withdrawn | 2013-01-08 | Withdrawn (No Agrmt) | No |  |  | Photovoltaic(1.5) | 1.5 | San Bernardino | CA | 2013-02-01 | 2013-02-01 | APN# 0357-303-16 & 17 Hesperia CA 92344 | TUNNEL 12KV | Victor 220/115 | Rurals Region | Tunnel | Victor 220/115 System | Aqueduct 115/12 (D) |  |  |  |  | Victor | 230 |  |  | 1 |  | FALSE | Victor | 230 | [12 empty] | 0 | 0
GFID5846 | 2011-11-10 | 2011-11-10 | 2011-11-28 | Rule 21 | Rule 21 Export | Fast Track | Inactive | Withdrawn | 2013-01-08 | Withdrawn (No Agrmt) | No |  |  | Photovoltaic(1.5) | 1.5 | San Bernardino | CA | 2013-02-01 | 2013-02-01 | APN# 0357-303-16 & 17 Hesperia CA 92344 | TUNNEL 12KV | Victor 220/115 | Rurals Region | Tunnel | Victor 220/115 System | Aqueduct 115/12 (D) |  |  |  |  | Victor | 230 |  |  | 1 |  | FALSE | Victor | 230 | [12 empty] | 0 | 0
GFID5847 | 2011-11-10 | 2011-11-10 | 2011-12-23 | Rule 21 | Rule 21 Export | Fast Track | Inactive | Withdrawn | 2012-11-29 | Withdrawn (No Agrmt) | No |  |  | Photovoltaic(0.966) | 0.966 | San Bernardino | CA | 2012-08-14 | 2012-08-14 | Bragdon 12kV | BRAGDON 12KV | Kramer 220/115 | Rurals Region | Bragdon | Kramer 220/115 System | Harvard 33/12 (D) |  |  |  |  | Kramer | 230 |  |  | 1 |  | FALSE | Kramer | 230 | [12 empty] | 0 | 0
GFID5848 | 2011-11-10 | 2011-11-10 | 2011-12-23 | Rule 21 | Rule 21 Export | Detailed Study | Inactive | Withdrawn | 2012-11-29 | Withdrawn (No Agrmt) | No |  |  | Photovoltaic(0.966) | 0.966 | San Bernardino | CA | 2012-08-14 | 2012-08-14 | Granny Smith 12kV | GRANNY SMITH 12KV | El Casco 220/115 | Desert Region | Granny Smith | El Casco 220/115 System | El Casco 115/12 (D) |  |  |  |  | El | Check | Check |  | 1 |  | FALSE | El | Check | [12 empty] | 0 | 0
GFID5849 | 2011-11-10 | 2011-11-10 | 2012-01-04 | Rule 21 | Rule 21 Export | Fast Track | Inactive | Withdrawn | 2012-11-29 | Withdrawn (No Agrmt) | No |  |  | Photovoltaic(0.75) | 0.75 | Riverside | CA | 2012-08-14 | 2012-08-14 | Maxim 12kV | MAXIM 12KV | Devers 220/115 | Desert Region | Maxim | Devers 220/115 System | Coffee 33/12 (D) |  |  |  |  | Devers | 230 |  |  | 1 |  | FALSE | Devers | 230 | [12 empty] | 0 | 0
GFID5852 | 2011-11-23 | 2011-11-23 | 2011-12-19 | Rule 21 | Rule 21 Export | Detailed Study | Inactive | Withdrawn | 2015-10-21 | Not Started | No |  |  | Photovoltaic(1.5) | 1.5 | San Bernardino | CA | 2012-05-01 | 2012-05-01 | TOPOC 16KV | TOPOC 16KV | Parker 161/66 | Rurals Region | Topoc | Parker 161/66 System | Landing 66/16 (D) |  |  |  |  | Parker | 161 | Check |  | 1 |  | FALSE | Parker | 161 | [12 empty] | 0 | 0
GFID7192 | 2011-11-28 | 2011-11-28 | 2012-02-24 | Rule 21 | Rule 21 Export | Detailed Study | Active - Post IA | In-Service |  | Executed - In Effect | Yes | 2012-10-26 |  | Photovoltaic(0.283) | 0.283 | Tulare | CA | 2012-02-01 | 2012-02-01 | PAWLEY 12KV | PAWLEY 12KV | Rector 220/66 | San Joaquin Region | Pawley | Rector 220/66 System | Three Rivers 66/12 (D) |  |  |  |  | Rector | 230 |  |  | 1 |  | FALSE | Rector | 230 | [12 empty] | 1 | 1
GFID5853 | 2011-11-29 | 2011-11-29 | 2011-12-13 | Rule 21 | Rule 21 Export | Fast Track | Inactive | IA Terminated |  | Terminated | Yes | 2012-07-02 | 2014-05-27 | Photovoltaic(1.2) | 1.2 | San Bernardino | CA | 2013-02-01 | 2013-02-01 | FLOODGATE 12KV | FLOODGATE 12KV | Victor 220/115 | Rurals Region | Floodgate | Victor 220/115 System | Aqueduct 115/12 (D) |  |  |  |  | Victor | 230 |  |  | 1 |  | FALSE | Victor | 230 | [12 empty] | 0 | 0
GFID5854 | 2011-11-29 | 2011-11-29 | 2011-12-13 | Rule 21 | Rule 21 Export | Detailed Study | Inactive | IA Terminated |  | Terminated | Yes | 2012-10-15 | 2014-05-27 | Photovoltaic(1.5) | 1.5 | San Bernardino | CA | 2013-02-01 | 2013-02-01 | FLOODGATE 12KV | FLOODGATE 12KV | Victor 220/115 | Rurals Region | Floodgate | Victor 220/115 System | Aqueduct 115/12 (D) |  |  |  |  | Victor | 230 |  |  | 1 |  | FALSE | Victor | 230 | [12 empty] | 0 | 0
GFID5857 |  | 2011-12-16 |  | Rule 21 | Rule 21 Export | Fast Track | Inactive | Withdrawn | 2012-02-24 | Withdrawn (No Agrmt) | No |  |  | Photovoltaic(2) | 2 | San Bernardino | CA | 2014-12-01 | 2014-12-01 | San Bernardino CA | Kenworth 12kV | Victor 220kV bus | Rurals Region | Kenworth | Victor 220/115 System | Roadway 115/12 (D) |  |  |  |  | Victor | Check | Check |  | 1 |  | FALSE | Victor | Check | [12 empty] | 0 | 0
GFID5858 | 2011-12-27 | 2011-12-27 | 2012-01-17 | Rule 21 | Rule 21 Export | Detailed Study | Active - Post IA | In-Service |  | Executed - In Effect | Yes | 2015-08-13 |  | Photovoltaic(1.5) | 1.5 | San Bernardino | CA | 2014-01-01 | 2015-11-15 | MESCAL 12KV | MESCAL 12KV | Mira Loma 220/66 | Metro East Region | Mescal | Mira Loma 220/66 System | Milliken 66/12 (D) |  |  |  |  | Mira | Check | Check | Mira Loma230 | 1 |  | FALSE | Mira Loma | 230 | [12 empty] | 1 | 1
GFID5860 | 2012-01-05 | 2012-01-05 | 2012-01-10 | Rule 21 | Rule 21 Export | Detailed Study | Active - Post IA | In-Service |  | Executed - In Effect | Yes | 2013-07-30 |  | Photovoltaic(1.5) | 1.5 | Tulare | CA | 2012-12-01 | 2014-01-17 | CAMPBELL 12KV | CAMPBELL 12KV | Springville 220/66 | San Joaquin Region | Campbell | Springville 220/66 System | Porterville 66/12 (D) |  |  |  |  | Springville | 230 |  |  | 1 |  | FALSE | Springville | 230 | [12 empty] | 1 | 1
GFID5861 | 2012-01-05 | 2012-01-05 | 2012-01-10 | Rule 21 | Rule 21 Export | Detailed Study | Active - Post IA | In-Service |  | Executed - In Effect | Yes | 2013-07-30 |  | Photovoltaic(1.5) | 1.5 | Tulare | CA | 2012-12-01 | 2014-01-17 | CAMPBELL 12KV | CAMPBELL 12KV | Springville 220/66 | San Joaquin Region | Campbell | Springville 220/66 System | Porterville 66/12 (D) |  |  |  |  | Springville | 230 |  |  | 1 |  | FALSE | Springville | 230 | [12 empty] | 1 | 1
GFID5862 | 2012-01-05 | 2012-01-05 | 2012-01-31 | Rule 21 | Rule 21 Export | Detailed Study | Active - Post IA | In-Service |  | Executed - In Effect | Yes | 2013-07-30 |  | Photovoltaic(1.5) | 1.5 | Tulare | CA | 2012-12-01 | 2014-02-16 | ORANGE BLOSSOM 12KV | ORANGE BLOSSOM 12KV | Rector 220/66 | San Joaquin Region | Orange Blossom | Rector 220/66 System | Venida 66/12 (D) |  |  |  |  | Rector | 230 |  |  | 1 |  | FALSE | Rector | 230 | [12 empty] | 1 | 1
GFID5863 | 2012-01-05 | 2012-01-05 | 2012-01-31 | Rule 21 | Rule 21 Export | Detailed Study | Active - Post IA | In-Service |  | Executed - In Effect | Yes | 2013-07-30 |  | Photovoltaic(1.5) | 1.5 | Tulare | CA | 2012-12-01 | 2014-02-16 | ORANGE BLOSSOM 12KV | ORANGE BLOSSOM 12KV | Rector 220/66 | San Joaquin Region | Orange Blossom | Rector 220/66 System | Venida 66/12 (D) |  |  |  |  | Rector | 230 |  |  | 1 |  | FALSE | Rector | 230 | [12 empty] | 1 | 1
GFID5864 | 2012-01-05 | 2012-01-05 | 2012-01-31 | Rule 21 | Rule 21 Export | Detailed Study | Active - Post IA | In-Service |  | Executed - In Effect | Yes | 2013-07-30 |  | Photovoltaic(1.5) | 1.5 | Tulare | CA | 2012-12-01 | 2014-02-16 | ORANGE BLOSSOM 12KV | ORANGE BLOSSOM 12KV | Rector 220/66 | San Joaquin Region | Orange Blossom | Rector 220/66 System | Venida 66/12 (D) |  |  |  |  | Rector | 230 |  |  | 1 |  | FALSE | Rector | 230 | [12 empty] | 1 | 1
GFID5865 | 2012-01-05 | 2012-01-05 | 2012-01-26 | Rule 21 | Rule 21 Export | Detailed Study | Inactive | Withdrawn | 2012-09-25 | Withdrawn (No Agrmt) | No |  |  | Photovoltaic(1.5) | 1.5 | Tulare | CA | 2012-12-01 | 2012-12-01 | Ave 352 (East of Road 200) Farmersville, CA 93286 | REDBANKS 12KV | Rector 220/66 | San Joaquin Region | Redbanks | Rector 220/66 System | Venice Hill 66/12 (D) |  |  |  |  | Rector | 230 |  |  | 1 |  | FALSE | Rector | 230 | [12 empty] | 0 | 0
GFID5866 | 2012-01-05 | 2012-01-05 | 2012-01-26 | Rule 21 | Rule 21 Export | Detailed Study | Inactive | Withdrawn | 2012-10-20 | Withdrawn (No Agrmt) | No |  |  | Photovoltaic(1.5) | 1.5 | Tulare | CA | 2012-12-01 | 2012-12-01 | Redbanks 12kV | REDBANKS 12KV | Rector 220/66 | San Joaquin Region | Redbanks | Rector 220/66 System | Venice Hill 66/12 (D) |  |  |  |  | Rector | 230 |  |  | 1 |  | FALSE | Rector | 230 | [12 empty] | 0 | 0
GFID5867 | 2012-01-05 | 2012-01-05 | 2012-01-26 | Rule 21 | Rule 21 Export | Detailed Study | Inactive | Withdrawn | 2012-10-20 | Withdrawn (No Agrmt) | No |  |  | Photovoltaic(1.5) | 1.5 | Tulare | CA | 2012-12-01 | 2012-12-01 | Redbanks 12kV | REDBANKS 12KV | Rector 220/66 | San Joaquin Region | Redbanks | Rector 220/66 System | Venice Hill 66/12 (D) |  |  |  |  | Rector | 230 |  |  | 1 |  | FALSE | Rector | 230 | [12 empty] | 0 | 0
GFID5868 | 2012-01-05 | 2012-01-05 | 2012-01-26 | Rule 21 | Rule 21 Export | Detailed Study | Inactive | Withdrawn | 2012-10-20 | Withdrawn (No Agrmt) | No |  |  | Photovoltaic(1) | 1 | Tulare | CA | 2012-12-01 | 2012-12-01 | Redbanks 12kV | REDBANKS 12KV | Rector 220/66 | San Joaquin Region | Redbanks | Rector 220/66 System | Venice Hill 66/12 (D) |  |  |  |  | Rector | 230 |  |  | 1 |  | FALSE | Rector | 230 | [12 empty] | 0 | 0
GFID5869 | 2012-01-06 | 2012-01-06 | 2012-02-28 | Rule 21 | Rule 21 Export | Detailed Study | Inactive | Withdrawn | 2013-08-23 | Withdrawn (No Agrmt) | No |  |  | Photovoltaic(1.5) | 1.5 | Riverside | CA | 2012-12-01 | 2012-12-01 | INVADER 12KV | INVADER 12KV | Devers 220/115 | Desert Region | Invader | Devers 220/115 System | Devers 115/12 (D) |  |  |  |  | Devers | 230 |  |  | 1 |  | FALSE | Devers | 230 | [12 empty] | 0 | 0
GFID5871 | 2012-01-09 | 2012-01-09 | 2012-01-26 | Rule 21 | Rule 21 Export | Fast Track | Inactive | Withdrawn | 2012-12-26 | Withdrawn (No Agrmt) | No |  |  | Photovoltaic(1.5) | 1.5 | Kern | CA | 2012-12-30 | 2012-12-30 | Division 12kV | DIVISION 12KV | Antelope 220/66 | North Coast Region | Division | Antelope 220/66 System | Rosamond 66/12 (D) |  |  |  |  | Antelope | 230 |  |  | 1 |  | FALSE | Antelope | 230 | [12 empty] | 0 | 0
GFID5872 | 2012-01-09 | 2012-01-09 | 2012-01-26 | Rule 21 | Rule 21 Export | Fast Track | Inactive | Withdrawn | 2012-12-26 | Withdrawn (No Agrmt) | No |  |  | Photovoltaic(1.5) | 1.5 | Kern | CA | 2012-12-30 | 2012-12-30 | Butte 12kV | BUTTE 12KV | Antelope 220/66 | North Coast Region | Butte | Antelope 220/66 System | Rosamond 66/12 (D) |  |  |  |  | Antelope | 230 |  |  | 1 |  | FALSE | Antelope | 230 | [12 empty] | 0 | 0
GFID5873 | 2012-01-09 | 2012-01-09 | 2012-01-26 | Rule 21 | Rule 21 Export | Fast Track | Inactive | Withdrawn | 2012-12-26 | Withdrawn (No Agrmt) | No |  |  | Photovoltaic(1.5) | 1.5 | Kern | CA | 2012-12-30 | 2012-12-30 | Division 12kV | DIVISION 12KV | Antelope 220/66 | North Coast Region | Division | Antelope 220/66 System | Rosamond 66/12 (D) |  |  |  |  | Antelope | 230 |  |  | 1 |  | FALSE | Antelope | 230 | [12 empty] | 0 | 0
GFID5874 | 2012-01-09 | 2012-01-09 | 2012-01-27 | Rule 21 | Rule 21 Export | Fast Track | Inactive | Withdrawn | 2012-12-26 | Withdrawn (No Agrmt) | No |  |  | Photovoltaic(1.5) | 1.5 | Kern | CA | 2012-12-30 | 2012-12-30 | Marry Ave & 20th St W Rosamond CA 93560 | HURON 12KV | Antelope 220/66 | North Coast Region | Huron | Antelope 220/66 System | Great Lakes 66/12 (D) |  |  |  |  | Antelope | 230 |  |  | 1 |  | FALSE | Antelope | 230 | [12 empty] | 0 | 0
GFID5870 | 2012-01-06 | 2012-01-06 | 2012-02-28 | Rule 21 | Rule 21 Export | Detailed Study | Inactive | Withdrawn | 2013-08-23 | Withdrawn (No Agrmt) | No |  |  | Photovoltaic(1.5) | 1.5 | Riverside | CA | 2012-12-01 | 2012-12-01 | INVADER 12KV | INVADER 12KV | Devers 220/115 | Desert Region | Invader | Devers 220/115 System | Devers 115/12 (D) |  |  |  |  | Devers | 230 |  |  | 1 |  | FALSE | Devers | 230 | [12 empty] | 0 | 0
GFID5875 | 2012-01-09 | 2012-01-09 | 2012-01-27 | Rule 21 | Rule 21 Export | Fast Track | Inactive | Withdrawn | 2012-12-26 | Withdrawn (No Agrmt) | No |  |  | Photovoltaic(0.6) | 0.6 | Kern | CA | 2012-12-30 | 2012-12-30 | Gaskell Rd & 47th St Rosamond CA 93560 | HURON 12KV | Antelope 220/66 | North Coast Region | Huron | Antelope 220/66 System | Great Lakes 66/12 (D) |  |  |  |  | Antelope | 230 |  |  | 1 |  | FALSE | Antelope | 230 | [12 empty] | 0 | 0
GFID5880 | 2012-01-31 | 2012-01-31 | 2012-02-22 | Rule 21 | Rule 21 Export | Detailed Study | Inactive | Withdrawn | 2013-12-06 | Withdrawn (No Agrmt) | No |  |  | Photovoltaic(0.88) | 0.88 | San Bernardino | CA | 2014-12-01 | 2014-12-01 | KENWORTH 12KV | KENWORTH 12KV | Victor 220/115 | Rurals Region | Kenworth | Victor 220/115 System | Roadway 115/12 (D) |  |  |  |  | Victor | 230 |  |  | 1 |  | FALSE | Victor | 230 | [12 empty] | 0 | 0
GFID5881 | 2012-01-31 | 2012-01-31 | 2012-02-22 | Rule 21 | Rule 21 Export | Detailed Study | Inactive | Withdrawn | 2013-02-22 | Withdrawn (No Agrmt) | No |  |  | Photovoltaic(0.999) | 0.999 | San Bernardino | CA | 2014-12-01 | 2014-12-01 | Nava, San Bernardino CA | KENWORTH 12KV | Victor 220/115 | Rurals Region | Kenworth | Victor 220/115 System | Roadway 115/12 (D) |  |  |  |  | Victor | 230 |  |  | 1 |  | FALSE | Victor | 230 | [12 empty] | 0 | 0
GFID5882 | 2012-02-02 | 2012-02-02 | 2012-03-15 | Rule 21 | Rule 21 Export | Fast Track | Inactive | Withdrawn | 2013-05-22 | Withdrawn (No Agrmt) | No |  |  | Photovoltaic(1.5) | 1.5 | San Bernardino | CA | 2014-01-01 | 2014-01-01 | PATIO 12KV | PATIO 12KV | Kramer 220/115 | Rurals Region | Patio | Kramer 220/115 System | Tortilla 115/12 (D) |  |  |  |  | Kramer | 230 |  |  | 1 |  | FALSE | Kramer | 230 | [12 empty] | 0 | 0
GFID5883 | 2012-01-26 | 2012-01-26 | 2012-03-05 | Rule 21 | Rule 21 Export | Detailed Study | Active - Post IA | In-Service |  | Executed - In Effect | Yes | 2015-08-13 |  | Photovoltaic(1.5) | 1.5 | San Bernardino | CA | 2014-01-01 | 2015-11-15 | MESCAL 12KV | MESCAL 12KV | Mira Loma 220/66 | Metro East Region | Mescal | Mira Loma 220/66 System | Milliken 66/12 (D) |  |  |  |  | Mira | Check | Check | Mira Loma230 | 1 |  | FALSE | Mira Loma | 230 | [12 empty] | 1 | 1
GFID5884 | 2012-02-02 | 2012-02-02 | 2012-03-05 | Rule 21 | Rule 21 Export | Fast Track | Inactive | Withdrawn | 2013-05-22 | Withdrawn (No Agrmt) | No |  |  | Photovoltaic(1.2) | 1.2 | San Bernardino | CA | 2014-01-01 | 2014-01-01 | SMIRNOFF 12KV | SMIRNOFF 12KV | Mira Loma 220/66 | Metro East Region | Smirnoff | Mira Loma 220/66 System | Milliken 66/12 (D) |  |  |  |  | Mira | Check | Check |  | 1 |  | FALSE | Mira | Check | [12 empty] | 0 | 0
GFID5886 |  | 2012-02-06 |  | Rule 21 | Rule 21 Export | Fast Track | Inactive | Withdrawn | 2012-06-25 | Withdrawn (No Agrmt) | No |  |  | Photovoltaic(0.144) | 0.144 | San Bernardino | CA | 2012-03-01 |  | Allegra 12kV | ALLEGRA 12KV | Devers 220/115 | Desert Region | Allegra | Devers 220/115 System | Carodean 115/12 (D) |  |  |  |  | Devers | 230 |  |  | 1 |  | FALSE | Devers | 230 | [12 empty] | 0 | 0
GFID5898 | 2012-02-23 | 2012-02-23 | 2012-03-29 | Rule 21 | Rule 21 Export | Fast Track | Inactive | Withdrawn | 2012-03-30 | Withdrawn (No Agrmt) | No |  |  | Photovoltaic(0.1) | 0.1 | Riverside |  | 2012-03-01 |  | Whitehorn 12kV | WHITEHORN 12KV | Devers 220/115 | Desert Region | Whitehorn | Devers 220/115 System | Joshua Tree 33/12 (D) |  |  |  |  | Devers | 230 |  |  | 1 |  | FALSE | Devers | 230 | [12 empty] | 0 | 0
GFID5900 |  | 2012-02-23 |  | Rule 21 | Rule 21 Export | Fast Track | Inactive | Withdrawn | 2012-06-25 | Withdrawn (No Agrmt) | No |  |  | Photovoltaic(0.018) | 0.018 |  |  | 2011-02-01 |  | Burnt Mountain 12kV | Burnt Mountain 12kV | Devers 220/115 | Desert Region | Burnt Mountain | Devers 220/115 System | Yucca 115/12 (D) |  |  |  |  | Devers | 230 |  |  | 1 |  | FALSE | Devers | 230 | [12 empty] | 0 | 0
GFID5901 |  | 2012-02-23 |  | Rule 21 | Rule 21 Export | Fast Track | Inactive | Withdrawn | 2012-06-25 | Withdrawn (No Agrmt) | No |  |  | Photovoltaic(0.036) | 0.036 |  |  | 2012-03-01 |  | Whitehorn 12kV | Whitehorn 12kV | Devers 220/115 | Desert Region | Whitehorn | Devers 220/115 System | Joshua Tree 33/12 (D) |  |  |  |  | Devers | 230 |  |  | 1 |  | FALSE | Devers | 230 | [12 empty] | 0 | 0
GFID5895 |  | 2012-02-27 |  | Rule 21 | Rule 21 Export | Fast Track | Inactive | Withdrawn | 2012-06-25 | Withdrawn (No Agrmt) | No |  |  | Photovoltaic(0.018) | 0.018 |  |  | 2012-03-01 |  | 65911 29 Palms Hwy, Joshua tree CA 92252 | [10 empty] | Check | Check | Check |  | 1 |  | FALSE | [14 empty] | 0 | 0
GFID5887 |  | 2012-02-27 |  | Rule 21 | Rule 21 Export | Fast Track | Inactive | Withdrawn | 2012-06-25 | Withdrawn (No Agrmt) | No |  |  | Photovoltaic(0.018) | 0.018 |  |  | 2012-03-01 |  | 65911 29 Palms Hwy, Joshua tree CA 92252 | [10 empty] | Check | Check | Check |  | 1 |  | FALSE | [14 empty] | 0 | 0
GFID5888 |  | 2012-02-27 |  | Rule 21 | Rule 21 Export | Fast Track | Inactive | Withdrawn | 2012-06-25 | Withdrawn (No Agrmt) | No |  |  | Photovoltaic(0.018) | 0.018 |  |  | 2012-03-01 |  | 65911 29 Palms Hwy, Joshua tree CA 92252 | [10 empty] | Check | Check | Check |  | 1 |  | FALSE | [14 empty] | 0 | 0
GFID5889 |  | 2012-02-27 |  | Rule 21 | Rule 21 Export | Fast Track | Inactive | Withdrawn | 2012-06-25 | Withdrawn (No Agrmt) | No |  |  | Photovoltaic(0.018) | 0.018 |  |  | 2012-03-01 |  | 65911 29 Palms Hwy, Joshua tree CA 92252 | [10 empty] | Check | Check | Check |  | 1 |  | FALSE | [14 empty] | 0 | 0
GFID5893 |  | 2012-02-27 |  | Rule 21 | Rule 21 Export | Fast Track | Inactive | Withdrawn | 2012-06-25 | Withdrawn (No Agrmt) | No |  |  | Photovoltaic(0.018) | 0.018 |  |  | 2012-03-01 |  | 65911 29 Palms Hwy, Joshua tree CA 92252 | [10 empty] | Check | Check | Check |  | 1 |  | FALSE | [14 empty] | 0 | 0
GFID5896 |  | 2012-02-27 |  | Rule 21 | Rule 21 Export | Fast Track | Inactive | Withdrawn | 2012-06-25 | Withdrawn (No Agrmt) | No |  |  | Photovoltaic(0.018) | 0.018 |  |  | 2012-03-01 |  | 65911 29 Palms Hwy, Joshua tree CA 92252 | [10 empty] | Check | Check | Check |  | 1 |  | FALSE | [14 empty] | 0 | 0
GFID5897 |  | 2012-02-27 |  | Rule 21 | Rule 21 Export | Fast Track | Inactive | Withdrawn | 2012-06-25 | Withdrawn (No Agrmt) | No |  |  | Photovoltaic(0.018) | 0.018 |  |  | 2012-03-01 |  | 65911 29 Palms Hwy, Joshua tree CA 92252 | [10 empty] | Check | Check | Check |  | 1 |  | FALSE | [14 empty] | 0 | 0
GFID5899 |  | 2012-02-27 |  | Rule 21 | Rule 21 Export | Fast Track | Inactive | Withdrawn | 2012-06-25 | Withdrawn (No Agrmt) | No |  |  | Photovoltaic(0.144) | 0.1 |  |  | 2012-03-01 |  | 60215A Alta Loma Joshua Tree CA 92252 | [10 empty] | Check | Check | Check |  | 1 |  | FALSE | [14 empty] | 0 | 0
GFID5906 | 2012-03-06 | 2012-03-06 | 2012-04-13 | Rule 21 | Rule 21 Export | Fast Track | Inactive | Withdrawn | 2012-11-29 | Withdrawn (No Agrmt) | No |  |  | Photovoltaic(1.5) | 1.5 | San Bernardino | CA | 2012-08-01 | 2012-08-01 | Lockhart 33kV | LOCKHART 33KV | Kramer 220/115 | Rurals Region | Lockhart | Kramer 220/115 System | Kramer 115/33 (D) |  |  |  |  | Kramer | 230 |  |  | 1 |  | FALSE | Kramer | 230 | [12 empty] | 0 | 0
GFID5907 | 2012-03-06 | 2012-03-06 | 2012-04-13 | Rule 21 | Rule 21 Export | Fast Track | Inactive | Withdrawn | 2012-11-29 | Withdrawn (No Agrmt) | No |  |  | Photovoltaic(1.5) | 1.5 | San Bernardino | CA | 2012-08-01 | 2012-08-01 | Lockhart 33kV | LOCKHART 33KV | Kramer 220/115 | Rurals Region | Lockhart | Kramer 220/115 System | Kramer 115/33 (D) |  |  |  |  | Kramer | 230 |  |  | 1 |  | FALSE | Kramer | 230 | [12 empty] | 0 | 0
GFID5908 | 2012-03-06 | 2012-03-06 | 2012-04-13 | Rule 21 | Rule 21 Export | Fast Track | Inactive | Withdrawn | 2012-11-29 | Withdrawn (No Agrmt) | No |  |  | Photovoltaic(1.5) | 1.5 | San Bernardino | CA | 2012-08-01 |  | Lockhart 33kV | LOCKHART 33KV | Kramer 220/115 | Rurals Region | Lockhart | Kramer 220/115 System | Kramer 115/33 (D) |  |  |  |  | Kramer | 230 |  |  | 1 |  | FALSE | Kramer | 230 | [12 empty] | 0 | 0
GFID5909 | 2012-04-23 | 2012-03-09 | 2012-04-23 | Rule 21 | Rule 21 Export | Fast Track | Inactive | Withdrawn | 2012-10-11 | Withdrawn (No Agrmt) | No |  |  | Photovoltaic(1.5) | 1.5 | San Bernardino | CA | 2013-01-04 | 2013-01-04 | Mack 12kV | MACK 12KV | Victor 220/115 | Rurals Region | Mack | Victor 220/115 System | Roadway 115/12 (D) |  |  |  |  | Victor | 230 |  |  | 1 |  | FALSE | Victor | 230 | [12 empty] | 0 | 0
GFID5910 | 2012-04-23 | 2012-03-09 | 2012-04-23 | Rule 21 | Rule 21 Export | Fast Track | Inactive | Withdrawn | 2012-10-11 | Withdrawn (No Agrmt) | No |  |  | Photovoltaic(1.5) | 1.5 | San Bernardino | CA | 2013-01-04 | 2013-01-04 | Mack 12kV | MACK 12KV | Victor 220/115 | Rurals Region | Mack | Victor 220/115 System | Roadway 115/12 (D) |  |  |  |  | Victor | 230 |  |  | 1 |  | FALSE | Victor | 230 | [12 empty] | 0 | 0
GFID5911 | 2012-04-23 | 2012-03-09 | 2012-04-23 | Rule 21 | Rule 21 Export | Fast Track | Inactive | Withdrawn | 2012-10-11 | Withdrawn (No Agrmt) | No |  |  | Photovoltaic(1.5) | 1.5 | San Bernardino | CA | 2013-01-04 | 2013-01-04 | Mack 12kV | MACK 12KV | Victor 220/115 | Rurals Region | Mack | Victor 220/115 System | Roadway 115/12 (D) |  |  |  |  | Victor | 230 |  |  | 1 |  | FALSE | Victor | 230 | [12 empty] | 0 | 0
GFID5912 | 2012-04-23 | 2012-03-09 | 2012-04-23 | Rule 21 | Rule 21 Export | Fast Track | Inactive | Withdrawn | 2012-11-06 | Withdrawn (No Agrmt) | No |  |  | Photovoltaic(1.5) | 1.5 | San Bernardino | CA | 2013-01-04 | 2013-01-04 | Mack 12kV | MACK 12KV | Victor 220/115 | Rurals Region | Mack | Victor 220/115 System | Roadway 115/12 (D) |  |  |  |  | Victor | 230 |  |  | 1 |  | FALSE | Victor | 230 | [12 empty] | 0 | 0
GFID5913 | 2012-04-23 | 2012-03-09 | 2012-04-23 | Rule 21 | Rule 21 Export | Fast Track | Inactive | Withdrawn | 2012-10-11 | Withdrawn (No Agrmt) | No |  |  | Photovoltaic(1.5) | 1.5 | San Bernardino | CA | 2013-01-04 | 2013-01-04 | Mack 12kV | MACK 12KV | Victor 220/115 | Rurals Region | Mack | Victor 220/115 System | Roadway 115/12 (D) |  |  |  |  | Victor | 230 |  |  | 1 |  | FALSE | Victor | 230 | [12 empty] | 0 | 0
GFID5914 | 2012-04-23 | 2012-03-09 | 2012-04-23 | Rule 21 | Rule 21 Export | Fast Track | Inactive | Withdrawn | 2012-10-11 | Withdrawn (No Agrmt) | No |  |  | Photovoltaic(1.5) | 1.5 | San Bernardino | CA | 2013-01-04 | 2013-01-04 | Mack 12kV | MACK 12KV | Victor 220/115 | Rurals Region | Mack | Victor 220/115 System | Roadway 115/12 (D) |  |  |  |  | Victor | 230 |  |  | 1 |  | FALSE | Victor | 230 | [12 empty] | 0 | 0
GFID2855 | 2012-03-12 | 2012-03-12 | 2012-04-18 | Rule 21 | Rule 21 Export | Fast Track | Inactive | Withdrawn | 2013-07-25 | Withdrawn (No Agrmt) | No |  |  | Internal Combustion Engine(1.5) | 1.5 | Tulare | CA | 2013-12-29 | 2013-12-29 | MILK 12KV | MILK 12KV | Rector 220/66 | San Joaquin Region | Milk | Rector 220/66 System | Tulare 66/12 (D) |  |  |  |  | Rector | 230 |  |  | 1 |  | FALSE | Rector | 230 | [12 empty] | 0 | 0
GFID2856 | 2012-03-12 | 2012-03-12 | 2012-04-18 | Rule 21 | Rule 21 Export | Fast Track | Inactive | Withdrawn | 2013-07-25 | Withdrawn (No Agrmt) | No |  |  | Internal Combustion Engine(1.5) | 1.5 | Tulare | CA | 2013-12-29 | 2013-12-29 | MILK 12KV | MILK 12KV | Rector 220/66 | San Joaquin Region | Milk | Rector 220/66 System | Tulare 66/12 (D) |  |  |  |  | Rector | 230 |  |  | 1 |  | FALSE | Rector | 230 | [12 empty] | 0 | 0
GFID5915 | 2012-03-13 | 2012-03-13 | 2012-04-04 | Rule 21 | Rule 21 Export | Detailed Study | Inactive | IA Terminated |  | Terminated | Yes | 2014-01-25 | 2014-11-10 | Photovoltaic(1.5) | 1.5 | Kings | CA | 2013-06-01 | 2013-06-01 | GOLDENBEAR 12KV | Goldenbear 12kV | Rector 220/66 | San Joaquin Region | Goldenbear | Rector 220/66 System | Mascot 66/12 (D) |  |  |  |  | Rector | 230 |  |  | 1 |  | FALSE | Rector | 230 | [12 empty] | 0 | 0
GFID5916 | 2012-03-13 | 2012-03-13 | 2012-04-04 | Rule 21 | Rule 21 Export | Detailed Study | Inactive | IA Terminated |  | Terminated | Yes | 2014-01-25 | 2014-11-10 | Photovoltaic(1.5) | 1.5 | Kings | CA |  |  | GOLDENBEAR 12KV | Goldenbear 12kV | Rector 220/66 | San Joaquin Region | Goldenbear | Rector 220/66 System | Mascot 66/12 (D) |  |  |  |  | Rector | 230 |  |  | 1 |  | FALSE | Rector | 230 | [12 empty] | 0 | 0
GFID5923 | 2012-03-20 | 2012-03-20 | 2012-04-03 | Rule 21 | Rule 21 Export | Detailed Study | Inactive | Withdrawn | 2013-06-18 | Withdrawn (No Agrmt) | No |  |  | Photovoltaic(1.5) | 1.5 | San Bernardino | CA | 2013-07-01 |  | SUNDOWN 12KV | SUNDOWN 12KV | Victor 220/115 | Rurals Region | Sundown | Victor 220/115 System | Helendale 33/12 (D) |  |  |  |  | Victor | 230 |  |  | 1 |  | FALSE | Victor | 230 | [12 empty] | 0 | 0
GFID5922 | 2012-03-20 | 2012-03-20 | 2012-03-20 | Rule 21 | Rule 21 Export | Fast Track | Inactive | Withdrawn | 2012-10-09 | Withdrawn (No Agrmt) | No |  |  | Photovoltaic(1) | 1 | Los Angeles | CA | 2013-12-01 |  | Grubstake 12kV | GRUBSTAKE 12KV | Antelope 220/66 | North Coast Region | Grubstake | Antelope 220/66 System | Rosamond 66/12 (D) |  |  |  |  | Antelope | 230 |  |  | 1 |  | FALSE | Antelope | 230 | [12 empty] | 0 | 0
GFID5921 | 2012-03-20 | 2012-03-20 | 2012-03-20 | Rule 21 | Rule 21 Export | Fast Track | Inactive | Withdrawn | 2012-10-29 | Withdrawn (No Agrmt) | No |  |  | Photovoltaic(1.5) | 1.5 | Los Angeles | CA | 2013-12-01 |  | Stealth 12kV | STEALTH 12KV | Antelope 220/66 | North Coast Region | Stealth | Antelope 220/66 System | Oasis 66/12 (D) |  |  |  |  | Antelope | 230 |  |  | 1 |  | FALSE | Antelope | 230 | [12 empty] | 0 | 0
GFID5920 | 2012-03-20 | 2012-03-20 | 2012-03-20 | Rule 21 | Rule 21 Export | Fast Track | Inactive | Withdrawn | 2012-10-09 | Withdrawn (No Agrmt) | No |  |  | Photovoltaic(1.5) | 1.5 | Los Angeles | CA | 2012-12-01 |  | Tierra Bonita 12kV | TIERRA BONITA 12KV | Antelope 220/66 | North Coast Region | Tierra Bonita | Antelope 220/66 System | Little Rock 66/12 (D) |  |  |  |  | Antelope | 230 |  |  | 1 |  | FALSE | Antelope | 230 | [12 empty] | 0 | 0
GFID5918 | 2012-03-20 | 2012-03-20 | 2012-03-20 | Rule 21 | Rule 21 Export | Fast Track | Inactive | Withdrawn | 2012-10-09 | Withdrawn (No Agrmt) | No |  |  | Photovoltaic(1) | 1 | Kern | CA | 2012-12-01 |  | Willow Springs 12kV | WILLOW SPRINGS 12KV | Antelope 220/66 | North Coast Region | Willow Springs | Antelope 220/66 System | Rosamond 66/12 (D) |  |  |  |  | Antelope | 230 |  |  | 1 |  | FALSE | Antelope | 230 | [12 empty] | 0 | 0
GFID5917 | 2012-03-20 | 2012-03-20 | 2012-03-20 | Rule 21 | Rule 21 Export | Fast Track | Inactive | Withdrawn | 2012-10-09 | Withdrawn (No Agrmt) | No |  |  | Photovoltaic(1) | 1 | Kern | CA | 2012-12-01 |  | Willow Springs 12kV | WILLOW SPRINGS 12KV | Antelope 220/66 | North Coast Region | Willow Springs | Antelope 220/66 System | Rosamond 66/12 (D) |  |  |  |  | Antelope | 230 |  |  | 1 |  | FALSE | Antelope | 230 | [12 empty] | 0 | 0
GFID5919 | 2012-03-20 | 2012-03-20 | 2012-03-20 | Rule 21 | Rule 21 Export | Fast Track | Inactive | Withdrawn | 2012-10-09 | Withdrawn (No Agrmt) | No |  |  | Photovoltaic(1.5) | 1.5 | Kern | CA |  | 2012-12-01 | Willow Springs 12kV | WILLOW SPRINGS 12KV | Antelope 220/66 | North Coast Region | Willow Springs | Antelope 220/66 System | Rosamond 66/12 (D) |  |  |  |  | Antelope | 230 |  |  | 1 |  | FALSE | Antelope | 230 | [12 empty] | 0 | 0
GFID5925 | 2012-04-04 | 2012-04-04 | 2012-04-17 | Rule 21 | Rule 21 Export | Detailed Study | Inactive | Withdrawn | 2012-10-16 | Withdrawn (No Agrmt) | No |  |  | Photovoltaic(1.5) | 1.5 | San Bernardino | CA | 2013-08-01 | 2013-08-01 | Twentynine Palms, CA 92277 | LARREA 12KV | Devers 220/115 | Desert Region | Larrea | Devers 220/115 System | Carodean 115/12 (D) |  |  |  |  | Devers | 230 |  |  | 1 |  | FALSE | Devers | 230 | [12 empty] | 0 | 0
GFID4214 |  | 2012-04-13 |  | Rule 21 | Rule 21 Export | Fast Track | Inactive | Withdrawn | 2013-09-19 | Withdrawn (No Agrmt) | No |  |  | Hydroelectric(0.037) | 0.037 | Orange | CA | 2012-12-01 | 2012-12-01 | 18195 Edinger Ave. Orange, CA 92704 | [10 empty] | Check | Check | Check |  | 1 |  | FALSE | [14 empty] | 0 | 0
GFID2862 |  | 2012-04-16 |  | Rule 21 | Rule 21 Export | Fast Track | Inactive | Withdrawn | 2012-05-21 | Withdrawn (No Agrmt) | No |  |  | Combustion Turbine(1.12) | 1.12 |  |  | 2012-06-01 | 2012-06-01 | Terra Cotta 33kV | Terra Cotta 33kV | Valley 500/115 | San Jacinto Valley Region | Terra Cotta | Valley 'D' 500/115 System | Elsinore 115/33 (D) |  |  |  |  | Valley | 500 | Check |  | 1 |  | FALSE | Valley | 500 | [12 empty] | 0 | 0
GFID5926 | 2012-05-14 | 2012-04-19 | 2012-05-14 | Rule 21 | Rule 21 Export | Detailed Study | Inactive | Withdrawn | 2012-10-05 | Withdrawn (No Agrmt) | No |  |  | Photovoltaic(0.999) | 0.999 | San Bernardino | CA |  |  | Tonto 12kV | TONTO 12KV | Victor 220/115 | Rurals Region | Tonto | Victor 220/115 System | Apple Valley 115/12 (D) |  |  |  |  | Victor | 230 |  |  | 1 |  | FALSE | Victor | 230 | [12 empty] | 0 | 0
GFID5927 | 2012-05-14 | 2012-04-19 | 2012-05-14 | Rule 21 | Rule 21 Export | Fast Track | Inactive | Withdrawn | 2012-10-05 | Withdrawn (No Agrmt) | No |  |  |  | 0.984 | San Bernardino | CA |  |  | Tonto 12kV | TONTO 12KV | Victor 220/115 | Rurals Region | Tonto | Victor 220/115 System | Apple Valley 115/12 (D) |  |  |  |  | Victor | 230 |  |  | 1 |  | FALSE | Victor | 230 | [12 empty] | 0 | 0
GFID5929 | 2012-04-20 | 2012-04-20 | 2012-05-22 | Rule 21 | Rule 21 Export | Detailed Study | Active - Post IA | In-Service |  | Executed - In Effect | Yes | 2013-06-16 |  | Photovoltaic(1.5) | 1.5 | Los Angeles | CA | 2014-01-01 | 2014-01-01 | HEIGHTS 12KV | HEIGHTS 12KV | Antelope 220/66 | North Coast Region | Heights | Antelope 220/66 System | Oasis 66/12 (D) |  |  |  |  | Antelope | 230 |  |  | 1 |  | FALSE | Antelope | 230 | [12 empty] | 1 | 1
GFID5928 | 2012-04-20 | 2012-04-20 | 2012-05-22 | Rule 21 | Rule 21 Export | Detailed Study | Active - Post IA | In-Service |  | Executed - In Effect | Yes | 2013-06-16 |  | Photovoltaic(1.5) | 1.5 | Los Angeles | CA | 2014-01-01 | 2014-01-01 | HEIGHTS 12KV | HEIGHTS 12KV | Antelope 220/66 | North Coast Region | Heights | Antelope 220/66 System | Oasis 66/12 (D) |  |  |  |  | Antelope | 230 |  |  | 1 |  | FALSE | Antelope | 230 | [12 empty] | 1 | 1
GFID5930 | 2012-04-24 | 2012-04-24 | 2012-05-23 | Rule 21 | Rule 21 Export | Fast Track | Inactive | Withdrawn | 2012-12-06 | Withdrawn (No Agrmt) | No |  |  | Photovoltaic(1.5) | 1.5 | San Bernardino | CA | 2012-11-05 |  | Topoc 16kV | TOPOC 16KV | Parker 161/66 | Rurals Region | Topoc | Parker 161/66 System | Landing 66/16 (D) |  |  |  |  | Parker | 161 | Check |  | 1 |  | FALSE | Parker | 161 | [12 empty] | 0 | 0
GFID5931 | 2012-04-24 | 2012-04-24 | 2012-05-23 | Rule 21 | Rule 21 Export | Fast Track | Inactive | Withdrawn | 2012-12-06 | Withdrawn (No Agrmt) | No |  |  | Photovoltaic(1.5) | 1.5 | San Bernardino | CA | 2012-11-05 |  | Topoc 16kV | TOPOC 16KV | Parker 161/66 | Rurals Region | Topoc | Parker 161/66 System | Landing 66/16 (D) |  |  |  |  | Parker | 161 | Check |  | 1 |  | FALSE | Parker | 161 | [12 empty] | 0 | 0
GFID5932 | 2012-04-24 | 2012-04-24 | 2012-05-23 | Rule 21 | Rule 21 Export | Fast Track | Inactive | Withdrawn | 2012-12-07 | Withdrawn (No Agrmt) | No |  |  | Photovoltaic(1.5) | 1.5 | San Bernardino | CA | 2012-11-05 |  | Topoc 16kV | TOPOC 16KV | Parker 161/66 | Rurals Region | Topoc | Parker 161/66 System | Landing 66/16 (D) |  |  |  |  | Parker | 161 | Check |  | 1 |  | FALSE | Parker | 161 | [12 empty] | 0 | 0
GFID5933 | 2012-04-24 | 2012-04-24 | 2012-05-23 | Rule 21 | Rule 21 Export | Fast Track | Inactive | Withdrawn | 2012-12-06 | Withdrawn (No Agrmt) | No |  |  | Photovoltaic(1.5) | 1.5 | San Bernardino | CA | 2012-11-05 | 2012-11-05 | Topoc 16kV | TOPOC 16KV | Parker 161/66 | Rurals Region | Topoc | Parker 161/66 System | Landing 66/16 (D) |  |  |  |  | Parker | 161 | Check |  | 1 |  | FALSE | Parker | 161 | [12 empty] | 0 | 0
GFID5934 | 2012-04-24 | 2012-04-24 | 2012-05-23 | Rule 21 | Rule 21 Export | Fast Track | Inactive | Withdrawn | 2012-12-06 | Withdrawn (No Agrmt) | No |  |  | Photovoltaic(1.5) | 1.5 | San Bernardino | CA | 2012-11-05 |  | Topoc 16kV | TOPOC 16KV | Parker 161/66 | Rurals Region | Topoc | Parker 161/66 System | Landing 66/16 (D) |  |  |  |  | Parker | 161 | Check |  | 1 |  | FALSE | Parker | 161 | [12 empty] | 0 | 0
GFID5935 | 2012-04-24 | 2012-04-24 | 2012-05-23 | Rule 21 | Rule 21 Export | Fast Track | Inactive | Withdrawn | 2012-12-06 | Withdrawn (No Agrmt) | No |  |  | Photovoltaic(1.5) | 1.5 | San Bernardino | CA | 2012-11-05 | 2012-11-05 | Topoc 16kV | TOPOC 16KV | Parker 161/66 | Rurals Region | Topoc | Parker 161/66 System | Landing 66/16 (D) |  |  |  |  | Parker | 161 | Check |  | 1 |  | FALSE | Parker | 161 | [12 empty] | 0 | 0
GFID4215 |  | 2012-04-24 |  | Rule 21 | Rule 21 Export | Fast Track | Inactive | Withdrawn | 2013-03-12 | Withdrawn (No Agrmt) | No |  |  | Hydroelectric(1.677) | 1.677 | Los Angeles | CA | 2013-01-01 | 2013-01-01 | TRESTLE 12KV | Trestle 12kV | Walnut 220/66 | Metro East Region | Trestle | Walnut 220/66 System | Railroad 66/12 (D) |  |  |  |  | Walnut | 230 |  |  | 1 |  | FALSE | Walnut | 230 | [12 empty] | 0 | 0
GFID5936 | 2012-04-26 | 2012-04-26 | 2012-05-22 | Rule 21 | Rule 21 Export | Fast Track | Inactive | Withdrawn | 2012-06-12 | Withdrawn (No Agrmt) | No |  |  | Photovoltaic(1.5) | 1.5 | Los Angeles | CA | 2014-01-01 | 2014-01-01 | Fairmont 12 KV out of Del Sur Sub | FAIRMONT 12KV | Antelope 220/66 | North Coast Region | Fairmont | Antelope 220/66 System | Del Sur 66/12 (D) |  |  |  |  | Antelope | 230 |  |  | 1 |  | FALSE | Antelope | 230 | [12 empty] | 0 | 0
GFID5937 | 2012-04-26 | 2012-04-26 | 2012-05-22 | Rule 21 | Rule 21 Export | Fast Track | Inactive | Withdrawn | 2012-06-12 | Withdrawn (No Agrmt) | No |  |  |  | 1.5 | Los Angeles | CA | 2014-01-01 | 2014-01-01 | Fairmont 12 KV out of Del Sur Sub | FAIRMONT 12KV | Antelope 220/66 | North Coast Region | Fairmont | Antelope 220/66 System | Del Sur 66/12 (D) |  |  |  |  | Antelope | 230 |  |  | 1 |  | FALSE | Antelope | 230 | [12 empty] | 0 | 0
GFID5939 | 2012-05-14 | 2012-04-27 | 2012-06-25 | Rule 21 | Rule 21 Export | Fast Track | Inactive | Withdrawn | 2012-10-05 | Withdrawn (No Agrmt) | No |  |  | Photovoltaic(1.5) | 1.5 | Kern | CA | 2012-12-15 | 2012-12-15 | Bowman 12kV | BOWMAN 12KV | Kramer 220/115 | Rurals Region | Bowman | Kramer 220/115 System | Downs 115/12 (D) |  |  |  |  | Kramer | 230 |  |  | 1 |  | FALSE | Kramer | 230 | [12 empty] | 0 | 0
GFID5941 | 2012-05-07 | 2012-05-07 | 2012-06-01 | Rule 21 | Rule 21 Export | Fast Track | Inactive | Withdrawn | 2012-11-01 | Withdrawn (No Agrmt) | No |  |  | Photovoltaic(1.5) | 1.5 | San Bernardino | CA | 2013-10-01 | 2013-10-01 | Phelan CA 92329 | DICE 33KV | Victor 220/115 | Rurals Region | Dice | Victor 220/115 System | Phelan 115/33 (D) |  |  |  |  | Victor | 230 |  |  | 1 |  | FALSE | Victor | 230 | [12 empty] | 0 | 0
GFID5942 | 2012-05-07 | 2012-05-07 | 2012-06-01 | Rule 21 | Rule 21 Export | Detailed Study | Inactive | Withdrawn | 2012-10-16 | Withdrawn (No Agrmt) | No |  |  | Photovoltaic(1.5) | 1.5 | San Bernardino | CA | 2013-10-01 | 2013-10-01 | Twentynine Palms CA 92277 | LARREA 12KV | Devers 220/115 | Desert Region | Larrea | Devers 220/115 System | Carodean 115/12 (D) |  |  |  |  | Devers | 230 |  |  | 1 |  | FALSE | Devers | 230 | [12 empty] | 0 | 0
GFID5940 | 2012-05-07 | 2012-05-07 | 2012-06-01 | Rule 21 | Rule 21 Export | Fast Track | Inactive | Withdrawn | 2012-11-01 | Withdrawn (No Agrmt) | No |  |  |  | 1.5 | San Bernardino | CA | 2013-10-01 | 2013-10-01 | Phelan, CA 92329 | DICE 33KV | Victor 220/115 | Rurals Region | Dice | Victor 220/115 System | Phelan 115/33 (D) |  |  |  |  | Victor | 230 |  |  | 1 |  | FALSE | Victor | 230 | [12 empty] | 0 | 0
GFID5943 | 2012-05-10 | 2012-05-10 | 2012-06-04 | Rule 21 | Rule 21 Export | Fast Track | Inactive | Withdrawn | 2012-07-06 | Withdrawn (No Agrmt) | No |  |  | Photovoltaic(1.5) | 1.5 | Riverside | CA | 2014-03-31 | 2014-03-31 | Chawa 12kV | CHAWA 12KV | Valley 500/115 | San Jacinto Valley Region | Chawa | Valley 'D' 500/115 System | Pechanga 115/12 (D) |  |  |  |  | Valley | 500 | Check |  | 1 |  | FALSE | Valley | 500 | [12 empty] | 0 | 0
GFID5944 | 2012-05-10 | 2012-05-10 | 2012-06-04 | Rule 21 | Rule 21 Export | Fast Track | Inactive | Withdrawn | 2012-07-06 | Withdrawn (No Agrmt) | No |  |  | Photovoltaic(1.5) | 1.5 | Tulare | CA | 2014-03-31 | 2014-03-31 | Ave 80 & Rd. 240 Terra Bella CA | GOPHER 12KV | Vestal 220kV bus | San Joaquin Region | Gopher | Vestal 220/66 System | Wheatland 66/12 (D) |  |  |  |  | Vestal | Check | Check |  | 1 |  | FALSE | Vestal | Check | [12 empty] | 0 | 0
GFID5945 | 2012-05-10 | 2012-05-10 | 2012-06-04 | Rule 21 | Rule 21 Export | Fast Track | Inactive | Withdrawn | 2012-07-06 | Withdrawn (No Agrmt) | No |  |  | Photovoltaic(1.5) | 1.5 | Tulare | CA | 2014-03-31 | 2014-03-31 | Ave 80 & Rd. 240 Terra Bella CA | DUCOR 12KV | Vestal 220kV bus | San Joaquin Region | Ducor | Vestal 220/66 System | Terra Bella 66/12 (D) |  |  |  |  | Vestal | Check | Check |  | 1 |  | FALSE | Vestal | Check | [12 empty] | 0 | 0
GFID5946BCT | 2012-05-11 | 2012-05-11 | 2012-05-24 | Rule 21 | Rule 21 Export | Detailed Study | Inactive | IA Terminated |  | Terminated | Yes | 2012-11-15 | 2023-08-22 | Photovoltaic(1.2) | 1.2 | San Bernardino | CA |  | 2012-05-24 | SHASTA 12 kV line | Shasta 12kV % Tennessee 66/12kV | San Bernardino 220/66 System | Desert Region | Shasta | San Bernardino 220/66 System | Tennessee 66/12 (D) |  |  |  |  | San | Check | Check |  | 1 |  | FALSE | San | Check | [12 empty] | 0 | 0
GFID5947 | 2012-05-14 | 2012-05-14 | 2012-05-21 | Rule 21 | Rule 21 Export | Fast Track | Inactive | Withdrawn | 2012-12-21 | Withdrawn (No Agrmt) | No |  |  | Photovoltaic(1.5) | 1.5 | San Bernardino | CA | 2014-01-01 | 2014-01-01 | Baker CA | Inn 12kV | Eldorado 220/115 | Rurals Region | Inn | Kramer 220/115 System | Baker 115/12 (D) |  |  |  |  | Eldorado | 230 |  |  | 1 |  | FALSE | Eldorado | 230 | [12 empty] | 0 | 0
GFID5948 | 2012-05-17 | 2012-05-17 | 2012-06-19 | Rule 21 | Rule 21 Export | Fast Track | Inactive | Withdrawn | 2013-01-11 | Withdrawn (No Agrmt) | No |  |  | Photovoltaic(1.5) | 1.5 | San Bernardino | CA |  |  | Kaiser 12kV | KAISER 12KV | Etiwanda 220/66 | Desert Region | Kaiser | Etiwanda 220/66 System | Declez 66/12 (D) |  |  |  |  | Etiwanda | 230 |  |  | 1 |  | FALSE | Etiwanda | 230 | [12 empty] | 0 | 0
GFID5949 | 2012-05-17 | 2012-05-17 | 2012-06-13 | Rule 21 | Rule 21 Export | Fast Track | Inactive | Withdrawn | 2012-12-11 | Withdrawn (No Agrmt) | No |  |  | Photovoltaic(0.5) | 0.5 | San Bernardino | CA |  |  | Graf 12kV | GRAF 12KV | Etiwanda 220/66 | Desert Region | Graf | Etiwanda 220/66 System | Wimbledon 66/12 (D) |  |  |  |  | Etiwanda | 230 |  |  | 1 |  | FALSE | Etiwanda | 230 | [12 empty] | 0 | 0
GFID5950 | 2012-05-17 | 2012-05-17 | 2012-06-01 | Rule 21 | Rule 21 Export | Fast Track | Inactive | Withdrawn | 2012-10-05 | Withdrawn (No Agrmt) | No |  |  | Photovoltaic(1.5) | 1.5 | San Bernardino | CA | 2014-01-01 | 2014-01-01 | Phelan CA | DICE 33KV | Victor 220/115 | Rurals Region | Dice | Victor 220/115 System | Phelan 115/33 (D) |  |  |  |  | Victor | 230 |  |  | 1 |  | FALSE | Victor | 230 | [12 empty] | 0 | 0
GFID5951 | 2012-05-17 | 2012-05-17 | 2012-06-01 | Rule 21 | Rule 21 Export | Fast Track | Inactive | Withdrawn | 2012-10-05 | Withdrawn (No Agrmt) | No |  |  | Photovoltaic(1.5) | 1.5 | San Bernardino | CA | 2014-01-01 | 2014-01-01 | Phelan CA | DICE 33KV | Victor 220/115 | Rurals Region | Dice | Victor 220/115 System | Phelan 115/33 (D) |  |  |  |  | Victor | 230 |  |  | 1 |  | FALSE | Victor | 230 | [12 empty] | 0 | 0
GFID5952 | 2012-05-17 | 2012-05-17 | 2012-06-01 | Rule 21 | Rule 21 Export | Fast Track | Inactive | Withdrawn | 2012-10-05 | Withdrawn (No Agrmt) | No |  |  | Photovoltaic(1.5) | 1.5 | San Bernardino | CA | 2014-01-01 | 2014-01-01 | Phelan CA | DICE 33KV | Victor 220/115 | Rurals Region | Dice | Victor 220/115 System | Phelan 115/33 (D) |  |  |  |  | Victor | 230 |  |  | 1 |  | FALSE | Victor | 230 | [12 empty] | 0 | 0
GFID5953 | 2012-05-17 | 2012-05-17 | 2012-06-01 | Rule 21 | Rule 21 Export | Fast Track | Inactive | Withdrawn | 2012-10-05 | Withdrawn (No Agrmt) | No |  |  | Photovoltaic(1.5) | 1.5 | San Bernardino | CA | 2014-01-01 | 2014-01-01 | Phelan CA | DICE 33KV | Victor 220/115 | Rurals Region | Dice | Victor 220/115 System | Phelan 115/33 (D) |  |  |  |  | Victor | 230 |  |  | 1 |  | FALSE | Victor | 230 | [12 empty] | 0 | 0
GFID5954 | 2012-05-17 | 2012-05-17 | 2012-06-01 | Rule 21 | Rule 21 Export | Fast Track | Inactive | Withdrawn | 2012-10-05 | Withdrawn (No Agrmt) | No |  |  | Photovoltaic(1.5) | 1.5 | San Bernardino | AZ | 2014-01-01 | 2014-01-01 | Phelan CA | DICE 33KV | Victor 220/115 | Rurals Region | Dice | Victor 220/115 System | Phelan 115/33 (D) |  |  |  |  | Victor | 230 |  |  | 1 |  | FALSE | Victor | 230 | [12 empty] | 0 | 0
GFID5955 | 2012-05-17 | 2012-05-17 | 2012-06-21 | Rule 21 | Rule 21 Export | Fast Track | Inactive | Withdrawn | 2012-09-14 | Withdrawn (No Agrmt) | No |  |  | Photovoltaic(1.5) | 1.5 | Los Angeles | CA | 2013-07-01 | 2013-07-01 | West of 170th St. South of West Ave B APNS: 3257-010-043 & 3257-010-044 Fairmont CA | DUNTLEY 12KV | Bailey 220/66 | North Coast Region | Duntley | Antelope 220/66 System | Neenach 66/12 (D) |  |  |  |  | Bailey | 230 |  |  | 1 |  | FALSE | Bailey | 230 | [12 empty] | 0 | 0
GFID5956 | 2012-05-17 | 2012-05-17 | 2012-06-21 | Rule 21 | Rule 21 Export | Fast Track | Inactive | Withdrawn | 2012-09-14 | Withdrawn (No Agrmt) | No |  |  | Photovoltaic(1.5) | 1.5 | Los Angeles | CA | 2013-07-01 | 2013-07-01 | West of 170th St. South of West Ave B APNS: 3257-010-043 & 3257-010-044 Fairmont CA | DUNTLEY 12KV | Bailey 220/66 | North Coast Region | Duntley | Antelope 220/66 System | Neenach 66/12 (D) |  |  |  |  | Bailey | 230 |  |  | 1 |  | FALSE | Bailey | 230 | [12 empty] | 0 | 0
GFID5957 | 2012-05-17 | 2012-05-17 | 2012-06-21 | Rule 21 | Rule 21 Export | Fast Track | Inactive | Withdrawn | 2012-09-14 | Withdrawn (No Agrmt) | No |  |  | Photovoltaic(1.5) | 1.5 | Los Angeles | CA | 2013-07-01 | 2013-07-01 | West of 170th St. South of West Ave B APNS: 3257-010-043 & 3257-010-044 Fairmont CA | DUNTLEY 12KV | Bailey 220/66 | North Coast Region | Duntley | Antelope 220/66 System | Neenach 66/12 (D) |  |  |  |  | Bailey | 230 |  |  | 1 |  | FALSE | Bailey | 230 | [12 empty] | 0 | 0
GFID5958 | 2012-05-17 | 2012-05-17 | 2012-06-21 | Rule 21 | Rule 21 Export | Fast Track | Inactive | Withdrawn | 2012-09-14 | Withdrawn (No Agrmt) | No |  |  | Photovoltaic(1.5) | 1.5 | Los Angeles | CA | 2013-07-01 | 2013-07-01 | West of 170th St. South of West Ave B APNS: 3257-010-043 & 3257-010-044 Fairmont CA | DUNTLEY 12KV | Bailey 220/66 | North Coast Region | Duntley | Antelope 220/66 System | Neenach 66/12 (D) |  |  |  |  | Bailey | 230 |  |  | 1 |  | FALSE | Bailey | 230 | [12 empty] | 0 | 0
GFID5959 | 2012-05-17 | 2012-05-17 | 2012-06-21 | Rule 21 | Rule 21 Export | Fast Track | Inactive | Withdrawn | 2012-09-14 | Withdrawn (No Agrmt) | No |  |  | Photovoltaic(1.5) | 1.5 | Los Angeles | CA |  |  | West of 170th St. South of West Ave B APNS: 3257-010-043 & 3257-010-044 Fairmont CA | DUNTLEY 12KV | Bailey 220/66 | North Coast Region | Duntley | Antelope 220/66 System | Neenach 66/12 (D) |  |  |  |  | Bailey | 230 |  |  | 1 |  | FALSE | Bailey | 230 | [12 empty] | 0 | 0
GFID5960 | 2012-05-17 | 2012-05-17 | 2012-06-21 | Rule 21 | Rule 21 Export | Fast Track | Inactive | Withdrawn | 2012-09-14 | Withdrawn (No Agrmt) | No |  |  | Photovoltaic(1.5) | 1.5 | Los Angeles | CA | 2013-07-01 | 2013-07-01 | West of 170th St. South of West Ave B APNS: 3257-010-043 & 3257-010-044 Fairmont CA | BLEDSOE 12KV | Bailey 220/66 | North Coast Region | Bledsoe | Antelope 220/66 System | Neenach 66/12 (D) |  |  |  |  | Bailey | 230 |  |  | 1 |  | FALSE | Bailey | 230 | [12 empty] | 0 | 0
GFID5961 | 2012-05-17 | 2012-05-17 | 2012-06-25 | Rule 21 | Rule 21 Export | Fast Track | Inactive | Withdrawn | 2012-09-14 | Withdrawn (No Agrmt) | No |  |  | Photovoltaic(1.5) | 1.5 | Los Angeles | CA | 2013-07-01 | 2013-07-01 | West of 170th St. South of West Ave B APNS: 3257-010-043 & 3257-010-044 Fairmont CA | WILLOW SPRINGS 12KV | Antelope 220/66 | North Coast Region | Willow Springs | Antelope 220/66 System | Rosamond 66/12 (D) |  |  |  |  | Antelope | 230 |  |  | 1 |  | FALSE | Antelope | 230 | [12 empty] | 0 | 0
GFID5962 | 2012-05-17 | 2012-05-17 | 2012-06-25 | Rule 21 | Rule 21 Export | Fast Track | Inactive | Withdrawn | 2012-09-14 | Withdrawn (No Agrmt) | No |  |  | Photovoltaic(1.5) | 1.5 | Sacramento | CA | 2013-07-01 | 2013-07-01 | East of 170th St. North of Holiday St. APN: 261-21-26-00 Rosemont Ca | WILLOW SPRINGS 12KV | Antelope 220/66 | North Coast Region | Willow Springs | Antelope 220/66 System | Rosamond 66/12 (D) |  |  |  |  | Antelope | 230 |  |  | 1 |  | FALSE | Antelope | 230 | [12 empty] | 0 | 0
GFID5963 | 2012-05-17 | 2012-05-17 | 2012-06-25 | Rule 21 | Rule 21 Export | Fast Track | Inactive | Withdrawn | 2012-09-14 | Withdrawn (No Agrmt) | No |  |  | Photovoltaic(1.5) | 1.5 | San Bernardino | CA | 2013-07-01 | 2013-07-01 | East of 170th St. North of Holiday St. APN: 261-12-27-00 Rosemont Ca | WILLOW SPRINGS 12KV | Antelope 220/66 | North Coast Region | Willow Springs | Antelope 220/66 System | Rosamond 66/12 (D) |  |  |  |  | Antelope | 230 |  |  | 1 |  | FALSE | Antelope | 230 | [12 empty] | 0 | 0
GFID2868 | 2012-05-31 | 2012-05-31 | 2012-09-28 | Rule 21 | Rule 21 Export | Detailed Study | Inactive | IA Terminated |  | Terminated | Yes | 2016-02-26 | 2016-04-22 | Fuel Cell(1) | 1 | Tulare | CA |  | 2015-12-01 | MANZANILLO 12KV | MANZANILLO 12KV | Rector 220/66 | San Joaquin Region | Manzanillo | Rector 220/66 System | Goshen 66/12 (D) |  |  |  |  | Rector | 230 |  |  | 1 |  | FALSE | Rector | 230 | [12 empty] | 0 | 0
GFID5965BCT |  | 2012-06-05 |  | Rule 21 | Rule 21 Export | Fast Track | Inactive | Withdrawn | 2012-07-02 | Withdrawn (No Agrmt) | No |  |  | Photovoltaic(0.167) | 0 | Los Angeles | CA |  | 2010-11-15 | Invention 12kV |  | Antelope 220/66 | North Coast Region | Invention | Antelope 220/66 System | Quartz Hill 66/12 (D) |  |  |  |  | Antelope | 230 |  |  | 1 |  | FALSE | Antelope | 230 | [12 empty] | 0 | 0
GFID5966 | 2012-06-13 | 2012-06-13 | 2012-07-06 | Rule 21 | Rule 21 Export | Fast Track | Inactive | Withdrawn | 2012-10-05 | Withdrawn (No Agrmt) | No |  |  | Photovoltaic(1) | 1 | San Bernardino | CA | 2014-01-01 |  | Hesperia: SEAFORTH 12 kV line | SEAFORTH 12KV | Victor 220/115 | Rurals Region | Seaforth | Victor 220/115 System | Hesperia 115/12 (D) |  |  |  |  | Victor | 230 |  |  | 1 |  | FALSE | Victor | 230 | [12 empty] | 0 | 0
GFID5967 | 2012-06-13 | 2012-06-13 | 2012-07-10 | Rule 21 | Rule 21 Export | Fast Track | Inactive | Withdrawn | 2012-10-05 | Withdrawn (No Agrmt) | No |  |  | Photovoltaic(1.5) | 1.5 | San Bernardino | CA | 2014-01-14 |  | Montara 33kV | MONTARA 33KV | Kramer 220/115 | Rurals Region | Montara | Kramer 220/115 System | Barstow 33/33 (D) |  |  |  |  | Kramer | 230 |  |  | 1 |  | FALSE | Kramer | 230 | [12 empty] | 0 | 0
GFID5968 | 2012-06-13 | 2012-06-13 | 2012-06-20 | Rule 21 | Rule 21 Export | Fast Track | Inactive | Withdrawn | 2012-10-05 | Withdrawn (No Agrmt) | No |  |  | Photovoltaic(1.5) | 1.5 | San Bernardino | CA | 2014-01-01 |  | Dairy 12kV | DAIRY 12KV | Kramer 220/115 | Rurals Region | Dairy | Kramer 220/115 System | Hinkley 33/12 (D) |  |  |  |  | Kramer | 230 |  |  | 1 |  | FALSE | Kramer | 230 | [12 empty] | 0 | 0
GFID5969 | 2012-06-13 | 2012-06-13 | 2012-06-20 | Rule 21 | Rule 21 Export | Fast Track | Inactive | Withdrawn | 2012-10-05 | Withdrawn (No Agrmt) | No |  |  | Photovoltaic(1.5) | 1.5 | San Bernardino | CA | 2014-01-01 |  | Dairy 12kV | DAIRY 12KV | Kramer 220/115 | Rurals Region | Dairy | Kramer 220/115 System | Hinkley 33/12 (D) |  |  |  |  | Kramer | 230 |  |  | 1 |  | FALSE | Kramer | 230 | [12 empty] | 0 | 0
GFID5970 | 2012-06-13 | 2012-06-13 | 2012-06-26 | Rule 21 | Rule 21 Export | Fast Track | Inactive | Withdrawn | 2012-10-05 | Withdrawn (No Agrmt) | No |  |  | Photovoltaic(1.5) | 1.5 | San Bernardino | CA | 2014-01-01 |  | Aqueduct: TUNNEL 12 kV line | TUNNEL 12KV | Victor 220/115 | Rurals Region | Tunnel | Victor 220/115 System | Aqueduct 115/12 (D) |  |  |  |  | Victor | 230 |  |  | 1 |  | FALSE | Victor | 230 | [12 empty] | 0 | 0
GFID5971 | 2012-06-13 | 2012-06-13 | 2012-06-26 | Rule 21 | Rule 21 Export | Fast Track | Inactive | Withdrawn | 2012-10-05 | Withdrawn (No Agrmt) | No |  |  | Photovoltaic(1.5) | 1.5 | San Bernardino | CA | 2014-01-01 |  | Aqueduct: TUNNEL 12 kV line | TUNNEL 12KV | Victor 220/115 | Rurals Region | Tunnel | Victor 220/115 System | Aqueduct 115/12 (D) |  |  |  |  | Victor | 230 |  |  | 1 |  | FALSE | Victor | 230 | [12 empty] | 0 | 0
GFID5972 | 2012-06-13 | 2012-06-13 | 2012-06-26 | Rule 21 | Rule 21 Export | Fast Track | Inactive | Withdrawn | 2012-12-03 | Withdrawn (No Agrmt) | No |  |  | Photovoltaic(1.5) | 1.5 | San Bernardino | CA | 2014-01-01 |  | Calcadia P.T.: CALCADIA 12 kV line | Nipton 33kV | Eldorado 220/115 | Rurals Region | Nipton | Kramer 220/115 System | Mountain Pass A 115/33 (D) |  |  |  |  | Eldorado | 230 |  |  | 1 |  | FALSE | Eldorado | 230 | [12 empty] | 0 | 0
GFID5973 | 2012-06-13 | 2012-06-13 | 2012-06-26 | Rule 21 | Rule 21 Export | Fast Track | Inactive | Withdrawn | 2012-12-03 | Withdrawn (No Agrmt) | No |  |  | Photovoltaic(1.5) | 1.5 | San Bernardino | CA | 2014-01-01 |  | Calcadia P.T.: CALCADIA 12 kV line | Nipton 33kV | Eldorado 220/115 | Rurals Region | Nipton | Kramer 220/115 System | Mountain Pass A 115/33 (D) |  |  |  |  | Eldorado | 230 |  |  | 1 |  | FALSE | Eldorado | 230 | [12 empty] | 0 | 0
GFID5974 | 2012-06-13 | 2012-06-13 | 2012-06-26 | Rule 21 | Rule 21 Export | Fast Track | Inactive | Withdrawn | 2012-12-04 | Withdrawn (No Agrmt) | No |  |  | Photovoltaic(1.5) | 1.5 | San Bernardino | CA | 2014-01-01 |  | Calcadia P.T.: CALCADIA 12 kV line | Nipton 33kV | Eldorado 220/115 | Rurals Region | Nipton | Kramer 220/115 System | Mountain Pass A 115/33 (D) |  |  |  |  | Eldorado | 230 |  |  | 1 |  | FALSE | Eldorado | 230 | [12 empty] | 0 | 0
GFID5975 | 2012-08-30 | 2012-06-18 | 2012-08-30 | Rule 21 | Rule 21 Export | Detailed Study | Inactive | Withdrawn | 2014-02-18 | Withdrawn (No Agrmt) | No |  |  | Photovoltaic(1.333) | 1.333 | Kings | CA | 2012-12-31 | 2012-12-31 | LEMOORE 12KV | Lemoore 12kV | Rector 220/66 | San Joaquin Region | Lemoore | Rector 220/66 System | Hanford 66/12 (D) |  |  |  |  | Rector | 230 |  |  | 1 |  | FALSE | Rector | 230 | [12 empty] | 0 | 0
GFID5976 |  | 2012-08-06 |  | Rule 21 | Rule 21 Export | Fast Track | Inactive | Withdrawn | 2012-08-16 | Withdrawn (No Agrmt) | No |  |  | Photovoltaic(0.15) | 0.15 | Tulare | CA |  |  | Whey 12kV | Whey 12kV | Rector 220/66 | San Joaquin Region | Whey | Rector 220/66 System | Tulare 66/12 (D) |  |  |  |  | Rector | 230 |  |  | 1 |  | FALSE | Rector | 230 | [12 empty] | 0 | 0
GFID5978 | 2012-08-23 | 2012-08-23 | 2012-09-11 | Rule 21 | Rule 21 Export | Fast Track | Inactive | Withdrawn | 2012-10-04 | Withdrawn (No Agrmt) | No |  |  | Photovoltaic(1.5) | 1.5 | San Bernardino | CA | 2014-06-01 | 2014-06-01 | TONTO 12KV | TONTO 12KV | Victor 220/115 | Rurals Region | Tonto | Victor 220/115 System | Apple Valley 115/12 (D) |  |  |  |  | Victor | 230 |  |  | 1 |  | FALSE | Victor | 230 | [12 empty] | 0 | 0
GFID5979 | 2012-08-23 | 2012-08-23 | 2012-09-11 | Rule 21 | Rule 21 Export | Fast Track | Inactive | Withdrawn | 2012-10-11 | Withdrawn (No Agrmt) | No |  |  | Photovoltaic(1.5) | 1.5 | Los Angeles | CA | 2014-06-01 | 2014-06-01 | Wyoming 12kV | WOOKIE 12KV | Antelope 220/66 | North Coast Region | Wookie | Antelope 220/66 System | Shuttle 66/12 (D) |  |  |  |  | Antelope | 230 |  |  | 1 |  | FALSE | Antelope | 230 | [12 empty] | 0 | 0
GFID5980 | 2012-08-23 | 2012-08-23 | 2012-09-11 | Rule 21 | Rule 21 Export | Fast Track | Inactive | Withdrawn | 2012-10-04 | Withdrawn (No Agrmt) | No |  |  | Photovoltaic(1) | 1 | Los Angeles | CA | 2014-06-01 | 2014-06-01 | STEALTH 12KV | STEALTH 12KV | Antelope 220/66 | North Coast Region | Stealth | Antelope 220/66 System | Oasis 66/12 (D) |  |  |  |  | Antelope | 230 |  |  | 1 |  | FALSE | Antelope | 230 | [12 empty] | 0 | 0
GFID5981 | 2012-08-23 | 2012-08-23 | 2012-09-11 | Rule 21 | Rule 21 Export | Fast Track | Inactive | Withdrawn | 2012-10-04 | Withdrawn (No Agrmt) | No |  |  | Photovoltaic(1) | 1 | Los Angeles | CA | 2014-06-01 | 2014-06-01 | STEALTH 12KV | STEALTH 12KV | Antelope 220/66 | North Coast Region | Stealth | Antelope 220/66 System | Oasis 66/12 (D) |  |  |  |  | Antelope | 230 |  |  | 1 |  | FALSE | Antelope | 230 | [12 empty] | 0 | 0
GFID5982 | 2012-08-23 | 2012-08-23 | 2012-09-11 | Rule 21 | Rule 21 Export | Fast Track | Inactive | Withdrawn | 2012-10-04 | Withdrawn (No Agrmt) | No |  |  | Photovoltaic(1) | 1 | Los Angeles | CA | 2014-06-01 | 2014-06-01 | HANGER 12KV | HANGER 12KV | Antelope 220/66 | North Coast Region | Hanger | Antelope 220/66 System | Oasis 66/12 (D) |  |  |  |  | Antelope | 230 |  |  | 1 |  | FALSE | Antelope | 230 | [12 empty] | 0 | 0
GFID5983 | 2012-08-30 | 2012-08-30 | 2012-09-17 | Rule 21 | Rule 21 Export | Fast Track | Inactive | Withdrawn | 2012-10-04 | Withdrawn (No Agrmt) | No |  |  | Photovoltaic(1.5) | 1.5 | Los Angeles | CA | 2014-06-01 | 2014-06-01 | East Ave M & 20th Street East, Palmdale, CA, 93535 | ASSEMBLY 12KV | Antelope 220/66 | North Coast Region | Assembly | Antelope 220/66 System | Oasis 66/12 (D) |  |  |  |  | Antelope | 230 |  |  | 1 |  | FALSE | Antelope | 230 | [12 empty] | 0 | 0
GFID5984 | 2013-01-10 | 2013-01-10 | 2013-01-25 | Rule 21 | Rule 21 Export | Fast Track | Active - Post IA | In-Service |  | Executed - In Effect | Yes | 2013-09-17 |  | Hydroelectric(0.25) | 0.25 | Santa Barbara | CA | 2012-12-31 | 2012-12-31 | Vegas: Tecolote 16 kV Line | TRUMP 16KV | Goleta 220/66 | North Coast Region | Trump | Goleta 220/66 System | Goleta 66/16 (D) |  |  |  |  | Goleta | 230 |  |  | 1 |  | FALSE | Goleta | 230 | [12 empty] | 1 | 1
GFID4216 | 2012-09-13 | 2012-09-13 | 2013-02-25 | Rule 21 | Rule 21 Export | Fast Track | Active - Post IA | In-Service |  | Executed - In Effect | Yes | 2014-02-11 |  | Hydroelectric(0.82) | 0.82 | Ventura | CA | 2013-07-30 | 2013-07-30 | HURST 16KV | HURST 16KV | Goleta 220/66 | North Coast Region | Hurst | Goleta 220/66 System | San Marcos 66/16 (D) |  |  |  |  | Goleta | 230 |  |  | 1 |  | FALSE | Goleta | 230 | [12 empty] | 1 | 1
GFID4217 | 2012-09-15 | 2011-08-15 |  | Rule 21 | Rule 21 Export | Fast Track | Active - Post IA | In-Service |  | Executed - In Effect | Yes | 2012-09-27 |  | Hydroelectric(0.55) | 0.55 | Ventura | CA | 2012-10-01 | 2012-10-01 | Brennan 16 kV | Brennan 16 kV o/o Moorpark 66/16 kV | Moorpark 220/66 kV | North Coast Region | Brennan | Moorpark 220/66 System | Moorpark 66/16 (D) |  |  |  |  | Moorpark | 230 |  |  | 1 |  | FALSE | Moorpark | 230 | [12 empty] | 1 | 1
GFID5985 | 2012-09-27 | 2012-09-27 | 2012-10-15 | Rule 21 | Rule 21 Export | Fast Track | Inactive | Withdrawn | 2012-11-14 | Withdrawn (No Agrmt) | No |  |  | Photovoltaic(1.26) | 1.26 | Los Angeles | CA | 2013-11-15 | 2013-11-15 | ROSAMOND: GRUBSTAKE 12 Kv Line | GRUBSTAKE 12KV | Antelope 220/66 | North Coast Region | Grubstake | Antelope 220/66 System | Rosamond 66/12 (D) |  |  |  |  | Antelope | 230 |  |  | 1 |  | FALSE | Antelope | 230 | [12 empty] | 0 | 0
GFID5986BCT | 2013-03-05 | 2012-10-31 | 2013-01-21 | Rule 21 | Rule 21 Export | Detailed Study | Active - Post IA | In-Service |  | Executed - In Effect | Yes | 2015-05-15 |  | Photovoltaic(4.4) | 4.4 | Riverside | CA |  | 2016-01-15 | TACKLE 12KV | TACKLE 12KV | Valley 500/115 | San Jacinto Valley Region | Tackle | Valley 'D' 500/115 System | Stadler 115/12 (D) |  |  |  |  | Valley | 500 | Check |  | 1 |  | FALSE | Valley | 500 | [12 empty] | 1 | 1
GFID5987 | 2012-11-13 | 2012-11-13 | 2013-01-25 | Rule 21 | Rule 21 Export | Fast Track | Inactive | Withdrawn | 2013-10-22 | Withdrawn (No Agrmt) | No |  |  | Photovoltaic(0.64) | 0.64 | Riverside | CA |  |  | BAYLINER 12KV | Bayliner 12kV | Valley 500/115 | San Jacinto Valley Region | Bayliner | Valley 'D' 500/115 System | Canyon Lake 33/12 (D) |  |  |  |  | Valley | 500 | Check |  | 1 |  | FALSE | Valley | 500 | [12 empty] | 0 | 0
GFID5988 | 2012-11-16 | 2012-11-16 | 2013-01-07 | Rule 21 | Rule 21 Export | Fast Track | Inactive | Withdrawn | 2013-08-14 | Withdrawn (No Agrmt) | No |  |  | Photovoltaic(0.235) | 0.235 | Los Angeles | CA | 2013-02-28 | 2013-02-28 | GREGG 16KV | Gregg 16kV | Rio Hondo 220/66 | Metro East Region | Gregg | Rio Hondo 220/66 System | Anita 66/16 (D) |  |  |  |  | Rio | Check | Check |  | 1 |  | FALSE | Rio | Check | [12 empty] | 0 | 0
GFID5989 | 2012-11-19 | 2012-11-19 | 2012-12-20 | Rule 21 | Rule 21 Export | Fast Track | Inactive | Withdrawn | 2013-01-18 | Withdrawn (No Agrmt) | No |  |  | Photovoltaic(3) | 3 | San Bernardino | CA | 2014-04-21 | 2014-04-21 | Sub:8260, Circuit:09469, GPS:34.529915, -117.289368 | KASOTA 12KV | Victor 220/115 | Rurals Region | Kasota | Victor 220/115 System | Victorville 33/12 (D) |  |  |  |  | Victor | 230 |  |  | 1 |  | FALSE | Victor | 230 | [12 empty] | 0 | 0
GFID5990 |  | 2012-11-27 |  | Rule 21 | Rule 21 Export | Fast Track | Inactive | Withdrawn | 2013-01-29 | Withdrawn (No Agrmt) | No |  |  | Photovoltaic(1.053) | 1.053 | San Bernardino | CA | 2013-07-02 | 2013-07-02 | Turntable 12kV | TURNTABLE 12KV | Vista 220/66 | Desert Region | Turntable | Vista A 220/66 System | Bloomington 66/12 (D) |  |  |  |  | Vista | 230 | Check |  | 1 |  | FALSE | Vista | 230 | [12 empty] | 0 | 0
GFID5991 |  | 2012-11-27 |  | Rule 21 | Rule 21 Export | Fast Track | Inactive | Withdrawn | 2013-01-07 | Withdrawn (No Agrmt) | No |  |  | Photovoltaic(0.333) | 0.315 | Ventura | CA | 2013-07-02 | 2013-07-02 | 1950 Williams Dr., Oxnard, CA, 93036 | Santa Clara 66kV | Santa Clara 220/66 | [8 empty] | Santa | Check | Check |  | 1 |  | FALSE | Santa | Check | [12 empty] | 0 | 0
GFID5992 | 2012-11-27 | 2012-11-27 | 2013-01-18 | Rule 21 | Rule 21 Export | Fast Track | Inactive | Withdrawn | 2013-04-17 | Withdrawn (No Agrmt) | No |  |  | Photovoltaic(1.53) | 1.5305 | Los Angeles | CA | 2013-07-02 | 2013-07-02 | Wilmington 12kV | WILMINGTON 12KV | Lighthipe 220/66 | Metro West Region | Wilmington | Lighthipe 220/66 System | Alon 66/12 (D) |  |  |  |  | Lighthipe | 230 |  |  | 1 |  | FALSE | Lighthipe | 230 | [12 empty] | 0 | 0
GFID5993 |  | 2012-11-27 |  | Rule 21 | Rule 21 Export | Fast Track | Inactive | Withdrawn | 2013-01-29 | Withdrawn (No Agrmt) | No |  |  | Photovoltaic(1) | 1 | San Bernardino | CA | 2013-07-02 | 2013-07-02 | Hallmark 12kV | HALLMARK 12KV | Vista 220/115 | Desert Region | Hallmark | Vista 220/115 System | Shandin 115/12 (D) |  |  |  |  | Vista | 230 | Check |  | 1 |  | FALSE | Vista | 230 | [12 empty] | 0 | 0
GFID5994 |  | 2012-11-27 |  | Rule 21 | Rule 21 Export | Fast Track | Inactive | Withdrawn | 2013-01-29 | Withdrawn (No Agrmt) | No |  |  | Photovoltaic(1.5) | 1.5 | Los Angeles | CA | 2013-07-02 | 2013-07-02 | Titus 12kV | TITUS 12KV | Chino 220/66 | Metro East Region | Titus | Chino 220/66 System | Peyton 66/12 (D) |  |  |  |  | Chino | 230 |  |  | 1 |  | FALSE | Chino | 230 | [12 empty] | 0 | 0
GFID5995 | 2013-01-22 | 2012-11-27 | 2013-01-22 | Rule 21 | Rule 21 Export | Fast Track | Inactive | IA Terminated |  | Terminated | Yes | 2013-09-23 | 2014-03-14 | Photovoltaic(0.57) | 0.57 | Orange | CA | 2013-07-02 | 2013-07-02 | EAGLE 12KV | EAGLE 12KV | Ellis 220/66 | Orange Region | Eagle | Ellis 'C' 220/66 System | Talbert 66/12 (D) |  |  |  |  | Ellis | 230 |  |  | 1 |  | FALSE | Ellis | 230 | [12 empty] | 0 | 0
GFID5996 |  | 2012-11-27 |  | Rule 21 | Rule 21 Export | Fast Track | Inactive | Withdrawn | 2013-01-07 | Withdrawn (No Agrmt) | No |  |  | Photovoltaic(1) | 1 | Ventura | CA | 2013-07-02 | 2013-07-02 | 3233 Mission Oaks Blvd., Camarillo, CA, 93012 | Santa Clara 220kV | Santa Clara 220/66 | [8 empty] | Santa | Check | Check |  | 1 |  | FALSE | Santa | Check | [12 empty] | 0 | 0
GFID5997 |  | 2012-11-27 |  | Rule 21 | Rule 21 Export | Fast Track | Inactive | Withdrawn | 2013-01-29 | Withdrawn (No Agrmt) | No |  |  | Photovoltaic(1) | 1 | Los Angeles | CA | 2013-07-02 | 2013-07-02 | Rhine 12kV | Rhine 12kV | Rio Hondo 220/66 | Metro East Region | Rhine | Rio Hondo 220/66 System | Rio Hondo 66/12 (D) |  |  |  |  | Rio | Check | Check |  | 1 |  | FALSE | Rio | Check | [12 empty] | 0 | 0
GFID5998 | 2013-01-25 | 2012-11-27 | 2013-01-25 | Rule 21 | Rule 21 Export | Fast Track | Inactive | Withdrawn | 2013-09-13 | Withdrawn (No Agrmt) | No |  |  | Photovoltaic(0.5) | 0.5 | Los Angeles | CA | 2013-07-02 | 2013-07-02 | LAGER 12KV | Lager 12kV | Rio Hondo 220/66 | Metro East Region | Lager | Rio Hondo 220/66 System | Dalton 66/12 (D) |  |  |  |  | Rio | Check | Check |  | 1 |  | FALSE | Rio | Check | [12 empty] | 0 | 0
GFID5999 | 2013-01-22 | 2012-11-27 | 2013-01-22 | Rule 21 | Rule 21 Export | Fast Track | Inactive | IA Terminated |  | Terminated | Yes | 2013-09-23 | 2014-03-14 | Photovoltaic(0.911) | 0.911 | Orange | CA | 2013-07-02 | 2013-07-02 | SKIFF 12KV | SKIFF 12KV | Barre 220/66 | Orange Region | Skiff | Barre 220/66 System | Bolsa 66/12 (D) |  |  |  |  | Barre | 230 |  |  | 1 |  | FALSE | Barre | 230 | [12 empty] | 0 | 0
GFID8002 | 2013-01-18 | 2012-11-27 | 2013-01-18 | Rule 21 | Rule 21 Export | Fast Track | Inactive | IA Terminated |  | Terminated | Yes | 2013-09-23 | 2014-03-14 | Photovoltaic(0.694) | 0.6936 | Orange | CA | 2013-07-02 | 2013-07-02 | CHIPPEWA 12KV | CHIPPEWA 12KV | Barre 220/66 | Orange Region | Chippewa | Barre 220/66 System | Shawnee 66/12 (D) |  |  |  |  | Barre | 230 |  |  | 1 |  | FALSE | Barre | 230 | [12 empty] | 0 | 0
GFID8003 |  | 2012-11-27 |  | Rule 21 | Rule 21 Export | Fast Track | Inactive | Withdrawn | 2013-01-29 | Withdrawn (No Agrmt) | No |  |  | Photovoltaic(0.75) | 0.728 | Orange | CA | 2013-07-02 | 2013-07-02 | 5901 Bolsa Rd., Huntington Beach, CA, 92647 | [10 empty] | Check | Check | Check |  | 1 |  | FALSE | [14 empty] | 0 | 0
GFID8004 |  | 2012-11-27 |  | Rule 21 | Rule 21 Export | Fast Track | Inactive | Withdrawn | 2013-01-07 | Withdrawn (No Agrmt) | No |  |  | Photovoltaic(0.666) | 0.624 | Los Angeles | CA | 2013-07-02 | 2013-07-02 | 12910 Mulberry Dr., Whittier, CA, 90670 | [10 empty] | Check | Check | Check |  | 1 |  | FALSE | [14 empty] | 0 | 0
GFID8005 |  | 2012-11-27 |  | Rule 21 | Rule 21 Export | Fast Track | Inactive | Withdrawn | 2013-01-07 | Withdrawn (No Agrmt) | No |  |  | Photovoltaic(1.083) | 1.0834 | Los Angeles | CA | 2013-07-02 | 2013-07-02 | 13827 Carmenita Rd., Santa Fe Springs, CA, 90670 | [10 empty] | Check | Check | Check |  | 1 |  | FALSE | [14 empty] | 0 | 0
GFID8006 | 2012-11-27 | 2012-11-27 | 2013-01-18 | Rule 21 | Rule 21 Export | Fast Track | Inactive | IA Terminated |  | Terminated | Yes | 2013-09-23 | 2014-03-14 | Photovoltaic(0.5) | 0.5 | Los Angeles | CA | 2013-07-02 | 2013-07-02 | STAGE 12KV | STAGE 12KV | Del Amo 220/66 | Metro West Region | Stage | Del Amo 220/66 System | Carmenita 66/12 (D) |  |  |  |  | Del | Check | Check |  | 1 |  | FALSE | Del | Check | [12 empty] | 0 | 0
GFID8007 | 2012-11-27 | 2012-11-27 | 2013-01-18 | Rule 21 | Rule 21 Export | Fast Track | Inactive | IA Terminated |  | Terminated | Yes | 2013-09-23 | 2014-03-14 | Photovoltaic(0.666) | 0.666 | Los Angeles | CA | 2013-07-02 | 2013-07-02 | Stage 12 kV Line | MIRA 12KV | Del Amo 220/66 | Metro West Region | Mira | Del Amo 220/66 System | Carmenita 66/12 (D) |  |  |  |  | Del | Check | Check |  | 1 |  | FALSE | Del | Check | [12 empty] | 0 | 0
GFID8008 |  | 2012-11-27 |  | Rule 21 | Rule 21 Export | Fast Track | Inactive | Withdrawn | 2013-01-07 | Withdrawn (No Agrmt) | No |  |  | Photovoltaic(0.5) | 0.5 | Los Angeles | CA | 2013-07-02 | 2013-07-02 | Isis 12kV | Isis 12kV | Walnut 220/66 | Metro East Region | Theseus | Walnut 220/66 System | Proctor 66/12 (D) |  |  |  |  | Walnut | 230 |  |  | 1 |  | FALSE | Walnut | 230 | [12 empty] | 0 | 0
GFID8009 |  | 2012-11-27 |  | Rule 21 | Rule 21 Export | Fast Track | Inactive | Withdrawn | 2013-01-29 | Withdrawn (No Agrmt) | No |  |  | Photovoltaic(0.75) | 0.75 | Los Angeles | CA | 2013-07-02 | 2013-07-02 | Engine 12kV | Engine 12kV | Walnut 220/66 | Metro East Region | Engine | Walnut 220/66 System | Railroad 66/12 (D) |  |  |  |  | Walnut | 230 |  |  | 1 |  | FALSE | Walnut | 230 | [12 empty] | 0 | 0
GFID8010 | 2013-01-18 | 2012-11-27 | 2013-01-18 | Rule 21 | Rule 21 Export | Fast Track | Inactive | IA Terminated |  | Terminated | Yes | 2013-09-23 | 2014-03-14 | Photovoltaic(1) | 1 | Los Angeles | CA | 2013-07-02 | 2013-07-02 | Shawnee: Chippewa 12 kV Line | JENKINS 16KV | Lighthipe 220/66 | Metro West Region | Jenkins | Lighthipe 220/66 System | Carson 66/16 (D) |  |  |  |  | Lighthipe | 230 |  |  | 1 |  | FALSE | Lighthipe | 230 | [12 empty] | 0 | 0
GFID8012 | 2012-12-27 | 2012-12-27 | 2013-02-13 | Rule 21 | Rule 21 Export | Fast Track | Inactive | Withdrawn | 2013-02-13 | Withdrawn (No Agrmt) | No |  |  | Photovoltaic(1.5) | 1.5 | San Bernardino | CA | 2014-06-10 | 2014-06-10 | Cottonwood: GOBAR 33 kV line | Gobar 33kV | Victor 220kV bus | Rurals Region | Gobar | Victor 220/115 System | Cottonwood 115/33 (D) |  |  |  |  | Victor | Check | Check |  | 1 |  | FALSE | Victor | Check | [12 empty] | 0 | 0
GFID8014 | 2013-03-07 | 2013-01-04 | 2013-03-28 | Rule 21 | Rule 21 Export | Fast Track | Inactive | Withdrawn | 2013-04-22 | Withdrawn (No Agrmt) | No |  |  | Photovoltaic(1.5) | 1.5 | San Bernardino | CA | 2014-05-01 | 2014-05-01 | power pole#1694872E - 25000kV - Cascade Rd. | SUNFAIR 25KV | Devers 220/115 | Desert Region | Sunfair | Devers 220/115 System | Hi Desert 33/25 (D) |  |  |  |  | Devers | 230 |  |  | 1 |  | FALSE | Devers | 230 | [12 empty] | 0 | 0
GFID8013BCT | 2013-06-10 | 2012-12-17 | 2013-06-10 | Rule 21 | Rule 21 Export | Detailed Study | Active - Post IA | In-Service |  | Executed - In Effect | Yes | 2013-12-31 |  | Photovoltaic(4.5) | 4.5 | Los Angeles | CA | 2013-12-01 | 2013-12-01 | Haskell: Nero 16 kV Line | Nero 16kV | Pardee 230 kV bus | North Coast Region | Nero | Saugus 220/66 System | Haskell 66/16 (D) |  |  |  |  | Pardee | 230 |  |  | 1 |  | FALSE | Pardee | 230 | [12 empty] | 1 | 1
GFID8015 | 2013-04-26 | 2013-01-15 | 2013-04-30 | Rule 21 | Rule 21 Export | Fast Track | Inactive | Withdrawn | 2013-04-30 | Withdrawn (No Agrmt) | No |  |  | Photovoltaic(1.5) | 1.5 | San Bernardino | CA | 2014-03-31 | 2014-03-31 | Circuit #12325 of Substation 8268, 12kV, Ghost Town Rd. & Oasis Rd. | MULE CANYON 12KV | Kramer 220/115 | Rurals Region | Mule Canyon | Kramer 220/115 System | Yermo 33/12 (D) |  |  |  |  | Kramer | 230 |  |  | 1 |  | FALSE | Kramer | 230 | [12 empty] | 0 | 0
GFID8016 | 2013-04-26 | 2013-01-15 | 2013-04-30 | Rule 21 | Rule 21 Export | Fast Track | Inactive | Withdrawn | 2013-04-30 | Withdrawn (No Agrmt) | No |  |  | Photovoltaic(1.5) | 1.5 | San Bernardino | CA | 2014-03-31 | 2014-03-31 | Circuit #12325 of Substation 8268, 12kV, Ghost Town Rd. & Oasis Rd. | MULE CANYON 12KV | Kramer 220/115 | Rurals Region | Mule Canyon | Kramer 220/115 System | Yermo 33/12 (D) |  |  |  |  | Kramer | 230 |  |  | 1 |  | FALSE | Kramer | 230 | [12 empty] | 0 | 0
GFID8017 | 2013-04-26 | 2013-01-15 | 2013-04-30 | Rule 21 | Rule 21 Export | Fast Track | Inactive | Withdrawn | 2013-04-30 | Withdrawn (No Agrmt) | No |  |  | Photovoltaic(1.5) | 1.5 | San Bernardino | CA | 2014-03-31 | 2014-03-31 | Circuit #12325 of Substation 8268, 12kV, Ghost Town Rd. & Oasis Rd. | MULE CANYON 12KV | Kramer 220/115 | Rurals Region | Mule Canyon | Kramer 220/115 System | Yermo 33/12 (D) |  |  |  |  | Kramer | 230 |  |  | 1 |  | FALSE | Kramer | 230 | [12 empty] | 0 | 0
GFID8019 | 2013-03-14 | 2013-01-24 | 2013-03-14 | Rule 21 | Rule 21 Export | Fast Track | Inactive | Withdrawn | 2013-04-17 | Withdrawn (No Agrmt) | No |  |  | Photovoltaic(0.619) | 0.619 | Riverside | CA | 2014-01-14 | 2014-01-14 | Andes 12kV | ANDES 12KV | Mira Loma 220/66 | Metro East Region | Andes | Mira Loma 220/66 System | Mira Loma 66/12 (D) |  |  |  |  | Mira | Check | Check |  | 1 |  | FALSE | Mira | Check | [12 empty] | 0 | 0
GFID8020BCT | 2012-12-18 | 2012-12-18 | 2013-02-01 | Rule 21 | Rule 21 Export | Fast Track | Inactive | Withdrawn | 2013-04-02 | Withdrawn (No Agrmt) | No |  |  | Photovoltaic(0.62) | 0.62 | Los Angeles | CA | 2013-02-01 | 2013-02-01 | Fairmont 12 kV out of Del Sur Substation | FAIRMONT 12KV | Antelope 220/66 | North Coast Region | Fairmont | Antelope 220/66 System | Del Sur 66/12 (D) |  |  |  |  | Antelope | 230 |  |  | 1 |  | FALSE | Antelope | 230 | [12 empty] | 0 | 0
GFID8022BCT | 2013-03-28 | 2013-01-31 | 2013-03-28 | Rule 21 | Rule 21 Export | Fast Track | Inactive | IA Terminated |  | Executed - In Effect | Yes | 2013-12-20 | 2017-08-25 | Photovoltaic(1) | 1 | Tulare | CA | 2011-12-05 | 2011-12-05 | MILK 12KV | MILK 12KV | Rector 220/66 | San Joaquin Region | Milk | Rector 220/66 System | Tulare 66/12 (D) |  |  |  |  | Rector | 230 |  |  | 1 |  | FALSE | Rector | 230 | [12 empty] | 0 | 1
GFID8023 | 2013-02-05 | 2013-02-05 | 2013-02-13 | Rule 21 | Rule 21 Export | Fast Track | Inactive | Withdrawn | 2013-08-12 | Withdrawn (No Agrmt) | No |  |  | Photovoltaic(0.5) | 0.5 | Los Angeles | CA | 2013-07-01 | 2013-07-01 | DAVIE 16KV | DAVIE 16KV | Laguna Bell AB 220/66 | Metro West Region | Davie | Laguna Bell AB 220/66 System | Vail 66/16 (D) |  |  |  |  | Laguna | Check | Check |  | 1 |  | FALSE | Laguna | Check | [12 empty] | 0 | 0
GFID8024 | 2013-02-05 | 2013-02-05 | 2013-02-13 | Rule 21 | Rule 21 Export | Fast Track | Inactive | Withdrawn | 2013-08-12 | Withdrawn (No Agrmt) | No |  |  | Photovoltaic(0.5) | 0.5 | Los Angeles | CA | 2013-07-01 | 2013-07-01 | DAVIE 16KV | DAVIE 16KV | Laguna Bell AB 220/66 | Metro West Region | Davie | Laguna Bell AB 220/66 System | Vail 66/16 (D) |  |  |  |  | Laguna | Check | Check |  | 1 |  | FALSE | Laguna | Check | [12 empty] | 0 | 0
GFID8025 | 2013-02-05 | 2013-02-05 | 2013-02-13 | Rule 21 | Rule 21 Export | Fast Track | Inactive | Withdrawn | 2013-08-12 | Withdrawn (No Agrmt) | No |  |  | Photovoltaic(0.25) | 0.25 | Los Angeles | CA | 2013-07-01 | 2013-07-01 | DAVIE 16KV | DAVIE 16KV | Laguna Bell AB 220/66 | Metro West Region | Davie | Laguna Bell AB 220/66 System | Vail 66/16 (D) |  |  |  |  | Laguna | Check | Check |  | 1 |  | FALSE | Laguna | Check | [12 empty] | 0 | 0
GFID8026 |  | 2013-02-13 |  | Rule 21 | Rule 21 Export | Fast Track | Inactive | Withdrawn | 2013-06-03 | Withdrawn (No Agrmt) | No |  |  | Photovoltaic(1.5) | 1.5 | San Bernardino | CA | 2014-01-01 | 2014-01-01 | BRAGDON 12KV | BRAGDON 12KV | Kramer 220/115 | Rurals Region | Bragdon | Kramer 220/115 System | Harvard 33/12 (D) |  |  |  |  | Kramer | 230 |  |  | 1 |  | FALSE | Kramer | 230 | [12 empty] | 0 | 0
GFID8027BCT | 2013-04-18 | 2013-03-08 | 2013-04-24 | Rule 21 | Rule 21 Export | Detailed Study | Active - Post IA | In-Service |  | Executed - In Effect | Yes | 2013-12-20 |  | Photovoltaic(3.75) | 3.75 | Riverside | CA | 2013-01-24 | 2014-01-24 | Santa Rosa: PIPER 12 kV line | Piper 12kV out of Santa Rosa Substation |  | Desert Region | Piper | Mirage 220/115 System | Santa Rosa 115/12 (D) |  |  |  |  | Check | Check | Check |  | 1 |  | FALSE | [14 empty] | 1 | 1
GFID8028 | 2013-03-07 | 2013-03-07 | 2013-06-13 | Rule 21 | Rule 21 Export | Fast Track | Inactive | Withdrawn | 2015-01-19 | In Negotiation | No |  |  | Photovoltaic(1.34) | 1.34 | Riverside | CA |  | 2014-11-30 | BLACKFOOT 12 kV line | Blackfoot 12kV | Valley 500/115 | San Jacinto Valley Region | Blackfoot | Valley 'AB' 500/115 System | Gavilan 33/12 (D) |  |  |  |  | Valley | 500 | Check |  | 1 |  | FALSE | Valley | 500 | [12 empty] | 0 | 0
GFID8030 | 2013-07-17 | 2013-03-21 | 2013-07-17 | Rule 21 | Rule 21 Export | Fast Track | Inactive | Withdrawn | 2014-05-12 | Withdrawn (No Agrmt) | No |  |  | Photovoltaic(1.333) | 1.333 | San Bernardino | CA | 2014-08-10 | 2014-12-17 | Milliken: Tonic 12 kV Line | TONIC 12KV | Mira Loma 220/66 | Metro East Region | Tonic | Mira Loma 220/66 System | Milliken 66/12 (D) |  |  |  |  | Mira | Check | Check |  | 1 |  | FALSE | Mira | Check | [12 empty] | 0 | 0
GFID8031 | 2013-07-17 | 2013-03-21 | 2013-07-17 | Rule 21 | Rule 21 Export | Fast Track | Inactive | Withdrawn | 2014-05-12 | Withdrawn (No Agrmt) | No |  |  | Photovoltaic(1.5) | 1.5 | San Bernardino | CA | 2014-08-10 | 2014-08-10 | Milliken: Drambuie 12 kV Line | KESSLER 12KV | Mira Loma 220/66 | Metro East Region | Kessler | Mira Loma 220/66 System | Milliken 66/12 (D) |  |  |  |  | Mira | Check | Check |  | 1 |  | FALSE | Mira | Check | [12 empty] | 0 | 0
GFID8032 | 2013-07-15 | 2013-03-21 | 2013-07-15 | Rule 21 | Rule 21 Export | Fast Track | Inactive | Withdrawn | 2014-05-12 | Withdrawn (No Agrmt) | No |  |  | Photovoltaic(2.75) | 2.75 | San Bernardino | CA | 2014-08-10 | 2014-08-10 | Milliken: Kessler 12 kV Line | KESSLER 12KV | Mira Loma 220/66 | Metro East Region | Kessler | Mira Loma 220/66 System | Milliken 66/12 (D) |  |  |  |  | Mira | Check | Check |  | 1 |  | FALSE | Mira | Check | [12 empty] | 0 | 0
GFID8034 | 2013-03-28 | 2013-03-28 | 2013-04-29 | Rule 21 | Rule 21 Export | Fast Track | Inactive | Withdrawn | 2013-10-29 | Withdrawn (No Agrmt) | No |  |  | Photovoltaic(1.5) | 1.5 | Riverside | CA | 2014-10-31 | 2014-12-31 | BONGE 12 kV line | BONGE 12KV | Valley 500/115 | San Jacinto Valley Region | Bonge | Valley 'AB' 500/115 System | Nuevo 33/12 (D) |  |  |  |  | Valley | 500 | Check |  | 1 |  | FALSE | Valley | 500 | [12 empty] | 0 | 0
GFID8035 | 2013-03-26 | 2013-03-26 | 2013-08-10 | Rule 21 | Rule 21 Export | Fast Track | Inactive | Withdrawn | 2014-07-30 | Withdrawn (No Agrmt) | N/A |  |  | Photovoltaic(1.5) | 1.5 | Riverside | CA |  |  | BONGE 12 kV line | BONGE 12KV | Valley 500/115 | San Jacinto Valley Region | Bonge | Valley 'AB' 500/115 System | Nuevo 33/12 (D) |  |  |  |  | Valley | 500 | Check |  | 1 |  | FALSE | Valley | 500 | [12 empty] | 0 | 0
GFID8036 | 2013-06-26 | 2013-04-05 | 2013-06-26 | Rule 21 | Rule 21 Export | Detailed Study | Active - Post IA | In-Service |  | Executed - In Effect | Yes | 2014-09-04 |  | Photovoltaic(3) | 3 | Los Angeles | CA | 2015-06-01 | 2015-10-31 | TOMCAT 12KV | TOMCAT 12KV | Antelope 220/66 | North Coast Region | Tomcat | Antelope 220/66 System | Oasis 66/12 (D) |  |  |  |  | Antelope | 230 |  |  | 1 |  | FALSE | Antelope | 230 | [12 empty] | 1 | 1
GFID8038 | 2013-06-19 | 2013-04-17 | 2013-06-20 | Rule 21 | Rule 21 Export | Fast Track | Inactive | Withdrawn | 2014-01-24 | Withdrawn (No Agrmt) | No |  |  | Photovoltaic(0.833) | 0.833 | Los Angeles | CA | 2014-06-30 | 2014-06-30 | Oboe 16KV | Oboe 16kV | Saugus 220/66 | North Coast Region | Oboe | Saugus 220/66 System | Elizabeth Lake 66/16 (D) |  |  |  |  | Saugus | 230 |  |  | 1 |  | FALSE | Saugus | 230 | [12 empty] | 0 | 0
GFID8040 | 2013-07-11 | 2013-04-24 | 2013-07-15 | Rule 21 | Rule 21 Export | Fast Track | Inactive | Withdrawn | 2014-05-07 | Withdrawn (No Agrmt) | No |  |  | Photovoltaic(1.5) | 1.5 | Ventura | CA | 2014-09-10 | 2014-10-09 | Moorpark: Collins 16 kV Line | Collins 16kV | Moorpark 220/66 | North Coast Region | Collins | Moorpark 220/66 System | Moorpark 66/16 (D) |  |  |  |  | Moorpark | 230 |  |  | 1 |  | FALSE | Moorpark | 230 | [12 empty] | 0 | 0
GFID8042 | 2013-06-14 | 2013-05-10 | 2013-06-14 | Rule 21 | Rule 21 Export | Fast Track | Inactive | Withdrawn | 2013-07-24 | Withdrawn (No Agrmt) | No |  |  | Photovoltaic(3) | 3 | San Bernardino | CA | 2015-01-31 | 2015-01-31 | Centaur 12kV | Centaur 12kV | San Bernardino 220/66 | Desert Region | Centaur | San Bernardino 220/66 System | San Bernardino 66/12 (D) |  |  |  |  | San | Check | Check |  | 1 |  | FALSE | San | Check | [12 empty] | 0 | 0
GFID8043 | 2013-06-12 | 2013-05-14 | 2013-06-18 | Rule 21 | Rule 21 Export | Fast Track | Inactive | Withdrawn | 2013-11-27 | Withdrawn (No Agrmt) | No |  |  | Photovoltaic(3) | 3 | Kern | CA | 2013-12-01 | 2013-12-01 | MONOLITH: VIENTO 12 kV Line | VIENTO 12KV | Windhub 220/66 | North Coast Region | Viento | Windhub 220/66 System | Monolith 66/12 (D) |  |  |  |  | Windhub | 230 |  |  | 1 |  | FALSE | Windhub | 230 | [12 empty] | 0 | 0
GFID8044 | 2013-06-24 | 2013-05-15 | 2013-06-24 | Rule 21 | Rule 21 Export | Fast Track | Inactive | Withdrawn | 2013-08-01 | Withdrawn (No Agrmt) | No |  |  | Photovoltaic(3) | 3 | Riverside | CA | 2015-01-31 | 2015-01-31 | Melon 12 kV Line | MELON 12KV | Blythe (WALC) 161/33 | Rurals Region | Melon | Blythe (WALC) 161/33 System | Blythe City 33/12 (D) |  |  |  |  | Blythe | Check | Check |  | 1 |  | FALSE | Blythe | Check | [12 empty] | 0 | 0
GFID8045 | 2013-06-03 | 2013-05-15 | 2013-06-24 | Rule 21 | Rule 21 Export | Detailed Study | Active - Post IA | In-Service |  | Executed - In Effect | Yes | 2013-10-22 |  | Cogeneration(13.2) | 13.2 | Ventura | CA | 2013-08-24 | 2013-09-01 | Estero: Remac 16 kV Line | GreenHouse 16 kV circuit out of the Estero 66/16 kV Substation | Santa Clara 220/66 | North Coast Region | Greenhouse | Santa Clara 220/66 System | Estero 66/16 (D) | Santa Clara | 230 |  |  | Santa | Check | Check | Santa Clara230 | 1 |  | FALSE | Santa Clara | 230 | [12 empty] | 1 | 1
GFID8046 | 2013-06-14 | 2013-05-17 | 2013-06-14 | Rule 21 | Rule 21 Export | Fast Track | Inactive | Withdrawn | 2013-07-24 | Withdrawn (No Agrmt) | No |  |  | Photovoltaic(3) | 3 | San bernardino | CA | 2015-01-31 | 2015-01-31 | Fontana, CA | SPEEDWAY 12KV | Etiwanda 220/66 | Desert Region | Speedway | Etiwanda 220/66 System | Declez 66/12 (D) |  |  |  |  | Etiwanda | 230 |  |  | 1 |  | FALSE | Etiwanda | 230 | [12 empty] | 0 | 0
GFID8047 | 2013-05-17 | 2013-05-17 | 2013-06-04 | Rule 21 | Rule 21 Export | Detailed Study | Inactive | Withdrawn | 2014-05-02 | Withdrawn (No Agrmt) | No |  |  | Photovoltaic(2.5) | 2.5 | Riverside | CA | 2014-04-15 | 2014-04-15 | Eagle Mountain: Desert Center 12 kV Bus | DESERT CENTER 12KV | Eagle Mountain 220/66 | Rurals Region | Desert Center | Eagle Mountain 220/220 System | Eagle Mountain 66/12 (D) |  |  |  |  | Eagle | Check | Check |  | 1 |  | FALSE | Eagle | Check | [12 empty] | 0 | 0
GFID8048 |  | 2013-05-16 |  | Rule 21 | Rule 21 Export | Fast Track | Inactive | Withdrawn | 2013-09-09 | Withdrawn (No Agrmt) | No |  |  | Photovoltaic(0) | 0 | San Bernardino | CA |  |  | Mirror 12kV | MIRROR 12KV | Victor 220/115 | Rurals Region | Mirror | Victor 220/115 System | Savage 115/12 (D) |  |  |  |  | Victor | 230 |  |  | 1 |  | FALSE | Victor | 230 | [12 empty] | 0 | 0
GFID8049 |  | 2013-05-16 |  | Rule 21 | Rule 21 Export | Fast Track | Inactive | Withdrawn | 2013-09-09 | Withdrawn (No Agrmt) | No |  |  | Photovoltaic(0) | 0 | San Bernardino | CA |  |  | Boise 12kV | BOISE 12KV | Victor 220/115 | Rurals Region | Boise | Victor 220/115 System | Savage 115/12 (D) |  |  |  |  | Victor | 230 |  |  | 1 |  | FALSE | Victor | 230 | [12 empty] | 0 | 0
GFID8050 |  | 2013-05-16 |  | Rule 21 | Rule 21 Export | Fast Track | Inactive | Withdrawn | 2013-07-01 | Withdrawn (No Agrmt) | No |  |  | Photovoltaic(0) | 0 | San Bernardino | CA |  | 2010-03-31 | Boise 12kV | BOISE 12KV | Victor 220/115 | Rurals Region | Boise | Victor 220/115 System | Savage 115/12 (D) |  |  |  |  | Victor | 230 |  |  | 1 |  | FALSE | Victor | 230 | [12 empty] | 0 | 0
GFID8057 | 2013-06-05 | 2013-06-05 | 2013-08-29 | Rule 21 | Rule 21 Export | Fast Track | Inactive | Withdrawn | 2013-10-18 | Withdrawn (No Agrmt) | No |  |  | Photovoltaic(2.679) | 2.679 | Riverside | CA | 2014-01-30 | 2014-01-30 | West corner Palomar St. and Corydon St, Wildomar, CA 92595, 33.62, -117.30 | GUFFY 12KV | Valley 500/115 | San Jacinto Valley Region | Guffy | Valley 'D' 500/115 System | Skylark 115/12 (D) |  |  |  |  | Valley | 500 | Check |  | 1 |  | FALSE | Valley | 500 | [12 empty] | 0 | 0
GFID8058 |  | 2013-06-10 |  | Rule 21 | Rule 21 Export | Fast Track | Inactive | Withdrawn | 2014-01-10 | Withdrawn (No Agrmt) | No |  |  | Photovoltaic(1.5) | 0.75 | San Bernardino | CA | 2015-03-01 | 2015-03-01 | Cady: HECTOR 12 kV line | Hector 12kV |  | Rurals Region | Hector | Kramer 220/115 System | Cady 33/12 (D) |  |  |  |  | Check | Check | Check |  | 1 |  | FALSE | [14 empty] | 0 | 0
GFID8075 | 2013-08-23 | 2013-07-03 | 2013-08-23 | Rule 21 | Rule 21 Export | Fast Track | Inactive | Withdrawn | 2013-09-06 | Withdrawn (No Agrmt) | No |  |  | Photovoltaic(3) | 3 | Kern | CA | 2014-07-01 | 2014-07-01 | Substation 8121 or Substation 5511 | BOXCAR 12KV | Windhub 220/66 | North Coast Region | Boxcar | Windhub 220/66 System | Goldtown 66/12 (D) |  |  |  |  | Windhub | 230 |  |  | 1 |  | FALSE | Windhub | 230 | [12 empty] | 0 | 0
GFID8076 | 2013-08-23 | 2013-07-03 | 2013-08-23 | Rule 21 | Rule 21 Export | Fast Track | Inactive | Withdrawn | 2013-09-06 | Withdrawn (No Agrmt) | No |  |  | Photovoltaic(3) | 3 | Kern | CA | 2014-07-01 | 2014-07-01 | Substation 8121 or Substation 5511 | BOXCAR 12KV | Windhub 220/66 | North Coast Region | Boxcar | Windhub 220/66 System | Goldtown 66/12 (D) |  |  |  |  | Windhub | 230 |  |  | 1 |  | FALSE | Windhub | 230 | [12 empty] | 0 | 0
GFID8077 | 2013-08-23 | 2013-07-03 | 2013-08-23 | Rule 21 | Rule 21 Export | Fast Track | Inactive | Withdrawn | 2013-09-06 | Withdrawn (No Agrmt) | No |  |  | Photovoltaic(3) | 3 | San Bernardino | CA | 2014-07-01 | 2014-07-01 | Edwards: CASTLE BUTTE 33 kV line | ISNER 33KV | Kramer 220/115 | Rurals Region | Isner | Kramer 220/115 System | Kramer 115/33 (D) |  |  |  |  | Kramer | 230 |  |  | 1 |  | FALSE | Kramer | 230 | [12 empty] | 0 | 0
GFID8078BCT | 2013-09-10 | 2013-07-09 | 2013-09-16 | Rule 21 | Rule 21 Export | Fast Track | Active - Post IA | In-Service |  | Executed - In Effect | Yes | 2014-03-05 |  | Photovoltaic(0.76) | 0.76 | Riverside | CA | 2013-09-27 | 2013-09-27 | pole, 5kv line | TENDER 12KV | Vista 220/66 | Desert Region | Tender | Vista A 220/66 System | Bloomington 66/12 (D) |  |  |  |  | Vista | 230 | Check | Vista (SCE)230 | 1 |  | FALSE | Vista (SCE) | 230 | [12 empty] | 1 | 1
GFID8110 | 2013-12-13 | 2013-09-17 | 2014-01-07 | Rule 21 | Rule 21 Export | Fast Track | Inactive | Withdrawn | 2014-09-24 | Not Started | No |  |  | Photovoltaic(0.162) | 0.162 | San Bernardino | CA | 2014-12-01 | 2014-01-12 | Substation 8255, 12KV | UTAH 12KV | Devers 220/115 | Desert Region | Utah | Devers 220/115 System | Twentynine Palms 33/12 (D) |  |  |  |  | Devers | 230 |  |  | 1 |  | FALSE | Devers | 230 | [12 empty] | 0 | 0
GFID8111 | 2014-01-27 | 2013-09-17 | 2014-01-27 | Rule 21 | Rule 21 Export | Fast Track | Inactive | Withdrawn | 2014-02-25 | Withdrawn (No Agrmt) | No |  |  | Photovoltaic(3) | 3 | Tulare | CA | 2014-11-10 | 2014-11-10 | Distribution Feeder: SCE Line, Distribution Facility Interconnection Point Name: Pole# 4821885E, Voltage Level: 12kV, Proposed Location of Interconnection: 85 feet from project switchgear | Clancy 12kV | Rector 220/66 | San Joaquin Region | Clancy | Rector 220/66 System | Oak Grove 66/12 (D) |  |  |  |  | Rector | 230 |  |  | 1 |  | FALSE | Rector | 230 | [12 empty] | 0 | 0
GFID8063BCT | 2013-10-24 | 2013-06-17 | 2013-10-24 | Rule 21 | Rule 21 Export | Fast Track | Active - Post IA | In-Service |  | Executed - In Effect | Yes | 2014-05-06 |  | Cogeneration(3.269)/Photovoltaic(1) | 4.269 | San Bernardino | CA | 2008-11-28 | 2014-12-24 | Soquel: Deacano 12 kV Line | Deacano 12kV % Soquel 66/12kV | Chino 220/66 | Metro East Region | Mosquito | Chino 220/66 System | Kimball 66/12 (D) |  |  |  |  | Chino | 230 |  |  | 1 |  | FALSE | Chino | 230 | [12 empty] | 1 | 1
GFID8064 | 2013-11-18 | 2013-06-18 | 2013-11-18 | Rule 21 | Rule 21 Export | Detailed Study | Inactive | Withdrawn | 2015-01-16 | Withdrawn (No Agrmt) | No |  |  | Cogeneration(7.2) | 7.2 | Los Angeles | CA |  | 2014-06-01 | Dougoil 12kV | Dougoil 66/12 kV Substation | Center 220/66 System | Metro West Region | Dougoil | Center 220/66 System | Dougoil 66/12 (C) |  |  |  |  | Center | 230 |  |  | 1 |  | FALSE | Center | 230 | [12 empty] | 0 | 0
GFID8081 | 2013-08-01 | 2013-08-01 | 2013-08-01 | Rule 21 | Rule 21 Export | Fast Track | Inactive | Withdrawn | 2014-05-02 | Withdrawn (No Agrmt) | No |  |  | Photovoltaic(0.2) | 0.2 | Riverside | CA | 2014-10-15 | 2014-10-15 | Maraschino: DUKE 12 kV line | DUKE 12KV | El Casco 220/115 | Desert Region | Duke | El Casco 220/115 System | Maraschino 115/12 (D) |  |  |  |  | El | Check | Check |  | 1 |  | FALSE | El | Check | [12 empty] | 0 | 0
GFID8082 | 2013-08-02 | 2013-08-02 | 2013-08-20 | Rule 21 | Rule 21 Export | Fast Track | Inactive | Withdrawn | 2013-11-07 | Withdrawn (No Agrmt) | No |  |  | Photovoltaic(1.5) | 1.5 | Los Angeles | CA | 2015-10-30 | 2015-10-30 | REDMAN: ROOSEVELT 12 kV Line | HOVEY 12KV | Antelope 220/66 | North Coast Region | Hovey | Antelope 220/66 System | Redman 66/12 (D) |  |  |  |  | Antelope | 230 |  |  | 1 |  | FALSE | Antelope | 230 | [12 empty] | 0 | 0
GFID8083BCT | 2013-11-21 | 2013-08-08 | 2013-11-25 | Rule 21 | Rule 21 Export | Fast Track | Active - Post IA | In-Service |  | Executed - In Effect | Yes | 2014-04-25 |  | Photovoltaic(0.762) | 0.762 | Riverside | CA | 2013-12-27 | 2013-12-27 | Pole, 12kV line | FLABOB 12KV | Vista 220/115 | Desert Region | Blackhills | Vista A 220/66 System | Glen Avon 66/12 (D) |  |  |  |  | Vista | 230 | Check | Vista (SCE)230 | 1 |  | FALSE | Vista (SCE) | 230 | [12 empty] | 1 | 1
GFID8084BCT | 2013-09-24 | 2013-08-08 | 2013-09-24 | Rule 21 | Rule 21 Export | Fast Track | Inactive | Withdrawn | 2013-12-04 | Withdrawn (No Agrmt) | No |  |  | Photovoltaic(0.63) | 0.63 | Tulare | CA | 2014-01-06 | 2014-01-06 | Campbell 12kV out of Porterville Substation | CAMPBELL 12KV | Springville 220/66 | San Joaquin Region | Campbell | Springville 220/66 System | Porterville 66/12 (D) |  |  |  |  | Springville | 230 |  |  | 1 |  | FALSE | Springville | 230 | [12 empty] | 0 | 0
GFID8086 | 2013-08-08 | 2013-08-08 | 2013-08-21 | Rule 21 | Rule 21 Export | Fast Track | Inactive | Withdrawn | 2014-05-12 | Withdrawn (No Agrmt) | No |  |  | Photovoltaic(0.666) | 0.666 | San Bernardino | CA | 2014-10-08 | 2014-10-08 | Hydrant 12kV | HYDRANT 12KV | Chino 220/66 | Metro East Region | Hydrant | Chino 220/66 System | Firehouse 66/12 (D) |  |  |  |  | Chino | 230 |  |  | 1 |  | FALSE | Chino | 230 | [12 empty] | 0 | 0
GFID8087 | 2013-08-08 | 2013-08-08 | 2013-08-21 | Rule 21 | Rule 21 Export | Fast Track | Inactive | Withdrawn | 2014-05-12 | Withdrawn (No Agrmt) | No |  |  | Photovoltaic(0.833) | 0.833 | Los Angeles | CA | 2014-10-08 | 2014-10-08 | SCE 480v distribution transformer on existing local 12kv circuit | TORSON 16KV | Lighthipe 220/66 | Metro West Region | Torson | Lighthipe 220/66 System | Carson 66/16 (D) |  |  |  |  | Lighthipe | 230 |  |  | 1 |  | FALSE | Lighthipe | 230 | [12 empty] | 0 | 0
GFID8088 | 2013-08-08 | 2013-08-08 | 2013-08-28 | Rule 21 | Rule 21 Export | Fast Track | Inactive | Withdrawn | 2014-05-12 | Withdrawn (No Agrmt) | No |  |  | Photovoltaic(0.666) | 0.666 | Los Angeles | CA | 2013-10-08 | 2014-10-08 | Torson 16kV | TORSON 16KV | Lighthipe 220/66 | Metro West Region | Torson | Lighthipe 220/66 System | Carson 66/16 (D) |  |  |  |  | Lighthipe | 230 |  |  | 1 |  | FALSE | Lighthipe | 230 | [12 empty] | 0 | 0
GFID8089 | 2013-08-13 | 2013-08-13 | 2013-08-30 | Rule 21 | Rule 21 Export | Fast Track | Inactive | Withdrawn | 2013-09-23 | Withdrawn (No Agrmt) | No |  |  | Photovoltaic(3) | 3 | Riverside | CA | 2015-01-31 | 2015-01-31 | SCE 33 KV feeter at site 33 degrees 36'03.96'N, 114degrees 35' 48.35'W | GIN 33KV | Blythe (WALC) 161/33 | Rurals Region | Gin | Blythe (WALC) 161/33 System | Blythe City 33/33 (D) |  |  |  |  | Blythe | Check | Check |  | 1 |  | FALSE | Blythe | Check | [12 empty] | 0 | 0
GFID8090 | 2013-09-04 | 2013-08-15 | 2013-09-04 | Rule 21 | Rule 21 Export | Fast Track | Inactive | Withdrawn | 2013-10-17 | Withdrawn (No Agrmt) | No |  |  | Photovoltaic(2.5) | 2.5 | Los Angeles | CA | 2015-10-30 | 2015-10-30 | Bootlegger 12kV | BOOTLEGGER 12KV | Antelope 220/66 | North Coast Region | Bootlegger | Antelope 220/66 System | Acton 66/12 (D) |  |  |  |  | Antelope | 230 |  |  | 1 |  | FALSE | Antelope | 230 | [12 empty] | 0 | 0
GFID8091 | 2013-09-24 | 2013-08-16 | 2013-09-24 | Rule 21 | Rule 21 Export | Fast Track | Inactive | Withdrawn | 2013-10-17 | Withdrawn (No Agrmt) | No |  |  | Photovoltaic(3) | 3 | Los Angeles | CA | 2015-10-30 | 2012-10-30 | Queensland 12kV |  | Antelope 220/66 | North Coast Region | Queensland | Antelope 220/66 System | Lancaster 66/12 (D) |  |  |  |  | Antelope | 230 |  |  | 1 |  | FALSE | Antelope | 230 | [12 empty] | 0 | 0
GFID8099 | 2013-08-27 | 2013-08-27 | 2013-10-04 | Rule 21 | Rule 21 Export | Fast Track | Inactive | Withdrawn | 2013-10-25 | Withdrawn (No Agrmt) | No |  |  | Photovoltaic(3) | 3 | Los Angeles | CA | 2015-03-15 | 2015-03-15 | One of the 12 kV circuits from Little Rock Substation along East Ave O | BIG PINES 12KV | Antelope 220/66 | North Coast Region | Big Pines | Antelope 220/66 System | Little Rock 66/12 (D) |  |  |  |  | Antelope | 230 |  |  | 1 |  | FALSE | Antelope | 230 | [12 empty] | 0 | 0
GFID8100 | 2013-09-11 | 2013-08-28 | 2013-09-16 | Rule 21 | Rule 21 Export | Fast Track | Inactive | Withdrawn | 2014-04-08 | Withdrawn (No Agrmt) | No |  |  | Photovoltaic(0.517) | 0.5168 | Los Angeles | CA | 2014-03-01 | 2014-03-01 | Davie 16kV | DAVIE 16KV | Laguna Bell AB 220/66 | Metro West Region | Davie | Laguna Bell AB 220/66 System | Vail 66/16 (D) |  |  |  |  | Laguna | Check | Check |  | 1 |  | FALSE | Laguna | Check | [12 empty] | 0 | 0
GFID8103 |  | 2013-09-06 |  | Rule 21 | Rule 21 Export | Fast Track | Inactive | Withdrawn | 2013-10-07 | Withdrawn (No Agrmt) | No |  |  | Photovoltaic(1.5) | 1.5 | San Bernardino | CA | 2015-04-01 | 2015-04-01 | POI on 07495 of sub 8006 is the Northwest corner of the property at the 3-phase 12KV pole on San Timoteo Caynon Rd. | [10 empty] | Check | Check | Check |  | 1 |  | FALSE | [14 empty] | 0 | 0
GFID8104 |  | 2013-09-06 |  | Rule 21 | Rule 21 Export | Fast Track | Inactive | Withdrawn | 2013-10-07 | Withdrawn (No Agrmt) | No |  |  | Photovoltaic(2) | 2 | San Bernardino | CA | 2015-04-01 | 2015-04-01 | POI is at 3-phase 12KV pole along Airbase Expressway | Roadway 115kV | Victor 220kV bus | [8 empty] | Victor | Check | Check |  | 1 |  | FALSE | Victor | Check | [12 empty] | 0 | 0
GFID8105 |  | 2013-09-06 |  | Rule 21 | Rule 21 Export | Fast Track | Inactive | Withdrawn | 2013-10-07 | Withdrawn (No Agrmt) | No |  |  | Photovoltaic(0.5) | 0.5 | Tulare | CA | 2015-04-01 | 2015-04-01 | POI on 01360 of sub 5348 is the Southwest corner at 3-ph 12KV pole on Ave 70 | Vestal 66kV | Vestal 220kV bus | [8 empty] | Vestal | Check | Check |  | 1 |  | FALSE | Vestal | Check | [12 empty] | 0 | 0
GFID8106 |  | 2013-09-11 |  | Rule 21 | Rule 21 Export | Fast Track | Inactive | Withdrawn | 2013-09-13 | Withdrawn (No Agrmt) | No |  |  | Photovoltaic(1.063) | 1.0632 | Los Angeles | CA | 2013-11-10 | 2013-11-10 | not listed | [10 empty] | Check | Check | Check |  | 1 |  | FALSE | [14 empty] | 0 | 0
GFID8109 | 2013-12-13 | 2013-09-17 | 2014-01-07 | Rule 21 | Rule 21 Export | Fast Track | Inactive | Withdrawn | 2014-03-20 | Withdrawn (No Agrmt) | No |  |  | Photovoltaic(1) | 1 | San Bernardino | CA | 2014-01-12 | 2014-01-12 | Substation 8029, 33kV | SHEEPHOLE 33KV | Devers 220/115 | Desert Region | Sheephole | Devers 220/115 System | Hi Desert 115/33 (D) |  |  |  |  | Devers | 230 |  |  | 1 |  | FALSE | Devers | 230 | [12 empty] | 0 | 0
GFID8117 |  | 2013-10-17 |  | Rule 21 | Rule 21 Export | Fast Track | Inactive | Withdrawn | 2014-01-14 | Withdrawn (No Agrmt) | No |  |  | Photovoltaic(3) | 3 | Los Angeles | CA | 2014-10-30 | 2014-10-30 | Tejon 12kV |  | Bailey 220/66 | North Coast Region | Tejon | Antelope 220/66 System | Neenach 66/12 (D) |  |  |  |  | Bailey | 230 |  |  | 1 |  | FALSE | Bailey | 230 | [12 empty] | 0 | 0
GFID8118 | 2013-11-04 | 2013-10-30 | 2013-11-04 | Rule 21 | Rule 21 Export | Fast Track | Inactive | Withdrawn | 2013-11-26 | Withdrawn (No Agrmt) | No |  |  | Photovoltaic(1.5) | 1.5 | San Bernardino | CA | 2014-10-08 | 2014-08-10 | SCE 12 kv distribution ckt 12847 | NORTHPARK 12KV | Vista 220/115 | Desert Region | Northpark | Vista 220/115 System | Shandin 115/12 (D) |  |  |  |  | Vista | 230 | Check |  | 1 |  | FALSE | Vista | 230 | [12 empty] | 0 | 0
GFID8128 | 2014-03-26 | 2013-12-27 | 2014-04-03 | Rule 21 | Rule 21 Export | Fast Track | Inactive | Withdrawn | 2015-04-06 | Not Started | No |  |  | Photovoltaic(3) | 3 | Ventura | CA | 2015-05-02 | 2015-05-02 | Buckhorn 16kV | Buckhorn 16kV | Saugus 220/66 System | North Coast Region | Buckhorn | Saugus 220/66 System | Fillmore 66/16 (D) |  |  |  |  | Saugus | 230 |  |  | 1 |  | FALSE | Saugus | 230 | [12 empty] | 0 | 0
GFID8130BCT | 2014-02-24 | 2014-01-28 | 2014-02-24 | Rule 21 | Rule 21 Export | Detailed Study | Active - Post IA | In-Service |  | Executed - In Effect | Yes | 2014-11-21 |  | Photovoltaic(1.16) | 1.1592 | San Bernardino | CA | 2014-09-16 | 2014-09-16 | Kenworth 12kV | Kenworth 12kV | Victor 220/115 System | Rurals Region | Kenworth | Victor 220/115 System | Roadway 115/12 (D) |  |  |  |  | Victor | 230 |  |  | 1 |  | FALSE | Victor | 230 | [12 empty] | 1 | 1
GFID8133 |  | 2014-01-31 |  | Rule 21 | Rule 21 Export | Fast Track | Inactive | Withdrawn | 2014-03-25 | Withdrawn (No Agrmt) | No |  |  | Photovoltaic(2) | 2 | San bernardino | CA | 2015-04-01 | 2015-04-01 | POI is at 3-phase 12 KV pole along Airbase Expressway | [10 empty] | Check | Check | Check |  | 1 |  | FALSE | [14 empty] | 0 | 0
GFID8132 |  | 2014-01-31 |  | Rule 21 | Rule 21 Export | Fast Track | Inactive | Withdrawn | 2014-03-05 | Withdrawn (No Agrmt) | No |  |  | Photovoltaic(0.5) | 0.5 | Tulare | CA | 2015-04-01 | 2015-04-01 | POI is at 3-phase 12KV pole along Airbase Expressway | [10 empty] | Check | Check | Check |  | 1 |  | FALSE | [14 empty] | 0 | 0
GFID8131 | 2014-03-25 | 2014-01-31 | 2014-03-25 | Rule 21 | Rule 21 Export | Detailed Study | Inactive | IA Terminated |  | Terminated | Yes | 2015-06-22 | 2016-12-26 | Photovoltaic(1.5) | 1.5 | San Bernardino | CA | 2015-04-01 | 2016-12-23 | Granny Smith 12 kV | Granny Smith 12 kV | El Casco 220/115 System | Desert Region | Granny Smith | El Casco 220/115 System | El Casco 115/12 (D) |  |  |  |  | El | Check | Check |  | 1 |  | FALSE | El | Check | [12 empty] | 0 | 0
GFID8136BCT |  | 2014-02-11 |  | Rule 21 | Rule 21 Export | Fast Track | Inactive | Withdrawn | 2014-04-15 | Withdrawn (No Agrmt) | No |  |  | Photovoltaic(3) | 3 | Kings | CA | 2014-09-01 | 2014-09-01 | Gee Bee 12kV | Gee Bee 12kV | Rector 220/66 | San Joaquin Region | Gee Bee | Rector 220/66 System | Hanford 66/12 (D) |  |  |  |  | Rector | 230 |  |  | 1 |  | FALSE | Rector | 230 | [12 empty] | 0 | 0
GFID8160 | 2014-05-30 | 2014-05-30 | 2014-06-30 | Rule 21 | Rule 21 Export | ISP | Active - Post IA | In-Service |  | Filed Executed | Yes | 2017-03-23 |  | Photovoltaic(0.928) | 0.927 | Riverside | CA | 2014-10-31 | 2017-11-30 | MAXIM 12KV line | Maxim 12 kV | Devers 220/115 System | Desert Region | Hubble | Devers 220/115 System | Devers 115/12 (D) |  |  |  |  | Devers | 230 |  |  | 1 |  | FALSE | Devers | 230 | [12 empty] | 1 | 0
GFID8222 | 2014-12-11 | 2014-12-11 | 2015-01-14 | Rule 21 | Rule 21 Export | Fast Track | Inactive | Withdrawn | 2015-02-09 | Not Started | No |  |  | Gas Turbine(0.25) | 0.25 | Los Angeles | CA |  |  | TBD | TBD | Alamitos 220kV | Metro West Region | Roxanne | Alamitos 220/66 System | Stadium 66/12 (D) |  |  |  |  | Alamitos | Check | Check |  | 1 |  | FALSE | Alamitos | Check | [12 empty] | 0 | 0
GFID8229 | 2015-03-03 | 2014-12-17 | 2015-03-03 | Rule 21 | Rule 21 Export | Fast Track | Inactive | Withdrawn | 2015-08-27 | Not Started | No |  |  | Photovoltaic(0.991) | 0.991 | Riverside | CA |  |  | Landmark 12kV | Landmark 12kV | Valley 500/115 | San Jacinto Valley Region | Landmark | Valley 'AB' 500/115 System | Alessandro 115/12 (D) |  |  |  |  | Valley | 500 | Check |  | 1 |  | FALSE | Valley | 500 | [12 empty] | 0 | 0
GFID8143BCT | 2014-03-25 | 2014-03-25 | 2014-04-18 | Rule 21 | Rule 21 Export | Fast Track | Inactive | Withdrawn | 2014-10-06 | Not Started | No |  |  | Photovoltaic(1.86) | 1.616 | Los Angeles | CA | 2014-08-01 | 2014-08-01 | 'Pole' (not specificed in application) | Texas 12kV | Center 220/66 System | Metro West Region | Texas | Center 220/66 System | Center 66/12 (D) |  |  |  |  | Center | 230 |  |  | 1 |  | FALSE | Center | 230 | [12 empty] | 0 | 0
GFID8148 | 2014-04-16 | 2014-04-16 | 2014-05-21 | Rule 21 | Rule 21 Export | Detailed Study | Active - Post IA | In-Service |  | Executed - In Effect | Yes | 2015-06-17 |  | Photovoltaic(3) | 3 | San Bernardino | CA | 2015-06-01 | 2016-10-17 | Gobar 33Kv | Gobar 33kV at Victor Substation | Victor 220/115 System | Rurals Region | Gobar | Victor 220/115 System | Cottonwood 115/33 (D) |  |  |  |  | Victor | 230 |  |  | 1 |  | FALSE | Victor | 230 | [12 empty] | 1 | 1
GFID8149BCT | 2013-04-30 | 2013-04-24 | 2013-05-16 | Rule 21 | Rule 21 Export | Detailed Study | Active - Post IA | In-Service |  | Executed - In Effect | Yes | 2014-06-11 |  | Photovoltaic(0.592) | 0.5917 | Los Angeles | CA | 2013-02-01 | 2013-02-01 | FAIRMONT 12KV |  | Antelope 220/66 | North Coast Region | Fairmont | Antelope 220/66 System | Del Sur 66/12 (D) |  |  |  |  | Antelope | 230 |  |  | 1 |  | FALSE | Antelope | 230 | [12 empty] | 1 | 1
GFID8153BCT | 2014-05-06 | 2014-05-06 | 2014-05-19 | Rule 21 | Rule 21 Export | ISP | Active - Post IA | In-Service (Conditional PTO) |  | Executed - In Effect | Yes | 2015-03-25 |  | Photovoltaic(2) | 2 | Kings | CA | 2014-09-01 | 2015-12-28 | 'POLE' (not specified on Application) | Gee Bee 12kV | Rector 220/66 System | San Joaquin Region | Gee Bee | Rector 220/66 System | Hanford 66/12 (D) |  |  |  |  | Rector | 230 |  |  | 1 |  | FALSE | Rector | 230 | [12 empty] | 0 | 1
GFID8165 | 2014-08-05 | 2014-06-23 | 2014-08-28 | Rule 21 | Rule 21 Export | Fast Track | Inactive | Withdrawn | 2015-01-29 | Not Started | No |  |  | Photovoltaic(2.304) | 2.304 | Los Angeles | CA | 2015-12-15 | 2015-12-15 | CALLI VALLI 12KV |  | Antelope 220/66 | North Coast Region | Calli Valli | Antelope 220/66 System | Little Rock 66/12 (D) |  |  |  |  | Antelope | 230 |  |  | 1 |  | FALSE | Antelope | 230 | [12 empty] | 0 | 0
GFID8166 | 2014-08-19 | 2014-07-08 | 2014-08-25 | Rule 21 | Rule 21 Export | Fast Track | Inactive | Withdrawn | 2014-10-09 | Not Started | No |  |  | Photovoltaic(2) | 2 | Kern | CA | 2016-01-15 | 2016-01-15 | LEVECHE 12KV line | Leveche 12kV | Windhub 220 kV bus | North Coast Region | Leveche | Windhub 220/66 System | Monolith 66/12 (D) |  |  |  |  | Windhub | 230 |  |  | 1 |  | FALSE | Windhub | 230 | [12 empty] | 0 | 0
GFID8173 | 2014-09-03 | 2014-07-25 | 2014-09-03 | Rule 21 | Rule 21 Export | Fast Track | Inactive | Withdrawn | 2014-10-10 | Withdrawn (No Agrmt) | No |  |  | Wind Turbine(3) | 3 | Kern | CA | 2015-10-31 | 2015-10-31 | MONOLITH: LEVECHE 12 kV Line | Leveche 12kV |  | North Coast Region | Leveche | Windhub 220/66 System | Monolith 66/12 (D) |  |  |  |  | Check | Check | Check |  | 1 |  | FALSE | [14 empty] | 0 | 0
GFID8178 | 2014-10-16 | 2014-09-17 | 2014-10-16 | Rule 21 | Rule 21 Export | Fast Track | Inactive | Withdrawn | 2015-03-10 | Not Started | No |  |  | Wind Turbine(2.75) | 2.6 | Kern | CA | 2016-04-01 | 2016-04-01 | Proposed at 12 kV at SCE's Distribution Substation Number 5523 | SCE's Distribution Substation Number 5523 | Windhub 220 kV bus | North Coast Region | Gust | Windhub 220/66 System | Northwind 66/12 (D) |  |  |  |  | Windhub | 230 |  |  | 1 |  | FALSE | Windhub | 230 | [12 empty] | 0 | 0
GFID8181 | 2014-10-03 | 2014-10-03 | 2014-10-03 | Rule 21 | Rule 21 Export | Detailed Study | Inactive | Withdrawn | 2014-11-21 | Not Started | No |  |  | Photovoltaic(5) | 5 | Kern | CA | 2014-04-01 | 2015-04-01 | Breeze 66 kV Bus | Tomahawk 12kV | Windhub 220 kV bus | North Coast Region | Tomahawk | Windhub 220/66 System | Monolith 66/12 (D) |  |  |  |  | Windhub | 230 |  |  | 1 |  | FALSE | Windhub | 230 | [12 empty] | 0 | 0
GFID8200BCT | 2014-10-15 | 2014-10-15 | 2014-12-03 | Rule 21 | Rule 21 Export | Distribution Group Study | Inactive | Withdrawn | 2015-05-11 | Not Started | No |  |  | Photovoltaic(3) | 2.97 | Los Angeles | CA | 2016-04-01 | 2016-04-01 | Tie- In at SCE meter V349N-016159. 34* 06'31.06' N, 117*46' 43.93' W |  |  | Metro East Region |  | Padua 220/66 System | Weymouth 66/4.16 (C) |  |  |  |  | Check | Check | Check |  | 1 |  | FALSE | [14 empty] | 0 | 0
GFID8201BCT | 2014-10-15 | 2014-10-15 |  | Rule 21 | Rule 21 Export | Detailed Study | Active - Post IA | Construction |  | Executed - In Effect | Yes | 2015-08-27 |  | Photovoltaic(0.75) | 0.75 | San Bernardino | CA | 2016-04-01 | 2016-04-01 | Seaforth 12 kV distribution line out of Hesperia 115/12 kV Substation | Seaforth 12kV | Victor 220kV bus | Rurals Region | Seaforth | Victor 220/115 System | Hesperia 115/12 (D) |  |  |  |  | Victor | Check | Check | Victor230 | 1 |  | TRUE | Victor | 230 | 0.75) |  |  |  | 0 | 0.75 | [6 empty] | 0 | 1
GFID8204BCT | 2014-11-13 | 2014-11-12 | 2014-12-08 | Rule 21 | Rule 21 Export | Fast Track | Inactive | Withdrawn | 2015-01-21 | Not Started | No |  |  | Photovoltaic(0.75) | 0.75 | San Bernardino | CA |  |  | tie-in at SCE meter 222012-604191 34* 22'11.21' N, 117* 14' 45.34' W | Seaforth 12kV | Victor 220kV bus | Rurals Region | Seaforth | Victor 220/115 System | Hesperia 115/12 (D) |  |  |  |  | Victor | Check | Check |  | 1 |  | FALSE | Victor | Check | [12 empty] | 0 | 0
GFID8210 | 2014-11-24 | 2014-11-24 | 2015-01-14 | Rule 21 | Rule 21 Export | Fast Track | Inactive | Withdrawn | 2016-08-09 | In Negotiation | No |  |  | Photovoltaic(0.833) | 0.833 | Los Angeles | CA | 2015-09-15 | 2015-09-15 | Elizabeth Lake: Oboe 16 kV Line | Oboe 16kV |  | North Coast Region | Oboe | Saugus 220/66 System | Elizabeth Lake 66/16 (D) |  |  |  |  | Check | Check | Check |  | 1 |  | FALSE | [14 empty] | 0 | 0
GFID8212 | 2014-12-02 | 2014-12-02 | 2014-12-16 | Rule 21 | Rule 21 Export | Fast Track | Active - Post IA | In-Service |  | Executed - In Effect | Yes | 2015-10-06 |  | Photovoltaic(0.985) | 0.985 | Riverside | CA |  | 2016-01-06 | Massacre 12kV distribution line out of Nelson 115/12kV Substation | Massacre 12kV | Valley 500/115 | San Jacinto Valley Region | Massacre | Valley 'AB' 500/115 System | Nelson 115/12 (D) |  |  |  |  | Valley | 500 | Check |  | 1 |  | FALSE | Valley | 500 | [12 empty] | 1 | 1
GFID8213 | 2015-02-02 | 2014-12-05 | 2015-02-17 | Rule 21 | Rule 21 Export | Fast Track | Inactive | Withdrawn | 2016-05-11 | Not Started | No |  |  | Photovoltaic(1.766) | 1.7614 | Los Angeles | CA | 2015-07-15 | 2015-07-15 | Amazon 12kV at Rio Hondo 66/12kV Sub | Amazon 12kV | Rio Hondo 220/66 | Metro East Region | Amazon | Rio Hondo 220/66 System | Rio Hondo 66/12 (D) |  |  |  |  | Rio | Check | Check |  | 1 |  | FALSE | Rio | Check | [12 empty] | 0 | 0
GFID8214 | 2015-02-02 | 2014-12-05 | 2015-02-17 | Rule 21 | Rule 21 Export | Fast Track | Inactive | Withdrawn | 2016-05-11 | Not Started | No |  |  | Photovoltaic(1.27) | 1.2646 | Los Angeles | CA | 2015-07-15 | 2015-07-15 | Titus 12kV % Peyton 66/12kV Sub | Titus 12kV | Chino 220kV bus | Metro East Region | Titus | Chino 220/66 System | Peyton 66/12 (D) |  |  |  |  | Chino | Check | Check |  | 1 |  | FALSE | Chino | Check | [12 empty] | 0 | 0
GFID8217 | 2015-05-18 | 2014-12-08 | 2015-05-18 | Rule 21 | Rule 21 Export | Fast Track | Active - Post IA | Construction |  | Executed - In Effect | Yes | 2016-05-05 |  | Wind Turbine(0.15) | 0.15 | Kern | CA | 2015-03-01 | 2015-03-01 | Distribution 12 kV existing interconnection (GFID6350) | A tap on the Tejon 12kV distribution line out of Neenach 66/12kV Substation. | Bailey 220/66 | North Coast Region | Tejon | Antelope 220/66 System | Neenach 66/12 (D) |  |  |  |  | Bailey | 230 |  |  | 1 |  | TRUE | Bailey | 230 |  | 0.15) |  |  |  |  | 0.15 | [5 empty] | 0 | 1
GFID8218 | 2015-01-22 | 2014-12-08 | 2015-01-22 | Rule 21 | Rule 21 Export | Fast Track | Active - Post IA | In-Service (Conditional PTO) |  | Executed - In Effect | Yes | 2016-03-29 |  | Photovoltaic(0.976) | 0.976 | Riverside | CA |  | 2015-09-27 | Plummer 12 kV out of Cajalco Substation | Plummer 12 kV out of Cajalco Substation | Valley 500/115 | San Jacinto Valley Region | Plummer | Valley 'AB' 500/115 System | Cajalco 115/12 (D) |  |  |  |  | Valley | 500 | Check |  | 1 |  | FALSE | Valley | 500 | [12 empty] | 0 | 1
GFID8219 | 2014-12-08 | 2014-12-08 | 2015-02-05 | Rule 21 | Rule 21 Export | Detailed Study | Inactive | Withdrawn | 2015-12-01 | Not Started | No |  |  | Photovoltaic(4) | 4 | Riverside | CA | 2015-09-27 | 2015-09-27 | Rainier 12kV | Rainier 12kV out of Maraschino 115/12kV | El Casco 220kV bus | Desert Region | Ranier | El Casco 220/115 System | Maraschino 115/12 (D) |  |  |  |  | El | Check | Check |  | 1 |  | FALSE | El | Check | [12 empty] | 0 | 0
GFID8248 | 2015-01-12 | 2015-01-12 | 2015-02-11 | Rule 21 | Rule 21 Export | Fast Track | Active - Post IA | In-Service |  | Executed - In Effect | Yes | 2015-11-24 |  | Photovoltaic(3) | 3 | Los Angeles | CA |  | 2016-02-15 | Weymouth 66 kV Bus | 66kV bus of Weymouth Substation | Padua 220/66 | Metro East Region | Brackett | Padua 220/66 System | Layfair 66/12 (D) |  |  |  |  | Padua | 230 |  |  | 1 |  | FALSE | Padua | 230 | [12 empty] | 1 | 1
GFID8265 |  | 2015-02-06 |  | Rule 21 | Rule 21 Export | Fast Track | Inactive | Withdrawn | 2015-04-21 | Not Started | No |  |  | Photovoltaic(5) | 5 |  |  |  |  | Viejo: Seguro 12 kV line |  | Viejo 220/66 | [8 empty] | Viejo | 230 |  |  | 1 |  | FALSE | Viejo | 230 | [12 empty] | 0 | 0
GFID8272 | 2015-03-31 | 2015-02-26 | 2015-03-12 | Rule 21 | Rule 21 Export | Distribution Group Study | Inactive | Withdrawn | 2016-01-07 | In Negotiation | No |  |  | Photovoltaic(1) | 1 | Los Angeles | CA | 2016-11-01 | 2016-11-01 | Lupine 12kV circuit | Lupine 12kV circuit | Antelope 220/66 | North Coast Region | Lupine | Antelope 220/66 System | Oasis 66/12 (D) |  |  |  |  | Antelope | 230 |  |  | 1 |  | FALSE | Antelope | 230 | [12 empty] | 0 | 0
GFID8273 | 2015-02-26 | 2015-02-26 | 2015-03-12 | Rule 21 | Rule 21 Export | Detailed Study | Inactive | Withdrawn | 2016-01-11 | In Draft | No |  |  | Photovoltaic(1.5) | 1.5 | Los Angeles | CA | 2016-11-01 | 2016-11-01 | Lupine 12kV Distribution Line | Lupine 12kV Distribution Line | Antelope 220/66 | North Coast Region | Thunderbolt | Antelope 220/66 System | Oasis 66/12 (D) |  |  |  |  | Antelope | 230 |  |  | 1 |  | FALSE | Antelope | 230 | [12 empty] | 0 | 0
GFID8284 | 2015-06-12 | 2015-03-10 | 2015-06-12 | Rule 21 | Rule 21 Export | Fast Track | Inactive | Withdrawn | 2016-11-01 | Not Started | No |  |  | Photovoltaic(3) | 3 | Riverside | CA |  |  | Luiseno 33kV | Luiseno 33kV | Valley 500/115 | San Jacinto Valley Region | Luiseno | Valley 'D' 500/115 System | Pechanga 115/33 (D) |  |  |  |  | Valley | 500 | Check |  | 1 |  | FALSE | Valley | 500 | [12 empty] | 0 | 0
GFID8286 | 2015-04-21 | 2015-03-12 | 2015-04-21 | Rule 21 | Rule 21 Export | Detailed Study | Inactive | Withdrawn | 2016-04-13 | Not Started | No |  |  | Photovoltaic(0.99) | 0.99 | Los Angeles | CA | 2016-02-01 | 2016-02-01 | Petan 12kV Distribution Line | Petan 12kV Distribution Line | Antelope 220/66 | North Coast Region | Petan | Antelope 220/66 System | Piute 66/12 (D) |  |  |  |  | Antelope | 230 |  |  | 1 |  | FALSE | Antelope | 230 | [12 empty] | 0 | 0
GFID8297 | 2015-03-30 | 2015-03-30 | 2015-06-05 | Rule 21 | Rule 21 Export | Fast Track | Inactive | IA Terminated |  | Terminated | Yes | 2016-07-20 | 2017-01-05 | Photovoltaic(0.5) | 0.5 | Los Angeles | CA | 2016-09-30 | 2017-01-05 | Kingsley 12kV distribution line out of San Antonio 66/12kV Substation | Kingsley 12kV distribution line out of San Antonio 66/12kV Substation | Padua 220/66 | Metro East Region | Kingsley | Padua 220/66 System | San Antonio 66/12 (D) |  |  |  |  | Padua | 230 |  |  | 1 |  | FALSE | Padua | 230 | [12 empty] | 0 | 0
GFID8299 | 2015-03-31 | 2015-03-31 | 2015-05-27 | Rule 21 | Rule 21 Export | Detailed Study | Active - Post IA | In-Service |  | Executed - In Effect | Yes | 2016-09-20 |  | Photovoltaic(0.992) | 0.992 | Riverside | CA |  | 2017-05-23 | Palmview 33kV distribution line out of Garnet 115/33 kV Substation | Palmview 33 kV | Devers 220/115 | Desert Region | Palmview | Devers 220/115 System | Garnet 115/33 (D) |  |  |  |  | Devers | 230 |  |  | 1 |  | FALSE | Devers | 230 | [12 empty] | 1 | 1
GFID8300 | 2015-03-31 | 2015-03-31 | 2015-05-27 | Rule 21 | Rule 21 Export | Detailed Study | Inactive | Withdrawn | 2016-01-26 | Not Started | No |  |  | Photovoltaic(4) | 4 | Orange | CA |  |  | NW Corner: 33° 39' 13.96' N, 117° 51' 37.29' W SE Corner: 33° 39' 7.35' N, 117° 51' 15.45' W | Churchill 12kV | Santiago 220kV Bus | Orange Region | Churchill | Santiago 220/66 System | MacArthur 66/12 (D) |  |  |  |  | Santiago | Check | Check |  | 1 |  | FALSE | Santiago | Check | [12 empty] | 0 | 0
GFID8302 | 2015-03-31 | 2015-03-31 | 2015-05-27 | Rule 21 | Rule 21 Export | Detailed Study | Inactive | Withdrawn | 2016-06-06 | Not Started | No |  |  | Photovoltaic(2) | 2 | Ventura | CA |  |  | NW Corner: 34°24'22.32'N, 118°47'32.45'W SE Corner: 34°24'3.47'N, 118°47'14.53'W | Buckhorn 12kV |  | North Coast Region | Buckhorn | Saugus 220/66 System | Fillmore 66/16 (D) |  |  |  |  | Check | Check | Check |  | 1 |  | FALSE | [14 empty] | 0 | 0
GFID8303 | 2015-05-06 | 2015-03-31 | 2015-05-07 | Rule 21 | Rule 21 Export | Detailed Study | Active - Post IA | In-Service |  | Executed - In Effect | Yes | 2016-04-19 |  | Photovoltaic(3) | 3 | San Bernardino | CA |  |  | Zapata 12kV | Zapata 12kV | San Bernardino 220/66 | Desert Region | Zapata | San Bernardino 220/66 System | Cardiff 66/12 (D) |  |  |  |  | San | Check | Check | San Bernardino230 | 1 |  | FALSE | San Bernardino | 230 | [12 empty] | 1 | 1
GFID8301 | 2015-05-06 | 2015-03-31 | 2015-05-07 | Rule 21 | Rule 21 Export | Detailed Study | Inactive | Withdrawn | 2015-07-24 | Not Started | No |  |  | Photovoltaic(2) | 2 | San Bernardino | CA |  |  | Zapata 12kV | Zapata 12kV | San Bernardino 220/66 | Desert Region | Zapata | San Bernardino 220/66 System | Cardiff 66/12 (D) |  |  |  |  | San | Check | Check |  | 1 |  | FALSE | San | Check | [12 empty] | 0 | 0
GFID8311 | 2015-05-20 | 2015-04-02 | 2015-05-20 | Rule 21 | Rule 21 Export | Fast Track | Inactive | Withdrawn | 2015-09-01 | Not Started | No |  |  | Photovoltaic(1) | 1 | Tulare | CA | 2016-09-30 | 2016-09-30 | Zante 12 kV out of 12/66 kV Strathmore Sub | Zante 12 kV out of 12/66 kV Strathmore Sub | Springville 220/66 | San Joaquin Region | Zante | Springville 220/66 System | Strathmore 66/12 (D) |  |  |  |  | Springville | 230 |  |  | 1 |  | FALSE | Springville | 230 | [12 empty] | 0 | 0
GFID8324 | 2015-04-09 | 2015-04-09 | 2015-05-14 | Rule 21 | Rule 21 Export | Fast Track | Inactive | IA Terminated |  | Terminated | Yes | 2015-11-17 | 2016-05-10 | Photovoltaic(1) | 1 | Tulare | CA | 2016-09-30 | 2016-09-30 | Linnel 12kV Dist Line out of Rector 66/12kV Sub | Linder 12kV | Rector 220/66 | San Joaquin Region | Linnell | Rector 220/66 System | Rector 66/12 (D) |  |  |  |  | Rector | 230 |  |  | 1 |  | FALSE | Rector | 230 | [12 empty] | 0 | 0
GFID8325 | 2015-04-09 | 2015-04-09 | 2015-05-14 | Rule 21 | Rule 21 Export | Fast Track | Inactive | Withdrawn | 2015-05-21 | Not Started | No |  |  | Photovoltaic(1) | 1 | Tulare | CA | 2016-09-30 | 2016-09-30 | Linnell 12kV | Linnell 12kV | Rector 220/66 | San Joaquin Region | Linnell | Rector 220/66 System | Rector 66/12 (D) |  |  |  |  | Rector | 230 |  |  | 1 |  | FALSE | Rector | 230 | [12 empty] | 0 | 0
GFID8326 | 2015-04-09 | 2015-04-09 | 2015-05-14 | Rule 21 | Rule 21 Export | Fast Track | Inactive | Withdrawn | 2015-05-26 | Not Started | No |  |  | Photovoltaic(1) | 1 | Tulare | CA | 2016-09-30 | 2016-09-30 | 12kV Dist Line #10510 to #5033 66/12kV Sub | [10 empty] | Check | Check | Check |  | 1 |  | FALSE | [14 empty] | 0 | 0
GFID8327 | 2015-04-09 | 2015-04-09 | 2015-05-14 | Rule 21 | Rule 21 Export | Fast Track | Inactive | IA Terminated |  | Terminated | Yes | 2015-11-17 | 2016-05-10 | Photovoltaic(1) | 1 | Tulare | CA | 2016-09-30 | 2016-09-30 | St. Johns 12kV Dist Line out of Venice Hill 66/12kV Sub | St. Johns 12kV Dist Line out of Venice Hill 66/12kV Sub | Rector 220kV Substation | San Joaquin Region | St. Johns | Rector 220/66 System | Venice Hill 66/12 (D) |  |  |  |  | Rector | Check | Check |  | 1 |  | FALSE | Rector | Check | [12 empty] | 0 | 0
GFID8330 | 2015-04-10 | 2015-04-10 | 2015-05-11 | Rule 21 | Rule 21 Export | Fast Track | Inactive | Withdrawn | 2015-06-03 | Not Started | No |  |  | Photovoltaic(0.75) | 0.75 | Tulare | CA | 2016-09-30 | 2016-09-30 | Rosedale 12kV | Rosedale 12kV | Springville 220/66 | San Joaquin Region | Rosedale | Springville 220/66 System | Lindsay 66/12 (D) |  |  |  |  | Springville | 230 |  |  | 1 |  | FALSE | Springville | 230 | [12 empty] | 0 | 0
GFID8328 | 2015-04-14 | 2015-04-14 | 2015-04-28 | Rule 21 | Rule 21 Export | Fast Track | Inactive | Withdrawn | 2015-05-21 | Not Started | No |  |  | Photovoltaic(2) | 2 | Tulare | CA | 2016-09-30 | 2016-09-30 | 12kV, 35.899544, -119.015847 | [10 empty] | Check | Check | Check |  | 1 |  | FALSE | [14 empty] | 0 | 0
GFID8329 | 2015-04-14 | 2015-04-14 | 2015-04-28 | Rule 21 | Rule 21 Export | Detailed Study | Inactive | Withdrawn | 2017-01-10 | In Negotiation | No |  |  | Photovoltaic(2) | 2 | Tulare | CA | 2016-09-30 | 2017-03-01 | Welch 12kV circuit out of the Vestal 12kV Substation | Welch 12kV circuit out of the Vestal 12kV Substation | Vestal 220kV bus | San Joaquin Region | Welch | Vestal 220/66 System | Vestal 66/12 (D) |  |  |  |  | Vestal | Check | Check |  | 1 |  | FALSE | Vestal | Check | [12 empty] | 0 | 0
GFID8331 | 2015-04-15 | 2015-04-15 | 2015-05-20 | Rule 21 | Rule 21 Export | Fast Track | Inactive | Withdrawn | 2015-06-19 | Not Started | No |  |  | Photovoltaic(1) | 1 | Kings | CA | 2016-09-30 | 2016-09-30 | Gee Bee 12kV | Gee Bee 12kV | Rector 220/66 | San Joaquin Region | Gee Bee | Rector 220/66 System | Hanford 66/12 (D) |  |  |  |  | Rector | 230 |  |  | 1 |  | FALSE | Rector | 230 | [12 empty] | 0 | 0
GFID8332 | 2015-04-15 | 2015-04-15 | 2015-05-08 | Rule 21 | Rule 21 Export | Detailed Study | Inactive | Withdrawn | 2015-09-01 | Not Started | No |  |  | Photovoltaic(1.5) | 1.5 | Tulare | CA | 2016-09-30 | 2016-09-30 | Vandalia 12kV | 12kV Vandalia circuit out of 66/12kV Porterville Substation | Springville 220 kV bus | San Joaquin Region | Vandalia | Springville 220/66 System | Porterville 66/12 (D) |  |  |  |  | Springville | 230 |  |  | 1 |  | FALSE | Springville | 230 | [12 empty] | 0 | 0
GFID8333 | 2015-04-20 | 2015-04-20 | 2015-06-05 | Rule 21 | Rule 21 Export | Fast Track | Inactive | Withdrawn | 2015-08-11 | Not Started | No |  |  | Photovoltaic(2) | 2 | San Bernardino | CA | 2015-09-30 | 2015-09-30 | Phelan substation (8010) Voltage Levels: 115/12kV, 115/33kV, 34.508349, -117.658376 | Dealer 12kV | Victor 220kV bus | Rurals Region | Dealer | Victor 220/115 System | Phelan 115/12 (D) |  |  |  |  | Victor | Check | Check |  | 1 |  | FALSE | Victor | Check | [12 empty] | 0 | 0
GFID8337 | 2015-04-24 | 2015-04-24 | 2015-05-14 | Rule 21 | Rule 21 Export | Fast Track | Inactive | Withdrawn | 2015-09-03 | Not Started | No |  |  | Photovoltaic(2) | 2 | Riverside | CA | 2016-09-30 | 2016-09-30 | Pinewood 12kV line | Pinewood 12kV | Valley 500/115 | San Jacinto Valley Region | Pinewood | Valley 'AB' 500/115 System | Cajalco 115/12 (D) |  |  |  |  | Valley | 500 | Check |  | 1 |  | FALSE | Valley | 500 | [12 empty] | 0 | 0
GFID8347 | 2015-06-11 | 2015-05-07 | 2015-06-18 | Rule 21 | Rule 21 Export | Detailed Study | Active - Post IA | In-Service |  | Executed - In Effect | Yes | 2016-11-03 |  | Cogeneration(6.078) | 4 | Kern | CA | 2016-01-03 | 2017-11-01 | A tap on the Distribution Provider’s Cuddeback 12kV distribution line out of Cummings 66/12kV Substation | A tap on the Distribution Provider’s Cuddeback 12kV distribution line out of Cummings 66/12kV Substation | 220kV Bus at Windhub Substation | North Coast Region | Gnatcatcher | Windhub 220/66 System | Banducci 66/12 (D) |  |  |  |  | 220kV | Check | Check | Windhub230 | 1 |  | FALSE | Windhub | 230 | [12 empty] | 1 | 1
GFID8356 | 2015-06-25 | 2015-05-18 | 2015-06-25 | Rule 21 | Rule 21 Export | Detailed Study | Inactive | Withdrawn | 2015-09-18 | Not Started | No |  |  | Photovoltaic(3) | 3 | Kern | CA | 2016-05-01 |  | Overall 12kV | Overall 12kV |  | Rurals Region | Overall | Kramer 220/115 System | Calcity 'B' 33/12 (D) |  |  |  |  | Check | Check | Check |  | 1 |  | FALSE | [14 empty] | 0 | 0
GFID8357 | 2015-06-25 | 2015-05-18 | 2015-06-25 | Rule 21 | Rule 21 Export | Detailed Study | Inactive | Withdrawn | 2015-09-18 | Not Started | No |  |  | Energy Storage(3) | 3 | Kern | CA | 2016-05-01 |  | Brittle Bush 12kV | Brittle Bush 12kV |  | Rurals Region | Brittle Bush | Kramer 220/115 System | Calcity 'A' 33/12 (D) |  |  |  |  | Check | Check | Check |  | 1 |  | FALSE | [14 empty] | 0 | 0
GFID8372 | 2015-09-08 | 2015-06-25 | 2015-09-08 | Rule 21 | Rule 21 Export | Fast Track | Active - Post IA | In-Service |  | Executed - In Effect | Yes | 2016-05-25 |  | Cogeneration(1.426) | 0.999 | Los Angeles | CA | 2013-06-01 | 2017-02-01 | Luxor 12kV distribution line out of Imperial 66/12kV Substation | Luxor 12kV distribution line out of Imperial 66/12kV Substation | The ISO Grid at SCE’s 220kV Bus at Center Substation. | Metro West Region | Luxor | Center 220/66 System | Imperial 66/12 (D) |  |  |  |  | The | Check | Check | Center230 | 1 |  | FALSE | Center | 230 | [12 empty] | 1 | 1
GFID8373 | 2015-09-24 | 2015-06-29 | 2015-09-24 | Rule 21 | Rule 21 Export | Fast Track | Inactive | IA Terminated |  | Terminated | Yes | 2017-01-09 | 2017-12-08 | Photovoltaic(1.224) | 1.219 | Riverside | CA | 2016-10-20 | 2017-11-01 | Jerusalem 12kV distribution line out of Tenaja 115/12kV Substation | Jerusalem 12kV | The ISO Grid at Distribution Provider’s 500kV Bus at Valley Substation. | San Jacinto Valley Region | Jerusalem | Valley 'D' 500/115 System | Tenaja Test 115/12 (D) |  |  |  |  | The | Check | Check |  | 1 |  | FALSE | The | Check | [12 empty] | 0 | 0
GFID8388 | 2015-09-21 | 2015-08-05 | 2015-09-21 | Rule 21 | Rule 21 Export | Fast Track | Inactive | Withdrawn | 2016-05-19 | Pending | No |  |  | Photovoltaic(0.75) | 0.75 | Tulare | CA | 2016-07-26 | 2017-02-08 | Gill 12kV | Gill 12kV | Rector 220/66 | San Joaquin Region | Gill | Rector 220/66 System | Venida 66/12 (D) |  |  |  |  | Rector | 230 |  |  | 1 |  | FALSE | Rector | 230 | [12 empty] | 0 | 0
GFID8389 | 2015-09-22 | 2015-08-06 | 2015-10-01 | Rule 21 | Rule 21 Export | Fast Track | Active - Post IA | In-Service |  | Executed - In Effect | Yes | 2016-02-02 |  | Photovoltaic(0.098) | 0.098 | Los Angeles | CA | 2015-11-09 | 2016-09-30 | Rush 16 kV Bus ck Charge |  | Mesa 220/66 | Metro East Region | Change | Mesa 220/66 System | Rush 66/16 (D) |  |  |  |  | Mesa | 230 | Check |  | 1 |  | FALSE | Mesa | 230 | [12 empty] | 1 | 1
GFID8390 | 2015-09-25 | 2015-08-06 | 2015-10-06 | Rule 21 | Rule 21 Export | Fast Track | Inactive | Withdrawn | 2016-01-15 | Not Started | No |  |  | Photovoltaic(3) | 3 | Los Angeles | CA | 2016-11-01 |  | APN 3170-008-908, 34.660758N, -118.085094, 2000 Block E Avenue L, Lancaster CA 93535 |  | Antelope 220/66 | North Coast Region | Tomcat | Antelope 220/66 System | Oasis 66/12 (D) |  |  |  |  | Antelope | 230 |  |  | 1 |  | FALSE | Antelope | 230 | [12 empty] | 0 | 0
GFID8391 | 2015-09-11 | 2015-08-11 | 2015-09-11 | Rule 21 | Rule 21 Export | Fast Track | Inactive | Withdrawn | 2015-12-15 | Not Started | No |  |  | Photovoltaic(0.6) | 0.6 | San Bernardino | CA | 2016-09-01 |  | Varsity 12kV | Varsity 12kV | Vista 220/115 | Desert Region | Varsity | Vista 220/115 System | Shandin 115/12 (D) |  |  |  |  | Vista | 230 | Check |  | 1 |  | FALSE | Vista | 230 | [12 empty] | 0 | 0
GFID8392 | 2015-09-11 | 2015-08-12 | 2015-09-11 | Rule 21 | Rule 21 Export | Fast Track | Inactive | Withdrawn | 2015-12-15 | Not Started | No |  |  | Photovoltaic(0.672) | 0.672 | San Bernardino | CA | 2016-09-01 |  | Garlits 12kV | Garlits 12kV | Padua 220/66 | Metro East Region | Garlits | Padua 220/66 System | Cucamonga 66/12 (D) |  |  |  |  | Padua | 230 |  |  | 1 |  | FALSE | Padua | 230 | [12 empty] | 0 | 0
GFID8393 | 2015-09-11 | 2015-08-12 | 2015-09-11 | Rule 21 | Rule 21 Export | Fast Track | Inactive | Withdrawn | 2015-12-15 | Not Started | No |  |  | Photovoltaic(1.392) | 1.392 | San Bernardino | CA | 2016-09-01 |  | Garlits 12kV | Garlits 12kV | Padua 220/66 | Metro East Region | Garlits | Padua 220/66 System | Cucamonga 66/12 (D) |  |  |  |  | Padua | 230 |  |  | 1 |  | FALSE | Padua | 230 | [12 empty] | 0 | 0
GFID8394 | 2015-09-11 | 2015-08-12 | 2015-09-11 | Rule 21 | Rule 21 Export | Fast Track | Inactive | Withdrawn | 2015-12-15 | Not Started | No |  |  | Photovoltaic(1.008) | 1.008 | San Bernardino | CA | 2016-09-01 |  | Garlits 12kV | Garlits 12kV | Padua 220/66 | Metro East Region | Garlits | Padua 220/66 System | Cucamonga 66/12 (D) |  |  |  |  | Padua | 230 |  |  | 1 |  | FALSE | Padua | 230 | [12 empty] | 0 | 0
GFID8395 | 2015-09-11 | 2015-08-12 | 2015-09-11 | Rule 21 | Rule 21 Export | Fast Track | Inactive | Withdrawn | 2015-12-15 | Not Started | No |  |  | Photovoltaic(1.2) | 1.2 | San Bernardino | CA | 2016-09-01 |  | Bamboo 12kV | Bamboo 12kV | Etiwanda 220/66 | Desert Region | Bamboo | Etiwanda 220/66 System | Declez 66/12 (D) |  |  |  |  | Etiwanda | 230 |  |  | 1 |  | FALSE | Etiwanda | 230 | [12 empty] | 0 | 0
GFID8396 | 2015-09-02 | 2015-08-11 | 2015-09-09 | Rule 21 | Rule 21 Export | Fast Track | Inactive | Withdrawn | 2015-10-02 | Not Started | No |  |  | Photovoltaic(1.272) | 1.272 | Ventura | CA | 2016-09-01 |  | Crosson 16kV | Crosson 16kV | Santa Clara 220/66 | North Coast Region | Crosson | Santa Clara 220/66 System | Camarillo 66/16 (D) |  |  |  |  | Santa | Check | Check |  | 1 |  | FALSE | Santa | Check | [12 empty] | 0 | 0
GFID8397 | 2015-09-02 | 2015-08-12 | 2015-09-09 | Rule 21 | Rule 21 Export | Fast Track | Inactive | Withdrawn | 2015-10-02 | Not Started | No |  |  | Photovoltaic(1.752) | 1.752 | Los Angeles | CA | 2016-09-01 |  | Titus 12kV | Titus 12kV | Chino 220/66 | Metro East Region | Titus | Chino 220/66 System | Peyton 66/12 (D) |  |  |  |  | Chino | 230 |  |  | 1 |  | FALSE | Chino | 230 | [12 empty] | 0 | 0
GFID8398 | 2015-08-27 | 2015-08-12 | 2015-09-11 | Rule 21 | Rule 21 Export | Fast Track | Inactive | Withdrawn | 2015-11-13 | Not Started | No |  |  | Photovoltaic(0.96) | 0.96 | Orange | CA | 2016-09-01 |  | Futuro 12kV | Futuro 12kV | Viejo 220/66 | Orange Region | Futuro | Viejo 220/66 System | Viejo 66/12 (D) |  |  |  |  | Viejo | 230 |  |  | 1 |  | FALSE | Viejo | 230 | [12 empty] | 0 | 0
GFID8399 | 2015-09-02 | 2015-08-12 | 2015-09-09 | Rule 21 | Rule 21 Export | Fast Track | Inactive | Withdrawn | 2015-10-05 | Not Started | No |  |  | Photovoltaic(1.2) | 1.2 | Los Angeles | CA | 2016-09-01 |  | Factory 12kV | Factory 12kV | Walnut 220/66 | Metro East Region | Factory | Walnut 220/66 System | Walnut 66/12 (D) |  |  |  |  | Walnut | 230 |  |  | 1 |  | FALSE | Walnut | 230 | [12 empty] | 0 | 0
GFID8400 | 2015-09-02 | 2015-08-12 | 2015-09-09 | Rule 21 | Rule 21 Export | Fast Track | Inactive | Withdrawn | 2015-10-05 | Not Started | No |  |  | Photovoltaic(3) | 3 | Los Angeles | CA | 2016-09-01 |  | Amazon 12kV | Amazon 12kV | Rio Hondo 220/66 | Metro East Region | Amazon | Rio Hondo 220/66 System | Rio Hondo 66/12 (D) |  |  |  |  | Rio | Check | Check |  | 1 |  | FALSE | Rio | Check | [12 empty] | 0 | 0
GFID8412 | 2015-08-27 | 2015-08-27 | 2015-10-01 | Rule 21 | Rule 21 Export | Fast Track | Inactive | Withdrawn | 2016-05-03 | Not Started | No |  |  | Photovoltaic(3) | 3 | San Bernardino | CA | 2016-11-15 |  | Substation 8161 (per RAM Map) Voltage 33/12kV location of Interconnection proposed onsite or as close to project site as possible | Bragdon 12kV |  | Rurals Region | Bragdon | Kramer 220/115 System | Harvard 33/12 (D) |  |  |  |  | Check | Check | Check |  | 1 |  | FALSE | [14 empty] | 0 | 0
GFID8414 | 2015-08-27 | 2015-08-27 | 2015-09-11 | Rule 21 | Rule 21 Export | Fast Track | Inactive | Withdrawn | 2016-01-29 | Not Started | No |  |  | Photovoltaic(1.22) | 1.22 | Los Angeles | CA | 2016-11-01 |  | Farms 12kV Distribution Line | Oasis 66kV Bus | Antelope 220/66 | North Coast Region | Assembly | Antelope 220/66 System | Oasis 66/12 (D) |  |  |  |  | Antelope | 230 |  |  | 1 |  | FALSE | Antelope | 230 | [12 empty] | 0 | 0
GFID8415 | 2015-08-28 | 2015-08-28 | 2015-09-14 | Rule 21 | Rule 21 Export | Fast Track | Inactive | Withdrawn | 2016-03-17 | In Negotiation | No |  |  | Photovoltaic(1.22) | 1.22 | Los Angeles | CA | 2016-11-15 |  | Farms 12kV | Farms 12kV | Antelope 220/66 | North Coast Region | Farms | Antelope 220/66 System | Oasis 66/12 (D) |  |  |  |  | Antelope | 230 |  |  | 1 |  | FALSE | Antelope | 230 | [12 empty] | 0 | 0
GFID8420 | 2015-10-09 | 2015-09-03 | 2015-10-09 | Rule 21 | Rule 21 Export | Fast Track | Inactive | Withdrawn | 2016-02-12 | Not Started | No |  |  | Photovoltaic(0.991) | 0.991 | Riverside | CA | 2015-12-27 |  | Plummer 12kV | Plummer | Valley 500/115 | San Jacinto Valley Region | Plummer | Valley 'AB' 500/115 System | Cajalco 115/12 (D) |  |  |  |  | Valley | 500 | Check |  | 1 |  | FALSE | Valley | 500 | [12 empty] | 0 | 0
GFID8421 | 2015-09-16 | 2015-09-08 | 2015-10-16 | Rule 21 | Rule 21 Export | Fast Track | Inactive | Withdrawn | 2016-11-11 | Not Started | No |  |  | Wind Turbine(3) | 3 | San Bernardino | CA | 2015-11-01 |  | Southdown 4/115 kV substation | Victor 115 kV | Victor 115 kV | [8 empty] | Victor | 115 |  |  | 1 |  | FALSE | Victor | 115 | [12 empty] | 0 | 0
GFID8422 | 2015-09-16 | 2015-09-08 | 2015-10-16 | Rule 21 | Rule 21 Export | Fast Track | Inactive | Withdrawn | 2016-11-11 | Not Started | No |  |  | Wind Turbine(3) | 1.85 | San Bernardino | CA | 2015-11-01 | 2016-09-01 | Soport 4/115 kV substation | Victor 115 kV | Victor 115 kV bus | Desert Region |  | El Casco 220/115 System | [5 empty] | Victor | 115 |  |  | 1 |  | FALSE | Victor | 115 | [12 empty] | 0 | 0
GFID8423 | 2015-09-16 | 2015-09-09 | 2015-10-16 | Rule 21 | Rule 21 Export | ISP | Inactive | IA Terminated |  | Terminated | Yes | 2018-01-11 | 2018-09-21 | Wind Turbine(5.05) | 5.05 | Riverside | CA | 2016-03-01 | 2018-08-01 | Bottle 115/4 kV Substation | Bottle 115/4 kV Substation | 220kV Bus at Devers Substation | Desert Region | Bottle | Devers 220/115 System | Bottle 115/4.16 (C) |  |  |  |  | 220kV | Check | Check |  | 1 |  | FALSE | 220kV | Check | [12 empty] | 0 | 0
GFID8440 |  | 2015-10-09 |  | Rule 21 | Rule 21 Export | Fast Track | Inactive | Withdrawn | 2015-11-13 | Not Started | No |  |  | Photovoltaic(0.366) | 0.366 | Riverside | CA |  |  | APN: 434-300-003, 33°47'22.64'N 116°56'55.42'W | [10 empty] | Check | Check | Check |  | 1 |  | FALSE | [14 empty] | 0 | 0
GFID8442 | 2015-10-08 | 2015-10-08 | 2015-10-26 | Rule 21 | Rule 21 Export | Fast Track | Inactive | IA Terminated |  | Terminated | Yes | 2016-06-23 | 2020-05-10 | Photovoltaic(3) | 3 | Los Angeles | CA | 2017-10-01 | 2017-10-02 | Eastwind 12kV | A tap on the existing Eastwind 12kV distribution line out of Wilsona 66/12kV Substation | 66kV Bus at Antelope Substation | North Coast Region | Eastwind | Antelope 220/66 System | Wilsona 66/12 (D) |  |  |  |  | 66kV | Check | Check |  | 1 |  | FALSE | 66kV | Check | [12 empty] | 0 | 0
GFID8443 | 2015-11-30 | 2015-10-20 | 2015-11-30 | Rule 21 | Rule 21 Export | Fast Track | Inactive | Withdrawn | 2016-06-08 | Not Started | No |  |  | Gas Turbine(0.25) | 0.25 | Orange | CA | 2016-09-01 |  | Taiwan 12kV | Taiwan | Villa Park 220/66 | Orange Region | Taiwan | Villa Park 220/66 System | Modena 66/12 (D) |  |  |  |  | Villa | Check | Check |  | 1 |  | FALSE | Villa | Check | [12 empty] | 0 | 0
GFID8485 |  | 2016-02-18 | 2016-03-17 | Rule 21 | Rule 21 Export | Fast Track | Inactive | Withdrawn | 2016-03-17 | Not Started | No |  |  | Energy Storage(3) | 3 | Orange | CA | 2018-10-01 | 2018-10-01 | 12 KV bus Section X at the Johanna Substation -Will discuss in the scoping meeting. | [10 empty] | Check | Check | Check |  | 1 |  | FALSE | [14 empty] | 0 | 0
GFID8486 |  | 2016-02-18 | 2016-03-17 | Rule 21 | Rule 21 Export | Fast Track | Inactive | Withdrawn | 2016-03-17 | Not Started | No |  |  | Energy Storage(3) | 3 | Orange | CA | 2018-10-01 | 2018-10-01 | 12 KV bus Section X at the Johanna Substation -Will discuss in the scoping meeting. |  | Johanna 220kV bus | Orange Region |  | Johanna 220/66 System | Johanna 66/12 (D) |  |  |  |  | Johanna | Check | Check |  | 1 |  | FALSE | Johanna | Check | [12 empty] | 0 | 0
GFID8503 | 2016-05-02 | 2016-05-02 | 2016-06-02 | Rule 21 | Rule 21 Export | Fast Track | Inactive | Withdrawn | 2016-08-29 | Not Started | No |  |  | Photovoltaic(1.98) | 1.98 |  |  | 2017-09-01 |  | Wedge 12kV |  |  | Rurals Region | Wedge | Blythe (WALC) 161/33 System | Defrain 33/12 (D) |  |  |  |  | Check | Check | Check |  | 1 |  | FALSE | [14 empty] | 0 | 0
GFID8468 |  | 2015-11-25 |  | Rule 21 | Rule 21 Export | Fast Track | Inactive | Withdrawn | 2016-02-03 | Not Started | No |  |  | Photovoltaic(3) | 3 | Kern | CA | 2016-09-01 |  | See Map in App | [10 empty] | Check | Check | Check |  | 1 |  | FALSE | [14 empty] | 0 | 0
GFID8469 | 2016-02-12 | 2016-01-07 | 2016-02-26 | Rule 21 | Rule 21 Export | Detailed Study | Inactive | IA Terminated |  | Amendment - Pending | Yes | 2016-09-22 | 2023-05-24 | Photovoltaic(3) | 3 | Los Angeles | CA | 2016-07-01 | 2017-08-11 | Stealth 12 kV distribution line out of Oasis 66/12 kV Substation | Stealth 12 kV distirbution line out of Oasis 66/12 kV Substation | Antelope Substation 66 kV bus | North Coast Region | Stealth | Antelope 220/66 System | Oasis 66/12 (D) |  |  |  |  | Antelope | Check | Check |  | 1 |  | FALSE | Antelope | Check | [12 empty] | 0 | 0
GFID8475 | 2016-02-19 | 2016-01-13 | 2016-02-19 | Rule 21 | Rule 21 Export | Fast Track | Active - Post IA | In-Service |  | Executed - In Effect | Yes | 2016-11-11 |  | Photovoltaic(1.92) | 1.92 | Kern | CA | 2016-02-26 | 2017-06-30 | Heavy 33kV distribution line out of Randsburg 115/33 kV Substation | Heavy 33kV distribution line out of Randsburg 115/33 kV Substation |  | Rurals Region | Heavy | Kramer 220/115 System | Randsburg 115/33 (D) |  |  |  |  | Check | Check | Check |  | 1 |  | FALSE | [14 empty] | 1 | 1
GFID8027EXP | 2016-03-17 | 2016-01-14 | 2016-03-17 | Rule 21 | Rule 21 Export | Fast Track | Inactive | Withdrawn | 2018-09-14 | In Negotiation | No |  |  | Photovoltaic(0.959) | 0.959 | Riverside | CA | 2016-01-20 |  | Santa Rosa: PIPER 12 kV line | Piper 12kV out of Santa Rosa Substation |  | Desert Region | Piper | Mirage 220/115 System | Santa Rosa 115/12 (D) |  |  |  |  | Check | Check | Check |  | 1 |  | FALSE | [14 empty] | 0 | 0
GFID8479 | 2016-01-29 | 2016-01-29 | 2016-02-12 | Rule 21 | Rule 21 Export | Fast Track | Active - Post IA | In-Service |  | Executed - In Effect | Yes | 2016-07-28 |  | Hydroelectric(1) | 1 | San Bernardino | CA | 2017-05-09 |  | Sutt 12 kV out of Del Rosa 66/12kV Substation | Sutt 12 kV out of Del Rosa 66/12kV Substation | San Bernardino 220/66 | Desert Region | Sutt | San Bernardino 220/66 System | Del Rosa 66/12 (D) |  |  |  |  | San | Check | Check | San Bernardino230 | 1 |  | FALSE | San Bernardino | 230 | [12 empty] | 1 | 1
GFID8482 |  | 2016-02-18 | 2016-03-17 | Rule 21 | Rule 21 Export | Fast Track | Inactive | Withdrawn | 2016-03-17 | Not Started | No |  |  | Energy Storage(3) | 3 | Orange | CA | 2018-10-01 | 2018-10-01 | 12 KV bus Section X at the Johanna Substation -Will discuss in the scoping meeting. |  | Johanna 220kV bus | Orange Region |  | Johanna 220/66 System | Johanna 66/12 (D) |  |  |  |  | Johanna | Check | Check |  | 1 |  | FALSE | Johanna | Check | [12 empty] | 0 | 0
GFID8483 |  | 2016-02-18 | 2016-03-17 | Rule 21 | Rule 21 Export | Fast Track | Inactive | Withdrawn | 2016-03-17 | Not Started | No |  |  | Energy Storage(3) | 3 | Orange | CA | 2018-10-01 | 2018-10-01 | 12 KV bus Section X at the Johanna Substation -Will discuss in the scoping meeting. |  | Johanna 220kV bus | Orange Region |  | Johanna 220/66 System | Johanna 66/12 (D) |  |  |  |  | Johanna | Check | Check |  | 1 |  | FALSE | Johanna | Check | [12 empty] | 0 | 0
GFID8484 |  | 2016-02-18 | 2016-03-17 | Rule 21 | Rule 21 Export | Fast Track | Inactive | Withdrawn | 2016-03-17 | Not Started | No |  |  | Energy Storage(3) | 3 | Orange | CA | 2018-10-01 | 2018-10-01 | 12 KV bus Section X at the Johanna Substation -Will discuss in the scoping meeting. |  | Johanna 220kV bus | Orange Region |  | Johanna 220/66 System | Johanna 66/12 (D) |  |  |  |  | Johanna | Check | Check |  | 1 |  | FALSE | Johanna | Check | [12 empty] | 0 | 0
GFID8491 | 2016-04-13 | 2016-03-14 | 2016-04-13 | Rule 21 | Rule 21 Export | Detailed Study | Inactive | Withdrawn | 2017-01-09 | Not Started | No |  |  | Photovoltaic(3) | 3 | Kern | CA | 2016-12-31 | 2016-11-30 | 14812 JAMESON ST TEHACHAPI CA 93561, Leveche 12 kV circuit out of Monolith 66/12 kV Sub. LAT: 35.117853 LONG: -118.393086 | Leveche 12 kV circuit out of the Monolith 66/12 kV Substation | Windhub Substation 220 kV bus | North Coast Region | Leveche | Windhub 220/66 System | Monolith 66/12 (D) |  |  |  |  | Windhub | Check | Check |  | 1 |  | FALSE | Windhub | Check | [12 empty] | 0 | 0
GFID8492 | 2016-03-15 | 2016-03-15 | 2016-03-30 | Rule 21 | Rule 21 Export | Detailed Study | Inactive | Withdrawn | 2017-09-19 | In Negotiation | No |  |  | Photovoltaic(2.7) | 2.7 | Tulare | CA | 2018-06-01 | 2018-04-01 | Burton 12kV | Burton 12kV | Springville Substation 220kV bus | San Joaquin Region | Burton | Springville 220/66 System | Porterville 66/12 (D) |  |  |  |  | Springville | Check | Check |  | 1 |  | FALSE | Springville | Check | [12 empty] | 0 | 0
GFID8218EXP | 2016-03-17 | 2016-03-17 | 2016-04-18 | Rule 21 | Rule 21 Export | Fast Track | Active - Post IA | In-Service (Conditional PTO) |  | Amendment - Executed | Yes | 2017-01-31 |  | Photovoltaic(1.5) | 1.5 | Riverside | CA | 2015-11-25 |  | Plummer 12kV |  |  | San Jacinto Valley Region | Plummer | Valley 'AB' 500/115 System | Cajalco 115/12 (D) |  |  |  |  | Check | Check | Check |  | 1 |  | FALSE | [14 empty] | 0 | 0
GFID8493 |  | 2016-03-25 |  | Rule 21 | Rule 21 Export | Fast Track | Inactive | Withdrawn | 2016-05-20 | Not Started | No |  |  | Photovoltaic(0.366) | 0.366 | Riverside | CA | 2016-04-15 |  | APN- 434-300-003-1 | [10 empty] | Check | Check | Check |  | 1 |  | FALSE | [14 empty] | 0 | 0
GFID8495 | 2016-03-15 | 2016-03-15 | 2016-03-31 | Rule 21 | Rule 21 Export | Detailed Study | Inactive | Withdrawn | 2017-09-19 | In Negotiation | No |  |  | Photovoltaic(2.52) | 2.5 | Tulare | CA | 2018-06-01 | 2018-04-01 | Cotton 12kV | Cotton 12kV | Vestal 220kV bus | San Joaquin Region | Cotton | Vestal 220/66 System | Poplar 66/12 (D) |  |  |  |  | Vestal | Check | Check |  | 1 |  | FALSE | Vestal | Check | [12 empty] | 0 | 0
GFID8497 | 2016-04-26 | 2016-02-17 | 2016-05-12 | Rule 21 | Rule 21 Export | Fast Track | Inactive | Withdrawn | 2017-06-15 | In Draft | No |  |  | Photovoltaic(2.5) | 2.5 | San Bernardino | CA | 2016-11-15 | 2017-09-27 | At the Distribution Provider’s 4-way gas switch position no. 4 on the Distribution Provider’s Bolor 12kV distribution line out of Alder 66/12 kV Substation | At the Distribution Provider’s 4-way gas switch position no. 4 on the Distribution Provider’s Bolor 12kV distribution line out of Alder 66/12 kV Substation out of Alder 66/12 kV Substation. | The ISO Grid at Distribution Provider’s 220kV Bus at Etiwanda Substation. | Desert Region | Bolor | Etiwanda 220/66 System | Alder 66/12 (D) |  |  |  |  | The | Check | Check |  | 1 |  | FALSE | The | Check | [12 empty] | 0 | 0
GFID8498 | 2016-05-18 | 2016-04-08 | 2016-05-19 | Rule 21 | Rule 21 Export | Fast Track | Inactive | Withdrawn | 2016-11-28 | Not Started | No |  |  | Photovoltaic(2.34) | 2.34 | San Bernardino | CA | 2016-09-01 |  | Knolls 12kV out of Rancho 33/12 kV Substation | Knolls 12kV out of Rancho 33/12 kV Substation | Victor 220/115 kV Substation | Rurals Region | Knolls | Victor 220/115 System | Rancho 33/12 (D) |  |  |  |  | Victor | 230 |  |  | 1 |  | FALSE | Victor | 230 | [12 empty] | 0 | 0
GFID8499 | 2016-04-11 | 2016-04-11 | 2016-05-20 | Rule 21 | Rule 21 Export | ISP | Active - Post IA | In-Service |  | Executed - In Effect | No | 2017-08-07 |  | Internal Combustion Engine(0.8) | 0.8 | Tulare | CA | 2017-01-05 | 2018-03-01 | Callison 12 kV distribution line out of Tipton 66/12 kV Substation | Callison 12 kV circuit out of the Tipton 66/12 kV Substation | Springville 220/66 kV Substation | San Joaquin Region | Callison | Springville 220/66 System | Tipton 66/12 (D) |  |  |  |  | Springville | 230 |  |  | 1 |  | FALSE | Springville | 230 | [12 empty] | 1 | 1
GFID8502 |  | 2016-05-02 |  | Rule 21 | Rule 21 Export | Fast Track | Inactive | Withdrawn | 2016-06-10 | Not Started | No |  |  | Wind Turbine(3) | 3 | Riverside | CA | 2016-07-01 |  | Town Hall 33 kV Curcuit, 33 55' 09.32' N, 116 40' 09.38' W |  |  | Desert Region | Townhall | Devers 220/115 System | Garnet 115/33 (D) |  |  |  |  | Check | Check | Check |  | 1 |  | FALSE | [14 empty] | 0 | 0
GFID8504 | 2016-06-23 | 2016-05-02 | 2016-06-23 | Rule 21 | Rule 21 Export | Fast Track | Active - Post IA | In-Service |  | Executed - In Effect | Yes | 2017-03-27 |  | Photovoltaic(0.828) | 0.828 | Kern | CA | 2016-12-01 | 2017-09-01 | Drive Inn 12kV out of Inyokern 33/12kV | Drive Inn 12kV out of Inyokern 33/12kV | Kramer 220/115 | Rurals Region | Drive Inn | Kramer 220/115 System | Inyokern 33/12 (D) |  |  |  |  | Kramer | 230 |  |  | 1 |  | FALSE | Kramer | 230 | [12 empty] | 1 | 1
GFID8509 | 2016-06-29 | 2016-05-13 | 2016-06-29 | Rule 21 | Rule 21 Export | Fast Track | Inactive | IA Terminated |  | Terminated | Yes | 2017-03-06 | 2018-10-29 | Internal Combustion Engine(0.8) | 0.8 | Tulare | CA | 2017-01-05 | 2018-01-05 | Circuit: Windt 12kV, Sub: Laurel 66/12, System: Rector 220/66 |  |  | San Joaquin Region | Wonderful | Rector 220/66 System | Laurel 66/12 (D) |  |  |  |  | Check | Check | Check |  | 1 |  | FALSE | [14 empty] | 0 | 0
GFID8515 | 2016-06-09 | 2016-06-09 | 2016-07-20 | Rule 21 | Rule 21 Export | Fast Track | Inactive | Withdrawn | 2016-09-12 | Not Started | No |  |  | Photovoltaic(3) | 3 | Kern | CA | 2016-12-01 |  | Lat: 35.762375, -119.307088 Long: -119.307088. Existing 120/240V meter will be upgraded and relocated to a new 12kV switchgear located adjacent to the existing utility pole #4479812E |  |  | San Joaquin Region | Swanson | Vestal 220/66 System | Delano 66/12 (D) |  |  |  |  | Check | Check | Check |  | 1 |  | FALSE | [14 empty] | 0 | 0
GFID8517 | 2016-08-03 | 2016-06-24 | 2016-08-03 | Rule 21 | Rule 21 Export | Fast Track | Inactive | Withdrawn | 2016-09-07 | Not Started | No |  |  | Photovoltaic(1.98) | 1.98 | Los Angeles | CA | 2017-03-01 |  | 19620 W AVENUE A LANCASTER CA 93536, APN# 3256-003-003, 3256-003-005, 3256-003-007 |  |  | North Coast Region | Duntley | Antelope 220/66 System | Neenach 66/12 (D) |  |  |  |  | Check | Check | Check |  | 1 |  | FALSE | [14 empty] | 0 | 0
GFID8520 | 2016-09-20 | 2016-07-26 | 2016-09-21 | Rule 21 | Rule 21 Export | Fast Track | Inactive | Withdrawn | 2017-03-30 | Withdrawn (No Agrmt) | No |  |  | Photovoltaic(3) | 3 | San Bernardino | CA | 2017-11-17 |  | TBD |  |  | Rurals Region | Cushenbury | Victor 220/115 System | Cottonwood 115/33 (D) |  |  |  |  | Check | Check | Check |  | 1 |  | FALSE | [14 empty] | 0 | 0
GFID8525 | 2016-08-25 | 2016-08-25 | 2016-09-23 | Rule 21 | Rule 21 Export | ISP | Active - Post IA | In-Service (Conditional PTO) |  | Executed - In Effect | Yes | 2017-06-13 |  | Photovoltaic(3.2) | 3.2 | Riverside | CA | 2016-11-01 | 2018-02-10 | A tap on the Distribution Provider's Highball 12 kV distribution line out of Bloomington 66/12 kV Substation | Vista 220/66 kV | Vista 220/66 Kv | Desert Region | Highball | Vista A 220/66 System | Bloomington 66/12 (D) |  |  |  |  | Vista | 230 | Check | Vista (SCE)230 | 1 |  | FALSE | Vista (SCE) | 230 | [12 empty] | 0 | 1
GFID8523 | 2016-09-20 | 2016-08-08 | 2016-10-03 | Rule 21 | Rule 21 Export | Fast Track | Active - Post IA | In-Service |  | Executed - In Effect | Yes | 2017-06-12 |  | Photovoltaic(0.366) | 0.366 | Riverside | CA | 2016-11-10 | 2017-09-17 | Girard 12kV distribution line out of Nelson 115/12kV Substation |  |  | San Jacinto Valley Region | Massacre | Valley 'AB' 500/115 System | Nelson 115/12 (D) |  |  |  |  | Check | Check | Check |  | 1 |  | FALSE | [14 empty] | 1 | 1
GFID8527 | 2016-11-29 | 2016-08-31 | 2016-11-29 | Rule 21 | Rule 21 Export | ISP | Inactive | IA Terminated |  | Terminated | Yes | 2017-10-17 | 2018-08-21 | Hydroelectric(0.434) | 0.43 | Ventura | CA | 2017-10-01 | 2018-03-21 | A tap on the Distribution Provider's Collins 16kV distribution line out of Moorpark 66/16kV Substation | A tap on the Distribution Provider's Collins 16kV distribution line out of Moorpark 66/16kV Substation | 220/66 kV bus at Moorpark Substation | North Coast Region | Collins | Moorpark 220/66 System | Moorpark 66/16 (D) |  |  |  |  | 220 | Check | Check |  | 1 |  | FALSE | 220 | Check | [12 empty] | 0 | 0
GFID8528 | 2016-09-16 | 2016-09-16 | 2016-11-03 | Rule 21 | Rule 21 Export | Fast Track | Inactive | Withdrawn | 2017-03-30 | Not Started | No |  |  | Wind Turbine(3) | 3 | Riverside | CA | 2016-07-01 |  | Circuit: Townhall 33kV Sub: Garnet 115/33 System: Devers 220/115. APN 516-009-010-8 |  |  | Desert Region | Poppet Flats | El Casco 220/115 System | Cabazon 33/12 (D) |  |  |  |  | Check | Check | Check |  | 1 |  | FALSE | [14 empty] | 0 | 0
GFID8529 | 2016-09-20 | 2016-09-20 | 2016-10-26 | Rule 21 | Rule 21 Export | Fast Track | Inactive | Withdrawn | 2017-01-12 | Not Started | No |  |  | Photovoltaic(3)/Energy Storage(3) | 3 | Riverside | CA | 2017-11-30 |  | 12 kV Distribution Circuit 15173, Substation 8235 | [10 empty] | Check | Check | Check |  | 1 |  | FALSE | [14 empty] | 0 | 0
GFID8530 | 2016-12-16 | 2016-09-29 | 2016-12-19 | Rule 21 | Rule 21 Export | ISP | Active - Post IA | In-Service |  | Executed - In Effect | Yes | 2017-08-23 |  | Photovoltaic(2.736) | 2.736 | Los Angeles | CA | 2017-06-01 | 2018-02-14 | Bledsoe 12 kV distribution line out of Neenach 66/12 kV Substation | Bailey 220/66 kV Substation | Bailey 220/66 kV Substation | North Coast Region | Bledsoe | Antelope 220/66 System | Neenach 66/12 (D) |  |  |  |  | Bailey | 230 |  |  | 1 |  | FALSE | Bailey | 230 | [12 empty] | 1 | 1
GFID8531 | 2016-10-12 | 2016-10-12 | 2016-11-21 | Rule 21 | Rule 21 Export | ISP | Inactive | Withdrawn | 2017-09-19 | Not Started | No |  |  | Photovoltaic(3.564) | 3 | Tulare | CA | 2018-12-01 | 2018-12-30 | Flory 12kV distribution line | Flory 12kV distribution line | Springville Substation 220kV bus | San Joaquin Region | Flory | Springville 220/66 System | Woodville 66/12 (D) |  |  |  |  | Springville | Check | Check |  | 1 |  | FALSE | Springville | Check | [12 empty] | 0 | 0
GFID8532 | 2016-12-19 | 2016-10-21 | 2016-12-19 | Rule 21 | Rule 21 Export | Fast Track | Inactive | Withdrawn | 2017-10-03 | In Negotiation | No |  |  | Photovoltaic(1.425) | 1.425 | Tulare | CA | 2017-09-30 |  | Bowen 12kV out of the 66/12kV Strathmore Substation | Bowen 12kV out of the 66/12kV Strathmore Substation | Springville 220/66kV | San Joaquin Region | Bowen | Springville 220/66 System | Strathmore 66/12 (D) |  |  |  |  | Springville | 230 |  |  | 1 |  | FALSE | Springville | 230 | [12 empty] | 0 | 0
GFID8533 | 2016-12-19 | 2016-10-21 | 2016-12-19 | Rule 21 | Rule 21 Export | Fast Track | Inactive | Withdrawn | 2017-10-03 | In Negotiation | No |  |  | Photovoltaic(1.4) | 1.4 | Tulare | CA | 2017-09-30 |  | Elster 12kV out of the 66/12kV Boxwood Substation | Elster 12kV out of the 66/12kV Boxwood Substation | Springville 220/66kV | San Joaquin Region | Elster | Springville 220/66 System | Boxwood 66/12 (D) |  |  |  |  | Springville | 230 |  |  | 1 |  | FALSE | Springville | 230 | [12 empty] | 0 | 0
GFID8534 | 2016-10-28 | 2016-10-28 | 2016-12-05 | Rule 21 | Other (Queued) | Serial (Off process) | Complete - No IA | In-Service (Conditional PTO) |  | Not Required | No |  |  | Energy Storage(2.8) | 2.8 | Los Angeles | CA | 2017-10-01 |  | Pronghorn 12kV Ckt |  |  | North Coast Region | Pronghorn | Antelope 220/66 System | Del Sur 66/12 (D) |  |  |  |  | Check | Check | Check |  | 1 |  | FALSE | [14 empty] | 0 | 0
GFID8535 | 2016-10-28 | 2016-10-28 | 2016-12-05 | Rule 21 | Other (Queued) | Serial (Off process) | Inactive | Withdrawn | 2017-06-20 | Not Required | No |  |  | Energy Storage(4) | 4 | Los Angeles | CA | 2017-10-01 |  | Pronghorn 12kV Ckt. 4605107E, POI 34.716865, -118.289406 |  |  | North Coast Region | Pronghorn | Antelope 220/66 System | Del Sur 66/12 (D) |  |  |  |  | Check | Check | Check |  | 1 |  | FALSE | [14 empty] | 0 | 0
GFID8536 | 2016-10-28 | 2016-10-28 | 2016-12-05 | Rule 21 | Other (Queued) | Serial (Off process) | Inactive | Withdrawn | 2018-03-12 | Not Required | No |  |  | Energy Storage(2.6) | 2.6 | Riverside | CA | 2017-10-01 |  | Invader 12kV Ckt. 4627353E, POI 33.93082, -116.545059 |  |  | Desert Region | Invader | Devers 220/115 System | Devers 115/12 (D) |  |  |  |  | Check | Check | Check |  | 1 |  | FALSE | [14 empty] | 0 | 0
GFID8537 | 2016-10-28 | 2016-10-28 | 2016-12-05 | Rule 21 | Other (Queued) | Serial (Off process) | Inactive | Withdrawn | 2017-06-20 | Not Required | No |  |  | Energy Storage(2.6) | 2.6 | Riverside | CA | 2017-10-01 |  | Invader 12kV |  |  | Desert Region | Invader | Devers 220/115 System | Devers 115/12 (D) |  |  |  |  | Check | Check | Check |  | 1 |  | FALSE | [14 empty] | 0 | 0
GFID8538 | 2016-10-28 | 2016-10-28 | 2016-12-05 | Rule 21 | Other (Queued) | Serial (Off process) | Inactive | Withdrawn |  | Not Required | No |  |  | Energy Storage(2.6) | 2.6 | Los Angeles | CA | 2017-10-01 | 2019-06-01 | Stealth 12kV Ckt. VS631361, POI 34.646189, -118.095377 |  |  | North Coast Region | Stealth | Antelope 220/66 System | Oasis 66/12 (D) |  |  |  |  | Check | Check | Check |  | 1 |  | FALSE | [14 empty] | 0 | 0
GFID8539 | 2016-10-28 | 2016-10-28 | 2016-12-05 | Rule 21 | Other (Queued) | Serial (Off process) | Inactive | Withdrawn | 2017-06-20 | Not Required | No |  |  | Energy Storage(2.6) | 2.6 | Los Angeles | CA | 2017-10-01 |  | Stealth 12kV Ckt. VS631361, POI 34.646189, -118.095377 |  |  | North Coast Region | Stealth | Antelope 220/66 System | Oasis 66/12 (D) |  |  |  |  | Check | Check | Check |  | 1 |  | FALSE | [14 empty] | 0 | 0
GFID8540 | 2016-10-28 | 2016-10-28 | 2016-12-05 | Rule 21 | Other (Queued) | Serial (Off process) | Inactive | Withdrawn | 2017-06-20 | Not Required | No |  |  | Energy Storage(2.6) | 2.6 | San Bernardino | CA | 2017-10-01 |  | Keno 12kV |  |  | Rurals Region |  | Victor 220/115 System | [5 empty] | Check | Check | Check |  | 1 |  | FALSE | [14 empty] | 0 | 0
GFID8541 | 2016-10-28 | 2016-10-28 | 2016-12-05 | Rule 21 | Other (Queued) | Serial (Off process) | Inactive | Withdrawn | 2017-06-20 | Not Required | No |  |  | Energy Storage(2.6) | 2.6 | San Bernardino | CA | 2017-10-01 |  | Keno 12kV |  |  | Rurals Region |  | Victor 220/115 System | [5 empty] | Check | Check | Check |  | 1 |  | FALSE | [14 empty] | 0 | 0
GFID8543 | 2017-02-14 | 2016-12-01 | 2017-02-14 | Rule 21 | Rule 21 Export | Fast Track | Inactive | Withdrawn | 2017-08-17 | Not Started | No |  |  | Photovoltaic(0.99) | 0.99 | Kern | CA | 2017-04-01 |  | Mettler 12kV |  |  | North Coast Region | Mettler | Windhub 220/66 System | Cummings 66/12 (D) |  |  |  |  | Check | Check | Check |  | 1 |  | FALSE | [14 empty] | 0 | 0
GFID8551 | 2016-12-01 | 2016-12-01 | 2016-12-29 | Rule 21 | Rule 21 Export | ISP | Inactive | IA Terminated | 2020-11-20 | Terminated | Yes | 2018-02-28 | 2020-11-20 | Photovoltaic(3)/Energy Storage() | 3 | San Bernardino | CA | 2019-05-31 | 2020-11-29 | Cement 33 kV distribution line out of Victor 115/33 kV Substation | A tap on the Distribution Provider’s Cement 33kV distribution line out of Victor 115/33kV Substation | The ISO Grid at Distribution Provider’s 115kV Bus at Victor Substation | Rurals Region | Cement | Victor 220/115 System | Victor 115/33 (D) |  |  |  |  | The | Check | Check |  | 1 |  | FALSE | The | Check | [12 empty] | 0 | 0
GFID8553 | 2016-12-07 | 2016-12-07 | 2016-12-22 | Rule 21 | Rule 21 Export | ISP | Inactive | IA Terminated |  | Terminated | Yes | 2018-03-21 | 2021-02-24 | Photovoltaic(3)/Energy Storage(0.7) | 3 | San Bernardino | CA | 2019-07-31 | 2020-10-01 | A tap on the Distribution Provider’s Sunfair 25 kV distribution line out of Hi Desert 115/33/25 kV Substation | A tap on the Distribution Provider’s Sunfair 25 kV distribution line out of Hi Desert 115/33/25 kV Substation | The ISO Grid at Distribution Provider’s 220 kV Bus at Devers Substation | Desert Region | Sunfair | Devers 220/115 System | Hi Desert 33/25 (D) |  |  |  |  | The | Check | Check |  | 1 |  | FALSE | The | Check | [12 empty] | 0 | 0
GFID8554 | 2016-12-12 | 2016-12-12 | 2017-01-18 | Rule 21 | Rule 21 Export | ISP | Active - Post IA | In-Service |  | Executed - In Effect | Yes | 2019-01-29 |  | Internal Combustion Engine(2.274) | 1.994 | Santa Barbara | CA | 2016-07-01 | 2020-08-15 | Mist 16kV distribution line out of Capitan 66/16kV Substation. | Mist 16kV circuit out of the Capitan 66/16kV Substation | 220/66kV Bus at Goleta Substation. | North Coast Region | Mist | Goleta 220/66 System | Capitan 66/16 (D) |  |  |  |  | 220 | Check | Check | Goleta230 | 1 |  | FALSE | Goleta | 230 | [12 empty] | 1 | 1
GFID8583 | 2017-01-24 | 2017-01-09 | 2017-01-24 | Rule 21 | Rule 21 Export | Fast Track | Active - Post IA | In-Service |  | Executed - In Effect | Yes | 2017-05-02 |  | Photovoltaic(0.24) | 0.24 | Tulare | CA | 2017-04-14 | 2017-07-31 | Redbanks 12 kV distribution line out of Venice Hill 66/12/kV Substation |  |  | San Joaquin Region | Redbanks | Rector 220/66 System | Venice Hill 66/12 (D) |  |  |  |  | Check | Check | Check |  | 1 |  | FALSE | [14 empty] | 1 | 1
GFID8557 | 2017-01-05 | 2017-01-05 | 2017-01-23 | Rule 21 | Rule 21 Export | Fast Track | Inactive | Withdrawn | 2017-05-11 | Not Started | No |  |  | Wind Turbine(3) | 3 | Kern | CA | 2018-01-31 |  | Oak Creek 12 kV line out of Rosamond 66/12 kV Substation. | Oak Creek 12 kV line out of Rosamond 66/12 kV Substation. | Antelope Substation 66 kV bus. | North Coast Region | Oak Creek | Antelope 220/66 System | Rosamond 66/12 (D) |  |  |  |  | Antelope | Check | Check |  | 1 |  | FALSE | Antelope | Check | [12 empty] | 0 | 0
GFID8560 | 2017-02-21 | 2017-01-26 | 2017-02-21 | Rule 21 | Rule 21 Export | Fast Track | Inactive | Withdrawn | 2017-10-09 | Not Started | No |  |  | Photovoltaic(0.565) | 0.565 | San Bernardino | CA | 2017-10-17 |  | SCE's Point of Rocks 12kV circuit out of the Trona 33/12 kV Substation | SCE's Point of Rocks 12 kV circuit out of the Trona 33/12 kV Substation |  | Rurals Region | Point Of Rocks | Kramer 220/115 System | Trona 33/12 (D) |  |  |  |  | Check | Check | Check |  | 1 |  | FALSE | [14 empty] | 0 | 0
GFID8564 | 2017-02-13 | 2017-02-13 | 2017-02-24 | Rule 21 | Rule 21 Export | Fast Track | Inactive | Withdrawn | 2017-05-11 | Not Started | No |  |  | Wind Turbine(3) | 3 | Kern | CA | 2018-01-31 |  | Carbon 12kV out of Goldtown 66/12kV | Carbon 12kV out of Goldtown 66/12kV |  | North Coast Region | Carbon | Windhub 220/66 System | Goldtown 66/12 (D) |  |  |  |  | Check | Check | Check |  | 1 |  | FALSE | [14 empty] | 0 | 0
GFID8566 | 2017-03-30 | 2017-02-17 | 2017-04-04 | Rule 21 | Rule 21 Export | Fast Track | Active - Post IA | In-Service |  | Executed - In Effect | Yes | 2019-03-19 |  | Internal Combustion Engine(2.6) | 2.6 | San Bernardino | CA | 2018-01-01 | 2020-04-15 | Hallmark 12 kV distribution line out of Shandin 115/12 kV Substation | At the Distribution Provider’s 4-way pad-mounted switch on the Distribution Provider’s Hallmark 12 kV distribution line out of Shandin 115/12 kV Substation | 220 kV Bus at Vista Substation | Desert Region | Hallmark | Vista 220/115 System | Shandin 115/12 (D) |  |  |  |  | 220 | Check | Check | Vista (SCE)230 | 1 |  | FALSE | Vista (SCE) | 230 | [12 empty] | 1 | 1
GFID8572 | 2017-04-10 | 2017-03-03 | 2017-04-10 | Rule 21 | Rule 21 Export | Fast Track | Inactive | Withdrawn | 2017-06-08 | Not Started | No |  |  | Photovoltaic(0.66) | 0.66 | San Bernardino | CA | 2017-10-17 |  | SCE's Hackman 33 kV Circuit out of the Trona 33/12 kV Substation | SCE's Hackman 33 kV Circuit out of the Trona 33/12 kV Substation |  | Rurals Region | Hackman | Kramer 220/115 System | Searles 115/33 (D) |  |  |  |  | Check | Check | Check |  | 1 |  | FALSE | [14 empty] | 0 | 0
GFID8573 | 2017-05-25 | 2017-03-07 | 2017-05-25 | Rule 21 | Other (Queued) | Serial (Off process) | Inactive | Withdrawn | 2017-10-18 | Not Started | No |  |  | Energy Storage(0.71) | 0.71 | Orange | CA | 2017-10-01 |  | Cadmium 12kV |  |  | Orange Region | Cadmium | Johanna 220/66 System | Camden 66/12 (D) |  |  |  |  | Check | Check | Check |  | 1 |  | FALSE | [14 empty] | 0 | 0
GFID8580 | 2017-04-17 | 2017-04-17 | 2017-04-17 | Rule 21 | Rule 21 Export | ISP | Active - Post IA | In-Service (Conditional PTO) |  | Executed - In Effect | Yes | 2019-10-07 |  | Photovoltaic(1) | 1 | San Bernardino | CA | 2018-10-17 | 2021-09-01 | A tap on the Distribution Provider’s Hackman 33 kV distribution line out of Searles 115/33 kV Substation via a line extension to the Customer-owned 38.0 kV rated switchboard. | A tap on the Distribution Provider’s Hackman 33 kV distribution line out of Searles 115/33 kV Substation via a line extension to the Customer-owned 38.0 kV rated switchboard. | Distribution Provider’s 115 kV Bus at Inyokern Substation | Rurals Region | Hackman | Kramer 220/115 System | Searles 115/33 (D) |  |  |  |  | Distribution | Check | Check | Inyokern115 | 1 |  | FALSE | Inyokern | 115 | [12 empty] | 0 | 1
GFID8582 | 2017-04-11 | 2017-04-11 | 2017-05-02 | Rule 21 | Rule 21 Export | ISP | Inactive | Withdrawn | 2017-12-12 | In Negotiation | No |  |  | Photovoltaic(2.34) | 2.34 | San Bernardino | CA | 2017-12-29 | 2017-12-29 | Knolls 12kV circuit out of Rancho 33/12 kV Substation | Knolls 12kV circuit out of Rancho 33/12 kV Substation | Victor 220/115 kV bus | Rurals Region | Knolls | Victor 220/115 System | Rancho 33/12 (D) |  |  |  |  | Victor | 230 |  |  | 1 |  | FALSE | Victor | 230 | [12 empty] | 0 | 0
GFID8587 | 2017-05-04 | 2017-05-04 | 2017-06-15 | Rule 21 | Rule 21 Export | Fast Track | Active - Post IA | In-Service (Conditional PTO) |  | Executed - In Effect | Yes | 2019-01-22 |  | Photovoltaic(3) | 3 | Tulare | CA | 2017-07-01 | 2019-06-19 | A tap on the Distribution Provider’s Milk 12 kV distribution line out of Tulare 66/12 kV Substation |  |  | San Joaquin Region | Milk | Rector 220/66 System | Tulare 66/12 (D) |  |  |  |  | Check | Check | Check |  | 1 |  | FALSE | [14 empty] | 0 | 1
GFID8588 | 2017-07-17 | 2017-05-08 | 2017-07-17 | Rule 21 | Rule 21 Export | Fast Track | Inactive | Withdrawn | 2017-12-07 | Not Started | No |  |  | Wind Turbine(1.2) | 1.1 | Los Angeles | CA | 2018-02-01 |  | Tejon 12kV |  |  | North Coast Region | Tejon | Antelope 220/66 System | Neenach 66/12 (D) |  |  |  |  | Check | Check | Check |  | 1 |  | FALSE | [14 empty] | 0 | 0
GFID8599 | 2017-05-31 | 2017-05-31 | 2017-06-14 | Rule 21 | Other (Queued) | Serial (Off process) | Complete - No IA | In-Service |  | Not Started | No |  |  | Energy Storage(2.4) | 2.4 | Orange | CA | 2017-10-01 |  | Scarlet 12kV |  |  | Orange Region | Scarlet | Villa Park 220/66 System | Orange 66/12 (D) |  |  |  |  | Check | Check | Check |  | 1 |  | FALSE | [14 empty] | 1 | 0
GFID8600 |  | 2017-06-01 |  | Rule 21 | Rule 21 Export | Fast Track | Inactive | Withdrawn | 2017-09-11 | Not Started | No |  |  | Photovoltaic(1.86) | 1.86 | Riverside | CA | 2017-10-16 |  | Luiseno 33kv |  |  | San Jacinto Valley Region | Luiseno | Valley 'D' 500/115 System | Pechanga 115/33 (D) |  |  |  |  | Check | Check | Check |  | 1 |  | FALSE | [14 empty] | 0 | 0
GFID8604 | 2017-07-07 | 2017-07-07 | 2017-08-18 | Rule 21 | Rule 21 Export | Fast Track | Active - Post IA | In-Service |  | Executed - In Effect | Yes | 2018-04-17 |  | Fuel Cell(2.8)/Fuel Cell(2.8) | 2.8 | Tulare | CA | 2018-03-01 |  | TBD at the 12 kV level |  |  | San Joaquin Region | Rinker | Rector 220/66 System | Tulare 66/12 (D) |  |  |  |  | Check | Check | Check |  | 1 |  | FALSE | [14 empty] | 1 | 1
GFID8607 |  | 2017-08-01 |  | Rule 21 | Rule 21 Export | Detailed Study | Inactive | Withdrawn | 2017-09-27 | Not Started | No |  |  | Cogeneration(19.876) |  | Ventura | CA | 2017-09-01 |  |  |  |  | North Coast Region |  | Santa Clara 220/66 System | Colonia 66/16 (D) |  |  |  |  | Check | Check | Check |  | 1 |  | FALSE | [14 empty] | 0 | 0
GFID8609 |  | 2017-08-10 |  | Rule 21 | Rule 21 Export | Fast Track | Inactive | Withdrawn | 2017-11-13 | Not Started | No |  |  | Cogeneration(3.15) | 3 | San Bernardino | CA | 2019-12-01 |  | Ironhorse 12kV | Bloomington 66/12 | Vista A 220/66 | Desert Region | Ironhorse | Vista A 220/66 System | Bloomington 66/12 (D) |  |  |  |  | Vista | Check | Check |  | 1 |  | FALSE | Vista | Check | [12 empty] | 0 | 0
GFID8612 | 2017-08-22 | 2017-08-22 | 2017-09-07 | Rule 21 | Rule 21 Export | Fast Track | Inactive | IA Terminated |  | Terminated | Yes | 2021-07-26 | 2023-11-06 | Wind Turbine(3) | 3 | Kern | CA | 2018-06-30 | 2023-05-01 | A tap on the Distribution Provider’s Oak Creek 12 kV distribution line out of Rosamond 66/12 kV Substation | A tap on the Distribution Provider’s Oak Creek 12 kV distribution line out of Rosamond 66/12 kV Substation | The ISO Grid at Distribution Provider’s 66 kV Bus at Antelope 220/66kV Substation. | North Coast Region | Oak Creek | Antelope 220/66 System | Rosamond 66/12 (D) |  |  |  |  | The | Check | Check |  | 1 |  | FALSE | The | Check | [12 empty] | 0 | 0
GFID8613 | 2017-08-31 | 2017-08-31 | 2017-09-20 | Rule 21 | Rule 21 Export | Fast Track | Active - Post IA | In-Service |  | Executed - In Effect | Yes | 2018-04-27 |  | Photovoltaic(0.072) |  | Los Angeles | CA | 2017-10-01 | 2018-07-10 | Ottowa 12 kV | Rio Hondo 66/12 kV | Rio Hondo 220/66 kV | Metro East Region | Ottowa | Rio Hondo 220/66 System | Rio Hondo 66/12 (D) |  |  |  |  | Rio | Check | Check | Rio Hondo230 | 1 |  | FALSE | Rio Hondo | 230 | [12 empty] | 1 | 1
GFID8614 | 2017-08-31 | 2017-08-31 | 2017-09-14 | Rule 21 | Rule 21 Export | Fast Track | Active - Post IA | In-Service |  | Executed - In Effect | Yes | 2018-04-27 |  | Photovoltaic(0.127) | 0.1266 | Los Angeles | CA | 2017-10-01 | 2018-07-10 | Pecos 12kV | Rio Hondo 66/12 | Rio Hondo 220/66 | Metro East Region | Pecos | Rio Hondo 220/66 System | Rio Hondo 66/12 (D) |  |  |  |  | Rio | Check | Check | Rio Hondo230 | 1 |  | FALSE | Rio Hondo | 230 | [12 empty] | 1 | 1
GFID8615 | 2017-09-01 | 2017-09-01 | 2017-09-15 | Rule 21 | Rule 21 Export | ISP | Inactive | Withdrawn | 2020-02-14 | Withdrawn (No Agrmt) | No |  |  | Wind Turbine(3) | 2.94 | Los Angeles | CA | 2018-02-01 | 2019-03-01 | the Tejon 12kV circuit out of the Neenach 66/12kV Substation | Tejon 12kV | Bailey Substation 220/66kV | North Coast Region | Tejon | Antelope 220/66 System | Neenach 66/12 (D) |  |  |  |  | Bailey | Check | Check |  | 1 |  | FALSE | Bailey | Check | [12 empty] | 0 | 0
GFID8617 | 2017-09-08 | 2017-09-08 | 2017-09-29 | Rule 21 | Other (Queued) | Serial (Off process) | Inactive | Withdrawn | 2018-08-23 | Not Started | No |  |  | Energy Storage(2.8) |  | Mono | CA | 2018-06-01 |  | Pickle Meadows 16kV |  |  | Rurals Region | Pickle Meadows | Inyo SCE 220/115 System | Bridgeport 16/16 (D) |  |  |  |  | Check | Check | Check |  | 1 |  | FALSE | [14 empty] | 0 | 0
GFID8618 | 2017-09-08 | 2017-09-08 | 2017-09-29 | Rule 21 | Other (Queued) | Serial (Off process) | Inactive | Withdrawn | 2017-11-01 | Not Started | No |  |  | Energy Storage(2.8) | 2.8 | Mono | CA | 2018-06-01 |  | Tufa 16 kV | [10 empty] | Check | Check | Check |  | 1 |  | FALSE | [14 empty] | 0 | 0
GFID8628 | 2018-04-13 | 2017-12-14 | 2018-04-13 | Rule 21 | Rule 21 Export | ISP | Active - Post IA | In-Service (Conditional PTO) |  | Executed - In Effect | Yes | 2019-08-27 |  | Photovoltaic(1.86) | 2.94 | Riverside | CA | 2018-02-16 | 2020-04-20 | Luiseno 33kV | Valley 'D' 500/115 System | Valley 'D' 500/115 System | San Jacinto Valley Region | Luiseno | Valley 'D' 500/115 System | Pechanga 115/33 (D) |  |  |  |  | Valley | Check | Check | Valley (SCE)500 | 1 |  | FALSE | Valley (SCE) | 500 | [12 empty] | 0 | 1
GFID8629 |  | 2017-11-16 |  | Rule 21 | Rule 21 Export | Fast Track | Inactive | Withdrawn | 2018-03-09 | Not Started | No |  |  | Photovoltaic(1.08) |  | Riverside | CA | 2018-02-16 |  | LUISENO 33KV OUT OF PECHANGA SUBSTATION |  |  | San Jacinto Valley Region | Luiseno | Valley 'D' 500/115 System | Pechanga 115/33 (D) |  |  |  |  | Check | Check | Check |  | 1 |  | FALSE | [14 empty] | 0 | 0
GFID8630 | 2018-02-05 | 2017-12-21 | 2018-02-05 | Rule 21 | Rule 21 Export | Fast Track | Inactive | Withdrawn | 2018-05-07 | Not Started | No |  |  | Photovoltaic(1.188) |  | Riverside | CA | 2017-03-30 |  |  |  |  | Rurals Region | Desert Center | Eagle Mountain 220/220 System | Eagle Mountain 66/12 (D) |  |  |  |  | Check | Check | Check |  | 1 |  | FALSE | [14 empty] | 0 | 0
GFID8631 | 2018-04-10 | 2017-12-14 | 2018-04-10 | Rule 21 | Rule 21 Export | ISP | Active - Post IA | In-Service |  | Executed - In Effect | Yes | 2019-03-13 |  | Photovoltaic(2.875) | 2.875 | Ventura | CA | 2018-06-30 | 2018-10-01 | A tap on the Distribution Provider’s Buckhorn 16 kV distribution line out of Fillmore 66/16 kV Substation | A tap on the Distribution Provider’s Buckhorn 16 kV distribution line out of Fillmore 66/16 kV Substation | Saugus 220/66 kV bus | North Coast Region | Buckhorn | Saugus 220/66 System | Fillmore 66/16 (D) |  |  |  |  | Saugus | 230 |  |  | 1 |  | FALSE | Saugus | 230 | [12 empty] | 1 | 1
GFID8632 | 2018-01-11 | 2017-12-20 | 2018-01-25 | Rule 21 | Rule 21 Export | Fast Track | Inactive | Withdrawn | 2020-10-12 | In Negotiation | No |  |  | Photovoltaic(1.118) |  | Riverside | CA | 2018-03-30 |  | Fleetwood 12kV circuit out of West Riverside 33/12kV substation |  |  | Desert Region | Fleetwood | Vista 220/115 System | West Riverside 33/12 (D) |  |  |  |  | Check | Check | Check |  | 1 |  | FALSE | [14 empty] | 0 | 0
GFID8633 | 2017-12-21 | 2017-12-21 | 2018-01-26 | Rule 21 | Rule 21 Export | Fast Track | Active - Post IA | In-Service (Conditional PTO) |  | Executed - In Effect | Yes | 2019-08-12 |  | Photovoltaic(2.448) | 2.448 | Riverside | CA | 2018-03-30 | 2020-03-01 | Limonite 33kV circuit out of Calectric 115/33 kV substation |  |  | Desert Region | Limonite | Vista 220/115 System | Calectric 115/33 (D) |  |  |  |  | Check | Check | Check |  | 1 |  | FALSE | [14 empty] | 0 | 1
GFID8634 | 2017-12-22 | 2017-12-22 | 2018-01-26 | Rule 21 | Rule 21 Export | ISP | Inactive | Withdrawn | 2019-09-26 | Not Started | No |  |  | Photovoltaic(4.176) | 4.176 | Riverside | CA | 2018-12-31 | 2018-12-31 | Limonite 33kV circuit out of Calectric 115/33kV substation | Limonite 33kV circuit | Vista 220 kV bus | Desert Region | Limonite | Vista 220/115 System | Calectric 115/33 (D) |  |  |  |  | Vista | 230 | Check |  | 1 |  | FALSE | Vista | 230 | [12 empty] | 0 | 0
GFID8636 | 2017-12-26 | 2017-12-26 | 2018-01-22 | Rule 21 | Rule 21 Export | Fast Track | Inactive | Withdrawn | 2018-04-26 | Not Started | No |  |  | Cogeneration(4.73) |  | San Bernardino | CA | 2019-12-01 |  | Ironhorse 12kV |  |  | Desert Region | Ironhorse | Vista A 220/66 System | Bloomington 66/12 (D) |  |  |  |  | Check | Check | Check |  | 1 |  | FALSE | [14 empty] | 0 | 0
GFID8637 |  | 2017-12-29 |  | Rule 21 | Rule 21 Export | Detailed Study | Inactive | Withdrawn | 2018-03-01 | Not Started | No |  |  | Photovoltaic(2.6) |  | Ventura | CA | 2019-12-15 |  |  |  |  | North Coast Region | Buckhorn | Saugus 220/66 System | Fillmore 66/16 (D) |  |  |  |  | Check | Check | Check |  | 1 |  | FALSE | [14 empty] | 0 | 0
GFID8638 | 2018-03-15 | 2017-12-29 | 2018-03-15 | Rule 21 | Rule 21 Export | Detailed Study | Inactive | Withdrawn | 2021-02-04 | Withdrawn (No Agrmt) | No |  |  | Photovoltaic(2) |  | Riverside | CA | 2020-01-01 |  |  |  |  | San Jacinto Valley Region | Skinner | Valley 'D' 500/115 System | Auld 115/33 (D) |  |  |  |  | Check | Check | Check |  | 1 |  | FALSE | [14 empty] | 0 | 0
GFID8639 | 2018-01-11 | 2018-01-12 | 2018-02-21 | Rule 21 | Rule 21 Export | Fast Track | Active - Post IA | In-Service (Conditional PTO) |  | Executed - In Effect | Yes | 2019-01-23 |  | Photovoltaic(3) |  | Los Angeles | CA | 2019-07-01 | 2020-03-02 | Plateau 16kV | Plateau 16kV |  | North Coast Region | Plateau | Moorpark 220/66 System | Crater 66/16 (D) |  |  |  |  | Check | Check | Check |  | 1 |  | FALSE | [14 empty] | 0 | 1
GFID8640 | 2018-01-17 | 2018-01-17 | 2018-01-30 | Rule 21 | Rule 21 Export | ISP | Active - Post IA | In-Service (Conditional PTO) |  | Executed - In Effect | Yes | 2019-06-10 |  | Photovoltaic(4.2) | 4.08 | Riverside | CA | 2019-07-01 | 2020-07-31 | Easter 12 kV(Pole#2230605E) out of Nelson 115/12 kV Substation | Easter 12 kV(Pole#2230605E) out of Nelson 115/12 kV Substation | Valley Substation at 500 kV bus | San Jacinto Valley Region | Easter | Valley 'AB' 500/115 System | Nelson 115/12 (D) |  |  |  |  | Valley | Check | Check | Valley (SCE)500 | 1 |  | FALSE | Valley (SCE) | 500 | [12 empty] | 0 | 1
GFID8644 | 2018-03-15 | 2018-03-12 | 2018-03-15 | Rule 21 | Rule 21 Export | ISP | Active - Post IA | In-Service |  | Executed - In Effect | Yes | 2018-11-30 |  | Cogeneration(19.876)/Photovoltaic(1.1) | 19.876 | Ventura | CA | 2018-07-01 | 2018-12-01 | Charmin 66/12 kV Substation at the 66 kV bus | Charmin 66 kV Bus | 220 kV Bus at the Santa Clara 220/66 kV Substation |  |  |  |  | Santa Clara | 230 | Santa Clara | 230 | 220 | Check | Check | Santa Clara230 | 1 |  | FALSE | Santa Clara | 230 | [12 empty] | 1 | 1
GFID8645 | 2018-05-03 | 2018-03-26 | 2018-05-03 | Rule 21 | Rule 21 Export | Fast Track | Inactive | Withdrawn | 2019-11-19 | Withdrawn (No Agrmt) | No |  |  | Fuel Cell(2.8) |  | Los Angeles | CA | 2019-12-01 | 2019-12-01 | Dredge 12kV distribution line out of Dike Substation | Dredge 12 kV distribution line out of Dike of Substation | Hinson 220 kV Substation | Metro West Region | Dredge | Hinson 220/66 System | Dike 66/12 (D) |  |  |  |  | Hinson | 230 |  |  | 1 |  | FALSE | Hinson | 230 | [12 empty] | 0 | 0
GFID8650 | 2018-06-12 | 2018-04-30 | 2018-06-12 | Rule 21 | Rule 21 Export | ISP | Active - Post IA | In-Service |  | Executed - In Effect | Yes | 2018-08-21 |  | Hydroelectric(0.434) | 0.43 | Ventura | CA |  | 2018-07-26 | A tap on the Distribution Provider's Collins 16 kV distribution line out of Moorpark 66/16kV Substation |  |  | North Coast Region | Collins | Moorpark 220/66 System | Moorpark 66/16 (D) |  |  |  |  | Check | Check | Check |  | 1 |  | FALSE | [14 empty] | 1 | 1
GFID8651 | 2018-07-10 | 2018-05-07 | 2018-07-10 | Rule 21 | Rule 21 Export | Fast Track | Active - Post IA | In-Service |  | Executed - In Effect | Yes | 2019-06-21 |  | Cogeneration(4.6)/Energy Storage(0.4) | 1 | San Bernardino | CA | 2019-12-01 | 2019-12-31 | Cactus 12 kV distribution line out of Colton 66/12 kV Substation | Cactus 12 kV distribution line out of Colton 66/12 kV Substation | 220 kV bus at Vista | Desert Region | Cactus | Vista A 220/66 System | Colton 66/12 (D) |  |  |  |  | 220 | Check | Check | Vista (SCE)230 | 1 |  | FALSE | Vista (SCE) | 230 | [12 empty] | 1 | 1
GFID8652 | 2018-08-28 | 2018-05-23 | 2018-10-03 | Rule 21 | Rule 21 Export | Fast Track | Active - Post IA | In-Service |  | Executed - In Effect | Yes | 2019-11-12 |  | Photovoltaic(0.07)/Photovoltaic(1)/Cogeneration(3)/Cogeneration(0.269)/Energy Storage(0.5) | 4.339 | San Bernardino | CA | 2018-05-02 | 2019-12-06 | Mosquito 12 kV distribution line out of Kimball 66/12 kV Substation |  |  | Metro East Region | Mosquito | Chino 220/66 System | Kimball 66/12 (D) |  |  |  |  | Check | Check | Check |  | 1 |  | FALSE | [14 empty] | 1 | 1
GFID8654 | 2018-08-20 | 2018-07-09 | 2018-08-20 | Rule 21 | Rule 21 Export | ISP | Active - Post IA | Construction |  | Executed - In Effect | Yes | 2019-06-11 | 2021-03-08 | Steam Turbine(3.3) | 2.7 | San Bernardino | CA | 2018-12-31 | 2020-06-01 | Kenworth 12.47kV line connecting to the Roadway substation | Kenworth 12 kV | 115/220 Bus at Roadway Substation | Rurals Region | Kenworth | Victor 220/115 System | Roadway 115/12 (D) |  |  |  |  | 115 | Check | Check | Roadway115 | 1 |  | TRUE | Roadway | 115 | [12 empty] | 0 | 1
GFID8474EXP | 2016-01-13 | 2016-01-13 | 2016-02-24 | Rule 21 | Rule 21 Export | Fast Track | Active - Post IA | In-Service |  | Amendment - Executed | Yes | 2018-09-19 |  | Hydroelectric(0.82) | 0.82 | San Bernardino | CA |  | 2019-03-05 | A tap on the Distribution Provider’s Seaforth 12kV distribution line out of Hesperia 115/12kV Substation | Hesperia 115/12 kV | Victor 220kV bus | Rurals Region | Seaforth | Victor 220/115 System | Hesperia 115/12 (D) |  |  |  |  | Victor | Check | Check | Victor230 | 1 |  | FALSE | Victor | 230 | [12 empty] | 1 | 0
GFID8656 | 2018-08-06 | 2018-08-06 | 2018-09-14 | Rule 21 | Rule 21 Export | Serial (Off process) | Inactive | Withdrawn | 2020-04-09 | Not Started | No |  |  | Energy Storage(2) |  | Orange | CA | 2018-10-01 |  | Braves [test] | Shawnee 66/12 | Barre 220/66 | Orange Region | Braves | Barre 220/66 System | Shawnee 66/12 (D) |  |  |  |  | Barre | 230 |  |  | 1 |  | FALSE | Barre | 230 | [12 empty] | 0 | 0
GFID8658 | 2018-09-06 | 2018-09-06 | 2018-09-28 | Rule 21 | Rule 21 Export | Serial (Off process) | Active | System Impact Study Complete |  | Not Started | No |  |  | Energy Storage(3.5) |  | Mono | CA | 2022-06-01 |  | Pickle Meadows 16kV |  |  | Rurals Region | Strosnider | Inyo SCE 220/115 System | Bridgeport 16/16 (D) |  |  |  |  | Check | Check | Check |  | 1 |  | FALSE | [14 empty] | 0 | 0
GFID8659 |  | 2018-09-13 |  | Rule 21 | Rule 21 Export | Detailed Study | Inactive | Withdrawn | 2018-09-21 | Not Started | No |  |  | Energy Storage(5) |  | Ventura | CA | 2021-01-05 |  | Broome 16kV | Colonia 66/16 | Santa Clara 220/66 | North Coast Region | Broome | Santa Clara 220/66 System | Colonia 66/16 (D) |  |  |  |  | Santa | Check | Check |  | 1 |  | FALSE | Santa | Check | [12 empty] | 0 | 0
GFID8660 | 2018-11-08 | 2018-09-24 | 2018-11-08 | Rule 21 | Rule 21 Export | Fast Track | Inactive | Withdrawn | 2019-04-02 | Not Started | No |  |  | Photovoltaic(1) |  | San Bernardino | CA | 2019-12-02 |  | SCE's Hackman 33 kV Circuit out of the Trona 33/12 kV Substation |  |  | Rurals Region | Hackman | Kramer 220/115 System | Searles 115/33 (D) |  |  |  |  | Check | Check | Check |  | 1 |  | FALSE | [14 empty] | 0 | 0
GFID8673 | 2019-06-11 | 2019-03-29 | 2019-06-11 | Rule 21 | Rule 21 Export | Detailed Study | Inactive | Withdrawn | 2020-07-17 | Withdrawn (No Agrmt) | No |  |  | Steam Turbine(3.3) | 3 | San Bernardino | CA | 2020-08-30 | 2021-02-01 | Kenworth 12 kV | Kenworth 12 kV | Roadway Substation 115 kV bus | Rurals Region | Kenworth | Victor 220/115 System | Roadway 115/12 (D) |  |  |  |  | Roadway | Check | Check |  | 1 |  | FALSE | Roadway | Check | [12 empty] | 0 | 0
GFID8674 | 2019-06-11 | 2019-03-30 | 2019-06-11 | Rule 21 | Rule 21 Export | Detailed Study | Inactive | Withdrawn | 2020-07-17 | Withdrawn (No Agrmt) | No |  |  | Steam Turbine(3.3) | 3 | San Bernardino | CA | 2021-04-30 | 2021-08-01 | Kenworth 12 kV | Kenworth 12 kV | Roadway Substation 115 kV bus | Rurals Region | Kenworth | Victor 220/115 System | Roadway 115/12 (D) |  |  |  |  | Roadway | Check | Check |  | 1 |  | FALSE | Roadway | Check | [12 empty] | 0 | 0
GFID8675 | 2019-06-11 | 2019-03-30 | 2019-06-11 | Rule 21 | Rule 21 Export | Detailed Study | Inactive | Withdrawn | 2020-07-17 | Withdrawn (No Agrmt) | No |  |  | Steam Turbine(3.3) | 3 | San Bernardino | CA | 2021-04-30 | 2021-11-01 | Kenworth 12 kV | Kenworth 12 kV | Roadway Substation 115 kV bus | Rurals Region | Kenworth | Victor 220/115 System | Roadway 115/12 (D) |  |  |  |  | Roadway | Check | Check |  | 1 |  | FALSE | Roadway | Check | [12 empty] | 0 | 0
GFID8676 |  | 2019-03-30 |  | Rule 21 | Rule 21 Export | Detailed Study | Inactive | Withdrawn | 2019-05-31 | Not Started | No |  |  | Steam Turbine(3) |  | San Bernardino | CA | 2022-04-30 |  | Kenworth 12. |  |  | Rurals Region | Gambler | Victor 220/115 System | Phelan 115/12 (D) |  |  |  |  | Check | Check | Check |  | 1 |  | FALSE | [14 empty] | 0 | 0
GFID8677 |  | 2019-03-30 |  | Rule 21 | Rule 21 Export | Detailed Study | Inactive | Withdrawn | 2019-05-31 | Not Started | No |  |  | (3) |  | San Bernardino | CA | 2022-04-30 |  | Kenworth 12 kV |  |  | Rurals Region | Gambler | Victor 220/115 System | Phelan 115/12 (D) |  |  |  |  | Check | Check | Check |  | 1 |  | FALSE | [14 empty] | 0 | 0
GFID8580EXP | 2019-05-08 | 2019-05-08 | 2019-05-24 | Rule 21 | Rule 21 Export | Fast Track | Active - Post IA | Construction |  | Executed - In Effect | Yes | 2019-10-07 |  | Photovoltaic(1) | 1 | San Bernardino | CA | 2019-10-28 | 2021-09-01 | A tap on the Distribution Provider’s Hackman 33 kV distribution line out of Searles 115/33 kV Substation via a line extension to the Customer-owned 38.0 kV rated switchboard. | A tap on the Distribution Provider’s Hackman 33 kV distribution line out of Searles 115/33 kV Substation via a line extension to the Customer-owned 38.0 kV rated switchboard. | Distribution Provider’s 115 kV Bus at Inyokern Substation | Rurals Region | Hackman | Kramer 220/115 System | Searles 115/33 (D) |  |  |  |  | Distribution | Check | Check | Inyokern115 | 1 |  | TRUE | Inyokern | 115 | 1) |  |  |  | 0 | 1 | [6 empty] | 0 | 1
GFID8703 | 2020-05-12 | 2020-03-30 | 2020-05-19 | Rule 21 | Rule 21 Export | Fast Track | Active - Post IA | In-Service |  | Executed - In Effect | No | 2020-08-10 |  | Photovoltaic(0.416) | 0.416 | Orange | CA | 2020-08-07 | 2020-08-07 | near structure P5663877, which is served by the existing Calgary 12 kV distribution line out of Las Lomas 66/12 kV Substation | Las Lomas 66/12 | Santiago 220/66 | Orange Region | Calgary | Santiago 220/66 System | Las Lomas 66/12 (D) |  |  |  |  | Santiago | 230 |  |  | 1 |  | FALSE | Santiago | 230 | [12 empty] | 1 | 1
GFID8704 | 2020-05-12 | 2020-03-30 | 2020-05-19 | Rule 21 | Rule 21 Export | Fast Track | Active - Post IA | In-Service |  | Executed - In Effect | No | 2020-08-11 |  | Photovoltaic(0.452) | 0.452 | Orange | CA |  | 2020-08-07 | Cadence 12 kV | Irvine 66/12 kV | Santiago 220/66 kV | Orange Region | Cadence | Santiago 220/66 System | Irvine 66/12 (D) |  |  |  |  | Santiago | 230 |  |  | 1 |  | FALSE | Santiago | 230 | [12 empty] | 1 | 1
GFID8721 |  | 2020-05-28 | 2020-07-08 | Rule 21 | Rule 21 Export | Fast Track | Inactive | Withdrawn |  | Not Started | No |  |  | Hydroelectric(0.522) |  | Los Angeles | CA | 2020-04-16 |  | Hydro will be connected into the customer side of the meter on existing 480V, 3 ph. service. |  |  | North Coast Region | Lupine | Antelope 220/66 System | Oasis 66/12 (D) |  |  |  |  | Check | Check | Check |  | 1 |  | FALSE | [14 empty] | 0 | 0
GFID8724 | 2020-08-06 | 2020-06-22 | 2020-08-06 | Rule 21 | Rule 21 Export | Fast Track | Active - Post IA | In-Service |  | Executed - In Effect | Yes | 2020-11-13 |  | Photovoltaic(0.298) | 0.2975 | Orange | CA | 2020-11-01 | 2020-12-17 | A tap near the Distribution Provider’s Cromwell 12kV distribution line, structure P5144273, out of Irvine 66/12kV Substation | Irvine 66/12 | Santiago 220/66 | Orange Region | Cromwell | Santiago 220/66 System | Irvine 66/12 (D) |  |  |  |  | Santiago | 230 |  |  | 1 |  | FALSE | Santiago | 230 | [12 empty] | 1 | 1
GFID8725 | 2020-08-03 | 2020-06-22 | 2020-08-06 | Rule 21 | Rule 21 Export | Fast Track | Active - Post IA | In-Service |  | Executed - In Effect | Yes | 2020-11-02 |  | Photovoltaic(0.499) | 0.499 | Orange | CA | 2020-11-01 | 2020-12-17 | Paragon 12kV distribution line out of Irvine 66/12kV Substation | Irvine 66/12 | Santiago 220/66 | Orange Region | Paragon | Santiago 220/66 System | Irvine 66/12 (D) |  |  |  |  | Santiago | 230 |  |  | 1 |  | FALSE | Santiago | 230 | [12 empty] | 1 | 1
GFID8727 | 2020-09-04 | 2020-07-13 | 2020-09-04 | Rule 21 | Rule 21 Export | Fast Track | Inactive | Withdrawn | 2020-10-19 | Not Started | No |  |  | Photovoltaic(1.5) |  | Kern | CA | 2021-02-14 |  |  |  |  | North Coast Region | Huron | Antelope 220/66 System | Great Lakes 66/12 (D) |  |  |  |  | Check | Check | Check |  | 1 |  | FALSE | [14 empty] | 0 | 0
GFID8730 | 2020-12-17 | 2020-09-25 | 2020-12-17 | Rule 21 | Rule 21 Export | Fast Track | Active - Post IA | In-Service |  | Executed - In Effect | Yes | 2021-04-16 |  | Fuel Cell(3.175) | 2.8 | Los Angeles | CA | 2021-12-01 | 2021-12-01 | Dredge Circuit, 12 kV, SCE pole # 4255471E | A tap on the Dredge 12 kV distribution line | The ISO Grid at Hinson 220 kV Substation | Metro West Region | Dredge | Hinson 220/66 System | Dike 66/12 (D) |  |  |  |  | The | Check | Check | Hinson230 | 1 |  | FALSE | Hinson | 230 | [12 empty] | 1 | 1
GFID8731 | 2020-08-28 | 2020-08-28 | 2020-09-16 | Rule 21 | Rule 21 Export | Detailed Study | Active - Post IA | In-Service |  | Executed - In Effect | Yes | 2020-12-08 |  | Photovoltaic(0.292) | 0.2916 | Orange | CA | 2020-12-01 | 2020-12-17 | Scilacci 12kV distribution line out of Las Lomas 66/12kV Substation. |  |  | Orange Region | Scilacci | Santiago 220/66 System | Las Lomas 66/12 (D) |  |  |  |  | Check | Check | Check |  | 1 |  | FALSE | [14 empty] | 1 | 1
GFID8736 |  | 2020-12-10 |  | Rule 21 | Rule 21 Export | Detailed Study | Inactive | Withdrawn | 2021-03-19 | Not Started | No |  |  | Photovoltaic() |  | Los Angeles | CA | [5 empty] | North Coast Region | Pronghorn | Antelope 220/66 System | Del Sur 66/12 (D) |  |  |  |  | Check | Check | Check |  | 1 |  | FALSE | [14 empty] | 0 | 0
GFID8737 |  | 2020-12-10 |  | Rule 21 | Rule 21 Export | Detailed Study | Inactive | Withdrawn | 2021-03-19 | Not Started | No |  |  | Photovoltaic() |  | Los Angeles | CA | [5 empty] | North Coast Region | Pronghorn | Antelope 220/66 System | Del Sur 66/12 (D) |  |  |  |  | Check | Check | Check |  | 1 |  | FALSE | [14 empty] | 0 | 0
GFID8739 | 2020-10-27 | 2020-10-27 | 2020-11-24 | Rule 21 | Rule 21 Export | Fast Track | Active - Post IA | In-Service |  | Executed - In Effect | Yes | 2021-03-30 |  | Photovoltaic(0.317) | 0.3166 | Orange | CA | 2021-07-01 | 2021-11-01 | Provider’s Dime 12kV distribution line out of Santiago 66kV Substation |  |  | Orange Region | Dime | Santiago 220/66 System | Santiago 66/12 (D) |  |  |  |  | Check | Check | Check |  | 1 |  | FALSE | [14 empty] | 1 | 1
GFID8741 | 2020-12-28 | 2020-11-30 | 2021-01-12 | Rule 21 | Rule 21 Export | Fast Track | Active - Post IA | In-Service |  | Executed - In Effect | Yes | 2021-03-05 |  | Photovoltaic(0.262) | 0.2625 | Orange | CA |  | 2021-07-01 |  |  |  | Orange Region | Culverdale | Johanna 220/66 System | Cabrillo 66/12 (D) |  |  |  |  | Check | Check | Check |  | 1 |  | FALSE | [14 empty] | 1 | 1
GFID8742 | 2020-11-30 | 2020-11-30 | 2021-01-04 | Rule 21 | Rule 21 Export | Fast Track | Active - Post IA | Pending PTO |  | Executed - In Effect | Yes | 2021-03-05 |  | Photovoltaic(0.233) | 0.2332 | Orange | CA | 2021-07-01 | 2021-07-01 | Pence 12kV distribution line out of Santiago 66kV Substation. | Santiago 66/12 | Santiago 220/66 | Orange Region | Pence | Santiago 220/66 System | Santiago 66/12 (D) |  |  |  |  | Santiago | 230 |  |  | 1 |  | TRUE | Santiago | 230 | 0.233) |  |  |  | 0 | 0.233 | [6 empty] | 0 | 1
GFID8743 | 2021-02-01 | 2020-11-30 | 2021-02-12 | Rule 21 | Rule 21 Export | Fast Track | Active - Post IA | In-Service |  | Executed - In Effect | Yes | 2021-08-10 |  | Photovoltaic(0.196) | 0.1958 | Orange | CA |  | 2021-09-01 | Bardeen 12kV distribution line out of Cabrillo 66kV Substation |  |  | Orange Region | Bardeen | Johanna 220/66 System | Cabrillo 66/12 (D) |  |  |  |  | Check | Check | Check |  | 1 |  | FALSE | [14 empty] | 1 | 1
GFID8744 | 2021-03-02 | 2020-12-18 | 2021-03-02 | Rule 21 | Rule 21 Export | Detailed Study | Inactive | Withdrawn | 2023-06-09 | Not Started | No |  |  | Photovoltaic(25.2) | 20 | Riverside | CA |  | 2023-11-01 | Lauda 33 kV circuit | Lauda 33 kV circuit | Valley Substation 500 kV bus | San Jacinto Valley Region | Lauda | Valley 'AB' 500/115 System | Nelson 115/33 (D) |  |  |  |  | Valley | Check | Check |  | 1 |  | FALSE | Valley | Check | [12 empty] | 0 | 0
GFID8754 |  | 2021-04-14 | 2021-06-18 | Rule 21 | Rule 21 Export | Fast Track | Active | IA Negotiation |  | In Negotiation | No |  |  | Photovoltaic(2.25) | 2.25 | San Bernardino | CA |  | 2026-06-11 | Abacus 12 kV | Highland 66/12 kV | San Bernardino 220/66 System | Desert Region | Abacus | San Bernardino 220/66 System | Highland 66/12 (D) |  |  |  |  | San | Check | Check | San Bernardino230 | 1 |  | TRUE | San Bernardino | 230 | 2.25) |  |  |  | 0 | 2.25 | [6 empty] | 0 | 0
GFID8763 | 2021-09-01 | 2021-09-01 | 2021-10-05 | Rule 21 | Rule 21 Export | Fast Track | Active - Post IA | In-Service |  | Executed - In Effect | Yes | 2023-03-28 |  | Photovoltaic(0.325) | 0.325 | Los Angeles | CA |  | 2023-06-30 | Boyd 12 kV | Stadium 66/12 Substation | Alamitos 220/66 kV System | Metro West Region | Boyd | Alamitos 220/66 System | Stadium 66/12 (D) |  |  |  |  | Alamitos | 230 |  |  | 1 |  | FALSE | Alamitos | 230 | [12 empty] | 1 | 1
GFID8765 | 2021-10-26 | 2021-09-08 | 2021-10-26 | Rule 21 | Rule 21 Export | Fast Track | Inactive | Withdrawn | 2022-02-07 | Not Started | No |  |  | Photovoltaic(0.98) | [8 empty] | Rurals Region | Point Of Rocks | Kramer 220/115 System | Trona 33/12 (D) |  |  |  |  | Check | Check | Check |  | 1 |  | FALSE | [14 empty] | 0 | 0
GFID8769 | 2021-10-28 | 2021-09-28 | 2021-11-03 | Rule 21 | Rule 21 Export | Fast Track | Inactive | Withdrawn | 2022-06-09 | Not Started | No |  |  | Photovoltaic(0.522) |  | Los Angeles | CA | 2022-02-01 |  | Calli Valli 12kV | Little Rock 66/12 | Antelope 220/66 | North Coast Region | Calli Valli | Antelope 220/66 System | Little Rock 66/12 (D) |  |  |  |  | Antelope | 230 |  |  | 1 |  | FALSE | Antelope | 230 | [12 empty] | 0 | 0
GFID8770 | 2021-12-09 | 2021-09-28 | 2021-12-09 | Rule 21 | Rule 21 Export | Fast Track | Inactive | Withdrawn | 2022-03-14 | Not Started | No |  |  | Photovoltaic(3) | 3 | Kern | CA | 2024-06-01 |  |  |  |  | Rurals Region | Sawmill | Kramer 220/115 System | Inyokern 115/33 (D) |  |  |  |  | Check | Check | Check |  | 1 |  | FALSE | [14 empty] | 0 | 0
GFID8771 | 2021-12-10 | 2021-09-28 | 2021-12-10 | Rule 21 | Rule 21 Export | Fast Track | Inactive | Withdrawn | 2022-03-14 | Not Started | No |  |  | Photovoltaic(3.25) | 3 | Kern | CA | 2024-06-01 |  |  |  |  | Rurals Region | Sawmill | Kramer 220/115 System | Inyokern 115/33 (D) |  |  |  |  | Check | Check | Check |  | 1 |  | FALSE | [14 empty] | 0 | 0
GFID8775 | 2021-11-24 | 2021-11-24 | 2021-12-29 | Rule 21 | Rule 21 Export | Detailed Study | Inactive | Withdrawn | 2022-08-03 | Not Started | No |  |  | Photovoltaic(3.5) |  | San Bernardino | CA |  | 2024-08-30 | Greer 12 kV out of Yermo 33/12 kV Substation | Greer 12 kV out of Yermo 33/12 kV Substation Facility Address Missing! --------------------------- | Cool Water 115 kV bus | Rurals Region | Greer | Kramer 220/115 System | Yermo 33/12 (D) |  |  |  |  | Cool | Check | Check |  | 1 |  | FALSE | Cool | Check | [12 empty] | 0 | 0
GFID8776 | 2022-04-11 | 2022-01-13 | 2022-04-11 | Rule 21 | Rule 21 Export | Fast Track | Active - Post IA | In-Service |  | Executed - In Effect | No | 2023-01-17 |  | Photovoltaic(0.057) |  | Los Angeles | CA |  | 2023-03-01 | Penrose 16 kV | Fremont 66/16 kV | Lighthipe 220/66 kV | Metro West Region | Penrose | Lighthipe 220/66 System | Fremont 66/16 (D) |  |  |  |  | Lighthipe | 230 |  |  | 1 |  | FALSE | Lighthipe | 230 | [12 empty] | 1 | 1
GFID8777 | 2022-04-11 | 2022-01-14 | 2022-04-11 | Rule 21 | Rule 21 Export | Fast Track | Active - Post IA | In-Service |  | Executed - In Effect | No | 2022-10-25 |  | Photovoltaic(0.058) | 0.0576 | Los Angeles | CA |  | 2022-10-03 | A tap on the Distribution Provider’s Penrose 16kV distribution line out of Fremont 66 kV Substation | Fremont 66/16 | Lighthipe 220/66 | Metro West Region | Penrose | Lighthipe 220/66 System | Fremont 66/16 (D) |  |  |  |  | Lighthipe | 230 |  |  | 1 |  | FALSE | Lighthipe | 230 | [12 empty] | 1 | 1
GFID8778 | 2022-06-15 | 2022-01-20 | 2022-06-15 | Rule 21 | Rule 21 Export | Fast Track | Active - Post IA | Construction |  | Executed - In Effect | No | 2023-02-16 |  | Photovoltaic(0.133) | 0.1332 | Los Angeles | CA |  | 2023-10-01 | Penrose 16 kV | Fremont 66/16 | Lighthipe 220/66 | Metro West Region | Penrose | Lighthipe 220/66 System | Fremont 66/16 (D) |  |  |  |  | Lighthipe | 230 |  |  | 1 |  | TRUE | Lighthipe | 230 | 0.133) |  |  |  | 0 | 0.133 | [6 empty] | 0 | 1
GFID8779 |  | 2022-02-02 | 2022-03-11 | Rule 21 | Rule 21 Export | Fast Track | Active - Post IA | Construction |  | Executed - In Effect | Yes | 2022-12-12 |  | Photovoltaic(1.056) | 0.98 | San Bernardino | CA | 2023-10-01 | 2024-06-16 | At pole 1923604E on the Point of Rocks 12kV distribution line out of Trona 33/12 kV | At pole 1923604E on the Point of Rocks 12kV distribution line out of Trona 33/12 kV | 115 kV Bus at Inyokern Substation | Rurals Region | Point Of Rocks | Kramer 220/115 System | Trona 33/12 (D) |  |  |  |  | 115 | Check | Check | Inyokern115 | 1 |  | TRUE | Inyokern | 115 | 1.056) |  |  |  | 0.076 | 1.056 | [6 empty] | 0 | 1
GFID8781 | 2022-02-08 | 2022-02-08 | 2022-03-11 | Rule 21 | Rule 21 Export | Fast Track | Active - Post IA | Construction |  | Executed - In Effect | Yes | 2022-12-09 |  | Photovoltaic(3.168) | 2.95 | San Bernardino | CA | 2023-10-01 | 2023-12-17 | At pole 4101969E on the Hackman 33 kV distribution line out of Searles 115/33 kV Substation | At pole 4101969E on the Hackman 33 kV distribution line out of Searles 115/33 kV Substation | 115 kV Bus at Inyokern Substation | Rurals Region | Hackman | Kramer 220/115 System | Searles 115/33 (D) |  |  |  |  | 115 | Check | Check | Inyokern115 | 1 |  | TRUE | Inyokern | 115 | 3.168) |  |  |  | 0.218 | 3.168 | [6 empty] | 0 | 1
GFID8788 | 2022-04-11 | 2022-04-11 | 2022-04-15 | Rule 21 | Rule 21 Export | Detailed Study | Inactive | Withdrawn |  | Not Started | No |  |  | Photovoltaic(5) |  |  | CA | [5 empty] | Rurals Region | Dyson | Kramer 220/115 System | Kramer 115/33 (D) |  |  |  |  | Check | Check | Check |  | 1 |  | FALSE | [14 empty] | 0 | 0
GFID8790 | 2022-06-20 | 2022-04-27 | 2022-06-20 | Rule 21 | Rule 21 Export | Detailed Study | Inactive | Withdrawn | 2022-06-27 | Not Started | No |  |  | Photovoltaic(5) |  | Kern | CA | [5 empty] | Rurals Region | Dyson | Kramer 220/115 System | Kramer 115/33 (D) |  |  |  |  | Check | Check | Check |  | 1 |  | FALSE | [14 empty] | 0 | 0
GFID8795 | 2022-06-08 | 2022-06-08 | 2022-06-20 | Rule 21 | Rule 21 Export | Detailed Study | Inactive | Withdrawn | 2022-08-11 | Not Started | No |  |  | Photovoltaic(5) |  | San Bernardino | CA | [5 empty] | Rurals Region | Talc | Kramer 220/115 System | Dunn Siding 115/12 (D) |  |  |  |  | Check | Check | Check |  | 1 |  | FALSE | [14 empty] | 0 | 0
GFID8796 |  | 2022-06-14 | 2022-07-28 | Rule 21 | Rule 21 Export | Fast Track | Active - Post IA | In-Service |  | Executed - In Effect | Yes | 2023-03-03 |  | Photovoltaic(0.8) | 0.8003 | Orange | CA | 2022-07-01 | 2023-02-28 | Eclipse 12 kV | Estrella 66/12 | Santiago 220/66 | Orange Region | Eclipse | Santiago 220/66 System | Estrella 66/12 (D) |  |  |  |  | Santiago | 230 |  |  | 1 |  | FALSE | Santiago | 230 | [12 empty] | 1 | 1
GFID8797 |  | 2022-06-14 | 2022-07-28 | Rule 21 | Rule 21 Export | Fast Track | Active - Post IA | In-Service |  | Executed - In Effect | No | 2023-03-20 |  | Photovoltaic(0.464) | 0.445 | Orange | CA | 2022-12-01 | 2023-03-31 | Pence 12 kV | Santiago 66/12 | Santiago 220/66 | Orange Region | Pence | Santiago 220/66 System | Santiago 66/12 (D) |  |  |  |  | Santiago | 230 |  |  | 1 |  | FALSE | Santiago | 230 | [12 empty] | 1 | 1
GFID8798 |  | 2022-06-14 |  | Rule 21 | Rule 21 Export | Fast Track | Inactive | Withdrawn | 2022-09-13 | Not Started | No |  |  | Photovoltaic(0.536) |  | Orange | CA | 2022-07-01 | [12 empty] | Check | Check | Check |  | 1 |  | FALSE | [14 empty] | 0 | 0
GFID8802 | 2022-09-26 | 2022-08-29 | 2022-10-14 | Rule 21 | Rule 21 Export | Fast Track | Active - Post IA | Construction |  | Executed - In Effect | Yes | 2023-07-06 |  | Photovoltaic(5.5) | 5 | Kern | CA |  | 2024-09-30 | Hulsey 33 kV | Inyokern 115/33 kV substation | 115 kV Bus at the Inyokern 115/33 kV Substation | Rurals Region | Hulsey | Kramer 220/115 System | Inyokern 115/33 (D) | Inyokern | 115 | Inyokern | 115 | 115 | Check | Check | Inyokern115 | 1 |  | TRUE | Inyokern | 115 | 5.5) |  |  |  | 0.5 | 5.5 | [6 empty] | 0 | 1
GFID8805 | 2023-01-03 | 2022-10-31 | 2023-01-17 | Rule 21 | Rule 21 Export | DGS_018 | Inactive | Withdrawn | 2023-11-01 | Not Started | No |  |  | Photovoltaic(5)/Energy Storage(4.5) | 5 | San Bernardino | CA | 2023-04-01 | 2025-04-01 | Dairy 12 kV Circuit out of Hinkley 33/12 kV Substation - 34.897040,-117.162875 | Dairy 12 kV Circuit out of Hinkley 33/12 kV Substation - 34.897040,-117.162875 | Tortilla Substation 115 kV | Rurals Region | Dairy | Kramer 220/115 System | Hinkley 33/12 (D) |  |  |  |  | Tortilla | Check | Check |  | 1 |  | FALSE | Tortilla | Check | [12 empty] | 0 | 0
GFID8806 |  | 2022-12-20 |  | Rule 21 | Rule 21 Export | Fast Track | Active - Post IA | Pending PTO |  | Executed - In Effect | Yes | 2024-05-21 |  | Photovoltaic(0.24) | 0.24 | Santa Barbara | CA | 2023-11-03 | 2024-12-04 | Bidder 16 kV | Goleta 66/16 kV (D) | Goleta 220/66 kV System | North Coast Region | Bidder | Goleta 220/66 System | Goleta 66/16 (D) |  |  |  |  | Goleta | 230 |  |  | 1 |  | TRUE | Goleta | 230 | 0.24) |  |  |  | 0 | 0.24 | [6 empty] | 0 | 1
GFID8807 | 2023-03-29 | 2022-12-16 | 2023-03-29 | Rule 21 | Rule 21 Export | Fast Track | Active - Post IA | Pending PTO |  | Executed - In Effect | Yes | 2024-07-19 |  | Photovoltaic(0.2) | 0.2 | Santa Barbara | CA | 2023-11-03 | 2024-12-04 | Stork 16 kV | Vegas 66/16 kV (D) | Goleta 220/66 kV System | North Coast Region | Storke | Goleta 220/66 System | Vegas 66/16 (D) |  |  |  |  | Goleta | 230 |  |  | 1 |  | TRUE | Goleta | 230 | 0.2) |  |  |  | 0 | 0.2 | [6 empty] | 0 | 1
GFID8808 | 2022-12-07 | 2022-11-15 | 2022-12-07 | Rule 21 | Rule 21 Export | Fast Track | Active - Post IA | Construction |  | Executed - In Effect | Yes | 2023-12-13 |  | Photovoltaic(2.2) | 2 | San Bernardino | CA | 2023-10-01 | 2024-11-30 | Hackman 33 kV | Searless 115/33 kV | Inyokern 115 kV bus | Rurals Region | Hackman | Kramer 220/115 System | Searles 115/33 (D) |  |  |  |  | Inyokern | 115 |  |  | 1 |  | TRUE | Inyokern | 115 | 2.2) |  |  |  | 0.2 | 2.2 | [6 empty] | 0 | 1
GFID8810 | 2023-03-07 | 2022-12-22 | 2023-03-07 | Rule 21 | Rule 21 Export | Fast Track | Active - Post IA | In-Service |  | Executed - In Effect | Yes | 2023-06-20 |  | Photovoltaic(0.122) | 0.122 | Los Angeles | CA | 2022-09-28 | 2023-08-01 | Alamo 12 kV | Seabright 66/12 kV | Hinson 220/66 kV | Metro West Region | Alamo | Hinson 220/66 System | Seabright 66/12 (D) |  |  |  |  | Hinson | 230 |  |  | 1 |  | FALSE | Hinson | 230 | [12 empty] | 1 | 1
GFID8811 | 2023-03-07 | 2022-12-22 | 2023-03-07 | Rule 21 | Rule 21 Export | Fast Track | Active - Post IA | In-Service |  | Executed - In Effect | Yes | 2023-06-20 |  | Photovoltaic(0.172) | 0.172 | Los Angeles | CA | 2022-09-28 | 2023-06-01 | Alamo 12 kV | Seabright 66/12 kV | Hinson 220/66 kV | Metro West Region | Alamo | Hinson 220/66 System | Seabright 66/12 (D) |  |  |  |  | Hinson | 230 |  |  | 1 |  | FALSE | Hinson | 230 | [12 empty] | 1 | 1
GFID8812 | 2023-03-07 | 2022-12-22 | 2023-03-07 | Rule 21 | Rule 21 Export | Fast Track | Active - Post IA | In-Service |  | Executed - In Effect | Yes | 2023-06-20 |  | Photovoltaic(0.086) | 0.086 | Los Angeles | CA | 2022-09-28 | 2023-06-01 | Alamo 12 kV | Seabright 66/12 kV | Hinson 220/66 kV | Metro West Region | Alamo | Hinson 220/66 System | Seabright 66/12 (D) |  |  |  |  | Hinson | 230 |  |  | 1 |  | FALSE | Hinson | 230 | [12 empty] | 1 | 1
GFID8813 | 2023-02-03 | 2023-02-03 | 2023-02-28 | Rule 21 | Rule 21 Export | Fast Track | Active - Post IA | IA Amendment |  | Not Started | No |  |  | Photovoltaic(5.5) | 5 | Kern | CA | 2024-04-15 | 2024-10-01 | Hulsey 33 kV | Hulsey 33kV circuit, near structure 1646268E, out of Inyokern 11/33kV Substation | Inyokern Substation at 115kV Bus | Rurals Region | Hulsey | Kramer 220/115 System | Inyokern 115/33 (D) | Inyokern | 115 | Inyokern | 115 | Inyokern | Check | Check |  | 1 |  | TRUE | Inyokern | 115 | 5.5) |  |  |  | 0.5 | 5.5 | [6 empty] | 0 | 0
GFID8815 | 2023-02-17 | 2023-02-17 | 2023-03-24 | Rule 21 | Rule 21 Export | Fast Track | Inactive | Withdrawn | 2023-06-20 | Not Started | No |  |  | Photovoltaic(5)/Energy Storage(5) | 5 | San Bernardino | CA | 2025-05-01 |  |  |  |  | Rurals Region | Speth | Kramer 220/115 System | Hinkley 33/12 (D) |  |  |  |  | Check | Check | Check |  | 1 |  | FALSE | [14 empty] | 0 | 0
GFID8816 | 2023-02-17 | 2023-02-17 | 2023-03-24 | Rule 21 | Rule 21 Export | Fast Track | Inactive | Withdrawn | 2023-11-01 | Not Started | No |  |  | Photovoltaic(5)/Energy Storage(5) | 5 | San Bernardino | CA | 2025-05-01 | 2025-05-01 | 12 kV Turkey Circuit out of Ordway 33/12 kV Substation - 34.892760; LONG: -117.100329 | 12 kV Turkey Circuit out of Ordway 33/12 kV Substation - 34.892760; LONG: -117.100329 | Tortilla Substation 115 kV bus. | Rurals Region | Turkey | Kramer 220/115 System | Ordway 33/12 (D) |  |  |  |  | Tortilla | Check | Check |  | 1 |  | FALSE | Tortilla | Check | [12 empty] | 0 | 0
GFID8817 | 2023-03-31 | 2023-02-14 | 2023-04-06 | Rule 21 | Rule 21 Export | Detailed Study | Inactive | Withdrawn | 2023-05-01 | Not Started | No |  |  | Photovoltaic(5.5)/Energy Storage(5.5) | 4.999 | San Bernardino | CA | 2024-04-15 |  | Tussing 12kV |  |  | Rurals Region | Tussing | Victor 220/115 System | Apple Valley 115/12 (D) |  |  |  |  | Check | Check | Check |  | 1 |  | FALSE | [14 empty] | 0 | 0
GFID8818 | 2023-03-31 | 2023-02-14 | 2023-04-06 | Rule 21 | Rule 21 Export | Detailed Study | Inactive | Withdrawn | 2023-05-01 | Not Started | No |  |  | Photovoltaic(5.5)/Energy Storage(5.5) | 4.999 | Kern | CA | 2024-04-15 |  | Castle Butte |  |  | Rurals Region | Castle Butte | Kramer 220/115 System | Edwards 115/33 (D) |  |  |  |  | Check | Check | Check |  | 1 |  | FALSE | [14 empty] | 0 | 0
GFID8819 | 2023-03-31 | 2023-02-17 | 2023-04-04 | Rule 21 | Rule 21 Export | DGS_018 | Active - Post IA | Construction |  | In Negotiation | Yes | 2024-06-17 |  | Photovoltaic(4.99)/Energy Storage(4.99) | 4.99 | Kern | CA | 2025-05-01 | 2025-06-10 | 12 kV Overall Circuit out of CalCity 33/12 kV Substation - 35.161331, -117.981422 | 12 kV Overall Circuit out of CalCity 33/12 kV Substation - 35.161331, -117.981422 | Kramer-Inyokern-Randsburg 115 kV Line | Rurals Region | Overall | Kramer 220/115 System | Calcity 'B' 33/12 (D) |  |  |  |  | Kramer-Inyokern-Randsburg | 115 | Check | Randsburg115 | 1 |  | TRUE | Randsburg | 115 | 4.99)/Energy Storage(4.99) |  | 4.99) |  | 0 | 4.99 | [5 empty] | 4.99 | 0 | 0
GFID8825 |  | 1900-01-01 |  | Rule 21 | Rule 21 Export | Detailed Study | Inactive | On Hold |  | Not Started | No |  |  | Photovoltaic(11.684)/Energy Storage(11.684) | 5 | Tulare | CA | 2024-09-01 |  | Flory 12kV | Woodville 66/12 | Springville 220/66 | San Joaquin Region | Flory | Springville 220/66 System | Woodville 66/12 (D) | Springville |  |  |  | Springville | 230 |  |  | 1 |  | FALSE | Springville | 230 | [12 empty] | 0 | 0
GFID8829 | 2023-03-13 | 2023-03-13 | 2023-03-30 | Rule 21 | Rule 21 Export | Fast Track | Active - Post IA | Construction |  | Executed - In Effect | Yes | 2024-08-27 |  | Photovoltaic(3.3)/Energy Storage(4.6) | 3 | Kern | CA | 2024-09-01 | 2025-10-01 | Huron 12 kV circuit out of Great Lakes 66/12 kV substation | Huron 12 kV circuit out of Great Lakes 66/12 kV substation | Antelope 66 kV Bus | North Coast Region | Huron | Antelope 220/66 System | Great Lakes 66/12 (D) |  |  |  |  | Antelope | 66 |  |  | 1 |  | TRUE | Antelope | 66 | 3.3)/Energy Storage(4.6) |  | 4.6) |  | 0.3 | 3.3 | [5 empty] | 4.6 | 0 | 1
GFID8830 | 2023-03-10 | 2023-03-10 | 2023-04-11 | Rule 21 | Rule 21 Export | Fast Track | Inactive | Withdrawn |  | Not Started | No |  |  | Photovoltaic(7.9)/Energy Storage(7.9) | 3 | Kern | CA | 2024-09-01 |  | Curtis 12 kV |  |  | North Coast Region | Gust | Windhub 220/66 System | Northwind 66/12 (D) |  |  |  |  | Check | Check | Check |  | 1 |  | FALSE | [14 empty] | 0 | 0
GFID8833 | 2023-03-09 | 2023-03-09 | 2023-04-06 | Rule 21 | Rule 21 Export | DGS_018 | Inactive | Withdrawn | 2023-05-01 | Not Started | No |  |  | Photovoltaic(5)/Energy Storage(5) | 5 | Tulare | CA | 2024-09-01 |  | Virgil 12 kV |  |  | San Joaquin Region | Virgil | Rector 220/66 System | Chatham 66/12 (D) |  |  |  |  | Check | Check | Check |  | 1 |  | FALSE | [14 empty] | 0 | 0
GFID8834 | 2023-03-13 | 2023-03-13 | 2023-03-30 | Rule 21 | Rule 21 Export | DGS_018 | Inactive | Withdrawn | 2023-05-01 | Not Started | No |  |  | Photovoltaic(11.684)/Energy Storage() | 5 | Tulare | CA | 2024-09-01 |  | Curtis 12 kV |  |  | San Joaquin Region | Curtis | Rector 220/66 System | Goshen 66/12 (D) |  |  |  |  | Check | Check | Check |  | 1 |  | FALSE | [14 empty] | 0 | 0
GFID8836 | 2023-03-02 | 2023-03-02 | 2023-04-04 | Rule 21 | Rule 21 Export | Fast Track | Inactive | Withdrawn | 2023-06-20 | Not Started | No |  |  | Photovoltaic(10)/Energy Storage(10) |  | Kern | CA | 2025-05-01 |  |  |  |  | Rurals Region | Dogbane | Kramer 220/115 System | Calcity 'B' 33/12 (D) |  |  |  |  | Check | Check | Check |  | 1 |  | FALSE | [14 empty] | 0 | 0
GFID8838 | 2023-03-08 | 2023-03-08 | 2023-04-10 | Rule 21 | Rule 21 Export | Fast Track | Inactive | Withdrawn | 2023-05-31 | Not Started | No |  |  | Photovoltaic(3)/Energy Storage(3) | 3 | Tulare | CA | 2024-09-01 |  | Deer 12 kV |  |  | San Joaquin Region | Deer | Vestal 220/66 System | Terra Bella 66/12 (D) |  |  |  |  | Check | Check | Check |  | 1 |  | FALSE | [14 empty] | 0 | 0
GFID8839 | 2023-03-08 | 2023-03-08 | 2023-03-14 | Rule 21 | Rule 21 Export | Fast Track | Inactive | Withdrawn | 2023-05-25 | Not Started | No |  |  | Photovoltaic(3)/Energy Storage(3) | 3 | San Bernardino | CA | 2024-09-01 |  | Turkey 12 kV |  |  | Rurals Region | Turkey | Kramer 220/115 System | Ordway 33/12 (D) |  |  |  |  | Check | Check | Check |  | 1 |  | FALSE | [14 empty] | 0 | 0
GFID8840 | 2023-03-10 | 2023-03-10 | 2023-03-23 | Rule 21 | Rule 21 Export | Detailed Study | Inactive | Withdrawn | 2023-04-20 | Not Started | No |  |  | Photovoltaic(5.55)/Energy Storage(6.134) | 5 | Tulare | CA | 2024-09-01 |  | Curtis 12 kV |  |  | San Joaquin Region | Curtis | Rector 220/66 System | Goshen 66/12 (D) |  |  |  |  | Check | Check | Check |  | 1 |  | FALSE | [14 empty] | 0 | 0
GFID8841 | 2023-03-03 | 2023-03-03 | 2023-04-03 | Rule 21 | Rule 21 Export | DGS_018 | Inactive | Withdrawn | 2023-05-10 | Not Started | No |  |  | Photovoltaic(4.99)/Energy Storage(4.99) | 4.99 | San Bernardino | CA | 2027-03-01 |  | Poco 33 kV |  |  | Rurals Region | Poco | Kramer 220/115 System | Tortilla 115/33 (D) |  |  |  |  | Check | Check | Check |  | 1 |  | FALSE | [14 empty] | 0 | 0
GFID8842 | 2023-03-03 | 2023-03-03 | 2023-04-03 | Rule 21 | Rule 21 Export | DGS_018 | Active - Post IA | Construction |  | Executed - In Effect | Yes | 2024-07-02 |  | Photovoltaic(9.89)/Energy Storage(9.89) | 4.99 | San Bernardino | CA | 2027-03-01 | 2027-03-01 | Baroid 33 kV | Distribution Provider's Baroid 33 kV Circuit out of Gale 115/33 kV Substation | The ISO Grid at Distribution Provider's 115 kV Bus at Coolwater Substation | Rurals Region | Baroid | Kramer 220/115 System | Gale 115/33 (D) |  |  |  |  | The | Check | Check | Coolwater115 | 1 |  | TRUE | Coolwater | 115 | 9.89)/Energy Storage(9.89) |  | 9.89) |  | 4.9 | 9.89 | [5 empty] | 9.89 | 0 | 1
GFID8843 | 2023-03-13 | 2023-03-13 | 2023-03-28 | Rule 21 | Rule 21 Export | DGS_018 | Active - Post IA | Construction |  | Not Started | No |  | 2025-01-04 | Photovoltaic(10.484)/Energy Storage(10.484)/() | 3.9 | Tulare | CA | 2024-09-01 | 2024-09-01 | Abbey 12 kV | Abbey 12V Circuit out of Springville 220/66kV Substation. | Springville Substation 220 kV bus. | San Joaquin Region | Abbey | Springville 220/66 System | Bliss 66/12 (D) |  |  |  |  | Springville | Check | Check | Springville230 | 1 |  | TRUE | Springville | 230 | 10.484)/Energy Storage(10.484)/() |  | 10.484)/() |  | 6.584 | 10.484 | [5 empty] | 10.484 | 0 | 0
GFID8844 | 2023-03-31 | 2023-03-31 | 2023-04-13 | Rule 21 | Rule 21 Export | DGS_018 | Active - Post IA | Construction |  | Executed - In Effect | Yes | 2023-11-15 | 2025-01-04 | Photovoltaic(11.686)/Energy Storage(5) | 5 | Tulare | CA |  | 2024-12-02 | 12 kV Sturgeon Circuit out of Bliss 66/12 kV Substation | 12 kV Sturgeon Circuit out of Bliss 66/12 kV Substation | Springville 220 kV Substation | San Joaquin Region | Sturgeon | Springville 220/66 System | Bliss 66/12 (D) | Springville | 230 | Springville | 230 | Springville | 230 |  |  | 1 |  | TRUE | Springville | 230 | 11.686)/Energy Storage(5) |  | 5) |  | 6.686 | 11.686 | [5 empty] | 5 | 0 | 1
GFID8845 | 2023-03-31 | 2023-03-20 | 2023-04-13 | Rule 21 | Rule 21 Export | DGS_018 | Inactive | Withdrawn | 2023-04-25 | Not Started | No |  |  | Photovoltaic(5.55)/Energy Storage() |  | Kern | CA | 2024-09-01 |  | Midge 12 kV |  |  | San Joaquin Region | Midge | Vestal 220/66 System | Quinn 66/12 (D) |  |  |  |  | Check | Check | Check |  | 1 |  | FALSE | [14 empty] | 0 | 0
GFID8848 | 2023-03-31 | 2023-03-31 | 2023-04-14 | Rule 21 | Rule 21 Export | DGS_018 | Inactive | Withdrawn |  | Not Started | No | [11 empty] | San Joaquin Region | Blinker | Vestal 220/66 System | Pixley 66/12 (D) |  |  |  |  | Check | Check | Check |  | 1 |  | FALSE | [14 empty] | 0 | 0
GFID8849 | 2023-03-31 | 2023-03-13 | 2023-04-10 | Rule 21 | Rule 21 Export | DGS_018 | Inactive | Withdrawn | 2023-05-04 | Not Started | No |  |  | Photovoltaic(5.55)/Energy Storage(6.134) | 5 | Tulare | CA |  | 2024-09-01 | pole 4970280E on Cotton 12 Kv | Poplar 66/12 | Vestal 220/66 | San Joaquin Region | Cotton | Vestal 220/66 System | Poplar 66/12 (D) |  |  |  |  | Vestal | 230 |  |  | 1 |  | FALSE | Vestal | 230 | [12 empty] | 0 | 0
GFID8850 | 2023-03-31 | 2023-03-13 | 2023-03-29 | Rule 21 | Rule 21 Export | DGS_018 | Inactive | Withdrawn | 2023-04-25 | Not Started | No |  |  | Photovoltaic(5.55)/Energy Storage() |  | Kern | CA | 2024-09-01 |  | Hanes 12 kV |  |  | San Joaquin Region | Hanes | Vestal 220/66 System | Browning 66/12 (D) |  |  |  |  | Check | Check | Check |  | 1 |  | FALSE | [14 empty] | 0 | 0
GFID8851 |  | 2023-03-13 |  | Rule 21 | Rule 21 Export | DGS_018 | Inactive | Withdrawn | 2023-05-17 | Not Started | No |  |  | Photovoltaic(11.684)/Energy Storage() |  | Kern | CA | 2024-09-01 |  | Boone 12 kV |  |  | San Joaquin Region | Boone | Vestal 220/66 System | Columbine 66/12 (D) |  |  |  |  | Check | Check | Check |  | 1 |  | FALSE | [14 empty] | 0 | 0
GFID8852 | 2023-03-13 | 2023-03-13 | 2023-04-14 | Rule 21 | Rule 21 Export | DGS_018 | Inactive | Withdrawn |  | Not Started | No |  |  | Photovoltaic(11.684)/Energy Storage() |  | Los Angeles | CA | 2024-09-01 |  | Duntley 12 kV |  |  | North Coast Region | Duntley | Antelope 220/66 System | Neenach 66/12 (D) |  |  |  |  | Check | Check | Check |  | 1 |  | FALSE | [14 empty] | 0 | 0
GFID8853 | 2023-03-23 | 2023-03-23 | 2023-04-26 | Rule 21 | Rule 21 Export | Fast Track | Active - Post IA | Construction |  | In Negotiation | No | 2024-01-22 |  | Photovoltaic(3.375)/Energy Storage(2.4) | 3 | Tulare | CA | 2024-04-15 | 2024-10-01 | Harmony 12 kV Circuit, near structure 764247E, out of Bliss 66/12 kV Substation | Harmony 12 kV Circuit, near structure 764247E, out of Bliss 66/12 kV Substation | Springville Substation at 220kV Bus | San Joaquin Region | Harmony | Springville 220/66 System | Bliss 66/12 (D) |  |  |  |  | Springville | Check | Check | Springville230 | 1 |  | TRUE | Springville | 230 | 3.375)/Energy Storage(2.4) |  | 2.4) |  | 0.375 | 3.375 | [5 empty] | 2.4 | 0 | 0
GFID8854 | 2023-03-22 | 2023-03-22 | 2023-04-26 | Rule 21 | Rule 21 Export | Fast Track | Active - Post IA | Construction |  | In Negotiation | No | 2024-01-22 |  | Photovoltaic(3.375)/Energy Storage(1.2) | 3 | Tulare | CA |  | 2024-10-01 | Cooper 12 kV Circuit, near structure 4686133E, out of Tipton 66/12 kV Substation | Cooper 12 kV Circuit, near structure 4686133E, out of Tipton 66/12 kV Substation | Springville Substation at 220 kV Bus | San Joaquin Region | Cooper | Springville 220/66 System | Tipton 66/12 (D) |  |  |  |  | Springville | Check | Check | Springville230 | 1 |  | TRUE | Springville | 230 | 3.375)/Energy Storage(1.2) |  | 1.2) |  | 0.375 | 3.375 | [5 empty] | 1.2 | 0 | 0
GFID8855 | 2023-03-23 | 2023-03-23 | 2023-04-24 | Rule 21 | Rule 21 Export | Fast Track | Active - Post IA | Construction |  | Not Started | No |  |  | Photovoltaic(3.375)/Energy Storage(3.6) | 3 | Tulare | CA | 2024-04-15 | 2024-10-01 | Quail 12 kV Circuit, near structure 4695044E, out of Tipton 66/12 kV Substation | Quail 12 kV Circuit, near structure 4695044E, out of Tipton 66/12 kV Substation | Springville Substation at 220 kV Bus | San Joaquin Region | Quail | Springville 220/66 System | Tipton 66/12 (D) |  |  |  |  | Springville | Check | Check | Springville230 | 1 |  | TRUE | Springville | 230 | 3.375)/Energy Storage(3.6) |  | 3.6) |  | 0.375 | 3.375 | [5 empty] | 3.6 | 0 | 0
GFID8857 | 2023-05-18 | 2023-03-29 | 2023-05-25 | Rule 21 | Rule 21 Export | Fast Track | Inactive | Withdrawn | 2023-07-03 | Not Started | No |  |  | Photovoltaic(3.3)/Energy Storage(3.6)/Photovoltaic(3.3)/Energy Storage() | 3 | Tulare | CA | 2024-04-15 |  | Sturgeon 12KV circuit (Bliss Sub) |  |  | San Joaquin Region | Sturgeon | Springville 220/66 System | Bliss 66/12 (D) |  |  |  |  | Check | Check | Check |  | 1 |  | FALSE | [14 empty] | 0 | 0
GFID8858 | 2023-05-18 | 2023-03-29 | 2023-06-02 | Rule 21 | Rule 21 Export | Fast Track | Inactive | Withdrawn | 2023-07-11 | Not Started | No |  |  | Photovoltaic(3.3)/Energy Storage(3.6)/Photovoltaic(3.3)/Energy Storage() | 3 | Tulare | CA | 2024-04-15 |  | Cooper 12KV circuit (Tipton Sub) |  |  | San Joaquin Region | Cooper | Springville 220/66 System | Tipton 66/12 (D) |  |  |  |  | Check | Check | Check |  | 1 |  | FALSE | [14 empty] | 0 | 0
GFID8859 | 2023-03-29 | 2023-03-29 | 2023-05-17 | Rule 21 | Rule 21 Export | Fast Track | Inactive | Withdrawn | 2023-06-16 | Not Started | No |  |  | Photovoltaic(3.3)/Energy Storage(3.6)/Photovoltaic()/Energy Storage() | 3 | Tulare | CA | 2024-04-15 |  | Hack 12KV circuit (Bliss Sub) |  |  | San Joaquin Region | Hack | Springville 220/66 System | Bliss 66/12 (D) |  |  |  |  | Check | Check | Check |  | 1 |  | FALSE | [14 empty] | 0 | 0
GFID8860 | 2023-07-07 | 2023-03-31 | 2023-07-13 | Rule 21 | Rule 21 Export | Detailed Study | Inactive | Withdrawn | 2023-10-06 | Not Started | No |  |  | Photovoltaic(3.75) | 3.75 | Los Angeles | CA | 2024-11-15 | 2024-11-15 | 34.695498, -118.005532 |  |  | North Coast Region | Forage | Antelope 220/66 System | Piute 66/12 (D) |  |  |  |  | Check | Check | Check |  | 1 |  | FALSE | [14 empty] | 0 | 0
GFID8861 | 2023-03-31 | 2023-03-31 | 2023-04-14 | Rule 21 | Rule 21 Export | DGS_018 | Inactive | Withdrawn | 2023-05-01 | Not Started | No |  |  | Photovoltaic(5.55)/Energy Storage(6.134) | 5 | Tulare | CA | 2024-09-01 |  | pole 1223686E on Windt 12 kV | Laurel 66/12 | Rector 220/66 | San Joaquin Region | Windt | Rector 220/66 System | Laurel 66/12 (D) |  |  |  |  | Rector | 230 |  |  | 1 |  | FALSE | Rector | 230 | [12 empty] | 0 | 0
GFID8862 | 2023-03-31 | 2023-03-31 | 2023-05-22 | Rule 21 | Rule 21 Export | DGS_018 | Active - Post IA | Construction |  | In Negotiation | Yes | 2024-06-25 |  | Photovoltaic(4.5) | 4.5 | Tulare | CA | 2025-11-15 | 2025-08-11 | Marsh 12kV Circuit out of Earlimart 66/12 kV Substation - 35.887313, -119.285800 - Vestal 220 kV | Marsh 12kV Circuit out of Earlimart 66/12 kV Substation - 35.887313, -119.285800 - Vestal 220 kW | Vestal 220 kV bus | San Joaquin Region | Marsh | Vestal 220/66 System | Earlimart 66/12 (D) |  |  |  |  | Vestal | 230 |  |  | 1 |  | TRUE | Vestal | 230 | 4.5) |  |  |  | 0 | 4.5 | [6 empty] | 0 | 0
GFID8863 |  | 2023-03-31 |  | Rule 21 | Rule 21 Export | DGS_018 | Inactive | Withdrawn | 2023-06-16 | Not Started | No |  |  | Photovoltaic(4.5) |  | Tulare | CA | 2025-11-15 |  |  |  |  | San Joaquin Region | Marsh | Vestal 220/66 System | Earlimart 66/12 (D) |  |  |  |  | Check | Check | Check |  | 1 |  | FALSE | [14 empty] | 0 | 0
GFID8864 |  | 2023-03-24 |  | Rule 21 | Rule 21 Export | DGS_018 | Inactive | Withdrawn | 2023-06-08 | Not Started | No |  |  | Photovoltaic(5) |  | Tulare | CA | 2025-11-15 |  |  |  |  | San Joaquin Region | Marsh | Vestal 220/66 System | Earlimart 66/12 (D) |  |  |  |  | Check | Check | Check |  | 1 |  | FALSE | [14 empty] | 0 | 0
GFID8865 | 2023-03-30 | 2023-03-30 | 2023-04-13 | Rule 21 | Rule 21 Export | DGS_018 | Inactive | Withdrawn | 2023-05-04 | Not Started | No |  |  | Photovoltaic(4.2)/Energy Storage(4.6) | 4 | Tulare | CA | 2024-09-01 |  | pole 436159E on Merryman 12kV | Venida 66/12 kV | Rector 220/66 kV | San Joaquin Region | Merryman | Rector 220/66 System | Venida 66/12 (D) |  |  |  |  | Rector | 230 |  |  | 1 |  | FALSE | Rector | 230 | [12 empty] | 0 | 0
GFID8866 |  | 2023-03-31 |  | Rule 21 | Rule 21 Export | DGS_018 | Inactive | Withdrawn | 2023-04-27 | Not Started | No |  |  | Photovoltaic(4.35)/Energy Storage(4.6) | 4 | Tulare | CA | 2024-09-01 |  | pole 1938502E on Sunset 12kV | Poplar 66/12 | Vestal 220/66 | San Joaquin Region | Sunset | Vestal 220/66 System | Poplar 66/12 (D) |  |  |  |  | Vestal | 230 |  |  | 1 |  | FALSE | Vestal | 230 | [12 empty] | 0 | 0
GFID8867 | 2023-03-31 | 2023-03-31 | 2023-04-20 | Rule 21 | Rule 21 Export | DGS_018 | Inactive | Withdrawn | 2023-04-27 | Not Started | No |  |  | Photovoltaic(5.25)/Energy Storage(6.134) | 4.8 | Tulare | CA | 2024-09-01 |  | pole 1771624E on Linnell 12kV | Rector 66/12 | Rector 220/66 | San Joaquin Region | Linnell | Rector 220/66 System | Rector 66/12 (D) |  |  |  |  | Rector | 230 |  |  | 1 |  | FALSE | Rector | 230 | [12 empty] | 0 | 0
GFID8868 | 2023-03-31 | 2023-03-31 | 2023-04-12 | Rule 21 | Rule 21 Export | DGS_018 | Inactive | Withdrawn | 2023-05-01 | Not Started | No |  |  | Photovoltaic(5.55)/Energy Storage(6.134)/() | 5 | Tulare | CA | 2024-09-01 |  | Wilbur 12 kV | Laurel 66/12 | Rector 220/66 | San Joaquin Region | Wilbur | Rector 220/66 System | Laurel 66/12 (D) |  |  |  |  | Rector | 230 |  |  | 1 |  | FALSE | Rector | 230 | [12 empty] | 0 | 0
GFID8869 | 2023-03-31 | 2023-03-31 | 2023-04-11 | Rule 21 | Rule 21 Export | DGS_018 | Inactive | Withdrawn |  | Not Started | No |  |  | Photovoltaic(5)/Energy Storage(5) |  | Kern | CA | 2024-09-01 |  | CONDOR 12KV CIRCUIT |  |  | North Coast Region | Condor | Windhub 220/66 System | Banducci 66/12 (D) |  |  |  |  | Check | Check | Check |  | 1 |  | FALSE | [14 empty] | 0 | 0
GFID8870 | 2023-03-31 | 2023-03-31 | 2023-04-11 | Rule 21 | Rule 21 Export | DGS_018 | Inactive | Withdrawn | 2023-05-01 | Not Started | No |  |  | Photovoltaic(5.55)/Energy Storage(6.134) | 5 | Tulare | CA | 2024-09-01 |  | pole 2299394E on Manzanillo 12 kV | Goshen 66/12 | Rector 220/66 | San Joaquin Region | Manzanillo | Rector 220/66 System | Goshen 66/12 (D) |  |  |  |  | Rector | 230 |  |  | 1 |  | FALSE | Rector | 230 | [12 empty] | 0 | 0
GFID8871 | 2023-03-31 | 2023-03-31 | 2023-04-13 | Rule 21 | Rule 21 Export | DGS_018 | Active - Post IA | Construction |  | Executed - In Effect | Yes | 2024-09-09 |  | Photovoltaic(11.684)/Energy Storage(6.134) | 5 | Riverside | CA | 2024-09-01 | 2025-08-13 | Kratka 12kV | Kratka 12kV | Ripley 33/12 kV Substation | Rurals Region | Kratka | Blythe (WALC) 161/33 System | Ripley 33/12 (D) | BlytheSC 161 kV | 161 | No Match - Review | No Match - Review | Ripley | 33 | Check | Blythe161 | 1 |  | TRUE | Blythe | 161 | 11.684)/Energy Storage(6.134) |  | 6.134) |  | 6.684 | 11.684 | [5 empty] | 6.134 | 0 | 1
GFID8872 | 2023-03-31 | 2023-03-31 | 2023-04-11 | Rule 21 | Rule 21 Export | DGS_018 | Inactive | Withdrawn | 2023-05-04 | Not Started | No |  |  | Photovoltaic(5)/Energy Storage(5) | 5 | Tulare | CA | 2024-09-01 |  | pole 4353843E on Gopher 12 kV | Wheatland 66/12 | Vestal 220/66 | San Joaquin Region | Gopher | Vestal 220/66 System | Wheatland 66/12 (D) |  |  |  |  | Vestal | 230 |  |  | 1 |  | FALSE | Vestal | 230 | [12 empty] | 0 | 0
GFID8873 | 2023-03-31 | 2023-03-31 | 2023-04-14 | Rule 21 | Rule 21 Export | DGS_018 | Inactive | Withdrawn |  | Not Started | No |  |  | Photovoltaic(5)/Energy Storage(5) |  | Tulare | CA | 2024-09-01 |  | BOBCAT 12KV CIRCUIT |  |  | San Joaquin Region | Bobcat | Vestal 220/66 System | Wheatland 66/12 (D) |  |  |  |  | Check | Check | Check |  | 1 |  | FALSE | [14 empty] | 0 | 0
GFID8874 | 2023-03-31 | 2023-03-31 | 2023-04-14 | Rule 21 | Rule 21 Export | DGS_018 | Inactive | Withdrawn |  | Not Started | No |  |  | Photovoltaic(5)/Energy Storage(5) |  | Tulare | CA | 2024-09-01 |  | DORAN 12KV CIRCUIT |  |  | San Joaquin Region | Doran | Vestal 220/66 System | Earlimart 66/12 (D) |  |  |  |  | Check | Check | Check |  | 1 |  | FALSE | [14 empty] | 0 | 0
GFID8875 | 2023-03-31 | 2023-03-31 | 2023-04-14 | Rule 21 | Rule 21 Export | DGS_018 | Inactive | Withdrawn | 2023-05-01 | Not Started | No |  |  | Photovoltaic(5)/Energy Storage(5) |  | Tulare | CA | 2024-09-01 |  | WELSH 12KV CIRCUIT |  |  | San Joaquin Region |  | Vestal 220/66 System | Vestal 66/12 (D) |  |  |  |  | Check | Check | Check |  | 1 |  | FALSE | [14 empty] | 0 | 0
GFID8876 | 2023-03-31 | 2023-03-31 | 2023-04-14 | Rule 21 | Rule 21 Export | DGS_018 | Inactive | Withdrawn | 2023-05-01 | Not Started | No |  |  | Photovoltaic(5)/Energy Storage(5) |  | Tulare | CA | 2024-09-01 |  | Radnor 12kV Circuit |  |  | San Joaquin Region | Radnor | Vestal 220/66 System | Delano 66/12 (D) |  |  |  |  | Check | Check | Check |  | 1 |  | FALSE | [14 empty] | 0 | 0
GFID8877 | 2023-03-31 | 2023-03-31 | 2023-04-14 | Rule 21 | Rule 21 Export | DGS_018 | Inactive | Withdrawn | 2023-05-01 | Not Started | No |  |  | Photovoltaic(5)/Energy Storage(5) |  | Tulare | CA | 2024-09-01 |  | DORAN 12KV CIRCUIT |  |  | San Joaquin Region | Doran | Vestal 220/66 System | Earlimart 66/12 (D) |  |  |  |  | Check | Check | Check |  | 1 |  | FALSE | [14 empty] | 0 | 0
GFID8878 | 2023-03-31 | 2023-03-31 | 2023-04-14 | Rule 21 | Rule 21 Export | DGS_018 | Inactive | Withdrawn | 2023-05-01 | Not Started | No |  |  | Photovoltaic(5)/Energy Storage(5) |  | Tulare | CA | 2024-09-01 |  | MID VALE 12KV CIRCUIT | [10 empty] | Check | Check | Check |  | 1 |  | FALSE | [14 empty] | 0 | 0
GFID8880 |  | 2023-05-30 |  | Rule 21 | Rule 21 Export | Fast Track | Inactive | Withdrawn | 2023-06-27 | Not Started | No |  |  | Photovoltaic(3)/Energy Storage(4.6) | 3 | Tulare | CA | 2024-09-01 |  | structure P 5504262 on Effie 12 kV | Oak Grove 66/12 kV | Rector 220/66 kV | San Joaquin Region | Webb | Rector 220/66 System | Oak Grove 66/12 (D) |  |  |  |  | Rector | 230 |  |  | 1 |  | FALSE | Rector | 230 | [12 empty] | 0 | 0
GFID8881 |  | 2023-05-08 |  | Rule 21 | Rule 21 Export | Detailed Study | Inactive | Withdrawn | 2023-06-08 | Not Started | No |  |  | Photovoltaic(5)/Energy Storage() |  | Kern | CA | 2025-11-15 | [12 empty] | Check | Check | Check |  | 1 |  | FALSE | [14 empty] | 0 | 0
GFID8882 |  | 2023-05-08 |  | Rule 21 | Rule 21 Export | Detailed Study | Inactive | Withdrawn | 2023-08-11 | Not Started | No |  |  | Energy Storage(3.5)/Photovoltaic(5.253) | 3.5 | Kern | CA | 2025-11-15 |  |  |  |  | Rurals Region | Overall | Kramer 220/115 System | Calcity 'B' 33/12 (D) |  |  |  |  | Check | Check | Check |  | 1 |  | FALSE | [14 empty] | 0 | 0
GFID8883 |  | 2023-05-08 |  | Rule 21 | Rule 21 Export | Detailed Study | Inactive | Withdrawn | 2023-05-12 | Not Started | No |  |  | Photovoltaic(4.99)/() | 4.98 | Kern | CA | 2024-12-15 | [12 empty] | Check | Check | Check |  | 1 |  | FALSE | [14 empty] | 0 | 0
GFID8884 | 2023-06-09 | 2023-04-28 | 2023-06-15 | Rule 21 | Rule 21 Export | Detailed Study | Inactive | Withdrawn | 2023-09-07 | Not Started | No |  |  | Photovoltaic(2.75) | 2.75 | Kern | CA | 2024-11-01 |  |  |  | Vestal Substation 220 kV bus | San Joaquin Region | Jasmine | Vestal 220/66 System | Quinn 66/12 (D) |  |  |  |  | Vestal | Check | Check |  | 1 |  | FALSE | Vestal | Check | [12 empty] | 0 | 0
GFID8886 | 2023-05-30 | 2023-05-30 | 2023-06-23 | Rule 21 | Rule 21 Export | Fast Track | Inactive | Withdrawn | 2024-03-12 | Not Started | No |  |  | Photovoltaic(1.812)/Energy Storage(3.067) | 1.625 | Los Angeles | CA | 2024-09-01 | 2025-04-01 | A tap on the Vise 12 kV Circuit, on structure P5626205, out of Industry 66/12 kV Substation. | A tap on the Vise 12 kV Circuit, on structure P5626205, out of Industry 66/12 kV Substation. | Walnut Substation at 220 kV Bus | Metro East Region | Vise | Walnut 220/66 System | Industry 66/12 (D) |  |  |  |  | Walnut | Check | Check |  | 1 |  | FALSE | Walnut | Check | [12 empty] | 0 | 0
GFID8887 | 2023-09-12 | 2023-05-30 | 2023-09-15 | Rule 21 | Rule 21 Export | Detailed Study | Inactive | Withdrawn | 2023-10-16 | Not Started | No |  |  | Photovoltaic(5)/Energy Storage() | 5 | Riverside | CA | 2024-09-01 |  | Schmidt 12 kV Circuit out of Maraschino 115/12 kV Substation | Schmidt 12 kV Circuit out of Maraschino 115/12 kV Substation | El Casco 220 kV bus | Desert Region |  | El Casco 220/115 System | Maraschino 115/12 (D) |  |  |  |  | El | Check | Check |  | 1 |  | FALSE | El | Check | [12 empty] | 0 | 0
GFID8888 | 2023-09-06 | 2023-05-30 | 2023-09-14 | Rule 21 | Rule 21 Export | Fast Track | Inactive | Withdrawn | 2024-02-13 | Not Started | No |  |  | Photovoltaic(0.688)/Energy Storage(3.067) | 0.6875 | San Bernardino | CA | 2024-09-01 |  | Durox 12 kV Circuit out of Timoteo 66/12 kV Substation | Durox 12 kV Circuit out of Timoteo 66/12 kV Substation | San Bernardino 220 kV Bus | Desert Region |  | San Bernardino 220/66 System | Timoteo 66/12 (D) |  |  |  |  | San | Check | Check |  | 1 |  | FALSE | San | Check | [12 empty] | 0 | 0
GFID8889 | 2023-09-14 | 2023-05-31 | 2023-09-14 | Rule 21 | Rule 21 Export | Fast Track | Inactive | Withdrawn | 2024-02-02 | Not Started | No |  |  | Photovoltaic(0.375)/Energy Storage() |  | Riverside | CA | 2024-09-01 |  |  |  |  | Desert Region |  | Vista A 220/66 System | Bloomington 66/12 (D) |  |  |  |  | Check | Check | Check |  | 1 |  | FALSE | [14 empty] | 0 | 0
GFID8890 | 2023-09-14 | 2023-05-30 | 2023-09-14 | Rule 21 | Rule 21 Export | Fast Track | Inactive | Withdrawn | 2024-07-22 | Not Started | No |  |  | Photovoltaic(0.99)/Energy Storage(1) | 0.99 | San Bernardino | CA | 2024-09-01 |  | Bombay 12kV | Bombay 12kV | Bloomington 66/12kV | Desert Region | Bombay | Vista A 220/66 System | Bloomington 66/12 (D) |  |  |  |  | Bloomington | 66 | Check |  | 1 |  | FALSE | Bloomington | 66 | [12 empty] | 0 | 0
GFID8891 |  | 2023-05-30 |  | Rule 21 | Rule 21 Export | Fast Track | Inactive | Withdrawn | 2023-07-06 | Not Started | No |  |  | Photovoltaic(1.938)/Energy Storage() |  | Riverside | CA | 2024-09-01 |  |  |  |  | San Jacinto Valley Region | Tackle | Valley 'D' 500/115 System | Stadler 115/12 (D) |  |  |  |  | Check | Check | Check |  | 1 |  | FALSE | [14 empty] | 0 | 0
GFID8892 | 2023-05-22 | 2023-05-22 | 2023-06-15 | Rule 21 | Rule 21 Export | Fast Track | Inactive | Withdrawn | 2023-09-25 | Not Started | No |  |  | Photovoltaic(5)/Energy Storage(4.8) |  | Kern | CA | 2024-06-01 |  |  |  |  | Rurals Region | Rickover | Kramer 220/115 System | Inyokern 115/33 (D) |  |  |  |  | Check | Check | Check |  | 1 |  | FALSE | [14 empty] | 0 | 0
GFID8893 | 2023-05-23 | 2023-05-23 | 2023-06-15 | Rule 21 | Rule 21 Export | Fast Track | Inactive | Withdrawn | 2023-09-25 | Not Started | No |  |  | Photovoltaic(5)/Energy Storage(4.8) |  |  |  | 2024-06-01 |  |  |  |  | Rurals Region | Rickover | Kramer 220/115 System | Inyokern 115/33 (D) |  |  |  |  | Check | Check | Check |  | 1 |  | FALSE | [14 empty] | 0 | 0
GFID8894 | 2023-08-08 | 2023-05-30 | 2023-08-08 | Rule 21 | Rule 21 Export | Fast Track | Inactive | Withdrawn | 2024-07-22 | Not Started | No |  |  | Photovoltaic(1.5)/Energy Storage(3.067) | 1.5 | Los Angeles | CA | 2024-09-01 |  | Penthouse 16 kV | Penthouse 16kV | Brighton 66/16kV Sub | Metro West Region |  | La Fresa 220/66 System | Brighton 66/16 (D) |  |  |  |  | Brighton | 66 | Check |  | 1 |  | FALSE | Brighton | 66 | [12 empty] | 0 | 0
GFID8895 | 2023-09-15 | 2023-05-25 | 2023-09-15 | Rule 21 | Rule 21 Export | Fast Track | Inactive | Withdrawn | 2024-07-22 | Not Started | No |  |  | Photovoltaic(1.5)/Energy Storage(3.067) | 1.5 | Los Angeles | CA | 2024-09-01 |  | Zamora 16kV | Zamora 16kV | Fremont 66/16kV Sub | Metro West Region |  | Lighthipe 220/66 System | Fremont 66/16 (D) |  |  |  |  | Fremont | 66 | Check |  | 1 |  | FALSE | Fremont | 66 | [12 empty] | 0 | 0
GFID8896 | 2023-07-19 | 2023-05-25 | 2023-07-19 | Rule 21 | Rule 21 Export | Fast Track | Inactive | Withdrawn | 2024-07-22 | Not Started | No |  |  | Photovoltaic(0.625)/Energy Storage(3.067) | 0.625 | Los Angeles | CA | 2024-09-01 |  | Caswell 16 kV | Caswell 16 kV | Freemont 66/16kV Sub | Metro West Region |  | Lighthipe 220/66 System | Fremont 66/16 (D) |  |  |  |  | Freemont | 66 | Check |  | 1 |  | FALSE | Freemont | 66 | [12 empty] | 0 | 0
GFID8897 |  | 2023-05-22 | 2023-06-29 | Rule 21 | Rule 21 Export | Fast Track | Inactive | Withdrawn | 2023-09-25 | Not Started | No |  |  | Photovoltaic(4.98)/Energy Storage() | 4.98 | Kern | CA | 2024-04-15 |  | Sawmill 33 kV | Sawmill 33 kV |  | Rurals Region | Sawmill | Kramer 220/115 System | Inyokern 115/33 (D) |  |  |  |  | Check | Check | Check |  | 1 |  | FALSE | [14 empty] | 0 | 0
GFID8898 | 2023-07-06 | 2023-05-22 | 2023-07-13 | Rule 21 | Rule 21 Export | Fast Track | Inactive | Withdrawn | 2023-09-23 | Not Started | No |  |  | Photovoltaic(4.98)/Energy Storage() | 4.98 | Kern | CA | 2024-04-15 |  | Jawbone 12 kV |  |  | Rurals Region | Jawbone | Kramer 220/115 System | Cantil 33/12 (D) |  |  |  |  | Check | Check | Check |  | 1 |  | FALSE | [14 empty] | 0 | 0
GFID8899 | 2023-05-23 | 2023-05-23 | 2023-06-20 | Rule 21 | Rule 21 Export | Detailed Study | Inactive | Withdrawn | 2023-09-25 | Not Started | No |  |  | Photovoltaic(3)/Energy Storage()/() |  | Kern | CA | 2024-06-01 | [12 empty] | Check | Check | Check |  | 1 |  | FALSE | [14 empty] | 0 | 0
GFID8900 | 2023-08-14 | 2023-05-26 | 2023-08-21 | Rule 21 | Rule 21 Export | Fast Track | Active - Post IA | Construction |  | Executed - In Effect | Yes | 2024-03-15 |  | Photovoltaic(3)/Energy Storage(3.067) | 3 | Riverside | CA |  | 2025-05-15 | Tackle 12 kV | Stadler 115/12 kV in the Valley D 115 kV system | Valley 500 kV bus | San Jacinto Valley Region |  | Valley 'D' 500/115 System | Stadler 115/12 (D) |  |  |  |  | Valley | 500 | Check |  | 1 |  | TRUE | Valley | 500 | 3)/Energy Storage(3.067) |  | 3.067) |  | 0 | 3 | [5 empty] | 3.067 | 0 | 1
GFID8901 | 2023-05-26 | 2023-05-26 | 2023-06-30 | Rule 21 | Rule 21 Export | Detailed Study | Inactive | Withdrawn |  | Not Started | No |  |  | Photovoltaic(5.5)/Energy Storage(6.134) | 5 | San Bernardino | CA |  | 2024-09-01 | as yet unbuilt stub off Tunnel 12 kV (Section 2190986 - may want to talk with Local Planning) | Aqueduct 115/12 kV | Victor 115 kV bus (in Victor 220/115 system) | Rurals Region |  | Victor 220/115 System | Aqueduct 115/12 (D) |  |  |  |  | Victor | 115 |  |  | 1 |  | FALSE | Victor | 115 | [12 empty] | 0 | 0
GFID8902 | 2023-06-29 | 2023-05-26 | 2023-07-06 | Rule 21 | Rule 21 Export | Fast Track | Inactive | Withdrawn | 2023-10-25 | Not Started | No |  |  | Photovoltaic(1.438)/Energy Storage(2.798) | 1.44 | Riverside | CA |  | 2024-09-01 | Tava 12 kV | Cajalco 115/12 kV | Valley AB 500/115 kV | San Jacinto Valley Region | Tava | Valley 'AB' 500/115 System | Cajalco 115/12 (D) |  |  |  |  | Valley | Check | Check |  | 1 |  | FALSE | Valley | Check | [12 empty] | 0 | 0
GFID8903 | 2023-05-30 | 2023-05-30 | 2023-06-19 | Rule 21 | Rule 21 Export | Detailed Study | Inactive | Withdrawn | 2023-09-25 | Not Started | No |  |  | Photovoltaic(3)/Energy Storage() |  | Kern | CA | 2024-06-01 |  | Highway six 12 kV |  |  | Rurals Region | Highway Six | Kramer 220/115 System | Inyokern 33/12 (D) |  |  |  |  | Check | Check | Check |  | 1 |  | FALSE | [14 empty] | 0 | 0
GFID8904 | 2023-08-03 | 2023-06-22 | 2023-08-03 | Rule 21 | Rule 21 Export | Detailed Study | Inactive | Withdrawn | 2024-03-11 | In Negotiation | No |  |  | Photovoltaic(4.999)/Energy Storage() | 4.99 | Santa Barbara | CA | 2024-12-01 |  |  |  |  | North Coast Region |  | Goleta 220/66 System | Gaviota 66/16 (D) |  |  |  |  | Check | Check | Check |  | 1 |  | FALSE | [14 empty] | 0 | 0
GFID8905 | 2023-08-03 | 2023-06-12 | 2023-08-23 | Rule 21 | Rule 21 Export | Detailed Study | Inactive | Withdrawn | 2023-09-06 | Not Started | No |  |  | Photovoltaic(3)/Energy Storage() | 3 | San Bernardino | CA | 2024-09-01 |  | Chang Circuit |  |  | Desert Region | Chang | Etiwanda 220/66 System | Wimbledon 66/12 (D) |  |  |  |  | Check | Check | Check |  | 1 |  | FALSE | [14 empty] | 0 | 0
GFID8906 | 2023-07-19 | 2023-06-12 | 2023-08-02 | Rule 21 | Rule 21 Export | Detailed Study | Inactive | Withdrawn | 2023-11-02 | Not Started | No |  |  | Photovoltaic(4.5)/Energy Storage() | 4.5 | San Bernardino | CA | 2024-09-01 |  |  |  |  | Desert Region | Northpark | Vista 220/115 System | Shandin 115/12 (D) |  |  |  |  | Check | Check | Check |  | 1 |  | FALSE | [14 empty] | 0 | 0
GFID8907 | 2023-08-23 | 2023-06-12 | 2023-08-23 | Rule 21 | Rule 21 Export | Detailed Study | Inactive | Withdrawn | 2023-09-22 | Not Started | No |  |  | Photovoltaic(5)/Energy Storage() | 5 | San Bernardino | CA | 2024-09-01 |  | Havoc 12 kV Circuit out of Kimball 66/12 kV Substation | Havoc 12 kV Circuit out of Kimball 66/12 kV Substation | Chino 220 kV bus |  | Havoc | Chino 220/66 System | Kimball 66/12 (D) |  |  |  |  | Chino | 230 |  |  | 1 |  | FALSE | Chino | 230 | [12 empty] | 0 | 0
GFID8908 | 2023-08-21 | 2023-06-12 | 2023-08-22 | Rule 21 | Rule 21 Export | Detailed Study | Inactive | Withdrawn | 2023-11-02 | Not Started | No |  |  | Photovoltaic(3)/Energy Storage() | 3 | San Bernardino | CA | 2024-09-01 |  | 12kV Northpark Circuit |  |  |  | Northpark | Vista 220/115 System | Shandin 115/12 (D) |  |  |  |  | Check | Check | Check |  | 1 |  | FALSE | [14 empty] | 0 | 0
GFID8909 | 2023-06-12 | 2023-06-12 | 2023-08-25 | Rule 21 | Rule 21 Export | Detailed Study | Inactive | Withdrawn | 2023-09-25 | Not Started | No |  |  | Photovoltaic(3.475)/Energy Storage(2.75) | 2.75 | Riverside | CA | 2024-09-01 |  | Serpentine |  |  | San Jacinto Valley Region | Serpentine | Valley 'AB' 500/115 System | Alessandro 115/12 (D) |  |  |  |  | Check | Check | Check |  | 1 |  | FALSE | [14 empty] | 0 | 0
GFID8910 | 2023-07-10 | 2023-06-12 | 2023-07-14 | Rule 21 | Rule 21 Export | Fast Track | Inactive | Withdrawn |  | In Negotiation | No |  |  | Photovoltaic(2)/Energy Storage(2.667) | 1.8 | Los Angeles | CA | 2024-09-01 | 2025-07-01 | Twining 16 kV | Jersey 66/16 kV in the Lighthipe 66 kV system | Lighthipe 220 kV bus | Metro West Region | Twining | Lighthipe 220/66 System | Jersey 66/16 (D) |  |  |  |  | Lighthipe | 230 |  |  | 1 |  | FALSE | Lighthipe | 230 | [12 empty] | 0 | 0
GFID8911 | 2023-06-12 | 2023-06-12 | 2023-07-19 | Rule 21 | Rule 21 Export | Fast Track | Active - Post IA | Construction |  | In Negotiation | No |  |  | Photovoltaic(1.25)/Energy Storage(3.067) | 1.125 | Los Angeles | CA | 2024-09-01 | 2025-08-01 | Miler 12 kV | Trophy 66/12 kV | Chino 220/66 kV | Metro East Region | Miler | Chino 220/66 System | Trophy 66/12 (D) |  |  |  |  | Chino | 230 |  |  | 1 |  | TRUE | Chino | 230 | 1.25)/Energy Storage(3.067) |  | 3.067) |  | 0.125 | 1.25 | [5 empty] | 3.067 | 0 | 0
GFID8912 | 2023-06-12 | 2023-06-12 | 2023-07-19 | Rule 21 | Rule 21 Export | Fast Track | Inactive | Withdrawn | 2023-11-17 | Not Started | No |  |  | Photovoltaic(1.188)/Energy Storage(3.067) | 1.1875 | Los Angeles | CA | 2024-09-01 |  | Miler 12 kV | Trophy 66/12 kV | Chino 220/66 kV | Metro East Region |  | Chino 220/66 System | Trophy 66/12 (D) |  |  |  |  | Chino | 230 |  |  | 1 |  | FALSE | Chino | 230 | [12 empty] | 0 | 0
GFID8913 | 2023-06-12 | 2023-06-12 | 2023-07-07 | Rule 21 | Rule 21 Export | Fast Track | Inactive | Withdrawn | 2024-04-24 | In Draft | No |  |  | Photovoltaic(4.98)/Energy Storage() | 4.98 | San Bernardino | CA | 2024-04-15 |  | Sheephole 33kV Circuit | not listed |  | Desert Region | Sheephole | Devers 220/115 System | Hi Desert 115/33 (D) |  |  |  |  | Check | Check | Check |  | 1 |  | FALSE | [14 empty] | 0 | 0
GFID8914 |  | 1900-01-01 | 2023-07-12 | Rule 21 | Rule 21 Export | Fast Track | Inactive | Withdrawn | 2023-10-03 | Not Started | No |  |  | Photovoltaic(3.984)/Energy Storage() |  | San Bernardino | CA | 2024-04-15 |  | Tussing 12 kV | [10 empty] | Check | Check | Check |  | 1 |  | FALSE | [14 empty] | 0 | 0
GFID8915 | 2023-06-12 | 2023-06-12 | 2023-08-08 | Rule 21 | Rule 21 Export | Detailed Study | Inactive | Withdrawn | 2023-09-19 | Not Started | No |  |  | Photovoltaic(5)/Energy Storage() | 5 | Kern | CA | 2025-11-15 |  |  |  |  | San Joaquin Region | Radnor | Vestal 220/66 System | Delano 66/12 (D) |  |  |  |  | Check | Check | Check |  | 1 |  | FALSE | [14 empty] | 0 | 0
GFID8916 | 2023-06-12 | 2023-06-08 | 2023-06-30 | Rule 21 | Rule 21 Export | Detailed Study | Inactive | Withdrawn | 2023-08-30 | Not Started | No |  |  | Photovoltaic(5)/Energy Storage() | 5 | Tulare | CA | 2025-11-15 |  | Schenley | Columbine |  | San Joaquin Region | Schenley | Vestal 220/66 System | Columbine 66/12 (D) |  |  |  |  | Check | Check | Check |  | 1 |  | FALSE | [14 empty] | 0 | 0
GFID8917 | 2023-06-12 | 2023-06-08 | 2023-06-30 | Rule 21 | Rule 21 Export | Detailed Study | Inactive | Withdrawn | 2023-08-30 | Not Started | No |  |  | Photovoltaic(7.431)/Energy Storage(5.4) | 5 | Tulare | CA | 2025-11-15 |  | El Mirador 12 kV Circuit | Strathmore |  | San Joaquin Region | El Mirador | Springville 220/66 System | Strathmore 66/12 (D) |  |  |  |  | Check | Check | Check |  | 1 |  | FALSE | [14 empty] | 0 | 0
GFID8918 | 2023-06-12 | 2023-06-08 | 2023-07-17 | Rule 21 | Rule 21 Export | Detailed Study | Inactive | Withdrawn | 2023-09-11 | Not Started | No |  |  | Photovoltaic(7.416)/Energy Storage(5.4) | 5 | Tulare | CA | 2025-12-15 |  |  |  |  | San Joaquin Region | Gillette | Springville 220/66 System | Strathmore 66/12 (D) |  |  |  |  | Check | Check | Check |  | 1 |  | FALSE | [14 empty] | 0 | 0
GFID8919 | 2023-06-12 | 2023-06-12 | 2023-08-08 | Rule 21 | Rule 21 Export | Detailed Study | Inactive | Withdrawn |  | Not Started | No |  |  | Photovoltaic(5)/Energy Storage() |  |  |  | 2025-11-15 | [12 empty] | Check | Check | Check |  | 1 |  | FALSE | [14 empty] | 0 | 0
GFID8920 | 2023-09-05 | 2023-06-20 | 2023-09-12 | Rule 21 | Rule 21 Export | Detailed Study | Inactive | Withdrawn | 2023-12-20 | Not Started | No |  |  |  | 5 | San Bernardino | CA | 2024-09-01 | [5 empty] | Spike | Vista A 220/66 System | Bloomington 66/12 (D) |  |  |  |  | Check | Check | Check |  | 1 |  | FALSE | [14 empty] | 0 | 0
GFID8921 | 2023-06-08 | 2023-06-08 | 2023-07-14 | Rule 21 | Rule 21 Export | Fast Track | Inactive | Withdrawn | 2024-02-21 | Not Started | No |  |  | Photovoltaic(4.99)/Energy Storage(4.99) | 4.99 | Tulare | CA |  |  | Skinkle 12 kV Circuit out of SCE's Terra Bella 66/12 kV Substation | Skinkle 12 kV Circuit out of SCE's Terra Bella 66/12 kV Substation | Vestal 220 kV Bus | San Joaquin Region | Skinkle | Vestal 220/66 System | Terra Bella 66/12 (D) |  |  |  |  | Vestal | 230 |  |  | 1 |  | FALSE | Vestal | 230 | [12 empty] | 0 | 0
GFID8922 | 2023-06-08 | 2023-06-08 | 2023-07-27 | Rule 21 | Rule 21 Export | Fast Track | Inactive | Withdrawn | 2024-02-06 | Not Started | No |  |  | Photovoltaic(4.5)/Energy Storage(4.5) | 4.5 | Tulare | CA |  |  | 12kV Ducor Circuit out of Terra Bella 66/12 kV Substation | 12kV Ducor Circuit out of Terra Bella 66/12 kV Substation | Vestal 220 kV Bus |  | Ducor | Vestal 220/66 System | Terra Bella 66/12 (D) |  |  |  |  | Vestal | 230 |  |  | 1 |  | FALSE | Vestal | 230 | [12 empty] | 0 | 0
GFID8923 | 2023-06-08 | 2023-06-08 | 2023-07-13 | Rule 21 | Rule 21 Export | DGS_019 | Inactive | Withdrawn | 2024-07-12 | Not Started | No |  |  | Photovoltaic(3)/Energy Storage(2) | 2 | Riverside | CA |  | 2026-01-30 | Wedge 12 kV Circuit | Wedge 12 kV Circuit | Blythe 161 kV Substation | Rurals Region | Wedge | Blythe (WALC) 161/33 System | Defrain 33/12 (D) |  |  |  |  | Blythe | 161 |  |  | 1 |  | FALSE | Blythe | 161 | [12 empty] | 0 | 0
GFID8924 | 2023-06-08 | 2023-06-08 | 2023-08-03 | Rule 21 | Rule 21 Export | Fast Track | Inactive | Withdrawn | 2023-11-13 | Not Started | No |  |  | Photovoltaic(4.5)/Energy Storage() | 4.5 | Tulare | CA | [5 empty] | San Joaquin Region | Beaver | Vestal 220/66 System | Wheatland 66/12 (D) |  |  |  |  | Check | Check | Check |  | 1 |  | FALSE | [14 empty] | 0 | 0
GFID8925 | 2023-06-08 | 2023-06-08 | 2023-07-24 | Rule 21 | Rule 21 Export | Detailed Study | Inactive | Withdrawn | 2023-09-26 | Not Started | No |  |  | Photovoltaic(5)/Energy Storage() | 5 | Tulare | CA | [5 empty] | San Joaquin Region | Zion | Vestal 220/66 System | Terra Bella 66/12 (D) |  |  |  |  | Check | Check | Check |  | 1 |  | FALSE | [14 empty] | 0 | 0
GFID8926 | 2023-06-21 | 2023-06-21 | 2023-08-18 | Rule 21 | Rule 21 Export | Detailed Study | Inactive | Withdrawn | 2023-09-12 | Not Started | No |  |  | Photovoltaic(5)/Energy Storage(5) | 5 | Tulare | CA | 2025-11-15 |  | Deer 12 kV | Terra Bella 66/20 | Vestal 220/66 | [8 empty] | Vestal | 230 |  |  | 1 |  | FALSE | Vestal | 230 | [12 empty] | 0 | 0
GFID8927 | 2023-06-21 | 2023-06-21 | 2023-07-18 | Rule 21 | Rule 21 Export | Detailed Study | Inactive | Withdrawn | 2023-08-31 | Not Started | No |  |  |  | 5 | Tulare | CA | [5 empty] | San Joaquin Region | Vandalia | Springville 220/66 System | Porterville 66/12 (D) |  |  |  |  | Check | Check | Check |  | 1 |  | FALSE | [14 empty] | 0 | 0
GFID8928 |  | 2023-06-21 | 2023-08-01 | Rule 21 | Rule 21 Export | Detailed Study | Inactive | Withdrawn | 2023-10-02 | Not Started | No |  |  | Photovoltaic(7.49)/Energy Storage(5.4) | 5 | Tulare | CA | 2025-11-15 |  | Circuit 1360: 12kV Wheatland/5348 |  |  | San Joaquin Region | Beaver | Vestal 220/66 System | Wheatland 66/12 (D) |  |  |  |  | Check | Check | Check |  | 1 |  | FALSE | [14 empty] | 0 | 0
GFID8929 | 2023-06-21 | 2023-06-21 | 2023-07-17 | Rule 21 | Rule 21 Export | Detailed Study | Inactive | Withdrawn | 2023-08-30 | Not Started | No |  |  |  | 5 | Tulare | CA | [5 empty] | San Joaquin Region | Booster | Springville 220/66 System | Lindsay 66/12 (D) |  |  |  |  | Check | Check | Check |  | 1 |  | FALSE | [14 empty] | 0 | 0
GFID8930 | 2023-06-28 | 2023-06-28 | 2023-07-10 | Rule 21 | Rule 21 Export | Detailed Study | Inactive | Withdrawn | 2023-09-08 | Not Started | No |  |  | Photovoltaic(4.5)/Energy Storage(4.5) | 4.5 | Tulare | CA | 2025-11-15 |  | McDermont 12 kV | Lindsay 66/12 kV | Springville 220/66 kV | San Joaquin Region | McDermont | Springville 220/66 System | Lindsay 66/12 (D) |  |  |  |  | Springville | 230 |  |  | 1 |  | FALSE | Springville | 230 | [12 empty] | 0 | 0
GFID8931 | 2023-06-19 | 2023-06-19 | 2023-07-14 | Rule 21 | Rule 21 Export | Fast Track | Inactive | Withdrawn | 2023-09-26 | Not Started | No |  |  | Photovoltaic(3)/Energy Storage() |  |  |  | 2024-06-01 |  |  |  |  | Rurals Region | Domeland | Kramer 220/115 System | Domeland P.T. 33/12 (A) |  |  |  |  | Check | Check | Check |  | 1 |  | FALSE | [14 empty] | 0 | 0
GFID8932 | 2023-06-19 | 2023-06-19 | 2023-08-01 | Rule 21 | Rule 21 Export | Fast Track | Inactive | Withdrawn | 2023-09-26 | Not Started | No |  |  | Photovoltaic(3)/Energy Storage() |  |  |  | 2024-06-01 |  |  |  |  | Rurals Region | Domeland | Kramer 220/115 System | Domeland P.T. 33/12 (A) |  |  |  |  | Check | Check | Check |  | 1 |  | FALSE | [14 empty] | 0 | 0
GFID8933 | 2023-08-14 | 2023-06-19 | 2023-08-21 | Rule 21 | Rule 21 Export | Fast Track | Inactive | Withdrawn |  | Not Started | No |  |  | Photovoltaic(3)/Energy Storage() |  | Kern | CA | 2024-06-01 |  |  |  |  | Rurals Region | Domeland | Kramer 220/115 System | Domeland P.T. 33/12 (A) |  |  |  |  | Check | Check | Check |  | 1 |  | FALSE | [14 empty] | 0 | 0
GFID8934 | 2023-06-28 | 2023-06-28 | 2023-07-17 | Rule 21 | Rule 21 Export | Detailed Study | Inactive | Withdrawn | 2023-09-12 | Not Started | No |  |  | Photovoltaic(6.092)/Energy Storage(4.5) | 4.5 | Tulare | CA | 2025-11-15 |  |  |  |  | San Joaquin Region | Prairie | Springville 220/66 System | Strathmore 66/12 (D) |  |  |  |  | Check | Check | Check |  | 1 |  | FALSE | [14 empty] | 0 | 0
GFID8936 |  | 2023-06-28 | 2023-09-06 | Rule 21 | Rule 21 Export | Detailed Study | Inactive | Withdrawn | 2023-10-04 | Not Started | No |  |  | Photovoltaic(4)/Energy Storage() | 4 | Tulare | CA | 2025-11-15 | 2025-11-15 | Gillete 12 kV, Strathmore substation | Gillete 12 kV, Strathmore substation |  | San Joaquin Region | Gillette | Springville 220/66 System | Strathmore 66/12 (D) |  |  |  |  | Check | Check | Check |  | 1 |  | FALSE | [14 empty] | 0 | 0
GFID8937 | 2023-08-23 | 2023-06-28 | 2023-08-23 | Rule 21 | Rule 21 Export | Detailed Study | Inactive | Withdrawn | 2023-09-26 | Not Started | No |  |  | Photovoltaic(4)/Energy Storage() | 4 | Tulare | CA | 2025-11-15 |  |  |  |  | San Joaquin Region | Prairie | Springville 220/66 System | Strathmore 66/12 (D) |  |  |  |  | Check | Check | Check |  | 1 |  | FALSE | [14 empty] | 0 | 0
GFID8938 |  | 2023-07-10 |  | Rule 21 | Rule 21 Export | Detailed Study | Inactive | Withdrawn | 2023-08-30 | Not Started | No |  |  | Photovoltaic(3)/Energy Storage() | 3 | Tulare | CA | 2025-11-15 |  |  |  |  | San Joaquin Region |  | Springville 220/66 System | Strathmore 66/12 (D) |  |  |  |  | Check | Check | Check |  | 1 |  | FALSE | [14 empty] | 0 | 0
GFID8939 | 2023-08-31 | 2023-07-03 | 2023-09-08 | Rule 21 | Rule 21 Export | Fast Track | Inactive | Withdrawn | 2025-02-03 | In Negotiation | No |  |  | Photovoltaic(3)/Energy Storage() |  | Tulare | CA | 2023-11-01 |  |  |  |  | San Joaquin Region | Abbey | Springville 220/66 System | Bliss 66/12 (D) |  |  |  |  | Check | Check | Check |  | 1 |  | FALSE | [14 empty] | 0 | 0
GFID8940 | 2023-06-30 | 2023-06-30 | 2023-08-09 | Rule 21 | Rule 21 Export | Fast Track | Inactive | Withdrawn | 2023-11-28 | Not Started | No |  |  | Photovoltaic(5)/Energy Storage(5) | 5 | Tulare | CA | [13 empty] | Check | Check | Check |  | 1 |  | FALSE | [14 empty] | 0 | 0
GFID8941 | 2023-06-30 | 2023-06-30 | 2023-07-27 | Rule 21 | Rule 21 Export | ISP | Active | System Impact Study In Progress |  | Not Started | No |  |  | Photovoltaic(15.45)/Energy Storage(15.45) | 4.99 | Riverside | CA |  | 2026-01-30 | Winters 12 kV | Distribution Provider's Winters 12 kV Circuit out of Dunes 33/12 kV Substation | The ISO Grid Distribution Providers Devers 220 kV Bus | Rurals Region | Winters | Blythe (WALC) 161/33 System | Dunes 33/12 (D) |  |  |  |  | The | Check | Check | Devers230 | 1 |  | TRUE | Devers | 230 | 15.45)/Energy Storage(15.45) |  | 15.45) |  | 10.46 | 15.45 | [5 empty] | 15.45 | 0 | 0
GFID8942 | 2023-07-03 | 2023-07-03 | 2023-08-14 | Rule 21 | Rule 21 Export | Fast Track | Inactive | Withdrawn | 2023-12-20 | Not Started | No |  |  | Photovoltaic(3)/Energy Storage() |  | Tulare | CA | 2023-11-01 |  |  |  |  | San Joaquin Region | Green | Springville 220/66 System | Bliss 66/12 (D) |  |  |  |  | Check | Check | Check |  | 1 |  | FALSE | [14 empty] | 0 | 0
GFID8943 | 2023-08-17 | 2023-07-03 | 2023-08-25 | Rule 21 | Rule 21 Export | Fast Track | Inactive | Withdrawn | 2023-12-21 | Not Started | No |  |  | Photovoltaic(3)/Energy Storage() |  | Tulare | CA | 2023-11-01 | [5 empty] | Surprise | Springville 220/66 System | Tipton 66/12 (D) |  |  |  |  | Check | Check | Check |  | 1 |  | FALSE | [14 empty] | 0 | 0
GFID8944 | 2023-07-10 | 2023-07-10 | 2023-08-04 | Rule 21 | Rule 21 Export | Detailed Study | Inactive | Withdrawn | 2023-08-31 | Not Started | No |  |  | Photovoltaic(4)/Energy Storage() | 4 | Kern | CA | 2025-11-15 |  |  |  |  | San Joaquin Region |  | Vestal 220/66 System | Columbine 66/12 (D) |  |  |  |  | Check | Check | Check |  | 1 |  | FALSE | [14 empty] | 0 | 0
GFID8945 |  | 2023-07-27 | 2023-08-17 | Rule 21 | Rule 21 Export | Detailed Study | Inactive | Withdrawn | 2023-10-23 | Not Started | No |  |  | Photovoltaic(5)/Energy Storage() |  | Kern | CA |  |  | POI Location: 35.76875, -117.871907; along HWY 395;12kV Domeland Circuit (Section Id 235589607) to Domeland P.T. substation |  |  | Rurals Region | Domeland | Kramer 220/115 System | Domeland P.T. 33/12 (A) |  |  |  |  | Check | Check | Check |  | 1 |  | FALSE | [14 empty] | 0 | 0
GFID8948 | 2023-07-12 | 2023-07-12 | 2023-07-19 | Rule 21 | Rule 21 Export | Fast Track | Inactive | Withdrawn | 2023-09-06 | Not Started | No |  |  | Photovoltaic(1.992)/Energy Storage() |  | San Bernardino | CA | 2024-04-15 |  |  |  |  | Rurals Region | Baroid | Kramer 220/115 System | Gale 115/33 (D) |  |  |  |  | Check | Check | Check |  | 1 |  | FALSE | [14 empty] | 0 | 0
GFID8950 |  | 2023-07-24 | 2023-08-07 | Rule 21 | Rule 21 Export | Detailed Study | Inactive | Withdrawn | 2023-09-19 | Withdrawn (No Agrmt) | No |  |  | Photovoltaic(7.49)/Energy Storage(5.4) | 5 | Kern | CA | 2025-11-15 |  |  |  |  | San Joaquin Region | Boone | Vestal 220/66 System | Columbine 66/12 (D) |  |  |  |  | Check | Check | Check |  | 1 |  | FALSE | [14 empty] | 0 | 0
GFID8953 |  | 2023-08-03 |  | Rule 21 | Rule 21 Export | Fast Track | Inactive | Withdrawn | 2023-11-18 | Not Started | No |  |  | Energy Storage(4) | 4 | San Bernardino | CA | 2024-12-01 |  | Dice 33 kV | Dice 33 kV |  | Rurals Region | Dice | Victor 220/115 System | Phelan 115/33 (D) |  |  |  |  | Check | Check | Check |  | 1 |  | FALSE | [14 empty] | 0 | 0
GFID8955 | 2023-08-29 | 2023-07-24 | 2023-09-01 | Rule 21 | Rule 21 Export | Detailed Study | Inactive | Withdrawn | 2023-09-19 | Not Started | No |  |  | Photovoltaic(4.99)/Energy Storage() | 4.99 | San Bernardino | CA | 2027-03-01 |  |  |  |  | Rurals Region | Lockhart | Kramer 220/115 System | Kramer 115/33 (D) |  |  |  |  | Check | Check | Check |  | 1 |  | FALSE | [14 empty] | 0 | 0
GFID8956 | 2023-08-03 | 2023-08-03 | 2023-09-08 | Rule 21 | Rule 21 Export | Fast Track | Active - Post IA | Construction |  | Executed - In Effect | Yes | 2024-03-15 |  | Photovoltaic(1.25)/Energy Storage(2.667) | 1.2 | San Bernardino | CA |  | 2025-07-01 | Lena 12 kV | Cardiff 66/12 kV in the San Bernardino 66 kV system | San Bernardino 220 kV bus | Desert Region | Lena | San Bernardino 220/66 System | Cardiff 66/12 (D) |  |  |  |  | San | Check | Check | San Bernardino230 | 1 |  | TRUE | San Bernardino | 230 | 1.25)/Energy Storage(2.667) |  | 2.667) |  | 0.05 | 1.25 | [5 empty] | 2.667 | 0 | 1
GFID8957 | 2023-08-03 | 2023-08-03 | 2023-09-06 | Rule 21 | Rule 21 Export | Fast Track | Inactive | Withdrawn | 2023-11-02 | Not Started | No |  |  | Photovoltaic(1.116)/Energy Storage(2.7) | 1.08 | San Bernardino | CA |  | 2024-09-01 | Wind Tunnel 12 kV | Alder 66/12 kV | Etiwanda 220/66 kV | Desert Region | Wind Tunnel | Etiwanda 220/66 System | Alder 66/12 (D) |  |  |  |  | Etiwanda | 230 |  |  | 1 |  | FALSE | Etiwanda | 230 | [12 empty] | 0 | 0
GFID8958 | 2023-08-03 | 2023-08-03 | 2023-09-06 | Rule 21 | Rule 21 Export | Fast Track | Inactive | Withdrawn | 2023-09-18 | Not Started | No |  |  | Photovoltaic(1.438)/Energy Storage(2.667)/Photovoltaic(1.3)/Energy Storage() | 1.32 | San Bernardino | CA | 2024-09-01 | 2024-09-01 | Dorsey 12 kV | Alder 66/12 kV | Etiwanda 220/66 kV | Desert Region | Dorsey | Etiwanda 220/66 System | Alder 66/12 (D) |  |  |  |  | Etiwanda | 230 |  |  | 1 |  | FALSE | Etiwanda | 230 | [12 empty] | 0 | 0
GFID8960 |  | 2023-08-03 | 2023-08-17 | Rule 21 | Rule 21 Export | Fast Track | Inactive | Withdrawn | 2025-01-24 | Not Started | No |  |  | Photovoltaic(4.98)/Energy Storage() |  | San Bernardino | CA | 2023-04-15 |  |  |  |  | Desert Region | Sheephole | Devers 220/115 System | Hi Desert 115/33 (D) |  |  |  |  | Check | Check | Check |  | 1 |  | FALSE | [14 empty] | 0 | 0
GFID8961 | 2023-08-03 | 2023-08-03 | 2023-08-12 | Rule 21 | Rule 21 Export | Fast Track | Inactive | Withdrawn | 2023-10-12 | Not Started | No |  |  | Photovoltaic(4.98)/Energy Storage() |  | Riverside | CA | 2024-04-15 |  |  |  |  | Rurals Region | Winters | Blythe (WALC) 161/33 System | Dunes 33/12 (D) |  |  |  |  | Check | Check | Check |  | 1 |  | FALSE | [14 empty] | 0 | 0
GFID8962 | 2023-08-03 | 2023-08-03 | 2023-08-15 | Rule 21 | Rule 21 Export | Fast Track | Inactive | Withdrawn |  | Not Started | No |  |  | Photovoltaic(4.98)/Energy Storage(4.98) |  | Riverside | CA | 2024-04-15 |  | McCoy 33kV | Blythe 161/33 kV |  | Rurals Region | Mc Coy | Blythe (WALC) 161/33 System | Blythe City 33/33 (D) |  |  |  |  | Check | Check | Check |  | 1 |  | FALSE | [14 empty] | 0 | 0
GFID8965 | 2023-08-01 | 2023-08-01 | 2023-09-25 | Rule 21 | Rule 21 Export | Fast Track | Inactive | Withdrawn | 2024-05-21 | Cancelled | No |  |  | Photovoltaic(1.25)/Energy Storage(2.667) | 1.2 | San Bernardino | CA | 2024-09-01 | 2025-07-01 | Dressen 12 kV | Homart 115/12 kV in the Vista 115 kV system | Vista 220 kV bus | Desert Region | Dressen | Vista 220/115 System | Homart 115/12 (D) |  |  |  |  | Vista | 230 | Check |  | 1 |  | FALSE | Vista | 230 | [12 empty] | 0 | 0
GFID8968 | 2023-09-25 | 2023-08-21 | 2023-10-03 | Rule 21 | Rule 21 Export | Fast Track | Inactive | Withdrawn | 2024-01-25 | Not Started | No |  |  | Photovoltaic(4)/Energy Storage() |  | Riverside | CA | 2023-11-01 |  |  |  |  | Rurals Region | Desert Center | Eagle Mountain 220/220 System | Eagle Mountain 66/12 (D) |  |  |  |  | Check | Check | Check |  | 1 |  | FALSE | [14 empty] | 0 | 0
GFID8971 | 2023-10-06 | 2023-08-21 | 2023-10-12 | Rule 21 | Rule 21 Export | Detailed Study | Inactive | Withdrawn | 2024-06-11 | Not Started | No |  |  | Photovoltaic(3)/Energy Storage() |  | Tulare | CA | 2023-11-01 |  | Budd 12kV |  |  | San Joaquin Region | Budd | Vestal 220/66 System | Pixley 66/12 (D) |  |  |  |  | Check | Check | Check |  | 1 |  | FALSE | [14 empty] | 0 | 0
GFID8972 | 2023-10-05 | 2023-08-21 | 2023-10-12 | Rule 21 | Rule 21 Export | Fast Track | Inactive | Withdrawn | 2024-01-26 | Not Started | No |  |  | Photovoltaic(4)/Energy Storage() |  | Tulare | CA | 2023-11-01 |  | Doran 12 kV |  |  | San Joaquin Region | Doran | Vestal 220/66 System | Earlimart 66/12 (D) |  |  |  |  | Check | Check | Check |  | 1 |  | FALSE | [14 empty] | 0 | 0
GFID8975 | 2023-09-18 | 2023-08-18 | 2023-09-22 | Rule 21 | Rule 21 Export | Fast Track | Active - Post IA | Construction |  | Not Started | No |  |  | Photovoltaic(0.98)/Energy Storage(0.98) | 0.98 | San Bernardino | CA | 2024-10-01 |  |  |  |  | Rurals Region | Point Of Rocks | Kramer 220/115 System | Trona 33/12 (D) |  |  |  |  | Check | Check | Check |  | 1 |  | FALSE | [14 empty] | 0 | 0
GFID8976 | 2023-09-18 | 2023-08-18 | 2023-09-22 | Rule 21 | Rule 21 Export | Fast Track | Active - Post IA | Construction |  | Not Started | No |  |  | Photovoltaic(2.95)/Energy Storage(2.95) | 2.95 | San Bernardino | CA | 2023-10-01 |  |  |  |  | Rurals Region | Hackman | Kramer 220/115 System | Searles 115/33 (D) |  |  |  |  | Check | Check | Check |  | 1 |  | FALSE | [14 empty] | 0 | 0
GFID8977 | 2023-08-18 | 2023-08-18 | 2023-09-01 | Rule 21 | Rule 21 Export | Fast Track | Active | Restudy Complete |  | Not Required | No |  |  | Photovoltaic(5)/Energy Storage() |  | Kern | CA | 2024-12-01 |  | Hulsey 33KV circuit |  |  | Rurals Region | Hulsey | Kramer 220/115 System | Inyokern 115/33 (D) |  |  |  |  | Check | Check | Check |  | 1 |  | FALSE | [14 empty] | 0 | 0
GFID8978 | 2024-01-02 | 2023-08-18 | 2024-01-09 | Rule 21 | Rule 21 Export | Fast Track | Active | IA Negotiation |  | In Negotiation | No |  |  | Photovoltaic(5)/Energy Storage() |  | Kern | CA | 2024-09-01 |  |  |  |  | Rurals Region | Hulsey | Kramer 220/115 System | Inyokern 115/33 (D) |  |  |  |  | Check | Check | Check |  | 1 |  | FALSE | [14 empty] | 0 | 0
GFID8979 |  | 2023-08-18 | 2023-08-31 | Rule 21 | Rule 21 Export | Fast Track | Inactive | Withdrawn | 2023-09-25 | Not Started | No |  |  | Photovoltaic(3)/Energy Storage() |  | Kern | CA | 2024-10-01 |  |  |  |  | Rurals Region | Highway Six | Kramer 220/115 System | Inyokern 33/12 (D) |  |  |  |  | Check | Check | Check |  | 1 |  | FALSE | [14 empty] | 0 | 0
GFID8980 |  | 2023-08-09 | 2023-08-31 | Rule 21 | Rule 21 Export | Fast Track | Inactive | Withdrawn | 2023-09-25 | Not Started | No |  |  | Photovoltaic(3)/Energy Storage() |  | Kern | CA | 2024-10-01 |  |  |  |  | Rurals Region | Highway Six | Kramer 220/115 System | Inyokern 33/12 (D) |  |  |  |  | Check | Check | Check |  | 1 |  | FALSE | [14 empty] | 0 | 0
GFID8982 |  | 2023-08-21 | 2023-10-05 | Rule 21 | Rule 21 Export | Detailed Study | Inactive | Withdrawn | 2023-11-03 | Not Started | No |  |  | Photovoltaic(5)/Energy Storage() | 5 | Kern | CA | 2025-03-01 |  |  |  |  | Rurals Region | Kennedy | Kramer 220/115 System | Inyokern 115/33 (D) |  |  |  |  | Check | Check | Check |  | 1 |  | FALSE | [14 empty] | 0 | 0
WDT011 | 1998-03-23 | 1998-03-23 | 1998-03-23 | WDAT | SGIP | Serial | Inactive | Withdrawn | 2014-12-18 | In Negotiation | No |  |  | Photovoltaic(9) | 9 | Riverside | CA | 2010-12-31 | 2013-06-01 | Renwind Sub 12 kV (Devers) | Renwind Sub - Low Side of 115/12kV Transformer | Garnet Substation 115kV Bus | [8 empty] | Garnet | Check | Check |  | 1 |  | FALSE | Garnet | Check | [12 empty] | 0 | 0
WDT016B | 1998-07-09 | 1998-06-24 | 1998-07-09 | WDAT | SGIP | Serial | Inactive | Withdrawn | 2013-11-22 | Filed Executed | Yes | 2005-07-01 |  | Wind Turbine(1.35) | 1.35 | Riverside | CA | 2009-06-30 | 2009-06-30 | COCHELLA 33kV LINE o/o Garnet Sub | COCHELLA 33kV LINE o/o Garnet Sub | Devers Sub 220 kV bus | Desert Region |  | Devers 220/115 System | Garnet 115/33 (D) |  |  |  |  | Devers | Check | Check |  | 1 |  | FALSE | Devers | Check | [12 empty] | 0 | 0
WDT021 |  | 2007-11-26 |  | WDAT | SGIP | Serial | Inactive | Withdrawn | 2008-02-27 | Withdrawn (No Agrmt) | No |  |  |  | 39 |  | CA | [13 empty] | Check | Check | Check |  | 1 |  | FALSE | [14 empty] | 0 | 0
WDT086EXP | 2011-03-29 | 2011-03-29 | 2011-04-26 | WDAT | GIP - ISP | ISP | Inactive | Withdrawn | 2011-06-11 | Withdrawn (No Agrmt) | No |  |  | Cogeneration(3.2) | 3.2 | Los Angeles | CA | 2011-12-02 | 2011-12-02 | outfall substation | outfall substation | La Fresa 220kV bus | [8 empty] | La | Check | Check |  | 1 |  | FALSE | La | Check | [12 empty] | 0 | 0
WDT1000FT | 2012-10-25 | 2012-10-25 | 2012-11-30 | WDAT | GIP - Fast Track | Fast Track | Inactive | Withdrawn | 2013-02-25 | Withdrawn (No Agrmt) | No |  |  | Photovoltaic(1) | 1 | Tulare | CA | 2013-07-17 | 2013-07-17 | Ref#01360, 12kV, Substation #5348 | BEAVER 12KV | Vestal 220kV bus | San Joaquin Region | Beaver | Vestal 220/66 System | Wheatland 66/12 (D) |  |  |  |  | Vestal | Check | Check |  | 1 |  | FALSE | Vestal | Check | [12 empty] | 0 | 0
WDT1002FT | 2012-11-06 | 2012-11-06 | 2012-11-30 | WDAT | GIP - Fast Track | Fast Track | Inactive | IA Terminated |  | Terminated | Yes | 2014-02-01 | 2014-12-06 | Photovoltaic(0.75) | 0.75 | Tulare | CA | 2013-03-07 | 2014-08-31 | GILL 12KV | Gill 12kV | Rector 220/66 | San Joaquin Region | Gill | Rector 220/66 System | Venida 66/12 (D) |  |  |  |  | Rector | 230 |  |  | 1 |  | FALSE | Rector | 230 | [12 empty] | 0 | 0
WDT1003ISP | 2012-12-20 | 2012-12-20 | 2013-01-02 | WDAT | GIP - ISP | ISP | Active - Post IA | In-Service |  | Filed Executed | Yes | 2013-08-07 |  | Combined Cycle(5) | 5 | Los Angeles | CA | 2012-08-01 | 2012-08-01 | Brea 66 kV Bus | Brea 66 kV Substation | Olinda 220kV bus | Orange Region | Acapulco | Olinda 220/66 System | Brea 66/12 (D) | Olinda | 230 | Olinda | 230 | Olinda | Check | Check |  | 1 |  | FALSE | Olinda | 230 | [12 empty] | 1 | 0
WDT10046 |  | 2023-02-28 |  | WDAT | GIP - Fast Track | Fast Track | Inactive | Withdrawn | 2023-04-11 | Not Started | No | [11 empty] | North Coast Region | Keefer | Antelope 220/66 System | Quartz Hill 66/12 (D) |  |  |  |  | Check | Check | Check |  | 1 |  | FALSE | [14 empty] | 0 | 0
WDT10056 |  | 2023-02-28 |  | WDAT | GIP - Fast Track | Fast Track | Inactive | Withdrawn | 2023-11-15 | Not Started | No | [11 empty] | North Coast Region | Maverick | Antelope 220/66 System | Wilsona 66/12 (D) |  |  |  |  | Check | Check | Check |  | 1 |  | FALSE | [14 empty] | 0 | 0
WDT10057 |  | 2023-02-28 |  | WDAT | GIP - Fast Track | Fast Track | Inactive | Withdrawn | 2023-03-24 | Not Started | No | [19 empty] | Check | Check | Check |  | 1 |  | FALSE | [14 empty] | 0 | 0
WDT10058 |  | 2023-02-28 |  | WDAT | GIP - Fast Track | Fast Track | Inactive | Withdrawn | 2023-03-29 | Not Started | No | [19 empty] | Check | Check | Check |  | 1 |  | FALSE | [14 empty] | 0 | 0
WDT10060 |  | 2023-03-10 |  | WDAT | GIP - Fast Track | Fast Track | Active | Application Review In Progress |  | Not Started | No | [11 empty] | Metro East Region | Andes | Mira Loma 220/66 System | Mira Loma 66/12 (D) |  |  |  |  | Check | Check | Check |  | 1 |  | FALSE | [14 empty] | 0 | 0
WDT1007 | 2013-03-20 | 2013-03-20 | 2013-04-03 | WDAT | CLGIP | Transition | Active - Post IA | In-Service |  | Executed - In Effect | Yes | 2013-07-08 |  | Photovoltaic(60) | 58.96 | Kern | CA | 2014-10-31 | 2015-07-07 | Windhub 66 kV Substation at the 66 kV bus | Windhub 66 kV Substation at the 66 kV bus | 220 kV bus at Windhub Substation | North Coast Region |  | Windhub 220/66 System |  | Windhub | 230 | Windhub | 230 | 220 | Check | Check | Windhub230 | 1 |  | FALSE | Windhub | 230 | [12 empty] | 1 | 1
WDT1008FT | 2013-05-28 | 2013-04-10 | 2013-06-07 | WDAT | GIP - Fast Track | Fast Track | Inactive | Withdrawn | 2014-09-17 | In Negotiation | No |  |  | Photovoltaic(0.75) | 0.75 | Los Angeles | CA | 2014-12-31 | 2014-12-31 | ARTISANO 16KV | ARTISANO 16KV | La Fresa 220/66 | Metro West Region | Artisano | La Fresa 220/66 System | La Fresa 66/16 (D) |  |  |  |  | La | Check | Check |  | 1 |  | FALSE | La | Check | [12 empty] | 0 | 0
WDT1009FT | 2013-05-28 | 2013-04-10 | 2013-06-07 | WDAT | GIP - Fast Track | Fast Track | Inactive | Withdrawn | 2014-09-17 | In Negotiation | No |  |  | Photovoltaic(0.72) | 0.72 | Los Angeles | CA | 2014-12-31 | 2014-12-31 | Line tap on 12kV circuit, approx location: 33 56'31.70'N, 118 02'44.23'W | LEFFINGWELL 12KV | Center 220/66 | Metro West Region | Leffingwell | Center 220/66 System | Santa Fe Springs 66/12 (D) |  |  |  |  | Center | 230 |  |  | 1 |  | FALSE | Center | 230 | [12 empty] | 0 | 0
WDT1010FT |  | 2013-04-10 |  | WDAT | GIP - Fast Track | Fast Track | Inactive | Withdrawn | 2013-06-14 | Withdrawn (No Agrmt) | No |  |  | Photovoltaic(0.8) | 0.8 | Riverside | CA | 2014-12-31 | 2014-12-31 | GARBO 12KV | GARBO 12KV | Devers 220/115 | Desert Region | Garbo | Devers 220/115 System | Farrell 115/12 (D) |  |  |  |  | Devers | 230 |  |  | 1 |  | FALSE | Devers | 230 | [12 empty] | 0 | 0
WDT10112 |  | 2023-04-05 |  | WDAT | GIP - Cluster Study | QC_015 | Inactive | Withdrawn | 2023-05-12 | Not Started | No |  |  | Photovoltaic(3.029)/Energy Storage(1.968) | 3 |  |  |  |  | Andes 12 kV | Mira Loma 66/12 | Mira Loma 220/66 | Metro East Region | Andes | Mira Loma 220/66 System | Mira Loma 66/12 (D) |  |  |  |  | Mira | Check | Check |  | 1 |  | FALSE | Mira | Check | [12 empty] | 0 | 0
WDT10116 | 2023-05-01 | 2023-04-26 | 2023-06-23 | WDAT | GIP - Cluster Study | QC_015 | Inactive | Withdrawn |  | Not Started | No |  |  | Photovoltaic(4.5)/Energy Storage(4.5) | 5 |  |  |  |  | New 33 kV circuit out of Cottonwood 115/33 kV | Cottonwood 115/33 kV in the Victor 115 kV system | Victor 115 kV bus | Rurals Region | Rabbit | Victor 220/115 System | Lucerne 33/12 (D) | Victor | 115 |  |  | Victor | 115 |  |  | 1 |  | FALSE | Victor | 115 | [12 empty] | 0 | 0
WDT10117 | 2023-05-01 | 2023-04-26 | 2023-06-23 | WDAT | GIP - Cluster Study | QC_015 | Inactive | Withdrawn |  | Not Started | No |  |  | Photovoltaic(4.5)/Energy Storage(4.5) | 5 |  |  |  |  | New 33 kV circuit out of Cottonwood 115/33 kV | Cottonwood 115/33 kV in the Victor 115 kV system | Victor 115 kV bus | Rurals Region | Rabbit | Victor 220/115 System | Lucerne 33/12 (D) | Victor | 115 |  |  | Victor | 115 |  |  | 1 |  | FALSE | Victor | 115 | [12 empty] | 0 | 0
WDT10119 | 2023-05-01 | 2023-04-26 | 2023-05-26 | WDAT | GIP - Cluster Study | QC_015 | Inactive | Withdrawn |  | Not Started | No |  |  | Photovoltaic(5)/Energy Storage(5) | 5 |  |  |  |  | Patio 12kV | Valley 'EFG' 500/115 (S) | Valley 'D' 500/115 | Rurals Region | Patio | Kramer 220/115 System | Tortilla 115/12 (D) | Tortilla | 115 | Tortilla | 115 | Valley | Check | Check |  | 1 |  | FALSE | Valley | 115 | [12 empty] | 0 | 0
WDT1011FT |  | 2013-04-10 |  | WDAT | GIP - Fast Track | Fast Track | Inactive | Withdrawn | 2013-06-14 | Withdrawn (No Agrmt) | No |  |  | Photovoltaic(0.96) | 0.96 | San Bernardino | CA | 2014-12-31 | 2014-12-31 | NASTASE 12KV | NASTASE 12KV | Etiwanda 220/66 | Desert Region | Nastase | Etiwanda 220/66 System | Wimbledon 66/12 (D) |  |  |  |  | Etiwanda | 230 |  |  | 1 |  | FALSE | Etiwanda | 230 | [12 empty] | 0 | 0
WDT10120 | 2023-05-01 | 2023-04-26 | 2023-05-26 | WDAT | GIP - Cluster Study | QC_015 | Inactive | Withdrawn |  | Not Started | No |  |  | Photovoltaic(5)/Energy Storage(5) | 5 |  |  |  |  | Patio 12kV | Tortilla 115/12 (D) | Kramer 220/115 | Rurals Region | Patio | Kramer 220/115 System | Tortilla 115/12 (D) | Tortilla | 115 |  |  | Kramer | 230 |  |  | 1 |  | FALSE | Kramer | 230 | [12 empty] | 0 | 0
WDT10134 | 2023-05-01 | 2023-04-28 | 2023-06-26 | WDAT | GIP - Cluster Study | QC_015 | Inactive | Withdrawn | 2024-09-24 | Not Started | No |  |  | Energy Storage(33) | 27 | Riverside | CA |  | 2025-05-01 | Neighbors 33kV | Distribution Provider’s Neighbors 33 kV circuit via a tap from the Distribution Provider’s Blythe 33/33 kV Substation | Blythe (WALC) 161 kV bus | Rurals Region | Neighbors | Blythe (WALC) 161/33 System | Blythe 33/33 (D) | BlytheSC 161 kV | 161 | BlytheSC 161 kV | 161 | Blythe | Check | Check |  | 1 |  | FALSE | Blythe | 161 | [12 empty] | 0 | 0
WDT10136 | 2023-05-01 | 2023-04-27 | 2023-05-18 | WDAT | GIP - Cluster Study | QC_015 | Inactive | Withdrawn | 2024-09-24 | Not Started | No |  |  | Energy Storage(5.4) | 4 |  |  |  |  | Wyle 12kV | Chase 66/12 (D) | Mira Loma 220/66 | Metro East Region | Wyle | Mira Loma 220/66 System | Chase 66/12 (D) |  |  |  |  | Mira | Check | Check |  | 1 |  | FALSE | Mira | Check | [12 empty] | 0 | 0
WDT10137 |  | 2023-04-28 | 2023-05-17 | WDAT | GIP - Cluster Study | QC_015 | Inactive | Withdrawn | 2024-09-24 | Not Started | No |  |  | Energy Storage(12.15) | 10 |  |  |  |  | Terra Cotta 33kV |  |  | San Jacinto Valley Region | Terra Cotta | Valley 'D' 500/115 System | Elsinore 115/33 (D) | Valley (SCE) | 500 |  |  | Check | Check | Check |  | 1 |  | FALSE | [14 empty] | 0 | 0
WDT10139 |  | 2023-04-22 |  | WDAT | GIP - Fast Track | Fast Track | Inactive | Withdrawn | 2023-07-12 | Not Started | No | [11 empty] | Rurals Region | Kiowa | Victor 220/115 System | Apple Valley 115/12 (D) |  |  |  |  | Check | Check | Check |  | 1 |  | FALSE | [14 empty] | 0 | 0
WDT10150 |  | 2023-04-28 |  | WDAT | GIP - Cluster Study | QC_015 | Inactive | Withdrawn | 2023-08-16 | Not Started | No |  |  | Photovoltaic(7)/Energy Storage(7) | 5 |  |  |  |  | Deer 12kV |  |  | San Joaquin Region | Deer | Vestal 220/66 System | Terra Bella 66/12 (D) |  |  |  |  | Check | Check | Check |  | 1 |  | FALSE | [14 empty] | 0 | 0
WDT10151 | 2023-05-01 | 2023-05-01 | 2023-05-31 | WDAT | GIP - Cluster Study | QC_015 | Active | Phase I Complete |  | Not Started | No |  |  | Photovoltaic(3.3)/Energy Storage(1.6)/Energy Storage(1.7) | 3.3 | Tulare | CA |  |  | Virgil 12kV % Chatham 66/12 kV | Virgil 12kV % Chatham 66/12 kV | Rector 220/66 kV | San Joaquin Region | Virgil | Rector 220/66 System | Chatham 66/12 (D) |  |  |  |  | Rector | 230 |  |  | 1 |  | TRUE | Rector | 230 | 3.3)/Energy Storage(1.6)/Energy Storage(1.7) |  | 1.6)/Energy Storage(1.7) |  | 0 | 3.3 | [5 empty] | 1.6 | 0 | 0
WDT10154 |  | 2023-04-27 |  | WDAT | GIP - Cluster Study | QC_015 | Inactive | Withdrawn | 2023-08-16 | Not Started | No |  |  | Energy Storage(4.95)/Photovoltaic(4.975) | 5 |  |  |  |  | Blinker 12kV | Pixley 66/12 (D) | Vestal 220/66 | San Joaquin Region | Blinker | Vestal 220/66 System | Pixley 66/12 (D) |  |  |  |  | Vestal | 230 |  |  | 1 |  | FALSE | Vestal | 230 | [12 empty] | 0 | 0
WDT10160 | 2023-05-01 | 2023-04-28 | 2023-05-23 | WDAT | GIP - Cluster Study | QC_015 | Inactive | Withdrawn | 2024-11-22 | Not Started | No |  |  | Energy Storage(24) | 20 | San Bernardino | CA |  | 2024-10-01 | Old Trails 33kV | Old Trails 33 kV Circuit out of Victor 115/33 kV Substation | Victor Substation 115 kV bus | Rurals Region | Old Trails | Victor 220/115 System | Victor 115/33 (D) | Victor | 115 | Victor | 115 | Victor | Check | Check |  | 1 |  | FALSE | Victor | 115 | [12 empty] | 0 | 0
WDT10161 | 2023-05-01 | 2023-04-27 | 2023-05-30 | WDAT | GIP - Cluster Study | QC_015 | Inactive | Withdrawn | 2024-10-28 | Not Started | No |  |  | Photovoltaic(9.925)/Energy Storage(9.925) | 5 |  |  |  |  | Hart 12kV | Rector 66/12 (D) | Rector 220/66 | San Joaquin Region | Hart | Rector 220/66 System | Rector 66/12 (D) | Rector | 230 |  |  | Rector | 230 |  |  | 1 |  | FALSE | Rector | 230 | [12 empty] | 0 | 0
WDT10163 | 2023-05-01 | 2023-04-28 | 2023-05-23 | WDAT | GIP - Cluster Study | QC_015 | Inactive | Withdrawn | 2024-11-22 | Not Started | No |  |  | Energy Storage(36) | 30 | San Bernardino | CA |  | 2024-10-01 | Sunny Vista 33kV | Sunny Vista 33 kV Circuit out of Victor 115/33 kV Substation | Victor Substation 115 kV bus | Rurals Region | Sunny Vista | Victor 220/115 System | Victor 115/33 (D) | Victor | 115 | Victor | 115 | Victor | Check | Check |  | 1 |  | FALSE | Victor | 115 | [12 empty] | 0 | 0
WDT10165 | 2023-05-01 | 2023-04-28 | 2023-05-16 | WDAT | GIP - Cluster Study | QC_015 | Inactive | Withdrawn | 2023-07-26 | Not Started | No |  |  | Energy Storage(21.6) | 20 | Kern | CA |  | 2024-10-01 | Heavy 33kV out of Randsburg 115/33 kV Substation | Heavy 33kV out of Randsburg 115/33 kV Substation |  | Rurals Region | Heavy | Kramer 220/115 System | Randsburg 115/33 (D) |  |  |  |  | Check | Check | Check |  | 1 |  | FALSE | [14 empty] | 0 | 0
WDT1020 | 2013-04-30 | 2013-04-24 | 2013-05-16 | WDAT | GIP - Cluster Study | QC_006 | Inactive | Transferred to Rule 21 |  | In Negotiation | Yes | 2014-06-11 |  | Photovoltaic(0.592) | 0.5917 | Los Angeles | CA | 2013-02-01 | 2013-02-01 | FAIRMONT 12KV | FAIRMONT 12KV | Antelope 220/66 | North Coast Region | Fairmont | Antelope 220/66 System | Del Sur 66/12 (D) |  |  |  |  | Antelope | 230 |  |  | 1 |  | FALSE | Antelope | 230 | [12 empty] | 0 | 0
WDT1021 | 2013-04-30 | 2013-04-29 | 2013-05-24 | WDAT | GIP - Cluster Study | QC_006 | Inactive | Withdrawn | 2015-02-26 | Not Started | No |  |  | Photovoltaic(20) | 20 | Riverside | CA | 2015-06-01 | 2015-06-01 | Valley 115 kV Substation. | Valley 115 kV Substation | Valley 500 kV Bus | [8 empty] | Valley | 500 | Check |  | 1 |  | FALSE | Valley | 500 | [12 empty] | 0 | 0
WDT1022 | 2013-04-30 | 2013-04-29 | 2013-05-24 | WDAT | GIP - Cluster Study | QC_006 | Inactive | Withdrawn | 2014-03-07 | Withdrawn (No Agrmt) | No |  |  | Photovoltaic(50) | 50 | Riverside | CA | 2015-09-01 | 2015-09-01 | Moreno - Moval - Vista 115 kV Line |  | Valley 500/115 | [8 empty] | Valley | 500 | Check |  | 1 |  | FALSE | Valley | 500 | [12 empty] | 0 | 0
WDT1023 | 2013-04-30 | 2013-04-30 | 2013-05-29 | WDAT | GIP - Cluster Study | QC_006 | Inactive | Withdrawn | 2013-07-16 | Withdrawn (No Agrmt) | No |  |  | Photovoltaic(20) | 20 | San bernardino | CA | 2015-10-01 |  | WDAT 372 New Circuit 33KV | WDAT 372 New Circuit 33KV | Victor 220kV bus | [8 empty] | Victor | Check | Check |  | 1 |  | FALSE | Victor | Check | [12 empty] | 0 | 0
WDT1024 | 2013-04-30 | 2013-04-30 | 2013-05-29 | WDAT | GIP - Cluster Study | QC_006 | Inactive | Withdrawn | 2013-06-21 | Withdrawn (No Agrmt) | No |  |  | Gas Turbine(99) | 99 | Ventura | CA |  | 2016-03-01 | Royal - Burro Flats 66 kV line |  | Saugus 220kV bus | [8 empty] | Saugus | Check | Check |  | 1 |  | FALSE | Saugus | Check | [12 empty] | 0 | 0
WDT1025 | 2013-04-30 | 2013-04-30 | 2013-05-29 | WDAT | GIP - Cluster Study | QC_006 | Inactive | Withdrawn | 2013-07-16 | Withdrawn (No Agrmt) | No |  |  | Gas Turbine(99) | 99 | Ventura | CA | 2016-03-01 | 2016-03-01 | Santa Clara-Casitas-Tayshell 66 kV Line |  | Santa Clara 220/66 | [8 empty] | Santa | Check | Check |  | 1 |  | FALSE | Santa | Check | [12 empty] | 0 | 0
WDT1026 | 2013-04-30 | 2013-04-30 | 2013-05-29 | WDAT | GIP - Cluster Study | QC_006 | Inactive | Withdrawn | 2013-07-16 | Withdrawn (No Agrmt) | No |  |  | Gas Turbine(99) | 99 | Ventura | CA | 2016-03-01 | 2016-03-01 | Santa Clara - Colonia - Procgen 66 kV Line |  | Santa Clara 220/66 | [8 empty] | Santa | Check | Check |  | 1 |  | FALSE | Santa | Check | [12 empty] | 0 | 0
WDT1027 | 2013-04-30 | 2013-04-30 | 2013-05-29 | WDAT | GIP - Cluster Study | QC_006 | Inactive | Withdrawn | 2013-07-16 | Withdrawn (No Agrmt) | No |  |  | Gas Turbine(99) | 99 | Ventura | CA |  | 2016-03-01 | Santa Clara - Gonzales 66 kV |  | Santa Clara 220/66 | [8 empty] | Santa | Check | Check |  | 1 |  | FALSE | Santa | Check | [12 empty] | 0 | 0
WDT1028 | 2013-04-30 | 2013-04-30 | 2013-06-18 | WDAT | GIP - Cluster Study | QC_006 | Inactive | Withdrawn | 2013-06-26 | Withdrawn (No Agrmt) | No |  |  | Photovoltaic(20) | 20 | San bernardino | CA | 2016-01-01 | 2016-01-01 | Cottonwood 33 kV Bus |  | Victor 220kV bus | Rurals Region |  | Victor 220/115 System | Cottonwood 115/33 (D) |  |  |  |  | Victor | Check | Check |  | 1 |  | FALSE | Victor | Check | [12 empty] | 0 | 0
WDT1029 | 2013-04-30 | 2013-04-30 | 2013-05-29 | WDAT | GIP - Cluster Study | QC_006 | Inactive | Withdrawn | 2014-03-07 | Withdrawn (No Agrmt) | No |  |  | Photovoltaic(20) | 20 | San bernardino | CA | 2015-08-02 | 2015-12-31 | Sheephole 33kV | Sheephole 33kV | Devers 220/115 | Desert Region | Sheephole | Devers 220/115 System | Hi Desert 115/33 (D) |  |  |  |  | Devers | 230 |  |  | 1 |  | FALSE | Devers | 230 | [12 empty] | 0 | 0
WDT1030 | 2013-04-30 | 2013-04-30 | 2013-05-29 | WDAT | GIP - Cluster Study | QC_006 | Inactive | Withdrawn | 2014-04-21 | Withdrawn (No Agrmt) | No |  |  | Photovoltaic(20) | 20 | San Bernardino | CA | 2015-08-01 | 2015-08-01 | Cottonwood 33 kV Bus | GOBAR 33KV | Victor 220kV | Rurals Region | Camprock | Victor 220/115 System | Cottonwood 115/33 (D) |  |  |  |  | Victor | Check | Check |  | 1 |  | FALSE | Victor | Check | [12 empty] | 0 | 0
WDT1031 | 2013-04-30 | 2013-04-30 | 2013-05-28 | WDAT | GIP - Cluster Study | QC_006 | Inactive | Withdrawn | 2013-06-19 | Withdrawn (No Agrmt) | No |  |  | Photovoltaic(20) | 20 | Riverside | CA | 2016-10-01 | 2016-10-01 | [11 empty] | Check | Check | Check |  | 1 |  | FALSE | [14 empty] | 0 | 0
WDT1032 | 2013-04-30 | 2013-04-30 | 2013-05-24 | WDAT | GIP - Cluster Study | QC_006 | Inactive | Withdrawn | 2014-03-05 | Withdrawn (No Agrmt) | No |  |  | Photovoltaic(20) | 20 | Riverside | CA | 2016-10-01 | 2016-10-01 | Valley - Moval 115 kV Line | OLIVER 33KV | Valley 500kV bus | [8 empty] | Valley | Check | Check |  | 1 |  | FALSE | Valley | Check | [12 empty] | 0 | 0
WDT1033 | 2013-04-30 | 2013-04-30 | 2013-05-28 | WDAT | GIP - Cluster Study | QC_006 | Inactive | Withdrawn | 2018-04-10 | In Draft | No |  |  | Energy Storage(9) | 9 | Riverside | CA | 2016-10-01 | 2016-10-01 | LAUDA 33KV | LAUDA 33KV | Valley 500kV bus | San Jacinto Valley Region | Lauda | Valley 'AB' 500/115 System | Nelson 115/33 (D) |  |  |  |  | Valley | Check | Check |  | 1 |  | FALSE | Valley | Check | [12 empty] | 0 | 0
WDT1035 | 2013-04-30 | 2013-04-30 | 2013-05-28 | WDAT | GIP - Cluster Study | QC_006 | Inactive | Withdrawn | 2013-06-25 | Withdrawn (No Agrmt) | No |  |  | Photovoltaic(80) | 80 | San Bernardino | CA | 2016-05-30 | 2016-05-30 | Black Mountain - Soport - Southcap - Southdown - Victor 115 kV Line |  | Victor 220kV bus | [8 empty] | Victor | Check | Check |  | 1 |  | FALSE | Victor | Check | [12 empty] | 0 | 0
WDT1036FT | 2013-05-03 | 2013-05-03 | 2013-06-07 | WDAT | GIP - Fast Track | Fast Track | Inactive | IA Terminated |  | Terminated | Yes | 2014-05-08 | 2016-05-10 | Photovoltaic(0.5) | 0.5 | San bernardino | CA | 2014-12-31 | 2015-01-31 | Drambuie 12 kV Line | DRAMBUIE 12KV | Mira Loma 220/66 | Metro East Region | Whitehorse | Mira Loma 220/66 System | Milliken 66/12 (D) |  |  |  |  | Mira | Check | Check |  | 1 |  | FALSE | Mira | Check | [12 empty] | 0 | 0
WDT1037FT | 2013-05-03 | 2013-05-03 | 2013-06-07 | WDAT | GIP - Fast Track | Fast Track | Inactive | IA Terminated |  | Terminated | Yes | 2014-06-04 | 2016-05-24 | Photovoltaic(0.5) | 0.5 | Riverside | CA | 2014-12-31 | 2014-12-31 | McEnroe 12kV Line | MCENROE 12KV | Etiwanda 220/66 | Desert Region | McEnroe | Etiwanda 220/66 System | Wimbledon 66/12 (D) |  |  |  |  | Etiwanda | 230 |  |  | 1 |  | FALSE | Etiwanda | 230 | [12 empty] | 0 | 0
WDT1038 | 2013-04-30 | 2013-04-30 |  | WDAT | GIP - Cluster Study | QC_006 | Inactive | Withdrawn | 2013-06-05 | Withdrawn (No Agrmt) | No |  |  | Energy Storage(50) | 50 | Riverside | CA | 2016-10-31 | 2016-10-31 | Jolene Street & Riverside Street, Perris, CA |  | Valley 500/115 | [8 empty] | Valley | 500 | Check |  | 1 |  | FALSE | Valley | 500 | [12 empty] | 0 | 0
WDT1039 | 2013-04-30 | 2013-04-30 | 2013-05-29 | WDAT | GIP - Cluster Study | QC_006 | Inactive | Withdrawn | 2014-04-21 | Withdrawn (No Agrmt) | No |  |  | Wind Turbine(120) | 0 | San bernardino | CA | 2017-07-01 | 2017-07-01 | Apple Valley-Cottonwood-Pluess-Savage 115 kV Circuit. |  | Victor 220kV bus | [8 empty] | Victor | Check | Check |  | 1 |  | FALSE | Victor | Check | [12 empty] | 0 | 0
WDT1041ISP | 2013-05-02 | 2013-05-02 | 2013-05-17 | WDAT | GIP - ISP | ISP | Active - Post IA | In-Service |  | Not Required | No |  |  | Photovoltaic(5) | 5 | Riverside | CA | 2015-05-15 | 2015-05-15 | 5900 Tequesquite Ave, Riverside, CA | City of Riverside behind the meter | Non Export |  |  |  |  | not found |  | not found |  | Non | Check | Check | DROP | 1 |  | FALSE | [14 empty] | 1 | 0
WDT1042 | 2013-04-30 | 2013-04-30 | 2013-05-29 | WDAT | GIP - Cluster Study | QC_006 | Inactive | Withdrawn | 2013-05-20 | Withdrawn (No Agrmt) | No |  |  | Gas Turbine(86) | 86 | Kern | CA | 2016-04-04 | 2016-04-04 | Vestal 66 kV Bus | Vestal 66kV | Vestal 220kV bus | [8 empty] | Vestal | Check | Check |  | 1 |  | FALSE | Vestal | Check | [12 empty] | 0 | 0
WDT1043FT | 2013-05-28 | 2013-05-28 | 2013-06-11 | WDAT | GIP - Fast Track | Fast Track | Inactive | Withdrawn | 2013-09-09 | Withdrawn (No Agrmt) | No |  |  | Photovoltaic(0.468) | 0.468 | Orange | CA | 2015-01-31 | 2015-01-31 | Limestone: Kripton 12 kV Line | Krypton 12kV | Viejo 220/66 | Orange Region | Krypton | Viejo 220/66 System | Limestone 66/12 (D) |  |  |  |  | Viejo | 230 |  |  | 1 |  | FALSE | Viejo | 230 | [12 empty] | 0 | 0
WDT1044FT | 2013-05-28 | 2013-05-28 | 2013-06-11 | WDAT | GIP - Fast Track | Fast Track | Inactive | Withdrawn | 2013-07-24 | Withdrawn (No Agrmt) | No |  |  | Photovoltaic(0.497) | 0.497 | Los Angeles | CA | 2015-01-31 | 2015-01-31 | Abana 12kV | ABANA 12KV | Del Amo 220/66 | Metro West Region | Abana | Del Amo 220/66 System | Greening 66/12 (D) |  |  |  |  | Del | Check | Check |  | 1 |  | FALSE | Del | Check | [12 empty] | 0 | 0
WDT1045FT | 2013-05-28 | 2013-05-28 | 2013-06-11 | WDAT | GIP - Fast Track | Fast Track | Inactive | IA Terminated |  | Terminated | Yes | 2013-11-13 | 2014-01-24 | Photovoltaic(0.497) | 0.497 | Los Angeles | CA | 2015-01-31 | 2015-01-31 | Locomotive 12kV | Locomotive 12kV | Walnut 220/66 | Metro East Region | Locomotive | Walnut 220/66 System | Railroad 66/12 (D) |  |  |  |  | Walnut | 230 |  |  | 1 |  | FALSE | Walnut | 230 | [12 empty] | 0 | 0
WDT1046FT | 2013-05-28 | 2013-05-28 | 2013-06-11 | WDAT | GIP - Fast Track | Fast Track | Inactive | IA Terminated |  | Terminated | Yes | 2013-11-13 | 2014-01-24 | Photovoltaic(0.497) | 0.496 | Los Angeles | CA | 2015-01-31 | 2015-01-31 | Jersey: McCloud 16 kV Line | MCCLOUD 16KV | Lighthipe 220/66 | Metro West Region | Mccloud | Lighthipe 220/66 System | Jersey 66/16 (D) |  |  |  |  | Lighthipe | 230 |  |  | 1 |  | FALSE | Lighthipe | 230 | [12 empty] | 0 | 0
WDT1047FT | 2013-05-28 | 2013-05-28 | 2013-06-11 | WDAT | GIP - Fast Track | Fast Track | Inactive | Withdrawn | 2013-09-09 | Withdrawn (No Agrmt) | No |  |  | Photovoltaic(0.386) | 0.386 | San bernardino | CA | 2015-01-31 | 2015-01-31 | Milliken: Absolut 12 kV Line | ABSOLUT 12KV | Mira Loma 220/66 | Metro East Region | Absolut | Mira Loma 220/66 System | Milliken 66/12 (D) |  |  |  |  | Mira | Check | Check |  | 1 |  | FALSE | Mira | Check | [12 empty] | 0 | 0
WDT1048FT | 2013-05-30 | 2013-05-30 | 2013-06-13 | WDAT | GIP - Fast Track | Fast Track | Inactive | IA Terminated |  | Terminated | Yes | 2013-11-13 | 2014-01-24 | Photovoltaic(0.661) | 0.661 | Los Angeles | CA | 2015-01-31 | 2015-01-31 | Carson: Rahn 16 kV Line | RAHN 16KV | Lighthipe 220/66 | Metro West Region | Rahn | Lighthipe 220/66 System | Carson 66/16 (D) |  |  |  |  | Lighthipe | 230 |  |  | 1 |  | FALSE | Lighthipe | 230 | [12 empty] | 0 | 0
WDT1049FT | 2013-05-30 | 2013-05-30 | 2013-06-13 | WDAT | GIP - Fast Track | Fast Track | Inactive | Withdrawn | 2013-09-09 | Withdrawn (No Agrmt) | No |  |  | Photovoltaic(1.48) | 1.48 | Los Angeles | CA | 2015-01-31 | 2015-01-31 | La Fresa: Elroy 16 kV Line | ELROY 16KV | La Fresa 220/66 | Metro West Region | Elroy | La Fresa 220/66 System | La Fresa 66/16 (D) |  |  |  |  | La | Check | Check |  | 1 |  | FALSE | La | Check | [12 empty] | 0 | 0
WDT1050FT | 2013-05-30 | 2013-05-30 | 2013-06-13 | WDAT | GIP - Fast Track | Fast Track | Inactive | Withdrawn | 2013-09-09 | Withdrawn (No Agrmt) | No |  |  | Photovoltaic(0.386) | 0.386 | Los Angeles | CA | 2015-01-31 | 2015-01-31 | Show 12 kV Line | SHOW 12KV | Chino 220/66 | Metro East Region | Show | Chino 220/66 System | Trophy 66/12 (D) |  |  |  |  | Chino | 230 |  |  | 1 |  | FALSE | Chino | 230 | [12 empty] | 0 | 0
WDT1051FT | 2013-05-30 | 2013-05-30 | 2013-06-14 | WDAT | GIP - Fast Track | Fast Track | Active - Post IA | In-Service |  | Executed - In Effect | Yes | 2013-11-13 |  | Photovoltaic(1.48) | 1.48 | Riverside | CA | 2015-01-31 | 2015-01-31 | PLUMMER 12 kV line | PLUMMER 12KV | Valley 500/115 | San Jacinto Valley Region | Plummer | Valley 'AB' 500/115 System | Cajalco 115/12 (D) |  |  |  |  | Valley | 500 | Check |  | 1 |  | FALSE | Valley | 500 | [12 empty] | 1 | 1
WDT1052FT | 2013-05-30 | 2013-05-30 | 2013-06-27 | WDAT | GIP - Fast Track | Fast Track | Inactive | Withdrawn | 2013-07-24 | Withdrawn (No Agrmt) | No |  |  | Photovoltaic(0.385) | 0.385 | San Bernardino | CA | 2015-01-31 | 2015-01-31 | Warm Creek 12kV | WARM CREEK 12KV | San Bernardino 220/66 | Desert Region | Warm Creek | San Bernardino 220/66 System | Cardiff 66/12 (D) |  |  |  |  | San | Check | Check |  | 1 |  | FALSE | San | Check | [12 empty] | 0 | 0
WDT1053FT | 2013-05-30 | 2013-05-30 | 2013-06-13 | WDAT | GIP - Fast Track | Fast Track | Active - Post IA | In-Service |  | Executed - In Effect | Yes | 2013-11-13 |  | Photovoltaic(1.48) | 1.48 | Riverside | CA |  |  | Firehouse: Extinguisher 12 kV line | NOZZLE 12KV | Chino 220/66 | Metro East Region | Nozzle | Chino 220/66 System | Firehouse 66/12 (D) |  |  |  |  | Chino | 230 |  |  | 1 |  | FALSE | Chino | 230 | [12 empty] | 1 | 1
WDT1054FT | 2013-05-30 | 2013-05-30 | 2013-06-13 | WDAT | GIP - Fast Track | Fast Track | Inactive | IA Terminated |  | Terminated | Yes | 2013-11-13 | 2014-01-24 | Photovoltaic(0.468) | 0.468 | Los Angeles | CA | 2015-01-31 | 2015-01-31 | Cal strip 16 kV Line | CAL STRIP 16KV | Laguna Bell AB 220/66 | Metro West Region | Cal Strip | Laguna Bell AB 220/66 System | Laguna Bell 66/16 (D) |  |  |  |  | Laguna | Check | Check |  | 1 |  | FALSE | Laguna | Check | [12 empty] | 0 | 0
WDT1055FT | 2013-05-31 | 2013-05-31 | 2013-06-14 | WDAT | GIP - Fast Track | Fast Track | Inactive | IA Terminated |  | Terminated | Yes | 2013-11-13 | 2014-01-24 | Photovoltaic(0.91) | 0.91 | Los Angeles | CA | 2015-01-31 | 2015-01-31 | Edgar 12 kV Line | EDGAR 12KV | Lighthipe 220/66 | Metro West Region | Edgar | Lighthipe 220/66 System | Alon 66/12 (D) |  |  |  |  | Lighthipe | 230 |  |  | 1 |  | FALSE | Lighthipe | 230 | [12 empty] | 0 | 0
WDT1056 | 2004-12-14 | 2013-06-04 | 2005-01-04 | WDAT | LGIP | Serial | Active | Restudy In Progress |  | In Negotiation | No |  |  | Wind Turbine(100.5) | 100.5 | Riverside | CA | 2011-07-01 | 2011-07-01 | Devers 115 kV Bus |  | Devers 220/115 | Desert Region |  | Devers 220/115 System |  | Devers | 230 |  |  | Devers | 230 |  |  | 1 |  | TRUE | Devers | 230 |  | 100.5) |  |  |  |  | 100.5 | [5 empty] | 0 | 0
WDT1057FT | 2013-06-13 | 2013-06-13 | 2013-07-26 | WDAT | GIP - Fast Track | Fast Track | Active - Post IA | In-Service |  | Executed - In Effect | Yes | 2014-05-08 |  | Photovoltaic(1) | 1 | San Bernardino | CA | 2014-11-30 | 2015-01-01 | Graf 12kV | GRAF 12KV | Etiwanda 220/66 | Desert Region | Graf | Etiwanda 220/66 System | Wimbledon 66/12 (D) |  |  |  |  | Etiwanda | 230 |  |  | 1 |  | FALSE | Etiwanda | 230 | [12 empty] | 1 | 1
WDT1058FT | 2013-07-14 | 2013-06-14 | 2013-07-26 | WDAT | GIP - Fast Track | Fast Track | Inactive | Withdrawn | 2015-03-17 | Terminated | No |  |  | Photovoltaic(1) | 1 | San bernardino | CA | 2015-11-30 | 2015-10-04 | Chang 12kV | CHANG 12KV | Etiwanda 220/66 | Desert Region | Chang | Etiwanda 220/66 System | Wimbledon 66/12 (D) |  |  |  |  | Etiwanda | 230 |  |  | 1 |  | FALSE | Etiwanda | 230 | [12 empty] | 0 | 0
WDT1059FT | 2014-01-20 | 2013-06-17 | 2014-01-20 | WDAT | GIP - Fast Track | Fast Track | Active - Post IA | In-Service |  | Executed - In Effect | Yes | 2014-08-22 |  | Energy Storage(0.73) | 0.67 | Los Angeles | CA | 2013-01-08 | 2014-09-25 | El Nido: Seabass 16 kV line | SEABASS 16KV | El Nido 220/66 | Metro West Region | Seabass | El Nido 220/66 System | El Nido 66/16 (D) |  |  |  |  | El | Check | Check | El Nido (SCE)230 | 1 |  | FALSE | El Nido (SCE) | 230 | [12 empty] | 1 | 1
WDT1060FT | 2013-07-08 | 2013-06-21 | 2013-07-08 | WDAT | GIP - Fast Track | Fast Track | Inactive | Withdrawn | 2014-02-10 | Withdrawn (No Agrmt) | No |  |  | Photovoltaic(0.75) | 0.75 | Orange | CA | 2014-07-01 | 2014-07-01 | Camden: Titamium 12 kV line | Titanium 12kV | Johanna 220kV bus | Orange Region | Titanium | Johanna 220/66 System | Camden 66/12 (D) |  |  |  |  | Johanna | Check | Check |  | 1 |  | FALSE | Johanna | Check | [12 empty] | 0 | 0
WDT1061FT | 2013-06-25 | 2013-06-25 | 2013-07-23 | WDAT | GIP - Fast Track | Fast Track | Inactive | IA Terminated |  | Filed Executed | Yes | 2015-05-04 | 2018-04-04 | Photovoltaic(1.75) | 1.75 | Riverside | CA | 2014-07-01 | 2014-07-01 | Corona: Vassal 12 kV line | VASSAL 12KV | Mira Loma 220/66 | Metro East Region | Vassal | Mira Loma 220/66 System | Corona 66/12 (D) |  |  |  |  | Mira | Check | Check |  | 1 |  | FALSE | Mira | Check | [12 empty] | 0 | 0
WDT1062FT | 2013-06-27 | 2013-06-27 | 2013-07-26 | WDAT | GIP - Fast Track | Fast Track | Inactive | IA Terminated |  | Terminated | Yes | 2014-05-08 | 2015-04-02 | Photovoltaic(1) | 1 | San Bernardino | CA | 2015-01-01 | 2015-01-31 | Line-tap on the 12kV Circuit, overhad utility lines runing along Jurupa Ave, Approx location 34 degrees, 02' 51.45' 'N, 117 degrees 30' 46.71' ' W | AGASSI 12KV | Etiwanda 220/66 | Desert Region | Agassi | Etiwanda 220/66 System | Wimbledon 66/12 (D) |  |  |  |  | Etiwanda | 230 |  |  | 1 |  | FALSE | Etiwanda | 230 | [12 empty] | 0 | 0
WDT1063FT | 2013-06-27 | 2013-06-27 | 2013-08-06 | WDAT | GIP - Fast Track | Fast Track | Inactive | IA Terminated |  | Terminated | Yes | 2015-01-30 | 2018-04-04 | Photovoltaic(1.5) | 1.5 | San Bernardino | CA | 2014-10-30 | 2015-09-30 | Declez: Bamboo 12 kV line | BAMBOO 12KV | Etiwanda 220/66 | Desert Region | Tractor | Etiwanda 220/66 System | Declez 66/12 (D) |  |  |  |  | Etiwanda | 230 |  |  | 1 |  | FALSE | Etiwanda | 230 | [12 empty] | 0 | 0
WDT1064FT | 2013-06-27 | 2013-06-27 | 2013-08-02 | WDAT | GIP - Fast Track | Fast Track | Active - Post IA | In-Service |  | Executed - In Effect | Yes | 2014-05-08 |  | Photovoltaic(1) | 0.9 | Los Angeles | CA | 2014-05-01 | 2015-01-31 | Line-tap on the 12kV Circuit, overhead utility lines running along Mercury Lane, Approximate Location: 33 degrees 58' 58.70' N, 118 degrees 06' 13.2' W | STAMPER 12KV | Center 220/66 | Metro West Region | Stamper | Center 220/66 System | Gallatin 66/12 (D) |  |  |  |  | Center | 230 |  |  | 1 |  | FALSE | Center | 230 | [12 empty] | 1 | 1
WDT1065FT |  | 2013-06-28 |  | WDAT | GIP - Fast Track | Fast Track | Inactive | Withdrawn | 2014-02-05 | Withdrawn (No Agrmt) | No |  |  | Photovoltaic(3.18) | 3.18 | Kern | CA | 2013-01-10 | 2013-01-10 | Electrical distribution system interconnects into the 16kV SCE utility distribution behind the base's primary meter | RICKOVER 33KV | Kramer 220/115 | Rurals Region | Rickover | Kramer 220/115 System | Inyokern 115/33 (D) |  |  |  |  | Kramer | 230 |  |  | 1 |  | FALSE | Kramer | 230 | [12 empty] | 0 | 0
WDT1066FT | 2013-08-08 | 2013-07-12 | 2013-08-08 | WDAT | GIP - Fast Track | Fast Track | Inactive | Withdrawn | 2013-09-16 | Withdrawn (No Agrmt) | No |  |  | Photovoltaic(1) | 1 | Tulare | CA | 2014-05-30 | 2014-05-30 | Effie 12 kv line out of Oak Grove 66/12 kV Sub. | Effie 12kV | Rector 220/66 | San Joaquin Region | Effie | Rector 220/66 System | Oak Grove 66/12 (D) |  |  |  |  | Rector | 230 |  |  | 1 |  | FALSE | Rector | 230 | [12 empty] | 0 | 0
WDT1067FT | 2013-07-12 | 2013-07-12 | 2013-08-08 | WDAT | GIP - Fast Track | Fast Track | Inactive | Withdrawn | 2013-09-16 | Withdrawn (No Agrmt) | No |  |  | Photovoltaic(1) | 1 | Tulare | CA | 2014-05-30 | 2014-05-30 | Effie 12 kv line out of Oak Grove 66/12 kV Sub. | Effie 12kV | Rector 220/66 | San Joaquin Region | Effie | Rector 220/66 System | Oak Grove 66/12 (D) |  |  |  |  | Rector | 230 |  |  | 1 |  | FALSE | Rector | 230 | [12 empty] | 0 | 0
WDT1068FT | 2013-08-08 | 2013-07-12 | 2013-08-08 | WDAT | GIP - Fast Track | Fast Track | Inactive | Withdrawn | 2013-09-16 | Withdrawn (No Agrmt) | No |  |  | Photovoltaic(1) | 1 | Tulare | CA | 2014-05-30 | 2014-05-30 | Effie 12 kv line out of Oak Grove 66/12 kV Sub. | Effie 12kV | Rector 220/66 | San Joaquin Region | Effie | Rector 220/66 System | Oak Grove 66/12 (D) |  |  |  |  | Rector | 230 |  |  | 1 |  | FALSE | Rector | 230 | [12 empty] | 0 | 0
WDT1069FT | 2013-07-15 | 2013-07-15 | 2013-08-21 | WDAT | GIP - Fast Track | Fast Track | Inactive | Withdrawn | 2013-09-23 | Withdrawn (No Agrmt) | No |  |  | Photovoltaic(2) | 2 | Los Angeles | CA | 2014-05-01 | 2014-05-01 | BKK Interconnect Point 12KV | Amar 12kV | Walnut 220/66 | Metro East Region | Amar | Walnut 220/66 System | Merced 66/12 (D) |  |  |  |  | Walnut | 230 |  |  | 1 |  | FALSE | Walnut | 230 | [12 empty] | 0 | 0
WDT1070FT | 2013-07-31 | 2013-07-31 | 2013-08-14 | WDAT | GIP - Fast Track | Fast Track | Inactive | Withdrawn | 2013-10-25 | Withdrawn (No Agrmt) | No |  |  | Photovoltaic(1.987) | 1.9872 | Orange | CA | 2014-07-03 | 2014-07-03 | Circuit 09102 | SKIFF 12KV | Barre 220/66 | Orange Region | Skiff | Barre 220/66 System | Bolsa 66/12 (D) |  |  |  |  | Barre | 230 |  |  | 1 |  | FALSE | Barre | 230 | [12 empty] | 0 | 0
WDT1071FT | 2013-07-31 | 2013-07-31 | 2013-08-14 | WDAT | GIP - Fast Track | Fast Track | Inactive | Withdrawn | 2014-02-11 | Withdrawn (No Agrmt) | No |  |  | Photovoltaic(0.938) | 0.9384 | San Bernardino | CA | 2014-07-03 | 2014-06-19 | Circuit 00888 | AVANTI 12KV | Vista 220/115 | Desert Region | Avanti | Vista 220/115 System | Shandin 115/12 (D) |  |  |  |  | Vista | 230 | Check |  | 1 |  | FALSE | Vista | 230 | [12 empty] | 0 | 0
WDT1072FT | 2013-07-31 | 2013-07-31 | 2013-08-27 | WDAT | GIP - Fast Track | Fast Track | Inactive | Withdrawn | 2014-02-11 | Withdrawn (No Agrmt) | No |  |  | Photovoltaic(0.75) | 0.75 | San Bernardino | CA | 2014-07-03 | 2014-07-03 | Circuit #15706, 480 V switchboard on low voltage side of new SCE transformer | SAMPRAS 12KV | Etiwanda 220/66 | Desert Region | Sampras | Etiwanda 220/66 System | Wimbledon 66/12 (D) |  |  |  |  | Etiwanda | 230 |  |  | 1 |  | FALSE | Etiwanda | 230 | [12 empty] | 0 | 0
WDT1073FT | 2013-07-31 | 2013-07-31 | 2013-08-26 | WDAT | GIP - Fast Track | Fast Track | Inactive | Withdrawn | 2013-11-09 | Withdrawn (No Agrmt) | No |  |  | Photovoltaic(0.607) | 0.6072 | Orange | CA | 2014-07-03 | 2014-07-03 | Circuit 09867 | KRISTEN 12KV | Barre 220/66 | Orange Region | Kristen | Barre 220/66 System | Marion 66/12 (D) |  |  |  |  | Barre | 230 |  |  | 1 |  | FALSE | Barre | 230 | [12 empty] | 0 | 0
WDT1074FT | 2013-07-31 | 2013-07-31 | 2013-08-26 | WDAT | GIP - Fast Track | Fast Track | Inactive | Withdrawn | 2013-10-28 | Withdrawn (No Agrmt) | No |  |  | Photovoltaic(0.662) | 0.6624 | San Bernardino | CA | 2014-07-03 | 2014-07-03 | Circuit 16436 480 V switchboard on low voltage side of new SCE transformer | Garlits 12kV | Padua 220/66 | Metro East Region | Garlits | Padua 220/66 System | Cucamonga 66/12 (D) |  |  |  |  | Padua | 230 |  |  | 1 |  | FALSE | Padua | 230 | [12 empty] | 0 | 0
WDT1077FT |  | 2013-09-11 |  | WDAT | GIP - Fast Track | Fast Track | Inactive | Withdrawn | 2013-10-29 | Withdrawn (No Agrmt) | No |  |  | Photovoltaic(1.4) | 1.4 | Riverside | CA | 2014-11-07 | 2014-11-07 | SCE 12kV Line 15945, 763 feet from Project Switchgear | SAVORY 12KV | Valley 500/115 | San Jacinto Valley Region | Savory | Valley 'AB' 500/115 System | Nelson 115/12 (D) |  |  |  |  | Valley | 500 | Check |  | 1 |  | FALSE | Valley | 500 | [12 empty] | 0 | 0
WDT1078FT |  | 2013-09-11 |  | WDAT | GIP - Fast Track | Fast Track | Inactive | Withdrawn | 2013-09-11 | Withdrawn (No Agrmt) | No |  |  | Photovoltaic(3) | 3 | Tulare | CA | 2014-11-10 | 2014-11-10 | SCE Line 12kV Pole # 4821885E, 85 feet from project switchgear | [10 empty] | Check | Check | Check |  | 1 |  | FALSE | [14 empty] | 0 | 0
WDT1082FT | 2013-10-07 | 2013-10-07 | 2013-10-22 | WDAT | GIP - Fast Track | Fast Track | Inactive | Withdrawn | 2013-11-20 | Withdrawn (No Agrmt) | No |  |  | Photovoltaic(2) | 2 | Los Angeles | CA | 2015-08-15 | 2015-08-15 | Transformer #P55668104/34.0553/-117.7780/Voltage TBD but assumed to be 12kV | ROSELAWN 12KV | Chino 220/66 | Metro East Region | Roselawn | Chino 220/66 System | Ganesha 66/12 (D) |  |  |  |  | Chino | 230 |  |  | 1 |  | FALSE | Chino | 230 | [12 empty] | 0 | 0
WDT1083FT | 2013-10-07 | 2013-10-07 | 2013-10-22 | WDAT | GIP - Fast Track | Fast Track | Active - Post IA | In-Service (Conditional PTO) |  | Executed - In Effect | Yes | 2014-05-08 |  | Photovoltaic(1) | 1 | San Bernardino | CA | 2015-08-15 | 2015-05-07 | Genamic: Guidance 12 kV Line | GUIDANCE 12KV % Genamic 66/12kV | Etiwanda 220/66 | Desert Region | Guidance | Etiwanda 220/66 System | Genamic 66/12 (D) |  |  |  |  | Etiwanda | 230 |  |  | 1 |  | FALSE | Etiwanda | 230 | [12 empty] | 0 | 1
WDT1084FT | 2013-11-07 | 2013-10-10 | 2013-11-07 | WDAT | GIP - Fast Track | Fast Track | Inactive | Withdrawn | 2014-02-21 | Withdrawn (No Agrmt) | No |  |  | Photovoltaic(2) | 2 | Los Angeles | CA | 2014-04-10 | 2014-04-10 | Connect to distribution circuit nearest the building, 12kV, See site plan | BUTLER 12KV | Del Amo 220/66 | Metro West Region | Butler | Del Amo 220/66 System | Carmenita 66/12 (D) |  |  |  |  | Del | Check | Check |  | 1 |  | FALSE | Del | Check | [12 empty] | 0 | 0
WDT1085FT | 2013-10-15 | 2013-10-15 | 2013-12-12 | WDAT | GIP - Fast Track | Fast Track | Inactive | IA Terminated |  | Terminated | Yes | 2014-06-10 | 2018-04-04 | Photovoltaic(0.9) | 0.9 | San Bernardino | CA | 2015-03-01 | 2015-03-01 | Declez: Kaiser 12 kV Line | KAISER 12KV | Etiwanda 220/66 | Desert Region | Kaiser | Etiwanda 220/66 System | Declez 66/12 (D) |  |  |  |  | Etiwanda | 230 |  |  | 1 |  | FALSE | Etiwanda | 230 | [12 empty] | 0 | 0
WDT1086FT | 2013-12-11 | 2013-10-31 | 2013-12-11 | WDAT | GIP - Fast Track | Fast Track | Inactive | Withdrawn | 2014-01-13 | Withdrawn (No Agrmt) | No |  |  | Photovoltaic(0.999) | 0.999 | Kern | CA | 2014-08-28 | 2014-08-28 | SCE Sub #8041, (12kV), 3,100' North of SCE Sub #8041, 12kV, East Side of Borax Road Across from Pole Line | CONTE 12KV | Kramer 220/115 | Rurals Region | Conte | Kramer 220/115 System | Holgate 33/12 (D) |  |  |  |  | Kramer | 230 |  |  | 1 |  | FALSE | Kramer | 230 | [12 empty] | 0 | 0
WDT1087FT | 2013-12-09 | 2013-11-01 | 2013-12-09 | WDAT | GIP - Fast Track | Fast Track | Inactive | Withdrawn | 2014-03-27 | Withdrawn (No Agrmt) | No |  |  | Photovoltaic(1) | 1 | San Bernardino | CA | 2014-10-15 | 2014-10-15 | PME 5702, 0.48kV, 6718 Bickmore Ave | DEACANO 12KV | Chino 220/66 | Metro East Region | Deacano | Chino 220/66 System | Soquel 66/12 (D) |  |  |  |  | Chino | 230 |  |  | 1 |  | FALSE | Chino | 230 | [12 empty] | 0 | 0
WDT1088FT | 2014-02-09 | 2013-11-01 | 2013-12-09 | WDAT | GIP - Fast Track | Fast Track | Inactive | Withdrawn | 2014-03-27 | Withdrawn (No Agrmt) | No |  |  | Photovoltaic(1.5) | 1.5 | San Bernardino | CA | 2014-10-15 | 2014-10-15 | PME 5700 0.48kV 6725 Kimball Ave., Chino, CA 91708 | DEACANO 12KV | Chino 220/66 | Metro East Region | Deacano | Chino 220/66 System | Soquel 66/12 (D) |  |  |  |  | Chino | 230 |  |  | 1 |  | FALSE | Chino | 230 | [12 empty] | 0 | 0
WDT1090FT | 2013-11-06 | 2013-11-06 | 2013-12-19 | WDAT | GIP - Fast Track | Fast Track | Inactive | Withdrawn | 2015-09-10 | Not Required | No |  |  | Photovoltaic(1) | 1 | Riverside | CA | 2014-07-01 | 2014-07-01 | Corona: Vassal 12 kV line | VASSAL 12KV | Mira Loma 220/66 | Metro East Region | Vassal | Mira Loma 220/66 System | Corona 66/12 (D) |  |  |  |  | Mira | Check | Check |  | 1 |  | FALSE | Mira | Check | [12 empty] | 0 | 0
WDT1091TOC | 2007-09-05 | 2005-05-25 | 2007-09-05 | WDAT | TO-WDAT Conversion | Serial | Active - Post IA | In-Service |  | Executed - In Effect | Yes | 2010-07-09 |  | Wind Turbine(51) | 51 | Kern | CA |  | 2011-12-30 | Windhub 66 kV Bus | Windhub 66 kV | Windhub 220 kV bus | North Coast Region |  | Windhub 220/66 System |  | Windhub | 230 |  |  | Windhub | 230 |  |  | 1 |  | FALSE | Windhub | 230 | [12 empty] | 1 | 1
WDT1099TOC | 2011-03-31 | 2011-04-06 | 2011-03-31 | WDAT | TO-WDAT Conversion | QC_004 | Active - Post IA | In-Service |  | Executed - In Effect | Yes | 2014-01-24 |  | Photovoltaic(20) | 20 | Los Angeles | CA | 2013-08-01 | 2015-10-13 | Oasis 66 kV Bus | Oasis 66 kV Substation | Antelope 220/66 | North Coast Region |  | Antelope 220/66 System |  | Antelope | 230 |  |  | Antelope | 230 |  |  | 1 |  | FALSE | Antelope | 230 | [12 empty] | 1 | 1
WDT1101FT | 2013-11-22 | 2013-11-22 | 2013-12-19 | WDAT | GIP - Fast Track | Fast Track | Inactive | IA Terminated |  | Terminated | Yes | 2015-05-04 | 2016-04-27 | Photovoltaic(0.9) | 0.9 | San Bernardino | CA | 2014-12-31 | 2014-12-31 | Line tap on 12 kV circuit, approx location: 34 03'31.56'N, 117 30'34.18'W | NASTASE 12KV | Etiwanda 220/66 | Desert Region | Nastase | Etiwanda 220/66 System | Wimbledon 66/12 (D) |  |  |  |  | Etiwanda | 230 |  |  | 1 |  | FALSE | Etiwanda | 230 | [12 empty] | 0 | 0
WDT1103FT |  | 2013-11-25 |  | WDAT | GIP - Fast Track | Fast Track | Inactive | Withdrawn | 2014-01-24 | Withdrawn (No Agrmt) | No |  |  | Photovoltaic(1.48) | 1.48 | Riverside |  | 2014-07-31 | 2014-06-30 | Nelson Substation #8038, 33KV, Distribution Feeder Savory 12kV, Dist Facility Interconnection point name: Circuit #15945, 12kV, Proposed Location: 1857223E | [10 empty] | Check | Check | Check |  | 1 |  | FALSE | [14 empty] | 0 | 0
WDT1104FT |  | 2013-12-06 |  | WDAT | GIP - Fast Track | Fast Track | Inactive | Withdrawn | 2014-03-20 | Withdrawn (No Agrmt) | No |  |  | Photovoltaic(1) | 1 | Riverside | CA | 2014-06-01 | 2014-06-01 | Tony Lappos 34.5 kV Substation Distribution Feeder | Resort 33kV | Valley 'AB' 500/115 System | San Jacinto Valley Region | Resort | Valley 'AB' 500/115 System | Nelson 115/33 (D) |  |  |  |  | Valley | Check | Check |  | 1 |  | FALSE | Valley | Check | [12 empty] | 0 | 0
WDT1123 | 2008-04-25 | 2008-04-25 | 2008-05-02 | WDAT | CLGIP | Transition | Active - Post IA | In-Service |  | Amendment - Pending | Yes | 2014-07-18 |  | Photovoltaic(25.2) | 20 | Kern | CA | 2011-03-01 | 2019-07-20 | Windhub 66 kV Substation at the 66kV bus | Windhub 66 kV Substation at the 66kV bus | Windhub Substation at the 220 kV bus | North Coast Region |  | Windhub 220/66 System |  | Windhub | 230 | Windhub | 230 | Windhub | Check | Check |  | 1 |  | FALSE | Windhub | 230 | [12 empty] | 1 | 0
WDT1128FT | 2014-02-03 | 2014-02-03 | 2014-06-18 | WDAT | GIP - Fast Track | Fast Track | Inactive | Withdrawn | 2014-10-17 | Withdrawn (No Agrmt) | No |  |  | Internal Combustion Engine(1.92) | 1.92 | Santa barbara | CA | 2016-01-06 | 2016-01-06 | Tajiguas 16ykV feeder; Substation ID #5376 | Cojo 16kV | Goleta 220/66 System | North Coast Region | Cojo | Goleta 220/66 System | Gaviota 66/16 (D) |  |  |  |  | Goleta | 230 |  |  | 1 |  | FALSE | Goleta | 230 | [12 empty] | 0 | 0
WDT1138FT | 2014-08-05 | 2014-02-06 | 2014-08-05 | WDAT | GIP - Fast Track | Fast Track | Active - Post IA | In-Service |  | Not Required | No |  |  | Photovoltaic(1) | 1 | San Bernardino | CA |  |  | City of Colton's distribution system | City of Colton behind the meter | Vista 220/115 | Desert Region |  | Vista A 220/66 System | [5 empty] | Vista | 230 | Check | Vista (SCE)230 | 1 |  | FALSE | Vista (SCE) | 230 | [12 empty] | 1 | 0
WDT1139FT | 2014-08-05 | 2014-02-06 | 2014-08-05 | WDAT | GIP - Fast Track | Fast Track | Active - Post IA | In-Service |  | Not Required | No |  |  | Photovoltaic(2) | 2 | San Bernardino | CA | 2014-09-01 | 2014-09-01 | City of Colton's distribution system | Herz 12kV | San Bernardino 220/66 System | Desert Region |  | Vista A 220/66 System | City of Colton 66/66 (C) |  |  |  |  | San | Check | Check | San Bernardino230 | 1 |  | FALSE | San Bernardino | 230 | [12 empty] | 1 | 0
WDT1155FT | 2014-04-01 | 2014-03-28 | 2014-05-23 | WDAT | GIP - Fast Track | Fast Track | Inactive | IA Terminated |  | Terminated | Yes | 2015-02-22 | 2016-01-11 | Photovoltaic(1.963) | 1.926 | Riverside | CA | 2014-08-31 | 2014-08-31 | Nelson Substation, 8038, 33kV | Savory 12kV | Valley 'AB' 500/115 System | San Jacinto Valley Region | Savory | Valley 'AB' 500/115 System | Nelson 115/12 (D) |  |  |  |  | Valley | Check | Check |  | 1 |  | FALSE | Valley | Check | [12 empty] | 0 | 0
WDT1156ISP | 2014-04-15 | 2014-04-15 | 2014-04-15 | WDAT | GIP - ISP | ISP | Active - Post IA | In-Service |  | Filed Executed | Yes | 2015-09-10 |  | Photovoltaic(2) | 2 | Los Angeles | CA | 2015-11-01 | 2016-04-01 | Carmenita: Butler 12 kV Line | Moody 12 kV Distribution Line out of Carmenita 66/12 kV Substation. | Del Amo 220/66 | Metro West Region | Moody | Del Amo 220/66 System | Carmenita 66/12 (D) |  |  |  |  | Del | Check | Check | Del Amo230 | 1 |  | FALSE | Del Amo | 230 | [12 empty] | 1 | 0
WDT1157FT | 2014-04-17 | 2014-04-17 | 2014-08-12 | WDAT | GIP - Fast Track | Fast Track | Inactive | IA Terminated |  | Terminated | Yes | 2015-03-04 | 2015-11-12 | Photovoltaic(1.2) | 1.2 | San Bernardino | CA | 2016-03-31 | 2015-11-30 | SCE's 3-way gas switch on Kessler 12 kV out of Milliken 66/12kV | Agassi 12kV | Mira Loma 220/66 | Metro East Region | Kessler | Mira Loma 220/66 System | Milliken 66/12 (D) |  |  |  |  | Mira | Check | Check |  | 1 |  | FALSE | Mira | Check | [12 empty] | 0 | 0
WDT1158FT |  | 2014-04-17 |  | WDAT | GIP - Fast Track | Fast Track | Inactive | Withdrawn | 2014-06-20 | Withdrawn (No Agrmt) | No |  |  | Photovoltaic(1.4) | 1.4 | Los Angeles | CA | 2015-11-30 | 2015-11-30 | SCE RAM Map ID 17740 | Theater 16kV | Laguna Bell 220kV | [8 empty] | Laguna | Check | Check |  | 1 |  | FALSE | Laguna | Check | [12 empty] | 0 | 0
WDT1159FT |  | 2014-04-17 |  | WDAT | GIP - Fast Track | Fast Track | Inactive | Withdrawn | 2014-06-20 | Withdrawn (No Agrmt) | No |  |  | Photovoltaic(1.4) | 1.4 | Los Angeles | CA | 2015-11-30 | 2015-11-30 | SCE RAM Map ID 17740 | Theater 16kV | Laguna Bell 220kV | [8 empty] | Laguna | Check | Check |  | 1 |  | FALSE | Laguna | Check | [12 empty] | 0 | 0
WDT1160FT | 2014-04-17 | 2014-04-17 | 2014-08-12 | WDAT | GIP - Fast Track | Fast Track | Inactive | Withdrawn | 2015-03-17 | Withdrawn (No Agrmt) | Yes |  |  | Photovoltaic(0.83) | 0.83 | Los Angeles | CA | 2015-11-30 | 2015-11-30 | Chris 12kV | Chris 12kV | Hinson 220/66 | Metro West Region | Chris | Hinson 220/66 System | Watson 66/12 (D) |  |  |  |  | Hinson | 230 |  |  | 1 |  | FALSE | Hinson | 230 | [12 empty] | 0 | 0
WDT1161FT | 2014-04-17 | 2014-04-17 | 2014-08-12 | WDAT | GIP - Fast Track | Fast Track | Inactive | Withdrawn | 2015-03-17 | Withdrawn (No Agrmt) | Yes |  |  | Photovoltaic(0.83) | 0.83 | San Bernardino | CA | 2015-11-30 | 2015-11-30 | Hose 12kV | HOSE 12kV | Chino 220/66 | Metro East Region | Hose | Chino 220/66 System | Firehouse 66/12 (D) |  |  |  |  | Chino | 230 |  |  | 1 |  | FALSE | Chino | 230 | [12 empty] | 0 | 0
WDT1162FT | 2014-04-17 | 2014-04-17 | 2014-08-12 | WDAT | GIP - Fast Track | Fast Track | Inactive | Withdrawn | 2015-03-17 | Withdrawn (No Agrmt) | Yes |  |  | Photovoltaic(2) | 2 | Los Angeles | CA | 2015-11-30 | 2015-11-30 | SCE RAM Map ID #04075 | Cornwall 12kV | Mesa 220/66 | Metro East Region | Cornwall | Mesa 220/66 System | Narrows 66/12 (D) |  |  |  |  | Mesa | 230 | Check |  | 1 |  | FALSE | Mesa | 230 | [12 empty] | 0 | 0
WDT1163FT | 2014-04-17 | 2014-04-17 | 2014-08-12 | WDAT | GIP - Fast Track | Fast Track | Inactive | Withdrawn | 2015-03-17 | Withdrawn (No Agrmt) | Yes |  |  | Photovoltaic(2) | 2 | San Bernardino | CA | 2015-11-30 | 2015-11-30 | SCE RAM Map ID #14792 | Redlabel 12kV | Mira Loma 220/66 | Metro East Region | Redlabel | Mira Loma 220/66 System | Milliken 66/12 (D) |  |  |  |  | Mira | Check | Check |  | 1 |  | FALSE | Mira | Check | [12 empty] | 0 | 0
WDT1164FT | 2014-04-17 | 2014-04-17 | 2014-08-12 | WDAT | GIP - Fast Track | Fast Track | Inactive | Withdrawn | 2015-03-17 | Withdrawn (No Agrmt) | Yes |  |  | Photovoltaic(1) | 1 | san Bernardino | CA | 2015-11-30 | 2015-11-30 | SCE RAM MAP ID #5618 | Firehouse 66/12 | Chino 220/66 | Metro East Region | Platoon | Chino 220/66 System | Firehouse 66/12 (D) |  |  |  |  | Chino | 230 |  |  | 1 |  | FALSE | Chino | 230 | [12 empty] | 0 | 0
WDT1165FT | 2014-04-17 | 2014-04-17 | 2014-08-12 | WDAT | GIP - Fast Track | Fast Track | Inactive | Withdrawn | 2015-03-17 | Withdrawn (No Agrmt) | Yes |  |  | Photovoltaic(1.76) | 1.76 | Los Angeles | CA | 2015-11-30 | 2015-11-30 | SCE RAM MAP ID #11450 | McCloud 16kV | Lighthipe 220/66 | Metro West Region | Torson | Lighthipe 220/66 System | Carson 66/16 (D) |  |  |  |  | Lighthipe | 230 |  |  | 1 |  | FALSE | Lighthipe | 230 | [12 empty] | 0 | 0
WDT1166FT | 2014-04-17 | 2014-04-17 | 2014-08-12 | WDAT | GIP - Fast Track | Fast Track | Inactive | Withdrawn | 2015-03-17 | Withdrawn (No Agrmt) | Yes |  |  | Photovoltaic(1.26) | 1.26 | San bernardino | CA | 2015-11-30 | 2015-11-30 | SCE RAM MAP ID #5664 | BORG | Etiwanda 220/66 | Desert Region | Borg | Etiwanda 220/66 System | Wimbledon 66/12 (D) |  |  |  |  | Etiwanda | 230 |  |  | 1 |  | FALSE | Etiwanda | 230 | [12 empty] | 0 | 0
WDT1167FT | 2014-04-17 | 2014-04-17 | 2014-08-12 | WDAT | GIP - Fast Track | Fast Track | Inactive | IA Terminated |  | Terminated | Yes | 2015-03-23 | 2015-11-12 | Photovoltaic(1.4) | 1.4 | Orange | CA | 2015-11-30 | 2015-11-30 | SCE RAM MAP ID #14258 | Poker 12kV | Johanna 220kV bus | Orange Region | Poker | Johanna 220/66 System | Johanna 66/12 (D) |  |  |  |  | Johanna | Check | Check |  | 1 |  | FALSE | Johanna | Check | [12 empty] | 0 | 0
WDT1168FT | 2014-04-17 | 2014-04-17 | 2014-08-12 | WDAT | GIP - Fast Track | Fast Track | Inactive | IA Terminated |  | Terminated | Yes | 2015-03-04 | 2016-01-20 | Photovoltaic(1.88) | 1.88 | San bernardino | CA | 2015-11-30 | 2015-11-30 | SCE RAM MAP ID #16461 | Siren 12kv | Chino 220/66 | Metro East Region | Hose | Chino 220/66 System | Firehouse 66/12 (D) |  |  |  |  | Chino | 230 |  |  | 1 |  | FALSE | Chino | 230 | [12 empty] | 0 | 0
WDT1169EXP | 2014-04-17 | 2014-04-17 | 2014-08-12 | WDAT | GIP - Fast Track | Fast Track | Inactive | IA Terminated |  | Terminated | Yes | 2015-09-14 | 2016-02-08 | Photovoltaic(1.5) | 1.5 | Los Angeles | CA | 2015-11-30 | 2017-01-10 | Roselawn 12 kV distribution line out of Ganesha 66/12 kV Substation | Roselawn 12 kV distribution line out of Ganesha 66/12 kV Substation | Chino 220/66 | Metro East Region | Roselawn | Chino 220/66 System | Ganesha 66/12 (D) |  |  |  |  | Chino | 230 |  |  | 1 |  | FALSE | Chino | 230 | [12 empty] | 0 | 0
WDT1169FT | 2014-04-17 | 2014-04-17 | 2014-08-12 | WDAT | GIP - Fast Track | Fast Track | Inactive | IA Terminated |  | Terminated | Yes | 2015-09-14 | 2016-02-08 | Photovoltaic(2) | 2 | Los Angeles | CA | 2015-11-30 | 2017-01-10 | Roselawn 12 kV distribution line out of Ganesha 66/12 kV | Roselawn 12 kV distribution line out of Ganesha 66/12 kV | Chino 220/66 | Metro East Region | Roselawn | Chino 220/66 System | Ganesha 66/12 (D) |  |  |  |  | Chino | 230 |  |  | 1 |  | FALSE | Chino | 230 | [12 empty] | 0 | 0
WDT1171 | 2014-04-30 | 2014-04-25 | 2014-05-29 | WDAT | GIP - Cluster Study | QC_007 | Inactive | Withdrawn | 2015-03-20 | Not Started | No |  |  | Photovoltaic(20.45) | 20 | Los Angeles | CA | 2014-09-01 | 2018-04-01 | Redman - Piute 66 kV Line | redman - Piute 66kV Line | Antelope 220/66 | [8 empty] | Antelope | 230 |  |  | 1 |  | FALSE | Antelope | 230 | [12 empty] | 0 | 0
WDT1172 | 2014-04-30 | 2014-04-25 | 2014-05-29 | WDAT | GIP - Cluster Study | QC_007 | Inactive | Withdrawn | 2015-03-20 | Not Started | No |  |  | Photovoltaic(45) | 40 | Los Angeles | CA | 2017-09-01 | 2018-04-01 | Wilsona 66 kV Substation | Wilsona 66kV Bus | Antelope 220/66 | [8 empty] | Antelope | 230 |  |  | 1 |  | FALSE | Antelope | 230 | [12 empty] | 0 | 0
WDT1173 | 2014-04-30 | 2014-04-25 | 2014-05-29 | WDAT | GIP - Cluster Study | QC_007 | Inactive | Withdrawn | 2014-06-23 | Withdrawn (No Agrmt) | No |  |  | Photovoltaic(20.45) | 20 | Riverside | CA | 2017-09-01 | 2017-09-01 | Bunker 115 kV Substation | Valley 115kV | Valley 500/115 | [8 empty] | Valley | 500 | Check |  | 1 |  | FALSE | Valley | 500 | [12 empty] | 0 | 0
WDT1174 | 2014-04-30 | 2014-04-25 | 2014-05-29 | WDAT | GIP - Cluster Study | QC_007 | Inactive | Withdrawn | 2015-03-25 | Terminated | No |  |  | Photovoltaic(81.7) | 80 | San Bernardino | CA | 2017-09-01 | 2017-09-01 | Cottonwood-Savage 115 kV line | Savage-Cottonwood OR Apple Valley - Savage - Pleuss - Cottonwood Line, 115kV | Victor 220kV bus | [8 empty] | Victor | Check | Check |  | 1 |  | FALSE | Victor | Check | [12 empty] | 0 | 0
WDT1175 | 2014-04-30 | 2014-04-25 | 2014-05-29 | WDAT | GIP - Cluster Study | QC_007 | Inactive | Withdrawn | 2015-03-20 | Not Started | No |  |  | Photovoltaic(22.5) | 20 | Los Angeles | CA | 2017-09-01 | 2018-04-01 | Oasis 66 kV Bus | Oasis 66 kV Bus | Antelope 220/66 | [8 empty] | Antelope | 230 |  |  | 1 |  | FALSE | Antelope | 230 | [12 empty] | 0 | 0
WDT1176 | 2014-04-30 | 2014-04-30 | 2014-05-29 | WDAT | GIP - Cluster Study | QC_007 | Inactive | Withdrawn | 2015-01-27 | Not Started | No |  |  | Photovoltaic(10.4) | 10 | San bernardino | CA | 2016-08-01 | 2016-08-01 | Mira Loma: Everest 12 kV | 12 kV Everest Line | Mira Loma 220kV bus | Metro East Region | Everest | Mira Loma 220/66 System | Mira Loma 66/12 (D) |  |  |  |  | Mira | Check | Check |  | 1 |  | FALSE | Mira | Check | [12 empty] | 0 | 0
WDT1178 | 2014-04-30 | 2014-04-30 | 2014-05-28 | WDAT | GIP - Cluster Study | QC_007 | Inactive | Withdrawn | 2015-01-23 | Not Started | No |  |  | Photovoltaic(20.8) | 20 | Riverside | CA | 2014-04-30 | 2016-08-01 | Luiseno 33 kV distribution line from Pechanga substation | Luiseno 33 kV distribution line from Pechanga substation | Valley Substation 500kV bus | San Jacinto Valley Region | Luiseno | Valley 'D' 500/115 System | Pechanga 115/33 (D) |  |  |  |  | Valley | Check | Check |  | 1 |  | FALSE | Valley | Check | [12 empty] | 0 | 0
WDT1180 | 2014-04-30 | 2014-04-30 | 2014-05-29 | WDAT | GIP - Cluster Study | QC_007 | Inactive | Withdrawn | 2015-01-27 | Not Started | No |  |  | Photovoltaic(13.6) | 13 | Ventura | CA | 2016-08-01 | 2016-08-01 | Zone 16 kV distribution line | Zone 16 kV | Moorpark 220/66 | North Coast Region | Zone | Moorpark 220/66 System | Moorpark 66/16 (D) |  |  |  |  | Moorpark | 230 |  |  | 1 |  | FALSE | Moorpark | 230 | [12 empty] | 0 | 0
WDT1182 | 2014-04-30 | 2014-04-30 | 2014-05-29 | WDAT | GIP - Cluster Study | QC_007 | Inactive | Withdrawn | 2014-07-03 | Withdrawn (No Agrmt) | No |  |  | Energy Storage(50.4) | 0 | Los Angeles | CA | 2018-11-12 | 2018-10-14 | Santa Fe Springs 66 kV | 12714 Los nietos Rd. Santa fe Springs Ca 90607 | Center 220/66 | [8 empty] | Center | 230 |  |  | 1 |  | FALSE | Center | 230 | [12 empty] | 0 | 0
WDT1185a | 2014-04-30 | 2014-04-30 | 2014-05-30 | WDAT | GIP - Cluster Study | QC_007 | Inactive | Withdrawn | 2016-01-14 | Not Started | No |  |  | Energy Storage(10.25) | 10 | Orange | CA | 2017-01-01 | 2017-01-01 | Chestnut Sub: Macadamia 12kV | Chestnut Sub: Macadamia 12kV | Johanna 220kV bus | Orange Region | Macadamia | Johanna 220/66 System | Chestnut 66/12 (D) |  |  |  |  | Johanna | Check | Check |  | 1 |  | FALSE | Johanna | Check | [12 empty] | 0 | 0
WDT1185b | 2014-04-30 | 2014-04-30 | 2014-05-30 | WDAT | GIP - Cluster Study | QC_007 | Inactive | Withdrawn | 2016-01-14 | Not Started | No |  |  | Energy Storage(10.25) | 10 | Orange | CA | 2017-01-01 | 2017-01-01 | Chestnut Sub: Macadamia 12kV | Chestnut Sub: Macadamia 12kV | Johanna 220kV bus | Orange Region | Beechnut | Johanna 220/66 System | Chestnut 66/12 (D) |  |  |  |  | Johanna | Check | Check |  | 1 |  | FALSE | Johanna | Check | [12 empty] | 0 | 0
WDT1186 | 2014-04-30 | 2014-04-30 | 2014-05-29 | WDAT | GIP - Cluster Study | QC_007 | Inactive | Withdrawn | 2017-06-13 | Not Started | No |  |  | Energy Storage(20) | 20 | Riverside | CA | 2018-01-05 | 2018-01-05 | taps SCE’s Devers-Garnet 115 kV line | taps SCE’s Devers-Garnet 115 kV line | Devers 220/115 | Desert Region |  | Devers 220/115 System | [5 empty] | Devers | 230 |  |  | 1 |  | FALSE | Devers | 230 | [12 empty] | 0 | 0
WDT1187 | 2014-04-30 | 2014-04-30 | 2014-05-29 | WDAT | GIP - Cluster Study | QC_007 | Active - Post IA | Technical Assessment In Progress |  | Executed - In Effect | Yes | 2018-04-24 |  | Energy Storage(50)/Gas Turbine(52.16) | 99.5 | Santa Barbara | CA | 2018-04-13 | 2027-05-01 | Capitan Substation at the 66 kV bus | Capitan Substation at the 66 kV bus | Goleta Substation at the 220 kV bus | North Coast Region |  | Goleta 220/66 System |  | Goleta | 230 | Goleta | 230 | Goleta | Check | Check |  | 1 |  | TRUE | Goleta | 230 |  |  | 50)/Gas Turbine(52.16) | [8 empty] | 50 | 0 | 1
WDT1188 | 2014-04-30 | 2014-04-30 | 2014-05-29 | WDAT | GIP - Cluster Study | QC_007 | Inactive | Withdrawn | 2016-04-12 | Not Started | No |  |  | Gas Turbine(48) | 48 | Orange | CA | 2018-03-01 | 2018-03-01 | Johanna 66 kV Substation | Johanna 66 kV Substation | Johanna 220kV bus | [8 empty] | Johanna | Check | Check |  | 1 |  | FALSE | Johanna | Check | [12 empty] | 0 | 0
WDT1189 | 2014-04-30 | 2014-04-30 | 2014-05-29 | WDAT | GIP - Cluster Study | QC_007 | Active - Post IA | In-Service |  | Executed - In Effect | Yes | 2018-02-08 |  | Gas Turbine(101.6) | 98.1 | Orange | CA | 2018-04-13 | 2019-12-30 | Barre Substation 66kV bus AB section | Barre 66kV bus | Barre 220/66 | Orange Region |  | Barre 220/66 System |  | Barre | 230 |  |  | Barre | 230 |  |  | 1 |  | FALSE | Barre | 230 | [12 empty] | 1 | 1
WDT1190 | 2014-04-30 | 2014-04-30 | 2014-05-29 | WDAT | GIP - Cluster Study | QC_007 | Inactive | Withdrawn | 2015-02-10 | Not Started | No |  |  | Energy Storage(50)/Gas Turbine(49.5) | 99.5 | Ventura | CA | 2018-03-30 | 2018-03-30 | Santa Clara – Gonzales 66kV line | Santa Clara – Gonzales 66kV line | Santa Clara 220/66 | [8 empty] | Santa | Check | Check |  | 1 |  | FALSE | Santa | Check | [12 empty] | 0 | 0
WDT1191 | 2014-04-30 | 2014-04-30 | 2014-05-29 | WDAT | GIP - Cluster Study | QC_007 | Inactive | Withdrawn | 2015-01-29 | Not Started | No |  |  | Gas Turbine()/Energy Storage() | 150 | Ventura | CA | 2018-04-13 | 2018-04-13 | Santa Clara - Carpinteria 66 kV line | Santa Clara - Carpinteria 66 kV line | Santa Clara 220/66 | [8 empty] | Santa | Check | Check |  | 1 |  | FALSE | Santa | Check | [12 empty] | 0 | 0
WDT1192 | 2014-04-30 | 2014-04-30 | 2014-06-02 | WDAT | GIP - Cluster Study | QC_007 | Inactive | Withdrawn | 2016-03-01 | Not Started | No |  |  | Energy Storage(40) | 40 | Orange | CA | 2016-09-01 | 2016-09-01 | Johanna-Cabrillo 66kV Distribution line | Johanna-Cabrillo 66kV Distribution line | Johanna 220kV bus | Orange Region |  | Johanna 220/66 System | Cabrillo 66/12 (D) |  |  |  |  | Johanna | Check | Check |  | 1 |  | FALSE | Johanna | Check | [12 empty] | 0 | 0
WDT1193a | 2014-04-30 | 2014-04-30 | 2014-05-14 | WDAT | GIP - Cluster Study | QC_007 | Inactive | Withdrawn | 2015-03-19 | Not Started | No |  |  | Energy Storage(10) | 10 | Orange | CA | 2016-01-01 | 2016-01-01 | Johanna 12kV Distribution Line | Bingo 12kV | Johanna 220kV bus | Orange Region | Bingo | Johanna 220/66 System | Johanna 66/12 (D) |  |  |  |  | Johanna | Check | Check |  | 1 |  | FALSE | Johanna | Check | [12 empty] | 0 | 0
WDT1193b | 2014-04-30 | 2014-04-30 | 2014-05-14 | WDAT | GIP - Cluster Study | QC_007 | Inactive | Withdrawn | 2015-03-19 | Not Started | No |  |  | Energy Storage(10) | 10 | Orange | CA | 2016-01-01 | 2016-01-01 | Johanna 12kV Distribution Line | Bingo 12kV | Johanna 220kV bus | Orange Region | Bingo | Johanna 220/66 System | Johanna 66/12 (D) |  |  |  |  | Johanna | Check | Check |  | 1 |  | FALSE | Johanna | Check | [12 empty] | 0 | 0
WDT1193c | 2014-04-30 | 2014-04-30 | 2014-05-14 | WDAT | GIP - Cluster Study | QC_007 | Inactive | Withdrawn | 2015-03-19 | Not Started | No |  |  | Energy Storage(10) | 10 | Orange | CA | 2016-01-01 | 2016-01-01 | Johanna 12kV Distribution Line | Bingo 12kV | Johanna 220kV bus | [8 empty] | Johanna | Check | Check |  | 1 |  | FALSE | Johanna | Check | [12 empty] | 0 | 0
WDT1193d | 2014-04-30 | 2014-04-30 | 2014-05-14 | WDAT | GIP - Cluster Study | QC_007 | Inactive | Withdrawn | 2015-03-19 | Not Started | No |  |  | Energy Storage(10) | 10 | Orange | CA | 2016-01-01 | 2016-01-01 | Johanna 12kV Distribution Line | Bingo 12kV | Johanna 220kV bus | [8 empty] | Johanna | Check | Check |  | 1 |  | FALSE | Johanna | Check | [12 empty] | 0 | 0
WDT1198a | 2014-04-30 | 2014-04-30 | 2014-05-28 | WDAT | GIP - Cluster Study | QC_007 | Inactive | Withdrawn | 2015-03-24 | Not Started | No |  |  | Energy Storage(10) | 10 | Orange | CA | 2016-11-15 | 2016-11-15 | Washington 12kV | Cleat 12kV | Villa Park 220/66 | Orange Region | Cleat | Villa Park 220/66 System | Washington 66/12 (D) |  |  |  |  | Villa | Check | Check |  | 1 |  | FALSE | Villa | Check | [12 empty] | 0 | 0
WDT1198b | 2014-04-30 | 2014-04-30 |  | WDAT | GIP - Cluster Study | QC_007 | Inactive | Withdrawn | 2015-03-24 | Not Started | No |  |  | Energy Storage(10) | 10 | orange | CA | 2016-11-15 | 2016-11-15 | Washington 12kV | [10 empty] | Check | Check | Check |  | 1 |  | FALSE | [14 empty] | 0 | 0
WDT1199 | 2014-04-30 | 2014-04-30 |  | WDAT | GIP - Cluster Study | QC_007 | Inactive | Withdrawn | 2014-05-29 | Withdrawn (No Agrmt) | No |  |  | Energy Storage(11.21) | 0 |  |  | 2016-11-15 | 2016-11-15 | Yorba 66 kV |  | Villa Park 220/66 | [8 empty] | Villa | Check | Check |  | 1 |  | FALSE | Villa | Check | [12 empty] | 0 | 0
WDT1200a | 2014-04-30 | 2014-04-30 | 2014-05-29 | WDAT | GIP - Cluster Study | QC_007 | Inactive | IA Terminated |  | Terminated | Yes | 2016-11-04 | 2017-11-17 | Energy Storage(10.528) | 10 | Ventura | CA | 2016-11-15 | 2016-12-19 | Castro 16kV circuit out of Wakefield 66/16 kV Substation | Castro 16kV circuit out of Wakefield 66/16 kV Substation | Santa Clara 220/66 | North Coast Region | Castro | Santa Clara 220/66 System | Wakefield 66/16 (D) |  |  |  |  | Santa | Check | Check |  | 1 |  | FALSE | Santa | Check | [12 empty] | 0 | 0
WDT1200b | 2014-04-30 | 2014-04-30 | 2014-05-29 | WDAT | GIP - Cluster Study | QC_007 | Inactive | Withdrawn | 2017-05-17 | Withdrawn (No Agrmt) | No |  |  | Energy Storage(10) | 10 | Ventura | CA | 2016-11-15 | 2018-06-01 | Wakefield 16kV |  |  | North Coast Region | Castro | Santa Clara 220/66 System | Wakefield 66/16 (D) |  |  |  |  | Check | Check | Check |  | 1 |  | FALSE | [14 empty] | 0 | 0
WDT1201b | 2014-04-30 | 2014-04-30 | 2014-05-29 | WDAT | GIP - Cluster Study | QC_007 | Inactive | Withdrawn | 2015-06-08 | Withdrawn (No Agrmt) | No |  |  | Energy Storage(10) | 10 | Los Angeles | CA | 2017-11-15 | 2017-11-15 | Inglewood 16kV | Inglewood 16kV | El Nido 220/66 | [8 empty] | El | Check | Check |  | 1 |  | FALSE | El | Check | [12 empty] | 0 | 0
WDT1202 | 2014-04-30 | 2014-04-30 | 2014-05-29 | WDAT | GIP - Cluster Study | QC_007 | Inactive | Withdrawn | 2015-02-17 | Not Started | No |  |  | Energy Storage(22.42) | 20 | Orange | CA | 2017-09-30 | 2017-09-30 | Niguel 66 kV |  | Santiago 220kV Bus | [8 empty] | Santiago | Check | Check |  | 1 |  | FALSE | Santiago | Check | [12 empty] | 0 | 0
WDT1203 | 2014-04-30 | 2014-04-30 | 2014-05-29 | WDAT | GIP - Cluster Study | QC_007 | Active - Post IA | Construction |  | Filed Executed | Yes | 2019-09-19 |  | Photovoltaic(19.9)/() | 19.9 | Kern | CA | 2016-04-01 | 2024-05-01 | A tap on the Distribution Provider’s Sawmill 33 kV Circuit out of Inyokern 115/33 kV Substation. | A tap on the Distribution Provider’s Sawmill 33 kV Circuit out of Inyokern 115/33 kV Substation. | The ISO Grid at Distribution Provider’s 115 kV Bus at Inyokern Substation | Rurals Region | Sawmill | Kramer 220/115 System | Inyokern 115/33 (D) | Inyokern | 115 | Inyokern | 115 | The | Check | Check | Inyokern115 | 1 |  | TRUE | Inyokern | 115 | 19.9)/() |  |  |  | 0 | 19.9 | [6 empty] | 0 | 0
WDT1204 | 2014-04-30 | 2014-04-30 | 2014-05-28 | WDAT | GIP - Cluster Study | QC_007 | Inactive | IA Terminated |  | Terminated | Yes | 2017-02-16 | 2017-10-25 | Energy Storage(2) | 2 | Santa Barbara | CA | 2017-02-01 | 2017-02-01 | Los Carneros 16kV | Isla Vista Substation | Isla Vista Substation | North Coast Region | Los Carneros | Goleta 220/66 System | Isla Vista 66/16 (D) |  |  |  |  | Isla | Check | Check |  | 1 |  | FALSE | Isla | Check | [12 empty] | 0 | 0
WDT1205 | 2014-04-30 | 2014-04-30 | 2014-05-30 | WDAT | GIP - Cluster Study | QC_007 | Inactive | Withdrawn | 2014-10-28 | Withdrawn (No Agrmt) | No |  |  | Energy Storage(19.95) | 19.95 | Los Angeles | CA | 2017-10-01 | 2018-03-01 | Long Beach 66kV Bus, NRG Long Beach site | [10 empty] | Check | Check | Check |  | 1 |  | FALSE | [14 empty] | 0 | 0
WDT1206 | 2014-04-30 | 2014-04-30 | 2014-04-29 | WDAT | GIP - Cluster Study | QC_007 | Inactive | Withdrawn | 2017-03-21 | Not Started | No |  |  | Energy Storage(10) | 9.8 | Los angeles | CA | 2016-04-01 | 2016-04-01 | Johanna: Rummy 12kV Ckt. | Rummy 12kV | Johanna 220kV bus | Orange Region | Rummy | Johanna 220/66 System | Johanna 66/12 (D) |  |  |  |  | Johanna | Check | Check |  | 1 |  | FALSE | Johanna | Check | [12 empty] | 0 | 0
WDT1207FT | 2014-09-11 | 2014-07-09 | 2014-09-18 | WDAT | GIP - Fast Track | Fast Track | Inactive | Withdrawn | 2016-08-12 | Not Started | No |  |  | Energy Storage(1.03) | 1.03 | Los Angeles | CA | 2014-08-18 | 2014-08-18 | Fig 16 kV | Fig 16 kV | Rio Hondo 220/66 System | Metro East Region | Fig | Rio Hondo 220/66 System | Bradbury 66/16 (D) |  |  |  |  | Rio | Check | Check |  | 1 |  | FALSE | Rio | Check | [12 empty] | 0 | 0
WDT1209ISP |  | 2014-09-15 |  | WDAT | GIP - ISP | ISP | Inactive | Withdrawn | 2014-09-29 | Not Started | No |  |  | Photovoltaic(2) | 2 | [15 empty] | Check | Check | Check |  | 1 |  | FALSE | [14 empty] | 0 | 0
WDT1210FT | 2014-10-10 | 2014-09-16 | 2014-10-10 | WDAT | GIP - Fast Track | Fast Track | Inactive | Withdrawn | 2014-12-11 | Not Started | No |  |  | Photovoltaic(0.7) | 0.7 | San Bernardino | CA | 2015-11-30 | 2015-11-30 | SCE RAM Map ID 05664 12kV | Borg 12kV | Etiwanda 220/66 System | Desert Region | Borg | Etiwanda 220/66 System | Wimbledon 66/12 (D) |  |  |  |  | Etiwanda | 230 |  |  | 1 |  | FALSE | Etiwanda | 230 | [12 empty] | 0 | 0
WDT1211FT |  | 2014-09-16 |  | WDAT | GIP - Fast Track | Fast Track | Inactive | Withdrawn | 2014-11-26 | Not Started | No |  |  | Photovoltaic(0.97) | 0.97 | Los Angeles | CA | 2015-11-30 | 2015-11-30 | SCE RAM Map ID 05711 - 16kV | [10 empty] | Check | Check | Check |  | 1 |  | FALSE | [14 empty] | 0 | 0
WDT1212FT | 2014-09-18 | 2014-09-18 | 2014-10-21 | WDAT | GIP - Fast Track | Fast Track | Inactive | IA Terminated |  | Terminated | Yes | 2015-04-13 | 2016-10-13 | Photovoltaic(1) | 1 | San Bernardino | CA | 2015-08-01 | 2015-08-01 | Wimbledon: Sampras 12 kV Line | Sampras 12kV | Etiwanda 220/66 System | Desert Region | Sampras | Etiwanda 220/66 System | Wimbledon 66/12 (D) |  |  |  |  | Etiwanda | 230 |  |  | 1 |  | FALSE | Etiwanda | 230 | [12 empty] | 0 | 0
WDT1213FT | 2014-09-18 | 2014-09-18 | 2014-10-10 | WDAT | GIP - Fast Track | Fast Track | Inactive | IA Terminated |  | Terminated | Yes | 2015-03-27 | 2017-05-10 | Photovoltaic(0.701) | 0.701 | San Bernardino | CA | 2015-08-01 | 2015-08-01 | Absolut 12kV | Absolut 12 kV out of Milliken 66/12 kV Substation | Mira Loma 220/66 System | Metro East Region | Absolut | Mira Loma 220/66 System | Milliken 66/12 (D) |  |  |  |  | Mira | Check | Check |  | 1 |  | FALSE | Mira | Check | [12 empty] | 0 | 0
WDT1214FT | 2014-09-18 | 2014-09-18 | 2014-10-10 | WDAT | GIP - Fast Track | Fast Track | Inactive | IA Terminated | 2015-01-20 | Withdrawn (No Agrmt) | No |  |  | Photovoltaic(1.4) | 1.4 |  |  | 2015-08-01 | 2015-08-01 | RAM Map 5863, 12kV |  | Mira Loma 220/66 System | Metro East Region | Whitehorse | Mira Loma 220/66 System | Milliken 66/12 (D) |  |  |  |  | Mira | Check | Check |  | 1 |  | FALSE | Mira | Check | [12 empty] | 0 | 0
WDT1215FT | 2014-09-18 | 2014-09-18 | 2014-10-10 | WDAT | GIP - Fast Track | Fast Track | Inactive | Withdrawn | 2015-03-04 | Not Started | No |  |  | Photovoltaic(0.5) | 0.5 |  |  | 2015-08-01 | 2015-08-01 | RAM Map 5663, 12 kV | Blaze 12kV | Chino 220/66 System | Metro East Region | Blaze | Chino 220/66 System | Firehouse 66/12 (D) |  |  |  |  | Chino | 230 |  |  | 1 |  | FALSE | Chino | 230 | [12 empty] | 0 | 0
WDT1216FT | 2014-09-18 | 2014-09-18 | 2014-10-10 | WDAT | GIP - Fast Track | Fast Track | Inactive | Withdrawn | 2015-01-20 | Not Started | No |  |  | Photovoltaic(1) | 1 |  |  | 2015-08-01 | 2015-08-01 | RAM Map 8076 12 kV | Centaur 12kV | San Bernardino 220/66 System | Desert Region | Centaur | San Bernardino 220/66 System | San Bernardino 66/12 (D) |  |  |  |  | San | Check | Check |  | 1 |  | FALSE | San | Check | [12 empty] | 0 | 0
WDT1217FT | 2014-09-18 | 2014-09-18 | 2014-10-10 | WDAT | GIP - Fast Track | Fast Track | Inactive | Withdrawn | 2015-03-04 | Not Started | No |  |  | Photovoltaic(0.97) | 0.97 |  |  | 2015-08-01 | 2015-08-01 | Dist Sub: Ram Map 5139, 12kV, Distribution Feeder Ram Map 5336 12kV | Earnhardt 12kV | Padua 220/66 System | Metro East Region | Earnhardt | Padua 220/66 System | Cucamonga 66/12 (D) |  |  |  |  | Padua | 230 |  |  | 1 |  | FALSE | Padua | 230 | [12 empty] | 0 | 0
WDT1218FT | 2014-09-18 | 2014-09-18 | 2014-10-10 | WDAT | GIP - Fast Track | Fast Track | Inactive | Withdrawn | 2015-01-20 | Not Started | No |  |  | Photovoltaic(0.9) | 0.9 |  |  | 2015-08-01 | 2015-08-01 | RAM MAP 5677, 12kV, or Distribution Feeder Ram Map 532 | Andretti 12kV | Padua 220/66 System | Metro East Region | Andretti | Padua 220/66 System | Cucamonga 66/12 (D) |  |  |  |  | Padua | 230 |  |  | 1 |  | FALSE | Padua | 230 | [12 empty] | 0 | 0
WDT1219FT | 2014-09-18 | 2014-09-18 | 2014-10-10 | WDAT | GIP - Fast Track | Fast Track | Inactive | Withdrawn | 2015-01-20 | Not Started | No |  |  | Photovoltaic(0.64) | 0.64 |  |  | 2015-08-01 | 2015-08-01 | RAM Map 5635 12kV or Distribution Feeder Ram Map 11780 | Donohue 12kV | Padua 220/66 System | Metro East Region | Donohue | Padua 220/66 System | Cucamonga 66/12 (D) |  |  |  |  | Padua | 230 |  |  | 1 |  | FALSE | Padua | 230 | [12 empty] | 0 | 0
WDT1220FT | 2014-09-18 | 2014-09-18 | 2014-10-10 | WDAT | GIP - Fast Track | Fast Track | Inactive | Withdrawn | 2015-01-20 | Not Started | No |  |  | Photovoltaic(0.56) | 0.56 |  |  | 2015-08-01 | 2015-08-01 | RAM Map 5635, 12kV or Distribution Feeder Ram Map 11780 | Donohue 12kV | Padua 220/66 System | Metro East Region | Donohue | Padua 220/66 System | Cucamonga 66/12 (D) |  |  |  |  | Padua | 230 |  |  | 1 |  | FALSE | Padua | 230 | [12 empty] | 0 | 0
WDT1221FT | 2014-09-18 | 2014-09-18 | 2014-10-10 | WDAT | GIP - Fast Track | Fast Track | Inactive | Withdrawn | 2014-11-10 | Not Started | No |  |  | Photovoltaic(2) | 2 |  |  | 2015-08-01 | 2015-08-01 | Ram map 8049, 33kV or Distribution Feeder RAM Map 14353 | Portland 33kV | Victor 220/115 System | Rurals Region | Portland | Victor 220/115 System | Victor 115/33 (D) |  |  |  |  | Victor | 230 |  |  | 1 |  | FALSE | Victor | 230 | [12 empty] | 0 | 0
WDT1222FT | 2014-09-18 | 2014-09-18 | 2014-10-10 | WDAT | GIP - Fast Track | Fast Track | Inactive | Withdrawn | 2015-01-20 | Not Started | No |  |  | Photovoltaic(0.5) | 0.5 |  |  | 2015-08-01 | 2015-08-01 | RAM Map 5615, 12kV or distribution feeder ram Map 16765 | Speedway 12kV | Etiwanda 220/66 System | Desert Region | Speedway | Etiwanda 220/66 System | Declez 66/12 (D) |  |  |  |  | Etiwanda | 230 |  |  | 1 |  | FALSE | Etiwanda | 230 | [12 empty] | 0 | 0
WDT1223FT | 2014-09-18 | 2014-09-18 | 2014-10-10 | WDAT | GIP - Fast Track | Fast Track | Inactive | Withdrawn | 2015-01-20 | Not Started | No |  |  | Photovoltaic(0.88) | 0.88 |  |  | 2015-08-01 | 2015-08-01 | RAM Map 8076, 12kV or Distribution Feeder Ram Map 18415 | Unicorn 12kV | San Bernardino 220/66 System | Desert Region | Unicorn | San Bernardino 220/66 System | San Bernardino 66/12 (D) |  |  |  |  | San | Check | Check |  | 1 |  | FALSE | San | Check | [12 empty] | 0 | 0
WDT1224FT | 2014-09-18 | 2014-09-18 | 2014-10-10 | WDAT | GIP - Fast Track | Fast Track | Inactive | IA Terminated |  | Terminated | Yes | 2015-02-09 | 2015-03-04 | Photovoltaic(0.5) | 0.5 | Los Angeles | CA | 2015-08-01 | 2015-08-01 | RAM Map 5776, 16kV, Distribution Feeder Ram Map 9649 | RAM Map 5776, 16kV, Distribution Feeder Ram Map 9649 | Lighthipe 220/66 | Metro West Region | Zeno | Lighthipe 220/66 System | Carson 66/16 (D) |  |  |  |  | Lighthipe | 230 |  |  | 1 |  | FALSE | Lighthipe | 230 | [12 empty] | 0 | 0
WDT1225FT | 2014-09-18 | 2014-09-18 | 2014-10-10 | WDAT | GIP - Fast Track | Fast Track | Inactive | IA Terminated |  | Terminated | Yes | 2015-03-27 | 2017-05-10 | Photovoltaic(1.2) | 1.2 | Los Angeles | CA | 2015-08-01 | 2015-08-01 | Jersey: McCloud 16 kV Line | Mccloud 16kV | Lighthipe 220/66 System | Metro West Region | Mccloud | Lighthipe 220/66 System | Jersey 66/16 (D) |  |  |  |  | Lighthipe | 230 |  |  | 1 |  | FALSE | Lighthipe | 230 | [12 empty] | 0 | 0
WDT1226FT | 2014-09-18 | 2014-09-18 | 2014-10-10 | WDAT | GIP - Fast Track | Fast Track | Inactive | Withdrawn | 2015-03-04 | Not Started | No |  |  | Photovoltaic(0.5) | 0.5 | Los Angeles | CA | 2015-08-01 | 2015-08-01 | RAM Map 5776, 12kV, Distribution Feeder, RAM MAP 9649 | Trident 12kV | Walnut 220/66 System | Metro East Region | Trident | Walnut 220/66 System | Nogales 66/12 (D) |  |  |  |  | Walnut | 230 |  |  | 1 |  | FALSE | Walnut | 230 | [12 empty] | 0 | 0
WDT1227FT | 2014-09-18 | 2014-09-18 | 2014-10-10 | WDAT | GIP - Fast Track | Fast Track | Inactive | IA Terminated |  | Terminated | Yes | 2015-03-27 | 2017-05-10 | Photovoltaic(0.88) | 0.88 | Los Angeles | CA | 2015-08-01 | 2015-08-01 | Laguna Bell: Cal strip 16 kV Line | RAM MAP 5074 , 16kV, Distribution Feeder: Ram Map 5140 | Laguna Bell AB 220/66 System | Metro West Region | Cal Strip | Laguna Bell AB 220/66 System | Laguna Bell 66/16 (D) |  |  |  |  | Laguna | Check | Check |  | 1 |  | FALSE | Laguna | Check | [12 empty] | 0 | 0
WDT1228FT | 2014-09-18 | 2014-09-18 | 2014-10-10 | WDAT | GIP - Fast Track | Fast Track | Inactive | IA Terminated |  | Terminated | Yes | 2015-03-27 | 2017-05-10 | Photovoltaic(1.76) | 1.76 | Los Angeles | CA | 2015-08-01 | 2015-08-01 | Vail: Yates 12 kV Line | RAM Map 5175, 16kV or Distribution Feeder Ram Map 4720 | Laguna Bell 220 kV | Metro West Region | Yates | Laguna Bell AB 220/66 System | Vail 66/16 (D) |  |  |  |  | Laguna | Check | Check |  | 1 |  | FALSE | Laguna | Check | [12 empty] | 0 | 0
WDT1229FT | 2014-09-18 | 2014-09-18 | 2014-10-10 | WDAT | GIP - Fast Track | Fast Track | Inactive | IA Terminated |  | Terminated | Yes | 2015-03-27 | 2017-05-10 | Photovoltaic(0.9) | 0.83 | Los Angeles | CA | 2015-08-01 | 2015-08-01 | Alon: Edgar 12 kV Line | Edgar 12kV | Lighthipe 220/66 System | Metro West Region | Edgar | Lighthipe 220/66 System | Alon 66/12 (D) |  |  |  |  | Lighthipe | 230 |  |  | 1 |  | FALSE | Lighthipe | 230 | [12 empty] | 0 | 0
WDT1230FT | 2014-09-18 | 2014-09-18 | 2014-10-10 | WDAT | GIP - Fast Track | Fast Track | Inactive | IA Terminated |  | Terminated | Yes | 2015-03-27 | 2017-05-10 | Photovoltaic(0.88) | 0.88 | Los Angeles | CA | 2015-08-01 | 2015-08-01 | Jersey: Buck 12 kV Line | RAM Map 5834, 12kV or Distribution Feeder Ram Map 1835 | Del Amo 220/66 System | Metro West Region | Buck | Del Amo 220/66 System | La Mirada 66/12 (D) |  |  |  |  | Del | Check | Check |  | 1 |  | FALSE | Del | Check | [12 empty] | 0 | 0
WDT1231FT | 2014-09-18 | 2014-09-18 | 2014-10-10 | WDAT | GIP - Fast Track | Fast Track | Inactive | Withdrawn | 2015-03-04 | Not Started | No |  |  | Photovoltaic(0.5) | 0.5 | Los Angeles | CA | 2015-08-01 | 2015-08-01 | RAM Map 5655, 12kV, or Distribution Feeder RAM MAP 7075 | Locomotive 12kV | Walnut 220/66 System | Metro East Region | Locomotive | Walnut 220/66 System | Railroad 66/12 (D) |  |  |  |  | Walnut | 230 |  |  | 1 |  | FALSE | Walnut | 230 | [12 empty] | 0 | 0
WDT1232FT | 2014-09-18 | 2014-09-18 | 2014-10-10 | WDAT | GIP - Fast Track | Fast Track | Inactive | IA Terminated |  | Terminated | Yes | 2015-02-09 | 2017-05-10 | Photovoltaic(0.56) | 0.56 | Los Angeles | CA | 2015-09-01 | 2015-09-01 | Carson: Rahn 16 kV Line | Rahn 16kV | Lighthipe 220/66 System | Metro West Region | Rahn | Lighthipe 220/66 System | Carson 66/16 (D) |  |  |  |  | Lighthipe | 230 |  |  | 1 |  | FALSE | Lighthipe | 230 | [12 empty] | 0 | 0
WDT1233FT | 2014-09-18 | 2014-09-18 | 2014-10-10 | WDAT | GIP - Fast Track | Fast Track | Inactive | IA Terminated |  | Terminated | Yes | 2015-02-09 | 2015-03-10 | Photovoltaic(0.5) | 0.5 | Los Angeles | CA | 2015-09-01 | 2015-09-01 | RAM Map 5711, 16kV, Distribution Feeder: Ram Map 14635 | Rahn 16kV | Lighthipe 220/66 System | Metro West Region | Rahn | Lighthipe 220/66 System | Carson 66/16 (D) |  |  |  |  | Lighthipe | 230 |  |  | 1 |  | FALSE | Lighthipe | 230 | [12 empty] | 0 | 0
WDT1235FT | 2014-09-19 | 2014-09-19 | 2014-10-02 | WDAT | GIP - Fast Track | Fast Track | Inactive | Withdrawn | 2015-03-13 | Not Started | No |  |  | Photovoltaic(0.7) | 0.7 | Los Angeles | CA | 2015-11-30 | 2015-11-30 | SCE RAM MAP ID 05776 | Mccloud 16kV | Lighthipe 220/66 System | Metro West Region | Mccloud | Lighthipe 220/66 System | Jersey 66/16 (D) |  |  |  |  | Lighthipe | 230 |  |  | 1 |  | FALSE | Lighthipe | 230 | [12 empty] | 0 | 0
WDT1236FT | 2014-09-22 | 2014-09-22 | 2014-10-02 | WDAT | GIP - Fast Track | Fast Track | Inactive | Withdrawn | 2015-03-13 | Not Started | No |  |  | Photovoltaic(2) | 2 | Orange | CA | 2015-11-30 | 2015-11-30 | SCE RAM MAP ID 03302 | Coach 12 kV | Villa Park 220/66 | Orange Region | Coach | Villa Park 220/66 System | Placentia 66/12 (D) |  |  |  |  | Villa | Check | Check |  | 1 |  | FALSE | Villa | Check | [12 empty] | 0 | 0
WDT1237FT | 2014-10-03 | 2014-10-03 | 2014-10-20 | WDAT | GIP - Fast Track | Fast Track | Active - Post IA | In-Service |  | Executed - In Effect | Yes | 2015-05-07 |  | Photovoltaic(2) | 2 | Riverside | CA | 2015-11-27 | 2015-11-27 | Wimbledon, Distribution Feeder: 11483 or distribution circuit nearest building | Distribution Substation: Wimbledon, Distribution Feeder: 11483 or distribution circuit nearest | Etiwanda 220/66 | Desert Region | McEnroe | Etiwanda 220/66 System | Wimbledon 66/12 (D) |  |  |  |  | Etiwanda | 230 |  |  | 1 |  | FALSE | Etiwanda | 230 | [12 empty] | 1 | 1
WDT1238FT | 2014-10-03 | 2014-10-03 | 2014-11-06 | WDAT | GIP - Fast Track | Fast Track | Inactive | Withdrawn | 2014-12-29 | Not Started | No |  |  | Energy Storage(1.525) | 1.5 | San Bernardino | CA | 2015-11-15 | 2015-11-15 | Redwood 12 kV out of Declez station | Redwood 12 kV out of Declez station | Etiwanda 220/66 | Desert Region | Redwood | Etiwanda 220/66 System | Declez 66/12 (D) |  |  |  |  | Etiwanda | 230 |  |  | 1 |  | FALSE | Etiwanda | 230 | [12 empty] | 0 | 0
WDT1239ISP | 2014-02-03 | 2014-02-03 | 2014-06-18 | WDAT | GIP - ISP | ISP | Inactive | Withdrawn | 2015-07-08 | Not Started | No |  |  | Internal Combustion Engine(2.274) | 1.994 | Santa Barbara | CA | 2016-01-06 | 2016-01-06 | ID # 5376 66/16kV, Tajiguas 16 kV Feeder | Mist 16kV | Goleta 220/66 | North Coast Region | Mist | Goleta 220/66 System | Capitan 66/16 (D) |  |  |  |  | Goleta | 230 |  |  | 1 |  | FALSE | Goleta | 230 | [12 empty] | 0 | 0
WDT1240FT | 2015-01-06 | 2014-11-05 | 2015-01-06 | WDAT | GIP - Fast Track | Fast Track | Inactive | Withdrawn | 2015-11-13 | Not Started | No |  |  | Photovoltaic(1.98) | 1.98 | Riverside | CA | 2015-08-31 | 2015-08-31 | Not Listed on Application | Mcenroe 12kV | Etiwanda 220/66 | Desert Region | McEnroe | Etiwanda 220/66 System | Wimbledon 66/12 (D) |  |  |  |  | Etiwanda | 230 |  |  | 1 |  | FALSE | Etiwanda | 230 | [12 empty] | 0 | 0
WDT1241FT | 2014-10-31 | 2014-10-31 | 2014-12-01 | WDAT | GIP - Fast Track | Fast Track | Inactive | IA Terminated |  | Terminated | No |  | 2016-09-25 | Photovoltaic(0.374) | 0.333 | Los Angeles | CA | 2015-03-01 | 2015-03-01 | Lark Ellen Sub; Gertrude 12 Kv | Distribution Providers Gertrude 12 kV circuit out of Lark Ellen 66/12 kV Substation | Rio Hondo 220/66 | Metro East Region | Gertrude | Rio Hondo 220/66 System | Lark Ellen 66/12 (D) |  |  |  |  | Rio | Check | Check |  | 1 |  | FALSE | Rio | Check | [12 empty] | 0 | 0
WDT1242FT | 2015-03-26 | 2014-11-13 | 2015-03-26 | WDAT | GIP - Fast Track | Fast Track | Inactive | Withdrawn | 2015-05-12 | Not Started | No |  |  | Photovoltaic(0.56) | 0.56 | Orange | CA |  | 2015-08-31 | Circuit ID 15545, Substation #5085 | Tetris 12kV | Johanna 220kV bus | Orange Region | Tetris | Johanna 220/66 System | Johanna 66/12 (D) |  |  |  |  | Johanna | Check | Check |  | 1 |  | FALSE | Johanna | Check | [12 empty] | 0 | 0
WDT1243FT | 2015-03-27 | 2014-11-14 | 2015-03-27 | WDAT | GIP - Fast Track | Fast Track | Inactive | Withdrawn | 2015-10-06 | Not Started | No |  |  | Photovoltaic(0.45) | 0.45 | Orange | CA |  | 2016-08-31 | Snapdragon 12kV | Snapdragon 12 kV out of Barrr 66/12 kV substation. | Barre 220/66 | Orange Region | Snapdragon | Barre 220/66 System | Barre 66/12 (D) |  |  |  |  | Barre | 230 |  |  | 1 |  | FALSE | Barre | 230 | [12 empty] | 0 | 0
WDT1244FT | 2015-01-02 | 2014-11-13 | 2015-01-02 | WDAT | GIP - Fast Track | Fast Track | Inactive | Withdrawn | 2015-03-02 | Not Started | No |  |  | Photovoltaic(0.792) | 0.792 | Tulare | CA |  | 2015-08-31 | Substation 5337, Circuit 5626 | Effie 12kV | Rector 220/66 | San Joaquin Region |  | Rector 220/66 System | Oak Grove 66/12 (D) |  |  |  |  | Rector | 230 |  |  | 1 |  | FALSE | Rector | 230 | [12 empty] | 0 | 0
WDT1245FT | 2014-12-26 | 2014-11-13 | 2015-01-02 | WDAT | GIP - Fast Track | Fast Track | Inactive | Withdrawn | 2015-03-02 | Not Started | No |  |  | Photovoltaic(1.224) | 1.224 | Tulare | CA |  | 2015-08-31 | Substation 5337, Circuit 5626 | Effie 12kV | Rector 220/66 | San Joaquin Region | Effie | Rector 220/66 System | Oak Grove 66/12 (D) |  |  |  |  | Rector | 230 |  |  | 1 |  | FALSE | Rector | 230 | [12 empty] | 0 | 0
WDT1247FT |  | 2014-11-17 |  | WDAT | GIP - Fast Track | Fast Track | Inactive | Withdrawn | 2015-03-02 | Not Started | No |  |  | Photovoltaic(0.828) | 0.828 | Tulare | CA |  |  | Oakgrove: Webb 12kV line |  |  | San Joaquin Region | Effie | Rector 220/66 System | Oak Grove 66/12 (D) |  |  |  |  | Check | Check | Check |  | 1 |  | FALSE | [14 empty] | 0 | 0
WDT1248FT |  | 2014-11-17 |  | WDAT | GIP - Fast Track | Fast Track | Inactive | Withdrawn | 2015-03-02 | Not Started | No |  |  | Photovoltaic(1.332) | 1.332 | [15 empty] | Check | Check | Check |  | 1 |  | FALSE | [14 empty] | 0 | 0
WDT125 | 2006-06-29 | 2006-05-24 | 2006-06-29 | WDAT | SGIP | Serial | Active - Post IA | In-Service |  | Executed - In Effect | Yes | 2008-08-25 |  | Fuel Cell(9.27) | 9.27 | Los Angeles | CA |  |  | San Jose Substation | San Jose Substation | Rio Hondo 220/66 | Metro East Region |  | Rio Hondo 220/66 System |  | Rio Hondo | 230 |  |  | Rio | Check | Check | Rio Hondo230 | 1 |  | FALSE | Rio Hondo | 230 | [12 empty] | 1 | 1
WDT1251 | 2015-02-06 | 2014-12-29 | 2015-02-06 | WDAT | GIP - Fast Track | Fast Track | Inactive | Withdrawn | 2015-03-04 | Not Started | No |  |  | Energy Storage(2) | 2 | San Bernardino | CA | 2016-12-18 | 2016-12-18 | Drylands 33kV | Drylands 33kV | Victor 220kV bus | Rurals Region | Drylands | Victor 220/115 System | Cottonwood 115/33 (D) |  |  |  |  | Victor | Check | Check |  | 1 |  | FALSE | Victor | Check | [12 empty] | 0 | 0
WDT1252 | 2015-02-06 | 2014-12-29 | 2015-02-06 | WDAT | GIP - Fast Track | Fast Track | Inactive | Withdrawn | 2015-03-04 | Not Started | No |  |  | Energy Storage(2) | 2 | San Bernardino | CA | 2016-12-18 | 2016-12-18 | Helendale - Victor 33 kV line |  | Victor 220kV bus | Rurals Region |  | Victor 220/115 System | [5 empty] | Victor | Check | Check |  | 1 |  | FALSE | Victor | Check | [12 empty] | 0 | 0
WDT1253 | 2015-02-06 | 2014-12-29 | 2015-02-06 | WDAT | GIP - Fast Track | Fast Track | Inactive | Withdrawn | 2015-03-04 | Not Started | No |  |  | Energy Storage(2) | 2 | San Bernardino | CA | 2016-12-18 | 2016-12-18 | Drylands 33kV | Drylands 33kV | Victor 220kV bus | Rurals Region | Drylands | Victor 220/115 System | Cottonwood 115/33 (D) |  |  |  |  | Victor | Check | Check |  | 1 |  | FALSE | Victor | Check | [12 empty] | 0 | 0
WDT1255 | 2015-01-06 | 2015-01-06 | 2015-01-27 | WDAT | GIP - Fast Track | Fast Track | Inactive | IA Terminated |  | Terminated | Yes | 2016-06-27 | 2017-01-05 | Photovoltaic(1) | 1 | Riverside | CA | 2016-09-05 | 2017-01-05 | Zevo 12kV distribution line out of Murrieta 33/12kV Substation | Zevo 12kV distribution line out of Murrieta 33/12kV Substation | 115kV Bus at Valley Substation | San Jacinto Valley Region | Zevo | Valley 'D' 500/115 System | Murrietta 2 33/12 (D) |  |  |  |  | 115kV | Check | Check |  | 1 |  | FALSE | 115kV | Check | [12 empty] | 0 | 0
WDT1256FT |  | 2015-02-11 |  | WDAT | GIP - Fast Track | Fast Track | Inactive | Withdrawn | 2015-04-21 | Not Started | No |  |  | Energy Storage(1.25) | 0 | Los Angeles | CA |  | 2017-01-15 | TBD | TBD | TBD |  | Bach | Hinson 220/66 | Neptune 66/12 |  |  |  |  | TBD | Check | Check |  | 1 |  | FALSE | TBD | Check | [12 empty] | 0 | 0
WDT1257FT |  | 2015-02-17 |  | WDAT | GIP - Fast Track | Fast Track | Inactive | Withdrawn | 2015-04-21 | Not Started | No |  |  | Energy Storage(3) | 2.3 | Los Angeles | CA |  | 2017-01-15 | Jersey: Kernan 16 kV Line | Lighthipe 66kV | Lighthipe 220/66 | [8 empty] | Lighthipe | 230 |  |  | 1 |  | FALSE | Lighthipe | 230 | [12 empty] | 0 | 0
WDT1266 | 2015-03-31 | 2015-03-31 | 2015-04-30 | WDAT | GIP - ISP | ISP | Inactive | Withdrawn | 2018-05-22 | Withdrawn (No Agrmt) | No |  |  | Energy Storage(42) | 40 | Kern | CA |  | 2020-09-30 | Windhub 66 kV Sub (via the Windhub-Kalama 66 kV Line) | Windhub 66 kV Sub (via the Windhub-Kalama 66 kV Line) | Windhub 220 kV bus | North Coast Region |  | Windhub 220/66 System | [5 empty] | Windhub | 230 |  |  | 1 |  | FALSE | Windhub | 230 | [12 empty] | 0 | 0
WDT1267 | 2015-04-30 | 2015-04-06 | 2015-04-17 | WDAT | GIP - Cluster Study | QC_008 | Active - Post IA | Construction |  | Executed - In Effect | Yes | 2025-03-24 |  | Photovoltaic(23.4)/Energy Storage(23.4) | 20 | Kern | CA | 2018-01-31 | 2028-10-01 | Bruin 66 kV Substation at the 66 kV bus | Bruin 66 kV Substation at the 66 kV bus | 66 kV Bus at Antelope Substation | North Coast Region |  | Antelope 220/66 System |  | Antelope | 230 | Antelope | 230 | 66 | Check | Check | Antelope230 | 1 |  | TRUE | Antelope | 230 | 23.4)/Energy Storage(23.4) |  | 23.4) |  | 3.4 | 23.4 | [5 empty] | 23.4 | 0 | 1
WDT1268 | 2015-04-30 | 2015-04-06 | 2015-04-17 | WDAT | GIP - Cluster Study | QC_008 | Active - Post IA | Construction |  | Executed - In Effect | Yes | 2025-03-24 |  | Photovoltaic(23.4)/Energy Storage(23.4) | 20 | Kern | CA | 2018-01-31 | 2028-10-01 | Bruin 66 kV Substation at the 66 kV bus | Bruin 66 kV Substation at the 66 kV bus | 66 kV Bus at Antelope Substation | North Coast Region |  | Antelope 220/66 System |  | Antelope | 230 | Antelope | 230 | 66 | Check | Check | Antelope230 | 1 |  | TRUE | Antelope | 230 | 23.4)/Energy Storage(23.4) |  | 23.4) |  | 3.4 | 23.4 | [5 empty] | 23.4 | 0 | 1
WDT1270 |  | 2015-04-06 |  | WDAT | GIP - Cluster Study | QC_008 | Inactive | Withdrawn | 2015-05-20 | Not Started | No |  |  | Energy Storage(16.08) | 16.08 | Los Angeles | CA | 2018-10-01 | 2018-10-01 | Fremont 66 kV Bus |  | Lighthipe 220/66 | [8 empty] | Lighthipe | 230 |  |  | 1 |  | FALSE | Lighthipe | 230 | [12 empty] | 0 | 0
WDT1271 | 2015-04-09 | 2015-04-09 | 2015-05-15 | WDAT | GIP - ISP | ISP | Inactive | Withdrawn | 2016-01-04 | Not Started | No |  |  | Energy Storage(1) | 1 | Los Angeles | CA | 2016-11-01 | 2016-12-01 | Butler 12kV | Butler 12 kV out of Carmenita 66/12/ kV Substation. | Del Amo 230 kV bus | Metro West Region | Butler | Del Amo 220/66 System | Carmenita 66/12 (D) |  |  |  |  | Del | Check | Check |  | 1 |  | FALSE | Del | Check | [12 empty] | 0 | 0
WDT1274 | 2015-04-30 | 2015-04-30 | 2015-05-29 | WDAT | GIP - Cluster Study | QC_008 | Inactive | Withdrawn | 2016-06-14 | Not Started | No |  |  | Energy Storage(20) | 5 | Mono | CA | 2017-10-15 | 2017-10-15 | Chateau - Casa Diablo 33kV | Chateau 33kV | Inyo SCE 220/115 | Rurals Region | Chateau | Inyo SCE 220/115 System | Casa Diablo 115/33 (D) |  |  |  |  | Inyo | Check | Check |  | 1 |  | FALSE | Inyo | Check | [12 empty] | 0 | 0
WDT1276 |  | 2015-04-27 |  | WDAT | GIP - Cluster Study | QC_008 | Inactive | Withdrawn | 2015-05-18 | Not Started | No |  |  | Energy Storage(4) | 4 | Ventura | CA | 2020-02-01 | 2020-02-01 | SCE 16 kV Feeder Circuit 16416, off Subs, APN 231-0-092-260, 34° 8'48.14'N, 119°10'36.97'W |  | Santa Clara 220/66 | [8 empty] | Santa | Check | Check |  | 1 |  | FALSE | Santa | Check | [12 empty] | 0 | 0
WDT1277 | 2015-04-30 | 2015-04-29 | 2015-05-11 | WDAT | GIP - Cluster Study | QC_008 | Active - Post IA | In-Service |  | Executed - Pending Approval | Yes | 2017-01-27 |  | Photovoltaic(3) | 3 | Los Angeles | CA | 2017-11-15 | 2017-12-30 | Hovey 12 kV circuit out of Redman 66/12 kV Substation. | Hovey 12 kV circuit out of Redman 66/12 kV Substation. | 66 kV Bus at Antelope Substation. | North Coast Region | Hovey | Antelope 220/66 System | Redman 66/12 (D) |  |  |  |  | 66 | Check | Check | Antelope66 | 1 |  | FALSE | Antelope | 66 | [12 empty] | 1 | 0
WDT1281 | 2015-04-30 | 2015-04-29 | 2015-05-22 | WDAT | GIP - Cluster Study | QC_008 | Active - Post IA | Construction |  | Executed - In Effect | Yes | 2022-08-05 |  | Photovoltaic(11.94) | 11.9 | Kern | CA |  | 2019-11-01 | A tap on the Distribution Provider’s Sawmill 33 kV circuit out of the Inyokern 115/33 kV Substation near the existing structure 2025118E | A tap on the Distribution Provider’s Sawmill 33 kV circuit out of the Inyokern 115/33 kV Substation near the existing structure 2025118E | The ISO Grid at the Distribution Provider’s 115 kV Bus at the Inyokern 115/33 kV Substation | Rurals Region | Sawmill | Kramer 220/115 System | Inyokern 115/33 (D) | Inyokern | 115 | Inyokern | 115 | The | Check | Check | Inyokern115 | 1 |  | TRUE | Inyokern | 115 | 11.94) |  |  |  | 0.04 | 11.94 | [6 empty] | 0 | 1
WDT1284 |  | 2015-04-30 |  | WDAT | GIP - Cluster Study | QC_008 | Inactive | Withdrawn | 2015-05-19 | Not Started | No |  |  | Energy Storage(1) | 1 | Los Angeles | CA | 2018-05-01 | 2018-06-01 | Mesa A-Bank, 16kV, 34.060292, -118.086392 | Paljay 12kV | Mesa 220/66 | Metro East Region | Paljay | Mesa 220/66 System | Rush 66/16 (D) |  |  |  |  | Mesa | 230 | Check |  | 1 |  | FALSE | Mesa | 230 | [12 empty] | 0 | 0
WDT1285 |  | 2015-04-30 |  | WDAT | GIP - Cluster Study | QC_008 | Inactive | Withdrawn | 2015-05-19 | Not Started | No |  |  | Energy Storage(1) | 1 | Orange | CA | 2018-05-01 | 2018-06-01 | Barre: 12 kV Circuit |  | Barre 220/66 | Orange Region | Carnation | Barre 220/66 System | Barre 66/12 (D) |  |  |  |  | Barre | 230 |  |  | 1 |  | FALSE | Barre | 230 | [12 empty] | 0 | 0
WDT1286 | 2015-04-30 | 2015-04-30 | 2015-05-29 | WDAT | GIP - ISP | ISP | Active - Post IA | Construction |  | Executed - In Effect | Yes | 2017-05-19 | 2022-05-05 | Energy Storage(8) | 8 | Kern | CA | 2017-04-01 | 2019-10-01 | Monolith 66/12 kV Substation at the 12 kV bus | Monolith 66/12 kV Substation at the 12 kV bus | Windhub 500/220/66 kV Substation at the 220 kV bus | North Coast Region |  | Windhub 220/66 System | Monolith 66/12 (D) | Windhub | 230 | Windhub | 230 | Windhub | 500 |  |  | 1 |  | TRUE | Windhub | 500 |  |  | 8) | [8 empty] | 8 | 0 | 1
WDT1287 | 2015-04-30 | 2015-04-30 | 2015-05-27 | WDAT | GIP - Deliverability | QC_008 | Inactive | Withdrawn | 2017-06-06 | Not Required | No |  |  | Photovoltaic(40) | 40 | Tulare | CA | 2018-02-01 | 2018-03-01 | Growers 66 kV Bus | Vestal 66 kV | Vestal 220kV bus | San Joaquin Region |  | Vestal 220/66 System | [5 empty] | Vestal | Check | Check |  | 1 |  | FALSE | Vestal | Check | [12 empty] | 0 | 0
WDT1288 | 2015-04-30 | 2015-04-30 | 2015-05-28 | WDAT | GIP - Cluster Study | QC_008 | Inactive | Withdrawn | 2018-03-20 | Withdrawn (No Agrmt) | No |  |  | Gas Turbine(50) | 50 | Los Angeles | CA |  | 2018-03-01 | Ganesha - Simpson line 66kV | Ganesha - Simpson line 66kV | Chino 220/66 | Metro East Region |  | Chino 220/66 System | Ganesha 66/12 (D) |  |  |  |  | Chino | 230 |  |  | 1 |  | FALSE | Chino | 230 | [12 empty] | 0 | 0
WDT1289 | 2015-04-30 | 2015-04-30 | 2015-05-20 | WDAT | GIP - Cluster Study | QC_008 | Inactive | Withdrawn | 2017-07-12 | In Negotiation | No |  |  | Energy Storage(8.75) | 8.75 | Tulare | CA | 2016-11-01 | 2016-12-01 | Wellgen Substation 66 KV bus | Wellgen 66 kV Sub | Vestal 220kV bus | San Joaquin Region |  | Vestal 220/66 System | [5 empty] | Vestal | Check | Check |  | 1 |  | FALSE | Vestal | Check | [12 empty] | 0 | 0
WDT1289EXP | 2015-12-08 | 2015-12-08 | 2015-12-22 | WDAT | GIP - ISP | ISP | Inactive | Withdrawn | 2017-07-12 | In Negotiation | No |  |  | Energy Storage(1.25) | 1.25 | Kern | CA | 2016-06-01 | 2016-11-01 | Wellgen Sub 66 kV bus | Wellgen Sub 66 kV bus | Vestal Sub 220kV bus | San Joaquin Region |  | Vestal 220/66 System | [5 empty] | Vestal | Check | Check |  | 1 |  | FALSE | Vestal | Check | [12 empty] | 0 | 0
WDT1290 | 2015-04-30 | 2015-04-30 | 2015-05-29 | WDAT | GIP - Cluster Study | QC_008 | Inactive | Withdrawn | 2016-04-26 | Not Started | No |  |  | Energy Storage(40) | 40 | Orange | CA | 2018-01-01 | 2019-11-01 | Johanna Substation 66kV, 33°42'49.65'N and 117°51'7.66'W | Johanna Substation 66 kV | Johanna 220kV bus | Orange Region |  | Johanna 220/66 System | Johanna 66/12 (D) |  |  |  |  | Johanna | Check | Check |  | 1 |  | FALSE | Johanna | Check | [12 empty] | 0 | 0
WDT1291 |  | 2015-04-30 |  | WDAT | GIP - Cluster Study | QC_008 | Inactive | Withdrawn | 2015-05-19 | Not Started | No |  |  | Energy Storage(20) | 20 | Kern | CA |  |  | Quinn: Rio Bravo Jasmine 12 kV bus |  | Vestal 220kV bus | [8 empty] | Vestal | Check | Check |  | 1 |  | FALSE | Vestal | Check | [12 empty] | 0 | 0
WDT1293 | 2015-04-30 | 2015-04-30 | 2015-05-28 | WDAT | GIP - Cluster Study | QC_008 | Active - Post IA | In-Service |  | Filed Executed | Yes | 2018-02-07 |  | Energy Storage(50) | 50 | Orange | CA | 2019-02-01 | 2019-12-30 | Barre Substation 66 kV bus AB section | Barre 66kV Bus | Barre 220/66 | Orange Region |  | Barre 220/66 System |  | Barre | 230 |  |  | Barre | 230 |  |  | 1 |  | FALSE | Barre | 230 | [12 empty] | 1 | 0
WDT1294 | 2015-04-30 | 2015-04-30 | 2015-07-09 | WDAT | GIP - Cluster Study | QC_008 | Inactive | IA Terminated |  | Terminated | Yes | 2018-05-17 | 2022-02-16 | Energy Storage(10) | 10 | Orange | CA | 2018-09-01 | 2020-08-01 | Aquarius 12KV Distribution Line | A tap on the Distribution Provider’s Aquarius 12 kV circuit | Santiago 220kV Bus | Orange Region | Aquarius | Santiago 220/66 System | Estrella 66/12 (D) |  |  |  |  | Santiago | Check | Check |  | 1 |  | FALSE | Santiago | Check | [12 empty] | 0 | 0
WDT1295 | 2015-04-30 | 2015-04-30 | 2015-05-27 | WDAT | GIP - Cluster Study | QC_008 | Active - Post IA | Restudy In Progress |  | Executed - In Effect | Yes | 2018-02-12 |  | Photovoltaic(3) | 3 | Kern | CA | 2016-03-01 | 2017-10-31 | Overall 12 kV out of Cal City 33/12 kV Substation | Overall 12 kV out of Cal City 33/12 kV Substation | 115 kV Bus at Kramer Substation | Rurals Region | Overall | Kramer 220/115 System | Calcity 'B' 33/12 (D) |  |  |  |  | 115 | Check | Check | Kramer115 | 1 |  | TRUE | Kramer | 115 | 3) |  |  |  | 0 | 3 | [6 empty] | 0 | 1
WDT1297 | 2015-04-30 | 2015-04-30 | 2015-05-29 | WDAT | GIP - Cluster Study | QC_008 | Inactive | Withdrawn | 2016-05-24 | Not Started | No |  |  | Photovoltaic(20) | 20 | Los Angeles | CA | 2016-11-01 | 2020-11-01 | Little Rock - Wilsona 66kV | Sparkle 66 kV Substation | Antelope 220/66 | North Coast Region |  | Antelope 220/66 System | [5 empty] | Antelope | 230 |  |  | 1 |  | FALSE | Antelope | 230 | [12 empty] | 0 | 0
WDT1298 | 2015-04-30 | 2015-04-30 | 2015-05-27 | WDAT | GIP - Cluster Study | QC_008 | Active - Post IA | In-Service |  | Executed - In Effect | Yes | 2018-02-12 |  | Photovoltaic(3) | 3 | Kern | CA | 2016-03-01 | 2016-03-15 | A tap on the Distribution Provider's Brittle Bush 12 kV Circuit out of Cal City 33/12 kV Substation | A tap on the Distribution Provider's Brittle Bush 12 kV circuit out of Cal City 33/12 kV Substation | 115 kV Bus at Kramer Substation | Rurals Region | Brittle Bush | Kramer 220/115 System | Calcity 'A' 33/12 (D) |  |  |  |  | 115 | Check | Check | Kramer115 | 1 |  | FALSE | Kramer | 115 | [12 empty] | 1 | 1
WDT1300 | 2015-04-30 | 2015-04-30 | 2015-05-27 | WDAT | GIP - Cluster Study | QC_008 | Inactive | Withdrawn | 2017-06-06 | Withdrawn (No Agrmt) | No |  |  | Photovoltaic(10) | 10 | Tulare | CA | 2019-02-15 | 2019-03-01 | Vestal - Kern River 3 66 kV Line via the new Growers 66 kV Substation | Vestal - Kern River 3 66 kV Line via the new Growers 66 kV Substation | Vestal 220kV bus | San Joaquin Region |  | Vestal 220/66 System | [5 empty] | Vestal | Check | Check |  | 1 |  | FALSE | Vestal | Check | [12 empty] | 0 | 0
WDT1303 | 2015-04-30 | 2015-04-30 | 2015-05-22 | WDAT | GIP - Cluster Study | QC_008 | Inactive | Withdrawn | 2016-04-12 | Not Started | No |  |  | Gas Turbine(48)/Energy Storage(32) | 80 | Orange | CA | 2020-09-01 |  | Villa Park - Orange 66 kV line |  | Villa Park 220/66 | [8 empty] | Villa | Check | Check |  | 1 |  | FALSE | Villa | Check | [12 empty] | 0 | 0
WDT1304 | 2015-04-30 | 2015-04-30 | 2015-05-29 | WDAT | GIP - Cluster Study | QC_008 | Inactive | Withdrawn | 2017-03-08 | Not Started | No |  |  | Energy Storage(8.8) | 7.9 | Orange | CA | 2020-08-01 |  | Pink 12kV circuit % Orange SS | Pink 12kV | Villa Park 220/66 | Orange Region | Pink | Villa Park 220/66 System | Orange 66/12 (D) |  |  |  |  | Villa | Check | Check |  | 1 |  | FALSE | Villa | Check | [12 empty] | 0 | 0
WDT1305 |  | 2015-04-30 |  | WDAT | GIP - Cluster Study | QC_008 | Inactive | Withdrawn | 2015-05-26 | Not Started | No |  |  | Energy Storage(10.5) | 10.5 | Kern | CA | 2021-08-31 |  | GOLDTOWN: CARBON 12 kV Line | Carbon 12kV |  | North Coast Region | Carbon | Windhub 220/66 System | Goldtown 66/12 (D) |  |  |  |  | Check | Check | Check |  | 1 |  | FALSE | [14 empty] | 0 | 0
WDT1306 | 2015-04-30 | 2015-04-30 | 2015-05-20 | WDAT | GIP - Cluster Study | QC_008 | Inactive | Withdrawn | 2015-06-30 | Not Started | No |  |  | Photovoltaic(3) | 3 | Los Angeles | CA | 2016-11-01 |  | Grubstake 12kV line out of Rosamond 66/12kV Substation |  | Antelope 220/66 | North Coast Region | Alfalfa | Antelope 220/66 System | Redman 66/12 (D) |  |  |  |  | Antelope | 230 |  |  | 1 |  | FALSE | Antelope | 230 | [12 empty] | 0 | 0
WDT1307 | 2015-04-30 | 2015-04-30 | 2015-05-27 | WDAT | GIP - Cluster Study | QC_008 | Active - Post IA | In-Service |  | Filed Executed | Yes | 2017-03-30 |  | Photovoltaic(3) | 3 | Los Angeles | CA | 2016-11-01 | 2018-11-01 | Forage 12kV out of Piute 66/12kV Sub | Forage 12kV out of Piute 66/12kV Sub | Antelope 220/66 | North Coast Region | Forage | Antelope 220/66 System | Piute 66/12 (D) |  |  |  |  | Antelope | 230 |  |  | 1 |  | FALSE | Antelope | 230 | [12 empty] | 1 | 0
WDT1308 | 2015-04-30 | 2015-04-30 | 2015-05-20 | WDAT | GIP - Cluster Study | QC_008 | Active - Post IA | In-Service |  | Executed - In Effect | Yes | 2017-01-18 |  | Photovoltaic(3) | 3 | Los Angeles | CA | 2016-11-01 | 2017-12-08 | Big Pines 12kV out of Little Rock 66/12kV Substation | Big Pines 12kV out of Little Rock 66/12kV Substation | Antelope 220/66 | North Coast Region | Big Pines | Antelope 220/66 System | Little Rock 66/12 (D) |  |  |  |  | Antelope | 230 |  |  | 1 |  | FALSE | Antelope | 230 | [12 empty] | 1 | 1
WDT1309 | 2015-04-30 | 2015-04-30 | 2015-05-20 | WDAT | GIP - Cluster Study | QC_008 | Active - Post IA | In-Service |  | Executed - In Effect | Yes | 2017-01-18 |  | Photovoltaic(3) | 3 | Los Angeles | CA | 2016-11-01 | 2017-12-08 | Stealth 12kV out of Oasis 66/12kV Substation | Stealth 12kV out of Oasis 66/12kV Substation | Antelope 220/66 | North Coast Region | Stealth | Antelope 220/66 System | Oasis 66/12 (D) |  |  |  |  | Antelope | 230 |  |  | 1 |  | FALSE | Antelope | 230 | [12 empty] | 1 | 1
WDT1310 |  | 2015-04-30 |  | WDAT | GIP - Cluster Study | QC_008 | Inactive | Withdrawn | 2015-05-20 | Not Started | No |  |  | Energy Storage(15) | 15 | Orange | CA | 2019-04-30 |  | Viejo 12kV Bus | Consejo 12kV | Viejo 220/66 | Orange Region | Consejo | Viejo 220/66 System | Viejo 66/12 (D) |  |  |  |  | Viejo | 230 |  |  | 1 |  | FALSE | Viejo | 230 | [12 empty] | 0 | 0
WDT1312 |  | 2015-04-30 |  | WDAT | GIP - Cluster Study | QC_008 | Inactive | Withdrawn | 2015-05-20 | Not Started | No |  |  | Energy Storage(15) | 15 | Orange | CA | 2017-04-30 |  | Johanna 12 kV Bus |  | Johanna 220kV bus | Orange Region |  | Johanna 220/66 System | Johanna 66/12 (D) |  |  |  |  | Johanna | Check | Check |  | 1 |  | FALSE | Johanna | Check | [12 empty] | 0 | 0
WDT1314 |  | 2015-04-30 |  | WDAT | GIP - Cluster Study | QC_008 | Inactive | Withdrawn | 2015-05-20 | Not Started | No |  |  | Energy Storage(15) | 15 | Orange | CA | 2019-04-30 |  | Barre: 12 kV Circuit |  | Barre 220/66 | [8 empty] | Barre | 230 |  |  | 1 |  | FALSE | Barre | 230 | [12 empty] | 0 | 0
WDT1317 | 2011-03-08 | 2011-03-08 | 2011-05-04 | WDAT | GIP - ISP | ISP | Active - Post IA | In-Service |  | Executed - In Effect | Yes | 2015-10-19 |  | Photovoltaic(1.5) | 1.5 | Kern | CA |  | 2014-07-19 | Lloyd 12kV out of Del Sur 66/12 kV Substation | Lloyd 12kV out of Del Sur 66/12 kV Substation | Antelope 220/66kV | North Coast Region | Lloyd | Antelope 220/66 System | Del Sur 66/12 (D) |  |  |  |  | Antelope | 230 |  |  | 1 |  | FALSE | Antelope | 230 | [12 empty] | 1 | 1
WDT1318 | 2011-03-08 | 2011-03-08 | 2011-05-04 | WDAT | GIP - ISP | ISP | Active - Post IA | In-Service |  | Executed - In Effect | Yes | 2015-10-19 |  | Photovoltaic(2) | 2 | Kern | CA |  | 2014-07-19 | Lloyd 12kV Distribution Line out Del Sur 66/12 Substation | Lloyd 12kV Distribution Line out Del Sur 66/12 Substation | Antelope 220/66 | North Coast Region | Lloyd | Antelope 220/66 System | Del Sur 66/12 (D) |  |  |  |  | Antelope | 230 |  |  | 1 |  | FALSE | Antelope | 230 | [12 empty] | 1 | 1
WDT1319 | 2011-03-08 | 2011-03-08 | 2011-05-04 | WDAT | GIP - ISP | ISP | Active - Post IA | In-Service |  | Executed - In Effect | Yes | 2015-10-19 |  | Photovoltaic(1.5) | 1.5 | Kern | CA |  | 2014-07-19 | Snowden 12kV Distribution Line out of Del Sur 66/12 Substation. | Snowden 12kV Distribution Line out of Del Sur 66/12 Substation. | Antelope 220/66 | North Coast Region | Snowden | Antelope 220/66 System | Del Sur 66/12 (D) |  |  |  |  | Antelope | 230 |  |  | 1 |  | FALSE | Antelope | 230 | [12 empty] | 1 | 1
WDT1320 | 2011-03-08 | 2011-03-08 | 2011-05-04 | WDAT | GIP - ISP | ISP | Active - Post IA | In-Service |  | Executed - In Effect | Yes | 2015-10-19 |  | Photovoltaic(1.5) | 1.5 | Kern | CA | 2013-09-20 | 2014-07-19 | Snowden 12kV Distribution Line out of Del Sur 66/12 Substation. | Snowden 12kV Distribution Line out of Del Sur 66/12 Substation. | Antelope 220/66 | North Coast Region | Snowden | Antelope 220/66 System | Del Sur 66/12 (D) |  |  |  |  | Antelope | 230 |  |  | 1 |  | FALSE | Antelope | 230 | [12 empty] | 1 | 1
WDT1322 | 2015-07-06 | 2015-07-06 | 2015-07-28 | WDAT | GIP - Fast Track | Fast Track | Inactive | Withdrawn | 2015-12-14 | Not Started | No |  |  | Photovoltaic(0.368) | 0.368 | Orange | CA | 2015-08-01 | 2015-08-20 | Skypark 12kV | Skypark 12kV | Johanna 220kV bus | Orange Region | Skypark | Johanna 220/66 System | Fairview 66/12 (D) |  |  |  |  | Johanna | Check | Check |  | 1 |  | FALSE | Johanna | Check | [12 empty] | 0 | 0
WDT1323 | 2015-07-07 | 2015-07-07 | 2015-07-21 | WDAT | GIP - Fast Track | Fast Track | Inactive | Withdrawn | 2016-07-11 | Not Started | No |  |  | Photovoltaic(1.131) | 1.131 | Orange | CA | 2016-03-20 | 2016-04-20 | Tetris 12kV | Tetris 12kV | Johanna 220kV bus | Orange Region | Tetris | Johanna 220/66 System | Johanna 66/12 (D) |  |  |  |  | Johanna | Check | Check |  | 1 |  | FALSE | Johanna | Check | [12 empty] | 0 | 0
WDT1324 | 2015-07-07 | 2015-07-07 | 2015-07-21 | WDAT | GIP - Fast Track | Fast Track | Inactive | Withdrawn | 2015-12-14 | Not Started | No |  |  | Photovoltaic(0.286) | 0.286 | Orange | CA | 2016-03-20 | 2016-04-20 | 1501 Quail St, Newport CA 92660, 33.660918,-117.869817 |  |  |  | Wainwright | Santiago 220/66 | MacArthur 66/12 |  |  |  |  | Check | Check | Check |  | 1 |  | FALSE | [14 empty] | 0 | 0
WDT1325 | 2015-07-07 | 2015-07-07 | 2015-07-21 | WDAT | GIP - Fast Track | Fast Track | Inactive | Withdrawn | 2016-07-11 | Not Started | No |  |  | Photovoltaic(1.036) | 1.036 | Orange | CA | 2016-03-20 | 2016-04-20 | Substation # 5085 12kV, 33.713701, -117.835444, 15771 Red Hill Ave, Tustin CA 92780 | Tetris 12kV | Johanna 220kV bus | Orange Region | Tetris | Johanna 220/66 System | Johanna 66/12 (D) |  |  |  |  | Johanna | Check | Check |  | 1 |  | FALSE | Johanna | Check | [12 empty] | 0 | 0
WDT1326 | 2015-08-07 | 2015-08-07 | 2015-09-09 | WDAT | GIP - Fast Track | Fast Track | Inactive | Withdrawn | 2015-10-13 | Withdrawn (No Agrmt) | No |  |  | Photovoltaic(2) | 2 | Riverside | CA | 2016-09-01 | 2016-09-09 | McEnroe 12kV | McEnroe 12kV | Etiwanda 220/66 | Desert Region | McEnroe | Etiwanda 220/66 System | Wimbledon 66/12 (D) |  |  |  |  | Etiwanda | 230 |  |  | 1 |  | FALSE | Etiwanda | 230 | [12 empty] | 0 | 0
WDT1327 | 2015-08-07 | 2015-08-07 | 2015-08-31 | WDAT | GIP - Fast Track | Fast Track | Inactive | Withdrawn | 2015-10-13 | Withdrawn (No Agrmt) | No |  |  | Photovoltaic(1.584) | 1.584 | San Bernardino | CA | 2016-09-01 | 2016-09-09 | APN: 0292-041-4126940 Palmetto Ave, Redlands, CA 92374, 34°05'14.95', N 117°12'55.70'W | Thompsen 12kV | San Bernardino 220/66 | Desert Region | Thompsen | San Bernardino 220/66 System | Highland 66/12 (D) |  |  |  |  | San | Check | Check |  | 1 |  | FALSE | San | Check | [12 empty] | 0 | 0
WDT1328 | 2015-08-07 | 2015-08-07 | 2015-09-02 | WDAT | GIP - Fast Track | Fast Track | Inactive | Withdrawn | 2015-10-02 | Not Started | No |  |  | Photovoltaic(1.216) | 1.216 | Los Angeles | CA | 2016-09-01 | 2016-09-09 | Studebaker 12kV | Studebaker 12kV | Del Amo 220/66 | Metro West Region | Studebaker | Del Amo 220/66 System | Carmenita 66/12 (D) |  |  |  |  | Del | Check | Check |  | 1 |  | FALSE | Del | Check | [12 empty] | 0 | 0
WDT1329 | 2015-08-07 | 2015-08-07 | 2015-09-02 | WDAT | GIP - Fast Track | Fast Track | Inactive | Withdrawn | 2015-10-02 | Not Started | No |  |  | Photovoltaic(1.168) | 1.168 | Los Angeles | CA | 2016-09-01 | 2016-09-09 | Orchardale 12kV | Orchardale 12kV | Del Amo 220/66 | Metro West Region | Orchardale | Del Amo 220/66 System | Carmenita 66/12 (D) |  |  |  |  | Del | Check | Check |  | 1 |  | FALSE | Del | Check | [12 empty] | 0 | 0
WDT1330 | 2015-08-07 | 2015-08-07 | 2015-09-02 | WDAT | GIP - Fast Track | Fast Track | Inactive | Withdrawn | 2015-10-02 | Not Started | No |  |  | Photovoltaic(0.88) | 0.88 | Los Angeles | CA | 2016-09-09 |  | Orchardale 12kV | Orchardale 12kV | Del Amo 220/66 | Metro West Region | Orchardale | Del Amo 220/66 System | Carmenita 66/12 (D) |  |  |  |  | Del | Check | Check |  | 1 |  | FALSE | Del | Check | [12 empty] | 0 | 0
WDT1331 | 2015-08-07 | 2015-08-07 | 2015-09-02 | WDAT | GIP - Fast Track | Fast Track | Inactive | Withdrawn | 2015-10-02 | Not Started | No |  |  | Photovoltaic(1.312) | 1.312 | Los Angeles | CA | 2015-09-09 |  | Orchardale 12kV | Orchardale 12kV | Del Amo 220/66 | Metro West Region | Orchardale | Del Amo 220/66 System | Carmenita 66/12 (D) |  |  |  |  | Del | Check | Check |  | 1 |  | FALSE | Del | Check | [12 empty] | 0 | 0
WDT1332 | 2015-08-07 | 2015-08-07 | 2015-09-02 | WDAT | GIP - Fast Track | Fast Track | Inactive | Withdrawn | 2016-03-02 | Not Started | No |  |  | Photovoltaic(1.12) | 1.12 | Los Angeles | CA | 2016-09-09 |  | Refoil 12kV | Refoil 12kV | Del Amo 220/66 | Metro West Region | Refoil | Del Amo 220/66 System | Carmenita 66/12 (D) |  |  |  |  | Del | Check | Check |  | 1 |  | FALSE | Del | Check | [12 empty] | 0 | 0
WDT1333 | 2015-08-07 | 2015-08-07 | 2015-09-02 | WDAT | GIP - Fast Track | Fast Track | Inactive | Withdrawn | 2015-10-02 | Not Started | No |  |  | Photovoltaic(2) | 2 | Los Angeles | CA | 2016-09-09 |  | Refoil 12kV | Refoil 12kV | Del Amo 220/66 | Metro West Region | Refoil | Del Amo 220/66 System | Carmenita 66/12 (D) |  |  |  |  | Del | Check | Check |  | 1 |  | FALSE | Del | Check | [12 empty] | 0 | 0
WDT1334 | 2015-08-12 | 2015-08-12 | 2015-08-27 | WDAT | GIP - Fast Track | Fast Track | Inactive | Withdrawn | 2015-11-12 | Not Started | No |  |  | Photovoltaic(0.56) | 0.56 | Los Angeles | CA | 2016-07-01 | 2016-07-01 | Locomotive 12kV | Locomotive 12kV | Walnut 220/66 | Metro East Region | Locomotive | Walnut 220/66 System | Railroad 66/12 (D) |  |  |  |  | Walnut | 230 |  |  | 1 |  | FALSE | Walnut | 230 | [12 empty] | 0 | 0
WDT1335 | 2015-08-12 | 2015-08-12 | 2015-08-27 | WDAT | GIP - Fast Track | Fast Track | Inactive | Withdrawn | 2015-11-12 | Not Started | No |  |  | Photovoltaic(0.504) | 0.504 | Los Angeles | CA | 2016-07-01 | 2016-07-01 | Rahn 16kV | Rahn 16kV | Lighthipe 220/66 | Metro West Region | Rahn | Lighthipe 220/66 System | Carson 66/16 (D) |  |  |  |  | Lighthipe | 230 |  |  | 1 |  | FALSE | Lighthipe | 230 | [12 empty] | 0 | 0
WDT1336 | 2015-08-12 | 2015-08-12 | 2015-08-27 | WDAT | GIP - Fast Track | Fast Track | Inactive | Withdrawn | 2015-11-12 | Not Started | No |  |  | Photovoltaic(0.504) | 0.504 | Los Angeles | CA | 2016-07-01 | 2016-07-01 | Trident 12kV | Trident 12kV | Walnut 220/66 | Metro East Region | Trident | Walnut 220/66 System | Nogales 66/12 (D) |  |  |  |  | Walnut | 230 |  |  | 1 |  | FALSE | Walnut | 230 | [12 empty] | 0 | 0
WDT1337 | 2015-08-12 | 2015-08-12 | 2015-08-27 | WDAT | GIP - Fast Track | Fast Track | Inactive | Withdrawn | 2015-11-12 | Not Started | No |  |  | Photovoltaic(0.504) | 0.504 | Los Angeles | CA | 2016-07-01 | 2016-07-01 | Zeno 16kV | Zeno 16kV | Lighthipe 220/66 | Metro West Region | Zeno | Lighthipe 220/66 System | Carson 66/16 (D) |  |  |  |  | Lighthipe | 230 |  |  | 1 |  | FALSE | Lighthipe | 230 | [12 empty] | 0 | 0
WDT1338 | 2015-08-12 | 2015-08-12 | 2015-08-28 | WDAT | GIP - Fast Track | Fast Track | Inactive | Withdrawn | 2015-11-12 | Not Started | No |  |  | Photovoltaic(1.5) | 1.5 | Los Angeles | CA | 2016-07-01 | 2016-07-01 | Canning 16 kV circuit out of Laguna Bell 66/16 kV. | Canning 16 kV circuit out of Laguna Bell 66/16 kV. | Laguna Bell AB 220/66 kV | Metro West Region | Canning | Laguna Bell AB 220/66 System | Laguna Bell 66/16 (D) |  |  |  |  | Laguna | Check | Check |  | 1 |  | FALSE | Laguna | Check | [12 empty] | 0 | 0
WDT1339 | 2015-08-12 | 2015-08-12 | 2015-08-27 | WDAT | GIP - Fast Track | Fast Track | Inactive | Withdrawn | 2015-11-12 | Not Started | No |  |  | Photovoltaic(1.5) | 1.5 | Los Angeles | CA | 2016-07-01 | 2016-07-01 | Canning 16 kV circuit out of Laguna Bell 66/16 kV | Canning 16 kV circuit out of Laguna Bell 66/16 kV | Laguna Bell AB 220/66 kV | Metro West Region | Canning | Laguna Bell AB 220/66 System | Laguna Bell 66/16 (D) |  |  |  |  | Laguna | Check | Check |  | 1 |  | FALSE | Laguna | Check | [12 empty] | 0 | 0
WDT1340 | 2015-08-12 | 2015-08-12 | 2015-08-27 | WDAT | GIP - Fast Track | Fast Track | Inactive | Withdrawn | 2015-11-12 | Not Started | No |  |  | Photovoltaic(0.896) | 0.896 | Los Angeles | CA | 2016-07-01 | 2016-07-01 | Kernan 16 kV circuit out of Jersey 66/16 kV | Kernan 16 kV circuit out of Jersey 66/16 kV | Lighthipe 220/66 kV | Metro West Region | Zeno | Lighthipe 220/66 System | Carson 66/16 (D) |  |  |  |  | Lighthipe | 230 |  |  | 1 |  | FALSE | Lighthipe | 230 | [12 empty] | 0 | 0
WDT1341 | 2015-08-12 | 2015-08-12 | 2015-08-27 | WDAT | GIP - Fast Track | Fast Track | Inactive | Withdrawn | 2015-11-12 | Not Started | No |  |  | Photovoltaic(0.504) | 0.504 | Los Angeles | CA | 2016-07-01 | 2016-07-01 | Zeno 16 kV circuit out of Carson 66/16 kV | Zeno 16 kV circuit out of Carson 66/16 kV | Lighthipe 220/66 kV | Metro West Region | Zeno | Lighthipe 220/66 System | Carson 66/16 (D) |  |  |  |  | Lighthipe | 230 |  |  | 1 |  | FALSE | Lighthipe | 230 | [12 empty] | 0 | 0
WDT1342 | 2015-08-12 | 2015-08-12 | 2015-08-27 | WDAT | GIP - Fast Track | Fast Track | Inactive | Withdrawn | 2015-11-12 | Not Started | No |  |  | Photovoltaic(0.56) | 0.56 | Los Angeles | CA | 2016-07-01 | 2016-07-01 | Storm 12kV | Storm 12kV | Hinson 220/66 | Metro West Region | Storm | Hinson 220/66 System | Neptune 66/12 (D) |  |  |  |  | Hinson | 230 |  |  | 1 |  | FALSE | Hinson | 230 | [12 empty] | 0 | 0
WDT1343 | 2015-08-12 | 2015-08-12 | 2015-08-27 | WDAT | GIP - Fast Track | Fast Track | Inactive | Withdrawn | 2015-10-02 | Not Started | No |  |  | Photovoltaic(0.7) | 0.7 | Los Angeles | CA | 2016-07-01 | 2016-07-01 | Storm 12kV | Storm 12kV | Hinson 220/66 | Metro West Region | Storm | Hinson 220/66 System | Neptune 66/12 (D) |  |  |  |  | Hinson | 230 |  |  | 1 |  | FALSE | Hinson | 230 | [12 empty] | 0 | 0
WDT1344 | 2015-08-12 | 2015-08-12 | 2015-08-27 | WDAT | GIP - Fast Track | Fast Track | Inactive | Withdrawn | 2015-11-12 | Not Started | No |  |  | Photovoltaic(1.5) | 1.5 | Orange | CA | 2015-07-01 | 2016-07-01 | Raybestos 12kV |  | Barre 220/66 | Orange Region | Raybestos | Barre 220/66 System | Fullerton 66/12 (D) |  |  |  |  | Barre | 230 |  |  | 1 |  | FALSE | Barre | 230 | [12 empty] | 0 | 0
WDT1345 | 2015-08-12 | 2015-08-12 | 2015-08-27 | WDAT | GIP - Fast Track | Fast Track | Inactive | Withdrawn | 2015-10-02 | Not Started | No |  |  | Photovoltaic(1.5) | 1.5 | Los Angeles | CA | 2016-07-01 | 2016-07-01 | Kinmont 16kV | Kinmont 16kV | Laguna Bell 220kV | Metro West Region | Kinmont | Laguna Bell AB 220/66 System | Laguna Bell 66/16 (D) |  |  |  |  | Laguna | Check | Check |  | 1 |  | FALSE | Laguna | Check | [12 empty] | 0 | 0
WDT1346 | 2015-08-12 | 2015-08-12 | 2015-08-27 | WDAT | GIP - Fast Track | Fast Track | Inactive | Withdrawn | 2015-10-02 | Not Started | No |  |  | Photovoltaic(0.784) | 0.784 | Los Angeles | CA | 2016-07-01 | 2016-07-01 | Kinmont 16kV | Kinmont 16kV | Laguna Bell 220kV | Metro West Region | Kinmont | Laguna Bell AB 220/66 System | Laguna Bell 66/16 (D) |  |  |  |  | Laguna | Check | Check |  | 1 |  | FALSE | Laguna | Check | [12 empty] | 0 | 0
WDT1347 | 2015-08-28 | 2015-08-12 | 2015-08-28 | WDAT | GIP - Fast Track | Fast Track | Inactive | Withdrawn | 2015-11-12 | Not Started | No |  |  | Photovoltaic(0.504) | 0.504 | San Bernardino | CA | 2016-07-01 | 2016-07-01 | Blaze 12kV | Blaze 12kV | Chino 220/66 | Metro East Region | Blaze | Chino 220/66 System | Firehouse 66/12 (D) |  |  |  |  | Chino | 230 |  |  | 1 |  | FALSE | Chino | 230 | [12 empty] | 0 | 0
WDT1348 | 2015-08-27 | 2015-08-12 | 2015-08-27 | WDAT | GIP - Fast Track | Fast Track | Inactive | Withdrawn | 2015-11-12 | Not Started | No |  |  | Photovoltaic(1.5) | 1.5 | San Bernardino | CA | 2016-07-01 | 2016-07-01 | Earnhardt 12kV | Earnhardt 12kV | Padua 220/66 | Metro East Region | Earnhardt | Padua 220/66 System | Cucamonga 66/12 (D) |  |  |  |  | Padua | 230 |  |  | 1 |  | FALSE | Padua | 230 | [12 empty] | 0 | 0
WDT1349 | 2015-08-12 | 2015-08-12 | 2015-08-27 | WDAT | GIP - Fast Track | Fast Track | Inactive | Withdrawn | 2015-10-30 | Withdrawn (No Agrmt) | No |  |  | Photovoltaic(1.5) | 1.5 | San Bernardino | CA | 2016-07-01 | 2016-07-01 | Centaur 12kV | Centaur 12kV | San Bernardino 220/66 | Desert Region | Centaur | San Bernardino 220/66 System | San Bernardino 66/12 (D) |  |  |  |  | San | Check | Check |  | 1 |  | FALSE | San | Check | [12 empty] | 0 | 0
WDT1350 | 2015-08-12 | 2015-08-12 | 2015-08-27 | WDAT | GIP - Fast Track | Fast Track | Inactive | Withdrawn | 2015-10-30 | Withdrawn (No Agrmt) | No |  |  | Photovoltaic(1.5) | 1.5 | San Bernardino | CA | 2016-07-01 | 2016-07-01 | Centaur 12kV | Centaur 12kV | San Bernardino 220/66 | Desert Region | Centaur | San Bernardino 220/66 System | San Bernardino 66/12 (D) |  |  |  |  | San | Check | Check |  | 1 |  | FALSE | San | Check | [12 empty] | 0 | 0
WDT1351 | 2015-08-12 | 2015-08-12 | 2015-08-27 | WDAT | GIP - Fast Track | Fast Track | Inactive | Withdrawn | 2015-10-30 | Withdrawn (No Agrmt) | No |  |  | Photovoltaic(0.83) | 0.83 | San Bernardino | CA | 2016-07-01 | 2016-07-01 | Centaur 12kV | Centaur 12kV | San Bernardino 220/66 | Desert Region | Centaur | San Bernardino 220/66 System | San Bernardino 66/12 (D) |  |  |  |  | San | Check | Check |  | 1 |  | FALSE | San | Check | [12 empty] | 0 | 0
WDT1352 | 2015-08-27 | 2015-08-12 | 2015-08-27 | WDAT | GIP - Fast Track | Fast Track | Inactive | Withdrawn | 2015-11-12 | Not Started | No |  |  | Photovoltaic(0.644) | 0.644 |  |  | 2016-07-01 | 2016-07-01 | Borg 12kV | Borg 12kV | Etiwanda 220/66 | Desert Region | Borg | Etiwanda 220/66 System | Wimbledon 66/12 (D) |  |  |  |  | Etiwanda | 230 |  |  | 1 |  | FALSE | Etiwanda | 230 | [12 empty] | 0 | 0
WDT1353 | 2015-08-27 | 2015-08-12 | 2015-08-27 | WDAT | GIP - Fast Track | Fast Track | Inactive | Withdrawn | 2015-11-12 | Not Started | No |  |  | Photovoltaic(0.98) | 0.98 | San Bernardino | CA | 2015-07-01 | 2016-07-01 | Platoon 12kV | Platoon 12kV | Chino 220/66 | Metro East Region | Platoon | Chino 220/66 System | Firehouse 66/12 (D) |  |  |  |  | Chino | 230 |  |  | 1 |  | FALSE | Chino | 230 | [12 empty] | 0 | 0
WDT1354 | 2015-08-27 | 2015-08-12 | 2015-08-27 | WDAT | GIP - Fast Track | Fast Track | Inactive | Withdrawn | 2015-11-12 | Not Started | No |  |  | Photovoltaic(0.812) | 0.812 | San Bernardino | CA | 2016-07-01 | 2016-07-01 | Hose 12kV | Hose 12kV | Chino 220/66 | Metro East Region | Hose | Chino 220/66 System | Firehouse 66/12 (D) |  |  |  |  | Chino | 230 |  |  | 1 |  | FALSE | Chino | 230 | [12 empty] | 0 | 0
WDT1355 | 2015-08-27 | 2015-08-12 | 2015-08-27 | WDAT | GIP - Fast Track | Fast Track | Inactive | Withdrawn | 2015-11-12 | Not Started | No |  |  | Photovoltaic(0.756) | 0.756 | San Bernardino | CA | 2016-07-01 | 2016-07-01 | Speedway 12kV | Speedway 12kV | Etiwanda 220/66 | Desert Region | Speedway | Etiwanda 220/66 System | Declez 66/12 (D) |  |  |  |  | Etiwanda | 230 |  |  | 1 |  | FALSE | Etiwanda | 230 | [12 empty] | 0 | 0
WDT1356 | 2015-08-27 | 2015-08-12 | 2015-08-27 | WDAT | GIP - Fast Track | Fast Track | Inactive | Withdrawn | 2015-11-12 | Not Started | No |  |  | Photovoltaic(1.5) | 1.5 | San Bernardino | CA | 2016-07-01 | 2016-07-01 | Frisbie 12kV | Frisbie 12kV | Etiwanda 220/66 | Desert Region | Frisbie | Etiwanda 220/66 System | Alder 66/12 (D) |  |  |  |  | Etiwanda | 230 |  |  | 1 |  | FALSE | Etiwanda | 230 | [12 empty] | 0 | 0
WDT1357 | 2015-08-12 | 2015-08-12 | 2015-08-27 | WDAT | GIP - Fast Track | Fast Track | Inactive | Withdrawn | 2015-10-30 | Withdrawn (No Agrmt) | No |  |  | Photovoltaic(1.5) | 1.5 | San Bernardino | CA | 2016-07-01 | 2016-07-01 | Unicorn 12kV | Unicorn 12kV | San Bernardino 220/66 | Desert Region | Unicorn | San Bernardino 220/66 System | San Bernardino 66/12 (D) |  |  |  |  | San | Check | Check |  | 1 |  | FALSE | San | Check | [12 empty] | 0 | 0
WDT1358 | 2015-08-27 | 2015-08-12 | 2015-08-27 | WDAT | GIP - Fast Track | Fast Track | Inactive | Withdrawn | 2015-11-12 | Not Started | No |  |  | Photovoltaic(1.25) | 1.25 | San Bernardino | CA | 2016-07-01 | 2016-07-01 | Borg 12kV | Borg 12kV | Etiwanda 220/66 | Desert Region | Borg | Etiwanda 220/66 System | Wimbledon 66/12 (D) |  |  |  |  | Etiwanda | 230 |  |  | 1 |  | FALSE | Etiwanda | 230 | [12 empty] | 0 | 0
WDT1359 | 2015-08-12 | 2015-08-13 | 2015-08-27 | WDAT | GIP - Fast Track | Fast Track | Inactive | Withdrawn | 2015-11-12 | Withdrawn (No Agrmt) | No |  |  | Photovoltaic(1.5) | 1.5 | San Bernardino | CA | 2016-07-01 | 2016-07-01 | Dorsey 12kV | Dorsey 12kV | Etiwanda 220/66 | Desert Region | Dorsey | Etiwanda 220/66 System | Alder 66/12 (D) |  |  |  |  | Etiwanda | 230 |  |  | 1 |  | FALSE | Etiwanda | 230 | [12 empty] | 0 | 0
WDT1360 | 2015-08-12 | 2015-08-13 | 2015-08-27 | WDAT | GIP - Fast Track | Fast Track | Inactive | Withdrawn | 2015-11-12 | Withdrawn (No Agrmt) | No |  |  | Photovoltaic(1.5) | 1.5 | San Bernardino | CA | 2016-07-01 | 2016-07-01 | Dorsey 12kV | Dorsey 12kV | Etiwanda 220/66 | Desert Region | Dorsey | Etiwanda 220/66 System | Alder 66/12 (D) |  |  |  |  | Etiwanda | 230 |  |  | 1 |  | FALSE | Etiwanda | 230 | [12 empty] | 0 | 0
WDT1361 | 2015-08-17 | 2015-08-17 | 2015-09-24 | WDAT | GIP - Fast Track | Fast Track | Inactive | Withdrawn | 2016-02-12 | Not Started | No |  |  | Photovoltaic(3) | 3 | Ventura | CA | 2016-09-01 |  | Buckhorn 16kV out of Fillmore, 34.400424 N, 118.902677 W | Buckhorn 16kV | Saugus 220kV Bus | North Coast Region | Buckhorn | Saugus 220/66 System | Fillmore 66/16 (D) |  |  |  |  | Saugus | Check | Check |  | 1 |  | FALSE | Saugus | Check | [12 empty] | 0 | 0
WDT1362 | 2016-01-05 | 2015-11-04 | 2016-01-07 | WDAT | GIP - ISP | ISP | Inactive | Withdrawn | 2016-07-05 | Not Started | No |  |  | Energy Storage(20.01) | 20 | Orange | CA | 2019-09-30 | 2019-10-31 | Circuit: Fairway Sub: Villa Park 66kV, 33.814034°, -117.834317° |  |  | Orange Region | Fairway | Villa Park 220/66 System | Villa Park 66/12 (D) |  |  |  |  | Check | Check | Check |  | 1 |  | FALSE | [14 empty] | 0 | 0
WDT1363 | 2015-11-30 | 2015-11-30 | 2016-01-04 | WDAT | GIP - Fast Track | ISP | Inactive | Withdrawn | 2019-03-20 | In Negotiation | No | 2016-08-24 |  | Photovoltaic(1.92) | 1.92 | Riverside | CA | 2016-11-30 | 2016-12-12 | Palmview 33kV out of Garnet 115/33 kV Substation | Palmview 33 kV | Devers 220 kV | Desert Region | Palmview | Devers 220/115 System | Garnet 115/33 (D) |  |  |  |  | Devers | 230 |  |  | 1 |  | FALSE | Devers | 230 | [12 empty] | 0 | 0
WDT1364 | 2016-01-29 | 2015-12-09 | 2016-01-29 | WDAT | GIP - Fast Track | Fast Track | Inactive | IA Terminated | 2024-02-05 | Executed - In Effect | Yes | 2016-08-15 | 2024-02-05 | Photovoltaic(0.5) | 0.5 | Los Angeles | CA | 2016-08-30 | 2017-04-01 | Bledsoe 12kV | A tap on the Distribution Provider's Bledsoe 12kV distribution line out of Neenach 66/12kV Substation | 66kV Bus at Neenach Substation | North Coast Region | Bledsoe | Antelope 220/66 System | Neenach 66/12 (D) |  |  |  |  | 66kV | Check | Check |  | 1 |  | FALSE | 66kV | Check | [12 empty] | 0 | 1
WDT1365 | 2015-12-28 | 2015-12-28 | 2016-01-15 | WDAT | GIP - ISP | ISP | Inactive | Withdrawn | 2016-01-22 | Not Started | No |  |  | Energy Storage(5) | 5 | Orange | CA | 2018-04-01 |  | Green River Distribution feeder 12kV | [10 empty] | Check | Check | Check |  | 1 |  | FALSE | [14 empty] | 0 | 0
WDT1366 | 2015-12-28 | 2015-12-28 | 2016-01-14 | WDAT | GIP - ISP | ISP | Inactive | Withdrawn | 2016-06-08 | Not Started | No |  |  | Energy Storage(2.5) | 2.5 | Tulare | CA | 2018-04-01 |  | Distribution Feeder Lowry, 12kV | Lowry 12 kV | Rector 220/66 | San Joaquin Region | Lowry | Rector 220/66 System | Oak Grove 66/12 (D) |  |  |  |  | Rector | 230 |  |  | 1 |  | FALSE | Rector | 230 | [12 empty] | 0 | 0
WDT1367 | 2015-04-09 | 2015-04-09 | 2015-05-14 | WDAT | GIP - Fast Track | Fast Track | Inactive | Withdrawn | 2015-11-17 | Withdrawn (No Agrmt) | No |  |  | Photovoltaic(1) | 1 | Tulare | CA | 2016-09-30 | 2016-09-30 | Linnel 12kV Dist Line out of Rector 66/12kV Sub | Linnel 12kV Dist Line out of Rector 66/12kV Sub | Rector 220kV Substation | [8 empty] | Rector | Check | Check |  | 1 |  | FALSE | Rector | Check | [12 empty] | 0 | 0
WDT1368 | 2015-04-09 | 2015-04-09 | 2015-05-14 | WDAT | GIP - Fast Track | Fast Track | Inactive | Withdrawn | 2015-11-17 | Withdrawn (No Agrmt) | No |  |  | Photovoltaic(1) | 1 | Tulare | CA | 2016-09-30 | 2016-09-30 | St. Johns 12kV Dist Line out of Venice Hill 66/12kV Sub | St. Johns 12kV Dist Line out of Venice Hill 66/12kV Sub | Rector 220kV Substation | [8 empty] | Rector | Check | Check |  | 1 |  | FALSE | Rector | Check | [12 empty] | 0 | 0
WDT1369 | 2015-04-20 | 2015-04-20 | 2015-06-05 | WDAT | GIP - Fast Track | Fast Track | Inactive | Withdrawn | 2016-05-11 | In Negotiation | No |  |  | Photovoltaic(1) | 1 | San Bernardino | CA | 2016-09-30 | 2017-01-31 | Freightliner 12kV out of Roadway 115/12kV substation | Freightliner 12kV out of Roadway 115/12kV Substation | Roadway 115/12 kV | [8 empty] | Roadway | 115 |  |  | 1 |  | FALSE | Roadway | 115 | [12 empty] | 0 | 0
WDT1370 | 2015-04-20 | 2015-04-20 | 2015-06-05 | WDAT | GIP - ISP | ISP | Inactive | Withdrawn | 2016-05-13 | In Negotiation | No |  |  | Photovoltaic(1.32) | 1 | Tulare | CA | 2016-09-30 | 2016-09-30 | Tap on Higby 12kV circuit |  |  | San Joaquin Region | Higby | Rector 220/66 System | Liberty 66/12 (D) |  |  |  |  | Check | Check | Check |  | 1 |  | FALSE | [14 empty] | 0 | 0
WDT1371 | 2016-03-17 | 2016-01-22 | 2016-03-17 | WDAT | GIP - ISP | ISP | Active - Post IA | Construction |  | Executed - Pending Approval | Yes | 2020-08-10 |  | Wind Turbine(24) | 23.52 | Kern | CA | 2016-07-01 | 2022-11-01 | The Distribution Provider’s 66/kV bus at the SCE Cal Cement substation. | The Distribution Provider’s 66/kV bus at the SCE Cal Cement substation. | Windhub 220kV bus | North Coast Region |  | Windhub 220/66 System | Cal Cement 66/4.16 (C) | Windhub | 230 | Windhub | 230 | Windhub | Check | Check |  | 1 |  | TRUE | Windhub | 230 |  | 24) |  |  |  |  | 24 | [5 empty] | 0 | 0
WDT1372 | 2016-01-27 | 2016-01-27 | 2016-02-12 | WDAT | GIP - ISP | ISP | Inactive | Withdrawn | 2016-12-08 | Not Started | No |  |  | Energy Storage(2) | 2 | Orange | CA | 2017-10-31 | 2018-06-30 | Beijing 12 kV line | Beijing 12 kV line | Santiago 220kV Bus section A | Orange Region | Beijing | Santiago 220/66 System | Las Lomas 66/12 (D) |  |  |  |  | Santiago | Check | Check |  | 1 |  | FALSE | Santiago | Check | [12 empty] | 0 | 0
WDT1373 | 2016-02-04 | 2016-02-04 | 2016-03-14 | WDAT | GIP - Fast Track | Fast Track | Inactive | Withdrawn | 2016-04-29 | Not Started | No |  |  | Photovoltaic(3) | 3 | San Bernardino | CA | 2016-10-21 | 2016-10-28 | Lockhart 33kV out of Kramer 115/33 kV | Lockhart 12 kV |  | Rurals Region | Lockhart | Kramer 220/115 System | Kramer 115/33 (D) |  |  |  |  | Check | Check | Check |  | 1 |  | FALSE | [14 empty] | 0 | 0
WDT1374 | 2015-04-24 | 2015-04-24 | 2015-05-18 | WDAT | GIP - Fast Track | Fast Track | Inactive | Withdrawn | 2016-05-11 | In Negotiation | No |  |  | Photovoltaic(0.66) | 0.66 | Riverside | CA | 2016-09-30 | 2016-09-30 | Newcomb substation (8219) Voltage Level: 12kV, 33.758430, -117.229180 | [10 empty] | Check | Check | Check |  | 1 |  | FALSE | [14 empty] | 0 | 0
WDT1376 |  | 2016-02-17 |  | WDAT | GIP - Fast Track | Fast Track | Inactive | Transferred to Rule 21 |  | Not Started | No |  |  | Photovoltaic(2) | 2 | San Bernardino | CA | 2016-11-15 | 2016-11-15 | BOLOR 12kV | Bolor 12 kV | Etiwanda 230kV | Desert Region | Bolor | Etiwanda 220/66 System | Alder 66/12 (D) |  |  |  |  | Etiwanda | Check | Check |  | 1 |  | FALSE | Etiwanda | Check | [12 empty] | 0 | 0
WDT1377 |  | 2016-02-17 |  | WDAT | GIP - Fast Track | Fast Track | Inactive | Transferred to Rule 21 |  | Not Started | No |  |  | Photovoltaic(0.5) | 0.5 | San Bernardino | CA | 2016-11-15 | 2016-11-15 | BOLOR 12kV | Bolor 12 kV | Etiwanda 230kV | Desert Region | Bolor | Etiwanda 220/66 System | Alder 66/12 (D) |  |  |  |  | Etiwanda | Check | Check |  | 1 |  | FALSE | Etiwanda | Check | [12 empty] | 0 | 0
WDT1379 | 2015-05-13 | 2015-05-13 | 2015-06-17 | WDAT | GIP - ISP | ISP | Inactive | Withdrawn | 2016-08-22 | In Negotiation | No |  |  | Photovoltaic(2.5) | 2.5 | San Bernardino |  | 2016-09-30 |  | Caterpillar 12kV | [10 empty] | Check | Check | Check |  | 1 |  | FALSE | [14 empty] | 0 | 0
WDT1380 | 2016-05-02 | 2016-04-01 | 2016-04-14 | WDAT | GIP - Cluster Study | QC_009 | Active - Post IA | Construction |  | Executed - In Effect | Yes | 2018-07-16 |  | Photovoltaic(22.05) | 20 | Kern | CA | 2019-01-31 | 2023-12-20 | Rosamond Substation at the 66 kV bus | Rosamond Substation at the 66 kV bus | Antelope 66kV | North Coast Region |  | Antelope 220/66 System | Rosamond 66/12 (D) | Antelope | 230 | Antelope | 230 | Antelope | Check | Check |  | 1 |  | TRUE | Antelope | 230 | 22.05) |  |  |  | 2.05 | 22.05 | [6 empty] | 0 | 1
WDT1381 |  | 2016-04-07 |  | WDAT | GIP - ISP | ISP | Inactive | Withdrawn | 2016-05-06 | Not Started | No |  |  | Energy Storage(100)/Photovoltaic(30) | 100 | Orange | CA | 2019-08-01 | 2019-08-15 | LAT: 33.732700, LONG: -118.044724, Apollo 66kV, APN: 095-030-15 | [10 empty] | Check | Check | Check |  | 1 |  | FALSE | [14 empty] | 0 | 0
WDT1382 | 2016-04-20 | 2016-04-20 | 2016-05-13 | WDAT | GIP - ISP | ISP | Inactive | IA Terminated |  | Terminated | Yes | 2017-05-19 | 2018-07-09 | Energy Storage(2.6) | 2.6 | Orange | CA | 2017-04-01 | 2018-03-01 | Horoscope 12kV distribution line out of the Estrella 66/12 kV Substation | Horoscope 12kV distribution line out of the Estrella 66/12 kV Substation | Santiago Substation at the 220 kV bus | Orange Region | Horoscope | Santiago 220/66 System | Estrella 66/12 (D) |  |  |  |  | Santiago | Check | Check |  | 1 |  | FALSE | Santiago | Check | [12 empty] | 0 | 0
WDT1383 | 2016-05-02 | 2016-04-28 | 2016-05-18 | WDAT | GIP - Cluster Study | QC_009 | Inactive | Withdrawn | 2018-03-19 | Not Started | No |  |  | Photovoltaic(40) | 40 | Kern | CA | 2019-10-31 | 2019-10-31 | Holgate Substation 115 kV bus |  |  | Rurals Region |  | Kramer 220/115 System | Holgate 115/33 (D) |  |  |  |  | Check | Check | Check |  | 1 |  | FALSE | [14 empty] | 0 | 0
WDT1384 | 2016-05-02 | 2016-04-29 | 2016-05-24 | WDAT | GIP - Cluster Study | QC_009 | Active - Post IA | Construction |  | Executed - In Effect | Yes | 2018-12-07 |  | Photovoltaic(54)/Energy Storage(54) | 50 | Tulare | CA | 2019-10-31 | 2021-03-01 | Poplar-Terra Bella 66kV line | Poplar-Terra Bella 66kV line; Charging Distribution Service - The ISO Grid at the Distribution Provider’s Vestal Substation 220kV bus. | Vestal Substation 220kV bus; Charging Distribution Service - The point where the tap line interconnects with the Distribution Provider’s Poplar – Terra Bella 66kV line. |  |  |  |  | Vestal | 230 | Vestal | 230 | Vestal | Check | Check |  | 1 |  | TRUE | Vestal | 230 | 54)/Energy Storage(54) |  | 54) |  | 4 | 54 | [5 empty] | 54 | 0 | 1
WDT1385 |  | 2016-04-29 |  | WDAT | GIP - Cluster Study | QC_009 | Inactive | Withdrawn | 2016-05-17 | Not Started | No |  |  | Energy Storage(5) | 5 | Orange | CA | 2017-09-01 | 2017-10-01 | Horoscope 12kV |  |  | Orange Region | Horoscope | Santiago 220/66 System | Estrella 66/12 (D) |  |  |  |  | Check | Check | Check |  | 1 |  | FALSE | [14 empty] | 0 | 0
WDT1386 | 2016-05-02 | 2016-04-29 | 2016-05-26 | WDAT | GIP - Cluster Study | QC_009 | Inactive | Withdrawn | 2016-10-18 | Not Started | No |  |  | Energy Storage(2.5) | 2.5 | Orange | CA | 2017-09-01 | 2017-10-01 | Scarlet 12 kV line out of the Orange 66/12 kV Substation | Scarlet 12 kV line out of the Orange 66/12 kV Substation | Villa Park 220/66 kV Substation at the 220 kV bus | Orange Region | Scarlet | Villa Park 220/66 System | Orange 66/12 (D) |  |  |  |  | Villa | Check | Check |  | 1 |  | FALSE | Villa | Check | [12 empty] | 0 | 0
WDT1387 |  | 2016-04-29 |  | WDAT | GIP - ISP | ISP | Inactive | Withdrawn | 2016-05-24 | Not Started | No |  |  | Energy Storage(2.5) | 2.5 | Orange | CA | 2017-04-01 | 2017-05-01 | Scarlet 12kV |  |  | Orange Region | Scarlet | Villa Park 220/66 System | Orange 66/12 (D) |  |  |  |  | Check | Check | Check |  | 1 |  | FALSE | [14 empty] | 0 | 0
WDT1388 | 2016-05-02 | 2016-05-02 | 2016-05-24 | WDAT | GIP - Cluster Study | QC_009 | Inactive | Withdrawn | 2017-02-08 | Not Started | No |  |  | Energy Storage(10) | 10 | Orange | CA | 2019-10-01 | 2019-10-10 | Distribution Provider’s Johanna 220/66 kV Substation 12 kV circuit | Distribution Provider’s Johanna 220/66 kV Substation 12 kV circuit | Johanna 220 kV bus | Orange Region | Faro | Johanna 220/66 System | Johanna 66/12 (D) |  |  |  |  | Johanna | 230 |  |  | 1 |  | FALSE | Johanna | 230 | [12 empty] | 0 | 0
WDT1389 | 2016-05-02 | 2016-05-02 | 2016-05-27 | WDAT | GIP - Cluster Study | QC_009 | Inactive | Withdrawn | 2017-04-19 | Not Started | No |  |  | Energy Storage(22) | 20 | Ventura | CA | 2019-02-28 | 2019-03-31 | Distribution Provider’s existing Moorpark 220/66 kV Substation at the 66 kV bus | [10 empty] | Check | Check | Check |  | 1 |  | FALSE | [14 empty] | 0 | 0
WDT1390 | 2016-05-02 | 2016-05-02 | 2016-05-27 | WDAT | GIP - Cluster Study | QC_009 | Inactive | Withdrawn | 2017-04-19 | Not Started | No |  |  | Energy Storage(20.412) | 20 | Orange | CA | 2019-09-15 | 2019-08-30 | Chestnut Substation 66 kV switchrack | Chestnut Substation 66 kV switchrack | Johanna Substation 220 kV switchrack | [8 empty] | Johanna | Check | Check |  | 1 |  | FALSE | Johanna | Check | [12 empty] | 0 | 0
WDT1391 | 2016-05-02 | 2016-05-02 | 2016-06-01 | WDAT | GIP - Cluster Study | QC_009 | Inactive | Withdrawn | 2018-03-27 | In Draft | No |  |  | Gas Turbine(99)/Energy Storage(50) | 0 | Orange | CA | 2019-09-15 | 2019-10-15 | the Barre 66kV C bus section | the Barre 66kV C bus section | Barre 220kV bus | [8 empty] | Barre | Check | Check |  | 1 |  | FALSE | Barre | Check | [12 empty] | 0 | 0
WDT1392 | 2016-05-02 | 2016-05-02 | 2016-05-13 | WDAT | GIP - Cluster Study | QC_009 | Active - Post IA | In-Service |  | Executed - In Effect | Yes | 2018-10-18 |  | Energy Storage(10) | 10 | Orange | CA | 2018-12-01 | 2020-12-01 | The Distribution Provider’s 3-way switch on the Distribution Provider’s Monopoly12kV distribution line out of Johanna 66/12kv Substation | The Distribution Provider’s 3-way switch on the Distribution Provider’s Monopoly12kV distribution line out of Johanna 66/12kv Substation | Distribution Provider’s 220kV Bus at Johanna Substation. | Orange Region | Monopoly | Johanna 220/66 System | Johanna 66/12 (D) | Johanna | 230 | Johanna | 230 | Distribution | Check | Check | Johanna230 | 1 |  | FALSE | Johanna | 230 | [12 empty] | 1 | 1
WDT1393 | 2016-05-02 | 2016-05-02 | 2016-05-13 | WDAT | GIP - Cluster Study | QC_009 | Active - Post IA | In-Service |  | Executed - In Effect | Yes | 2018-10-18 |  | Energy Storage(10) | 10 | Orange | CA | 2018-12-01 | 2019-11-15 | The Distribution Provider’s 3-way switch on the Distribution Provider’s Cribbage 12kV distribution line out of Johanna 66/12kv Substation | The Distribution Provider’s 3-way switch on the Distribution Provider’s Cribbage 12kV distribution line out of Johanna 66/12kv Substation | Distribution Provider’s 220kV Bus at Johanna Substation. | Orange Region | Cribbage | Johanna 220/66 System | Johanna 66/12 (D) | Johanna | 230 | Johanna | 230 | Distribution | Check | Check | Johanna230 | 1 |  | FALSE | Johanna | 230 | [12 empty] | 1 | 1
WDT1394 |  | 2016-05-02 |  | WDAT | GIP - Cluster Study | QC_009 | Inactive | Withdrawn | 2016-06-06 | Not Started | No |  |  | Photovoltaic(45) | 0 | San Bernardino | CA | 2019-01-01 |  | Gobar 33kV line |  |  | Rurals Region | Gobar | Victor 220/115 System | Cottonwood 115/33 (D) |  |  |  |  | Check | Check | Check |  | 1 |  | FALSE | [14 empty] | 0 | 0
WDT1395 | 2016-05-02 | 2016-05-02 | 2016-05-25 | WDAT | GIP - Cluster Study | QC_009 | Inactive | IA Terminated |  | Executed - In Effect | Yes | 2018-10-24 | 2019-11-17 | Photovoltaic(31.161) | 30 | Los Angeles | CA | 2019-11-01 | 2021-05-01 | The Distribution Provider’s Wilsona 66/12 kV Substation at the 66 kV bus | The Distribution Provider’s Wilsona 66/12 kV Substation at the 66 kV bus | The ISO Grid at Distribution Provider’s 66 kV bus at Antelope Substation | [8 empty] | The | Check | Check |  | 1 |  | FALSE | The | Check | [12 empty] | 0 | 1
WDT1396 | 2016-05-02 | 2016-05-02 | 2016-05-31 | WDAT | GIP - Cluster Study | QC_009 | Active - Post IA | In-Service |  | Filed Executed | Yes | 2018-03-14 |  | Energy Storage(156.75) | 120 | Orange | CA | 2019-05-01 | 2020-06-14 | Johanna - Camden 66kV line | Johanna - Camden 66kV line | Johanna Substation 220kV bus | Orange Region |  | Johanna 220/66 System |  | Johanna | 230 | Johanna | 230 | Johanna | Check | Check |  | 1 |  | FALSE | Johanna | 230 | [12 empty] | 1 | 0
WDT1397 | 2016-05-02 | 2016-05-02 | 2016-05-31 | WDAT | GIP - Cluster Study | QC_009 | Active - Post IA | In-Service |  | Amendment - Executed | Yes | 2018-10-18 |  | Energy Storage(8.25) | 6 | Orange | CA | 2019-09-01 | 2021-08-30 | At the Distribution Provider’s 4-way switch on the Distribution Provider’s Solitaire 12 kV distribution line out of Johanna 66/12 kV Substation. | At the Distribution Provider’s 4-way switch on the Distribution Provider’s Solitaire 12 kV distribution line out of Johanna 66/12 kV Substation. | Distribution Provider’s 220kV Bus at Johanna Substation. | Orange Region | Solitaire | Johanna 220/66 System | Johanna 66/12 (D) | Johanna | 230 | Johanna | 230 | Distribution | Check | Check | Johanna230 | 1 |  | FALSE | Johanna | 230 | [12 empty] | 1 | 0
WDT1398 | 2016-05-02 | 2016-05-02 | 2016-05-31 | WDAT | GIP - Cluster Study | QC_009 | Active - Post IA | In-Service |  | Amendment - Executed | Yes | 2018-10-18 |  | Energy Storage(11) | 9 | Orange | CA | 2019-09-01 | 2021-08-27 | At the Distribution Provider’s 4-way switch on the Distribution Provider’s Yahtzee 12 kV distribution line out of Johanna 66/12 kV Substation. | At the Distribution Provider’s 4-way switch on the Distribution Provider’s Yahtzee 12 kV distribution line out of Johanna 66/12 kV Substation. | Distribution Provider’s 220kV Bus at Johanna Substation. | Orange Region | Yahtzee | Johanna 220/66 System | Johanna 66/12 (D) | Johanna | 230 | Johanna | 230 | Distribution | Check | Check | Johanna230 | 1 |  | FALSE | Johanna | 230 | [12 empty] | 1 | 0
WDT1399 | 2016-06-14 | 2016-06-14 | 2016-07-11 | WDAT | GIP - Fast Track | ISP | Active - Post IA | In-Service (Conditional PTO) |  | Executed - In Effect | Yes | 2019-03-06 |  | Photovoltaic(3) | 3 | San Bernardino | CA | 2018-01-01 | 2019-10-30 | Kenworth 12 kV distribution line out of Roadway 115/12 kV Substation | 3-way pad-mounted gas switch on the Distribution Provider’s Kenworth 12 kV distribution line out of Roadway 115/12 kV Substation. | 115 kV Bus at Roadway Substation | Rurals Region | Kenworth | Victor 220/115 System | Roadway 115/12 (D) |  |  |  |  | 115 | Check | Check | Roadway115 | 1 |  | FALSE | Roadway | 115 | [12 empty] | 0 | 1
WDT1400 | 2016-05-02 | 2016-05-02 | 2016-05-24 | WDAT | GIP - Cluster Study | QC_009 | Inactive | Withdrawn | 2016-06-30 | Not Started | No |  |  | Photovoltaic(4.95) | 4.95 | Kern | CA | 2017-05-16 |  | Breeze 12kV |  |  | North Coast Region |  | Windhub 220/66 System | Breeze 66/12 (C) |  |  |  |  | Check | Check | Check |  | 1 |  | FALSE | [14 empty] | 0 | 0
WDT1401 | 2016-05-02 | 2016-05-02 | 2016-05-27 | WDAT | GIP - Cluster Study | QC_009 | Inactive | Withdrawn | 2019-02-15 | In Draft | No |  |  | Photovoltaic(100)/Energy Storage(100) | 0 | Orange | CA | 2019-09-15 | 2019-09-15 | La Bolsa 66kV | Bolsa 66kV bus | Barre 220kV bus | [8 empty] | Barre | Check | Check |  | 1 |  | FALSE | Barre | Check | [12 empty] | 0 | 0
WDT1402 | 2016-05-02 | 2016-05-02 | 2016-05-31 | WDAT | GIP - Cluster Study | QC_009 | Inactive | Withdrawn | 2017-04-18 | Not Started | No |  |  | Geothermal Turbine(46) | 38.61 | Mono | CA | 2019-12-15 | 2020-01-01 | Casa Diablo-Rush Creek 115 kV Transmission Line via a tap, using an approximate 3.5 mile line extension that originates about 1.6 miles from the Distribution Provider’s Casa Diablo 115/33kV Substation | Casa Diablo-Rush Creek 115 kV Transmission Line via a tap, using an approximate 3.5 mile line extension that originates about 1.6 miles from the Distribution Provider’s Casa Diablo 115/33kV Substation | SCE's Control Substation 115 kV bus | [8 empty] | SCE's | Check | Check |  | 1 |  | FALSE | SCE's | Check | [12 empty] | 0 | 0
WDT1403 | 2016-05-02 | 2016-05-02 | 2016-05-31 | WDAT | GIP - Cluster Study | QC_009 | Inactive | Withdrawn | 2016-07-18 | Not Started | No |  |  | Energy Storage(10.8) | 10 | Los Angeles | CA | 2019-12-01 | 2019-12-01 | Low-side breaker position on the Distribution Provider’s Tammy 16 kV circuit at the Distribution Provider’s Bandini 66/16 kV Substation | Low-side breaker position on the Distribution Provider’s Tammy 16 kV circuit at the Distribution Provider’s Bandini 66/16 kV Substation | Laguna Bell 220kV bus | Metro West Region | Tammy | Laguna Bell AB 220/66 System | Bandini 66/16 (D) |  |  |  |  | Laguna | Check | Check |  | 1 |  | FALSE | Laguna | Check | [12 empty] | 0 | 0
WDT1404 |  | 2016-06-17 |  | WDAT | GIP - Fast Track | Fast Track | Inactive | Withdrawn | 2016-07-14 | Not Started | No |  |  | Energy Storage(3) | 3 | Ventura | CA | 2016-12-27 | 2016-12-27 | Oxgen 66 kV, Atlantic Power E.F. Oxnard Energy Facility (APN 201-0-230-100) |  |  | North Coast Region |  | Santa Clara 220/66 System | Oxgen 66/12 (X) |  |  |  |  | Check | Check | Check |  | 1 |  | FALSE | [14 empty] | 0 | 0
WDT1406 | 2016-06-17 | 2016-06-17 | 2016-07-18 | WDAT | GIP - Fast Track | ISP | Active - Post IA | In-Service |  | Executed - In Effect | Yes | 2016-11-11 |  | Energy Storage(2) | 2 | Orange | CA | 2016-12-19 | 2016-12-19 | At a new RCSG on the Distribution Provider's Aries 12 kV distribution line out of Estrella 66/12 kV Substation | At a new RCSG on the Distribution Provider's Aries 12 kV distribution line out of Estrella 66/12 kV Substation | Santiago Substation 220 kV bus | Orange Region | Aries | Santiago 220/66 System | Estrella 66/12 (D) |  |  |  |  | Santiago | Check | Check | Santiago230 | 1 |  | FALSE | Santiago | 230 | [12 empty] | 1 | 1
WDT1407 | 2015-09-01 | 2015-09-01 | 2015-09-23 | WDAT | GIP - ISP | ISP | Inactive | IA Terminated |  | Filed Executed | Yes | 2016-12-14 | 2019-12-30 | Photovoltaic(3) | 3 | Kern | CA | 2016-12-01 | 2017-07-07 | Goldtown 66/12kV Substation connected to the Boxcar 12 kV circuit | Goldtown 66/12kV Substation connected to the Boxcar 12 kV circuit | 220kV Bus at Windhub Substation | North Coast Region | Boxcar | Windhub 220/66 System | Goldtown 66/12 (D) |  |  |  |  | 220kV | Check | Check |  | 1 |  | FALSE | 220kV | Check | [12 empty] | 0 | 0
WDT1408 | 2016-07-11 | 2016-07-11 | 2016-07-19 | WDAT | GIP - ISP | ISP | Inactive | Withdrawn | 2016-08-26 | Not Started | No |  | 2016-08-26 | Energy Storage(10) | 10 | Los Angeles | CA | 2016-10-31 | 2016-11-30 | Miguel 12kV line out of Alon 66/12 kV Substation | Miguel 12kV line out of Alon 66/12 kV Substation | Lighthipe 220 kV bus | Metro West Region | Miguel | Lighthipe 220/66 System | Alon 66/12 (D) |  |  |  |  | Lighthipe | 230 |  |  | 1 |  | FALSE | Lighthipe | 230 | [12 empty] | 0 | 0
WDT1409 | 2016-07-11 | 2016-07-11 | 2016-07-19 | WDAT | GIP - ISP | ISP | Inactive | Withdrawn | 2016-08-04 | Not Started | No |  |  | Energy Storage(10) | 10 | Los Angeles | CA | 2016-10-31 | 2016-11-30 | Shelldom 12kV line out of Alon 66/12 kV Substation | Shelldom 12kV line out of Alon 66/12 kV Substation | Lighthipe 220 kV bus | Metro West Region | Shelldom | Lighthipe 220/66 System | Alon 66/12 (D) |  |  |  |  | Lighthipe | 230 |  |  | 1 |  | FALSE | Lighthipe | 230 | [12 empty] | 0 | 0
WDT1410 | 2016-07-11 | 2016-07-11 | 2016-07-19 | WDAT | GIP - ISP | ISP | Inactive | Withdrawn | 2016-08-04 | Not Started | No |  |  | Energy Storage(10) | 10 | Los Angeles | CA | 2016-10-31 | 2016-11-30 | Corak 12 kV line out of Bassett 66/12 kV Substation | Corak 12 kV line out of Bassett 66/12 kV Substation | Walnut 220 kV bus | [8 empty] | Walnut | 230 |  |  | 1 |  | FALSE | Walnut | 230 | [12 empty] | 0 | 0
WDT1411 | 2016-07-11 | 2016-07-11 | 2016-07-19 | WDAT | GIP - ISP | ISP | Inactive | Withdrawn | 2016-08-04 | Not Started | No |  |  | Energy Storage(10) | 10 | Los Angeles | CA | 2016-10-31 | 2016-11-30 | Rivergrade 12 kV line out of Bassett 66/12 kV Substation | Rivergrade 12 kV line out of Bassett 66/12 kV Substation | Walnut 220 kV bus | [8 empty] | Walnut | 230 |  |  | 1 |  | FALSE | Walnut | 230 | [12 empty] | 0 | 0
WDT1412 | 2016-07-11 | 2016-07-11 | 2016-07-19 | WDAT | GIP - ISP | ISP | Inactive | Withdrawn | 2016-08-31 | Not Started | No |  | 2016-08-31 | Energy Storage(10) | 10 | Los Angeles | CA | 2016-10-31 | 2016-11-30 | Tatoo 12 kV line out of Center 66/12 kV Substation | Tatoo 12 kV line out of Center 66/12 kV Substation | Center 220 kV bus | Metro West Region | Tattoo | Center 220/66 System | Center 66/12 (D) |  |  |  |  | Center | 230 |  |  | 1 |  | FALSE | Center | 230 | [12 empty] | 0 | 0
WDT1413 | 2016-07-11 | 2016-07-11 | 2016-07-19 | WDAT | GIP - ISP | ISP | Inactive | Withdrawn | 2016-08-31 | Not Started | No |  | 2016-08-31 | Energy Storage(10) | 10 | Los Angeles | CA | 2016-10-31 | 2016-11-30 | Rifle 12 kV line out of Center 66/12 kV Substation | Rifle 12 kV line out of Center 66/12 kV Substation | Center 220 kV bus | Metro West Region | Rifle | Center 220/66 System | Center 66/12 (D) |  |  |  |  | Center | 230 |  |  | 1 |  | FALSE | Center | 230 | [12 empty] | 0 | 0
WDT1414 | 2016-07-11 | 2016-07-11 | 2016-07-19 | WDAT | GIDAP - ISP | ISP | Inactive | Withdrawn | 2016-08-04 | Not Started | No |  |  | Energy Storage(10) | 10 | Orange | CA | 2016-10-31 | 2016-11-30 | Lynx 12 kV line out of Lampson 66/12 kV Substation | Lync 12 kV line out of Lampson 66/12 kV Substation | Barre 220 kV bus | [8 empty] | Barre | 230 |  |  | 1 |  | FALSE | Barre | 230 | [12 empty] | 0 | 0
WDT1415 | 2016-07-11 | 2016-07-11 | 2016-07-19 | WDAT | GIP - ISP | ISP | Inactive | Withdrawn | 2016-08-04 | Not Started | No |  |  | Energy Storage(10) | 10 | Los Angeles | CA | 2016-10-31 | 2016-11-30 | Herring 12 kV line out of Merced 66/12 kV Substation | Herring 12 kV line out of Merced 66/12 kV Substation | Walnut 220 kV bus | [8 empty] | Walnut | 230 |  |  | 1 |  | FALSE | Walnut | 230 | [12 empty] | 0 | 0
WDT1416 | 2016-07-11 | 2016-07-11 | 2016-07-19 | WDAT | GIP - ISP | ISP | Inactive | Withdrawn | 2016-08-04 | Not Started | No |  |  | Energy Storage(10) | 10 | Los Angeles | CA | 2016-10-31 | 2016-11-30 | Tommy 12kV out of Merced 66/12 kV Substation | Tommy 12kV out of Merced 66/12 kV Substation | Walnut 220 kV bus | [8 empty] | Walnut | 230 |  |  | 1 |  | FALSE | Walnut | 230 | [12 empty] | 0 | 0
WDT1417 | 2016-07-11 | 2016-07-11 | 2016-07-19 | WDAT | GIP - ISP | ISP | Inactive | Withdrawn | 2016-08-04 | Not Started | No |  |  | Energy Storage(10) | 10 | San Bernardino | CA | 2016-10-31 | 2016-11-30 | Clutch 12 kV line out of Narod 66/12 kV Substation | Clutch 12 kV line out of Narod 66/12 kV Substation | Chino 220 kV bus | [8 empty] | Chino | 230 |  |  | 1 |  | FALSE | Chino | 230 | [12 empty] | 0 | 0
WDT1418 | 2016-07-11 | 2016-07-11 | 2016-07-19 | WDAT | GIP - ISP | ISP | Inactive | Withdrawn | 2016-08-04 | Not Started | No |  |  | Energy Storage(10) | 10 | San Bernardino | CA | 2016-10-31 | 2016-11-30 | Weeks 12 kV line out of Narod 66/12 kV Substation | Weeks 12 kV line out of Narod 66/12 kV Substation | Chino 220 kV bus | [8 empty] | Chino | 230 |  |  | 1 |  | FALSE | Chino | 230 | [12 empty] | 0 | 0
WDT1419 |  | 2016-07-11 | 2016-07-19 | WDAT | GIP - ISP | ISP | Inactive | Withdrawn | 2016-07-27 | Not Started | No |  |  | Energy Storage(10) | 10 | Los Angeles | CA | 2016-10-31 | 2016-10-31 | Valiant 12 kV line out of Nogales 66/12 kV Substation | Valiant 12 kV line out of Nogales 66/12 kV Substation | Walnut 220 kV bus | [8 empty] | Walnut | 230 |  |  | 1 |  | FALSE | Walnut | 230 | [12 empty] | 0 | 0
WDT1420 | 2016-07-11 | 2016-07-11 | 2016-07-19 | WDAT | GIP - ISP | ISP | Inactive | Withdrawn | 2016-08-04 | Not Started | No |  |  | Energy Storage(10) | 10 | Los Angeles | CA | 2016-10-31 | 2016-11-30 | Chris 12 kV line out of Watson 66/12 kV Substation | Chris 12 kV line out of Watson 66/12 kV Substation | Hinson 220 kV bus | Metro West Region | Chris | Hinson 220/66 System | Watson 66/12 (D) |  |  |  |  | Hinson | 230 |  |  | 1 |  | FALSE | Hinson | 230 | [12 empty] | 0 | 0
WDT1421 | 2016-07-11 | 2016-07-11 | 2016-07-19 | WDAT | GIP - ISP | ISP | Inactive | Withdrawn | 2016-08-31 | Not Started | No |  | 2016-08-31 | Energy Storage(10) | 10 | Los Angeles | CA | 2016-10-31 | 2016-11-30 | Zebra 16 kV line out of El Nido 66/16 kV Substation | Zebra 16 kV line out of El Nido 66/16 kV Substation | El Nido 220 kV bus | Metro West Region | Zebra | El Nido 220/66 System | El Nido 66/16 (D) |  |  |  |  | El | Check | Check |  | 1 |  | FALSE | El | Check | [12 empty] | 0 | 0
WDT1422 | 2016-07-11 | 2016-07-11 | 2016-07-19 | WDAT | GIP - ISP | ISP | Inactive | Withdrawn | 2016-08-31 | Not Started | No |  | 2016-08-31 | Energy Storage(10) | 10 | Los Angeles | CA | 2016-10-31 | 2016-11-30 | Whale 16 kV line out of El Nido 66/16 kV Substation | Whale 16 kV line out of El Nido 66/16 kV Substation | El Nido 220 kV bus | Metro West Region | Grizzley | El Nido 220/66 System | El Nido 66/16 (D) |  |  |  |  | El | Check | Check |  | 1 |  | FALSE | El | Check | [12 empty] | 0 | 0
WDT1423 | 2016-07-11 | 2016-07-11 | 2016-07-19 | WDAT | GIP - ISP | ISP | Inactive | Withdrawn | 2016-08-04 | Not Started | No |  |  | Energy Storage(10) | 10 | Los Angeles | CA | 2016-10-31 | 2016-11-30 | Dodge 16 kV line out of Laguna Bell 66/16 kV Substation | Dodge 16 kV line out of Laguna Bell 66/16 kV Substation | Laguna Bell 220 kV bus | Metro West Region | Agra | Laguna Bell AB 220/66 System | Laguna Bell 66/16 (D) |  |  |  |  | Laguna | Check | Check |  | 1 |  | FALSE | Laguna | Check | [12 empty] | 0 | 0
WDT1424 | 2016-07-11 | 2016-07-11 | 2016-07-19 | WDAT | GIP - ISP | ISP | Inactive | Withdrawn | 2016-08-22 | Not Started | No |  | 2016-08-22 | Energy Storage(10) | 10 | Los Angeles | CA | 2016-10-31 | 2016-11-30 | Theater 16 kV line out of Laguna Bell 66/16 kV Substation | Theater 16 kV line out of Laguna Bell 66/16 kV Substation | Laguna Bell 220 kV bus | Metro West Region | Chrysler | Laguna Bell AB 220/66 System | Laguna Bell 66/16 (D) |  |  |  |  | Laguna | Check | Check |  | 1 |  | FALSE | Laguna | Check | [12 empty] | 0 | 0
WDT1425 | 2016-07-11 | 2016-07-11 | 2016-07-19 | WDAT | GIP - ISP | ISP | Active - Post IA | In-Service |  | Filed Executed | Yes | 2016-10-31 |  | Energy Storage(10) | 10 | San Bernardino | CA | 2016-10-31 | 2016-11-30 | the new new 4-way gas swich position 3 on the Distribution Provider's Everest 12kV distribution line out of Mira Loma Substation | the new new 4-way gas swich position 3 on the Distribution Provider's Everest 12kV distribution line out of Mira Loma Substation | Mira Loma 220kV bus at Mira Loma Substation. | Metro East Region | Everest | Mira Loma 220/66 System | Mira Loma 66/12 (D) | Mira Loma | 230 | Mira Loma | 230 | Mira | Check | Check | Mira Loma230 | 1 |  | FALSE | Mira Loma | 230 | [12 empty] | 1 | 0
WDT1426 | 2016-07-11 | 2016-07-11 | 2016-07-19 | WDAT | GIP - ISP | ISP | Active - Post IA | In-Service |  | Filed Executed | Yes | 2016-10-31 |  | Energy Storage(10) | 10 | San Bernardino | CA | 2016-10-31 | 2016-11-30 | new 4-way gas switch position 3 on the Distribution Provider's Fujiyama 12kV distribution line out of Mira Loma Substation | new 4-way gas switch position 3 on the Distribution Provider's Fujiyama 12kV distribution line out of Mira Loma Substation | Mira Loma 220kV bus at Mira Loma Substation | Metro East Region | Fujiyama | Mira Loma 220/66 System | Mira Loma 66/12 (D) | Mira Loma | 230 | Mira Loma | 230 | Mira | Check | Check | Mira Loma230 | 1 |  | FALSE | Mira Loma | 230 | [12 empty] | 1 | 0
WDT1427 | 2016-07-14 | 2016-07-14 | 2016-08-10 | WDAT | GIP - Fast Track | Fast Track | Inactive | IA Terminated |  | Terminated | Yes | 2017-03-31 | 2018-02-01 | Photovoltaic(3) | 2.6 | Kern | CA | 2017-10-31 | 2018-09-21 | Kennedy 33kV distribution line out of Inyokern 115/33kV Substation | Kennedy 33kV distribution line out of Inyokern 115/33kV Substation | 115kV Bus at Inyokern Substation | Rurals Region | Kennedy | Kramer 220/115 System | Inyokern 115/33 (D) |  |  |  |  | 115kV | Check | Check |  | 1 |  | FALSE | 115kV | Check | [12 empty] | 0 | 0
WDT1428 | 2016-07-15 | 2016-07-15 | 2016-07-28 | WDAT | GIP - Fast Track | Fast Track | Active - Post IA | In-Service |  | Filed Executed | Yes | 2017-05-19 |  | Energy Storage(1.4) | 2 | Orange | CA | 2017-05-01 | 2017-12-17 | At the Distribution Provider’s 5-way pad-mounted gas switch on the Distribution Provider’s Titanium 12kV distribution line out of Camden 66/12kV Substation. | At the Distribution Provider’s 5-way pad-mounted gas switch on the Distribution Provider’s Titanium 12kV distribution line out of Camden 66/12kV Substation. | The ISO Grid at Distribution Provider’s 220kV Bus at Johanna Substation. | Orange Region | Titanium | Johanna 220/66 System | Camden 66/12 (D) |  |  |  |  | The | Check | Check | Johanna230 | 1 |  | FALSE | Johanna | 230 | [12 empty] | 1 | 0
WDT1429 | 2016-07-15 | 2016-07-15 | 2016-08-05 | WDAT | GIP - ISP | ISP | Active - Post IA | In-Service |  | Filed Executed | Yes | 2016-10-28 |  | Energy Storage(10) | 10 | Los Angeles | CA | 2016-12-31 | 2016-12-19 | Center Substation at the 66kV bus position 26 | Center Substation at the 66kV bus position 26 | Center Substation 220kV bus |  |  |  |  | Center | 230 | Center | 230 | Center | Check | Check |  | 1 |  | FALSE | Center | 230 | [12 empty] | 1 | 0
WDT1430 | 2016-07-15 | 2016-07-15 | 2016-08-05 | WDAT | GIP - ISP | ISP | Active - Post IA | In-Service |  | Filed Executed | Yes | 2016-10-28 |  | Energy Storage(10) | 10 | San Bernardino | CA | 2016-12-31 | 2016-12-19 | 66kV line from Grapeland Substation taps into the Ameron-Etiwanda-Grapeland-Pipe 66kV line | 66kV line from Grapeland Substation taps into the Ameron-Etiwanda-Grapeland-Pipe 66kV line | Etiwanda Substation 220 kV bus |  |  |  |  | Etiwanda | 230 | Etiwanda | 230 | Etiwanda | Check | Check |  | 1 |  | FALSE | Etiwanda | 230 | [12 empty] | 1 | 0
WDT1431 | 2016-07-25 | 2016-07-25 | 2016-08-02 | WDAT | GIP - Fast Track | ISP | Inactive | Withdrawn | 2017-05-06 | Not Started | No |  |  | Photovoltaic(3) | 3 | San Bernardino | CA | 2018-01-15 | 2018-01-15 | Kenworth 12 kV line | Kenworth 12 kV line | Roadway Substation 115 kV bus | Rurals Region | Kenworth | Victor 220/115 System | Roadway 115/12 (D) |  |  |  |  | Roadway | Check | Check |  | 1 |  | FALSE | Roadway | Check | [12 empty] | 0 | 0
WDT1432 | 2016-08-17 | 2016-08-17 | 2016-09-08 | WDAT | GIP - Fast Track | Fast Track | Inactive | Withdrawn | 2017-02-21 | In Draft | No |  |  | Photovoltaic(1.584) | 1.584 | Los Angeles | CA | 2017-08-09 | 2017-08-09 | At the Distribution Provider’s 4-way pad-mounted gas switch on the Distribution Provider’s Studebaker 12kV distribution line out of Carmenita 66/12kV Substation. | At the Distribution Provider’s 4-way pad-mounted gas switch on the Distribution Provider’s Studebaker 12kV distribution line out of Carmenita 66/12kV Substation. | 220 kV bus at Del Amo Substation. | Metro West Region | Studebaker | Del Amo 220/66 System | Carmenita 66/12 (D) |  |  |  |  | 220 | Check | Check |  | 1 |  | FALSE | 220 | Check | [12 empty] | 0 | 0
WDT1433 | 2016-08-17 | 2016-08-17 | 2016-08-31 | WDAT | GIP - Fast Track | Fast Track | Inactive | Withdrawn | 2017-02-21 | In Draft | No |  |  | Photovoltaic(1.4) | 1.4 | Los Angeles | CA | 2017-08-09 | 2017-08-09 | At Distribution Providers 4-way pad-mounted gas switch on the Distribution Provider's Refoil 12 kV distribtuion line out of Carmnenita 66/12 kV Substation. | At Distribution Providers 4-way pad-mounted gas switch on the Distribution Provider's Refoil 12 kV distribtuion line out of Carmnenita 66/12 kV Substation. | 220 kV bus out of Del Amo Substation. | Metro West Region | Refoil | Del Amo 220/66 System | Carmenita 66/12 (D) |  |  |  |  | 220 | Check | Check |  | 1 |  | FALSE | 220 | Check | [12 empty] | 0 | 0
WDT1434 | 2016-08-17 | 2016-08-17 | 2016-08-31 | WDAT | GIP - Fast Track | Fast Track | Inactive | Withdrawn | 2017-02-21 | In Draft | No |  |  | Photovoltaic(1.89) | 1.89 | Los Angeles | CA | 2017-08-09 | 2017-08-09 | At Distribution Provider's 4-way pad-mounted gas switch on the Distribution Provider's Spendora 12 kV distribution line out of Carmenita 66/12 Substation. | At Distribution Provider's 4-way pad-mounted gas switch on the Distribution Provider's Spendora 12 kV distribution line out of Carmenita 66/12 Substation. | 220 kV bus at Del Amo Substation. | Metro West Region | Splendora | Del Amo 220/66 System | Carmenita 66/12 (D) |  |  |  |  | 220 | Check | Check |  | 1 |  | FALSE | 220 | Check | [12 empty] | 0 | 0
WDT1446 | 2016-08-31 | 2016-08-31 | 2016-09-16 | WDAT | GIP - ISP | ISP | Inactive | Withdrawn | 2017-04-05 | Not Started | No |  |  | Energy Storage(2.5) | 2.5 | Orange | CA | 2017-04-01 | 2017-05-01 | Scarlet 12 kV circuit out of Orange 66/12 kV Substation | Scarlet 12 kV circuit out of Orange 66/12 kV Substation | Villa Park 220 kV Bus | Orange Region | Scarlet | Villa Park 220/66 System | Orange 66/12 (D) |  |  |  |  | Villa | Check | Check |  | 1 |  | FALSE | Villa | Check | [12 empty] | 0 | 0
WDT1447 | 2016-09-08 | 2016-09-08 | 2016-09-30 | WDAT | GIP - ISP | ISP | Inactive | Withdrawn | 2017-06-16 | Not Started | No |  |  | Photovoltaic(7.92) | 7.92 | Los Angeles | CA | 2018-09-09 |  | Refoil 12 kV line out of Carmenita 66/12 kV Substation. | Refoil 12 kV line out of Carmenita 66/12 kV Substation. | Del Amo 220 kV bus. | Metro West Region | Refoil | Del Amo 220/66 System | Carmenita 66/12 (D) |  |  |  |  | Del | Check | Check |  | 1 |  | FALSE | Del | Check | [12 empty] | 0 | 0
WDT1448 | 2016-09-29 | 2016-09-29 | 2016-10-27 | WDAT | GIP - Fast Track | Fast Track | Inactive | IA Terminated |  | Terminated | Yes | 2017-12-11 | 2018-05-10 | Photovoltaic(3) | 3 | Kern | CA | 2017-12-15 | 2019-06-09 | A tap on the Distribution Provider’s Rickover 33kV distribution line out of Inyokern 115/33kV Substation | A tap on the Distribution Provider’s Rickover 33kV distribution line out of Inyokern115/33kV Substation. | The ISO Grid at Distribution Provider’s 115kV Bus at Kramer Substation | Rurals Region | Rickover | Kramer 220/115 System | Inyokern 115/33 (D) |  |  |  |  | The | Check | Check |  | 1 |  | FALSE | The | Check | [12 empty] | 0 | 0
WDT1449 | 2016-12-22 | 2016-12-22 | 2017-02-24 | WDAT | GIP - Fast Track | Fast Track | Inactive | Withdrawn | 2017-04-11 | Not Started | No |  |  | Energy Storage(4) | 4 | Santa Barbara | CA | 2018-08-15 | 2018-09-01 | South of Goleta 230/66 kV Substation#5596, Latitude: 34.430242°, Longitude: -119.899313 | [10 empty] | Check | Check | Check |  | 1 |  | FALSE | [14 empty] | 0 | 0
WDT1450 | 2016-12-30 | 2016-12-30 | 2017-02-23 | WDAT | GIP - ISP | ISP | Inactive | Withdrawn | 2018-07-26 | Withdrawn (No Agrmt) | N/A |  |  | Energy Storage(9) | 9 | Orange | CA | 2018-06-01 | 2018-12-01 | A tap on the Distribution Provider’s Beijing 12kV distribution line | A tap on the Distribution Provider’s Beijing 12kV distribution line | Santiago Substation 220kV bus | Orange Region | Beijing | Santiago 220/66 System | Las Lomas 66/12 (D) |  |  |  |  | Santiago | Check | Check |  | 1 |  | FALSE | Santiago | Check | [12 empty] | 0 | 0
WDT1451 |  | 2017-01-11 |  | WDAT | GIP - ISP | ISP | Inactive | Withdrawn | 2017-02-17 | Not Started | No |  |  | Photovoltaic(6) | 0 | Los Angeles | CA | 2017-10-23 | 2017-11-01 | Snowden Circuit (16590), APN 3268-025-900, 3268-018-900 | [10 empty] | Check | Check | Check |  | 1 |  | FALSE | [14 empty] | 0 | 0
WDT1452 |  | 2017-01-11 |  | WDAT | GIP - ISP | ISP | Inactive | Withdrawn | 2017-02-17 | Not Started | No |  |  | Photovoltaic(3) | 3 | Los Angeles | CA | 2017-10-23 | 2017-11-01 | Tomcat Circuit (17963), APN 3170-008-908 | [10 empty] | Check | Check | Check |  | 1 |  | FALSE | [14 empty] | 0 | 0
WDT1454EXP | 2019-03-22 | 2019-01-30 | 2019-03-22 | WDAT | GIP - ISP | ISP | Active - Post IA | Construction |  | In Negotiation | No |  |  | Energy Storage(24.93) | 20 | Santa Barbara | CA | 2020-08-01 | 2023-04-24 | Isla Vista 66 kV Substation | Isla Vista 66 kV Substation | Goleta Substation 220kV bus |  |  |  |  | Goleta | 230 | Goleta | 230 | Goleta | Check | Check |  | 1 |  | TRUE | Goleta | 230 |  |  | 24.93) | [8 empty] | 24.93 | 0 | 0
WDT1458 |  | 2017-04-12 |  | WDAT | GIP - Fast Track | Fast Track | Inactive | Withdrawn | 2017-05-17 | Not Started | No |  |  | Photovoltaic(3) | 3 | San Bernardino | CA | 2019-02-18 |  | Cushenbury 33kV |  |  | Rurals Region | Cushenbury | Victor 220/115 System | Cottonwood 115/33 (D) |  |  |  |  | Check | Check | Check |  | 1 |  | FALSE | [14 empty] | 0 | 0
WDT1459 | 2017-05-17 | 2017-04-12 | 2017-05-25 | WDAT | GIP - Fast Track | Fast Track | Inactive | Withdrawn | 2018-05-10 | In Negotiation | No |  |  | Photovoltaic(1.872) | 1.872 | San Bernardino | CA | 2019-03-04 |  | Doble 33kV |  |  | Rurals Region | Doble | Victor 220/115 System | Cottonwood 115/33 (D) |  |  |  |  | Check | Check | Check |  | 1 |  | FALSE | [14 empty] | 0 | 0
WDT1460 | 2016-09-20 | 2016-07-26 | 2016-09-21 | WDAT | GIP - Fast Track | Fast Track | Inactive | IA Terminated |  | Terminated | Yes | 2017-09-07 | 2018-05-25 | Photovoltaic(1.704) | 1.704 | San Bernardino | CA | 2017-11-17 | 2018-05-30 | A tap on the Distribution Provider’s Lotto 12kV distribution line out of Phelan 115/12 kV Substation |  |  | Rurals Region |  | Victor 220/115 System | Phelan 115/33 (D) |  |  |  |  | Check | Check | Check |  | 1 |  | FALSE | [14 empty] | 0 | 0
WDT1461 |  | 2017-04-25 |  | WDAT | GIP - Cluster Study | QC_010 | Inactive | Withdrawn | 2017-04-27 | Not Started | No |  |  | Energy Storage(11.55) | 10 | Santa Barbara | CA | 2019-05-01 |  | Sheffield 16kV |  |  | North Coast Region | Sheffield | Goleta 220/66 System | Carpinteria 66/16 (D) |  |  |  |  | Check | Check | Check |  | 1 |  | FALSE | [14 empty] | 0 | 0
WDT1462 | 2017-05-01 | 2017-05-01 | 2017-05-17 | WDAT | GIP - Cluster Study | QC_010 | Inactive | Withdrawn | 2018-04-26 | Not Started | No |  |  | Energy Storage(14) | 12 | Santa Barbara | CA | 2019-03-31 | 2019-03-31 | Ace 16kV Line | Ace 16kV line | Goleta 220kV bus | North Coast Region | Ace | Goleta 220/66 System | Goleta 66/16 (D) |  |  |  |  | Goleta | Check | Check |  | 1 |  | FALSE | Goleta | Check | [12 empty] | 0 | 0
WDT1463 | 2017-05-01 | 2017-04-28 | 2017-05-30 | WDAT | GIP - Cluster Study | QC_010 | Inactive | Withdrawn | 2018-02-20 | Not Started | No |  |  | Energy Storage(20) | 20 | Santa Barbara | CA | 2019-10-15 | 2019-10-15 | Capitan 66kV bus | Capitan 66kV bus | Goleta 220kV bus | [8 empty] | Goleta | Check | Check |  | 1 |  | FALSE | Goleta | Check | [12 empty] | 0 | 0
WDT1466 | 2017-05-01 | 2017-05-01 | 2017-05-30 | WDAT | GIP - Cluster Study | QC_010 | Inactive | Withdrawn | 2018-04-03 | Not Started | No |  |  | Photovoltaic(21.15)/Energy Storage(22.86) | 20 | San Bernardino | CA | 2020-08-01 |  | Gobar 34.5 kV | Gobar 34.5 kV | Victor 115 kV | Rurals Region | Gobar | Victor 220/115 System | Cottonwood 115/33 (D) |  |  |  |  | Victor | 115 |  |  | 1 |  | FALSE | Victor | 115 | [12 empty] | 0 | 0
WDT1468 | 2017-05-01 | 2017-05-01 | 2017-05-30 | WDAT | GIP - Cluster Study | QC_010 | Inactive | Withdrawn | 2018-05-30 | Not Started | No |  |  | Photovoltaic(21.15)/Energy Storage(22.86) | 20 | San Bernardino | CA | 2020-08-01 | 2020-08-01 | Stubby 33kV circuit | Stubby 33kV circuit | El Casco 115 kV bus | Desert Region | Stubby | El Casco 220/115 System | Banning 115/33 (D) |  |  |  |  | El | Check | Check |  | 1 |  | FALSE | El | Check | [12 empty] | 0 | 0
WDT1469 | 2017-05-01 | 2017-05-01 | 2017-05-30 | WDAT | GIP - Cluster Study | QC_010 | Inactive | Withdrawn | 2017-07-07 | Not Started | No |  |  | Photovoltaic(21.15)/Energy Storage(22.86) | 20 | San Bernardino | CA | 2020-08-01 |  | Victor 33 kV Substation | Victor 33 kV Substation | Victor 220/115 | Rurals Region | Koala | Victor 220/115 System | Victor 115/12 (D) |  |  |  |  | Victor | 230 |  |  | 1 |  | FALSE | Victor | 230 | [12 empty] | 0 | 0
WDT1473 | 2017-05-01 | 2017-05-01 | 2017-05-17 | WDAT | GIP - Cluster Study | QC_010 | Inactive | Withdrawn | 2017-07-13 | Not Started | No |  |  | Energy Storage(10) | 10 | Santa Barbara | CA | 2019-12-01 |  | 66 kV bus at Carpinteria 66/16 kV Substation | 66 kV bus at Carpinteria 66/16 kV Substation | Goleta 220/66 | North Coast Region | Vallecito | Goleta 220/66 System | Carpinteria 66/16 (D) |  |  |  |  | Goleta | 230 |  |  | 1 |  | FALSE | Goleta | 230 | [12 empty] | 0 | 0
WDT1475 | 2017-05-01 | 2017-05-01 | 2017-05-31 | WDAT | GIP - Cluster Study | QC_010 | Inactive | Withdrawn | 2019-05-16 | Not Started | No |  |  | Energy Storage(6.27) | 0 | Orange | CA | 2021-05-04 | 2021-05-04 | Joaquin 12 kV circuit out of the Fairview 66/12 kV Substation | Joaquin 12 kV circuit out of the Fairview 66/12 kV Substation | Johanna 220/66 kV Substation 220 kV bus | Orange Region | Joaquin | Johanna 220/66 System | Fairview 66/12 (D) |  |  |  |  | Johanna | 230 |  |  | 1 |  | FALSE | Johanna | 230 | [12 empty] | 0 | 0
WDT1476 | 2017-05-01 | 2017-05-01 | 2017-05-30 | WDAT | GIP - Cluster Study | QC_010 | Inactive | Withdrawn | 2018-04-20 | Not Started | No |  |  | Energy Storage(10.45) | 10 | San Bernardino | CA | 2019-04-30 | 2019-04-30 | Portland 33 kV circuit out of the Victor 115/33 Substation | Portland 33 kV circuit out of the Victor 115/33 Substation | Victor 220/115 kV Substation 220 kV bus | Rurals Region | Portland | Victor 220/115 System | Victor 115/33 (D) |  |  |  |  | Victor | 230 |  |  | 1 |  | FALSE | Victor | 230 | [12 empty] | 0 | 0
WDT1477 | 2017-05-01 | 2017-05-01 | 2017-05-31 | WDAT | GIP - Cluster Study | QC_010 | Inactive | Withdrawn | 2019-05-16 | Not Started | No |  |  | Energy Storage(6.27) | 5 | Orange | CA | 2021-05-04 | 2021-05-04 | Billings 12 kV circuit out of the Fairview 66/12 kV Substation | Billings 12 kV circuit out of the Fairview 66/12 kV Substation | Johanna 220/66 kV Substation 220 kV bus | Orange Region | Billings | Johanna 220/66 System | Fairview 66/12 (D) |  |  |  |  | Johanna | 230 |  |  | 1 |  | FALSE | Johanna | 230 | [12 empty] | 0 | 0
WDT1478 | 2017-05-01 | 2017-05-01 | 2017-05-26 | WDAT | GIP - Cluster Study | QC_010 | Inactive | Withdrawn | 2018-05-03 | Not Started | No |  |  | Photovoltaic(21.85)/Energy Storage(20.9) | 20 | San Bernardino | CA | 2021-09-01 | 2021-09-01 | Distribution Provider's Pinto 33 kV circuit via a tap, using an approximate 1.0 mile line extension | Distribution Provider's Pinto 33 kV circuit via a tap, using an approximate 1.0 mile line extension | Distribution Provider's 220 kV bus at Devers Substation | Desert Region | Pinto | Devers 220/115 System | Hi Desert 115/33 (D) |  |  |  |  | Distribution | Check | Check |  | 1 |  | FALSE | Distribution | Check | [12 empty] | 0 | 0
WDT1480 | 2017-05-01 | 2017-05-01 | 2017-05-30 | WDAT | GIP - Cluster Study | QC_010 | Inactive | Withdrawn | 2017-07-14 | Not Started | No |  |  | Energy Storage(13.2) | 12 | Santa Barbara | CA | 2020-04-27 |  | Trigo 16 kV | Trigo 16 kV | Goleta 220/66 | North Coast Region | Trigo | Goleta 220/66 System | Isla Vista 66/16 (D) |  |  |  |  | Goleta | 230 |  |  | 1 |  | FALSE | Goleta | 230 | [12 empty] | 0 | 0
WDT1481 | 2017-05-01 | 2017-05-01 | 2017-05-30 | WDAT | GIP - Cluster Study | QC_010 | Inactive | Withdrawn | 2020-05-27 | Withdrawn (No Agrmt) | No |  |  | Energy Storage(20) | 20 | Santa Barbara | CA | 2020-02-29 | 2020-02-29 | San Marcos-Vegas 66 kV line out of San Marcos 66 kV Substation | San Marcos-Vegas 66 kV line out of San Marcos 66 kV Substation | Goleta Substation at 220kV bus | North Coast Region |  | Goleta 220/66 System | San Marcos 66/16 (D) |  |  |  |  | Goleta | Check | Check |  | 1 |  | FALSE | Goleta | Check | [12 empty] | 0 | 0
WDT1482 | 2017-05-01 | 2017-05-01 | 2017-05-30 | WDAT | GIP - Cluster Study | QC_010 | Inactive | Withdrawn | 2018-04-17 | Not Started | No |  |  | Energy Storage(20) | 20 | Santa Barbara | CA | 2020-02-29 | 2020-02-29 | 66kV bus at the Carpinteria 66kV Substation | 66kV bus at the Carpinteria 66kV Substation | Goleta Substation at 220kV bus | North Coast Region |  | Goleta 220/66 System | Carpinteria 66/16 (D) |  |  |  |  | Goleta | Check | Check |  | 1 |  | FALSE | Goleta | Check | [12 empty] | 0 | 0
WDT1485 | 2017-05-01 | 2017-05-01 | 2017-05-31 | WDAT | GIP - Cluster Study | QC_010 | Inactive | Withdrawn | 2019-05-17 | Not Started | No |  |  | Energy Storage(10.4) | 10 | Santa Barbara | CA | 2021-04-27 | 2020-11-09 | Fraternity 16 kV circuit out of the Isla Vista 66/16 kV Substation | Fraternity 16 kV circuit out of the Isla Vista 66/16 kV Substation | Goleta 220/66 kV Substation 220 kV bus | North Coast Region | Fraternity | Goleta 220/66 System | Isla Vista 66/16 (D) |  |  |  |  | Goleta | 230 |  |  | 1 |  | FALSE | Goleta | 230 | [12 empty] | 0 | 0
WDT1486 | 2017-05-01 | 2017-05-01 | 2017-05-31 | WDAT | GIP - Cluster Study | QC_010 | Inactive | Withdrawn |  | Withdrawn (No Agrmt) | No |  | 2021-08-04 | Energy Storage(10.4) | 10 | Santa Barbara | CA | 2021-04-27 | 2023-01-01 | Gladiola 16 kV circuit out of the Isla Vista 66/16 kV Substation near Structure #M5031709 | Gladiola 16 kV circuit out of the Isla Vista 66/16 kV Substation | Goleta 220/66 kV Substation 220 kV bus | North Coast Region | Gladiola | Goleta 220/66 System | Isla Vista 66/16 (D) |  |  |  |  | Goleta | 230 |  |  | 1 |  | FALSE | Goleta | 230 | [12 empty] | 0 | 0
WDT1492 | 2017-05-01 | 2017-05-01 | 2017-06-02 | WDAT | GIP - Cluster Study | QC_010 | Active - Post IA | In-Service |  | Filed Executed | Yes | 2019-09-12 |  | Energy Storage(12.4) | 10 | Santa Barbara | CA | 2021-04-27 | 2020-11-16 | Seacliff 16 kV Distribution Circuit our of Carpinteria 66/16 kV Substation adjacent to existing structure 1524636E | Seacliff 16 kV Distribution Circuit our of Carpinteria 66/16 kV Substation adjacent to existing structure 1524636E | The ISO Grid at the Distribution Provider’s Goleta 220 kV bus | North Coast Region | Seacliff | Goleta 220/66 System | Carpinteria 66/16 (D) | Goleta | 230 | Goleta | 230 | The | Check | Check | Goleta230 | 1 |  | FALSE | Goleta | 230 | [12 empty] | 1 | 0
WDT1493 | 2017-05-01 | 2017-05-01 | 2017-05-31 | WDAT | GIP - Cluster Study | QC_010 | Inactive | Withdrawn | 2021-03-19 | Withdrawn (No Agrmt) | No |  |  | Energy Storage(11.25) | 10 | Santa Barbara | CA | 2019-03-01 | 2019-03-01 | Distribution Provider's Los Carneros 16 kV circuit out of Isla Vista 66/16 kV Substation | Distribution Provider's Los Carneros 16 kV circuit out of Isla Vista 66/16 kV Substation | Goleta 220 kV bus | North Coast Region | Los Carneros | Goleta 220/66 System | Isla Vista 66/16 (D) |  |  |  |  | Goleta | 230 |  |  | 1 |  | FALSE | Goleta | 230 | [12 empty] | 0 | 0
WDT1494 | 2017-05-01 | 2017-05-01 | 2017-05-31 | WDAT | GIP - Cluster Study | QC_010 | Inactive | Withdrawn | 2021-03-19 | Withdrawn (No Agrmt) | No |  |  | Energy Storage(11.25) | 10 | Santa Barbara | CA | 2019-03-01 | 2019-03-01 | Distribution Provider's Encanto 16 kV circuit via a primary voltage switchgear | Distribution Provider's Encanto 16 kV circuit via a primary voltage switchgear | Goleta 220/66 | North Coast Region | Encanto | Goleta 220/66 System | Isla Vista 66/16 (D) |  |  |  |  | Goleta | 230 |  |  | 1 |  | FALSE | Goleta | 230 | [12 empty] | 0 | 0
WDT1495 | 2017-05-01 | 2017-05-01 | 2017-05-31 | WDAT | GIP - Cluster Study | QC_010 | Inactive | Withdrawn | 2017-07-07 | Not Started | No |  |  | Energy Storage(11.25) | 10 | Santa Barbara | CA | 2019-03-01 |  | Distribution Provider's Fraternity 16 kV circuit via a primary voltage switchgear | Distribution Provider's Fraternity 16 kV circuit via a primary voltage switchgear | Goleta 220/66 | North Coast Region | Fraternity | Goleta 220/66 System | Isla Vista 66/16 (D) |  |  |  |  | Goleta | 230 |  |  | 1 |  | FALSE | Goleta | 230 | [12 empty] | 0 | 0
WDT1497 | 2017-05-01 | 2017-05-01 | 2017-05-23 | WDAT | GIP - Cluster Study | QC_010 | Inactive | Withdrawn | 2019-10-28 | In Negotiation | No |  |  | Energy Storage(10) | 10 | Santa Barbara | CA | 2017-07-03 | 2018-12-15 | Encanto 16kV line | Encanto 16kV line | Goleta 220/66 kV substation | North Coast Region | Encanto | Goleta 220/66 System | Isla Vista 66/16 (D) |  |  |  |  | Goleta | 230 |  |  | 1 |  | FALSE | Goleta | 230 | [12 empty] | 0 | 0
WDT1498 | 2016-12-21 | 2016-12-21 | 2017-01-09 | WDAT | GIP - Fast Track | Fast Track | Inactive | IA Terminated | 2022-02-23 | Terminated | Yes | 2017-09-05 | 2022-02-23 | Photovoltaic(2)/Energy Storage(0.7) | 2 | Riverside | CA | 2019-02-28 | 2021-01-01 | Blend 12kV distribution line out of Coffee 33/12kV Substation | Blend 12kV distribution line out of Coffee 33/12kV Substation | 220kV Bus at Devers Substation | Desert Region | Blend | Devers 220/115 System | Coffee 33/12 (D) |  |  |  |  | 220kV | Check | Check |  | 1 |  | FALSE | 220kV | Check | [12 empty] | 0 | 0
WDT1499 | 2016-11-15 | 2016-11-15 | 2016-12-13 | WDAT | GIP - ISP | ISP | Active - Post IA | Construction |  | IA Suspended | Yes | 2018-04-06 |  | Photovoltaic(3.5)/Energy Storage() | 3 | Kern | CA | 2019-03-31 | 2025-01-01 | Heavy 33kV distribution line out of Randsburg 115/33kV Substation | Heavy 33kV distribution line out of Randsburg 115/33kV Substation | Kramer 115 kV bus | Rurals Region | Heavy | Kramer 220/115 System | Randsburg 115/33 (D) |  |  |  |  | Kramer | 115 |  |  | 1 |  | TRUE | Kramer | 115 | 3.5)/Energy Storage() |  | ) |  | 0.5 | 3.5 | [6 empty] | 0 | 0
WDT1499EXP | 2022-07-18 | 2022-06-14 | 2022-07-18 | WDAT | GIP - ISP | ISP | Inactive | Withdrawn | 2022-08-14 | Not Started | No |  |  | (3.5) | 3 | Kern | CA | 2025-01-01 |  | A tap on the Heavy 33kV distribution line out of Randsburg 115/33kV Substation | A tap on the Heavy 33kV distribution line out of Randsburg 115/33kV Substation | Kramer Substation at 115kV bus | Rurals Region | Heavy | Kramer 220/115 System | Randsburg 115/33 (D) |  |  |  |  | Kramer | Check | Check |  | 1 |  | FALSE | Kramer | Check | [12 empty] | 0 | 0
WDT1501 | 2017-05-24 | 2017-05-24 | 2017-06-08 | WDAT | GIP - ISP | ISP | Inactive | Withdrawn | 2017-08-18 | Not Started | No |  |  | Energy Storage(7.22) | 7 | Orange | CA | 2018-10-01 | 2018-10-01 | Orvil 12 kV circuit out of the Villa Park 66/12 kV Substation | Orvil 12 kV circuit out of the Villa Park 66/12 kV Substation | Villa Park 220/66 kV bus | Orange Region | Orvil | Villa Park 220/66 System | Villa Park 66/12 (D) |  |  |  |  | Villa | Check | Check |  | 1 |  | FALSE | Villa | Check | [12 empty] | 0 | 0
WDT1502 | 2016-12-01 | 2016-12-01 | 2016-12-29 | WDAT | GIP - ISP | ISP | Inactive | Transferred to Rule 21 |  | Not Started | No |  |  | Photovoltaic(3)/Energy Storage(0.7) | 3 | San Bernardino | CA | 2019-05-31 | 2019-05-31 | Cement 33kV circuit out of Victor 115/33kV Substation | Cement 33kV circuit out of Victor 115/33kV Substation | Victor 115kV Bus | Rurals Region | Cement | Victor 220/115 System | Victor 115/33 (D) |  |  |  |  | Victor | Check | Check |  | 1 |  | FALSE | Victor | Check | [12 empty] | 0 | 0
WDT1503 | 2016-12-07 | 2016-12-07 | 2016-12-22 | WDAT | GIP - ISP | ISP | Inactive | Transferred to Rule 21 |  | Not Started | No |  |  | Photovoltaic(3)/Energy Storage(0.7) | 3 | San Bernardino | CA | 2019-07-31 | 2019-07-31 | Sunfair 25kV circuit out of Hi Desert 115/33/25kV Substation | Sunfair 25kV circuit out of Hi Desert 115/33/25kV Substation | Devers 220kV | Desert Region | Sunfair | Devers 220/115 System | Hi Desert 33/25 (D) |  |  |  |  | Devers | Check | Check |  | 1 |  | FALSE | Devers | Check | [12 empty] | 0 | 0
WDT1504 | 2017-06-30 | 2017-06-30 | 2017-07-17 | WDAT | GIP - ISP | ISP | Active - Post IA | Construction |  | Executed - In Effect | Yes | 2018-04-18 |  | Energy Storage(3.5) | 3.5 | Los Angeles | CA | 2018-10-01 | 2018-11-01 | At Distribution Providers new 4-way gas switch position 1 on the Distribution Providers Cadillac 12kV distribution line out of Narrows 66/12kV Substation | At Distribution Providers new 4-way gas switch position 1 on the Distribution Providers Cadillac 12kV distribution line out of Narrows 66/12kV Substation | 220kV bus a Mesa Substation | Metro East Region | Cadillac | Mesa 220/66 System | Narrows 66/12 (D) |  |  |  |  | 220kV | Check | Check | Mesa (SCE)230 | 1 |  | TRUE | Mesa (SCE) | 230 |  |  | 3.5) | [8 empty] | 3.5 | 0 | 1
WDT1505 | 2017-01-27 | 2017-01-27 | 2017-02-10 | WDAT | GIP - ISP | ISP | Active - Post IA | IA Suspended |  | IA Suspended | Yes | 2018-04-06 |  | Photovoltaic(3)/() | 3 | San Bernardino | CA | 2019-06-30 | 2021-02-01 | Helios 12kV circuit out of Minneola 33/12kV Substation | Helios 12kV circuit out of Minneola 33/12kV Substation | The ISO Grid at Distribution Provider’s 115kV Bus at Cool Water Substation | Rurals Region | Helios | Kramer 220/115 System | Minneola 33/12 (D) |  |  |  |  | The | Check | Check | Coolwater115 | 1 |  | TRUE | Coolwater | 115 | 3)/() |  |  |  | 0 | 3 | [6 empty] | 0 | 0
WDT1507 | 2017-08-15 | 2017-08-15 | 2017-09-19 | WDAT | GIP - Fast Track | Fast Track | Inactive | Withdrawn | 2018-05-24 | Not Started | No |  |  | Photovoltaic(4) | 0.01 | San Bernardino | CA | 2019-10-15 |  | Kramer 33kV |  |  | Rurals Region | Raptor | Kramer 220/115 System | Harper Lake 33/12 (A) |  |  |  |  | Check | Check | Check |  | 1 |  | FALSE | [14 empty] | 0 | 0
WDT1509 | 2017-10-10 | 2017-10-10 | 2017-11-03 | WDAT | GIP - Fast Track | Fast Track | Inactive | Withdrawn | 2018-05-17 | In Draft | No |  |  | Photovoltaic(2.975) |  | Tulare | CA | 2018-09-01 |  |  |  |  | San Joaquin Region | Higby | Rector 220/66 System | Liberty 66/12 (D) |  |  |  |  | Check | Check | Check |  | 1 |  | FALSE | [14 empty] | 0 | 0
WDT1510 | 2017-10-02 | 2017-10-02 | 2017-10-17 | WDAT | GIP - ISP | ISP | Active - Post IA | IA Unexecuted - FERC Filing |  | Not Started | No |  |  | Energy Storage(20.9) | 20 | Los Angeles | CA | 2018-05-01 | 2020-07-01 | Ganesha-Simpson 66 kV Line | Ganesha-Simpson 66 kV line | Chino 220 kV Substation | Metro East Region |  | Chino 220/66 System | Ganesha 66/12 (D) | Chino | 230 | Chino | 230 | Chino | 230 |  |  | 1 |  | TRUE | Chino | 230 |  |  | 20.9) | [8 empty] | 20.9 | 0 | 0
WDT1511 | 2017-02-21 | 2017-01-26 | 2017-02-21 | WDAT | GIP - Fast Track | Fast Track | Inactive | Withdrawn | 2018-07-30 | Not Started | No |  |  | Photovoltaic(0.565) | 0.565 | San Bernardino | CA | 2017-10-17 | 2019-11-15 | SCE's Point of Rocks 12kV circuit out of the Trona 33/12 kV Substation | SCE's Point of Rocks 12kV circuit out of the Trona 33/12 kV Substation |  | Rurals Region | Point Of Rocks | Kramer 220/115 System | Trona 33/12 (D) |  |  |  |  | Check | Check | Check |  | 1 |  | FALSE | [14 empty] | 0 | 0
WDT1514 | 2017-12-26 | 2017-12-26 | 2018-01-10 | WDAT | GIP - ISP | ISP | Active - Post IA | Pending PTO |  | Executed - Pending Approval | Yes | 2019-07-29 |  | Energy Storage(3) | 3 | Los Angeles | CA | 2019-10-31 | 2021-11-01 | The Distribution Provider’s new 3-way gas switch position 21 on the Distribution Provider’s Yorktown 12 kV distribution line out of Narrows 66/12 kV Substation | The Distribution Provider’s new 3-way gas switch position 21 on the Distribution Provider’s Yorktown 12 kV distribution line out of Narrows 66/12 kV Substation | The ISO Grid at Distribution Provider’s 220 kV bus at Mesa Substation. | Metro East Region | Yorktown | Mesa 220/66 System | Narrows 66/12 (D) |  |  |  |  | The | Check | Check | Mesa (SCE)230 | 1 |  | TRUE | Mesa (SCE) | 230 |  |  | 3) | [8 empty] | 3 | 0 | 0
WDT1516 |  | 2018-01-09 |  | WDAT | GIP - Fast Track | Fast Track | Inactive | Withdrawn | 2018-02-07 | Not Started | No |  |  | Cogeneration(3.026) |  | Los Angeles | CA | 2019-01-01 |  | Thophy 12kV |  |  | Metro East Region | Sprint | Chino 220/66 System | Trophy 66/12 (D) |  |  |  |  | Check | Check | Check |  | 1 |  | FALSE | [14 empty] | 0 | 0
WDT1518 | 2018-02-14 | 2018-01-12 | 2018-02-14 | WDAT | GIP - Fast Track | Fast Track | Inactive | IA Terminated |  | Terminated | Yes | 2019-03-14 | 2020-05-04 | Photovoltaic(3) | 3 | San Bernardino | CA | 2019-07-31 | 2020-08-01 | A tap on the Distribution Provider’s existing Montara 33 kV distribution line out of Barstow 33 kV Substation via an overhead line extension to the Distribution Customer-owned 35.0 kV switchboard | A tap on the Distribution Provider’s existing Montara 33 kV distribution line out of Barstow 33 kV Substation via an overhead line extension to the Distribution Customer-owned 35.0 kV switchboard | The ISO Grid at the Distribution Provider’s 115 kV bus at Tortilla Substation. | Rurals Region | Montara | Kramer 220/115 System | Barstow 33/33 (D) |  |  |  |  | The | Check | Check |  | 1 |  | FALSE | The | Check | [12 empty] | 0 | 0
WDT1520 | 2018-04-30 | 2018-04-25 | 2018-05-09 | WDAT | GIP - Cluster Study | QC_011 | Active - Post IA | In-Service |  | Executed - In Effect | Yes | 2020-08-19 |  | Energy Storage(11.55) | 11 | Ventura | CA | 2021-02-01 | 2021-02-01 | Arneill 16 kV circuit out of the 66 kV Colonia substation | Arneill 16 kV circuit | Santa Clara 220 kV bus | North Coast Region | Arneill | Santa Clara 220/66 System | Colonia 66/16 (D) | Santa Clara | 230 | Santa Clara | 230 | Santa | Check | Check | Santa Clara230 | 1 |  | FALSE | Santa Clara | 230 | [12 empty] | 1 | 1
WDT1521 | 2018-02-21 | 2018-02-21 | 2018-03-21 | WDAT | GIP - Fast Track | Fast Track | Inactive | IA Terminated |  | Terminated | Yes | 2018-12-12 | 2020-07-30 | Photovoltaic(2) | 2 | Riverside | CA | 2019-10-01 | 2020-10-01 | Martian 12kV distribution line out of Devers 115/12 kV Substation | Martian 12 kV distribution line out of Devers 115/12 kV Substation | 115 kV bus at Devers 115/12 kV Substation | Desert Region | Martian | Devers 220/115 System | Devers 115/12 (D) |  |  |  |  | 115 | Check | Check |  | 1 |  | FALSE | 115 | Check | [12 empty] | 0 | 0
WDT1522 | 2018-04-30 | 2018-04-20 | 2018-05-25 | WDAT | GIP - Cluster Study | QC_011 | Inactive | Withdrawn | 2018-07-09 | Not Started | No |  |  | Energy Storage()/Photovoltaic(13.2) | 13 | Ventura | CA | 2020-11-01 | 2020-11-01 | Broome 16k line out of Colonia 66/16 kV Substation | Broome 16k line out of Colonia 66/16 kV Substation | Santa Clara Substation 220 kV bus. | North Coast Region | Broome | Santa Clara 220/66 System | Colonia 66/16 (D) |  |  |  |  | Santa | Check | Check |  | 1 |  | FALSE | Santa | Check | [12 empty] | 0 | 0
WDT1523 | 2018-04-30 | 2018-04-18 | 2018-05-25 | WDAT | GIP - Cluster Study | QC_011 | Inactive | Withdrawn | 2019-03-13 | Not Started | No |  |  | Energy Storage()/Photovoltaic(30.8) | 30 | Ventura | CA | 2020-10-15 | 2020-11-01 | Santa Clara-Levy-Procgen 66 kV line. | Santa Clara-Levy-Procgen 66 kV line. | Santa Clara Substation 220 kV bus. | [8 empty] | Santa | Check | Check |  | 1 |  | FALSE | Santa | Check | [12 empty] | 0 | 0
WDT1524 | 2018-04-30 | 2018-04-20 | 2018-05-25 | WDAT | GIP - Cluster Study | QC_011 | Inactive | Withdrawn | 2018-07-09 | Not Started | No |  |  | Energy Storage()/Photovoltaic(13.2) | 11 | Ventura | CA | 2020-11-01 | 2020-11-01 | Buckaroo 16 kV line out of Gonzales 66/16 kV Substation. | Buckaroo 16 kV line out of Gonzales 66/16 kV Substation. | Santa Clara Substation 220 kV bus. | North Coast Region | Buckaroo | Santa Clara 220/66 System | Gonzales 66/16 (D) |  |  |  |  | Santa | Check | Check |  | 1 |  | FALSE | Santa | Check | [12 empty] | 0 | 0
WDT1525 | 2018-02-23 | 2018-02-23 | 2018-03-23 | WDAT | GIP - ISP | ISP | Inactive | Withdrawn | 2018-07-09 | Not Started | No |  |  | Photovoltaic(13.2)/Energy Storage(13.2) | 12.06 | Ventura | CA | 2010-11-01 | 2020-10-15 | Maxson 16kV line out of Saticoy 66/16 kV Substation | Maxson 16kV line out of Saticoy 66/16 kV Substation | Santa Cllara Substation 220 kV bus | North Coast Region | Maxson | Santa Clara 220/66 System | Saticoy 66/16 (D) |  |  |  |  | Santa | Check | Check |  | 1 |  | FALSE | Santa | Check | [12 empty] | 0 | 0
WDT1526 | 2018-04-30 | 2018-02-23 | 2018-05-25 | WDAT | GIP - Cluster Study | QC_011 | Inactive | Withdrawn | 2020-07-01 | Withdrawn (No Agrmt) | No |  |  | Energy Storage(17.6)/Photovoltaic(17.6) | 7 | Ventura | CA | 2020-11-01 | 2022-11-15 | The Distribution Provider’s Barrington 16 kV circuit out of Fillmore 66/16 kV Substation near structure #901519E | The Distribution Provider’s Barrington 16 kV circuit out of Fillmore 66/16 kV Substation near structure #901519E | Saugus Substation 220 kV bus. | North Coast Region | Barrington | Saugus 220/66 System | Fillmore 66/16 (D) |  |  |  |  | Saugus | Check | Check |  | 1 |  | FALSE | Saugus | Check | [12 empty] | 0 | 0
WDT1528 | 2018-03-01 | 2018-03-01 | 2018-03-29 | WDAT | GIP - ISP | ISP | Active - Post IA | Construction |  | Not Started | No |  |  | Photovoltaic(1)/Energy Storage(1) | 1 | Los Angeles | CA | 2018-11-01 | 2018-11-15 | Oban 12 kV circuit out of Lancaster 66/12 kV Substation | Oban 12 kV circuit out of Lancaster 66/12 kV Substation | Antelope 66 kV bus | North Coast Region | Oban | Antelope 220/66 System | Lancaster 66/12 (D) |  |  |  |  | Antelope | 66 |  |  | 1 |  | TRUE | Antelope | 66 | 1)/Energy Storage(1) |  | 1) |  | 0 | 1 | [5 empty] | 1 | 0 | 0
WDT1530 | 2018-03-09 | 2018-03-09 | 2018-04-16 | WDAT | GIP - Fast Track | Fast Track | Inactive | IA Terminated |  | Terminated | Yes | 2018-12-10 | 2019-03-31 | Energy Storage(4.4) | 3 | Riverside | CA | 2020-01-01 | 2020-01-01 | Combat 12kV out of Eisenhower 115/12kV | Combat 12 kV out of Eisenhower 115/12 kV | 220kV Bus at Devers Substation | Desert Region | Combat | Devers 220/115 System | Eisenhower 115/12 (D) |  |  |  |  | 220kV | Check | Check |  | 1 |  | FALSE | 220kV | Check | [12 empty] | 0 | 0
WDT1532 | 2018-04-30 | 2018-04-16 | 2018-05-25 | WDAT | GIP - Cluster Study | QC_011 | Active - Post IA | Construction |  | Not Started | No |  |  | Energy Storage(36) | 30 | Ventura | CA | 2020-10-15 | 2023-07-15 | Wakefield 66 kV Substation at the 66 kV bus. | Wakefield Substation 66 kV bus; Charging Distribution Service – The ISO Grid at Distribution Provider’s Santa Clara Substation 220 kV bus. | The ISO Grid at Distribution Provider’s Santa Clara Substation 220 kV bus; Charging Distribution Service – Wakefield Substation 66 kV bus. | North Coast Region | Castro | Santa Clara 220/66 System | Wakefield 66/16 (D) | Santa Clara | 230 | Santa Clara | 230 | The | Check | Check | Santa Clara230 | 0.53 |  | TRUE | Santa Clara | 230 |  |  | 36) | [7 empty] | 19.08 | 36 | 0 | 0
WDT1533 | 2017-04-13 | 2017-04-13 | 2017-04-27 | WDAT | GIP - ISP | ISP | Inactive | IA Terminated | 2021-12-12 | IA Suspended | Yes | 2018-08-03 | 2021-12-12 | Photovoltaic(3)/Energy Storage() | 3 | San Bernardino | CA |  | 2019-11-01 | Tonto 12kV distribution line out of Apple Valley 115/12kV Substation | Tonto 12kV distribution line out of Apple Valley 115/12kV Substation | 115kV Bus at Victor Substation | Rurals Region | Tonto | Victor 220/115 System | Apple Valley 115/12 (D) |  |  |  |  | 115kV | Check | Check |  | 1 |  | FALSE | 115kV | Check | [12 empty] | 0 | 0
WDT1535 | 2018-04-30 | 2018-04-26 | 2018-05-25 | WDAT | GIP - Cluster Study | QC_011 | Inactive | IA Terminated |  | Executed - In Effect | Yes | 2021-01-24 | 2021-07-18 | Energy Storage(10.75) | 10 | Santa Barbara | CA | 2021-04-15 | 2021-08-15 | Cienigitas 16 kV Distribution Circuit out of Santa Barbara 66/16 kV Substation near structure #V5030402 | Cienigitas 16 kV Distribution Circuit out of Santa Barbara 66/16 kV Substation near structure #V5030402 | 220kV Bus at Goleta Substation | North Coast Region | Cienigitas | Goleta 220/66 System | Santa Barbara 66/16 (D) |  |  |  |  | 220kV | Check | Check |  | 1 |  | FALSE | 220kV | Check | [12 empty] | 0 | 1
WDT1537 | 2018-04-30 | 2018-04-27 | 2018-05-25 | WDAT | GIP - Cluster Study | QC_011 | Inactive | Withdrawn | 2019-04-11 | Not Started | No |  |  | Energy Storage(10.1) | 10 | Ventura | CA | 2021-09-15 | 2021-09-15 | Alfredo 16 kV line out of the San Miguel Substation | Alfredo 16 kV line out of the San Miguel Substation | San Miguel 66/16 kV bus | North Coast Region | Alfredo | Santa Clara 220/66 System | San Miguel 66/16 (D) |  |  |  |  | San | Check | Check |  | 1 |  | FALSE | San | Check | [12 empty] | 0 | 0
WDT1538 | 2018-04-30 | 2018-04-27 | 2018-05-25 | WDAT | GIP - Cluster Study | QC_011 | Inactive | Withdrawn | 2020-09-17 | Withdrawn (No Agrmt) | Yes |  |  | Energy Storage(10.6) | 10 | Ventura | CA | 2021-09-15 | 2021-09-15 | Fifth St 16 kV Circuit out of the Colonia 66/16 kV Substation near V5375146 | Fifth St 16 kV Circuit out of the Colonia 66/16 kV Substation near V5375146 | ISO Grid at Distribution Provider’s 220kV Bus at Santa Clara Substation | North Coast Region | Fifth St. | Santa Clara 220/66 System | Colonia 66/16 (D) |  |  |  |  | ISO | Check | Check |  | 1 |  | FALSE | ISO | Check | [12 empty] | 0 | 0
WDT1539 | 2018-04-30 | 2018-04-27 | 2018-05-25 | WDAT | GIP - Cluster Study | QC_011 | Active - Post IA | Construction |  | Executed - Pending Approval | Yes | 2020-06-16 |  | Energy Storage(13.75) | 10 | Santa Barbara | CA | 2021-09-15 | 2021-02-01 | Carpoil 16 kV Circuit via a riser pole out of the Carpinteria 66/16 kV Substation near structure 4435013E | Carpoil 16 kV line out of the Carpinteria Substation | Goleta 220/66 | North Coast Region | Carpoil | Goleta 220/66 System | Carpinteria 66/16 (D) | Goleta | 230 |  |  | Goleta | 230 |  |  | 1 |  | TRUE | Goleta | 230 |  |  | 13.75) | [8 empty] | 13.75 | 0 | 0
WDT1540 | 2018-04-30 | 2018-04-27 | 2018-05-25 | WDAT | GIP - Cluster Study | QC_011 | Inactive | Withdrawn | 2019-04-11 | Not Started | No |  |  | Energy Storage(10.1) | 10 | Ventura | CA | 2021-09-15 | 2021-09-15 | Saratoga 16 kV line out of the Levy Substation | Saratoga 16 kV line out of the Levy Substation | Levy Substation 66/16 kV bus | North Coast Region | Saratoga | Santa Clara 220/66 System | Levy 66/16 (D) |  |  |  |  | Levy | Check | Check |  | 1 |  | FALSE | Levy | Check | [12 empty] | 0 | 0
WDT1545 | 2018-04-30 | 2018-04-30 | 2018-05-25 | WDAT | GIP - Cluster Study | QC_011 | Active - Post IA | In-Service |  | Executed - In Effect | Yes | 2020-10-26 |  | Energy Storage(3) | 2 | Ventura | CA | 2020-02-01 | 2020-11-01 | Belpac 16 kV Distribution Circuit out of Newbury 66/16 kV Substation near pole #1433015E | Belpac 16 kV Distribution Circuit out of Newbury 66/16 kV Substation near pole #1433015E | 220 kV bus at Moorpark Substation | North Coast Region | Belpac | Moorpark 220/66 System | Newbury 66/16 (D) | [5 empty] | 230 | Check |  | 1 |  | FALSE |  | 230 | [12 empty] | 1 | 1
WDT1546 | 2018-04-30 | 2018-04-30 | 2018-05-25 | WDAT | GIP - Cluster Study | QC_011 | Inactive | Withdrawn | 2019-04-16 | Not Started | No |  |  | Energy Storage(3.23) | 3 | Ventura | CA | 2020-02-01 | 2020-01-15 | Hooligan 16 kV circuit out of Newbury 66/12 kV Substation | Hooligan 16 kV circuit out of Newbury 66/12 kV Substation | Moorpark 220 kV bus | North Coast Region | Hooligan | Moorpark 220/66 System | Newbury 66/16 (D) |  |  |  |  | Moorpark | 230 |  |  | 1 |  | FALSE | Moorpark | 230 | [12 empty] | 0 | 0
WDT1547 | 2018-04-30 | 2018-04-30 | 2018-05-25 | WDAT | GIP - Cluster Study | QC_011 | Inactive | Withdrawn | 2019-04-16 | Not Started | No |  |  | Energy Storage(2.15) | 2 | Ventura | CA | 2020-02-01 | 2020-01-15 | Intrepid 16 kV circuit out of Newbury 66/12 kV Substation | Intrepid 16 kV circuit out of Newbury 66/12 kV Substation | Moorpark 220 kV bus | North Coast Region | Academy | Moorpark 220/66 System | Newbury 66/16 (D) |  |  |  |  | Moorpark | 230 |  |  | 1 |  | FALSE | Moorpark | 230 | [12 empty] | 0 | 0
WDT1548 | 2018-04-30 | 2018-04-30 | 2018-05-29 | WDAT | GIP - Cluster Study | QC_011 | Inactive | Withdrawn | 2019-02-13 | Not Started | No |  |  | Energy Storage(40.3) | 40 | Santa Barbara | CA | 2020-12-01 | 2020-12-01 | Isla Vista Substaiton 66 kV bus | Isla Vista Substaiton 66 kV bus | Goleta 220 kV bus | North Coast Region | Encanto | Goleta 220/66 System | Isla Vista 66/16 (D) |  |  |  |  | Goleta | 230 |  |  | 1 |  | FALSE | Goleta | 230 | [12 empty] | 0 | 0
WDT1549 | 2018-04-30 | 2018-04-30 | 2018-05-25 | WDAT | GIP - Cluster Study | QC_011 | Active - Post IA | In-Service |  | Executed - In Effect | Yes | 2020-10-13 | 2020-10-13 | Energy Storage(3.23) | 3 | Riverside | CA | 2020-01-15 | 2020-11-01 | Ike 12 kV Distribution Circuit out of Eisenhower 115/12 kV Substation near structure #V5045371 | Ike 12 kV Distribution Circuit out of Eisenhower 115/12 kV Substation near structure #V5045371 | 220kV Bus at Devers Substation | Desert Region | Ike | Devers 220/115 System | Eisenhower 115/12 (D) |  |  |  |  | 220kV | Check | Check | Devers230 | 1 |  | FALSE | Devers | 230 | [12 empty] | 1 | 1
WDT1550 | 2018-04-30 | 2018-04-30 | 2018-05-25 | WDAT | GIP - Cluster Study | QC_011 | Inactive | Withdrawn | 2018-07-20 | Not Started | No |  |  | Energy Storage(1.615) | 1.5 | Riverside | CA | 2020-02-01 | 2020-02-01 | Silver Moon 12 kV |  | Devers 220 kV | Desert Region | Silver Moon | Devers 220/115 System | Desert Outpost 33/12 (D) |  |  |  |  | Devers | 230 |  |  | 1 |  | FALSE | Devers | 230 | [12 empty] | 0 | 0
WDT1551 | 2018-04-30 | 2018-04-30 | 2018-05-30 | WDAT | GIP - Cluster Study | QC_011 | Active | IA Amendment |  | Amendment - Pending | Yes | 2020-07-30 |  | Energy Storage(13.38) | 10 | Riverside | CA | 2021-01-02 | 2022-11-01 | The Distribution Provider's Vella 33 kV circuit out of Eisenhower 115/33 kV Substation | The Distribution Provider's Vella 33 kV circuit out of Eisenhower 115/33 kV Substation | 220 kV Bus at Devers Substation | Desert Region | Vella | Devers 220/115 System | Eisenhower 115/33 (D) | Devers | 230 | Devers | 230 | 220 | Check | Check | Devers230 | 1 |  | TRUE | Devers | 230 |  |  | 13.38) | [8 empty] | 13.38 | 0 | 0
WDT1553 | 2018-04-30 | 2018-04-30 | 2018-05-30 | WDAT | GIP - Cluster Study | QC_011 | Inactive | Withdrawn | 2019-03-08 | Not Started | No |  |  | Energy Storage(12.54) | 10 | Santa Barbara | CA | 2020-09-01 | 2020-09-01 | Professor 16kV line out of Isla Vista Substation | Professor 16kV line out of Isla Vista Substation | Goleta Substation 220kV bus | North Coast Region | Encanto | Goleta 220/66 System | Isla Vista 66/16 (D) |  |  | Goleta | 230 | Goleta | Check | Check |  | 1 |  | FALSE | Goleta | 230 | [12 empty] | 0 | 0
WDT1554 | 2018-04-30 | 2018-04-30 | 2018-05-28 | WDAT | GIP - Cluster Study | QC_011 | Inactive | Withdrawn | 2019-02-25 | Not Started | No |  |  | Photovoltaic(13.11)/Energy Storage() | 10 | Ventura | CA | 2020-10-01 | 2020-12-01 | Gizmo 16kV circuit | Gizmo 16kV circuit | Santa Clara Substation 220kV bus | North Coast Region | Spinnaker | Santa Clara 220/66 System | Channel Island 66/16 (D) |  |  |  |  | Santa | Check | Check |  | 1 |  | FALSE | Santa | Check | [12 empty] | 0 | 0
WDT1555 | 2018-04-30 | 2018-04-30 | 2018-05-25 | WDAT | GIP - Cluster Study | QC_011 | Inactive | Withdrawn | 2020-04-01 | Withdrawn (No Agrmt) | No |  |  | Energy Storage(21.6) | 20 | Riverside | CA | 2020-10-01 | 2020-10-01 | Ironwood 33 kV line | Ironwood 33 kV line | Valley Substation 220 kV bus | San Jacinto Valley Region | Ironwood | Valley 'AB' 500/115 System | Alessandro 115/33 (D) |  |  |  |  | Valley | Check | Check |  | 1 |  | FALSE | Valley | Check | [12 empty] | 0 | 0
WDT1556 |  | 2018-04-30 |  | WDAT | GIP - Cluster Study | QC_011 | Inactive | Withdrawn | 2018-05-21 | Not Started | No |  |  | Energy Storage(6.656) | 6 | Riverside | CA | 2020-03-01 |  | Eisenhower 12kV |  |  | Desert Region | Bombardier | Devers 220/115 System | Eisenhower 115/12 (D) |  |  |  |  | Check | Check | Check |  | 1 |  | FALSE | [14 empty] | 0 | 0
WDT1558 | 2018-04-30 | 2018-04-30 | 2018-05-30 | WDAT | GIP - Cluster Study | QC_011 | Active - Post IA | Construction |  | Not Started | No |  |  | Energy Storage(90) | 65 | Riverside | CA | 2020-10-01 | 2022-09-10 | Banning 115 kV Substation at the 115 kV bus | Banning 115 kV Substation | El Casco Substation 220 kV bus | Desert Region | City of Banning | El Casco 220/115 System | City of Banning 33/33 (F) | El Casco | 230 | El Casco | 230 | El | Check | Check | El Casco230 | 1 |  | TRUE | El Casco | 230 |  |  | 90) | [8 empty] | 90 | 0 | 0
WDT1561 | 2018-04-30 | 2018-04-30 | 2018-05-30 | WDAT | GIP - Cluster Study | QC_011 | Inactive | Withdrawn | 2018-06-27 | Not Started | No |  |  | Energy Storage(3) | 3 | Ventura | CA | 2021-01-02 | 2021-01-02 | Interpid 16 kV circuit | Intrepid 16 kV line out of Newbury 66/16 kV Substation | Moorpark Substation 220 kV bus. | North Coast Region | Intrepid | Moorpark 220/66 System | Newbury 66/16 (D) |  |  |  |  | Moorpark | Check | Check |  | 1 |  | FALSE | Moorpark | Check | [12 empty] | 0 | 0
WDT1562 | 2018-04-30 | 2018-04-30 | 2018-05-30 | WDAT | GIP - Cluster Study | QC_011 | Inactive | Withdrawn | 2018-06-27 | Not Started | No |  |  | Energy Storage(3) | 3 | Ventura | CA | 2021-01-02 | 2021-01-02 | Belpac 16 kV circuit | Belpac 16 kV line out of Newbury 66/16 kV Substation | Moorpart Substation 220 kV bus. | North Coast Region | Belpac | Moorpark 220/66 System | Newbury 66/16 (D) |  |  |  |  | Moorpart | Check | Check |  | 1 |  | FALSE | Moorpart | Check | [12 empty] | 0 | 0
WDT1563 | 2018-04-30 | 2018-04-30 | 2018-05-30 | WDAT | GIP - Cluster Study | QC_011 | Inactive | Withdrawn | 2019-04-12 | Not Started | No |  |  | Energy Storage(10.5) | 9 | Ventura | CA | 2021-01-02 |  | The Distribution Provider's Newbury 66/16 Substation at the 66 kV bus. | The Distribution Provider's Newbury 66/16 Substation at the 66 kV bus. | Moorpark Substation 220 kV bus. | North Coast Region |  | Moorpark 220/66 System | Newbury 66/16 (D) |  |  |  |  | Moorpark | Check | Check |  | 1 |  | FALSE | Moorpark | Check | [12 empty] | 0 | 0
WDT1566 | 2018-04-30 | 2018-04-30 | 2018-05-29 | WDAT | GIP - Cluster Study | QC_011 | Inactive | Withdrawn | 2019-02-14 | Not Started | No |  |  | Fuel Cell(10.5) | 10 | Santa Barbara | CA | 2020-12-01 | 2020-12-01 | Trigo 16 kV circuit out of Isla Vista 66/16 kV substation | Trigo 16 kV circuit out of Isla Vista 66/16 kV substation | 220 kV bus at Goleta 220/66 kV Substation | North Coast Region | Trigo | Goleta 220/66 System | Isla Vista 66/16 (D) |  |  |  |  | 220 | Check | Check |  | 1 |  | FALSE | 220 | Check | [12 empty] | 0 | 0
WDT1567 | 2018-04-30 | 2018-04-30 | 2018-05-24 | WDAT | GIP - Cluster Study | QC_011 | Inactive | Withdrawn | 2019-02-28 | Not Started | No |  |  | Energy Storage(10.75) | 10 | Ventura | CA | 2020-12-01 | 2020-12-01 | Ramac 16 kV line out of Estero 66/16 kV Substation | Ramac 16 kV line out of Estero 66/16 kV Substation | Santa Clara Substation 220 kV bus | North Coast Region | Ramac | Santa Clara 220/66 System | Estero 66/16 (D) |  |  |  |  | Santa | Check | Check |  | 1 |  | FALSE | Santa | Check | [12 empty] | 0 | 0
WDT1568 | 2018-04-30 | 2018-04-30 | 2018-05-24 | WDAT | GIP - Cluster Study | QC_011 | Inactive | Withdrawn | 2019-02-28 | Not Started | No |  |  | Energy Storage(10.75) | 10 | Ventura | CA | 2020-12-01 | 2020-12-01 | New 16 kV line out of Estero 66/16 kV Substation | Tiros 16 kV line out of Estero 66/16 kV Substation | Santa Clara Substation 220 kV bus | North Coast Region | Tiros | Santa Clara 220/66 System | Estero 66/16 (D) |  |  |  |  | Santa | Check | Check |  | 1 |  | FALSE | Santa | Check | [12 empty] | 0 | 0
WDT1569 | 2018-04-30 | 2018-04-30 | 2018-05-24 | WDAT | GIP - Cluster Study | QC_011 | Inactive | Withdrawn | 2019-04-15 | Not Started | No |  |  | Fuel Cell(10.5)/Energy Storage() | 10 | Santa Barbara | CA | 2020-12-01 | 2020-12-01 | Sheffield 16 kV line out of Carpinteria 66/16 kV Substation | Sheffield 16 kV line out of Carpinteria 66/16 kV Substation | Goleta Substation 220 kV bus | North Coast Region | Sheffield | Goleta 220/66 System | Carpinteria 66/16 (D) |  |  |  |  | Goleta | Check | Check |  | 1 |  | FALSE | Goleta | Check | [12 empty] | 0 | 0
WDT1571 |  | 2018-04-30 |  | WDAT | GIP - Cluster Study | QC_011 | Inactive | Withdrawn | 2018-05-21 | Not Started | No |  |  | Energy Storage(6.404) | 6 | Ventura | CA | 2020-03-01 |  | Belpac 16kV Circuit Section 1 |  |  | North Coast Region | Belpac | Moorpark 220/66 System | Newbury 66/16 (D) |  |  |  |  | Check | Check | Check |  | 1 |  | FALSE | [14 empty] | 0 | 0
WDT1573 | 2018-04-30 | 2018-04-30 | 2018-05-29 | WDAT | GIP - Cluster Study | QC_011 | Inactive | Withdrawn | 2019-02-26 | Not Started | No |  |  | Energy Storage(12.05) | 11.32 | Ventura | CA | 2020-11-01 | 2020-11-15 | Corsica 16 kV line out of Gonzales 66/16 kV Substation | Corsica 16 kV line out of Gonzales 66/16 kV Substation | Santa Clara Substation 220 kV bus | North Coast Region | Corsica | Santa Clara 220/66 System | Gonzales 66/16 (D) |  |  |  |  | Santa | Check | Check |  | 1 |  | FALSE | Santa | Check | [12 empty] | 0 | 0
WDT1574 | 2018-04-30 | 2018-04-30 | 2018-05-29 | WDAT | GIP - Cluster Study | QC_011 | Inactive | Withdrawn | 2019-02-26 | Not Started | No |  |  | Energy Storage(12.05) | 11.32 | Ventura | CA | 2020-11-01 | 2020-11-15 | Carnegie 16 kV line out of Gonzales 66/16 kV Substation | Carnegie 16 kV line out of Gonzales 66/16 kV Substation | Santa Clara Substation 220 kV bus | North Coast Region | Carnegie | Santa Clara 220/66 System | Gonzales 66/16 (D) |  |  |  |  | Santa | Check | Check |  | 1 |  | FALSE | Santa | Check | [12 empty] | 0 | 0
WDT1575 | 2018-04-30 | 2018-04-30 | 2018-05-29 | WDAT | GIP - Cluster Study | QC_011 | Inactive | Withdrawn | 2020-04-03 | Withdrawn (No Agrmt) | N/A |  |  | Energy Storage(15.4) | 13 | Los Angeles | CA | 2021-04-29 | 2021-04-29 | a tap on the Leota 16 kV distribution circuit, 1000 feet from Fruitland Substation |  | Laguna Bell 220 kV bus | Metro West Region | Leota | Laguna Bell DE 220/66 System | Fruitland 66/16 (D) |  |  |  |  | Laguna | Check | Check |  | 1 |  | FALSE | Laguna | Check | [12 empty] | 0 | 0
WDT1576 | 2018-04-30 | 2018-04-30 | 2018-05-29 | WDAT | GIP - Cluster Study | QC_011 | Inactive | Withdrawn | 2019-03-06 | Not Started | No |  |  | Energy Storage(22) | 20 | Los Angeles | CA | 2021-04-29 | 2021-04-29 | a tap on the Brighton-Howard 66 kV line, approximately 5500 feet from Brighton Substation |  | La Fresa 220 kV bus | Metro West Region | Daleside | La Fresa 220/66 System | Brighton 66/16 (D) |  |  |  |  | La | Check | Check |  | 1 |  | FALSE | La | Check | [12 empty] | 0 | 0
WDT1577 |  | 2018-04-30 |  | WDAT | GIP - Cluster Study | QC_011 | Inactive | Withdrawn | 2018-05-21 | Not Started | No |  |  | Energy Storage(6.404) | 6 | Ventura | CA | 2020-03-01 |  | Intrepid 16kV Circuit Section 1 |  |  | North Coast Region | Intrepid | Moorpark 220/66 System | Newbury 66/16 (D) |  |  |  |  | Check | Check | Check |  | 1 |  | FALSE | [14 empty] | 0 | 0
WDT1578 | 2018-04-30 | 2018-04-30 | 2018-05-25 | WDAT | GIP - Cluster Study | QC_011 | Inactive | Withdrawn | 2019-03-18 | Not Started | No |  |  | Energy Storage(15) | 13 | Ventura | CA | 2020-11-01 | 2020-11-01 | Mugu16 kV circuit out of Colonia 66/16 kV Substation |  | Santa Clara 220 kV bus | North Coast Region | Mugu | Santa Clara 220/66 System | Colonia 66/16 (D) |  |  | Santa Clara | 230 | Santa | Check | Check |  | 1 |  | FALSE | Santa | 230 | [12 empty] | 0 | 0
WDT1582 | 2018-04-30 | 2018-04-30 | 2018-05-30 | WDAT | GIP - Cluster Study | QC_011 | Active - Post IA | Construction |  | Executed - In Effect | Yes | 2021-03-26 |  | Energy Storage(11.4)/Photovoltaic(13.2) | 10 | Orange | CA | 2020-03-01 | 2023-05-08 | Comanche 12 kV line out of the Shawnee 66/12 kV Substation near structure #440777E | Comanche 12 kV line out of the Shawnee 66/12 kV Substation near structure #440777E | Barre Substation 220 kV bus | Orange Region | Comanche | Barre 220/66 System | Shawnee 66/12 (D) | Barre | 230 | Barre | 230 | Barre | Check | Check |  | 1 |  | TRUE | Barre | 230 | 13.2) |  | 11.4)/Photovoltaic(13.2) |  | 3.2 | 13.2 | [5 empty] | 11.4 | 0 | 1
WDT1583 | 2018-04-30 | 2018-04-30 | 2018-05-30 | WDAT | GIP - Cluster Study | QC_011 | Active - Post IA | Construction |  | Executed - In Effect | Yes | 2021-03-30 |  | Energy Storage(10)/Photovoltaic(10) | 10 | Orange | CA | 2020-03-01 | 2023-05-08 | Garnsey 12 kV distribution circuit out of Cypress 66/12 kV Substation near structure #M5560473 | Garnsey 12 kV distribution circuit out of Cypress 66/12 kV Substation near structure #M5560473 | Del Amo Substation 220 kV bus | Metro West Region | Garnsey | Del Amo 220/66 System | Cypress 66/12 (D) | Del Amo | 230 | Del Amo | 230 | Del | Check | Check | Del Amo230 | 1 |  | TRUE | Del Amo | 230 | 10) |  | 10)/Photovoltaic(10) |  | 0 | 10 | [5 empty] | 10 | 0 | 1
WDT1584 | 2018-04-30 | 2018-04-30 | 2018-05-24 | WDAT | GIP - Cluster Study | QC_011 | Active | Technical Assessment In Progress |  | Not Started | No |  |  | Energy Storage(2.5) | 2.5 | Riverside | CA | 2020-03-01 | 2020-03-01 | Michael 12 kV line |  | Mira Loma Substation 220 kV bus | Metro East Region | Michael | Mira Loma 220/66 System | Corona 66/12 (D) |  |  |  |  | Mira | Check | Check | Mira Loma230 | 1 |  | TRUE | Mira Loma | 230 |  |  | 2.5) | [8 empty] | 2.5 | 0 | 0
WDT1588 | 2018-04-30 | 2018-04-30 | 2018-05-25 | WDAT | GIP - Cluster Study | QC_011 | Inactive | Withdrawn | 2019-03-04 | Not Started | No |  |  | Energy Storage(20) | 10 | Ventura | CA | 2020-10-01 | 2020-10-01 | New 16kV circuit | New 16kV circuit | Santa Clara 220kV bus | North Coast Region | Sidewinder | Santa Clara 220/66 System | Estero 66/16 (D) |  |  |  |  | Santa | Check | Check |  | 1 |  | FALSE | Santa | Check | [12 empty] | 0 | 0
WDT1589 | 2018-04-30 | 2018-04-30 | 2018-05-21 | WDAT | GIP - Cluster Study | QC_011 | Inactive | Withdrawn | 2019-03-04 | Not Started | No |  |  | Energy Storage(10.4) | 10 | Ventura | CA | 2020-10-01 | 2020-10-01 | Sidewinder 16kV distribution line out of Estero 66/16kV Substation | Sidewinder 16kV distribution line out of Estero 66/16kV Substation | Santa Clara Substation at 220 kV bus | North Coast Region | Sidewinder | Santa Clara 220/66 System | Estero 66/16 (D) |  |  |  |  | Santa | Check | Check |  | 1 |  | FALSE | Santa | Check | [12 empty] | 0 | 0
WDT1590 | 2018-04-30 | 2018-04-30 | 2018-05-29 | WDAT | GIP - Cluster Study | QC_011 | Inactive | Withdrawn | 2019-03-04 | Not Started | No |  |  | Energy Storage(10.4) | 10 | Ventura | CA | 2020-10-01 | 2020-10-01 | Tiros 16kV distribution line out of Estero 66/16kV Substation | Tiros 16kV distribution line out of Estero 66/16kV Substation | Santa Clara Substation at 220 kV bus | North Coast Region | Tiros | Santa Clara 220/66 System | Estero 66/16 (D) |  |  |  |  | Santa | Check | Check |  | 1 |  | FALSE | Santa | Check | [12 empty] | 0 | 0
WDT1591 |  | 2018-04-30 |  | WDAT | GIP - Cluster Study | QC_011 | Inactive | Withdrawn | 2018-05-18 | Not Started | No |  |  | Energy Storage(6) | 6 | Ventura | CA | 2021-11-01 |  | Newbury (66/16kV) |  |  | North Coast Region | Splendor | Moorpark 220/66 System | Newbury 66/16 (D) |  |  |  |  | Check | Check | Check |  | 1 |  | FALSE | [14 empty] | 0 | 0
WDT1592 |  | 2018-04-30 |  | WDAT | GIP - Cluster Study | QC_011 | Inactive | Withdrawn | 2018-05-18 | Not Started | No |  |  | Energy Storage(6) | 6 | Riverside | CA | 2021-11-01 |  | Eisehower 115kV/12kV |  |  | Desert Region | Bombardier | Devers 220/115 System | Eisenhower 115/12 (D) |  |  |  |  | Check | Check | Check |  | 1 |  | FALSE | [14 empty] | 0 | 0
WDT1593 |  | 2018-04-30 |  | WDAT | GIP - Cluster Study | QC_011 | Inactive | Withdrawn | 2018-05-18 | Not Started | No |  |  | Energy Storage(6) | 6 | Ventura | CA | 2021-11-01 |  | Newbury 66/16kV, Hooligan Distribution Feeder |  |  | North Coast Region | Patriot | Moorpark 220/66 System | Newbury 66/16 (D) |  |  |  |  | Check | Check | Check |  | 1 |  | FALSE | [14 empty] | 0 | 0
WDT1594 |  | 2018-04-30 |  | WDAT | GIP - Cluster Study | QC_011 | Inactive | Withdrawn | 2018-05-18 | Not Started | No |  |  | Energy Storage(6) | 6 | Ventura | CA | 2021-11-01 |  | Newbury 66/16kV, Intrepid Distribution Feeder |  |  | North Coast Region | Splendor | Moorpark 220/66 System | Newbury 66/16 (D) |  |  |  |  | Check | Check | Check |  | 1 |  | FALSE | [14 empty] | 0 | 0
WDT1596 | 2018-04-30 | 2018-04-30 | 2018-05-27 | WDAT | GIP - Cluster Study | QC_011 | Inactive | Withdrawn | 2019-02-05 | Not Started | No |  |  | Photovoltaic(13.2) | 12 | Kern | CA | 2019-11-01 | 2020-11-01 | Castle Butte 33 kV circuit out of Edwards 115/33 kV Substation |  | Kramer 115 kV bus | Rurals Region | Castle Butte | Kramer 220/115 System | Edwards 115/33 (D) |  |  |  |  | Kramer | 115 |  |  | 1 |  | FALSE | Kramer | 115 | [12 empty] | 0 | 0
WDT1602 | 2018-04-30 | 2018-04-30 | 2018-05-29 | WDAT | GIP - Cluster Study | QC_011 | Inactive | Withdrawn |  | Executed - In Effect | Yes | 2020-11-29 |  | Energy Storage(15.4) | 13 | Los Angeles | CA | 2021-04-29 | 2023-04-15 | Hallet 16kV circuit | Hallet 16kV circuit | El Nido 220kV bus | Metro West Region | Hallet | El Nido 220/66 System | Inglewood 66/16 (D) |  |  |  |  | El | Check | Check |  | 1 |  | FALSE | El | Check | [12 empty] | 0 | 1
WDT1603 | 2018-04-30 | 2018-04-30 | 2018-05-29 | WDAT | GIP - Cluster Study | QC_011 | Inactive | Withdrawn | 2019-03-06 | Not Started | No |  |  | Energy Storage(20.9) | 20 | Orange | CA | 2021-04-29 | 2021-04-29 | Johanna-Chestnut-Washington 66kV Line | Johanna-Chestnut-Washington 66kV Line | Johanna 220kV bus Johanna 220kV bus | Orange Region | Cleat | Villa Park 220/66 System | Washington 66/12 (D) |  |  |  |  | Johanna | Check | Check |  | 1 |  | FALSE | Johanna | Check | [12 empty] | 0 | 0
WDT1605 | 2018-08-29 | 2018-06-26 | 2018-08-29 | WDAT | GIP - Fast Track | Fast Track | Active - Post IA | Construction |  | Executed - In Effect | Yes | 2019-06-11 | 2020-12-08 | Photovoltaic(4.8) |  | San Bernardino | CA | 2021-01-31 | 2021-11-22 | A tap on the Distribution Provider’s existing Bariod 34.5 kV distribution line out of Gale 115/33 kV Substation via an overhead line extension to the Distribution Customer-owned 34.5 kV switchboard. | A tap on the Distribution Provider’s existing Bariod 34.5 kV distribution line out of Gale 115/33 kV Substation via an overhead line extension to the Distribution Customer-owned 34.5 kV switchboard. | The ISO Grid at the Distribution Provider’s Gale 115/33 Substation at the 115 kV bus. | Rurals Region | Baroid | Kramer 220/115 System | Gale 115/33 (D) |  |  |  |  | The | Check | Check | DROP | 1 |  | FALSE | [14 empty] | 0 | 1
WDT1606 | 2018-06-26 | 2018-06-26 | 2018-07-13 | WDAT | GIP - Fast Track | Fast Track | Inactive | Withdrawn | 2021-10-05 | Terminated | Yes | 2019-10-04 | 2020-10-05 | Photovoltaic(4.4)/Energy Storage(4) | 4 | San Bernardino | CA | 2019-10-01 | 2020-11-01 | Lockhart 33kV | Lockhart 33kV | Kramer 115/33 (D) | Rurals Region | Lockhart | Kramer 220/115 System | Kramer 115/33 (D) |  |  |  |  | Kramer | 115 |  |  | 1 |  | FALSE | Kramer | 115 | [12 empty] | 0 | 0
WDT1607 | 2018-08-14 | 2018-06-29 | 2018-08-14 | WDAT | GIP - ISP | ISP | Inactive | Withdrawn | 2020-07-10 | Withdrawn (No Agrmt) | No |  |  | Energy Storage(10)/Photovoltaic(10) | 10 | Ventura | CA | 2020-05-31 | 2020-05-31 | Castro 16 kV |  | Santa Clara 220 kV bus | North Coast Region | Castro | Santa Clara 220/66 System | Wakefield 66/16 (D) |  |  | Santa Clara | 230 | Santa | Check | Check |  | 1 |  | FALSE | Santa | 230 | [12 empty] | 0 | 0
WDT1608 |  | 2018-07-13 |  | WDAT | GIP - Fast Track | Fast Track | Inactive | Withdrawn | 2019-04-16 | Not Started | No |  |  | Photovoltaic(3) |  | San Bernardino | CA | 2019-02-19 |  | Will interconnect to the 32kV SCE Nisqualli distribution line, pole #43080 |  |  | Rurals Region | Seals | Victor 220/115 System | Victorville 33/12 (D) |  |  |  |  | Check | Check | Check |  | 1 |  | FALSE | [14 empty] | 0 | 0
WDT1609 |  | 2018-07-17 |  | WDAT | GIP - Fast Track | Fast Track | Inactive | Withdrawn | 2018-10-01 | Not Started | No |  |  | Photovoltaic(2.64) | 2.5 | Kern | CA | 2019-06-01 | 2019-06-01 | Overall 12kV | Cal City |  | Rurals Region | Overall | Kramer 220/115 System | Calcity 'B' 33/12 (D) |  |  |  |  | Check | Check | Check |  | 1 |  | FALSE | [14 empty] | 0 | 0
WDT1610 | 2018-10-03 | 2018-10-03 | 2018-11-05 | WDAT | GIP - Fast Track | Fast Track | Inactive | Withdrawn | 2019-03-04 | Not Started | No |  |  | Photovoltaic(2) |  | Kern | CA | 2019-11-15 | 2019-12-01 | Oak Creek 12.47 KV |  |  | North Coast Region | Oak Creek | Antelope 220/66 System | Rosamond 66/12 (D) |  |  |  |  | Check | Check | Check |  | 1 |  | FALSE | [14 empty] | 0 | 0
WDT1612 | 2018-12-11 | 2018-11-06 | 2018-12-11 | WDAT | GIP - Fast Track | Fast Track | Inactive | Withdrawn | 2019-02-25 | Not Started | No |  |  | Photovoltaic(1.9) |  | San Bernardino | CA |  |  | High Desert 33/25 kV |  |  | Desert Region | Melody | Devers 220/115 System | Hi Desert 33/25 (D) |  |  |  |  | Check | Check | Check |  | 1 |  | FALSE | [14 empty] | 0 | 0
WDT1613 | 2018-11-06 | 2018-11-06 | 2018-12-04 | WDAT | GIP - Fast Track | Fast Track | Inactive | Withdrawn | 2019-02-25 | Not Started | No |  |  | Photovoltaic(1.5) |  | San Bernardino | CA | 2020-01-05 | 2019-09-13 | High Desert 33/25 kV |  |  | Desert Region | Melody | Devers 220/115 System | Hi Desert 33/25 (D) |  |  |  |  | Check | Check | Check |  | 1 |  | FALSE | [14 empty] | 0 | 0
WDT1621 | 2018-12-18 | 2018-12-18 | 2019-01-18 | WDAT | GIP - Fast Track | ISP | Inactive | Withdrawn | 2019-08-22 | Not Started | No |  |  | Energy Storage(1.13) | 1 | Ventura | CA | 2019-10-20 | 2019-10-20 | Zone 16kV distribution line out of Moorpark 66/16 kV Substation | Zone 16kV distribution line out of Moorpark 66/16 kV Substation | Moorpark 220 kV | North Coast Region | Zone | Moorpark 220/66 System | Moorpark 66/16 (D) |  |  |  |  | Moorpark | 230 |  |  | 1 |  | FALSE | Moorpark | 230 | [12 empty] | 0 | 0
WDT1622 |  | 2019-01-08 |  | WDAT | GIP - Fast Track | Fast Track | Inactive | Withdrawn | 2019-05-10 | Not Started | No |  |  | Photovoltaic(1.6)/Energy Storage(1.6) |  | Kern | CA | 2019-09-01 | 2019-09-01 | Rising Tree Wind Farm /12.47KV |  |  | North Coast Region | Discovery | Windhub 220/66 System | Goldtown 66/12 (D) |  |  |  |  | Check | Check | Check |  | 1 |  | FALSE | [14 empty] | 0 | 0
WDT1623 | 2019-02-15 | 2019-01-17 | 2019-02-15 | WDAT | GIP - Fast Track | Fast Track | Active - Post IA | Construction |  | Executed - In Effect | Yes | 2022-09-19 |  | Photovoltaic(2.225)/Energy Storage(2) | 2 | San Bernardino | CA | 2019-10-15 | 2023-12-01 | Lockhart 33 kV | Lockhart 33 kV | Kramer 220/115 | Rurals Region | Lockhart | Kramer 220/115 System | Kramer 115/33 (D) |  |  |  |  | Kramer | 230 |  |  | 1 |  | TRUE | Kramer | 230 | 2.225)/Energy Storage(2) |  | 2) |  | 0.225 | 2.225 | [5 empty] | 2 | 0 | 1
WDT1625 | 2019-03-21 | 2019-03-21 | 2019-03-29 | WDAT | GIP - Fast Track | Fast Track | Inactive | Withdrawn | 2022-12-30 | Executed - In Effect | Yes | 2021-07-02 |  | Photovoltaic(2.46) | 2.46 | San Bernardino | CA | 2020-10-18 | 2022-08-12 | Montara 33 kV | Barstow 33 kV | Tortilla 115 kV | Rurals Region | Montara | Kramer 220/115 System | Barstow 33/33 (D) |  |  |  |  | Tortilla | 115 |  |  | 1 |  | FALSE | Tortilla | 115 | [12 empty] | 0 | 1
WDT1636 | 2019-04-30 | 2019-04-26 | 2019-05-21 | WDAT | GIP - Cluster Study | QC_012 | Active - Post IA | Construction |  | Executed - In Effect | Yes | 2022-05-25 |  | Energy Storage(24.75) | 20 | Riverside | CA | 2022-03-01 | 2024-06-15 | Meyer 33 kV distribution line feed out of the the Elsinore 115/33 kV Substation | Valley 'D' 500/115 | Valley Substation 500 kV bus | San Jacinto Valley Region | Mayer | Valley 'D' 500/115 System | Elsinore 115/33 (D) | Valley (SCE) | 500 |  |  | Valley | Check | Check |  | 1 |  | TRUE | Valley | 500 |  |  | 24.75) | [8 empty] | 24.75 | 0 | 1
WDT1637 | 2019-04-30 | 2019-04-29 | 2019-06-03 | WDAT | GIP - Cluster Study | QC_012 | Inactive | Withdrawn | 2020-05-27 | Withdrawn (No Agrmt) | No |  |  | Energy Storage(11.856) | 10 | Santa Barbara | CA | 2022-09-15 | 2022-09-15 | Vallecito 16 kV line |  | Carpinteria Substation 66/16 kV bus | North Coast Region | Vallecito | Goleta 220/66 System | Carpinteria 66/16 (D) |  |  |  |  | Carpinteria | Check | Check |  | 1 |  | FALSE | Carpinteria | Check | [12 empty] | 0 | 0
WDT1638 | 2019-04-30 | 2019-04-29 | 2019-05-28 | WDAT | GIP - Cluster Study | QC_012 | Inactive | Withdrawn | 2021-10-15 | Not Started | No |  |  | Photovoltaic(30.25)/Energy Storage(30.25) | 25 | San Bernardino | CA | 2022-11-15 | 2023-07-31 | Gobar 33 kV Circuit out of the Cottonwood 115/33 kV Substation near the new installed distribution pole (near 4266056E) | Gobar 33 kV Circuit out of the Cottonwood 115/33 kV Substation near the new installed distribution pole (near 4266056E) | Victor 220/115 kV Bus | Rurals Region | Gobar | Victor 220/115 System | Cottonwood 115/33 (D) |  |  |  |  | Victor | 230 |  |  | 1 |  | FALSE | Victor | 230 | [12 empty] | 0 | 0
WDT164 | 2004-10-21 | 2004-10-12 | 2004-10-21 | WDAT | LGIP | Serial | Inactive | IA Terminated |  | Terminated | Yes | 2008-03-27 | 2010-08-31 | Wind Turbine(80) | 80 | San Bernardino | CA | 2010-09-01 | 2010-09-01 | Victor-Gail 115 kV line | Victor-Gail 115 kV line | Victor Substation | [8 empty] | Victor | Check | Check |  | 1 |  | FALSE | Victor | Check | [12 empty] | 0 | 0
WDT1644 | 2019-04-30 | 2019-04-30 | 2019-05-23 | WDAT | GIP - Cluster Study | QC_012 | Active - Post IA | Construction |  | Executed - In Effect | Yes | 2022-11-17 |  | Photovoltaic(10)/Energy Storage(10) | 10 | Orange | CA | 2021-10-31 | 2024-05-15 | Ketch 12 kV Circuit out of the Bolsa Substation near structure 2192753E | Ketch 12 kV Circuit out of the Bolsa Substation near structure 2192753E | Barre Substation 220 kV bus | Orange Region | Ketch | Barre 220/66 System | Bolsa 66/12 (D) | Barre | 230 | Barre | 230 | Barre | Check | Check |  | 1 |  | TRUE | Barre | 230 | 10)/Energy Storage(10) |  | 10) |  | 0 | 10 | [5 empty] | 10 | 0 | 1
WDT1646 | 2019-04-30 | 2019-04-30 | 2019-05-22 | WDAT | GIP - Cluster Study | QC_012 | Active | IA Amendment |  | Amendment - Pending | Yes | 2021-06-28 |  | Energy Storage(14) | 10 | Riverside | CA | 2021-10-01 | 2023-09-01 | At the Distribution Provider’s 6-way switch on the Distribution Provider’s Vella 33 kV distribution circuit out of Eisenhower 115/33 kV Substation. | At the Distribution Provider’s 6-way switch on the Distribution Provider’s Vella 33 kV distribution circuit out of Eisenhower 115/33 kV Substation. | Devers Substation 220 kV bus | Desert Region | Vella | Devers 220/115 System | Eisenhower 115/33 (D) | Devers | 230 | Devers | 230 | Devers | Check | Check |  | 1 |  | TRUE | Devers | 230 |  |  | 14) | [8 empty] | 14 | 0 | 0
WDT165 | 2004-11-23 | 2004-11-03 | 2004-11-23 | WDAT | LGIP | Serial | Inactive | Withdrawn | 2008-07-09 | Withdrawn (No Agrmt) | No |  |  | Gas Turbine(325) | 325 | Riverside | CA | 2009-06-01 |  | Vista 115 kV bus | Vista 115 kV bus | Vista 220 kV bus | [8 empty] | Vista | 230 | Check |  | 1 |  | FALSE | Vista | 230 | [12 empty] | 0 | 0
WDT1656 |  | 2019-05-01 |  | WDAT | GIP - Fast Track | Fast Track | Inactive | Withdrawn | 2019-05-23 | Not Started | No |  |  | Photovoltaic(3.08)/Energy Storage(3) | 3 | Los Angeles | CA | 2019-10-31 |  | Hughes Lake 12 kV Circuit |  |  | North Coast Region | Museum | Antelope 220/66 System | Piute 66/12 (D) |  |  |  |  | Check | Check | Check |  | 1 |  | FALSE | [14 empty] | 0 | 0
WDT1663 | 2019-10-14 | 2019-09-18 | 2019-10-21 | WDAT | GIP - Fast Track | Fast Track | Active - Post IA | Construction |  | Executed - In Effect | No | 2022-09-19 |  | Photovoltaic(2.25)/Energy Storage(2) | 2 | San Bernardino | CA | 2020-10-01 | 2023-12-01 | Lockhart 33 kV | Lockhart 33 kV | Kramer 220/115 | Rurals Region | Lockhart | Kramer 220/115 System | Kramer 115/33 (D) |  |  |  |  | Kramer | 230 |  |  | 1 |  | TRUE | Kramer | 230 | 2.25)/Energy Storage(2) |  | 2) |  | 0.25 | 2.25 | [5 empty] | 2 | 0 | 1
WDT1664 | 2020-01-24 | 2019-09-30 | 2020-01-24 | WDAT | GIP - ISP | ISP | Inactive | Withdrawn | 2023-05-11 | In Negotiation | No |  |  | Hydroelectric(5) | 5 | Kern | CA | 2022-02-01 |  | Vestal 66kV |  |  | San Joaquin Region |  | Vestal 220/66 System | Lakegen 66/12 (X) |  |  |  |  | Check | Check | Check |  | 1 |  | FALSE | [14 empty] | 0 | 0
WDT1668 | 2019-10-28 | 2019-10-28 | 2019-11-25 | WDAT | GIP - Fast Track | Fast Track | Inactive | IA Terminated |  | Executed - In Effect | Yes | 2020-08-13 | 2021-04-28 | Photovoltaic(3) | 3 | Tulare | CA | 2020-10-01 | 2021-08-01 | At the Distribution Provider’s pad-mounted 4-way rotary arc gas (“RAG”) switch on the Distribution Provider’s Effie 12 kV distribution line out of Oak Grove 66/12 kV Substation | At the Distribution Provider’s pad-mounted 4-way rotary arc gas (“RAG”) switch on the Distribution Provider’s Effie 12 kV distribution line out of Oak Grove 66/12 kV Substation | The ISO Grid at Distribution Provider’s 220kV Bus at Rector 220/66 kV Substation. | San Joaquin Region | Effie | Rector 220/66 System | Oak Grove 66/12 (D) |  |  |  |  | The | Check | Check |  | 1 |  | FALSE | The | Check | [12 empty] | 0 | 1
WDT1671 | 2019-11-14 | 2019-11-14 | 2019-12-20 | WDAT | GIP - ISP | ISP | Inactive | Withdrawn | 2020-04-10 | Withdrawn (No Agrmt) | No |  |  | Energy Storage(10.672) | 10 | Ventura | CA | 2023-05-01 | 2023-05-01 | Buckaroo 16 kV circuit out of Gonzales 66/16 kV Substation at Structure 1927406E | Buckaroo 16 kV circuit out of Gonzales 66/16 kV Substation at Structure 1927406E | Santa Clara Substation 220 kV bus | North Coast Region | Buckaroo | Santa Clara 220/66 System | Gonzales 66/16 (D) |  |  |  |  | Santa | Check | Check |  | 1 |  | FALSE | Santa | Check | [12 empty] | 0 | 0
WDT1672 | 2019-11-14 | 2019-11-14 | 2019-12-27 | WDAT | GIP - ISP | ISP | Inactive | Withdrawn | 2020-02-05 | Withdrawn (No Agrmt) | No |  |  | Energy Storage(85.376) | 80 | Ventura | CA | 2023-05-01 |  | Santa Clara - Tayshell 66 kV circuit | Santa Clara - Tayshell 66kV Circuit | Santa Clara 220 kV bus | [6 empty] | Santa Clara | 230 | Santa | Check | Check |  | 1 |  | FALSE | Santa | 230 | [12 empty] | 0 | 0
WDT1679 | 2020-01-27 | 2020-01-27 | 2020-02-24 | WDAT | GIP - ISP | ISP | Inactive | Withdrawn | 2020-12-14 | Not Started | No |  |  | Photovoltaic(5.67) | 5.5 | Los Angeles | CA | 2021-07-01 | 2021-07-01 | Tejon 12 kV Distribution Circuit out of Neenach 66/12 kV Substation near to existing Structure# 4261599E |  | Neenach Substation 66 kV bus | North Coast Region | Tejon | Antelope 220/66 System | Neenach 66/12 (D) |  |  |  |  | Neenach | Check | Check |  | 1 |  | FALSE | Neenach | Check | [12 empty] | 0 | 0
WDT1680 |  | 2020-02-06 |  | WDAT | GIP - Fast Track | Fast Track | Inactive | Withdrawn | 2020-03-11 | Withdrawn (No Agrmt) | No |  |  | Energy Storage(5.2) | 5 | Riverside | CA | 2022-02-01 |  | 1500 feet from Crossley 33kV feeder out of Eisenhower substation |  |  | Desert Region | Combat | Devers 220/115 System | Eisenhower 115/12 (D) |  |  |  |  | Check | Check | Check |  | 1 |  | FALSE | [14 empty] | 0 | 0
WDT1681 | 2020-02-10 | 2020-02-10 | 2020-05-13 | WDAT | GIP - Cluster Study | QC_013 | Inactive | Withdrawn | 2020-12-22 | Not Started | No |  |  | Photovoltaic(10.32) | 10 | Los Angeles | CA | 2021-07-01 | 2021-07-01 | Tierra Bonita 12 kV circuit out-of Little Rock Substation | Tierra Bonita 12 kV circuit | Antelope 115 kV Substation | North Coast Region | Tierra Bonita | Antelope 220/66 System | Little Rock 66/12 (D) |  |  |  |  | Antelope | 115 | Check |  | 1 |  | FALSE | Antelope | 115 | [12 empty] | 0 | 0
WDT1682 | 2020-04-09 | 2020-03-23 | 2020-04-09 | WDAT | GIP - Cluster Study | QC_013 | Inactive | Withdrawn | 2020-07-08 | Withdrawn (No Agrmt) | No |  |  | Energy Storage(207.6) | 200 | Riverside | CA | 2023-05-01 |  | Stetson Substation 115kV |  |  | San Jacinto Valley Region | Glider | Valley 'AB' 500/115 System | Stetson 115/12 (D) |  |  |  |  | Check | Check | Check |  | 1 |  | FALSE | [14 empty] | 0 | 0
WDT1684 | 2020-04-30 | 2020-04-09 | 2020-05-04 | WDAT | GIP - Cluster Study | QC_013 | Inactive | Withdrawn | 2021-03-08 | Not Started | No |  |  | Photovoltaic(56.8)/Energy Storage(50) | 50 | Tulare | CA | 2023-09-15 | 2024-09-15 | Vestal Substation 66 kV bus | Vestal Substation 66 kV bus | Vestal Substation 220 kV bus | [8 empty] | Vestal | Check | Check |  | 1 |  | FALSE | Vestal | Check | [12 empty] | 0 | 0
WDT1693 |  | 2020-04-30 |  | WDAT | GIP - Cluster Study | QC_013 | Inactive | Withdrawn | 2020-05-18 | Withdrawn (No Agrmt) | No |  |  | Energy Storage(13.89) | 12.5 | Los Angeles | CA | 2021-12-31 |  | Newhall - McBean 16kV |  |  | North Coast Region | Mcbean | Saugus 220/66 System | Newhall 66/16 (D) |  |  |  |  | Check | Check | Check |  | 1 |  | FALSE | [14 empty] | 0 | 0
WDT1708 | 2020-09-25 | 2020-07-16 | 2020-10-01 | WDAT | GIP - ISP | ISP | Inactive | Withdrawn | 2021-10-20 | In Negotiation | No |  |  | Energy Storage(22.8) | 20 | Los Angeles | CA | 2021-06-20 | 2021-06-20 | 66 kV bus at Shuttle 66/12 kV Sub | Generating Facility Output = POI. Charging Distribution Service = Antelope Sub 66 kV bus | Genearting Facility Output = The ISO Grid at SCE's 66 kV bus at Antelope Sub 66. Charging = 66 kV bus at Shuttle Sub | North Coast Region | Force | Antelope 220/66 System | Shuttle 66/12 (D) |  |  |  |  | Genearting | Check | Check |  | 1 |  | FALSE | Genearting | Check | [12 empty] | 0 | 0
WDT1709 | 2020-08-28 | 2020-07-28 | 2020-09-08 | WDAT | GIP - Fast Track | Fast Track | Inactive | Withdrawn | 2020-10-29 | Withdrawn (No Agrmt) | No |  |  | Photovoltaic(1.98) | 1.98 | Riverside | CA | 2021-06-01 |  | Devers 115/12kV; Martian 12kV Distribution Feeder |  |  | Desert Region | Martian | Devers 220/115 System | Devers 115/12 (D) |  |  |  |  | Check | Check | Check |  | 1 |  | FALSE | [14 empty] | 0 | 0
WDT1710 | 2020-09-18 | 2020-09-18 | 2020-10-23 | WDAT | GIP - ISP | ISP | Active - Post IA | Construction |  | Executed - In Effect | Yes | 2021-09-03 |  | Energy Storage(15) | 15 | Los Angeles | CA | 2022-11-01 | 2023-12-01 | New 16 kV Distribution Circuit out of Elizabeth Lake 66/16 kV Substation via a new 16 kV circuit | Pardee 220 kV bus | Pardee 220 kV bus | North Coast Region |  | Saugus 220/66 System | Elizabeth Lake 66/16 (D) | Pardee | 230 | Pardee | 230 | Pardee | 230 |  |  | 1 |  | TRUE | Pardee | 230 |  |  | 15) | [8 empty] | 15 | 0 | 1
WDT1715 |  | 2020-10-19 |  | WDAT | GIP - ISP | ISP | Inactive | Withdrawn | 2020-12-28 | Not Started | No |  |  | Energy Storage(24.11) | 24 | San Bernardino | CA | 2021-10-01 |  | Verdemont 33kV % Calectric 115/33kV % Vista 220/115 System |  |  | Desert Region | Verdemont | Vista 220/115 System | Calectric 115/33 (D) |  |  |  |  | Check | Check | Check |  | 1 |  | FALSE | [14 empty] | 0 | 0
WDT1717 | 2020-12-21 | 2020-10-23 | 2020-12-20 | WDAT | GIP - Fast Track | Fast Track | Inactive | Withdrawn | 2022-02-24 | Not Started | No |  |  | Photovoltaic(1.425) |  | Riverside | CA | 2021-03-31 |  | Zevo 12kV, Circuit ID: 2190392 |  |  | San Jacinto Valley Region | Zevo | Valley 'D' 500/115 System | Murrietta 2 33/12 (D) |  |  |  |  | Check | Check | Check |  | 1 |  | FALSE | [14 empty] | 0 | 0
WDT1718 |  | 2020-10-23 |  | WDAT | GIP - Fast Track | Fast Track | Inactive | Withdrawn | 2021-01-27 | Withdrawn (No Agrmt) | No |  |  | Photovoltaic(0.664) |  | Riverside | CA | 2021-03-31 |  | Tackle 12 kV, Circuit ID: 2184884 |  |  | San Jacinto Valley Region | Tackle | Valley 'D' 500/115 System | Stadler 115/12 (D) |  |  |  |  | Check | Check | Check |  | 1 |  | FALSE | [14 empty] | 0 | 0
WDT1720 | 2021-04-19 | 2020-12-03 | 2021-04-19 | WDAT | GIP - Fast Track | Fast Track | Active - Post IA | Construction |  | In Negotiation | No | 2023-02-21 |  | Photovoltaic(4.8) | 4.8 | San Bernardino | CA | 2022-12-31 |  | Baroid 33 kV distribution line out of Gale 115/33 kV Substation via an overhead line extension to the Customer-owned 34.5 kV switchboard | A tap on the Distribution Provider’s Baroid 33 kV distribution line out of Gale 115/33 kV Substation via an overhead line extension to the Customer-owned 34.5 kV switchboard. | The ISO Grid at Distribution Provider’s 115 kV Bus at Coolwater Substation. Substation | Rurals Region | Baroid | Kramer 220/115 System | Gale 115/33 (D) |  |  |  |  | The | Check | Check | Coolwater115 | 1 |  | TRUE | Coolwater | 115 | 4.8) |  |  |  | 0 | 4.8 | [6 empty] | 0 | 0
WDT1721 |  | 2020-12-29 |  | WDAT | GIP - Fast Track | Fast Track | Inactive | Withdrawn | 2021-03-02 | Not Started | No |  |  | Energy Storage(2) |  | Los Angeles | CA | 2023-01-15 |  | Fairmont 12kV |  |  | North Coast Region | Fairmont | Antelope 220/66 System | Del Sur 66/12 (D) |  |  |  |  | Check | Check | Check |  | 1 |  | FALSE | [14 empty] | 0 | 0
WDT1722 | 2020-12-30 | 2020-12-30 | 2021-01-25 | WDAT | GIP - Fast Track | Fast Track | Inactive | Withdrawn | 2021-03-02 | Not Started | No |  |  | Photovoltaic()/Energy Storage() | 2 | Los Angeles | CA | 2023-01-15 |  | Bledsoe 12kV served from Neenach 66/12kV Sub |  |  | North Coast Region | Bledsoe | Antelope 220/66 System | Neenach 66/12 (D) |  |  |  |  | Check | Check | Check |  | 1 |  | FALSE | [14 empty] | 0 | 0
WDT1724 |  | 2021-02-12 | 2021-03-22 | WDAT | GIP - ISP | ISP | Inactive | Withdrawn | 2021-05-03 | Not Started | No |  |  | Photovoltaic(4.176) | 4.176 | Riverside | CA | 2021-12-31 |  | Calectric 115/33kV Substation |  |  | Desert Region | Limonite | Vista 220/115 System | Calectric 115/33 (D) |  |  |  |  | Check | Check | Check |  | 1 |  | FALSE | [14 empty] | 0 | 0
WDT1726 | 2021-03-19 | 2021-03-03 | 2021-03-19 | WDAT | GIP - ISP | ISP | Active - Post IA | Construction |  | Not Started | No |  |  | Geothermal(4.5)/Geothermal() | 4.5 | Mono | CA | 2021-04-01 | 2021-04-01 | SCE's Vulcan 33 kV circuit out of Casa Diablo 115/33 substation | SCE's Vulcan 33 kV circuit out of Casa Diablo 115/33 substation | Control Substation 115 kV bus | Rurals Region |  | Inyo SCE 220/115 System | Casa Diablo 115/33 (D) |  |  |  |  | Control | Check | Check | Control115 | 1 |  | TRUE | Control | 115 |  |  |  | 4.5)/Geothermal() |  |  |  |  | 4.5 |  |  |  | 0 | 0
WDT1729 |  | 2021-03-01 |  | WDAT | GIP - ISP | ISP | Inactive | Withdrawn | 2021-12-16 | Not Started | No |  |  | Photovoltaic(6.6) | 5 | Kern | CA | 2023-07-01 | 2023-07-01 | Conley 12 kV distribution circuit | Conley 12 kV distribution circuit | Windhub 220 kV Substation | North Coast Region | Conley | Windhub 220/66 System | Corum 66/12 (D) |  |  |  |  | Windhub | 230 |  |  | 1 |  | FALSE | Windhub | 230 | [12 empty] | 0 | 0
WDT1731 | 2021-04-23 | 2021-02-18 | 2021-04-23 | WDAT | GIP - Fast Track | Fast Track | Active - Post IA | Construction |  | Not Started | No | 2022-03-14 |  | Photovoltaic(2)/Energy Storage(1.25) | 2 | Los Angeles | CA | 2022-01-04 | 2023-12-01 | Dealer 12 kV distribution line out of Phelan 115/12 kV Substation. | Dealer 12 kV | Victor 220/115 | Rurals Region | Dealer | Victor 220/115 System | Phelan 115/12 (D) |  |  |  |  | Victor | 230 |  |  | 1 |  | TRUE | Victor | 230 | 2)/Energy Storage(1.25) |  | 1.25) |  | 0 | 2 | [5 empty] | 1.25 | 0 | 0
WDT1732 | 2021-03-25 | 2021-02-22 | 2021-03-30 | WDAT | GIP - Fast Track | Fast Track | Active - Post IA | In-Service (Conditional PTO) |  | In Negotiation | No |  |  | Photovoltaic(3) | 3 | Tulare | CA |  | 2023-04-01 | Wutchumna 12 kV distribution line out of the Rector 12 kV Substation | Wutchumna 12 kV distribution line out of the Rector 12 kV Substation | Rector Substation 220 kV bus | San Joaquin Region | Wutchumna | Rector 220/66 System | Rector 66/12 (D) |  |  |  |  | Rector | Check | Check | Rector230 | 1 |  | FALSE | Rector | 230 | [12 empty] | 0 | 0
WDT1733 | 2021-04-23 | 2021-02-18 | 2021-04-23 | WDAT | GIP - Fast Track | Fast Track | Inactive | IA Terminated |  | Terminated | Yes | 2022-03-17 | 2022-08-03 | Photovoltaic(2)/Energy Storage(1.25) | 2 | San Bernardino | CA | 2022-04-01 | 2023-12-01 | StandingRock 12 kV out of Rancho 33/12 | Standing Rock 12 kV | 115 kV bus at Victor | Rurals Region | Standing Rock | Victor 220/115 System | Rancho 33/12 (D) |  |  |  |  | 115 | Check | Check |  | 1 |  | FALSE | 115 | Check | [12 empty] | 0 | 0
WDT1735 | 2021-04-06 | 2021-02-25 | 2021-04-06 | WDAT | GIP - Fast Track | Fast Track | Inactive | IA Terminated |  | Terminated | Yes | 2021-10-21 | 2022-09-14 | Photovoltaic(4.08)/Energy Storage(1.875) | 4 | Kern | CA | 2023-04-01 | 2023-07-25 | A tap on SCE's Heavy 33 kV % Randsburg 115/33 kV | A tap on SCE's Heavy 33 kV % Randsburg 115/33 kV | The ISO Grid at Distribution Provider’s Inyokern-Kramer-Randsburg No.3 115 kV line | Rurals Region | Heavy | Kramer 220/115 System | Randsburg 115/33 (D) |  |  |  |  | The | Check | Check |  | 1 |  | FALSE | The | Check | [12 empty] | 0 | 0
WDT1743 |  | 2021-03-31 |  | WDAT | GIP - Fast Track | Fast Track | Inactive | Withdrawn | 2022-06-09 | Not Started | No |  |  | Energy Storage() |  | Los Angeles | CA | 2023-01-15 |  | Fairmont 12kV |  |  | North Coast Region | Fairmont | Antelope 220/66 System | Del Sur 66/12 (D) |  |  |  |  | Check | Check | Check |  | 1 |  | FALSE | [14 empty] | 0 | 0
WDT1744 |  | 2021-03-31 |  | WDAT | GIP - Fast Track | Fast Track | Inactive | Withdrawn | 2022-06-09 | Not Started | No |  |  | Energy Storage() |  | Los Angeles | CA | 2023-01-15 |  | Bledsoe 12kV |  |  | North Coast Region | Bledsoe | Antelope 220/66 System | Neenach 66/12 (D) |  |  |  |  | Check | Check | Check |  | 1 |  | FALSE | [14 empty] | 0 | 0
WDT1745 | 2021-05-01 | 2021-04-06 | 2021-05-18 | WDAT | GIP - ISP | ISP | Inactive | Withdrawn | 2022-05-03 | Not Started | No |  |  | Energy Storage(1) | 1 | San Bernardino | CA | 2022-12-01 | 2022-12-01 | Elder 12kV out of Rialto 33/12kV | Elder 12kV % Rialto 33/12kV | Vista 220 kV | Desert Region | Elder | Vista 220/115 System | Rialto 33/12 (D) |  |  |  |  | Vista | 230 | Check |  | 1 |  | FALSE | Vista | 230 | [12 empty] | 0 | 0
WDT1746 | 2021-04-30 | 2021-04-30 | 2021-06-04 | WDAT | GIP - Cluster Study | QC_014 | Inactive | Withdrawn | 2023-01-17 | Not Started | No |  |  | Photovoltaic(37.8)/Energy Storage(12.6) | 20 | San Bernardino | CA | 2023-11-23 | 2023-11-23 | Baroid 33 kV Distribution Circuit |  | Coolwater 115 kV Bus | Rurals Region | Baroid | Kramer 220/115 System | Gale 115/33 (D) |  |  |  |  | Coolwater | 115 |  |  | 1 |  | FALSE | Coolwater | 115 | [12 empty] | 0 | 0
WDT1747 | 2021-04-30 | 2021-04-30 | 2021-06-09 | WDAT | GIP - Cluster Study | QC_014 | Active | IA Parked |  | Not Started | No |  |  | Photovoltaic(37.8)/Energy Storage(12.6) | 20 | Kern | CA | 2023-11-23 | 2023-11-23 | Kennedy 33 kV Distribution Circuit |  | Inyokern 115 kV Bus | Rurals Region | Kennedy | Kramer 220/115 System | Inyokern 115/33 (D) | Inyokern | 115 |  |  | Inyokern | 115 |  |  | 1 |  | TRUE | Inyokern | 115 | 37.8)/Energy Storage(12.6) |  | 12.6) |  | 17.8 | 37.8 | [5 empty] | 12.6 | 0 | 0
WDT1748 | 2021-04-30 | 2021-04-30 | 2021-06-02 | WDAT | GIP - Cluster Study | QC_014 | Active | IA Parked |  | Not Started | No |  |  | Photovoltaic(37.8)/Energy Storage(12.6) | 20 | San Bernardino | CA | 2023-11-23 | 2023-11-23 | Poco 33kV Distribution Circuit |  | Tortilla 115 kV Bus | Rurals Region | Poco | Kramer 220/115 System | Tortilla 115/33 (D) | Tortilla | 115 | Tortilla | 115 | Tortilla | 115 |  |  | 1 |  | TRUE | Tortilla | 115 | 37.8)/Energy Storage(12.6) |  | 12.6) |  | 17.8 | 37.8 | [5 empty] | 12.6 | 0 | 0
WDT1779 |  | 2021-04-30 | 2021-06-17 | WDAT | GIP - Cluster Study | QC_014 | Inactive | Withdrawn | 2022-10-23 | Not Started | No |  |  | Energy Storage(8.25)/Photovoltaic(11) | 10 | Tulare | CA | 2024-08-30 | 2024-08-30 | Gopher 12 kV circuit at a point near existing structure 1900658E, served out of the Wheatland 66/12 kV Substation | Vestal 220/66 kV Substation 220 kV bus | Vestal 220/66 kV Substation 220 kV bus | San Joaquin Region | Gopher | Vestal 220/66 System | Wheatland 66/12 (D) |  |  |  |  | Vestal | 230 |  |  | 1 |  | FALSE | Vestal | 230 | [12 empty] | 0 | 0
WDT1784 |  | 2021-04-30 |  | WDAT | GIP - Cluster Study | QC_014 | Inactive | Withdrawn | 2021-05-20 | Not Started | No |  |  | Photovoltaic(10) | 9.96 | Los Angeles | CA | 2022-11-01 |  | Neenach 12 kV | [10 empty] | Check | Check | Check |  | 1 |  | FALSE | [14 empty] | 0 | 0
WDT1785 |  | 2021-04-30 |  | WDAT | GIP - Cluster Study | QC_014 | Inactive | Withdrawn | 2021-06-07 | Not Started | No |  |  | Photovoltaic(4) | 4 | Los Angeles | CA | 2022-11-01 |  | Neenach 12 kV |  |  | North Coast Region | Tejon | Antelope 220/66 System | Neenach 66/12 (D) |  |  |  |  | Check | Check | Check |  | 1 |  | FALSE | [14 empty] | 0 | 0
WDT1786 |  | 2021-04-30 |  | WDAT | GIP - Cluster Study | QC_014 | Inactive | Withdrawn | 2021-08-26 | Not Started | No |  |  | Photovoltaic() | 3 | San Bernardino | CA | 2022-11-01 |  | Styx PT 12kV |  |  | Rurals Region | Underworld | Victor 220/115 System | Styx P.T. 33/12 (A) |  |  |  |  | Check | Check | Check |  | 1 |  | FALSE | [14 empty] | 0 | 0
WDT1787 | 2021-04-30 | 2021-04-30 | 2021-06-10 | WDAT | GIP - Cluster Study | QC_014 | Inactive | Withdrawn | 2021-08-24 | Not Started | No |  |  | Photovoltaic(10) | 10 | San Bernardino | CA | 2022-11-01 |  | Dunn Siding 12kv |  |  | Rurals Region | Talc | Kramer 220/115 System | Dunn Siding 115/12 (D) |  |  |  |  | Check | Check | Check |  | 1 |  | FALSE | [14 empty] | 0 | 0
WDT1788 | 2021-04-30 | 2021-04-30 | 2021-09-24 | WDAT | GIP - Cluster Study | QC_014 | Inactive | Transferred to Rule 21 |  | Not Started | No |  |  | Photovoltaic(4)/() | 4 | Los Angeles | CA | 2023-09-05 | 2023-09-05 | Scrapper 12 kV Distribution Circuit out of the Quartz Hill 66/12 kV Substation |  | Antelope 220 kV Bus | North Coast Region | Scrapper | Antelope 220/66 System | Quartz Hill 66/12 (D) |  |  |  |  | Antelope | 230 |  |  | 1 |  | FALSE | Antelope | 230 | [12 empty] | 0 | 0
WDT1789 | 2021-04-30 | 2021-04-30 | 2021-09-24 | WDAT | GIP - Cluster Study | QC_014 | Inactive | Transferred to Rule 21 |  | Not Started | No |  |  | Photovoltaic(4) | 4 | Los Angeles | CA | 2023-09-05 | 2023-09-05 | Scrapper 12 kV Distribution Circuit out of the Quartz Hill 66/12 kV Substation |  | Antelope 220 kV Bus | North Coast Region |  | Antelope 220/66 System | Quartz Hill 66/12 (D) |  |  |  |  | Antelope | 230 |  |  | 1 |  | FALSE | Antelope | 230 | [12 empty] | 0 | 0
WDT179 | 2005-03-18 | 2005-03-14 | 2005-03-18 | WDAT | LGIP | Serial | Inactive | Withdrawn | 2014-12-17 | Not Started | No |  |  | Gas Turbine(49.9) | 49.9 | San Bernardino | CA | 2010-06-01 | 2012-06-01 | Bloomington - Colton - Colton Cement 66 kV Line | 66kV line tap between Colton and Bloomington Substations at the project site | Vista 220/115 | [8 empty] | Vista | 230 | Check |  | 1 |  | FALSE | Vista | 230 | [12 empty] | 0 | 0
WDT1790 |  | 2021-05-26 |  | WDAT | GIP - ISP | ISP | Inactive | Withdrawn | 2021-06-23 | Not Started | No |  |  | (5) | 5 | Kern | CA | 2022-11-01 |  | 12 kV Butte Circuit |  |  | North Coast Region | Butte | Antelope 220/66 System | Rosamond 66/12 (D) |  |  |  |  | Check | Check | Check |  | 1 |  | FALSE | [14 empty] | 0 | 0
WDT1791 |  | 2021-07-21 |  | WDAT | GIP - Fast Track | Fast Track | Inactive | Withdrawn | 2021-09-03 | Not Started | No |  |  | Photovoltaic(2) | 2 | Kern | CA | 2022-11-01 |  | Calcity 'B' (1820) 12kV |  |  | Rurals Region | Heavy | Kramer 220/115 System | Randsburg 115/33 (D) |  |  |  |  | Check | Check | Check |  | 1 |  | FALSE | [14 empty] | 0 | 0
WDT1792 | 2021-09-22 | 2021-07-26 | 2021-09-27 | WDAT | GIP - Fast Track | Fast Track | Active - Post IA | Construction |  | Executed - In Effect | Yes | 2022-04-12 |  | Photovoltaic(5.71) | 4 | San Bernardino | CA | 2023-01-15 | 2023-12-31 | A tap on the Distribution Provider’s 33 kV Lockart distribution line out of the Kramer 33 kV Substation. | A tap on the Distribution Provider’s 33 kV Lockart distribution line out of the Kramer 33 kV Substation. | Kramer 220 kV bus | Rurals Region | Lockhart | Kramer 220/115 System | Kramer 115/33 (D) |  |  |  |  | Kramer | 230 |  |  | 1 |  | TRUE | Kramer | 230 | 5.71) |  |  |  | 1.71 | 5.71 | [6 empty] | 0 | 1
WDT1795 | 2021-09-07 | 2021-08-06 | 2021-09-07 | WDAT | GIP - Fast Track | Fast Track | Active | IA Negotiation |  | In Negotiation | No |  |  | Energy Storage(1.358) | 1.3585 | Riverside | CA | 2022-09-01 |  | Jerry 12kv - Valley sub | Valley 115 kV bus | Valley 115 kV bus | San Jacinto Valley Region | Jerry | Valley 'AB' 500/115 System | Valley 115/12 (D) |  |  |  |  | Valley | 115 | Check |  | 1 |  | TRUE | Valley | 115 |  |  | 1.358) | [8 empty] | 1.358 | 0 | 0
WDT1798 | 2021-10-27 | 2021-09-10 | 2021-10-27 | WDAT | GIP - Fast Track | Fast Track | Active - Post IA | Construction |  | Not Started | No |  |  | Photovoltaic(0.3) | 0.3 | Los Angeles | CA | 2022-07-19 | 2023-10-01 | Torpedo 12 kV line | Torpedo 12 kV line | Mesa Substation 220 kV bus | Metro East Region | Torpedo | Mesa 220/66 System | Narrows 66/12 (D) |  |  |  |  | Mesa | Check | Check | Mesa (SCE)230 | 1 |  | TRUE | Mesa (SCE) | 230 | 0.3) |  |  |  | 0 | 0.3 | [6 empty] | 0 | 0
WDT1799 | 2021-10-27 | 2021-09-10 | 2021-10-27 | WDAT | GIP - Fast Track | Fast Track | Active - Post IA | Construction |  | Not Started | No |  |  | Photovoltaic(0.42) | 0.42 | Los Angeles | CA | 2022-07-19 | 2023-10-01 | Torpedo 12 kV line | Torpedo 12 kV line | Mesa Substation 220 kV bus | Metro East Region | Torpedo | Mesa 220/66 System | Narrows 66/12 (D) |  |  |  |  | Mesa | Check | Check | Mesa (SCE)230 | 1 |  | TRUE | Mesa (SCE) | 230 | 0.42) |  |  |  | 0 | 0.42 | [6 empty] | 0 | 0
WDT1802 |  | 2021-10-15 |  | WDAT | GIP - Fast Track | ISP | Inactive | Withdrawn | 2021-12-13 | Not Started | No |  |  |  | 5.32 | Kern | CA | 2025-01-01 |  | Heavy 33 kV |  |  | Rurals Region | Heavy | Kramer 220/115 System | Randsburg 115/33 (D) |  |  |  |  | Check | Check | Check |  | 1 |  | FALSE | [14 empty] | 0 | 0
WDT1803 | 2021-11-16 | 2021-11-16 | 2021-12-14 | WDAT | GIP - ISP | ISP | Inactive | Withdrawn | 2022-07-13 | Not Started | No |  |  | Photovoltaic(3.3) | 3 | San Bernardino | CA |  | 2022-09-01 | Kenworth 12 kV Line | Kenworth 12 kV Line | Roadway Substation 115 kV bus | Rurals Region | Kenworth | Victor 220/115 System | Roadway 115/12 (D) |  |  |  |  | Roadway | Check | Check |  | 1 |  | FALSE | Roadway | Check | [12 empty] | 0 | 0
WDT1804 | 2022-03-18 | 2021-12-08 | 2022-03-23 | WDAT | GIP - Fast Track | Fast Track | Inactive | Withdrawn | 2022-09-23 | Not Started | No |  |  |  |  | Riverside | CA |  |  | Murrieta Substation - 33/220 Kv |  |  | San Jacinto Valley Region | Zevo | Valley 'D' 500/115 System | Murrietta 2 33/12 (D) |  |  |  |  | Check | Check | Check |  | 1 |  | FALSE | [14 empty] | 0 | 0
WDT1805 | 2021-12-17 | 2021-12-17 | 2022-01-10 | WDAT | GIP - ISP | ISP | Active - Post IA | Construction |  | Executed - In Effect | Yes | 2024-09-12 |  | Photovoltaic(16) | 15.96 | San Bernardino | CA | 2024-06-30 | 2025-09-14 | Isner 33 kV | Kramer 115/33 kV substation | Kramer Sub 115 kV bus | Rurals Region | Isner | Kramer 220/115 System | Kramer 115/33 (D) | Kramer | 115 | Kramer | 115 | Kramer | Check | Check |  | 1 |  | TRUE | Kramer | 115 | 16) |  |  |  | 0.04 | 16 | [6 empty] | 0 | 1
WDT1806 | 2022-03-07 | 2022-01-13 | 2022-03-07 | WDAT | GIP - ISP | ISP | Active - Post IA | Construction |  | Executed - In Effect | Yes | 2023-11-22 |  | Photovoltaic(9.99) | 9.99 | San Bernardino | CA | 2024-06-30 | 2025-05-30 | Melody 25 kV circuit | Melody 25 kV Circuit out of Hi Desert 33/25 kV Substation | 220 kV Bus at Devers Substation | Desert Region | Melody | Devers 220/115 System | Hi Desert 33/25 (D) | Devers | 230 | Devers | 230 | 220 | Check | Check | Devers230 | 1 |  | TRUE | Devers | 230 | 9.99) |  |  |  | 0 | 9.99 | [6 empty] | 0 | 1
WDT1807 | 2022-02-08 | 2022-02-08 | 2022-02-28 | WDAT | GIP - ISP | ISP | Inactive | Withdrawn | 2022-03-15 | Not Started | No |  |  | Photovoltaic() |  | San Bernardino | CA | 2024-06-30 |  | Sub ID - 1759; 33/25 Kv | [10 empty] | Check | Check | Check |  | 1 |  | FALSE | [14 empty] | 0 | 0
WDT1808 | 2022-02-28 | 2022-02-28 | 2022-03-23 | WDAT | GIP - ISP | ISP | Active - Post IA | IA Suspended |  | Not Started | No |  |  | Energy Storage(138) | 100 | Ventura | CA | 2024-04-01 | 2027-02-15 | San Miguel Substation at the 66 kV bus | San Miguel Substation at the 66 kV bus | Santa Clara Substation 220kV |  |  |  |  | Santa Clara | 230 | Santa Clara | 230 | Santa | Check | Check | Santa Clara230 | 1 |  | TRUE | Santa Clara | 230 |  |  | 138) | [8 empty] | 138 | 0 | 0
WDT1812 | 2022-04-26 | 2022-04-26 | 2022-05-31 | WDAT | GIP - ISP | ISP | Inactive | Withdrawn | 2022-12-09 | Not Started | No |  |  | Photovoltaic(12.625) | 11.5 | Tulare | CA | 2023-11-01 | 2024-06-28 | Hobson 12 kV circuit out of Pixley 66/12 kV Substation | Hobson 12 kV circuit out of Pixley 66/12 kV Substation | Vestal 220 kV bus | San Joaquin Region | Hobson | Vestal 220/66 System | Pixley 66/12 (D) |  |  |  |  | Vestal | 230 |  |  | 1 |  | FALSE | Vestal | 230 | [12 empty] | 0 | 0
WDT1813 | 2022-06-20 | 2022-05-16 | 2022-06-20 | WDAT | GIP - ISP | ISP | Active - Post IA | Construction |  | In Draft | No | 2024-08-05 |  | Photovoltaic(14) | 14 | Kern | CA |  | 2026-01-15 | Dyson 33 kV | Kramer 115/33 | 115 kv bus at Kramer | Rurals Region | Dyson | Kramer 220/115 System | Kramer 115/33 (D) | Kramer | 115 | Kramer | 115 | 115 | Check | Check | Kramer115 | 1 |  | TRUE | Kramer | 115 | 14) |  |  |  | 0 | 14 | [6 empty] | 0 | 0
WDT1814 | 2022-08-17 | 2022-05-24 | 2022-08-19 | WDAT | GIP - Fast Track | Fast Track | Active - Post IA | Construction |  | Executed - In Effect | Yes | 2022-12-22 |  | Photovoltaic(0.64) | 0.64 | Los Angeles | CA | 2023-01-20 | 2023-08-15 | Factor 16 kV | Yukon 66/16 | La Fresa 220/66 | Metro West Region | Factor | La Fresa 220/66 System | Yukon 66/16 (D) |  |  |  |  | La | Check | Check | La Fresa230 | 1 |  | TRUE | La Fresa | 230 | 0.64) |  |  |  | 0 | 0.64 | [6 empty] | 0 | 1
WDT1815 | 2022-08-17 | 2022-05-26 | 2022-08-18 | WDAT | GIP - Fast Track | Fast Track | Active - Post IA | Construction |  | Executed - In Effect | Yes | 2023-01-09 |  | Photovoltaic(1.8) | 1.8 | Los Angeles | CA | 2023-01-20 | 2023-11-15 | Shell 12 kV | Watson 66/12 kV | Hinson 220/66 kV | Metro West Region | Shell | Hinson 220/66 System | Watson 66/12 (D) |  |  |  |  | Hinson | 230 |  |  | 1 |  | TRUE | Hinson | 230 | 1.8) |  |  |  | 0 | 1.8 | [6 empty] | 0 | 1
WDT1817 | 2022-08-17 | 2022-05-31 | 2022-08-18 | WDAT | GIP - Fast Track | Fast Track | Active - Post IA | Construction |  | Executed - In Effect | Yes | 2023-01-05 |  | Photovoltaic(0.96) | 0.96 | Los Angeles | CA |  | 2023-09-01 | Switch 5329529 on the Distribution Provider’s Wilmington 12 kV distribution line out of Alon 66/12 kV Substation | Alon 66/12 kV | Lighthipe 220/66 kV | Metro West Region | Wilmington | Lighthipe 220/66 System | Alon 66/12 (D) |  |  |  |  | Lighthipe | 230 |  |  | 1 |  | TRUE | Lighthipe | 230 | 0.96) |  |  |  | 0 | 0.96 | [6 empty] | 0 | 1
WDT1818 | 2022-08-17 | 2022-05-31 | 2022-08-19 | WDAT | GIP - Fast Track | Fast Track | Active - Post IA | Construction |  | Executed - In Effect | Yes | 2022-12-22 |  | Photovoltaic(0.6) | 0.6 | Los Angeles | CA |  | 2023-08-15 | Shell 12 kV | Watson 66/12 kV | Hinson 220/66 | Metro West Region | Shell | Hinson 220/66 System | Watson 66/12 (D) |  |  |  |  | Hinson | 230 |  |  | 1 |  | TRUE | Hinson | 230 | 0.6) |  |  |  | 0 | 0.6 | [6 empty] | 0 | 1
WDT1819 | 2022-08-17 | 2022-05-31 | 2022-08-19 | WDAT | GIP - Fast Track | Fast Track | Active - Post IA | Construction |  | Executed - In Effect | Yes | 2023-01-05 |  | Photovoltaic(1.92) | 1.92 | Los Angeles | CA |  | 2023-10-15 | Cornwall 12 kV | Narrows 66/12 kV | Mesa 220/66 kV | Metro East Region | Cornwall | Mesa 220/66 System | Narrows 66/12 (D) |  |  |  |  | Mesa | 230 | Check |  | 1 |  | TRUE | Mesa | 230 | 1.92) |  |  |  | 0 | 1.92 | [6 empty] | 0 | 1
WDT182 | 2005-05-06 | 2005-05-06 | 2005-05-06 | WDAT | LGIP | Serial | Inactive | IA Terminated |  | Terminated | Yes | 2015-01-28 | 2016-04-19 | Gas Turbine(507.5) | 507.5 | Riverside | CA | 2012-05-01 | 2018-12-31 | Valley 115 kV Bus | Valley Sub 115 kV | Valley 500kV bus | [8 empty] | Valley | Check | Check |  | 1 |  | FALSE | Valley | Check | [12 empty] | 0 | 0
WDT1820 |  | 2022-06-02 |  | WDAT | GIP - ISP | ISP | Inactive | Withdrawn | 2022-07-28 | Not Started | No |  |  | Photovoltaic() |  | San Bernardino | CA | 2023-11-01 |  |  | Tortilla 12kV |  | Rurals Region | Patio | Kramer 220/115 System | Tortilla 115/12 (D) |  |  |  |  | Check | Check | Check |  | 1 |  | FALSE | [14 empty] | 0 | 0
WDT1821 |  | 2022-06-21 | 2022-07-20 | WDAT | GIP - ISP | ISP | Inactive | Withdrawn | 2022-08-30 | Not Started | No |  |  | Photovoltaic(7.2) | 7.2 | San Bernardino | CA | 2024-11-01 |  | SKI HI 12KV LINE | [10 empty] | Check | Check | Check |  | 1 |  | FALSE | [14 empty] | 0 | 0
WDT1822 |  | 2022-06-24 |  | WDAT | GIP - Fast Track | Fast Track | Inactive | Withdrawn | 2022-10-06 | Not Started | No |  |  |  |  | San Bernardino | CA | 2024-03-07 |  | Lockhart; 33kV |  |  | Rurals Region | Lockhart | Kramer 220/115 System | Kramer 115/33 (D) |  |  |  |  | Check | Check | Check |  | 1 |  | FALSE | [14 empty] | 0 | 0
WDT1823 | 2022-08-18 | 2022-08-18 | 2022-09-12 | WDAT | GIP - ISP | ISP | Active - Post IA | Construction |  | In Negotiation | No | 2024-02-22 |  | Photovoltaic(14.52) | 11 | Riverside | CA | 2024-04-01 | 2025-05-01 | McCoy 33 kV circuit out of Blythe 33 kV Substation | McCoy 33 kV circuit out of Blythe 33 kV Substation | Blythe Substation 161 kV bus | Rurals Region | Mc Coy | Blythe (WALC) 161/33 System | Blythe City 33/33 (D) | BlytheSC 161 kV | 161 | BlytheSC 161 kV | 161 | Blythe | Check | Check |  | 1 |  | TRUE | Blythe | 161 | 14.52) |  |  |  | 3.52 | 14.52 | [6 empty] | 0 | 0
WDT1824 | 2022-09-07 | 2022-09-07 | 2022-10-14 | WDAT | GIP - ISP | ISP | Inactive | Withdrawn | 2023-12-20 | Not Started | No |  |  | Photovoltaic(4.65)/Energy Storage(6.13) | 4.2 | Kern | CA | 2024-09-01 | 2024-09-01 | Heavy 33 kV circuit out of Randsburg 115/33 kV Substation | Heavy 33 kV circuit out of Randsburg 115/33 kV Substation | Kramer 220 kV Bus | Rurals Region | Heavy | Kramer 220/115 System | Randsburg 115/33 (D) |  |  |  |  | Kramer | 230 |  |  | 1 |  | FALSE | Kramer | 230 | [12 empty] | 0 | 0
WDT1825 |  | 2022-08-24 |  | WDAT | GIP - ISP | ISP | Inactive | Withdrawn | 2023-01-20 | Not Started | No |  |  | () | 10 | San Bernardino | CA | 2024-12-15 |  | Carodean 115/12 kV |  |  | Desert Region | Sunnyvale | Devers 220/115 System | Carodean 115/12 (D) |  |  |  |  | Check | Check | Check |  | 1 |  | FALSE | [14 empty] | 0 | 0
WDT1826 | 2022-09-12 | 2022-09-12 | 2022-10-13 | WDAT | GIP - ISP | ISP | Inactive | Withdrawn | 2022-11-29 | Not Started | No |  |  | Photovoltaic(5.55)/Energy Storage(6.134)/() | 5 | San Bernardino | CA | 2024-09-01 | 2024-09-01 | Sunnyvale 12 kV | Carodean 115/12 | Devers 220/115 | Desert Region | Sunnyvale | Devers 220/115 System | Carodean 115/12 (D) |  |  |  |  | Devers | 230 |  |  | 1 |  | FALSE | Devers | 230 | [12 empty] | 0 | 0
WDT1827 | 2022-09-12 | 2022-09-12 | 2022-10-14 | WDAT | GIP - ISP | ISP | Inactive | Transferred to Rule 21 |  | Not Started | No |  |  | Photovoltaic(5.55)/Energy Storage(6.134) | 5 | Kern | CA | 2024-09-01 | 2024-09-01 | Castle Butte 33kV | Edwards 115/33 kV --> Holgate 115 kV bus | Kramer 115 kV bus | Rurals Region | Castle Butte | Kramer 220/115 System | Edwards 115/33 (D) | Kramer |  |  |  | Kramer | 115 |  |  | 1 |  | FALSE | Kramer | 115 | [12 empty] | 0 | 0
WDT1828 | 2022-09-12 | 2022-09-12 | 2022-10-17 | WDAT | GIP - ISP | ISP | Inactive | Withdrawn | 2022-11-29 | Not Started | No |  |  | Photovoltaic(5.55)/Energy Storage(6.134) | 5 | Kern | CA | 2024-09-01 | 2024-09-01 | TBD | Goldtown 66/12 | Windhub 220/66 | North Coast Region | Discovery | Windhub 220/66 System | Goldtown 66/12 (D) |  |  |  |  | Windhub | 230 |  |  | 1 |  | FALSE | Windhub | 230 | [12 empty] | 0 | 0
WDT1829 |  | 2022-09-12 | 2022-10-25 | WDAT | GIP - ISP | ISP | Inactive | Withdrawn | 2022-11-22 | Not Started | No |  |  | Photovoltaic(3)/Energy Storage(3) | 3 | Kern | CA | 2024-09-01 |  | Brittle Bush |  |  | Rurals Region | Brittle Bush | Kramer 220/115 System | Calcity 'A' 33/12 (D) |  |  |  |  | Check | Check | Check |  | 1 |  | FALSE | [14 empty] | 0 | 0
WDT1830 | 2022-09-12 | 2022-09-12 | 2022-10-25 | WDAT | GIP - ISP | ISP | Active - Post IA | Construction |  | In Draft | No | 2024-08-06 |  | Photovoltaic(5.55)/Energy Storage(6.134) | 5 | Los Angeles | CA | 2022-09-01 | 2025-09-01 | Eastwind 12 kV | Antelope 66 kV | Antelope 220/66kV | North Coast Region | Eastwind | Antelope 220/66 System | Wilsona 66/12 (D) | Antelope | 230 |  |  | Antelope | 230 |  |  | 1 |  | TRUE | Antelope | 230 | 5.55)/Energy Storage(6.134) |  | 6.134) |  | 0.55 | 5.55 | [5 empty] | 6.134 | 0 | 0
WDT1831 |  | 2022-09-12 | 2022-10-25 | WDAT | GIP - ISP | ISP | Inactive | Withdrawn | 2022-11-22 | Not Started | No |  |  | Photovoltaic(5)/Energy Storage(5) | 5 | Los Angeles | CA | 2022-09-01 |  | East Wind Circuit, 12 kV |  |  | North Coast Region | Eastwind | Antelope 220/66 System | Wilsona 66/12 (D) |  |  |  |  | Check | Check | Check |  | 1 |  | FALSE | [14 empty] | 0 | 0
WDT1832 | 2022-10-18 | 2022-09-12 | 2022-10-25 | WDAT | GIP - ISP | ISP | Inactive | Withdrawn | 2024-06-18 | In Draft | No |  |  | Photovoltaic(5)/Energy Storage(5) | 5 |  |  | 2024-09-01 | 2024-09-01 | Lockhart 33 kV circuit | Kramer 115/33 kV bus | Kramer 115/33 kV bus | Rurals Region | Lockhart | Kramer 220/115 System | Kramer 115/33 (D) |  |  |  |  | Kramer | 115 |  |  | 1 |  | FALSE | Kramer | 115 | [12 empty] | 0 | 0
WDT1833 | 2022-10-20 | 2022-09-12 | 2022-10-25 | WDAT | GIP - ISP | ISP | Inactive | Withdrawn |  | Not Started | No |  |  | Photovoltaic(5)/Energy Storage(5) | 5 | Kern | CA | 2024-09-01 |  | BUTTE 12 KV |  |  | North Coast Region | Division | Antelope 220/66 System | Rosamond 66/12 (D) |  |  |  |  | Check | Check | Check |  | 1 |  | FALSE | [14 empty] | 0 | 0
WDT1834 | 2022-09-12 | 2022-09-12 | 2022-10-18 | WDAT | GIP - ISP | ISP | Inactive | Withdrawn | 2023-02-14 | Not Started | No |  |  | Photovoltaic(5.55)/Energy Storage(6.13) | 5 | San Bernardino | CA | 2024-09-01 | 2024-09-01 | Lotto 12 kV Circuit | Phelan 115/33 kV | Kramer 115/33 kV Bus | Rurals Region | Lotto | Victor 220/115 System | Phelan 115/12 (D) |  |  |  |  | Kramer | 115 |  |  | 1 |  | FALSE | Kramer | 115 | [12 empty] | 0 | 0
WDT1836 | 2022-09-16 | 2022-09-16 | 2022-10-18 | WDAT | GIP - ISP | ISP | Inactive | Withdrawn | 2022-12-08 | Not Started | No |  |  | Photovoltaic(5.55)/Energy Storage(5.26) | 5 | Kern | CA | 2024-09-01 |  | Domeland 12 kV circuit out of Domeland 33/12 kV P.T. Substation. |  |  | Rurals Region | Domeland | Kramer 220/115 System | Domeland P.T. 33/12 (A) |  |  |  |  | Check | Check | Check |  | 1 |  | FALSE | [14 empty] | 0 | 0
WDT1837 | 2022-09-20 | 2022-09-20 | 2022-10-24 | WDAT | GIP - ISP | ISP | Inactive | Withdrawn | 2022-11-22 | Not Started | No |  |  | Photovoltaic(5.55)/Energy Storage(5.78) | 5 | Los Angeles | CA | 2024-09-01 |  | Tierra Bonita 12 kV |  |  | North Coast Region | Tierra Bonita | Antelope 220/66 System | Little Rock 66/12 (D) |  |  |  |  | Check | Check | Check |  | 1 |  | FALSE | [14 empty] | 0 | 0
WDT1838 | 2022-09-20 | 2022-09-20 | 2022-10-17 | WDAT | GIP - ISP | ISP | Inactive | Transferred to Rule 21 |  | Not Started | No |  |  | Photovoltaic(5.55)/Energy Storage(6.134) | 5 | San Bernardino | CA | 2024-09-01 | 2024-09-01 | Rabbit 12kV circuit | Lucerne 33/12 kV Substation | Victor 115kV bus | Rurals Region | Rabbit | Victor 220/115 System | Lucerne 33/12 (D) | Victor |  |  |  | Victor | Check | Check |  | 1 |  | FALSE | Victor | Check | [12 empty] | 0 | 0
WDT1839 | 2022-09-20 | 2022-09-20 | 2022-10-24 | WDAT | GIP - ISP | ISP | Inactive | Withdrawn | 2022-11-21 | Not Started | No |  |  |  | 3 | Kern | CA | 2024-09-01 |  | Huron Circuit, 12kV |  |  | North Coast Region | Huron | Antelope 220/66 System | Great Lakes 66/12 (D) |  |  |  |  | Check | Check | Check |  | 1 |  | FALSE | [14 empty] | 0 | 0
WDT1840 | 2022-09-20 | 2022-09-20 | 2022-10-18 | WDAT | GIP - ISP | ISP | Inactive | Withdrawn | 2022-11-16 | Not Started | No |  |  |  | 5 | Kern | CA | 2024-09-01 |  | Tamahawk Circuit, 12Kv |  |  | North Coast Region | Tomahawk | Windhub 220/66 System | Monolith 66/12 (D) |  |  |  |  | Check | Check | Check |  | 1 |  | FALSE | [14 empty] | 0 | 0
WDT1841 |  | 2022-09-15 |  | WDAT | GIP - Fast Track | Fast Track | Inactive | Withdrawn | 2022-11-03 | Not Started | No |  |  | Photovoltaic(4)/Energy Storage(4) | 4 | Tulare | CA | 2023-10-01 |  | Vestal 66kV | [10 empty] | Check | Check | Check |  | 1 |  | FALSE | [14 empty] | 0 | 0
WDT1842 | 2022-09-16 | 2022-09-16 | 2022-10-12 | WDAT | GIP - ISP | ISP | Inactive | Withdrawn | 2023-11-18 | Not Started | No |  |  | Photovoltaic(4.99)/() | 4.99 | Kern | CA | 2024-12-31 | 2024-12-31 | Alila 12 kV circuit of Earlimart 66/12 kV substation | Alila 12 kV circuit of Earlimart 66/12 kV substation | ISO Grid at the Vestal 220 kV bus | San Joaquin Region | Alila | Vestal 220/66 System | Earlimart 66/12 (D) |  |  |  |  | ISO | Check | Check |  | 1 |  | FALSE | ISO | Check | [12 empty] | 0 | 0
WDT1843 | 2023-01-03 | 2022-09-27 | 2023-01-03 | WDAT | GIP - ISP | ISP | Inactive | Withdrawn | 2023-09-27 | Not Started | No |  |  | Photovoltaic(5.55)/Energy Storage(6.134) | 5 | San Bernardino | CA | 2024-09-01 | 2024-09-01 | Tortilla 33 kV bus (triggered new 33 kV circuit) | Tortilla 115/33 kV | Tortilla 115 kV bus | Rurals Region | Turkey | Kramer 220/115 System | Ordway 33/12 (D) |  |  | Tortilla | 115 | Tortilla | 115 |  |  | 1 |  | FALSE | Tortilla | 115 | [12 empty] | 0 | 0
WDT1844 | 2022-10-07 | 2022-10-07 | 2022-11-15 | WDAT | GIP - ISP | ISP | Inactive | Withdrawn | 2023-05-19 | Not Started | No |  |  | Photovoltaic(4.8)/Energy Storage(5.03) | 4.38 | Kern | CA | 2024-09-01 |  | Dyson 33 kV | Kramer 115/33 kV | Kramer 115 kV bus | Rurals Region | Dyson | Kramer 220/115 System | Kramer 115/33 (D) |  |  |  |  | Kramer | 115 |  |  | 1 |  | FALSE | Kramer | 115 | [12 empty] | 0 | 0
WDT1845 | 2022-09-30 | 2022-09-30 | 2022-10-24 | WDAT | GIP - ISP | ISP | Inactive | Withdrawn | 2022-11-29 | Not Started | No |  |  | Photovoltaic(3.5) | 3.5 | Tulare | CA |  |  | Deer 12 kV % Terra Bella 66/12 Substation |  |  | San Joaquin Region | Deer | Vestal 220/66 System | Terra Bella 66/12 (D) |  |  |  |  | Check | Check | Check |  | 1 |  | FALSE | [14 empty] | 0 | 0
WDT1849 |  | 2022-10-12 |  | WDAT | GIP - Fast Track | Fast Track | Inactive | Withdrawn | 2023-02-24 | Not Started | No |  |  | Photovoltaic(4)/() | 3.91 | San Bernardino | CA | 2024-03-07 | 2024-05-23 | Lockhart 33 kV | Kramer 115/33 kV | Kramer 115 kV bus | [8 empty] | Kramer | 115 |  |  | 1 |  | FALSE | Kramer | 115 | [12 empty] | 0 | 0
WDT1850 | 2023-01-18 | 2022-11-07 | 2023-01-23 | WDAT | GIP - Fast Track | Fast Track | Active - Post IA | Construction |  | Executed - In Effect | Yes | 2023-12-19 |  | Photovoltaic(1) | 1 | Los Angeles | CA | 2023-07-15 | 2025-06-01 | Cyclops 12 kV circuit out of Proctor 66/12 kV Substation | Cyclops 12 kV circuit out of Proctor 66/12 kV Substation | The ISO Grid at Distribution Provider's 220 kV bus at Walnut Substation | Metro East Region | Cyclops | Walnut 220/66 System | Proctor 66/12 (D) |  |  |  |  | The | Check | Check | Walnut230 | 1 |  | TRUE | Walnut | 230 | 1) |  |  |  | 0 | 1 | [6 empty] | 0 | 1
WDT1851 | 2022-11-07 | 2022-11-07 | 2023-01-06 | WDAT | GIP - Fast Track | Fast Track | Active - Post IA | Construction |  | Executed - In Effect | No | 2024-02-02 |  | Photovoltaic(1) | 0.999 | San Bernardino | CA | 2023-07-15 | 2025-08-01 | Ladder 12 kV | Firehouse 69/12 |  | Metro East Region |  | Chino 220/66 System | Firehouse 66/12 (D) |  |  |  |  | Check | Check | Check |  | 1 |  | FALSE | [14 empty] | 0 | 1
WDT1852 | 2022-12-22 | 2022-11-07 | 2022-12-27 | WDAT | GIP - Fast Track | Fast Track | Active - Post IA | Construction |  | In Draft | Yes | 2023-07-16 |  | Photovoltaic(0.999) | 0.999 | Los Angeles | CA | 2023-07-15 | 2024-09-15 | A tap on the Distribution Provider’s Twining 16 kV distribution line out of Jersey 66/16 kV Substation in the Lighthipe 66 kV System. | A tap on the Distribution Provider’s Twining 16 kV distribution line out of Jersey 66/16 kV Substation in the Lighthipe 66 kV System. | The ISO Grid at Distribution Provier's 220 kV Bus at Lighthipe Substation | Metro West Region | Twining | Lighthipe 220/66 System | Jersey 66/16 (D) |  |  |  |  | The | Check | Check | Lighthipe230 | 1 |  | TRUE | Lighthipe | 230 | 0.999) |  |  |  | 0 | 0.999 | [6 empty] | 0 | 0
WDT1853 | 2022-11-07 | 2022-11-07 | 2022-12-13 | WDAT | GIP - Fast Track | Fast Track | Active - Post IA | Construction |  | Executed - In Effect | Yes | 2023-07-19 |  | Photovoltaic(0.999) | 0.999 | Los Angeles | CA | 2023-07-15 | 2025-02-07 | A tap on Twining 16 kV out of Jersey 66/16 kV Substation | A tap on Twining 16 kV out of Jersey 66/16 kV Substation | The ISO Grid at Distribution Provider's 220 kV Bus at Lighthipe Substation | Metro West Region | Twining | Lighthipe 220/66 System | Jersey 66/16 (D) |  |  |  |  | The | Check | Check | Lighthipe230 | 1 |  | TRUE | Lighthipe | 230 | 0.999) |  |  |  | 0 | 0.999 | [6 empty] | 0 | 1
WDT1854 |  | 2022-11-02 |  | WDAT | GIP - Fast Track | Fast Track | Inactive | Withdrawn | 2025-01-27 | In Draft | No |  |  | Photovoltaic(0.999) | 0.999 | Orange | CA | 2023-07-15 |  | Bluefield 12 kV | La Mirada 66/12 kV | Del Amo 220/66 kV | Metro West Region | Bluefield | Del Amo 220/66 System | La Mirada 66/12 (D) |  |  |  |  | Del | Check | Check |  | 1 |  | FALSE | Del | Check | [12 empty] | 0 | 0
WDT1855 | 2022-11-02 | 2022-11-01 | 2023-07-12 | WDAT | GIP - Fast Track | Fast Track | Active - Post IA | Construction |  | Executed - In Effect | Yes | 2023-12-22 |  | Photovoltaic(0.999) | 0.999 | Los Angeles | CA | 2023-07-15 | 2026-04-01 | Starbuck 12 kV | Santa Fe Springs 66/12 kV | Center 220/66 kV | Metro West Region | Starbuck | Center 220/66 System | Santa Fe Springs 66/12 (D) |  |  |  |  | Center | 230 |  |  | 1 |  | TRUE | Center | 230 | 0.999) |  |  |  | 0 | 0.999 | [6 empty] | 0 | 1
WDT1857 | 2022-11-02 | 2022-11-02 | 2022-12-15 | WDAT | GIP - Fast Track | Fast Track | Active - Post IA | Construction |  | Executed - In Effect | Yes | 2023-06-30 |  | Photovoltaic(1) | 0.999 | Los Angeles | CA | 2023-07-15 | 2024-06-01 | switch 5053942 on Cal Strip 16kV | Laguna Bell 66/16 | Laguna Bell 220/66 | Metro West Region | Cal Strip | Laguna Bell AB 220/66 System | Laguna Bell 66/16 (D) |  |  |  |  | Laguna | Check | Check | Laguna Bell230 | 1 |  | TRUE | Laguna Bell | 230 | 1) |  |  |  | 0.001 | 1 | [6 empty] | 0 | 1
WDT1858 | 2023-01-23 | 2022-11-01 | 2023-01-30 | WDAT | GIP - Fast Track | Fast Track | Inactive | Withdrawn | 2024-06-28 | In Negotiation | No |  |  | Photovoltaic(0.999) | 0.999 | Los Angeles | CA | 2023-07-15 |  | FOM interconnection point of interconnection to existing 16kV distribution line |  |  | Metro West Region | Rahn | Lighthipe 220/66 System | Carson 66/16 (D) |  |  |  |  | Check | Check | Check |  | 1 |  | FALSE | [14 empty] | 0 | 0
WDT1860 | 2022-11-01 | 2022-11-01 | 2023-01-06 | WDAT | GIP - Fast Track | Fast Track | Active - Post IA | Construction |  | Executed - In Effect | No | 2024-02-02 |  | Photovoltaic(1) | 0.999 | Los Angeles | CA | 2023-07-15 | 2025-08-01 | A tap on the Distribution Provider’s Yates 16 kV Circuit out of Vail 66/16 kV Substation | Vail 66/16 kV Substation |  | Metro West Region | Yates | Laguna Bell AB 220/66 System | Vail 66/16 (D) |  |  |  |  | Check | Check | Check |  | 1 |  | FALSE | [14 empty] | 0 | 1
WDT1861 |  | 2022-11-07 |  | WDAT | GIP - Fast Track | Fast Track | Active - Post IA | Construction |  | Executed - In Effect | Yes | 2023-09-15 |  | Photovoltaic(1) | 0.999 | Los Angeles | CA | 2023-07-15 | 2024-10-01 | A tap on the Distribution Provider’s Rahn 16 kV distribution line out of the Carson 66 / 16 kV Substation. | A tap on the Distribution Provider’s Rahn 16 kV distribution line out of the Carson 66 / 16 kV Substation. | The ISO Grid at Distribution Provider’s Lighthipe Substation 220 kV bus | Metro West Region | Rahn | Lighthipe 220/66 System | Carson 66/16 (D) |  |  |  |  | The | Check | Check | Lighthipe230 | 1 |  | TRUE | Lighthipe | 230 | 1) |  |  |  | 0.001 | 1 | [6 empty] | 0 | 1
WDT1862 | 2022-11-07 | 2022-11-07 | 2022-12-21 | WDAT | GIP - Fast Track | Fast Track | Active - Post IA | Construction |  | Executed - In Effect | Yes | 2023-08-29 |  | Photovoltaic(1) | 0.999 | Los Angeles | CA | 2023-07-15 | 2025-04-15 | A tap on the Distribution Provider’s Twining 16 kV distribution line out of the Jersey 66 / 16 kV Substation. | A tap on the Distribution Provider’s Twining 16 kV distribution line out of the Jersey 66 / 16 kV Substation. | The ISO Grid at Lightipe Substation 220 kV bus | Metro West Region | Twining | Lighthipe 220/66 System | Jersey 66/16 (D) |  |  |  |  | The | Check | Check | Lighthipe230 | 1 |  | TRUE | Lighthipe | 230 | 1) |  |  |  | 0.001 | 1 | [6 empty] | 0 | 1
WDT1863 | 2022-10-31 | 2022-10-31 | 2023-02-02 | WDAT | GIP - Fast Track | Fast Track | Active - Post IA | Construction |  | Executed - In Effect | No | 2024-01-29 |  | Photovoltaic(1) | 0.999 | Los Angeles | CA | 2023-07-15 | 2025-08-01 | Apricot 16 kV | Fernwood 66/16 kV |  | Metro West Region | Apricot | Lighthipe 220/66 System | Fernwood 66/16 (D) |  |  |  |  | Check | Check | Check |  | 1 |  | FALSE | [14 empty] | 0 | 1
WDT1864 | 2023-01-09 | 2022-10-31 | 2023-01-13 | WDAT | GIP - Fast Track | Fast Track | Active - Post IA | Construction |  | Executed - In Effect | No | 2024-02-02 |  | Photovoltaic(1) | 0.999 | Riverside | CA | 2023-07-15 | 2025-08-01 | A tap on the Distribution Provider’s Starglow 12 kV distribution line out of Cajalco 115/12 kV Substation | Cajalco 115/12 kV Substation |  | San Jacinto Valley Region | Starglow | Valley 'AB' 500/115 System | Cajalco 115/12 (D) |  |  |  |  | Check | Check | Check |  | 1 |  | FALSE | [14 empty] | 0 | 1
WDT1865 | 2022-12-16 | 2022-10-31 | 2023-01-10 | WDAT | GIP - Fast Track | Fast Track | Active - Post IA | Construction |  | In Negotiation | No |  |  | Photovoltaic(1) | 0.999 | Los Angeles | CA | 2023-07-15 | 2024-06-03 | Apex 16 kV Circuit out of SCE's Laguna Bell 66/16 kV Substation | Apex 16 kV Circuit out of SCE's Laguna Bell 66/16 kV Substation | Laguna Bell 220/66 kV Bus | Metro West Region | Apex | Laguna Bell AB 220/66 System | Laguna Bell 66/16 (D) |  |  |  |  | Laguna | Check | Check | Laguna Bell230 | 1 |  | TRUE | Laguna Bell | 230 | 1) |  |  |  | 0.001 | 1 | [6 empty] | 0 | 0
WDT1866 | 2023-01-30 | 2022-10-31 | 2023-01-30 | WDAT | GIP - Fast Track | Fast Track | Active - Post IA | Construction |  | Executed - In Effect | Yes | 2023-09-06 |  | Photovoltaic(0.999) | 0.999 | Los Angeles | CA | 2023-07-15 | 2024-10-31 | Ottowa 12 kV | Rio Hondo 66/12 kV Substation | Rio Hondo 220/66 kV Substation | Metro East Region | Ottowa | Rio Hondo 220/66 System | Rio Hondo 66/12 (D) |  |  |  |  | Rio | Check | Check | Rio Hondo230 | 1 |  | TRUE | Rio Hondo | 230 | 0.999) |  |  |  | 0 | 0.999 | [6 empty] | 0 | 1
WDT1867 | 2022-12-16 | 2022-10-31 | 2022-12-23 | WDAT | GIP - Fast Track | Fast Track | Active - Post IA | Construction |  | Executed - In Effect | Yes | 2023-08-28 |  | Photovoltaic(0.999) | 0.999 | Los Angeles | CA | 2023-07-15 | 2024-09-30 | Chrysler 16kV | Laguna Bell 66/16 kV Substation | Laguna Bell 220/66 kV System | Metro West Region | Chrysler | Laguna Bell AB 220/66 System | Laguna Bell 66/16 (D) |  |  |  |  | Laguna | Check | Check | Laguna Bell230 | 1 |  | TRUE | Laguna Bell | 230 | 0.999) |  |  |  | 0 | 0.999 | [6 empty] | 0 | 1
WDT1868 | 2022-10-31 | 2022-10-31 | 2022-12-13 | WDAT | GIP - Fast Track | Fast Track | Active - Post IA | Construction |  | Executed - In Effect | Yes | 2023-04-25 |  | Photovoltaic(0.999) | 0.999 | Los Angeles | CA | 2023-07-15 | 2024-09-15 | FOM interconnection point of interconnection to existing 16kV distribution line | A tap on the Distribution Provider’s Tichenor 16 kV distribution line out of Fremont 66/16 kV Substation in the Lighthipe 66 kV System. | The ISO Grid at Distribution Provider’s 220kV Bus at Lighthipe Substation. | Metro West Region | Tichenor | Lighthipe 220/66 System | Fremont 66/16 (D) |  |  |  |  | The | Check | Check | Lighthipe230 | 1 |  | TRUE | Lighthipe | 230 | 0.999) |  |  |  | 0 | 0.999 | [6 empty] | 0 | 1
WDT1870 | 2022-10-31 | 2022-10-31 | 2022-12-06 | WDAT | GIP - ISP | ISP | Inactive | Withdrawn | 2022-12-06 | Not Started | No |  |  | Photovoltaic(10) | 10 | Tulare | CA | 2024-09-30 |  | Pixley 66/12kV |  |  | San Joaquin Region |  | Vestal 220/66 System | Pixley 66/12 (D) |  |  |  |  | Check | Check | Check |  | 1 |  | FALSE | [14 empty] | 0 | 0
WDT1872 | 2022-11-28 | 2022-11-28 | 2022-12-20 | WDAT | GIP - ISP | ISP | Inactive | Transferred to Rule 21 | 2023-10-19 | In Negotiation | No |  |  | Photovoltaic(11.684)/Energy Storage(5) | 5 | Tulare | CA | 2024-09-01 | 2024-09-01 | Flory 12 kV circuit out of Woodville 66/12 kV Substation | Flory 12 kV circuit out of Woodville 66/12 kV Substation | Springville 220/66 kV Substation | San Joaquin Region | Flory | Springville 220/66 System | Woodville 66/12 (D) | Springville |  |  |  | Springville | 230 |  |  | 1 |  | FALSE | Springville | 230 | [12 empty] | 0 | 0
WDT1873 |  | 2022-11-23 |  | WDAT | GIP - ISP | ISP | Inactive | Withdrawn | 2023-03-10 | Not Started | No |  |  | Photovoltaic(5)/Energy Storage() |  | Tulare | CA | 2024-09-01 |  | 12kV Abbey Circuit |  |  | San Joaquin Region | Abbey | Springville 220/66 System | Bliss 66/12 (D) |  |  |  |  | Check | Check | Check |  | 1 |  | FALSE | [14 empty] | 0 | 0
WDT1874 | 2022-11-30 | 2022-11-30 | 2022-12-28 | WDAT | GIP - ISP | ISP | Inactive | Withdrawn | 2023-01-27 | Not Started | No |  |  | Photovoltaic(3.51)/Energy Storage() |  | San Bernardino | CA | 2024-09-01 |  | 12kV Turkey circuit |  |  | Rurals Region | Turkey | Kramer 220/115 System | Ordway 33/12 (D) |  |  |  |  | Check | Check | Check |  | 1 |  | FALSE | [14 empty] | 0 | 0
WDT1875 | 2022-11-30 | 2022-11-30 | 2022-12-16 | WDAT | GIP - ISP | ISP | Inactive | Withdrawn | 2023-10-12 | Not Started | No |  |  | Photovoltaic(11.684)/Energy Storage(5) | 5 | Riverside | CA | 2024-09-01 | 2024-09-01 | 12 kV Date circuit out of Olive Lake 33 kV Substation | 12 kV Date circuit out of Olive Lake 33 kV Substation | Blythe 161 kV Substation | Rurals Region | Date | Blythe (WALC) 161/33 System | Olive Lake 33/12 (D) |  |  |  |  | Blythe | 161 |  |  | 1 |  | FALSE | Blythe | 161 | [12 empty] | 0 | 0
WDT1876 | 2022-12-06 | 2022-12-06 | 2023-01-05 | WDAT | GIP - ISP | ISP | Inactive | Withdrawn | 2023-01-20 | Not Started | No |  |  | Photovoltaic(5)/Energy Storage() | 0 | Kern | CA | 2024-09-01 |  |  | Boone 12kV circuit |  | San Joaquin Region | Boone | Vestal 220/66 System | Columbine 66/12 (D) |  |  |  |  | Check | Check | Check |  | 1 |  | FALSE | [14 empty] | 0 | 0
WDT1877 | 2022-11-29 | 2022-11-29 | 2022-12-29 | WDAT | GIP - ISP | ISP | Inactive | Withdrawn | 2023-02-02 | Not Started | No |  |  | Photovoltaic(5)/Energy Storage() | 0 | Tulare | CA | 2024-09-01 |  | Harmony 12kV circuit |  |  | San Joaquin Region | Harmony | Springville 220/66 System | Bliss 66/12 (D) |  |  |  |  | Check | Check | Check |  | 1 |  | FALSE | [14 empty] | 0 | 0
WDT1878 | 2022-11-29 | 2022-11-29 | 2023-01-06 | WDAT | GIP - ISP | ISP | Inactive | Withdrawn | 2023-02-03 | Not Started | No |  |  | Photovoltaic(5)/Energy Storage() | 0 | Tulare | CA | 2024-09-01 |  | Sturgeon 12kV circuit |  |  | San Joaquin Region | Sturgeon | Springville 220/66 System | Bliss 66/12 (D) |  |  |  |  | Check | Check | Check |  | 1 |  | FALSE | [14 empty] | 0 | 0
WDT1879 |  | 2022-11-29 |  | WDAT | GIP - ISP | ISP | Inactive | Withdrawn |  | Not Started | No |  |  | Photovoltaic(5)/Energy Storage() | 0 | Los Angeles | CA | 2024-09-01 |  | Duntley 12kV circuit |  |  | North Coast Region | Duntley | Antelope 220/66 System | Neenach 66/12 (D) |  |  |  |  | Check | Check | Check |  | 1 |  | FALSE | [14 empty] | 0 | 0
WDT1880 | 2022-11-29 | 2022-11-29 | 2022-12-14 | WDAT | GIP - ISP | ISP | Inactive | Withdrawn | 2023-03-31 | Not Started | No |  |  | Photovoltaic(5.55)/Energy Storage(6.134) | 5 | Riverside | CA | 2024-09-01 | 2024-09-01 | Kratka 12kV circuit | Ripley 33/12 | Blythe 161 kV bus | Rurals Region | Kratka | Blythe (WALC) 161/33 System | Ripley 33/12 (D) |  |  |  |  | Blythe | 161 |  |  | 1 |  | FALSE | Blythe | 161 | [12 empty] | 0 | 0
WDT1881 | 2022-11-29 | 2022-11-29 | 2023-01-05 | WDAT | GIP - ISP | ISP | Inactive | Transferred to Rule 21 |  | In Negotiation | No |  |  | Photovoltaic(5.55)/Energy Storage(6.134) | 5 | Tulare | CA | 2024-09-01 | 2024-09-12 | Ball 12kV circuit | Laurel 66/12 | Rector 220/66 | San Joaquin Region | Ball | Rector 220/66 System | Laurel 66/12 (D) | Rector |  |  |  | Rector | 230 |  |  | 1 |  | FALSE | Rector | 230 | [12 empty] | 0 | 0
WDT1883 |  | 2022-11-28 |  | WDAT | GIP - Fast Track | Fast Track | Inactive | Withdrawn | 2023-03-31 | Not Started | No |  |  | Energy Storage(3.96)/() | 2.2 | Riverside | CA | 2023-08-21 |  | Ironwood 33kV | Alessandro 115/33 | Valley 500/115 | San Jacinto Valley Region | Ironwood | Valley 'AB' 500/115 System | Alessandro 115/33 (D) |  |  |  |  | Valley | 500 | Check |  | 1 |  | FALSE | Valley | 500 | [12 empty] | 0 | 0
WDT1884 |  | 2022-11-28 |  | WDAT | GIP - Fast Track | Fast Track | Inactive | Withdrawn |  | Not Started | No |  |  | Energy Storage(3.96) | 2.2 | Riverside | CA | 2023-08-21 | 2023-08-21 | Hammock 33 kV | Alessandro 115/33 kV | Valley 500/115 kV | San Jacinto Valley Region | Hammock | Valley 'AB' 500/115 System | Alessandro 115/33 (D) |  |  |  |  | Valley | 500 | Check |  | 1 |  | FALSE | Valley | 500 | [12 empty] | 0 | 0
WDT1885 | 2022-12-08 | 2022-12-08 | 2022-12-23 | WDAT | GIP - ISP | ISP | Inactive | Withdrawn | 2023-01-24 | Not Started | No |  |  | Photovoltaic(5)/Energy Storage() | 0 | Kern | CA | 2024-09-01 |  |  | Midge 12kV Circuit |  | San Joaquin Region | Midge | Vestal 220/66 System | Quinn 66/12 (D) |  |  |  |  | Check | Check | Check |  | 1 |  | FALSE | [14 empty] | 0 | 0
WDT1886 | 2022-12-08 | 2022-12-08 | 2022-12-22 | WDAT | GIP - ISP | ISP | Inactive | Withdrawn | 2023-01-24 | Not Started | No |  |  | Photovoltaic(5)/Energy Storage() | 0 | Kern | CA | 2024-09-01 |  |  | Hanes 12kV circuit |  | San Joaquin Region | Hanes | Vestal 220/66 System | Browning 66/12 (D) |  |  |  |  | Check | Check | Check |  | 1 |  | FALSE | [14 empty] | 0 | 0
WDT1887 |  | 2022-12-08 | 2023-01-20 | WDAT | GIP - ISP | ISP | Inactive | Withdrawn | 2023-03-13 | Not Started | No |  |  | Photovoltaic(5)/Energy Storage() | 0 | Tulare | CA | 2024-09-01 |  | Blinker 12 kV | Pixley 66/12 kV |  | San Joaquin Region | Blinker | Vestal 220/66 System | Pixley 66/12 (D) |  |  |  |  | Check | Check | Check |  | 1 |  | FALSE | [14 empty] | 0 | 0
WDT1888 | 2023-01-31 | 2023-01-31 | 2023-03-08 | WDAT | GIP - ISP | ISP | Inactive | Withdrawn | 2023-04-05 | Not Started | No |  |  | Photovoltaic(25.41) | 0 | San Bernardino | CA | 2024-04-01 |  |  | Cement 33kV |  | Rurals Region | Cement | Victor 220/115 System | Victor 115/33 (D) |  |  |  |  | Check | Check | Check |  | 1 |  | FALSE | [14 empty] | 0 | 0
WDT1889 | 2022-12-13 | 2022-12-13 | 2023-01-23 | WDAT | GIP - ISP | ISP | Inactive | Withdrawn | 2023-02-21 | Not Started | No |  |  | Photovoltaic(5)/Energy Storage(5) | 0 | Tulare | CA | 2024-09-01 |  |  | Deer 12kV Circuit | [9 empty] | Check | Check | Check |  | 1 |  | FALSE | [14 empty] | 0 | 0
WDT1890 |  | 2022-12-12 |  | WDAT | GIP - ISP | ISP | Inactive | Withdrawn | 2023-02-01 | Not Started | No |  |  | Photovoltaic(10.22)/Energy Storage() | 0 | Los Angeles | CA | 2025-12-01 |  |  | Museum 12 kV Circuit |  | North Coast Region | Museum | Antelope 220/66 System | Piute 66/12 (D) |  |  |  |  | Check | Check | Check |  | 1 |  | FALSE | [14 empty] | 0 | 0
WDT1891 | 2023-02-10 | 2023-02-10 | 2023-03-20 | WDAT | GIP - ISP | ISP | Inactive | Withdrawn | 2023-04-17 | Not Started | No |  |  | Photovoltaic() | 0 | Riverside | CA | 2024-04-01 |  |  | Gin 33 kV circuit |  | Rurals Region | Gin | Blythe (WALC) 161/33 System | Blythe City 33/33 (D) |  |  |  |  | Check | Check | Check |  | 1 |  | FALSE | [14 empty] | 0 | 0
WDT1892 | 2023-03-01 | 2022-12-12 | 2023-03-07 | WDAT | GIP - ISP | ISP | Inactive | Withdrawn | 2023-04-04 | Not Started | No |  |  | Photovoltaic()/Energy Storage() | 0 | Los Angeles | CA | 2025-12-01 |  |  | Tejon 12 kV Circuit |  | North Coast Region | Tejon | Antelope 220/66 System | Neenach 66/12 (D) |  |  |  |  | Check | Check | Check |  | 1 |  | FALSE | [14 empty] | 0 | 0
WDT1893 | 2023-01-04 | 2023-01-04 | 2023-02-15 | WDAT | GIP - Fast Track | Fast Track | Inactive | Withdrawn |  | In Draft | No |  |  | Energy Storage(4.5) | 3.9 | Santa Barbara | CA | 2024-03-31 | 2025-08-01 | Driskill 16 kV out of San Marcus 66/16 kV Substation | Generating Facility Output – Driskill 16 kV distribution line out of San Marcus 66/16 kV Substation; Charging Distribution Service – Goleta Substation 220 kV bus. | Generating Facility Output – Goleta Substation 220 kV bus; Charging Distribution Service – Driskill 16 kV distribution line out of San Marcus 66/16 kV Substation. | North Coast Region | Driskill | Goleta 220/66 System | San Marcos 66/16 (D) |  |  |  |  | Generating | Check | Check |  | 1 |  | FALSE | Generating | Check | [12 empty] | 0 | 0
WDT1894 | 2022-12-21 | 2022-12-21 | 2023-01-17 | WDAT | GIP - ISP | ISP | Inactive | Withdrawn | 2023-02-13 | Not Started | No |  |  | Photovoltaic(5.605) | 4 | Tulare | CA | 2024-02-28 |  | Pixley 66/12kV |  |  | San Joaquin Region |  | Vestal 220/66 System | Pixley 66/12 (D) |  |  |  |  | Check | Check | Check |  | 1 |  | FALSE | [14 empty] | 0 | 0
WDT1896 | 2023-01-04 | 2023-01-04 | 2023-01-19 | WDAT | GIP - ISP | ISP | Inactive | Withdrawn | 2023-02-23 | Not Started | No |  |  | () |  | Los Angeles | CA | 2024-09-01 |  |  | 12kV Tierra Bonita Circuit |  | North Coast Region | Tierra Bonita | Antelope 220/66 System | Little Rock 66/12 (D) |  |  |  |  | Check | Check | Check |  | 1 |  | FALSE | [14 empty] | 0 | 0
WDT1898 | 2023-01-24 | 2023-01-24 | 2023-02-06 | WDAT | GIP - ISP | ISP | Inactive | Withdrawn | 2023-10-09 | Not Started | No |  |  | Photovoltaic(5.55)/Energy Storage(6.134) | 5 | Kern | CA | 2024-09-01 | 2024-09-01 | pole 4685515E on Condor 12 kV | Banducci 66/12 kV | Windhub 220/66 kV | North Coast Region | Condor | Windhub 220/66 System | Banducci 66/12 (D) |  |  |  |  | Windhub | 230 |  |  | 1 |  | FALSE | Windhub | 230 | [12 empty] | 0 | 0
WDT1899 |  | 2023-01-03 |  | WDAT | GIP - Fast Track | Fast Track | Inactive | Withdrawn | 2023-02-03 | Not Started | No |  |  | Photovoltaic(3)/Energy Storage(3) |  | Kern | CA | 2024-09-01 |  |  | Huron 12kV Circuit |  | North Coast Region | Huron | Antelope 220/66 System | Great Lakes 66/12 (D) |  |  |  |  | Check | Check | Check |  | 1 |  | FALSE | [14 empty] | 0 | 0
WDT190 | 2005-06-17 | 2005-05-06 | 2005-06-17 | WDAT | LGIP | Serial | Active - Post IA | In-Service |  | Filed Executed | Yes | 2011-09-22 |  | Gas Turbine(49.9) | 49.9 | Kern | CA | 2010-06-01 | 2012-10-05 | New Wellgen 66 kV Sub looping the Captive-Delano-Mariposa 66 kV line | Wellgen Substation 66 KV bus | Vestal 220kV bus |  |  |  |  | Vestal | 230 |  |  | Vestal | Check | Check |  | 1 |  | FALSE | Vestal | 230 | [12 empty] | 1 | 0
WDT1900 |  | 2023-01-24 |  | WDAT | GIP - ISP | ISP | Inactive | Withdrawn | 2023-02-27 | Not Started | No |  |  | Photovoltaic(5.55)/Energy Storage(6.134) | 5 | Tulare | CA | 2024-09-01 | 2024-09-01 | pole 4970280E on Cotton 12 kV | Poplar 66/12 kV | Vestal 220/66 kV | San Joaquin Region | Cotton | Vestal 220/66 System | Poplar 66/12 (D) |  |  |  |  | Vestal | 230 |  |  | 1 |  | FALSE | Vestal | 230 | [12 empty] | 0 | 0
WDT1901 | 2023-01-24 | 2023-01-24 | 2023-03-02 | WDAT | GIP - Fast Track | Fast Track | Inactive | Withdrawn | 2023-03-30 | Not Started | No |  |  | Photovoltaic(3.3)/Energy Storage(4.56) | 3 | Kern | CA | 2024-09-01 |  | pole 2110334E on Overall 12 kV | Calcity 33/12 kV-->Edwards 115/33 kV | Kramer 115kV bus | Rurals Region | Overall | Kramer 220/115 System | Calcity 'B' 33/12 (D) |  |  |  |  | Kramer | Check | Check |  | 1 |  | FALSE | Kramer | Check | [12 empty] | 0 | 0
WDT1909 |  | 2023-02-22 | 2023-03-20 | WDAT | GIP - ISP | ISP | Inactive | Withdrawn | 2023-04-15 | Not Started | No |  |  | Photovoltaic(5)/Energy Storage(4.896) | 0 | San Bernardino | CA | 2026-01-03 |  | Baroid 115/33 (A) |  |  | Rurals Region | Baroid | Kramer 220/115 System | Gale 115/33 (D) |  |  |  |  | Check | Check | Check |  | 1 |  | FALSE | [14 empty] | 0 | 0
WDT1910 | 2023-02-21 | 2023-02-21 | 2023-03-16 | WDAT | GIP - ISP | ISP | Inactive | Withdrawn |  | Not Started | No |  |  | Photovoltaic(5) |  | San Bernardino | CA | 2026-01-03 |  | Minneola 33/12 (D) |  |  | Rurals Region | Helios | Kramer 220/115 System | Minneola 33/12 (D) |  |  |  |  | Check | Check | Check |  | 1 |  | FALSE | [14 empty] | 0 | 0
WDT1912 | 2023-02-21 | 2023-02-21 | 2023-03-20 | WDAT | GIP - ISP | ISP | Inactive | Withdrawn | 2023-04-20 | Not Started | No |  |  | Photovoltaic(5) | 0 | San Bernardino | CA | 2026-01-03 |  | Barstow 33/33 (D) |  |  | Rurals Region | Remote | Kramer 220/115 System | Barstow 33/33 (D) |  |  |  |  | Check | Check | Check |  | 1 |  | FALSE | [14 empty] | 0 | 0
WDT1913 |  | 2023-02-21 | 2023-03-17 | WDAT | GIP - ISP | ISP | Inactive | Withdrawn | 2023-12-11 | Not Started | No |  |  | Photovoltaic(4.5)/() | 4.55 | San Bernardino | CA | 2026-01-03 | 2025-01-03 | Talc 12 kV Circuit out of Dunn Siding 115/12 kV Substation at or adjacent to existing structure 230451S. | Talc 12 kV Circuit out of Dunn Siding 115/12 kV Substation at or adjacent to existing structure 230451S | Ivanpah Substation 220/115kV bus | Rurals Region | Talc | Kramer 220/115 System | Dunn Siding 115/12 (D) |  |  |  |  | Ivanpah | Check | Check |  | 1 |  | FALSE | Ivanpah | Check | [12 empty] | 0 | 0
WDT1914 |  | 2023-02-21 |  | WDAT | GIP - ISP | ISP | Inactive | Withdrawn | 2023-04-14 | Not Started | No |  |  | Photovoltaic(5) | 0 | Kern | CA | 2026-01-03 |  | Kramer 115/33 (D) |  |  | Rurals Region | Isner | Kramer 220/115 System | Kramer 115/33 (D) |  |  |  |  | Check | Check | Check |  | 1 |  | FALSE | [14 empty] | 0 | 0
WDT1916 |  | 2023-02-22 |  | WDAT | GIP - ISP | ISP | Inactive | Withdrawn | 2023-04-19 | Not Started | No |  |  | Photovoltaic(5)/Energy Storage(4.896) | 0 | San Bernardino | CA | 2026-01-03 |  | Sky Hi 115/33 |  |  | Rurals Region | Sky Hi | Victor 220/115 System | Lucerne 33/12 (D) |  |  |  |  | Check | Check | Check |  | 1 |  | FALSE | [14 empty] | 0 | 0
WDT1917 | 2023-02-22 | 2023-02-22 | 2023-03-22 | WDAT | GIP - ISP | ISP | Inactive | Withdrawn | 2023-04-20 | Not Started | No |  |  | Photovoltaic(5)/Energy Storage(4.896) | 0 | San Bernardino | CA | 2026-01-03 |  | Gobar 115/33 |  |  | Rurals Region | Gobar | Victor 220/115 System | Cottonwood 115/33 (D) |  |  |  |  | Check | Check | Check |  | 1 |  | FALSE | [14 empty] | 0 | 0
WDT1918 | 2023-02-21 | 2023-02-21 | 2023-03-21 | WDAT | GIP - ISP | ISP | Inactive | Withdrawn | 2023-04-19 | Not Started | No |  |  | Photovoltaic(5) | 0 | San Bernardino | CA | 2026-01-03 |  | Cottonwood 115/33 (D) |  |  | Rurals Region | Camprock | Victor 220/115 System | Cottonwood 115/33 (D) |  |  |  |  | Check | Check | Check |  | 1 |  | FALSE | [14 empty] | 0 | 0
WDT1919 | 2023-02-21 | 2023-02-21 | 2023-04-19 | WDAT | GIP - ISP | ISP | Inactive | Withdrawn |  | In Negotiation | No |  |  | Photovoltaic(5)/Energy Storage(5) | 5 | Kern | CA | 2026-01-03 | 2026-01-03 | Distribution Provider's Kennedy 33 kV circuit out of Inyokern 115/33 kV Substation | Distribution Provider's Kennedy 33 kV circuit out of Inyokern 115/33 kV Substation | Kramer 220/115 kV Substation | Rurals Region | Kennedy | Kramer 220/115 System | Inyokern 115/33 (D) | Kramer | 115 | Kramer | 115 | Kramer | 230 |  |  | 1 |  | FALSE | Kramer | 230 | [12 empty] | 0 | 0
WDT1920 | 2023-02-23 | 2023-02-23 | 2023-04-11 | WDAT | GIP - ISP | ISP | Inactive | Withdrawn | 2023-05-04 | Not Started | No |  |  | Photovoltaic(5)/Energy Storage() | 5 | San Bernardino | CA | 2026-01-03 |  | Hitt P.T. 33/12 (A) |  |  | Rurals Region | Hutt | Kramer 220/115 System | Hutt P.T. 33/12 (A) |  |  |  |  | Check | Check | Check |  | 1 |  | FALSE | [14 empty] | 0 | 0
WDT1921 | 2023-03-23 | 2023-02-14 | 2023-04-10 | WDAT | GIP - Fast Track | Fast Track | Active - Post IA | Pending PTO |  | In Negotiation | No | 2023-12-21 |  | Photovoltaic(4)/Energy Storage(4) | 4 | San Bernardino | CA | 2024-04-15 | 2025-08-11 | Topoc 16 kV Circuit out of Landing 66/16 kV Substation | Topoc 16 kV Circuit out of Landing 66/16 kV Substation | Parker 161/66 | Rurals Region | Topoc | Parker 161/66 System | Landing 66/16 (D) |  |  |  |  | Parker | 161 | Check |  | 1 |  | TRUE | Parker | 161 | 4)/Energy Storage(4) |  | 4) |  | 0 | 4 | [5 empty] | 4 | 0 | 0
WDT1922 | 2023-02-27 | 2023-02-27 | 2023-04-11 | WDAT | GIDAP - ISP | ISP | Inactive | Withdrawn | 2023-05-04 | Not Started | No |  |  | Photovoltaic(5)/Energy Storage() | 5 | San Bernardino | CA | 2026-01-03 |  | Tortilla 115/33 (D) |  |  | Rurals Region | Poco | Kramer 220/115 System | Tortilla 115/33 (D) |  |  |  |  | Check | Check | Check |  | 1 |  | FALSE | [14 empty] | 0 | 0
WDT1923 | 2023-03-20 | 2023-02-27 | 2023-03-20 | WDAT | GIP - ISP | ISP | Inactive | Withdrawn | 2023-04-19 | Not Started | No |  |  | Photovoltaic(5) | 0 | Kern | CA | 2026-01-03 |  | SCE's Kennedy 33 kV circuit out of the Inyokern 115/33 kV Substation |  |  | Rurals Region | Kennedy | Kramer 220/115 System | Inyokern 115/33 (D) |  |  |  |  | Check | Check | Check |  | 1 |  | FALSE | [14 empty] | 0 | 0
WDT1924 | 2023-03-20 | 2023-02-27 | 2023-03-20 | WDAT | GIP - ISP | ISP | Inactive | Withdrawn | 2023-04-19 | Not Started | No |  |  | Photovoltaic(5) | 0 | San Bernardino | CA | 2026-01-03 |  | SCE's Mule Canyon 12 kV circuit out of the Yermo 33/12 kV Substation |  |  | Rurals Region | Mule Canyon | Kramer 220/115 System | Yermo 33/12 (D) |  |  |  |  | Check | Check | Check |  | 1 |  | FALSE | [14 empty] | 0 | 0
WDT1926 |  | 2023-03-10 | 2023-04-10 | WDAT | GIP - ISP | ISP | Inactive | Withdrawn | 2023-04-28 | Not Started | No |  |  | Photovoltaic(5)/Energy Storage(4.896) | 0 | San Bernardino | CA | 2026-01-03 |  | Roadway 115/12 kV |  |  | Rurals Region | Kenworth | Victor 220/115 System | Roadway 115/12 (D) |  |  |  |  | Check | Check | Check |  | 1 |  | FALSE | [14 empty] | 0 | 0
WDT1927 | 2023-05-01 | 2023-03-08 | 2023-04-21 | WDAT | GIP - Cluster Study | QC_015 | Inactive | Withdrawn | 2024-12-02 | Not Started | No |  |  | Photovoltaic(5)/Energy Storage(4.896) | 5 | San Bernardino | CA | 2026-01-03 | 2025-01-03 | Lotto 12 kV | Victor 115 kV | Victor 115 kV | Rurals Region | Lotto | Victor 220/115 System | Phelan 115/12 (D) | Victor | 115 |  |  | Victor | 115 |  |  | 1 |  | FALSE | Victor | 115 | [12 empty] | 0 | 0
WDT1928 | 2023-03-01 | 2023-03-01 | 2023-03-31 | WDAT | GIP - ISP | ISP | Inactive | Withdrawn | 2023-04-27 | Not Started | No |  |  | Photovoltaic(5)/Energy Storage(4.896) | 0 | San Bernardino | CA | 2026-01-03 |  | Kramer 115/33 Kv |  |  | Rurals Region | Book | Kramer 220/115 System | Tortilla 115/33 (D) |  |  |  |  | Check | Check | Check |  | 1 |  | FALSE | [14 empty] | 0 | 0
WDT1929 | 2023-03-01 | 2023-03-01 | 2023-04-04 | WDAT | GIP - ISP | ISP | Inactive | Withdrawn | 2023-05-01 | Not Started | No |  |  | Photovoltaic(5)/Energy Storage(4.896) | 0 | San Bernardino | CA | 2026-01-03 |  | Kramer 33/12 kV | [10 empty] | Check | Check | Check |  | 1 |  | FALSE | [14 empty] | 0 | 0
WDT1930 |  | 2023-03-01 |  | WDAT | GIP - ISP | ISP | Inactive | Withdrawn | 2023-04-04 | Not Started | No |  |  | Photovoltaic(5)/Energy Storage(4.896) | 0 | San Bernardino | CA | 2026-01-03 |  | Cady 33/12 kV |  |  | Rurals Region | Hector | Kramer 220/115 System | Cady 33/12 (D) |  |  |  |  | Check | Check | Check |  | 1 |  | FALSE | [14 empty] | 0 | 0
WDT1931 |  | 2023-03-01 | 2023-03-29 | WDAT | GIP - ISP | ISP | Inactive | Withdrawn | 2023-04-21 | Not Started | No |  |  | Photovoltaic(5)/Energy Storage(4.896) | 0 | San Bernardino | CA | 2026-01-03 |  | Lucerne 33/12 kV |  |  | Rurals Region | Rabbit | Victor 220/115 System | Lucerne 33/12 (D) |  |  |  |  | Check | Check | Check |  | 1 |  | FALSE | [14 empty] | 0 | 0
WDT1932 | 2023-03-01 | 2023-03-01 | 2023-03-30 | WDAT | GIP - ISP | ISP | Inactive | Withdrawn | 2023-04-26 | Not Started | No |  |  | Photovoltaic(4)/Energy Storage(2.937) | 0 | San Bernardino | CA | 2026-01-03 |  | Lucerne 33/12 kV |  |  | Rurals Region | Timco | Victor 220/115 System | Lucerne 33/12 (D) |  |  |  |  | Check | Check | Check |  | 1 |  | FALSE | [14 empty] | 0 | 0
WDT1933 | 2023-05-01 | 2023-03-02 | 2023-04-07 | WDAT | GIP - Fast Track | QC_015 | Active | Phase I In Progress |  | Not Started | No |  |  | Photovoltaic(4)/Energy Storage(3) | 4 | San Bernardino | CA | 2024-05-23 | 2024-05-23 | Lockhart 33 kV Circuit | Kramer 115/33 kV Substation | Kramer 115 kV bus | Rurals Region | Lockhart | Kramer 220/115 System | Kramer 115/33 (D) |  |  |  |  | Kramer | 115 |  |  | 1 |  | TRUE | Kramer | 115 | 4)/Energy Storage(3) |  | 3) |  | 0 | 4 | [5 empty] | 3 | 0 | 0
WDT1935 | 2023-03-02 | 2023-03-02 | 2023-03-29 | WDAT | GIP - ISP | ISP | Active - Post IA | Construction |  | Amendment - Executed | Yes | 2024-09-13 |  | Energy Storage(0.5) | 0.5 | Los Angeles | CA | 2023-04-09 | 2023-11-10 | The Distribution Provider’s new 3-way gas switch position 2 on the Distribution Provider’s Yorktown 12 kV distribution line out of Narrows 66/12 kV Substation | The Distribution Provider’s new 3-way gas switch position 2 on the Distribution Provider’s Yorktown 12 kV distribution line out of Narrows 66/12 kV Substation | Mesa Substation 220 kV bus. | Metro East Region | Yorktown | Mesa 220/66 System | Narrows 66/12 (D) |  |  |  |  | Mesa | Check | Check | Mesa (SCE)230 | 1 |  | TRUE | Mesa (SCE) | 230 |  |  | 0.5) | [8 empty] | 0.5 | 0 | 0
WDT1936 | 2023-03-09 | 2023-03-09 | 2023-04-11 | WDAT | GIP - Fast Track | ISP | Inactive | Withdrawn | 2023-10-03 | Not Started | No |  |  | Photovoltaic(4)/Energy Storage() | 4 | San Bernardino | CA | 2024-04-15 |  | Baroid 33 kV circuit (Gale sub) |  |  | Rurals Region | Baroid | Kramer 220/115 System | Gale 115/33 (D) |  |  |  |  | Check | Check | Check |  | 1 |  | FALSE | [14 empty] | 0 | 0
WDT1941 | 2023-04-18 | 2023-04-18 | 2023-05-25 | WDAT | GIP - Fast Track | Fast Track | Active - Post IA | Construction |  | Not Started | No | 2024-05-14 |  | Photovoltaic(0.903) | 0.68 | Los Angeles | CA | 2024-11-15 | 2025-01-31 | Storm 12kV | Neptune 66/12kV | Hinson 66kV | Metro West Region | Storm | Hinson 220/66 System | Neptune 66/12 (D) |  |  |  |  | Hinson | Check | Check | DROP | 1 |  | FALSE | [14 empty] | 0 | 0
WDT1943 | 2023-06-21 | 2023-04-18 | 2023-06-29 | WDAT | GIP - Fast Track | Fast Track | Active - Post IA | Construction |  | Executed - In Effect | No | 2024-02-02 |  | Photovoltaic(1.32) | 1.32 | Los Angeles | CA | 2024-07-15 | 2025-02-28 | Wilmington 12kV | Alon 66/12kV | 220kV Bus at Lighhope Substation | Metro West Region | Wilmington | Lighthipe 220/66 System | Alon 66/12 (D) |  |  |  |  | 220kV | Check | Check | Lighthipe230 | 1 |  | TRUE | Lighthipe | 230 | 1.32) |  |  |  | 0 | 1.32 | [6 empty] | 0 | 1
WDT1944 | 2023-06-20 | 2023-04-14 | 2023-06-27 | WDAT | GIP - Fast Track | Fast Track | Active - Post IA | Construction |  | Executed - In Effect | Yes | 2023-12-18 |  | Photovoltaic(0.56) | 0.56 | Los Angeles | CA | 2024-07-15 | 2025-02-28 | Storm 12 kV | Neptune 66/12 kV | Hinson 220/66 kV | Metro West Region | Storm | Hinson 220/66 System | Neptune 66/12 (D) |  |  |  |  | Hinson | 230 |  |  | 1 |  | TRUE | Hinson | 230 | 0.56) |  |  |  | 0 | 0.56 | [6 empty] | 0 | 1
WDT1945 | 2023-05-01 | 2023-04-06 | 2023-05-04 | WDAT | GIP - Fast Track | QC_015 | Active | Elec Ind Test Complete |  | Not Started | No |  |  | Photovoltaic(4)/Energy Storage(3) | 4 | San Bernardino | CA | 2024-06-23 | 2027-04-23 | Lockhart 33 kV Circuit | Kramer 115 kV | Kramer 115 kV | Rurals Region | Lockhart | Kramer 220/115 System | Kramer 115/33 (D) |  |  | Kramer | 115 | Kramer | 115 |  |  | 1 |  | TRUE | Kramer | 115 | 4)/Energy Storage(3) |  | 3) |  | 0 | 4 | [5 empty] | 3 | 0 | 0
WDT1946 | 2023-06-21 | 2023-04-19 | 2023-06-29 | WDAT | GIP - Fast Track | Fast Track | Active - Post IA | Construction |  | Executed - In Effect | Yes | 2024-02-15 |  | Photovoltaic(1.4) | 1.38 | Los Angeles | CA | 2023-01-20 | 2025-02-28 | switch V5355017 on Wilmington 12 kV | Alon 66/12 kV in the Lighthipe 66 kV system | Lighthipe 220 kV bus | Metro West Region | Wilmington | Lighthipe 220/66 System | Alon 66/12 (D) |  |  |  |  | Lighthipe | 230 |  |  | 1 |  | TRUE | Lighthipe | 230 | 1.4) |  |  |  | 0.02 | 1.4 | [6 empty] | 0 | 1
WDT1948 | 2023-05-01 | 2023-04-28 | 2023-05-24 | WDAT | GIP - Cluster Study | QC_015 | Inactive | Withdrawn | 2023-07-21 | Not Started | No |  |  | Photovoltaic(5)/Energy Storage(4.896) | 5 | San Bernardino | CA | 2025-01-03 |  | Ordway |  |  | Rurals Region | Turkey | Kramer 220/115 System | Ordway 33/12 (D) |  |  |  |  | Check | Check | Check |  | 1 |  | FALSE | [14 empty] | 0 | 0
WDT1949 | 2023-05-01 | 2023-04-28 | 2023-05-24 | WDAT | GIP - Cluster Study | QC_015 | Inactive | Withdrawn | 2024-09-30 | Not Started | No |  |  | Photovoltaic(5)/Energy Storage(4.896) | 5 | San Bernardino | CA | 2025-01-03 | 2025-01-03 | Poco 33 kV | Poco 33 kV | Kramer 220 kV | Rurals Region | Poco | Kramer 220/115 System | Tortilla 115/33 (D) | Kramer | 115 | Kramer | 115 | Kramer | 230 |  |  | 1 |  | FALSE | Kramer | 230 | [12 empty] | 0 | 0
WDT1950 | 2023-05-01 | 2023-04-28 | 2023-05-22 | WDAT | GIP - Cluster Study | QC_015 | Inactive | Withdrawn | 2023-07-21 | Not Started | No |  |  | Photovoltaic(5)/Energy Storage(4.896) | 5 | San Bernardino | CA | 2025-01-03 |  | Kramer |  |  | Rurals Region | Lockhart | Kramer 220/115 System | Kramer 115/33 (D) |  |  |  |  | Check | Check | Check |  | 1 |  | FALSE | [14 empty] | 0 | 0
WDT1951 | 2023-05-01 | 2023-04-28 | 2023-05-22 | WDAT | GIP - Cluster Study | QC_015 | Inactive | Withdrawn | 2023-07-21 | Not Started | No |  |  | Photovoltaic(5)/Energy Storage(4.896) | 5 | San Bernardino | CA | 2025-01-03 |  | Lockhart 33 kV | Kramer 115/33 kV | Kramer 115 kV bus (in the Kramer 220/115 system) | Rurals Region | Hutt | Kramer 220/115 System | Hutt P.T. 33/12 (A) |  |  |  |  | Kramer | 115 |  |  | 1 |  | FALSE | Kramer | 115 | [12 empty] | 0 | 0
WDT1952 | 2023-05-01 | 2023-04-28 | 2023-05-10 | WDAT | GIP - Cluster Study | QC_015 | Inactive | Withdrawn | 2024-09-30 | Not Started | No |  |  | Photovoltaic(5)/Energy Storage(4.896) | 5 | San Bernardino | CA | 2025-01-03 | 2025-01-03 | new 33 kV circuit out of Cottonwood 115/33 kV | Lucerne 115/33 kV in the Victor 115 kV system | Victor 115 kV bus | Rurals Region | Gobar | Victor 220/115 System | Cottonwood 115/33 (D) | Victor | 115 |  |  | Victor | 115 |  |  | 1 |  | FALSE | Victor | 115 | [12 empty] | 0 | 0
WDT1953 | 2023-05-01 | 2023-04-28 | 2023-05-08 | WDAT | GIP - Cluster Study | QC_015 | Inactive | Withdrawn | 2024-12-02 | Not Started | No |  |  | Photovoltaic(5)/Energy Storage(4.896) | 5 | Kern | CA | 2025-01-03 | 2025-01-03 | Hulsey 33 kV out of Inyokern 115/33 kV | Inyokern 115/33 kV Substation in the Kramer 115 kV System | Inyokern 115 kV bus | Rurals Region | Domeland | Kramer 220/115 System | Domeland P.T. 33/12 (A) | Inyokern | 115 |  |  | Inyokern | 115 |  |  | 1 |  | FALSE | Inyokern | 115 | [12 empty] | 0 | 0
WDT1954 | 2023-05-01 | 2023-04-28 | 2023-05-10 | WDAT | GIP - Cluster Study | QC_015 | Inactive | Withdrawn | 2024-12-02 | Not Started | No |  |  | Photovoltaic(5)/Energy Storage(4.896) | 5 | Kern | CA | 2025-01-03 | 2025-01-03 | Highway Six 12 kV circuit | Highway Six 12 kV circuit | Inyokern 115 kV bus | Rurals Region | Highway Six | Kramer 220/115 System | Inyokern 33/12 (D) | Inyokern | 115 |  |  | Inyokern | 115 |  |  | 1 |  | FALSE | Inyokern | 115 | [12 empty] | 0 | 0
WDT1955 | 2023-05-01 | 2023-04-28 | 2023-05-12 | WDAT | GIP - Cluster Study | QC_015 | Inactive | Withdrawn | 2024-09-30 | Not Started | No |  |  | Photovoltaic(5)/Energy Storage(4.896) | 5 | San Bernardino | CA | 2025-01-03 | 2025-01-03 | Poco 33 kV circuit | Poco 33 kV circuit | Tortilla Substation 115 | Rurals Region | Poco | Kramer 220/115 System | Tortilla 115/33 (D) | Tortilla | 115 | Tortilla | 115 | Tortilla | Check | Check |  | 1 |  | FALSE | Tortilla | 115 | [12 empty] | 0 | 0
WDT1956 | 2023-05-01 | 2023-04-28 | 2023-05-10 | WDAT | GIP - Cluster Study | QC_015 | Inactive | Withdrawn | 2024-12-02 | Not Started | No |  |  | Photovoltaic(5)/Energy Storage(4.896) | 5 | Kern | CA | 2025-01-03 | 2025-01-03 | Highway Six 12 kV circuit. | Highway Six 12 kV circuit | Inyokern 115 kV bus | Rurals Region | Highway Six | Kramer 220/115 System | Inyokern 33/12 (D) | Inyokern | 115 |  |  | Inyokern | 115 |  |  | 1 |  | FALSE | Inyokern | 115 | [12 empty] | 0 | 0
WDT1957 | 2023-05-01 | 2023-04-28 | 2023-05-16 | WDAT | GIP - Cluster Study | QC_015 | Inactive | Withdrawn |  | Not Started | No |  |  | Photovoltaic(5)/Energy Storage(4.896) | 5 | San Bernardino | CA | 2025-01-03 | 2025-03-01 | Nebo 12 kV | Kramer 115 kV bus | Kramer 115 kV bus | Rurals Region | Nebo | Kramer 220/115 System | Daggett 33/12 (A) | Kramer | 115 |  |  | Kramer | 115 |  |  | 1 |  | FALSE | Kramer | 115 | [12 empty] | 0 | 0
WDT1958 | 2023-05-01 | 2023-04-28 | 2023-05-23 | WDAT | GIP - Cluster Study | QC_015 | Inactive | Withdrawn | 2023-07-21 | Not Started | No |  |  | Photovoltaic(4)/Energy Storage(3.917) | 4 | San Bernardino | CA | 2025-01-03 |  | Remote 33 kV | Barstow 33/33 kV-->West Barstow 33/33 kV-->Tortilla 115/33 kV | Tortilla 115 kV bus (in the Kramer 220/115 system) | Rurals Region | Remote | Kramer 220/115 System | Barstow 33/33 (D) |  |  |  |  | Tortilla | 115 |  |  | 1 |  | FALSE | Tortilla | 115 | [12 empty] | 0 | 0
WDT1959 | 2023-05-01 | 2023-05-01 | 2023-06-28 | WDAT | GIP - Cluster Study | QC_015 | Inactive | Withdrawn | 2024-09-27 | Not Started | No |  |  | Photovoltaic(43.76) | 19.95 |  |  | 2024-10-14 | 2024-10-15 | Isner 33 kV | Kramer 115 kV | Kramer 115 kV | Rurals Region | Isner | Kramer 220/115 System | Kramer 115/33 (D) | Kramer | 115 | Kramer | 115 | Kramer | 115 |  |  | 1 |  | FALSE | Kramer | 115 | [12 empty] | 0 | 0
WDT1960 | 2023-05-01 | 2023-04-24 | 2023-05-05 | WDAT | GIP - Cluster Study | QC_015 | Inactive | Withdrawn | 2024-12-02 | Not Started | No |  |  | Photovoltaic(5)/Energy Storage(4.896) | 5 | Kern | CA | 2025-01-03 | 2025-01-03 | Dyson 33 kV Circuit out of the Kramer 115/33 kV Substation | Dyson 33 kV Circuit out of the Kramer 115/33 kV Substation | Kramer Substation 115 kV bus. | Rurals Region | Dyson | Kramer 220/115 System | Kramer 115/33 (D) | Kramer | 115 | Kramer | 115 | Kramer | Check | Check |  | 1 |  | FALSE | Kramer | 115 | [12 empty] | 0 | 0
WDT1961 | 2023-05-01 | 2023-04-24 | 2023-05-05 | WDAT | GIP - Cluster Study | QC_015 | Inactive | Withdrawn | 2024-09-30 | Not Started | No |  |  | Photovoltaic(5)/Energy Storage(4.896) | 5 | Kern | CA | 2025-01-03 | 2025-01-03 | Isner 33 kV | Kramer 115 kV | Kramer 115 kV | Rurals Region | Isner | Kramer 220/115 System | Kramer 115/33 (D) | Kramer | 115 | Kramer | 115 | Kramer | 115 |  |  | 1 |  | FALSE | Kramer | 115 | [12 empty] | 0 | 0
WDT1962 | 2023-05-01 | 2023-04-24 | 2023-05-15 | WDAT | GIP - Cluster Study | QC_015 | Inactive | Withdrawn | 2023-07-21 | Not Started | No |  |  | Photovoltaic(5)/Energy Storage(4.896) | 5 | San Bernardino | CA | 2025-01-03 |  | Roadway |  |  | Rurals Region | Kenworth | Victor 220/115 System | Roadway 115/12 (D) |  |  |  |  | Check | Check | Check |  | 1 |  | FALSE | [14 empty] | 0 | 0
WDT1963 | 2023-05-01 | 2023-04-24 | 2023-05-05 | WDAT | GIP - Cluster Study | QC_015 | Inactive | Withdrawn | 2024-09-30 | Not Started | No |  |  | Photovoltaic(5)/Energy Storage(4.896) | 5 | San Bernardino | CA | 2025-01-03 | 2025-01-03 | Sky Hi 12 kV out of Lucerne 33/12 kV | Sky Hi 12 kV out of Lucerne 33/12 kV | Victor Substation 115 kV | Rurals Region | Sky Hi | Victor 220/115 System | Lucerne 33/12 (D) | Victor | 115 | Victor | 115 | Victor | Check | Check |  | 1 |  | FALSE | Victor | 115 | [12 empty] | 0 | 0
WDT1964 | 2023-05-01 | 2023-04-24 | 2023-05-16 | WDAT | GIP - Cluster Study | QC_015 | Inactive | Phase I In Progress | 2024-12-09 | Not Started | No |  |  | Photovoltaic(9.896)/Energy Storage(4.896) | 5 | Kern | CA | 2025-01-03 | 2025-01-03 | Dyson 33 kV | Kramer 115 kV bus | Kramer 115 kV bus | Rurals Region | Dyson | Kramer 220/115 System | Kramer 115/33 (D) | Kramer | 115 |  |  | Kramer | 115 |  |  | 1 |  | FALSE | Kramer | 115 | [12 empty] | 0 | 0
WDT1965 | 2023-05-01 | 2023-04-24 | 2023-05-05 | WDAT | GIP - Cluster Study | QC_015 | Inactive | Withdrawn | 2024-12-02 | Not Started | No |  |  | Photovoltaic(5)/Energy Storage(4.896) | 5 | San Bernardino | CA | 2025-01-03 | 2025-01-03 | New 33 kV Circuit out of Gale 115/33 kV Substation | Gale 115/33 kV Substation in the Kramer 115 kV System | Coolwater 115 kV Bus | Rurals Region | Helios | Kramer 220/115 System | Minneola 33/12 (D) | Coolwater | 115 |  |  | Coolwater | 115 |  |  | 1 |  | FALSE | Coolwater | 115 | [12 empty] | 0 | 0
WDT1970 | 2023-05-01 | 2023-04-28 | 2023-06-13 | WDAT | GIP - Cluster Study | QC_015 | Inactive | Withdrawn | 2023-08-10 | Not Started | No |  |  | Photovoltaic(5)/Energy Storage(4.896) | 5 | San Bernardino | CA | 2025-01-03 |  | Cady |  |  | Rurals Region | Desolate | Kramer 220/115 System | Cady 33/12 (D) |  |  |  |  | Check | Check | Check |  | 1 |  | FALSE | [14 empty] | 0 | 0
WDT1971 | 2023-05-01 | 2023-04-28 | 2023-06-21 | WDAT | GIP - Cluster Study | QC_015 | Inactive | Phase I In Progress | 2024-12-09 | Not Started | No |  |  | Photovoltaic(4)/Energy Storage(4)/() | 4 | San Bernardino | CA | 2025-01-03 | 2025-03-01 | Hector 12 kV | Kramer 115 kV bus | Kramer 115 kV bus | Rurals Region | Hector | Kramer 220/115 System | Cady 33/12 (D) |  |  |  |  | Kramer | 115 |  |  | 1 |  | FALSE | Kramer | 115 | [12 empty] | 0 | 0
WDT1972 |  | 2023-04-28 | 2023-05-12 | WDAT | GIP - Cluster Study | QC_015 | Inactive | Withdrawn | 2023-07-28 | Not Started | No |  |  | Photovoltaic(5)/Energy Storage(4.896) | 5 | San Bernardino | CA | 2025-01-03 |  | Gale |  |  | Rurals Region | Baroid | Kramer 220/115 System | Gale 115/33 (D) |  |  |  |  | Check | Check | Check |  | 1 |  | FALSE | [14 empty] | 0 | 0
WDT1973 | 2023-05-01 | 2023-04-28 | 2023-05-12 | WDAT | GIP - Cluster Study | QC_015 | Inactive | Withdrawn | 2023-07-21 | Not Started | No |  |  | Photovoltaic(5)/Energy Storage(4.896) | 5 | San Bernardino | CA | 2025-01-03 |  | Lockhart 33 kV | Kramer 115/33 kV | Kramer 115 kV bus (in the Kramer 220/115 system) | Rurals Region | Lockhart | Kramer 220/115 System | Kramer 115/33 (D) |  |  |  |  | Kramer | 115 |  |  | 1 |  | FALSE | Kramer | 115 | [12 empty] | 0 | 0
WDT1974 | 2023-05-01 | 2023-04-28 | 2023-05-12 | WDAT | GIP - Cluster Study | QC_015 | Inactive | Withdrawn | 2024-09-30 | Not Started | No |  |  | Photovoltaic(5)/Energy Storage(4.896) | 5 | Kern | CA | 2025-01-03 | 2025-01-03 | New 33 kV circuit out of Kramer 115/33 kV | Kramer 115/33 kV in the Kramer 115 kV system | Kramer 115 kV bus | Rurals Region | Isner | Kramer 220/115 System | Kramer 115/33 (D) | Kramer | 115 |  |  | Kramer | 115 |  |  | 1 |  | FALSE | Kramer | 115 | [12 empty] | 0 | 0
WDT1975 | 2023-05-01 | 2023-05-01 | 2023-05-12 | WDAT | GIP - Cluster Study | QC_015 | Inactive | Withdrawn | 2024-12-02 | Not Started | No |  |  | Photovoltaic(5)/Energy Storage(4.896) | 5 | San Bernardino | CA | 2025-01-03 | 2025-01-03 | Baroid 33 kV Circuit out of Gale 115/33 kV Substation | Baroid 33 kV Circuit out of Gale 115/33 kV Substation | Coolwater Substation 115 kV bus | Rurals Region | Baroid | Kramer 220/115 System | Gale 115/33 (D) | Coolwater | 115 | Coolwater | 115 | Coolwater | Check | Check |  | 1 |  | FALSE | Coolwater | 115 | [12 empty] | 0 | 0
WDT1978 | 2023-07-19 | 2023-04-24 | 2023-07-25 | WDAT | GIP - Fast Track | Fast Track | Active - Post IA | Construction |  | Executed - In Effect | Yes | 2024-02-28 |  |  | 0.67 | Los Angeles | CA |  | 2025-01-14 | Kinmont 16 kV Circuit out of Laguna Bell 66/16 kV Substation | Kinmont 16 kV Circuit out of Laguna Bell 66/16 kV Substation | Laguna Bell 66 kV System | Metro West Region | Kinmont | Laguna Bell AB 220/66 System | Laguna Bell 66/16 (D) |  |  |  |  | Laguna | Check | Check | DROP | 1 |  | FALSE | [14 empty] | 0 | 1
WDT1979 |  | 2023-04-24 |  | WDAT | GIP - Fast Track | Fast Track | Inactive | Withdrawn | 2023-07-10 | Not Started | No | [11 empty] | Metro West Region | Kinmont | Laguna Bell AB 220/66 System | Laguna Bell 66/16 (D) |  |  |  |  | Check | Check | Check |  | 1 |  | FALSE | [14 empty] | 0 | 0
WDT1980 | 2023-07-12 | 2023-04-24 | 2023-07-12 | WDAT | GIP - Fast Track | Fast Track | Active - Post IA | Construction |  | In Negotiation | Yes | 2024-03-25 |  | Photovoltaic(1.24) | 1.24 | Los Angeles | CA |  | 2025-01-14 | Kinmont 16 kV Circuit | Kinmont 16 kV Circuit out of Laguna Bell 66/16 kV Substation | Laguna Bell 220 kV Substation | Metro West Region | Kinmont | Laguna Bell AB 220/66 System | Laguna Bell 66/16 (D) |  |  |  |  | Laguna | Check | Check | Laguna Bell230 | 1 |  | TRUE | Laguna Bell | 230 | 1.24) |  |  |  | 0 | 1.24 | [6 empty] | 0 | 0
WDT1981 |  | 2023-04-24 |  | WDAT | GIP - Fast Track | Fast Track | Inactive | Withdrawn | 2023-07-10 | Not Started | No | [11 empty] | Metro West Region | Kinmont | Laguna Bell AB 220/66 System | Laguna Bell 66/16 (D) |  |  |  |  | Check | Check | Check |  | 1 |  | FALSE | [14 empty] | 0 | 0
WDT1982 | 2023-05-01 | 2023-05-01 | 2023-05-16 | WDAT | GIP - Cluster Study | QC_015 | Inactive | Withdrawn | 2024-12-02 | Not Started | No |  |  | Photovoltaic(5)/Energy Storage(4.896) | 5 | Kern | CA | 2026-01-03 | 2026-01-03 | Kennedy 33 kV Circuit out of Inyokern 115/33 kV Substation | Kennedy 33 kV Circuit out of Inyokern 115/33 kV Substation | Kramer Substation 115 kV bus | Rurals Region | Kennedy | Kramer 220/115 System | Inyokern 115/33 (D) | Kramer | 115 | Kramer | 115 | Kramer | Check | Check |  | 1 |  | FALSE | Kramer | 115 | [12 empty] | 0 | 0
WDT1983 | 2023-05-01 | 2023-05-01 | 2023-05-12 | WDAT | GIP - Cluster Study | QC_015 | Inactive | Withdrawn | 2024-09-30 | Not Started | No |  |  | Photovoltaic(5)/Energy Storage(4.896) | 5 | San Bernardino | CA | 2026-01-03 | 2026-01-03 | Rabbit 12 kV Circuit out of Lucerne 33/12 kV Substation | Rabbit 12 kV Circuit out of Lucerne 33/12 kV Substation | Cottonwood Substation at 115 kV Bus | Rurals Region | Rabbit | Victor 220/115 System | Lucerne 33/12 (D) | Victor | 115 | Victor | 115 | Cottonwood | Check | Check |  | 1 |  | FALSE | Cottonwood | 115 | [12 empty] | 0 | 0
WDT1984 | 2023-05-01 | 2023-04-28 | 2023-05-12 | WDAT | GIP - Cluster Study | QC_015 | Inactive | Withdrawn | 2024-09-30 | Not Started | No |  |  | Photovoltaic(5)/Energy Storage(4.896) | 5 | San Bernardino | CA | 2026-01-03 | 2026-01-03 | Sky Hi 12 kV Circuit out of Lucerne 12 kV Substation | Sky Hi 12 kV Circuit out of Lucerne 12 kV Substation | Antelope Substation 66 kV bus | Rurals Region | Sky Hi | Victor 220/115 System | Lucerne 33/12 (D) | Victor | 115 |  |  | Antelope | Check | Check |  | 1 |  | FALSE | Antelope | 115 | [12 empty] | 0 | 0
WDT1985 | 2023-05-01 | 2023-05-01 | 2023-05-12 | WDAT | GIP - Cluster Study | QC_015 | Inactive | Withdrawn | 2024-09-30 | Not Started | No |  |  | Photovoltaic(5)/Energy Storage(4.896) | 5 | San Bernardino | CA | 2025-01-03 | 2025-01-03 | Camprock 33 kV circuit | Victor 220 kV Substation | Victor 220 kV Substation | Rurals Region | Camprock | Victor 220/115 System | Cottonwood 115/33 (D) | Victor | 230 | Victor | 230 | Victor | 230 |  |  | 1 |  | FALSE | Victor | 230 | [12 empty] | 0 | 0
WDT1986 | 2023-05-01 | 2023-05-01 | 2023-05-12 | WDAT | GIP - Cluster Study | QC_015 | Inactive | Withdrawn | 2024-12-02 | Not Started | No |  |  | Photovoltaic(5)/Energy Storage(4.896) | 5 | San Bernardino | CA | 2025-01-03 | 2025-01-03 | Nebo 12 kV | Daggett 33/12 kV | Kramer 220/115 kV Substation | Rurals Region | Nebo | Kramer 220/115 System | Daggett 33/12 (A) | Kramer | 230 | Kramer | 115 | Kramer | 230 |  |  | 1 |  | FALSE | Kramer | 230 | [12 empty] | 0 | 0
WDT1987 | 2023-05-01 | 2023-05-01 | 2023-05-16 | WDAT | GIP - Cluster Study | QC_015 | Inactive | Withdrawn | 2024-09-30 | Not Started | No |  |  | Photovoltaic(5)/Energy Storage(4.896) | 5 | San Bernardino | CA | 2025-01-03 | 2025-01-03 | Gobar 33 kV Circuit out of Cottonwood Substation | Gobar 33 kV Circuit out of Cottonwood Substation | Victor Substation 220 kV bus | Rurals Region | Gobar | Victor 220/115 System | Cottonwood 115/33 (D) | Victor | 230 | Victor | 230 | Victor | Check | Check |  | 1 |  | FALSE | Victor | 230 | [12 empty] | 0 | 0
WDT1988 | 2023-05-01 | 2023-05-01 | 2023-05-16 | WDAT | GIP - Cluster Study | QC_015 | Inactive | Withdrawn | 2024-12-02 | Not Started | No |  |  | Photovoltaic(5)/Energy Storage(4.896) | 5 | San Bernardino | CA | 2025-01-03 | 2025-01-03 | Helious 12 kV circuit out of Minnieola Substation | Helious 12 kV circuit out of Minnieola Substation | Kramer Substation 220 kV bus | Rurals Region | Helios | Kramer 220/115 System | Minneola 33/12 (D) | Kramer | 230 | Kramer | 230 | Kramer | Check | Check |  | 1 |  | FALSE | Kramer | 230 | [12 empty] | 0 | 0
WDT1989 | 2023-05-01 | 2023-04-25 | 2023-05-19 | WDAT | GIP - Cluster Study | QC_015 | Inactive | Withdrawn | 2023-07-21 | Not Started | No |  |  | Photovoltaic(5)/Energy Storage(4.896) | 5 | San Bernardino | CA | 2026-01-03 |  | Kenworth 12 kV --> Roadway 115/12 kV --> Victor 220/115 kV | Roadway 115/12 kV | Roadway 115 kV bus | Rurals Region | Kenworth | Victor 220/115 System | Roadway 115/12 (D) |  |  |  |  | Roadway | 115 |  |  | 1 |  | FALSE | Roadway | 115 | [12 empty] | 0 | 0
WDT1991 | 2023-05-01 | 2023-04-26 | 2023-05-22 | WDAT | GIP - Cluster Study | QC_015 | Inactive | Withdrawn | 2023-07-21 | Not Started | No |  |  | Photovoltaic(5)/Energy Storage(4.896)/() | 5 | San Bernardino | CA | 2025-01-03 |  | Remote 33 kV -> Barstow 33/12 kV -> West Barstow 33/33 kV -> Tortilla 115/33 kV -> Kramer 220/115 kV | Tortilla 115/33 kV | Tortilla 115 kV bus (in the Kramer 220/115 kV system) | Rurals Region | Remote | Kramer 220/115 System | Barstow 33/33 (D) |  |  |  |  | Tortilla | 115 |  |  | 1 |  | FALSE | Tortilla | 115 | [12 empty] | 0 | 0
WDT1993 |  | 2023-06-06 |  | WDAT | GIP - Fast Track | Fast Track | Inactive | Withdrawn |  | Not Started | No |  |  | Energy Storage(2) |  | San Bernardino | CA | 2024-06-07 |  | Roadway 12kV | [10 empty] | Check | Check | Check |  | 1 |  | FALSE | [14 empty] | 0 | 0
WDT1994 | 2023-05-01 | 2023-04-27 | 2023-05-10 | WDAT | GIP - Cluster Study | QC_015 | Inactive | Withdrawn | 2025-05-27 | Not Started | No |  |  | Photovoltaic(5.55)/Energy Storage(6.134) | 5 | Tulare | CA | 2024-09-01 | 2024-09-01 | Tagus 12 kV circuit | Goshen 66/12 kV in the Rector 66 kV system | Rector 220 kV bus | San Joaquin Region | Manzanillo | Rector 220/66 System | Goshen 66/12 (D) | Rector | 230 | Rector | 230 | Rector | 230 |  |  | 1 |  | FALSE | Rector | 230 | [12 empty] | 0 | 0
WDT1995 | 2023-05-01 | 2023-04-27 | 2023-05-15 | WDAT | GIP - Cluster Study | QC_015 | Inactive | Withdrawn | 2025-05-27 | Not Started | No |  |  | Photovoltaic(5.25)/Energy Storage(6.134) | 4.8 | Tulare | CA | 2024-09-01 | 2024-09-01 | Structure 1771624E on Linnell 12kV Circuit | Rector 66/12 kV | Rector 220 kV bus | San Joaquin Region | Linnell | Rector 220/66 System | Rector 66/12 (D) |  |  | Rector | 230 | Rector | 230 |  |  | 1 |  | FALSE | Rector | 230 | [12 empty] | 0 | 0
WDT1996 | 2023-05-01 | 2023-04-27 | 2023-05-15 | WDAT | GIP - Cluster Study | QC_015 | Inactive | Withdrawn | 2025-05-27 | Not Started | No |  |  | Photovoltaic(5.55)/Energy Storage(6.184) | 5 | Tulare | CA | 2024-09-01 | 2024-09-01 | Wilbur 12 kV | Laurel 66/12 kV in the Rector 66 kV System | Rector 220 kV bus | San Joaquin Region | Wilbur | Rector 220/66 System | Laurel 66/12 (D) | Rector | 230 | Rector | 230 | Rector | 230 |  |  | 1 |  | FALSE | Rector | 230 | [12 empty] | 0 | 0
WDT1997 | 2023-05-01 | 2023-04-27 | 2023-05-15 | WDAT | GIP - Cluster Study | QC_015 | Inactive | Withdrawn | 2024-12-02 | Not Started | No |  |  | Photovoltaic(5.55)/Energy Storage(6.184) | 5 | Tulare | CA | 2024-09-01 | 2024-09-01 | Windt 12 kV | Laurel 66/12 kV in Rector 66 kV System | Rector 220 kV bus | San Joaquin Region | Windt | Rector 220/66 System | Laurel 66/12 (D) | Rector | 230 | Rector | 230 | Rector | 230 |  |  | 1 |  | FALSE | Rector | 230 | [12 empty] | 0 | 0
WDT1998 | 2023-05-01 | 2023-04-27 | 2023-05-12 | WDAT | GIP - Cluster Study | QC_015 | Inactive | Withdrawn | 2025-05-27 | Not Started | No |  |  | Photovoltaic(5)/Energy Storage(5) | 5 | Tulare | CA | 2024-09-01 | 2024-09-01 | Virgil 12kV Circuit out of Chatham 66/12 kV Substation | Virgil 12kV Circuit out of Chatham 66/12 kV Substation | Rector Substation 220 kV bus | San Joaquin Region | Virgil | Rector 220/66 System | Chatham 66/12 (D) | Rector | 230 |  |  | Rector | Check | Check |  | 1 |  | FALSE | Rector | 230 | [12 empty] | 0 | 0
WDT1999 | 2023-05-01 | 2023-04-27 | 2023-05-12 | WDAT | GIP - Cluster Study | QC_015 | Inactive | Withdrawn | 2025-05-27 | Not Started | No |  |  | Photovoltaic(5)/Energy Storage(5) | 5 | Tulare | CA | 2024-09-01 | 2024-09-01 | Doran 12 kV Circuit out of Earlimart 66/12 kV Substation | Doran 12 kV Circuit out of Earlimart 66/12 kV Substation | Vestal Substation 220 kV bus | San Joaquin Region | Doran | Vestal 220/66 System | Earlimart 66/12 (D) | Vestal | 230 |  |  | Vestal | Check | Check |  | 1 |  | FALSE | Vestal | 230 | [12 empty] | 0 | 0
WDT2000 | 2023-05-01 | 2023-04-27 | 2023-05-12 | WDAT | GIP - Cluster Study | QC_015 | Inactive | Withdrawn | 2025-05-27 | Not Started | No |  |  | Photovoltaic(4)/Energy Storage(4) | 4 | Tulare | CA | 2024-09-01 | 2024-09-01 | Merryman 12 kV Circuit out of Venida 66/12 kV Substation | Merryman 12 kV Circuit out of Venida 66/12 kV Substation | Rector Substation 220 kV bus | San Joaquin Region | Merryman | Rector 220/66 System | Venida 66/12 (D) |  |  |  |  | Rector | Check | Check |  | 1 |  | FALSE | Rector | Check | [12 empty] | 0 | 0
WDT2001 | 2023-05-01 | 2023-04-27 | 2023-05-12 | WDAT | GIP - Cluster Study | QC_015 | Inactive | Withdrawn | 2025-05-27 | Not Started | No |  |  | Photovoltaic(5)/Energy Storage(5) | 5 | Tulare | CA | 2024-09-01 | 2024-09-01 | Gopher 12 kV Circuit out of Wheatland 66/12 kV Substation | Gopher 12 kV Circuit out of Wheatland 66/12 kV Substation | Vestal Substation 220 kV bus | San Joaquin Region | Gopher | Vestal 220/66 System | Wheatland 66/12 (D) | Vestal | 230 |  |  | Vestal | Check | Check |  | 1 |  | FALSE | Vestal | 230 | [12 empty] | 0 | 0
WDT2002 | 2023-05-01 | 2023-05-01 | 2023-05-18 | WDAT | GIP - Cluster Study | QC_015 | Inactive | Withdrawn | 2025-05-27 | Not Started | No |  |  | Photovoltaic(11.684)/Energy Storage(5) | 5 | Tulare | CA | 2024-09-01 | 2024-09-01 | Mid Valle 12kV | Rector 220kV | Rector 220kV | San Joaquin Region | Mid Valle | Rector 220/66 System | Liberty 66/12 (D) | Rector | 230 | Rector | 230 | Rector | Check | Check |  | 1 |  | FALSE | Rector | 230 | [12 empty] | 0 | 0
WDT2003 | 2023-05-01 | 2023-05-01 | 2023-05-12 | WDAT | GIP - Cluster Study | QC_015 | Inactive | Withdrawn | 2024-12-02 | Not Started | No |  |  | Photovoltaic(11.684)/Energy Storage(5) | 5 | Tulare | CA | 2024-09-01 | 2024-09-01 | Welsh 12kV | Vestal 66/12kV | Vestal 220kV Bus | San Joaquin Region | Welch | Vestal 220/66 System | Vestal 66/12 (D) | Vestal | 230 |  |  | Vestal | Check | Check |  | 1 |  | FALSE | Vestal | 230 | [12 empty] | 0 | 0
WDT2004 | 2023-05-01 | 2023-05-01 | 2023-05-12 | WDAT | GIP - Cluster Study | QC_015 | Inactive | Withdrawn | 2024-12-02 | Not Started | No |  |  | Photovoltaic(11.684)/Energy Storage(5)/Photovoltaic(0)/Energy Storage(0) | 5 | Tulare | CA | 2024-09-01 | 2024-09-01 | Doran 12kV | Earlimart 66/12kV | Earlimart 66/12kV | San Joaquin Region | Doran | Vestal 220/66 System | Earlimart 66/12 (D) | not found |  | not found |  | Earlimart | 66 | Check |  | 1 |  | FALSE | Earlimart | 66 | [12 empty] | 0 | 0
WDT2005 | 2023-05-01 | 2023-05-01 | 2023-05-12 | WDAT | GIP - Cluster Study | QC_015 | Inactive | Withdrawn | 2024-12-02 | Not Started | No |  |  | Photovoltaic(11.684)/Energy Storage(5) | 5 | Tulare | CA | 2024-09-01 | 2024-09-01 | Bobcat 12kV | Wheatland 66/12kV | Bobcat 12kV | San Joaquin Region | Bobcat | Vestal 220/66 System | Wheatland 66/12 (D) | not found |  | not found |  | Bobcat | Check | Check |  | 1 |  | FALSE | Bobcat | Check | [12 empty] | 0 | 0
WDT2006 | 2023-05-01 | 2023-05-01 | 2023-05-15 | WDAT | GIP - Cluster Study | QC_015 | Inactive | Withdrawn | 2025-05-29 | Not Started | No |  |  | Photovoltaic(5.5)/Energy Storage(6.134) | 5 | Tulare | CA | 2024-09-01 | 2024-09-01 | Curtis 12 kV Circuit out of Goshen 66/12 kV Substation | Curtis 12 kV Circuit out of Goshen 66/12 kV Substation | Rector 220/66 kV bus | San Joaquin Region | Curtis | Rector 220/66 System | Goshen 66/12 (D) | Rector | 230 | Rector | 230 | Rector | 230 |  |  | 1 |  | FALSE | Rector | 230 | [12 empty] | 0 | 0
WDT2007 | 2023-05-01 | 2023-05-01 | 2023-05-15 | WDAT | GIP - Cluster Study | QC_015 | Inactive | Withdrawn | 2025-05-29 | Not Started | No |  |  | Photovoltaic(5.5)/Energy Storage(6.134) | 5 | Tulare | CA | 2024-09-01 | 2024-09-01 | Harrell 12 kV circuit out of Goshen 66/12 kV Substation | Harrell 12 kV circuit out of Goshen 66/12 kV Substation | Rector 220/66 kV bus | San Joaquin Region | Harrell | Rector 220/66 System | Goshen 66/12 (D) | Rector | 230 | Rector | 230 | Rector | 230 |  |  | 1 |  | FALSE | Rector | 230 | [12 empty] | 0 | 0
WDT2008 | 2023-05-01 | 2023-05-01 | 2023-06-30 | WDAT | GIP - Cluster Study | QC_015 | Inactive | Withdrawn | 2024-12-02 | Not Started | No |  |  | Photovoltaic(5.5)/Energy Storage(6.134) | 5 | Tulare | CA | 2024-09-01 | 2024-09-01 | Deer 12 kV circuit out of Terra Bella 66/12 kV Substation | Deer 12 kV circuit out of Terra Bella 66/12 kV Substation | Vestal 220/66 kV bus | San Joaquin Region | Deer | Vestal 220/66 System | Terra Bella 66/12 (D) | Vestal | 230 | Vestal | 230 | Vestal | 230 |  |  | 1 |  | FALSE | Vestal | 230 | [12 empty] | 0 | 0
WDT2009 | 2023-05-01 | 2023-05-01 | 2023-06-20 | WDAT | GIP - Cluster Study | QC_015 | Inactive | Withdrawn | 2025-05-29 | Not Started | No |  |  | Photovoltaic(5.5)/Energy Storage(6.134) | 5 | Tulare | CA | 2024-09-01 | 2024-09-01 | Acala 12 kV circuit out of Pixley 66/12 kV Substation | Acala 12 kV circuit out of Pixley 66/12 kV Substation | Vestal 220/66 kV bus | San Joaquin Region |  | Vestal 220/66 System | Pixley 66/12 (D) | Vestal | 230 | Vestal | 230 | Vestal | 230 |  |  | 1 |  | FALSE | Vestal | 230 | [12 empty] | 0 | 0
WDT2010 | 2023-05-01 | 2023-04-27 | 2023-05-12 | WDAT | GIP - Cluster Study | QC_015 | Inactive | Withdrawn | 2024-12-02 | Not Started | No |  |  | Photovoltaic(5.55)/Energy Storage(6.134) | 5 | Tulare | CA | 2024-09-01 | 2024-09-01 | Radnor 12 kV Circuit out of Delano 66/12 kV Substation | Radnor 12 kV Circuit out of Delano 66/12 kV Substation | Vestal Substation 220 kV bus | San Joaquin Region | Radnor | Vestal 220/66 System | Delano 66/12 (D) | Vestal | 230 |  |  | Vestal | Check | Check |  | 1 |  | FALSE | Vestal | 230 | [12 empty] | 0 | 0
WDT2011 | 2023-05-01 | 2023-04-28 | 2023-05-15 | WDAT | GIP - Cluster Study | QC_015 | Inactive | Withdrawn | 2024-12-02 | Not Started | No |  |  | Photovoltaic(5.55)/Energy Storage(6.134) | 5 | Kern | CA | 2024-09-01 | 2024-09-01 | Midge 12 kV Circuit out of Quinn 66/12 kV Substation | Midge 12 kV Circuit out of Quinn 66/12 kV Substation | Vestal Substation 220 kV bus | San Joaquin Region | Midge | Vestal 220/66 System | Quinn 66/12 (D) | Vestal | 230 |  |  | Vestal | Check | Check |  | 1 |  | FALSE | Vestal | 230 | [12 empty] | 0 | 0
WDT2012 | 2023-05-01 | 2023-04-28 | 2023-05-15 | WDAT | GIP - Cluster Study | QC_015 | Inactive | Withdrawn | 2023-08-10 | Not Started | No |  |  | Photovoltaic(5.55)/Energy Storage(6.134) | 5 | Kern | CA | 2024-09-01 | 2024-09-01 | Discovery 12 kV out of Goldtown 66/12 kV Substation | Discovery 12 kV out of Goldtown 66/12 kV Substation | Windhub Substation 220 kV bus | North Coast Region | Discovery | Windhub 220/66 System | Goldtown 66/12 (D) |  |  |  |  | Windhub | Check | Check |  | 1 |  | FALSE | Windhub | Check | [12 empty] | 0 | 0
WDT2013 | 2023-05-01 | 2023-04-28 | 2023-05-15 | WDAT | GIP - Cluster Study | QC_015 | Inactive | Withdrawn | 2025-05-27 | Not Started | No |  |  | Photovoltaic(5.55)/Energy Storage(6134) | 5 | Kern | CA | 2024-09-01 | 2024-09-01 | Division 12 kV Circuit out of Rosamond 66/12 kV Substation | Division 12 kV Circuit out of Rosamond 66/12 kV Substation | Antelope Substation 220 kV bus | North Coast Region | Division | Antelope 220/66 System | Rosamond 66/12 (D) | Antelope | 230 | Antelope | 230 | Antelope | Check | Check |  | 1 |  | FALSE | Antelope | 230 | [12 empty] | 0 | 0
WDT2014 | 2023-05-01 | 2023-05-01 | 2023-05-15 | WDAT | GIP - Cluster Study | QC_015 | Inactive | Withdrawn | 2024-12-02 | Withdrawn (No Agrmt) | No |  |  | Photovoltaic(4.35)/Energy Storage(4.6) | 4 | Tulare | CA | 2024-09-01 | 2024-09-01 | Sunset 12 kV % Poplar 66/12 kV | Sunset 12 kV % Poplar 66/12 kV | Vestal 220 kV system | San Joaquin Region | Sunset | Vestal 220/66 System | Poplar 66/12 (D) |  |  |  |  | Vestal | 230 |  |  | 1 |  | FALSE | Vestal | 230 | [12 empty] | 0 | 0
WDT2015 | 2023-05-01 | 2023-05-01 | 2023-05-15 | WDAT | GIP - Cluster Study | QC_015 | Inactive | Withdrawn | 2025-05-27 | Withdrawn (No Agrmt) | No |  |  | Photovoltaic(5.55)/Energy Storage(6.134) | 5 | Tulare | CA | 2024-09-01 | 2024-09-01 | Cotton 12 kV % Poplar 66/12 kV | Cotton 12 kV % Poplar 66/12 kV | Vestal Substation 220 kV bus | San Joaquin Region | Cotton | Vestal 220/66 System | Poplar 66/12 (D) | Vestal | 230 |  |  | Vestal | Check | Check |  | 1 |  | FALSE | Vestal | 230 | [12 empty] | 0 | 0
WDT2016 | 2023-05-01 | 2023-05-01 | 2023-05-31 | WDAT | GIP - Cluster Study | QC_015 | Inactive | Withdrawn | 2024-12-02 | Withdrawn (No Agrmt) | No |  |  | Photovoltaic(5.55)/Energy Storage(6.134) | 5 | Kern | CA | 2024-09-01 | 2024-09-01 | Tomahawk 12 kV % Monolith 66/12 kV | Tomahawk 12 kV % Monolith 66/12 kV | Windhub Substation 220 kV bus | North Coast Region | Tomahawk | Windhub 220/66 System | Monolith 66/12 (D) | Windhub | 230 |  |  | Windhub | Check | Check |  | 1 |  | FALSE | Windhub | 230 | [12 empty] | 0 | 0
WDT2017 | 2023-05-01 | 2023-05-01 | 2023-05-15 | WDAT | GIP - Cluster Study | QC_015 | Inactive | Withdrawn | 2025-05-27 | Not Started | No |  |  | Photovoltaic(5.55)/Energy Storage(6.134) | 5 | Kern | CA | 2024-09-01 | 2024-09-01 | Boone 12 kV % Columbine 66/12 kV | Boone 12 kV % Columbine 66/12 kV | Vestal Substation 220 kV bus | San Joaquin Region | Boone | Vestal 220/66 System | Columbine 66/12 (D) | Vestal | 230 |  |  | Vestal | Check | Check |  | 1 |  | FALSE | Vestal | 230 | [12 empty] | 0 | 0
WDT2018 | 2023-05-01 | 2023-05-01 | 2023-05-15 | WDAT | GIP - Cluster Study | QC_015 | Inactive | Withdrawn | 2024-12-02 | Withdrawn (No Agrmt) | No |  |  | Photovoltaic(5.55)/Energy Storage(6.134) | 5 | Kern | CA | 2024-09-01 | 2024-09-01 | Hanes 12 kV Circuit % Browning 66/12 kV | Hanes 12 kV Circuit % Browning 66/12 kV | Vestal Substation 220 kV bus | San Joaquin Region | Hanes | Vestal 220/66 System | Browning 66/12 (D) | Vestal | 230 |  |  | Vestal | Check | Check |  | 1 |  | FALSE | Vestal | 230 | [12 empty] | 0 | 0
WDT2019 | 2023-05-01 | 2023-05-01 | 2023-06-26 | WDAT | GIP - Cluster Study | QC_015 | Inactive | Withdrawn |  | Not Started | No |  |  | Photovoltaic(5)/Energy Storage(4.896) | 5 | San Bernardino | CA | 2026-01-03 | 2026-03-01 | Book 33 kV | Kramer 115 kV bus | Kramer 220/115 | Rurals Region | Book | Kramer 220/115 System | Tortilla 115/33 (D) | Kramer | 230 |  |  | Kramer | 230 |  |  | 1 |  | FALSE | Kramer | 230 | [12 empty] | 0 | 0
WDT2021 | 2023-05-01 | 2023-05-01 | 2023-05-16 | WDAT | GIP - Cluster Study | QC_015 | Inactive | Withdrawn | 2024-07-17 | Not Started | No |  |  | Photovoltaic(4.98)/Energy Storage(5) | 4.98 | San Bernardino | CA | 2024-04-15 | 2024-04-15 | Tussing 12 kV Circuit out of Apple Valley 115/12 kV Substation | Tussing 12 kV Circuit out of Apple Valley 115/12 kV Substation | Victor 115 kV bus | Rurals Region | Tussing | Victor 220/115 System | Apple Valley 115/12 (D) |  |  |  |  | Victor | 115 |  |  | 1 |  | FALSE | Victor | 115 | [12 empty] | 0 | 0
WDT2022 | 2023-05-01 | 2023-05-01 | 2023-05-16 | WDAT | GIP - Cluster Study | QC_015 | Inactive | Withdrawn | 2024-07-17 | Not Started | No |  |  | Photovoltaic(4.98)/Energy Storage(5) | 4.98 | Kern | CA | 2024-04-15 | 2024-04-15 | Castle Butte 33 kV Circuit out of Edwards 115/33 kV Substation | Castle Butte 33 kV Circuit out of Edwards 115/33 kV Substation | Edwards 115/33 kV Substation | Rurals Region | Castle Butte | Kramer 220/115 System | Edwards 115/33 (D) |  |  |  |  | Edwards | 115 | Check |  | 1 |  | FALSE | Edwards | 115 | [12 empty] | 0 | 0
WDT2026 | 2023-06-16 | 2023-06-16 | 2023-07-11 | WDAT | GIP - Fast Track | Fast Track | Inactive | Withdrawn |  | Not Started | No | [11 empty] | Rurals Region | Castle Butte | Kramer 220/115 System | Edwards 115/33 (D) |  |  |  |  | Check | Check | Check |  | 1 |  | FALSE | [14 empty] | 0 | 0
WDT2028 |  | 2023-07-14 | 2023-08-29 | WDAT | GIP - ISP | ISP | Inactive | Withdrawn | 2023-11-20 | Not Started | No | [11 empty] | Rurals Region | Cummins | Victor 220/115 System | Roadway 115/12 (D) |  |  |  |  | Check | Check | Check |  | 1 |  | FALSE | [14 empty] | 0 | 0
WDT213 | 2005-11-02 | 2005-11-02 | 2005-11-03 | WDAT | LGIP | Serial | Active - Post IA | In-Service |  | Filed Executed | Yes | 2010-04-05 |  | Wind Turbine(49) | 49 | Riverside | CA | 2011-04-15 | 2011-10-06 | Garnet-Banning-Maraschino-Windfarm 115 kV line between Garnet and the Renwind tap | Garnet-Banning-Maraschino-Windfarm 115 kV line between Garnet and the Renwind tap | Garnet 115 kV bus | Desert Region |  | Devers 220/115 System |  | Devers | 230 | Devers | 230 | Garnet | 115 | Check |  | 1 |  | FALSE | Garnet | 115 | [12 empty] | 1 | 0
WDT216 | 2006-02-09 | 2006-02-09 | 2006-02-09 | WDAT | SGIP | Serial | Active - Post IA | In-Service |  | Executed - In Effect | Yes | 2006-08-23 |  | Synchronous Machine(5.5) | 5.5 |  | CA | [5 empty] | North Coast Region | Lopez | Saugus 220/66 System | San Fernando 66/16 (D) | Saugus | 230 |  |  | Check | Check | Check |  | 1 |  | FALSE | [14 empty] | 1 | 1
WDT218 | 2006-04-24 | 2006-04-24 | 2006-04-24 | WDAT | SGIP | Fast Track | Active - Post IA | In-Service |  | Executed - In Effect | Yes | 2006-09-11 |  | Hydroelectric(1.05) | 1.05 | Los Angeles | CA | 2006-08-01 | 2006-08-01 | Carlet 12kV | Carlet 12kV | Padua 220/66 | Metro East Region | Carlet | Padua 220/66 System | San Dimas 66/12 (D) |  |  |  |  | Padua | 230 |  |  | 1 |  | FALSE | Padua | 230 | [12 empty] | 1 | 1
WDT221 | 2006-05-22 | 2006-05-22 | 2006-06-07 | WDAT | SGIP | Serial | Active - Post IA | In-Service |  | Executed - In Effect | Yes | 2007-12-07 |  | Fuel Cell(9.2) | 9.2 | Los Angeles | CA | 2008-11-01 | 2008-11-01 | Crabtree 16kV Line | Crabtree 16kV Line | Pardee 220kV | North Coast Region | Guitar | Saugus 220/66 System | Elizabeth Lake 66/16 (D) | Pardee | 230 | Pardee | 230 | Pardee | Check | Check |  | 1 |  | FALSE | Pardee | 230 | [12 empty] | 1 | 1
WDT222 | 2006-07-10 | 2006-07-10 |  | WDAT | SGIP | Serial | Inactive | Withdrawn |  | Executed - In Effect | Yes | 2006-11-06 |  | Internal Combustion Engine(3.05) | 3.05 | Santa Barbara | CA | 2007-01-01 | 2007-01-01 | MIST 16KV | Mist 16kV | Goleta 220/66 | North Coast Region | Mist | Goleta 220/66 System | Capitan 66/16 (D) |  |  |  |  | Goleta | 230 |  |  | 1 |  | FALSE | Goleta | 230 | [12 empty] | 0 | 1
WDT223 | 2006-07-27 | 2006-07-27 | 2006-07-27 | WDAT | LGIP | Serial | Inactive | Withdrawn | 2006-07-27 | Withdrawn (No Agrmt) | No |  |  | Gas Turbine(49.9) | 49.9 | Los Angeles | CA | 2010-06-01 | 2010-06-01 | Walnut 66 kV Substation | Walnut 66 kV Substation | Walnut 220 kV Substation | [8 empty] | Walnut | 230 |  |  | 1 |  | FALSE | Walnut | 230 | [12 empty] | 0 | 0
WDT225 | 2006-08-01 | 2006-08-01 | 2006-08-01 | WDAT | SGIP | Serial | Active - Post IA | In-Service |  | Executed - In Effect | Yes | 2006-12-14 |  | Fuel Cell(6.5) | 6.5 |  | CA | 2006-12-29 | 2006-12-29 | BREN 12KV | Bren 12kV | Walnut 220kV bus | Metro East Region | Bren | Walnut 220/66 System | Merced 66/12 (D) | Walnut | 230 | Walnut | 230 | Walnut | Check | Check |  | 1 |  | FALSE | Walnut | 230 | [12 empty] | 1 | 1
WDT227 | 2006-08-11 | 2006-08-11 | 2006-08-11 | WDAT | LGIP | Serial | Inactive | Withdrawn | 2007-08-20 | Withdrawn (No Agrmt) | No |  |  | Gas Turbine(102) | 0 | Santa Barbara | CA | 2009-05-01 |  | Goleta 66kV Substation | Goleta 66kV Substation | Goleta 220kV Substation | [8 empty] | Goleta | Check | Check |  | 1 |  | FALSE | Goleta | Check | [12 empty] | 0 | 0
WDT229 | 2006-08-23 | 2006-08-23 | 2006-08-23 | WDAT | LGIP | Serial | Active - Post IA | In-Service |  | Filed Executed | Yes | 2007-09-20 |  | Gas Turbine(47.13) | 47.13 | Los Angeles | CA | 2007-07-02 | 2007-07-02 | Center Substation 66 kV Bus | Center Substation 66 kV Bus | Center 220/66 |  |  |  |  | Center | 230 |  |  | Center | 230 |  |  | 1 |  | FALSE | Center | 230 | [12 empty] | 1 | 0
WDT230 | 2006-08-23 | 2006-08-23 | 2006-09-12 | WDAT | LGIP | Serial | Active - Post IA | In-Service |  | Executed - In Effect | Yes | 2007-09-20 |  | Gas Turbine(44.55) | 44.55 | San Bernardino | CA | 2007-07-02 | 2007-07-02 | Etiwanda Switchyard 66kV Bus | Etiwanda Switchyard 66kV Bus | Etiwanda 220kV | Desert Region |  | Etiwanda 220/66 System |  | Etiwanda | 230 | Etiwanda | 230 | Etiwanda | Check | Check |  | 1 |  | FALSE | Etiwanda | 230 | [12 empty] | 1 | 1
WDT231 | 2006-08-23 | 2006-08-23 | 2006-09-12 | WDAT | LGIP | Serial | Active - Post IA | In-Service |  | Executed - In Effect | Yes | 2007-09-20 |  | Gas Turbine(45.03) | 45.03 | San Bernardino | CA | 2007-07-02 | 2007-07-02 | Mira Loma 66kV Bus | Mira Loma 66kV Bus | Mira Loma 220kV Bus | Metro East Region |  | Mira Loma 220/66 System |  | Mira Loma | 230 |  |  | Mira | Check | Check | Mira Loma230 | 1 |  | FALSE | Mira Loma | 230 | [12 empty] | 1 | 1
WDT233 | 2006-08-23 | 2006-08-23 | 2006-09-13 | WDAT | LGIP | Serial | Active - Post IA | In-Service |  | Executed - In Effect | Yes | 2007-11-14 |  | Gas Turbine(47.2) | 47.2 | Ventura | CA | 2007-11-15 | 2007-11-15 | Gonzales - Mandalay - McGrath Beach 66 kV Line | Santa Clara 66kV | Santa Clara 220/66 | North Coast Region |  | Santa Clara 220/66 System | Mcgrath 66/16 (P) | Santa Clara | 230 |  |  | Santa | Check | Check | Santa Clara230 | 1 |  | FALSE | Santa Clara | 230 | [12 empty] | 1 | 1
WDT235 | 2006-08-23 | 2006-08-23 | 2006-09-13 | WDAT | LGIP | Serial | Inactive | Withdrawn | 2010-04-19 | Withdrawn (No Agrmt) | No |  |  | Gas Turbine(46.99) | 46.99 | Santa Barbara | CA | 2011-06-01 | 2011-06-01 | Goleta Substation | Goleta Substation | Goleta Substation | [8 empty] | Goleta | Check | Check |  | 1 |  | FALSE | Goleta | Check | [12 empty] | 0 | 0
WDT236 | 2006-08-23 | 2006-08-23 | 2006-09-13 | WDAT | LGIP | Serial | Active - Post IA | In-Service |  | Executed - In Effect | Yes | 2007-09-20 |  | Gas Turbine(47.9) | 47.9 | Orange | CA | 2007-07-02 | 2007-07-02 | Barre Substation | Barre Substation | Barre Substation |  |  |  |  | Barre | 230 | Barre | 230 | Barre | Check | Check |  | 1 |  | FALSE | Barre | 230 | [12 empty] | 1 | 1
WDT240 | 2006-10-19 | 2006-10-19 | 2006-10-24 | WDAT | LGIP | Serial | Active - Post IA | In-Service |  | Executed - In Effect | Yes | 2011-01-10 |  | Fuel Cell(18.4) | 18.4 | Orange | CA | 2008-09-01 | 2011-08-01 | Brea 66kV Substation position 5 | Brea 66kV Substation position 5 | Olinda 220kV Substation |  |  |  |  | Olinda | 230 | Olinda | 230 | Olinda | Check | Check |  | 1 |  | FALSE | Olinda | 230 | [12 empty] | 1 | 1
WDT243 | 2006-12-02 | 2006-11-02 | 2006-11-02 | WDAT | LGIP | Serial | Inactive | Withdrawn | 2010-04-19 | Withdrawn (No Agrmt) | No |  |  | Gas Turbine(190) | 190 | Riverside | CA | 2010-10-01 | 2010-10-01 | Loop the Auid-Morango #2 115 kV line in the Valley 115kV System | Loop the Auld-Morango #2 115kV line in the Valley 115kV System | ISO Grid @ Valley 500kV Bus | [8 empty] | ISO | Check | Check |  | 1 |  | FALSE | ISO | Check | [12 empty] | 0 | 0
WDT246 | 2007-04-19 | 2006-12-12 | 2007-04-19 | WDAT | LGIP | Serial | Inactive | Withdrawn | 2008-12-24 | Withdrawn (No Agrmt) | No |  |  | Wind Turbine(50) | 50 | Kern | CA | 2008-04-30 |  | Oakwind 66kV substation | Oakwind 66kV substation | A tap point on the Cal Cement - Southwind - Oak Wind - Monolith 66kv distribution line | [8 empty] | A | Check | Check |  | 1 |  | FALSE | A | Check | [12 empty] | 0 | 0
WDT250 | 2006-12-15 | 2006-12-15 | 2007-01-04 | WDAT | SGIP | Fast Track | Inactive | Withdrawn | 2009-06-24 | Withdrawn (No Agrmt) | No |  |  |  | 1.6 | Los Angeles | CA | 2008-03-31 |  | Rolling Hills 66kV Sub | [10 empty] | Check | Check | Check |  | 1 |  | FALSE | [14 empty] | 0 | 0
WDT251 | 2007-01-05 | 2007-01-05 | 2007-01-12 | WDAT | SGIP | Serial | Active - Post IA | In-Service |  | Executed - In Effect | Yes | 2008-08-04 |  | Fuel Cell(12) | 12 | Los Angeles | CA | 2008-09-30 | 2008-09-30 | Rhoda 16kV | Crater 66 kV Substation | Moorpark 220kV Substation | North Coast Region | Rhoda | Moorpark 220/66 System | Crater 66/16 (D) | Moorpark | 230 | Moorpark | 230 | Moorpark | Check | Check |  | 1 |  | FALSE | Moorpark | 230 | [12 empty] | 1 | 1
WDT257 | 2007-04-05 | 2007-04-05 | 2007-04-05 | WDAT | LGIP | Serial | Inactive | Withdrawn | 2008-12-22 | Withdrawn (No Agrmt) | No |  |  | Photovoltaic(280) | 280 | San Bernardino | CA | 2010-12-01 |  | Hi Desert Substation | Hi Desert Substation | [9 empty] | Check | Check | Check |  | 1 |  | FALSE | [14 empty] | 0 | 0
WDT258 | 2007-04-05 | 2007-04-05 | 2007-04-05 | WDAT | LGIP | Serial | Inactive | Withdrawn | 2008-12-22 | Withdrawn (No Agrmt) | No |  |  | Photovoltaic(200) | 200 | San Bernardino | CA | 2010-12-01 |  | Carodean Substation 115kV | Carodean Substation 115kV | [9 empty] | Check | Check | Check |  | 1 |  | FALSE | [14 empty] | 0 | 0
WDT261 | 2007-04-17 | 2007-04-17 | 2007-05-29 | WDAT | LGIP | Serial | Inactive | Withdrawn | 2008-12-22 | Withdrawn (No Agrmt) | No |  |  | Wind Turbine(60) | 60 | San Bernardino | CA | 2009-01-01 |  | Black Mountain 115kV Sub | Black Mountain 115kV Sub | Victor 230 kV Sub | [8 empty] | Victor | 230 |  |  | 1 |  | FALSE | Victor | 230 | [12 empty] | 0 | 0
WDT262 | 2007-07-16 | 2007-07-16 | 2007-08-02 | WDAT | LGIP | Serial | Inactive | Withdrawn | 2008-12-22 | Withdrawn (No Agrmt) | No |  |  | Wind Turbine(120) | 120 | San Bernardino | CA | 2010-04-30 |  | Devers - Carodean - Hi Desert - Yucca 115 kV line via new substation | Devers - Carodean - Hi Desert - Yucca 115 kV line via new substation | Devers Sub. | [8 empty] | Devers | Check | Check |  | 1 |  | FALSE | Devers | Check | [12 empty] | 0 | 0
WDT263 | 2007-08-20 | 2007-08-20 | 2007-08-21 | WDAT | LGIP | Serial | Active - Post IA | In-Service |  | Executed - In Effect | Yes | 2009-09-08 |  | Photovoltaic(21) | 21 | Riverside | CA | 2009-09-02 | 2009-09-02 | CHANSLOR 33KV | CHANSLOR 33KV | Blythe (WALC) 161kV bus | Rurals Region | Chanslor | Blythe (WALC) 161/33 System | Blythe 33/33 (D) | BlytheSC 161 kV |  |  |  | Blythe | Check | Check | Blythe161 | 1 |  | FALSE | Blythe | 161 | [12 empty] | 1 | 1
WDT263FT | 2011-06-28 | 2011-06-28 |  | WDAT | GIP - Fast Track | Fast Track | Inactive | Withdrawn | 2011-08-29 | Withdrawn (No Agrmt) | No |  |  | Photovoltaic(2) | 2 | Riverside | CA |  |  | Tap the Chanslor 33kV distribution line out of Blythe 161/33kV Substation | [10 empty] | Check | Check | Check |  | 1 |  | FALSE | [14 empty] | 0 | 0
WDT265 | 2008-02-14 | 2007-11-09 | 2008-02-14 | WDAT | LGIP | Serial | Inactive | Withdrawn | 2008-12-05 | Withdrawn (No Agrmt) | No |  |  | Gas Turbine(150) | 150 | Los Angeles | CA | 2011-01-01 |  | Hinson 66 kV | Hinson 66 kV | [9 empty] | Check | Check | Check |  | 1 |  | FALSE | [14 empty] | 0 | 0
WDT267 | 2008-02-06 | 2008-02-06 | 2008-02-06 | WDAT | LGIP | Serial | Inactive | Withdrawn | 2008-07-18 | Withdrawn (No Agrmt) | No |  |  | Solar Thermal(66) | 66 | Kern | CA | 2010-10-01 |  | Holgate 115kV Substation | Holgate 115kV Substation | ISO Grid at Kramer 115 Substation | [8 empty] | ISO | Check | Check |  | 1 |  | FALSE | ISO | Check | [12 empty] | 0 | 0
WDT268 | 2008-04-02 | 2008-01-29 | 2008-04-02 | WDAT | LGIP | Serial | Active - Post IA | In-Service |  | Filed Executed | Yes | 2011-01-10 |  | Fuel Cell(9) | 9 | Orange | CA | 2009-09-01 | 2011-08-01 | Brea 66kV Substation position 5 | Brea 66kV Substation position 5 | Olinda 220 kV bus | Orange Region |  | Olinda 220/66 System | Brea 66/12 (D) | Olinda | 230 | Olinda | 230 | Olinda | 230 |  |  | 1 |  | FALSE | Olinda | 230 | [12 empty] | 1 | 0
WDT269 | 2008-07-03 | 2008-01-30 | 2008-02-05 | WDAT | SGIP | Serial | Active - Post IA | In-Service |  | Executed - In Effect | Yes | 2008-09-11 | 2020-07-07 | Fuel Cell(2.7) | 2.7 | Ventura | CA | 2008-09-01 | 2008-09-01 | Timber Canyon 16kV | Timber Canyon 16kV | Pardee Substation 220kV | North Coast Region | Timber Canyon | Saugus 220/66 System | Fillmore 66/16 (D) |  |  |  |  | Pardee | Check | Check | Pardee230 | 1 |  | FALSE | Pardee | 230 | [12 empty] | 1 | 1
WDT270 | 2008-02-06 | 2008-02-06 | 2008-02-12 | WDAT | CLGIP | Transition | Inactive | Withdrawn | 2013-01-04 | Withdrawn (No Agrmt) | No |  |  | Photovoltaic(33) | 33 | Los Angeles | CA | 2009-10-01 | 2009-10-01 | Little Rock- Wilsona 66kV line | Little Rock- Wilsona 66kV line | Antelope 220/66 | [8 empty] | Antelope | 230 |  |  | 1 |  | FALSE | Antelope | 230 | [12 empty] | 0 | 0
WDT272 | 2008-03-14 | 2008-03-14 | 2008-03-14 | WDAT | SGIP | Fast Track | Inactive | Withdrawn | 2010-02-18 | Withdrawn (No Agrmt) | No |  |  |  | 0.96 | Tulare | CA | 2008-11-01 |  | Manzanillo 12kV | MANZANILLO 12KV | Rector 220/66 | San Joaquin Region | Manzanillo | Rector 220/66 System | Goshen 66/12 (D) |  |  |  |  | Rector | 230 |  |  | 1 |  | FALSE | Rector | 230 | [12 empty] | 0 | 0
WDT273 | 2008-03-26 | 2008-03-26 | 2008-03-26 | WDAT | SGIP | Serial | Active - Post IA | In-Service (Conditional PTO) |  | Executed - In Effect | Yes | 2011-01-27 |  | Fuel Cell(20) | 20 | Los Angeles | CA | 2010-07-01 | 2012-05-01 | Chatsworth-MacNeil-Newhall-San Fernando 66kV line | Saugus 66kV | ISO Grid at the Pardee Substation 220kV Bus | North Coast Region |  | Saugus 220/66 System |  | Pardee | 230 | Pardee | 230 | ISO | Check | Check | Pardee230 | 1 |  | FALSE | Pardee | 230 | [12 empty] | 0 | 1
WDT276 | 2008-03-27 | 2008-03-27 | 2008-04-04 | WDAT | LGIP | Serial | Inactive | Withdrawn | 2008-12-15 | Withdrawn (No Agrmt) | No |  |  | Photovoltaic(30) | 30 | San Bernardino | CA | 2011-02-01 |  | Tap 35kV Baroid circuit south of Cady Substation. | [10 empty] | Check | Check | Check |  | 1 |  | FALSE | [14 empty] | 0 | 0
WDT277 | 2008-03-27 | 2008-03-27 | 2008-04-04 | WDAT | LGIP | Serial | Inactive | Withdrawn | 2008-12-15 | Withdrawn (No Agrmt) | No |  |  | Photovoltaic(30) | 30 | San Bernardino | CA | 2011-02-01 |  | 35kV Gobar Circuit adjacent to project location. | 35kV Gobar Circuit adjacent to project location. | [9 empty] | Check | Check | Check |  | 1 |  | FALSE | [14 empty] | 0 | 0
WDT280 | 2008-03-27 | 2008-03-27 | 2008-04-04 | WDAT | LGIP | Serial | Inactive | Withdrawn | 2008-12-15 | Withdrawn (No Agrmt) | No |  |  | Photovoltaic(35) | 35 | San Bernardino | CA | 2011-02-01 |  | Tap 35kV Bug Circuit adjacent to project location. | Tap 35kV Bug Circuit adjacent to project location. | [9 empty] | Check | Check | Check |  | 1 |  | FALSE | [14 empty] | 0 | 0
WDT282 | 2008-03-27 | 2008-03-27 | 2008-04-04 | WDAT | LGIP | Serial | Inactive | Withdrawn | 2008-12-15 | Withdrawn (No Agrmt) | No |  |  | Photovoltaic(35) | 35 | San Bernardino | CA | 2011-02-01 |  | 35kV Camprock Circuit adjacent to project location. | 35kV Camprock Circuit adjacent to project location. | [9 empty] | Check | Check | Check |  | 1 |  | FALSE | [14 empty] | 0 | 0
WDT285 | 2008-03-27 | 2008-03-27 | 2008-04-04 | WDAT | CLGIP | Transition | Inactive | Withdrawn | 2011-10-29 | Withdrawn (No Agrmt) | No |  |  | Photovoltaic(100) | 100 | San Bernardino | CA | 2011-03-01 | 2011-03-01 | Cottonwood-Savage 115kV line. | Cottonwood-Savage 115kV line. | Victor 220kV bus | [8 empty] | Victor | Check | Check |  | 1 |  | FALSE | Victor | Check | [12 empty] | 0 | 0
WDT286 | 2008-03-27 | 2008-03-27 | 2008-04-04 | WDAT | CLGIP | Transition | Inactive | Withdrawn | 2011-12-08 | Withdrawn (No Agrmt) | No |  |  | Photovoltaic(150) | 150 | San Bernardino | CA | 2011-03-01 | 2011-03-01 | Victor-Phelan 115kV line. | Victor-Phelan 115kV line. | [9 empty] | Check | Check | Check |  | 1 |  | FALSE | [14 empty] | 0 | 0
WDT287 | 2008-03-27 | 2008-03-27 | 2008-04-04 | WDAT | LGIP | Serial | Inactive | Withdrawn | 2008-12-15 | Withdrawn (No Agrmt) | No |  |  | Photovoltaic(60) | 60 | San Bernardino | CA | 2012-02-01 |  | Victor-Gale 115kV Line | Victor-Gale 115kV Line | [9 empty] | Check | Check | Check |  | 1 |  | FALSE | [14 empty] | 0 | 0
WDT288 | 2008-03-27 | 2008-03-27 | 2008-04-04 | WDAT | LGIP | Serial | Inactive | Withdrawn | 2009-12-14 | Withdrawn (No Agrmt) | No |  |  | Photovoltaic(100) | 100 | Kern | CA | 2011-03-01 |  | Rocket Test-Kramer 115kV Line. | Rocket Test-Kramer 115kV Line. |  | Rurals Region |  | Cima 220/16 System | [5 empty] | Check | Check | Check |  | 1 |  | FALSE | [14 empty] | 0 | 0
WDT290a | 2008-04-28 | 2008-03-28 | 2008-03-28 | WDAT | SGIP | Serial | Active - Post IA | In-Service |  | Amendment - Pending | Yes | 2009-07-13 |  | Photovoltaic(2.75)/Energy Storage(2.75) | 2.75 | Los Angeles | CA | 2008-10-15 | 2020-02-28 | Oban 12 kV distribution line out of Lancaster 66/12 kV Substation | Oban 12 kV distribution line out of Lancaster 66/12 kV Substation | Antelope 66 kV Substation bus | North Coast Region | Oban | Antelope 220/66 System | Lancaster 66/12 (D) |  |  |  |  | Antelope | 66 |  |  | 1 |  | FALSE | Antelope | 66 | [12 empty] | 1 | 0
WDT290b | 2008-04-28 | 2008-03-28 | 2008-03-28 | WDAT | SGIP | Serial | Active - Post IA | In-Service |  | Amendment - Pending | Yes | 2016-07-06 |  | Photovoltaic(4.25)/Energy Storage(4.25) | 4.25 | Los Angeles | CA | 2008-10-15 | 2020-02-28 | Oban 12 kV distribution line out of Lancaster 66/12 kV Substation | Oban 12 kV distribution line out of Lancaster 66/12 kV Substation | Antelope 66 kV Substation bus | North Coast Region | Oban | Antelope 220/66 System | Lancaster 66/12 (D) |  |  |  |  | Antelope | 66 |  |  | 1 |  | FALSE | Antelope | 66 | [12 empty] | 1 | 0
WDT291 | 2008-03-07 | 2008-02-19 | 2008-03-07 | WDAT | LGIP | Serial | Inactive | Withdrawn | 2008-12-22 | Withdrawn (No Agrmt) | No |  |  | Photovoltaic(200) | 200 | San Bernardino | CA | 2010-01-01 |  | Cottonwood-Savage 115 kV line near Cottonwood substation | Cottonwood-Savage 115 kV line near Cottonwood substation | Victor 115 kV Bus | [8 empty] | Victor | 115 |  |  | 1 |  | FALSE | Victor | 115 | [12 empty] | 0 | 0
WDT292 | 2008-04-10 | 2008-04-10 | 2008-04-16 | WDAT | SGIP | Serial | Active - Post IA | In-Service |  | Executed - In Effect | Yes | 2014-03-31 |  | Fuel Cell(19.6) | 19.6 | Orange | CA | 2009-10-01 | 2015-09-30 | Irvine Sub 12kV line | Irvine Sub 12kV line | Santiago 220kV Bus | Orange Region | Oslo | Santiago 220/66 System | Las Lomas 66/12 (D) | Santiago | 230 |  |  | Santiago | Check | Check |  | 1 |  | FALSE | Santiago | 230 | [12 empty] | 1 | 1
WDT293 | 2008-04-15 | 2008-04-15 | 2008-05-02 | WDAT | SGIP | Fast Track | Inactive | IA Terminated |  | Terminated | Yes | 2008-08-21 | 2012-07-20 | Photovoltaic(2) | 2 | San Bernardino | CA | 2008-08-15 | 2008-08-15 | Declez: Calabash 12 kV line | CALABASH 12KV | Etiwanda 220/66 | Desert Region | Calabash | Etiwanda 220/66 System | Declez 66/12 (D) |  |  |  |  | Etiwanda | 230 |  |  | 1 |  | FALSE | Etiwanda | 230 | [12 empty] | 0 | 0
WDT294 | 2008-04-25 | 2008-04-25 | 2008-05-05 | WDAT | LGIP | Serial | Inactive | Withdrawn | 2008-12-15 | Withdrawn (No Agrmt) | No |  |  | Photovoltaic(50) | 50 | Los Angeles | CA | 2011-02-01 |  | Little Rock - Wilsona 66 kV Line | Little Rock - Wilsona 66kV line. Alternate: None. | Antelope 220/66 | [8 empty] | Antelope | 230 |  |  | 1 |  | FALSE | Antelope | 230 | [12 empty] | 0 | 0
WDT297 | 2008-06-09 | 2008-05-08 | 2008-06-09 | WDAT | SGIP | Fast Track | Inactive | IA Terminated |  | Terminated | Yes | 2008-11-05 | 2011-11-30 | Fuel Cell(0.3) | 0.3 | Riverside | CA | 2008-08-01 | 2008-08-01 | Maraschino: NAPOLEON 12 kV line |  | Devers 220/115 | [8 empty] | Devers | 230 |  |  | 1 |  | FALSE | Devers | 230 | [12 empty] | 0 | 0
WDT299 | 2008-05-09 | 2008-05-09 | 2008-05-09 | WDAT | LGIP | Serial | Inactive | Withdrawn | 2008-12-19 | Withdrawn (No Agrmt) | No |  |  | Photovoltaic(21) | 21 | San Bernardino | CA | 2010-12-01 |  | Interconnection with the SCE 33kV line on Foothill Road and its intersection with Santa Fe Fire Road | Interconnection with the SCE 33kV line on Foothill Road and its intersection with Santa Fe Fire Road | [9 empty] | Check | Check | Check |  | 1 |  | FALSE | [14 empty] | 0 | 0
WDT300 | 2008-03-11 | 2008-03-11 | 2008-05-14 | WDAT | CLGIP | Transition | Inactive | Withdrawn | 2010-12-21 | Withdrawn (No Agrmt) | No |  |  | Photovoltaic(100) | 100 | Los Angeles | CA | 2011-03-01 | 2011-03-01 | Oasis-Tortoise 66kV line | Oasis-Tortoise 66kV line | Antelope 220/66 | [8 empty] | Antelope | 230 |  |  | 1 |  | FALSE | Antelope | 230 | [12 empty] | 0 | 0
WDT301 | 2008-05-16 | 2008-05-16 | 2008-05-16 | WDAT | SGIP | Fast Track | Inactive | Withdrawn | 2011-07-29 | Withdrawn (No Agrmt) | No |  |  | Photovoltaic(0.612) | 0.612 | Kern | CA | 2008-12-31 | 2008-12-31 | SCE Brittle Bush 12kv circuit % Cal City Sub. SCE Pole #246039 located on the site. | BRITTLE BUSH 12KV | Kramer 220/115 | Rurals Region | Brittle Bush | Kramer 220/115 System | Calcity 'A' 33/12 (D) |  |  |  |  | Kramer | 230 |  |  | 1 |  | FALSE | Kramer | 230 | [12 empty] | 0 | 0
WDT302 | 2008-05-20 | 2008-05-20 | 2008-06-27 | WDAT | SGIP | Fast Track | Active - Post IA | In-Service |  | Executed - In Effect | Yes | 2008-10-08 |  | Energy Storage(2) | 2 | Orange | CA | 2008-09-01 | 2008-09-01 | Huntington Beach Unit 5 66kV operating bus |  |  | Orange Region |  | Ellis 'A' 220/66 System | Huntington Beach 66/12 (G) |  |  |  |  | Check | Check | Check |  | 1 |  | FALSE | [14 empty] | 1 | 1
WDT303 | 2008-05-23 | 2008-05-23 | 2008-05-23 | WDAT | LGIP | Serial | Inactive | Withdrawn | 2008-12-19 | Withdrawn (No Agrmt) | No |  |  | Gas Turbine(218) | 0 | Riverside | CA | 2012-05-01 |  | French Valley 115kV switchyard connected to Valley-Pauba Subtransmission line. | French Valley 115kV switchyard connected to Valley-Pauba Subtransmission line. | [9 empty] | Check | Check | Check |  | 1 |  | FALSE | [14 empty] | 0 | 0
WDT310 | 2008-06-12 | 2008-06-12 | 2008-07-01 | WDAT | LGIP | Serial | Inactive | Withdrawn | 2009-12-14 | Withdrawn (No Agrmt) | No |  |  | Gas Turbine(13.5) | 13.5 | San Bernardino | CA | 2011-05-01 |  | SCE/Simpson Substation | SCE/Simpson Substation | [9 empty] | Check | Check | Check |  | 1 |  | FALSE | [14 empty] | 0 | 0
WDT311 | 2008-08-05 | 2008-05-29 |  | WDAT | LGIP | Serial | Active - Post IA | In-Service |  | Executed - In Effect | Yes | 2012-06-14 |  | Combined Cycle(50) | 50 | Riverside | CA | 2010-06-01 | 2010-06-01 | Vista/Wilderness Substation | [6 empty] | Vista (SCE) | 230 |  |  | Check | Check | Check |  | 1 |  | FALSE | [14 empty] | 1 | 1
WDT312 | 2008-04-25 | 2008-06-23 | 2008-05-02 | WDAT | CLGIP | Transition | Inactive | Withdrawn | 2009-12-14 | Withdrawn (No Agrmt) | No |  |  | Photovoltaic(50) | 50 | Los Angeles | CA | 2011-03-01 |  | Rockair leg of Helijet - Little Rock - Palmdale - Rockair 66 kV line | Rockair leg of Helijet - Little Rock - Palmdale - Rockair 66 kV line | [9 empty] | Check | Check | Check |  | 1 |  | FALSE | [14 empty] | 0 | 0
WDT313 | 2008-06-25 | 2008-06-25 | 2008-07-22 | WDAT | LGIP | Serial | Inactive | Withdrawn | 2008-12-18 | Withdrawn (No Agrmt) | No |  |  | Photovoltaic(75) | 0 | Los Angeles | CA | 2010-06-01 |  | Wilsona 66kV Substation | Wilsona 66kV Substation | [9 empty] | Check | Check | Check |  | 1 |  | FALSE | [14 empty] | 0 | 0
WDT314 | 2008-06-30 | 2008-06-30 | 2008-07-18 | WDAT | SGIP | Serial | Inactive | Withdrawn | 2012-11-21 | Withdrawn (No Agrmt) | No |  |  | Wind Turbine(20) | 20 | Riverside | CA | 2010-12-31 | 2010-12-31 | Pan Aro 115 kV Bus | Pan Aero Substation | Devers 220/115 | [8 empty] | Devers | 230 |  |  | 1 |  | FALSE | Devers | 230 | [12 empty] | 0 | 0
WDT315 | 2008-07-09 | 2008-07-09 | 2008-07-17 | WDAT | CLGIP | Transition | Active - Post IA | In-Service |  | Filed Executed | Yes | 2017-12-20 |  | Geothermal Turbine(44) | 40.7 | Mono | CA | 2011-09-01 | 2020-02-01 | 33/115 kV Casa Diablo Substation at the 33 kV bus. | Vulcan 33kV | Inyo SCE 220/115 | Rurals Region |  | Inyo SCE 220/115 System | Casa Diablo 115/33 (D) | not found |  |  |  | Inyo | Check | Check | DROP | 1 |  | FALSE | [14 empty] | 1 | 0
WDT316 | 2008-07-16 | 2008-07-16 | 2008-07-22 | WDAT | LGIP | Serial | Inactive | Withdrawn | 2008-12-15 | Withdrawn (No Agrmt) | No |  |  | Photovoltaic(35) | 0 | Kern | CA | 2011-08-01 |  | 35 KV Isner circuit about 12 - 13 miles north of Kramer Substation in the vicinity of Pole #4286278E | [10 empty] | Check | Check | Check |  | 1 |  | FALSE | [14 empty] | 0 | 0
WDT317 | 2008-07-31 | 2008-07-31 | 2008-08-21 | WDAT | LGIP | Serial | Inactive | Withdrawn | 2009-12-09 | Withdrawn (No Agrmt) | No |  |  | Photovoltaic(150) | 150 | San Bernardino | CA | 2011-03-01 |  | Roadway Substation at 115 kV. Alternate: untapped Kramer - Victor 115 kV circuit | Roadway Substation at 115 kV. Alternate: untapped Kramer - Victor 115 kV circuit | [9 empty] | Check | Check | Check |  | 1 |  | FALSE | [14 empty] | 0 | 0
WDT318 | 2008-08-07 | 2008-08-07 | 2008-08-07 | WDAT | LGIP | Serial | Inactive | Withdrawn | 2008-12-22 | Withdrawn (No Agrmt) | No |  |  | Gas Turbine(87) | 0 | Los Angeles | CA | 2010-10-01 |  | 2160 Sepulveda Blvd, in Carson | 2160 Sepulveda Blvd, in Carson | [9 empty] | Check | Check | Check |  | 1 |  | FALSE | [14 empty] | 0 | 0
WDT320 | 2009-02-09 | 2008-09-09 | 2008-09-22 | WDAT | SGIP | Serial | Inactive | Withdrawn | 2011-07-21 | Withdrawn (No Agrmt) | No |  |  | Energy Storage(20) | 20 | San Bernardino | CA | 2009-01-05 | 2011-03-01 | Highgrove Substation 115 kv Bus | Highgrove 115kV Bus | Devers 220/115 | [8 empty] | Devers | 230 |  |  | 1 |  | FALSE | Devers | 230 | [12 empty] | 0 | 0
WDT321 |  | 2008-10-02 |  | WDAT | CLGIP | QC_001 | Inactive | Withdrawn | 2009-08-20 | Withdrawn (No Agrmt) | No |  |  | Photovoltaic(16.9) | 16.9 | Los Angeles | CA | 2009-10-01 |  |  | Little Rock-Wilsona 66 kV | [9 empty] | Check | Check | Check |  | 1 |  | FALSE | [14 empty] | 0 | 0
WDT323 | 2008-12-16 | 2008-10-06 | 2008-12-16 | WDAT | SGIP | Serial | Inactive | IA Terminated |  | Terminated | Yes | 2014-08-06 | 2016-06-14 | Photovoltaic(20) | 20 | San Bernardino | CA | 2010-12-01 | 2010-12-01 | GOBAR 33KV | GOBAR 33KV | Victor 220kV bus | Rurals Region | Gobar | Victor 220/115 System | Cottonwood 115/33 (D) |  |  |  |  | Victor | Check | Check |  | 1 |  | FALSE | Victor | Check | [12 empty] | 0 | 0
WDT325 | 2008-11-17 | 2008-11-17 | 2008-12-16 | WDAT | SGIP | Serial | Inactive | Withdrawn | 2012-04-06 | Withdrawn (No Agrmt) | No |  |  | Photovoltaic(20) | 20 | San Bernardino | CA | 2010-04-01 | 2010-04-01 | Kramer: DYSON 33 kV line | DYSON 33KV | Kramer 115kV Bus | Rurals Region | Dyson | Kramer 220/115 System | Kramer 115/33 (D) |  |  |  |  | Kramer | Check | Check |  | 1 |  | FALSE | Kramer | Check | [12 empty] | 0 | 0
WDT326 | 2008-12-10 | 2008-12-10 | 2009-01-02 | WDAT | SGIP | Serial | Inactive | Withdrawn | 2012-03-13 | Withdrawn (No Agrmt) | No |  |  | Photovoltaic(20) | 20 | San Bernardino | CA | 2010-05-01 | 2010-05-01 | Gale: BAROID 33 kV line | Latitude 34.836400*, Longitude -116.662840* Tap 33 kV Baroid Circuit adjacent tot he Cady Substation |  | Rurals Region | Baroid | Kramer 220/115 System | Gale 115/33 (D) |  |  |  |  | Check | Check | Check |  | 1 |  | FALSE | [14 empty] | 0 | 0
WDT327 | 2009-01-22 | 2009-01-22 | 2009-02-09 | WDAT | SGIP | Fast Track | Active - Post IA | In-Service |  | Executed - In Effect | Yes | 2009-05-04 |  | Photovoltaic(1) | 1 | San Bernardino | CA | 2009-07-23 | 2009-07-23 | CALMEN 12KV | CALMEN 12KV | Chino 220/66 | Metro East Region | Calmen | Chino 220/66 System | Chino 66/12 (D) |  |  |  |  | Chino | 230 |  |  | 1 |  | FALSE | Chino | 230 | [12 empty] | 1 | 1
WDT328 | 2009-01-27 | 2009-01-27 | 2009-02-10 | WDAT | SGIP | Serial | Inactive | Withdrawn | 2012-03-13 | Withdrawn (No Agrmt) | No |  |  | Photovoltaic(20) | 20 | San Bernardino | CA | 2013-02-20 | 2013-02-20 | Cottonwood: GOBAR 33 kV line | Tap De-energized 35kV Line on Desert View Road near Lucerne | Victor 220kV bus | Rurals Region | Gobar | Victor 220/115 System | Cottonwood 115/33 (D) |  |  |  |  | Victor | Check | Check |  | 1 |  | FALSE | Victor | Check | [12 empty] | 0 | 0
WDT329 | 2009-02-13 | 2009-02-13 | 2009-03-24 | WDAT | SGIP | Serial | Inactive | Withdrawn | 2012-03-13 | Withdrawn (No Agrmt) | No |  |  | Photovoltaic(20) | 20 | Kern | CA | 2011-05-01 | 2011-05-01 | Kramer: DYSON 33 kV line | ISNER 33KV | Kramer 115kV Bus | Rurals Region | Dyson | Kramer 220/115 System | Kramer 115/33 (D) |  |  |  |  | Kramer | Check | Check |  | 1 |  | FALSE | Kramer | Check | [12 empty] | 0 | 0
WDT331 | 2009-10-01 | 2009-03-19 | 2009-10-01 | WDAT | SGIP | Serial | Inactive | Withdrawn | 2010-01-29 | Withdrawn (No Agrmt) | No |  |  |  | 19.99 | Kern | CA |  |  | Vestal - Weldon 66 kV line, approximately two miles west of SCE's Weldon Substation | Vestal - Weldon 66 kV line, approximately two miles west of SCE's Weldon Substation | [9 empty] | Check | Check | Check |  | 1 |  | FALSE | [14 empty] | 0 | 0
WDT334 | 2009-06-09 | 2009-05-13 | 2009-06-09 | WDAT | SGIP | Serial | Active - Post IA | In-Service |  | Executed - In Effect | Yes | 2012-02-24 |  | Photovoltaic(18.5) | 18.5 | San Bernardino | CA | 2011-06-30 | 2012-09-01 | HIMO 33KV | HIMO 33KV | Devers 220kV bus | Desert Region | Himo | Devers 220/115 System | Hi Desert 115/33 (D) | Devers | 230 | Devers | 230 | Devers | Check | Check |  | 1 |  | FALSE | Devers | 230 | [12 empty] | 1 | 1
WDT335 | 2009-05-13 | 2009-05-13 | 2009-05-27 | WDAT | SGIP | Serial | Inactive | Withdrawn | 2011-08-04 | Withdrawn (No Agrmt) | No |  |  | Photovoltaic(18.5) | 18.5 | Los Angeles | CA | 2011-06-30 | 2011-06-30 | 66kV Little Rock-Wilsona | 66kV Little Rock-Wilsona | [9 empty] | Check | Check | Check |  | 1 |  | FALSE | [14 empty] | 0 | 0
WDT336 |  | 2009-06-24 |  | WDAT | SGIP | Serial | Inactive | Withdrawn | 2009-08-20 | Withdrawn (No Agrmt) | No |  |  |  | 4.9 | Kern | CA | 2011-12-01 |  |  | 12 kV line along dirt road west of Hwy 14, 1 mile north of Silver Queen Rd. | [9 empty] | Check | Check | Check |  | 1 |  | FALSE | [14 empty] | 0 | 0
WDT337 | 2009-06-25 | 2009-06-25 |  | WDAT | SGIP | Serial | Inactive | Withdrawn | 2009-10-23 | Withdrawn (No Agrmt) | No |  |  |  | 5.115 | San Bernardino | CA | 2011-03-30 |  | Baroid Circuit: 33kV line between Gale & Cady Substations. Closest Pole to the Cady Substation across Fairview Road (34.8364 N; 116.6628 W) | Baroid Circuit: 33kV line between Gale & Cady Substations. Closest Pole to the Cady Substation across Fairview Road (34.8364 N; 116.6628 W) | [9 empty] | Check | Check | Check |  | 1 |  | FALSE | [14 empty] | 0 | 0
WDT338 |  | 2009-07-07 |  | WDAT | SGIP | Serial | Inactive | Withdrawn | 2009-11-24 | Withdrawn (No Agrmt) | No |  |  |  | 4.12 |  | CA | 2009-12-10 |  | West Side of Cameron Road (about 1 mile North of Oak Creek Rd) | West Side of Cameron Road (about 1 mile North of Oak Creek Rd) | [9 empty] | Check | Check | Check |  | 1 |  | FALSE | [14 empty] | 0 | 0
WDT339 | 2009-07-14 | 2009-07-14 |  | WDAT | SGIP | Serial | Inactive | Withdrawn | 2009-10-08 | Withdrawn (No Agrmt) | No |  |  |  | 2.5 | Kern | CA |  |  | Tehachapi Willow Springs Rd. & Highline Road | Tehachapi Willow Springs Rd. & Highline Road | [9 empty] | Check | Check | Check |  | 1 |  | FALSE | [14 empty] | 0 | 0
WDT340 | 2009-07-14 | 2009-07-14 |  | WDAT | SGIP | Serial | Inactive | Withdrawn | 2009-10-08 | Withdrawn (No Agrmt) | No |  |  |  | 3.5 | Kern | CA |  |  | Tehachapi Willow Springs Rd. & Highline Road | Tehachapi Willow Springs Rd. & Highline Road | [9 empty] | Check | Check | Check |  | 1 |  | FALSE | [14 empty] | 0 | 0
WDT341 | 2009-07-14 | 2009-07-14 |  | WDAT | SGIP | Serial | Inactive | Withdrawn | 2009-10-08 | Withdrawn (No Agrmt) | No |  |  | Photovoltaic(15.44) | 13 | Kern | CA | 2010-07-01 | [12 empty] | Check | Check | Check |  | 1 |  | FALSE | [14 empty] | 0 | 0
WDT342 |  | 2009-07-20 |  | WDAT | SGIP | Serial | Inactive | Withdrawn | 2009-09-21 | Withdrawn (No Agrmt) | No |  |  |  | 20 |  | CA | 2011-06-30 |  |  | 66 kV Del Sur-Rosamond Line (1 mile north of Del Sur Substation) | [9 empty] | Check | Check | Check |  | 1 |  | FALSE | [14 empty] | 0 | 0
WDT343 | 2009-07-31 | 2009-07-31 | 2009-08-27 | WDAT | CLGIP | QC_001 | Inactive | Withdrawn | 2010-08-31 | Withdrawn (No Agrmt) | No |  |  | Photovoltaic(100) | 100 | San Bernardino | CA | 2012-04-15 | 2012-04-15 | Victor Substation | Victor Substation | [9 empty] | Check | Check | Check |  | 1 |  | FALSE | [14 empty] | 0 | 0
WDT344 |  | 2009-07-31 |  | WDAT | CLGIP | QC_001 | Inactive | Withdrawn | 2009-08-24 | Withdrawn (No Agrmt) | No |  |  | Photovoltaic(100) | 100 | Los Angeles | CA | 2012-04-15 |  |  | Pearlblossom-Vincent 230kV Line | [9 empty] | Check | Check | Check |  | 1 |  | FALSE | [14 empty] | 0 | 0
WDT345 | 2009-07-31 | 2009-07-31 | 2009-08-17 | WDAT | CLGIP | QC_001 | Inactive | Withdrawn | 2011-08-11 | Withdrawn (No Agrmt) | No |  |  | Fuel Cell(49.9) | 49.9 | San Bernardino | CA | 2012-07-01 | 2012-07-01 | Calelectric-Highgrove Line (No 1 or No 2) | Calelectric-Highgrove 115 KV Line | Vista 220/115 | [8 empty] | Vista | 230 | Check |  | 1 |  | FALSE | Vista | 230 | [12 empty] | 0 | 0
WDT346 | 2009-08-03 | 2009-08-03 | 2009-08-17 | WDAT | SGIP | Fast Track | Inactive | Withdrawn | 2010-09-24 | Withdrawn (No Agrmt) | No |  |  | Photovoltaic(2) | 1.5 | Kern | CA | 2009-12-31 | 2009-12-31 | MONOLITH: KEENE 12 kV Line | Monolith 66kV | [9 empty] | Check | Check | Check |  | 1 |  | FALSE | [14 empty] | 0 | 0
WDT347 | 2009-08-05 | 2009-08-05 | 2009-08-31 | WDAT | SGIP | Fast Track | Active - Post IA | In-Service |  | Executed - In Effect | Yes | 2010-04-02 |  | Photovoltaic(1) | 1 | San Bernardino | CA | 2009-12-11 | 2010-06-01 | ZINFANDEL 12KV | ZINFANDEL 12KV | Vista 220/115 | Desert Region | Zinfandel | Vista 220/115 System | Pepper 115/12 (D) |  |  |  |  | Vista | 230 | Check | Vista (SCE)230 | 1 |  | FALSE | Vista (SCE) | 230 | [12 empty] | 1 | 1
WDT348 |  | 2009-08-05 |  | WDAT | SGIP | Serial | Inactive | Withdrawn | 2009-09-28 | Withdrawn (No Agrmt) | No |  |  |  | 10 | San Bernardino | CA | 2011-12-01 |  |  | Fairview Road on existing 12 kV line 1200 feet west of Cady Substation | [9 empty] | Check | Check | Check |  | 1 |  | FALSE | [14 empty] | 0 | 0
WDT349 | 2009-11-04 | 2009-08-11 | 2009-11-04 | WDAT | SGIP | Serial | Inactive | Withdrawn | 2010-04-02 | Withdrawn (No Agrmt) | No |  |  |  | 5 | Los Angeles | CA |  |  | Neenach Substation at 210th W & D | Neenach Substation at 210th W & D | Antelope 220/66 | [8 empty] | Antelope | 230 |  |  | 1 |  | FALSE | Antelope | 230 | [12 empty] | 0 | 0
WDT350 | 2009-08-11 | 2009-08-11 | 2009-08-31 | WDAT | SGIP | Fast Track | Inactive | IA Terminated |  | Terminated | Yes | 2010-07-14 | 2011-06-27 | Photovoltaic(1.5) | 1.5 | San Bernardino | CA | 2010-03-06 | 2010-03-06 | Speedway 12kV | SPEEDWAY 12KV | Etiwanda 220/66 | Desert Region | Speedway | Etiwanda 220/66 System | Declez 66/12 (D) |  |  |  |  | Etiwanda | 230 |  |  | 1 |  | FALSE | Etiwanda | 230 | [12 empty] | 0 | 0
WDT351 | 2009-08-12 | 2009-08-12 | 2009-08-31 | WDAT | SGIP | Fast Track | Active - Post IA | In-Service |  | Executed - In Effect | Yes | 2012-01-20 |  | Photovoltaic(1.5) | 1.5 | San Bernardino | CA | 2010-03-20 | 2010-12-31 | UNICORN 12KV | UNICORN 12KV | San Bernardino 220/66 | Desert Region | Unicorn | San Bernardino 220/66 System | San Bernardino 66/12 (D) |  |  |  |  | San | Check | Check | San Bernardino230 | 1 |  | FALSE | San Bernardino | 230 | [12 empty] | 1 | 1
WDT352 | 2009-08-12 | 2009-08-12 | 2009-09-04 | WDAT | SGIP | Fast Track | Active - Post IA | In-Service |  | Executed - In Effect | Yes | 2010-06-07 |  | Photovoltaic(1.5) | 1.5 | San Bernardino | CA | 2010-04-17 | 2010-04-17 | UNICORN 12KV | UNICORN 12KV | San Bernardino 220/66 | Desert Region | Unicorn | San Bernardino 220/66 System | San Bernardino 66/12 (D) |  |  |  |  | San | Check | Check | San Bernardino230 | 1 |  | FALSE | San Bernardino | 230 | [12 empty] | 1 | 1
WDT353 | 2009-12-03 | 2009-08-13 | 2009-12-03 | WDAT | SGIP | Serial | Inactive | Withdrawn | 2013-06-06 | Withdrawn (No Agrmt) | No |  |  | Photovoltaic(20) | 20 | Tulare | CA | 2012-08-01 | 2012-08-01 | Vestal-Terra Bella 69kV line. 3.89 line miles north of Vestal Substation | Vestal-Terra Bella 69kV | Vestal 220kV bus | [8 empty] | Vestal | Check | Check |  | 1 |  | FALSE | Vestal | Check | [12 empty] | 0 | 0
WDT354 |  | 2009-08-13 |  | WDAT | SGIP | Serial | Inactive | Withdrawn | 2009-12-17 | Withdrawn (No Agrmt) | No |  |  |  | 2 | San Bernardino | CA | [13 empty] | Check | Check | Check |  | 1 |  | FALSE | [14 empty] | 0 | 0
WDT355 |  | 2009-08-13 |  | WDAT | SGIP | Serial | Inactive | Withdrawn | 2009-12-17 | Withdrawn (No Agrmt) | No |  |  |  | 18 | San Bernardino | CA | [13 empty] | Check | Check | Check |  | 1 |  | FALSE | [14 empty] | 0 | 0
WDT356 | 2009-08-17 | 2009-08-17 | 2009-08-31 | WDAT | SGIP | Fast Track | Active - Post IA | In-Service |  | Executed - In Effect | Yes | 2010-07-14 |  | Photovoltaic(1) | 1 | San Bernardino | CA | 2010-06-05 | 2010-06-05 | BACARDI 12KV | BACARDI 12KV | Mira Loma 220/66 | Metro East Region | Bacardi | Mira Loma 220/66 System | Milliken 66/12 (D) |  |  |  |  | Mira | Check | Check | Mira Loma230 | 1 |  | FALSE | Mira Loma | 230 | [12 empty] | 1 | 1
WDT357 | 2009-08-17 | 2009-08-17 |  | WDAT | SGIP | Serial | Active - Post IA | In-Service |  | Executed - In Effect | Yes | 2013-10-18 |  | Photovoltaic(20) | 20 | Riverside | CA | 2011-07-01 | 2011-07-01 | MC COY 33KV | MC COY 33KV | Blythe (WALC) 161kV bus | Rurals Region | Mc Coy | Blythe (WALC) 161/33 System | Blythe City 33/33 (D) | BlytheSC 161 kV |  |  |  | Blythe | Check | Check | Blythe161 | 1 |  | FALSE | Blythe | 161 | [12 empty] | 1 | 1
WDT358 | 2009-08-19 | 2009-08-19 | 2009-08-31 | WDAT | SGIP | Fast Track | Active - Post IA | In-Service |  | Executed - In Effect | Yes | 2012-08-10 |  | Photovoltaic(2) | 2 | San Bernardino | CA | 2010-03-27 | 2010-03-27 | BACARDI 12KV | BACARDI 12KV | Mira Loma 220/66 | Metro East Region | Bacardi | Mira Loma 220/66 System | Milliken 66/12 (D) |  |  |  |  | Mira | Check | Check | Mira Loma230 | 1 |  | FALSE | Mira Loma | 230 | [12 empty] | 1 | 1
WDT359 | 2009-08-19 | 2009-08-19 | 2009-08-31 | WDAT | SGIP | Serial | Active - Post IA | In-Service |  | Executed - In Effect | Yes | 2010-08-23 |  | Photovoltaic(2) | 2 | San Bernardino | CA | 2010-05-01 | 2010-05-01 | SEAGRAMS 12KV | SEAGRAMS 12KV | Mira Loma 220/66 | Metro East Region | Seagrams | Mira Loma 220/66 System | Milliken 66/12 (D) |  |  |  |  | Mira | Check | Check | Mira Loma230 | 1 |  | FALSE | Mira Loma | 230 | [12 empty] | 1 | 1
WDT360 | 2009-08-19 | 2009-08-19 | 2009-09-04 | WDAT | SGIP | Fast Track | Active - Post IA | In-Service |  | Executed - In Effect | Yes | 2011-06-09 |  | Photovoltaic(1.5) | 1.5 | San Bernardino | CA | 2010-06-05 | 2010-06-05 | SPEEDWAY 12KV | SPEEDWAY 12KV | Etiwanda 220/66 | Desert Region | Speedway | Etiwanda 220/66 System | Declez 66/12 (D) |  |  |  |  | Etiwanda | 230 |  |  | 1 |  | FALSE | Etiwanda | 230 | [12 empty] | 1 | 1
WDT361 | 2009-08-20 | 2009-08-20 | 2009-08-20 | WDAT | SGIP | Serial | Inactive | Withdrawn | 2013-10-29 | Withdrawn (No Agrmt) | No |  |  | Photovoltaic(5) | 5 | Kern | CA | 2012-12-31 | 2014-08-30 | HURON 12KV | HURON 12KV | Antelope 220/66 | North Coast Region | Huron | Antelope 220/66 System | Great Lakes 66/12 (D) |  |  |  |  | Antelope | 230 |  |  | 1 |  | FALSE | Antelope | 230 | [12 empty] | 0 | 0
WDT362 | 2009-08-20 | 2009-08-20 |  | WDAT | SGIP | Serial | Inactive | Withdrawn | 2010-07-16 | Withdrawn (No Agrmt) | No |  |  | Photovoltaic(10) | 10 | San Bernardino | CA | 2011-12-31 | 2011-12-31 | Hwy 18 and Willow Wells Ave Lucerne Valley, CA 92356 (34.449111 N, 117.021022 W) | GOBAR 33KV | Victor 220kV bus | Rurals Region | Gobar | Victor 220/115 System | Cottonwood 115/33 (D) |  |  |  |  | Victor | Check | Check |  | 1 |  | FALSE | Victor | Check | [12 empty] | 0 | 0
WDT363 | 2009-08-21 | 2009-08-21 | 2009-09-04 | WDAT | SGIP | Serial | Active - Post IA | In-Service |  | Executed - In Effect | Yes | 2011-08-08 |  | Photovoltaic(2.5) | 2.5 | San Bernardino | CA | 2010-06-15 | 2010-06-15 | DUROX 12KV | Durox 12kV | San Bernardino 220/66 | Desert Region | Durox | San Bernardino 220/66 System | Timoteo 66/12 (D) |  |  |  |  | San | Check | Check | San Bernardino230 | 1 |  | FALSE | San Bernardino | 230 | [12 empty] | 1 | 1
WDT364 | 2009-08-21 | 2009-08-21 | 2009-08-31 | WDAT | SGIP | Fast Track | Active - Post IA | In-Service |  | Executed - In Effect | Yes | 2010-08-23 |  | Photovoltaic(0.5) | 0.5 | San Bernardino | CA | 2010-07-06 | 2010-07-06 | SEAGRAMS 12KV | SEAGRAMS 12KV | Mira Loma 220/66 | Metro East Region | Seagrams | Mira Loma 220/66 System | Milliken 66/12 (D) |  |  |  |  | Mira | Check | Check | Mira Loma230 | 1 |  | FALSE | Mira Loma | 230 | [12 empty] | 1 | 1
WDT365 | 2009-08-21 | 2009-08-21 | 2009-09-04 | WDAT | SGIP | Serial | Active - Post IA | In-Service |  | Executed - In Effect | Yes | 2011-08-08 |  | Photovoltaic(2.5) | 2.5 | San Bernardino | CA | 2010-07-31 | 2011-03-16 | CENTAUR 12KV | Centaur 12kV | San Bernardino 220/66 | Desert Region | Centaur | San Bernardino 220/66 System | San Bernardino 66/12 (D) |  |  |  |  | San | Check | Check | San Bernardino230 | 1 |  | FALSE | San Bernardino | 230 | [12 empty] | 1 | 1
WDT366 | 2009-08-24 | 2009-08-24 | 2009-09-04 | WDAT | SGIP | Fast Track | Inactive | Withdrawn | 2011-06-27 | Withdrawn (No Agrmt) | No |  |  | Photovoltaic(1) | 1 | San Bernardino | CA | 2009-11-14 | 2009-11-14 | Speedway 12kV | SPEEDWAY 12KV | Etiwanda 220/66 | Desert Region | Speedway | Etiwanda 220/66 System | Declez 66/12 (D) |  |  |  |  | Etiwanda | 230 |  |  | 1 |  | FALSE | Etiwanda | 230 | [12 empty] | 0 | 0
WDT367 | 2009-08-24 | 2009-08-24 | 2009-09-04 | WDAT | SGIP | Fast Track | Active - Post IA | In-Service |  | Executed - In Effect | Yes | 2011-08-17 |  | Photovoltaic(3) | 3 | San Bernardino | CA | 2010-12-06 | 2010-12-06 | CALABASH 12KV | CALABASH 12KV | Etiwanda 220/66 | Desert Region | Calabash | Etiwanda 220/66 System | Declez 66/12 (D) |  |  |  |  | Etiwanda | 230 |  |  | 1 |  | FALSE | Etiwanda | 230 | [12 empty] | 1 | 1
WDT368 | 2009-08-20 | 2009-08-20 | 2009-08-20 | WDAT | SGIP | Serial | Active - Post IA | In-Service |  | Executed - In Effect | Yes | 2012-10-02 |  | Photovoltaic(5) | 5 | Kern | CA | 2013-12-01 | 2013-10-10 | CARBON 12KV | CARBON 12KV | Windhub 220/66 | North Coast Region | Carbon | Windhub 220/66 System | Goldtown 66/12 (D) | Windhub | 230 |  |  | Windhub | 230 |  |  | 1 |  | FALSE | Windhub | 230 | [12 empty] | 1 | 1
WDT369 |  | 2009-08-20 |  | WDAT | SGIP | Serial | Inactive | Withdrawn | 2009-09-28 | Withdrawn (No Agrmt) | No |  |  |  | 10 | San Bernardino | CA | 2013-12-01 |  |  | Cady Substation | [9 empty] | Check | Check | Check |  | 1 |  | FALSE | [14 empty] | 0 | 0
WDT370 | 2009-10-26 | 2009-08-24 | 2009-10-26 | WDAT | SGIP | Serial | Inactive | Withdrawn | 2010-01-26 | Withdrawn (No Agrmt) | No |  |  | Photovoltaic(19.99) | 19.99 | Kern | CA | 2011-07-01 |  | Transmission Line at Rosamond Blvd and 110th St W | Transmission Line at Rosamond Blvd and 110th St W | [9 empty] | Check | Check | Check |  | 1 |  | FALSE | [14 empty] | 0 | 0
WDT371 | 2009-08-25 | 2009-08-25 | 2009-08-25 | WDAT | SGIP | Serial | Inactive | Withdrawn | 2013-05-15 | Withdrawn (No Agrmt) | No |  |  | Photovoltaic(20) | 20 | San Bernardino | CA | 2012-12-31 | 2012-12-31 | Cottonwood - Savage 115 kV Line | Cottonwood-Savage 115kV | Victor 220kV bus | [8 empty] | Victor | Check | Check |  | 1 |  | FALSE | Victor | Check | [12 empty] | 0 | 0
WDT372 | 2009-08-25 | 2009-08-25 | 2009-08-25 | WDAT | SGIP | Serial | Active - Post IA | In-Service (Conditional PTO) |  | Executed - In Effect | Yes | 2012-04-04 |  | Photovoltaic(17.5) | 17.5 | San Bernardino | CA | 2012-12-31 | 2013-09-30 | Victor 33 kV Bus | WDAT 372 New Circuit 33KV | Victor 220kV bus | Rurals Region | Russ Boyd | Victor 220/115 System | Victor 115/33 (D) | Victor | 115 |  |  | Victor | Check | Check |  | 1 |  | FALSE | Victor | 115 | [12 empty] | 0 | 1
WDT373 | 2009-08-25 | 2009-08-25 | 2009-09-04 | WDAT | SGIP | Fast Track | Active - Post IA | In-Service |  | Filed Executed | Yes | 2011-08-12 |  | Photovoltaic(1.5) | 1 | San Bernardino | CA | 2011-01-04 | 2011-02-20 | CENTAUR 12KV | Centaur 12kV | San Bernardino 220/66 | Desert Region | Centaur | San Bernardino 220/66 System | San Bernardino 66/12 (D) |  |  |  |  | San | Check | Check | San Bernardino230 | 1 |  | FALSE | San Bernardino | 230 | [12 empty] | 1 | 0
WDT374 | 2009-08-25 | 2009-08-25 | 2009-09-11 | WDAT | SGIP | Serial | Active - Post IA | In-Service |  | Filed Executed | Yes | 2011-08-12 |  | Photovoltaic(3) | 3 | San Bernardino | CA | 2011-01-23 | 2011-01-23 | SPEEDWAY 12KV | SPEEDWAY 12KV | Etiwanda 230kV | Desert Region | Speedway | Etiwanda 220/66 System | Declez 66/12 (D) |  |  |  |  | Etiwanda | Check | Check | Etiwanda230 | 1 |  | FALSE | Etiwanda | 230 | [12 empty] | 1 | 0
WDT375 | 2009-08-26 | 2009-08-26 | 2009-09-04 | WDAT | SGIP | Fast Track | Active - Post IA | In-Service |  | Executed - In Effect | Yes | 2010-11-04 |  | Photovoltaic(1.5) | 1.5 | San Bernardino | CA | 2011-02-05 | 2011-02-05 | CALABASH 12KV | CALABASH 12KV | Etiwanda 220/66 | Desert Region | Calabash | Etiwanda 220/66 System | Declez 66/12 (D) |  |  |  |  | Etiwanda | 230 |  |  | 1 |  | FALSE | Etiwanda | 230 | [12 empty] | 1 | 1
WDT376 | 2009-08-26 | 2009-08-26 | 2009-09-08 | WDAT | SGIP | Serial | Inactive | Withdrawn | 2011-10-31 | Withdrawn (No Agrmt) | No |  |  | Photovoltaic(2.5) | 2.5 | San Bernardino | CA | 2011-03-01 | 2011-03-01 | Highland: THOMPSEN 12 kV line | THOMPSEN 12KV | San Bernardino 220/66 | Desert Region | Thompsen | San Bernardino 220/66 System | Highland 66/12 (D) |  |  |  |  | San | Check | Check |  | 1 |  | FALSE | San | Check | [12 empty] | 0 | 0
WDT377 | 2009-08-26 | 2009-08-26 | 2009-09-04 | WDAT | SGIP | Serial | Inactive | Withdrawn | 2011-06-27 | Withdrawn (No Agrmt) | No |  |  | Photovoltaic(2.5) | 2.5 | San Bernardino | CA | 2011-03-06 | 2011-03-06 | Calabash 12kV | CALABASH 12KV | Etiwanda 220kV bus | Desert Region | Calabash | Etiwanda 220/66 System | Declez 66/12 (D) |  |  |  |  | Etiwanda | Check | Check |  | 1 |  | FALSE | Etiwanda | Check | [12 empty] | 0 | 0
WDT378 | 2009-08-26 | 2009-08-26 | 2009-09-04 | WDAT | SGIP | Fast Track | Active - Post IA | In-Service |  | Executed - In Effect | Yes | 2010-08-23 |  | Photovoltaic(2) | 2 | San Bernardino | CA | 2011-04-12 | 2011-04-12 | CENTAUR 12KV | Centaur 12kV | San Bernardino 220/66 | Desert Region | Centaur | San Bernardino 220/66 System | San Bernardino 66/12 (D) |  |  |  |  | San | Check | Check | San Bernardino230 | 1 |  | FALSE | San Bernardino | 230 | [12 empty] | 1 | 1
WDT379 | 2009-08-26 | 2009-08-26 | 2009-09-24 | WDAT | SGIP | Serial | Inactive | Withdrawn | 2009-11-19 | Withdrawn (No Agrmt) | No |  |  |  | 20 | Los Angeles | CA | 2011-06-01 |  | APN# 3261-016-001, LA County, CA--See Attachment A for Site Location. See Attachment B for Google Earth Map of the Site | APN# 3261-016-001, LA County, CA--See Attachment A for Site Location. See Attachment B for Google Earth Map of the Site | [9 empty] | Check | Check | Check |  | 1 |  | FALSE | [14 empty] | 0 | 0
WDT380 | 2009-08-26 | 2009-08-26 | 2009-09-24 | WDAT | SGIP | Serial | Inactive | Withdrawn | 2009-12-14 | Withdrawn (No Agrmt) | No |  |  |  | 20 | Kern | CA | 2011-06-01 |  | APN# 233-340-02, Kern County, CA - See Attachment A for Site Location. See Attachment B for Google Earth Map of the Site | APN# 233-340-02, Kern County, CA - See Attachment A for Site Location. See Attachment B for Google Earth Map of the Site | [9 empty] | Check | Check | Check |  | 1 |  | FALSE | [14 empty] | 0 | 0
WDT381 | 2009-08-27 | 2009-08-27 | 2009-09-24 | WDAT | SGIP | Serial | Inactive | Withdrawn | 2009-12-14 | Withdrawn (No Agrmt) | No |  |  |  | 20 | San Bernardino | CA | 2011-06-01 |  | ADN# 0531-171-01, 02, 03 & 04, San Bernardino County, CA - See Attachement A for Site Location. See Attachment B for Google Earth map of the Site | ADN# 0531-171-01, 02, 03 & 04, San Bernardino County, CA - See Attachement A for Site Location. See Attachment B for Google Earth map of the Site | [9 empty] | Check | Check | Check |  | 1 |  | FALSE | [14 empty] | 0 | 0
WDT383 | 2009-09-08 | 2009-09-08 | 2009-10-03 | WDAT | SGIP | Serial | Inactive | Withdrawn | 2011-07-14 | Withdrawn (No Agrmt) | No |  |  | Photovoltaic(3) | 3 | San Bernardino | CA | 2011-02-14 | 2011-02-14 | Calabash 12kV % Declez 66/12 kV Substation. | CALABASH 12KV | Etiwanda 220kV bus | Desert Region | Calabash | Etiwanda 220/66 System | Declez 66/12 (D) |  |  |  |  | Etiwanda | Check | Check |  | 1 |  | FALSE | Etiwanda | Check | [12 empty] | 0 | 0
WDT384 | 2009-09-08 | 2009-09-08 | 2009-10-03 | WDAT | SGIP | Serial | Active - Post IA | In-Service |  | Executed - In Effect | Yes | 2012-01-20 |  | Photovoltaic(2.5) | 2.5 | San Bernardino | CA | 2010-05-24 | 2010-05-24 | Etiwanda:Riggs12 kV Line | BENNY 12KV | Etiwanda 230kV | Desert Region | Benny | Etiwanda 220/66 System | Etiwanda 66/12 (D) |  |  |  |  | Etiwanda | Check | Check | Etiwanda230 | 1 |  | FALSE | Etiwanda | 230 | [12 empty] | 1 | 1
WDT385 | 2009-09-08 | 2009-09-08 | 2009-10-14 | WDAT | SGIP | Serial | Inactive | Withdrawn | 2011-08-18 | Withdrawn (No Agrmt) | No |  |  | Photovoltaic(3.5) | 3.5 | San Bernardino | CA | 2010-05-24 | 2010-05-24 | Bloomington: HIGHBALL 12 kV line | HIGHBALL 12KV | Vista 220/66 | Desert Region | Highball | Vista A 220/66 System | Bloomington 66/12 (D) |  |  |  |  | Vista | 230 | Check |  | 1 |  | FALSE | Vista | 230 | [12 empty] | 0 | 0
WDT386 | 2009-09-08 | 2009-09-08 | 2009-10-30 | WDAT | SGIP | Serial | Inactive | Withdrawn | 2011-08-10 | Withdrawn (No Agrmt) | No |  |  | Photovoltaic(3) | 3 | San Bernardino | CA | 2010-07-03 | 2010-07-03 | Dorsey 12kV | DORSEY 12KV | Etiwanda 220/66 | Desert Region | Dorsey | Etiwanda 220/66 System | Alder 66/12 (D) |  |  |  |  | Etiwanda | 230 |  |  | 1 |  | FALSE | Etiwanda | 230 | [12 empty] | 0 | 0
WDT387 | 2009-09-08 | 2009-09-08 | 2009-10-14 | WDAT | SGIP | Serial | Active - Post IA | In-Service |  | Executed - In Effect | Yes | 2011-06-09 |  | Photovoltaic(4.5) | 4.5 | San Bernardino | CA | 2011-02-08 | 2011-09-01 | CASMALIA 12KV | CASMALIA 12KV | Etiwanda 220/66 | Desert Region | Casmalia | Etiwanda 220/66 System | Alder 66/12 (D) |  |  |  |  | Etiwanda | 230 |  |  | 1 |  | FALSE | Etiwanda | 230 | [12 empty] | 1 | 1
WDT388 | 2009-09-09 | 2009-09-09 | 2009-10-15 | WDAT | SGIP | Fast Track | Active - Post IA | In-Service (Conditional PTO) |  | Executed - In Effect | Yes | 2012-03-30 |  | Photovoltaic(2) | 2 | San Bernardino | CA | 2011-02-15 | 2011-02-15 | DORSEY 12KV | DORSEY 12KV | Etiwanda 220/66 | Desert Region | Casmalia | Etiwanda 220/66 System | Alder 66/12 (D) |  |  |  |  | Etiwanda | 230 |  |  | 1 |  | FALSE | Etiwanda | 230 | [12 empty] | 0 | 1
WDT389 | 2009-09-09 | 2009-09-09 | 2009-10-14 | WDAT | SGIP | Serial | Active - Post IA | In-Service (Conditional PTO) |  | Executed - In Effect | Yes | 2011-08-12 |  | Photovoltaic(3) | 3 | San Bernardino | CA | 2011-06-07 | 2011-06-07 | Cardiff 12: LENA 12 kV line | WARM CREEK 12KV | San Bernardino 220/66 | Desert Region | Lena | San Bernardino 220/66 System | Cardiff 66/12 (D) |  |  |  |  | San | Check | Check | San Bernardino230 | 1 |  | FALSE | San Bernardino | 230 | [12 empty] | 0 | 1
WDT390 | 2009-10-19 | 2009-10-19 |  | WDAT | SGIP | Serial | Active - Post IA | In-Service |  | Executed - In Effect | Yes | 2014-11-20 |  | Photovoltaic(20) | 20 | Tulare | CA | 2010-05-01 | 2016-10-20 | Vestal 66 kV Bus | SCE's Vestal-Kern River # 3 66 kV subtransmission line. | Vestal 220kV bus |  |  |  |  | Vestal | 230 |  |  | Vestal | Check | Check |  | 1 |  | FALSE | Vestal | 230 | [12 empty] | 1 | 1
WDT391 | 2009-10-19 | 2009-10-19 |  | WDAT | SGIP | Serial | Inactive | Withdrawn | 2014-10-21 | Withdrawn (No Agrmt) | No |  |  | Photovoltaic(20) | 20 | Tulare | CA | 2010-12-01 | 2010-12-01 | Rector 66 kV Bus | Rector-Liberty #2 66 kV subtranmission line. | Rector 220kV bus | [8 empty] | Rector | Check | Check |  | 1 |  | FALSE | Rector | Check | [12 empty] | 0 | 0
WDT392 | 2009-10-19 | 2009-10-19 |  | WDAT | SGIP | Serial | Inactive | Withdrawn | 2014-10-21 | Withdrawn (No Agrmt) | No |  |  | Photovoltaic(20) | 20 | Tulare | CA | 2010-12-01 | 2011-01-31 | Vestal 66 kV Bus | SCE's Vestal-Porterville-Terra Bella 66 kV line. | Vestal 220kV bus | [8 empty] | Vestal | Check | Check |  | 1 |  | FALSE | Vestal | Check | [12 empty] | 0 | 0
WDT393 | 2009-10-19 | 2009-10-19 |  | WDAT | SGIP | Serial | Inactive | Withdrawn | 2010-01-12 | Withdrawn (No Agrmt) | No |  |  | Photovoltaic(20) | 20 | Tulare | CA | 2010-05-01 |  | Vestal Substation | [10 empty] | Check | Check | Check |  | 1 |  | FALSE | [14 empty] | 0 | 0
WDT394 | 2009-10-19 | 2009-10-19 |  | WDAT | SGIP | Serial | Active - Post IA | In-Service |  | Executed - In Effect | Yes | 2014-11-20 |  | Photovoltaic(20) | 20 | Tulare | CA | 2010-12-01 | 2016-10-20 | Vestal 66 kV Bus | SCE's Vestal-Glennville-Greenhorn-Kern River #3 66 kV line | Vestal 220kV bus | San Joaquin Region |  | Vestal 220/66 System |  | Vestal | 230 |  |  | Vestal | Check | Check |  | 1 |  | FALSE | Vestal | 230 | [12 empty] | 1 | 1
WDT395 | 2009-12-04 | 2009-10-22 | 2009-12-04 | WDAT | SGIP | Serial | Inactive | Withdrawn | 2011-03-30 | Withdrawn (No Agrmt) | No |  |  | Photovoltaic(20) | 20 | San Bernardino | CA | 2010-11-01 | 2010-11-01 | Cottonwood: CAMPROCK 33 kV line | CAMPROCK 33KV | Victor 220kV bus | Rurals Region | Camprock | Victor 220/115 System | Cottonwood 115/33 (D) |  |  |  |  | Victor | Check | Check |  | 1 |  | FALSE | Victor | Check | [12 empty] | 0 | 0
WDT396 | 2010-04-14 | 2009-10-30 |  | WDAT | SGIP | Serial | Inactive | Withdrawn | 2010-08-02 | Withdrawn (No Agrmt) | No |  |  | Photovoltaic(3) | 3 | Kern | CA | 2011-06-01 | 2011-06-01 | Cantil Substation | HEAVY 33KV | Kramer 220kV bus | Rurals Region | Heavy | Kramer 220/115 System | Randsburg 115/33 (D) |  |  |  |  | Kramer | Check | Check |  | 1 |  | FALSE | Kramer | Check | [12 empty] | 0 | 0
WDT397 | 2009-11-03 | 2009-11-03 |  | WDAT | SGIP | Serial | Inactive | Withdrawn | 2010-01-12 | Withdrawn (No Agrmt) | No |  |  | Photovoltaic(8) | 8 | Kern | CA |  |  | California City | [10 empty] | Check | Check | Check |  | 1 |  | FALSE | [14 empty] | 0 | 0
WDT398 |  | 2009-11-06 |  | WDAT | SGIP | Serial | Inactive | Withdrawn | 2009-12-14 | Withdrawn (No Agrmt) | No |  |  |  | 20 | Kern | CA | 2010-01-01 |  |  | 66kV line (near the intersection of 90th st. and Gaskel Rd.) Tap at pole #843692E | [9 empty] | Check | Check | Check |  | 1 |  | FALSE | [14 empty] | 0 | 0
WDT400 | 2010-02-01 | 2009-11-12 |  | WDAT | CLGIP | QC_002 | Active - Post IA | Construction |  | Executed - In Effect | Yes | 2012-03-30 |  | Wind Turbine(33.6) | 30 | Riverside | CA | 2012-04-01 | 2012-04-01 | A tap to the SCE’s Devers-Banning-Windpark 115 kV line | A tap to the SCE’s Devers-Banning-Windpark 115 kV line | Devers 220 kV Bus | Desert Region |  | Devers 220/115 System |  | Devers | 230 | Devers | 230 | Devers | 230 |  |  | 1 |  | TRUE | Devers | 230 |  | 33.6) |  |  |  |  | 33.6 | [5 empty] | 0 | 1
WDT401 | 2008-10-08 | 2008-10-08 | 2008-10-14 | WDAT | SGIP | Serial | Inactive | Withdrawn | 2014-03-28 | Withdrawn (No Agrmt) | No |  |  | Wind Turbine(20) | 20 | Riverside | CA | 2009-12-01 | 2009-12-01 | Devers - Garnet - Venwind 115 kV Line |  | Devers 220/115 | [8 empty] | Devers | 230 |  |  | 1 |  | FALSE | Devers | 230 | [12 empty] | 0 | 0
WDT402 | 2009-11-25 | 2009-11-25 | 2010-01-12 | WDAT | SGIP | Serial | Active - Post IA | In-Service |  | Executed - In Effect | Yes | 2012-11-21 |  | Photovoltaic(10) | 10 | Kern | CA | 2012-12-01 | 2013-09-15 | Discovery 12 kV Distribution Line out of the Goldtown 66/12 kV Substation | Discovery 12 kV Distribution Line out of the Goldtown 66/12 kV Substation | Windhub 220 kV bus | North Coast Region | Discovery | Windhub 220/66 System | Goldtown 66/12 (D) | Windhub | 230 |  |  | Windhub | 230 |  |  | 1 |  | FALSE | Windhub | 230 | [12 empty] | 1 | 1
WDT403 | 2009-11-30 | 2009-11-30 | 2009-12-14 | WDAT | SGIP | Fast Track | Active - Post IA | In-Service (Conditional PTO) |  | Executed - In Effect | Yes | 2011-09-08 |  | Photovoltaic(2) | 2 | Los Angeles | CA | 2010-12-31 | 2011-10-20 | BIG PINES 12KV | BIG PINES 12KV | Antelope 220/66 | North Coast Region | Big Pines | Antelope 220/66 System | Little Rock 66/12 (D) |  |  |  |  | Antelope | 230 |  |  | 1 |  | FALSE | Antelope | 230 | [12 empty] | 0 | 1
WDT404 | 2009-11-30 | 2009-11-30 | 2009-12-14 | WDAT | SGIP | Serial | Active - Post IA | In-Service |  | Filed Executed | Yes | 2013-11-15 |  | Photovoltaic(10) | 10 | Los Angeles | CA | 2010-12-31 | 2010-12-31 | Little Rock - Wilsona 66 kV Line | Little Rock 66kV line | Antelope 220/66 |  |  |  |  | Antelope | 230 |  |  | Antelope | 230 |  |  | 1 |  | FALSE | Antelope | 230 | [12 empty] | 1 | 0
WDT405 | 2009-11-30 | 2009-11-30 | 2009-12-14 | WDAT | SGIP | Fast Track | Inactive | Withdrawn | 2010-07-29 | Withdrawn (No Agrmt) | No |  |  | Photovoltaic(2) | 2 | Kern | CA | 2010-12-31 | 2010-12-31 | Discovery 12kV | DISCOVERY 12KV | Windhub 220/66 | North Coast Region | Discovery | Windhub 220/66 System | Goldtown 66/12 (D) |  |  |  |  | Windhub | 230 |  |  | 1 |  | FALSE | Windhub | 230 | [12 empty] | 0 | 0
WDT406 | 2010-02-24 | 2009-12-04 | 2010-02-24 | WDAT | SGIP | Serial | Inactive | IA Terminated |  | Terminated | Yes | 2014-01-08 | 2014-05-28 | Photovoltaic(3) | 3 | San Bernardino | CA | 2011-12-15 | 2015-03-02 | TIMCO 12KV | TIMCO 12KV | Victor 220kV bus | Rurals Region | Timco | Victor 220/115 System | Lucerne 33/12 (D) |  |  |  |  | Victor | Check | Check |  | 1 |  | FALSE | Victor | Check | [12 empty] | 0 | 0
WDT407 | 2010-02-24 | 2009-12-04 | 2010-02-24 | WDAT | SGIP | Serial | Inactive | Withdrawn | 2013-02-15 | Withdrawn (No Agrmt) | No |  |  | Photovoltaic(20) | 20 | Kern | CA | 2011-12-15 | 2011-12-15 | Rector 66 kV Bus | Rector 66kV | Rector 220kV bus | [8 empty] | Rector | Check | Check |  | 1 |  | FALSE | Rector | Check | [12 empty] | 0 | 0
WDT408 |  | 2009-12-09 |  | WDAT | SGIP | Serial | Inactive | Withdrawn | 2009-12-17 | Withdrawn (No Agrmt) | No |  |  |  | 0.28 | Los Angeles | CA | 2012-12-01 | [12 empty] | Check | Check | Check |  | 1 |  | FALSE | [14 empty] | 0 | 0
WDT409 | 2009-12-09 | 2009-12-09 |  | WDAT | SGIP | Serial | Active - Post IA | In-Service |  | Executed - In Effect | Yes | 2013-01-11 |  | Photovoltaic(10) | 10 | San Bernardino | CA | 2012-12-01 | 2014-06-15 | Cottonwood 33 kV Bus | New Circuit #2 - WDAT 409 33KV | Victor 220kV bus | Rurals Region | Drylands | Victor 220/115 System | Cottonwood 115/33 (D) | Victor | 115 |  |  | Victor | Check | Check |  | 1 |  | FALSE | Victor | 115 | [12 empty] | 1 | 1
WDT410 | 2009-12-09 | 2009-12-09 |  | WDAT | SGIP | Serial | Inactive | Withdrawn | 2010-02-25 | Withdrawn (No Agrmt) | No |  |  | Photovoltaic(10) | 10 | Los Angeles | CA | 2012-12-01 | 2012-12-01 | 66kV Little Rock-Wilson line along E. Palmdale Blvd. |  | Antelope 220/66 | [8 empty] | Antelope | 230 |  |  | 1 |  | FALSE | Antelope | 230 | [12 empty] | 0 | 0
WDT411 | 2009-12-09 | 2009-12-09 |  | WDAT | SGIP | Serial | Inactive | Withdrawn | 2010-01-19 | Withdrawn (No Agrmt) | No |  |  | Photovoltaic(10) | 10 | San Bernardino | CA | 2012-12-01 | [12 empty] | Check | Check | Check |  | 1 |  | FALSE | [14 empty] | 0 | 0
WDT412 | 2009-12-09 | 2009-12-09 |  | WDAT | SGIP | Serial | Inactive | Withdrawn | 2010-01-19 | Withdrawn (No Agrmt) | No |  |  | Photovoltaic(10) | 10 | Kern | CA | 2012-12-01 |  | Ridgecrest Substation | [10 empty] | Check | Check | Check |  | 1 |  | FALSE | [14 empty] | 0 | 0
WDT413 |  | 2009-12-11 |  | WDAT | SGIP | Serial | Inactive | Withdrawn | 2009-12-18 | Withdrawn (No Agrmt) | No |  |  |  | 0.28 | Los Angeles | CA | 2012-12-01 | [12 empty] | Check | Check | Check |  | 1 |  | FALSE | [14 empty] | 0 | 0
WDT414 | 2010-02-08 | 2009-12-30 | 2010-02-08 | WDAT | SGIP | Serial | Inactive | Withdrawn | 2010-04-15 | Withdrawn (No Agrmt) | No |  |  | Photovoltaic(5.6) | 5.6 | Los Angeles | CA | 2010-10-06 | 2010-10-06 | Littlerock Generating Substation @ 36051 106th St. East, Littlerock, CA 81311 | CALLI VALLI 12KV | Antelope 220/66 | North Coast Region | Calli Valli | Antelope 220/66 System | Little Rock 66/12 (D) |  |  |  |  | Antelope | 230 |  |  | 1 |  | FALSE | Antelope | 230 | [12 empty] | 0 | 0
WDT415 |  | 2010-01-11 |  | WDAT | SGIP | Serial | Inactive | Withdrawn | 2010-04-14 | Withdrawn (No Agrmt) | No |  |  | Photovoltaic(5) | 5 | Riverside | CA | 2011-06-01 | 2011-06-01 | Carancho 12kV | CARANCHO 12KV | Valley 500/115 | San Jacinto Valley Region | Carancho | Valley 'D' 500/115 System | Carancho P.T. 33/12 (A) |  |  |  |  | Valley | 500 | Check |  | 1 |  | FALSE | Valley | 500 | [12 empty] | 0 | 0
WDT416 | 2010-01-18 | 2010-01-18 |  | WDAT | SGIP | Serial | Inactive | Withdrawn | 2010-12-06 | Withdrawn (No Agrmt) | No |  |  | Photovoltaic(20) | 20 | Riverside | CA | 2011-09-01 | 2011-12-31 | Eagle Mountain 33 kV bus |  | Blythe (WALC) 161kV bus | Rurals Region |  | Blythe (WALC) 161/33 System | Blythe City 33/12 (D) |  |  |  |  | Blythe | Check | Check |  | 1 |  | FALSE | Blythe | Check | [12 empty] | 0 | 0
WDT417 | 2010-01-19 | 2010-01-19 |  | WDAT | SGIP | Serial | Inactive | Withdrawn | 2011-07-15 | Withdrawn (No Agrmt) | No |  |  | Photovoltaic(5.5) | 5.5 | Kern | CA | 2010-10-01 | 2010-10-01 | Highway Six 12kV circuit out of Inyokern Substation, SCE Pole #40289663 | HIGHWAY SIX 12KV | Kramer 220kV bus | Rurals Region | Highway Six | Kramer 220/115 System | Inyokern 33/12 (D) |  |  |  |  | Kramer | Check | Check |  | 1 |  | FALSE | Kramer | Check | [12 empty] | 0 | 0
WDT418 | 2010-01-19 | 2010-01-19 |  | WDAT | SGIP | Serial | Inactive | Withdrawn | 2011-05-26 | Withdrawn (No Agrmt) | No |  |  | Photovoltaic(10) | 10 | San Bernardino | CA | 2012-12-01 | 2012-12-01 | Camp Rock 33 kV line out of Cottonwood Substation | CAMPROCK 33KV | Victor 220kV bus | Rurals Region | Gobar | Victor 220/115 System | Cottonwood 115/33 (D) |  |  |  |  | Victor | Check | Check |  | 1 |  | FALSE | Victor | Check | [12 empty] | 0 | 0
WDT419 | 2010-02-09 | 2010-01-21 | 2010-02-09 | WDAT | SGIP | Serial | Inactive | Withdrawn | 2011-11-28 | Withdrawn (No Agrmt) | No |  |  | Photovoltaic(20) | 20 | Kern | CA | 2011-12-01 | 2011-12-01 | Randsburg: HEAVY 33 kV line | HEAVY 33KV | Kramer 220kV bus | Rurals Region | Heavy | Kramer 220/115 System | Randsburg 115/33 (D) |  |  |  |  | Kramer | Check | Check |  | 1 |  | FALSE | Kramer | Check | [12 empty] | 0 | 0
WDT420 | 2010-03-02 | 2010-01-25 | 2010-03-02 | WDAT | SGIP | Serial | Inactive | Withdrawn | 2011-03-14 | Withdrawn (No Agrmt) | No |  |  | Photovoltaic(20) | 20 | Kern | CA | 2012-06-01 | 2012-06-01 | Castle Butte 33 kV line out of Randsburg Substation | CASTLE BUTTE 33KV | Kramer 220kV bus | Rurals Region | Castle Butte | Kramer 220/115 System | Edwards 115/33 (D) |  |  |  |  | Kramer | Check | Check |  | 1 |  | FALSE | Kramer | Check | [12 empty] | 0 | 0
WDT421 | 2010-01-25 | 2010-01-25 |  | WDAT | SGIP | Serial | Active - Post IA | In-Service |  | Executed - In Effect | Yes | 2013-01-11 |  | Photovoltaic(20) | 20 | San Bernardino | CA | 2012-06-30 | 2012-06-30 | Cottonwood 33 kV Bus | New Circuit #1 - WDAT 421 33KV | Victor 220kV bus | Rurals Region | Drylands | Victor 220/115 System | Cottonwood 115/33 (D) | Victor | 115 |  |  | Victor | Check | Check |  | 1 |  | FALSE | Victor | 115 | [12 empty] | 1 | 1
WDT422 | 2010-01-25 | 2010-01-25 | 2010-02-09 | WDAT | SGIP | Fast Track | Inactive | Withdrawn | 2011-03-02 | Withdrawn (No Agrmt) | No |  |  | Photovoltaic(2) | 2 | San Bernardino | CA | 2010-12-31 | 2010-12-31 | Hi Desert: SANTANA 33 kV line | SANTANA 33KV | Devers 220/115 | Desert Region | Santana | Devers 220/115 System | Hi Desert 115/33 (D) |  |  |  |  | Devers | 230 |  |  | 1 |  | FALSE | Devers | 230 | [12 empty] | 0 | 0
WDT423 | 2010-01-26 | 2010-01-26 | 2010-02-09 | WDAT | SGIP | Fast Track | Active - Post IA | In-Service (Conditional PTO) |  | Executed - In Effect | Yes | 2011-09-08 |  | Photovoltaic(2) | 2 | San Bernardino | CA | 2010-12-31 | 2011-10-20 | MELODY 25KV | MELODY 25KV | Devers 220/115 | Desert Region | Melody | Devers 220/115 System | Hi Desert 33/25 (D) |  |  |  |  | Devers | 230 |  |  | 1 |  | FALSE | Devers | 230 | [12 empty] | 0 | 1
WDT424 | 2011-01-18 | 2010-01-15 | 2011-01-18 | WDAT | SGIP | Serial | Inactive | Withdrawn | 2011-04-06 | Withdrawn (No Agrmt) | No |  |  | Photovoltaic(5) | 5 | San Bernardino | CA | 2011-07-01 | 2011-07-01 | Poco 33kV line | POCO 33KV |  | Rurals Region | Poco | Kramer 220/115 System | Tortilla 115/33 (D) |  |  |  |  | Check | Check | Check |  | 1 |  | FALSE | [14 empty] | 0 | 0
WDT425 | 2010-02-01 | 2010-01-29 | 2010-03-24 | WDAT | CLGIP | QC_002 | Inactive | Withdrawn | 2012-09-12 | Withdrawn (No Agrmt) | No |  |  | Photovoltaic(37.5) | 37.5 | Kern | CA | 2012-05-01 | 2012-06-01 | Weldon Substation 66 kV Bus | Vestal 66kV | Vestal 220kV bus | [8 empty] | Vestal | Check | Check |  | 1 |  | FALSE | Vestal | Check | [12 empty] | 0 | 0
WDT426 | 2010-01-29 | 2010-01-29 | 2010-02-05 | WDAT | SGIP | Fast Track | Active - Post IA | In-Service |  | Executed - In Effect | Yes | 2010-11-12 |  | Photovoltaic(1.5) | 1.5 | San Bernardino | CA | 2011-01-01 | 2011-01-01 | MOSQUITO 12KV | DEACANO 12KV | Chino 220/66 | Metro East Region | Tigercat | Chino 220/66 System | Kimball 66/12 (D) |  |  |  |  | Chino | 230 |  |  | 1 |  | FALSE | Chino | 230 | [12 empty] | 1 | 1
WDT427 | 2010-01-29 | 2010-01-29 | 2010-04-09 | WDAT | SGIP | Fast Track | Inactive | IA Terminated |  | Terminated | Yes | 2012-06-21 | 2013-10-30 | Photovoltaic(0.75) | 0.75 | San Bernardino | CA | 2011-01-01 | 2013-08-31 | Deacano 12 kV Line | MOSQUITO 12KV | Chino 220/66 | Metro East Region | Mosquito | Chino 220/66 System | Kimball 66/12 (D) |  |  |  |  | Chino | 230 |  |  | 1 |  | FALSE | Chino | 230 | [12 empty] | 0 | 0
WDT428 | 2010-01-29 | 2010-01-29 | 2010-04-09 | WDAT | SGIP | Fast Track | Inactive | IA Terminated |  | Terminated | Yes | 2012-08-14 | 2013-10-30 | Photovoltaic(1.5) | 1.5 | San Bernardino | CA | 2011-01-01 | 2013-08-31 | MOSQUITO 12KV | MOSQUITO 12KV | Chino 220/66 | Metro East Region | Mosquito | Chino 220/66 System | Kimball 66/12 (D) |  |  |  |  | Chino | 230 |  |  | 1 |  | FALSE | Chino | 230 | [12 empty] | 0 | 0
WDT429 | 2010-01-29 | 2010-01-29 | 2010-04-09 | WDAT | SGIP | Fast Track | Inactive | Withdrawn | 2014-06-13 | Withdrawn (No Agrmt) | No |  |  | Photovoltaic(1.5) | 1.5 | San Bernardino | CA | 2011-01-01 | 2013-08-31 | MOSQUITO 12KV | DEACANO 12KV | Chino 220/66 | Metro East Region | Deacano | Chino 220/66 System | Soquel 66/12 (D) |  |  |  |  | Chino | 230 |  |  | 1 |  | FALSE | Chino | 230 | [12 empty] | 0 | 0
WDT430 | 2010-02-01 | 2010-01-29 |  | WDAT | CLGIP | QC_002 | Inactive | Withdrawn | 2010-03-26 | Withdrawn (No Agrmt) | No |  |  | Photovoltaic(120) | 120 | San Bernardino | CA | 2012-10-01 | 2012-10-01 | Victor-Gale 115 kV line | [10 empty] | Check | Check | Check |  | 1 |  | FALSE | [14 empty] | 0 | 0
WDT431 | 2010-02-01 | 2010-01-29 |  | WDAT | CLGIP | QC_002 | Inactive | Withdrawn | 2010-12-18 | Withdrawn (No Agrmt) | No |  |  | Photovoltaic(100) | 100 | Los Angeles | CA | 2013-04-15 | 2013-04-15 | Pearlblossom-Vincent 230kV line | [10 empty] | Check | Check | Check |  | 1 |  | FALSE | [14 empty] | 0 | 0
WDT432 |  | 2010-01-29 |  | WDAT | CLGIP | QC_002 | Inactive | Withdrawn | 2010-03-31 | Withdrawn (No Agrmt) | No |  |  | Photovoltaic(70) | 70 | San Bernardino | CA | 2013-05-01 | 2013-05-01 | Cottonwood-Savage 115 kV line |  | Victor 220kV bus | [8 empty] | Victor | Check | Check |  | 1 |  | FALSE | Victor | Check | [12 empty] | 0 | 0
WDT433 | 2010-02-01 | 2010-01-29 | 2010-02-22 | WDAT | CLGIP | QC_002 | Active - Post IA | In-Service |  | Filed Executed | Yes | 2014-03-17 |  | Photovoltaic(35.53) | 34 | Tulare | CA | 2011-06-01 | 2016-03-15 | Vestal-Kern River 3 66 kV Line | Vestal-Kern River 3 66 kV Line | Vestal 220kV bus |  |  |  |  | Vestal | 230 |  |  | Vestal | Check | Check |  | 1 |  | FALSE | Vestal | 230 | [12 empty] | 1 | 0
WDT434 | 2010-02-01 | 2010-02-01 |  | WDAT | SGIP | Fast Track | Inactive | Withdrawn | 2010-05-12 | Withdrawn (No Agrmt) | No |  |  | Photovoltaic(2) | 2 | Kern | CA | 2010-12-31 | 2010-12-31 | Discovery 12kV | DISCOVERY 12KV | Windhub 220/66 | North Coast Region | Discovery | Windhub 220/66 System | Goldtown 66/12 (D) |  |  |  |  | Windhub | 230 |  |  | 1 |  | FALSE | Windhub | 230 | [12 empty] | 0 | 0
WDT435 | 2010-02-03 | 2010-02-03 | 2010-03-02 | WDAT | SGIP | Serial | Active - Post IA | In-Service |  | Executed - In Effect | Yes | 2013-11-22 |  | Photovoltaic(20) | 20 | Kern | CA | 2011-07-31 | 2016-05-06 | Windhub Substation at the 66 kV bus | Windhub Substation at the 66 kV bus | Windhub Substation at the 220 kV bus | North Coast Region |  | Antelope 220/66 System |  | Windhub | 230 | Windhub | 230 | Windhub | Check | Check |  | 1 |  | FALSE | Windhub | 230 | [12 empty] | 1 | 1
WDT437 | 2010-08-20 | 2010-02-12 | 2010-08-20 | WDAT | SGIP | Serial | Inactive | Withdrawn | 2010-11-18 | Withdrawn (No Agrmt) | No |  |  | Photovoltaic(20) | 20 | La Paz | AZ | 2010-01-01 | 2010-01-01 | APS Ehrenberg Substation | GIN 33KV | Blythe (WALC) 161kV bus | Rurals Region | Gin | Blythe (WALC) 161/33 System | Blythe City 33/33 (D) |  |  |  |  | Blythe | Check | Check |  | 1 |  | FALSE | Blythe | Check | [12 empty] | 0 | 0
WDT438 | 2010-08-20 | 2010-02-12 | 2010-08-20 | WDAT | SGIP | Serial | Inactive | Withdrawn | 2010-11-18 | Withdrawn (No Agrmt) | No |  |  | Photovoltaic(20) | 20 | Riverside | AZ | 2010-01-01 | 2010-01-01 | APS Ehrenberg Substation | GIN 33KV | Blythe (WALC) 161kV bus | Rurals Region | Gin | Blythe (WALC) 161/33 System | Blythe City 33/33 (D) |  |  |  |  | Blythe | Check | Check |  | 1 |  | FALSE | Blythe | Check | [12 empty] | 0 | 0
WDT439 | 2010-05-20 | 2010-02-16 | 2010-03-17 | WDAT | SGIP | Serial | Active - Post IA | In-Service |  | Executed - In Effect | Yes | 2014-11-20 |  | Photovoltaic(20) | 20 | Tulare | CA | 2010-12-01 | 2016-10-20 | Vestal 66 kV Bus | Vestal-Terra-Bella 66 kV substransmission line | Vestal 220kV bus | San Joaquin Region |  | Vestal 220/66 System |  | Vestal | 230 |  |  | Vestal | Check | Check |  | 1 |  | FALSE | Vestal | 230 | [12 empty] | 1 | 1
WDT440 | 2010-04-05 | 2010-02-19 | 2010-04-05 | WDAT | SGIP | Serial | Active - Post IA | In-Service (Conditional PTO) |  | Executed - In Effect | Yes | 2013-12-05 |  | Photovoltaic(4) | 4 | Riverside | CA | 2012-06-01 | 2014-07-01 | TRAM 33KV | TRAM 33KV | Devers 220kV | Desert Region | Tram | Devers 220/115 System | Garnet 115/33 (D) |  |  |  |  | Devers | Check | Check | Devers230 | 1 |  | FALSE | Devers | 230 | [12 empty] | 0 | 1
WDT441 | 2011-03-31 | 2010-02-19 | 2011-03-31 | WDAT | SGIP | WDAT SGIP Transition | Inactive | Withdrawn | 2012-04-17 | Withdrawn (No Agrmt) | No |  |  | Photovoltaic(5) | 5 | Riverside | CA | 2012-12-01 | 2012-12-01 | Defrain: Wedge 12 kV Line | WEDGE 12KV | Blythe (WALC) 161kV bus | Rurals Region | Wedge | Blythe (WALC) 161/33 System | Defrain 33/12 (D) |  |  |  |  | Blythe | Check | Check |  | 1 |  | FALSE | Blythe | Check | [12 empty] | 0 | 0
WDT442 |  | 2010-02-26 |  | WDAT | SGIP | Serial | Inactive | Withdrawn | 2010-04-07 | Withdrawn (No Agrmt) | No |  |  | Photovoltaic(20) | 20 | Kern | CA | 2010-12-31 |  | Heavy 33kV | HEAVY 33KV |  | Rurals Region | Heavy | Kramer 220/115 System | Randsburg 115/33 (D) |  |  |  |  | Check | Check | Check |  | 1 |  | FALSE | [14 empty] | 0 | 0
WDT443 | 2010-02-26 | 2010-02-26 | 2010-03-19 | WDAT | SGIP | Serial | Inactive | Withdrawn | 2011-10-07 | Withdrawn (No Agrmt) | No |  |  | Photovoltaic(6.5) | 6.5 | Los Angeles | CA | 2010-12-01 | 2010-12-01 | Trophy: Show 12 kV Line | SHOW 12KV | Chino 220kV bus | Metro East Region | Show | Chino 220/66 System | Trophy 66/12 (D) |  |  |  |  | Chino | Check | Check |  | 1 |  | FALSE | Chino | Check | [12 empty] | 0 | 0
WDT444 | 2010-02-26 | 2010-02-26 | 2010-03-19 | WDAT | SGIP | Fast Track | Active - Post IA | In-Service |  | Executed - In Effect | Yes | 2010-11-01 |  | Photovoltaic(1.5) | 1.5 | Los Angeles | CA | 2010-12-01 | 2010-12-01 | TRIDENT 12KV | GridlockGridlock 12kV | Walnut 220/66 | Metro East Region | Gridlock | Walnut 220/66 System | Nogales 66/12 (D) |  |  |  |  | Walnut | 230 |  |  | 1 |  | FALSE | Walnut | 230 | [12 empty] | 1 | 1
WDT445 | 2010-04-20 | 2010-02-26 | 2010-04-01 | WDAT | SGIP | Serial | Inactive | Withdrawn | 2010-10-16 | Withdrawn (No Agrmt) | No |  |  | Photovoltaic(10) | 10 | Los Angeles | CA | 2010-12-01 | 2010-12-01 | SCE Coolwater Hwy 40, Dagget, CA 92327 | LUZ 33KV | Kramer 220kV bus | Rurals Region | Luz | Kramer 220/115 System | Gale 115/33 (D) |  |  |  |  | Kramer | Check | Check |  | 1 |  | FALSE | Kramer | Check | [12 empty] | 0 | 0
WDT446 | 2010-04-20 | 2010-02-26 | 2010-04-01 | WDAT | SGIP | Serial | Inactive | Withdrawn | 2010-10-16 | Withdrawn (No Agrmt) | No |  |  | Photovoltaic(10) | 10 | San Bernardino | CA | 2010-12-01 | 2010-12-01 | SCE Coolwater Hwy 40, Dagget, CA 92327 | LUZ 33KV | Kramer 220kV bus | Rurals Region | Luz | Kramer 220/115 System | Gale 115/33 (D) |  |  |  |  | Kramer | Check | Check |  | 1 |  | FALSE | Kramer | Check | [12 empty] | 0 | 0
WDT447 |  | 2010-02-26 |  | WDAT | SGIP | Serial | Inactive | Withdrawn | 2010-03-30 | Withdrawn (No Agrmt) | No |  |  | Photovoltaic(0.5) | 0.5 |  | CA | 2010-09-01 | 2010-09-01 | SCE Coolwater Hwy 40, Dagget, CA 92327 | Centaur 12kV | San Bernardino 220/66 | Desert Region | Centaur | San Bernardino 220/66 System | San Bernardino 66/12 (D) |  |  |  |  | San | Check | Check |  | 1 |  | FALSE | San | Check | [12 empty] | 0 | 0
WDT448 | 2010-03-01 | 2010-03-01 |  | WDAT | SGIP | Fast Track | Inactive | IA Terminated |  | Terminated | Yes | 2010-07-14 | 2011-08-01 | Photovoltaic(1.5) | 1.5 | San Bernardino | CA | 2010-11-23 | 2010-11-23 | Bloomington: FLATCAR 12 kV line | FLATCAR 12KV | Vista 220/66 | Desert Region | Flatcar | Vista A 220/66 System | Bloomington 66/12 (D) |  |  |  |  | Vista | 230 | Check |  | 1 |  | FALSE | Vista | 230 | [12 empty] | 0 | 0
WDT449 | 2010-03-01 | 2010-03-01 |  | WDAT | SGIP | Fast Track | Inactive | IA Terminated |  | Terminated | Yes | 2010-06-10 | 2011-08-01 | Photovoltaic(1) | 1 | San Bernardino | CA | 2010-11-23 | 2010-11-23 | CPT6-9199, Cleaveland Ave, Rancho Cucamonga | Hanks 12kV | Padua 220/66 | Metro East Region | Hanks | Padua 220/66 System | Cucamonga 66/12 (D) |  |  |  |  | Padua | 230 |  |  | 1 |  | FALSE | Padua | 230 | [12 empty] | 0 | 0
WDT450 | 2010-03-01 | 2010-03-01 | 2013-01-22 | WDAT | SGIP | Fast Track | Active - Post IA | In-Service |  | Executed - In Effect | Yes | 2011-08-08 |  | Photovoltaic(1) | 1 | San Bernardino | CA | 2010-11-05 | 2010-11-05 | Milliken: Bacardi 12 kV Line | BACARDI 12KV | Mira Loma 220/66 | Metro East Region | Bacardi | Mira Loma 220/66 System | Milliken 66/12 (D) |  |  |  |  | Mira | Check | Check | Mira Loma230 | 1 |  | FALSE | Mira Loma | 230 | [12 empty] | 1 | 1
WDT451 | 2010-03-01 | 2010-03-01 | 2013-01-22 | WDAT | SGIP | Fast Track | Active - Post IA | In-Service |  | Executed - In Effect | Yes | 2011-08-08 |  | Photovoltaic(1) | 1 | San Bernardino | CA | 2010-11-05 | 2010-11-05 | Milliken: Bacardi 12 kV Line | BACARDI 12KV | Mira Loma 220/66 | Metro East Region | Bacardi | Mira Loma 220/66 System | Milliken 66/12 (D) |  |  |  |  | Mira | Check | Check | Mira Loma230 | 1 |  | FALSE | Mira Loma | 230 | [12 empty] | 1 | 1
WDT452 |  | 2010-03-01 |  | WDAT | SGIP | Serial | Inactive | Withdrawn | 2010-03-31 | Withdrawn (No Agrmt) | No |  |  | Photovoltaic(10) | 10 | San Bernardino | CA | 2012-09-01 |  | Cady Substation at 34.5 kV | BAROID 33KV |  | Rurals Region | Baroid | Kramer 220/115 System | Gale 115/33 (D) |  |  |  |  | Check | Check | Check |  | 1 |  | FALSE | [14 empty] | 0 | 0
WDT453 | 2010-03-01 | 2010-03-01 | 2010-04-08 | WDAT | SGIP | Serial | Inactive | IA Terminated |  | Terminated | Yes | 2011-11-01 | 2012-12-13 | Photovoltaic(5) | 5 | Los Angeles | CA | 2011-10-01 | 2013-09-01 | PALMDALE: CALIBER 12 kV Line | CALIBER 12KV | Antelope 220/66 | North Coast Region | Caliber | Antelope 220/66 System | Palmdale 66/12 (D) |  |  |  |  | Antelope | 230 |  |  | 1 |  | FALSE | Antelope | 230 | [12 empty] | 0 | 0
WDT454 |  | 2010-03-01 |  | WDAT | SGIP | Serial | Inactive | Withdrawn | 2010-03-31 | Withdrawn (No Agrmt) | No |  |  | Photovoltaic(10) | 10 | San Bernardino | CA | 2012-06-01 |  | Harvard Substation | BAROID 33KV |  | Rurals Region | Baroid | Kramer 220/115 System | Gale 115/33 (D) |  |  |  |  | Check | Check | Check |  | 1 |  | FALSE | [14 empty] | 0 | 0
WDT455 | 2010-04-15 | 2010-03-01 |  | WDAT | SGIP | Serial | Inactive | Withdrawn | 2011-03-29 | Withdrawn (No Agrmt) | No |  |  | Photovoltaic(18) | 18 | San Bernardino | CA | 2012-12-01 | 2012-12-01 | Lucerne Substation at 34.5 kV | GOBAR 33KV | Victor 220kV bus | Rurals Region | Gobar | Victor 220/115 System | Cottonwood 115/33 (D) |  |  |  |  | Victor | Check | Check |  | 1 |  | FALSE | Victor | Check | [12 empty] | 0 | 0
WDT456 | 2010-03-08 | 2010-03-08 | 2010-08-18 | WDAT | SGIP | Serial | Inactive | Withdrawn | 2012-01-25 | Withdrawn (No Agrmt) | No |  |  | Photovoltaic(4.5) | 4.5 | Kern | CA | 2011-06-01 | 2011-06-01 | Vestal 66 kV Bus | MCFARLAND 12KV | Vestal 220kV bus | San Joaquin Region | McFarland | Vestal 220/66 System | Browning 66/12 (D) |  |  |  |  | Vestal | Check | Check |  | 1 |  | FALSE | Vestal | Check | [12 empty] | 0 | 0
WDT458 | 2010-03-17 | 2010-03-17 | 2010-04-29 | WDAT | SGIP | Serial | Active - Post IA | In-Service |  | Executed - In Effect | Yes | 2011-12-14 |  | Photovoltaic(12) | 12 | San Bernardino | CA | 2011-12-31 | 2011-12-31 | SANTANA 33KV | SANTANA 33KV | Devers 220kV bus | Desert Region | Santana | Devers 220/115 System | Hi Desert 115/33 (D) | Devers | 230 | Devers | 230 | Devers | Check | Check |  | 1 |  | FALSE | Devers | 230 | [12 empty] | 1 | 1
WDT459 | 2010-03-17 | 2010-03-17 | 2010-04-29 | WDAT | SGIP | Serial | Active - Post IA | In-Service |  | Executed - In Effect | Yes | 2012-03-23 |  | Photovoltaic(9) | 9 | San Bernardino | CA | 2011-12-31 | 2011-12-31 | SHEEPHOLE 33KV | SHEEPHOLE 33KV | Devers 220kV bus | Desert Region | Sheephole | Devers 220/115 System | Hi Desert 115/33 (D) | Devers | 230 | Devers | 230 | Devers | Check | Check |  | 1 |  | FALSE | Devers | 230 | [12 empty] | 1 | 1
WDT460 | 2010-03-23 | 2010-03-23 | 2010-04-07 | WDAT | SGIP | Serial | Inactive | Withdrawn | 2011-06-20 | Withdrawn (No Agrmt) | No |  |  | Photovoltaic(15) | 15 | Kern | CA | 2012-06-30 | 2012-06-30 | Frazier Park - Gorman 66 kV Line | 66 kV bus at Gorman Substation | Antelope 220/66 | [8 empty] | Antelope | 230 |  |  | 1 |  | FALSE | Antelope | 230 | [12 empty] | 0 | 0
WDT461 | 2010-04-02 | 2010-04-02 | 2010-04-09 | WDAT | SGIP | Serial | Active - Post IA | In-Service |  | Executed - In Effect | Yes | 2011-06-09 |  | Photovoltaic(5) | 5 | Tulare | CA | 2010-11-23 | 2010-11-23 | CLOER 12KV | CLOER 12KV | Vestal 220kV bus | San Joaquin Region | Cloer | Vestal 220/66 System | Poplar 66/12 (D) | Vestal | 230 |  |  | Vestal | Check | Check |  | 1 |  | FALSE | Vestal | 230 | [12 empty] | 1 | 1
WDT462 | 2010-04-02 | 2010-04-02 | 2010-07-12 | WDAT | SGIP | Serial | Inactive | Withdrawn | 2012-02-09 | Withdrawn (No Agrmt) | No |  |  | Photovoltaic(8) | 8 | Riverside | CA | 2010-11-23 | 2010-11-23 | Oliver 33kV | OLIVER 33KV | Valley 500kV bus | San Jacinto Valley Region | Oliver | Valley 'AB' 500/115 System | Alessandro 115/33 (D) |  |  |  |  | Valley | Check | Check |  | 1 |  | FALSE | Valley | Check | [12 empty] | 0 | 0
WDT462ISP | 2011-08-29 | 2011-08-29 | 2011-09-15 | WDAT | GIP - ISP | ISP | Active - Post IA | In-Service |  | Executed - In Effect | Yes | 2012-06-01 | 2019-11-30 | Photovoltaic(8) | 8 | Riverside | CA | 2012-06-01 | 2012-06-01 | Bunker: CHANEY 12 kV line | CHANEY 12KV | Valley 500kV | San Jacinto Valley Region | Chaney | Valley 'AB' 500/115 System | Bunker 115/12 (D) | Valley (SCE) | 500 | Valley (SCE) | 500 | Valley | Check | Check |  | 1 |  | FALSE | Valley | 500 | [12 empty] | 1 | 1
WDT463 | 2010-04-07 | 2010-04-07 | 2010-04-28 | WDAT | SGIP | Fast Track | Inactive | IA Terminated |  | Terminated | Yes | 2013-11-13 | 2014-01-24 | Photovoltaic(1) | 1 | San Bernardino | CA | 2012-12-01 | 2011-04-30 | METRO 12KV | Metro 12kV | Padua 220/66 | Metro East Region | Metro | Padua 220/66 System | Upland 66/12 (D) |  |  |  |  | Padua | 230 |  |  | 1 |  | FALSE | Padua | 230 | [12 empty] | 0 | 0
WDT464 | 2010-04-07 | 2010-04-07 | 2010-04-28 | WDAT | SGIP | Fast Track | Inactive | IA Terminated |  | Terminated | Yes | 2013-11-13 | 2014-01-24 | Photovoltaic(0.5) | 0.5 | San Bernardino | CA | 2012-12-01 | 2011-04-30 | ABSOLUT 12KV | ABSOLUT 12KV | Mira Loma 220/66 | Metro East Region | Absolut | Mira Loma 220/66 System | Milliken 66/12 (D) |  |  |  |  | Mira | Check | Check |  | 1 |  | FALSE | Mira | Check | [12 empty] | 0 | 0
WDT465 | 2010-04-07 | 2010-04-07 |  | WDAT | SGIP | Fast Track | Inactive | IA Terminated |  | Terminated | Yes | 2011-03-31 | 2012-06-21 | Photovoltaic(0.5) | 0.5 | San Bernardino | CA | 2012-12-01 | 2011-04-30 | Milliken: Absolut 12 kV Line | ABSOLUT 12KV | Mira Loma 220/66 | Metro East Region | Absolut | Mira Loma 220/66 System | Milliken 66/12 (D) |  |  |  |  | Mira | Check | Check |  | 1 |  | FALSE | Mira | Check | [12 empty] | 0 | 0
WDT466 | 2010-04-07 | 2010-04-07 | 2010-04-29 | WDAT | SGIP | Fast Track | Inactive | IA Terminated |  | Terminated | Yes | 2013-11-13 | 2014-01-24 | Photovoltaic(0.5) | 0.5 | San Bernardino | CA | 2010-12-01 | 2011-04-30 | Milliken: Redlabel 12 kV Line | BLAZE 12KV | Chino 220/66 | Metro East Region | Blaze | Chino 220/66 System | Firehouse 66/12 (D) |  |  |  |  | Chino | 230 |  |  | 1 |  | FALSE | Chino | 230 | [12 empty] | 0 | 0
WDT467 | 2010-04-07 | 2010-04-07 |  | WDAT | SGIP | Fast Track | Inactive | IA Terminated |  | Terminated | Yes | 2011-02-18 | 2013-03-19 | Photovoltaic(0.75) | 0.75 | San Bernardino | CA | 2010-12-01 | 2010-12-01 | Chino: Calmen 12 kV Line | CALMEN 12KV | Chino 220/66 | Metro East Region | Calmen | Chino 220/66 System | Chino 66/12 (D) |  |  |  |  | Chino | 230 |  |  | 1 |  | FALSE | Chino | 230 | [12 empty] | 0 | 0
WDT468 | 2011-03-31 | 2010-04-07 |  | WDAT | SGIP | WDAT SGIP Transition | Inactive | Withdrawn | 2011-06-07 | Withdrawn (No Agrmt) | No |  |  | Photovoltaic(2) | 2 | San Bernardino | CA | 2010-12-01 | 2010-12-01 | Sampras 12kV | SAMPRAS 12KV | Etiwanda 220/66 | Desert Region | Sampras | Etiwanda 220/66 System | Wimbledon 66/12 (D) |  |  |  |  | Etiwanda | 230 |  |  | 1 |  | FALSE | Etiwanda | 230 | [12 empty] | 0 | 0
WDT469 | 2011-03-31 | 2010-04-07 |  | WDAT | SGIP | WDAT SGIP Transition | Inactive | Withdrawn | 2011-06-07 | Withdrawn (No Agrmt) | No |  |  | Photovoltaic(0.75) | 0.75 | San Bernardino | CA | 2012-12-01 | 2012-12-01 | Sampras 12kV | SAMPRAS 12KV | Etiwanda 220/66 | Desert Region | Sampras | Etiwanda 220/66 System | Wimbledon 66/12 (D) |  |  |  |  | Etiwanda | 230 |  |  | 1 |  | FALSE | Etiwanda | 230 | [12 empty] | 0 | 0
WDT470 | 2011-03-31 | 2010-04-07 |  | WDAT | SGIP | WDAT SGIP Transition | Inactive | Withdrawn | 2011-06-07 | Withdrawn (No Agrmt) | No |  |  | Photovoltaic(1) | 1 | San Bernardino | CA | 2010-12-01 | 2010-12-01 | Sampras 12kV | SAMPRAS 12KV | Etiwanda 220/66 | Desert Region | Sampras | Etiwanda 220/66 System | Wimbledon 66/12 (D) |  |  |  |  | Etiwanda | 230 |  |  | 1 |  | FALSE | Etiwanda | 230 | [12 empty] | 0 | 0
WDT471 | 2010-04-07 | 2010-04-07 | 2010-04-29 | WDAT | SGIP | Fast Track | Inactive | IA Terminated |  | Terminated | Yes | 2013-11-13 | 2014-01-24 | Photovoltaic(0.75) | 0.75 | San Bernardino | CA | 2012-12-01 | 2011-05-31 | ANDRETTI 12KV | Andretti 12kV | Padua 220/66 | Metro East Region | Andretti | Padua 220/66 System | Cucamonga 66/12 (D) |  |  |  |  | Padua | 230 |  |  | 1 |  | FALSE | Padua | 230 | [12 empty] | 0 | 0
WDT472 | 2011-03-31 | 2010-04-07 |  | WDAT | SGIP | WDAT SGIP Transition | Inactive | Withdrawn | 2011-06-07 | Withdrawn (No Agrmt) | No |  |  | Photovoltaic(2) | 2 | San Bernardino | CA | 2012-12-01 | 2012-12-01 | Bacardi 12kV | BACARDI 12KV | Mira Loma 220/66 | Metro East Region | Bacardi | Mira Loma 220/66 System | Milliken 66/12 (D) |  |  |  |  | Mira | Check | Check |  | 1 |  | FALSE | Mira | Check | [12 empty] | 0 | 0
WDT473FT | 2010-04-07 | 2010-04-07 | 2010-04-29 | WDAT | SGIP | Fast Track | Active - Post IA | In-Service |  | Executed - In Effect | Yes | 2013-11-13 |  | Photovoltaic(1.75) | 1.75 | San Bernardino | CA | 2010-12-01 | 2010-12-01 | EARNHARDT 12KV | Earnhardt 12kV | Padua 220/66 | Metro East Region | Earnhardt | Padua 220/66 System | Cucamonga 66/12 (D) |  |  |  |  | Padua | 230 |  |  | 1 |  | FALSE | Padua | 230 | [12 empty] | 1 | 1
WDT474 | 2010-04-07 | 2010-04-07 |  | WDAT | SGIP | Fast Track | Inactive | Withdrawn | 2012-03-16 | Withdrawn (No Agrmt) | No |  |  | Photovoltaic(1) | 1 | Los Angeles | CA | 2012-12-01 | 2012-12-01 | La Mirada: Axel 12 kV Line | AXEL 12KV | Del Amo 220/66 | Metro West Region | Axel | Del Amo 220/66 System | La Mirada 66/12 (D) |  |  |  |  | Del | Check | Check |  | 1 |  | FALSE | Del | Check | [12 empty] | 0 | 0
WDT475 | 2010-04-07 | 2010-04-07 | 2010-05-01 | WDAT | GIP - Fast Track | Fast Track | Inactive | IA Terminated |  | Terminated | Yes | 2013-11-13 | 2014-01-24 | Photovoltaic(0.75) | 0.75 | Los Angeles | CA | 2012-12-01 | 2012-12-01 | BUCK 12KV | BUCK 12KV | Del Amo 220/66 | Metro West Region | Buck | Del Amo 220/66 System | La Mirada 66/12 (D) |  |  |  |  | Del | Check | Check |  | 1 |  | FALSE | Del | Check | [12 empty] | 0 | 0
WDT476 | 2010-04-07 | 2010-04-07 |  | WDAT | SGIP | Fast Track | Inactive | IA Terminated |  | Terminated | Yes | 2011-08-17 | 2013-03-19 | Photovoltaic(1.25) | 1.25 | Orange | CA | 2012-12-01 | 2012-12-01 | Chiquita: Shooter 12 kV Line | Shooter 12kV | Viejo 220/66 | Orange Region | Shooter | Viejo 220/66 System | Chiquita 66/12 (D) |  |  |  |  | Viejo | 230 |  |  | 1 |  | FALSE | Viejo | 230 | [12 empty] | 0 | 0
WDT477 | 2010-04-07 | 2010-04-07 |  | WDAT | SGIP | Fast Track | Inactive | Withdrawn | 2012-03-16 | Withdrawn (No Agrmt) | No |  |  | Photovoltaic(1) | 1 | Orange | CA | 2012-12-01 | 2012-12-01 | Lithium 12kV | Lithium 12kV | Viejo 220/66 | Orange Region | Lithium | Viejo 220/66 System | Limestone 66/12 (D) |  |  |  |  | Viejo | 230 |  |  | 1 |  | FALSE | Viejo | 230 | [12 empty] | 0 | 0
WDT478 | 2010-04-07 | 2010-04-07 | 2010-05-01 | WDAT | SGIP | Fast Track | Inactive | IA Terminated |  | Terminated | Yes | 2013-11-13 | 2014-01-24 | Photovoltaic(0.5) | 0.5 | Los Angeles | CA | 2010-12-01 | 2010-12-01 | Zeno 16kV | ZENO 16KV | Lighthipe 220/66 | Metro West Region | Zeno | Lighthipe 220/66 System | Carson 66/16 (D) |  |  |  |  | Lighthipe | 230 |  |  | 1 |  | FALSE | Lighthipe | 230 | [12 empty] | 0 | 0
WDT479 | 2010-04-08 | 2010-04-08 | 2010-05-01 | WDAT | SGIP | Fast Track | Inactive | IA Terminated |  | Terminated | Yes | 2013-11-13 | 2014-01-24 | Photovoltaic(0.5) | 0.5 | Los Angeles | CA | 2010-12-01 | 2010-12-01 | TRIDENT 12KV | Trident 12kV | Walnut 220/66 | Metro East Region | Trident | Walnut 220/66 System | Nogales 66/12 (D) |  |  |  |  | Walnut | 230 |  |  | 1 |  | FALSE | Walnut | 230 | [12 empty] | 0 | 0
WDT480 | 2010-04-08 | 2010-04-08 | 2010-05-05 | WDAT | SGIP | Fast Track | Active - Post IA | In-Service |  | Executed - In Effect | Yes | 2011-06-20 |  | Photovoltaic(1.166) | 1.166 | Los Angeles | CA | 2011-03-01 | 2011-03-01 | STUDEBAKER 12KV | STUDEBAKER 12KV | Del Amo 220/66 | Metro West Region | Studebaker | Del Amo 220/66 System | Carmenita 66/12 (D) |  |  |  |  | Del | Check | Check | Del Amo230 | 1 |  | FALSE | Del Amo | 230 | [12 empty] | 1 | 1
WDT481 | 2010-04-08 | 2010-04-08 | 2010-05-05 | WDAT | SGIP | Fast Track | Active - Post IA | In-Service |  | Executed - In Effect | Yes | 2011-06-20 |  | Photovoltaic(1.25) | 1.25 | Los Angeles | CA | 2011-03-01 | 2011-03-01 | LOFTUS 12KV | LOFTUS 12KV | Del Amo 220/66 | Metro West Region | Orchardale | Del Amo 220/66 System | Carmenita 66/12 (D) |  |  |  |  | Del | Check | Check | Del Amo230 | 1 |  | FALSE | Del Amo | 230 | [12 empty] | 1 | 1
WDT482 | 2010-04-08 | 2010-04-08 | 2010-05-05 | WDAT | SGIP | Fast Track | Active - Post IA | In-Service |  | Executed - In Effect | Yes | 2013-08-29 |  | Photovoltaic(1.333) | 1.333 | Los Angeles | CA | 2011-03-01 | 2016-06-03 | ORCHARDALE 12KV | ORCHARDALE 12KV | Del Amo 220/66 | Metro West Region | Orchardale | Del Amo 220/66 System | Carmenita 66/12 (D) |  |  |  |  | Del | Check | Check | Del Amo230 | 1 |  | FALSE | Del Amo | 230 | [12 empty] | 1 | 1
WDT483 | 2010-04-08 | 2010-04-08 | 2010-05-05 | WDAT | SGIP | Fast Track | Active - Post IA | In-Service |  | Executed - In Effect | Yes | 2013-08-29 |  | Photovoltaic(1.25) | 1.25 | Los Angeles | CA | 2011-03-01 | 2016-06-03 | LOFTUS 12KV | LOFTUS 12KV | Del Amo 220/66 | Metro West Region | Orchardale | Del Amo 220/66 System | Carmenita 66/12 (D) |  |  |  |  | Del | Check | Check | Del Amo230 | 1 |  | FALSE | Del Amo | 230 | [12 empty] | 1 | 1
WDT484 | 2010-04-08 | 2010-04-08 | 2010-04-27 | WDAT | SGIP | Fast Track | Active - Post IA | In-Service |  | Executed - In Effect | Yes | 2013-08-29 |  | Photovoltaic(1.5) | 1.5 | Los Angeles | CA | 2011-03-01 | 2014-12-05 | LOFTUS 12KV | LOFTUS 12KV | Del Amo 220/66 | Metro West Region | Orchardale | Del Amo 220/66 System | Carmenita 66/12 (D) |  |  |  |  | Del | Check | Check | Del Amo230 | 1 |  | FALSE | Del Amo | 230 | [12 empty] | 1 | 1
WDT485 | 2010-04-08 | 2010-04-08 | 2010-05-05 | WDAT | SGIP | Fast Track | Active - Post IA | In-Service |  | Executed - In Effect | Yes | 2013-08-29 |  | Photovoltaic(1) | 1 | Los Angeles | CA | 2011-03-01 | 2016-06-03 | LOFTUS 12KV | LOFTUS 12KV | Del Amo 220/66 | Metro West Region | Loftus | Del Amo 220/66 System | Carmenita 66/12 (D) |  |  |  |  | Del | Check | Check | Del Amo230 | 1 |  | FALSE | Del Amo | 230 | [12 empty] | 1 | 1
WDT486 | 2010-04-08 | 2010-04-08 | 2010-05-05 | WDAT | SGIP | Fast Track | Active - Post IA | In-Service |  | Executed - In Effect | Yes | 2013-08-29 |  | Photovoltaic(1.75) | 1.75 | Los Angeles | CA | 2011-03-01 | 2011-03-01 | ORCHARDALE 12KV | ORCHARDALE 12KV | Del Amo 220/66 | Metro West Region | Loftus | Del Amo 220/66 System | Carmenita 66/12 (D) |  |  |  |  | Del | Check | Check | Del Amo230 | 1 |  | FALSE | Del Amo | 230 | [12 empty] | 1 | 1
WDT487 | 2010-04-09 | 2010-04-09 | 2010-05-05 | WDAT | SGIP | Fast Track | Inactive | Withdrawn | 2012-03-16 | Withdrawn (No Agrmt) | No |  |  | Photovoltaic(1.25) | 1.25 | Los Angeles | CA | 2010-12-01 | 2010-12-01 | Vail: Yates 12 kV Line | YATES 16KV | Laguna Bell AB 220/66 | Metro West Region | Yates | Laguna Bell AB 220/66 System | Vail 66/16 (D) |  |  |  |  | Laguna | Check | Check |  | 1 |  | FALSE | Laguna | Check | [12 empty] | 0 | 0
WDT488 | 2011-03-31 | 2010-04-09 | 2010-05-05 | WDAT | SGIP | WDAT SGIP Transition | Inactive | Withdrawn | 2011-06-07 | Withdrawn (No Agrmt) | No |  |  | Photovoltaic(1.5) | 1.5 | Orange | CA | 2010-12-01 | 2010-12-01 | Bluefield 12kV | BLUEFIELD 12KV | Del Amo 220/66 | Metro West Region | Bluefield | Del Amo 220/66 System | La Mirada 66/12 (D) |  |  |  |  | Del | Check | Check |  | 1 |  | FALSE | Del | Check | [12 empty] | 0 | 0
WDT489 | 2010-04-09 | 2010-04-09 | 2010-05-05 | WDAT | SGIP | Fast Track | Inactive | IA Terminated |  | Terminated | Yes | 2011-08-17 | 2013-03-19 | Photovoltaic(2) | 2 | Orange | CA | 2010-12-01 | 2010-12-01 | Ely: Chile 12 kV Line | CHILE 12KV | Barre 220/66 | Orange Region | Chile | Barre 220/66 System | Ely 66/12 (D) |  |  |  |  | Barre | 230 |  |  | 1 |  | FALSE | Barre | 230 | [12 empty] | 0 | 0
WDT490 | 2011-03-31 | 2010-04-09 | 2010-05-05 | WDAT | SGIP | WDAT SGIP Transition | Inactive | Withdrawn | 2011-06-07 | Withdrawn (No Agrmt) | No |  |  | Photovoltaic(0.75) | 0.75 | Orange | CA | 2010-12-01 | 2010-12-01 | Bluefield 12kV | BLUEFIELD 12KV | Del Amo 220/66 | Metro West Region | Bluefield | Del Amo 220/66 System | La Mirada 66/12 (D) |  |  |  |  | Del | Check | Check |  | 1 |  | FALSE | Del | Check | [12 empty] | 0 | 0
WDT491 | 2010-04-12 | 2010-04-12 |  | WDAT | SGIP | Serial | Active - Post IA | In-Service |  | Executed - In Effect | Yes | 2013-03-14 |  | Photovoltaic(20) | 20 | San Bernardino | CA | 2012-06-30 | 2012-06-30 | OLD TRAILS 33KV | OLD TRAILS 33KV | Victor 220/115 | Rurals Region | Old Trails | Victor 220/115 System | Victor 115/33 (D) | Victor | 115 |  |  | Victor | 230 |  |  | 1 |  | FALSE | Victor | 230 | [12 empty] | 1 | 1
WDT492 | 2011-03-31 | 2010-04-12 | 2012-05-17 | WDAT | SGIP | WDAT SGIP Transition | Inactive | IA Terminated |  | Terminated | Yes | 2013-09-18 | 2015-04-02 | Photovoltaic(1.666) | 1.666 | San Bernardino | CA | 2011-06-30 | 2013-11-01 | LENA 12KV | LENA 12KV | San Bernardino 220/66 | Desert Region | Lena | San Bernardino 220/66 System | Cardiff 66/12 (D) |  |  |  |  | San | Check | Check |  | 1 |  | FALSE | San | Check | [12 empty] | 0 | 0
WDT493 | 2011-03-31 | 2010-04-12 |  | WDAT | SGIP | WDAT SGIP Transition | Inactive | Withdrawn | 2013-04-04 | Withdrawn (No Agrmt) | No |  |  | Photovoltaic(0.666) | 0.666 | San Bernardino | CA | 2011-06-30 | 2013-11-01 | Cardiff 12: LENA 12 kV line | WARM CREEK 12KV | San Bernardino 220/66 | Desert Region | Warm Creek | San Bernardino 220/66 System | Cardiff 66/12 (D) |  |  |  |  | San | Check | Check |  | 1 |  | FALSE | San | Check | [12 empty] | 0 | 0
WDT494 | 2010-05-20 | 2010-04-12 |  | WDAT | SGIP | Fast Track | Inactive | Withdrawn | 2011-02-15 | Withdrawn (No Agrmt) | No |  |  | Photovoltaic(2) | 2 | San Bernardino | CA | 2006-12-14 | 2006-12-14 | Lena 12kV | LENA 12KV | San Bernardino 220/66 | Desert Region | Lena | San Bernardino 220/66 System | Cardiff 66/12 (D) |  |  |  |  | San | Check | Check |  | 1 |  | FALSE | San | Check | [12 empty] | 0 | 0
WDT495 | 2010-05-20 | 2010-04-12 |  | WDAT | SGIP | Fast Track | Inactive | Withdrawn | 2011-02-15 | Withdrawn (No Agrmt) | No |  |  | Photovoltaic(2) | 2 | San Bernardino | CA | 2008-03-18 | 2008-03-18 | Lena 12kV | LENA 12KV | San Bernardino 220/66 | Desert Region | Lena | San Bernardino 220/66 System | Cardiff 66/12 (D) |  |  |  |  | San | Check | Check |  | 1 |  | FALSE | San | Check | [12 empty] | 0 | 0
WDT496 | 2010-05-20 | 2010-04-12 |  | WDAT | SGIP | Fast Track | Inactive | Withdrawn | 2011-02-15 | Withdrawn (No Agrmt) | No |  |  | Photovoltaic(1.8) | 1.8 | San Bernardino | CA | 2006-10-11 | 2006-10-11 | Highball 12kV | HIGHBALL 12KV | Vista 220/66 | Desert Region | Highball | Vista A 220/66 System | Bloomington 66/12 (D) |  |  |  |  | Vista | 230 | Check |  | 1 |  | FALSE | Vista | 230 | [12 empty] | 0 | 0
WDT497 | 2010-05-20 | 2010-04-12 |  | WDAT | SGIP | Fast Track | Inactive | Withdrawn | 2011-02-15 | Withdrawn (No Agrmt) | No |  |  | Photovoltaic(2) | 2 | San Bernardino | CA | 2008-09-04 | 2008-09-04 | Northpark 12kV | NORTHPARK 12KV | Vista 220/115 | Desert Region | Northpark | Vista 220/115 System | Shandin 115/12 (D) |  |  |  |  | Vista | 230 | Check |  | 1 |  | FALSE | Vista | 230 | [12 empty] | 0 | 0
WDT498 | 2010-05-20 | 2010-04-12 |  | WDAT | SGIP | Fast Track | Inactive | Withdrawn | 2011-02-15 | Withdrawn (No Agrmt) | No |  |  | Photovoltaic(2) | 2 | San Bernardino | CA | 2006-11-29 | 2006-11-29 | Speedway 12kV | SPEEDWAY 12KV | Etiwanda 220/66 | Desert Region | Speedway | Etiwanda 220/66 System | Declez 66/12 (D) |  |  |  |  | Etiwanda | 230 |  |  | 1 |  | FALSE | Etiwanda | 230 | [12 empty] | 0 | 0
WDT499 | 2010-05-20 | 2010-04-12 |  | WDAT | SGIP | Fast Track | Inactive | Withdrawn | 2011-02-15 | Withdrawn (No Agrmt) | No |  |  | Photovoltaic(2) | 2 | San Bernardino | CA | 2006-10-27 | 2006-10-27 | Highball 12kV | HIGHBALL 12KV | Vista 220/66 | Desert Region | Highball | Vista A 220/66 System | Bloomington 66/12 (D) |  |  |  |  | Vista | 230 | Check |  | 1 |  | FALSE | Vista | 230 | [12 empty] | 0 | 0
WDT500 | 2010-06-22 | 2010-04-12 |  | WDAT | SGIP | Fast Track | Inactive | Withdrawn | 2011-02-15 | Withdrawn (No Agrmt) | No |  |  | Photovoltaic(2) | 2 | San Bernardino | CA | 2008-11-11 | 2008-11-11 | Northpark 12kV | NORTHPARK 12KV | Vista 220/115 | Desert Region | Northpark | Vista 220/115 System | Shandin 115/12 (D) |  |  |  |  | Vista | 230 | Check |  | 1 |  | FALSE | Vista | 230 | [12 empty] | 0 | 0
WDT501 | 2010-06-22 | 2010-04-12 |  | WDAT | SGIP | Fast Track | Inactive | Withdrawn | 2010-09-08 | Withdrawn (No Agrmt) | No |  |  | Photovoltaic(2) | 2 | Riverside | CA |  |  | 1680 Eastridge Ave., Riverside, CA 92507 | 1680 Eastridge, Riverside CA 92507 | [9 empty] | Check | Check | Check |  | 1 |  | FALSE | [14 empty] | 0 | 0
WDT502 | 2010-06-22 | 2010-04-12 |  | WDAT | SGIP | Fast Track | Inactive | Withdrawn | 2010-09-08 | Withdrawn (No Agrmt) | No |  |  | Photovoltaic(2) | 2 | Riverside | CA | 2008-06-03 |  | 1560 Sierra Ridge Dr. Riverside, CA 92507 | 1560 Sierra Ridge Dr, Riverside CA 92507 | [9 empty] | Check | Check | Check |  | 1 |  | FALSE | [14 empty] | 0 | 0
WDT503 | 2010-04-13 | 2010-04-13 |  | WDAT | SGIP | Fast Track | Inactive | Withdrawn | 2011-03-10 | Withdrawn (No Agrmt) | No |  |  | Photovoltaic(2) | 2 | Riverside | CA | 2011-02-01 | 2011-02-01 | Pole located at 33o 42' 38.83" N, 114o 39'20.96" W | WEDGE 12KV | Blythe (WALC) 161/33 | Rurals Region | Wedge | Blythe (WALC) 161/33 System | Defrain 33/12 (D) |  |  |  |  | Blythe | Check | Check |  | 1 |  | FALSE | Blythe | Check | [12 empty] | 0 | 0
WDT504 | 2010-04-13 | 2010-04-13 | 2010-04-13 | WDAT | SGIP | Serial | Inactive | Withdrawn | 2014-01-30 | Withdrawn (No Agrmt) | No |  |  | Photovoltaic(10) | 10 | Los Angeles | CA | 2012-12-01 | 2014-10-15 | DEL SUR: FAIRMONT 12 kV Line | FAIRMONT 12KV | Antelope 220/66 | North Coast Region | Fairmont | Antelope 220/66 System | Del Sur 66/12 (D) |  |  |  |  | Antelope | 230 |  |  | 1 |  | FALSE | Antelope | 230 | [12 empty] | 0 | 0
WDT505 | 2010-04-14 | 2010-04-14 |  | WDAT | SGIP | Fast Track | Inactive | Withdrawn | 2010-07-13 | Withdrawn (No Agrmt) | No |  |  | Photovoltaic(0.93) | 0.93 | Riverside | CA | 2010-12-31 |  | Tender 12kV | TENDER 12KV | Vista 220/66 | Desert Region | Tender | Vista A 220/66 System | Bloomington 66/12 (D) |  |  |  |  | Vista | 230 | Check |  | 1 |  | FALSE | Vista | 230 | [12 empty] | 0 | 0
WDT506 | 2010-04-14 | 2010-04-14 |  | WDAT | SGIP | Fast Track | Inactive | Withdrawn | 2010-07-13 | Withdrawn (No Agrmt) | No |  |  | Photovoltaic(1.7) | 1.7 | Riverside | CA | 2010-12-31 |  | Tender 12kV | TENDER 12KV | Vista 220/66 | Desert Region | Tender | Vista A 220/66 System | Bloomington 66/12 (D) |  |  |  |  | Vista | 230 | Check |  | 1 |  | FALSE | Vista | 230 | [12 empty] | 0 | 0
WDT507 | 2010-04-14 | 2010-04-14 |  | WDAT | SGIP | Fast Track | Inactive | Withdrawn | 2010-07-13 | Withdrawn (No Agrmt) | No |  |  | Photovoltaic(1.667) | 1.667 | Riverside | CA | 2010-12-31 |  | Tender 12kV | TENDER 12KV | Vista 220/66 | Desert Region | Tender | Vista A 220/66 System | Bloomington 66/12 (D) |  |  |  |  | Vista | 230 | Check |  | 1 |  | FALSE | Vista | 230 | [12 empty] | 0 | 0
WDT508 | 2010-04-19 | 2010-04-19 |  | WDAT | SGIP | Fast Track | Inactive | IA Terminated |  | Terminated | Yes | 2012-09-10 | 2013-04-30 | Photovoltaic(0.9) | 0.9 | San Bernardino | CA | 2011-05-31 | 2011-05-31 | Apple Valley: TONTO 12 kV line | TONTO 12KV | Victor 220/115 | Rurals Region | Tonto | Victor 220/115 System | Apple Valley 115/12 (D) |  |  |  |  | Victor | 230 |  |  | 1 |  | FALSE | Victor | 230 | [12 empty] | 0 | 0
WDT509 | 2010-04-19 | 2010-04-19 |  | WDAT | SGIP | Fast Track | Inactive | Withdrawn | 2011-01-18 | Withdrawn (No Agrmt) | No |  |  | Photovoltaic(2) | 2 | San Bernardino | CA |  |  | Deep Creek, Apple Valley, CA 92307 APN# 0433-014-54 | SUNDOWN 12KV | Victor 220/115 | Rurals Region | Sundown | Victor 220/115 System | Helendale 33/12 (D) |  |  |  |  | Victor | 230 |  |  | 1 |  | FALSE | Victor | 230 | [12 empty] | 0 | 0
WDT510 | 2010-04-19 | 2010-04-19 |  | WDAT | SGIP | Fast Track | Inactive | Withdrawn | 2010-09-02 | Withdrawn (No Agrmt) | No |  |  | Photovoltaic(1.25) | 1.25 | San Bernardino | CA | 2011-06-30 |  | Andes 12kV | ANDES 12KV | Mira Loma 220/66 | Metro East Region | Andes | Mira Loma 220/66 System | Mira Loma 66/12 (D) |  |  |  |  | Mira | Check | Check |  | 1 |  | FALSE | Mira | Check | [12 empty] | 0 | 0
WDT511 | 2010-04-19 | 2010-04-19 |  | WDAT | SGIP | Fast Track | Inactive | Withdrawn | 2010-09-02 | Withdrawn (No Agrmt) | No |  |  | Photovoltaic(0.75) | 0.75 | Los Angeles | CA | 2011-06-30 |  | Norton 12kV | NORTON 12KV | Center 220/66 | Metro West Region | Norton | Center 220/66 System | Santa Fe Springs 66/12 (D) |  |  |  |  | Center | 230 |  |  | 1 |  | FALSE | Center | 230 | [12 empty] | 0 | 0
WDT512 | 2010-04-19 | 2010-04-19 |  | WDAT | SGIP | Fast Track | Inactive | Withdrawn | 2010-09-02 | Withdrawn (No Agrmt) | No |  |  | Photovoltaic(1.25) | 1.25 | San Bernardino | CA | 2011-06-30 |  | Avanti 12kV | AVANTI 12KV | Vista 220/115 | Desert Region | Avanti | Vista 220/115 System | Shandin 115/12 (D) |  |  |  |  | Vista | 230 | Check |  | 1 |  | FALSE | Vista | 230 | [12 empty] | 0 | 0
WDT513 | 2010-04-19 | 2010-04-19 |  | WDAT | SGIP | Fast Track | Inactive | Withdrawn | 2010-09-02 | Withdrawn (No Agrmt) | No |  |  | Photovoltaic(2) | 2 | San Bernardino | CA | 2011-06-30 |  | Avanti 12kV | AVANTI 12KV | Vista 220/115 | Desert Region | Avanti | Vista 220/115 System | Shandin 115/12 (D) |  |  |  |  | Vista | 230 | Check |  | 1 |  | FALSE | Vista | 230 | [12 empty] | 0 | 0
WDT514 | 2010-04-19 | 2010-04-19 |  | WDAT | SGIP | Fast Track | Inactive | Withdrawn | 2010-09-02 | Withdrawn (No Agrmt) | No |  |  | Photovoltaic(1) | 1 | San Bernardino | CA | 2011-06-30 |  | Ironhorse 12kV | IRONHORSE 12KV | Vista 220/66 | Desert Region | Ironhorse | Vista A 220/66 System | Bloomington 66/12 (D) |  |  |  |  | Vista | 230 | Check |  | 1 |  | FALSE | Vista | 230 | [12 empty] | 0 | 0
WDT515 | 2010-04-19 | 2010-04-19 |  | WDAT | SGIP | Fast Track | Inactive | Withdrawn | 2010-09-02 | Withdrawn (No Agrmt) | No |  |  | Photovoltaic(1.25) | 1.25 | San Bernardino | CA | 2011-06-30 |  | Hydrant 12kV | HYDRANT 12KV | Chino 220/66 | Metro East Region | Hydrant | Chino 220/66 System | Firehouse 66/12 (D) |  |  |  |  | Chino | 230 |  |  | 1 |  | FALSE | Chino | 230 | [12 empty] | 0 | 0
WDT516 | 2010-04-19 | 2010-04-19 |  | WDAT | SGIP | Fast Track | Inactive | Withdrawn | 2010-09-02 | Withdrawn (No Agrmt) | No |  |  | Photovoltaic(2) | 2 | San Bernardino | CA | 2011-06-30 |  | Hydrant 12kV | HYDRANT 12KV | Chino 220/66 | Metro East Region | Hydrant | Chino 220/66 System | Firehouse 66/12 (D) |  |  |  |  | Chino | 230 |  |  | 1 |  | FALSE | Chino | 230 | [12 empty] | 0 | 0
WDT517 | 2010-04-19 | 2010-04-19 |  | WDAT | SGIP | Fast Track | Inactive | Withdrawn | 2010-09-02 | Withdrawn (No Agrmt) | No |  |  | Photovoltaic(1) | 1 | Riverside | CA | 2011-06-30 |  | Conning 12kV | CONNING 12KV | Mira Loma 220/66 | Metro East Region | Conning | Mira Loma 220/66 System | Bain 66/12 (D) |  |  |  |  | Mira | Check | Check |  | 1 |  | FALSE | Mira | Check | [12 empty] | 0 | 0
WDT518 | 2010-04-19 | 2010-04-19 |  | WDAT | SGIP | Fast Track | Inactive | Withdrawn | 2010-09-02 | Withdrawn (No Agrmt) | No |  |  | Photovoltaic(1) | 1 | San Bernardino | CA | 2011-06-30 |  | Citrow 12kV | CITROW 12KV | Etiwanda 220/66 | Desert Region | Citrow | Etiwanda 220/66 System | Declez 66/12 (D) |  |  |  |  | Etiwanda | 230 |  |  | 1 |  | FALSE | Etiwanda | 230 | [12 empty] | 0 | 0
WDT519 | 2010-06-14 | 2010-04-20 | 2010-06-14 | WDAT | SGIP | Serial | Inactive | Withdrawn | 2010-12-01 | Withdrawn (No Agrmt) | No |  |  | Photovoltaic(8) | 8 | Kern | CA | 2011-08-31 | 2011-08-31 | Corum - Goldtown 66 kV Line | SCE owned 69kV line approx 2 miles south of Mojave | Antelope 220/66 | [8 empty] | Antelope | 230 |  |  | 1 |  | FALSE | Antelope | 230 | [12 empty] | 0 | 0
WDT520 |  | 2010-04-20 |  | WDAT | SGIP | Serial | Inactive | Withdrawn | 2010-12-01 | Withdrawn (No Agrmt) | No |  |  | Photovoltaic(4.5) | 4.5 | Riverside | CA | 2011-08-31 | 2011-08-31 | 4.5 miles north and about 1.5 miles east of the city of Palm Springs | SCE owned 34.5 kV line running adjacent to the SE Corner of project site. The 34.5 kV line starts at SCE Garnet Substation | Devers 220/115 | Desert Region |  | Devers 220/115 System | Garnet 115/33 (D) |  |  |  |  | Devers | 230 |  |  | 1 |  | FALSE | Devers | 230 | [12 empty] | 0 | 0
WDT521 |  | 2010-04-20 |  | WDAT | SGIP | Serial | Inactive | Withdrawn | 2010-12-01 | Withdrawn (No Agrmt) | No |  |  | Photovoltaic(8) | 8 | Riverside | CA | 2011-08-31 | 2011-08-31 | 4.5 miles north and about 1.5 miles east of the city of Palm Springs CA, with Varner road being the northern border of the project site | SCE owned 34.5 kV line running adjacent to the SE Corner of project site. The 34.5 kV line starts at SCE Garnet Substation | [9 empty] | Check | Check | Check |  | 1 |  | FALSE | [14 empty] | 0 | 0
WDT522 | 2010-04-20 | 2010-04-20 |  | WDAT | SGIP | Fast Track | Inactive | Withdrawn | 2010-09-15 | Withdrawn (No Agrmt) | No |  |  | Photovoltaic(0.7) | 0.7 | Riverside | CA | 2011-06-01 |  | Desert Hot Springs, CA Riverside County | HILLS 12KV | Devers 220/115 | Desert Region | Hills | Devers 220/115 System | Coffee 33/12 (D) |  |  |  |  | Devers | 230 |  |  | 1 |  | FALSE | Devers | 230 | [12 empty] | 0 | 0
WDT524 | 2010-04-20 | 2010-04-20 |  | WDAT | SGIP | WDAT SGIP Transition | Inactive | Withdrawn | 2011-05-09 | Withdrawn (No Agrmt) | No |  |  | Photovoltaic(2) | 2 | Riverside | CA | 2011-06-01 | 2011-06-01 | Desert Hot Springs, CA Riverside County | HILLS 12KV | Devers 220/115 | Desert Region | Hills | Devers 220/115 System | Coffee 33/12 (D) |  |  |  |  | Devers | 230 |  |  | 1 |  | FALSE | Devers | 230 | [12 empty] | 0 | 0
WDT525 | 2010-04-21 | 2010-04-21 | 2010-05-17 | WDAT | SGIP | Fast Track | Active - Post IA | In-Service |  | Executed - In Effect | Yes | 2011-09-29 |  | Photovoltaic(0.999) | 0.999 | Riverside | CA | 2011-06-30 | 2012-08-22 | Corona: Pulaski 12 kV Line | VICENTIA 12KV | Mira Loma 220/66 | Metro East Region | Vicentia | Mira Loma 220/66 System | Corona 66/12 (D) |  |  |  |  | Mira | Check | Check | Mira Loma230 | 1 |  | FALSE | Mira Loma | 230 | [12 empty] | 1 | 1
WDT526 | 2010-04-21 | 2010-04-20 |  | WDAT | SGIP | Fast Track | Inactive | Withdrawn | 2012-03-13 | Withdrawn (No Agrmt) | No |  |  | Photovoltaic(1) | 1 | Los Angeles | CA | 2011-06-30 | 2011-06-30 | Ganesha - Simpson 66 kV Line | ROSELAWN 12KV | Chino 220/66 | Metro East Region | Roselawn | Chino 220/66 System | Ganesha 66/12 (D) |  |  |  |  | Chino | 230 |  |  | 1 |  | FALSE | Chino | 230 | [12 empty] | 0 | 0
WDT527 | 2010-04-26 | 2010-04-26 | 2010-04-26 | WDAT | SGIP | Serial | Active - Post IA | In-Service |  | Executed - In Effect | Yes | 2014-07-30 |  | Photovoltaic(4.41) | 3.75 | Los Angeles | CA | 2011-12-01 | 2015-06-30 | REDMAN: ALFALFA 12 kV Line | ALFALFA 12KV | Antelope 220/66 | North Coast Region | Roosevelt | Antelope 220/66 System | Redman 66/12 (D) |  |  |  |  | Antelope | 230 |  |  | 1 |  | FALSE | Antelope | 230 | [12 empty] | 1 | 1
WDT528 | 2010-04-27 | 2010-04-27 |  | WDAT | SGIP | Fast Track | Inactive | Withdrawn | 2012-04-27 | Withdrawn (No Agrmt) | No |  |  | Photovoltaic(0.78) | 0.78 | Los Angeles | CA | 2011-04-15 | 2011-04-15 | Railroad: Engine 12 kV Line | Engine 12kV | Walnut 220/66 | Metro East Region | Engine | Walnut 220/66 System | Railroad 66/12 (D) |  |  |  |  | Walnut | 230 |  |  | 1 |  | FALSE | Walnut | 230 | [12 empty] | 0 | 0
WDT529 | 2010-05-28 | 2010-04-28 | 2011-03-09 | WDAT | SGIP | WDAT SGIP Transition | Inactive | Withdrawn | 2011-04-19 | Withdrawn (No Agrmt) | No |  |  | Photovoltaic(2) | 2 | Riverside | CA | 2011-09-01 | 2011-09-01 | Dillion Rd. & Worsley Rd. Desert Hot Springs- Overhead 33kv lines north of solar field | COACHELLA 33KV | Devers 220/115 | Desert Region | Coachella | Devers 220/115 System | Garnet 115/33 (D) |  |  |  |  | Devers | 230 |  |  | 1 |  | FALSE | Devers | 230 | [12 empty] | 0 | 0
WDT530 | 2010-05-04 | 2010-05-04 |  | WDAT | SGIP | Serial | Inactive | IA Terminated |  | Terminated | Yes | 2013-08-14 | 2017-02-10 | Photovoltaic(20) | 20 | San Bernardino | CA | 2013-10-01 | 2017-04-01 | PINTO 33KV | PINTO 33KV | Devers 220kV bus | Desert Region | Pinto | Devers 220/115 System | Hi Desert 115/33 (D) |  |  | Devers | 230 | Devers | Check | Check |  | 1 |  | FALSE | Devers | 230 | [12 empty] | 0 | 0
WDT531 | 2010-06-22 | 2010-05-06 |  | WDAT | SGIP | Fast Track | Inactive | Withdrawn | 2012-12-21 | Withdrawn (No Agrmt) | No |  |  | Photovoltaic(1.56) | 1.56 | San Bernardino | CA | 2012-01-01 | 2012-01-01 | Apple Valley: TUSSING 12 kV line | TUSSING 12KV | Victor 220/115 | Rurals Region | Tussing | Victor 220/115 System | Apple Valley 115/12 (D) |  |  |  |  | Victor | 230 |  |  | 1 |  | FALSE | Victor | 230 | [12 empty] | 0 | 0
WDT532 | 2010-06-22 | 2010-05-06 |  | WDAT | SGIP | Fast Track | Inactive | Withdrawn | 2012-12-21 | Withdrawn (No Agrmt) | No |  |  | Photovoltaic(1.56) | 1.56 | San Bernardino | CA | 2012-01-01 | 2012-01-01 | Apple Valley: SPEAR 12 kV line | SPEAR 12KV | Victor 220/115 | Rurals Region | Spear | Victor 220/115 System | Apple Valley 115/12 (D) |  |  |  |  | Victor | 230 |  |  | 1 |  | FALSE | Victor | 230 | [12 empty] | 0 | 0
WDT533 | 2010-06-22 | 2010-05-06 |  | WDAT | SGIP | Fast Track | Inactive | Withdrawn | 2013-01-24 | Withdrawn (No Agrmt) | No |  |  | Photovoltaic(0.62) | 0.62 | San Bernardino | CA | 2012-01-01 | 2012-01-01 | Apple Valley: SPEAR 12 kV line | SPEAR 12KV | Victor 220/115 | Rurals Region | Spear | Victor 220/115 System | Apple Valley 115/12 (D) |  |  |  |  | Victor | 230 |  |  | 1 |  | FALSE | Victor | 230 | [12 empty] | 0 | 0
WDT534 | 2010-06-22 | 2010-05-03 |  | WDAT | SGIP | Serial | Inactive | Withdrawn | 2010-08-30 | Withdrawn (No Agrmt) | No |  |  | Photovoltaic(7.5) | 7.5 | Kern | CA | 2011-06-01 |  | Windhub - Cal Cement - Monolith 66 kV Line | 69 kV line near existing Dutchwind Substation | Antelope 220/66 | [8 empty] | Antelope | 230 |  |  | 1 |  | FALSE | Antelope | 230 | [12 empty] | 0 | 0
WDT535 | 2010-05-07 | 2010-05-05 | 2010-05-07 | WDAT | SGIP | Serial | Inactive | IA Terminated |  | Terminated | Yes | 2014-01-06 | 2014-06-19 | Photovoltaic(11) | 11 | Riverside | CA | 2011-10-30 | 2011-10-30 | TOWNHALL 33KV | TOWNHALL 33KV | Devers 220kV bus | Desert Region | Townhall | Devers 220/115 System | Garnet 115/33 (D) |  |  | Devers | 230 | Devers | Check | Check |  | 1 |  | FALSE | Devers | 230 | [12 empty] | 0 | 0
WDT536 |  | 2010-05-10 |  | WDAT | SGIP | Serial | Inactive | Withdrawn | 2010-06-21 | Withdrawn (No Agrmt) | No |  |  | Photovoltaic(10) | 10 | Tulare | CA | 2010-11-23 | 2010-11-23 | South of Airport Ave and West of Browning Rd, Delano, Tulare County, CA 93215 | DRIVER 12KV | Vestal 220kV bus | San Joaquin Region | Driver | Vestal 220/66 System | Delano 66/12 (D) |  |  |  |  | Vestal | Check | Check |  | 1 |  | FALSE | Vestal | Check | [12 empty] | 0 | 0
WDT537 | 2010-05-11 | 2010-05-11 |  | WDAT | SGIP | Fast Track | Inactive | Withdrawn | 2010-07-15 | Withdrawn (No Agrmt) | No |  |  | Photovoltaic(0.833) | 0.833 | Los Angeles | CA | 2011-12-01 |  | Twining 16kV | TWINING 16KV | Lighthipe 220/66 | Metro West Region | Twining | Lighthipe 220/66 System | Jersey 66/16 (D) |  |  |  |  | Lighthipe | 230 |  |  | 1 |  | FALSE | Lighthipe | 230 | [12 empty] | 0 | 0
WDT538 | 2010-05-11 | 2010-05-11 |  | WDAT | SGIP | Fast Track | Inactive | Withdrawn | 2010-07-15 | Withdrawn (No Agrmt) | No |  |  | Photovoltaic(0.99) | 0.99 | Los Angeles | CA | 2011-12-01 |  | Twining 16kV | TWINING 16KV | Lighthipe 220/66 | Metro West Region | Twining | Lighthipe 220/66 System | Jersey 66/16 (D) |  |  |  |  | Lighthipe | 230 |  |  | 1 |  | FALSE | Lighthipe | 230 | [12 empty] | 0 | 0
WDT539 | 2010-05-11 | 2010-05-11 |  | WDAT | SGIP | Fast Track | Inactive | Withdrawn | 2010-07-15 | Withdrawn (No Agrmt) | No |  |  | Photovoltaic(1) | 1 | San Bernardino | CA | 2011-12-01 |  | Varsity 12kV | Varsity 12kV | Vista 220/115 | Desert Region | Varsity | Vista 220/115 System | Shandin 115/12 (D) |  |  |  |  | Vista | 230 | Check |  | 1 |  | FALSE | Vista | 230 | [12 empty] | 0 | 0
WDT540 | 2010-05-11 | 2010-05-11 |  | WDAT | SGIP | Fast Track | Inactive | Withdrawn | 2010-07-15 | Withdrawn (No Agrmt) | No |  |  | Photovoltaic(2) | 2 | Los Angeles | CA | 2011-12-01 |  | Elroy 16kV | ELROY 16KV | La Fresa 220/66 | Metro West Region | Elroy | La Fresa 220/66 System | La Fresa 66/16 (D) |  |  |  |  | La | Check | Check |  | 1 |  | FALSE | La | Check | [12 empty] | 0 | 0
WDT541 | 2010-05-11 | 2010-05-11 |  | WDAT | SGIP | Fast Track | Inactive | Withdrawn | 2010-07-15 | Withdrawn (No Agrmt) | No |  |  | Photovoltaic(1) | 1 | Los Angeles | CA | 2011-12-01 |  | Graduate 12kV | Graduate 12kV | Villa Park 220/66 | Orange Region | Graduate | Villa Park 220/66 System | Placentia 66/12 (D) |  |  |  |  | Villa | Check | Check |  | 1 |  | FALSE | Villa | Check | [12 empty] | 0 | 0
WDT542 |  | 2010-05-12 |  | WDAT | SGIP | Serial | Inactive | Withdrawn | 2010-06-17 | Withdrawn (No Agrmt) | No |  |  | Photovoltaic(1) | 1 | Los Angeles | CA | 2011-12-01 |  | Bluefield 12kV | BLUEFIELD 12KV | Del Amo 220/66 | Metro West Region | Bluefield | Del Amo 220/66 System | La Mirada 66/12 (D) |  |  |  |  | Del | Check | Check |  | 1 |  | FALSE | Del | Check | [12 empty] | 0 | 0
WDT543 | 2010-05-11 | 2010-05-11 |  | WDAT | SGIP | Fast Track | Inactive | Withdrawn | 2010-07-15 | Withdrawn (No Agrmt) | No |  |  | Photovoltaic(1) | 1 | Los Angeles | CA | 2011-12-01 |  | Twining 16kV | TWINING 16KV | Lighthipe 220/66 | Metro West Region | Twining | Lighthipe 220/66 System | Jersey 66/16 (D) |  |  |  |  | Lighthipe | 230 |  |  | 1 |  | FALSE | Lighthipe | 230 | [12 empty] | 0 | 0
WDT544 |  | 2010-05-12 |  | WDAT | SGIP | Serial | Inactive | Withdrawn | 2010-06-18 | Withdrawn (No Agrmt) | No |  |  | Photovoltaic(1.5) | 1.5 | Los Angeles | CA | 2011-12-01 |  | Ave A and Sierra Hwy, North Antelope Valley, CA 93534 | HURON 12KV | Antelope 220/66 | North Coast Region | Huron | Antelope 220/66 System | Great Lakes 66/12 (D) |  |  |  |  | Antelope | 230 |  |  | 1 |  | FALSE | Antelope | 230 | [12 empty] | 0 | 0
WDT545 | 2010-05-12 | 2010-05-12 |  | WDAT | SGIP | Fast Track | Inactive | Withdrawn | 2010-07-15 | Withdrawn (No Agrmt) | No |  |  | Photovoltaic(0.999) | 0.999 | Los Angeles | CA | 2011-12-01 |  | Stocco 12kV | STOCCO 12KV | Lighthipe 220/66 | Metro West Region | Stocco | Lighthipe 220/66 System | Alon 66/12 (D) |  |  |  |  | Lighthipe | 230 |  |  | 1 |  | FALSE | Lighthipe | 230 | [12 empty] | 0 | 0
WDT546 | 2010-05-11 | 2010-05-11 |  | WDAT | SGIP | Fast Track | Inactive | Withdrawn | 2010-07-15 | Withdrawn (No Agrmt) | No |  |  | Photovoltaic(0.5) | 0.5 | Los Angeles | CA | 2011-12-01 |  | Twining 16kV | TWINING 16KV | Lighthipe 220/66 | Metro West Region | Twining | Lighthipe 220/66 System | Jersey 66/16 (D) |  |  |  |  | Lighthipe | 230 |  |  | 1 |  | FALSE | Lighthipe | 230 | [12 empty] | 0 | 0
WDT547 | 2010-05-11 | 2010-05-11 |  | WDAT | SGIP | Fast Track | Inactive | Withdrawn | 2010-07-15 | Withdrawn (No Agrmt) | No |  |  | Photovoltaic(0.99) | 0.99 | Los Angeles | CA | 2011-12-01 |  | Regal 12kV | REGAL 12KV | Hinson 220/66 | Metro West Region | Regal | Hinson 220/66 System | Cameron 66/12 (D) |  |  |  |  | Hinson | 230 |  |  | 1 |  | FALSE | Hinson | 230 | [12 empty] | 0 | 0
WDT548 | 2010-05-11 | 2010-05-11 |  | WDAT | SGIP | Fast Track | Inactive | Withdrawn | 2010-07-15 | Withdrawn (No Agrmt) | No |  |  | Photovoltaic(1.5) | 1.5 | Los Angeles | CA |  |  | Kernan 16kV | KERNAN 16KV | Lighthipe 220/66 | Metro West Region | Kernan | Lighthipe 220/66 System | Jersey 66/16 (D) |  |  |  |  | Lighthipe | 230 |  |  | 1 |  | FALSE | Lighthipe | 230 | [12 empty] | 0 | 0
WDT549 |  | 2010-05-12 |  | WDAT | SGIP | Serial | Inactive | Withdrawn | 2010-06-18 | Withdrawn (No Agrmt) | No |  |  | Photovoltaic(1.5) | 1.5 | Los Angeles | CA | 2011-12-01 |  | Huron 12kV | HURON 12KV | Antelope 220/66 | North Coast Region | Huron | Antelope 220/66 System | Great Lakes 66/12 (D) |  |  |  |  | Antelope | 230 |  |  | 1 |  | FALSE | Antelope | 230 | [12 empty] | 0 | 0
WDT550 | 2010-05-11 | 2010-05-11 |  | WDAT | SGIP | Fast Track | Inactive | Withdrawn | 2010-07-15 | Withdrawn (No Agrmt) | No |  |  | Photovoltaic(0.5) | 0.5 | Los Angeles | CA | 2011-12-01 |  | Regal 12kV | REGAL 12KV | Hinson 220/66 | Metro West Region | Regal | Hinson 220/66 System | Cameron 66/12 (D) |  |  |  |  | Hinson | 230 |  |  | 1 |  | FALSE | Hinson | 230 | [12 empty] | 0 | 0
WDT551 | 2010-05-11 | 2010-05-11 |  | WDAT | SGIP | Fast Track | Inactive | Withdrawn | 2010-07-15 | Withdrawn (No Agrmt) | No |  |  | Photovoltaic(0.833) | 0.833 | Los Angeles | CA | 2011-12-01 |  | Rahn 16kV | RAHN 16KV | Lighthipe 220/66 | Metro West Region | Rahn | Lighthipe 220/66 System | Carson 66/16 (D) |  |  |  |  | Lighthipe | 230 |  |  | 1 |  | FALSE | Lighthipe | 230 | [12 empty] | 0 | 0
WDT552 | 2010-05-12 | 2010-05-11 | 2012-05-12 | WDAT | SGIP | Serial | Inactive | Withdrawn | 2012-10-05 | Withdrawn (No Agrmt) | No |  |  | Photovoltaic(20) | 20 | San Bernardino | CA | 2010-12-31 | 2010-12-31 | Hi Desert: SHEEPHOLE 33 kV line | SHEEPHOLE 33KV | Devers 220kV bus | Desert Region | Sheephole | Devers 220/115 System | Hi Desert 115/33 (D) |  |  | Devers | 230 | Devers | Check | Check |  | 1 |  | FALSE | Devers | 230 | [12 empty] | 0 | 0
WDT553 | 2010-05-17 | 2010-05-11 |  | WDAT | SGIP | Fast Track | Inactive | Withdrawn | 2010-09-22 | Withdrawn (No Agrmt) | No |  |  | Photovoltaic(2) | 2 | Los Angeles | CA | 2012-02-01 | 2012-02-01 | Titan 12kV | TITAN 12KV | Antelope 220/66 | North Coast Region | Titan | Antelope 220/66 System | Little Rock 66/12 (D) |  |  |  |  | Antelope | 230 |  |  | 1 |  | FALSE | Antelope | 230 | [12 empty] | 0 | 0
WDT554 | 2010-07-08 | 2010-05-11 | 2010-07-08 | WDAT | SGIP | Serial | Active - Post IA | In-Service |  | Executed - In Effect | Yes | 2014-08-06 |  | Photovoltaic(5) | 5 | Los Angeles | CA | 2012-07-01 | 2012-07-01 | LITTLE ROCK: TITAN 12 kV Line | TITAN 12KV | Antelope 220/66 | North Coast Region | Titan | Antelope 220/66 System | Little Rock 66/12 (D) | Antelope | 230 |  |  | Antelope | 230 |  |  | 1 |  | FALSE | Antelope | 230 | [12 empty] | 1 | 1
WDT555 | 2010-05-17 | 2010-05-11 | 2010-08-10 | WDAT | SGIP | Serial | Inactive | Withdrawn | 2010-09-22 | Withdrawn (No Agrmt) | No |  |  | Photovoltaic(10) | 10 | Tulare | CA | 2012-07-01 | 2012-07-01 | 69 kV line along Ave 88 | DUCOR 12KV | [9 empty] | Check | Check | Check |  | 1 |  | FALSE | [14 empty] | 0 | 0
WDT556 | 2010-08-10 | 2010-05-11 | 2010-08-10 | WDAT | SGIP | Fast Track | Inactive | Withdrawn | 2010-09-22 | Withdrawn (No Agrmt) | No |  |  | Photovoltaic(2) | 2 |  | CA | 2012-02-01 | 2012-02-01 | Ducor 12kV | DUCOR 12KV | Vestal 220kV bus | San Joaquin Region | Ducor | Vestal 220/66 System | Terra Bella 66/12 (D) |  |  |  |  | Vestal | Check | Check |  | 1 |  | FALSE | Vestal | Check | [12 empty] | 0 | 0
WDT557 | 2010-04-19 | 2010-04-19 |  | WDAT | SGIP | Fast Track | Inactive | Withdrawn | 2010-07-16 | Withdrawn (No Agrmt) | No |  |  | Photovoltaic(2) | 2 | Ventura | CA | 2011-02-22 |  | Donlon 16kV | Donlon 16kV | Santa Clara 220/66 | North Coast Region | Donlon | Santa Clara 220/66 System | Somis 66/16 (D) |  |  |  |  | Santa | Check | Check |  | 1 |  | FALSE | Santa | Check | [12 empty] | 0 | 0
WDT558 | 2010-05-19 | 2010-05-19 |  | WDAT | SGIP | Fast Track | Inactive | Withdrawn | 2010-07-16 | Withdrawn (No Agrmt) | No |  |  | Photovoltaic(1) | 1 | Ventura | CA |  |  | Donlon 16kV | Donlon 16kV | Santa Clara 220/66 | North Coast Region | Donlon | Santa Clara 220/66 System | Somis 66/16 (D) |  |  |  |  | Santa | Check | Check |  | 1 |  | FALSE | Santa | Check | [12 empty] | 0 | 0
WDT559 | 2010-05-19 | 2010-05-18 |  | WDAT | SGIP | WDAT SGIP Transition | Inactive | Withdrawn | 2011-05-19 | Withdrawn (No Agrmt) | No |  |  | Photovoltaic(10) | 10 | Los Angeles | CA | 2011-10-01 | 2011-10-01 | PIUTE: LUCERNE 12 kV Line | LUCERNE 12KV | Antelope 220/66 | North Coast Region | Lucerne | Antelope 220/66 System | Piute 66/12 (D) |  |  |  |  | Antelope | 230 |  |  | 1 |  | FALSE | Antelope | 230 | [12 empty] | 0 | 0
WDT560 | 2010-05-20 | 2010-05-20 |  | WDAT | SGIP | Fast Track | Inactive | IA Terminated |  | Terminated | Yes | 2010-09-15 | 2015-06-20 | Photovoltaic(1) | 1 | Los Angeles | CA | 2011-10-01 | 2011-10-01 | Elizabeth Lake: Guitar 16 kV Line | Guitar 16kV | Saugus 220/66 | North Coast Region | Guitar | Saugus 220/66 System | Elizabeth Lake 66/16 (D) |  |  |  |  | Saugus | 230 |  |  | 1 |  | FALSE | Saugus | 230 | [12 empty] | 0 | 0
WDT561 | 2010-07-02 | 2010-05-19 |  | WDAT | SGIP | Serial | Inactive | Withdrawn | 2010-07-06 | Withdrawn (No Agrmt) | No |  |  | Photovoltaic(20) | 20 | Los Angeles | CA | 2011-12-31 |  | Littlerock - Wilsona 66 kV line |  | Antelope 220/66 | [8 empty] | Antelope | 230 |  |  | 1 |  | FALSE | Antelope | 230 | [12 empty] | 0 | 0
WDT562 | 2010-07-12 | 2010-05-19 |  | WDAT | SGIP | WDAT SGIP Transition | Inactive | Withdrawn | 2011-05-25 | Withdrawn (No Agrmt) | No |  |  | Photovoltaic(2.35) | 2.35 | Placer | CA | 2011-09-01 | 2011-09-01 | Dillion Rd. & Worsley Rd. Desert Hot Springs-existing air switch that feeds Buckwind Substation | COACHELLA 33KV | Devers 220kV bus | Desert Region | Coachella | Devers 220/115 System | Garnet 115/33 (D) |  |  | Devers | 230 | Devers | Check | Check |  | 1 |  | FALSE | Devers | 230 | [12 empty] | 0 | 0
WDT563 |  | 2010-05-19 |  | WDAT | SGIP | Serial | Inactive | Withdrawn | 2011-04-21 | Withdrawn (No Agrmt) | No |  |  | Photovoltaic(3.53) | 3.53 | Riverside | CA | 2011-09-01 | 2011-09-01 | 19 th Ave and Karen Dr. Palm Springs, CA -Overhead 33kv lines north of solar field |  | Devers 220kV bus | [6 empty] | Devers | 230 | Devers | Check | Check |  | 1 |  | FALSE | Devers | 230 | [12 empty] | 0 | 0
WDT564 |  | 2010-05-19 |  | WDAT | SGIP | Serial | Inactive | Withdrawn | 2011-04-21 | Withdrawn (No Agrmt) | No |  |  | Photovoltaic(5.73) | 5.73 | Riverside | CA | 2011-09-01 | 2011-09-01 | 19 th Ave and Karen Dr. Palm Springs, CA -Overhead 33kv lines north of solar field |  | Devers 220kV bus | [6 empty] | Devers | 230 | Devers | Check | Check |  | 1 |  | FALSE | Devers | 230 | [12 empty] | 0 | 0
WDT565 | 2010-06-22 | 2010-05-21 |  | WDAT | SGIP | Fast Track | Inactive | Withdrawn | 2010-09-01 | Withdrawn (No Agrmt) | No |  |  | Photovoltaic(0.5) | 0.5 | San Bernardino | CA |  |  | Allstate 12kV | ALLSTATE 12KV | Vista 220/115 | Desert Region | Allstate | Vista 220/115 System | Homart 115/12 (D) |  |  |  |  | Vista | 230 | Check |  | 1 |  | FALSE | Vista | 230 | [12 empty] | 0 | 0
WDT566 | 2010-07-23 | 2010-05-18 |  | WDAT | SGIP | Fast Track | Inactive | Withdrawn | 2011-01-11 | Withdrawn (No Agrmt) | No |  |  | Photovoltaic(2) | 2 | San Bernardino | CA |  |  | Atolia, CA | PAPPAS 33KV | Kramer 220/115 | Rurals Region | Pappas | Kramer 220/115 System | Randsburg 115/33 (D) |  |  |  |  | Kramer | 230 |  |  | 1 |  | FALSE | Kramer | 230 | [12 empty] | 0 | 0
WDT567 | 2010-08-09 | 2010-05-19 |  | WDAT | SGIP | Serial | Inactive | Withdrawn | 2011-01-28 | Withdrawn (No Agrmt) | No |  |  | Photovoltaic(8.6) | 8.6 | Kern | CA | 2012-05-31 | 2012-05-31 | CORUM: CONLEY 12 kV Line | CONLEY 12KV | Windhub 220/66 | North Coast Region | Conley | Windhub 220/66 System | Corum 66/12 (D) |  |  |  |  | Windhub | 230 |  |  | 1 |  | FALSE | Windhub | 230 | [12 empty] | 0 | 0
WDT568 | 2010-06-22 | 2010-05-24 | 2010-06-22 | WDAT | SGIP | Fast Track | Inactive | Withdrawn | 2011-05-05 | Withdrawn (No Agrmt) | No |  |  | Photovoltaic(2) | 2 | Tulare | CA | 2011-10-01 | 2011-10-01 | Vestal 66 kV Bus | RADNOR 12KV | Vestal 220kV bus | San Joaquin Region | Radnor | Vestal 220/66 System | Delano 66/12 (D) |  |  |  |  | Vestal | Check | Check |  | 1 |  | FALSE | Vestal | Check | [12 empty] | 0 | 0
WDT569 | 2010-06-22 | 2010-05-21 |  | WDAT | SGIP | Fast Track | Inactive | Withdrawn | 2010-11-02 | Withdrawn (No Agrmt) | No |  |  | Photovoltaic(1.5) | 1.5 | Kern | CA | 2011-10-01 | 2011-10-01 | GREAT LAKES: HURON 12 kV Line | HURON 12KV | Antelope 220/66 | North Coast Region | Huron | Antelope 220/66 System | Great Lakes 66/12 (D) |  |  |  |  | Antelope | 230 |  |  | 1 |  | FALSE | Antelope | 230 | [12 empty] | 0 | 0
WDT570 | 2010-06-22 | 2010-05-21 |  | WDAT | SGIP | Fast Track | Inactive | Withdrawn | 2010-11-02 | Withdrawn (No Agrmt) | No |  |  | Photovoltaic(2) | 2 | San Bernardino | CA | 2011-10-01 | 2011-10-01 | Freightliner 12kV | FREIGHTLINER 12KV | Victor 220/115 | Rurals Region | Freightliner | Victor 220/115 System | Roadway 115/12 (D) |  |  |  |  | Victor | 230 |  |  | 1 |  | FALSE | Victor | 230 | [12 empty] | 0 | 0
WDT571 | 2010-05-24 | 2010-05-24 |  | WDAT | SGIP | Fast Track | Inactive | Withdrawn | 2010-07-15 | Withdrawn (No Agrmt) | No |  |  | Photovoltaic(0.75) | 0.75 | Los Angeles | CA | 2011-12-01 |  | Guitar 16kV | Guitar 16kV | Saugus 220/66 | North Coast Region | Guitar | Saugus 220/66 System | Elizabeth Lake 66/16 (D) |  |  |  |  | Saugus | 230 |  |  | 1 |  | FALSE | Saugus | 230 | [12 empty] | 0 | 0
WDT572 | 2010-05-24 | 2010-05-24 |  | WDAT | SGIP | Fast Track | Inactive | Withdrawn | 2010-07-15 | Withdrawn (No Agrmt) | No |  |  | Photovoltaic(1) | 1 | San Bernardino | CA | 2011-12-01 |  | Calmen 12kV | CALMEN 12KV | Chino 220/66 | Metro East Region | Calmen | Chino 220/66 System | Chino 66/12 (D) |  |  |  |  | Chino | 230 |  |  | 1 |  | FALSE | Chino | 230 | [12 empty] | 0 | 0
WDT573 | 2010-05-24 | 2010-05-24 |  | WDAT | SGIP | Fast Track | Inactive | Withdrawn | 2010-07-15 | Withdrawn (No Agrmt) | No |  |  | Photovoltaic(0.75) | 0.75 | San Bernardino | CA | 2011-12-01 |  | Calmen 12kV | CALMEN 12KV | Chino 220/66 | Metro East Region | Calmen | Chino 220/66 System | Chino 66/12 (D) |  |  |  |  | Chino | 230 |  |  | 1 |  | FALSE | Chino | 230 | [12 empty] | 0 | 0
WDT574 | 2010-05-24 | 2010-05-24 |  | WDAT | SGIP | Fast Track | Inactive | Withdrawn | 2010-07-15 | Withdrawn (No Agrmt) | No |  |  | Photovoltaic(0.5) | 0.5 | San Bernardino | CA | 2011-12-01 |  | Calmen 12kV | CALMEN 12KV | Chino 220/66 | Metro East Region | Calmen | Chino 220/66 System | Chino 66/12 (D) |  |  |  |  | Chino | 230 |  |  | 1 |  | FALSE | Chino | 230 | [12 empty] | 0 | 0
WDT575 | 2010-05-24 | 2010-05-24 |  | WDAT | SGIP | Fast Track | Inactive | Withdrawn | 2010-07-15 | Withdrawn (No Agrmt) | No |  |  | Photovoltaic(0.5) | 0.5 | Los Angeles | CA | 2011-12-01 |  | Cello 16kV | Cello 16kV | Saugus 220/66 | North Coast Region | Cello | Saugus 220/66 System | Elizabeth Lake 66/16 (D) |  |  |  |  | Saugus | 230 |  |  | 1 |  | FALSE | Saugus | 230 | [12 empty] | 0 | 0
WDT576 | 2010-05-24 | 2010-05-24 |  | WDAT | SGIP | Fast Track | Inactive | Withdrawn | 2010-07-15 | Withdrawn (No Agrmt) | No |  |  | Photovoltaic(0.75) | 0.75 | Los Angeles | CA | 2011-12-01 |  | Guitar 16kV | Guitar 16kV | Saugus 220/66 | North Coast Region | Guitar | Saugus 220/66 System | Elizabeth Lake 66/16 (D) |  |  |  |  | Saugus | 230 |  |  | 1 |  | FALSE | Saugus | 230 | [12 empty] | 0 | 0
WDT577 | 2010-05-24 | 2010-05-24 |  | WDAT | SGIP | Fast Track | Inactive | Withdrawn | 2010-07-15 | Withdrawn (No Agrmt) | No |  |  | Photovoltaic(0.5) | 0.5 | San Bernardino | CA | 2011-12-01 |  | Alterra 12kV | ALTERRA 12KV | Chino 220/66 | Metro East Region | Alterra | Chino 220/66 System | Soquel 66/12 (D) |  |  |  |  | Chino | 230 |  |  | 1 |  | FALSE | Chino | 230 | [12 empty] | 0 | 0
WDT578 | 2010-05-24 | 2010-05-24 |  | WDAT | SGIP | Fast Track | Inactive | Withdrawn | 2010-07-15 | Withdrawn (No Agrmt) | No |  |  | Photovoltaic(0.5) | 0.5 | Los Angeles | CA | 2011-12-01 |  | Cello 16kV | Cello 16kV | Saugus 220/66 | North Coast Region | Cello | Saugus 220/66 System | Elizabeth Lake 66/16 (D) |  |  |  |  | Saugus | 230 |  |  | 1 |  | FALSE | Saugus | 230 | [12 empty] | 0 | 0
WDT579 | 2011-03-31 | 2010-05-24 |  | WDAT | SGIP | WDAT SGIP Transition | Inactive | Withdrawn | 2011-07-20 | Withdrawn (No Agrmt) | No |  |  | Photovoltaic(1.32) | 1.32 | Riverside | CA | 2010-12-01 | 2010-12-01 | Desert Center, CA 92239, 12kV at Eagle Mountain, APN # 810262006-7 | DESERT CENTER 12KV | Eagle Mountain 220/66 | Rurals Region | Desert Center | Eagle Mountain 220/220 System | Eagle Mountain 66/12 (D) |  |  |  |  | Eagle | Check | Check |  | 1 |  | FALSE | Eagle | Check | [12 empty] | 0 | 0
WDT580 |  | 2010-05-24 |  | WDAT | SGIP | Serial | Inactive | Withdrawn | 2010-10-21 | Withdrawn (No Agrmt) | No |  |  | Photovoltaic(1.5) | 1.5 | San Bernardino | CA |  |  | Tonto 12kV | TONTO 12KV | Victor 220kV bus | Rurals Region | Tonto | Victor 220/115 System | Apple Valley 115/12 (D) |  |  |  |  | Victor | Check | Check |  | 1 |  | FALSE | Victor | Check | [12 empty] | 0 | 0
WDT581 |  | 2010-05-24 |  | WDAT | SGIP | Serial | Inactive | Withdrawn | 2010-10-21 | Withdrawn (No Agrmt) | No |  |  | Photovoltaic(1.5) | 1.5 | Riverside | CA |  |  | Desert Center 12kV | DESERT CENTER 12KV | Eagle Mountain 220/66 | Rurals Region | Desert Center | Eagle Mountain 220/220 System | Eagle Mountain 66/12 (D) |  |  |  |  | Eagle | Check | Check |  | 1 |  | FALSE | Eagle | Check | [12 empty] | 0 | 0
WDT582 |  | 2010-05-24 |  | WDAT | SGIP | Serial | Inactive | Withdrawn | 2011-07-20 | Withdrawn (No Agrmt) | No |  |  | Photovoltaic(1.5) | 1.5 | San Bernardino | CA |  |  | Seaforth 12kV | SEAFORTH 12KV | Victor 220kV bus | Rurals Region | Seaforth | Victor 220/115 System | Hesperia 115/12 (D) |  |  |  |  | Victor | Check | Check |  | 1 |  | FALSE | Victor | Check | [12 empty] | 0 | 0
WDT583 |  | 2010-05-24 |  | WDAT | SGIP | Serial | Inactive | Withdrawn | 2010-10-21 | Withdrawn (No Agrmt) | No |  |  | Photovoltaic(1.5) | 1.5 | San Bernardino | CA |  |  | Sundown 12kV | SUNDOWN 12KV | Victor 220kV bus | Rurals Region | Sundown | Victor 220/115 System | Helendale 33/12 (D) |  |  |  |  | Victor | Check | Check |  | 1 |  | FALSE | Victor | Check | [12 empty] | 0 | 0
WDT584 |  | 2010-05-24 |  | WDAT | SGIP | Serial | Inactive | Withdrawn | 2010-07-02 | Withdrawn (No Agrmt) | No |  |  | Photovoltaic(1.5) | 1.5 | San Bernardino | CA |  |  | Sky Hi 12kV | SKY HI 12KV | Victor 220kV bus | Rurals Region | Sky Hi | Victor 220/115 System | Lucerne 33/12 (D) |  |  |  |  | Victor | Check | Check |  | 1 |  | FALSE | Victor | Check | [12 empty] | 0 | 0
WDT585 |  | 2010-05-24 |  | WDAT | SGIP | Serial | Inactive | Withdrawn | 2010-07-02 | Withdrawn (No Agrmt) | No |  |  | Photovoltaic(1.5) | 1.5 | Los Angeles | CA |  |  | Roosevelt 12kV | ROOSEVELT 12KV | Antelope 220/66 | North Coast Region | Roosevelt | Antelope 220/66 System | Redman 66/12 (D) |  |  |  |  | Antelope | 230 |  |  | 1 |  | FALSE | Antelope | 230 | [12 empty] | 0 | 0
WDT586 |  | 2010-05-24 |  | WDAT | SGIP | Serial | Inactive | Withdrawn | 2010-07-02 | Withdrawn (No Agrmt) | No |  |  | Photovoltaic(1.5) | 1.5 | San Bernardino | CA |  |  | Kenworth 12kV | KENWORTH 12KV | Victor 220kV bus | Rurals Region | Kenworth | Victor 220/115 System | Roadway 115/12 (D) |  |  |  |  | Victor | Check | Check |  | 1 |  | FALSE | Victor | Check | [12 empty] | 0 | 0
WDT587 |  | 2010-05-24 |  | WDAT | SGIP | Serial | Inactive | Withdrawn | 2010-07-02 | Withdrawn (No Agrmt) | No |  |  | Photovoltaic(1.5) | 1.5 | Los Angeles | CA |  |  | Lucerne 12kV | LUCERNE 12KV | Antelope 220/66 | North Coast Region | Lucerne | Antelope 220/66 System | Piute 66/12 (D) |  |  |  |  | Antelope | 230 |  |  | 1 |  | FALSE | Antelope | 230 | [12 empty] | 0 | 0
WDT588 |  | 2010-05-24 |  | WDAT | SGIP | Serial | Inactive | Withdrawn | 2010-07-02 | Withdrawn (No Agrmt) | No |  |  | Photovoltaic(1.5) | 1.5 | Los Angeles | CA |  |  | Roosevelt 12kV | ROOSEVELT 12KV | Antelope 220/66 | North Coast Region | Roosevelt | Antelope 220/66 System | Redman 66/12 (D) |  |  |  |  | Antelope | 230 |  |  | 1 |  | FALSE | Antelope | 230 | [12 empty] | 0 | 0
WDT589 | 2010-05-24 | 2010-05-24 | 2010-07-07 | WDAT | SGIP | Fast Track | Inactive | IA Terminated |  | Terminated | Yes | 2011-06-20 | 2012-10-22 | Photovoltaic(0.999) | 0.999 | Los Angeles | CA | 2011-01-01 | 2011-01-01 | Laguna Bell: Kinmont 16 kV Line | KINMONT 16KV | Laguna Bell AB 220/66 | Metro West Region | Kinmont | Laguna Bell AB 220/66 System | Laguna Bell 66/16 (D) |  |  |  |  | Laguna | Check | Check |  | 1 |  | FALSE | Laguna | Check | [12 empty] | 0 | 0
WDT590 | 2011-03-31 | 2010-05-19 |  | WDAT | SGIP | WDAT SGIP Transition | Inactive | IA Terminated |  | Terminated | Yes | 2013-07-25 | 2015-07-22 | Photovoltaic(8.186) | 8.186 | San Bernardino | CA | 2011-12-17 | 2013-11-01 | Calectric: LIMONITE 33 kV line | LIMONITE 33KV | Vista 220/115 | Desert Region | Limonite | Vista 220/115 System | Calectric 115/33 (D) |  |  |  |  | Vista | 230 | Check |  | 1 |  | FALSE | Vista | 230 | [12 empty] | 0 | 0
WDT591 |  | 2010-05-21 |  | WDAT | SGIP | Serial | Inactive | Withdrawn | 2010-09-14 | Withdrawn (No Agrmt) | No |  |  | Photovoltaic(2) | 2 | Orange | CA | 2012-01-01 | 2012-01-01 | Scrabble 12kV | Scrabble 12kV | Johanna 220kV bus | Orange Region | Scrabble | Johanna 220/66 System | Johanna 66/12 (D) |  |  |  |  | Johanna | Check | Check |  | 1 |  | FALSE | Johanna | Check | [12 empty] | 0 | 0
WDT592 | 2010-07-07 | 2010-05-28 | 2010-07-12 | WDAT | SGIP | Serial | Inactive | Withdrawn | 2011-05-18 | Withdrawn (No Agrmt) | No |  |  | Photovoltaic(20) | 20 | San Bernardino | CA | 2011-06-01 | 2011-06-01 | SCE 33 kV Facilities near Barstow Rd and Brussel Rd., Lucerne Valley CA |  | Victor 220kV bus | Rurals Region |  | Victor 220/115 System | Cottonwood 115/33 (D) |  |  |  |  | Victor | Check | Check |  | 1 |  | FALSE | Victor | Check | [12 empty] | 0 | 0
WDT593 |  | 2010-05-28 |  | WDAT | SGIP | Serial | Inactive | Withdrawn | 2010-07-16 | Withdrawn (No Agrmt) | No |  |  | Photovoltaic(1.883) | 1.883 | Riverside | CA | 2011-02-28 | 2011-02-28 | Chaney 12kV | CHANEY 12KV | Valley 500/115 | San Jacinto Valley Region | Chaney | Valley 'AB' 500/115 System | Bunker 115/12 (D) |  |  |  |  | Valley | 500 | Check |  | 1 |  | FALSE | Valley | 500 | [12 empty] | 0 | 0
WDT594 | 2010-07-14 | 2010-06-16 |  | WDAT | SGIP | Fast Track | Inactive | Withdrawn | 2012-11-07 | Withdrawn (No Agrmt) | No |  |  | Photovoltaic(0.833) | 0.833 | Los Angeles | CA | 2011-06-30 | 2011-06-30 | Artisano 16kV | ARTISANO 16KV | La Fresa 220/66 | Metro West Region | Artisano | La Fresa 220/66 System | La Fresa 66/16 (D) |  |  |  |  | La | Check | Check |  | 1 |  | FALSE | La | Check | [12 empty] | 0 | 0
WDT595 | 2010-07-07 | 2010-06-21 |  | WDAT | SGIP | Serial | Inactive | Withdrawn | 2011-01-28 | Withdrawn (No Agrmt) | No |  |  | Photovoltaic(5) | 5 | Tulare | CA | 2010-12-17 | 2010-12-17 | Vestal 66 kV Bus | DRIVER 12KV | Vestal 220kV bus | San Joaquin Region | Driver | Vestal 220/66 System | Delano 66/12 (D) |  |  |  |  | Vestal | Check | Check |  | 1 |  | FALSE | Vestal | Check | [12 empty] | 0 | 0
WDT596 | 2010-07-07 | 2010-06-21 |  | WDAT | SGIP | WDAT SGIP Transition | Inactive | Withdrawn | 2011-03-07 | Withdrawn (No Agrmt) | No |  |  | Photovoltaic(5) | 5 | Tulare | CA | 2010-12-17 | 2010-12-17 | Vestal 66 kV Bus | POND 12KV | Vestal 220kV bus | San Joaquin Region | Pond | Vestal 220/66 System | Browning 66/12 (D) |  |  |  |  | Vestal | Check | Check |  | 1 |  | FALSE | Vestal | Check | [12 empty] | 0 | 0
WDT597 | 2010-06-22 | 2010-06-22 | 2010-08-12 | WDAT | SGIP | Fast Track | Inactive | Withdrawn | 2012-02-23 | Withdrawn (No Agrmt) | No |  |  | Photovoltaic(0.75) | 0.75 | San Bernardino | CA | 2012-07-01 | 2012-07-01 | WILSONA: MAVERICK 12 kV Line | MAVERICK 12KV | Antelope 220/66 | North Coast Region | Maverick | Antelope 220/66 System | Wilsona 66/12 (D) |  |  |  |  | Antelope | 230 |  |  | 1 |  | FALSE | Antelope | 230 | [12 empty] | 0 | 0
WDT598 | 2010-07-16 | 2010-06-23 |  | WDAT | SGIP | Serial | Inactive | Withdrawn | 2010-12-22 | Withdrawn (No Agrmt) | No |  |  | Photovoltaic(19.8) | 19.8 | San Bernardino | CA | 2012-06-01 | 2012-06-01 | SCE Baroid 33kV / Gale Distribution Line | BAROID 33KV | Kramer 220kV bus | Rurals Region | Baroid | Kramer 220/115 System | Gale 115/33 (D) |  |  |  |  | Kramer | Check | Check |  | 1 |  | FALSE | Kramer | Check | [12 empty] | 0 | 0
WDT599 |  | 2010-06-29 |  | WDAT | SGIP | WDAT SGIP Transition | Inactive | Withdrawn | 2011-05-02 | Withdrawn (No Agrmt) | No |  |  | Photovoltaic(20) | 20 | Riverside | CA | 2012-10-01 |  | Approx. 13.5 miles North from the Verdant 33 kV Substationm, Blythe CA | Approx. 13.5 miles North from the Verdant 33 kV Substationm, Blythe CA | [9 empty] | Check | Check | Check |  | 1 |  | FALSE | [14 empty] | 0 | 0
WDT600 | 2010-06-29 | 2010-06-29 |  | WDAT | SGIP | Fast Track | Inactive | Withdrawn | 2010-09-10 | Withdrawn (No Agrmt) | No |  |  |  | 2 | Los Angeles | CA |  |  | Lotto 12kV | LOTTO 12KV | Victor 220/115 | Rurals Region | Lotto | Victor 220/115 System | Phelan 115/12 (D) |  |  |  |  | Victor | 230 |  |  | 1 |  | FALSE | Victor | 230 | [12 empty] | 0 | 0
WDT601 | 2010-06-29 | 2010-06-29 |  | WDAT | SGIP | Fast Track | Inactive | Withdrawn | 2010-09-03 | Withdrawn (No Agrmt) | No |  |  |  | 2 | Los Angeles | CA |  |  | Oban 12 kV line out of Lancaster Substation | OBAN 12KV | Antelope 220/66 | North Coast Region | Oban | Antelope 220/66 System | Lancaster 66/12 (D) |  |  |  |  | Antelope | 230 |  |  | 1 |  | FALSE | Antelope | 230 | [12 empty] | 0 | 0
WDT602 | 2010-06-29 | 2010-06-29 |  | WDAT | SGIP | Serial | Inactive | Withdrawn | 2010-09-03 | Withdrawn (No Agrmt) | No |  |  |  | 4 | San Bernardino | CA |  |  | Koala 12kV | KOALA 12KV | Victor 220kV bus | Rurals Region | Koala | Victor 220/115 System | Victor 115/12 (D) |  |  |  |  | Victor | Check | Check |  | 1 |  | FALSE | Victor | Check | [12 empty] | 0 | 0
WDT603 | 2010-06-30 | 2010-06-30 | 2010-08-17 | WDAT | SGIP | Serial | Active - Post IA | In-Service |  | Executed - In Effect | Yes | 2014-11-20 |  | Photovoltaic(15) | 15 | Tulare | CA | 2011-06-01 | 2016-10-20 | Vestal 66 kV Bus | Vestal 66kV | Vestal 220kV bus | San Joaquin Region |  | Vestal 220/66 System |  | Vestal | 230 |  |  | Vestal | Check | Check |  | 1 |  | FALSE | Vestal | 230 | [12 empty] | 1 | 1
WDT604 | 2010-07-14 | 2010-07-13 |  | WDAT | SGIP | Serial | Inactive | Withdrawn | 2010-08-27 | Withdrawn (No Agrmt) | No |  |  |  | 20 | Kern | CA | 2013-12-31 |  | Holgate Substation | ISNER 33KV |  | Rurals Region | Isner | Kramer 220/115 System | Kramer 115/33 (D) |  |  |  |  | Check | Check | Check |  | 1 |  | FALSE | [14 empty] | 0 | 0
WDT605 | 2011-03-31 | 2010-07-23 | 2010-08-10 | WDAT | SGIP | WDAT SGIP Transition | Inactive | Withdrawn | 2012-04-17 | Withdrawn (No Agrmt) | No |  |  | Photovoltaic(20) | 20 | San Bernardino | CA | 2012-01-01 | 2012-08-01 | Hi Desert: SANTANA 33 kV line | SANTANA 33KV | Devers 220kV bus | [6 empty] | Devers | 230 | Devers | Check | Check |  | 1 |  | FALSE | Devers | 230 | [12 empty] | 0 | 0
WDT606 | 2011-03-31 | 2010-07-23 | 2010-09-13 | WDAT | SGIP | WDAT SGIP Transition | Inactive | Withdrawn | 2012-02-24 | Withdrawn (No Agrmt) | No |  |  | Photovoltaic(20) | 20 | San Bernardino | CA |  | 2010-04-30 | Cool Water - Tie Fort 115 kV Line | [10 empty] | Check | Check | Check |  | 1 |  | FALSE | [14 empty] | 0 | 0
WDT607 | 2010-11-23 | 2010-07-30 |  | WDAT | CLGIP | QC_003 | Inactive | Withdrawn | 2010-12-14 | Withdrawn (No Agrmt) | No |  |  | Photovoltaic(70) | 70 | San Bernardino | CA | 2014-03-01 | 2014-03-01 | Granite Hills Solar 115 kV bus | [10 empty] | Check | Check | Check |  | 1 |  | FALSE | [14 empty] | 0 | 0
WDT608 | 2010-08-09 | 2010-08-09 |  | WDAT | SGIP | Serial | Inactive | Withdrawn | 2011-03-09 | Withdrawn (No Agrmt) | No |  |  | Photovoltaic(10) | 10 | San Bernardino | CA | 2010-04-01 | 2010-04-01 | Sheephole 33kV | SHEEPHOLE 33KV | Devers 220kV bus | Desert Region | Sheephole | Devers 220/115 System | Hi Desert 115/33 (D) |  |  | Devers | 230 | Devers | Check | Check |  | 1 |  | FALSE | Devers | 230 | [12 empty] | 0 | 0
WDT609 | 2011-03-31 | 2010-08-11 | 2011-04-28 | WDAT | SGIP | WDAT SGIP Transition | Inactive | Withdrawn | 2013-10-09 | Withdrawn (No Agrmt) | No |  |  | Photovoltaic(5) | 5 | Orange | CA | 2012-06-30 | 2013-12-30 | SPRAGUE 12KV | SPRAGUE 12KV | Valley 500kV | San Jacinto Valley Region | Sprague | Valley 'AB' 500/115 System | Mayberry 115/12 (D) |  |  | Valley (SCE) | 500 | Valley | Check | Check |  | 1 |  | FALSE | Valley | 500 | [12 empty] | 0 | 0
WDT610 |  | 2010-08-11 |  | WDAT | SGIP | Fast Track | Inactive | Withdrawn | 2010-11-03 | Withdrawn (No Agrmt) | No |  |  | Photovoltaic(2) | 2 | Los Angeles | CA | 2012-09-01 | 2012-09-01 | Isner 33 kV Circuit s/s of Farmington Rd (fed from Kramer Sub) | ISNER 33KV | Kramer 220/115 | Rurals Region | Isner | Kramer 220/115 System | Kramer 115/33 (D) |  |  |  |  | Kramer | 230 |  |  | 1 |  | FALSE | Kramer | 230 | [12 empty] | 0 | 0
WDT611 | 2010-08-23 | 2010-08-23 |  | WDAT | SGIP | Fast Track | Active - Post IA | In-Service |  | Executed - In Effect | Yes | 2012-01-20 |  | Photovoltaic(1) | 1 | San Bernardino | CA | 2010-11-15 | 2010-11-15 | UNICORN 12KV | UNICORN 12KV | San Bernardino 220/66 | Desert Region | Unicorn | San Bernardino 220/66 System | San Bernardino 66/12 (D) |  |  |  |  | San | Check | Check | San Bernardino230 | 1 |  | FALSE | San Bernardino | 230 | [12 empty] | 1 | 1
WDT612 | 2010-08-23 | 2010-08-23 |  | WDAT | SGIP | Fast Track | Active - Post IA | In-Service |  | Executed - In Effect | Yes | 2011-06-03 |  | Photovoltaic(1) | 1 | San Bernardino | CA | 2010-11-01 | 2010-11-01 | UNICORN 12KV | UNICORN 12KV | San Bernardino 220/66 | Desert Region | Centaur | San Bernardino 220/66 System | San Bernardino 66/12 (D) |  |  |  |  | San | Check | Check | San Bernardino230 | 1 |  | FALSE | San Bernardino | 230 | [12 empty] | 1 | 1
WDT613 | 2010-08-23 | 2010-08-23 |  | WDAT | SGIP | Fast Track | Active - Post IA | In-Service |  | Executed - In Effect | Yes | 2011-08-08 |  | Photovoltaic(1) | 1 | San Bernardino | CA | 2011-01-02 | 2011-01-02 | CENTAUR 12KV | Centaur 12kV | San Bernardino 220/66 | Desert Region | Centaur | San Bernardino 220/66 System | San Bernardino 66/12 (D) |  |  |  |  | San | Check | Check | San Bernardino230 | 1 |  | FALSE | San Bernardino | 230 | [12 empty] | 1 | 1
WDT614 | 2010-08-23 | 2010-08-23 |  | WDAT | SGIP | Fast Track | Active - Post IA | In-Service |  | Executed - In Effect | Yes | 2011-08-12 |  | Photovoltaic(0.5) | 0.5 | San Bernardino | CA | 2010-12-12 | 2010-12-12 | CENTAUR 12KV | Centaur 12kV | San Bernardino 220/66 | Desert Region | Centaur | San Bernardino 220/66 System | San Bernardino 66/12 (D) |  |  |  |  | San | Check | Check | San Bernardino230 | 1 |  | FALSE | San Bernardino | 230 | [12 empty] | 1 | 1
WDT615 |  | 2010-09-07 |  | WDAT | SGIP | Serial | Inactive | Withdrawn | 2010-10-22 | Withdrawn (No Agrmt) | No |  |  | Photovoltaic(3) | 3 | Tulare | CA | 2011-09-01 |  | Nickerson 12kV | NICKERSON 12KV | Rector 220/66 | San Joaquin Region | Nickerson | Rector 220/66 System | Rector 66/12 (D) |  |  |  |  | Rector | 230 |  |  | 1 |  | FALSE | Rector | 230 | [12 empty] | 0 | 0
WDT616 | 2010-09-07 | 2010-09-07 |  | WDAT | SGIP | Serial | Inactive | Withdrawn | 2010-12-23 | Withdrawn (No Agrmt) | No |  |  | Photovoltaic(20) | 20 | San Bernardino | CA | 2013-12-31 | 2013-12-31 | Tap of the Phelan-Victor 115kV | [10 empty] | Check | Check | Check |  | 1 |  | FALSE | [14 empty] | 0 | 0
WDT617 | 2011-03-31 | 2010-09-07 | 2010-10-06 | WDAT | SGIP | Fast Track | Inactive | IA Terminated |  | Terminated | Yes | 2014-03-04 | 2015-01-20 | Photovoltaic(2) | 2 | San Bernardino | CA | 2013-12-31 | 2015-08-15 | CEMENT 33KV | CEMENT 33KV | Victor 220/115 | Rurals Region | Cement | Victor 220/115 System | Victor 115/33 (D) |  |  |  |  | Victor | 230 |  |  | 1 |  | FALSE | Victor | 230 | [12 empty] | 0 | 0
WDT618 | 2010-09-07 | 2010-09-07 |  | WDAT | SGIP | Fast Track | Inactive | IA Terminated |  | Terminated | Yes | 2014-09-03 | 2014-12-29 | Photovoltaic(2) | 2 | San Bernardino | CA | 2013-12-31 | 2015-10-01 | ASTOR 12KV | ASTOR 12KV | Victor 220/115 | Rurals Region | Astor | Victor 220/115 System | Victor 115/12 (D) |  |  |  |  | Victor | 230 |  |  | 1 |  | FALSE | Victor | 230 | [12 empty] | 0 | 0
WDT619 | 2011-03-31 | 2010-09-07 |  | WDAT | SGIP | WDAT SGIP Transition | Inactive | Withdrawn | 2012-10-22 | Withdrawn (No Agrmt) | No |  |  | Photovoltaic(2) | 2 | Los Angeles | CA | 2013-12-31 | 2013-12-31 | DEL SUR: HUGHES LAKE 12 kV Line | New Circuit 1 -Generation 12KV | Antelope 220/66 | [8 empty] | Antelope | 230 |  |  | 1 |  | FALSE | Antelope | 230 | [12 empty] | 0 | 0
WDT620 | 2011-03-31 | 2010-09-07 | 2010-09-07 | WDAT | SGIP | WDAT SGIP Transition | Inactive | Withdrawn | 2014-03-18 | Withdrawn (No Agrmt) | No |  |  | Photovoltaic(2) | 2 | Los Angeles | CA | 2013-12-31 | 2013-12-31 | FORAGE 12KV | FORAGE 12KV | Antelope 220/66 | North Coast Region | Forage | Antelope 220/66 System | Piute 66/12 (D) |  |  |  |  | Antelope | 230 |  |  | 1 |  | FALSE | Antelope | 230 | [12 empty] | 0 | 0
WDT621 | 2011-03-31 | 2010-09-07 | 2010-09-30 | WDAT | SGIP | WDAT SGIP Transition | Inactive | Withdrawn | 2014-03-18 | Withdrawn (No Agrmt) | No |  |  | Photovoltaic(2) | 2 | Los Angeles | CA | 2013-12-31 | 2013-12-31 | FORAGE 12KV | FORAGE 12KV | Antelope 220/66 | North Coast Region | Forage | Antelope 220/66 System | Piute 66/12 (D) |  |  |  |  | Antelope | 230 |  |  | 1 |  | FALSE | Antelope | 230 | [12 empty] | 0 | 0
WDT622 | 2010-09-07 | 2010-09-07 |  | WDAT | SGIP | Fast Track | Inactive | Withdrawn | 2010-12-07 | Withdrawn (No Agrmt) | No |  |  | Photovoltaic(2) | 2 | Los Angeles | CA | 2013-12-31 | 2013-12-31 | DEL SUR: LLOYD 12 kV Line | LLOYD 12KV | Antelope 220/66 | North Coast Region | Lloyd | Antelope 220/66 System | Del Sur 66/12 (D) |  |  |  |  | Antelope | 230 |  |  | 1 |  | FALSE | Antelope | 230 | [12 empty] | 0 | 0
WDT623 | 2011-03-31 | 2010-09-07 |  | WDAT | SGIP | WDAT SGIP Transition | Inactive | Withdrawn | 2012-10-22 | Withdrawn (No Agrmt) | No |  |  | Photovoltaic(2) | 2 | Los Angeles | CA | 2013-12-31 | 2013-12-31 | DEL SUR: FAIRMONT 12 kV Line | New Circuit 1 -Generation 12KV | Antelope 220/66 | [8 empty] | Antelope | 230 |  |  | 1 |  | FALSE | Antelope | 230 | [12 empty] | 0 | 0
WDT624 | 2011-03-31 | 2010-09-07 |  | WDAT | SGIP | WDAT SGIP Transition | Inactive | Withdrawn | 2012-10-22 | Withdrawn (No Agrmt) | No |  |  | Photovoltaic(2) | 2 | Los Angeles | CA | 2013-12-31 | 2013-12-31 | DEL SUR: HUGHES LAKE 12 kV Line | New Circuit 1 -Generation 12KV | Antelope 220/66 | [8 empty] | Antelope | 230 |  |  | 1 |  | FALSE | Antelope | 230 | [12 empty] | 0 | 0
WDT625 | 2010-09-07 | 2010-09-07 | 2010-10-20 | WDAT | SGIP | QC_004 | Active - Post IA | IA Amendment |  | Executed - In Effect | Yes | 2013-12-05 |  | Photovoltaic(3)/Energy Storage(2) | 2 | Los Angeles | CA | 2013-12-31 | 2015-11-01 | TITAN 12KV | TITAN 12KV | Antelope 220/66 | North Coast Region | Titan | Antelope 220/66 System | Little Rock 66/12 (D) |  |  |  |  | Antelope | 230 |  |  | 1 |  | TRUE | Antelope | 230 | 3)/Energy Storage(2) |  | 2) |  | 1 | 3 | [5 empty] | 2 | 0 | 1
WDT626 | 2010-09-07 | 2010-09-07 | 2010-10-20 | WDAT | SGIP | QC_004 | Active - Post IA | In-Service |  | Executed - In Effect | Yes | 2013-12-05 |  | Photovoltaic(2) | 2 | Los Angeles | CA | 2013-12-31 | 2015-11-01 | TITAN 12KV | TITAN 12KV | Antelope 220/66 | North Coast Region | Titan | Antelope 220/66 System | Little Rock 66/12 (D) |  |  |  |  | Antelope | 230 |  |  | 1 |  | FALSE | Antelope | 230 | [12 empty] | 1 | 1
WDT627 |  | 2010-09-07 |  | WDAT | SGIP | Serial | Inactive | Withdrawn | 2010-11-30 | Withdrawn (No Agrmt) | No |  |  | Photovoltaic(2) | 2 | Los Angeles | CA | 2013-12-31 | 2013-12-31 | NE Corner of West Ave D and 35th St. West, Lancaster (34.776826, -118.191251 | GRUBSTAKE 12KV | Antelope 220/66 | North Coast Region | Grubstake | Antelope 220/66 System | Rosamond 66/12 (D) |  |  |  |  | Antelope | 230 |  |  | 1 |  | FALSE | Antelope | 230 | [12 empty] | 0 | 0
WDT628 | 2010-09-07 | 2010-09-07 | 2010-10-20 | WDAT | SGIP | Serial | Active - Post IA | In-Service |  | Executed - In Effect | Yes | 2012-12-19 |  | Photovoltaic(3) | 3 | Los Angeles | CA | 2013-12-31 | 2016-09-01 | GRUBSTAKE 12KV | GRUBSTAKE 12KV | Antelope 220/66 | North Coast Region | Grubstake | Antelope 220/66 System | Rosamond 66/12 (D) |  |  |  |  | Antelope | 230 |  |  | 1 |  | FALSE | Antelope | 230 | [12 empty] | 1 | 1
WDT629 | 2010-09-07 | 2010-09-07 |  | WDAT | SGIP | Fast Track | Inactive | Withdrawn | 2010-11-16 | Withdrawn (No Agrmt) | No |  |  | Photovoltaic(2) | 2 | Los Angeles | CA | 2013-12-31 | 2013-12-31 | LITTLE ROCK: CALLI VALLI 12 kV Line | TITAN 12KV | Antelope 220/66 | North Coast Region | Titan | Antelope 220/66 System | Little Rock 66/12 (D) |  |  |  |  | Antelope | 230 |  |  | 1 |  | FALSE | Antelope | 230 | [12 empty] | 0 | 0
WDT630 |  | 2010-09-07 |  | WDAT | SGIP | Fast Track | Inactive | Withdrawn | 2010-10-26 | Withdrawn (No Agrmt) | No |  |  | Photovoltaic(2) | 2 | Riverside | CA | 2013-12-31 | 2013-12-31 | WINTERS 12KV | WINTERS 12KV | Blythe (WALC) 161/33 | Rurals Region | Winters | Blythe (WALC) 161/33 System | Dunes 33/12 (D) |  |  |  |  | Blythe | Check | Check |  | 1 |  | FALSE | Blythe | Check | [12 empty] | 0 | 0
WDT631 |  | 2010-09-07 |  | WDAT | SGIP | Fast Track | Inactive | Withdrawn | 2010-10-26 | Withdrawn (No Agrmt) | No |  |  | Photovoltaic(2) | 2 | Riverside | CA | 2013-12-31 | 2013-12-31 | WEDGE 12KV | WEDGE 12KV | Blythe (WALC) 161/33 | Rurals Region | Wedge | Blythe (WALC) 161/33 System | Defrain 33/12 (D) |  |  |  |  | Blythe | Check | Check |  | 1 |  | FALSE | Blythe | Check | [12 empty] | 0 | 0
WDT632 | 2010-09-07 | 2010-09-07 |  | WDAT | SGIP | Serial | Inactive | Withdrawn | 2010-11-16 | Withdrawn (No Agrmt) | No |  |  | Photovoltaic(20) | 20 | Los Angeles | CA | 2013-12-31 | 2013-12-31 | East Ave. U and 106th St East, South Antelope Valley (33 kv line on 116th St E at 34.528186, -117.922813 | [10 empty] | Check | Check | Check |  | 1 |  | FALSE | [14 empty] | 0 | 0
WDT633 | 2010-09-07 | 2010-09-07 |  | WDAT | SGIP | Serial | Inactive | Withdrawn | 2010-11-16 | Withdrawn (No Agrmt) | No |  |  | Photovoltaic(20) | 20 | Los Angeles | CA | 2013-12-31 | 2013-12-31 | East Ave. U and 106th St East, South Antelope Valley (Pearblossom Sub) |  | Antelope 220/66 | [8 empty] | Antelope | 230 |  |  | 1 |  | FALSE | Antelope | 230 | [12 empty] | 0 | 0
WDT634 | 2010-11-03 | 2010-09-07 |  | WDAT | SGIP | Serial | Inactive | Withdrawn | 2010-11-16 | Withdrawn (No Agrmt) | No |  |  | Photovoltaic(5) | 5 | Los Angeles | CA | 2013-12-31 | 2013-12-31 | East Ave. U and 106th St East, South Antelope Valley (West of the site on E Ave T-8 at 34.535587, -117.958137) | CALLI VALLI 12KV | Antelope 220/66 | North Coast Region | Calli Valli | Antelope 220/66 System | Little Rock 66/12 (D) |  |  |  |  | Antelope | 230 |  |  | 1 |  | FALSE | Antelope | 230 | [12 empty] | 0 | 0
WDT635 | 2010-11-03 | 2010-09-07 |  | WDAT | SGIP | Serial | Inactive | Withdrawn | 2010-11-16 | Withdrawn (No Agrmt) | No |  |  | Photovoltaic(20) | 20 | Los Angeles | CA | 2013-12-31 | 2013-12-31 | East Ave U and 126th St East, Pearblossom, CA (Pearblossom Sub) | [10 empty] | Check | Check | Check |  | 1 |  | FALSE | [14 empty] | 0 | 0
WDT636 | 2010-11-03 | 2010-09-07 |  | WDAT | SGIP | Serial | Inactive | Withdrawn | 2010-11-16 | Withdrawn (No Agrmt) | No |  |  | Photovoltaic(5) | 5 | Los Angeles | CA | 2013-12-31 | 2013-12-31 | East Ave U-8 & East of 127th St. East Pearblossom (northernmost dual 12 kv circuit along hwy 138 at County hwy N6 at 34.506375, -117.896605) | TITAN 12KV | Antelope 220/66 | North Coast Region | Titan | Antelope 220/66 System | Little Rock 66/12 (D) |  |  |  |  | Antelope | 230 |  |  | 1 |  | FALSE | Antelope | 230 | [12 empty] | 0 | 0
WDT637 | 2010-11-03 | 2010-09-07 |  | WDAT | SGIP | Serial | Inactive | Withdrawn | 2010-11-16 | Withdrawn (No Agrmt) | No |  |  | Photovoltaic(5) | 5 | Los Angeles | CA | 2013-12-31 | 2013-12-31 | North of East Ave V and Longview Rd, Pearblossom ( southernmost existin 12kv dual circuit line along hwy 138 at county hwy N6 at 34.506375, -117.896605) | TITAN 12KV | Antelope 220/66 | North Coast Region | Titan | Antelope 220/66 System | Little Rock 66/12 (D) |  |  |  |  | Antelope | 230 |  |  | 1 |  | FALSE | Antelope | 230 | [12 empty] | 0 | 0
WDT638 | 2010-09-07 | 2010-09-07 | 2010-09-07 | WDAT | SGIP | Serial | Active - Post IA | In-Service |  | Executed - In Effect | Yes | 2012-10-30 |  | Photovoltaic(5) | 3 | Los Angeles | CA | 2013-12-31 | 2013-12-01 | HUGHES LAKE 12KV | HUGHES LAKE 12KV | Antelope 220/66 | North Coast Region | Hughes Lake | Antelope 220/66 System | Del Sur 66/12 (D) |  |  |  |  | Antelope | 230 |  |  | 1 |  | FALSE | Antelope | 230 | [12 empty] | 1 | 1
WDT639 | 2010-09-07 | 2010-09-07 | 2010-09-07 | WDAT | SGIP | Serial | Active - Post IA | In-Service |  | Executed - In Effect | Yes | 2012-11-15 |  | Photovoltaic(5) | 5 | Los Angeles | CA | 2013-12-31 | 2013-12-31 | SNOWDEN 12KV | SNOWDEN 12KV | Antelope 220/66 | North Coast Region | Snowden | Antelope 220/66 System | Del Sur 66/12 (D) | Antelope | 230 |  |  | Antelope | 230 |  |  | 1 |  | FALSE | Antelope | 230 | [12 empty] | 1 | 1
WDT640 | 2010-09-07 | 2010-09-07 | 2010-09-07 | WDAT | SGIP | Serial | Active - Post IA | In-Service |  | Executed - In Effect | Yes | 2013-07-24 |  | Photovoltaic(5) | 5 | Los Angeles | CA | 2013-12-31 | 2013-12-31 | BIG PINES 12KV | BIG PINES 12KV | Antelope 220/66 | North Coast Region | Big Pines | Antelope 220/66 System | Little Rock 66/12 (D) | Antelope | 230 |  |  | Antelope | 230 |  |  | 1 |  | FALSE | Antelope | 230 | [12 empty] | 1 | 1
WDT641 | 2010-09-07 | 2010-09-07 | 2010-09-07 | WDAT | SGIP | Serial | Inactive | IA Terminated |  | Terminated | Yes | 2013-07-31 | 2013-12-17 | Photovoltaic(5) | 5 | Los Angeles | CA | 2013-12-31 | 2013-12-31 | SUN VILLAGE 12KV | SUN VILLAGE 12KV | Antelope 220/66 | North Coast Region | Sun Village | Antelope 220/66 System | Little Rock 66/12 (D) |  |  |  |  | Antelope | 230 |  |  | 1 |  | FALSE | Antelope | 230 | [12 empty] | 0 | 0
WDT642 | 2010-09-07 | 2010-09-07 |  | WDAT | SGIP | Serial | Inactive | Withdrawn | 2015-01-06 | In Negotiation | No |  |  | Photovoltaic(20) | 20 | San Bernardino | CA | 2013-12-31 | 2013-12-31 | Cottonwood - Savage 115 kV Line |  | Victor 220kV bus | [8 empty] | Victor | Check | Check |  | 1 |  | FALSE | Victor | Check | [12 empty] | 0 | 0
WDT643 | 2010-09-07 | 2010-09-07 | 2010-09-07 | WDAT | SGIP | Serial | Inactive | Withdrawn | 2012-12-19 | Withdrawn (No Agrmt) | No |  |  | Photovoltaic(20) | 20 | Los Angeles | CA | 2013-12-31 | 2013-12-31 | Little Rock - Wilsona 66 kV Line | Wilsona Substation | Antelope 220/66 | [8 empty] | Antelope | 230 |  |  | 1 |  | FALSE | Antelope | 230 | [12 empty] | 0 | 0
WDT644 |  | 2010-09-07 |  | WDAT | SGIP | Serial | Inactive | Withdrawn | 2010-10-26 | Withdrawn (No Agrmt) | No |  |  | Photovoltaic(5) | 5 | Riverside | CA | 2014-12-31 | 2014-12-31 | MC COY 33KV | MC COY 33KV | Blythe (WALC) 161kV bus | Rurals Region | Mc Coy | Blythe (WALC) 161/33 System | Blythe City 33/33 (D) |  |  |  |  | Blythe | Check | Check |  | 1 |  | FALSE | Blythe | Check | [12 empty] | 0 | 0
WDT645 |  | 2010-09-07 |  | WDAT | SGIP | Serial | Inactive | Withdrawn | 2010-10-26 | Withdrawn (No Agrmt) | No |  |  | Photovoltaic(20) | 20 | Riverside | CA | 2014-12-31 | 2014-12-31 | MC COY 33KV | MC COY 33KV | Blythe (WALC) 161kV bus | Rurals Region | Mc Coy | Blythe (WALC) 161/33 System | Blythe City 33/33 (D) |  |  |  |  | Blythe | Check | Check |  | 1 |  | FALSE | Blythe | Check | [12 empty] | 0 | 0
WDT646 | 2010-09-09 | 2010-09-09 |  | WDAT | SGIP | Serial | Active - Post IA | In-Service |  | Executed - In Effect | Yes | 2014-01-23 |  | Photovoltaic(5) | 5 | San Bernardino | CA | 2013-12-31 | 2014-08-15 | KOALA 12KV | KOALA 12KV | Victor 220kV bus | Rurals Region | Koala | Victor 220/115 System | Victor 115/12 (D) | Victor | 115 |  |  | Victor | Check | Check |  | 1 |  | FALSE | Victor | 115 | [12 empty] | 1 | 1
WDT647 | 2010-09-09 | 2010-09-09 |  | WDAT | SGIP | Serial | Active - Post IA | In-Service |  | Executed - In Effect | Yes | 2014-02-25 |  | Photovoltaic(5) | 5 | San Bernardino | CA | 2013-12-31 | 2013-12-31 | Victor 33 kV Bus | WDAT 372 New Circuit 33KV | Victor 220kV bus | Rurals Region | Russ Boyd | Victor 220/115 System | Victor 115/33 (D) | Victor | 115 |  |  | Victor | Check | Check |  | 1 |  | FALSE | Victor | 115 | [12 empty] | 1 | 1
WDT648 | 2010-09-13 | 2010-09-13 | 2010-09-24 | WDAT | SGIP | Fast Track | Inactive | IA Terminated |  | Terminated | Yes | 2013-01-08 | 2015-01-06 | Photovoltaic(2) | 2 | San Bernardino | CA | 2013-12-31 | 2013-12-31 | LATIMER 12KV | LATIMER 12KV | Victor 220/115 | Rurals Region | Latimer | Victor 220/115 System | Victor 115/12 (D) |  |  |  |  | Victor | 230 |  |  | 1 |  | FALSE | Victor | 230 | [12 empty] | 0 | 0
WDT649 | 2010-09-13 | 2010-09-13 |  | WDAT | SGIP | Serial | Inactive | IA Terminated |  | Terminated | Yes | 2013-02-25 | 2015-01-06 | Photovoltaic(5) | 5 | San Bernardino | CA | 2013-12-31 | 2013-12-31 | LATIMER 12KV | LATIMER 12KV | Victor 220kV bus | Rurals Region | Latimer | Victor 220/115 System | Victor 115/12 (D) |  |  |  |  | Victor | Check | Check |  | 1 |  | FALSE | Victor | Check | [12 empty] | 0 | 0
WDT650 | 2010-09-13 | 2010-09-13 | 2010-09-24 | WDAT | SGIP | Fast Track | Active - Post IA | In-Service |  | Executed - In Effect | Yes | 2013-02-25 |  | Photovoltaic(2) | 2 | San Bernardino | CA | 2013-12-31 | 2013-12-31 | CEMENT 33KV | CEMENT 33KV | Victor 220/115 | Rurals Region | Cement | Victor 220/115 System | Victor 115/33 (D) |  |  |  |  | Victor | 230 |  |  | 1 |  | FALSE | Victor | 230 | [12 empty] | 1 | 1
WDT651 | 2010-09-13 | 2010-09-13 | 2010-09-24 | WDAT | SGIP | Fast Track | Active - Post IA | In-Service |  | Executed - In Effect | Yes | 2013-02-25 |  | Photovoltaic(2) | 2 | San Bernardino | CA | 2013-12-31 | 2013-12-31 | CEMENT 33KV | CEMENT 33KV | Victor 220/115 | Rurals Region | Cement | Victor 220/115 System | Victor 115/33 (D) |  |  |  |  | Victor | 230 |  |  | 1 |  | FALSE | Victor | 230 | [12 empty] | 1 | 1
WDT652 | 2011-03-31 | 2010-09-15 | 2010-12-20 | WDAT | SGIP | WDAT SGIP Transition | Inactive | Withdrawn | 2012-03-01 | Withdrawn (No Agrmt) | No |  |  | Photovoltaic(10) | 10 | Kern | CA | 2013-10-01 | 2013-10-01 | GOLDTOWN: DISCOVERY 12 kV Line | DISCOVERY 12KV |  | North Coast Region | Boxcar | Windhub 220/66 System | Goldtown 66/12 (D) |  |  |  |  | Check | Check | Check |  | 1 |  | FALSE | [14 empty] | 0 | 0
WDT653 | 2011-03-31 | 2010-09-15 |  | WDAT | SGIP | WDAT SGIP Transition | Inactive | Withdrawn | 2012-03-01 | Withdrawn (No Agrmt) | No |  |  | Photovoltaic(10) | 10 | San Bernardino | CA | 2013-10-01 | 2013-10-01 | Inyokern: HIGHWAY SIX 12 kV line | HIGHWAY SIX 12KV |  | Rurals Region | Highway Six | Kramer 220/115 System | Inyokern 33/12 (D) |  |  |  |  | Check | Check | Check |  | 1 |  | FALSE | [14 empty] | 0 | 0
WDT654 | 2011-03-31 | 2010-09-16 | 2010-10-28 | WDAT | SGIP | WDAT SGIP Transition | Inactive | Withdrawn | 2012-04-17 | Withdrawn (No Agrmt) | No |  |  | Photovoltaic(20) | 20 | Kern | CA | 2010-06-01 | 2013-06-01 | Weldon 66 kV Bus | Vestal 66kV | Vestal 220kV bus | [8 empty] | Vestal | Check | Check |  | 1 |  | FALSE | Vestal | Check | [12 empty] | 0 | 0
WDT655 |  | 2010-09-16 |  | WDAT | SGIP | Serial | Inactive | Withdrawn | 2010-11-01 | Withdrawn (No Agrmt) | No |  |  | Photovoltaic(20) | 20 | Kern | CA | 2010-06-01 | 2010-06-01 | Great Lakes 66 kV Bus |  | Vestal 220kV bus | [8 empty] | Vestal | Check | Check |  | 1 |  | FALSE | Vestal | Check | [12 empty] | 0 | 0
WDT656 | 2011-02-04 | 2010-09-15 | 2011-02-04 | WDAT | SGIP | Serial | Inactive | Withdrawn | 2011-03-07 | Withdrawn (No Agrmt) | No |  |  | Photovoltaic(4.5) | 4.5 | San Bernardino | CA | 2012-03-15 | 2012-03-15 | Pole #1690747E (on north side of Sandale Rd, just east of Danby Rd cross street, 29 Palms) | SHEEPHOLE 33KV | Devers 220/115 | Desert Region | Sheephole | Devers 220/115 System | Hi Desert 115/33 (D) |  |  |  |  | Devers | 230 |  |  | 1 |  | FALSE | Devers | 230 | [12 empty] | 0 | 0
WDT657 | 2011-02-04 | 2010-09-15 | 2011-02-04 | WDAT | SGIP | WDAT SGIP Transition | Inactive | Withdrawn | 2011-05-12 | Withdrawn (No Agrmt) | No |  |  | Photovoltaic(4.5) | 4.5 | San Bernardino | CA | 2012-03-15 | 2012-03-15 | Pole #2311270E (on Lyle Rd, at Northwest corner of parcel) | [10 empty] | Check | Check | Check |  | 1 |  | FALSE | [14 empty] | 0 | 0
WDT658 | 2010-12-14 | 2010-09-17 | 2010-12-14 | WDAT | SGIP | Fast Track | Active - Post IA | In-Service |  | Executed - In Effect | Yes | 2011-09-08 |  | Fuel Cell(0.225) | 0.225 | Ventura | CA | 2011-07-01 | 2011-07-01 | Isla Vista: Gladiola 16 kV Line | GLADIOLA 16KV | Goleta 220/66 | North Coast Region | Gladiola | Goleta 220/66 System | Isla Vista 66/16 (D) |  |  |  |  | Goleta | 230 |  |  | 1 |  | FALSE | Goleta | 230 | [12 empty] | 1 | 1
WDT659 | 2011-03-31 | 2010-09-17 | 2011-03-31 | WDAT | SGIP | WDAT SGIP Transition | Inactive | Withdrawn | 2013-03-25 | Withdrawn (No Agrmt) | No |  |  | Photovoltaic(8.5) | 8.5 | Kern | CA |  | 2013-08-15 | NEENACH: DUNTLEY 12 kV Line | DUNTLEY 12KV | Bailey 220/66 | North Coast Region | Duntley | Antelope 220/66 System | Neenach 66/12 (D) |  |  |  |  | Bailey | 230 |  |  | 1 |  | FALSE | Bailey | 230 | [12 empty] | 0 | 0
WDT660 | 2010-09-20 | 2010-09-20 |  | WDAT | SGIP | WDAT SGIP Transition | Inactive | Withdrawn | 2011-05-06 | Withdrawn (No Agrmt) | No |  |  | Photovoltaic(9) | 9 | Kern | CA | 2013-04-01 | 2013-04-01 | Castle Butte & Edwards - Kramer 33 kV line | CASTLE BUTTE 33KV | Kramer 220/115 | Rurals Region | Castle Butte | Kramer 220/115 System | Edwards 115/33 (D) |  |  |  |  | Kramer | 230 |  |  | 1 |  | FALSE | Kramer | 230 | [12 empty] | 0 | 0
WDT661 | 2011-03-31 | 2010-09-22 | 2011-01-31 | WDAT | SGIP | WDAT SGIP Transition | Inactive | Withdrawn | 2011-07-15 | Withdrawn (No Agrmt) | No |  |  | Photovoltaic(13.2) | 13.2 | Ventura | CA |  |  | RAMAC 16KV | Ramac 16kV | Santa Clara 220/66 | North Coast Region | Ramac | Santa Clara 220/66 System | Estero 66/16 (D) |  |  |  |  | Santa | Check | Check |  | 1 |  | FALSE | Santa | Check | [12 empty] | 0 | 0
WDT661ISP | 2011-06-09 | 2011-05-13 | 2011-06-09 | WDAT | GIP - ISP | ISP | Inactive | IA Terminated |  | Terminated | Yes | 2012-08-10 | 2013-10-28 | Combustion Turbine(13.2) | 13.2 | Ventura | CA | 2011-12-31 | 2013-08-10 | Estero: Remac 16 kV Line | Greenhouse 16kV | Santa Clara 220/66 | North Coast Region | Greenhouse | Santa Clara 220/66 System | Estero 66/16 (D) |  |  |  |  | Santa | Check | Check |  | 1 |  | FALSE | Santa | Check | [12 empty] | 0 | 0
WDT662 | 2011-03-31 | 2010-09-24 | 2011-05-05 | WDAT | SGIP | WDAT SGIP Transition | Inactive | Withdrawn | 2012-03-02 | Withdrawn (No Agrmt) | No |  |  | Photovoltaic(6.5) | 6.5 | Los Angeles | CA | 2013-06-30 | 2013-11-15 | Oasis 12kV “Stealth” circuit at 30th St East and E Ave M | STEALTH 12KV | Antelope 220/66 | North Coast Region | Stealth | Antelope 220/66 System | Oasis 66/12 (D) |  |  |  |  | Antelope | 230 |  |  | 1 |  | FALSE | Antelope | 230 | [12 empty] | 0 | 0
WDT663 | 2010-09-24 | 2010-09-24 |  | WDAT | SGIP | Serial | Inactive | Withdrawn | 2010-11-23 | Withdrawn (No Agrmt) | No |  |  | Photovoltaic(10) | 10 | Los Angeles | CA | 2013-12-31 | 2013-12-31 | Lancaster CA, Expect to interconnect to the Antelope Sub via 12 kV gen tie, 34.688925, -118.320183 | HUGHES LAKE 12KV | Antelope 220/66 | North Coast Region | Hughes Lake | Antelope 220/66 System | Del Sur 66/12 (D) |  |  |  |  | Antelope | 230 |  |  | 1 |  | FALSE | Antelope | 230 | [12 empty] | 0 | 0
WDT665 | 2011-03-31 | 2010-09-09 |  | WDAT | SGIP | Serial | Inactive | Withdrawn | 2012-12-20 | Withdrawn (No Agrmt) | No |  |  | Photovoltaic(20) | 20 | Los Angeles | CA | 2013-12-31 | 2013-12-31 | Little Rock - Wilsona 66 kV Line | Wilsona 66 kV line | Antelope 220/66 | [8 empty] | Antelope | 230 |  |  | 1 |  | FALSE | Antelope | 230 | [12 empty] | 0 | 0
WDT666 | 2010-09-29 | 2010-09-29 |  | WDAT | SGIP | Serial | Inactive | Withdrawn | 2010-11-01 | Withdrawn (No Agrmt) | No |  |  | Photovoltaic(12) | 12 | San Bernardino | CA | 2013-06-30 | 2013-06-30 | Existing 12kV SCE overhead on Albany St. adjacent McFarland - Delano landfill, Delano, CA 93215 | C B S 12KV | Vestal 220kV bus | San Joaquin Region | C B S | Vestal 220/66 System | Delano 66/12 (D) |  |  |  |  | Vestal | Check | Check |  | 1 |  | FALSE | Vestal | Check | [12 empty] | 0 | 0
WDT667 | 2010-09-29 | 2010-09-29 |  | WDAT | SGIP | Serial | Inactive | Withdrawn | 2010-10-28 | Withdrawn (No Agrmt) | No |  |  | Photovoltaic(15) | 15 | Orange | CA | 2013-06-30 | 2013-06-30 | Existing SCE Victor-33kV circuit on Quarry Road, north of Victorville Landfill | NISQUALLY 33KV | Victor 220kV bus | [8 empty] | Victor | Check | Check |  | 1 |  | FALSE | Victor | Check | [12 empty] | 0 | 0
WDT668 | 2011-03-31 | 2010-09-30 |  | WDAT | SGIP | WDAT SGIP Transition | Inactive | IA Terminated |  | Terminated | Yes | 2014-04-15 | 2016-03-11 | Photovoltaic(20) | 20 | Riverside | CA | 2012-05-01 | 2016-04-01 | LAUDA 33KV | LAUDA 33KV | Valley 500kV | San Jacinto Valley Region | Lauda | Valley 'AB' 500/115 System | Nelson 115/33 (D) |  |  | Valley (SCE) | 500 | Valley | Check | Check |  | 1 |  | FALSE | Valley | 500 | [12 empty] | 0 | 0
WDT669 | 2011-03-31 | 2010-09-30 |  | WDAT | SGIP | WDAT SGIP Transition | Inactive | Withdrawn | 2011-08-10 | Withdrawn (No Agrmt) | No |  |  | Photovoltaic(3) | 3 | Riverside | CA | 2012-05-01 | 2012-05-01 | SCE 33kV "Oliver" line near pole# 4463989E | LAUDA 33KV | Valley 500/115 | San Jacinto Valley Region | Lauda | Valley 'AB' 500/115 System | Nelson 115/33 (D) |  |  |  |  | Valley | 500 | Check |  | 1 |  | FALSE | Valley | 500 | [12 empty] | 0 | 0
WDT670 | 2011-03-31 | 2010-09-30 |  | WDAT | SGIP | WDAT SGIP Transition | Inactive | Withdrawn | 2011-08-10 | Withdrawn (No Agrmt) | No |  |  | Photovoltaic(3) | 3 | Riverside | CA | 2012-05-01 | 2012-05-01 | SCE 33kV line near pole# 4224029E | LAUDA 33KV | Valley 500/115 | San Jacinto Valley Region | Lauda | Valley 'AB' 500/115 System | Nelson 115/33 (D) |  |  |  |  | Valley | 500 | Check |  | 1 |  | FALSE | Valley | 500 | [12 empty] | 0 | 0
WDT671 | 2010-09-30 | 2010-09-30 |  | WDAT | SGIP | Serial | Inactive | Withdrawn | 2010-10-05 | Withdrawn (No Agrmt) | No |  |  | Photovoltaic(20) | 0.5 | San Bernardino | CA | 2013-08-01 | 2013-08-01 | Vincent - Black mountain - Soport - Southcap - Southdown 115kV line | [10 empty] | Check | Check | Check |  | 1 |  | FALSE | [14 empty] | 0 | 0
WDT672 | 2011-03-31 | 2010-09-13 | 2011-03-31 | WDAT | SGIP | Serial | Inactive | Withdrawn | 2012-12-19 | Withdrawn (No Agrmt) | No |  |  | Photovoltaic(20) | 20 | Los Angeles | CA | 2013-12-31 | 2013-12-31 | Little Rock - Wilsona 66 kV Line | 66 kV line between Little Rock Sub and Wilsona Sub at 34.580268, -117.827326 | Antelope 220/66 | [8 empty] | Antelope | 230 |  |  | 1 |  | FALSE | Antelope | 230 | [12 empty] | 0 | 0
WDT673 | 2010-10-01 | 2010-10-01 |  | WDAT | SGIP | Serial | Inactive | Withdrawn | 2010-12-22 | Withdrawn (No Agrmt) | No |  |  | Photovoltaic(10) | 10 | San Bernardino | CA | 2013-06-30 | 2013-06-30 | LITTLE ROCK: BIG PINES 12 kV Line | TITAN 12KV | Antelope 220/66 | North Coast Region | Titan | Antelope 220/66 System | Little Rock 66/12 (D) |  |  |  |  | Antelope | 230 |  |  | 1 |  | FALSE | Antelope | 230 | [12 empty] | 0 | 0
WDT674 | 2010-10-07 | 2010-10-07 | 2010-12-01 | WDAT | SGIP | Fast Track | Inactive | Withdrawn | 2010-12-20 | Withdrawn (No Agrmt) | No |  |  | Photovoltaic(2) | 2 | Los Angeles | CA | 2012-10-01 | 2012-10-01 | Baroid 34.5 kV circuit n/s of National Trails Hwy about 2.0 miles east of Gale Sub | BAROID 33KV | Kramer 220/115 | Rurals Region | Baroid | Kramer 220/115 System | Gale 115/33 (D) |  |  |  |  | Kramer | 230 |  |  | 1 |  | FALSE | Kramer | 230 | [12 empty] | 0 | 0
WDT675 | 2010-10-13 | 2010-10-13 |  | WDAT | SGIP | Serial | Inactive | Withdrawn | 2010-12-16 | Withdrawn (No Agrmt) | No |  |  | Photovoltaic(20) | 20 |  |  | 2012-08-01 | 2012-08-01 | Existing SCE 69kV line 1 mile south of site. Secondary POI: existing SCE Defrain Substation located on southeast corner of 6th Ave and Defrain Blvd, north of Blythe, CA |  | Blythe (WALC) 161kV bus | [8 empty] | Blythe | Check | Check |  | 1 |  | FALSE | Blythe | Check | [12 empty] | 0 | 0
WDT677 |  | 2010-08-26 |  | WDAT | SGIP | Serial | Inactive | Withdrawn | 2011-02-09 | Withdrawn (No Agrmt) | No |  |  | Gas Turbine(12.4) | 5 |  |  | 2010-12-01 | 2010-12-01 | [11 empty] | Check | Check | Check |  | 1 |  | FALSE | [14 empty] | 0 | 0
WDT678 |  | 2010-10-26 |  | WDAT | SGIP | Serial | Inactive | Withdrawn | 2010-12-14 | Withdrawn (No Agrmt) | No |  |  | Photovoltaic(5) | 5 |  |  | 2012-12-01 | 2012-12-01 | SCE 12kV line runninig along 182nd St West along the western border of site (34.796823, -118.453366) | Neenach 66kV | Devers 220/115 | [8 empty] | Devers | 230 |  |  | 1 |  | FALSE | Devers | 230 | [12 empty] | 0 | 0
WDT679 | 2011-03-31 | 2010-10-26 | 2011-02-28 | WDAT | SGIP | WDAT SGIP Transition | Inactive | Withdrawn | 2011-06-22 | Withdrawn (No Agrmt) | No |  |  | Photovoltaic(5) | 5 | Los Angeles | CA | 2012-12-01 | 2012-12-01 | DEL SUR: HUGHES LAKE 12 kV Line | HUGHES LAKE 12KV | Antelope 220/66 | North Coast Region | Hughes Lake | Antelope 220/66 System | Del Sur 66/12 (D) |  |  |  |  | Antelope | 230 |  |  | 1 |  | FALSE | Antelope | 230 | [12 empty] | 0 | 0
WDT680 |  | 2010-10-27 |  | WDAT | SGIP | Serial | Inactive | Withdrawn | 2010-12-14 | Withdrawn (No Agrmt) | No |  |  | Photovoltaic(17) | 17 |  |  |  | 2013-12-01 | 5587 Grangeville Blvd, Hanford, CA 93230. | Rector 66kV | Rector 220/66 | [8 empty] | Rector | 230 |  |  | 1 |  | FALSE | Rector | 230 | [12 empty] | 0 | 0
WDT681 |  | 2010-10-27 |  | WDAT | SGIP | Serial | Inactive | Withdrawn | 2010-11-17 | Withdrawn (No Agrmt) | No |  |  | Photovoltaic(19) | 19 | [15 empty] | Check | Check | Check |  | 1 |  | FALSE | [14 empty] | 0 | 0
WDT682 |  | 2010-10-27 |  | WDAT | SGIP | Serial | Inactive | Withdrawn | 2010-11-09 | Withdrawn (No Agrmt) | No |  |  | Photovoltaic(19) | 19 |  |  |  |  | Corum - Goldtown 66 kV Line |  | Antelope 220/66 | [8 empty] | Antelope | 230 |  |  | 1 |  | FALSE | Antelope | 230 | [12 empty] | 0 | 0
WDT683 | 2010-10-28 | 2010-10-28 |  | WDAT | SGIP | Serial | Inactive | Withdrawn | 2011-01-07 | Withdrawn (No Agrmt) | No |  |  | Photovoltaic(3) | 3 |  |  | 2011-11-01 | 2011-11-01 | APN 3117-013-020 | GRUBSTAKE 12KV | Antelope 220/66 | North Coast Region | Grubstake | Antelope 220/66 System | Rosamond 66/12 (D) |  |  |  |  | Antelope | 230 |  |  | 1 |  | FALSE | Antelope | 230 | [12 empty] | 0 | 0
WDT689 | 2011-03-31 | 2010-11-03 | 2010-12-13 | WDAT | SGIP | WDAT SGIP Transition | Inactive | IA Terminated |  | Terminated | Yes | 2015-02-05 | 2016-03-16 | Photovoltaic(1.5) | 1.5 | San Bernardino | CA | 2012-03-01 | 2016-03-31 | DUROX 12KV | Durox 12kV | San Bernardino 115kV | Desert Region | Durox | San Bernardino 220/66 System | Timoteo 66/12 (D) |  |  |  |  | San | Check | Check |  | 1 |  | FALSE | San | Check | [12 empty] | 0 | 0
WDT690 |  | 2010-11-15 |  | WDAT | SGIP | Fast Track | Inactive | Withdrawn | 2011-02-17 | Withdrawn (No Agrmt) | No |  |  | Photovoltaic(1.5) | 1.5 |  | CA | 2011-09-30 | 2011-09-30 | Corner of 90th Street E and Ave L-4, Roosevelt, CA 93535 |  | Antelope 220/66 | [8 empty] | Antelope | 230 |  |  | 1 |  | FALSE | Antelope | 230 | [12 empty] | 0 | 0
WDT691 | 2010-11-18 | 2010-11-18 | 2011-02-04 | WDAT | SGIP | Fast Track | Inactive | Withdrawn | 2011-05-10 | Withdrawn (No Agrmt) | No |  |  | Fuel Cell(1.4) | 1.4 | San Bernardino | CA | 2011-07-01 | 2011-07-01 | Shandin: CALSTATE 12 kV line | CALSTATE 12KV | Vista 220/115 | Desert Region | Calstate | Vista 220/115 System | Shandin 115/12 (D) |  |  |  |  | Vista | 230 | Check |  | 1 |  | FALSE | Vista | 230 | [12 empty] | 0 | 0
WDT691ISP | 2011-04-07 | 2011-04-07 | 2011-04-21 | WDAT | GIP - ISP | ISP | Active - Post IA | In-Service |  | Executed - In Effect | Yes | 2012-07-03 |  | Fuel Cell(1.4) | 1.4 | San Bernardino | CA | 2011-12-31 | 2012-01-31 | CALSTATE 12KV | CALSTATE 12KV | Vista 220kV bus | Desert Region | Calstate | Vista 220/115 System | Shandin 115/12 (D) |  |  |  |  | Vista | Check | Check | Vista (SCE)230 | 1 |  | FALSE | Vista (SCE) | 230 | [12 empty] | 1 | 1
WDT692 | 2011-03-31 | 2010-12-02 | 2011-03-01 | WDAT | SGIP | WDAT SGIP Transition | Inactive | Withdrawn | 2012-03-19 | Withdrawn (No Agrmt) | No |  |  | Photovoltaic(10) | 10 | Kern | CA | 2012-07-01 | 2012-07-01 | PIUTE: LUCERNE 12 kV Line |  | Antelope 220/66 | North Coast Region | Lucerne | Antelope 220/66 System | Piute 66/12 (D) |  |  |  |  | Antelope | 230 |  |  | 1 |  | FALSE | Antelope | 230 | [12 empty] | 0 | 0
WDT693 |  | 2010-12-06 |  | WDAT | SGIP | WDAT SGIP Transition | Inactive | Withdrawn | 2011-03-31 | Withdrawn (No Agrmt) | No |  |  | Photovoltaic(1) | 1 | Los Angeles | CA | 2011-06-01 | 2011-06-01 | Overhead 12 kV line serving 2211 Carson St., Carson CA 90810 | EDGAR 12KV | Lighthipe 220/66 | Metro West Region | Edgar | Lighthipe 220/66 System | Alon 66/12 (D) |  |  |  |  | Lighthipe | 230 |  |  | 1 |  | FALSE | Lighthipe | 230 | [12 empty] | 0 | 0
WDT694 | 2010-12-15 | 2010-12-15 | 2011-02-04 | WDAT | SGIP | Serial | Inactive | Withdrawn | 2011-03-01 | Withdrawn (No Agrmt) | No |  |  | Photovoltaic(5) | 5 | Los Angeles | CA | 2013-07-01 | 2013-07-01 | Protective device is expected to be located at 34.685993, -118.032572. We expect to interconnect on the existing 12.47 kV line that runs east-west on East Ave J via a .30 mile gen-tie | FORAGE 12KV | Antelope 220/66 | North Coast Region | Forage | Antelope 220/66 System | Piute 66/12 (D) |  |  |  |  | Antelope | 230 |  |  | 1 |  | FALSE | Antelope | 230 | [12 empty] | 0 | 0
WDT695 | 2010-12-15 | 2010-12-15 | 2011-02-04 | WDAT | SGIP | Serial | Inactive | Withdrawn | 2011-03-01 | Withdrawn (No Agrmt) | No |  |  | Photovoltaic(5) | 5 | Los Angeles | CA | 2013-07-01 | 2013-07-01 | Protective device is expected to be located at 34.684242, -118.032557. We expect to interconnect on the existing 12.47 kV line that runs east-west on East Ave J via a .40 gen-tie. | STEALTH 12KV | Antelope 220/66 | North Coast Region | Stealth | Antelope 220/66 System | Oasis 66/12 (D) |  |  |  |  | Antelope | 230 |  |  | 1 |  | FALSE | Antelope | 230 | [12 empty] | 0 | 0
WDT696 | 2011-03-31 | 2010-12-15 | 2011-02-04 | WDAT | SGIP | WDAT SGIP Transition | Inactive | Withdrawn | 2012-04-10 | Withdrawn (No Agrmt) | No |  |  | Photovoltaic(5) | 5 | Los Angeles | CA | 2013-07-01 | 2013-07-01 | ROSAMOND: GRUBSTAKE 12 Kv Line | GRUBSTAKE 12KV | Antelope 220/66 | North Coast Region | Grubstake | Antelope 220/66 System | Rosamond 66/12 (D) |  |  |  |  | Antelope | 230 |  |  | 1 |  | FALSE | Antelope | 230 | [12 empty] | 0 | 0
WDT697 | 2011-03-31 | 2010-12-17 | 2011-02-03 | WDAT | SGIP | WDAT SGIP Transition | Inactive | Withdrawn | 2011-06-08 | Withdrawn (No Agrmt) | No |  |  | Photovoltaic(3) | 3 | San Bernardino | CA | 2012-06-01 | 2012-06-01 | Hi Desert: HIMO 33 kV line | HIMO 33KV | Devers 220/115 | Desert Region | Himo | Devers 220/115 System | Hi Desert 115/33 (D) |  |  |  |  | Devers | 230 |  |  | 1 |  | FALSE | Devers | 230 | [12 empty] | 0 | 0
WDT698 | 2011-03-31 | 2010-12-17 | 2011-02-03 | WDAT | SGIP | WDAT SGIP Transition | Inactive | Withdrawn | 2011-06-08 | Withdrawn (No Agrmt) | No |  |  | Photovoltaic(3) | 3 | San Bernardino | CA | 2012-06-01 | 2012-06-01 | SCE 33kV "Pinto" line out of Hi Desert sub (34.146, -116.249) | PINTO 33KV | Devers 220/115 | Desert Region | Pinto | Devers 220/115 System | Hi Desert 115/33 (D) |  |  |  |  | Devers | 230 |  |  | 1 |  | FALSE | Devers | 230 | [12 empty] | 0 | 0
WDT699 | 2011-03-31 | 2010-12-17 | 2011-02-03 | WDAT | SGIP | WDAT SGIP Transition | Inactive | Withdrawn | 2011-06-08 | Withdrawn (No Agrmt) | No |  |  | Photovoltaic(3) | 3 | Los Angeles | CA | 2012-06-01 | 2012-06-01 | PIUTE: LUCERNE 12 kV Line | LUCERNE 12KV | Antelope 220/66 | North Coast Region | Lucerne | Antelope 220/66 System | Piute 66/12 (D) |  |  |  |  | Antelope | 230 |  |  | 1 |  | FALSE | Antelope | 230 | [12 empty] | 0 | 0
WDT700 | 2010-12-21 | 2010-12-21 | 2012-01-09 | WDAT | SGIP | Fast Track | Inactive | Withdrawn | 2011-03-03 | Withdrawn (No Agrmt) | No |  |  | Photovoltaic(2) | 2 | San Bernardino | CA | 2013-01-01 | 2013-01-01 | Himo 33 kV circuit n/s of 29 Palms Hwy about 4000' west of High Desert Sub | HIMO 33KV | Devers 220/115 | Desert Region | Himo | Devers 220/115 System | Hi Desert 115/33 (D) |  |  |  |  | Devers | 230 |  |  | 1 |  | FALSE | Devers | 230 | [12 empty] | 0 | 0
WDT701 | 2011-03-31 | 2010-12-27 | 2011-03-25 | WDAT | SGIP | WDAT SGIP Transition | Inactive | Withdrawn | 2012-04-17 | Withdrawn (No Agrmt) | No |  |  | Photovoltaic(9.8) | 9.8 | Los Angeles | CA | 2011-12-01 | 2011-12-01 | Del Sur 12 kV Bus | SCE Del Sur Substation 12kV Bus | Antelope 220/66 | [8 empty] | Antelope | 230 |  |  | 1 |  | FALSE | Antelope | 230 | [12 empty] | 0 | 0
WDT702 | 2010-12-28 | 2010-12-28 | 2010-12-28 | WDAT | GIP - Fast Track | Fast Track | Inactive | IA Terminated |  | Terminated | Yes | 2012-04-06 | 2012-06-13 | Photovoltaic(0.5) | 0.5 | San Bernardino | CA | 2012-03-01 | 2012-03-01 | Peyton: Glen Ridge 12 kV Line | GLEN RIDGE 12KV | Chino 220/66 | Metro East Region | Glen Ridge | Chino 220/66 System | Peyton 66/12 (D) |  |  |  |  | Chino | 230 |  |  | 1 |  | FALSE | Chino | 230 | [12 empty] | 0 | 0
WDT703 | 2010-12-28 | 2010-12-28 | 2010-12-28 | WDAT | GIP - Fast Track | Fast Track | Inactive | IA Terminated |  | Terminated | Yes | 2012-04-06 | 2012-06-13 | Photovoltaic(0.5) | 0.5 | Orange | CA | 2012-03-01 | 2012-03-01 | Team : Warriors 12 kV Line | WARRIORS 12KV | Barre 220/66 | Orange Region | Warriors | Barre 220/66 System | Team 66/12 (D) |  |  |  |  | Barre | 230 |  |  | 1 |  | FALSE | Barre | 230 | [12 empty] | 0 | 0
WDT704 | 2011-03-31 | 2010-12-31 | 2011-03-25 | WDAT | SGIP | WDAT SGIP Transition | Inactive | Withdrawn | 2012-04-17 | Withdrawn (No Agrmt) | No |  |  | Photovoltaic(9.8) | 9.8 | Los Angeles | CA | 2011-12-01 | 2011-12-01 | Del Sur 12 kV Bus | SCE Del Sur Substation 12kV bus | Antelope 220/66 | [8 empty] | Antelope | 230 |  |  | 1 |  | FALSE | Antelope | 230 | [12 empty] | 0 | 0
WDT705 |  | 2011-01-10 |  | WDAT | SGIP | Serial | Inactive | Withdrawn | 2011-03-30 | Withdrawn (No Agrmt) | No |  |  | Photovoltaic(20) | 20 |  |  | 2013-12-01 | 2013-12-01 | Switchgear is expected to be located at 34.717745 -118.3077174. They expect to interconnect on the existing 33 kV network potentially via a gen tie to Del Sur Sub (this would be a 1-mile gen tie) |  | Antelope 220/66 | [8 empty] | Antelope | 230 |  |  | 1 |  | FALSE | Antelope | 230 | [12 empty] | 0 | 0
WDT706 |  | 2011-01-10 |  | WDAT | SGIP | Serial | Inactive | Withdrawn | 2011-03-30 | Withdrawn (No Agrmt) | No |  |  | Photovoltaic(20) | 20 |  |  | 2013-12-01 | 2013-12-01 | Switchgear is ecpeted to be located at 34.717745 -118.307174. They expect to interconnect on the existing 33kV network potentially via a gen tie to Del Sur Sub (this would be a 1-mile gen tie) |  | Antelope 220/66 | [8 empty] | Antelope | 230 |  |  | 1 |  | FALSE | Antelope | 230 | [12 empty] | 0 | 0
WDT707 | 2011-03-31 | 2011-01-10 | 2011-03-11 | WDAT | SGIP | WDAT SGIP Transition | Inactive | Withdrawn | 2013-04-26 | Withdrawn (No Agrmt) | No |  |  | Photovoltaic(4) | 4 | Tulare | CA | 2012-12-15 | 2012-12-15 | Venida: Delta 12 kV Line | Delta 12kV | Rector 220kV bus | San Joaquin Region | Delta | Rector 220/66 System | Venida 66/12 (D) |  |  |  |  | Rector | Check | Check |  | 1 |  | FALSE | Rector | Check | [12 empty] | 0 | 0
WDT708 | 2011-03-31 | 2011-01-11 | 2011-08-15 | WDAT | GIP - Fast Track | Fast Track | Inactive | Withdrawn | 2012-05-10 | Withdrawn (No Agrmt) | No |  |  | Photovoltaic(1.98) | 1.98 | Kern | CA | 2011-08-01 | 2011-08-01 | Quinn: Carver 12 kV Line | CARVER 12KV | Vestal 220kV bus | San Joaquin Region | Carver | Vestal 220/66 System | Quinn 66/12 (D) |  |  |  |  | Vestal | Check | Check |  | 1 |  | FALSE | Vestal | Check | [12 empty] | 0 | 0
WDT709 |  | 2011-01-12 |  | WDAT | SGIP | Serial | Inactive | Withdrawn | 2011-03-31 | Withdrawn (No Agrmt) | No |  |  | Photovoltaic(12) | 12 |  |  | 2011-04-01 | 2011-04-01 | Hanford 66 kV Bus | Vestal 66kV | Vestal 220kV bus | [8 empty] | Vestal | Check | Check |  | 1 |  | FALSE | Vestal | Check | [12 empty] | 0 | 0
WDT710 |  | 2011-01-13 |  | WDAT | SGIP | WDAT SGIP Transition | Inactive | Withdrawn | 2011-03-30 | Withdrawn (No Agrmt) | No |  |  | Photovoltaic(0.5) | 0.5 |  |  | 2011-10-01 | 2011-10-01 | Applicant requests interconnection at 13230 San Bernardino Ave, Fontana, CA 92335 near structure # P5509052 | CALABASH 12KV | Etiwanda 220/66 | Desert Region | Calabash | Etiwanda 220/66 System | Declez 66/12 (D) |  |  |  |  | Etiwanda | 230 |  |  | 1 |  | FALSE | Etiwanda | 230 | [12 empty] | 0 | 0
WDT711 |  | 2011-01-13 |  | WDAT | SGIP | WDAT SGIP Transition | Inactive | Withdrawn | 2011-03-30 | Withdrawn (No Agrmt) | No |  |  | Photovoltaic(1) | 1 |  |  | 2011-11-01 | 2011-11-01 | Applicant requests interconnection at 13550 Valley Blvd, Fontana, CA 92335 near structure # P5528812 | SPEEDWAY 12KV | Etiwanda 220/66 | Desert Region | Speedway | Etiwanda 220/66 System | Declez 66/12 (D) |  |  |  |  | Etiwanda | 230 |  |  | 1 |  | FALSE | Etiwanda | 230 | [12 empty] | 0 | 0
WDT712 |  | 2011-01-13 |  | WDAT | SGIP | WDAT SGIP Transition | Inactive | Withdrawn | 2011-04-06 | Withdrawn (No Agrmt) | No |  |  | Photovoltaic(1.5) | 1.5 |  | CA | 2011-08-01 | 2011-08-01 | Applicant requests interconnection at 9211 E Kaiser Way, Fontana, CA 92335 near structure # P5509059 | CALABASH 12KV | Etiwanda 220/66 | Desert Region | Calabash | Etiwanda 220/66 System | Declez 66/12 (D) |  |  |  |  | Etiwanda | 230 |  |  | 1 |  | FALSE | Etiwanda | 230 | [12 empty] | 0 | 0
WDT713 |  | 2011-01-13 |  | WDAT | SGIP | WDAT SGIP Transition | Inactive | Withdrawn | 2011-03-30 | Withdrawn (No Agrmt) | No |  |  | Photovoltaic(1.5) | 1.5 |  |  | 2011-08-01 | 2011-08-01 | Applicant Requests interconnection at 2496 West Walnut Ave, Rialto, Ca 92376 near structure # 5536082 | DORSEY 12KV | Etiwanda 220/66 System | Desert Region | Dorsey | Etiwanda 220/66 System | Alder 66/12 (D) |  |  |  |  | Etiwanda | 230 |  |  | 1 |  | FALSE | Etiwanda | 230 | [12 empty] | 0 | 0
WDT714 | 2011-01-13 | 2011-01-13 |  | WDAT | SGIP | WDAT SGIP Transition | Inactive | Withdrawn | 2011-03-30 | Withdrawn (No Agrmt) | No |  |  | Photovoltaic(1.5) | 1.5 | san bernardino | CA | 2011-05-01 | 2011-05-01 | Casmalia 12kV | CASMALIA 12KV | Etiwanda 220/66 | Desert Region | Casmalia | Etiwanda 220/66 System | Alder 66/12 (D) |  |  |  |  | Etiwanda | 230 |  |  | 1 |  | FALSE | Etiwanda | 230 | [12 empty] | 0 | 0
WDT715 |  | 2011-01-25 |  | WDAT | SGIP | Serial | Inactive | Withdrawn | 2011-05-03 | Withdrawn (No Agrmt) | No |  |  | Photovoltaic(1.5) | 1.5 | Riverside | CA | 2011-08-01 | 2011-08-01 | Terra Bella 12kV line Pole # 1992095E | DEER 12KV | Vestal 220kV bus | San Joaquin Region | Deer | Vestal 220/66 System | Terra Bella 66/12 (D) |  |  |  |  | Vestal | Check | Check |  | 1 |  | FALSE | Vestal | Check | [12 empty] | 0 | 0
WDT716 | 2011-03-31 | 2011-01-26 | 2011-04-08 | WDAT | GIP - Fast Track | Fast Track | Inactive | Withdrawn | 2011-06-08 | Withdrawn (No Agrmt) | No |  |  | Photovoltaic(20) | 20 | San Bernardino | CA | 2012-12-31 | 2012-12-31 | Hi Desert: SHEEPHOLE 33 kV line | SHEEPHOLE 33KV | Devers 220/115 | Desert Region | Sheephole | Devers 220/115 System | Hi Desert 115/33 (D) |  |  |  |  | Devers | 230 |  |  | 1 |  | FALSE | Devers | 230 | [12 empty] | 0 | 0
WDT717 | 2011-03-31 | 2011-01-26 | 2011-05-04 | WDAT | GIP - Fast Track | Fast Track | Inactive | Withdrawn | 2012-03-29 | Withdrawn (No Agrmt) | No |  |  | Photovoltaic(1) | 1 | Orange | CA | 2012-08-01 | 2012-08-01 | Brea: Baja 12 kV Line | BAJA 12KV | Olinda 220/66 | Orange Region | Baja | Olinda 220/66 System | Brea 66/12 (D) |  |  |  |  | Olinda | 230 |  |  | 1 |  | FALSE | Olinda | 230 | [12 empty] | 0 | 0
WDT718 | 2011-03-31 | 2011-01-26 | 2011-05-03 | WDAT | GIP - Fast Track | Fast Track | Inactive | Withdrawn | 2012-03-29 | Withdrawn (No Agrmt) | No |  |  | Photovoltaic(1) | 1 | Orange | CA | 2012-08-01 | 2012-08-01 | Viejo: Firme 12 kV Line | Consejo 12kV | Viejo 220/66 | Orange Region | Consejo | Viejo 220/66 System | Viejo 66/12 (D) |  |  |  |  | Viejo | 230 |  |  | 1 |  | FALSE | Viejo | 230 | [12 empty] | 0 | 0
WDT719 | 2011-03-29 | 2011-01-26 | 2011-05-11 | WDAT | GIP - Fast Track | Fast Track | Inactive | Withdrawn | 2012-03-29 | Withdrawn (No Agrmt) | No |  |  | Photovoltaic(1.5) | 1.5 | Los Angeles | CA | 2012-08-01 | 2012-08-01 | Santa Fe Springs: Starbuck 12 kV Line | STARBUCK 12KV | Center 220/66 | Metro West Region | Starbuck | Center 220/66 System | Santa Fe Springs 66/12 (D) |  |  |  |  | Center | 230 |  |  | 1 |  | FALSE | Center | 230 | [12 empty] | 0 | 0
WDT720 | 2011-03-29 | 2011-01-26 | 2011-05-03 | WDAT | GIP - Fast Track | Fast Track | Inactive | Withdrawn | 2012-03-06 | Withdrawn (No Agrmt) | No |  |  | Photovoltaic(2) | 2 | San Bernardino | CA | 2012-08-01 | 2012-08-01 | Milliken: Drambuie 12 kV Line | MIDORI 12KV | Mira Loma 220/66 | Metro East Region | Midori | Mira Loma 220/66 System | Milliken 66/12 (D) |  |  |  |  | Mira | Check | Check |  | 1 |  | FALSE | Mira | Check | [12 empty] | 0 | 0
WDT721 | 2011-03-31 | 2011-01-26 | 2011-05-06 | WDAT | GIP - Fast Track | Fast Track | Inactive | Withdrawn | 2011-05-25 | Withdrawn (No Agrmt) | No |  |  | Photovoltaic(1.5) | 1.5 | Los Angeles | CA | 2012-08-01 | 2012-08-01 | Trident 12kV | Trident 12kV | Walnut 220/66 | Metro East Region | Trident | Walnut 220/66 System | Nogales 66/12 (D) |  |  |  |  | Walnut | 230 |  |  | 1 |  | FALSE | Walnut | 230 | [12 empty] | 0 | 0
WDT722 | 2011-03-30 | 2011-01-26 | 2011-05-04 | WDAT | GIP - Fast Track | Fast Track | Inactive | Withdrawn | 2012-03-06 | Withdrawn (No Agrmt) | No |  |  | Photovoltaic(1) | 1 | Riverside | CA | 2012-08-01 | 2012-08-01 | Brotherton 12kV | BROTHERTON 12KV | Mira Loma 220/66 | Metro East Region | Brotherton | Mira Loma 220/66 System | Corona 66/12 (D) |  |  |  |  | Mira | Check | Check |  | 1 |  | FALSE | Mira | Check | [12 empty] | 0 | 0
WDT723 | 2011-03-31 | 2011-01-26 | 2011-05-05 | WDAT | GIP - Fast Track | Fast Track | Inactive | Withdrawn | 2012-03-06 | Withdrawn (No Agrmt) | No |  |  | Photovoltaic(1) | 1 | San Bernardino | CA | 2012-08-01 | 2012-08-01 | Wimbledon: Sampras 12 kV Line | SAMPRAS 12KV | Etiwanda 220/66 | Desert Region | Sampras | Etiwanda 220/66 System | Wimbledon 66/12 (D) |  |  |  |  | Etiwanda | 230 |  |  | 1 |  | FALSE | Etiwanda | 230 | [12 empty] | 0 | 0
WDT725 | 2011-03-31 | 2011-02-02 |  | WDAT | GIP - Cluster Study | QC_004 | Inactive | Withdrawn | 2011-02-25 | Withdrawn (No Agrmt) | No |  |  | Photovoltaic(40) | 40 |  |  | 2013-12-01 | 2013-12-01 | Rosamond 69kV Substation |  | Antelope 220/66 | [8 empty] | Antelope | 230 |  |  | 1 |  | FALSE | Antelope | 230 | [12 empty] | 0 | 0
WDT726 | 2011-03-31 | 2011-02-02 | 2011-03-30 | WDAT | SGIP | WDAT SGIP Transition | Inactive | Withdrawn | 2012-03-23 | Withdrawn (No Agrmt) | No |  |  | Photovoltaic(0.5) | 0.5 | Los Angeles | CA | 2013-08-01 | 2013-08-01 | Oasis - Tortoise 66 kV Line | Tortoise 69kV line | Antelope 220/66 | [8 empty] | Antelope | 230 |  |  | 1 |  | FALSE | Antelope | 230 | [12 empty] | 0 | 0
WDT727 | 2011-03-31 | 2011-02-02 | 2011-03-30 | WDAT | SGIP | WDAT SGIP Transition | Inactive | Withdrawn | 2012-03-02 | Withdrawn (No Agrmt) | No |  |  | Photovoltaic(20) | 20 | Los Angeles | CA | 2013-10-01 | 2013-10-01 | Little Rock - Wilsona 66 kV Line | Little Rock - Wilsona 69kV line | Antelope 220/66 | [8 empty] | Antelope | 230 |  |  | 1 |  | FALSE | Antelope | 230 | [12 empty] | 0 | 0
WDT728 | 2011-02-07 | 2011-02-07 |  | WDAT | GIP - Fast Track | Fast Track | Inactive | Withdrawn | 2012-07-23 | Withdrawn (No Agrmt) | No |  |  | Photovoltaic(1.5) | 1.5 | San Bernardino | CA | 2012-08-01 | 2012-08-01 | Cucamonga: Garlits 12 kV Line | Garlits 12kV | Padua 220/66 | Metro East Region | Garlits | Padua 220/66 System | Cucamonga 66/12 (D) |  |  |  |  | Padua | 230 |  |  | 1 |  | FALSE | Padua | 230 | [12 empty] | 0 | 0
WDT729 | 2011-03-31 | 2011-02-07 | 2011-04-19 | WDAT | GIP - Fast Track | Fast Track | Inactive | Withdrawn | 2012-03-06 | Withdrawn (No Agrmt) | No |  |  | Photovoltaic(1) | 1 | Los Angeles | CA | 2012-08-01 | 2012-08-01 | Laguna Bell: Cal strip 16 kV Line | CAL STRIP 16KV | Laguna Bell AB 220/66 | Metro West Region | Cal Strip | Laguna Bell AB 220/66 System | Laguna Bell 66/16 (D) |  |  |  |  | Laguna | Check | Check |  | 1 |  | FALSE | Laguna | Check | [12 empty] | 0 | 0
WDT730 | 2011-03-31 | 2011-02-07 | 2011-04-29 | WDAT | GIP - Fast Track | Fast Track | Inactive | Withdrawn | 2012-03-06 | Withdrawn (No Agrmt) | No |  |  | Photovoltaic(2) | 2 | San Bernardino | CA | 2012-08-01 | 2012-08-01 | Milliken: Redlabel 12 kV Line | REDLABEL 12KV | Mira Loma 220/66 | Metro East Region | Redlabel | Mira Loma 220/66 System | Milliken 66/12 (D) |  |  |  |  | Mira | Check | Check |  | 1 |  | FALSE | Mira | Check | [12 empty] | 0 | 0
WDT731 | 2011-03-31 | 2011-02-07 | 2011-04-29 | WDAT | GIP - Fast Track | Fast Track | Inactive | Withdrawn | 2012-03-06 | Withdrawn (No Agrmt) | No |  |  | Photovoltaic(1) | 1 | San Bernardino | CA | 2012-08-01 | 2012-08-01 | Cucamonga: Sneva 12 kV Line | Sneva 12kV | Padua 220/66 | Metro East Region | Sneva | Padua 220/66 System | Cucamonga 66/12 (D) |  |  |  |  | Padua | 230 |  |  | 1 |  | FALSE | Padua | 230 | [12 empty] | 0 | 0
WDT732 | 2011-03-31 | 2011-02-07 | 2011-04-29 | WDAT | SGIP | WDAT SGIP Transition | Inactive | Withdrawn | 2011-05-25 | Withdrawn (No Agrmt) | No |  |  | Photovoltaic(2.5) | 2.5 | san bernardino | CA | 2012-08-01 | 2012-08-01 | Earnhardt 12kV | Earnhardt 12kV | Padua 220/66 | Metro East Region | Earnhardt | Padua 220/66 System | Cucamonga 66/12 (D) |  |  |  |  | Padua | 230 |  |  | 1 |  | FALSE | Padua | 230 | [12 empty] | 0 | 0
WDT733 | 2011-03-31 | 2011-02-07 | 2011-05-06 | WDAT | GIP - Fast Track | Fast Track | Inactive | Withdrawn | 2012-07-23 | Withdrawn (No Agrmt) | No |  |  | Photovoltaic(0.85) | 0.85 | San Bernardino | CA | 2012-08-01 | 2012-08-01 | Wimbledon: Graf 12 kV Line | GRAF 12KV | Etiwanda 220/66 | Desert Region | Graf | Etiwanda 220/66 System | Wimbledon 66/12 (D) |  |  |  |  | Etiwanda | 230 |  |  | 1 |  | FALSE | Etiwanda | 230 | [12 empty] | 0 | 0
WDT734 | 2011-03-31 | 2011-02-07 | 2011-04-28 | WDAT | GIP - Fast Track | Fast Track | Inactive | Withdrawn | 2012-03-06 | Withdrawn (No Agrmt) | No |  |  | Photovoltaic(1) | 1 | Los Angeles | CA | 2012-08-01 | 2012-08-01 | Carson: Sigma 12 kV Line | RAHN 16KV | Lighthipe 220/66 | Metro West Region | Rahn | Lighthipe 220/66 System | Carson 66/16 (D) |  |  |  |  | Lighthipe | 230 |  |  | 1 |  | FALSE | Lighthipe | 230 | [12 empty] | 0 | 0
WDT735 | 2011-03-31 | 2011-02-07 | 2011-05-05 | WDAT | GIP - Fast Track | Fast Track | Inactive | Withdrawn | 2012-03-06 | Withdrawn (No Agrmt) | No |  |  | Photovoltaic(0.5) | 0.5 | Orange | CA | 2012-08-01 | 2012-08-01 | Chestnut: Coco 12 kV Line | Coco 12kV | Johanna 220/66 | Orange Region | Coco | Johanna 220/66 System | Chestnut 66/12 (D) |  |  |  |  | Johanna | 230 |  |  | 1 |  | FALSE | Johanna | 230 | [12 empty] | 0 | 0
WDT736 | 2011-03-31 | 2011-02-07 | 2011-05-03 | WDAT | GIP - Fast Track | Fast Track | Inactive | Withdrawn | 2012-03-06 | Withdrawn (No Agrmt) | No |  |  | Photovoltaic(1.25) | 1.25 | San Bernardino | CA | 2012-08-01 | 2012-08-01 | Wimbledon: Chang 12 kV Line | CHANG 12KV | Etiwanda 220/66 | Desert Region | Chang | Etiwanda 220/66 System | Wimbledon 66/12 (D) |  |  |  |  | Etiwanda | 230 |  |  | 1 |  | FALSE | Etiwanda | 230 | [12 empty] | 0 | 0
WDT737 |  | 2011-02-07 |  | WDAT | SGIP | WDAT SGIP Transition | Inactive | Withdrawn | 2011-05-03 | Withdrawn (No Agrmt) | No |  |  | Photovoltaic(1.5) | 1.5 | orange | CA | 2012-08-01 | 2012-08-01 | Cuba 12kV | CUBA 12KV | Barre 220/66 | Orange Region | Cuba | Barre 220/66 System | Ely 66/12 (D) |  |  |  |  | Barre | 230 |  |  | 1 |  | FALSE | Barre | 230 | [12 empty] | 0 | 0
WDT738 |  | 2011-02-15 |  | WDAT | SGIP | Serial | Inactive | Withdrawn | 2011-04-21 | Withdrawn (No Agrmt) | No |  |  | Photovoltaic(10) | 10 |  |  | 2013-12-31 | 2013-12-31 | Area of Rosamond Substation |  | Antelope 220/66 | North Coast Region |  | Antelope 220/66 System | Rosamond 66/12 (D) |  |  |  |  | Antelope | 230 |  |  | 1 |  | FALSE | Antelope | 230 | [12 empty] | 0 | 0
WDT739 | 2011-03-31 | 2011-03-02 |  | WDAT | GIP - Fast Track | Fast Track | Inactive | Withdrawn | 2011-06-07 | Withdrawn (No Agrmt) | No |  |  | Photovoltaic(1.5) | 1.5 | San Bernardino | CA | 2012-08-01 | 2012-08-01 | Whitehorse 12kV | WHITEHORSE 12KV | Mira Loma 220/66 | Metro East Region | Whitehorse | Mira Loma 220/66 System | Milliken 66/12 (D) |  |  |  |  | Mira | Check | Check |  | 1 |  | FALSE | Mira | Check | [12 empty] | 0 | 0
WDT740 | 2011-03-02 | 2011-03-02 |  | WDAT | GIP - Fast Track | Fast Track | Inactive | Withdrawn | 2012-07-23 | Withdrawn (No Agrmt) | No |  |  | Photovoltaic(1) | 1 | San Bernardino | CA | 2012-08-01 | 2012-08-01 | Etiwanda: Stooges 12 kV Line | STOOGES 12KV | Etiwanda 220/66 | Desert Region | Stooges | Etiwanda 220/66 System | Etiwanda 66/12 (D) |  |  |  |  | Etiwanda | 230 |  |  | 1 |  | FALSE | Etiwanda | 230 | [12 empty] | 0 | 0
WDT741 | 2011-03-31 | 2011-03-02 | 2011-04-29 | WDAT | GIP - Fast Track | Fast Track | Inactive | Withdrawn | 2011-05-25 | Withdrawn (No Agrmt) | No |  |  | Photovoltaic(2) | 2 | san bernardino | CA | 2012-08-01 | 2012-08-01 | Midori 12kV | MIDORI 12KV | Mira Loma 220/66 | Metro East Region | Midori | Mira Loma 220/66 System | Milliken 66/12 (D) |  |  |  |  | Mira | Check | Check |  | 1 |  | FALSE | Mira | Check | [12 empty] | 0 | 0
WDT742 | 2011-03-02 | 2011-03-02 |  | WDAT | GIP - Fast Track | Fast Track | Inactive | Withdrawn | 2012-07-23 | Withdrawn (No Agrmt) | No |  |  | Photovoltaic(0.5) | 0.5 | San Bernardino | CA | 2012-08-01 | 2012-08-01 | Wimbledon: Chang 12 kV Line | CHANG 12KV | Etiwanda 220/66 | Desert Region | Chang | Etiwanda 220/66 System | Wimbledon 66/12 (D) |  |  |  |  | Etiwanda | 230 |  |  | 1 |  | FALSE | Etiwanda | 230 | [12 empty] | 0 | 0
WDT743 |  | 2011-03-02 |  | WDAT | SGIP | WDAT SGIP Transition | Inactive | Withdrawn | 2011-04-29 | Withdrawn (No Agrmt) | No |  |  | Photovoltaic(2) | 2 | Riverside | CA | 2012-08-01 | 2012-08-01 | Mcenroe 12kV | MCENROE 12KV | Etiwanda 220/66 | Desert Region | McEnroe | Etiwanda 220/66 System | Wimbledon 66/12 (D) |  |  |  |  | Etiwanda | 230 |  |  | 1 |  | FALSE | Etiwanda | 230 | [12 empty] | 0 | 0
WDT744 | 2011-03-31 | 2011-03-03 |  | WDAT | SGIP | Fast Track | Inactive | Withdrawn | 2011-05-02 | Withdrawn (No Agrmt) | No |  |  | Photovoltaic(1.5) | 1.5 | Los Angeles | CA | 2011-10-30 | 2011-10-30 | Ave R/Vic 220 St E., Black Butte, CA 93591 | MAVERICK 12KV | Antelope 220/66 | North Coast Region | Maverick | Antelope 220/66 System | Wilsona 66/12 (D) |  |  |  |  | Antelope | 230 |  |  | 1 |  | FALSE | Antelope | 230 | [12 empty] | 0 | 0
WDT745 |  | 2011-03-07 |  | WDAT | SGIP | Serial | Inactive | Withdrawn | 2011-03-22 | Withdrawn (No Agrmt) | No |  |  | Photovoltaic(10) | 10 |  |  | 2013-12-31 | 2013-12-31 | Rosamond Substation - 12kV | BUTTE 12KV | Antelope 220/66 | North Coast Region | Butte | Antelope 220/66 System | Rosamond 66/12 (D) |  |  |  |  | Antelope | 230 |  |  | 1 |  | FALSE | Antelope | 230 | [12 empty] | 0 | 0
WDT746 | 2011-03-31 | 2011-03-08 | 2011-05-10 | WDAT | GIP - Fast Track | Fast Track | Inactive | Withdrawn | 2012-01-27 | Withdrawn (No Agrmt) | No |  |  | Fuel Cell(0.9) | 0.9 | Tulare | CA | 2011-11-01 | 2011-11-01 | Goshen: Manzanillo 12 kV Line | MANZANILLO 12KV | Rector 220/66 | San Joaquin Region | Manzanillo | Rector 220/66 System | Goshen 66/12 (D) |  |  |  |  | Rector | 230 |  |  | 1 |  | FALSE | Rector | 230 | [12 empty] | 0 | 0
WDT747 | 2011-03-31 | 2011-03-28 | 2011-04-28 | WDAT | GIP - Cluster Study | QC_004 | Inactive | Withdrawn | 2012-02-24 | Withdrawn (No Agrmt) | No |  |  | Photovoltaic(20) | 20 | San Bernardino | CA | 2013-04-30 | 2013-04-30 | Cool Water - Tie Fort 115 kV Line | [10 empty] | Check | Check | Check |  | 1 |  | FALSE | [14 empty] | 0 | 0
WDT748 |  | 2011-03-28 |  | WDAT | GIP - Fast Track | Fast Track | Inactive | Withdrawn | 2011-04-25 | Withdrawn (No Agrmt) | No |  |  |  | 1.5 | San Bernardino | CA |  |  | Judy 12kV | JUDY 12KV | Kramer 220/115 | Rurals Region | Judy | Kramer 220/115 System | Ordway 33/12 (D) |  |  |  |  | Kramer | 230 |  |  | 1 |  | FALSE | Kramer | 230 | [12 empty] | 0 | 0
WDT749 | 2011-03-31 | 2011-03-28 | 2011-04-28 | WDAT | GIP - Cluster Study | QC_004 | Inactive | Withdrawn | 2011-06-06 | Withdrawn (No Agrmt) | No |  |  | Photovoltaic(18) | 18 | San Bernardino | CA | 2013-06-01 | 2013-06-01 | Lockhart 33kV | LOCKHART 33KV |  | Rurals Region | Lockhart | Kramer 220/115 System | Kramer 115/33 (D) |  |  |  |  | Check | Check | Check |  | 1 |  | FALSE | [14 empty] | 0 | 0
WDT750FT |  | 2011-03-28 |  | WDAT | GIP - Fast Track | Fast Track | Inactive | Withdrawn | 2011-05-17 | Withdrawn (No Agrmt) | No |  |  | Photovoltaic(1.5) | 1.5 | Los Angeles | CA | 2011-11-30 | 2011-11-30 | corner of 180th St. E. & Ave. R-8, Black Butte CA 93591 | SUN VILLAGE 12KV | Antelope 220/66 | North Coast Region | Sun Village | Antelope 220/66 System | Little Rock 66/12 (D) |  |  |  |  | Antelope | 230 |  |  | 1 |  | FALSE | Antelope | 230 | [12 empty] | 0 | 0
WDT751FT | 2011-03-29 | 2011-03-29 |  | WDAT | GIP - Fast Track | Fast Track | Inactive | Withdrawn | 2011-04-29 | Withdrawn (No Agrmt) | No |  |  | Photovoltaic(0.99) | 0.99 | Ventura | CA |  |  | Ditch 16kV | Ditch 16kV | Santa Clara 220/66 | North Coast Region | Ditch | Santa Clara 220/66 System | Gonzales 66/16 (D) |  |  |  |  | Santa | Check | Check |  | 1 |  | FALSE | Santa | Check | [12 empty] | 0 | 0
WDT752 | 2011-03-31 | 2011-03-30 | 2011-04-29 | WDAT | GIP - Cluster Study | QC_004 | Inactive | Withdrawn | 2011-05-13 | Withdrawn (No Agrmt) | No |  |  | Photovoltaic(1) | 1 | San Bernardino | CA | 2011-10-05 | 2011-10-05 | Durox 12kV | Durox 12kV | San Bernardino 220/66 | Desert Region | Durox | San Bernardino 220/66 System | Timoteo 66/12 (D) |  |  |  |  | San | Check | Check |  | 1 |  | FALSE | San | Check | [12 empty] | 0 | 0
WDT752ISP | 2011-03-31 | 2011-03-31 | 2011-05-09 | WDAT | GIP - ISP | ISP | Active - Post IA | In-Service |  | Executed - In Effect | Yes | 2011-08-08 |  | Photovoltaic(1) | 1 | San Bernardino | CA | 2011-10-05 | 2011-10-05 | Timoteo: DUROX 12 kV line | Durox 12kV | San Bernardino 220kV bus | Desert Region | Durox | San Bernardino 220/66 System | Timoteo 66/12 (D) |  |  |  |  | San | Check | Check | San Bernardino230 | 1 |  | FALSE | San Bernardino | 230 | [12 empty] | 1 | 1
WDT753 | 2011-03-31 | 2011-03-30 | 2011-05-10 | WDAT | GIP - Cluster Study | QC_004 | Inactive | Withdrawn | 2011-06-27 | Withdrawn (No Agrmt) | No |  |  | Photovoltaic(0.99) | 0.99 | San Bernardino | CA | 2012-05-28 | 2012-05-28 | Speedway 12kV | SPEEDWAY 12KV | Etiwanda 220/66 | Desert Region | Speedway | Etiwanda 220/66 System | Declez 66/12 (D) |  |  |  |  | Etiwanda | 230 |  |  | 1 |  | FALSE | Etiwanda | 230 | [12 empty] | 0 | 0
WDT753ISP | 2011-03-31 | 2011-03-31 |  | WDAT | GIP - ISP | ISP | Inactive | Withdrawn | 2011-05-10 | Withdrawn (No Agrmt) | No |  |  | Photovoltaic(0.99) | 0.99 | San Bernardino | CA | 2012-05-28 | 2012-05-28 | Sampras 12kV | SAMPRAS 12KV | Etiwanda 220/66 | Desert Region | Sampras | Etiwanda 220/66 System | Wimbledon 66/12 (D) |  |  |  |  | Etiwanda | 230 |  |  | 1 |  | FALSE | Etiwanda | 230 | [12 empty] | 0 | 0
WDT754 | 2011-03-31 | 2011-03-30 | 2011-05-12 | WDAT | GIP - Cluster Study | QC_004 | Inactive | IA Terminated |  | Terminated | Yes | 2012-03-15 | 2011-05-13 | Photovoltaic(0.49) | 0.49 | San Bernardino | CA | 2011-09-15 | 2011-09-15 | Calabash 12kV | CALABASH 12KV | Etiwanda 220/66 | Desert Region | Calabash | Etiwanda 220/66 System | Declez 66/12 (D) |  |  |  |  | Etiwanda | 230 |  |  | 1 |  | FALSE | Etiwanda | 230 | [12 empty] | 0 | 0
WDT754ISP | 2011-03-31 | 2011-03-31 | 2011-05-12 | WDAT | GIP - ISP | ISP | Active - Post IA | In-Service |  | Executed - In Effect | Yes | 2012-06-27 |  | Photovoltaic(0.5) | 0.5 | San Bernardino | CA | 2011-09-15 | 2011-09-15 | CALABASH 12KV | CALABASH 12KV | Etiwanda 220kV bus | Desert Region | Calabash | Etiwanda 220/66 System | Declez 66/12 (D) |  |  |  |  | Etiwanda | Check | Check | Etiwanda230 | 1 |  | FALSE | Etiwanda | 230 | [12 empty] | 1 | 1
WDT755 | 2011-03-31 | 2011-03-30 | 2011-05-12 | WDAT | GIP - Cluster Study | QC_004 | Inactive | Withdrawn | 2011-07-11 | Withdrawn (No Agrmt) | No |  |  | Photovoltaic(1) | 1 | San Bernardino | CA | 2011-10-02 | 2011-10-02 | Speedway 12kV | SPEEDWAY 12KV | Etiwanda 220/66 | Desert Region | Speedway | Etiwanda 220/66 System | Declez 66/12 (D) |  |  |  |  | Etiwanda | 230 |  |  | 1 |  | FALSE | Etiwanda | 230 | [12 empty] | 0 | 0
WDT755ISP | 2011-03-31 | 2011-03-31 |  | WDAT | GIP - ISP | ISP | Active - Post IA | In-Service |  | Executed - In Effect | Yes | 2012-04-16 |  | Photovoltaic(1) | 1 | San Bernardino | CA | 2011-10-02 | 2011-10-02 | SPEEDWAY 12KV | SPEEDWAY 12KV | Etiwanda 220kV bus | Desert Region | Speedway | Etiwanda 220/66 System | Declez 66/12 (D) |  |  |  |  | Etiwanda | Check | Check | Etiwanda230 | 1 |  | FALSE | Etiwanda | 230 | [12 empty] | 1 | 1
WDT756 | 2011-03-31 | 2011-03-30 | 2011-05-12 | WDAT | GIP - Cluster Study | QC_004 | Inactive | Withdrawn | 2011-10-28 | Withdrawn (No Agrmt) | No |  |  | Photovoltaic(1) | 1 | San Bernardino | CA | 2013-01-31 | 2013-01-31 | Highland: THOMPSEN 12 kV line | THOMPSEN 12KV | San Bernardino 220/66 | Desert Region | Thompsen | San Bernardino 220/66 System | Highland 66/12 (D) |  |  |  |  | San | Check | Check |  | 1 |  | FALSE | San | Check | [12 empty] | 0 | 0
WDT756ISP | 2011-03-31 | 2011-03-31 |  | WDAT | GIP - ISP | ISP | Inactive | Withdrawn | 2011-10-01 | Withdrawn (No Agrmt) | No |  |  | Photovoltaic(1) | 1 | San Bernardino | CA | 2013-01-31 | 2013-01-31 | Thompsen 12kV | THOMPSEN 12KV | San Bernardino 220/66 | Desert Region | Thompsen | San Bernardino 220/66 System | Highland 66/12 (D) |  |  |  |  | San | Check | Check |  | 1 |  | FALSE | San | Check | [12 empty] | 0 | 0
WDT757 | 2011-03-31 | 2011-03-30 | 2011-05-10 | WDAT | GIP - Cluster Study | QC_004 | Inactive | Withdrawn | 2011-06-27 | Withdrawn (No Agrmt) | No |  |  | Photovoltaic(1) | 1 | San Bernardino | CA | 2012-05-29 | 2012-05-29 | Calabash 12kV | CALABASH 12KV | Etiwanda 220/66 | Desert Region | Calabash | Etiwanda 220/66 System | Declez 66/12 (D) |  |  |  |  | Etiwanda | 230 |  |  | 1 |  | FALSE | Etiwanda | 230 | [12 empty] | 0 | 0
WDT757ISP | 2011-03-31 | 2011-03-31 |  | WDAT | GIP - ISP | ISP | Inactive | Withdrawn | 2011-05-10 | Withdrawn (No Agrmt) | No |  |  | Photovoltaic(1) | 1 | San Bernardino | CA | 2012-05-29 | 2012-05-29 | Benny 12kV | BENNY 12KV | Etiwanda 220/66 | Desert Region | Benny | Etiwanda 220/66 System | Etiwanda 66/12 (D) |  |  |  |  | Etiwanda | 230 |  |  | 1 |  | FALSE | Etiwanda | 230 | [12 empty] | 0 | 0
WDT758 | 2011-03-31 | 2011-03-30 | 2011-05-12 | WDAT | GIP - Cluster Study | QC_004 | Inactive | Withdrawn | 2011-08-10 | Withdrawn (No Agrmt) | No |  |  | Photovoltaic(0.5) | 0.5 | San Bernardino | CA | 2011-08-09 | 2011-08-09 | Dorsey 12kV | DORSEY 12KV | Etiwanda 220/66 | Desert Region | Dorsey | Etiwanda 220/66 System | Alder 66/12 (D) |  |  |  |  | Etiwanda | 230 |  |  | 1 |  | FALSE | Etiwanda | 230 | [12 empty] | 0 | 0
WDT758ISP | 2011-03-31 | 2011-03-31 |  | WDAT | GIP - ISP | ISP | Inactive | Withdrawn | 2011-08-10 | Withdrawn (No Agrmt) | No |  |  | Photovoltaic(0.5) | 0.5 | San Bernardino | CA | 2011-08-09 | 2011-08-09 | Dorsey 12kV | DORSEY 12KV | Etiwanda 220/66 | Desert Region | Dorsey | Etiwanda 220/66 System | Alder 66/12 (D) |  |  |  |  | Etiwanda | 230 |  |  | 1 |  | FALSE | Etiwanda | 230 | [12 empty] | 0 | 0
WDT759 | 2011-03-31 | 2011-03-30 | 2011-04-29 | WDAT | GIP - Cluster Study | QC_004 | Inactive | Withdrawn | 2011-05-13 | Withdrawn (No Agrmt) | No |  |  | Photovoltaic(1.5) | 1.5 | San Bernardino | CA | 2011-04-19 | 2011-04-19 | Casmalia 12kV | CASMALIA 12KV | Etiwanda 220/66 | Desert Region | Casmalia | Etiwanda 220/66 System | Alder 66/12 (D) |  |  |  |  | Etiwanda | 230 |  |  | 1 |  | FALSE | Etiwanda | 230 | [12 empty] | 0 | 0
WDT759ISP | 2011-03-31 | 2011-03-31 | 2011-05-09 | WDAT | GIP - ISP | ISP | Active - Post IA | In-Service |  | Executed - In Effect | Yes | 2012-02-21 |  | Photovoltaic(1.5) | 1.5 | San Bernardino | CA | 2011-04-19 | 2011-04-19 | CASMALIA 12KV | CASMALIA 12KV | Etiwanda 220kV bus | Desert Region | Casmalia | Etiwanda 220/66 System | Alder 66/12 (D) |  |  |  |  | Etiwanda | Check | Check | Etiwanda230 | 1 |  | FALSE | Etiwanda | 230 | [12 empty] | 1 | 1
WDT760 | 2011-03-31 | 2011-03-30 | 2011-05-11 | WDAT | GIP - Cluster Study | QC_004 | Inactive | Withdrawn | 2012-01-13 | Withdrawn (No Agrmt) | No |  |  | Photovoltaic(1) | 1 | San Bernardino | CA | 2012-02-02 | 2012-02-02 | Alder: Dorsey 12 kV Line | DORSEY 12KV | Etiwanda 220/66 | Desert Region | Dorsey | Etiwanda 220/66 System | Alder 66/12 (D) |  |  |  |  | Etiwanda | 230 |  |  | 1 |  | FALSE | Etiwanda | 230 | [12 empty] | 0 | 0
WDT760ISP | 2011-03-31 | 2011-03-31 |  | WDAT | GIP - ISP | ISP | Inactive | Withdrawn | 2011-05-11 | Withdrawn (No Agrmt) | No |  |  | Photovoltaic(1) | 1 | San Bernardino | CA | 2012-02-02 | 2012-02-02 | Dorsey 12kV | DORSEY 12KV | Etiwanda 220/66 | Desert Region | Dorsey | Etiwanda 220/66 System | Alder 66/12 (D) |  |  |  |  | Etiwanda | 230 |  |  | 1 |  | FALSE | Etiwanda | 230 | [12 empty] | 0 | 0
WDT761 | 2011-03-31 | 2011-03-30 | 2011-05-09 | WDAT | GIP - Cluster Study | QC_004 | Inactive | Withdrawn | 2011-05-13 | Withdrawn (No Agrmt) | No |  |  | Photovoltaic(1) | 1 | San Bernardino | CA | 2011-09-14 | 2011-09-14 | Lena 12kV out of Cardif Sub near 570 Mill St. San Bernardino, CA 92408 | LENA 12KV | San Bernardino 220/66 | Desert Region | Warm Creek | San Bernardino 220/66 System | Cardiff 66/12 (D) |  |  |  |  | San | Check | Check |  | 1 |  | FALSE | San | Check | [12 empty] | 0 | 0
WDT761ISP | 2011-03-31 | 2011-03-31 | 2011-05-09 | WDAT | GIP - ISP | ISP | Active - Post IA | In-Service (Conditional PTO) |  | Executed - In Effect | Yes | 2012-09-15 |  | Photovoltaic(0.5) | 0.5 | San Bernardino | CA | 2011-09-14 | 2011-09-14 | WARM CREEK 12KV | WARM CREEK 12KV | San Bernardino 220kV bus | Desert Region | Warm Creek | San Bernardino 220/66 System | Cardiff 66/12 (D) |  |  |  |  | San | Check | Check | San Bernardino230 | 1 |  | FALSE | San Bernardino | 230 | [12 empty] | 0 | 1
WDT762 | 2011-03-31 | 2011-03-30 | 2011-05-10 | WDAT | GIP - Cluster Study | QC_004 | Inactive | Withdrawn | 2011-05-13 | Withdrawn (No Agrmt) | No |  |  | Photovoltaic(0.5) | 0.5 | San Bernardino | CA | 2011-11-20 | 2011-11-20 | Bacardi 12kV | BACARDI 12KV | Mira Loma 220/66 | Metro East Region | Bacardi | Mira Loma 220/66 System | Milliken 66/12 (D) |  |  |  |  | Mira | Check | Check |  | 1 |  | FALSE | Mira | Check | [12 empty] | 0 | 0
WDT762ISP | 2011-03-31 | 2011-03-31 | 2011-05-10 | WDAT | GIP - ISP | ISP | Active - Post IA | In-Service (Conditional PTO) |  | Executed - In Effect | Yes | 2012-09-15 |  | Photovoltaic(0.5) | 0.5 | San Bernardino | CA | 2011-11-20 | 2011-11-20 | BACARDI 12KV | BACARDI 12KV | Mira Loma 220kV bus | Metro East Region | Bacardi | Mira Loma 220/66 System | Milliken 66/12 (D) |  |  |  |  | Mira | Check | Check | Mira Loma230 | 1 |  | FALSE | Mira Loma | 230 | [12 empty] | 0 | 1
WDT763 | 2011-03-31 | 2011-03-30 | 2011-05-10 | WDAT | GIP - Cluster Study | QC_004 | Inactive | Withdrawn | 2012-11-14 | Withdrawn (No Agrmt) | No |  |  | Photovoltaic(7) | 7 | Kern | CA | 2012-09-19 | 2012-09-19 | Delano: Driver 12 kV Line | DRIVER 12KV | Vestal 220kV bus | San Joaquin Region | Driver | Vestal 220/66 System | Delano 66/12 (D) |  |  |  |  | Vestal | Check | Check |  | 1 |  | FALSE | Vestal | Check | [12 empty] | 0 | 0
WDT763ISP | 2011-03-31 | 2011-03-31 |  | WDAT | GIP - ISP | ISP | Inactive | Withdrawn | 2011-05-09 | Withdrawn (No Agrmt) | No |  |  | Photovoltaic(3.49) | 3.49 | Kern | CA | 2012-09-19 | 2012-09-19 | Driver 12kV out of Delano Sub | DRIVER 12KV | Vestal 220kV bus | San Joaquin Region | Driver | Vestal 220/66 System | Delano 66/12 (D) |  |  |  |  | Vestal | Check | Check |  | 1 |  | FALSE | Vestal | Check | [12 empty] | 0 | 0
WDT764 | 2011-03-31 | 2011-03-31 | 2011-05-11 | WDAT | GIP - Cluster Study | QC_004 | Inactive | Withdrawn | 2012-10-30 | Withdrawn (No Agrmt) | No |  |  | Photovoltaic(5.99) | 5.99 | Riverside | CA | 2013-02-24 | 2013-02-24 | Farrell: AUTRY 12 kV line | AUTRY 12KV | Devers 220/115 | Desert Region | Autry | Devers 220/115 System | Farrell 115/12 (D) |  |  |  |  | Devers | 230 |  |  | 1 |  | FALSE | Devers | 230 | [12 empty] | 0 | 0
WDT764ISP | 2011-03-31 | 2011-03-31 |  | WDAT | GIP - ISP | ISP | Inactive | Withdrawn | 2011-05-10 | Withdrawn (No Agrmt) | No |  |  | Photovoltaic(5.99) | 5.99 | Riverside | CA | 2013-02-24 | 2013-02-24 | Autry 12kV out of Farrel Sub near Indian Canyon dr. and San Rafael rd, Palm Spring, CA 92262 | AUTRY 12KV | Devers 220/115 | Desert Region | Autry | Devers 220/115 System | Farrell 115/12 (D) |  |  |  |  | Devers | 230 |  |  | 1 |  | FALSE | Devers | 230 | [12 empty] | 0 | 0
WDT765 | 2011-03-31 | 2011-03-30 | 2011-05-10 | WDAT | GIP - Cluster Study | QC_004 | Inactive | Withdrawn | 2011-06-15 | Withdrawn (No Agrmt) | No |  |  | Photovoltaic(3.49) | 3.49 | Kern | CA | 2012-09-19 | 2012-09-19 | Browning 12 kV Bus | POND 12KV | Vestal 220kV bus | San Joaquin Region | Pond | Vestal 220/66 System | Browning 66/12 (D) |  |  |  |  | Vestal | Check | Check |  | 1 |  | FALSE | Vestal | Check | [12 empty] | 0 | 0
WDT765ISP | 2011-03-31 | 2011-03-31 |  | WDAT | GIP - ISP | ISP | Inactive | Withdrawn | 2011-05-09 | Withdrawn (No Agrmt) | No |  |  | Photovoltaic(3.49) | 3.49 | Kern | CA | 2012-09-19 | 2012-09-19 | Pond 12kV out of Browning sub | POND 12KV | Vestal 220kV bus | San Joaquin Region | Pond | Vestal 220/66 System | Browning 66/12 (D) |  |  |  |  | Vestal | Check | Check |  | 1 |  | FALSE | Vestal | Check | [12 empty] | 0 | 0
WDT766 | 2011-03-31 | 2011-03-30 | 2011-05-12 | WDAT | GIP - Cluster Study | QC_004 | Inactive | Withdrawn | 2011-07-11 | Withdrawn (No Agrmt) | No |  |  | Photovoltaic(0.99) | 0.99 | Los Angeles | CA | 2013-02-24 | 2013-02-24 | Overhead 12kV line serving 2211 Carson st. Carson CA 90810 | EDGAR 12KV | Lighthipe 220/66 | Metro West Region | Stocco | Lighthipe 220/66 System | Alon 66/12 (D) |  |  |  |  | Lighthipe | 230 |  |  | 1 |  | FALSE | Lighthipe | 230 | [12 empty] | 0 | 0
WDT766FT | 2011-03-31 | 2011-03-31 |  | WDAT | GIP - Fast Track | Fast Track | Inactive | IA Terminated |  | Terminated | Yes | 2012-03-28 | 2012-08-08 | Photovoltaic(0.99) | 0.99 | Carson | CA | 2013-02-24 | 2013-02-24 | Alon: Edgar 12 kV Line | EDGAR 12KV | Lighthipe 220/66 | Metro West Region | Edgar | Lighthipe 220/66 System | Alon 66/12 (D) |  |  |  |  | Lighthipe | 230 |  |  | 1 |  | FALSE | Lighthipe | 230 | [12 empty] | 0 | 0
WDT767 | 2011-03-31 | 2011-03-30 | 2011-04-29 | WDAT | GIP - Cluster Study | QC_004 | Inactive | Withdrawn | 2011-06-03 | Withdrawn (No Agrmt) | No |  |  | Photovoltaic(19.2) | 19.2 | San Bernardino | CA | 2013-01-01 | 2013-01-01 | NW Corner of Valla Vista Road & Bagdad Hwy., Twentynine Palms (just outside city limits) |  | Devers 220/115 | Desert Region |  | Devers 220/115 System | Hi Desert 115/33 (D) |  |  |  |  | Devers | 230 |  |  | 1 |  | FALSE | Devers | 230 | [12 empty] | 0 | 0
WDT768 | 2011-03-31 | 2011-03-30 | 2011-05-04 | WDAT | GIP - Cluster Study | QC_004 | Inactive | IA Terminated |  | Terminated | Yes | 2015-02-06 | 2015-04-15 | Photovoltaic(2) | 2 | Ventura | CA | 2012-10-31 | 2016-05-01 | Gonzales: Ditch 16 kV Line | Ditch 16kV | Santa Clara 220/66 | North Coast Region | Ditch | Santa Clara 220/66 System | Gonzales 66/16 (D) |  |  |  |  | Santa | Check | Check |  | 1 |  | FALSE | Santa | Check | [12 empty] | 0 | 0
WDT769FT |  | 2011-03-30 |  | WDAT | GIP - Fast Track | Fast Track | Inactive | Withdrawn | 2011-04-28 | Withdrawn (No Agrmt) | No |  |  | Photovoltaic(4.25) | 4.25 | Riverside | CA |  | 2013-07-01 | SCE existing 12kV line feeding into Pauba 115_12kV Sub | [10 empty] | Check | Check | Check |  | 1 |  | FALSE | [14 empty] | 0 | 0
WDT770 | 2011-03-31 | 2011-03-31 |  | WDAT | GIP - Cluster Study | QC_004 | Inactive | Withdrawn | 2012-03-31 | Withdrawn (No Agrmt) | No |  |  | Photovoltaic(20) | 20 | Kern | CA | 2013-03-03 | 2013-03-03 | Holgate - Kramer 115 kV Line | Holgate 115kV line | [9 empty] | Check | Check | Check |  | 1 |  | FALSE | [14 empty] | 0 | 0
WDT771 | 2011-03-31 | 2011-03-31 | 2011-04-28 | WDAT | GIP - Cluster Study | QC_004 | Inactive | Withdrawn | 2011-07-08 | Withdrawn (No Agrmt) | No |  |  | Photovoltaic(55) | 55 | Tulare | CA |  | 2013-01-01 | Liberty - Rector 66 kV Line | Rector 66kV | Rector 220/66 | [8 empty] | Rector | 230 |  |  | 1 |  | FALSE | Rector | 230 | [12 empty] | 0 | 0
WDT772 | 2011-03-31 | 2011-03-31 | 2011-04-28 | WDAT | GIP - Cluster Study | QC_004 | Inactive | Withdrawn | 2012-02-27 | Withdrawn (No Agrmt) | No |  |  | Photovoltaic(50) | 50 | Tulare | CA |  | 2013-01-01 | Laurel - Octol 66 kV Line | Vestal 66kV | Rector 220/66 | [8 empty] | Rector | 230 |  |  | 1 |  | FALSE | Rector | 230 | [12 empty] | 0 | 0
WDT773 | 2011-03-31 | 2011-03-31 | 2011-04-26 | WDAT | GIP - Cluster Study | QC_004 | Inactive | Withdrawn | 2012-02-27 | Withdrawn (No Agrmt) | No |  |  | Photovoltaic(20) | 20 | Tulare | CA |  | 2013-01-01 | Springville - Strathmore 66 kV Line | Springville 66kV | Springville 220/66 | [8 empty] | Springville | 230 |  |  | 1 |  | FALSE | Springville | 230 | [12 empty] | 0 | 0
WDT774 | 2011-03-31 | 2011-03-31 | 2011-04-28 | WDAT | GIP - Cluster Study | QC_004 | Inactive | Withdrawn | 2011-05-31 | Withdrawn (No Agrmt) | No |  |  | Photovoltaic(21) | 21 | San Bernardino | CA | 2012-12-31 | 2012-12-31 | 34.5 kV bus at SCE Gernet sub about 1.5 miles from project sit |  | Devers 220/115 | Desert Region |  | Devers 220/115 System | Garnet 115/33 (D) |  |  |  |  | Devers | 230 |  |  | 1 |  | FALSE | Devers | 230 | [12 empty] | 0 | 0
WDT775FT |  | 2011-03-31 |  | WDAT | GIP - Fast Track | Fast Track | Inactive | Withdrawn | 2011-04-28 | Withdrawn (No Agrmt) | No |  |  |  | 0.999 | Orange | CA |  |  | 'CBS' 12 kV circuit out of Delano Sub on Albany St. / Stradley Ave | PENMAR 12KV | Olinda 220/66 | Orange Region | Penmar | Olinda 220/66 System | La Habra 66/12 (D) |  |  |  |  | Olinda | 230 |  |  | 1 |  | FALSE | Olinda | 230 | [12 empty] | 0 | 0
WDT776FT |  | 2011-03-31 |  | WDAT | GIP - Fast Track | Fast Track | Inactive | Withdrawn | 2011-04-28 | Withdrawn (No Agrmt) | No |  |  | Photovoltaic(0.99) | 0.99 | Orange | CA | 2012-07-31 | 2012-07-31 | Line-tap on the 12 kV Tonner Circuit @ W. Lambert Road | GUSHER 12KV | Olinda 220/66 | Orange Region | Gusher | Olinda 220/66 System | Olinda 66/12 (D) |  |  |  |  | Olinda | 230 |  |  | 1 |  | FALSE | Olinda | 230 | [12 empty] | 0 | 0
WDT777 | 2011-03-31 | 2011-03-31 |  | WDAT | GIP - Cluster Study | QC_004 | Inactive | Withdrawn | 2011-04-29 | Withdrawn (No Agrmt) | No |  |  | Photovoltaic(4) | 4 | Orange | CA |  |  | Tonner 12kV | TONNER 12KV | Olinda 220 kV bus | Orange Region | Tonner | Olinda 220/66 System | La Habra 66/12 (D) |  |  | Olinda | 230 | Olinda | 230 |  |  | 1 |  | FALSE | Olinda | 230 | [12 empty] | 0 | 0
WDT779 | 2011-03-31 | 2011-03-31 | 2011-04-26 | WDAT | GIP - Cluster Study | QC_004 | Inactive | Withdrawn | 2011-06-09 | Withdrawn (No Agrmt) | No |  |  | Gas Turbine(49) | 49 | Tulare | CA |  | 2013-04-01 | Porterville - Terra Bella - Vestal 66 kV Line | Vestal 66kV | Vestal 220kV bus | [8 empty] | Vestal | Check | Check |  | 1 |  | FALSE | Vestal | Check | [12 empty] | 0 | 0
WDT780 | 2011-03-31 | 2011-03-31 | 2011-04-26 | WDAT | GIP - Cluster Study | QC_004 | Inactive | Withdrawn | 2012-04-13 | Withdrawn (No Agrmt) | No |  |  | Gas Turbine(49) | 49 | Tulare | CA | 2013-04-01 | 2013-04-01 | Woodville 66 kV Bus | Springville 66kV | Springville 220/66 | [8 empty] | Springville | 230 |  |  | 1 |  | FALSE | Springville | 230 | [12 empty] | 0 | 0
WDT781 | 2011-03-31 | 2011-03-31 | 2011-05-13 | WDAT | GIP - Cluster Study | QC_004 | Inactive | Withdrawn | 2011-06-30 | Withdrawn (No Agrmt) | No |  |  | Photovoltaic(40) | 40 | Kern | CA | 2013-09-30 | 2013-09-30 | Weldon 66 kV Bus | Vestal 66kV | Vestal 220kV bus | [8 empty] | Vestal | Check | Check |  | 1 |  | FALSE | Vestal | Check | [12 empty] | 0 | 0
WDT782 | 2011-03-31 | 2011-03-31 |  | WDAT | GIP - Cluster Study | QC_004 | Inactive | Withdrawn | 2011-04-21 | Withdrawn (No Agrmt) | No |  |  | Photovoltaic(70) | 70 | [15 empty] | Check | Check | Check |  | 1 |  | FALSE | [14 empty] | 0 | 0
WDT783 | 2011-03-31 | 2011-03-31 |  | WDAT | GIP - Cluster Study | QC_004 | Inactive | Withdrawn | 2011-05-03 | Withdrawn (No Agrmt) | No |  |  | Photovoltaic(9) | 9 | Riverside | CA |  |  | Townhall 33kV | Townhall 33kV | Devers 220/115 | Desert Region | Townhall | Devers 220/115 System | Garnet 115/33 (D) |  |  |  |  | Devers | 230 |  |  | 1 |  | FALSE | Devers | 230 | [12 empty] | 0 | 0
WDT784 | 2011-03-31 | 2011-03-31 | 2011-04-29 | WDAT | GIP - Cluster Study | QC_004 | Inactive | Withdrawn | 2011-08-10 | Withdrawn (No Agrmt) | No |  |  | Photovoltaic(2) | 2 | Riverside | CA | 2013-02-01 | 2013-02-01 | Garnet 33: COACHELLA 33 kV line | 34 kV Lines along Dillon Road | Devers 220/115 | Desert Region | Coachella | Devers 220/115 System | Garnet 115/33 (D) |  |  |  |  | Devers | 230 |  |  | 1 |  | FALSE | Devers | 230 | [12 empty] | 0 | 0
WDT785 | 2011-03-31 | 2011-03-31 | 2011-05-06 | WDAT | GIP - Cluster Study | QC_004 | Inactive | Withdrawn | 2012-03-01 | Withdrawn (No Agrmt) | No |  |  | Photovoltaic(80) | 80 | Riverside | CA | 2013-11-15 | 2013-11-15 | Valley - Eastside - Stetson 115 kV Line | Valley 115kV | Valley 500/115 | [8 empty] | Valley | 500 | Check |  | 1 |  | FALSE | Valley | 500 | [12 empty] | 0 | 0
WDT786 | 2011-03-31 | 2011-03-31 | 2011-04-28 | WDAT | GIP - Cluster Study | QC_004 | Active - Post IA | In-Service |  | Executed - In Effect | Yes | 2013-07-29 |  | Photovoltaic(20) | 20 | Riverside | CA | 2013-11-15 | 2013-11-15 | RESORT 33KV | RESORT 33KV | Valley 500kV | San Jacinto Valley Region | Resort | Valley 'AB' 500/115 System | Nelson 115/33 (D) | Valley (SCE) | 500 | Valley (SCE) | 500 | Valley | Check | Check |  | 1 |  | FALSE | Valley | 500 | [12 empty] | 1 | 1
WDT787 | 2011-03-31 | 2011-03-31 | 2011-05-04 | WDAT | GIP - Cluster Study | QC_004 | Inactive | Withdrawn | 2013-10-01 | Withdrawn (No Agrmt) | No |  |  | Photovoltaic(5) | 5 | Riverside | CA | 2013-11-15 | 2013-11-15 | CORSAIR 12KV | CORSAIR 12KV | Valley 500kV | San Jacinto Valley Region | Corsair | Valley 'AB' 500/115 System | Stetson 115/12 (D) |  |  | Valley (SCE) | 500 | Valley | Check | Check |  | 1 |  | FALSE | Valley | 500 | [12 empty] | 0 | 0
WDT788 | 2011-03-31 | 2011-03-31 |  | WDAT | GIP - Cluster Study | QC_004 | Inactive | IA Terminated |  | Terminated | Yes | 2014-01-06 | 2017-05-10 | Photovoltaic(10) | 10 | San Bernardino | CA | 2013-11-15 | 2015-10-15 | NISQUALLY 33KV | NISQUALLY 33KV | Victor 220kV bus | Rurals Region | Nisqually | Victor 220/115 System | Victorville 33/33 (D) |  |  |  |  | Victor | Check | Check |  | 1 |  | FALSE | Victor | Check | [12 empty] | 0 | 0
WDT789 | 2011-03-31 | 2011-03-31 | 2011-04-28 | WDAT | GIP - Cluster Study | QC_004 | Inactive | IA Terminated |  | Terminated | Yes | 2013-07-30 | 2014-04-10 | Photovoltaic(3) | 3 | Kern | CA | 2013-11-15 | 2013-11-15 | C B S 12KV | C B S 12KV | Vestal 220kV bus | San Joaquin Region | C B S | Vestal 220/66 System | Delano 66/12 (D) |  |  |  |  | Vestal | Check | Check |  | 1 |  | FALSE | Vestal | Check | [12 empty] | 0 | 0
WDT790 | 2011-03-31 | 2011-03-31 | 2011-05-05 | WDAT | GIP - Cluster Study | QC_004 | Inactive | Withdrawn | 2011-05-06 | Withdrawn (No Agrmt) | No |  |  | Photovoltaic(15) | 15 | Los Angeles | CA | 2013-11-15 | 2013-11-15 | OASIS: HANGER 12 kV Line | STEALTH 12KV | Antelope 220/66 | North Coast Region | Stealth | Antelope 220/66 System | Oasis 66/12 (D) |  |  |  |  | Antelope | 230 |  |  | 1 |  | FALSE | Antelope | 230 | [12 empty] | 0 | 0
WDT791 | 2011-03-31 | 2011-03-31 | 2011-05-10 | WDAT | GIP - Cluster Study | QC_004 | Active - Post IA | In-Service |  | Executed - In Effect | Yes | 2014-03-10 |  | Photovoltaic(20) | 20 | San Bernardino | CA | 2013-02-01 | 2015-08-16 | Victor 33: PORTLAND 33 kV line | PORTLAND 33KV | Victor 220kV bus | Rurals Region | Portland | Victor 220/115 System | Victor 115/33 (D) | Victor | 115 |  |  | Victor | Check | Check |  | 1 |  | FALSE | Victor | 115 | [12 empty] | 1 | 1
WDT792FT |  | 2011-03-31 |  | WDAT | GIP - Fast Track | Fast Track | Inactive | Withdrawn | 2011-04-29 | Withdrawn (No Agrmt) | No |  |  | Photovoltaic(1.62) | 1.62 | San Bernardino | CA | 2012-12-10 |  | 480V secondary side of the SCE provided serviced transformer | [10 empty] | Check | Check | Check |  | 1 |  | FALSE | [14 empty] | 0 | 0
WDT793FT |  | 2011-03-31 |  | WDAT | GIP - Fast Track | Fast Track | Inactive | Withdrawn | 2011-04-29 | Withdrawn (No Agrmt) | No |  |  | Photovoltaic(1) | 1 | Los Angeles | CA |  |  | 28104 Witherspoon, Valencia, CA 91355 | [10 empty] | Check | Check | Check |  | 1 |  | FALSE | [14 empty] | 0 | 0
WDT794FT |  | 2011-03-31 |  | WDAT | GIP - Fast Track | Fast Track | Inactive | Withdrawn | 2011-04-29 | Withdrawn (No Agrmt) | No |  |  | Photovoltaic(1) | 1 | Los Angeles | CA | [13 empty] | Check | Check | Check |  | 1 |  | FALSE | [14 empty] | 0 | 0
WDT795FT |  | 2011-03-31 |  | WDAT | GIP - Fast Track | Fast Track | Inactive | Withdrawn | 2011-04-29 | Withdrawn (No Agrmt) | No |  |  | Photovoltaic(1.04) | 1.04 | San Bernardino | CA | 2012-12-10 | 2012-12-10 | 480V secondary side of the SCE provided serviced transformer | [10 empty] | Check | Check | Check |  | 1 |  | FALSE | [14 empty] | 0 | 0
WDT796 | 2011-03-31 | 2011-03-31 |  | WDAT | GIP - Fast Track | Fast Track | Inactive | Withdrawn | 2011-04-22 | Withdrawn (No Agrmt) | No |  |  | Photovoltaic(2) | 2 | Riverside | CA | 2013-12-31 | 2013-12-31 | Invader 12kV | Invader 12kV | Devers 220/115 | Desert Region | Invader | Devers 220/115 System | Devers 115/12 (D) |  |  |  |  | Devers | 230 |  |  | 1 |  | FALSE | Devers | 230 | [12 empty] | 0 | 0
WDT796FT |  | 2011-03-31 |  | WDAT | GIP - Fast Track | Fast Track | Inactive | Withdrawn | 2011-04-13 | Withdrawn (No Agrmt) | No |  |  | Photovoltaic(2) | 2 | Riverside | CA | 2013-12-31 |  | Invader 12kV | INVADER 12KV | Devers 220/115 | Desert Region | Invader | Devers 220/115 System | Devers 115/12 (D) |  |  |  |  | Devers | 230 |  |  | 1 |  | FALSE | Devers | 230 | [12 empty] | 0 | 0
WDT797 | 2011-03-31 | 2011-03-31 |  | WDAT | GIP - Fast Track | Fast Track | Inactive | Withdrawn | 2011-04-22 | Withdrawn (No Agrmt) | No |  |  | Photovoltaic(2) | 2 | Tulare | CA | 2013-12-31 | 2013-12-31 | Blinker 12kV | Blinker 12kV | Vestal 220kV bus | San Joaquin Region | Blinker | Vestal 220/66 System | Pixley 66/12 (D) |  |  |  |  | Vestal | Check | Check |  | 1 |  | FALSE | Vestal | Check | [12 empty] | 0 | 0
WDT797FT |  | 2011-03-31 |  | WDAT | GIP - Fast Track | Fast Track | Inactive | Withdrawn | 2011-04-13 | Withdrawn (No Agrmt) | No |  |  | Photovoltaic(2) | 2 | Tulare | CA |  |  | Alila Ave & Road 120, Pixley, CA 93256 Decimal coordinates: 35.9531°, -119.3041° | BLINKER 12KV | Vestal 220kV bus | San Joaquin Region | Blinker | Vestal 220/66 System | Pixley 66/12 (D) |  |  |  |  | Vestal | Check | Check |  | 1 |  | FALSE | Vestal | Check | [12 empty] | 0 | 0
WDT798 | 2011-03-31 | 2011-03-31 |  | WDAT | GIP - Fast Track | Fast Track | Inactive | Withdrawn | 2011-04-22 | Withdrawn (No Agrmt) | No |  |  | Photovoltaic(2) | 2 | Tulare | CA | 2013-12-31 | 2013-12-31 | Blinker 12kV | Blinker 12kV | Vestal 220kV bus | San Joaquin Region | Blinker | Vestal 220/66 System | Pixley 66/12 (D) |  |  |  |  | Vestal | Check | Check |  | 1 |  | FALSE | Vestal | Check | [12 empty] | 0 | 0
WDT798FT |  | 2011-03-31 |  | WDAT | GIP - Fast Track | Fast Track | Inactive | Withdrawn | 2011-04-13 | Withdrawn (No Agrmt) | No |  |  | Photovoltaic(2) | 2 | Tulare | CA |  |  | Alila Ave & Road 120, Pixley, CA 93256 Decimal coordinates: 35.9531°, -119.3041° | BLINKER 12KV | Vestal 220kV bus | San Joaquin Region | Blinker | Vestal 220/66 System | Pixley 66/12 (D) |  |  |  |  | Vestal | Check | Check |  | 1 |  | FALSE | Vestal | Check | [12 empty] | 0 | 0
WDT799 | 2011-03-31 | 2011-03-31 |  | WDAT | GIP - Fast Track | Fast Track | Inactive | Withdrawn | 2011-04-22 | Withdrawn (No Agrmt) | No |  |  | Photovoltaic(2) | 2 | Tulare | CA | 2013-12-31 | 2013-12-31 | Blinker 12kV | Blinker 12kV | Vestal 220kV bus | San Joaquin Region | Blinker | Vestal 220/66 System | Pixley 66/12 (D) |  |  |  |  | Vestal | Check | Check |  | 1 |  | FALSE | Vestal | Check | [12 empty] | 0 | 0
WDT799FT |  | 2011-03-31 |  | WDAT | GIP - Fast Track | Fast Track | Inactive | Withdrawn | 2011-04-13 | Withdrawn (No Agrmt) | No |  |  | Photovoltaic(2) | 2 | Tulare | CA | 2013-12-31 | 2013-12-31 | Blinker 12kV | BLINKER 12KV | Vestal 220kV bus | San Joaquin Region | Blinker | Vestal 220/66 System | Pixley 66/12 (D) |  |  |  |  | Vestal | Check | Check |  | 1 |  | FALSE | Vestal | Check | [12 empty] | 0 | 0
WDT800 | 2011-03-31 | 2011-03-31 |  | WDAT | GIP - Fast Track | Fast Track | Inactive | Withdrawn | 2011-04-22 | Withdrawn (No Agrmt) | No |  |  | Photovoltaic(2) | 2 | Tulare | CA | 2013-12-31 | 2013-12-31 | Blinker 12kV | Blinker 12kV | Vestal 220kV bus | San Joaquin Region | Blinker | Vestal 220/66 System | Pixley 66/12 (D) |  |  |  |  | Vestal | Check | Check |  | 1 |  | FALSE | Vestal | Check | [12 empty] | 0 | 0
WDT800FT |  | 2011-03-31 |  | WDAT | GIP - Fast Track | Fast Track | Inactive | Withdrawn | 2011-04-13 | Withdrawn (No Agrmt) | No |  |  | Photovoltaic(2) | 2 | Tulare | CA | 2013-12-31 | 2013-12-31 | Blinker 12kV | BLINKER 12KV | Vestal 220kV bus | San Joaquin Region | Blinker | Vestal 220/66 System | Pixley 66/12 (D) |  |  |  |  | Vestal | Check | Check |  | 1 |  | FALSE | Vestal | Check | [12 empty] | 0 | 0
WDT801 | 2011-03-31 | 2011-03-31 | 2011-04-29 | WDAT | GIP - Cluster Study | QC_004 | Inactive | Withdrawn | 2012-04-17 | Withdrawn (No Agrmt) | No |  |  | Photovoltaic(6) | 6 | Los Angeles | CA | 2013-12-01 | 2013-12-01 | Del Sur 12 kV Bus |  | Antelope 220/66 | [8 empty] | Antelope | 230 |  |  | 1 |  | FALSE | Antelope | 230 | [12 empty] | 0 | 0
WDT802 | 2011-03-31 | 2011-03-31 |  | WDAT | GIP - Fast Track | Fast Track | Inactive | Withdrawn | 2011-04-22 | Withdrawn (No Agrmt) | No |  |  | Photovoltaic(2) | 2 | Tulare | CA | 2013-12-31 | 2013-12-31 | 12.47 kV bus of the nearby Pixley Substation |  | Vestal 220kV bus | San Joaquin Region |  | Vestal 220/66 System | Pixley 66/12 (D) |  |  |  |  | Vestal | Check | Check |  | 1 |  | FALSE | Vestal | Check | [12 empty] | 0 | 0
WDT802FT |  | 2011-03-31 |  | WDAT | GIP - Fast Track | Fast Track | Inactive | Withdrawn | 2011-04-13 | Withdrawn (No Agrmt) | No |  |  | Photovoltaic(2) | 2 | Tulare | CA | 2013-12-31 | 2013-12-31 | 12.47 kV bus of the nearby Pixley Substation |  | Vestal 220kV bus | San Joaquin Region |  | Vestal 220/66 System | Pixley 66/12 (D) |  |  |  |  | Vestal | Check | Check |  | 1 |  | FALSE | Vestal | Check | [12 empty] | 0 | 0
WDT803 | 2011-03-31 | 2011-03-31 |  | WDAT | GIP - Fast Track | Fast Track | Inactive | Withdrawn | 2011-04-22 | Withdrawn (No Agrmt) | No |  |  | Photovoltaic(2) | 2 | Tulare | CA | 2013-12-31 | 2013-12-31 | 12.47 kV bus of the nearby Pixley Substation |  | Vestal 220kV bus | San Joaquin Region |  | Vestal 220/66 System | Pixley 66/12 (D) |  |  |  |  | Vestal | Check | Check |  | 1 |  | FALSE | Vestal | Check | [12 empty] | 0 | 0
WDT803FT |  | 2011-03-31 |  | WDAT | GIP - Fast Track | Fast Track | Inactive | Withdrawn | 2011-04-13 | Withdrawn (No Agrmt) | No |  |  | Photovoltaic(2) | 2 | Tulare | CA | 2013-12-31 | 2013-12-31 | 12.47 kV bus of the nearby Pixley Substation |  | Vestal 220kV bus | San Joaquin Region |  | Vestal 220/66 System | Pixley 66/12 (D) |  |  |  |  | Vestal | Check | Check |  | 1 |  | FALSE | Vestal | Check | [12 empty] | 0 | 0
WDT804 | 2011-03-31 | 2011-03-31 |  | WDAT | GIP - Fast Track | Fast Track | Inactive | Withdrawn | 2011-04-22 | Withdrawn (No Agrmt) | No |  |  | Photovoltaic(2) | 2 | Tulare | CA | 2013-12-31 | 2013-12-31 | 12.47 kV bus of the nearby Pixley Substation |  | Vestal 220kV bus | San Joaquin Region |  | Vestal 220/66 System | Pixley 66/12 (D) |  |  |  |  | Vestal | Check | Check |  | 1 |  | FALSE | Vestal | Check | [12 empty] | 0 | 0
WDT804FT |  | 2011-03-31 |  | WDAT | GIP - Fast Track | Fast Track | Inactive | Withdrawn | 2011-04-13 | Withdrawn (No Agrmt) | No |  |  | Photovoltaic(2) | 2 | Tulare | CA | 2013-12-31 | 2013-12-31 | 12.47 kV bus of the nearby Pixley Substation |  | Vestal 220kV bus | San Joaquin Region |  | Vestal 220/66 System | Pixley 66/12 (D) |  |  |  |  | Vestal | Check | Check |  | 1 |  | FALSE | Vestal | Check | [12 empty] | 0 | 0
WDT805 | 2011-03-31 | 2011-03-31 |  | WDAT | GIP - Fast Track | Fast Track | Inactive | Withdrawn | 2011-04-22 | Withdrawn (No Agrmt) | No |  |  | Photovoltaic(2) | 2 |  |  | 2013-12-31 | 2013-12-31 | 12.47 kV bus of the nearby Pixley Substation |  | Vestal 220kV bus | San Joaquin Region |  | Vestal 220/66 System | Pixley 66/12 (D) |  |  |  |  | Vestal | Check | Check |  | 1 |  | FALSE | Vestal | Check | [12 empty] | 0 | 0
WDT805FT |  | 2011-03-31 |  | WDAT | GIP - Fast Track | Fast Track | Inactive | Withdrawn | 2011-04-22 | Withdrawn (No Agrmt) | No |  |  |  | 2 | Tulare | CA | 2013-12-31 | 2013-12-31 | 12.47 kV bus of the nearby Pixley Substation |  | Vestal 220kV bus | San Joaquin Region |  | Vestal 220/66 System | Pixley 66/12 (D) |  |  |  |  | Vestal | Check | Check |  | 1 |  | FALSE | Vestal | Check | [12 empty] | 0 | 0
WDT806 | 2011-03-31 | 2011-03-31 |  | WDAT | GIP - Fast Track | Fast Track | Inactive | Withdrawn | 2011-04-22 | Withdrawn (No Agrmt) | No |  |  | Photovoltaic(2) | 2 |  |  | 2013-12-31 | 2013-12-31 | 12.47 kV bus of the nearby Pixley Substation |  | Vestal 220kV bus | San Joaquin Region |  | Vestal 220/66 System | Pixley 66/12 (D) |  |  |  |  | Vestal | Check | Check |  | 1 |  | FALSE | Vestal | Check | [12 empty] | 0 | 0
WDT806FT |  | 2011-03-31 |  | WDAT | GIP - Fast Track | Fast Track | Inactive | Withdrawn | 2011-04-22 | Withdrawn (No Agrmt) | No |  |  |  | 2 | Tulare | CA | 2013-12-31 | 2013-12-31 | 12.47 kV bus of the nearby Pixley Substation |  | Vestal 220kV bus | San Joaquin Region |  | Vestal 220/66 System | Pixley 66/12 (D) |  |  |  |  | Vestal | Check | Check |  | 1 |  | FALSE | Vestal | Check | [12 empty] | 0 | 0
WDT807 | 2011-03-31 | 2011-03-31 |  | WDAT | GIP - Fast Track | Fast Track | Inactive | Withdrawn | 2011-04-22 | Withdrawn (No Agrmt) | No |  |  | Photovoltaic(2) | 2 |  |  | 2013-12-31 | 2013-12-31 | 12.47 kV bus of the nearby Pixley Substation |  | Vestal 220kV bus | San Joaquin Region |  | Vestal 220/66 System | Pixley 66/12 (D) |  |  |  |  | Vestal | Check | Check |  | 1 |  | FALSE | Vestal | Check | [12 empty] | 0 | 0
WDT807FT |  | 2011-03-31 |  | WDAT | GIP - Fast Track | Fast Track | Inactive | Withdrawn | 2011-04-22 | Withdrawn (No Agrmt) | No |  |  |  | 2 | Tulare | CA | 2013-12-31 | 2013-12-31 | 12.47 kV bus of the nearby Pixley Substation |  | Vestal 220kV bus | San Joaquin Region |  | Vestal 220/66 System | Pixley 66/12 (D) |  |  |  |  | Vestal | Check | Check |  | 1 |  | FALSE | Vestal | Check | [12 empty] | 0 | 0
WDT808 | 2011-03-31 | 2011-03-31 |  | WDAT | GIP - Fast Track | Fast Track | Inactive | Withdrawn | 2011-04-22 | Withdrawn (No Agrmt) | No |  |  | Photovoltaic(2) | 2 |  |  | 2013-12-31 | 2013-12-31 | 12.47 kV bus of the nearby Pixley Substation |  | Vestal 220kV bus | San Joaquin Region |  | Vestal 220/66 System | Pixley 66/12 (D) |  |  |  |  | Vestal | Check | Check |  | 1 |  | FALSE | Vestal | Check | [12 empty] | 0 | 0
WDT808FT |  | 2011-03-31 |  | WDAT | GIP - Fast Track | Fast Track | Inactive | Withdrawn | 2011-04-22 | Withdrawn (No Agrmt) | No |  |  |  | 2 | Tulare | CA | 2013-12-31 | 2013-12-31 | 12.47 kV bus of the nearby Pixley Substation |  | Vestal 220kV bus | San Joaquin Region |  | Vestal 220/66 System | Pixley 66/12 (D) |  |  |  |  | Vestal | Check | Check |  | 1 |  | FALSE | Vestal | Check | [12 empty] | 0 | 0
WDT809 | 2011-03-31 | 2011-03-31 |  | WDAT | GIP - Fast Track | Fast Track | Inactive | Withdrawn | 2011-04-22 | Withdrawn (No Agrmt) | No |  |  | Photovoltaic(2) | 2 |  |  | 2013-12-31 | 2013-12-31 | 12.47 kV bus of the nearby Pixley Substation |  | Vestal 220kV bus | San Joaquin Region |  | Vestal 220/66 System | Pixley 66/12 (D) |  |  |  |  | Vestal | Check | Check |  | 1 |  | FALSE | Vestal | Check | [12 empty] | 0 | 0
WDT809FT |  | 2011-03-31 |  | WDAT | GIP - Fast Track | Fast Track | Inactive | Withdrawn | 2011-04-22 | Withdrawn (No Agrmt) | No |  |  |  | 2 | Tulare | CA | 2013-12-31 | 2013-12-31 | 12.47 kV bus of the nearby Pixley Substation |  | Vestal 220kV bus | San Joaquin Region |  | Vestal 220/66 System | Pixley 66/12 (D) |  |  |  |  | Vestal | Check | Check |  | 1 |  | FALSE | Vestal | Check | [12 empty] | 0 | 0
WDT810 | 2011-03-31 | 2011-03-31 |  | WDAT | GIP - Fast Track | Fast Track | Inactive | Withdrawn | 2011-04-22 | Withdrawn (No Agrmt) | No |  |  | Photovoltaic(2) | 2 |  |  | 2013-12-31 | 2013-12-31 | 12.47 kV bus of the nearby Pixley Substation |  | Vestal 220kV bus | San Joaquin Region |  | Vestal 220/66 System | Pixley 66/12 (D) |  |  |  |  | Vestal | Check | Check |  | 1 |  | FALSE | Vestal | Check | [12 empty] | 0 | 0
WDT810FT |  | 2011-03-31 |  | WDAT | GIP - Fast Track | Fast Track | Inactive | Withdrawn | 2011-04-22 | Withdrawn (No Agrmt) | No |  |  |  | 2 | Tulare | CA | 2013-12-31 | 2013-12-31 | 12.47 kV bus of the nearby Pixley Substation |  | Vestal 220kV bus | San Joaquin Region |  | Vestal 220/66 System | Pixley 66/12 (D) |  |  |  |  | Vestal | Check | Check |  | 1 |  | FALSE | Vestal | Check | [12 empty] | 0 | 0
WDT811 | 2011-03-31 | 2011-03-31 |  | WDAT | GIP - Fast Track | Fast Track | Inactive | Withdrawn | 2011-04-22 | Withdrawn (No Agrmt) | No |  |  | Photovoltaic(2) | 2 |  |  | 2013-12-31 | 2013-12-31 | 12.47 kV bus of the nearby Pixley Substation |  | Vestal 220kV bus | San Joaquin Region |  | Vestal 220/66 System | Pixley 66/12 (D) |  |  |  |  | Vestal | Check | Check |  | 1 |  | FALSE | Vestal | Check | [12 empty] | 0 | 0
WDT811FT |  | 2011-03-31 |  | WDAT | GIP - Fast Track | Fast Track | Inactive | Withdrawn | 2011-04-22 | Withdrawn (No Agrmt) | No |  |  |  | 2 | Tulare | CA | 2013-12-31 | 2013-12-31 | 12.47 kV bus of the nearby Pixley Substation |  | Vestal 220kV bus | San Joaquin Region |  | Vestal 220/66 System | Pixley 66/12 (D) |  |  |  |  | Vestal | Check | Check |  | 1 |  | FALSE | Vestal | Check | [12 empty] | 0 | 0
WDT812 | 2011-03-31 | 2011-03-31 |  | WDAT | GIP - Fast Track | Fast Track | Inactive | Withdrawn | 2011-04-22 | Withdrawn (No Agrmt) | No |  |  | Photovoltaic(2) | 2 |  |  | 2013-12-31 | 2013-12-31 | Cloer 12kV | Cloer 12kV | Vestal 220kV bus | San Joaquin Region | Cloer | Vestal 220/66 System | Poplar 66/12 (D) |  |  |  |  | Vestal | Check | Check |  | 1 |  | FALSE | Vestal | Check | [12 empty] | 0 | 0
WDT812FT |  | 2011-03-31 |  | WDAT | GIP - Fast Track | Fast Track | Inactive | Withdrawn | 2011-04-22 | Withdrawn (No Agrmt) | No |  |  |  | 2 | Tulare | CA | 2013-12-31 | 2013-12-31 | Cloer 12kV | CLOER 12KV | Vestal 220kV bus | San Joaquin Region | Cloer | Vestal 220/66 System | Poplar 66/12 (D) |  |  |  |  | Vestal | Check | Check |  | 1 |  | FALSE | Vestal | Check | [12 empty] | 0 | 0
WDT813 | 2011-03-31 | 2011-03-31 |  | WDAT | GIP - Fast Track | Fast Track | Inactive | Withdrawn | 2011-04-22 | Withdrawn (No Agrmt) | No |  |  | Photovoltaic(2) | 2 |  |  | 2013-12-31 | 2013-12-31 | Cloer 12kV | Cloer 12kV | Vestal 220kV bus | San Joaquin Region | Cloer | Vestal 220/66 System | Poplar 66/12 (D) |  |  |  |  | Vestal | Check | Check |  | 1 |  | FALSE | Vestal | Check | [12 empty] | 0 | 0
WDT813FT |  | 2011-03-31 |  | WDAT | GIP - Fast Track | Fast Track | Inactive | Withdrawn | 2011-04-22 | Withdrawn (No Agrmt) | No |  |  |  | 2 | Tulare | CA | 2013-12-31 | 2013-12-31 | Cloer 12kV | CLOER 12KV | Vestal 220kV bus | San Joaquin Region | Cloer | Vestal 220/66 System | Poplar 66/12 (D) |  |  |  |  | Vestal | Check | Check |  | 1 |  | FALSE | Vestal | Check | [12 empty] | 0 | 0
WDT814 | 2011-03-31 | 2011-03-31 |  | WDAT | GIP - Fast Track | Fast Track | Inactive | Withdrawn | 2011-04-22 | Withdrawn (No Agrmt) | No |  |  | Photovoltaic(2) | 2 |  |  | 2013-12-31 | 2013-12-31 | Cloer 12kV | Cloer 12kV | Vestal 220kV bus | San Joaquin Region | Cloer | Vestal 220/66 System | Poplar 66/12 (D) |  |  |  |  | Vestal | Check | Check |  | 1 |  | FALSE | Vestal | Check | [12 empty] | 0 | 0
WDT814FT |  | 2011-03-31 |  | WDAT | GIP - Fast Track | Fast Track | Inactive | Withdrawn | 2011-04-22 | Withdrawn (No Agrmt) | No |  |  |  | 2 | Tulare | CA | 2013-12-31 | 2013-12-31 | Cloer 12kV | CLOER 12KV | Vestal 220kV bus | San Joaquin Region | Cloer | Vestal 220/66 System | Poplar 66/12 (D) |  |  |  |  | Vestal | Check | Check |  | 1 |  | FALSE | Vestal | Check | [12 empty] | 0 | 0
WDT815 | 2011-03-31 | 2011-03-31 |  | WDAT | GIP - Fast Track | Fast Track | Inactive | Withdrawn | 2011-04-22 | Withdrawn (No Agrmt) | No |  |  | Photovoltaic(2) | 2 |  |  | 2013-12-31 | 2013-12-31 | 12.47 kV bus of nearby Woodville Substation, due south of the site, via 0.25 mile gen-tie. |  | Springville 220/66 | San Joaquin Region |  | Springville 220/66 System | Woodville 66/12 (D) |  |  |  |  | Springville | 230 |  |  | 1 |  | FALSE | Springville | 230 | [12 empty] | 0 | 0
WDT815FT |  | 2011-03-31 |  | WDAT | GIP - Fast Track | Fast Track | Inactive | Withdrawn | 2011-04-22 | Withdrawn (No Agrmt) | No |  |  |  | 2 | Tulare | CA | 2013-12-31 | 2013-12-31 | 12.47 kV bus of nearby Woodville Substation, due south of the site, via 0.25 mile gen-tie. |  | Springville 220/66 | San Joaquin Region |  | Springville 220/66 System | Woodville 66/12 (D) |  |  |  |  | Springville | 230 |  |  | 1 |  | FALSE | Springville | 230 | [12 empty] | 0 | 0
WDT816 | 2011-03-31 | 2011-03-31 |  | WDAT | GIP - Fast Track | Fast Track | Inactive | Withdrawn | 2011-04-22 | Withdrawn (No Agrmt) | No |  |  | Photovoltaic(2) | 2 |  |  | 2013-12-31 | 2013-12-31 | 12.47 kV bus of nearby Woodville Substation, due south of the site, via 0.25 mile gen-tie. |  | Springville 220/66 | San Joaquin Region |  | Springville 220/66 System | Woodville 66/12 (D) |  |  |  |  | Springville | 230 |  |  | 1 |  | FALSE | Springville | 230 | [12 empty] | 0 | 0
WDT816FT |  | 2011-03-31 |  | WDAT | GIP - Fast Track | Fast Track | Inactive | Withdrawn | 2011-04-22 | Withdrawn (No Agrmt) | No |  |  |  | 2 | Tulare | CA | 2013-12-31 | 2013-12-31 | 12.47 kV bus of nearby Woodville Substation, due south of the site, via 0.25 mile gen-tie. |  | Springville 220/66 | San Joaquin Region |  | Springville 220/66 System | Woodville 66/12 (D) |  |  |  |  | Springville | 230 |  |  | 1 |  | FALSE | Springville | 230 | [12 empty] | 0 | 0
WDT817 | 2011-03-31 | 2011-03-31 |  | WDAT | GIP - Fast Track | Fast Track | Inactive | Withdrawn | 2011-04-22 | Withdrawn (No Agrmt) | No |  |  | Photovoltaic(2) | 2 | Tulare | CA | 2013-12-31 | 2013-12-31 | 12.47 kV bus of nearby Woodville Substation, due south of the site, via 0.25 mile gen-tie. |  | Springville 220/66 | San Joaquin Region |  | Springville 220/66 System | Woodville 66/12 (D) |  |  |  |  | Springville | 230 |  |  | 1 |  | FALSE | Springville | 230 | [12 empty] | 0 | 0
WDT817FT |  | 2011-03-31 |  | WDAT | GIP - Fast Track | Fast Track | Inactive | Withdrawn | 2011-04-22 | Withdrawn (No Agrmt) | No |  |  |  | 2 | Tulare | CA | 2013-12-31 | 2013-12-31 | 12.47 kV bus of nearby Woodville Substation, due south of the site, via 0.25 mile gen-tie. |  | Springville 220/66 | San Joaquin Region |  | Springville 220/66 System | Woodville 66/12 (D) |  |  |  |  | Springville | 230 |  |  | 1 |  | FALSE | Springville | 230 | [12 empty] | 0 | 0
WDT818 | 2011-03-31 | 2011-03-31 |  | WDAT | GIP - Fast Track | Fast Track | Inactive | Withdrawn | 2011-04-22 | Withdrawn (No Agrmt) | No |  |  | Photovoltaic(2) | 2 |  |  | 2013-12-31 | 2013-12-31 | 12.47 kV bus of nearby Woodville Substation, due south of the site, via 0.25 mile gen-tie. |  | Springville 220/66 | San Joaquin Region |  | Springville 220/66 System | Woodville 66/12 (D) |  |  |  |  | Springville | 230 |  |  | 1 |  | FALSE | Springville | 230 | [12 empty] | 0 | 0
WDT818FT |  | 2011-03-31 |  | WDAT | GIP - Fast Track | Fast Track | Inactive | Withdrawn | 2011-04-22 | Withdrawn (No Agrmt) | No |  |  |  | 2 | Tulare | CA | 2013-12-31 | 2013-12-31 | 12.47 kV bus of nearby Woodville Substation, due south of the site, via 0.25 mile gen-tie. |  | Springville 220/66 | San Joaquin Region |  | Springville 220/66 System | Woodville 66/12 (D) |  |  |  |  | Springville | 230 |  |  | 1 |  | FALSE | Springville | 230 | [12 empty] | 0 | 0
WDT819 | 2011-03-31 | 2011-03-31 |  | WDAT | GIP - Fast Track | Fast Track | Inactive | Withdrawn | 2011-04-22 | Withdrawn (No Agrmt) | No |  |  | Photovoltaic(2) | 2 |  |  | 2013-12-31 | 2013-12-31 | 12.47 kV bus of nearby Woodville Substation, due south of the site, via 0.25 mile gen-tie. |  | Springville 220/66 System | San Joaquin Region |  | Springville 220/66 System | Woodville 66/12 (D) |  |  |  |  | Springville | 230 |  |  | 1 |  | FALSE | Springville | 230 | [12 empty] | 0 | 0
WDT819FT |  | 2011-03-31 |  | WDAT | GIP - Fast Track | Fast Track | Inactive | Withdrawn | 2011-04-22 | Withdrawn (No Agrmt) | No |  |  | Photovoltaic(2) | 2 | Tulare | CA | 2013-12-31 | 2013-12-31 | 12.47 kV bus of nearby Woodville Substation, due south of the site, via 0.25 mile gen-tie. |  | Springville 220/66 | San Joaquin Region |  | Springville 220/66 System | Woodville 66/12 (D) |  |  |  |  | Springville | 230 |  |  | 1 |  | FALSE | Springville | 230 | [12 empty] | 0 | 0
WDT820 | 2011-03-31 | 2011-03-31 |  | WDAT | GIP - Fast Track | Fast Track | Inactive | Withdrawn | 2011-04-22 | Withdrawn (No Agrmt) | No |  |  | Photovoltaic(2) | 2 |  |  | 2013-12-31 | 2013-12-31 | 12.47 kV bus of nearby Woodville Substation, due south of the site, via 0.25 mile gen-tie. |  | Springville 220/66 | San Joaquin Region |  | Springville 220/66 System | Woodville 66/12 (D) |  |  |  |  | Springville | 230 |  |  | 1 |  | FALSE | Springville | 230 | [12 empty] | 0 | 0
WDT820FT |  | 2011-03-31 |  | WDAT | GIP - Fast Track | Fast Track | Inactive | Withdrawn | 2011-04-22 | Withdrawn (No Agrmt) | No |  |  | Photovoltaic(2) | 2 | Tulare | CA | 2013-12-31 | 2013-12-31 | 2.47 kV bus of nearby Woodville Substation, due south of the site, via 0.25 mile gen-tie. |  | Springville 220/66 | San Joaquin Region |  | Springville 220/66 System | Woodville 66/12 (D) |  |  |  |  | Springville | 230 |  |  | 1 |  | FALSE | Springville | 230 | [12 empty] | 0 | 0
WDT821 | 2011-03-31 | 2011-03-31 |  | WDAT | GIP - Fast Track | Fast Track | Inactive | Withdrawn | 2011-04-22 | Withdrawn (No Agrmt) | No |  |  | Photovoltaic(2) | 2 |  |  | 2013-12-31 | 2013-12-31 | 12.47 kV bus of nearby Woodville Substation, due south of the site, via 0.25 mile gen-tie. |  | Springville 220/66 | San Joaquin Region |  | Springville 220/66 System | Woodville 66/12 (D) |  |  |  |  | Springville | 230 |  |  | 1 |  | FALSE | Springville | 230 | [12 empty] | 0 | 0
WDT821FT |  | 2011-03-31 |  | WDAT | GIP - Fast Track | Fast Track | Inactive | Withdrawn | 2011-04-22 | Withdrawn (No Agrmt) | No |  |  | Photovoltaic(2) | 2 | Tulare | CA | 2013-12-31 | 2013-12-31 | 12.47 kV bus of nearby Woodville Substation, due south of the site, via 0.25 mile gen-tie. |  | Springville 220/66 | San Joaquin Region |  | Springville 220/66 System | Woodville 66/12 (D) |  |  |  |  | Springville | 230 |  |  | 1 |  | FALSE | Springville | 230 | [12 empty] | 0 | 0
WDT822 | 2011-03-31 | 2011-03-31 |  | WDAT | GIP - Fast Track | Fast Track | Inactive | Withdrawn | 2011-04-22 | Withdrawn (No Agrmt) | No |  |  | Photovoltaic(2) | 2 |  |  | 2013-12-31 | 2013-12-31 | 12.47 kV bus of nearby Woodville Substation, due south of the site, via 0.25 mile gen-tie.v |  | Springville 220/66 | San Joaquin Region |  | Springville 220/66 System | Woodville 66/12 (D) |  |  |  |  | Springville | 230 |  |  | 1 |  | FALSE | Springville | 230 | [12 empty] | 0 | 0
WDT822FT |  | 2011-03-31 |  | WDAT | GIP - Fast Track | Fast Track | Inactive | Withdrawn | 2011-04-22 | Withdrawn (No Agrmt) | No |  |  | Photovoltaic(2) | 2 | Tulare | CA | 2013-12-31 | 2013-12-31 | 12.47 kV bus of nearby Woodville Substation, due south of the site, via 0.25 mile gen-tie. |  | Springville 220/66 | San Joaquin Region |  | Springville 220/66 System | Woodville 66/12 (D) |  |  |  |  | Springville | 230 |  |  | 1 |  | FALSE | Springville | 230 | [12 empty] | 0 | 0
WDT823 | 2011-03-31 | 2011-03-31 |  | WDAT | GIP - Cluster Study | QC_004 | Inactive | Withdrawn | 2011-04-21 | Withdrawn (No Agrmt) | No |  |  | Photovoltaic(40) | 40 |  |  | 2012-04-01 | 2012-04-01 | blythe Substation or Colorado River Sub-CRS | [10 empty] | Check | Check | Check |  | 1 |  | FALSE | [14 empty] | 0 | 0
WDT824 | 2011-03-31 | 2011-03-31 | 2011-05-05 | WDAT | GIP - Cluster Study | QC_004 | Inactive | Withdrawn | 2012-04-17 | Withdrawn (No Agrmt) | No |  |  | Photovoltaic(7.5) | 7.5 | San Bernardino | CA | 2012-06-30 | 2012-06-30 | Phelan 12: LOTTO 12 kV line | LOTTO 12KV | Victor 220kV bus | Rurals Region | Lotto | Victor 220/115 System | Phelan 115/12 (D) |  |  |  |  | Victor | Check | Check |  | 1 |  | FALSE | Victor | Check | [12 empty] | 0 | 0
WDT825 | 2011-03-31 | 2011-03-31 |  | WDAT | GIP - Cluster Study | QC_004 | Inactive | Withdrawn | 2011-05-19 | Withdrawn (No Agrmt) | No |  |  | Photovoltaic(20) | 20 | Kern | CA | 2013-08-01 | 2013-08-01 | Breeze 66 kV Bus | [10 empty] | Check | Check | Check |  | 1 |  | FALSE | [14 empty] | 0 | 0
WDT826 | 2011-03-31 | 2011-03-31 |  | WDAT | GIP - Cluster Study | QC_004 | Inactive | Withdrawn | 2011-04-29 | Withdrawn (No Agrmt) | No |  |  | Photovoltaic(37) | 37 |  |  |  |  | MC COY 33KV | MC COY 33KV | Blythe (WALC) 161kV bus | Rurals Region | Mc Coy | Blythe (WALC) 161/33 System | Blythe City 33/33 (D) |  |  |  |  | Blythe | Check | Check |  | 1 |  | FALSE | Blythe | Check | [12 empty] | 0 | 0
WDT827 | 2011-03-31 | 2011-03-31 | 2011-05-04 | WDAT | GIP - Cluster Study | QC_004 | Inactive | Withdrawn | 2012-03-08 | Withdrawn (No Agrmt) | No |  |  | Photovoltaic(20) | 20 | San Bernardino | CA | 2012-12-31 | 2012-12-31 | Devers - Carodean - Hi Desert - Yucca 115 kV Line | Tap to SCE's existing Devers-Carodean-Yucca 115kV line. | Devers 220/115 | [8 empty] | Devers | 230 |  |  | 1 |  | FALSE | Devers | 230 | [12 empty] | 0 | 0
WDT828 | 2011-03-31 | 2011-03-31 | 2011-05-04 | WDAT | GIP - Cluster Study | QC_004 | Inactive | Withdrawn | 2012-03-08 | Withdrawn (No Agrmt) | No |  |  | Photovoltaic(20) | 20 | San Bernardino | CA | 2012-12-31 | 2012-12-31 | Carodean 115kV bus | Carodean 115kV bus | Devers 220/115 | [8 empty] | Devers | 230 |  |  | 1 |  | FALSE | Devers | 230 | [12 empty] | 0 | 0
WDT829 | 2011-03-31 | 2011-03-31 | 2011-05-04 | WDAT | GIP - Cluster Study | QC_004 | Inactive | Withdrawn | 2012-03-08 | Withdrawn (No Agrmt) | No |  |  | Photovoltaic(10) | 10 | San Bernardino | CA | 2012-12-31 | 2012-12-31 | Carodean 115 kV Bus | 12kV bus, step up through Sky 20 Palms No. 2 12/115kV transformer and then to SCE Carodean substation 115kV bus. | Devers 220/115 | [8 empty] | Devers | 230 |  |  | 1 |  | FALSE | Devers | 230 | [12 empty] | 0 | 0
WDT830 | 2011-03-31 | 2011-03-31 |  | WDAT | GIP - Cluster Study | QC_004 | Inactive | Withdrawn | 2012-03-08 | Withdrawn (No Agrmt) | No |  |  | Photovoltaic(20) | 20 | Tulare | CA | 2012-12-31 | 2012-12-31 | Vestal 66 kV Bus | Vestal 66kV | Vestal 220kV bus | [8 empty] | Vestal | Check | Check |  | 1 |  | FALSE | Vestal | Check | [12 empty] | 0 | 0
WDT831 | 2011-03-31 | 2011-03-31 |  | WDAT | GIP - Cluster Study | QC_004 | Inactive | Withdrawn | 2011-05-31 | Withdrawn (No Agrmt) | No |  |  | Photovoltaic(20) | 20 | Tulare | CA | 2012-12-31 | 2012-12-31 | Vestal 66 kV Bus | Vestal 66kV | Vestal 220kV bus | [8 empty] | Vestal | Check | Check |  | 1 |  | FALSE | Vestal | Check | [12 empty] | 0 | 0
WDT832 | 2011-03-31 | 2011-03-31 | 2011-04-22 | WDAT | GIP - Cluster Study | QC_004 | Inactive | Withdrawn | 2012-03-21 | Withdrawn (No Agrmt) | No |  |  | Photovoltaic(150) | 150 | Riverside | CA | 2012-08-01 | 2012-08-01 | Roadway 115 kV | Victor 115 kV | Victor 115 kV | [8 empty] | Victor | 115 |  |  | 1 |  | FALSE | Victor | 115 | [12 empty] | 0 | 0
WDT833 | 2011-03-31 | 2011-03-31 | 2011-05-26 | WDAT | GIP - Cluster Study | QC_004 | Inactive | Withdrawn | 2012-02-28 | Withdrawn (No Agrmt) | No |  |  | Geothermal Turbine(60) | 60 | Mono | CA | 2015-11-30 | 2015-11-30 | Casa Diablo 115 kV Bus | Casa Diablo Substation | Casa Diablo Substation | [8 empty] | Casa | Check | Check |  | 1 |  | FALSE | Casa | Check | [12 empty] | 0 | 0
WDT834 | 2011-03-31 | 2011-03-31 |  | WDAT | GIP - Cluster Study | QC_004 | Inactive | Withdrawn | 2011-04-29 | Withdrawn (No Agrmt) | No |  |  | Photovoltaic(5) | 5 |  |  | 2012-06-01 | 2012-06-01 | Oak Creek Rd., Mojave, CA | [10 empty] | Check | Check | Check |  | 1 |  | FALSE | [14 empty] | 0 | 0
WDT835 | 2011-03-31 | 2011-03-31 |  | WDAT | GIP - Cluster Study | QC_004 | Inactive | Withdrawn | 2011-04-29 | Withdrawn (No Agrmt) | No |  |  | Photovoltaic(5) | 5 |  |  | 2012-06-01 | 2012-06-01 | Oak Creek Rd., Mojave, CA | [10 empty] | Check | Check | Check |  | 1 |  | FALSE | [14 empty] | 0 | 0
WDT836 | 2011-03-31 | 2011-03-31 |  | WDAT | GIP - Cluster Study | QC_004 | Inactive | Withdrawn | 2011-04-29 | Withdrawn (No Agrmt) | No |  |  | Photovoltaic(3) | 3 |  |  | 2012-06-01 | 2012-06-01 | Oak Creek Rd., Mojave, CA | [10 empty] | Check | Check | Check |  | 1 |  | FALSE | [14 empty] | 0 | 0
WDT837 | 2011-03-31 | 2011-03-31 |  | WDAT | GIP - Cluster Study | QC_004 | Inactive | Withdrawn | 2011-04-29 | Withdrawn (No Agrmt) | No |  |  | Photovoltaic(20) | 20 |  |  | 2012-06-01 | 2012-06-01 | 66kV Dist. Line on Oak Creek Rd., Mojave, CA | [10 empty] | Check | Check | Check |  | 1 |  | FALSE | [14 empty] | 0 | 0
WDT838 | 2011-03-31 | 2011-03-31 |  | WDAT | GIP - Cluster Study | QC_004 | Inactive | Withdrawn | 2012-04-20 | Withdrawn (No Agrmt) | No |  |  | Photovoltaic(8) | 8 | Tulare | CA | 2012-08-01 | 2012-08-01 | Terra Bella 66kV | Terra Bella 66kV | Vestal 220kV bus | San Joaquin Region | Deer | Vestal 220/66 System | Terra Bella 66/12 (D) |  |  |  |  | Vestal | Check | Check |  | 1 |  | FALSE | Vestal | Check | [12 empty] | 0 | 0
WDT840 | 2011-03-31 | 2011-03-31 |  | WDAT | GIP - Cluster Study | QC_004 | Inactive | Withdrawn | 2011-06-22 | Withdrawn (No Agrmt) | No |  |  | Photovoltaic(10) | 10 | Los Angeles | CA | 2013-11-01 | 2013-11-01 | NEENACH: BLEDSOE 12 kV Line | BLEDSOE 12KV | Bailey 220/66 | North Coast Region | Bledsoe | Antelope 220/66 System | Neenach 66/12 (D) |  |  |  |  | Bailey | 230 |  |  | 1 |  | FALSE | Bailey | 230 | [12 empty] | 0 | 0
WDT841 | 2011-03-31 | 2011-03-31 | 2011-05-05 | WDAT | GIP - Cluster Study | QC_004 | Inactive | Withdrawn | 2012-03-15 | Withdrawn (No Agrmt) | No |  |  | Photovoltaic(150) | 150 | San Bernardino | CA | 2015-12-01 | 2015-12-01 | Roadway Sub 115kV | [10 empty] | Check | Check | Check |  | 1 |  | FALSE | [14 empty] | 0 | 0
WDT842 | 2011-03-31 | 2011-03-31 |  | WDAT | GIP - Cluster Study | QC_004 | Inactive | Withdrawn | 2011-06-22 | Withdrawn (No Agrmt) | No |  |  | Photovoltaic(10) | 10 | Kern | CA | 2013-11-01 | 2013-11-01 | GOLDTOWN: DISCOVERY 12 kV Line | DISCOVERY 12KV |  | North Coast Region | Discovery | Windhub 220/66 System | Goldtown 66/12 (D) |  |  |  |  | Check | Check | Check |  | 1 |  | FALSE | [14 empty] | 0 | 0
WDT843 | 2011-03-31 | 2011-03-31 |  | WDAT | GIP - Cluster Study | QC_004 | Inactive | Withdrawn | 2012-03-13 | Withdrawn (No Agrmt) | No |  |  | Photovoltaic(15) | 15 | Riverside | CA | 2013-02-01 | 2013-02-01 | LAGOON 33KV | LAGOON 33KV | Blythe (WALC) 161kV bus | Rurals Region | Lagoon | Blythe (WALC) 161/33 System | Blythe 33/33 (D) |  |  |  |  | Blythe | Check | Check |  | 1 |  | FALSE | Blythe | Check | [12 empty] | 0 | 0
WDT844FT |  | 2011-03-31 |  | WDAT | GIP - Fast Track | Fast Track | Inactive | Withdrawn | 2011-08-15 | Withdrawn (No Agrmt) | No |  |  | Photovoltaic(0.75) | 0.75 | Los Angeles | CA | 2012-03-31 | 2012-03-31 | SCE Transformer #P5166238 | TWINING 16KV | Lighthipe 220/66 | Metro West Region | Twining | Lighthipe 220/66 System | Jersey 66/16 (D) |  |  |  |  | Lighthipe | 230 |  |  | 1 |  | FALSE | Lighthipe | 230 | [12 empty] | 0 | 0
WDT845FT | 2011-09-16 | 2011-03-31 | 2011-09-16 | WDAT | GIP - Fast Track | Fast Track | Inactive | Withdrawn | 2012-10-11 | Withdrawn (No Agrmt) | No |  |  | Photovoltaic(1) | 1 | Los Angeles | CA | 2012-03-31 | 2012-03-31 | SCE Transformer #P5062864 | KERNAN 16KV | Lighthipe 220/66 | Metro West Region | Kernan | Lighthipe 220/66 System | Jersey 66/16 (D) |  |  |  |  | Lighthipe | 230 |  |  | 1 |  | FALSE | Lighthipe | 230 | [12 empty] | 0 | 0
WDT846FT | 2011-09-16 | 2011-03-31 | 2011-09-16 | WDAT | GIP - Fast Track | Fast Track | Inactive | Withdrawn | 2012-10-11 | Withdrawn (No Agrmt) | No |  |  | Photovoltaic(0.875) | 0.875 | Los Angeles | CA | 2012-03-31 | 2012-03-31 | SCE Transformer #P5051971 | TWINING 16KV | Lighthipe 220/66 | Metro West Region | Twining | Lighthipe 220/66 System | Jersey 66/16 (D) |  |  |  |  | Lighthipe | 230 |  |  | 1 |  | FALSE | Lighthipe | 230 | [12 empty] | 0 | 0
WDT847FT | 2011-09-16 | 2011-03-31 | 2011-09-16 | WDAT | GIP - Fast Track | Fast Track | Inactive | Withdrawn | 2012-10-11 | Withdrawn (No Agrmt) | No |  |  | Photovoltaic(0.75) | 0.75 | Los Angeles | CA | 2012-03-31 | 2012-03-31 | SCE Transformer #P5062864 | TWINING 16KV | Lighthipe 220/66 | Metro West Region | Twining | Lighthipe 220/66 System | Jersey 66/16 (D) |  |  |  |  | Lighthipe | 230 |  |  | 1 |  | FALSE | Lighthipe | 230 | [12 empty] | 0 | 0
WDT848FT | 2011-09-16 | 2011-03-31 | 2011-09-16 | WDAT | GIP - Fast Track | Fast Track | Inactive | Withdrawn | 2012-10-11 | Withdrawn (No Agrmt) | No |  |  | Photovoltaic(0.75) | 0.75 | Los Angeles | CA | 2012-03-31 | 2012-03-31 | SCE Transformer #P5660477 | STOCCO 12KV | Lighthipe 220/66 | Metro West Region | Stocco | Lighthipe 220/66 System | Alon 66/12 (D) |  |  |  |  | Lighthipe | 230 |  |  | 1 |  | FALSE | Lighthipe | 230 | [12 empty] | 0 | 0
WDT849FT | 2011-09-16 | 2011-03-31 | 2011-09-16 | WDAT | GIP - Fast Track | Fast Track | Inactive | Withdrawn | 2012-10-11 | Withdrawn (No Agrmt) | No |  |  | Photovoltaic(0.75) | 0.75 | Los Angeles | CA | 2012-03-31 | 2012-03-31 | SCE Transformer #PM5062972 | RAHN 16KV | Lighthipe 220/66 | Metro West Region | Rahn | Lighthipe 220/66 System | Carson 66/16 (D) |  |  |  |  | Lighthipe | 230 |  |  | 1 |  | FALSE | Lighthipe | 230 | [12 empty] | 0 | 0
WDT850FT | 2011-09-16 | 2011-03-31 | 2011-09-16 | WDAT | GIP - Fast Track | Fast Track | Inactive | Withdrawn | 2012-10-11 | Withdrawn (No Agrmt) | No |  |  | Photovoltaic(0.75) | 0.75 | Los Angeles | CA | 2012-03-31 | 2012-03-31 | SCE Transformer #P5329530 | STOCCO 12KV | Lighthipe 220/66 | Metro West Region | Stocco | Lighthipe 220/66 System | Alon 66/12 (D) |  |  |  |  | Lighthipe | 230 |  |  | 1 |  | FALSE | Lighthipe | 230 | [12 empty] | 0 | 0
WDT852 | 2011-03-31 | 2011-03-31 | 2011-06-06 | WDAT | GIP - Cluster Study | QC_004 | Inactive | Withdrawn | 2012-04-18 | Withdrawn (No Agrmt) | No |  |  | Photovoltaic(9.5) | 9.5 | Riverside | CA | 2012-07-01 | 2012-07-01 | Eisenhower: CROSSLEY 33 kV line | CROSSLEY 33KV | Eisenhower 115 kV | Desert Region | Crossley | Devers 220/115 System | Eisenhower 115/33 (D) |  |  |  |  | Eisenhower | 115 | Check |  | 1 |  | FALSE | Eisenhower | 115 | [12 empty] | 0 | 0
WDT853FT |  | 2011-05-10 |  | WDAT | GIP - Fast Track | Fast Track | Inactive | Withdrawn | 2011-08-01 | Withdrawn (No Agrmt) | No |  |  | Photovoltaic(1) | 1 | Tulare | CA | 2012-06-01 | 2012-06-01 | Rector 66 kV Bus | SEQUOIA 12KV | Rector 220/66 | San Joaquin Region | Sequoia | Rector 220/66 System | Chatham 66/12 (D) |  |  |  |  | Rector | 230 |  |  | 1 |  | FALSE | Rector | 230 | [12 empty] | 0 | 0
WDT854FT | 2011-06-01 | 2011-06-01 | 2011-06-01 | WDAT | GIP - Fast Track | Fast Track | Active - Post IA | In-Service (Conditional PTO) |  | Executed - In Effect | Yes | 2012-06-27 |  | Photovoltaic(1.5) | 1.5 | San Bernardino | CA | 2012-06-30 | 2012-06-30 | FLUE 12KV | FLUE 12KV | Victor 220/115 | Rurals Region | Flue | Victor 220/115 System | Aqueduct 115/12 (D) |  |  |  |  | Victor | 230 |  |  | 1 |  | FALSE | Victor | 230 | [12 empty] | 0 | 1
WDT857FT | 2011-10-05 | 2011-10-05 | 2012-01-20 | WDAT | GIP - Fast Track | Fast Track | Inactive | Withdrawn | 2012-11-07 | Withdrawn (No Agrmt) | N/A |  |  | Photovoltaic(0.833) | 0.833 | Riverside | CA | 2012-09-14 | 2013-03-01 | GARBO 12KV | GARBO 12KV | Devers 220/115 | Desert Region | Garbo | Devers 220/115 System | Farrell 115/12 (D) |  |  |  |  | Devers | 230 |  |  | 1 |  | FALSE | Devers | 230 | [12 empty] | 0 | 0
WDT858FT | 2011-10-11 | 2011-10-11 | 2011-10-25 | WDAT | GIP - Fast Track | Fast Track | Inactive | Withdrawn | 2011-11-03 | Withdrawn (No Agrmt) | No |  |  | Photovoltaic(1.25) | 1.25 | San Bernardino | CA | 2013-06-30 | 2013-06-30 | Deacano 12kV | DEACANO 12KV | Chino 220/66 | Metro East Region | Deacano | Chino 220/66 System | Soquel 66/12 (D) |  |  |  |  | Chino | 230 |  |  | 1 |  | FALSE | Chino | 230 | [12 empty] | 0 | 0
WDT859FT | 2011-10-11 | 2011-10-11 | 2011-10-25 | WDAT | GIP - Fast Track | Fast Track | Inactive | IA Terminated |  | Terminated | Yes | 2012-08-18 | 2013-03-08 | Photovoltaic(1) | 1 | San Bernardino | CA | 2013-06-30 | 2013-06-30 | BUTTERFIELD 12KV | BUTTERFIELD 12KV | Chino 220/66 | Metro East Region | Butterfield | Chino 220/66 System | Soquel 66/12 (D) |  |  |  |  | Chino | 230 |  |  | 1 |  | FALSE | Chino | 230 | [12 empty] | 0 | 0
WDT860FT | 2011-10-11 | 2011-10-11 | 2011-10-26 | WDAT | GIP - Fast Track | Fast Track | Inactive | Withdrawn | 2012-02-16 | Withdrawn (No Agrmt) | No |  |  | Photovoltaic(1.25) | 1.25 | San Bernardino | CA | 2013-06-30 | 2013-06-30 | Truck 12kV | TRUCK 12KV | Chino 220/66 | Metro East Region | Truck | Chino 220/66 System | Firehouse 66/12 (D) |  |  |  |  | Chino | 230 |  |  | 1 |  | FALSE | Chino | 230 | [12 empty] | 0 | 0
WDT861FT | 2011-10-11 | 2011-10-11 | 2011-10-25 | WDAT | GIP - Fast Track | Fast Track | Inactive | IA Terminated |  | Terminated | Yes | 2012-08-21 | 2013-02-28 | Photovoltaic(0.833) | 0.833 | Los Angeles | CA | 2013-06-30 | 2013-09-30 | TORSON 16KV | TORSON 16KV | Lighthipe 220/66 | Metro West Region | Torson | Lighthipe 220/66 System | Carson 66/16 (D) |  |  |  |  | Lighthipe | 230 |  |  | 1 |  | FALSE | Lighthipe | 230 | [12 empty] | 0 | 0
WDT862FT | 2011-10-11 | 2011-10-11 | 2011-10-25 | WDAT | GIP - Fast Track | Fast Track | Inactive | IA Terminated |  | Terminated | Yes | 2012-08-21 | 2013-03-29 | Photovoltaic(0.833) | 0.833 | Los Angeles | CA | 2013-06-30 | 2013-09-30 | TORSON 16KV | TORSON 16KV | Lighthipe 220/66 | Metro West Region | Torson | Lighthipe 220/66 System | Carson 66/16 (D) |  |  |  |  | Lighthipe | 230 |  |  | 1 |  | FALSE | Lighthipe | 230 | [12 empty] | 0 | 0
WDT865FT |  | 2011-10-20 |  | WDAT | GIP - Fast Track | Fast Track | Inactive | Withdrawn | 2011-11-08 | Withdrawn (No Agrmt) | No |  |  | Photovoltaic(10) | 10 | Los Angeles | CA | 2014-01-14 | 2014-01-02 | Whirlwind Substation | [10 empty] | Check | Check | Check |  | 1 |  | FALSE | [14 empty] | 0 | 0
WDT866FT |  | 2011-10-20 |  | WDAT | GIP - Fast Track | Fast Track | Inactive | Withdrawn | 2011-11-08 | Withdrawn (No Agrmt) | No |  |  | Photovoltaic(3) | 3 | Kern | CA | 2014-01-14 | 2014-01-02 | Whirlwind Substation | [10 empty] | Check | Check | Check |  | 1 |  | FALSE | [14 empty] | 0 | 0
WDT867FT | 2011-12-01 | 2011-10-24 | 2011-12-07 | WDAT | GIP - Fast Track | Fast Track | Inactive | IA Terminated |  | Terminated | Yes | 2012-08-23 | 2013-02-14 | Photovoltaic(0.99) | 0.99 | San Bernardino | CA | 2012-09-14 | 2012-09-14 | Nastase 12 kV Line | NASTASE 12KV | Etiwanda 220/66 | Desert Region | Nastase | Etiwanda 220/66 System | Wimbledon 66/12 (D) |  |  |  |  | Etiwanda | 230 |  |  | 1 |  | FALSE | Etiwanda | 230 | [12 empty] | 0 | 0
WDT868FT |  | 2011-10-20 |  | WDAT | GIP - Fast Track | Fast Track | Inactive | Withdrawn | 2011-11-08 | Withdrawn (No Agrmt) | No |  |  | Photovoltaic(4) | 4 | San Bernardino | CA | 2012-10-01 | 2012-10-01 | Huffman Substation | [10 empty] | Check | Check | Check |  | 1 |  | FALSE | [14 empty] | 0 | 0
WDT874ISP |  | 2011-11-15 |  | WDAT | GIP - ISP | ISP | Inactive | Withdrawn | 2012-03-07 | Withdrawn (No Agrmt) | No |  |  | Photovoltaic(20) | 20 |  |  | 2014-07-01 | 2014-07-01 | Edison Tiefort Substation, 34.5Kv | Alvord 33kV |  | Rurals Region | Alvord | Kramer 220/115 System | Tiefort 115/33 (C) |  |  |  |  | Check | Check | Check |  | 1 |  | FALSE | [14 empty] | 0 | 0
WDT875FT | 2011-12-29 | 2011-12-29 |  | WDAT | GIP - Fast Track | Fast Track | Inactive | IA Terminated |  | Terminated | Yes | 2012-09-21 | 2012-11-12 | Photovoltaic(1) | 1 | Riverside | CA | 2011-09-01 | 2012-09-01 | Cajalco: PINEWOOD 12 kV line | PINEWOOD 12KV | Valley 500/115 | San Jacinto Valley Region | Pinewood | Valley 'AB' 500/115 System | Cajalco 115/12 (D) |  |  |  |  | Valley | 500 | Check |  | 1 |  | FALSE | Valley | 500 | [12 empty] | 0 | 0
WDT876FT |  | 2011-12-29 |  | WDAT | GIP - Fast Track | Fast Track | Inactive | Withdrawn | 2012-02-13 | Withdrawn (No Agrmt) | No |  |  | Photovoltaic(1.5) | 1.5 | Riverside | CA | 2011-09-01 | 2011-09-01 | New construction and site development 2000a 277/480v 3p 4w interconnect to existing 12kv ckts interconnection customer data (set fourth in attachment A) from substation 8086 | PINEWOOD 12KV | Valley 500/115 | San Jacinto Valley Region | Pinewood | Valley 'AB' 500/115 System | Cajalco 115/12 (D) |  |  |  |  | Valley | 500 | Check |  | 1 |  | FALSE | Valley | 500 | [12 empty] | 0 | 0
WDT877FT | 2011-12-29 | 2011-12-29 |  | WDAT | GIP - Fast Track | Fast Track | Inactive | IA Terminated |  | Terminated | Yes | 2012-09-21 | 2012-11-17 | Photovoltaic(1.5) | 1.5 | Riverside | CA | 2012-09-15 | 2012-09-01 | PINEWOOD 12 kV line | PINEWOOD 12KV | Valley 500/115 | San Jacinto Valley Region | Pinewood | Valley 'AB' 500/115 System | Cajalco 115/12 (D) |  |  |  |  | Valley | 500 | Check |  | 1 |  | FALSE | Valley | 500 | [12 empty] | 0 | 0
WDT880ISP | 2012-01-06 | 2012-01-06 | 2012-01-23 | WDAT | GIP - ISP | ISP | Inactive | Withdrawn | 2012-09-14 | Withdrawn (No Agrmt) | No |  |  | Fuel Cell(1.95) | 1.95 | Orange | CA |  | 2012-08-01 | Taiwan 12kV | Taiwan 12kV | Villa Park 220/66 | Orange Region | Taiwan | Villa Park 220/66 System | Modena 66/12 (D) |  |  |  |  | Villa | Check | Check |  | 1 |  | FALSE | Villa | Check | [12 empty] | 0 | 0
WDT882FT |  | 2012-01-10 |  | WDAT | GIP - Fast Track | Fast Track | Inactive | Withdrawn | 2012-02-06 | Withdrawn (No Agrmt) | No |  |  | Photovoltaic(2) | 2 | San Bernardino | CA | 2012-10-31 | 2012-10-31 | Chino: Butterfield 12 kV Line | BUTTERFIELD 12KV | Chino 220/66 | Metro East Region | Butterfield | Chino 220/66 System | Soquel 66/12 (D) |  |  |  |  | Chino | 230 |  |  | 1 |  | FALSE | Chino | 230 | [12 empty] | 0 | 0
WDT884ISP | 2012-01-24 | 2012-01-24 | 2012-02-07 | WDAT | GIP - ISP | ISP | Active - Post IA | In-Service |  | Executed - In Effect | Yes | 2013-01-28 |  | Photovoltaic(4.95) | 4.95 | San Bernardino | CA | 2013-03-01 | 2013-03-01 | MINOTAUR 12KV | MINOTAUR 12KV | San Bernardino 115kV | Desert Region | Minotaur | San Bernardino 220/66 System | San Bernardino 66/12 (D) |  |  |  |  | San | Check | Check | San Bernardino230 | 1 |  | FALSE | San Bernardino | 230 | [12 empty] | 1 | 1
WDT887ISP | 2012-01-25 | 2012-01-25 | 2012-03-05 | WDAT | GIP - ISP | ISP | Inactive | Withdrawn | 2012-08-20 | Withdrawn (No Agrmt) | No |  |  | Photovoltaic(6) | 6 | Los Angeles | CA | 2012-11-30 | 2013-12-01 | Elizabeth Lake 66/16kV | Tuba 16kV | Saugus 220/66kV | North Coast Region | Tuba | Saugus 220/66 System | Elizabeth Lake 66/16 (D) |  |  |  |  | Saugus | 230 |  |  | 1 |  | FALSE | Saugus | 230 | [12 empty] | 0 | 0
WDT889FT | 2012-02-15 | 2012-02-15 | 2012-03-01 | WDAT | GIP - Fast Track | Fast Track | Inactive | Withdrawn | 2012-03-13 | Withdrawn (No Agrmt) | No |  |  |  | 3 | Los Angeles | CA | 2013-05-01 | 2013-05-01 | Pole #4031910E, 12kV, West Side of 20St Street | ASSEMBLY 12KV | Antelope 220/66 | North Coast Region | Assembly | Antelope 220/66 System | Oasis 66/12 (D) |  |  |  |  | Antelope | 230 |  |  | 1 |  | FALSE | Antelope | 230 | [12 empty] | 0 | 0
WDT896FT | 2012-04-02 | 2012-03-19 | 2012-05-15 | WDAT | GIP - Fast Track | Fast Track | Inactive | Withdrawn | 2012-11-29 | Withdrawn (No Agrmt) | No |  |  | Photovoltaic(1) | 1 | Los Angeles | CA | 2014-01-20 | 2014-01-20 | Sigma 16kV | SIGMA 16KV | Lighthipe 220/66 | Metro West Region | Sigma | Lighthipe 220/66 System | Carson 66/16 (D) |  |  |  |  | Lighthipe | 230 |  |  | 1 |  | FALSE | Lighthipe | 230 | [12 empty] | 0 | 0
WDT897FT | 2012-04-02 | 2012-03-19 |  | WDAT | GIP - Fast Track | Fast Track | Inactive | Withdrawn | 2012-11-29 | Withdrawn (No Agrmt) | No |  |  | Photovoltaic(0.625) | 0.625 | San Bernardino | CA | 2013-04-15 | 2013-04-15 | Riggs 12kV | RIGGS 12KV | Etiwanda 220/66 | Desert Region | Riggs | Etiwanda 220/66 System | Wimbledon 66/12 (D) |  |  |  |  | Etiwanda | 230 |  |  | 1 |  | FALSE | Etiwanda | 230 | [12 empty] | 0 | 0
WDT898FT | 2012-03-19 | 2012-03-19 |  | WDAT | GIP - Fast Track | Fast Track | Inactive | Withdrawn | 2012-11-29 | Withdrawn (No Agrmt) | No |  |  | Photovoltaic(0.625) | 0.625 | Los Angeles | CA | 2013-06-17 | 2013-06-17 | is in 480 V Switchboard connected to low voltage side of proposed New SCE Transformer fed from Circuit #04600; Voltage Level = 480 V | DALBERG 16KV | Lighthipe 220/66 | Metro West Region | Dalberg | Lighthipe 220/66 System | Carson 66/16 (D) |  |  |  |  | Lighthipe | 230 |  |  | 1 |  | FALSE | Lighthipe | 230 | [12 empty] | 0 | 0
WDT899 | 2012-04-02 | 2012-03-22 | 2012-04-19 | WDAT | GIP - Cluster Study | QC_005 | Inactive | Withdrawn | 2012-05-23 | Withdrawn (No Agrmt) | No |  |  | Wind Turbine(20) | 20 | Riverside | CA | 2014-10-31 | 2014-10-31 | Pan Aero Substation-115KV |  | Devers 220/115 | [8 empty] | Devers | 230 |  |  | 1 |  | FALSE | Devers | 230 | [12 empty] | 0 | 0
WDT900 | 2012-04-02 | 2012-03-22 | 2012-04-24 | WDAT | GIP - Cluster Study | QC_005 | Inactive | Withdrawn | 2013-11-11 | Withdrawn (No Agrmt) | No |  |  | Photovoltaic(10) | 10 | Riverside | CA | 2013-09-01 | 2013-09-01 | SCHMIDT 12 kV line | ROUNDEL 12KV | El Casco 220kV bus | Desert Region | Schmidt | El Casco 220/115 System | Maraschino 115/12 (D) |  |  |  |  | El | Check | Check |  | 1 |  | FALSE | El | Check | [12 empty] | 0 | 0
WDT901 | 2012-04-02 | 2012-03-23 | 2012-04-19 | WDAT | GIP - Cluster Study | QC_005 | Inactive | IA Terminated |  | Terminated | Yes | 2014-05-13 | 2018-04-04 | Photovoltaic(5) | 5 | San Bernardino | CA | 2014-12-31 | 2015-10-30 | MINGO 12KV | MINGO 12KV | Victor 220kV bus | Rurals Region | Mingo | Victor 220/115 System | Savage 115/12 (D) |  |  |  |  | Victor | Check | Check |  | 1 |  | FALSE | Victor | Check | [12 empty] | 0 | 0
WDT902 | 2012-03-27 | 2012-03-27 | 2012-04-24 | WDAT | GIP - ISP | ISP | Inactive | Withdrawn | 2012-05-22 | Withdrawn (No Agrmt) | No |  |  | Photovoltaic(10) | 10 | Inyo | CA | 2013-11-01 | 2013-11-01 | Dunmovin 12.47kV Circuit, on the line East of Pole 1924002E | [10 empty] | Check | Check | Check |  | 1 |  | FALSE | [14 empty] | 0 | 0
WDT903 | 2012-04-02 | 2012-03-27 | 2012-04-13 | WDAT | GIP - Cluster Study | QC_005 | Inactive | Withdrawn | 2013-02-22 | Withdrawn (No Agrmt) | No |  |  | Photovoltaic(10) | 10 | Kings | CA | 2014-09-01 |  | Goshen-Hanford 66kV | Rector 66kV | Rector 220/66 | [8 empty] | Rector | 230 |  |  | 1 |  | FALSE | Rector | 230 | [12 empty] | 0 | 0
WDT904 |  | 2011-03-28 |  | WDAT | GIP - Cluster Study | QC_005 | Inactive | Withdrawn | 2012-06-22 | Withdrawn (No Agrmt) | No |  |  | Fuel Cell(6.7) | 6.7 | Los Angeles | CA | 2016-06-01 | 2016-06-01 | Simpson Substation, 66k V- ISO connection is Chino Substation | Chino 66kV | Chino 220/66 | [8 empty] | Chino | 230 |  |  | 1 |  | FALSE | Chino | 230 | [12 empty] | 0 | 0
WDT905 | 2012-04-02 | 2012-03-29 | 2012-04-24 | WDAT | GIP - Cluster Study | QC_005 | Inactive | Withdrawn | 2013-02-27 | Withdrawn (No Agrmt) | No |  |  | Photovoltaic(50) | 50 | Kern | CA | 2015-01-10 | 2015-01-10 | Holgate 115 kV Bus | Holgate 115/33 kV Substation | Kramer Substation 115 kV bus | [6 empty] | Kramer | 115 | Kramer | Check | Check |  | 1 |  | FALSE | Kramer | 115 | [12 empty] | 0 | 0
WDT906 | 2012-04-02 | 2012-03-29 | 2012-04-27 | WDAT | GIP - Cluster Study | QC_005 | Inactive | Withdrawn | 2012-05-30 | Withdrawn (No Agrmt) | No |  |  | Photovoltaic(250) | 250 | Kern | CA | 2016-01-01 | 2016-01-01 | Holgate - Kramer 115 kV Line | [10 empty] | Check | Check | Check |  | 1 |  | FALSE | [14 empty] | 0 | 0
WDT907 | 2012-04-02 | 2012-03-29 | 2012-04-27 | WDAT | GIP - Cluster Study | QC_005 | Inactive | Withdrawn | 2013-05-16 | Withdrawn (No Agrmt) | No |  |  | Photovoltaic(50) | 50 | San Bernardino | CA | 2015-01-01 | 2015-01-15 | Carodean - Leatherneck 115 kV Line |  | Devers Substation 220 kV bus | [6 empty] | Devers | 230 | Devers | Check | Check |  | 1 |  | FALSE | Devers | 230 | [12 empty] | 0 | 0
WDT908FT | 2012-05-14 | 2012-03-29 | 2012-05-14 | WDAT | GIP - Fast Track | Fast Track | Inactive | Withdrawn | 2013-03-07 | Withdrawn (No Agrmt) | No |  |  | Photovoltaic(1) | 1 | San Bernardino | CA | 2013-04-15 | 2013-05-24 | POI is in 480 V Switchboard connected to low voltage side of proposed New SCE Transformer fed from Existing Circuit #17051; Voltage Level+480V | STOLI 12KV | Mira Loma 220/66 | Metro East Region | Stoli | Mira Loma 220/66 System | Milliken 66/12 (D) |  |  |  |  | Mira | Check | Check |  | 1 |  | FALSE | Mira | Check | [12 empty] | 0 | 0
WDT909FT | 2012-05-07 | 2012-03-29 | 2012-05-07 | WDAT | GIP - Fast Track | Fast Track | Inactive | Withdrawn | 2012-09-26 | Withdrawn (No Agrmt) | No |  |  | Photovoltaic(0.5) | 0.5 | San Bernardino | CA | 2013-04-15 | 2013-04-15 | PAt the new looped service transformer off a tap on the Dragon 12 kV circuit out of San Bernardino 66/12 kV Substation | Dragon 12kV | San Bernardino 220/66 | Desert Region | Dragon | San Bernardino 220/66 System | San Bernardino 66/12 (D) |  |  |  |  | San | Check | Check |  | 1 |  | FALSE | San | Check | [12 empty] | 0 | 0
WDT910FT | 2012-05-14 | 2012-03-29 | 2012-05-14 | WDAT | GIP - Fast Track | Fast Track | Active - Post IA | In-Service |  | Executed - In Effect | Yes | 2013-03-07 |  | Photovoltaic(1) | 1 | San Bernardino | CA | 2013-04-15 | 2013-10-01 | Riggs12 kV Line | CHANG 12KV | Etiwanda 220/66 | Desert Region | Chang | Etiwanda 220/66 System | Wimbledon 66/12 (D) |  |  |  |  | Etiwanda | 230 |  |  | 1 |  | FALSE | Etiwanda | 230 | [12 empty] | 1 | 1
WDT911FT | 2012-05-07 | 2012-03-29 | 2012-05-07 | WDAT | GIP - Fast Track | Fast Track | Inactive | Withdrawn | 2012-09-26 | Withdrawn (No Agrmt) | No |  |  | Photovoltaic(0.625) | 0.625 | San Bernardino | CA | 2013-04-15 | 2013-04-29 | POI is in 480 V Switchboard connected to low voltage side of proposed New SCE Transformer fed from Existing Circuit #05465; Voltage Level+480V | Dragon 12kV | San Bernardino 220/66 | Desert Region | Dragon | San Bernardino 220/66 System | San Bernardino 66/12 (D) |  |  |  |  | San | Check | Check |  | 1 |  | FALSE | San | Check | [12 empty] | 0 | 0
WDT912FT | 2012-05-22 | 2012-03-29 | 2012-05-22 | WDAT | GIP - Fast Track | Fast Track | Inactive | Withdrawn | 2014-07-22 | Withdrawn (No Agrmt) | No |  |  | Photovoltaic(1.125) | 1.125 | Los Angeles | CA | 2013-06-17 | 2013-03-05 | FLORENCE 16KV | FLORENCE 16KV | Laguna Bell AB 220/66 | Metro West Region | Florence | Laguna Bell AB 220/66 System | Cudahy 66/16 (D) |  |  |  |  | Laguna | Check | Check |  | 1 |  | FALSE | Laguna | Check | [12 empty] | 0 | 0
WDT913FT |  | 2012-03-29 |  | WDAT | GIP - Fast Track | Fast Track | Inactive | Withdrawn | 2012-05-09 | Withdrawn (No Agrmt) | No |  |  | Photovoltaic(2) | 2 | Riverside | CA | 2013-04-15 |  | POI is in 480 V Switchboard connected to low voltage side of proposed New SCE Transformer fed from Existing Circuit #05619; Voltage Level+480V | EDWIN 12KV | Valley 500/115 | San Jacinto Valley Region | Edwin | Valley 'AB' 500/115 System | Alessandro 115/12 (D) |  |  |  |  | Valley | 500 | Check |  | 1 |  | FALSE | Valley | 500 | [12 empty] | 0 | 0
WDT914FT | 2012-05-07 | 2012-03-29 | 2012-05-07 | WDAT | GIP - Fast Track | Fast Track | Inactive | Withdrawn | 2012-09-26 | Withdrawn (No Agrmt) | No |  |  | Photovoltaic(0.5) | 0.5 | San Bernardino | CA | 2013-04-15 | 2013-04-15 | POI is in 480 V Switchboard connected to low voltage side of proposed New SCE Transformer fed from Existing Circuit #05465; Voltage Level+480V | Dragon 12kV | San Bernardino 220/66 | Desert Region | Dragon | San Bernardino 220/66 System | San Bernardino 66/12 (D) |  |  |  |  | San | Check | Check |  | 1 |  | FALSE | San | Check | [12 empty] | 0 | 0
WDT915FT | 2012-05-14 | 2012-03-29 | 2012-05-14 | WDAT | GIP - Fast Track | Fast Track | Active - Post IA | In-Service |  | Executed - In Effect | Yes | 2013-03-16 |  | Photovoltaic(1.5) | 1.5 | San Bernardino | CA | 2014-01-20 | 2013-08-16 | Milliken: Drambuie 12 kV Line | BACKDRAFT 12KV | Chino 220/66 | Metro East Region | Backdraft | Chino 220/66 System | Firehouse 66/12 (D) |  |  |  |  | Chino | 230 |  |  | 1 |  | FALSE | Chino | 230 | [12 empty] | 1 | 1
WDT916FT | 2012-05-29 | 2012-03-29 | 2012-05-29 | WDAT | GIP - Fast Track | Fast Track | Inactive | Withdrawn | 2014-04-01 | Withdrawn (No Agrmt) | No |  |  | Photovoltaic(1.375) | 1.375 | Riverside | CA | 2013-04-15 | 2013-04-15 | chaney 12 kV line | HERO 12KV | Valley 500/115 | San Jacinto Valley Region | Hero | Valley 'AB' 500/115 System | Bunker 115/12 (D) |  |  |  |  | Valley | 500 | Check |  | 1 |  | FALSE | Valley | 500 | [12 empty] | 0 | 0
WDT917FT | 2012-05-21 | 2012-03-29 | 2012-05-21 | WDAT | GIP - Fast Track | Fast Track | Inactive | Withdrawn | 2014-07-22 | Withdrawn (No Agrmt) | No |  |  | Photovoltaic(1.5) | 1.5 | Los Angeles | CA | 2014-01-20 | 2014-01-20 | HEDGE 12KV | HEDGE 12KV | Center 220/66 | Metro West Region | Hedge | Center 220/66 System | Santa Fe Springs 66/12 (D) |  |  |  |  | Center | 230 |  |  | 1 |  | FALSE | Center | 230 | [12 empty] | 0 | 0
WDT919 |  | 2012-03-30 |  | WDAT | GIP - Cluster Study | QC_005 | Inactive | Withdrawn | 2012-04-27 | Withdrawn (No Agrmt) | No |  |  | Photovoltaic(7.875) | 7.875 | Riverside | CA | 2013-07-19 | 2013-07-19 | Chaney 12kV | Chaney 12kV | Valley 500/115 | San Jacinto Valley Region | Chaney | Valley 'AB' 500/115 System | Bunker 115/12 (D) |  |  |  |  | Valley | 500 | Check |  | 1 |  | FALSE | Valley | 500 | [12 empty] | 0 | 0
WDT920 | 2012-04-02 | 2012-03-30 | 2012-03-25 | WDAT | GIP - Cluster Study | QC_005 | Inactive | Withdrawn | 2013-03-13 | Withdrawn (No Agrmt) | No |  |  | Photovoltaic(14) | 14 | Kern | CA | 2014-03-01 | 2016-02-01 | Great Lakes - Rosamond 66 kV Line |  | Antelope 220/66 | [8 empty] | Antelope | 230 |  |  | 1 |  | FALSE | Antelope | 230 | [12 empty] | 0 | 0
WDT921FT |  | 2012-03-30 |  | WDAT | GIP - Fast Track | Fast Track | Inactive | Withdrawn | 2012-05-09 | Withdrawn (No Agrmt) | No |  |  | Photovoltaic(1) | 1 | Riverside | CA | 2013-04-15 |  | POI is in 480 V Switchboard connected to low voltage side of proposed New SCE Transformer fed from Existing Circuit #14742; Voltage Level+480V | REAGAN 12KV | Valley 500/115 | San Jacinto Valley Region | Reagan | Valley 'AB' 500/115 System | Alessandro 115/12 (D) |  |  |  |  | Valley | 500 | Check |  | 1 |  | FALSE | Valley | 500 | [12 empty] | 0 | 0
WDT922 | 2012-04-02 | 2012-03-29 |  | WDAT | GIP - Cluster Study | QC_005 | Inactive | Withdrawn | 2013-04-26 | Withdrawn (No Agrmt) | No |  |  | Photovoltaic(20) | 20 | Los Angeles | CA | 2014-02-01 | 2014-02-01 | Pearblossom - Vincent 230 kV Line | [10 empty] | Check | Check | Check |  | 1 |  | FALSE | [14 empty] | 0 | 0
WDT923 | 2012-04-02 | 2012-03-30 | 2012-04-17 | WDAT | GIP - Cluster Study | QC_005 | Inactive | Withdrawn | 2013-03-21 | Withdrawn (No Agrmt) | No |  |  | Photovoltaic(20) | 20 | Kern | CA | 2014-03-01 | 2014-03-01 | Borel-Isabella-Kern River 3-Lakegen-Weldon 66 kV Line | Weldon Substaion | Vestal 220kV bus | [8 empty] | Vestal | Check | Check |  | 1 |  | FALSE | Vestal | Check | [12 empty] | 0 | 0
WDT925 | 2012-04-02 | 2012-03-30 | 2012-04-30 | WDAT | GIP - Cluster Study | QC_005 | Active - Post IA | In-Service |  | Executed - In Effect | Yes | 2014-05-14 |  | Photovoltaic(7) | 7 | San Bernardino | CA | 2015-04-01 | 2015-05-01 | Victor 33: PORTLAND 33 kV line | CEMENT 33KV | Victor 220kV bus | Rurals Region | Portland | Victor 220/115 System | Victor 115/33 (D) | Victor | 115 |  |  | Victor | Check | Check |  | 1 |  | FALSE | Victor | 115 | [12 empty] | 1 | 1
WDT926FT | 2012-03-30 | 2012-03-30 | 2012-04-27 | WDAT | GIP - Fast Track | Fast Track | Inactive | IA Terminated |  | Terminated | Yes | 2012-08-30 | 2013-02-14 | Photovoltaic(0.51) | 0.51 | San Bernardino | CA | 2013-03-01 | 2013-03-01 | Drambuie 12 kV Line | DRAMBUIE 12KV | Mira Loma 220/66 | Metro East Region | Drambuie | Mira Loma 220/66 System | Milliken 66/12 (D) |  |  |  |  | Mira | Check | Check |  | 1 |  | FALSE | Mira | Check | [12 empty] | 0 | 0
WDT927 | 2012-04-02 | 2012-03-30 |  | WDAT | GIP - Cluster Study | QC_005 | Inactive | IA Terminated |  | Terminated | Yes | 2012-08-14 | 2013-03-20 | Photovoltaic(42) | 42 | Kern | CA | 2014-01-31 |  | Holgate 115 kV Bus | Kramer Substation 115kV bus | Holgate Substation 115 kV bus | [8 empty] | Holgate | Check | Check |  | 1 |  | FALSE | Holgate | Check | [12 empty] | 0 | 0
WDT930 | 2012-04-02 | 2012-04-02 | 2012-05-01 | WDAT | GIP - Cluster Study | QC_005 | Inactive | Withdrawn | 2014-04-21 | Withdrawn (No Agrmt) | No |  |  | Photovoltaic(20) | 20 | San Bernardino | CA | 2013-12-01 | 2013-12-01 | BAROID 33KV | BAROID 33KV | Kramer 220kV bus | Rurals Region | Baroid | Kramer 220/115 System | Gale 115/33 (D) |  |  |  |  | Kramer | Check | Check |  | 1 |  | FALSE | Kramer | Check | [12 empty] | 0 | 0
WDT931 | 2012-04-02 | 2012-04-02 | 2012-05-01 | WDAT | GIP - Cluster Study | QC_005 | Active - Post IA | In-Service |  | Executed - In Effect | Yes | 2014-10-15 |  | Photovoltaic(20) | 20 | San Bernardino | CA | 2013-12-01 | 2016-04-01 | REMOTE 33KV | REMOTE 33KV | Kramer 220kV bus | Rurals Region | Remote | Kramer 220/115 System | Barstow 33/33 (D) | Kramer | 115 |  |  | Kramer | Check | Check |  | 1 |  | FALSE | Kramer | 115 | [12 empty] | 1 | 1
WDT932 | 2012-04-02 | 2012-04-02 | 2012-05-01 | WDAT | GIP - Cluster Study | QC_005 | Inactive | Withdrawn | 2012-05-16 | Withdrawn (No Agrmt) | No |  |  | Photovoltaic(20) | 20 |  |  | 2013-12-01 |  | 33kV Line tap preferred Alternate 33kV at Baker Substation | Baker 33kV | Eldorado 220/115 | Rurals Region |  | Kramer 220/115 System | Baker 115/33 (C) |  |  |  |  | Eldorado | 230 |  |  | 1 |  | FALSE | Eldorado | 230 | [12 empty] | 0 | 0
WDT933 | 2012-04-02 | 2012-04-02 | 2012-05-11 | WDAT | GIP - Cluster Study | QC_005 | Inactive | Withdrawn | 2012-05-14 | Withdrawn (No Agrmt) | No |  |  | Photovoltaic(3) | 3 | Tulare | CA | 2013-12-29 |  | TULARE: MILK 12 kV Line | MILK 12 kV o/o | Rector 220/66 | San Joaquin Region | Milk | Rector 220/66 System | Tulare 66/12 (D) |  |  |  |  | Rector | 230 |  |  | 1 |  | FALSE | Rector | 230 | [12 empty] | 0 | 0
WDT934FT | 2012-03-30 | 2012-03-30 | 2012-04-27 | WDAT | GIP - Fast Track | Fast Track | Inactive | IA Terminated |  | Terminated | Yes | 2012-08-14 | 2013-02-14 | Photovoltaic(0.635) | 0.635 | Riverside | CA | 2013-03-01 |  | McEnroe 12kV Line | MCENROE 12KV | Etiwanda 220/66 | Desert Region | McEnroe | Etiwanda 220/66 System | Wimbledon 66/12 (D) |  |  |  |  | Etiwanda | 230 |  |  | 1 |  | FALSE | Etiwanda | 230 | [12 empty] | 0 | 0
WDT935 | 2012-04-02 | 2012-04-02 | 2012-05-01 | WDAT | GIP - Cluster Study | QC_005 | Inactive | Withdrawn | 2013-05-23 | Withdrawn (No Agrmt) | No |  |  | Photovoltaic(8.5) | 8.5 | San Bernardino | CA | 2013-04-01 | 2013-07-01 | Roadway: MACK 12 kV line | INTERNATIONAL 12KV | Victor 220kV bus | Rurals Region | International | Victor 220/115 System | Roadway 115/12 (D) |  |  |  |  | Victor | Check | Check |  | 1 |  | FALSE | Victor | Check | [12 empty] | 0 | 0
WDT936 | 2012-04-02 | 2012-04-02 | 2012-04-27 | WDAT | GIP - Cluster Study | QC_005 | Inactive | Withdrawn | 2013-05-17 | Withdrawn (No Agrmt) | No |  |  | Photovoltaic(22) | 22 | Kern | CA | 2014-12-10 | 2014-12-10 | Kramer - Rocket Test 115kV | [10 empty] | Check | Check | Check |  | 1 |  | FALSE | [14 empty] | 0 | 0
WDT937 |  | 2012-04-02 |  | WDAT | GIP - Cluster Study | QC_005 | Inactive | Withdrawn | 2012-05-01 | Withdrawn (No Agrmt) | No |  |  | Photovoltaic(25.2) | 25.2 | San Bernardino | CA | 2015-01-31 | 2015-01-31 | Interconnects into the SCE Gobar 33kV circuit at the intersection of Foothill Road and Santa Fe Fire Road, on the northeast corner of the property. | Gobar 33kV | Victor 220kV bus | Rurals Region | Gobar | Victor 220/115 System | Cottonwood 115/33 (D) |  |  |  |  | Victor | Check | Check |  | 1 |  | FALSE | Victor | Check | [12 empty] | 0 | 0
WDT938 | 2012-04-02 | 2012-04-02 | 2012-04-30 | WDAT | GIP - Cluster Study | QC_005 | Inactive | Withdrawn | 2017-06-06 | Withdrawn (No Agrmt) | No |  |  | Photovoltaic(41) | 40 | Tulare | CA | 2015-04-01 | 2018-02-15 | Vestal - Kern River 3 66 kV Line | Vestal - Kern River 3 66 kV Line | Vestal 220kV bus | [8 empty] | Vestal | Check | Check |  | 1 |  | FALSE | Vestal | Check | [12 empty] | 0 | 0
WDT939FT |  | 2012-04-11 |  | WDAT | GIP - Fast Track | Fast Track | Inactive | Withdrawn | 2012-06-18 | Withdrawn (No Agrmt) | No |  |  | Photovoltaic(2) | 2 | San Bernardino | CA | 2014-01-20 | 2014-01-20 | Mosquito 12kV | MOSQUITO 12KV | Chino 220/66 | Metro East Region | Mosquito | Chino 220/66 System | Kimball 66/12 (D) |  |  |  |  | Chino | 230 |  |  | 1 |  | FALSE | Chino | 230 | [12 empty] | 0 | 0
WDT940 | 2012-04-02 | 2012-04-17 | 2012-04-23 | WDAT | GIP - Cluster Study | QC_005 | Inactive | Withdrawn | 2015-02-27 | Not Started | No |  |  | Gas Turbine()/Cogeneration() | 49 | Tulare | CA | 2014-02-15 | 2014-02-15 | Protein 66 kV Bus | Protein 66 kV Bus | Rector 220kV bus | [8 empty] | Rector | Check | Check |  | 1 |  | FALSE | Rector | Check | [12 empty] | 0 | 0
WDT941FT | 2012-04-17 | 2012-04-17 | 2012-06-13 | WDAT | GIP - Fast Track | Fast Track | Inactive | Withdrawn | 2012-12-05 | Withdrawn (No Agrmt) | No |  |  | Photovoltaic(1) | 1 | San Bernardino | CA | 2014-01-31 | 2012-01-31 | WARM CREEK 12 kV line | Harlem Springs 12kV | San Bernardino 220/66 | Desert Region | Harlem Springs | San Bernardino 220/66 System | Cardiff 66/12 (D) |  |  |  |  | San | Check | Check |  | 1 |  | FALSE | San | Check | [12 empty] | 0 | 0
WDT942FT | 2012-04-17 | 2012-04-17 | 2012-06-13 | WDAT | GIP - Fast Track | Fast Track | Inactive | Withdrawn | 2012-12-05 | Withdrawn (No Agrmt) | No |  |  | Photovoltaic(1) | 1 | San Bernardino | CA | 2014-01-31 | 2014-01-31 | WARM CREEK 12 kV line | ZAPATA 12KV | San Bernardino 220/66 | Desert Region | Zapata | San Bernardino 220/66 System | Cardiff 66/12 (D) |  |  |  |  | San | Check | Check |  | 1 |  | FALSE | San | Check | [12 empty] | 0 | 0
WDT943FT | 2012-04-17 | 2012-04-17 | 2012-06-07 | WDAT | GIP - Fast Track | Fast Track | Inactive | Withdrawn | 2012-09-18 | Withdrawn (No Agrmt) | No |  |  | Photovoltaic(1) | 1 | Los Angeles | CA | 2014-01-31 | 2014-01-31 | SCE distribution grid / TBD | CORNWALL 12KV | Mesa 220/66 | Metro East Region | Cornwall | Mesa 220/66 System | Narrows 66/12 (D) |  |  |  |  | Mesa | 230 | Check |  | 1 |  | FALSE | Mesa | 230 | [12 empty] | 0 | 0
WDT944FT | 2012-04-17 | 2012-04-17 | 2012-06-13 | WDAT | GIP - Fast Track | Fast Track | Inactive | Withdrawn | 2012-12-05 | Withdrawn (No Agrmt) | No |  |  | Photovoltaic(1) | 1 | San Bernardino | CA | 2014-01-31 | 2014-01-31 | SCE distribution grid/TBD | GUIDANCE 12KV | Etiwanda 220/66 | Desert Region | Guidance | Etiwanda 220/66 System | Genamic 66/12 (D) |  |  |  |  | Etiwanda | 230 |  |  | 1 |  | FALSE | Etiwanda | 230 | [12 empty] | 0 | 0
WDT945FT | 2012-04-17 | 2012-04-17 | 2012-06-07 | WDAT | GIP - Fast Track | Fast Track | Inactive | Withdrawn | 2012-12-05 | Withdrawn (No Agrmt) | No |  |  | Photovoltaic(2) | 2 | Los Angeles | CA | 2014-01-31 | 2014-01-31 | SCE distribution grid/TBD | ROSELAWN 12KV | Chino 220/66 | Metro East Region | Roselawn | Chino 220/66 System | Ganesha 66/12 (D) |  |  |  |  | Chino | 230 |  |  | 1 |  | FALSE | Chino | 230 | [12 empty] | 0 | 0
WDT946 | 2012-04-02 | 2012-04-18 | 2012-05-25 | WDAT | GIP - Cluster Study | QC_005 | Inactive | Withdrawn | 2014-08-15 | Withdrawn (No Agrmt) | No |  |  | Cogeneration(175) | 175 | San Bernardino | CA | 2015-03-16 | 2015-03-15 | Inyokern 115 kV Bus |  | Inyo SCE 220/115 | [8 empty] | Inyo | Check | Check |  | 1 |  | FALSE | Inyo | Check | [12 empty] | 0 | 0
WDT949FT |  | 2012-05-02 |  | WDAT | GIP - Fast Track | Fast Track | Inactive | Withdrawn | 2012-09-18 | Withdrawn (No Agrmt) | No |  |  | Photovoltaic(0.583) | 0.583 | Los Angeles | CA | 2012-02-28 | 2014-02-28 | Existing building transformer location - 800a 277/480v 3p 4w | Locomotive 12kV | Walnut 220/66 | Metro East Region | Locomotive | Walnut 220/66 System | Railroad 66/12 (D) |  |  |  |  | Walnut | 230 |  |  | 1 |  | FALSE | Walnut | 230 | [12 empty] | 0 | 0
WDT950FT |  | 2012-05-02 |  | WDAT | GIP - Fast Track | Fast Track | Inactive | Withdrawn | 2012-09-18 | Withdrawn (No Agrmt) | No |  |  | Photovoltaic(0.5) | 0.5 | Los Angeles | CA | 2014-02-28 |  | Apex 16kV | APEX 16KV | Laguna Bell AB 220/66 | Metro West Region | Apex | Laguna Bell AB 220/66 System | Laguna Bell 66/16 (D) |  |  |  |  | Laguna | Check | Check |  | 1 |  | FALSE | Laguna | Check | [12 empty] | 0 | 0
WDT951FT |  | 2012-05-02 |  | WDAT | GIP - Fast Track | Fast Track | Inactive | Withdrawn | 2012-09-18 | Withdrawn (No Agrmt) | No |  |  | Photovoltaic(0.5) | 0.5 | Los Angeles | CA |  |  | Gartel 12kV | Gartel 12kV | Walnut 220/66 | Metro East Region | Gartel | Walnut 220/66 System | Nogales 66/12 (D) |  |  |  |  | Walnut | 230 |  |  | 1 |  | FALSE | Walnut | 230 | [12 empty] | 0 | 0
WDT952FT |  | 2012-05-02 |  | WDAT | GIP - Fast Track | Fast Track | Inactive | Withdrawn | 2012-09-18 | Withdrawn (No Agrmt) | No |  |  | Photovoltaic(0.5) | 0.5 | Los Angeles | CA | 2014-02-28 |  | Storm 12kV | STORM 12KV | Hinson 220/66 | Metro West Region | Storm | Hinson 220/66 System | Neptune 66/12 (D) |  |  |  |  | Hinson | 230 |  |  | 1 |  | FALSE | Hinson | 230 | [12 empty] | 0 | 0
WDT953FT | 2012-05-02 | 2012-05-02 | 2012-06-07 | WDAT | GIP - Fast Track | Fast Track | Inactive | Withdrawn | 2012-06-28 | Withdrawn (No Agrmt) | No |  |  | Photovoltaic(1.5) | 1.5 | San Bernardino | CA | 2014-02-28 |  | Existing building transformer location - 12.47kV | SAMPRAS 12KV | Etiwanda 220/66 | Desert Region | Sampras | Etiwanda 220/66 System | Wimbledon 66/12 (D) |  |  |  |  | Etiwanda | 230 |  |  | 1 |  | FALSE | Etiwanda | 230 | [12 empty] | 0 | 0
WDT954FT | 2012-05-02 | 2012-05-02 | 2012-06-07 | WDAT | GIP - Fast Track | Fast Track | Inactive | Withdrawn | 2012-06-28 | Withdrawn (No Agrmt) | No |  |  | Photovoltaic(0.5) | 0.5 | San Bernardino | CA | 2014-02-28 | 2014-02-28 | Existing building transformer location - 800a 277/480v 3p 4w | BACARDI 12KV | Mira Loma 220/66 | Metro East Region | Bacardi | Mira Loma 220/66 System | Milliken 66/12 (D) |  |  |  |  | Mira | Check | Check |  | 1 |  | FALSE | Mira | Check | [12 empty] | 0 | 0
WDT955FT |  | 2012-05-02 |  | WDAT | GIP - Fast Track | Fast Track | Inactive | Withdrawn | 2012-09-18 | Withdrawn (No Agrmt) | No |  |  | Photovoltaic(0.5) | 0.5 | Orange | CA | 2014-02-28 | 2014-02-28 | Krypton 12kV | Krypton 12kV | Viejo 220/66 | Orange Region | Krypton | Viejo 220/66 System | Limestone 66/12 (D) |  |  |  |  | Viejo | 230 |  |  | 1 |  | FALSE | Viejo | 230 | [12 empty] | 0 | 0
WDT956FT | 2012-05-02 | 2012-05-02 | 2012-06-07 | WDAT | GIP - Fast Track | Fast Track | Inactive | Withdrawn | 2012-09-18 | Withdrawn (No Agrmt) | No |  |  | Photovoltaic(0.833) | 0.833 | San Bernardino | CA | 2014-02-28 | 2013-11-01 | Sampras 12kV | SAMPRAS 12KV | Etiwanda 220/66 | Desert Region | Sampras | Etiwanda 220/66 System | Wimbledon 66/12 (D) |  |  |  |  | Etiwanda | 230 |  |  | 1 |  | FALSE | Etiwanda | 230 | [12 empty] | 0 | 0
WDT957FT | 2012-05-02 | 2012-05-02 | 2012-06-08 | WDAT | GIP - Fast Track | Fast Track | Inactive | Withdrawn | 2012-09-18 | Withdrawn (No Agrmt) | No |  |  | Photovoltaic(0.5) | 0.5 | Los Angeles | CA | 2014-02-28 | 2014-02-28 | Mccloud 16kV | MCCLOUD 16KV | Lighthipe 220/66 | Metro West Region | Mccloud | Lighthipe 220/66 System | Jersey 66/16 (D) |  |  |  |  | Lighthipe | 230 |  |  | 1 |  | FALSE | Lighthipe | 230 | [12 empty] | 0 | 0
WDT958FT | 2012-05-02 | 2012-05-02 | 2012-06-12 | WDAT | GIP - Fast Track | Fast Track | Inactive | Withdrawn | 2012-06-25 | Withdrawn (No Agrmt) | No |  |  | Photovoltaic(0.666) | 0.666 | Los Angeles | CA | 2014-02-28 |  | Trident 12kV | Trident 12kV | Walnut 220/66 | Metro East Region | Trident | Walnut 220/66 System | Nogales 66/12 (D) |  |  |  |  | Walnut | 230 |  |  | 1 |  | FALSE | Walnut | 230 | [12 empty] | 0 | 0
WDT959FT | 2012-05-02 | 2012-05-02 | 2012-06-07 | WDAT | GIP - Fast Track | Fast Track | Inactive | Withdrawn | 2012-09-18 | Withdrawn (No Agrmt) | No |  |  | Photovoltaic(0.5) | 0.5 | San Bernardino | CA | 2014-02-28 |  | Exsiting building transformer location - 800a 277/480v 3p 4w - 11195 Eucalyptus St. | Sneva 12kV | Padua 220/66 | Metro East Region | Sneva | Padua 220/66 System | Cucamonga 66/12 (D) |  |  |  |  | Padua | 230 |  |  | 1 |  | FALSE | Padua | 230 | [12 empty] | 0 | 0
WDT960FT | 2012-05-02 | 2012-05-02 | 2012-06-12 | WDAT | GIP - Fast Track | Fast Track | Inactive | Withdrawn | 2012-09-18 | Withdrawn (No Agrmt) | No |  |  | Photovoltaic(0.5) | 0.5 | Los Angeles | CA | 2014-02-28 |  | Nogales: Trident 12 kV Line | Trident 12kV | Walnut 220/66 | Metro East Region | Trident | Walnut 220/66 System | Nogales 66/12 (D) |  |  |  |  | Walnut | 230 |  |  | 1 |  | FALSE | Walnut | 230 | [12 empty] | 0 | 0
WDT961FT | 2012-05-02 | 2012-05-02 |  | WDAT | GIP - Fast Track | Fast Track | Inactive | Withdrawn | 2012-09-18 | Withdrawn (No Agrmt) | No |  |  | Photovoltaic(0.5) | 0.5 | Los Angeles | CA | 2014-02-28 |  | Show 12kV | SHOW 12KV | Chino 220/66 | Metro East Region | Show | Chino 220/66 System | Trophy 66/12 (D) |  |  |  |  | Chino | 230 |  |  | 1 |  | FALSE | Chino | 230 | [12 empty] | 0 | 0
WDT962FT | 2012-05-02 | 2012-05-02 | 2012-06-08 | WDAT | GIP - Fast Track | Fast Track | Inactive | Withdrawn | 2012-09-18 | Withdrawn (No Agrmt) | No |  |  | Photovoltaic(0.5) | 0.5 | Los Angeles | CA | 2014-02-28 | 2014-02-28 | Existing building transformer location - 1000a 277/480v 3p 4w | ABANA 12KV | Del Amo 220/66 | Metro West Region | Abana | Del Amo 220/66 System | Greening 66/12 (D) |  |  |  |  | Del | Check | Check |  | 1 |  | FALSE | Del | Check | [12 empty] | 0 | 0
WDT963FT | 2012-05-03 | 2012-05-03 | 2012-06-08 | WDAT | GIP - Fast Track | Fast Track | Inactive | Withdrawn | 2012-09-18 | Withdrawn (No Agrmt) | No |  |  | Photovoltaic(0.833) | 0.833 | Los Angeles | CA | 2014-02-28 | 2014-02-28 | Existing building transformer location - 1600a 277/480v 3p 4w | STARBUCK 12KV | Center 220/66 | Metro West Region | Starbuck | Center 220/66 System | Santa Fe Springs 66/12 (D) |  |  |  |  | Center | 230 |  |  | 1 |  | FALSE | Center | 230 | [12 empty] | 0 | 0
WDT964FT | 2012-05-03 | 2012-05-03 | 2012-06-12 | WDAT | GIP - Fast Track | Fast Track | Inactive | Withdrawn | 2012-09-18 | Withdrawn (No Agrmt) | No |  |  | Photovoltaic(0.5) | 0.5 | San Bernardino | CA | 2014-02-28 | 2013-11-01 | Existing building transformer location - 800a 277/480v 3p 4w | ABSOLUT 12KV | Mira Loma 220/66 | Metro East Region | Absolut | Mira Loma 220/66 System | Milliken 66/12 (D) |  |  |  |  | Mira | Check | Check |  | 1 |  | FALSE | Mira | Check | [12 empty] | 0 | 0
WDT965FT | 2012-05-03 | 2012-05-03 |  | WDAT | GIP - Fast Track | Fast Track | Inactive | Withdrawn | 2012-09-18 | Withdrawn (No Agrmt) | No |  |  | Photovoltaic(0.5) | 0.5 | Los Angeles | CA | 2014-02-28 | 2014-02-28 | Existing building transformer location - 800a 277/40v 3p 4w | MCCLOUD 16KV | Lighthipe 220/66 | Metro West Region | Mccloud | Lighthipe 220/66 System | Jersey 66/16 (D) |  |  |  |  | Lighthipe | 230 |  |  | 1 |  | FALSE | Lighthipe | 230 | [12 empty] | 0 | 0
WDT966FT | 2012-05-03 | 2012-05-03 | 2012-06-07 | WDAT | GIP - Fast Track | Fast Track | Inactive | Withdrawn | 2012-09-18 | Withdrawn (No Agrmt) | No |  |  | Photovoltaic(0.583) | 0.583 | Los Angeles | CA | 2014-02-28 | 2014-02-28 | Existing building transformer location - 800a 277/480v 3p 4w | CAL STRIP 16KV | Laguna Bell AB 220/66 | Metro West Region | Cal Strip | Laguna Bell AB 220/66 System | Laguna Bell 66/16 (D) |  |  |  |  | Laguna | Check | Check |  | 1 |  | FALSE | Laguna | Check | [12 empty] | 0 | 0
WDT967FT | 2012-05-03 | 2012-05-03 | 2012-06-07 | WDAT | GIP - Fast Track | Fast Track | Inactive | Withdrawn | 2012-09-18 | Withdrawn (No Agrmt) | No |  |  | Photovoltaic(1.5) | 1.5 | Los Angeles | CA | 2014-02-28 | 2014-02-28 | Existing building transformer location - 2000a 277/480v 3p 4w | ELROY 16KV | La Fresa 220/66 | Metro West Region | Elroy | La Fresa 220/66 System | La Fresa 66/16 (D) |  |  |  |  | La | Check | Check |  | 1 |  | FALSE | La | Check | [12 empty] | 0 | 0
WDT968FT | 2012-05-03 | 2012-05-03 | 2012-06-07 | WDAT | GIP - Fast Track | Fast Track | Inactive | Withdrawn | 2012-09-18 | Withdrawn (No Agrmt) | No |  |  | Photovoltaic(0.666) | 0.666 | Los Angeles | CA | 2014-02-28 |  | Existing building transformer location - 1000a 277/480v 3p 4w | RAHN 16KV | Lighthipe 220/66 | Metro West Region | Rahn | Lighthipe 220/66 System | Carson 66/16 (D) |  |  |  |  | Lighthipe | 230 |  |  | 1 |  | FALSE | Lighthipe | 230 | [12 empty] | 0 | 0
WDT969FT | 2012-05-03 | 2012-05-03 | 2012-06-07 | WDAT | GIP - Fast Track | Fast Track | Inactive | Withdrawn | 2012-06-28 | Withdrawn (No Agrmt) | No |  |  | Photovoltaic(1.5) | 1.5 | San Bernardino | CA | 2014-02-28 | 2014-02-28 | Existing building transformer lcation - 12kv distribution ckt level | KENYON 12KV | Etiwanda 220/66 | Desert Region | Kenyon | Etiwanda 220/66 System | Archline 66/12 (D) |  |  |  |  | Etiwanda | 230 |  |  | 1 |  | FALSE | Etiwanda | 230 | [12 empty] | 0 | 0
WDT970FT | 2012-05-03 | 2012-05-03 | 2012-06-07 | WDAT | GIP - Fast Track | Fast Track | Inactive | Withdrawn | 2012-09-18 | Withdrawn (No Agrmt) | No |  |  | Photovoltaic(1.5) | 1.5 | Riverside | CA | 2014-02-28 | 2014-02-28 | Existing building transformer location-2000a 277/480v 3p 4w | EDWIN 12KV | Valley 500/115 | San Jacinto Valley Region | Edwin | Valley 'AB' 500/115 System | Alessandro 115/12 (D) |  |  |  |  | Valley | 500 | Check |  | 1 |  | FALSE | Valley | 500 | [12 empty] | 0 | 0
WDT971FT | 2012-05-03 | 2012-05-03 | 2012-06-07 | WDAT | GIP - Fast Track | Fast Track | Inactive | Withdrawn | 2012-09-18 | Withdrawn (No Agrmt) | No |  |  | Photovoltaic(1.5) | 1.5 | San Bernardino | CA | 2014-02-28 | 2014-02-28 | Existing building transformer location - 12kv distribution ckt level | NOZZLE 12KV | Chino 220/66 | Metro East Region | Nozzle | Chino 220/66 System | Firehouse 66/12 (D) |  |  |  |  | Chino | 230 |  |  | 1 |  | FALSE | Chino | 230 | [12 empty] | 0 | 0
WDT972FT |  | 2012-05-04 |  | WDAT | GIP - Fast Track | Fast Track | Inactive | Withdrawn | 2012-06-18 | Withdrawn (No Agrmt) | No |  |  | Photovoltaic(1.5) | 1.5 | San Bernardino | CA | 2013-12-10 | 2013-12-10 | Flame 12kV | FLAME 12KV | Chino 220/66 | Metro East Region | Flame | Chino 220/66 System | Firehouse 66/12 (D) |  |  |  |  | Chino | 230 |  |  | 1 |  | FALSE | Chino | 230 | [12 empty] | 0 | 0
WDT973FT | 2012-05-07 | 2012-05-07 | 2012-06-12 | WDAT | GIP - Fast Track | Fast Track | Inactive | Withdrawn | 2012-09-18 | Withdrawn (No Agrmt) | No |  |  | Photovoltaic(0.583) | 0.583 | Los Angeles | CA | 2014-03-28 | 2014-03-28 | Existing building transformer location - 800a 277/480v3p 4w | CHRYSLER 16KV | Laguna Bell AB 220/66 | Metro West Region | Chrysler | Laguna Bell AB 220/66 System | Laguna Bell 66/16 (D) |  |  |  |  | Laguna | Check | Check |  | 1 |  | FALSE | Laguna | Check | [12 empty] | 0 | 0
WDT974FT | 2012-05-07 | 2012-05-07 | 2012-06-12 | WDAT | GIP - Fast Track | Fast Track | Inactive | Withdrawn | 2013-02-11 | Withdrawn (No Agrmt) | No |  |  | Photovoltaic(0.5) | 0.5 | Los Angeles | CA | 2014-02-28 | 2014-02-28 | Existing building transformer location - 800z 277/480v 3p 4w | EASTLAND 16KV | Laguna Bell AB 220/66 | Metro West Region | Eastland | Laguna Bell AB 220/66 System | Bandini 66/16 (D) |  |  |  |  | Laguna | Check | Check |  | 1 |  | FALSE | Laguna | Check | [12 empty] | 0 | 0
WDT975FT | 2012-05-07 | 2012-05-07 | 2012-06-12 | WDAT | GIP - Fast Track | Fast Track | Inactive | Withdrawn | 2013-02-11 | Withdrawn (No Agrmt) | No |  |  | Photovoltaic(0.583) | 0.583 | Los Angeles | CA | 2014-02-28 | 2014-02-28 | KINMONT 16KV | KINMONT 16KV | Laguna Bell AB 220/66 | Metro West Region | Kinmont | Laguna Bell AB 220/66 System | Laguna Bell 66/16 (D) |  |  |  |  | Laguna | Check | Check |  | 1 |  | FALSE | Laguna | Check | [12 empty] | 0 | 0
WDT976FT | 2012-05-07 | 2012-05-07 | 2012-06-12 | WDAT | GIP - Fast Track | Fast Track | Inactive | Withdrawn | 2013-02-11 | Withdrawn (No Agrmt) | No |  |  | Photovoltaic(0.583) | 0.583 | Los Angeles | CA | 2014-02-28 | 2014-02-28 | Existing building transformer location - 800a 277/480v 3p 4w | KINMONT 16KV | Laguna Bell AB 220/66 | Metro West Region | Kinmont | Laguna Bell AB 220/66 System | Laguna Bell 66/16 (D) |  |  |  |  | Laguna | Check | Check |  | 1 |  | FALSE | Laguna | Check | [12 empty] | 0 | 0
WDT977FT | 2012-05-07 | 2012-05-07 |  | WDAT | GIP - Fast Track | Fast Track | Inactive | Withdrawn | 2012-07-31 | Withdrawn (No Agrmt) | No |  |  | Photovoltaic(0.666) | 0.666 | Los Angeles | CA | 2014-02-28 | 2014-02-28 | Existing building transformer location - 1000a 277/480v 3p 4w | MALT 16KV | Laguna Bell AB 220/66 | Metro West Region | Malt | Laguna Bell AB 220/66 System | Laguna Bell 66/16 (D) |  |  |  |  | Laguna | Check | Check |  | 1 |  | FALSE | Laguna | Check | [12 empty] | 0 | 0
WDT979FT | 2012-05-16 | 2012-05-16 |  | WDAT | GIP - Fast Track | Fast Track | Inactive | Withdrawn | 2012-10-12 | Withdrawn (No Agrmt) | No |  |  | Photovoltaic(1.33) | 1.33 | San Bernardino | CA | 2013-09-01 | 2013-09-01 | Centaur 12kV | Centaur 12kV | San Bernardino 220/66 | Desert Region | Centaur | San Bernardino 220/66 System | San Bernardino 66/12 (D) |  |  |  |  | San | Check | Check |  | 1 |  | FALSE | San | Check | [12 empty] | 0 | 0
WDT980FT |  | 2012-05-16 |  | WDAT | GIP - Fast Track | Fast Track | Inactive | Withdrawn | 2012-11-15 | Withdrawn (No Agrmt) | No |  |  | Photovoltaic(1.33) | 1.33 | San Bernardino | CA | 2013-09-01 | 2013-09-01 | Siren 12kV | SIREN 12KV | Chino 220/66 | Metro East Region | Siren | Chino 220/66 System | Firehouse 66/12 (D) |  |  |  |  | Chino | 230 |  |  | 1 |  | FALSE | Chino | 230 | [12 empty] | 0 | 0
WDT981FT | 2012-05-16 | 2012-05-16 |  | WDAT | GIP - Fast Track | Fast Track | Inactive | Withdrawn | 2012-11-15 | Withdrawn (No Agrmt) | No |  |  | Photovoltaic(1.5) | 1.5 | San Bernardino | CA | 2013-09-01 | 2013-09-01 | Chang 12kV | CHANG 12KV | Etiwanda 220/66 | Desert Region | Chang | Etiwanda 220/66 System | Wimbledon 66/12 (D) |  |  |  |  | Etiwanda | 230 |  |  | 1 |  | FALSE | Etiwanda | 230 | [12 empty] | 0 | 0
WDT987FT | 2012-05-24 | 2012-05-24 | 2012-06-07 | WDAT | GIP - Fast Track | Fast Track | Inactive | Withdrawn | 2012-06-18 | Withdrawn (No Agrmt) | No |  |  | Photovoltaic(2) | 2 | Los Angeles | CA | 2013-05-01 |  | Heights 12 kV o/o Oasis 66/12 kV Sub | FARMS 12KV | Antelope 220/66 | North Coast Region | Farms | Antelope 220/66 System | Oasis 66/12 (D) |  |  |  |  | Antelope | 230 |  |  | 1 |  | FALSE | Antelope | 230 | [12 empty] | 0 | 0
WDT989FT |  | 2012-06-11 |  | WDAT | GIP - Fast Track | Fast Track | Inactive | Withdrawn | 2012-06-11 | Withdrawn (No Agrmt) | No |  |  | Photovoltaic(0.5) | 0.5 | San Bernardino | CA | 2013-10-31 | 2013-10-31 | Glen Ridge 12kV Circuit out of Peyton 66/12kV Substation | GLEN RIDGE 12KV | Chino 220/66 | Metro East Region | Glen Ridge | Chino 220/66 System | Peyton 66/12 (D) |  |  |  |  | Chino | 230 |  |  | 1 |  | FALSE | Chino | 230 | [12 empty] | 0 | 0
WDT990FT |  | 2012-06-11 |  | WDAT | GIP - Fast Track | Fast Track | Inactive | Withdrawn | 2012-07-11 | Withdrawn (No Agrmt) | No |  |  | Photovoltaic(0.5) | 0.5 | Orange | CA | 2013-10-31 |  | Warriors 12kV circuit out of Team 66/12kV Substation | [10 empty] | Check | Check | Check |  | 1 |  | FALSE | [14 empty] | 0 | 0
WDT991FT |  | 2012-05-04 |  | WDAT | GIP - Fast Track | Fast Track | Inactive | Withdrawn | 2013-01-21 | Withdrawn (No Agrmt) | No |  |  | Cogeneration()/Combined Cycle() | 100 | Los Angeles | CA | 2014-05-01 | 2014-05-01 | On site at APPGEN substatio, 66kV | Saugus 66kV | [9 empty] | Check | Check | Check |  | 1 |  | FALSE | [14 empty] | 0 | 0
WDT992ISP | 2012-12-10 | 2012-07-25 | 2012-12-10 | WDAT | GIP - ISP | ISP | Inactive | Withdrawn | 2013-11-13 | Withdrawn (No Agrmt) | No |  |  | Gas Turbine(145) | 145 | Orange | CA | 2017-01-01 | 2017-01-01 | Huntington Beach 66 kV Bus | Ellis 66kV | Ellis 220/66 | [8 empty] | Ellis | 230 |  |  | 1 |  | FALSE | Ellis | 230 | [12 empty] | 0 | 0
WDT994FT | 2012-07-11 | 2012-07-11 |  | WDAT | GIP - Fast Track | Fast Track | Inactive | Withdrawn | 2013-03-22 | Withdrawn (No Agrmt) | No |  |  | Photovoltaic(0.853) | 0.853 | Los Angeles | CA | 2013-10-31 | 2013-10-31 | Santa Fe Springs: Leffingwell 12 kV Line | LEFFINGWELL 12KV | Center 220/66 | Metro West Region | Leffingwell | Center 220/66 System | Santa Fe Springs 66/12 (D) |  |  |  |  | Center | 230 |  |  | 1 |  | FALSE | Center | 230 | [12 empty] | 0 | 0
WDT049 |  | 2000-05-11 |  | WDAT | SGIP | Serial | Inactive | Withdrawn | 2008-10-15 | Withdrawn (No Agrmt) | No |  |  |  | 11.8 |  | CA | 2004-12-31 |  |  | Terawind Substation | Devers Substation at 115 kV | [8 empty] | Devers | Check | Check |  | 1 |  | FALSE | Devers | Check | [12 empty] | 0 | 0
WDT084 | 2001-04-24 | 2001-04-17 | 2001-04-24 | WDAT | SGIP | Serial | Inactive | Withdrawn | 2001-12-12 | Withdrawn (No Agrmt) | No |  |  |  | 3.7 |  |  | 2001-11-15 | [12 empty] | Check | Check | Check |  | 1 |  | FALSE | [14 empty] | 0 | 0
WDT095 | 2001-10-18 | 2001-07-11 | 2001-10-18 | WDAT | LGIP | Serial | Inactive | Withdrawn | 2002-01-18 | Withdrawn (No Agrmt) | No |  |  |  | 47 |  |  | 2002-09-30 | [12 empty] | Check | Check | Check |  | 1 |  | FALSE | [14 empty] | 0 | 0
WDT169 | 2005-02-08 | 2005-01-17 | 2005-02-08 | WDAT | LGIP | Serial | Inactive | Withdrawn | 2005-10-05 | Withdrawn (No Agrmt) | No |  |  | Gas Turbine(49.9) | 49.9 | San Bernardino | CA | 2006-06-01 |  | 66kV bus at Vista Substation | 66kV bus at Vista Substation | ISO Grid | [8 empty] | ISO | Check | Check |  | 1 |  | FALSE | ISO | Check | [12 empty] | 0 | 0
WDT170 | 2005-02-08 | 2005-01-17 | 2005-02-08 | WDAT | LGIP | Serial | Inactive | Withdrawn | 2005-12-12 | Withdrawn (No Agrmt) | No |  |  | Gas Turbine(49.9) | 49.9 | Los Angeles | CA | 2006-06-01 |  | 66kV bus at Saugus Substation | 66kV bus at Saugus Substation | ISO Grid | [8 empty] | ISO | Check | Check |  | 1 |  | FALSE | ISO | Check | [12 empty] | 0 | 0
WDT171 | 2005-02-08 | 2005-01-28 | 2005-02-08 | WDAT | LGIP | Serial | Inactive | Withdrawn | 2005-04-25 | Withdrawn (No Agrmt) | No |  |  | Gas Turbine(49.9) | 49.9 | Los Angeles | CA | 2005-06-01 |  | 66kV line between Air Products Sub and Hinson Sub | 66kV line between Air Products Sub and Hinson Sub | ISO Grid | [8 empty] | ISO | Check | Check |  | 1 |  | FALSE | ISO | Check | [12 empty] | 0 | 0
WDT172 | 2005-02-08 | 2005-01-28 | 2005-02-08 | WDAT | LGIP | Serial | Inactive | Withdrawn | 2005-04-25 | Withdrawn (No Agrmt) | No |  |  | Gas Turbine(49.9) | 49.9 | Orange | CA | 2005-06-01 |  | 66kV line north of Johanna Sub. | 66kV line north of Johanna Sub. | ISO Grid | [8 empty] | ISO | Check | Check |  | 1 |  | FALSE | ISO | Check | [12 empty] | 0 | 0
WDT173 | 2005-02-08 | 2005-01-28 | 2005-02-08 | WDAT | LGIP | Serial | Inactive | Withdrawn | 2005-02-17 | Withdrawn (No Agrmt) | No |  |  | Gas Turbine(49.9) | 49.9 | San Bernardino | CA | 2005-06-01 |  | 115kV line north of Highgrove Sub | 115kV line north of Highgrove Sub | ISO Grid | [8 empty] | ISO | Check | Check |  | 1 |  | FALSE | ISO | Check | [12 empty] | 0 | 0
WDT174 | 2005-02-08 | 2005-01-28 | 2005-02-08 | WDAT | LGIP | Serial | Inactive | Withdrawn | 2005-04-25 | Withdrawn (No Agrmt) | No |  |  | Gas Turbine(49.9) | 49.9 | Orange | CA | 2005-06-01 |  | 66kV line east-north-east of Ellis Sub. | 66kV line east-north-east of Ellis Sub. | ISO Grid | [8 empty] | ISO | Check | Check |  | 1 |  | FALSE | ISO | Check | [12 empty] | 0 | 0
WDT175 | 2005-02-08 | 2005-01-28 | 2005-02-08 | WDAT | LGIP | Serial | Inactive | Withdrawn | 2005-06-03 | Withdrawn (No Agrmt) | No |  |  | Gas Turbine(49.9) | 49.9 | San Bernardino | CA | 2005-06-01 |  | 66kV line along Benson Avenue near State Street. | 66kV line along Benson Avenue near State Street. | ISO Grid | [8 empty] | ISO | Check | Check |  | 1 |  | FALSE | ISO | Check | [12 empty] | 0 | 0
WDT234 | 2006-08-23 | 2006-08-23 | 2006-09-13 | WDAT | LGIP | Serial | Inactive | Withdrawn | 2006-09-15 | Withdrawn (No Agrmt) | No |  |  | Gas Turbine(45.26) | 45.26 | Ventura | CA | 2007-07-02 |  | Moorpark Substation | Moorpark Substation | Moorpark Substation | [8 empty] | Moorpark | Check | Check |  | 1 |  | FALSE | Moorpark | Check | [12 empty] | 0 | 0
WDT181 | 2005-05-04 | 2005-05-02 | 2005-05-04 | WDAT | LGIP | Serial | Inactive | Withdrawn | 2006-03-01 | Withdrawn (No Agrmt) | No |  |  | Gas Turbine(55.5) | 55.5 | San Bernardino | CA | 2006-06-01 |  | 115 kV circuit out of Inyokern | 115 kV circuit out of Inyokern | Inyokern | [8 empty] | Inyokern | Check | Check |  | 1 |  | FALSE | Inyokern | Check | [12 empty] | 0 | 0
WDT187 | 2005-06-17 | 2005-05-06 | 2005-06-17 | WDAT | LGIP | Serial | Inactive | Withdrawn | 2005-12-12 | Withdrawn (No Agrmt) | No |  |  | Fuel Cell(49.9) | 49.9 | Los Angeles | CA | 2006-06-01 |  | 66kV line from FedGen into Laguna Bell | 66kV line from FedGen into Laguna Bell | ISO Grid | [8 empty] | ISO | Check | Check |  | 1 |  | FALSE | ISO | Check | [12 empty] | 0 | 0
WDT188 | 2005-05-13 | 2005-05-06 | 2005-05-13 | WDAT | LGIP | Serial | Inactive | Withdrawn | 2005-12-12 | Withdrawn (No Agrmt) | No |  |  | Fuel Cell(49.9) | 49.9 | San Bernardino | CA | 2006-05-01 |  | 66kV line between Pedley and Chino Substation | 66kV line between Pedley and Chino Substation | ISO Grid | [8 empty] | ISO | Check | Check |  | 1 |  | FALSE | ISO | Check | [12 empty] | 0 | 0
WDT192 | 2005-06-17 | 2005-05-06 | 2005-06-17 | WDAT | LGIP | Serial | Inactive | Withdrawn | 2005-10-05 | Withdrawn (No Agrmt) | No |  |  | Gas Turbine(49.9) | 49.9 | Ventura | CA | 2007-06-01 |  | Tap into 66kV line between Tayshell and Copco Substation | Tap into 66kV line between Tayshell and Copco Substation | ISO Grid | [8 empty] | ISO | Check | Check |  | 1 |  | FALSE | ISO | Check | [12 empty] | 0 | 0
WDT202 | 2005-06-24 | 2005-05-06 | 2005-06-24 | WDAT | LGIP | Serial | Inactive | Withdrawn | 2005-08-03 | Withdrawn (No Agrmt) | No |  |  | Gas Turbine(98) | 98 | Riverside | CA | 2007-05-01 |  | Vista Substation 66kV bus | Vista Substation 66kV bus | Vista Substation 230kV bus | [8 empty] | Vista | Check | Check |  | 1 |  | FALSE | Vista | Check | [12 empty] | 0 | 0
WDT203 | 2005-05-06 | 2005-05-06 | 2005-05-06 | WDAT | LGIP | Serial | Inactive | Withdrawn | 2005-06-28 | Withdrawn (No Agrmt) | No |  |  | Gas Turbine(83.4) | 83.4 | Santa Barbara | CA | 2006-05-01 |  | Goleta Substation 66kV bus | Goleta Substation 66kV bus | Goleta Substation 230kV bus | [8 empty] | Goleta | Check | Check |  | 1 |  | FALSE | Goleta | Check | [12 empty] | 0 | 0
WDT205 | 2005-07-20 | 2005-07-20 | 2005-07-20 | WDAT | LGIP | Serial | Inactive | Withdrawn | 2007-03-22 | Withdrawn (No Agrmt) | No |  |  | Wind Turbine(99) | 99 | San Bernardino | CA | 2007-10-01 |  | Black Mountain Substation | Black Mountain Substation | Victor 115 kV substation | [8 empty] | Victor | 115 |  |  | 1 |  | FALSE | Victor | 115 | [12 empty] | 0 | 0
WDT206 | 2005-08-22 | 2005-08-22 | 2005-08-22 | WDAT | LGIP | Serial | Inactive | Withdrawn | 2005-11-04 | Withdrawn (No Agrmt) | No |  |  | Gas Turbine(174) | 174 | San Bernardino | CA | 2007-06-01 |  | Etiwanda 66kV substation | Etiwanda 66kV substation | Etiwanda 230kV substation | [8 empty] | Etiwanda | Check | Check |  | 1 |  | FALSE | Etiwanda | Check | [12 empty] | 0 | 0
WDT207 | 2005-08-24 | 2005-08-24 | 2005-08-24 | WDAT | LGIP | Serial | Inactive | Withdrawn | 2006-05-11 | Withdrawn (No Agrmt) | No |  |  | Gas Turbine(49.9) | 49.9 | Los Angeles | CA | 2007-05-01 |  | Walnut 66 kV Substation | Walnut 66 kV Substation | Walnut 220 kV Substation | [8 empty] | Walnut | 230 |  |  | 1 |  | FALSE | Walnut | 230 | [12 empty] | 0 | 0
WDT208 | 2005-08-24 | 2005-08-24 | 2005-08-24 | WDAT | LGIP | Serial | Inactive | Withdrawn | 2006-05-11 | Withdrawn (No Agrmt) | No |  |  | Gas Turbine(49.9) | 49.9 | Riverside | CA | 2007-05-01 |  | Vista 115 kV Substation | Vista 115 kV Substation | Vista 220 kV Substation | [8 empty] | Vista | 230 | Check |  | 1 |  | FALSE | Vista | 230 | [12 empty] | 0 | 0
WDT209 | 2005-08-30 | 2005-08-30 | 2005-08-30 | WDAT | LGIP | Serial | Inactive | Withdrawn | 2006-05-11 | Withdrawn (No Agrmt) | No |  |  | Gas Turbine(49.9) | 49.9 | Los Angeles | CA | 2007-05-01 |  | Padua 66 kV Substation | Padua 66 kV Substation | Padua 220 kV Substation | [8 empty] | Padua | 230 |  |  | 1 |  | FALSE | Padua | 230 | [12 empty] | 0 | 0
WDT210 | 2005-08-26 | 2005-08-26 | 2005-08-26 | WDAT | LGIP | Serial | Inactive | Withdrawn | 2005-10-05 | Withdrawn (No Agrmt) | No |  |  | Gas Turbine(49.9) | 49.9 | Los Angeles | CA | 2006-05-01 |  | Walnut 66 kV Substation | Walnut 66 kV Substation | Walnut 220 kV Substation | [8 empty] | Walnut | 230 |  |  | 1 |  | FALSE | Walnut | 230 | [12 empty] | 0 | 0
WDT211 | 2005-09-08 | 2005-08-26 | 2005-09-08 | WDAT | LGIP | Serial | Inactive | Withdrawn | 2007-10-11 | Withdrawn (No Agrmt) | No |  |  | Gas Turbine(110) | 110 | Los Angeles | CA | 2008-06-15 |  | Appgen Substation at AES Placerita facility | Appgen Substation at AES Placerita facility | Pardee Substation | [8 empty] | Pardee | Check | Check |  | 1 |  | FALSE | Pardee | Check | [12 empty] | 0 | 0
WDT214 | 2006-03-22 | 2006-03-09 | 2006-03-22 | WDAT | SGIP | Serial | Inactive | Withdrawn | 2006-07-28 | Withdrawn (No Agrmt) | No |  |  |  | 10 | Los Angeles | CA | 2007-05-01 |  | Rhoda 16kV circuit out of Crater Sub | Rhoda 16kV circuit out of Crater Sub | [9 empty] | Check | Check | Check |  | 1 |  | FALSE | [14 empty] | 0 | 0
WDT228 | 2006-08-15 | 2006-08-15 | 2006-08-30 | WDAT | LGIP | Serial | Inactive | Withdrawn | 2006-11-28 | Withdrawn (No Agrmt) | No |  |  | Wind Turbine(63) | 63 | Riverside | CA | 2008-12-31 |  | Garnet-Banning-Maraschino-Windfarm 115 kV line | Garnet-Banning-Maraschino-Windfarm 115 kV line | Garnet Sub. 115 kV bus | [8 empty] | Garnet | Check | Check |  | 1 |  | FALSE | Garnet | Check | [12 empty] | 0 | 0
WDT232 | 2006-08-23 | 2006-08-23 | 2006-09-12 | WDAT | LGIP | Serial | Inactive | Withdrawn | 2006-09-15 | Withdrawn (No Agrmt) | No |  |  | Gas Turbine(47.18) | 47.18 | Los Angeles | CA | 2007-07-02 |  | Lighthipe Substation 66kV Bus | Lighthipe Substation 66kV Bus | Lighthipe Substation 220kV Bus | [8 empty] | Lighthipe | Check | Check |  | 1 |  | FALSE | Lighthipe | Check | [12 empty] | 0 | 0
WDT239 | 2006-09-25 | 2006-09-25 | 2006-09-25 | WDAT | LGIP | Serial | Inactive | Withdrawn | 2006-11-28 | Withdrawn (No Agrmt) | No |  |  | Wind Turbine(87) | 87 | Riverside | CA | 2008-12-31 |  | Banning - Devers 115 kV line | Banning - Devers 115 kV line | Garnet Sub . 115 kV bus | [8 empty] | Garnet | Check | Check |  | 1 |  | FALSE | Garnet | Check | [12 empty] | 0 | 0
WDT289 | 2008-03-27 | 2008-03-27 | 2008-04-04 | WDAT | LGIP | Serial | Inactive | Withdrawn | 2008-05-05 | Withdrawn (No Agrmt) | No |  |  | Photovoltaic(100) | 100 | Kern | CA | 2009-05-01 |  | 115 kV line between Holgate and Kramer Substation | 115 kV line between Holgate and Kramer Substation | [9 empty] | Check | Check | Check |  | 1 |  | FALSE | [14 empty] | 0 | 0
WDT436 |  | 2010-02-12 |  | WDAT | CLGIP | QC_002 | Inactive | Withdrawn | 2010-04-15 | Withdrawn (No Agrmt) | No |  |  | Photovoltaic(325) | 325 | Los Angeles | CA | 2012-05-01 | 2012-05-01 | Pearlblossom-Vincent 230kV line | [10 empty] | Check | Check | Check |  | 1 |  | FALSE | [14 empty] | 0 | 0
WDT242 |  | 2006-10-26 |  | WDAT | SGIP | Serial | Inactive | Withdrawn | 2006-11-14 | Withdrawn (No Agrmt) | No |  |  |  | 1 | San Bernardino | CA |  |  |  | Distribution Voltage Line that Serves SCE's Pisgah Substation | Pisgah Substation | [8 empty] | Pisgah | Check | Check |  | 1 |  | FALSE | Pisgah | Check | [12 empty] | 0 | 0
WDT245 |  | 2006-12-06 |  | WDAT | SGIP | Serial | Inactive | Withdrawn | 2007-11-28 | Withdrawn (No Agrmt) | No |  |  |  | 1 | Kern | CA | 2007-10-01 |  |  | Greasewood 12kV Line o/o Cal City Sub (at Pole #246039) | ISO Controlled Grid @ Kramer 115kV Bus | [8 empty] | ISO | Check | Check |  | 1 |  | FALSE | ISO | Check | [12 empty] | 0 | 0
WDT247 | 2006-12-15 | 2006-12-15 | 2006-12-27 | WDAT | LGIP | Serial | Inactive | Withdrawn | 2007-07-20 | Withdrawn (No Agrmt) | No |  |  | Gas Turbine(49) | 49 | Tulare | CA |  |  | Goshen Substation | Goshen Substation | ISO Controlled Grid @ Rector 220kV bus | [8 empty] | ISO | Check | Check |  | 1 |  | FALSE | ISO | Check | [12 empty] | 0 | 0
WDT252 | 2006-11-30 | 2006-11-30 | 2006-01-04 | WDAT | LGIP | Serial | Inactive | Withdrawn | 2007-04-19 | Withdrawn (No Agrmt) | No |  |  | Wind Turbine(30) | 30 | Riverside | CA |  |  | Not Available | [10 empty] | Check | Check | Check |  | 1 |  | FALSE | [14 empty] | 0 | 0
WDT254 | 2007-01-23 | 2007-01-23 | 2007-01-23 | WDAT | LGIP | Serial | Inactive | Withdrawn | 2008-02-27 | Withdrawn (No Agrmt) | No |  |  | Gas Turbine(309) | 309 | Riverside | CA | 2010-10-01 |  | Valley 115 kV Switchyard | Valley 115 kV Switchyard | Valley 500 kV Bus | [8 empty] | Valley | 500 | Check |  | 1 |  | FALSE | Valley | 500 | [12 empty] | 0 | 0
WDT259 |  | 2007-02-16 |  | WDAT | SGIP | Serial | Inactive | Withdrawn | 2007-03-31 | Withdrawn (No Agrmt) | No |  |  |  | 1 | San Bernardino | CA | 2007-12-15 |  |  | Hector 12kV Ciircuit | [9 empty] | Check | Check | Check |  | 1 |  | FALSE | [14 empty] | 0 | 0
WDT274 | 2008-03-27 | 2008-03-27 | 2008-04-04 | WDAT | LGIP | Serial | Inactive | Withdrawn | 2008-05-05 | Withdrawn (No Agrmt) | No |  |  | Photovoltaic(20.1) | 20.1 | San Bernardino | CA | 2009-05-01 |  | 35kV line between Gale and Cady Substation | 35kV line between Gale and Cady Substation | [9 empty] | Check | Check | Check |  | 1 |  | FALSE | [14 empty] | 0 | 0
WDT275 | 2008-03-27 | 2008-03-27 | 2008-04-04 | WDAT | LGIP | Serial | Inactive | Withdrawn | 2008-05-05 | Withdrawn (No Agrmt) | No |  |  | Photovoltaic(20.1) | 20.1 | San Bernardino | CA | 2009-05-01 |  | 35 kV line between Cottonwood and Peacor Substation | 35 kV line between Cottonwood and Peacor Substation | [9 empty] | Check | Check | Check |  | 1 |  | FALSE | [14 empty] | 0 | 0
WDT278 | 2008-03-27 | 2008-03-27 | 2008-04-04 | WDAT | LGIP | Serial | Inactive | Withdrawn | 2008-05-05 | Withdrawn (No Agrmt) | No |  |  | Photovoltaic(50) | 50 | San Bernardino | CA | 2008-05-01 |  | 35 kV line between CA City and Heavy Substation | 35 kV line between CA City and Heavy Substation | [9 empty] | Check | Check | Check |  | 1 |  | FALSE | [14 empty] | 0 | 0
WDT279 | 2008-03-27 | 2008-03-27 | 2008-04-04 | WDAT | LGIP | Serial | Inactive | Withdrawn | 2008-05-05 | Withdrawn (No Agrmt) | No |  |  | Photovoltaic(100) | 100 | Los Angeles | CA | 2008-05-01 |  | 66 kV line between Little Rock and Wilsona Substation | 66 kV line between Little Rock and Wilsona Substation | [9 empty] | Check | Check | Check |  | 1 |  | FALSE | [14 empty] | 0 | 0
WDT281 | 2008-03-27 | 2008-03-27 | 2008-04-04 | WDAT | LGIP | Serial | Inactive | Withdrawn | 2008-05-05 | Withdrawn (No Agrmt) | No |  |  | Photovoltaic(50) | 50 | San Bernardino | CA | 2009-05-01 |  | 35 kV line between Gale and Minneola Substation | 35 kV line between Gale and Minneola Substation | [9 empty] | Check | Check | Check |  | 1 |  | FALSE | [14 empty] | 0 | 0
WDT283 | 2008-03-27 | 2008-03-27 | 2008-04-04 | WDAT | LGIP | Serial | Inactive | Withdrawn | 2008-05-05 | Withdrawn (No Agrmt) | No |  |  | Photovoltaic(50) | 50 | San Bernardino | CA |  |  | 35 kV line between Lucerne, Gobar and Cottonwood | 35 kV line between Lucerne, Gobar and Cottonwood | [9 empty] | Check | Check | Check |  | 1 |  | FALSE | [14 empty] | 0 | 0
WDT284 | 2008-03-27 | 2008-03-27 | 2008-04-04 | WDAT | LGIP | Serial | Inactive | Withdrawn | 2008-05-05 | Withdrawn (No Agrmt) | No |  |  | Photovoltaic(50) | 50 | San Bernardino | CA | 2009-05-01 |  | 35kV line from Baker Substation | 35kV line from Baker Substation | [9 empty] | Check | Check | Check |  | 1 |  | FALSE | [14 empty] | 0 | 0
WDT305 | 2008-08-22 | 2008-06-02 | 2008-08-22 | WDAT | LGIP | Serial | Inactive | Withdrawn | 2008-10-10 | Withdrawn (No Agrmt) | No |  |  | Photovoltaic(40) | 40 | Riverside | CA | 2010-12-31 |  | 33 kV distribution bus of the Blythe Substation | 33 kV distribution bus of the Blythe Substation | [9 empty] | Check | Check | Check |  | 1 |  | FALSE | [14 empty] | 0 | 0
WDT306 | 2008-08-22 | 2008-06-02 | 2008-08-22 | WDAT | LGIP | Serial | Inactive | Withdrawn | 2008-10-10 | Withdrawn (No Agrmt) | No |  |  | Photovoltaic(40) | 40 | San Bernardino | CA | 2010-12-31 |  | 115 kV bus of the Hi Desert Substation | 115 kV bus of the Hi Desert Substation | [9 empty] | Check | Check | Check |  | 1 |  | FALSE | [14 empty] | 0 | 0
WDT307 | 2008-08-22 | 2008-06-02 | 2008-08-22 | WDAT | LGIP | Serial | Inactive | Withdrawn | 2008-10-10 | Withdrawn (No Agrmt) | No |  |  | Photovoltaic(40) | 40 | San Bernardino | CA | 2010-12-31 |  | 115 kV bus of the Holgate Substation | 115 kV bus of the Holgate Substation | [9 empty] | Check | Check | Check |  | 1 |  | FALSE | [14 empty] | 0 | 0
WDT332 |  | 2009-04-10 |  | WDAT | SGIP | Serial | Inactive | Withdrawn | 2009-04-22 | Withdrawn (No Agrmt) | No |  |  |  | 19.99 |  | CA |  |  |  | Vestal-Weldon 66 kV line, approx. two miles west of SCE's Weldon Substation | [9 empty] | Check | Check | Check |  | 1 |  | FALSE | [14 empty] | 0 | 0
WDT333 |  | 2009-04-10 |  | WDAT | SGIP | Serial | Inactive | Withdrawn | 2009-04-22 | Withdrawn (No Agrmt) | No |  |  |  | 19.99 |  | CA |  |  |  | Vestal-Weldon 66 kV line, approximately two miles west of SCE's Weldon Substation | [9 empty] | Check | Check | Check |  | 1 |  | FALSE | [14 empty] | 0 | 0
WDT523 |  | 2010-04-20 |  | WDAT | SGIP | Serial | Inactive | Withdrawn | 2010-05-17 | Withdrawn (No Agrmt) | No |  |  | Photovoltaic(1) | 1 | Los Angeles | CA | 2011-06-01 |  |  | 114 Grand Cypress Ave., Palmdale, CA | [9 empty] | Check | Check | Check |  | 1 |  | FALSE | [14 empty] | 0 | 0
GFID5311 |  | 2010-04-12 |  | Rule 21 | Rule 21 Export | Fast Track | Inactive | Withdrawn | 2012-09-14 | Withdrawn (No Agrmt) | No |  |  | Photovoltaic(1.5) | 1.5 | San Bernardino | CA | [13 empty] | Check | Check | Check |  | 1 |  | FALSE | [14 empty] | 0 | 0
GFID6098 | 2010-04-13 | 2010-04-13 | 2010-12-15 | Rule 21 | Rule 21 Export | Serial | Inactive | IA Terminated |  | Terminated | Yes | 2011-08-03 | 2011-12-28 | Wind Turbine(9) | 0 | Riverside | CA | 2010-12-01 |  | Garnet 33: PIERSON 33 kV line | Garnet 115 kV | Devers 220/115 | Desert |  | Devers 220/115 | [5 empty] | Devers | 230 |  |  | 1 |  | FALSE | Devers | 230 | [12 empty] | 0 | 0
GFID6118 | 2011-04-13 | 2010-04-13 | 2010-12-15 | Rule 21 | Rule 21 Export | Serial | Inactive | IA Terminated |  | Terminated | Yes | 2011-08-03 | 2011-12-28 | Wind Turbine(10.5) | 0 | Riverside | CA | 2010-12-01 | [12 empty] | Check | Check | Check |  | 1 |  | FALSE | [14 empty] | 0 | 0
GFID5441 |  | 2010-08-05 |  | Rule 21 | Rule 21 Export | Fast Track | Inactive | Withdrawn | 2010-09-02 | Withdrawn (No Agrmt) | No |  |  |  | 1.5 | San Bernardino | CA | [13 empty] | Check | Check | Check |  | 1 |  | FALSE | [14 empty] | 0 | 0
WDT664 | 2010-11-23 | 2010-09-27 |  | WDAT | SGIP | Serial | Inactive | Withdrawn | 2011-12-27 | Withdrawn (No Agrmt) | No |  |  | Photovoltaic(20) | 20 | San Bernardino | CA | 2013-01-15 | 2013-01-15 | Cottonwood - Permanente 115 kV Line |  | Victor 220kV bus | Rurals |  | Victor 220/115 | [5 empty] | Victor | Check | Check |  | 1 |  | FALSE | Victor | Check | [12 empty] | 0 | 0
GFID5453 |  | 2010-08-20 |  | Rule 21 | Rule 21 Export | Fast Track | Inactive | Withdrawn | 2012-10-29 | Withdrawn (No Agrmt) | No | [19 empty] | Check | Check | Check |  | 1 |  | FALSE | [14 empty] | 0 | 0
GFID5454 |  | 2010-08-20 |  | Rule 21 | Rule 21 Export | Fast Track | Inactive | Withdrawn | 2010-10-29 | Withdrawn (No Agrmt) | No | [8 empty] | ROSAMOND: WILLOW SPRINGS 12 Kv Line |  | Antelope 220/66 | North Coast |  | Antelope 220/66 | Rosamond 66/12 (D) |  |  |  |  | Antelope | 230 |  |  | 1 |  | FALSE | Antelope | 230 | [12 empty] | 0 | 0
WDT724 |  | 2011-02-01 |  | WDAT | SGIP | Serial | Inactive | Withdrawn | 2012-08-29 | Withdrawn (No Agrmt) | No |  |  | Photovoltaic(0.921) | 0.921 | [15 empty] | Check | Check | Check |  | 1 |  | FALSE | [14 empty] | 0 | 0
GFID7181 |  | 2011-02-25 |  | Rule 21 | Rule 21 Export | Fast Track | Inactive | Withdrawn | 2012-06-25 | Withdrawn (No Agrmt) | No |  |  |  | 1 |  |  | 2012-01-16 |  | 29025 Via Santa Rosa, Temecula CA 92350 | [10 empty] | Check | Check | Check |  | 1 |  | FALSE | [14 empty] | 0 | 0
WDT399 |  | 2009-11-10 |  | WDAT | SGIP | Serial | Inactive | Withdrawn | 2010-01-19 | Withdrawn (No Agrmt) | No |  |  |  | 5 | [15 empty] | Check | Check | Check |  | 1 |  | FALSE | [14 empty] | 0 | 0
GFID5832 |  | 2011-10-21 |  | Rule 21 | Rule 21 Export | Fast Track | Inactive | Withdrawn | 2011-11-08 | Withdrawn (No Agrmt) | No |  |  | Photovoltaic(0) | 0 | Los Angeles | CA | 2012-12-01 | 2012-12-01 | Sawtelle/Wilshire Los Angeles, CA 90025 |  | La Cienega 230/66 | Metro West |  | La Cienega 220/66 | [5 empty] | La | Check | Check |  | 1 |  | FALSE | La | Check | [12 empty] | 0 | 0
GFID5977 | 2012-08-23 | 2012-08-23 | 2012-09-11 | Rule 21 | Rule 21 Export | Fast Track | Inactive | Withdrawn | 2012-10-04 | Withdrawn (No Agrmt) | No |  |  | Photovoltaic(1.5) | 1.5 | Los Angeles | CA | 2012-06-01 | 2014-06-01 | CROWDER 12KV | CROWDER 12KV | Antelope 220/66 | [8 empty] | Antelope | 230 |  |  | 1 |  | FALSE | Antelope | 230 | [12 empty] | 0 | 0
WDT998FT | 2012-10-25 | 2012-10-25 |  | WDAT | GIP - Fast Track | Fast Track | Inactive | Withdrawn | 2012-10-25 | Withdrawn (No Agrmt) | No |  |  | Photovoltaic(1) | 1 | Tulare | CA | 2013-07-17 | 2013-07-17 | GREAT LAKES: HURON 12 kV Line |  | Antelope 220/66 | North Coast |  | Antelope 220/66 | [5 empty] | Antelope | 230 |  |  | 1 |  | FALSE | Antelope | 230 | [12 empty] | 0 | 0
GFID5572 | 2011-05-20 | 2011-05-20 |  | Rule 21 | Rule 21 Export | Serial | Inactive | Withdrawn | 2012-05-10 | Withdrawn (No Agrmt) | No |  |  | Photovoltaic(1) | 1 | Los Angeles | CA |  | 2012-07-01 | E. 90th St. & East Ave. S, Palmdale (LA County), 93539 | [10 empty] | Check | Check | Check |  | 1 |  | FALSE | [14 empty] | 0 | 0
GFID5573 | 2011-05-20 | 2011-05-20 |  | Rule 21 | Rule 21 Export | Serial | Inactive | Withdrawn | 2012-05-10 | Withdrawn (No Agrmt) | No |  |  | Photovoltaic(1.5) | 1.5 | Los Angeles | CA |  | 2012-06-01 | E. 90th St. & East Ave. S, Palmdale (LA County), 93539 | [10 empty] | Check | Check | Check |  | 1 |  | FALSE | [14 empty] | 0 | 0
GFID5574 | 2011-05-20 | 2011-05-20 |  | Rule 21 | Rule 21 Export | Serial | Inactive | Withdrawn | 2012-05-10 | Withdrawn (No Agrmt) | No |  |  | Photovoltaic(1.5) | 1.5 | Los Angeles | CA |  | 2012-06-01 | E. 90th St. & East Ave. S, Palmdale (LA County), 93539 | [10 empty] | Check | Check | Check |  | 1 |  | FALSE | [14 empty] | 0 | 0
GFID5575 | 2011-07-15 | 2011-07-15 |  | Rule 21 | Rule 21 Export | Serial | Inactive | Withdrawn | 2012-12-06 | Withdrawn (No Agrmt) | No |  |  | Photovoltaic(1.5) | 1.5 | Los Angeles | CA | 2012-07-01 | 2012-07-01 | Blendsoe 12KV circuit out of Neenach Substation | [10 empty] | Check | Check | Check |  | 1 |  | FALSE | [14 empty] | 0 | 0
GFID5576 | 2011-07-15 | 2011-07-15 |  | Rule 21 | Rule 21 Export | Serial | Inactive | Withdrawn | 2012-12-06 | Withdrawn (No Agrmt) | No |  |  | Photovoltaic(1.5) | 1.5 | los angeles | CA | 2012-07-01 | 2012-07-01 | Blendsoe 12 kV out of Neenach Substation | [10 empty] | Check | Check | Check |  | 1 |  | FALSE | [14 empty] | 0 | 0
GFID5577 |  | 2013-03-22 |  | Rule 21 | Rule 21 Export | Fast Track | Inactive | Withdrawn | 2012-12-10 | Withdrawn (No Agrmt) | No |  |  | Photovoltaic(1) | 1 | Los Angeles | CA |  | 2012-07-21 | [11 empty] | Check | Check | Check |  | 1 |  | FALSE | [14 empty] | 0 | 0
GFID5481 |  | 2010-12-07 |  | Rule 21 | Rule 21 Export | Serial | Inactive | Withdrawn | 2010-12-14 | Withdrawn (No Agrmt) | No |  |  | Photovoltaic(1.5) | 1.5 | Kern | CA |  | 2011-07-31 | [11 empty] | Check | Check | Check |  | 1 |  | FALSE | [14 empty] | 0 | 0
GFID5482 |  | 2010-12-07 |  | Rule 21 | Rule 21 Export | Serial | Inactive | Withdrawn | 2010-12-14 | Withdrawn (No Agrmt) | No |  |  | Photovoltaic(1) | 1 | Los Angeles | CA |  | 2011-07-31 | [11 empty] | Check | Check | Check |  | 1 |  | FALSE | [14 empty] | 0 | 0
GFID5483 |  | 2010-12-07 |  | Rule 21 | Rule 21 Export | Serial | Inactive | Withdrawn | 2010-12-14 | Withdrawn (No Agrmt) | No |  |  | Photovoltaic(1) | 1 | Los Angeles | CA |  | 2011-07-31 | [11 empty] | Check | Check | Check |  | 1 |  | FALSE | [14 empty] | 0 | 0
GFID5484 |  | 2010-12-07 |  | Rule 21 | Rule 21 Export | Serial | Inactive | Withdrawn | 2010-12-14 | Withdrawn (No Agrmt) | No |  |  | Photovoltaic(1.5) | 1.5 | Kern | CA |  | 2011-07-31 | [11 empty] | Check | Check | Check |  | 1 |  | FALSE | [14 empty] | 0 | 0
GFID5485 |  | 2010-12-07 |  | Rule 21 | Rule 21 Export | Serial | Inactive | Withdrawn | 2010-12-14 | Withdrawn (No Agrmt) | No |  |  | Photovoltaic(1.5) | 1.5 | Kern | CA |  | 2011-07-31 | [11 empty] | Check | Check | Check |  | 1 |  | FALSE | [14 empty] | 0 | 0
GFID5486 |  | 2010-12-07 |  | Rule 21 | Rule 21 Export | Serial | Inactive | Withdrawn | 2010-12-14 | Withdrawn (No Agrmt) | No |  |  | Photovoltaic(1.5) | 1.5 | Los Angeles | CA |  | 2011-07-31 | [11 empty] | Check | Check | Check |  | 1 |  | FALSE | [14 empty] | 0 | 0
GFID5487 |  | 2010-12-07 |  | Rule 21 | Rule 21 Export | Serial | Inactive | Withdrawn | 2010-12-14 | Withdrawn (No Agrmt) | No |  |  | Photovoltaic(1.5) | 1.5 | Los Angeles | CA |  | 2011-07-31 | [11 empty] | Check | Check | Check |  | 1 |  | FALSE | [14 empty] | 0 | 0
GFID5488 |  | 2010-12-07 |  | Rule 21 | Rule 21 Export | Serial | Inactive | Withdrawn | 2010-12-14 | Withdrawn (No Agrmt) | No |  |  | Photovoltaic(1.5) | 1.5 | Los Angeles | CA |  | 2011-07-31 | [11 empty] | Check | Check | Check |  | 1 |  | FALSE | [14 empty] | 0 | 0
GFID5490 |  | 2010-12-07 |  | Rule 21 | Rule 21 Export | Serial | Inactive | Withdrawn | 2010-12-14 | Withdrawn (No Agrmt) | No |  |  | Photovoltaic(1.5) | 1.5 | Los Angeles | CA |  | 2011-07-31 | [11 empty] | Check | Check | Check |  | 1 |  | FALSE | [14 empty] | 0 | 0
GFID5491 |  | 2010-12-07 |  | Rule 21 | Rule 21 Export | Serial | Inactive | Withdrawn | 2010-12-14 | Withdrawn (No Agrmt) | No |  |  | Photovoltaic(1.5) | 1.5 | Los Angeles | CA |  | 2011-07-31 | [11 empty] | Check | Check | Check |  | 1 |  | FALSE | [14 empty] | 0 | 0
GFID5492 |  | 2010-12-07 |  | Rule 21 | Rule 21 Export | Serial | Inactive | Withdrawn | 2010-12-14 | Withdrawn (No Agrmt) | No |  |  | Photovoltaic(1.5) | 1.5 | Los Angeles | CA |  | 2011-07-31 | [11 empty] | Check | Check | Check |  | 1 |  | FALSE | [14 empty] | 0 | 0
GFID5493 |  | 2010-12-07 |  | Rule 21 | Rule 21 Export | Serial | Inactive | Withdrawn | 2010-12-14 | Withdrawn (No Agrmt) | No |  |  | Photovoltaic(1.5) | 1.5 | Los Angeles | CA |  | 2011-07-31 | [11 empty] | Check | Check | Check |  | 1 |  | FALSE | [14 empty] | 0 | 0
GFID5494 |  | 2010-12-07 |  | Rule 21 | Rule 21 Export | Serial | Inactive | Withdrawn | 2010-12-14 | Withdrawn (No Agrmt) | No |  |  | Photovoltaic(1.5) | 1.5 | Los Angeles | CA |  | 2011-07-31 | [11 empty] | Check | Check | Check |  | 1 |  | FALSE | [14 empty] | 0 | 0
GFID5495 |  | 2010-12-07 |  | Rule 21 | Rule 21 Export | Serial | Inactive | Withdrawn | 2010-12-14 | Withdrawn (No Agrmt) | No |  |  | Photovoltaic(1.5) | 1.5 | Los Angeles | CA |  | 2011-07-31 | [11 empty] | Check | Check | Check |  | 1 |  | FALSE | [14 empty] | 0 | 0
GFID5496 |  | 2010-12-07 |  | Rule 21 | Rule 21 Export | Serial | Inactive | Withdrawn | 2010-12-14 | Withdrawn (No Agrmt) | No |  |  | Photovoltaic(1.5) | 1.5 | Los Angeles | CA |  | 2011-07-31 | [11 empty] | Check | Check | Check |  | 1 |  | FALSE | [14 empty] | 0 | 0
GFID5497 |  | 2010-12-07 |  | Rule 21 | Rule 21 Export | Serial | Inactive | Withdrawn | 2010-12-14 | Withdrawn (No Agrmt) | No |  |  | Photovoltaic(1.5) | 1.5 | Los Angeles | CA |  | 2011-07-31 | [11 empty] | Check | Check | Check |  | 1 |  | FALSE | [14 empty] | 0 | 0
GFID5498 |  | 2010-12-07 |  | Rule 21 | Rule 21 Export | Serial | Inactive | Withdrawn | 2010-12-14 | Withdrawn (No Agrmt) | No |  |  | Photovoltaic(1) | 1 | Los Angeles | CA |  | 2011-07-31 | [11 empty] | Check | Check | Check |  | 1 |  | FALSE | [14 empty] | 0 | 0
GFID5489 |  | 2010-12-07 |  | Rule 21 | Rule 21 Export | Serial | Inactive | Withdrawn | 2010-12-14 | Withdrawn (No Agrmt) | No |  |  | Photovoltaic(1.5) | 1.5 | Los Angeles | CA |  | 2011-07-31 | [11 empty] | Check | Check | Check |  | 1 |  | FALSE | [14 empty] | 0 | 0
WDT1040 | 2010-05-26 | 2010-05-24 | 2010-05-26 | WDAT | GIP - Cluster Study | CAISO SGIP Transition | Inactive | Withdrawn | 2015-02-05 | In Negotiation | No |  |  | Photovoltaic(13) | 13 | Riverside | CA | 2011-08-01 | 2015-10-31 | Tap onto Devers-Farrell-Windland 115 kV line | Tap onto Devers-Farrell-Windland 115 kV line | Devers 220 kV bus | Desert |  | Devers 220/115 |  |  |  | Devers | 230 | Devers | 230 |  |  | 1 |  | FALSE | Devers | 230 | [12 empty] | 0 | 0
WDT1079 | 2013-09-18 | 2013-09-18 | 2013-09-18 | WDAT | SGIP | Serial | Inactive | Withdrawn | 2014-12-18 | In Negotiation | No |  |  | Wind Turbine(16.5) | 16.5 | Riverside |  | 2010-12-31 | 2010-12-31 | Devers - Garnet 115 kV Line |  | Devers 220/115 | Desert |  | Devers 220/115 | [5 empty] | Devers | 230 |  |  | 1 |  | FALSE | Devers | 230 | [12 empty] | 0 | 0
WDT1177 | 2014-04-30 | 2014-04-30 | 2014-05-29 | WDAT | GIP - Cluster Study | QC_007 | Inactive | Withdrawn | 2016-01-07 | Not Started | No |  |  | Photovoltaic(20.8) | 20 | Riverside | CA | 2014-04-30 | 2016-08-01 | Lakeview 115 kV | Lakeview 115 kV | Valley Substation 500kV bus | San Jacinto Valley |  | Valley 500/115 | [5 empty] | Valley | Check | Check |  | 1 |  | FALSE | Valley | Check | [12 empty] | 0 | 0
WDT1179 | 2014-04-30 | 2014-04-30 | 2014-05-29 | WDAT | GIP - Cluster Study | QC_007 | Inactive | Withdrawn | 2015-01-23 | Not Started | No |  |  | Photovoltaic(20.8) | 20 | Kern | CA | 2016-09-01 | 2016-08-01 | Banducci 66 kV | Banducci 66 kV | Windhub 220 kV bus | North Coast |  | Windhub 220/66 | [5 empty] | Windhub | 230 |  |  | 1 |  | FALSE | Windhub | 230 | [12 empty] | 0 | 0
WDT1181 | 2014-04-30 | 2014-04-30 | 2014-05-23 | WDAT | GIP - Cluster Study | QC_007 | Inactive | Withdrawn | 2015-01-23 | Not Started | No |  |  | Photovoltaic(20.8) | 20 | Riverside | CA | 2016-09-01 | 2016-09-21 | Maraschino 115 kV | Maraschino 115 kV | El Casco Substation 220kV bus | San Jacinto Valley | [7 empty] | El | Check | Check |  | 1 |  | FALSE | El | Check | [12 empty] | 0 | 0
WDT1183 | 2014-04-30 | 2014-04-30 | 2014-05-29 | WDAT | GIP - Cluster Study | QC_007 | Inactive | Withdrawn | 2015-02-10 | Not Started | No |  |  | Energy Storage(50)/Gas Turbine(49.5) | 99.5 | Orange | CA | 2018-03-30 | 2018-04-13 | Johanna 66 kV Substation or Johanna-Chestnut 66 kV line | 1590 E St. Gertrude, Santa Ana Ca 92705 | Johanna 220kV bus | Orange |  | Johanna 220/66 | Johanna 66/12 (D) |  |  |  |  | Johanna | Check | Check |  | 1 |  | FALSE | Johanna | Check | [12 empty] | 0 | 0
WDT1184 | 2014-04-30 | 2014-04-30 | 2014-05-30 | WDAT | GIP - Cluster Study | QC_007 | Inactive | Withdrawn | 2015-02-06 | Not Started | No |  |  | Energy Storage(20.4) | 20 | San Bernardino | CA | 2016-04-01 | 2016-04-01 | Etiwanda-Declez 66 kV | Etiwanda-Declez 66 kV | Etiwanda 230kV | Desert |  | Etiwanda 220/66 | [5 empty] | Etiwanda | Check | Check |  | 1 |  | FALSE | Etiwanda | Check | [12 empty] | 0 | 0
WDT1194 | 2014-04-30 | 2014-04-30 | 2014-05-29 | WDAT | GIP - Cluster Study | QC_007 | Inactive | Withdrawn | 2015-01-28 | Not Started | No |  |  | Photovoltaic(65)/Energy Storage(40) | 85 | San Diego | CA | 2019-02-15 | 2019-02-01 | Moreno 115kV | Valley 115 kV | Valley 500/115 | San Jacinto Valley |  | Valley 500/115 | [5 empty] | Valley | 500 | Check |  | 1 |  | FALSE | Valley | 500 | [12 empty] | 0 | 0
WDT1195 | 2014-04-30 | 2014-04-30 | 2014-05-29 | WDAT | GIP - Cluster Study | QC_007 | Inactive | Withdrawn | 2014-07-17 | Withdrawn (No Agrmt) | No |  |  | Photovoltaic()/Energy Storage() | 105 | Riverside | CA | 2019-02-15 | 2019-02-01 | Pauba 115 KV | Valley 115 kV | Valley 500/115 | San Jacinto Valley |  | Valley 500/115 | [5 empty] | Valley | 500 | Check |  | 1 |  | FALSE | Valley | 500 | [12 empty] | 0 | 0
WDT1196 | 2014-04-30 | 2014-04-30 | 2014-05-28 | WDAT | GIP - Cluster Study | QC_007 | Inactive | Withdrawn | 2015-02-13 | Not Started | No |  |  | Gas Turbine(396)/Energy Storage(400) | 658 | Riverside | CA | 2019-02-01 | 2019-02-01 | Valley 115 kV | Valley 115 kV | Valley 500/115 | San Jacinto Valley |  | Valley 500/115 | [5 empty] | Valley | 500 | Check |  | 1 |  | FALSE | Valley | 500 | [12 empty] | 0 | 0
WDT1201a | 2014-04-30 | 2014-04-30 | 2014-05-29 | WDAT | GIP - Cluster Study | QC_007 | Inactive | Withdrawn | 2015-06-08 | Withdrawn (No Agrmt) | No |  |  | Energy Storage(10) | 10 | Los Angeles | CA | 2017-11-15 | 2017-11-15 | Inglewood 16kV | Inglewood 16kV | El Nido 220/66 | Metro West | Hallet 16kV | El Nido 220/66 | Inglewood 66/16 (D) |  |  |  |  | El | Check | Check |  | 1 |  | FALSE | El | Check | [12 empty] | 0 | 0
WDT1208 | 2013-04-30 | 2013-04-30 | 2013-05-13 | WDAT | GIP - Cluster Study | QC_006 | Inactive | Withdrawn | 2015-02-26 | Not Started | No |  |  | Photovoltaic(50.5) | 50 | San Bernardino | CA | 2016-09-01 | 2015-09-01 | Victor-Phelan 115kV | Victor-Phelan 115kV | Victor 220kV bus | Rurals |  | Victor 220/115 | [5 empty] | Victor | Check | Check |  | 1 |  | FALSE | Victor | Check | [12 empty] | 0 | 0
WDT1269 | 2015-04-30 | 2015-04-06 | 2015-04-17 | WDAT | GIP - Cluster Study | QC_008 | Inactive | Withdrawn | 2016-02-26 | Not Started | No |  |  | Photovoltaic(22) | 20 | Tulare | CA | 2018-01-31 | 2018-01-31 | Vestal 66 kV Bus | Vestal 66 kV bus | Vestal 220kV bus | San Joaquin |  | Vestal 220/66 | [5 empty] | Vestal | Check | Check |  | 1 |  | FALSE | Vestal | Check | [12 empty] | 0 | 0
WDT1311 |  | 2015-04-30 |  | WDAT | GIP - Cluster Study | QC_008 | Inactive | Withdrawn | 2015-05-20 | Not Started | No |  |  | Energy Storage(100) | 100 | Orange | CA | 2019-03-31 |  | Viejo 66 kV bus | [10 empty] | Check | Check | Check |  | 1 |  | FALSE | [14 empty] | 0 | 0
WDT1272 |  | 2015-04-17 |  | WDAT | GIP - Cluster Study | QC_008 | Inactive | Withdrawn | 2015-05-20 | Not Started | No |  |  | Energy Storage(50) | 50 | Orange | CA | 2018-07-01 | 2018-07-01 | 33.717214, -117.855299 |  | Johanna 220kV bus | Orange |  | Johanna 220/66 | [5 empty] | Johanna | Check | Check |  | 1 |  | FALSE | Johanna | Check | [12 empty] | 0 | 0
WDT1278 | 2015-04-30 | 2015-04-28 | 2015-05-29 | WDAT | GIP - Cluster Study | QC_008 | Inactive | Withdrawn | 2016-03-03 | Not Started | No |  |  | Photovoltaic(31.16) | 30 | Kern | CA | 2018-09-30 | 2020-01-01 | Inyokern-Searless 115kV | Inyokern - McGen - Searless 115kV | Inyokern Substation 115 kV bus | Rurals |  | Kramer 220/115 | [5 empty] | Inyokern | Check | Check |  | 1 |  | FALSE | Inyokern | Check | [12 empty] | 0 | 0
WDT1279 | 2015-04-30 | 2015-04-28 | 2015-05-27 | WDAT | GIP - Cluster Study | QC_008 | Inactive | Withdrawn | 2015-07-02 | Not Started | No |  |  | Photovoltaic(20.16) | 20 | San Bernardino | CA | 2018-09-30 | 2020-01-01 | Cottonwood - Savage 115kV line |  | Victor 220kV bus | Rurals |  | Victor 220/115 | [5 empty] | Victor | Check | Check |  | 1 |  | FALSE | Victor | Check | [12 empty] | 0 | 0
WDT1280 | 2015-04-30 | 2015-04-28 | 2015-05-29 | WDAT | GIP - Cluster Study | QC_008 | Inactive | Withdrawn | 2015-07-02 | Not Started | No |  |  | Photovoltaic(25) | 25 | Kern | CA | 2018-09-30 | 2020-01-01 | Antelope -Rosamond 66kV line |  | Antelope 220/66 | North Coast |  | Antelope 220/66 | [5 empty] | Antelope | 230 |  |  | 1 |  | FALSE | Antelope | 230 | [12 empty] | 0 | 0
WDT1282 | 2015-04-30 | 2015-04-29 | 2015-05-27 | WDAT | GIP - Cluster Study | QC_008 | Inactive | Withdrawn | 2016-04-25 | Not Started | No |  |  | Energy Storage(15) | 15 | Orange | CA | 2017-02-01 | 2017-03-01 | Johanna - Chestnut 66 kV line, 33.719844, -117.848324 | Johanna - Chestnut 66 kV line, 33.719844, -117.848324 | Johanna 220kV Bus | Orange |  | Johanna 220/66 | [5 empty] | Johanna | Check | Check |  | 1 |  | FALSE | Johanna | Check | [12 empty] | 0 | 0
WDT1283 | 2015-04-30 | 2015-04-30 | 2015-05-28 | WDAT | GIP - Cluster Study | QC_008 | Inactive | Withdrawn | 2015-07-08 | Not Started | No |  |  | Photovoltaic(41.47) | 40.77 | Kern | CA | 2019-06-01 | 2019-06-01 | Windhub Substation 66kV |  | Windhub 220 kV bus | North Coast |  | Windhub 220/66 | [5 empty] | Windhub | 230 |  |  | 1 |  | FALSE | Windhub | 230 | [12 empty] | 0 | 0
WDT1292 | 2015-04-30 | 2015-04-30 | 2015-05-27 | WDAT | GIP - Cluster Study | QC_008 | Inactive | Withdrawn | 2016-03-15 | Not Started | No |  |  | Energy Storage(50) | 50 | Ventura | CA | 2017-02-01 | 2017-03-01 | Santa Clara - Gonzales 66 kV line, lat. 34.256 ; lon. -119.115 | Santa Clara - Gonzales 66 kV line, lat. 34.256 ; lon. -119.115 | Santa Clara 220/66 | North Coast |  | Santa Clara 220/66 | [5 empty] | Santa | Check | Check |  | 1 |  | FALSE | Santa | Check | [12 empty] | 0 | 0
WDT1296 | 2015-04-30 | 2015-04-30 | 2015-05-29 | WDAT | GIP - Cluster Study | QC_008 | Inactive | Withdrawn | 2015-07-02 | Not Started | No |  |  | Photovoltaic(60) | 60 | Kern | CA | 2016-11-01 | 2016-11-01 | Sunspot (WDT#435) 66kV, GPS: 35° 1'22.89'N 118°16'59.35'W |  |  | North Coast |  | Windhub 220/66 | [5 empty] | Check | Check | Check |  | 1 |  | FALSE | [14 empty] | 0 | 0
WDT1316 |  | 2015-04-30 |  | WDAT | GIP - Cluster Study | QC_008 | Inactive | Withdrawn | 2015-05-18 | Not Started | No |  |  | Energy Storage(40.1) | 40.1 | Riverside | CA | 2020-04-01 |  | Devers - Banning - Windpark 115 kV Line |  | Devers 220/115 | Desert |  | Devers 220/115 | [5 empty] | Devers | 230 |  |  | 1 |  | FALSE | Devers | 230 | [12 empty] | 0 | 0
WDT1299 | 2015-04-30 | 2015-04-30 | 2015-05-29 | WDAT | GIP - Cluster Study | QC_008 | Inactive | Withdrawn | 2016-03-03 | Not Started | No |  |  | Photovoltaic(41.75) | 40 | Kern | CA | 2018-05-15 | 2018-06-15 | Antelope-Cal Cement-Rosamond 66kV (Rosamond leg) | Antelope-Cal Cement-Rosamond 66kV | Antelope 220/66 | North Coast |  | Antelope 220/66 | [5 empty] | Antelope | 230 |  |  | 1 |  | FALSE | Antelope | 230 | [12 empty] | 0 | 0
WDT1301 | 2015-04-30 | 2015-04-30 | 2015-05-27 | WDAT | GIP - Cluster Study | QC_008 | Inactive | Withdrawn | 2016-04-25 | Not Started | No |  |  | Photovoltaic(20) | 20 | Tulare | CA | 2019-02-15 | 2019-03-01 | Vestal - Kern River 3 66 kV line via new Growners Substsation | Vestal 66 kV Substation | Vestal 220kV bus | San Joaquin |  | Vestal 220/66 | [5 empty] | Vestal | Check | Check |  | 1 |  | FALSE | Vestal | Check | [12 empty] | 0 | 0
WDT1302 |  | 2015-04-30 |  | WDAT | GIP - Cluster Study | QC_008 | Inactive | Withdrawn | 2015-05-19 | Not Started | No |  |  | Energy Storage(20) | 20 | San Bernardino | CA | 2016-10-01 | 2017-06-01 | Cimgen 66 kV |  | Chino 220/66 | Metro East |  | Chino 220/66 | Chino 66/12 (D) |  |  |  |  | Chino | 230 |  |  | 1 |  | FALSE | Chino | 230 | [12 empty] | 0 | 0
WDT1313 |  | 2015-04-30 |  | WDAT | GIP - Cluster Study | QC_008 | Inactive | Withdrawn | 2015-05-20 | Not Started | No |  |  | Energy Storage(25) | 25 | Orange | CA | 2017-04-30 |  | JOHANNA 66 kV Bus |  | Johanna 220kV bus | Orange |  | Johanna 220/66 | [5 empty] | Johanna | Check | Check |  | 1 |  | FALSE | Johanna | Check | [12 empty] | 0 | 0
WDT1315 |  | 2015-04-30 |  | WDAT | GIP - Cluster Study | QC_008 | Inactive | Withdrawn | 2015-05-20 | Not Started | No |  |  | Energy Storage(50) | 50 | Orange | CA | 2019-04-30 |  | Barre 66 kV Bus |  | Barre 220/66 | Orange |  | Barre 220/66 | Barre 66/12 (D) |  |  |  |  | Barre | 230 |  |  | 1 |  | FALSE | Barre | 230 | [12 empty] | 0 | 0
WDT1321 | 2015-04-30 | 2015-04-28 | 2015-07-06 | WDAT | GIP - Cluster Study | QC_008 | Inactive | Withdrawn | 2016-03-17 | Not Started | No |  |  | Energy Storage(30.5) | 30 | Orange | CA | 2019-06-01 | 2019-06-01 | Johanna - Camden 66 kV line | Johanna - Camden 66 kV line. | Johanna 220 kV bus. | Orange |  | Johanna 220/66 | [5 empty] | Johanna | 230 |  |  | 1 |  | FALSE | Johanna | 230 | [12 empty] | 0 | 0
GFID8474 | 2016-01-13 | 2016-01-13 | 2016-02-24 | Rule 21 | Rule 21 Export | Fast Track | Inactive | IA Terminated |  | Terminated | Yes | 2016-09-13 | 2018-09-19 | Hydroelectric(0.82) | 0.82 | San Bernardino | CA | 2017-08-01 | 2019-03-05 | A tap on the Distribution Provider’s Seaforth 12kV distribution line out of Hesperia 115/12kV Substation | Hesperia 115 kV | Victor 220kV bus | Rurals | Seaforth 12kV | Victor 220/115 | Hesperia 115/12 (D) |  |  |  |  | Victor | Check | Check |  | 1 |  | FALSE | Victor | Check | [12 empty] | 0 | 0
WDT1474 | 2017-05-01 | 2017-05-01 | 2017-05-16 | WDAT | GIP - Cluster Study | QC_010 | Inactive | Withdrawn | 2018-04-19 | Not Started | No |  |  | Photovoltaic(11) | 10 | Los Angeles | CA | 2021-03-01 | 2020-08-01 | Wilsona Substation 66 kV bus. | Wilsona Substation 66 kV bus. | Antelope Substation 66 kV bus. | North Coast |  | Antelope 220/66 | Wilsona 66/12 (D) |  |  |  |  | Antelope | Check | Check |  | 1 |  | FALSE | Antelope | Check | [12 empty] | 0 | 0
WDT1445 | 2016-07-22 | 2016-07-22 | 2016-08-05 | WDAT | GIP - ISP | ISP | Active - Post IA | In-Service |  | Filed Executed | Yes | 2016-01-20 |  | Energy Storage(20.9) | 20 | Los Angeles | CA | 2016-12-01 | 2016-12-01 | Ganesha-Simpson 66 kV Line | Ganesha-Simpson 66 kV line | Chino Substation 220 kV |  | Ganesha-Simpson 66 kV Line | Chino 220/66 | Ganesha 66/12 (D) | Chino | 230 | Chino | 230 | Chino | Check | Check |  | 1 |  | FALSE | Chino | 230 | [12 empty] | 1 | 0
WDT229EXP | 2016-07-15 | 2016-07-15 | 2016-08-05 | WDAT | GIP - ISP | ISP | Active - Post IA | In-Service |  | Filed Executed | Yes | 2016-10-28 |  | Gas Turbine(2.77) | 2.77 | Los Angeles | CA | 2016-12-31 | 2016-12-31 | Center Substation 66 kV Bus | Center Substation 66kV Bus | Center 220/66 | [8 empty] | Center | 230 |  |  | 1 |  | FALSE | Center | 230 | [12 empty] | 1 | 0
WDT230EXP | 2016-07-15 | 2016-07-15 | 2016-08-05 | WDAT | GIP - ISP | ISP | Active - Post IA | In-Service |  | Filed Executed | Yes | 2016-10-28 |  | Gas Turbine(5.35) | 5.35 | San Bernardino | CA |  | 2016-12-19 | Etiwanda Switchyard 66kV Bus | Etiwanda Switchyard 66kV Bus | Etiwanda 220kV |  |  |  |  | Etiwanda | 230 | Etiwanda | 230 | Etiwanda | Check | Check |  | 1 |  | FALSE | Etiwanda | 230 | [12 empty] | 1 | 0
WDT1454 | 2017-03-02 | 2017-03-02 | 2017-03-30 | WDAT | GIP - ISP | ISP | Active - Post IA | In-Service |  | Executed - In Effect | Yes | 2018-07-02 |  | Energy Storage(49.87) | 40 | Santa Barbara | CA | 2019-03-15 | 2023-04-24 | Isla Vista Substation 66 kV bus | Isla Vista Substation 66 kV bus | Goleta Substation 220kV bus |  |  | Goleta 220/66 | Isla Vista 66/16 | Goleta | 230 | Goleta | 230 | Goleta | Check | Check |  | 1 |  | FALSE | Goleta | 230 | [12 empty] | 1 | 1
WDT1455 | 2017-05-01 | 2017-03-20 | 2017-03-28 | WDAT | GIP - Cluster Study | QC_010 | Inactive | Withdrawn | 2018-04-24 | Not Started | No |  |  | Photovoltaic(71.44) | 70 | Los Angeles | CA | 2019-10-31 | 2019-10-31 | Chino-Ganesha-Peyton 66kV line out of Chino 66 kV Substation | Chino-Ganesha-Peyton 66kV line out of Chino 66 kV Substation | Chino Substation at 220kV bus | Metro East | Chino - Ganesha - Peyton 66 kV | Chino 220/66 | Chino 66/12 (D) |  |  |  |  | Chino | Check | Check |  | 1 |  | FALSE | Chino | Check | [12 empty] | 0 | 0
WDT1456 | 2017-05-01 | 2017-03-20 | 2017-03-28 | WDAT | GIP - Cluster Study | QC_010 | Inactive | Withdrawn | 2018-04-24 | Not Started | No |  |  | Photovoltaic(31.255) | 30 | Los Angeles | CA | 2019-10-31 | 2019-10-31 | Chino-Diamond Bar-Ganesha 66kV line out of Chino 66 kV Substation | Chino-Diamond Bar-Ganesha 66kV line out of Chino 66 kV Substation | Chino Substation at 220kV bus | Metro East | Chino - Diamond Bar - Ganesha 66 kV | Chino 220/66 | Chino 66/12 (D) |  |  |  |  | Chino | Check | Check |  | 1 |  | FALSE | Chino | Check | [12 empty] | 0 | 0
WDT1457 | 2017-05-01 | 2017-04-04 | 2017-04-12 | WDAT | GIP - Cluster Study | QC_010 | Inactive | Withdrawn | 2018-03-15 | Not Started | No |  |  | Photovoltaic(20)/Energy Storage(20) | 20 | Kern | CA | 2020-10-31 | 2020-02-15 | Antelope-Cal Cement-Rosamond 66 kV circuit | Antelope-Cal Cement-Rosamond 66 kV circuit | Antelope Substation 66 kV bus. | North Coast | Antelope - Cal Cement - Rosamond 66 kV | Antelope 220/66 | Rosamond 66/12 (D) |  |  |  |  | Antelope | Check | Check |  | 1 |  | FALSE | Antelope | Check | [12 empty] | 0 | 0
WDT1464 | 2017-05-01 | 2017-04-28 | 2017-05-30 | WDAT | GIP - Cluster Study | QC_010 | Inactive | Withdrawn | 2017-06-15 | Not Started | No |  |  | Energy Storage(20) | 20 |  |  | 2019-10-15 |  | Santa Barbara Substation 66kV |  |  | North Coast |  | Goleta 220/66 | Santa Barbara 66/16 (D) |  |  |  |  | Check | Check | Check |  | 1 |  | FALSE | [14 empty] | 0 | 0
WDT1465 | 2017-05-01 | 2017-05-01 | 2017-05-30 | WDAT | GIP - Cluster Study | QC_010 | Inactive | Withdrawn | 2018-04-18 | Not Started | No |  |  | Photovoltaic(8.74)/Energy Storage(8.36) | 16 | Ventura | CA |  | 2019-11-04 | Lehman 66 kV Substation | Lehman 66 kV Substation | Santa Clara 220 kv bus. | North Coast | Channel Island - Lehman - Levy - Oxgen 66kV | Santa Clara 220/66 | Channel Island 66/16 |  |  |  |  | Santa | Check | Check |  | 1 |  | FALSE | Santa | Check | [12 empty] | 0 | 0
WDT1467 | 2017-05-01 | 2017-05-01 | 2017-05-30 | WDAT | GIP - Cluster Study | QC_010 | Inactive | Withdrawn | 2017-06-12 | Not Started | No |  |  | Photovoltaic(21.15)/Energy Storage(22.86) | 20 | Los Angeles | CA | 2020-08-01 |  | Little Rock 66 kV Substation |  |  | North Coast |  | Antelope 220/66 | Little Rock 66/12 (D) |  |  |  |  | Check | Check | Check |  | 1 |  | FALSE | [14 empty] | 0 | 0
WDT1470 | 2017-05-01 | 2017-05-01 | 2017-05-30 | WDAT | GIP - Cluster Study | QC_010 | Inactive | Withdrawn | 2018-05-08 | Not Started | No |  |  | Photovoltaic(30.8) | 30 | Los Angeles | CA | 2018-12-31 | 2020-04-01 | Oasis Substation 66 kV bus. | Oasis Substation 66 kV bus. | Antelope Substation 66 kV bus. | North Coast |  | Antelope 220/66 | Piute 66/12 (D) |  |  |  |  | Antelope | Check | Check |  | 1 |  | FALSE | Antelope | Check | [12 empty] | 0 | 0
WDT1471 | 2017-05-01 | 2017-05-01 | 2017-06-01 | WDAT | GIP - Cluster Study | QC_010 | Inactive | Withdrawn | 2018-05-08 | Not Started | No |  |  | Photovoltaic(39.2) | 38.5 | Los Angeles | CA | 2018-12-31 | 2020-04-01 | Oasis Substation 66 kV | Oasis Substation 66 kV | Antelope Substation 66 kV bus | North Coast |  | Antelope 220/66 | Oasis 66/12 (D) |  |  |  |  | Antelope | Check | Check |  | 1 |  | FALSE | Antelope | Check | [12 empty] | 0 | 0
WDT1472 |  | 2017-05-01 |  | WDAT | GIP - Cluster Study | QC_010 | Inactive | Withdrawn | 2017-05-24 | Not Started | No |  |  | Energy Storage(45) | 40 | Santa Barbara | CA | 2020-04-01 |  | Goleta and Isla Vista 66kV |  |  | North Coast |  | Goleta 220/66 | [5 empty] | Check | Check | Check |  | 1 |  | FALSE | [14 empty] | 0 | 0
WDT1479 | 2017-05-01 | 2017-05-01 | 2017-05-17 | WDAT | GIP - Cluster Study | QC_010 | Inactive | Withdrawn | 2017-07-14 | Not Started | No |  |  | Energy Storage(41.8) | 40 | Santa Barbara | CA | 2019-03-15 |  | Isla Vista 66 kV | Isla Vista 66 kV | Goleta 220/66 | North Coast |  | Goleta 220/66 | Isla Vista 66/16 (D) |  |  |  |  | Goleta | 230 |  |  | 1 |  | FALSE | Goleta | 230 | [12 empty] | 0 | 0
WDT1483 | 2017-05-01 | 2017-05-01 | 2017-05-12 | WDAT | GIP - Cluster Study | QC_010 | Active - Post IA | In-Service |  | In Negotiation | Yes | 2021-06-25 |  | Energy Storage(91.5) | 90 | Orange | CA | 2018-10-31 | 2021-12-31 | Johanna-Camden 66kV | Johanna-Camden 66kV | Johanna 220kV bus | Orange | Johanna - Camden 66kV | Johanna 220/66 | Johanna 66/12 | Johanna | 230 |  |  | Johanna | Check | Check |  | 1 |  | FALSE | Johanna | 230 | [12 empty] | 1 | 0
WDT1484 | 2017-05-01 | 2017-05-01 | 2017-05-30 | WDAT | GIP - Cluster Study | QC_010 | Inactive | Withdrawn | 2018-02-22 | Not Started | No |  |  | Energy Storage(41.8) | 40 | Los Angeles | CA | 2021-04-27 | 2021-04-27 | Brighton-Howard 66 kV circuit via a tap, using an approximate 0.15 mile line extension | Brighton-Howard 66 kV circuit via a tap, using an approximate 0.15 mile line extension | La Fresa 220/66 kV Substation 220 kV bus | Metro West | Brighton - Howard 66kV | La Fresa 220/66 | Brighton 66/16 (D) |  |  |  |  | La | Check | Check |  | 1 |  | FALSE | La | Check | [12 empty] | 0 | 0
WDT1487 | 2017-05-01 | 2017-05-01 | 2017-05-25 | WDAT | GIP - Cluster Study | QC_010 | Inactive | Withdrawn | 2018-03-08 | Not Started | No |  |  | Energy Storage(55) | 50 | Santa Barbara | CA | 2019-05-01 | 2019-05-01 | Carpinteria 66kV bus | Carpinteria 66kV bus | Goleta 220kV bus | North Coast |  | Goleta 220/66 | Carpinteria 66/16 (D) |  |  |  |  | Goleta | Check | Check |  | 1 |  | FALSE | Goleta | Check | [12 empty] | 0 | 0
WDT1488 | 2017-05-01 | 2017-05-01 | 2017-05-30 | WDAT | GIP - Cluster Study | QC_010 | Inactive | Withdrawn | 2017-07-11 | Not Started | No |  |  | Energy Storage(55) | 50 | Santa Barbara | CA | 2019-05-01 | 2019-05-01 | Isla Vista 66kV bus | Isla Vista 66kV bus | Goleta 220kV bus | North Coast |  | Goleta 220/66 | [5 empty] | Goleta | Check | Check |  | 1 |  | FALSE | Goleta | Check | [12 empty] | 0 | 0
WDT1489 | 2017-05-01 | 2017-05-01 | 2017-05-26 | WDAT | GIP - Cluster Study | QC_010 | Inactive | Withdrawn | 2019-03-18 | Not Started | No |  |  | Energy Storage(55) | 50 | Santa Barbara | CA | 2019-05-01 | 2021-10-31 | Goleta 66kV bus | Goleta 66kV bus | Goleta 220kV bus | North Coast |  | Goleta 220/66 | Goleta 66/16 |  |  |  |  | Goleta | Check | Check |  | 1 |  | FALSE | Goleta | Check | [12 empty] | 0 | 0
WDT1490 | 2017-05-01 | 2017-05-01 | 2017-05-19 | WDAT | GIP - Cluster Study | QC_010 | Active - Post IA | Construction |  | Executed - Pending Approval | Yes | 2019-05-02 |  | Photovoltaic(58) | 55.83 | Tulare | CA | 2019-05-01 | 2021-10-31 | The point where the 66 kV tap line from Growers Substation interconnects to the Vestal-Growers-Kern River No. 3 66 kV Line | The point where the 66 kV tap line from Growers Substation interconnects to the Vestal-Growers-Kern River No. 3 66 kV Line | Vestal Substation at the 220 kV bus | San Joaquin |  | Vestal 220/66 |  | Vestal | 230 | Vestal | 230 | Vestal | Check | Check |  | 1 |  | TRUE | Vestal | 230 | 58) |  |  |  | 2.17 | 58 | [6 empty] | 0 | 0
WDT1491 | 2017-05-01 | 2017-05-01 | 2017-05-30 | WDAT | GIP - Cluster Study | QC_010 | Inactive | Withdrawn | 2018-03-14 | Not Started | No |  |  | Energy Storage(41.8) | 40 | Orange | CA | 2021-04-27 | 2021-04-26 | Distribution Provider's Bovine-La Mirada 66 kV circuit | Distribution Provider's Bovine-La Mirada 66 kV circuit | Distribution Provider's Del Amo 220 kV bus | Orange | Bovine-La Mirada 66kV | Olinda 220/66 | Parkwood 66/12 (D) |  |  |  |  | Distribution | Check | Check |  | 1 |  | FALSE | Distribution | Check | [12 empty] | 0 | 0
WDT1496 | 2017-05-01 | 2017-05-01 | 2017-05-25 | WDAT | GIP - Cluster Study | QC_010 | Inactive | Withdrawn | 2021-12-31 | Withdrawn (No Agrmt) | No |  |  | Photovoltaic(20.02) | 19.95 | Tulare | CA | 2020-08-31 | 2020-08-31 | Bliss 66 kV Substation at the 66 kV bus | Bliss 66 kV Substation at the 66 kV bus | Springville 220/66 kV | San Joaquin |  | Springville 220/66 | Bliss 66/12 (D) |  |  |  |  | Springville | 230 |  |  | 1 |  | FALSE | Springville | 230 | [12 empty] | 0 | 0
WDT1500 | 2017-05-01 | 2017-05-01 | 2017-05-26 | WDAT | GIP - Cluster Study | QC_010 | Inactive | Withdrawn | 2018-02-28 | Not Started | No |  |  | Photovoltaic(35.59) | 35 | Kern | CA | 2020-08-31 | 2020-08-31 | Antelope-Cal Cement-Rosamond 66 kV line | Antelope-Cal Cement-Rosamond 66 kV line | Antelope Substation at 66 kV bus | North Coast | Cal Cement - Rosamond 66 kV | Antelope 220/66 | Rosamond 66/12 (D) |  |  |  |  | Antelope | Check | Check |  | 1 |  | FALSE | Antelope | Check | [12 empty] | 0 | 0
WDT1508 | 2017-08-17 | 2017-08-17 | 2017-09-27 | WDAT | GIP - ISP | ISP | Inactive | Withdrawn | 2018-01-26 | Not Started | No |  |  | Combustion Turbine(0.96) | 0.96 | Los Angeles | CA | 2017-12-17 | 2017-12-17 | A tap on the Laguna - Vail - Bandini 66 kV Line | A tap on the Laguna - Vail - Bandini 66 kV Line | Laguna Bell 220kV bus | [8 empty] | Laguna | Check | Check |  | 1 |  | FALSE | Laguna | Check | [12 empty] | 0 | 0
WDT1515 | 2018-01-03 | 2018-01-03 | 2018-02-06 | WDAT | GIP - ISP | ISP | Active - Post IA | Construction |  | IA Suspended | Yes | 2018-11-28 |  | Photovoltaic(25.2) | 20 | Kern | CA | 2020-08-01 | 2025-07-15 | Windhub 66 kV Substation at the 66 kV bus | Windhub 66 kV Substation at the 66 kV bus | Windhub Substation at 220 kV bus |  |  |  |  | Windhub | 230 | Windhub | 230 | Windhub | Check | Check |  | 1 |  | TRUE | Windhub | 230 | 25.2) |  |  |  | 5.2 | 25.2 | [6 empty] | 0 | 0
WDT1517 | 2018-01-10 | 2018-01-10 | 2018-02-08 | WDAT | GIP - ISP | ISP | Active - Post IA | Construction |  | Executed - In Effect | Yes | 2018-11-28 |  | Photovoltaic(20.88) | 18.55 | Los Angeles | CA | 2020-06-01 | 2025-08-01 | Del Sur 66kV Substation at the 66 kV operating bus | Del Sur 66kV Substation at the 66 kV operating bus | Antelope Substation at 66 kV operating bus |  |  |  |  | Antelope | 230 | Antelope | 230 | Antelope | Check | Check |  | 1 |  | TRUE | Antelope | 230 | 20.88) |  |  |  | 2.33 | 20.88 | [6 empty] | 0 | 1
WDT1519 | 2018-01-16 | 2018-01-16 | 2018-02-12 | WDAT | GIP - ISP | ISP | Active - Post IA | In-Service |  | Executed - In Effect | Yes | 2019-02-01 |  | Energy Storage(110) | 100 | Ventura | CA | 2020-03-23 | 2020-10-01 | The point where the 66 kV Tap Line interconnects to the existing Santa Clara- Gonzales 66 kV line | Santa Clara - Gonzales 66 kV line | The ISO Grid at Distribution Provider’s 220 kV Bus at Santa Clara Substation. |  | Santa Clara 220 kV | Santa Clara | Santa Clara Substation 220kV Bus | Santa Clara | 230 | Santa Clara | 230 | The | Check | Check | Santa Clara230 | 1 |  | FALSE | Santa Clara | 230 | [12 empty] | 1 | 1
WDT1527 | 2018-04-30 | 2018-04-18 | 2018-05-25 | WDAT | GIP - Cluster Study | QC_011 | Inactive | Withdrawn | 2019-03-13 | Not Started | No |  |  | Photovoltaic(22)/Energy Storage() | 20 | Ventura | CA | 2020-11-01 | 2020-11-01 | Santa Clara - Colonia 66 kV line | Santa Clara - Colonia 66 kV line. | Santa Clara Substation 220 kV bus. | [8 empty] | Santa | Check | Check |  | 1 |  | FALSE | Santa | Check | [12 empty] | 0 | 0
WDT1529 | 2018-04-30 | 2018-04-18 | 2018-05-25 | WDAT | GIP - Cluster Study | QC_011 | Inactive | Withdrawn | 2019-03-13 | Not Started | No |  |  | Energy Storage()/Photovoltaic(57.2) | 50 | Ventura | CA | 2020-10-15 | 2020-11-01 | Santa Clara-Levy-Procgen 66 kV line. | Santa Clara-Levy-Procgen 66 kV line. | Santa Clara Substation 220 kV bus. | [8 empty] | Santa | Check | Check |  | 1 |  | FALSE | Santa | Check | [12 empty] | 0 | 0
WDT1534 | 2018-04-30 | 2018-04-23 | 2018-04-30 | WDAT | GIP - Cluster Study | QC_011 | Inactive | Withdrawn | 2018-07-10 | Not Started | No |  |  | Photovoltaic(83.03) | 80 | San Bernardino | CA | 2021-07-31 | 2021-08-31 | Hi Desert - Leatherneck - Yucca 115 kV Line | Hi Desert - Leatherneck - Yucca 115 kV Line | Devers 220 kV | [8 empty] | Devers | 230 |  |  | 1 |  | FALSE | Devers | 230 | [12 empty] | 0 | 0
WDT1536 | 2018-04-30 | 2018-04-27 | 2018-05-15 | WDAT | GIP - Cluster Study | QC_011 | Inactive | Withdrawn | 2019-03-07 | Not Started | No |  |  | Energy Storage(51.05) | 50 | Santa Barbara | CA | 2020-07-01 | 2020-07-01 | Goleta Substation at 66 kV bus | Goleta Substation at 66 kV bus | Goleta Substation at 220 kV bus | [8 empty] | Goleta | Check | Check |  | 1 |  | FALSE | Goleta | Check | [12 empty] | 0 | 0
WDT1541 |  | 2018-04-30 |  | WDAT | GIP - Cluster Study | QC_011 | Inactive | Withdrawn | 2018-04-30 | Not Started | No |  |  | Energy Storage(70.93) |  | Ventura | CA | 2021-02-01 |  | Colonia 66kV | [10 empty] | Check | Check | Check |  | 1 |  | FALSE | [14 empty] | 0 | 0
WDT1542 | 2018-04-30 | 2018-04-30 | 2018-05-25 | WDAT | GIP - Cluster Study | QC_011 | Inactive | Withdrawn | 2019-04-22 | Not Started | No |  |  | Energy Storage(101.2) | 100.3 | Riverside | CA | 2021-05-30 | 2022-11-01 | Valley 115 kV North Bus | Valley 115 kV substation | Valley 500 kV bus |  |  | Eastern Bulk | Valley 500/115 kV substation |  |  |  |  | Valley | 500 | Check |  | 1 |  | FALSE | Valley | 500 | [12 empty] | 0 | 0
WDT1543 | 2018-04-30 | 2018-04-30 | 2018-05-21 | WDAT | GIP - Cluster Study | QC_011 | Inactive | Withdrawn | 2019-02-19 | Not Started | No |  |  | Energy Storage(46.6) | 45 | Ventura | CA | 2020-09-01 | 2020-09-01 | Santa Clara - Camarillo 66 kV circuit via a tap using an approximate 1.4 mile extension | Santa Clara 220 kV bus | Sanata Clara 220 kV bus | [8 empty] | Sanata | Check | Check |  | 1 |  | FALSE | Sanata | Check | [12 empty] | 0 | 0
WDT1544 | 2018-04-30 | 2018-04-30 | 2018-05-25 | WDAT | GIP - Cluster Study | QC_011 | Inactive | Withdrawn | 2019-02-13 | Not Started | No |  |  | Energy Storage(76.84) | 75 | Santa Barbara | CA | 2020-09-30 | 2020-09-30 | the high-side of the Distribution Provider's Gaviota 66/16 kV Substation | the high-side of the Distribution Provider's Gaviota 66/16 kV Substation | Goleta 220/66 kV bus | [8 empty] | Goleta | 230 |  |  | 1 |  | FALSE | Goleta | 230 | [12 empty] | 0 | 0
WDT1552 | 2018-04-30 | 2018-04-30 | 2018-05-31 | WDAT | GIP - Cluster Study | QC_011 | Inactive | Withdrawn | 2019-03-08 | Not Started | No |  |  | Energy Storage(58.52) | 54 | Santa Barbara | CA | 2020-09-01 | 2020-09-01 | Goleta-Ellwood-Isla Vista 66kV line | Goleta-Ellwood-Isla Vista 66kV line | Goleta Substation 220kV bus | [6 empty] | Goleta | 230 | Goleta | Check | Check |  | 1 |  | FALSE | Goleta | 230 | [12 empty] | 0 | 0
WDT1557 | 2018-04-30 | 2018-04-30 | 2018-05-30 | WDAT | GIP - Cluster Study | QC_011 | Inactive | Withdrawn | 2019-02-24 | Not Started | No |  |  | Energy Storage(81.2) | 80 | Los Angeles | CA | 2020-10-01 | 2020-10-01 | Rio Hondo 66 kV Substation | Rio Hondo 66 kV Substation | Rio Hondo 220 kV Substation | [8 empty] | Rio | Check | Check |  | 1 |  | FALSE | Rio | Check | [12 empty] | 0 | 0
WDT1559 | 2018-04-30 | 2018-04-30 | 2018-05-29 | WDAT | GIP - Cluster Study | QC_011 | Active - Post IA | Construction |  | Executed - In Effect | Yes | 2023-09-06 |  | Energy Storage(195) | 150 | Riverside | CA | 2020-10-30 | 2025-12-20 | Valley 'ABCD' 115 kV Substation | Valley 'ABCD' 115 kV Substation | Valley 500 kV Substation |  |  | Valley 500/115 kV |  | Valley (SCE) | 500 | Valley (SCE) | 500 | Valley | 500 | Check |  | 1 |  | TRUE | Valley | 500 |  |  | 195) | [8 empty] | 195 | 0 | 1
WDT1560 | 2018-04-30 | 2018-04-30 | 2018-05-30 | WDAT | GIP - Cluster Study | QC_011 | Inactive | Withdrawn | 2019-02-24 | Not Started | No |  |  | Energy Storage(81.2) | 80 | San Bernardino | CA | 2020-10-01 | 2020-10-01 | Archibald 66 kV Substation | Archibald 66 kV Substation | Mira Loma Substation 220 kV bus | [8 empty] | Mira | Check | Check |  | 1 |  | FALSE | Mira | Check | [12 empty] | 0 | 0
WDT1564 | 2018-04-30 | 2018-04-30 | 2018-06-14 | WDAT | GIP - Cluster Study | QC_011 | Inactive | Withdrawn | 2019-12-04 | Not Started | No |  |  | Energy Storage(30.24) | 30 | Tulare | CA | 2021-06-30 |  | Goshen-Mascot 66kV line | Rector Substation 66kV bus | Rector Substation 66kV bus | [8 empty] | Rector | Check | Check |  | 1 |  | FALSE | Rector | Check | [12 empty] | 0 | 0
WDT1565 | 2018-04-30 | 2018-04-30 | 2018-05-29 | WDAT | GIP - Cluster Study | QC_011 | Inactive | Withdrawn | 2019-09-10 | Not Started | No |  |  | Energy Storage(101.7) | 100 | Ventura | CA | 2020-09-01 | 2022-09-30 | Moorpark Substation at 66kV bus | Moorpark Substation at 66kV bus | Moorpark 220 kV Substation |  |  | Moorpark 220/66 | Moorpark 220/66 |  |  |  |  | Moorpark | 230 |  |  | 1 |  | FALSE | Moorpark | 230 | [12 empty] | 0 | 0
WDT1570 | 2018-04-30 | 2018-04-30 | 2018-05-18 | WDAT | GIP - Cluster Study | QC_011 | Inactive | Withdrawn | 2019-04-12 | Not Started | No |  |  | Photovoltaic(12) | 10 | Los Angeles | CA | 2021-03-01 |  | Wilsona Substation 66 kV bus | The Distribution Provider’s Wilsona 66/12 kV Substation at the 66 kV bus | Antelope Substation 66 kV bus | [8 empty] | Antelope | Check | Check |  | 1 |  | FALSE | Antelope | Check | [12 empty] | 0 | 0
WDT1579 | 2018-04-30 | 2018-04-30 | 2018-05-31 | WDAT | GIP - Cluster Study | QC_011 | Inactive | Withdrawn | 2019-04-24 | Not Started | No |  |  | Energy Storage(81.6) | 80 | Ventura | CA | 2021-04-09 | 2021-04-09 | Santa Clara - Mandalay No. 3 66 kV line | Santa Clara - Mandalay No. 3 66 kV line | Santa Clara Substation 220 kV bus | [8 empty] | Santa | Check | Check |  | 1 |  | FALSE | Santa | Check | [12 empty] | 0 | 0
WDT1580 | 2018-04-30 | 2018-04-30 | 2018-05-17 | WDAT | GIP - Cluster Study | QC_011 | Active - Post IA | Construction |  | Executed - In Effect | Yes | 2023-06-17 |  | Photovoltaic(47.5)/Energy Storage(44) | 40 | Tulare | CA | 2022-10-01 | 2026-07-01 | Bliss 66 kV Substation at the 66 kV bus | Bliss 66 kV Substation at the 66 kV bus | Springville Substation at 220kV bus |  |  |  |  | Springville | 230 |  |  | Springville | Check | Check |  | 1 |  | TRUE | Springville | 230 | 47.5)/Energy Storage(44) |  | 44) |  | 7.5 | 47.5 | [5 empty] | 44 | 0 | 1
WDT1581 | 2018-04-30 | 2018-04-30 | 2018-05-25 | WDAT | GIP - Cluster Study | QC_011 | Inactive | Withdrawn | 2019-03-01 | Not Started | No |  |  | Energy Storage(31.773) | 30 | Ventura | CA | 2020-12-01 | 2020-12-01 | Colonia-Estero 66 kV line | Colonia-Estero 66 kV line | Santa Clara Substation 220 kV bus | [8 empty] | Santa | Check | Check |  | 1 |  | FALSE | Santa | Check | [12 empty] | 0 | 0
WDT1585 | 2018-04-30 | 2018-04-30 | 2018-05-24 | WDAT | GIP - Cluster Study | QC_011 | Inactive | Withdrawn | 2018-07-30 | Not Started | No |  |  | Energy Storage(31.2) | 30 | Ventura | CA | 2020-10-01 | 2020-10-01 | Camarillo – Colonia 66kV Line |  | Santa Clara 220 kV bus | [6 empty] | Santa Clara | 230 | Santa | Check | Check |  | 1 |  | FALSE | Santa | 230 | [12 empty] | 0 | 0
WDT1586 | 2018-04-30 | 2018-04-30 | 2018-05-24 | WDAT | GIP - Cluster Study | QC_011 | Inactive | Withdrawn | 2018-07-30 | Not Started | No |  |  | Energy Storage(31.2) | 30 | Santa Barbara | CA | 2020-10-01 | 2020-10-01 | San Marcos – Vegas 66kV Line |  | Goleta 220 kV bus | [8 empty] | Goleta | 230 |  |  | 1 |  | FALSE | Goleta | 230 | [12 empty] | 0 | 0
WDT1587 | 2018-04-30 | 2018-04-30 | 2018-05-25 | WDAT | GIP - Cluster Study | QC_011 | Inactive | Withdrawn | 2018-07-30 | Not Started | No |  |  | Energy Storage(31.2) | 30 | Santa Barbara | CA | 2020-10-01 | 2020-10-01 | San Marcos – Vegas 66kV Line |  | Goleta 220 kV bus | [8 empty] | Goleta | 230 |  |  | 1 |  | FALSE | Goleta | 230 | [12 empty] | 0 | 0
WDT1595 | 2018-04-30 | 2018-04-30 | 2018-05-29 | WDAT | GIP - Cluster Study | QC_011 | Inactive | Withdrawn | 2019-02-28 | Not Started | No |  |  | Energy Storage(254.1) | 250 | Riverside | CA | 2022-04-01 | 2022-04-01 | Valley 115 kV Substation, preferably via the South Bus | Valley 115 kV Substation, preferably via the South Bus | Valley 220 kV bus | [8 empty] | Valley | 230 | Check |  | 1 |  | FALSE | Valley | 230 | [12 empty] | 0 | 0
WDT1597 | 2018-04-30 | 2018-04-30 | 2018-05-22 | WDAT | GIP - Cluster Study | QC_011 | Inactive | Withdrawn | 2018-12-03 | Not Started | No |  |  | Gas Turbine(45)/Energy Storage(54.6) | 95 | Santa Barbara | CA | 2020-09-15 | 2020-09-15 | Goleta Substation at 66 kV bus | Goleta Substation at 66 kV bus | Goleta Substation at 220 kV bus | [8 empty] | Goleta | Check | Check |  | 1 |  | FALSE | Goleta | Check | [12 empty] | 0 | 0
WDT1598 | 2018-04-30 | 2018-04-30 | 2018-05-29 | WDAT | GIP - Cluster Study | QC_011 | Inactive | Withdrawn | 2019-02-11 | Not Started | No |  |  | Energy Storage(72) | 70 | Santa Barbara | CA | 2020-09-01 |  | Gaviota Substation at 66kV bus | Gaviota Substation at 66kV bus | Goleta Substation at 220kV bus | [8 empty] | Goleta | Check | Check |  | 1 |  | FALSE | Goleta | Check | [12 empty] | 0 | 0
WDT1599 |  | 2018-04-30 |  | WDAT | GIP - Cluster Study | QC_011 | Inactive | Withdrawn | 2018-04-30 | Not Started | No |  |  | Energy Storage(10) | 10 | Santa Barbara | CA |  |  | Goleta 66kV | [10 empty] | Check | Check | Check |  | 1 |  | FALSE | [14 empty] | 0 | 0
WDT1600 |  | 2018-04-30 |  | WDAT | GIP - Cluster Study | QC_011 | Inactive | Withdrawn | 2018-04-30 | Not Started | No |  |  | Internal Combustion Engine(55) | 55 | Santa Barbara | CA |  |  | Goleta 66kV | [10 empty] | Check | Check | Check |  | 1 |  | FALSE | [14 empty] | 0 | 0
WDT1601 | 2018-04-30 | 2018-04-30 | 2018-05-30 | WDAT | GIP - Cluster Study | QC_011 | Inactive | Withdrawn | 2018-12-03 | Not Started | No |  |  | Fuel Cell(15)/Energy Storage(85.2) | 95 | Santa Barbara | CA | 2020-09-15 | 2020-09-15 | Goleta Substation at 66kV bus | Goleta Substation at 66kV bus | Goleta Substation at 220 kV bus | [8 empty] | Goleta | Check | Check |  | 1 |  | FALSE | Goleta | Check | [12 empty] | 0 | 0
WDT1604 |  | 2018-06-21 |  | WDAT | GIP - ISP | ISP | Inactive | Withdrawn | 2018-07-24 | Not Started | No |  |  | Cogeneration(16) | 16 | San Bernardino | CA | 2020-03-01 |  | Victor 115kV | [10 empty] | Check | Check | Check |  | 1 |  | FALSE | [14 empty] | 0 | 0
GFID8423EXP | 2015-09-16 | 2015-09-09 | 2015-10-16 | Rule 21 | Rule 21 Export | ISP | Inactive | IA Terminated |  | Executed - In Effect | Yes | 2018-09-21 |  | Wind Turbine(5.05) | 1.5 | Riverside | CA | 2016-03-01 | 2018-08-01 | Bottle 115/4 kV Substation | Bottle 115/4 kV Substation | 220kV Bus at Devers Substation | [8 empty] | 220kV | Check | Check |  | 1 |  | FALSE | 220kV | Check | [12 empty] | 0 | 1
WDT1611 | 2018-10-16 | 2018-10-16 | 2018-11-21 | WDAT | GIP - ISP | ISP | Inactive | Withdrawn | 2019-11-25 | Not Started | No |  |  | Wind Turbine(44.3) | 40 | Kern | CA | 2021-04-30 | 2021-05-30 | Windhub-Dutchwind-Flowind 66 kV | Windhub-Dutchwind-Flowind 66 kV | Windhub 220 kV bus | [8 empty] | Windhub | 230 |  |  | 1 |  | FALSE | Windhub | 230 | [12 empty] | 0 | 0
GFID8479EXP | 2016-01-29 | 2016-01-29 | 2016-02-12 | Rule 21 | Rule 21 Export | Fast Track | Inactive | Withdrawn | 2020-05-06 | Executed - In Effect | Yes | 2016-07-28 |  |  | 1 | San Bernardino | CA | 2017-05-09 |  | Sutt 12 kV out of Del Rosa 66/12kV Substation | Sutt 12 kV out of Del Rosa 66/12kV Substation | San Bernardino 220/66 | Desert | Sutt 12kV | San Bernardino 220/66 | Del Rosa 66/12 (D) |  |  |  |  | San | Check | Check |  | 1 |  | FALSE | San | Check | [12 empty] | 0 | 1
WDT1624 | 2019-04-30 | 2019-03-01 | 2019-06-03 | WDAT | GIP - Cluster Study | QC_012 | Inactive | Withdrawn | 2019-06-13 | Withdrawn (No Agrmt) | No |  |  | Energy Storage(60) |  | Kern | CA | 2021-07-01 | 2021-08-01 | Rosamond 66kV | [10 empty] | Check | Check | Check |  | 1 |  | FALSE | [14 empty] | 0 | 0
WDT1628 | 2019-04-30 | 2019-04-17 | 2019-05-22 | WDAT | GIP - Cluster Study | QC_012 | Inactive | Withdrawn | 2020-03-06 | Withdrawn (No Agrmt) | No |  |  | Photovoltaic(56.8)/Energy Storage(50) | 50 | Tulare | CA | 2022-09-15 |  | Vestal Substation 66 kV bus | Vestal Substation 66 kV bus | Vestal Substation 220 kV bus | [8 empty] | Vestal | Check | Check |  | 1 |  | FALSE | Vestal | Check | [12 empty] | 0 | 0
WDT1629 | 2019-04-30 | 2019-04-22 | 2019-05-29 | WDAT | GIP - Cluster Study | QC_012 | Inactive | Withdrawn | 2019-07-15 | Not Started | No |  |  | Photovoltaic(177)/Energy Storage(75) | 150 | San Bernardino | CA | 2023-06-01 |  | McGen 115 kV | [10 empty] | Check | Check | Check |  | 1 |  | FALSE | [14 empty] | 0 | 0
WDT1630 | 2019-04-30 | 2019-04-22 | 2019-05-02 | WDAT | GIP - Cluster Study | QC_012 | Inactive | Withdrawn | 2019-07-15 | Not Started | No |  |  | Energy Storage(90) | 75 | Ventura | CA | 2023-06-01 | 2023-06-01 | Saticoy 66kV Substation | Saticoy 66kV Substation | Santa Clara Substation at 220kV bus | [8 empty] | Santa | Check | Check |  | 1 |  | FALSE | Santa | Check | [12 empty] | 0 | 0
WDT1631 | 2019-04-30 | 2019-04-25 | 2019-05-22 | WDAT | GIP - Cluster Study | QC_012 | Inactive | Withdrawn | 2020-02-20 | Withdrawn (No Agrmt) | No |  |  | Energy Storage(50) | 65 | Tulare | CA | 2022-09-15 | 2022-09-15 | Vestal 66 kV Substation |  | Vestal 220 kV Substation | [8 empty] | Vestal | 230 |  |  | 1 |  | FALSE | Vestal | 230 | [12 empty] | 0 | 0
WDT1632 | 2019-04-30 | 2019-04-25 |  | WDAT | GIP - Cluster Study | QC_012 | Inactive | Withdrawn | 2019-05-02 | Not Started | No |  |  | Energy Storage(53.96) | 50 | Orange | CA | 2022-09-15 |  | Lewis Substation 69 kV | [10 empty] | Check | Check | Check |  | 1 |  | FALSE | [14 empty] | 0 | 0
WDT1633 | 2019-04-30 | 2019-04-26 | 2019-06-07 | WDAT | GIP - Cluster Study | QC_012 | Inactive | Withdrawn | 2020-02-26 | Withdrawn (No Agrmt) | No |  |  | Energy Storage(54) | 50.3 | Kern | CA | 2022-10-31 | 2022-10-31 | Downs Substation 115 kV bus | Downs Substation 115 kV bus | Inyokern 115 kV bus |  | Kramer 220/115 | [6 empty] | Inyokern | 115 |  |  | 1 |  | FALSE | Inyokern | 115 | [12 empty] | 0 | 0
WDT1635 | 2019-04-30 | 2019-04-26 | 2019-05-21 | WDAT | GIP - Cluster Study | QC_012 | Active - Post IA | Construction |  | Executed - In Effect | Yes | 2022-09-21 |  | Energy Storage(96.254) | 80 | Riverside | CA | 2022-03-01 | 2024-07-30 | Tenaja 115 kV Substation at the 115 kV switchrack | Charging -Distribution Provider’s 500 kV bus at Valley Substation. | Valley Substation 500 kV bus |  |  |  |  | Valley (SCE) | 500 |  |  | Valley | Check | Check |  | 1 |  | TRUE | Valley | 500 |  |  | 96.254) | [8 empty] | 96.254 | 0 | 1
WDT1634 | 2019-04-30 | 2019-04-26 | 2019-05-21 | WDAT | GIP - Cluster Study | QC_012 | Inactive | Withdrawn | 2020-04-16 | Withdrawn (No Agrmt) | No |  |  | Energy Storage(62.532) | 60 | San Bernardino | CA | 2022-03-01 | 2022-03-01 | Highland 66 kV Substation |  | San Bernardino Substation 220 kV bus | [8 empty] | San | Check | Check |  | 1 |  | FALSE | San | Check | [12 empty] | 0 | 0
WDT1639 | 2019-04-30 | 2019-04-30 | 2019-05-17 | WDAT | GIP - Cluster Study | QC_012 | Active - Post IA | IA Suspended |  | Executed - In Effect | Yes | 2021-12-21 |  | Energy Storage(88) | 80 | Kern | CA | 2022-03-15 | 2023-11-01 | Vestal Substation 66 kV bus | Vestal Substation at the 66 kV bus; Charging Distribution Service – The Distribution Provider’s Vestal Substation at the 220 kV bus | Vestal Substation at the 220 kV bus; Charging Distribution Service – The Distribution Provider’s Vestal Substation at the 66 kV bus |  |  |  |  | Vestal | 230 | Vestal | 230 | Vestal | Check | Check |  | 1 |  | TRUE | Vestal | 230 |  |  | 88) | [8 empty] | 88 | 0 | 1
WDT1641 | 2019-04-30 | 2019-04-30 | 2019-05-31 | WDAT | GIP - Cluster Study | QC_012 | Active - Post IA | IA Amendment |  | In Negotiation | No | 2021-07-27 |  | Energy Storage(134.4) | 100 | Los Angeles | CA | 2022-03-15 | 2024-04-12 | Calden 66 kV Substation at the 66 kV bus | Calden 66 kV Substation at the 66 kV bus | Laguna Bell 220 kV bus |  |  |  |  | Laguna Bell | 230 |  |  | Laguna | Check | Check |  | 1 |  | TRUE | Laguna | 230 |  |  | 134.4) | [8 empty] | 134.4 | 0 | 0
WDT1642 | 2019-04-30 | 2019-04-30 | 2019-05-31 | WDAT | GIP - Cluster Study | QC_012 | Inactive | Withdrawn | 2020-02-27 | Withdrawn (No Agrmt) | No |  |  | Energy Storage(77.86) | 77 | Los Angeles | CA | 2022-03-15 | 2022-03-15 | Carmenita-La Mirada 66 kV |  | Del Amo 220 kV bus | [8 empty] | Del | Check | Check |  | 1 |  | FALSE | Del | Check | [12 empty] | 0 | 0
WDT1640 | 2019-04-30 | 2019-04-30 | 2019-05-24 | WDAT | GIP - Cluster Study | QC_012 | Inactive | Withdrawn | 2022-07-19 | Not Started | No |  |  | Energy Storage(20.1) | 20 | Riverside | CA | 2021-12-01 | 2023-11-01 | Provider’s 115 kV line connecting Transwind 115 kV substation connects into the 115 kV line. This point is considered a tap on the Blast-Bottle-Windfarm 115 kV line |  | Devers Substation 220 kV bus |  |  | Devers |  |  |  | Devers | 230 | Devers | Check | Check |  | 1 |  | FALSE | Devers | 230 | [12 empty] | 0 | 0
WDT1643 | 2019-04-30 | 2019-04-30 | 2019-05-31 | WDAT | GIP - Cluster Study | QC_012 | Inactive | Withdrawn | 2020-05-12 | Withdrawn (No Agrmt) | No |  |  | Energy Storage(100.98) | 100 | Riverside | CA | 2022-09-30 | 2022-09-30 | 115 kV side of Garnet 115/33 kV |  | Devers 220 kV bus |  |  | Devers 230/115 kV | Garnet 115 kV Bus |  |  | Devers | 230 | Devers | 230 |  |  | 1 |  | FALSE | Devers | 230 | [12 empty] | 0 | 0
WDT1645 | 2019-04-30 | 2019-04-30 | 2019-05-15 | WDAT | GIP - Cluster Study | QC_012 | Inactive | Withdrawn | 2019-06-28 | Not Started | No |  |  | Energy Storage(101.557) | 100 | Ventura | CA | 2022-10-01 |  | Fillmore Substation 66kV | [10 empty] | Check | Check | Check |  | 1 |  | FALSE | [14 empty] | 0 | 0
WDT1648 | 2019-04-30 | 2019-04-30 | 2019-05-28 | WDAT | GIP - Cluster Study | QC_012 | Active - Post IA | Construction |  | Executed - In Effect | Yes | 2023-05-23 |  | Energy Storage(116.6) | 100 | Riverside | CA | 2021-10-15 | 2024-03-01 | Dylan 115 kV Substation at the 115 kV bus | Dylan 115 kV Substation at the 115 kV bus | El Casco Substation 220 kV bus |  |  |  |  | El Casco | 230 | El Casco | 230 | El | Check | Check | El Casco230 | 1 |  | TRUE | El Casco | 230 |  |  | 116.6) | [8 empty] | 116.6 | 0 | 1
WDT1649 | 2019-04-30 | 2019-04-30 | 2019-05-13 | WDAT | GIP - Cluster Study | QC_012 | Active - Post IA | Construction |  | Executed - In Effect | Yes | 2023-06-14 |  | Energy Storage(88) | 80 | Los Angeles | CA | 2020-10-15 | 2023-11-30 | North Oaks Substation at the 66 kV bus. | North Oaks Substation at the 66 kV bus. | 220kV Bus at Pardee Substation |  |  |  |  | Pardee | 230 | Pardee | 230 | 220kV | Check | Check | Pardee230 | 1 |  | TRUE | Pardee | 230 |  |  | 88) | [8 empty] | 88 | 0 | 1
WDT1650 | 2019-04-30 | 2019-04-30 | 2019-05-23 | WDAT | GIP - Cluster Study | QC_012 | Active - Post IA | Construction |  | Executed - In Effect | Yes | 2022-03-18 |  | Energy Storage(88) | 80 | Tulare | CA | 2022-03-15 | 2024-06-15 | A tap on the Distribution Provider’s Oakgrove – Riverway 66 kV Line. | A tap on the Distribution Provider’s Oakgrove – Riverway 66 kV Line. | Rector 220 KV Substation |  |  |  |  | Rector | 230 | Rector | 230 | Rector | 230 |  |  | 1 |  | TRUE | Rector | 230 |  |  | 88) | [8 empty] | 88 | 0 | 1
WDT1651 | 2019-04-30 | 2019-04-30 | 2019-05-28 | WDAT | GIP - Cluster Study | QC_012 | Inactive | Withdrawn | 2019-07-19 | Not Started | No |  |  | Energy Storage(101.24) | 100 | San Bernardino | CA | 2022-11-01 | 2022-11-01 | Kimball Substation 66 kV bus | Kimball Substation 66 kV bus | Chino 230 kV bus | [8 empty] | Chino | 230 |  |  | 1 |  | FALSE | Chino | 230 | [12 empty] | 0 | 0
WDT1652 | 2019-04-30 | 2019-04-30 | 2019-05-28 | WDAT | GIP - Cluster Study | QC_012 | Active - Post IA | Construction |  | Executed - In Effect | Yes | 2022-08-03 |  | Energy Storage(110) | 100 | Los Angeles | CA | 2022-11-01 | 2022-11-01 | Nola Substation 66 kV bus | Nola Substation 66 kV bus | Lighthipe 220 kV Switchrack |  |  |  |  | Lighthipe | 230 | Lighthipe | 230 | Lighthipe | 230 |  |  | 1 |  | TRUE | Lighthipe | 230 |  |  | 110) | [8 empty] | 110 | 0 | 1
WDT1653 | 2019-04-30 | 2019-04-30 | 2019-05-29 | WDAT | GIP - Cluster Study | QC_012 | Inactive | Withdrawn | 2020-03-04 | Withdrawn (No Agrmt) | No |  |  | Energy Storage(101.24) | 100 | Ventura | CA | 2022-11-01 | 2022-11-01 | San Miguel Substation 66 kV bus | San Miguel Substation 66 kV bus | Santa Clara 220 kV bus | [6 empty] | Santa Clara | 230 | Santa | Check | Check |  | 1 |  | FALSE | Santa | 230 | [12 empty] | 0 | 0
WDT1654 | 2019-04-30 | 2019-04-30 | 2019-06-04 | WDAT | GIP - Cluster Study | QC_012 | Inactive | Withdrawn | 2020-04-23 | Withdrawn (No Agrmt) | No |  |  | Wind Turbine(12) | 11.9 | Riverside | CA | 2021-11-15 | 2021-11-15 | Devers-Banning-Windpark 115 kV line |  | Devers Substation 220 kV bus | [6 empty] | Devers | 230 | Devers | Check | Check |  | 1 |  | FALSE | Devers | 230 | [12 empty] | 0 | 0
WDT1647 | 2019-04-30 | 2019-04-30 | 2019-05-29 | WDAT | GIP - Cluster Study | QC_012 | Active - Post IA | Construction |  | Executed - In Effect | Yes | 2022-01-19 |  | Energy Storage(248) | 134.9 | Ventura | CA | 2021-10-01 | 2024-12-15 | Moorpark 66 kV Substation at the 66 kV switchrack. | Moorpark 66 kV Substation bus | Moorpark 220 kV Substation bus |  |  |  |  | Moorpark | 230 | Moorpark | 230 | Moorpark | 230 |  |  | 1 |  | TRUE | Moorpark | 230 |  |  | 248) | [8 empty] | 248 | 0 | 1
WDT1655 | 2019-07-02 | 2019-04-30 | 2019-07-17 | WDAT | GIP - ISP | ISP | Inactive | Transferred to Rule 21 | 2021-03-29 | Not Started | No |  |  | Cogeneration(20.1) | 20.1 | San Bernardino | CA | 2021-04-01 | 2022-04-01 | Victor-Black Mountain-Soport-Southcap-Southdown 115 kV line at Southdown Substation | Victor-Black Mountain-Soport-Southcap-Southdown 115 kV line at Southdown Substation | Victor Substation 115 kV bus |  |  |  |  | Victor |  | Victor | 115 | Victor | Check | Check |  | 1 |  | FALSE | Victor | 115 | [12 empty] | 0 | 0
GFID8680 |  | 2019-06-06 |  | Rule 21 | Rule 21 Export | Detailed Study | Inactive | Withdrawn | 2019-09-20 | Not Started | No |  |  | Energy Storage(7.425) |  | San Bernardino | CA | 2020-12-04 |  | Pole: 429661-S, 33kV, National Trails Highway | [10 empty] | Check | Check | Check |  | 1 |  | FALSE | [14 empty] | 0 | 0
WDT1659 | 2019-04-30 | 2019-04-05 | 2019-04-26 | WDAT | GIP - Cluster Study | QC_012 | Active - Post IA | Construction |  | Executed - In Effect | Yes | 2022-01-11 |  | Energy Storage(260.7) | 200 | Riverside | CA | 2023-03-31 | 2023-12-31 | Highgrove Substation 115 kV switchrack | Highgrove Substation 115 kV switchrack | Vista Substation 220 kV Bus |  |  |  |  | Vista (SCE) | 230 | Vista (SCE) | 230 | Vista | Check | Check | Vista (SCE)230 | 1 |  | TRUE | Vista (SCE) | 230 |  |  | 260.7) | [8 empty] | 260.7 | 0 | 1
WDT1660 | 2019-04-30 | 2019-04-16 | 2019-07-10 | WDAT | GIP - Cluster Study | QC_012 | Inactive | Withdrawn | 2019-07-19 | Not Started | No |  |  | Energy Storage(110) | 100 | Los Angeles | CA | 2023-03-31 | 2023-03-31 | Lighthipe Substation 66 kV bus | Lighthipe Substation 66 kV bus | Lighthipe Substation 220 kV | [8 empty] | Lighthipe | Check | Check |  | 1 |  | FALSE | Lighthipe | Check | [12 empty] | 0 | 0
WDT1665 | 2019-12-10 | 2019-10-08 | 2019-12-10 | WDAT | GIP - ISP | ISP | Inactive | Withdrawn | 2020-02-04 | Withdrawn (No Agrmt) | No |  |  | Energy Storage(111.643) | 100 | Orange | CA | 2021-06-30 |  | Ellis 66kV Substation | [10 empty] | Check | Check | Check |  | 1 |  | FALSE | [14 empty] | 0 | 0
WDT1667 | 2019-10-28 | 2019-10-28 | 2019-11-20 | WDAT | GIP - ISP | ISP | Inactive | Withdrawn | 2020-01-16 | Withdrawn (No Agrmt) | No |  |  | Energy Storage(50.286) | 50.286 | Tulare | CA | 2023-01-01 | 2023-01-01 | Oak Grove - Riverway 66 kV circuit | Oak Grove - Riverway 66 kV circuit | Rector Substation 220 kV bus | [8 empty] | Rector | Check | Check |  | 1 |  | FALSE | Rector | Check | [12 empty] | 0 | 0
WDT1669 | 2019-11-01 | 2019-11-01 | 2019-11-18 | WDAT | GIP - ISP | ISP | Active - Post IA | Construction |  | Executed - In Effect | Yes | 2021-10-14 |  | Energy Storage(133.4) | 100 | San Bernardino | CA | 2023-05-01 | 2023-05-01 | A tap on the Distribution Provider's Alder-Falcon Ridge 66 kV Line | A tap on the Distribution Provider's Alder-Falcon Ridge 66 kV Line | Etiwanda 220 kV bus |  | Alder-Falcon Ridge 66 kV line | Etiwanda | Alder and Falcon Ridge | Etiwanda | 230 | Etiwanda | 230 | Etiwanda | 230 |  |  | 1 |  | TRUE | Etiwanda | 230 |  |  | 133.4) | [8 empty] | 133.4 | 0 | 1
WDT1670 | 2011-06-20 | 2011-06-20 | 2011-06-20 | WDAT | GIP - ISP | Detailed Study | Inactive | Withdrawn | 2019-11-07 | In Negotiation | No |  |  | Photovoltaic(1.5) | 1.5 | Los Angeles | CA | 2012-04-01 | 2016-04-01 | TEJON 12KV | TEJON 12KV | Neenach 66/12 kV SS (per Jorge Chacon 8/22/18) | North Coast | Tejon 12kV | Antelope 220/66 | Neenach 66/12 (D) |  |  |  |  | Neenach | 66 |  |  | 1 |  | FALSE | Neenach | 66 | [12 empty] | 0 | 0
WDT1711 | 2020-10-05 | 2020-10-05 | 2020-10-20 | WDAT | GIP - ISP | ISP | Inactive | Withdrawn | 2024-09-17 | Not Started | No |  |  | Energy Storage(143) | 120 | San Bernardino | CA | 2023-11-02 | 2024-04-01 | Padua-Layfair 66 kV | Padua-Layfair 66 kV | Padua 220 kV |  |  |  |  | Pauda | 230 | Pauda | 230 | Padua | 230 |  |  | 1 |  | FALSE | Padua | 230 | [12 empty] | 0 | 0
WDT1683 | 2020-04-30 | 2020-04-07 | 2020-05-21 | WDAT | GIP - Cluster Study | QC_013 | Active - Post IA | IA Amendment |  | In Negotiation | No | 2023-07-17 |  | Energy Storage(82.368) | 70 | Los Angeles | CA | 2022-11-01 | 2022-11-01 | Long Beach Generating Station 66 kV |  | Hinson Substation 220 kV |  |  |  |  | Hinson | 230 | Hinson | 230 | Hinson | Check | Check |  | 1 |  | TRUE | Hinson | 230 |  |  | 82.368) | [8 empty] | 82.368 | 0 | 0
WDT1685 | 2020-04-30 | 2020-04-28 | 2020-05-26 | WDAT | GIP - Cluster Study | QC_013 | Inactive | Withdrawn | 2021-03-24 | Not Started | No |  |  | Photovoltaic(155.65)/Wind Turbine(156.8)/Energy Storage(154.88) | 150 | Riverside | CA | 2024-08-15 | 2024-08-15 | Tap on Devers-Garnet 115kV line |  | Devers 220 kV bus | [6 empty] | Devers | 230 | Devers | 230 |  |  | 1 |  | FALSE | Devers | 230 | [12 empty] | 0 | 0
WDT1687 | 2020-04-29 | 2020-04-29 | 2020-05-28 | WDAT | GIP - Cluster Study | QC_013 | Inactive | Withdrawn | 2021-03-23 | Withdrawn (No Agrmt) | No |  |  | Photovoltaic(203.76)/Wind Turbine(229.6)/Energy Storage(204.16) | 200 | Riverside | CA | 2024-08-15 | 2024-08-15 | Garnet 115 kV Substation | Garnet 115 kV Substation | Devers 220 kV Substation | [8 empty] | Devers | 230 |  |  | 1 |  | FALSE | Devers | 230 | [12 empty] | 0 | 0
WDT1686 | 2020-04-29 | 2020-04-29 | 2020-05-21 | WDAT | GIP - Cluster Study | QC_013 | Inactive | Withdrawn | 2021-03-25 | Withdrawn (No Agrmt) | No |  |  | Photovoltaic(155.65)/Wind Turbine(168)/Energy Storage(154.88) | 150 | Riverside | CA | 2024-08-15 | 2024-08-15 | Devers 115 kV Substation | Devers 115 kV Substation | Devers 115 kV Substation | [8 empty] | Devers | 115 | Check |  | 1 |  | FALSE | Devers | 115 | [12 empty] | 0 | 0
WDT1688 | 2020-04-30 | 2020-04-30 | 2020-06-02 | WDAT | GIP - Cluster Study | QC_013 | Inactive | Withdrawn | 2020-07-22 | Withdrawn (No Agrmt) | No |  |  | Energy Storage(96) | 75 | Kern | CA | 2023-01-15 | 2022-12-01 | Downs 115 kV Substation | Inyokern 115kV bus | Inyokern 115kV bus | [8 empty] | Inyokern | Check | Check |  | 1 |  | FALSE | Inyokern | Check | [12 empty] | 0 | 0
WDT1694 | 2020-04-30 | 2020-04-30 | 2020-05-27 | WDAT | GIP - Cluster Study | QC_013 | Inactive | Withdrawn | 2020-07-18 | Withdrawn (No Agrmt) | No |  |  | Energy Storage(102.62) | 100 | Los Angeles | CA | 2023-09-30 | 2023-09-30 | Hinson 66 kV Substation |  | Hinson 230 kV bus | [8 empty] | Hinson | 230 |  |  | 1 |  | FALSE | Hinson | 230 | [12 empty] | 0 | 0
WDT1696 | 2020-04-30 | 2020-04-30 | 2020-05-18 | WDAT | GIP - Cluster Study | QC_013 | Inactive | Withdrawn | 2020-06-25 | Withdrawn (No Agrmt) | No |  |  | Energy Storage(50) | 50 | Kern | CA | 2022-07-01 |  | SCE 66KV Vestal Substation | [10 empty] | Check | Check | Check |  | 1 |  | FALSE | [14 empty] | 0 | 0
WDT1697 | 2020-04-30 | 2020-04-30 | 2020-05-22 | WDAT | GIP - Cluster Study | QC_013 | Active - Post IA | Construction |  | Executed - In Effect | Yes | 2023-04-14 |  | Energy Storage(22) | 20 | Orange | CA | 2024-06-01 | 2023-05-15 | Barre 66kV Substation, Section AB | Barre 66kV Substation, Section AB | Barre 220kV Substation |  |  |  |  | Barre | 230 | Barre | 230 | Barre | Check | Check |  | 1 |  | TRUE | Barre | 230 |  |  | 22) | [8 empty] | 22 | 0 | 1
WDT1698 | 2020-04-30 | 2020-04-30 | 2020-05-27 | WDAT | GIP - Cluster Study | QC_013 | Inactive | Withdrawn | 2021-04-26 | Not Started | No |  |  | Energy Storage(55) | 46 |  |  | 2024-01-01 | 2024-01-01 | Wellgen Substation 66 kV bus |  | Vestal Substation 220kV bus | [8 empty] | Vestal | Check | Check |  | 1 |  | FALSE | Vestal | Check | [12 empty] | 0 | 0
WDT1695 |  | 2020-04-30 | 2020-06-15 | WDAT | GIP - Cluster Study | QC_013 | Inactive | Withdrawn | 2020-07-07 | Withdrawn (No Agrmt) | No |  |  | Energy Storage()/Energy Storage() | 403.1 | Riverside | CA | 2023-01-01 |  | Valley 115 kV North Bus | [10 empty] | Check | Check | Check |  | 1 |  | FALSE | [14 empty] | 0 | 0
WDT1699 | 2020-04-30 | 2020-04-30 | 2020-05-29 | WDAT | GIP - Cluster Study | QC_013 | Inactive | Withdrawn | 2020-07-10 | Withdrawn (No Agrmt) | No |  |  | Energy Storage(90.06) | 85 | Riverside | CA | 2025-06-01 | 2025-06-01 | Mirage 220/115 kV Substation at the 115 kV bus | Distribution Provider's Mirage 220/115 kV Substation at the 115 kV bus | Mirage 220 kV | [8 empty] | Mirage | 230 | Check |  | 1 |  | FALSE | Mirage | 230 | [12 empty] | 0 | 0
WDT1700 | 2020-04-30 | 2020-04-30 | 2020-05-27 | WDAT | GIP - Cluster Study | QC_013 | Inactive | Withdrawn | 2021-03-01 | Not Started | No |  |  | Energy Storage(63) | 56 | Santa Barbara | CA | 2024-08-30 | 2024-08-30 | Ellwood 66 kV Substation |  | Goleta 220 kV bus | [8 empty] | Goleta | 230 |  |  | 1 |  | FALSE | Goleta | 230 | [12 empty] | 0 | 0
WDT1701 | 2020-04-30 | 2020-04-30 | 2020-05-29 | WDAT | GIP - Cluster Study | QC_013 | Active - Post IA | Construction |  | In Negotiation | No | 2024-02-23 |  | Energy Storage(18) | 15 | Ventura | CA | 2022-03-01 | 2025-05-26 | Wakefield 66 kV bus | Generating Facility Output – Wakefield 66 kV line; Charging Distribution Service – Santa Clara 220/66 kV Substation | Santa Clara 220/66kV |  |  |  |  | Santa Clara | 230 | Santa Clara | 230 | Santa | Check | Check | Santa Clara230 | 1 |  | TRUE | Santa Clara | 230 |  |  | 18) | [8 empty] | 18 | 0 | 0
WDT1702 | 2020-04-30 | 2020-04-30 | 2020-05-29 | WDAT | GIP - Cluster Study | QC_013 | Active - Post IA | Construction |  | Executed - In Effect | Yes | 2022-07-28 | 2024-06-04 | Energy Storage(77.175) | 75 | Los Angeles | CA | 2023-08-02 | 2024-11-01 | Winslow Substation at the Lighthipe-Jersey 66 kv Line | Generating Facility Output – Lighthipe-Jersey 66 kV Line; Charging Distribution Service – Lighthipe Substation 220 kV | Generating Facility Output – Lighthipe Substation 220 kV bus; Charging Distribution Service – Lighthipe-Jersey 66 kV Line |  |  |  |  | Lighthipe | 230 | Lighthipe | 230 | Generating | Check | Check |  | 1 |  | TRUE | Generating | 230 |  |  | 77.175) | [8 empty] | 77.175 | 0 | 1
WDT1703 | 2020-04-30 | 2020-04-30 | 2020-06-04 | WDAT | GIP - Cluster Study | QC_013 | Inactive | Withdrawn | 2021-03-16 | Withdrawn (No Agrmt) | No |  |  | Photovoltaic(57.33)/(31.85) | 56 | Los Angeles | CA | 2023-08-30 | 2024-08-30 | Antelope - Rosamond 66 kV line | Antelope - Rosamond 66 kV line | Antelope Substation 220 kV bus | [6 empty] | Antelope | 230 | Antelope | Check | Check |  | 1 |  | FALSE | Antelope | 230 | [12 empty] | 0 | 0
WDT1704 | 2020-04-30 | 2020-04-30 | 2020-06-11 | WDAT | GIP - Cluster Study | QC_013 | Active - Post IA | Construction |  | Executed - In Effect | Yes | 2024-04-26 |  | Photovoltaic(38.14) | 37.8 |  |  | 2022-04-01 | 2029-06-01 | Distribution Provider’s Carodean Substation at the 115 kV bus | Distribution Provider’s Carodean Substation at the 115kV bus | ISO Grid at Distribution Provider’s Devers 220kV Switchrack |  |  |  |  | Devers | 230 | Devers | 230 | ISO | Check | Check | Devers230 | 1 |  | TRUE | Devers | 230 | 38.14) |  |  |  | 0.34 | 38.14 | [6 empty] | 0 | 1
WDT1705 | 2020-04-30 | 2020-04-30 | 2020-06-05 | WDAT | GIP - Cluster Study | QC_013 | Inactive | Withdrawn | 2021-03-15 | Withdrawn (No Agrmt) | No |  |  | Energy Storage(90.408) | 89.2 | San Bernardino | CA | 2022-10-30 | 2022-10-30 | Calectric 115 kV Substation |  | Vista 220 kV Bus | [8 empty] | Vista | 230 | Check |  | 1 |  | FALSE | Vista | 230 | [12 empty] | 0 | 0
WDT1706 | 2020-04-30 | 2020-04-30 | 2020-06-02 | WDAT | GIP - Cluster Study | QC_013 | Active - Post IA | Construction |  | Not Started | No | 2023-02-09 |  | Energy Storage(42.5) | 39.8 | Los Angeles | CA | 2022-10-30 | 2026-02-01 | Francis 66 kV Substation at the 66 kV bus. | Francis 66 kV Substation at the 66 kV bus. | Chino Substation 220 kV bus. |  |  |  |  | Chino | 230 | Chino | 230 | Chino | Check | Check |  | 1 |  | TRUE | Chino | 230 |  |  | 42.5) | [8 empty] | 42.5 | 0 | 0
WDT1707 |  | 2020-04-30 |  | WDAT | GIP - Cluster Study | QC_013 | Inactive | Withdrawn | 2020-05-22 | Withdrawn (No Agrmt) | No |  |  | Energy Storage() | 1 | Orange | CA | 2022-12-31 |  | Diemer Substation, 66/4 kV | [10 empty] | Check | Check | Check |  | 1 |  | FALSE | [14 empty] | 0 | 0
WDT1714 |  | 2020-10-15 |  | WDAT | GIP - ISP | ISP | Inactive | Withdrawn | 2020-10-27 | Not Started | No |  |  | Energy Storage(20.25)/Photovoltaic(20.25) |  | Los Angeles | CA | 2023-01-15 |  | Antelope - Neenach 66kV | [10 empty] | Check | Check | Check |  | 1 |  | FALSE | [14 empty] | 0 | 0
WDT1719 | 2020-11-17 | 2020-11-17 | 2020-12-09 | WDAT | GIP - ISP | ISP | Active - Post IA | Construction |  | Executed - In Effect | Yes | 2022-05-09 |  | Energy Storage(101.2) | 85 | Riverside | CA | 2023-12-03 | 2024-08-01 | Distribution Provider's Headstock 66 kV Substation | Distribution Provider's Headstock 66 kV Substation | The ISO Grid at Distribution Provider’s 220kV Bus at Mira Loma Substation; |  |  |  |  | Mira Loma | 230 | Mira Loma | 230 | The | Check | Check | Mira Loma230 | 1 |  | TRUE | Mira Loma | 230 |  |  | 101.2) | [8 empty] | 101.2 | 0 | 1
WDT1723 |  | 2021-05-24 | 2021-09-22 | WDAT | GIP - ISP | ISP | Active - Post IA | In-Service |  | Not Started | No |  |  |  |  | Los Angeles | CA | 2021-06-01 |  | Laguna Bell 66 kV | [10 empty] | Check | Check | Check |  | 1 |  | FALSE | [14 empty] | 1 | 0
WDT1725 | 2021-03-29 | 2021-02-04 | 2021-03-29 | WDAT | GIP - ISP | ISP | Active | Restudy In Progress |  | Not Started | No |  |  | Energy Storage(107.8) | 90 | Los Angeles | CA | 2024-05-01 | 2024-08-15 | Santa Fe Springs - Murphy 66 kV line | Santa Fe Springs - Murphy 66 kV line | Center Substation 220 kV bus |  |  |  |  | Center | 230 | Center | 230 | Center | Check | Check |  | 1 |  | TRUE | Center | 230 |  |  | 107.8) | [8 empty] | 107.8 | 0 | 0
WDT1730 | 2021-04-30 | 2021-02-26 | 2021-04-30 | WDAT | GIP - ISP | QC_014 | Inactive | Withdrawn | 2024-11-18 | In Negotiation | No |  |  | Photovoltaic(83.886) | 75 | Los Angeles | CA | 2025-10-01 |  | Santa Fe Springs - Nietos 66kV | [6 empty] | not found |  |  |  | Check | Check | Check |  | 1 |  | FALSE | [14 empty] | 0 | 0
WDT1734 |  | 2021-02-26 | 2021-05-24 | WDAT | GIP - Cluster Study | QC_014 | Inactive | Withdrawn | 2021-09-28 | Not Started | No |  |  | Photovoltaic(108.81) | 100 | San Bernardino | CA | 2023-07-01 | 2023-05-01 | Padua-San Antonia 66 kV |  | Rancho Vista | [8 empty] | Rancho | Check | Check |  | 1 |  | FALSE | Rancho | Check | [12 empty] | 0 | 0
WDT1736 | 2021-02-26 | 2021-02-26 | 2021-03-23 | WDAT | GIP - ISP | ISP | Active - Post IA | IA Amendment |  | Not Started | No | 2021-12-14 |  | Energy Storage(22) | 20 | Los Angeles | CA | 2023-06-15 | 2023-06-15 | Calden 66 kV Substation | Calden Substation 66KV | Laguna Bell 220 kV bus |  |  |  |  | Laguna Bell | 230 |  |  | Laguna | Check | Check |  | 1 |  | TRUE | Laguna | 230 |  |  | 22) | [8 empty] | 22 | 0 | 0
WDT1737 | 2021-04-06 | 2021-02-26 | 2021-04-13 | WDAT | GIP - ISP | ISP | Inactive | Withdrawn | 2021-05-18 | Not Started | No |  |  | Photovoltaic() | 20.25 | Los Angeles | CA | 2023-04-01 |  | Shultz Substation 66KV | [10 empty] | Check | Check | Check |  | 1 |  | FALSE | [14 empty] | 0 | 0
WDT1738 | 2021-04-05 | 2021-02-26 | 2021-04-13 | WDAT | GIP - ISP | ISP | Inactive | Withdrawn | 2021-11-05 | Not Started | No |  |  | Energy Storage(14.2) | 13.2 | Orange | CA | 2023-04-01 | 2023-04-01 | Olinda-La Habra No.1 66 kV Line | Distribution Provider’s Olinda-La Habra No. 1 66 kV Line via a new Distribution Provider tapped substation | Olinda 220 kV bus | [6 empty] | Olinda | 230 | Olinda | 230 |  |  | 1 |  | FALSE | Olinda | 230 | [12 empty] | 0 | 0
WDT1739 | 2021-04-06 | 2021-02-26 | 2021-04-13 | WDAT | GIP - ISP | ISP | Active - Post IA | Construction |  | Executed - In Effect | Yes | 2022-09-22 |  | Energy Storage(53.45) | 50.3 | Orange | CA | 2023-04-01 | 2026-01-15 | A tap on the Distribuiton Provider's Johanna - Chestnut 66 kV line | A tap on the Distribuiton Provider's Johanna - Chestnut 66 kV line | Johanna 220 kV bus |  |  |  |  | Johanna | 230 |  |  | Johanna | 230 |  |  | 1 |  | TRUE | Johanna | 230 |  |  | 53.45) | [8 empty] | 53.45 | 0 | 1
WDT1740 | 2021-03-01 | 2021-03-01 | 2021-03-31 | WDAT | GIP - ISP | ISP | Active - Post IA | IA Amendment |  | Amendment - Pending | Yes | 2023-07-24 |  | Energy Storage(39) | 30 | Santa Barbara | CA | 2024-08-30 | 2025-11-01 | The Distribution Provider’s Goleta-Isla Vista-Onshore 66 kV line via Ellwood Substation | The Distribution Provider’s Goleta-Isla Vista-Onshore 66 kV line via Ellwood Substation | The CAISO Grid at the Goleta 220 kV bus |  |  |  |  | Goleta | 230 | Goleta | 230 | The | Check | Check | Goleta230 | 1 |  | TRUE | Goleta | 230 |  |  | 39) | [8 empty] | 39 | 0 | 0
WDT1741 |  | 2021-03-09 |  | WDAT | GIP - Fast Track | Fast Track | Inactive | Withdrawn | 2021-03-11 | Not Started | No |  |  | Photovoltaic(3) | 3 | Los Angeles | CA | 2022-06-05 |  | Heights Circuit - 12kV Feeder | [10 empty] | Check | Check | Check |  | 1 |  | FALSE | [14 empty] | 0 | 0
WDT1742 | 2021-05-01 | 2021-03-24 | 2021-05-06 | WDAT | GIP - ISP | ISP | Active - Post IA | Construction |  | Amendment - Executed | Yes | 2024-09-08 |  | Gas Turbine(59.65)/Energy Storage(8.35) | 68 | Los Angeles | CA | 2023-01-01 | 2024-01-01 | Jersey-Nola 66 kV line via SCE owned ICEGEN 66 kV Substation | Jersey-Nola 66 kV line via SCE owned ICEGEN 66 kV Substation | Lighthipe 220 kV bus. |  |  |  |  | Lighthipe | 230 | Lighthipe | 230 | Lighthipe | 230 |  |  | 1 |  | TRUE | Lighthipe | 230 |  |  | 8.35) | [8 empty] | 8.35 | 0 | 0
GFID8750 | 2019-07-02 | 2019-04-30 | 2019-07-17 | Rule 21 | Rule 21 Export | ISP | Inactive | Withdrawn |  | Not Started | No |  |  | Cogeneration(20.1) | 20.1 |  |  | 2021-04-01 | 2022-04-01 | Victor-Black Mountain-Soport-Southcap-Southdown 115kV line at Southdown Substation | Victor-Black Mountain-Soport-Southcap-Southdown 115 kV line at Southdown Substation | Victor Substation 115 kV bus | [6 empty] | Victor | 115 | Victor | Check | Check |  | 1 |  | FALSE | Victor | 115 | [12 empty] | 0 | 0
WDT1749 | 2021-04-30 | 2021-04-29 | 2021-06-14 | WDAT | GIP - Cluster Study | QC_014 | Inactive | Withdrawn | 2024-03-26 | Not Started | No |  |  | Photovoltaic(37.8)/Energy Storage() | 20 | Los Angeles | CA | 2023-11-23 | 2023-11-23 | Little Rock-Sparkle-Wilsona 66 kV |  | Antelope 66 kV bus | [8 empty] | Antelope | 66 |  |  | 1 |  | FALSE | Antelope | 66 | [12 empty] | 0 | 0
WDT1750 | 2021-04-30 | 2021-04-27 | 2021-06-09 | WDAT | GIP - Cluster Study | QC_014 | Active | IA Parked |  | Not Started | No |  |  | Energy Storage(108.9) | 100 | Los Angeles | CA | 2024-04-19 | 2024-04-19 | Rio Hondo Substation at 66kV bus | Rio Hondo Substation at 66kV bus | Rio Hondo 220 kV bus |  |  |  |  | Rio Hondo | 230 | Rio Hondo | 230 | Rio | Check | Check | Rio Hondo230 | 1 |  | TRUE | Rio Hondo | 230 |  |  | 108.9) | [8 empty] | 108.9 | 0 | 0
WDT1751 | 2021-04-30 | 2021-04-27 | 2021-06-07 | WDAT | GIP - Cluster Study | QC_014 | Active | Phase II Complete |  | Not Started | No |  |  | Energy Storage(170.61) | 150 | Riverside | CA | 2023-07-31 | 2023-07-31 | Skylark Substation 115kV | Skylark 115 kV | Alberhill 500 kV |  |  |  |  | Alberhill | 115 | Alberhill | 115 | Alberhill | 500 |  |  | 1 |  | TRUE | Alberhill | 500 |  |  | 170.61) | [8 empty] | 170.61 | 0 | 0
WDT1752 | 2021-04-30 | 2021-04-27 | 2021-06-10 | WDAT | GIP - Cluster Study | QC_014 | Active | Phase II Complete |  | Not Started | No |  |  | Energy Storage(141.57) | 115 | San Bernardino | CA | 2024-06-30 | 2024-06-30 | Etiwanda - Randall 66 kV |  | Etiwanda 230 kV |  |  |  |  | Etiwanda | 230 | Etiwanda | 230 | Etiwanda | 230 |  |  | 1 |  | TRUE | Etiwanda | 230 |  |  | 141.57) | [8 empty] | 141.57 | 0 | 0
WDT1753 | 2021-04-30 | 2021-04-27 | 2021-06-18 | WDAT | GIP - Cluster Study | QC_014 | Active | IA Parked |  | Not Started | No |  |  | Energy Storage(141.57) | 115 | San Bernardino | CA | 2024-06-30 | 2024-06-30 | Etiwanda-Declez #2 66 kV circuit | Etiwanda 230 kV | Etiwanda 230 kV |  |  |  |  | Etiwanda | 230 | Etiwanda | 230 | Etiwanda | 230 |  |  | 1 |  | TRUE | Etiwanda | 230 |  |  | 141.57) | [8 empty] | 141.57 | 0 | 0
WDT1754 |  | 2021-04-27 | 2021-09-08 | WDAT | GIP - Cluster Study | QC_014 | Active | IA Negotiation |  | Not Started | No |  |  | Energy Storage(61.71) | 55 | Los Angeles | CA | 2024-06-30 | 2029-05-01 | A tap on the Long Beach – Seabright 66 kV Line | A tap on the Long Beach – Seabright 66 kV Line | Hinson 220 kV bus |  |  |  |  | Hinson | 230 |  |  | Hinson | 230 |  |  | 1 |  | TRUE | Hinson | 230 |  |  | 61.71) | [8 empty] | 61.71 | 0 | 0
WDT1755 | 2021-04-30 | 2021-04-27 | 2021-06-16 | WDAT | GIP - Cluster Study | QC_014 | Active | IA Parked |  | Not Started | No |  |  | Energy Storage(141.57) | 125 | Los Angeles | CA | 2024-06-30 | 2024-06-30 | Antelope - Ritter Ranch #1 66 kV | Antelope - Ritter Ranch #1 66 kV | Antelope 220 kV bus |  |  |  |  | Antelope | 230 |  |  | Antelope | 230 |  |  | 1 |  | TRUE | Antelope | 230 |  |  | 141.57) | [8 empty] | 141.57 | 0 | 0
WDT1758 | 2021-04-30 | 2021-04-27 | 2021-06-09 | WDAT | GIP - Cluster Study | QC_014 | Inactive | Withdrawn | 2021-09-23 | Not Started | No |  |  | Energy Storage(108.9) | 100 | Los Angeles | CA | 2024-04-19 | 2024-04-19 | Del Amo-Carmenita 66 kV Line | Del Amo-Carmenita 66 kV Line | Del Amo 230 kV Substation | [8 empty] | Del | Check | Check |  | 1 |  | FALSE | Del | Check | [12 empty] | 0 | 0
WDT1759 | 2021-04-30 | 2021-04-28 | 2021-06-04 | WDAT | GIP - Cluster Study | QC_014 | Inactive | Withdrawn | 2022-11-10 | Not Started | No |  |  | Wind Turbine(106.4)/Photovoltaic(106.72)/Energy Storage() | 100 | Riverside | CA | 2025-08-15 | 2025-08-15 | via a tap to the Devers-Garnet 115kV line | Devers 500/220 kV bus | Devers 500/220 kV bus | [8 empty] | Devers | 500 |  |  | 1 |  | FALSE | Devers | 500 | [12 empty] | 0 | 0
WDT1760 | 2021-04-30 | 2021-04-30 | 2021-04-30 | WDAT | GIP - Cluster Study | QC_014 | Inactive | Withdrawn | 2023-01-12 | Not Started | No |  |  | Gas Turbine(213.53)/Energy Storage(0)/Gas Turbine() | 175 | Riverside | CA | 2027-01-01 | 2027-01-01 | Indigo Substation 115kV | Indigo Substation 115 kV | Devers 220 kV Bus | [6 empty] | Devers | 230 | Devers | 230 |  |  | 1 |  | FALSE | Devers | 230 | [12 empty] | 0 | 0
WDT1761 | 2021-04-30 | 2021-04-30 | 2021-06-09 | WDAT | GIP - Cluster Study | QC_014 | Active | IA Negotiation |  | In Draft | No |  |  | Energy Storage(65.45) | 60 | Los Angeles | CA | 2024-08-30 | 2030-11-28 | The Distribution Provider’s Frances 66/12 kV Substation at the 66 kV bus. | The Distribution Provider’s Frances 66/12 kV Substation at the 66 kV bus. | The ISO Grid at Distribution Provider's 220 kV bus at Chino Substation |  |  |  |  | Chino | 230 | No Match - Review | No Match - Review | The | Check | Check | Chino230 | 1 |  | TRUE | Chino | 230 |  |  | 65.45) | [8 empty] | 65.45 | 0 | 0
WDT1757 | 2021-06-29 | 2021-04-30 | 2021-06-29 | WDAT | GIP - Cluster Study | QC_014 | Inactive | Withdrawn | 2024-06-10 | Not Started | No |  |  | Energy Storage(168.75) | 150 | San Bernardino | CA | 2024-08-30 | 2024-08-30 | Highgrove 115 kV Substation |  | Vista 220 kV Bus | [8 empty] | Vista | 230 | Check |  | 1 |  | FALSE | Vista | 230 | [12 empty] | 0 | 0
WDT1762 | 2021-04-30 | 2021-04-30 | 2021-06-04 | WDAT | GIP - Cluster Study | QC_014 | Inactive | Withdrawn | 2021-09-20 | Not Started | No |  |  | Energy Storage(101.031) | 100 | Kern | CA | 2024-09-15 |  | Walker Basin 66kV | Walker Basin 66 kV substation | Wind Hub 220 kV | [8 empty] | Wind | Check | Check |  | 1 |  | FALSE | Wind | Check | [12 empty] | 0 | 0
WDT1763 | 2021-04-30 | 2021-04-30 | 2021-06-08 | WDAT | GIP - Cluster Study | QC_014 | Active | Phase II Complete |  | Not Started | No |  |  | Photovoltaic(55.44)/Energy Storage(64.6) | 55 | Tulare | CA | 2024-09-15 | 2024-09-15 | Octol 66 kV |  | Rector 220 kV |  |  |  |  | Rector | 230 | Rector | 230 | Rector | 230 |  |  | 1 |  | TRUE | Rector | 230 | 55.44)/Energy Storage(64.6) |  | 64.6) |  | 0.44 | 55.44 | [5 empty] | 64.6 | 0 | 0
WDT1764 | 2021-04-30 | 2021-04-30 | 2021-06-21 | WDAT | GIP - Cluster Study | QC_014 | Active | Phase II Complete |  | Not Started | No |  |  | Energy Storage(108)/() | 100 | Los Angeles | CA | 2024-08-30 | 2024-08-30 | Lighthipe 66 kV Substation | Lighthipe Substation 66kV Bus | Lighthipe Substation 220kV Bus |  |  |  |  | Lighthipe | 230 |  |  | Lighthipe | Check | Check |  | 1 |  | TRUE | Lighthipe | 230 |  |  | 108)/() | [8 empty] | 108 | 0 | 0
WDT1765 | 2021-04-30 | 2021-04-30 | 2021-06-06 | WDAT | GIP - Cluster Study | QC_014 | Inactive | Withdrawn | 2022-10-11 | Not Started | No |  |  | Energy Storage(56.8) | 50 | San Bernardino | CA | 2025-09-01 | 2025-09-01 | Highgrove 115kV Substation | Vista 220 kV Bus | Vista 220 kV Bus | [8 empty] | Vista | 230 | Check |  | 1 |  | FALSE | Vista | 230 | [12 empty] | 0 | 0
WDT1766 |  | 2021-04-30 | 2021-06-24 | WDAT | GIP - Cluster Study | QC_014 | Active | IA Parked |  | Not Started | No |  |  | Energy Storage(88.75) | 80 | Ventura | CA | 2025-09-01 |  | Royal 66kV Substation | Moorpark 220kV | Moorpark 220kV |  |  |  |  | Moorpark | 230 | Moorpark | 230 | Moorpark | Check | Check |  | 1 |  | TRUE | Moorpark | 230 |  |  | 88.75) | [8 empty] | 88.75 | 0 | 0
WDT1767 |  | 2021-04-30 |  | WDAT | GIP - Cluster Study | QC_014 | Inactive | Withdrawn | 2021-07-30 | Not Started | No |  |  | Photovoltaic(29.326)/Energy Storage()/Energy Storage(13.034) | 40 | Ventura | CA | 2025-09-01 |  | Colonia 66kV Substation | [10 empty] | Check | Check | Check |  | 1 |  | FALSE | [14 empty] | 0 | 0
WDT1768 |  | 2021-04-30 | 2021-06-03 | WDAT | GIP - Cluster Study | QC_014 | Active - Post IA | Construction |  | In Negotiation | No |  |  | Energy Storage(87.12) | 74 | Los Angeles | CA | 2024-08-30 | 2028-12-01 | A tap on the Distribution Provider’s La Fresa - Torrance 66 kV line | A tap on the Distribution Provider’s La Fresa - Torrance 66 kV line | The ISO Grid at Distribution Provider's 220 kv bus at La Fresa 220/66 kV Substation |  |  |  |  | La Fresa | 230 | No Match - Review | No Match - Review | The | Check | Check | La Fresa230 | 1 |  | TRUE | La Fresa | 230 |  |  | 87.12) | [8 empty] | 87.12 | 0 | 0
WDT1769 |  | 2021-04-30 |  | WDAT | GIP - Cluster Study | QC_014 | Inactive | Withdrawn | 2021-09-02 | Not Started | No |  |  | Energy Storage(150) | 150 | Tulare | CA | 2026-10-31 |  | Goshen 69 kV | [10 empty] | Check | Check | Check |  | 1 |  | FALSE | [14 empty] | 0 | 0
WDT1770 | 2021-04-30 | 2021-04-30 | 2021-06-14 | WDAT | GIP - Cluster Study | QC_014 | Active | IA Parked |  | In Negotiation - Parked | No |  |  | Energy Storage(105) | 100 | San Bernardino | CA | 2023-04-01 | 2024-04-01 | El Casco 115 kV Substation | El Casco 115 kV Substation | El Casco 220 kV Bus |  |  |  |  | El Casco | 230 |  |  | El | Check | Check | El Casco230 | 1 |  | TRUE | El Casco | 230 |  |  | 105) | [8 empty] | 105 | 0 | 0
WDT1772 |  | 2021-04-30 | 2021-06-17 | WDAT | GIP - Cluster Study | QC_014 | Active | IA Parked |  | Not Started | No |  |  | Energy Storage(129.6) | 100 | San Bernardino | CA | 2025-02-15 | 2031-01-15 | A tap on the Cardiff-Del Rosa 66 kV Line | San Bernardino Substation 220 kV bus | San Bernardino Substation 220 kV bus |  |  |  |  | San Bernardino | 230 |  |  | San | Check | Check | San Bernardino230 | 1 |  | TRUE | San Bernardino | 230 |  |  | 129.6) | [8 empty] | 129.6 | 0 | 0
WDT1773 |  | 2021-04-30 | 2021-06-30 | WDAT | GIP - Cluster Study | QC_014 | Active | IA Parked |  | Not Started | No |  | 2024-09-11 | Energy Storage(132) | 110 |  |  | 2023-12-01 | 2026-04-20 | Mascot 66/12 kV Substation 66 kV bus | Rector 220/66 kV Substation 220 kV bus | Rector 220/66 kV Substation 220 kV bus |  |  |  |  | Rector | 230 | Rector | 230 | Rector | 230 |  |  | 1 |  | TRUE | Rector | 230 |  |  | 132) | [8 empty] | 132 | 0 | 0
WDT1774 | 2021-04-30 | 2021-04-30 | 2021-06-08 | WDAT | GIP - Cluster Study | QC_014 | Active | IA Parked |  | Pending | No |  | 2024-09-11 | Energy Storage(63.4) | 60 | Los Angeles | CA | 2023-03-01 | 2029-02-08 | Elizabeth Lake 66kV Substation | Elizabeth Lake 66 kV bus | Elizabeth Lake 66 kV bus |  |  |  |  | Saugus | 230 | Saugus | 230 | Elizabeth | Check | Check |  | 1 |  | TRUE | Elizabeth | 230 |  |  | 63.4) | [8 empty] | 63.4 | 0 | 0
WDT1778 |  | 2021-04-30 | 2021-06-29 | WDAT | GIP - Cluster Study | QC_014 | Inactive | Withdrawn | 2021-09-02 | Not Started | No |  |  | Energy Storage(50) | 50 | Kern | CA | 2025-10-31 | 2023-10-31 | Antelope-Cal Cement-Rosamond 66kV Line | Antelope-Cal Cement-Rosamond 66kV Line | Antelope 66 kV Substation | [8 empty] | Antelope | 66 |  |  | 1 |  | FALSE | Antelope | 66 | [12 empty] | 0 | 0
WDT1780 | 2021-04-30 | 2021-04-30 | 2021-06-14 | WDAT | GIP - Cluster Study | QC_014 | Active | IA Parked |  | Not Started | No |  |  | Energy Storage(45.405) | 35 | Santa Barbara | CA | 2024-02-01 | 2023-08-01 | Carpinteria Substation 66 kV bus | Carpinteria Substation 66 kV bus | Goleta 220 kV bus |  |  |  |  | Goleta | 230 |  |  | Goleta | 230 |  |  | 1 |  | TRUE | Goleta | 230 |  |  | 45.405) | [8 empty] | 45.405 | 0 | 0
WDT1781 |  | 2021-04-30 |  | WDAT | GIP - Cluster Study | QC_014 | Inactive | Withdrawn | 2021-06-08 | Not Started | No |  |  | Energy Storage() | 100 | Los Angeles | CA | 2025-02-15 |  | Santa Fe Springs 69kV substation | [10 empty] | Check | Check | Check |  | 1 |  | FALSE | [14 empty] | 0 | 0
WDT1782 | 2021-04-30 | 2021-04-30 | 2021-05-27 | WDAT | GIP - Cluster Study | QC_014 | Active | IA Negotiation |  | In Negotiation | No |  |  | Photovoltaic(41.523)/Energy Storage(41.523) | 39.3 | Los Angeles | CA | 2024-04-15 | 2026-02-16 | Piute Substation 66 kV | Piute Substation 66kV | Antelope Substation 66 kV |  |  |  |  | Antelope | 230 | Antelope | 230 | Antelope | Check | Check |  | 1 |  | TRUE | Antelope | 230 | 41.523)/Energy Storage(41.523) |  | 41.523) |  | 2.223 | 41.523 | [5 empty] | 41.523 | 0 | 0
WDT1783 | 2021-04-30 | 2021-04-30 | 2021-05-21 | WDAT | GIP - Cluster Study | QC_014 | Inactive | Withdrawn | 2024-07-10 | Not Started | No |  |  | Energy Storage(105.3) | 100 | San Bernardino | CA | 2024-04-01 | 2025-05-01 | Archline Substation 66 kV | Archline Substation 66 kV bus | Etiwanda Substation 220 kV bus. | [8 empty] | Etiwanda | Check | Check |  | 1 |  | FALSE | Etiwanda | Check | [12 empty] | 0 | 0
WDT1771 | 2021-04-30 | 2021-04-30 | 2021-06-01 | WDAT | GIP - Cluster Study | QC_014 | Active | IA Parked |  | Not Started | No |  |  | Energy Storage(525.016) | 500 | Riverside | CA | 2026-12-01 | 2026-12-01 | SCE Alberhill 115kV Substation | SCE Alberhill 115kV Substation | ISO Grid at the Alberhill 500 kV bus |  |  |  |  | Alberhill | 115 | Alberhill | 115 | ISO | Check | Check | Alberhill500 | 1 |  | TRUE | Alberhill | 500 |  |  | 525.016) | [8 empty] | 525.016 | 0 | 0
WDT1775 | 2021-04-30 | 2021-04-30 | 2021-06-14 | WDAT | GIP - Cluster Study | QC_014 | Active | Phase II Complete |  | Not Started | No |  |  | Energy Storage(101.31) | 100 | Riverside | CA | 2024-09-15 | 2024-09-15 | Vallley sc 115 kV |  | Valley 500 kV |  |  |  |  | Valley (SCE) | 500 | Valley (SCE) | 500 | Valley | 500 | Check |  | 1 |  | TRUE | Valley | 500 |  |  | 101.31) | [8 empty] | 101.31 | 0 | 0
WDT1776 |  | 2021-04-30 | 2021-06-02 | WDAT | GIP - Cluster Study | QC_014 | Inactive | Withdrawn | 2022-10-12 | Not Started | No |  |  | Photovoltaic(21.6) | 18 | Los Angeles | CA | 2022-12-31 | 2023-12-31 | Antelope-Lancaster-Oasis 66 kV line | Antelope 220/66 kV Substation 220 kV bus | Antelope 220/66 kV Substation 220 kV bus | [8 empty] | Antelope | 230 |  |  | 1 |  | FALSE | Antelope | 230 | [12 empty] | 0 | 0
wdt1793 | 2021-10-05 | 2021-07-28 | 2021-10-05 | WDAT | GIP - ISP | ISP | Inactive | Withdrawn | 2024-09-06 | In Draft | No |  |  | Energy Storage(108.81) | 100 | Los Angeles | CA | 2023-05-01 | 2023-05-01 | Padua/Live Oak 66 kV |  | Padua 220 kV bus |  |  |  |  | Pauda | 230 | Pauda | 230 | Padua | 230 |  |  | 1 |  | FALSE | Padua | 230 | [12 empty] | 0 | 0
WDT1796 |  | 2021-04-13 | 2021-09-13 | WDAT | GIP - Cluster Study | QC_014 | Active | IA Parked |  | Not Started | No |  |  | Energy Storage(219.949) | 200 | Riverside | CA |  | 2029-07-21 | Distribution Provider's Mirage 220/115 kV Substation at the 115 kV switchrack | Distribution Provider's Mirage 220/115 kV Substation at the 115 kV switchrack | Mirage 220 kV Bus |  |  |  |  | Mirage | 115 | Mirage | 115 | Mirage | 230 | Check |  | 1 |  | TRUE | Mirage | 230 |  |  | 219.949) | [8 empty] | 219.949 | 0 | 0
WDT1797 |  | 2021-04-28 | 2021-09-27 | WDAT | GIP - Cluster Study | QC_014 | Active | IA Parked |  | Not Started | No |  |  | Energy Storage(121.22) | 100 | San Bernardino | CA | 2023-11-01 | 2030-07-28 | DistrBloomington Substion at the 66 kV bus | Bloomington Substion at the 66 kV bus | Vista 220 kV |  |  |  |  | Vista (SCE) | 230 |  |  | Vista | 230 | Check | Vista (SCE)230 | 1 |  | TRUE | Vista (SCE) | 230 |  |  | 121.22) | [8 empty] | 121.22 | 0 | 0
WDT1811 | 2022-05-23 | 2022-04-20 | 2022-05-23 | WDAT | GIP - ISP | ISP | Inactive | Withdrawn |  | In Draft | No |  |  | Energy Storage(113) | 110 | Los Angeles | CA | 2024-07-01 | 2024-07-01 | San Antonio 66/12 kV substation | Padua 220 kV | Padua 220 kV |  |  |  |  | Pauda | 230 | Pauda | 230 | Padua | 230 |  |  | 1 |  | FALSE | Padua | 230 | [12 empty] | 0 | 0
WDT1966 | 2023-05-01 | 2023-04-24 | 2023-05-19 | WDAT | GIP - Cluster Study | QC_015 | Inactive | Withdrawn | 2023-08-07 | Not Started | No |  |  | Energy Storage(113) | 110 | Riverside | CA | 2026-01-04 |  | Corona Substation 66kV | [10 empty] | Check | Check | Check |  | 1 |  | FALSE | [14 empty] | 0 | 0
WDT1967 | 2023-05-01 | 2023-04-24 | 2023-05-30 | WDAT | GIP - Cluster Study | QC_015 | Inactive | Withdrawn | 2024-11-05 | Not Started | No |  |  | Energy Storage(112) | 110 | Santa Barbara | CA | 2026-01-04 | 2026-04-01 | Goleta Substation 66 kV | Goleta Substation 66 kV | Goleta 220 kV bus |  |  |  |  | Goleta | 230 |  |  | Goleta | 230 |  |  | 1 |  | FALSE | Goleta | 230 | [12 empty] | 0 | 0
WDT1809 | 2017-01-03 | 2017-01-03 | 2017-01-17 | WDAT | GIP - ISP | ISP | Active - Post IA | Construction |  | Not Started | No |  |  | Photovoltaic(3) | 3 | San Bernardino | CA |  | 2024-10-01 | Poco 33 kV distribution line out of Tortilla 115/33 kV Substation | Poco 33 kV distribution line out of Tortilla 115/33 kV Substation | ISO's grid at SCE's Tortilla Substation at 115kV bus | [8 empty] | ISO's | Check | Check | Tortilla115 | 1 |  | TRUE | Tortilla | 115 | 3) |  |  |  | 0 | 3 | [6 empty] | 0 | 0
WDT1816 |  | 2022-05-26 | 2022-06-23 | WDAT | GIP - ISP | ISP | Active - Post IA | Construction |  | Filed Executed | Yes | 2023-10-02 |  | Energy Storage(127.05) | 110 | Orange | CA |  | 2026-12-31 | Distribution Providerr's Shawnee Substation 66 kV bus | Distribution Providerr's Shawnee Substation 66 kV bus for Output and Distribution Provider's Barre Substation 220 kV bus for Charging | Distribution Provider's Barre Substation 220 kV bus for Output and Distribution Providerr's Shawnee Substation 66 kV bus for Charging. |  |  |  |  | Barre | 230 | Barre | 230 | Distribution | Check | Check | Barre230 | 1 |  | TRUE | Barre | 230 |  |  | 127.05) | [8 empty] | 127.05 | 0 | 0
WDT1835 | 2019-08-13 | 2019-02-19 | 2019-08-13 | WDAT | GIP - Fast Track | Fast Track | Inactive | Withdrawn | 2023-11-21 | Not Started | No |  |  | Internal Combustion Engine(1.652) | 1.6 | San Bernardino | CA |  |  | Cement 33 kV out of Victor 115/33 kV Substation | [10 empty] | Check | Check | Check |  | 1 |  | FALSE | [14 empty] | 0 | 0
WDT1847 | 2022-10-19 | 2022-10-19 | 2022-11-22 | WDAT | GIP - ISP | ISP | Inactive | Withdrawn | 2024-07-03 | Not Started | No |  |  |  | 113.4 | San Bernardino | CA | 2024-04-01 | 2024-04-01 | Archline Substation 66 kV bus | Archline Substation 66 kV bus | Etiwanda Substation 220 kV bus. | [8 empty] | Etiwanda | Check | Check |  | 1 |  | FALSE | Etiwanda | Check | [12 empty] | 0 | 0
WDT1848 | 2022-10-31 | 2022-10-31 | 2022-11-30 | WDAT | GIP - ISP | ISP | Active - Post IA | Construction |  | Not Started | No |  |  | Energy Storage(110)/() | 110 | Los Angeles | CA | 2024-04-01 | 2026-12-01 | Cortez Substation at the 66kV bus | Cortez Substation at the 66kV bus | Walnut Substation 220 kV bus |  |  |  |  | Walnut | 230 | Walnut | 230 | Walnut | Check | Check |  | 1 |  | TRUE | Walnut | 230 |  |  | 110)/() | [8 empty] | 110 | 0 | 0
WDT1897 |  | 2022-12-22 |  | WDAT | GIP - Fast Track | Fast Track | Inactive | Withdrawn | 2023-03-02 | Not Started | No | [19 empty] | Check | Check | Check |  | 1 |  | FALSE | [14 empty] | 0 | 0
WDT1903 | 2023-02-06 | 2023-02-06 | 2023-03-07 | WDAT | GIP - ISP | ISP | Inactive | Withdrawn | 2024-12-19 | In Draft | No |  |  | Energy Storage(112.5)/() | 110 | Orange | CA | 2026-04-01 | 2026-04-01 | Barre Fullerton 66 kV | Barre Fullerton 66 kV | Barre 220 kV bus |  |  |  |  | Barre | 230 |  |  | Barre | 230 |  |  | 1 |  | FALSE | Barre | 230 | [12 empty] | 0 | 0
WDT1904 | 2023-02-02 | 2023-02-02 | 2023-03-07 | WDAT | GIP - ISP | ISP | Active | IA Negotiation |  | In Draft | No |  |  | Energy Storage(88.63)/() | 78 | Orange | CA | 2026-04-01 | 2029-11-16 | Oceanview-Slater 66 kV | Oceanview Slater 66 kV | Ellis 220 kV bus |  |  |  |  | Ellis | 230 | Ellis | 230 | Ellis | 230 |  |  | 1 |  | TRUE | Ellis | 230 |  |  | 88.63)/() | [8 empty] | 88.63 | 0 | 0
WDT1905 | 2023-02-02 | 2023-02-02 | 2023-03-06 | WDAT | GIP - ISP | ISP | Inactive | Withdrawn | 2024-03-18 | Not Started | No |  |  | Energy Storage(62)/() | 60 | Los Angeles | CA | 2026-04-01 | 2026-04-01 | Watson - Carbogen 66 kV | Watson - Carbogen 66 kV | Hinson 220 kV bus | [8 empty] | Hinson | 230 |  |  | 1 |  | FALSE | Hinson | 230 | [12 empty] | 0 | 0
WDT1906 | 2023-02-14 | 2023-02-14 | 2023-04-06 | WDAT | GIP - ISP | ISP | Inactive | Withdrawn | 2023-04-25 | Not Started | No |  |  | Photovoltaic(60.5)/Energy Storage() |  | Ventura | CA | 2026-05-01 |  |  | Mandalay - Santa Clara #1 | [9 empty] | Check | Check | Check |  | 1 |  | FALSE | [14 empty] | 0 | 0
WDT1907 | 2023-03-29 | 2023-02-14 | 2023-03-29 | WDAT | GIP - ISP | ISP | Active - Post IA | Pending PTO |  | Executed - In Effect | No | 2024-07-14 |  | ()/Energy Storage(117.5) | 100 | Orange | CA | 2026-05-01 | 2027-03-01 | Olinda 66kV bus | Olinda 66 kV Substation | Olinda 66 kV Substation |  |  |  |  | Olinda | 230 | Olinda | 230 | Olinda | 66 | Check |  | 1 |  | TRUE | Olinda | 66 |  |  | 117.5) | [8 empty] | 117.5 | 0 | 1
WDT1908 | 2023-02-14 | 2023-02-14 | 2023-03-10 | WDAT | GIP - ISP | ISP | Inactive | Withdrawn | 2023-04-05 | Not Started | No |  |  | Photovoltaic(41.523)/Energy Storage(41.523) | 40 | Tulare | CA | 2026-04-15 |  | Pixley Substation 66kV | [10 empty] | Check | Check | Check |  | 1 |  | FALSE | [14 empty] | 0 | 0
GFID8820 | 2022-09-12 | 2022-09-12 | 2022-09-12 | Rule 21 | Rule 21 Export | ISP | Active - Post IA | Construction |  | Executed - In Effect | No | 2023-09-19 | 2024-12-11 | Photovoltaic(5.55)/Energy Storage(6.134) | 5 | Kern | CA | 2024-09-01 | 2024-12-01 | Castle Butte 33 kV circuit out of Edwards 115/33 kV substation in the Kramer 220/115 system | Edwards 115/33 kV | Kramer 115 kV bus |  |  |  |  | Kramer | 115 |  |  | Kramer | 115 |  |  | 1 |  | TRUE | Kramer | 115 | 5.55)/Energy Storage(6.134) |  | 6.134) |  | 0.55 | 5.55 | [5 empty] | 6.134 | 0 | 1
GFID8824 |  | 2022-11-29 |  | Rule 21 | Rule 21 Export | ISP | Active - Post IA | Construction |  | Executed - In Effect | Yes | 2023-09-19 | 2024-12-03 | Photovoltaic(5.55)/Energy Storage(6.134) | 5 | Tulare | CA | 2024-09-01 | 2024-09-12 | Ball 12 kV | Ball 12 kV | Rector 220 kV Bus |  | Ball | Rector 220/66 System | Laurel 66/12 (D) | Not in Previous Cycle | Not in Previous Cycle | Rector | 230 | Rector | 230 |  |  | 1 |  | TRUE | Rector | 230 | 5.55)/Energy Storage(6.134) |  | 6.134) |  | 0.55 | 5.55 | [5 empty] | 6.134 | 0 | 1
WDT1934 | 2023-03-03 | 2023-03-03 | 2023-03-31 | WDAT | GIP - ISP | ISP | Inactive | Withdrawn | 2023-04-25 | Not Started | No |  |  | Photovoltaic(10)/Energy Storage() |  | Kern | CA | 2023-05-01 |  | Goldtown 66 kV Substation | Goldtown 66 kV Substation | [9 empty] | Check | Check | Check |  | 1 |  | FALSE | [14 empty] | 0 | 0
WDT1937 |  | 2023-03-20 |  | WDAT | GIP - ISP | ISP | Active | IA Amendment |  | Not Started | No | [19 empty] | Check | Check | Check |  | 1 |  | FALSE | [14 empty] | 0 | 0
WDT1938 | 2022-05-23 | 2022-05-23 | 2022-06-14 | WDAT | GIP - ISP | ISP | Active - Post IA | Construction |  | Executed - In Effect | Yes | 2023-11-15 |  | Photovoltaic(5) | 4.99 | Los Angeles | CA |  | 2024-11-15 | Tejon 12 kV Distribution Circuit out of Neenach 66/12 kV Substation | Tejon 12 kV Distribution Circuit out of Neenach 66/12 kV Substation | Antelope Substation 220 kV Bus | [6 empty] | Antelope | 230 | Antelope | Check | Check | Antelope230 | 1 |  | TRUE | Antelope | 230 | 5) |  |  |  | 0.01 | 5 | [6 empty] | 0 | 1
WDT1939 |  | 2022-05-11 |  | WDAT | GIP - ISP | ISP | Inactive | Withdrawn | 2024-01-12 | Withdrawn (No Agrmt) | No |  |  | Photovoltaic(3) | 2.99 | San Bernardino | CA | 2024-04-01 |  | Bragdon 12 kV circuit out of Harvard 33/12 kV Substation | Bragdon 12 kV circuit out of Harvard 33/12 kV Substation | Kramer 220 kV bus | [8 empty] | Kramer | 230 |  |  | 1 |  | FALSE | Kramer | 230 | [12 empty] | 0 | 0
WDT1940 | 2023-05-01 | 2023-04-19 | 2023-05-22 | WDAT | GIP - Cluster Study | QC_015 | Active | Phase I In Progress |  | Not Started | No |  |  | Energy Storage(133.17) | 110 | Orange | CA | 2026-01-04 | 2026-04-01 | Olinda Substation 66 kV | Olinda Substation 66 kV | Olinda Substation 220 kV |  |  |  |  | Olinda | 230 | Olinda | 230 | Olinda | Check | Check |  | 1 |  | TRUE | Olinda | 230 |  |  | 133.17) | [8 empty] | 133.17 | 0 | 0
WDT1947 | 2023-05-01 | 2023-05-01 | 2023-05-18 | WDAT | GIP - Cluster Study | QC_015 | Inactive | Withdrawn | 2023-08-18 | Not Started | No |  |  | Energy Storage(113) | 110 | Ventura | CA | 2026-01-04 | 2026-04-01 | Santa Clara Substation 66kV | Santa Clara Substation 66kV | Santa Clara 66kV Bus | [8 empty] | Santa | Check | Check |  | 1 |  | FALSE | Santa | Check | [12 empty] | 0 | 0
WDT1968 | 2023-05-01 | 2023-04-24 | 2023-05-23 | WDAT | GIP - Cluster Study | QC_015 | Inactive | Withdrawn | 2024-11-05 | Not Started | No |  |  | Energy Storage(113) | 110 | Los Angeles | CA | 2026-04-01 | 2026-04-01 | Dalton Substation 66 kV bus | Dalton Substation 66 kV bus | Rio Hondo 220 kV bus |  |  |  |  | Rio Hondo | 230 | Rio Hondo | 230 | Rio | Check | Check |  | 1 |  | FALSE | Rio | 230 | [12 empty] | 0 | 0
WDT1969 | 2023-05-01 | 2023-05-01 | 2023-05-01 | WDAT | GIP - Cluster Study | QC_015 | Inactive | Withdrawn | 2024-11-27 | Not Started | No |  |  | Energy Storage(113) | 110 | San Bernardino | CA | 2027-11-01 | 2026-07-01 | Bloomington Substation 66kV | Bloomington Substation 66kV | Vista 220kV Bus |  |  |  |  | Vista (SCE) | 230 |  |  | Vista | Check | Check |  | 1 |  | FALSE | Vista | 230 | [12 empty] | 0 | 0
WDT10099 | 2023-05-01 | 2023-04-14 | 2023-05-16 | WDAT | GIP - Cluster Study | QC_015 | Inactive | Withdrawn | 2025-05-15 | Not Started | No |  |  | Photovoltaic(50)/Energy Storage(50) | 50 |  |  |  |  | Valley 115 kV Bus | Valley 'EFG' 500/115 (S) | Valley 'D' 500/115 |  |  |  |  | Valley (SCE) | 500 | Tortilla | 115 | Valley | Check | Check |  | 1 |  | FALSE | Valley | 500 | [12 empty] | 0 | 0
WDT10094 | 2023-05-01 | 2023-04-18 | 2023-06-09 | WDAT | GIP - Cluster Study | QC_015 | Inactive | Withdrawn | 2024-10-30 | Not Started | No |  |  | Energy Storage(129.6) | 100 |  |  |  |  | San Bernardino - Cardiff 66 kV | [6 empty] | not found |  |  |  | Check | Check | Check |  | 1 |  | FALSE | [14 empty] | 0 | 0
WDT1976 | 2023-05-01 | 2023-04-25 | 2023-05-22 | WDAT | GIP - Cluster Study | QC_015 | Inactive | Withdrawn | 2025-05-30 | Not Started | No |  |  | Energy Storage(133.17) | 110 | Orange | CA | 2026-04-01 | 2027-04-01 | La Habra Substation 66kV | La Habra Substation 66kV | Olinda Sustation 220 kV |  |  |  |  | Olinda | 230 | Olinda | 230 | Olinda | Check | Check |  | 1 |  | FALSE | Olinda | 230 | [12 empty] | 0 | 0
WDT1977 | 2023-05-01 | 2023-05-01 | 2023-05-31 | WDAT | GIP - Cluster Study | QC_015 | Active | Phase I In Progress |  | Not Started | No |  |  | Photovoltaic(20)/Energy Storage(20) | 20 | Tulare | CA | 2025-10-01 | 2025-10-01 | Bliss 66 kV Substation bus | Bliss 66 kV Substation bus | Springville 220 kV Substation bus |  |  |  |  | Springville | 230 | Springville | 230 | Springville | 230 |  |  | 1 |  | TRUE | Springville | 230 | 20)/Energy Storage(20) |  | 20) |  | 0 | 20 | [5 empty] | 20 | 0 | 0
WDT1990 |  | 2023-04-27 | 2023-06-22 | WDAT | GIP - Cluster Study | QC_015 | Active | Application Review Complete |  | Not Started | No |  |  | Energy Storage(90) | 80 | Orange | CA | 2026-07-01 | 2026-07-01 | Barre Substation 66 kV bus AB Section. | Barre Substation 66 kV bus AB Section. | Barre Substation 220 kV bus |  |  |  |  | Barre | 230 | Barre | 230 | Barre | Check | Check |  | 1 |  | TRUE | Barre | 230 |  |  | 90) | [8 empty] | 90 | 0 | 0
WDT10138 | 2023-05-01 | 2023-04-28 | 2023-06-22 | WDAT | GIP - Cluster Study | QC_015 | Inactive | Withdrawn |  | Not Started | No |  |  | Energy Storage(54) | 50 | Kern | CA |  | 2025-05-01 | Tap SCE's Windhub -Goldtown - Monolith - Windlands 66 kV Circuit | Tap SCE's Windhub -Goldtown - Monolith - Windlands 66 kV Circuit | [9 empty] | Check | Check | Check |  | 1 |  | FALSE | [14 empty] | 0 | 0
WDT10140 |  | 2023-04-26 |  | WDAT | GIP - ISP | ISP | Inactive | Withdrawn |  | Not Started | No |  |  | Photovoltaic(60)/Energy Storage(60) | 60 |  |  |  |  | Landing 66 kV bus | Landing 66/16 | Parker 161/66 | [8 empty] | Parker | 161 | Check |  | 1 |  | FALSE | Parker | 161 | [12 empty] | 0 | 0
WDT10143 | 2023-05-01 | 2023-04-26 | 2023-05-01 | WDAT | GIP - Cluster Study | QC_015 | Active | Phase I In Progress |  | Not Started | No |  |  | Energy Storage(112.5) | 112.5 |  |  |  |  | Springville 66 kV Bus | Springville 220/66 (S) | Springville 220/66 |  |  |  |  | Springville | 230 |  |  | Springville | 230 |  |  | 1 |  | TRUE | Springville | 230 |  |  | 112.5) | [8 empty] | 112.5 | 0 | 0
WDT10199 |  | 2023-04-28 | 2023-06-05 | WDAT | GIP - Cluster Study | QC_015 | Inactive | Withdrawn | 2024-09-19 | Not Started | No |  |  | Energy Storage(103.205) | 110 |  |  |  |  | LIGHTHIPE-ALON-PACLINE-REFINERY 66 kV | [6 empty] | Lighthipe | 230 |  |  | Check | Check | Check |  | 1 |  | FALSE | [14 empty] | 0 | 0
GFID8946 | 2023-09-28 | 2023-07-28 | 2023-10-06 | Rule 21 | Rule 21 Export | Fast Track | Inactive | Withdrawn | 2024-01-09 | Not Started | No |  |  | Photovoltaic(5)/Energy Storage() | 5 | San Bernardino | CA | 2024-12-01 | [5 empty] | Santana | Devers 220/115 System | Hi Desert 115/33 (D) |  |  |  |  | Check | Check | Check |  | 1 |  | FALSE | [14 empty] | 0 | 0
WDT10147 |  | 2023-04-26 |  | WDAT | GIP - Cluster Study | QC_015 | Active | Phase I In Progress |  | Not Started | No |  |  | Energy Storage(115.5) | 112.5 |  |  |  |  | Springville 66 kV Bus | Springville 220/66 | Springville 220/66 |  |  |  |  | Springville | 230 |  |  | Springville | 230 |  |  | 1 |  | TRUE | Springville | 230 |  |  | 115.5) | [8 empty] | 115.5 | 0 | 0
WDT10148 |  | 2023-04-26 |  | WDAT | GIP - Cluster Study | QC_015 | Active | Phase I In Progress |  | Not Started | No |  |  | Energy Storage(103) | 100 |  |  |  |  | Hinson 66 kV Bus | Hinson 220/66 (S) | Hinson 220/66 |  |  |  |  | Hinson | 230 |  |  | Hinson | 230 |  |  | 1 |  | TRUE | Hinson | 230 |  |  | 103) | [8 empty] | 103 | 0 | 0
WDT10149 |  | 2023-04-26 |  | WDAT | GIP - Cluster Study | QC_015 | Active | Phase I In Progress |  | Not Started | No |  |  | Energy Storage(103) | 100 |  |  |  |  | Hinson 66 kV Bus | Hinson 220/66 (S) | Hinson 220/66 |  |  |  |  | Hinson | 230 |  |  | Hinson | 230 |  |  | 1 |  | TRUE | Hinson | 230 |  |  | 103) | [8 empty] | 103 | 0 | 0
WDT10152 | 2023-05-01 | 2023-04-28 | 2023-06-22 | WDAT | GIP - Cluster Study | QC_015 | Active | Phase I In Progress |  | Not Started | No |  |  | Energy Storage(91.8) | 85 | Los Angeles | CA |  | 2030-05-01 | Acton - Palmdale - Shuttle 66 kV | the Distribution Provider’s Acton – Palmdale – Shuttle 66 kV circuit via a customer-dedicated loop-in ring bus switchyard | Antelope 66 kV Substation bus |  |  |  |  | Antelope | 230 |  |  | Antelope | 66 |  |  | 1 |  | TRUE | Antelope | 66 |  |  | 91.8) | [8 empty] | 91.8 | 0 | 0
WDT10155 |  | 2023-04-27 |  | WDAT | GIP - Cluster Study | QC_015 | Inactive | Withdrawn | 2024-11-06 | Not Started | No |  |  | Energy Storage(103.196) | 100 |  |  |  |  | Vista 115kV | Pepper 115/12 (D) | Vista 220/15 |  |  |  |  | Vista (SCE) | 230 | Vista (SCE) | 230 | Vista | 230 | Check |  | 1 |  | FALSE | Vista | 230 | [12 empty] | 0 | 0
WDT10156 |  | 2023-04-27 | 2023-05-30 | WDAT | GIP - Cluster Study | QC_015 | Active | Phase I In Progress |  | Not Started | No |  |  | Photovoltaic(103.646)/Energy Storage(103.646) | 100 |  |  |  |  | Victor 115kV | Cottonwood 115/33 (D) | Victor 220/115 |  |  |  |  | Victor | 115 |  |  | Victor | 230 |  |  | 1 |  | TRUE | Victor | 230 | 103.646)/Energy Storage(103.646) |  | 103.646) |  | 3.646 | 103.646 | [5 empty] | 103.646 | 0 | 0
WDT10164 |  | 2023-04-27 |  | WDAT | GIP - Cluster Study | QC_015 | Inactive | Withdrawn | 2023-05-04 | Not Started | No |  |  | Photovoltaic(82.585)/Energy Storage(82.585) | 80 | [15 empty] | Check | Check | Check |  | 1 |  | FALSE | [14 empty] | 0 | 0
WDT10188 | 2023-05-01 | 2023-04-28 | 2023-05-30 | WDAT | GIP - Cluster Study | QC_015 | Active | Phase I In Progress |  | Not Started | No |  |  | Energy Storage(60) | 50 | Kern | CA |  | 2024-10-01 | ANTELOPE-CAL CEMENT-ROSAMOND 66 kV | Antelope-Cal Cement-Rosamond 66 kV Line out of Rosamond 66 kV Substation | Antelope Substation 66 kV bus |  |  |  |  | Antelope | 230 |  |  | Antelope | Check | Check |  | 1 |  | TRUE | Antelope | 230 |  |  | 60) | [8 empty] | 60 | 0 | 0
WDT10128 | 2023-05-01 | 2023-04-26 | 2023-06-06 | WDAT | GIP - Cluster Study | QC_015 | Inactive | Withdrawn | 2024-11-27 | Not Started | No |  |  | Energy Storage(153.6) | 150 |  |  |  |  | COOLWATER-GALE 115kV | Gale 115/33 (D) | Kramer 220/115 |  |  |  |  | Kramer | 115 |  |  | Kramer | 230 |  |  | 1 |  | FALSE | Kramer | 230 | [12 empty] | 0 | 0
WDT10087 | 2023-05-01 | 2023-04-27 | 2023-05-11 | WDAT | GIP - Cluster Study | QC_015 | Active | Phase I In Progress |  | Not Started | No |  |  | Energy Storage(103.196) | 100 |  |  |  |  | Victor 115 kV Bus | Savage 115/12 (D) | Victor 220/115 |  |  |  |  | Victor | 115 |  |  | Victor | 230 |  |  | 1 |  | TRUE | Victor | 230 |  |  | 103.196) | [8 empty] | 103.196 | 0 | 0
WDT10113 |  | 2023-04-27 |  | WDAT | GIP - Cluster Study | QC_015 | Inactive | Withdrawn | 2024-10-03 | Not Started | No |  |  | Photovoltaic(144)/Energy Storage(145)/Energy Storage(117.45) | 110 | Kern | CA |  | 2027-02-01 | INYOKERN-DOWN 115kV | [6 empty] | Kramer | 115 |  |  | Check | Check | Check |  | 1 |  | FALSE | [14 empty] | 0 | 0
WDT10130 | 2023-05-01 | 2023-04-27 | 2023-05-22 | WDAT | GIP - Cluster Study | QC_015 | Inactive | Withdrawn | 2024-10-01 | Filed Executed | Yes | 2023-08-18 |  |  | 200 |  |  |  |  | El Casco 115 kV Bus | [6 empty] | El Casco | 230 |  |  | Check | Check | Check |  | 1 |  | FALSE | [14 empty] | 0 | 0
WDT10170 | 2023-05-01 | 2023-05-01 | 2023-05-25 | WDAT | GIP - Cluster Study | QC_015 | Inactive | Withdrawn | 2024-12-02 | Not Started | No |  |  | Energy Storage(105) | 100 |  |  |  |  | Alberhill-Skylark 115 kV | furture Alberhill - Skylark 115 kV line | future Alberhill Substation 500 kV bus |  |  |  |  | Valley (SCE) | 500 | Valley (SCE) | 500 | future | Check | Check |  | 1 |  | FALSE | future | 500 | [12 empty] | 0 | 0
WDT10173 | 2023-05-01 | 2023-05-01 | 2023-05-23 | WDAT | GIP - Cluster Study | QC_015 | Inactive | Withdrawn | 2024-12-02 | Not Started | No |  |  | Energy Storage(105) | 100 |  |  |  |  | Elsinore-Skylark 115 kV | Elsinore - Skylark 115 kV line | Valley 220 kV |  |  |  |  | Valley (SCE) | 500 | Valley (SCE) | 500 | Valley | 230 | Check |  | 1 |  | FALSE | Valley | 230 | [12 empty] | 0 | 0
WDT10176 |  | 2023-05-01 | 2023-05-30 | WDAT | GIP - Cluster Study | QC_015 | Inactive | Withdrawn | 2024-12-02 | Not Started | No |  |  | Energy Storage(105) | 100 | Riverside | CA |  | 2027-02-01 | Valley 115 kV Bus | Ivyglen Substation 115 kV bus | Valley 500 kV bus |  |  |  |  | Valley (SCE) | 500 |  |  | Valley | 500 | Check |  | 1 |  | FALSE | Valley | 500 | [12 empty] | 0 | 0
WDT10180 |  | 2023-04-27 |  | WDAT | GIP - Cluster Study | QC_015 | Inactive | Withdrawn | 2024-12-02 | Not Started | No |  |  | Energy Storage(100) | 100 | Ventura | CA |  |  | ICEGEN-JERSEY-NOLA | [6 empty] | not found |  |  |  | Check | Check | Check |  | 1 |  | FALSE | [14 empty] | 0 | 0
WDT10181 | 2023-05-01 | 2023-05-01 | 2023-06-30 | WDAT | GIP - Cluster Study | QC_015 | Active | Phase I In Progress |  | Not Started | No |  |  | Energy Storage(106.4) | 100 |  |  |  |  | LA FRESA-VICTORIA NO. 2 66 kV |  | La Fresa 220 kV Bus |  |  |  |  | La Fresa | 230 |  |  | La | Check | Check | La Fresa230 | 1 |  | TRUE | La Fresa | 230 |  |  | 106.4) | [8 empty] | 106.4 | 0 | 0
WDT10182 | 2023-05-01 | 2023-04-27 | 2023-05-01 | WDAT | GIP - Cluster Study | QC_015 | Inactive | Withdrawn | 2024-12-02 | Not Started | No |  |  | Energy Storage(206.621) | 200 |  |  |  |  | Alberhill 115 Bus | [6 empty] | Alberhill | 115 |  |  | Check | Check | Check |  | 1 |  | FALSE | [14 empty] | 0 | 0
WDT10187 | 2023-05-01 | 2023-05-01 | 2023-06-07 | WDAT | GIP - Cluster Study | QC_015 | Inactive | Withdrawn | 2024-11-21 | Not Started | No |  |  | Energy Storage(110) | 110 | Tulare | CA | 2027-02-01 | 2027-02-01 | Springville 66 kV Bus | Springville 220/66 | Springville 220/66 |  |  |  |  | Springville | 230 |  |  | Springville | 230 |  |  | 1 |  | FALSE | Springville | 230 | [12 empty] | 0 | 0
WDT10189 |  | 2023-04-28 | 2023-06-15 | WDAT | GIP - Cluster Study | QC_015 | Inactive | Withdrawn | 2025-05-12 | Not Started | No |  |  | Photovoltaic(138.6)/() | 138.6 | Kern | CA |  | 2026-03-01 | Windhub 66 kV Bus | Goldtown 66/12 | Windhub 220/66 Windhub 220/66 Windhub 220/66 Windhub 220/66 Windhub 220/66 |  |  |  |  | Windhub | 230 | Windhub | 230 | Windhub | 230 |  |  | 1 |  | FALSE | Windhub | 230 | [12 empty] | 0 | 0
WDT10190 | 2023-05-01 | 2023-05-01 | 2023-05-26 | WDAT | GIP - Cluster Study | QC_015 | Active | Phase I In Progress |  | Not Started | No |  |  | Energy Storage(80) | 80 | Los Angeles | CA | 2026-10-31 | 2026-10-31 | Lighthipe-Signal Hill 66 kV | Lighthipe 66 kV Substation | [5 empty] | Lighthipe | 230 |  |  | Check | Check | Check |  | 1 |  | FALSE | [14 empty] | 0 | 0
WDT10191 |  | 2023-05-01 | 2023-06-27 | WDAT | GIP - Cluster Study | QC_015 | Active | Phase I In Progress |  | Not Started | No |  |  | Energy Storage(87.4) | 100 |  |  |  |  | Laguna Bell-Sponge-Gallatin 66kV |  | Center 220 kV Bus |  |  |  |  | Center | 230 |  |  | Center | 230 |  |  | 1 |  | TRUE | Center | 230 |  |  | 87.4) | [8 empty] | 87.4 | 0 | 0
WDT10192 | 2023-05-01 | 2023-05-01 | 2023-05-25 | WDAT | GIP - Cluster Study | QC_015 | Active | Phase I In Progress |  | Not Started | No |  |  | Energy Storage(87.4) | 80 |  |  |  |  | Lighthipe-Alon-WDT10192 66 kV Line | WDT10192 66/66 kV Substation | Lighthipe 220 kV bus |  |  |  |  | Lighthipe | 230 |  |  | Lighthipe | 230 |  |  | 1 |  | TRUE | Lighthipe | 230 |  |  | 87.4) | [8 empty] | 87.4 | 0 | 0
WDT10197 | 2023-05-01 | 2023-05-01 | 2023-06-13 | WDAT | GIP - Cluster Study | QC_015 | Inactive | Withdrawn | 2024-09-26 | Not Started | No |  |  | Energy Storage(209) | 200 |  |  |  |  | Alberhill 115 kV Bus | [6 empty] | Alberhill | 115 |  |  | Check | Check | Check |  | 1 |  | FALSE | [14 empty] | 0 | 0
WDT10198 |  | 2023-05-01 |  | WDAT | GIP - Cluster Study | QC_015 | Active | Phase I In Progress |  | Not Started | No |  |  | Energy Storage(121.6) | 110 |  |  |  |  | Colton-Hub 66 kV | [6 empty] | Vista (SCE) | 230 |  |  | Check | Check | Check |  | 1 |  | FALSE | [14 empty] | 0 | 0
WDT2023 | 2016-02-12 | 2016-01-07 | 2016-02-26 | WDAT | GIP - Fast Track | Fast Track | Inactive | Transferred to Rule 21 |  | Not Started | No | [19 empty] | Check | Check | Check |  | 1 |  | FALSE | [14 empty] | 0 | 0
WDT2024 | 2022-10-12 | 2022-10-12 | 2022-11-07 | WDAT | GIP - Fast Track | Fast Track | Inactive | Withdrawn | 2023-12-07 | In Draft | No |  |  | Photovoltaic(2.5) | 2.5 | San Bernardino | CA |  | 2025-09-03 | Structure 83505E on the Desolate 12 kV circuit out of Cady 33/12 kV Substation | Structure 83505E on the Desolate 12 kV circuit out of Cady 33/12 kV Substation | The ISO Grid at Distribution Provider’s 115 kV bus at Coolwater 115 kV Substation. |  | Desolate | Kramer 220/115 System | Cady 33/12 (D) |  |  |  |  | The | Check | Check |  | 1 |  | FALSE | The | Check | [12 empty] | 0 | 0
WDT2025 |  | 2023-05-30 |  | WDAT | GIP - ISP | ISP | Inactive | Withdrawn | 2023-06-14 | Not Started | No | [19 empty] | Check | Check | Check |  | 1 |  | FALSE | [14 empty] | 0 | 0
WDT10234 |  | 2023-05-22 | 2023-06-21 | WDAT | GIP - Cluster Study | QC_015 | Inactive | Withdrawn | 2024-12-02 | Not Started | No |  |  | Energy Storage(105) | 100 | Riverside | CA | 2027-02-01 |  | Alberhill 115 kV Bus | Alberhill 500/115 kV Substation | [5 empty] | Alberhill | 115 |  |  | Check | Check | Check |  | 1 |  | FALSE | [14 empty] | 0 | 0
GFID8935 | 2023-06-28 | 2023-06-28 | 2023-07-31 | Rule 21 | Rule 21 Export | Detailed Study | Inactive | Withdrawn | 2023-10-02 | Not Started | No |  |  | Photovoltaic(4)/Energy Storage()/() | 4 | Tulare | CA | 2025-11-15 | 2025-11-15 | Lewis 12 kV, Lindsey substation | Lewis 12 kV, Lindsey substation |  |  | Lewis | Springville 220/66 System | Lindsay 66/12 (D) |  |  |  |  | Check | Check | Check |  | 1 |  | FALSE | [14 empty] | 0 | 0
GFID9008 |  | 2023-10-02 |  | Rule 21 | Rule 21 Export | Detailed Study | Inactive | Withdrawn | 2023-11-15 | Not Started | No |  |  | Photovoltaic(5)/Energy Storage(5) | 5 | Kern | CA | 2025-05-31 |  | 35.169573, -117.985902 | Ransburg 115/33 |  |  |  |  | Ransburg 115/33 |  |  |  |  | Check | Check | Check |  | 1 |  | FALSE | [14 empty] | 0 | 0
GFID9009 |  | 2023-10-02 |  | Rule 21 | Rule 21 Export | Detailed Study | Inactive | Withdrawn | 2023-11-17 | Not Started | No |  |  | Photovoltaic(5)/Energy Storage(5) | 5 | Tulare | CA | 2025-05-31 |  | 35.895547, -119.112412 | Weatland |  |  |  |  | Weatland |  |  |  |  | Check | Check | Check |  | 1 |  | FALSE | [14 empty] | 0 | 0
GFID9011 |  | 2023-10-02 | 2023-10-30 | Rule 21 | Rule 21 Export | Detailed Study | Inactive | Withdrawn | 2023-11-06 | Not Started | No |  |  | Photovoltaic(5)/Energy Storage(5) | 5 | Tulare | CA | 2025-05-31 |  | 36.269305, -119.347663 | Liberty |  |  |  |  | Liberty |  |  |  |  | Check | Check | Check |  | 1 |  | FALSE | [14 empty] | 0 | 0
GFID9071 | 2023-12-20 | 2023-10-18 | 2024-01-05 | Rule 21 | Rule 21 Export | Detailed Study | Inactive | Withdrawn | 2024-02-02 | Not Started | No |  |  | Photovoltaic(5)/Energy Storage() | 5 | Riverside | CA | 2025-03-01 | [12 empty] | Check | Check | Check |  | 1 |  | FALSE | [14 empty] | 0 | 0
GFID9072 | 2024-01-16 | 2023-11-02 | 2024-01-19 | Rule 21 | Rule 21 Export | Fast Track | Inactive | Withdrawn | 2024-02-26 | Not Started | No |  |  | Photovoltaic(3.25)/Energy Storage()/() |  | Kern | CA | 2026-08-01 | [5 empty] | Heavy | Kramer 220/115 System | Randsburg 115/33 (D) |  |  |  |  | Check | Check | Check |  | 1 |  | FALSE | [14 empty] | 0 | 0
GFID9073 | 2022-11-30 | 2022-11-30 | 2022-12-16 | Rule 21 | Rule 21 Export | ISP | Inactive | Withdrawn | 2024-01-04 | Not Started | No |  |  | Photovoltaic(11.684)/Energy Storage(5) | 5 | Riverside | CA | 2024-09-01 | 2025-03-03 | 12 kV Date circuit out of Olive Lake 33 kV Substation | 12 kV Date circuit out of Olive Lake 33 kV Substation | Blythe 161 kV Substation |  | Date | Blythe (WALC) 161/33 System | Olive Lake 33/12 (D) |  |  |  |  | Blythe | 161 |  |  | 1 |  | FALSE | Blythe | 161 | [12 empty] | 0 | 0
GFID9074 |  | 2023-10-13 |  | Rule 21 | Rule 21 Export | Detailed Study | Active | Application Review In Progress |  | Not Started | No | [19 empty] | Check | Check | Check |  | 1 |  | FALSE | [14 empty] | 0 | 0
GFID9075 | 2024-01-21 | 2023-10-24 | 2024-01-26 | Rule 21 | Rule 21 Export | Fast Track | Inactive | Withdrawn | 2024-04-03 | Not Started | No |  |  | Photovoltaic(5.312)/Energy Storage(5.14) |  | San Bernardino | CA | 2024-06-01 | [5 empty] | Lockhart | Kramer 220/115 System | Kramer 115/33 (D) |  |  |  |  | Check | Check | Check |  | 1 |  | FALSE | [14 empty] | 0 | 0
GFID9076 | 2024-01-16 | 2023-10-25 | 2024-01-19 | Rule 21 | Rule 21 Export | Fast Track | Inactive | Withdrawn | 2024-02-26 | Not Started | No |  |  | Photovoltaic(2.75)/Energy Storage() | 2.75 | Kern | CA | 2026-06-20 | [5 empty] | Overall | Kramer 220/115 System | Cal City 'B' 33/12 (D) |  |  |  |  | Check | Check | Check |  | 1 |  | FALSE | [14 empty] | 0 | 0
GFID9077 | 2023-10-24 | 2023-10-24 | 2023-12-04 | Rule 21 | Rule 21 Export | Detailed Study | Inactive | Withdrawn |  | Not Started | No |  |  | Photovoltaic(4.5)/Energy Storage() | 4.49 | San Bernardino | CA | 2025-09-30 | [5 empty] | Desolate | Kramer 220/115 System | Cady 33/12 (D) |  |  |  |  | Check | Check | Check |  | 1 |  | FALSE | [14 empty] | 0 | 0
GFID9078 |  | 2023-10-24 | 2024-01-02 | Rule 21 | Rule 21 Export | Fast Track | Inactive | Withdrawn | 2024-02-27 | Not Started | No |  |  | Photovoltaic(5)/Energy Storage() | 5 | Los Angeles | CA | 2026-06-01 | [5 empty] | Maverick | Antelope 220/66 System | Wilsona 66/12 (D) |  |  |  |  | Check | Check | Check |  | 1 |  | FALSE | [14 empty] | 0 | 0
GFID9079 | 2023-10-25 | 2023-10-25 | 2023-12-04 | Rule 21 | Rule 21 Export | Fast Track | Inactive | Withdrawn | 2024-04-24 | Not Started | No |  |  | Photovoltaic(2.75)/Energy Storage(4.6) | 2.75 | Riverside | CA | 2024-09-01 |  | Serpentine 12 kV | Alessandro 115/12 kV in the Valley AB 115 kV System | Valley 500 kV bus |  | Serpentine | Valley 'AB' 500/115 System | Alessandro 115/12 (D) |  |  |  |  | Valley | 500 | Check |  | 1 |  | FALSE | Valley | 500 | [12 empty] | 0 | 0
GFID9080 | 2024-02-20 | 2023-10-24 | 2024-03-11 | Rule 21 | Rule 21 Export | Fast Track | Inactive | Withdrawn | 2024-04-03 | Not Started | No |  |  | Photovoltaic(5.318)/Energy Storage() | 4.5 | Riverside | CA | 2024-06-01 | [12 empty] | Check | Check | Check |  | 1 |  | FALSE | [14 empty] | 0 | 0
GFID9081 | 2024-02-08 | 2023-10-24 | 2024-02-15 | Rule 21 | Rule 21 Export | Fast Track | Active - Post IA | Construction |  | Executed - In Effect | Yes | 2025-03-19 | 2025-05-12 | Photovoltaic(6.3)/Energy Storage(6.3) | 5 | Los Angeles | CA | 2025-06-30 | 2026-03-29 | Fairmont 12 kV % Del Sur 66/12 kV | Fairmont 12 kV % Del Sur 66/12 kV | Antelope 220/66 kV |  | Fairmont | Antelope 220/66 System | Del Sur 66/12 (D) | Antelope | 230 |  |  | Antelope | 230 |  |  | 1 |  | TRUE | Antelope | 230 | 6.3)/Energy Storage(6.3) |  | 6.3) |  | 1.3 | 6.3 | [5 empty] | 6.3 | 0 | 1
WDT2027 | 2023-07-31 | 2023-07-31 | 2023-09-01 | WDAT | GIP - ISP | ISP | Inactive | Withdrawn | 2023-10-02 | Not Started | No |  |  | Photovoltaic(5)/Energy Storage(7.92) | 4.99 | Kern | CA | 2025-09-30 |  | Dyson 33 kV Circuit | Dyson 33 kV Circuit | Kramer 115 kV Bus | [8 empty] | Kramer | 115 |  |  | 1 |  | FALSE | Kramer | 115 | [12 empty] | 0 | 0
GFID8959 |  | 2023-08-03 | 2023-09-29 | Rule 21 | Rule 21 Export | Fast Track | Inactive | Withdrawn | 2024-02-06 | Not Started | No |  |  | Energy Storage(4)/Energy Storage() | 4 | Santa Barbara | CA | 2024-12-01 | 2024-12-01 | Cojo 16 kV | Cojo 16 kV | Gaviota |  | Cojo | Goleta 220/66 System | Gaviota 66/16 (D) |  |  |  |  | Gaviota | Check | Check |  | 1 |  | FALSE | Gaviota | Check | [12 empty] | 0 | 0
GFID8963 | 2023-10-06 | 2023-08-10 | 2023-11-02 | Rule 21 | Rule 21 Export | Fast Track | Inactive | Withdrawn | 2024-02-21 | Not Started | No |  |  | Photovoltaic(5.33)/Energy Storage(5.33) | 5 | Kern | CA | 2025-08-01 |  | Flying D 12 kV % Havilah 66/12 kV | Flying D 12 kV % Havilah 66/12 kV | Windhub 220/66 kV |  | Flying D | Windhub 220/66 System | Havilah 66/12 (D) |  |  |  |  | Windhub | 230 |  |  | 1 |  | FALSE | Windhub | 230 | [12 empty] | 0 | 0
GFID8964 | 2023-09-27 | 2023-08-10 | 2023-10-24 | Rule 21 | Rule 21 Export | Fast Track | Inactive | Withdrawn | 2023-12-12 | Not Started | No |  |  | Photovoltaic(5.33)/Energy Storage(5.33) | 5 | Los Angeles | CA | 2025-08-01 | [5 empty] | Maverick | Antelope 220/66 System | Wilsona 66/12 (D) |  |  |  |  | Check | Check | Check |  | 1 |  | FALSE | [14 empty] | 0 | 0
GFID8966 | 2023-10-24 | 2023-08-02 | 2023-10-31 | Rule 21 | Rule 21 Export | Fast Track | Inactive | Withdrawn | 2024-04-25 | Not Started | No |  |  | Photovoltaic(1.98)/Energy Storage(2.667) | 1.7 | Riverside | CA | 2024-09-01 | 2024-09-01 | Carbine 12 kV [HFRA Tier 2] | Bunker 115/12 kV in Valley AB 115 kV System | Valley 500 kV bus |  |  | Valley 'AB' 500/115 System | Bunker 115/12 (D) |  |  |  |  | Valley | 500 | Check |  | 1 |  | FALSE | Valley | 500 | [12 empty] | 0 | 0
GFID8967 |  | 2023-08-21 |  | Rule 21 | Rule 21 Export | Fast Track | Inactive | Withdrawn | 2023-12-30 | Not Started | No |  |  | Photovoltaic(2)/Energy Storage() |  | Kings | CA | 2023-11-01 | [5 empty] | Saber | Rector 220/66 System | Hanford 66/12 (D) |  |  |  |  | Check | Check | Check |  | 1 |  | FALSE | [14 empty] | 0 | 0
GFID8969 |  | 2023-08-21 |  | Rule 21 | Rule 21 Export | Fast Track | Inactive | Withdrawn | 2023-12-20 | Not Started | No |  |  | Photovoltaic(2)/Energy Storage() |  | Kings | CA | 2023-11-01 | [5 empty] | Wonderful | Rector 220/66 System | Laurel 66/12 (D) |  |  |  |  | Check | Check | Check |  | 1 |  | FALSE | [14 empty] | 0 | 0
GFID8970 |  | 2023-08-21 | 2023-10-12 | Rule 21 | Rule 21 Export | Fast Track | Inactive | Withdrawn | 2023-12-20 | Not Started | No |  |  | Photovoltaic(3)/Energy Storage() |  | Tulare | CA | 2023-11-01 | [12 empty] | Check | Check | Check |  | 1 |  | FALSE | [14 empty] | 0 | 0
GFID8973 |  | 2023-08-21 |  | Rule 21 | Rule 21 Export | Fast Track | Inactive | Withdrawn | 2024-01-03 | Not Started | No |  |  | Photovoltaic(1)/Energy Storage() |  | Tulare | CA | 2023-11-01 | [5 empty] | Hart | Rector 220/66 System | Rector 66/12 (D) |  |  |  |  | Check | Check | Check |  | 1 |  | FALSE | [14 empty] | 0 | 0
GFID8974 |  | 2023-08-21 | 2023-11-27 | Rule 21 | Rule 21 Export | Fast Track | Inactive | Withdrawn | 2024-01-10 | Not Started | No |  |  | Photovoltaic(1)/Energy Storage() | 2.2 | Tulare | CA | 2023-11-01 |  | Glover 12KV circuit | Octol Substation | [9 empty] | Check | Check | Check |  | 1 |  | FALSE | [14 empty] | 0 | 0
WDT2029 | 2023-08-11 | 2023-08-11 | 2023-12-21 | WDAT | GIP - ISP | ISP | Inactive | Withdrawn | 2024-01-25 | Not Started | No |  |  | Energy Storage() | 110 | San Bernardino | CA | 2026-04-01 |  | Chino- Firehouse 66 kV | [10 empty] | Check | Check | Check |  | 1 |  | FALSE | [14 empty] | 0 | 0
GFID8981 |  | 2023-08-09 |  | Rule 21 | Rule 21 Export | Fast Track | Inactive | Withdrawn |  | Not Started | No |  |  | Photovoltaic(2.4)/Energy Storage() |  | San Bernardino | CA | 2024-09-01 | [12 empty] | Check | Check | Check |  | 1 |  | FALSE | [14 empty] | 0 | 0
GFID8983 | 2022-11-28 | 2022-11-28 | 2022-12-20 | Rule 21 | Rule 21 Export | ISP | Active - Post IA | Construction |  | In Negotiation | No |  | 2025-02-25 | Photovoltaic(11.684)/Energy Storage(5) | 5 | Tulare | CA | 2024-09-01 | 2025-01-01 | Flory 12 kV circuit out of woodville 66/12 kV Substation | Flory 12 kV circuit out of woodville 66/12 kV Substation | Springville 220/66 kV Substation |  | Flory | Springville 220/66 System | Woodville 66/12 (D) | Springville | 230 |  |  | Springville | 230 |  |  | 1 |  | TRUE | Springville | 230 | 11.684)/Energy Storage(5) |  | 5) |  | 6.684 | 11.684 | [5 empty] | 5 | 0 | 0
WDT2030 | 2023-12-13 | 1900-01-01 | 2023-12-20 | WDAT | GIP - ISP | ISP | Inactive | Withdrawn | 2024-01-04 | Not Started | No |  |  | Energy Storage(100) | 100 | Los Angeles | CA | 2026-04-01 |  | Piute Substation 66kV | [10 empty] | Check | Check | Check |  | 1 |  | FALSE | [14 empty] | 0 | 0
GFID8984 |  | 2023-08-24 |  | Rule 21 | Rule 21 Export | Detailed Study | Inactive | Withdrawn | 2023-11-16 | Not Started | No |  |  | Photovoltaic(5)/Energy Storage() | 5 | Kern | CA | 2025-04-30 | [5 empty] | Greasewood | Kramer 220/115 System | Cal City 'A' 33/12 (D) |  |  |  |  | Check | Check | Check |  | 1 |  | FALSE | [14 empty] | 0 | 0
GFID8985 | 2023-09-05 | 2023-09-05 | 2023-10-03 | Rule 21 | Rule 21 Export | Fast Track | Active - Post IA | Construction |  | Executed - In Effect | Yes | 2024-10-03 |  | Photovoltaic(2.988)/Energy Storage(2.988) | 2.98 | San Bernardino | CA | 2024-08-24 | 2025-08-11 | Sheephole 33 kV | Hi Desert 115/33 kV | The ISO at Distribution Provider's Devers 115 kV Bus |  | Sheephole | Devers 220/115 System | Hi Desert 115/33 (D) |  |  | No Match - Review | No Match - Review | The | Check | Check | DROP | 1 |  | FALSE | [14 empty] | 0 | 1
GFID8986 | 2023-09-06 | 2023-09-06 | 2023-10-05 | Rule 21 | Rule 21 Export | Fast Track | Inactive | Withdrawn | 2024-01-12 | Not Started | No |  |  | Photovoltaic(3)/() | 3 | San Bernardino | CA | 2025-03-01 |  | Circuit: Helios; Voltage: 12 kV |  |  |  | Helios | Kramer 220/115 System | Minneola 33/12 (D) |  |  |  |  | Check | Check | Check |  | 1 |  | FALSE | [14 empty] | 0 | 0
GFID8987 | 2023-10-19 | 2023-09-06 | 2023-10-23 | Rule 21 | Rule 21 Export | Fast Track | Active - Post IA | Construction |  | Executed - In Effect | No |  |  | Photovoltaic(2)/Energy Storage(2.4) | 2 | Tulare | CA | 2023-11-01 | 2026-01-16 | A tap on the Distribution Provider’s Quail 12 kV Circuit, near structure V5568218, out of Tipton 66/12 kV Substation. | A tap on the Distribution Provider’s Quail 12 kV Circuit, near structure V5568218, out of Tipton 66/12 kV Substation. | The ISO Grid at SCE's 220 kV Bus at Springville Substation |  | Quail | Springville 220/66 System | Tipton 66/12 (D) |  |  | No Match - Review | No Match - Review | The | Check | Check | Springville230 | 1 |  | TRUE | Springville | 230 | 2)/Energy Storage(2.4) |  | 2.4) |  | 0 | 2 | [5 empty] | 2.4 | 0 | 1
GFID8988 |  | 2023-09-06 | 2023-09-19 | Rule 21 | Rule 21 Export | Fast Track | Inactive | Withdrawn | 2024-01-03 | Not Started | No |  |  | Photovoltaic(6)/Energy Storage()/Photovoltaic(3.375)/Energy Storage(3.6) | 3 | San Bernardino | CA | 2023-11-01 |  | Mauel 12 kV | Barstow 33/12 kV | [9 empty] | Check | Check | Check |  | 1 |  | FALSE | [14 empty] | 0 | 0
GFID8989 | 2023-09-06 | 2023-09-06 | 2023-10-05 | Rule 21 | Rule 21 Export | Fast Track | Inactive | Withdrawn | 2024-06-28 | Withdrawn (No Agrmt) | No |  |  | Photovoltaic(5.33)/Energy Storage(5.33) | 3 | Riverside | CA | 2025-03-01 | 2025-06-15 | Townhall 33 kV Circuit | Townhall 33 kV Circuit | The ISO Grid at Distribution Provider’s 220kV Bus at Devers Substation |  | Townhall | Devers 220/115 System | Garnet 115/33 (D) |  |  |  |  | The | Check | Check |  | 1 |  | FALSE | The | Check | [12 empty] | 0 | 0
GFID8990 |  | 2023-09-12 |  | Rule 21 | Rule 21 Export | Fast Track | Inactive | Withdrawn | 2024-04-12 | Not Started | No |  |  | Photovoltaic(7.6)/Energy Storage(3) |  | Tulare | CA | 2023-11-01 |  | Pratt 12KV Circuit ( Woodville Sub) |  |  |  | Cloer | Vestal 220/66 System | Poplar 66/12 (D) |  |  |  |  | Check | Check | Check |  | 1 |  | FALSE | [14 empty] | 0 | 0
GFID8991 |  | 2023-09-12 |  | Rule 21 | Rule 21 Export | Fast Track | Inactive | Withdrawn | 2024-01-02 | Not Started | No |  |  | Photovoltaic(4)/Energy Storage() |  | Tulare | CA | 2023-11-01 |  | Rebanks 12KV Circuit (Venice Sub) |  |  |  | Redbanks | Rector 220/66 System | Venice Hill 66/12 (D) |  |  |  |  | Check | Check | Check |  | 1 |  | FALSE | [14 empty] | 0 | 0
GFID8992 | 2023-10-04 | 2023-10-04 | 2023-10-18 | Rule 21 | Rule 21 Export | Detailed Study | Inactive | Withdrawn |  | Not Started | No |  |  | Photovoltaic(5.55)/Energy Storage(6.184) | 5 | Tulare | CA | 2024-09-01 |  | Sturgeon 12 kV | Bliss 66/12 kV | Springville 220/66 kV | [8 empty] | Springville | 230 |  |  | 1 |  | FALSE | Springville | 230 | [12 empty] | 0 | 0
GFID8993 | 2023-10-04 | 2023-10-04 | 2023-10-20 | Rule 21 | Rule 21 Export | Detailed Study | Inactive | Withdrawn | 2023-11-03 | Not Started | No |  |  | Photovoltaic(11.684)/Energy Storage() | 5 | Los Angeles | CA | 2024-09-01 |  | Tierra Bonita 12 kV | Little Rock 66/12 kV | Antelope 220/66 kV |  | Tierra Bonita | Antelope 220/66 System | Little Rock 66/12 (D) |  |  |  |  | Antelope | 230 |  |  | 1 |  | FALSE | Antelope | 230 | [12 empty] | 0 | 0
GFID8994 | 2023-10-04 | 2023-10-04 | 2023-10-26 | Rule 21 | Rule 21 Export | Detailed Study | Inactive | Withdrawn | 2023-10-30 | Not Started | No |  |  | Photovoltaic(4.8)/Energy Storage(5.6) | 4.38 | Kern | CA | 2024-09-01 |  | Dyson 33 kV | Kramer 115/33 kV | Kramer 115 kV bus |  | Dyson | Kramer 220/115 System | Kramer 115/33 (D) |  |  |  |  | Kramer | 115 |  |  | 1 |  | FALSE | Kramer | 115 | [12 empty] | 0 | 0
GFID8998 | 2023-09-15 | 2023-09-15 | 2023-10-30 | Rule 21 | Rule 21 Export | Fast Track | Inactive | Withdrawn | 2024-05-21 | Cancelled | No |  |  | Photovoltaic(1)/Energy Storage(2.667) | 0.96 | San Bernardino | CA | 2024-09-01 | 2025-07-01 | Dressen 12 kV | Homart 115/12 kV in the Vista 115 kV system | Vista 220 kV bus |  | Dressen | Vista 220/115 System | Homart 115/12 (D) |  |  |  |  | Vista | 230 | Check |  | 1 |  | FALSE | Vista | 230 | [12 empty] | 0 | 0
GFID8999 |  | 2023-09-15 |  | Rule 21 | Rule 21 Export | Fast Track | Inactive | Withdrawn | 2023-10-01 | Not Started | No |  |  | Photovoltaic(1.562)/Energy Storage(2.667) | 1.5 | San Bernardino | CA | 2024-09-01 |  | Yarborough 12 kV | Cucamonga 66/12 kV | Padua 220/66 kV |  | Yarborough | Padua 220/66 System | Cucamonga 66/12 (D) |  |  |  |  | Padua | 230 |  |  | 1 |  | FALSE | Padua | 230 | [12 empty] | 0 | 0
GFID9000 | 2023-09-15 | 2023-09-15 | 2023-10-30 | Rule 21 | Rule 21 Export | Fast Track | Inactive | Withdrawn | 2024-05-21 | Cancelled | No |  |  | Photovoltaic(1)/Energy Storage(2.667) | 0.96 | San Bernardino | CA | 2024-09-01 | 2025-07-01 | Dressen 12 kV | Homart 115/12 kV in the Vista 115 kV system | Vista 220 kV bus |  |  | Vista 220/115 System | [5 empty] | Vista | 230 | Check |  | 1 |  | FALSE | Vista | 230 | [12 empty] | 0 | 0
GFID9001 | 2023-10-02 | 2023-10-02 | 2023-10-30 | Rule 21 | Rule 21 Export | Detailed Study | Inactive | Withdrawn | 2023-11-06 | Not Started | No |  |  | Photovoltaic(5)/Energy Storage(5) | 5 | San Bernardino | CA | 2025-05-31 |  | 34.861167, -116.994032 | Tortilla 115/33kV |  |  |  |  | Tortilla 115/33kV |  |  |  |  | Check | Check | Check |  | 1 |  | FALSE | [14 empty] | 0 | 0
GFID9002 | 2023-10-02 | 2023-10-02 | 2023-10-30 | Rule 21 | Rule 21 Export | Detailed Study | Inactive | Withdrawn | 2023-11-06 | Not Started | No |  |  | Photovoltaic(5)/Energy Storage(5) | 5 | San Bernardino | CA | 2025-05-31 |  | 34.902155, -116.991327 | Barstow 33/12kV |  |  |  |  | Barstow 33/12kV |  |  |  |  | Check | Check | Check |  | 1 |  | FALSE | [14 empty] | 0 | 0
GFID9003 | 2023-10-02 | 2023-10-02 | 2023-10-27 | Rule 21 | Rule 21 Export | DGS_019 | Inactive | Withdrawn | 2024-07-03 | Not Started | No |  |  | Photovoltaic(3)/Energy Storage(3) | 3 | Riverside | CA | 2025-05-31 | 2025-05-31 | Leak 12 kV | Dunes | Blythe 161 kV |  |  |  | Dunes |  |  |  |  | Blythe | 161 |  |  | 1 |  | FALSE | Blythe | 161 | [12 empty] | 0 | 0
GFID9004 | 2023-10-02 | 2023-10-02 | 2023-10-30 | Rule 21 | Rule 21 Export | Detailed Study | Inactive | Withdrawn | 2023-11-08 | Not Started | No |  |  | () | 5 | San Bernardino | CA | 2025-05-31 |  | 34.829988, -116.627567 | Cady |  |  |  |  | Cady |  |  |  |  | Check | Check | Check |  | 1 |  | FALSE | [14 empty] | 0 | 0
GFID9005 |  | 2023-10-02 |  | Rule 21 | Rule 21 Export | Detailed Study | Inactive | Withdrawn | 2023-11-16 | Not Started | No |  |  | Photovoltaic(5)/Energy Storage(5) | 5 | Kern | CA | 2025-05-31 |  | 35.718460, -119.093813 | Quinn 66/12 kV |  |  |  |  | Quinn 66/12 kV |  |  |  |  | Check | Check | Check |  | 1 |  | FALSE | [14 empty] | 0 | 0
GFID9006 | 2023-10-30 | 2023-10-02 | 2023-10-30 | Rule 21 | Rule 21 Export | Detailed Study | Inactive | Withdrawn | 2023-11-08 | Not Started | No |  |  | Photovoltaic(5)/Energy Storage(5) | 5 | San Bernardino | CA | 2025-05-31 |  | 34.458535, -116.930838 | Lucerne 33/12 kV |  |  |  |  | Lucerne 33/12 kV |  |  |  |  | Check | Check | Check |  | 1 |  | FALSE | [14 empty] | 0 | 0
GFID9007 |  | 2023-10-02 |  | Rule 21 | Rule 21 Export | Detailed Study | Inactive | Withdrawn | 2023-11-15 | Not Started | No |  |  | Photovoltaic(5)/Energy Storage(5) | 5 | Tulare | CA | 2025-05-31 |  | 35.949608, -118.996168 | Terra Bella |  |  |  |  | Terra Bella |  |  |  |  | Check | Check | Check |  | 1 |  | FALSE | [14 empty] | 0 | 0
GFID9012 | 2023-10-02 | 2023-10-02 | 2023-10-30 | Rule 21 | Rule 21 Export | Detailed Study | Inactive | Withdrawn | 2023-11-13 | Not Started | No |  |  | Photovoltaic(5)/Energy Storage(5) | 5 | Tulare | CA | 2025-05-31 |  | 35.935088, -119.036248 | Terra Bella 66/12 |  |  |  |  | Terra Bella 66/12 |  |  |  |  | Check | Check | Check |  | 1 |  | FALSE | [14 empty] | 0 | 0
GFID9010 |  | 2023-10-02 | 2023-10-30 | Rule 21 | Rule 21 Export | Detailed Study | Inactive | Withdrawn |  | Not Started | No |  |  | Photovoltaic(5)/Energy Storage(5) | 5 | Tulare | CA | 2025-05-31 |  | 35.975190, -119.011618 | Terra Bella |  |  |  |  | Terra Bella |  |  |  |  | Check | Check | Check |  | 1 |  | FALSE | [14 empty] | 0 | 0
GFID9013 | 2023-10-02 | 2023-10-02 | 2023-10-30 | Rule 21 | Rule 21 Export | Detailed Study | Inactive | Withdrawn | 2023-11-08 | Not Started | No |  |  | Photovoltaic(5)/Energy Storage(5) | 5 | Kern | CA | 2025-05-31 |  | 35.308967, -117.954147 | Terra Bella |  |  |  |  | Terra Bella |  |  |  |  | Check | Check | Check |  | 1 |  | FALSE | [14 empty] | 0 | 0
GFID9014 | 2023-10-02 | 2023-10-02 | 2023-10-25 | Rule 21 | Rule 21 Export | Detailed Study | Inactive | Withdrawn | 2023-11-08 | Not Started | No |  |  | Photovoltaic(5)/Energy Storage(5) | 5 | San Bernardino | CA | 2025-05-31 |  | 34.905025, -117.131415 | Speth 12kV |  |  |  |  | Speth 12kV |  |  |  |  | Check | Check | Check |  | 1 |  | FALSE | [14 empty] | 0 | 0
GFID9015 | 2023-10-02 | 2023-10-02 | 2023-10-25 | Rule 21 | Rule 21 Export | Detailed Study | Inactive | Withdrawn | 2023-11-08 | Not Started | No |  |  | Photovoltaic(5)/Energy Storage(5) | 5 | San Bernardino | CA | 2025-05-31 |  | 34.893038, -117.149175 | [5 empty] | Speth 12kV |  |  |  |  | Check | Check | Check |  | 1 |  | FALSE | [14 empty] | 0 | 0
GFID9016 | 2023-10-02 | 2023-10-02 | 2023-10-30 | Rule 21 | Rule 21 Export | Detailed Study | Inactive | Withdrawn |  | Not Started | No |  |  | Photovoltaic(5)/Energy Storage(5) | 5 | Los Angeles | CA | 2025-05-31 |  | 34.674838, -118.265441 | Del Sur 66/12kV |  |  |  |  | Del Sur 66/12kV |  |  |  |  | Check | Check | Check |  | 1 |  | FALSE | [14 empty] | 0 | 0
GFID9018 | 2023-10-02 | 2023-10-02 | 2023-10-30 | Rule 21 | Rule 21 Export | Detailed Study | Inactive | Withdrawn | 2023-11-08 | Not Started | No |  |  | Photovoltaic(5)/Energy Storage(5) | 5 | Kern | CA | 2025-05-31 |  | 35.718164, -119.098270 | Quinn 66/12 kV |  |  |  |  | Quinn 66/12 kV |  |  |  |  | Check | Check | Check |  | 1 |  | FALSE | [14 empty] | 0 | 0
GFID9019 | 2023-10-02 | 2023-10-02 | 2023-10-30 | Rule 21 | Rule 21 Export | Detailed Study | Inactive | Withdrawn | 2023-11-06 | Not Started | No |  |  | Photovoltaic(5)/Energy Storage(5) | 5 | Kern | CA | 2025-05-31 |  | 35.660322, -117.798708 | Inyokern 115/33 |  |  |  |  | Inyokern 115/33 |  |  |  |  | Check | Check | Check |  | 1 |  | FALSE | [14 empty] | 0 | 0
GFID9017 | 2023-10-02 | 2023-10-02 | 2023-11-30 | Rule 21 | Rule 21 Export | Detailed Study | Inactive | Withdrawn | 2023-11-06 | Not Started | No |  |  | Photovoltaic(5)/Energy Storage(5) | 5 | San Bernardino | CA | 2025-05-31 |  | 34.891979, -116.886963 | Yermo 33/12kV |  |  |  |  | Yermo 33/12kV |  |  |  |  | Check | Check | Check |  | 1 |  | FALSE | [14 empty] | 0 | 0
GFID9020 | 2023-10-02 | 2023-10-02 | 2023-10-30 | Rule 21 | Rule 21 Export | Detailed Study | Inactive | Withdrawn | 2023-11-06 | Not Started | No |  |  | Photovoltaic(5)/Energy Storage(5) | 5 | San Bernardino | CA | 2025-05-31 |  | 34.836591,-116.645535 | Cady 33/12kV |  |  |  |  | Cady 33/12kV |  |  |  |  | Check | Check | Check |  | 1 |  | FALSE | [14 empty] | 0 | 0
GFID9022 | 2023-10-02 | 2023-10-02 | 2023-10-30 | Rule 21 | Rule 21 Export | Detailed Study | Inactive | Withdrawn | 2023-11-08 | Not Started | No |  |  | Photovoltaic(5)/Energy Storage(5) | 5 | San Bernardino | CA | 2025-05-31 |  | 34.134601, -119.040569 | Strathmore 66/12kV |  |  |  |  | Strathmore 66/12kV |  |  |  |  | Check | Check | Check |  | 1 |  | FALSE | [14 empty] | 0 | 0
GFID9023 |  | 2023-10-02 | 2023-10-30 | Rule 21 | Rule 21 Export | Detailed Study | Inactive | Withdrawn | 2023-11-06 | Not Started | No |  |  | Photovoltaic(5)/Energy Storage(5) | 5 | San Bernardino | CA | 2025-05-31 |  | 34.843862, -116.662929 | Cady 33/12kV |  |  |  |  | Cady 33/12kV |  |  |  |  | Check | Check | Check |  | 1 |  | FALSE | [14 empty] | 0 | 0
GFID9024 | 2023-10-02 | 2023-10-02 | 2023-10-30 | Rule 21 | Rule 21 Export | Detailed Study | Inactive | Withdrawn | 2023-11-08 | Not Started | No |  |  | Photovoltaic(5)/Energy Storage(5) | 5 | Tulare | CA | 2025-05-31 |  | 36.065859, -119.160106 | Woodville |  |  |  |  | Woodville |  |  |  |  | Check | Check | Check |  | 1 |  | FALSE | [14 empty] | 0 | 0
GFID9025 |  | 2023-10-02 |  | Rule 21 | Rule 21 Export | Detailed Study | Inactive | Withdrawn | 2023-11-03 | Not Started | No |  |  | Photovoltaic(8)/Energy Storage(5) | 5 | Tulare | CA | 2025-05-31 |  | Mid Valley 12 kV | Liberty 66/12 kV | Rector 220/66 kV |  |  |  | Liberty 66/12 kV |  |  |  |  | Rector | 230 |  |  | 1 |  | FALSE | Rector | 230 | [12 empty] | 0 | 0
GFID9026 | 2023-10-02 | 2023-10-02 | 2023-10-30 | Rule 21 | Rule 21 Export | Detailed Study | Inactive | Withdrawn | 2023-10-31 | Not Started | No |  |  | Photovoltaic(13)/Energy Storage(5) | 5 | Tulare | CA | 2025-05-31 |  | Twin Butte 12 kV | Venice Hill 66/12 kV | Rector 220/66 kV |  |  |  | Venice Hill |  |  |  |  | Rector | 230 |  |  | 1 |  | FALSE | Rector | 230 | [12 empty] | 0 | 0
GFID9027 | 2023-10-02 | 2023-10-02 | 2023-10-30 | Rule 21 | Rule 21 Export | Detailed Study | Inactive | Withdrawn | 2023-11-03 | Not Started | No |  |  | Photovoltaic(5)/Energy Storage(5) | 5 | San Bernardino | CA | 2025-05-31 |  | Desolate 12 kV | Cady 33/12kV -> Baroid 33 kV -> Gale 115/33 kV -> Coolwater 115 kV bus | Coolwater 115 kV bus (in the Kramer 220/115 system) |  |  |  | Cady 33/12kV |  |  |  |  | Coolwater | 115 |  |  | 1 |  | FALSE | Coolwater | 115 | [12 empty] | 0 | 0
GFID9028 | 2023-10-02 | 2023-10-02 | 2023-10-23 | Rule 21 | Rule 21 Export | Detailed Study | Inactive | Withdrawn | 2023-10-24 | Not Started | No |  |  | Photovoltaic(5)/Energy Storage(6.5) | 5 | Tulare | CA | 2025-05-31 |  | Virgil 12 kV | Chatham 66/12 kV | Rector 220/66 kV |  |  |  | Chatham 66/12 kV |  |  |  |  | Rector | 230 |  |  | 1 |  | FALSE | Rector | 230 | [12 empty] | 0 | 0
GFID9029 |  | 2023-09-15 |  | Rule 21 | Rule 21 Export | Fast Track | Inactive | Withdrawn | 2023-10-30 | Not Started | No |  |  | Photovoltaic(4)/Energy Storage() |  | Tulare | CA | 2023-11-01 |  | 12KV Circuit Newman-227930236 (Octol Sub) |  |  |  | Wonderful | Rector 220/66 System | Laurel 66/12 (D) |  |  |  |  | Check | Check | Check |  | 1 |  | FALSE | [14 empty] | 0 | 0
GFID9021 | 2023-10-02 | 2023-10-02 | 2023-10-30 | Rule 21 | Rule 21 Export | Detailed Study | Inactive | Withdrawn | 2023-11-08 | Not Started | No |  |  | Photovoltaic(5)/Energy Storage(5) | 5 | Tulare | CA | 2025-05-31 |  | 36.262723, -119.330997 | Liberty |  |  |  |  | Liberty |  |  |  |  | Check | Check | Check |  | 1 |  | FALSE | [14 empty] | 0 | 0
GFID9030 | 2023-10-24 | 2023-10-03 | 2023-10-31 | Rule 21 | Rule 21 Export | Detailed Study | Inactive | Withdrawn | 2023-12-01 | Not Started | No |  |  | Photovoltaic(5.334)/Energy Storage() | 5.344 | Tulare | CA | 2025-03-01 | [5 empty] | Nickerson | Rector 220/66 System | Rector 66/12 (D) |  |  |  |  | Check | Check | Check |  | 1 |  | FALSE | [14 empty] | 0 | 0
GFID9031 | 2023-09-15 | 2023-09-15 | 2023-10-03 | Rule 21 | Rule 21 Export | Fast Track | Inactive | Withdrawn | 2024-01-30 | Not Started | No |  |  | Photovoltaic(4.98)/Energy Storage() | 4.98 | San Bernardino | CA | 2024-09-15 |  | Hackman 33 kV Circuit |  |  |  | Hackman | Kramer 220/115 System | Searles 115/33 (D) |  |  |  |  | Check | Check | Check |  | 1 |  | FALSE | [14 empty] | 0 | 0
GFID9032 | 2023-09-15 | 2023-09-15 | 2023-10-04 | Rule 21 | Rule 21 Export | Fast Track | Active - Post IA | Construction |  | Executed - In Effect | Yes | 2024-06-18 |  | Photovoltaic(4.98)/Energy Storage(5) | 4.98 | San Bernardino | CA | 2024-09-15 | 2025-06-05 | Pinto 33 kV Circuit | Hi Desert 115/33 kV Substation | Devers 220/115 kV System |  | Pinto | Devers 220/115 System | Hi Desert 115/33 (D) |  |  |  |  | Devers | 230 |  |  | 1 |  | TRUE | Devers | 230 | 4.98)/Energy Storage(5) |  | 5) |  | 0 | 4.98 | [5 empty] | 5 | 0 | 1
GFID9033 |  | 2023-10-03 |  | Rule 21 | Rule 21 Export | Detailed Study | Inactive | Withdrawn | 2023-10-24 | Not Started | No |  |  | Photovoltaic(3)/Energy Storage() | 3 | San Bernardino | CA | 2025-08-01 |  | Desolate 12 kV out of Cady 33/12 kV in the Kramer 220/115 kV system | Cady 33/12 kV | Coolwater 115 kV bus |  | Desolate | Kramer 220/115 System | Cady 33/12 (D) |  |  |  |  | Coolwater | 115 |  |  | 1 |  | FALSE | Coolwater | 115 | [12 empty] | 0 | 0
GFID9034 | 2023-09-22 | 2023-09-22 | 2023-10-04 | Rule 21 | Rule 21 Export | DGS_019 | Inactive | Withdrawn | 2024-09-18 | In Negotiation | No |  |  | Photovoltaic(0.996)/Energy Storage(0.996) | 0.996 | Kern | CA | 2024-09-15 | 2024-09-15 | Castle Butte 33 kV | Edwards 33 kV Substation | Kramer 115 kV System |  | Castle Butte | Kramer 220/115 System | Edwards 115/33 (D) |  |  |  |  | Kramer | 115 |  |  | 1 |  | FALSE | Kramer | 115 | [12 empty] | 0 | 0
GFID9035 | 2023-10-02 | 2023-10-02 | 2023-10-30 | Rule 21 | Rule 21 Export | Detailed Study | Inactive | Withdrawn | 2023-11-03 | Not Started | No |  |  | Photovoltaic(5)/Energy Storage(5) | 5 | Tulare | CA | 2025-05-31 |  | Steelman 12 kV | Liberty 66/12 kV | Rector 220/66 kV |  |  |  | Liberty |  |  |  |  | Rector | 230 |  |  | 1 |  | FALSE | Rector | 230 | [12 empty] | 0 | 0
GFID9036 |  | 2023-10-02 | 2023-10-27 | Rule 21 | Rule 21 Export | Detailed Study | Inactive | Withdrawn | 2023-11-06 | Not Started | No |  |  | Photovoltaic(5)/Energy Storage(5) | 5 | San Bernardino | CA | 2025-05-31 |  | 34.952092, -116.672933 | Harvard 33/12kV |  |  |  |  | Harvard 33/12kV |  |  |  |  | Check | Check | Check |  | 1 |  | FALSE | [14 empty] | 0 | 0
GFID9037 | 2023-09-20 | 2023-09-20 | 2023-10-25 | Rule 21 | Rule 21 Export | Detailed Study | Inactive | Withdrawn | 2023-11-07 | Not Started | No |  |  | Photovoltaic(5)/Energy Storage() | 5 | San Bernardino | CA | 2026-03-06 |  | System Section ID 214473, 12kv | Kramer 220/115 |  |  | Speth | Kramer 220/115 System | Hinkley 33/12 (D) |  |  |  |  | Check | Check | Check |  | 1 |  | FALSE | [14 empty] | 0 | 0
GFID9038 | 2023-10-18 | 2023-09-15 | 2023-10-23 | Rule 21 | Rule 21 Export | Detailed Study | Inactive | Withdrawn | 2023-11-07 | Not Started | No |  |  | Photovoltaic(6.875)/Energy Storage() | 5 | San Bernardino | CA | 2026-03-06 |  | Substation Minneola, System Kramer 220/115; Circuit Name: Helios, 12 KV |  |  |  | Helios | Kramer 220/115 System | Minneola 33/12 (D) |  |  |  |  | Check | Check | Check |  | 1 |  | FALSE | [14 empty] | 0 | 0
GFID9039 |  | 2023-09-20 |  | Rule 21 | Rule 21 Export | Detailed Study | Inactive | Application Review Complete |  | Not Started | No |  |  | Photovoltaic(6.875)/Energy Storage() | 5 | Kern | CA | 2026-03-06 |  | Circuit Name Boxcar, Substation Name: Goldtown, System Name Windhub 220/66 System, 12 KV |  |  |  | Boxcar | Windhub 220/66 System | Goldtown 66/12 (D) | not found |  |  |  | Check | Check | Check |  | 1 |  | FALSE | [14 empty] | 0 | 0
GFID9040 | 2023-10-31 | 2023-09-20 | 2023-10-31 | Rule 21 | Rule 21 Export | Detailed Study | Inactive | Withdrawn | 2023-11-07 | Not Started | No |  |  | Photovoltaic(6.875)/Energy Storage() | 5 | San Bernardino | CA | 2023-03-06 |  | Sub: Lucerne/Victor 2201/115 System Circuit ID: 2190965, Section: 37199234 |  |  |  | Timco | Victor 220/115 System | Lucerne 33/12 (D) |  |  |  |  | Check | Check | Check |  | 1 |  | FALSE | [14 empty] | 0 | 0
GFID9041 |  | 2023-09-20 |  | Rule 21 | Rule 21 Export | Detailed Study | Inactive | Withdrawn | 2023-11-14 | Not Started | No |  |  | Photovoltaic(6.875)/Energy Storage() | 5 | Kern | CA | 2026-03-06 |  | 12kV, Circuit Name: Conley, Substation Name : Corum, Segment ID 23987274 |  |  |  | Conley | Windhub 220/66 System | Corum 66/12 (D) |  |  |  |  | Check | Check | Check |  | 1 |  | FALSE | [14 empty] | 0 | 0
GFID9042 | 2023-10-18 | 2023-09-20 | 2023-10-23 | Rule 21 | Rule 21 Export | Detailed Study | Inactive | Withdrawn | 2023-11-07 | Not Started | No |  |  | Photovoltaic(6.875)/Energy Storage() | 5 | San Bernardino | CA | 2026-03-06 |  | Sub: Minneola / Kramer 220/115 System / SECTION ID 32389649 |  |  |  | Helios | Kramer 220/115 System | Minneola 33/12 (D) |  |  |  |  | Check | Check | Check |  | 1 |  | FALSE | [14 empty] | 0 | 0
GFID9043 |  | 2023-09-15 |  | Rule 21 | Rule 21 Export | Detailed Study | Active | Application Review In Progress |  | Not Started | No | [19 empty] | Check | Check | Check |  | 1 |  | FALSE | [14 empty] | 0 | 0
GFID9044 |  | 2023-09-15 |  | Rule 21 | Rule 21 Export | Detailed Study | Active | Application Review In Progress |  | Not Started | No | [19 empty] | Check | Check | Check |  | 1 |  | FALSE | [14 empty] | 0 | 0
GFID9045 | 2024-01-29 | 2023-11-09 | 2024-03-18 | Rule 21 | Rule 21 Export | ISP | Active | System Impact Study In Progress |  | Not Started | No |  |  | Cogeneration(5.278)/()/() | 5.278 | San Bernardino | CA | 2023-12-15 | 2024-10-31 | San Manuel 66 kV | San Bernardino 220 kV substation | San Bernardino 220 kV substation |  |  |  |  | San Bernardino | 230 | San Bernardino | 230 | San | Check | Check | San Bernardino230 | 1 |  | TRUE | San Bernardino | 230 | [12 empty] | 0 | 0
GFID9046 | 2023-10-02 | 2023-10-02 | 2023-10-30 | Rule 21 | Rule 21 Export | Detailed Study | Inactive | Withdrawn | 2023-10-30 | Not Started | No |  |  | Photovoltaic(8)/Energy Storage(5) | 5 | Tulare | CA | 2025-05-31 |  | Tagus 12 kV | Goshen 66/12 kV | Rector 220/66 kV |  |  |  | Goshen |  |  |  |  | Rector | 230 |  |  | 1 |  | FALSE | Rector | 230 | [12 empty] | 0 | 0
GFID9047 | 2023-10-02 | 2023-10-02 | 2023-10-30 | Rule 21 | Rule 21 Export | Detailed Study | Inactive | Withdrawn | 2023-11-03 | Not Started | No |  |  | Photovoltaic(10)/Energy Storage() | 5 | Los Angeles | CA | 2025-05-31 |  | 34.646138, -117.965281 | [5 empty] | Little Rock |  |  |  |  | Check | Check | Check |  | 1 |  | FALSE | [14 empty] | 0 | 0
GFID9048 | 2023-09-27 | 2023-09-27 | 2023-10-11 | Rule 21 | Rule 21 Export | Fast Track | Inactive | Withdrawn | 2023-11-20 | Not Started | No |  |  | Photovoltaic(0.96)/Energy Storage() | 0.96 | San Bernardino | CA | 2024-09-01 |  | Dorsey 12 kV | Alder 66/12 kV | Etiwanda 220/66 kV |  | Dorsey | Etiwanda 220/66 System | Alder 66/12 (D) |  |  |  |  | Etiwanda | 230 |  |  | 1 |  | FALSE | Etiwanda | 230 | [12 empty] | 0 | 0
GFID9050 | 2023-10-02 | 2023-10-02 | 2023-10-30 | Rule 21 | Rule 21 Export | Detailed Study | Inactive | Withdrawn | 2023-11-03 | Not Started | No |  |  | Photovoltaic(6.875)/Energy Storage() | 5 | Kern | CA | 2026-03-06 |  | Dogbone 12 kV | Calcity 'B' | Kramer 220/115 kV |  | Dogbane | Kramer 220/115 System | Cal City 'B' 33/12 (D) |  |  |  |  | Kramer | 230 |  |  | 1 |  | FALSE | Kramer | 230 | [12 empty] | 0 | 0
GFID9051 | 2023-10-31 | 1900-01-01 | 2023-10-31 | Rule 21 | Rule 21 Export | Detailed Study | Inactive | Withdrawn | 2023-11-14 | Not Started | No |  |  | Photovoltaic(6.875)/Energy Storage() | 5 | Kern | CA | 2026-03-06 | [5 empty] | Claymine | Kramer 220/115 System | Peerless 33/12 (D) |  |  |  |  | Check | Check | Check |  | 1 |  | FALSE | [14 empty] | 0 | 0
GFID9052 | 2023-12-19 | 2023-10-16 | 2023-12-19 | Rule 21 | Rule 21 Export | Detailed Study | Inactive | Withdrawn | 2024-02-14 | Not Started | No |  |  | Photovoltaic(5.33)/Energy Storage() | 4.98 | San Bernardino | CA | 2025-08-01 | [5 empty] | Gobar | Victor 220/115 System | Cottonwood 115/33 (D) |  |  |  |  | Check | Check | Check |  | 1 |  | FALSE | [14 empty] | 0 | 0
GFID9053 | 2023-10-02 | 2023-10-02 | 2023-10-30 | Rule 21 | Rule 21 Export | Detailed Study | Inactive | Withdrawn | 2023-11-13 | Not Started | No |  |  | Photovoltaic(5.5)/Energy Storage(8) | 5 | Tulare | CA | 2025-05-31 | [5 empty] | Orange Blossom | Rector 220/66 System | Venida 66/12 (D) |  |  |  |  | Check | Check | Check |  | 1 |  | FALSE | [14 empty] | 0 | 0
GFID9054 |  | 2023-10-24 | 2023-11-03 | Rule 21 | Rule 21 Export | Detailed Study | Inactive | Withdrawn | 2023-12-06 | Not Started | No |  |  | Photovoltaic(5)/Energy Storage() |  | Ventura | CA | 2025-03-01 | [5 empty] | Anton | Moorpark 220/66 System | Moorpark 66/16 (D) |  |  |  |  | Check | Check | Check |  | 1 |  | FALSE | [14 empty] | 0 | 0
GFID9055 | 2023-10-02 | 2023-10-02 | 2023-10-27 | Rule 21 | Rule 21 Export | Detailed Study | Inactive | Withdrawn | 2024-05-06 | Not Started | No |  |  | Photovoltaic(1)/() | 1 | Kern | CA | 2024-11-01 | 2024-11-01 | Highway Six 12 Kv |  | Inyokern 12 Kv |  | Highway Six | Kramer 220/115 System | Inyokern 33/12 (D) |  |  |  |  | Inyokern | 12 | Check |  | 1 |  | FALSE | Inyokern | 12 | [12 empty] | 0 | 0
GFID9056 | 2023-10-02 | 2023-10-02 | 2023-10-27 | Rule 21 | Rule 21 Export | Detailed Study | Inactive | Withdrawn | 2024-05-17 | Not Started | No |  |  | Photovoltaic(1) | 1 | Kern | CA | 2024-11-01 | 2024-11-01 | Highway Six 12 Kv |  | Inyokern 33 kV |  | Highway Six | Kramer 220/115 System | Inyokern 33/12 (D) |  |  |  |  | Inyokern | 33 | Check |  | 1 |  | FALSE | Inyokern | 33 | [12 empty] | 0 | 0
GFID9057 | 2023-10-02 | 2023-10-02 | 2023-11-02 | Rule 21 | Rule 21 Export | DGS_019 | Inactive | Withdrawn | 2024-05-06 | Not Started | No |  |  | Photovoltaic(1) | 1 | Kern | CA | 2024-11-01 | 2024-11-01 | Rickover 33 kV |  | Inyokern 115/33 kV |  | Rickover | Kramer 220/115 System | Inyokern 115/33 (D) |  |  |  |  | Inyokern | 115 |  |  | 1 |  | FALSE | Inyokern | 115 | [12 empty] | 0 | 0
GFID9058 | 2023-10-02 | 2023-10-02 | 2023-11-02 | Rule 21 | Rule 21 Export | DGS_019 | Inactive | Withdrawn | 2024-05-06 | Not Started | No |  |  | Photovoltaic(1) | 1 | Kern | CA | 2024-11-01 | 2024-11-01 | Rickover 33 kV |  | Inyokern 115/33 kV |  | Rickover | Kramer 220/115 System | Inyokern 115/33 (D) |  |  |  |  | Inyokern | 115 |  |  | 1 |  | FALSE | Inyokern | 115 | [12 empty] | 0 | 0
GFID9059 | 2023-10-02 | 2023-10-02 | 2023-10-30 | Rule 21 | Rule 21 Export | Detailed Study | Inactive | Withdrawn | 2024-05-06 | Not Started | No |  |  | Photovoltaic(1) | 1 | Kern | CA | 2024-11-01 | 2024-11-01 | Domeland 12kV circuit | Domeland 12kV circuit | Domeland 12kV circuit |  | Domeland | Kramer 220/115 System | Domeland P.T. 33/12 (A) |  |  |  |  | Domeland | Check | Check |  | 1 |  | FALSE | Domeland | Check | [12 empty] | 0 | 0
GFID9060 |  | 2023-10-02 |  | Rule 21 | Rule 21 Export | Detailed Study | Inactive | Withdrawn | 2024-05-06 | Not Started | No |  |  | Photovoltaic(1) | 1 | Kern | CA | 2024-11-01 | 2024-11-01 | Domeland 12kV circuit | Domeland 12kV circuit | Domeland 12kV circuit |  | Domeland | Kramer 220/115 System | Domeland P.T. 33/12 (A) |  |  |  |  | Domeland | Check | Check |  | 1 |  | FALSE | Domeland | Check | [12 empty] | 0 | 0
GFID9061 | 2023-10-19 | 2023-10-19 | 2023-11-10 | Rule 21 | Rule 21 Export | Detailed Study | Inactive | Withdrawn | 2024-03-12 | Not Started | No |  |  | Photovoltaic(1.938)/Energy Storage() | 1.9375 | Riverside | CA | 2024-09-01 | [5 empty] | Tackle | Valley 'D' 500/115 System | Stadler 115/12 (D) |  |  |  |  | Check | Check | Check |  | 1 |  | FALSE | [14 empty] | 0 | 0
GFID9062 |  | 2023-10-06 |  | Rule 21 | Rule 21 Export | Detailed Study | Inactive | Withdrawn | 2023-12-08 | Not Started | No |  |  | Photovoltaic(3.89)/Energy Storage() | 3.89 | San Bernardino | CA | 2024-12-31 | [5 empty] | Chang | Etiwanda 220/66 System | Wimbledon 66/12 (D) |  |  |  |  | Check | Check | Check |  | 1 |  | FALSE | [14 empty] | 0 | 0
GFID9063 |  | 2023-10-10 |  | Rule 21 | Rule 21 Export | Detailed Study | Inactive | Withdrawn | 2023-12-08 | Not Started | No |  |  | Photovoltaic(1.312)/Energy Storage(1.7) | 3.012 | San Bernardino | CA | 2024-12-31 | [5 empty] | Dragon | San Bernardino 220/66 System | San Bernardino 66/12 (D) |  |  |  |  | Check | Check | Check |  | 1 |  | FALSE | [14 empty] | 0 | 0
GFID9064 |  | 2023-10-24 |  | Rule 21 | Rule 21 Export | Detailed Study | Inactive | Withdrawn | 2023-12-22 | Not Started | No |  |  | Photovoltaic(7.68)/Energy Storage() | 7.68 | San Bernardino | CA | 2024-12-31 | [5 empty] | Avanti | Vista 220/115 System | Shandin 115/12 (D) |  |  |  |  | Check | Check | Check |  | 1 |  | FALSE | [14 empty] | 0 | 0
WDT2035 | 2023-10-18 | 2023-10-18 | 2023-11-16 | WDAT | GIP - ISP | ISP | Inactive | Withdrawn | 2023-12-29 | Not Started | No |  |  | Photovoltaic(110)/Energy Storage() | 110.5 | Orange | CA | 2026-04-01 | [12 empty] | Check | Check | Check |  | 1 |  | FALSE | [14 empty] | 0 | 0
WDT2036 | 2023-10-18 | 2023-10-18 | 2023-11-01 | WDAT | GIP - ISP | ISP | Inactive | Withdrawn | 2023-11-28 | Not Started | No |  |  | Photovoltaic(110)/Energy Storage() | 110.5 | Los Angeles | CA | 2026-04-01 | [12 empty] | Check | Check | Check |  | 1 |  | FALSE | [14 empty] | 0 | 0
GFID9065 | 2024-01-26 | 2023-10-13 | 2024-02-07 | Rule 21 | Rule 21 Export | Detailed Study | Inactive | Withdrawn | 2024-02-28 | Not Started | No |  |  | Photovoltaic(5) | 5 | Los Angeles | CA | 2025-12-01 | [5 empty] | Fairmont | Antelope 220/66 System | Del Sur 66/12 (D) |  |  |  |  | Check | Check | Check |  | 1 |  | FALSE | [14 empty] | 0 | 0
GFID9066 |  | 2023-10-12 |  | Rule 21 | Rule 21 Export | Detailed Study | Inactive | Withdrawn |  | Not Started | No |  |  | Photovoltaic(5)/Energy Storage() | 5 | Los Angeles | CA | 2025-12-01 | [5 empty] | Bledsoe | Antelope 220/66 System | Neenach 66/12 (D) |  |  |  |  | Check | Check | Check |  | 1 |  | FALSE | [14 empty] | 0 | 0
GFID9067 |  | 2023-10-12 |  | Rule 21 | Rule 21 Export | Detailed Study | Inactive | Withdrawn |  | Not Started | No |  |  | Photovoltaic(10)/Energy Storage() | 10 | San Bernardino | CA | 2025-12-01 | [5 empty] | Timco | Victor 220/115 System | Lucerne 33/12 (D) |  |  |  |  | Check | Check | Check |  | 1 |  | FALSE | [14 empty] | 0 | 0
GFID9068 | 2023-10-05 | 2023-10-05 | 2023-11-14 | Rule 21 | Rule 21 Export | Fast Track | Inactive | Withdrawn | 2023-12-19 | Not Started | No |  |  | Photovoltaic(3)/Energy Storage() | 0 | Tulare | CA | 2025-03-01 | [5 empty] | Terminus | Rector 220/66 System | Lemon Cove 66/12 (D) |  |  |  |  | Check | Check | Check |  | 1 |  | FALSE | [14 empty] | 0 | 0
WDT2033 |  | 2023-10-03 | 2023-11-15 | WDAT | GIP - Fast Track | Fast Track | Inactive | Withdrawn | 2023-12-18 | Not Started | No |  |  | Photovoltaic(3) | 0 | San Bernardino | CA | 2025-10-01 |  |  | Barstow | [9 empty] | Check | Check | Check |  | 1 |  | FALSE | [14 empty] | 0 | 0
WDT2034 |  | 2023-10-03 | 2023-11-15 | WDAT | GIP - Fast Track | Fast Track | Inactive | Withdrawn | 2024-01-18 | Not Started | No |  |  | Photovoltaic(2.4) | 0 | San Bernardino | CA | 2025-10-01 | [5 empty] | Montara | Kramer 220/115 System | Barstow 33/33 (D) |  |  |  |  | Check | Check | Check |  | 1 |  | FALSE | [14 empty] | 0 | 0
GFID9070 | 2024-01-10 | 2023-10-18 | 2024-01-18 | Rule 21 | Rule 21 Export | Fast Track | Inactive | Withdrawn | 2024-03-21 | Not Started | No |  |  | Photovoltaic(5)/Energy Storage() | 5 | Riverside | CA | 2024-06-01 |  | Bonneville 12 kV circuit | Lakeview 115/12 kV Substation | Valley 'Ab' 500/115 kV System |  | Bonneville | Valley 'AB' 500/115 System | Lakeview 115/12 (D) |  |  |  |  | Valley | Check | Check |  | 1 |  | FALSE | Valley | Check | [12 empty] | 0 | 0
GFID9082 |  | 2024-01-23 |  | Rule 21 | Rule 21 Export | Detailed Study | Inactive | Withdrawn | 2024-08-20 | Not Started | No |  |  | Photovoltaic(3)/Energy Storage() | 3 | Kern | CA | 2026-04-01 | [5 empty] | Butte | Antelope 220/66 System | Rosamond 66/12 (D) |  |  |  |  | Check | Check | Check |  | 1 |  | FALSE | [14 empty] | 0 | 0
GFID9083 | 2024-02-05 | 1900-01-01 | 2024-02-12 | Rule 21 | Rule 21 Export | Fast Track | Inactive | Withdrawn | 2024-04-03 | Not Started | No |  |  | Photovoltaic(4)/Energy Storage(3.99) |  | San Bernardino | CA | 2023-05-01 | [5 empty] | Timco | Victor 220/115 System | Lucerne 33/12 (D) |  |  |  |  | Check | Check | Check |  | 1 |  | FALSE | [14 empty] | 0 | 0
GFID9084 | 2024-01-25 | 2023-11-01 | 2024-02-01 | Rule 21 | Rule 21 Export | Detailed Study | Inactive | Withdrawn | 2024-06-05 | Not Started | No |  |  | Photovoltaic(0.995)/Energy Storage() | 0.995 | Los Angeles | CA | 2026-08-01 | 2026-08-01 | Hi-line 12 kV | Hi-line 12 kV | Pebbly Beach substation 12 kV bus. | [8 empty] | Pebbly | Check | Check |  | 1 |  | FALSE | Pebbly | Check | [12 empty] | 0 | 0
GFID9085 | 2023-11-08 | 2023-11-08 | 2023-11-27 | Rule 21 | Rule 21 Export | Fast Track | Inactive | Withdrawn | 2024-04-29 | In Negotiation | No |  |  | Photovoltaic(3.188)/Energy Storage(3.067) | 3 | San Bernardino | CA | 2024-09-01 | 2025-06-01 | Structure P5637055 on Havoc 12 kV | Kimball 66/12 kV in the Chino 66 kV system | Chino 220 kV bus |  | Havoc | Chino 220/66 System | Kimball 66/12 (D) |  |  |  |  | Chino | 230 |  |  | 1 |  | FALSE | Chino | 230 | [12 empty] | 0 | 0
GFID9086 | 2023-11-08 | 2023-11-08 | 2023-12-14 | Rule 21 | Rule 21 Export | Fast Track | Inactive | Withdrawn | 2024-08-02 | Not Started | No |  |  | Photovoltaic(3.375)/Energy Storage(6.134) |  | Riverside | CA | 2024-09-01 |  | Schmidt 12 kV (HFRA Tier 3) | Maraschino 115/12 kV in the El Casco 115 kV System | El Casco 220 kV bus |  | Schmidt | El Casco 220/115 System | Maraschino 115/12 (D) |  |  |  |  | El | Check | Check |  | 1 |  | FALSE | El | Check | [12 empty] | 0 | 0
GFID9087 |  | 2023-11-16 |  | Rule 21 | Rule 21 Export | Fast Track | Inactive | Withdrawn | 2024-04-08 | Not Started | No |  |  | Photovoltaic(1)/Energy Storage(1) |  | San Bernardino | CA | 2024-05-01 | [5 empty] | Gambler | Victor 220/115 System | Phelan 115/12 (D) |  |  |  |  | Check | Check | Check |  | 1 |  | FALSE | [14 empty] | 0 | 0
GFID9088 | 2024-02-14 | 2023-11-16 | 2024-02-22 | Rule 21 | Rule 21 Export | Fast Track | Inactive | Withdrawn | 2024-04-24 | Not Started | No |  |  | Ocean/Tidal Wave(3)/Energy Storage(3) |  | Tulare | CA | 2024-05-01 | [5 empty] | St. Johns | Rector 220/66 System | Venice Hill 66/12 (D) |  |  |  |  | Check | Check | Check |  | 1 |  | FALSE | [14 empty] | 0 | 0
GFID9089 |  | 2023-11-03 |  | Rule 21 | Rule 21 Export | Fast Track | Inactive | Withdrawn | 2023-12-19 | Not Started | No |  |  | Photovoltaic(3)/Energy Storage() | 3 | Tulare | CA | 2025-03-01 |  | Substation: Lemon Cove; Circuit: Terminus; Voltage: 12 kV |  |  |  | Terminus | Rector 220/66 System | Lemon Cove 66/12 (D) |  |  |  |  | Check | Check | Check |  | 1 |  | FALSE | [14 empty] | 0 | 0
GFID9090 | 2024-01-25 | 2023-11-03 | 2024-02-01 | Rule 21 | Rule 21 Export | Detailed Study | Active | Engineering Study In Progress |  | Not Started | No |  |  | Photovoltaic(3.9)/Energy Storage(0.979) | 3.9 | Los Angeles | CA | 2027-10-31 | 2027-10-31 | Hi-line 12 kV | Hi-line 12 kV | Pebbly Beach Substation | [8 empty] | Pebbly | Check | Check | DROP | 1 |  | FALSE | [14 empty] | 0 | 0
GFID9091 | 2024-01-25 | 2023-11-16 | 2024-02-01 | Rule 21 | Rule 21 Export | Fast Track | Inactive | Withdrawn | 2024-03-27 | Not Started | No |  |  | Photovoltaic(3)/Energy Storage(3) | 2.993 | Tulare | CA | 2024-05-01 | [5 empty] | Nickerson | Rector 220/66 System | Rector 66/12 (D) |  |  |  |  | Check | Check | Check |  | 1 |  | FALSE | [14 empty] | 0 | 0
GFID9092 | 2024-03-21 | 2023-12-07 | 2024-04-16 | Rule 21 | Rule 21 Export | Detailed Study | Inactive | Withdrawn | 2024-05-16 | Not Started | No |  |  | Photovoltaic(9.846)/Energy Storage() | 5 | Kern | CA | 2025-10-31 | [6 empty] | Kramer 220/115 System | Cantil 33/12 (D) |  |  |  |  | Check | Check | Check |  | 1 |  | FALSE | [14 empty] | 0 | 0
GFID9093 |  | 2023-11-15 |  | Rule 21 | Rule 21 Export | Fast Track | Inactive | Withdrawn |  | Not Started | No |  |  | Photovoltaic(3.29)/Energy Storage(3.29) | 3 | Riverside | CA | 2025-08-01 |  | Winters 12 kV | Dunes 33/12 kV in the Blythe (WALC) 161/33 kV system | Blythe 161 kV bus |  | Winters | Blythe (WALC) 161/33 System | Dunes 33/12 (D) |  |  |  |  | Blythe | 161 |  |  | 1 |  | FALSE | Blythe | 161 | [12 empty] | 0 | 0
GFID9094 |  | 2023-11-20 | 2024-01-29 | Rule 21 | Rule 21 Export | Fast Track | Inactive | Withdrawn | 2024-02-29 | Not Started | No |  |  | Photovoltaic(5)/Energy Storage(4.895) | 5 | Tulare | CA | 2026-06-01 | [5 empty] | Welch | Vestal 220/66 System | Vestal 66/12 (D) |  |  |  |  | Check | Check | Check |  | 1 |  | FALSE | [14 empty] | 0 | 0
GFID9095 |  | 2023-11-16 |  | Rule 21 | Rule 21 Export | Fast Track | Inactive | Withdrawn | 2024-01-18 | Not Started | No |  |  | Photovoltaic(2)/Energy Storage(1.995) | 1.995 | Tulare | CA | 2024-05-01 | [12 empty] | Check | Check | Check |  | 1 |  | FALSE | [14 empty] | 0 | 0
WDT2038 |  | 2023-11-22 |  | WDAT | GIP - ISP | ISP | Inactive | Withdrawn | 2023-12-22 | Not Started | No |  |  |  |  | Orange | CA | 2026-05-01 | [12 empty] | Check | Check | Check |  | 1 |  | FALSE | [14 empty] | 0 | 0
GFID9096 | 2023-11-17 | 2023-11-17 | 2023-12-14 | Rule 21 | Rule 21 Export | Detailed Study | Inactive | Withdrawn | 2024-10-22 | Not Started | No |  |  | Photovoltaic(0.996)/Energy Storage() |  | San Bernardino | CA | 2024-11-30 | [5 empty] | Baroid | Kramer 220/115 System | Gale 115/33 (D) |  |  |  |  | Check | Check | Check |  | 1 |  | FALSE | [14 empty] | 0 | 0
GFID9097 | 2024-01-29 | 2023-12-07 | 2024-01-29 | Rule 21 | Rule 21 Export | Detailed Study | Inactive | Withdrawn | 2024-02-27 | Not Started | No |  |  | Photovoltaic(5)/Energy Storage() | 5 | Riverside | CA | 2025-01-30 | [5 empty] | Himalayas | Mira Loma 220/66 System | Mira Loma 66/12 (D) |  |  |  |  | Check | Check | Check |  | 1 |  | FALSE | [14 empty] | 0 | 0
GFID9098 | 2024-02-20 | 2023-12-11 | 2024-03-14 | Rule 21 | Rule 21 Export | Detailed Study | Inactive | Withdrawn | 2024-04-22 | Not Started | No |  |  | Photovoltaic(5)/Energy Storage(5) | 5 | San Bernardino | CA | 2025-11-20 |  | Bragdon 12 kV |  |  |  | Bragdon | Kramer 220/115 System | Harvard 33/12 (D) |  |  |  |  | Check | Check | Check |  | 1 |  | FALSE | [14 empty] | 0 | 0
GFID9100 | 2023-12-19 | 2023-12-19 | 2024-02-09 | Rule 21 | Rule 21 Export | Fast Track | Inactive | Withdrawn | 2024-05-24 | Not Started | No |  |  | Photovoltaic(5) |  | Kern | CA | 2026-12-10 | [5 empty] | Huron | Antelope 220/66 System | Great Lakes 66/12 (D) |  |  |  |  | Check | Check | Check |  | 1 |  | FALSE | [14 empty] | 0 | 0
GFID9102 | 2024-02-29 | 2023-12-05 | 2024-03-04 | Rule 21 | Rule 21 Export | Fast Track | Inactive | Withdrawn | 2024-05-01 | Not Started | No |  |  | Photovoltaic(5)/Energy Storage() | 5 | San Bernardino | CA | 2025-06-30 | [5 empty] | Mule Canyon | Kramer 220/115 System | Yermo 33/12 (D) |  |  |  |  | Check | Check | Check |  | 1 |  | FALSE | [14 empty] | 0 | 0
GFID9103 | 2024-02-28 | 2023-12-05 | 2024-03-13 | Rule 21 | Rule 21 Export | Fast Track | Inactive | Withdrawn | 2024-06-26 | Not Started | No |  |  | Photovoltaic(5)/Energy Storage() | 5 | Los Angeles | CA | 2025-06-30 | [5 empty] | Tejon | Antelope 220/66 System | Neenach 66/12 (D) |  |  |  |  | Check | Check | Check |  | 1 |  | FALSE | [14 empty] | 0 | 0
GFID9104 | 2024-02-29 | 2023-12-05 | 2024-04-01 | Rule 21 | Rule 21 Export | Fast Track | Inactive | Withdrawn | 2024-04-12 | Not Started | No |  |  | Photovoltaic(3.6)/Energy Storage(3.6) | 3 | Kern | CA | 2025-06-30 | [5 empty] | Butte | Antelope 220/66 System | Rosamond 66/12 (D) |  |  |  |  | Check | Check | Check |  | 1 |  | FALSE | [14 empty] | 0 | 0
GFID9105 | 2024-04-01 | 2023-12-05 | 2024-04-08 | Rule 21 | Rule 21 Export | Fast Track | Inactive | Withdrawn | 2024-06-05 | Not Started | No |  |  | Photovoltaic(7.2)/Energy Storage(7.2) | 5 | San Bernardino | CA | 2025-06-30 |  | Mule Canyon % Yermo % Gale 115/33 kV | Mule Canyon % Yermo % Gale 115/33 kV | Kramer 220/115 kV System |  | Mule Canyon | Kramer 220/115 System | Yermo 33/12 (D) |  |  |  |  | Kramer | 230 |  |  | 1 |  | FALSE | Kramer | 230 | [12 empty] | 0 | 0
GFID9106 | 2024-04-04 | 2023-12-05 | 2024-04-08 | Rule 21 | Rule 21 Export | Fast Track | Inactive | Withdrawn | 2024-05-08 | Not Started | No |  |  | Photovoltaic(7.2)/Energy Storage(7.2) | 4.4 | Los Angeles | CA | 2025-06-30 | [5 empty] | Lloyd | Antelope 220/66 System | Del Sur 66/12 (D) |  |  |  |  | Check | Check | Check |  | 1 |  | FALSE | [14 empty] | 0 | 0
GFID9101 | 2024-02-28 | 2023-12-05 | 2024-03-13 | Rule 21 | Rule 21 Export | Fast Track | Inactive | Withdrawn | 2024-07-30 | Not Started | No |  |  | Photovoltaic(5)/Energy Storage() | 5 | Los Angeles | CA | 2025-06-30 | [5 empty] | Bledsoe | Antelope 220/66 System | Neenach 66/12 (D) | not found |  |  |  | Check | Check | Check |  | 1 |  | FALSE | [14 empty] | 0 | 0
GFID9109 | 2024-03-06 | 2023-12-21 | 2024-03-13 | Rule 21 | Rule 21 Export | Detailed Study | Inactive | Withdrawn | 2024-04-17 | Not Started | No |  |  | Photovoltaic(3)/() |  | San Bernardino | CA | 2025-06-01 | [5 empty] | Greer | Kramer 220/115 System | Yermo 33/12 (D) |  |  |  |  | Check | Check | Check |  | 1 |  | FALSE | [14 empty] | 0 | 0
GFID9110 | 2024-03-06 | 2023-11-29 | 2024-03-12 | Rule 21 | Rule 21 Export | Detailed Study | Inactive | Withdrawn | 2024-04-09 | Not Started | No |  |  | Photovoltaic(1.375) | 1.375 | San Bernardino | CA | 2025-06-01 | [5 empty] | Bragdon | Kramer 220/115 System | Harvard 33/12 (D) |  |  |  |  | Check | Check | Check |  | 1 |  | FALSE | [14 empty] | 0 | 0
GFID9111 | 2024-03-06 | 2023-12-21 | 2024-03-12 | Rule 21 | Rule 21 Export | Detailed Study | Inactive | Withdrawn | 2024-04-09 | Not Started | No |  |  | Photovoltaic(2.375)/() | 2.375 | San Bernardino | CA | 2025-06-01 | [5 empty] | Bragdon | Kramer 220/115 System | Harvard 33/12 (D) |  |  |  |  | Check | Check | Check |  | 1 |  | FALSE | [14 empty] | 0 | 0
GFID9112 |  | 2023-12-08 |  | Rule 21 | Rule 21 Export | Fast Track | Inactive | Withdrawn | 2024-03-20 | Not Started | No |  |  | Photovoltaic(3.29) | 3 | Los Angeles | CA | 2025-08-01 |  | Lucerne 12 kV | Piute 66/12 kV in the Antelope 66 kV system | Antelope 220 kV bus |  | Lucerne | Antelope 220/66 System | Piute 66/12 (D) |  |  |  |  | Antelope | 230 |  |  | 1 |  | FALSE | Antelope | 230 | [12 empty] | 0 | 0
GFID9113 |  | 2024-02-23 |  | Rule 21 | Rule 21 Export | Detailed Study | Inactive | Withdrawn | 2024-05-08 | Not Started | No |  |  | Photovoltaic(3)/Energy Storage() | 3 | Kern | CA | 2025-11-28 | [5 empty] | Boxcar | Windhub 220/66 System | Goldtown 66/12 (D) |  |  |  |  | Check | Check | Check |  | 1 |  | FALSE | [14 empty] | 0 | 0
GFID9115 | 2024-02-02 | 2024-02-02 | 2024-02-28 | Rule 21 | Rule 21 Export | Detailed Study | Inactive | Withdrawn | 2024-03-19 | Not Started | No |  |  | Photovoltaic(5)/(4.896) | 5 | San Bernardino | CA | 2025-10-31 |  |  | Tortilla 115/33 kV Substation | Kramer 220/115 System |  | Armijo | Kramer 220/115 System | Armijo P.T. 33/12 (A) |  |  |  |  | Kramer | 230 |  |  | 1 |  | FALSE | Kramer | 230 | [12 empty] | 0 | 0
GFID9117 |  | 2023-11-29 |  | Rule 21 | Rule 21 Export | Detailed Study | Active | Application Review In Progress |  | Not Started | No |  |  | Photovoltaic(4.95)/Energy Storage() |  | Kern | CA | 2023-11-29 | [12 empty] | Check | Check | Check |  | 1 |  | FALSE | [14 empty] | 0 | 0
GFID9118 |  | 2024-02-23 |  | Rule 21 | Rule 21 Export | Detailed Study | Inactive | Withdrawn | 2024-04-17 | Not Started | No |  |  | Photovoltaic(4.95)/Energy Storage() |  | San Bernardino | CA | 2025-11-29 | [5 empty] | Isner | Kramer 220/115 System | Kramer 115/33 (D) |  |  |  |  | Check | Check | Check |  | 1 |  | FALSE | [14 empty] | 0 | 0
GFID9120 |  | 2024-02-08 |  | Rule 21 | Rule 21 Export | Detailed Study | Inactive | Withdrawn | 2024-04-05 | Not Started | No |  |  | Photovoltaic(5)/Energy Storage(4.896) | 5 | Riverside | CA | 2025-10-31 | [12 empty] | Check | Check | Check |  | 1 |  | FALSE | [14 empty] | 0 | 0
GFID9121 |  | 2023-11-30 |  | Rule 21 | Rule 21 Export | Detailed Study | Active | Application Review In Progress |  | Not Started | No |  |  | Photovoltaic(4.95)/Energy Storage() |  | Kern | CA | 2025-11-30 | [12 empty] | Check | Check | Check |  | 1 |  | FALSE | [14 empty] | 0 | 0
GFID9122 |  | 2024-02-23 |  | Rule 21 | Rule 21 Export | Detailed Study | Inactive | Withdrawn | 2024-05-28 | Not Started | No |  |  | Photovoltaic(4.95)/Energy Storage() | 4.95 | San Bernardino | CA | 2025-11-30 | [5 empty] | Sky Hi | Victor 220/115 System | Lucerne 33/12 (D) |  |  |  |  | Check | Check | Check |  | 1 |  | FALSE | [14 empty] | 0 | 0
GFID9123 | 2024-01-25 | 2023-12-18 | 2024-01-29 | Rule 21 | Rule 21 Export | Detailed Study | Inactive | Withdrawn | 2024-02-01 | Not Started | No |  |  | Photovoltaic(4.875)/Energy Storage(4.875) | 4.865 | San Bernardino | CA | 2025-11-30 | [5 empty] | Book | Kramer 220/115 System | Tortilla 115/33 (D) |  |  |  |  | Check | Check | Check |  | 1 |  | FALSE | [14 empty] | 0 | 0
GFID9126 |  | 2023-12-21 |  | Rule 21 | Rule 21 Export | Detailed Study | Inactive | Withdrawn | 2024-04-22 | Not Started | No |  |  | Photovoltaic(4.95)/Energy Storage() |  | San Bernardino | CA | 2025-12-01 | 2026-02-08 |  |  |  |  | Raptor | Kramer 220/115 System | Harper Lake 33/12 (A) |  |  |  |  | Check | Check | Check |  | 1 |  | FALSE | [14 empty] | 0 | 0
GFID9127 |  | 2023-12-21 |  | Rule 21 | Rule 21 Export | Detailed Study | Inactive | Withdrawn | 2024-03-29 | Not Started | No |  |  | Photovoltaic(3.75)/Energy Storage() |  | Kern | CA | 2025-12-01 | 2025-12-01 |  |  |  |  | Duntley | Antelope 220/66 System | Neenach 66/12 (D) |  |  |  |  | Check | Check | Check |  | 1 |  | FALSE | [14 empty] | 0 | 0
GFID9128 |  | 2023-12-21 |  | Rule 21 | Rule 21 Export | Detailed Study | Inactive | Withdrawn | 2024-02-21 | Not Started | No |  |  | Photovoltaic(4.95)/Energy Storage(8.4) | 4.95 | San Bernardino | CA | 2025-12-01 |  | Old Trails 33 kV | Victor 115/33 kV in the Victor 115 kV system | Victor 115 kV bus |  | Old Trails | Victor 220/115 System | Victor 115/33 (D) |  |  |  |  | Victor | 115 |  |  | 1 |  | FALSE | Victor | 115 | [12 empty] | 0 | 0
GFID9227 | 2024-04-30 | 2024-03-18 | 2024-05-07 | Rule 21 | Rule 21 Export | Detailed Study | Inactive | Withdrawn | 2024-07-10 | Not Started | No |  |  | Photovoltaic(5)/Energy Storage() | 5 | San Bernardino | CA | 2025-09-01 |  | Gobar 33 kV Circuit out of SCE's Cottonwood 115/33 kV Substation | Gobar 33 kV Circuit out of SCE's Cottonwood 115/33 kV Substation | Victor 220 kV Bus |  | Gobar | Victor 220/115 System | Cottonwood 115/33 (D) |  |  |  |  | Victor | 230 |  |  | 1 |  | FALSE | Victor | 230 | [12 empty] | 0 | 0
GFID9228 | 2024-03-06 | 2024-03-06 | 2024-05-08 | Rule 21 | Rule 21 Export | Detailed Study | Inactive | Withdrawn | 2024-07-31 | Not Started | No |  |  | Energy Storage()/Photovoltaic(5) | 5 | Tulare | CA | 2025-12-26 | [5 empty] | Nickerson | Rector 220/66 System | Rector 66/12 (D) |  |  |  |  | Check | Check | Check |  | 1 |  | FALSE | [14 empty] | 0 | 0
GFID9219 |  | 2024-03-06 | 2024-05-10 | Rule 21 | Rule 21 Export | Detailed Study | Inactive | Withdrawn | 2024-07-08 | Not Started | No |  |  | Photovoltaic(3.5) |  | Kern | CA | 2026-06-16 | [5 empty] | Swanson | Vestal 220/66 System | Delano 66/12 (D) |  |  |  |  | Check | Check | Check |  | 1 |  | FALSE | [14 empty] | 0 | 0
GFID9456 | 2025-03-25 | 2025-03-25 | 2025-04-23 | Rule 21 | Rule 21 Export | Detailed Study | Inactive | Withdrawn | 2025-05-21 | Not Started | No |  |  | Photovoltaic(4.95) |  | Tulare | CA | 2027-03-12 |  | Twin Butte 12 kV out of SCE's Venice Hills 66/12 kV Substation | Twin Butte 12 kV out of SCE's Venice Hills 66/12 kV Substation | Rector 220 kV bus |  |  |  |  | Not in Previous Cycle | Not in Previous Cycle | Rector | 230 | Rector | 230 |  |  | 1 |  | FALSE | Rector | 230 | [12 empty] | 0 | 0
GFID9129 | 2023-12-15 | 2023-12-15 | 2024-01-02 | Rule 21 | Rule 21 Export | Fast Track | Inactive | Withdrawn | 2024-02-26 | Not Started | No |  |  | Photovoltaic(5.334)/Energy Storage() |  | San Bernardino | CA | 2025-06-01 | [5 empty] | Gobar | Victor 220/115 System | Cottonwood 115/33 (D) |  |  |  |  | Check | Check | Check |  | 1 |  | FALSE | [14 empty] | 0 | 0
GFID9130 |  | 2023-12-01 |  | Rule 21 | Rule 21 Export | Detailed Study | Active | Application Review In Progress |  | Not Started | No |  |  | Photovoltaic(5)/Energy Storage() |  | Tulare | CA | 2025-06-01 | [12 empty] | Check | Check | Check |  | 1 |  | FALSE | [14 empty] | 0 | 0
GFID9131 |  | 2023-12-21 |  | Rule 21 | Rule 21 Export | Detailed Study | Inactive | Withdrawn | 2024-02-16 | Not Started | No |  |  | Photovoltaic(3.6)/Energy Storage(4.2) | 3.456 | Kern | CA | 2025-12-05 |  | Dyson 33 kV | Kramer 115/33 kV in the Kramer 220/115 kV system | Kramer 115 kV bus | [8 empty] | Kramer | 115 |  |  | 1 |  | FALSE | Kramer | 115 | [12 empty] | 0 | 0
GFID9132 | 2023-12-19 | 2023-12-19 | 2024-01-24 | Rule 21 | Rule 21 Export | Fast Track | Inactive | Withdrawn | 2024-03-28 | Not Started | No |  |  | Photovoltaic(3.312)/Energy Storage(4.6)/Photovoltaic(3)/Energy Storage(3) | 3 | San Bernardino | CA | 2024-09-01 | 2025-04-01 | Northpark 12 kV (HFRA Tier 3) | Shandin 115/12 kV in the Vista 115 kV System | Vista 220 kV bus |  | Northpark | Vista 220/115 System | Shandin 115/12 (D) |  |  |  |  | Vista | 230 | Check |  | 1 |  | FALSE | Vista | 230 | [12 empty] | 0 | 0
GFID9133 | 2024-04-02 | 2023-12-13 | 2024-04-17 | Rule 21 | Rule 21 Export | Fast Track | Inactive | Withdrawn | 2024-05-24 | Not Started | No |  |  | Photovoltaic(5)/Energy Storage(5) | 5 | Tulare | CA | 2025-06-30 | [12 empty] | Check | Check | Check |  | 1 |  | FALSE | [14 empty] | 0 | 0
GFID9134 |  | 2023-12-13 | 2024-02-29 | Rule 21 | Rule 21 Export | Fast Track | Inactive | Withdrawn | 2024-05-01 | Not Started | No |  |  | Photovoltaic(5)/Energy Storage(5)/() | 5 | Los Angeles | CA | 2025-06-30 | [5 empty] | Fairmont | Antelope 220/66 System | Del Sur 66/12 (D) |  |  |  |  | Check | Check | Check |  | 1 |  | FALSE | [14 empty] | 0 | 0
GFID9135 | 2024-04-05 | 2023-12-13 | 2024-04-12 | Rule 21 | Rule 21 Export | Fast Track | Inactive | Withdrawn | 2024-05-20 | Not Started | No |  |  | Photovoltaic(7.2)/Energy Storage(7.2)/()/() | 5 | Tulare | CA | 2025-06-30 | [5 empty] | Ducor | Vestal 220/66 System | Terra Bella 66/12 (D) |  |  |  |  | Check | Check | Check |  | 1 |  | FALSE | [14 empty] | 0 | 0
GFID9136 | 2024-01-18 | 2024-01-18 | 2024-02-08 | Rule 21 | Rule 21 Export | Fast Track | Inactive | Withdrawn | 2024-03-01 | Not Started | No |  |  | Photovoltaic(5.86)/Energy Storage(20.02) | 5 | Riverside | CA | 2025-06-01 | [5 empty] | Eighteenth | Blythe (WALC) 161/33 System | Ripley 33/12 (D) |  |  |  |  | Check | Check | Check |  | 1 |  | FALSE | [14 empty] | 0 | 0
GFID9137 |  | 2023-11-15 |  | Rule 21 | Rule 21 Export | ISP | Active - Post IA | Construction |  | Executed - In Effect | Yes | 2024-05-14 |  | Photovoltaic(5.55)/Energy Storage(6.134) | 5 | San Bernardino | CA | 2024-09-01 | 2025-04-10 | Rabbit 12 kV | Rabbit 12 kV | The ISO Grid at Distribution Provider's 115 kV Bus at Victor Substation |  |  |  |  | Victor | 115 | Victor | 115 | The | Check | Check | Victor230 | 1 |  | TRUE | Victor | 230 | 5.55)/Energy Storage(6.134) |  | 6.134) |  | 0.55 | 5.55 | [5 empty] | 6.134 | 0 | 1
GFID9138 | 2023-12-19 | 2023-12-19 | 2024-01-25 | Rule 21 | Rule 21 Export | Fast Track | Inactive | Withdrawn | 2024-05-31 | Not Started | No |  |  | Photovoltaic(3.375)/Energy Storage(6.134)/Photovoltaic(3)/Energy Storage(3)/() | 3 | San Bernardino | CA | 2025-09-01 | 2025-04-01 | at switch P5583287 on Spike 12 kV (HFRA Tier 2) | Bloomington 66/12 kV in the Vista A 66 kV System | Vista 220 kV Bus |  | Spike | Vista A 220/66 System | Bloomington 66/12 (D) |  |  |  |  | Vista | 230 | Check |  | 1 |  | FALSE | Vista | 230 | [12 empty] | 0 | 0
GFID9139 |  | 2024-02-08 |  | Rule 21 | Rule 21 Export | Detailed Study | Inactive | Withdrawn | 2024-04-08 | Not Started | No |  |  | Photovoltaic(5)/Energy Storage(4.896) | 5 | San Bernardino | CA | 2025-10-31 | [5 empty] | Desolate | Kramer 220/115 System | Cady 33/12 (D) |  |  |  |  | Check | Check | Check |  | 1 |  | FALSE | [14 empty] | 0 | 0
GFID9142 |  | 2023-12-27 |  | Rule 21 | Rule 21 Export | Detailed Study | Inactive | Withdrawn | 2024-01-25 | Not Started | No |  |  | Photovoltaic(5.1)/Energy Storage(5.1) | 5 | Tulare | CA | 2025-03-10 | [5 empty] | Success | Springville 220/66 System | Porterville 66/12 (D) |  |  |  |  | Check | Check | Check |  | 1 |  | FALSE | [14 empty] | 0 | 0
GFID9143 | 2024-03-07 | 2024-01-09 | 2024-03-12 | Rule 21 | Rule 21 Export | Detailed Study | Inactive | Withdrawn | 2024-04-09 | Not Started | No |  |  | Photovoltaic(5) | 4.99 | San Bernardino | CA | 2025-06-01 | [5 empty] | Hector | Kramer 220/115 System | Cady 33/12 (D) |  |  |  |  | Check | Check | Check |  | 1 |  | FALSE | [14 empty] | 0 | 0
GFID9144 |  | 2023-12-20 | 2024-02-29 | Rule 21 | Rule 21 Export | Fast Track | Inactive | Withdrawn | 2024-05-03 | Not Started | No |  |  | Photovoltaic(0.996)/Energy Storage() |  | San Bernardino | CA | 2023-03-15 | [5 empty] | Armijo | Kramer 220/115 System | Armijo P.T. 33/12 (A) |  |  |  |  | Check | Check | Check |  | 1 |  | FALSE | [14 empty] | 0 | 0
GFID9145 |  | 2023-12-20 | 2024-02-29 | Rule 21 | Rule 21 Export | Fast Track | Inactive | Withdrawn | 2024-05-03 | Not Started | No |  |  | Photovoltaic(4.98)/Energy Storage() |  | Kern | CA | 2025-03-15 | [5 empty] | Rocket Town | Kramer 220/115 System | Downs 115/12 (D) |  |  |  |  | Check | Check | Check |  | 1 |  | FALSE | [14 empty] | 0 | 0
GFID9146 | 2023-12-20 | 2023-12-20 | 2024-01-05 | Rule 21 | Rule 21 Export | Fast Track | Inactive | Withdrawn | 2024-09-11 | Not Started | No |  |  | Photovoltaic(0.996)/Energy Storage() |  | Kern | CA | 2025-03-15 | [5 empty] | Heavy | Kramer 220/115 System | Randsburg 115/33 (D) |  |  |  |  | Check | Check | Check |  | 1 |  | FALSE | [14 empty] | 0 | 0
GFID9147 | 2023-12-27 | 2023-12-27 | 2024-02-08 | Rule 21 | Rule 21 Export | Fast Track | Active - Post IA | Construction |  | Executed - In Effect | No | 2024-10-02 |  | Photovoltaic(2.988)/Energy Storage(2.988) | 2.988 | Kern | CA | 2025-03-15 | 2025-10-25 | Shangrila 12 kV Circuit out of SCE’s Downs 115/12kV Substation near structure 2179508E. | Shangrila 12 kV Circuit out of SCE’s Downs 115/12kV Substation near structure 2179508E. | The ISO Grid at Distribution Provider’s 115kV Bus at Downs Substation. |  | Shangrila | Kramer 220/115 System | Downs 115/12 (D) |  |  | No Match - Review | No Match - Review | The | Check | Check | DROP | 1 |  | FALSE | [14 empty] | 0 | 1
GFID9148 | 2024-01-02 | 2024-01-02 | 2024-02-26 | Rule 21 | Rule 21 Export | Detailed Study | Inactive | Withdrawn | 2024-07-25 | Not Started | No |  |  | Photovoltaic(2.98)/Energy Storage() |  | San Bernardino | CA | 2025-03-15 | [5 empty] | Sheephole | Devers 220/115 System | Hi Desert 115/33 (D) |  |  |  |  | Check | Check | Check |  | 1 |  | FALSE | [14 empty] | 0 | 0
GFID9149 |  | 2024-01-10 |  | Rule 21 | Rule 21 Export | Detailed Study | Inactive | Withdrawn | 2024-02-20 | Not Started | No |  |  | Photovoltaic(5.1)/Energy Storage(6.13)/() | 5 | Tulare | CA | 2025-09-01 |  | Flory 12 kV | Woodville 66/12 in the Springville 66 kV system | Springville 220 kV bus | [8 empty] | Springville | 230 |  |  | 1 |  | FALSE | Springville | 230 | [12 empty] | 0 | 0
GFID9150 | 2024-01-03 | 2024-01-03 | 2024-02-20 | Rule 21 | Rule 21 Export | ISP | Active - Post IA | Construction |  | Executed - In Effect | Yes | 2025-03-24 |  | Photovoltaic(0.975)/Energy Storage(1) | 0.999 | Kern | CA | 2025-04-01 | 2026-01-11 | Jasmine 12 kV % Quinn 66/12 kV | Jasmine 12 kV % Quinn 66/12 kV | Vestal 220/66 kV System |  | Jasmine | Vestal 220/66 System | Quinn 66/12 (D) |  |  | No Match - Review | No Match - Review | Vestal | 230 |  | Vestal230 | 1 |  | TRUE | Vestal | 230 | 0.975)/Energy Storage(1) |  | 1) |  | 0 | 0.975 | [5 empty] | 1 | 0 | 1
GFID9153 |  | 2023-12-06 |  | Rule 21 | Rule 21 Export | Detailed Study | Active - Post IA | Construction |  | Executed - In Effect | Yes | 2024-04-19 |  | Photovoltaic(4.65)/Energy Storage(6.134) | 4.2 | Kern | CA | 2024-09-01 | 2025-05-01 | Heavy 33 kV out of Randsburg 115/33 kV Substation | Heavy 33 kV out of Randsburg 115/33 kV Substation | Kramer-Inyokern No.3 115 kV Line outside of Randsburg Substation |  | Heavy | Kramer 220/115 System | Randsburg 115/33 (D) |  |  |  |  | Kramer-Inyokern | Check | Check | Randsburg115 | 1 |  | TRUE | Randsburg | 115 | 4.65)/Energy Storage(6.134) |  | 6.134) |  | 0.45 | 4.65 | [5 empty] | 6.134 | 0 | 1
GFID9155 | 2024-01-17 | 2024-01-17 | 2024-03-06 | Rule 21 | Rule 21 Export | Fast Track | Inactive | Withdrawn | 2024-08-16 | Not Started | No |  |  | Photovoltaic(3)/Energy Storage()/() | 3 | San Bernardino | CA | 2025-12-20 | [5 empty] | Chavez | Kramer 220/115 System | Baker 115/12 (D) |  |  |  |  | Check | Check | Check |  | 1 |  | FALSE | [14 empty] | 0 | 0
GFID9156 | 2024-03-21 | 2024-01-06 | 2024-02-13 | Rule 21 | Rule 21 Export | Detailed Study | Inactive | Withdrawn | 2024-04-22 | Not Started | No |  |  | Photovoltaic(5)/Energy Storage(4) | 5 | Los Angeles | CA | 2026-06-01 | [5 empty] | Maverick | Antelope 220/66 System | Wilsona 66/12 (D) |  |  |  |  | Check | Check | Check |  | 1 |  | FALSE | [14 empty] | 0 | 0
GFID9157 | 2024-01-04 | 2024-01-04 | 2024-02-29 | Rule 21 | Rule 21 Export | Fast Track | Inactive | Withdrawn | 2024-08-02 | Not Started | No |  |  | Photovoltaic(3)/Energy Storage() | 3 | Kern | CA | 2026-09-01 | [5 empty] | Oak Creek | Antelope 220/66 System | Rosamond 66/12 (D) |  |  |  |  | Check | Check | Check |  | 1 |  | FALSE | [14 empty] | 0 | 0
GFID9159 |  | 2024-01-17 |  | Rule 21 | Rule 21 Export | Fast Track | Inactive | Withdrawn | 2024-11-05 | Not Started | No |  |  | Photovoltaic(4.5)/Energy Storage() |  | Riverside | CA | 2025-11-15 | [5 empty] | Bogey | Blythe (WALC) 161/33 System | Defrain 33/12 (D) |  |  |  |  | Check | Check | Check |  | 1 |  | FALSE | [14 empty] | 0 | 0
GFID9160 | 2024-01-11 | 2024-01-11 | 2024-01-31 | Rule 21 | Rule 21 Export | Detailed Study | Inactive | Withdrawn | 2024-02-01 | Not Started | No |  |  | Photovoltaic(5)/Energy Storage(5) | 5 | San Bernardino | CA | 2026-06-05 | [5 empty] | Timco | Victor 220/115 System | Lucerne 33/12 (D) |  |  |  |  | Check | Check | Check |  | 1 |  | FALSE | [14 empty] | 0 | 0
GFID9161 | 2024-01-12 | 2024-01-12 | 2024-01-31 | Rule 21 | Rule 21 Export | Detailed Study | Inactive | Withdrawn | 2024-03-04 | Not Started | No |  |  | Photovoltaic(4.99)/Energy Storage() | 4.99 | Tulare | CA | 2026-10-01 | [5 empty] | St. Johns | Rector 220/66 System | Venice Hill 66/12 (D) |  |  |  |  | Check | Check | Check |  | 1 |  | FALSE | [14 empty] | 0 | 0
GFID9162 |  | 2024-01-12 |  | Rule 21 | Rule 21 Export | Fast Track | Inactive | Withdrawn | 2024-04-18 | Not Started | No |  |  | Photovoltaic(4.895)/Energy Storage() | 4 | San Bernardino | CA | 2025-04-01 | [5 empty] | Santana | Devers 220/115 System | Hi Desert 115/33 (D) |  |  |  |  | Check | Check | Check |  | 1 |  | FALSE | [14 empty] | 0 | 0
GFID9163 | 2024-03-20 | 2024-01-17 | 2024-03-27 | Rule 21 | Rule 21 Export | Fast Track | Inactive | Withdrawn | 2024-05-08 | Not Started | No |  |  | Photovoltaic(5)/Energy Storage() | 5 | San Bernardino | CA | 2025-04-01 | [5 empty] | Armijo | Kramer 220/115 System | Armijo P.T. 33/12 (A) |  |  |  |  | Check | Check | Check |  | 1 |  | FALSE | [14 empty] | 0 | 0
GFID9164 | 2024-03-29 | 2024-02-13 | 2024-04-09 | Rule 21 | Rule 21 Export | Fast Track | Inactive | Withdrawn | 2024-06-07 | Not Started | No |  |  | Photovoltaic(5)/Energy Storage() | 5 | Riverside | CA | 2025-04-01 | [5 empty] | Chanslor | Blythe (WALC) 161/33 System | Blythe 33/33 (D) |  |  |  |  | Check | Check | Check |  | 1 |  | FALSE | [14 empty] | 0 | 0
GFID9165 |  | 2024-01-16 | 2024-04-19 | Rule 21 | Rule 21 Export | Fast Track | Inactive | Withdrawn | 2024-06-19 | Not Started | No |  |  | Photovoltaic(5.874)/Energy Storage() | 5 | San Bernardino | CA | 2025-04-01 | [5 empty] | Sky Hi | Victor 220/115 System | Lucerne 33/12 (D) |  |  |  |  | Check | Check | Check |  | 1 |  | FALSE | [14 empty] | 0 | 0
GFID9166 | 2024-03-20 | 2024-01-17 | 2024-03-22 | Rule 21 | Rule 21 Export | Fast Track | Inactive | Withdrawn | 2024-05-08 | Not Started | No |  |  | Photovoltaic(5.874)/Energy Storage() | 5 | San Bernardino | CA | 2025-04-01 |  | Armijo 12 kV Circuit |  |  |  | Armijo | Kramer 220/115 System | Armijo P.T. 33/12 (A) |  |  |  |  | Check | Check | Check |  | 1 |  | FALSE | [14 empty] | 0 | 0
GFID9167 | 2024-03-18 | 2024-01-16 | 2024-03-18 | Rule 21 | Rule 21 Export | Fast Track | Inactive | Withdrawn | 2024-05-15 | Not Started | No |  |  | Photovoltaic(5.874)/Energy Storage() | 5 | Kern | CA | 2025-04-01 | [5 empty] | Jack Ranch | Kramer 220/115 System | Downs 115/12 (D) |  |  |  |  | Check | Check | Check |  | 1 |  | FALSE | [14 empty] | 0 | 0
GFID9168 |  | 2024-01-17 |  | Rule 21 | Rule 21 Export | Fast Track | Inactive | Withdrawn | 2024-06-04 | Not Started | No |  |  | Photovoltaic(5)/Energy Storage() | 5 | Kern | CA | 2025-04-01 | [5 empty] | Gnatcatcher | Windhub 220/66 System | Banducci 66/12 (D) |  |  |  |  | Check | Check | Check |  | 1 |  | FALSE | [14 empty] | 0 | 0
GFID9169 |  | 2024-01-18 |  | Rule 21 | Rule 21 Export | Fast Track | Inactive | Withdrawn | 2024-05-29 | Not Started | No |  |  | Photovoltaic(5.874)/Energy Storage() | 5 | Kern | CA | 2025-04-01 | [5 empty] | Gnatcatcher | Windhub 220/66 System | Banducci 66/12 (D) |  |  |  |  | Check | Check | Check |  | 1 |  | FALSE | [14 empty] | 0 | 0
GFID9170 |  | 2024-01-18 |  | Rule 21 | Rule 21 Export | Fast Track | Inactive | Withdrawn | 2024-05-31 | Not Started | No |  |  | Photovoltaic(5.874)/Energy Storage() | 5 | Kern | CA | 2025-04-01 | [5 empty] | Condor | Windhub 220/66 System | Banducci 66/12 (D) |  |  |  |  | Check | Check | Check |  | 1 |  | FALSE | [14 empty] | 0 | 0
GFID9171 |  | 2024-01-18 | 2024-04-19 | Rule 21 | Rule 21 Export | Fast Track | Inactive | Withdrawn | 2024-06-19 | Not Started | No |  |  | Photovoltaic(5.874)/Energy Storage() | 5 | Kern | CA | 2025-04-01 | [5 empty] | Condor | Windhub 220/66 System | Banducci 66/12 (D) |  |  |  |  | Check | Check | Check |  | 1 |  | FALSE | [14 empty] | 0 | 0
GFID9172 | 2024-03-07 | 2024-01-11 | 2024-03-14 | Rule 21 | Rule 21 Export | Fast Track | Active - Post IA | In-Service (Conditional PTO) |  | Executed - In Effect | Yes | 2024-07-09 |  | Photovoltaic(0.318) | 0.3 | Orange | CA | 2024-02-16 | 2024-07-26 | Willets 12 kV Circuit | Sullivan 66/12 kV Substation | Ellis 220/66 kV System |  | Willets | Ellis 'C' 220/66 System | Sullivan 66/12 (D) |  |  |  |  | Ellis | 230 |  |  | 1 |  | FALSE | Ellis | 230 | [12 empty] | 0 | 1
GFID9173 | 2024-04-03 | 2024-01-18 | 2024-04-10 | Rule 21 | Rule 21 Export | Fast Track | Inactive | Withdrawn | 2024-06-07 | Not Started | No |  |  | Photovoltaic(5.874)/Energy Storage() | 5 | Kern | CA | 2025-04-01 | [5 empty] | Condor | Windhub 220/66 System | Banducci 66/12 (D) |  |  |  |  | Check | Check | Check |  | 1 |  | FALSE | [14 empty] | 0 | 0
GFID9174 | 2024-01-18 | 2024-01-18 | 2024-02-14 | Rule 21 | Rule 21 Export | Fast Track | Active - Post IA | Construction |  | Executed - In Effect | Yes | 2024-10-04 |  | Photovoltaic(5.334)/Energy Storage(16.16) | 4 | San Bernardino | CA | 2025-06-01 | 2025-12-01 | The Point of Interconnection would be near structure 2122367E, which is served by the Dice 33 kV Circuit | Phelan 115/33 kV Substation | Victor 220/115kV System |  | Dice | Victor 220/115 System | Phelan 115/33 (D) |  |  |  |  | Victor | 230 |  |  | 1 |  | TRUE | Victor | 230 | 5.334)/Energy Storage(16.16) |  | 16.16) |  | 1.334 | 5.334 | [5 empty] | 16.16 | 0 | 1
GFID9175 | 2024-01-19 | 2024-01-19 | 2024-02-29 | Rule 21 | Rule 21 Export | Fast Track | Inactive | Withdrawn | 2024-04-03 | Not Started | No |  |  | Photovoltaic(3.375)/Energy Storage(4.6) | 3 | San Bernardino | CA | 2024-09-01 |  | Northpark 12 kV [HFRA Tier 3] | Shandin 115/12 kV | Vista 220 kV Bus |  | Northpark | Vista 220/115 System | Shandin 115/12 (D) |  |  |  |  | Vista | 230 | Check |  | 1 |  | FALSE | Vista | 230 | [12 empty] | 0 | 0
GFID9176 | 2024-01-29 | 2024-01-29 | 2024-03-12 | Rule 21 | Rule 21 Export | Fast Track | Inactive | Withdrawn | 2024-04-15 | Not Started | No |  |  | Photovoltaic(3)/Energy Storage(4.6) | 3 | San Bernardino | CA | 2025-09-01 |  | Tunnel 12 Kv [HFRA Tier 2] | Aqueduct 115/12 kV Substation in the Victor 115 kV System | Victor 115 kV bus |  | Tunnel | Victor 220/115 System | Aqueduct 115/12 (D) |  |  |  |  | Victor | 115 |  |  | 1 |  | FALSE | Victor | 115 | [12 empty] | 0 | 0
GFID9179 | 2024-04-10 | 2024-01-30 | 2024-04-17 | Rule 21 | Rule 21 Export | Detailed Study | Inactive | Withdrawn | 2024-07-31 | Not Started | No |  |  | Photovoltaic(5)/Energy Storage() | 5 | San Bernardino | CA | 2026-06-18 | [5 empty] | Remote | Kramer 220/115 System | Barstow 33/33 (D) | not found |  |  |  | Check | Check | Check |  | 1 |  | FALSE | [14 empty] | 0 | 0
GFID9177 | 2024-04-12 | 2024-02-15 | 2024-04-19 | Rule 21 | Rule 21 Export | Fast Track | Inactive | Withdrawn | 2024-05-22 | Not Started | No |  |  | Photovoltaic(0.996) | 0.996 | Tulare | CA | 2024-05-01 | [5 empty] | Harmony | Springville 220/66 System | Bliss 66/12 (D) |  |  |  |  | Check | Check | Check |  | 1 |  | FALSE | [14 empty] | 0 | 0
GFID9178 | 2024-02-05 | 2024-02-05 | 2024-03-20 | Rule 21 | Rule 21 Export | Fast Track | Inactive | Withdrawn | 2024-05-02 | Not Started | No |  |  | Photovoltaic(0.996)/() | 0 | Tulare | CA | 2024-05-01 | [5 empty] | Abbey | Springville 220/66 System | Bliss 66/12 (D) |  |  |  |  | Check | Check | Check |  | 1 |  | FALSE | [14 empty] | 0 | 0
GFID9180 |  | 2024-02-01 |  | Rule 21 | Rule 21 Export | Detailed Study | Inactive | Withdrawn | 2024-02-16 | Not Started | No |  |  | Photovoltaic(4.98)/Energy Storage() | 0.5 | Kern | CA | 2025-12-31 | [12 empty] | Check | Check | Check |  | 1 |  | FALSE | [14 empty] | 0 | 0
GFID9181 |  | 2024-02-08 |  | Rule 21 | Rule 21 Export | Detailed Study | Inactive | Withdrawn | 2024-02-29 | Not Started | No |  |  | Photovoltaic(5)/Energy Storage(5) | 5 | San Bernardino | CA | 2025-09-01 |  | 34.515594, -117.301800 34.515594, -117.301800 Circuit: Talpa Voltage: 12 Kv | Savage |  |  | Talpa | Victor 220/115 System | Savage 115/12 (D) |  |  |  |  | Check | Check | Check |  | 1 |  | FALSE | [14 empty] | 0 | 0
GFID9182 |  | 2024-02-08 |  | Rule 21 | Rule 21 Export | Detailed Study | Inactive | Withdrawn | 2024-02-29 | Not Started | No |  |  | Photovoltaic()/Energy Storage() | 5 | Tulare | CA | 2025-09-01 | [5 empty] | Ball | Rector 220/66 System | Laurel 66/12 (D) |  |  |  |  | Check | Check | Check |  | 1 |  | FALSE | [14 empty] | 0 | 0
GFID9183 |  | 2024-03-12 |  | Rule 21 | Rule 21 Export | Fast Track | Inactive | Withdrawn | 2024-05-07 | Not Started | No |  |  | Photovoltaic(4.98)/Energy Storage(5.12) | 10.1 | Kern | CA | 2024-09-01 | [5 empty] | Jack Ranch | Kramer 220/115 System | Downs 115/12 (D) |  |  |  |  | Check | Check | Check |  | 1 |  | FALSE | [14 empty] | 0 | 0
GFID9184 |  | 2024-02-06 |  | Rule 21 | Rule 21 Export | Fast Track | Inactive | Withdrawn | 2024-06-06 | Not Started | No |  |  | Photovoltaic(1.992)/Energy Storage() | 0 | Tulare | CA | 2024-05-01 | [5 empty] | Cooper | Springville 220/66 System | Tipton 66/12 (D) |  |  |  |  | Check | Check | Check |  | 1 |  | FALSE | [14 empty] | 0 | 0
GFID9185 | 2024-02-06 | 2024-02-06 | 2024-03-20 | Rule 21 | Rule 21 Export | Fast Track | Inactive | Withdrawn | 2024-04-30 | Not Started | No |  |  | Photovoltaic(1.992)/Energy Storage() | 1.992 | Tulare | CA | 2024-05-01 | [5 empty] | Abbey | Springville 220/66 System | Bliss 66/12 (D) |  |  |  |  | Check | Check | Check |  | 1 |  | FALSE | [14 empty] | 0 | 0
GFID9186 | 2024-02-06 | 2024-02-06 | 2024-03-20 | Rule 21 | Rule 21 Export | Fast Track | Inactive | Withdrawn | 2024-05-02 | Not Started | No |  |  | Photovoltaic(1.992)/Energy Storage() |  | Tulare | CA | 2024-05-01 | [12 empty] | Check | Check | Check |  | 1 |  | FALSE | [14 empty] | 0 | 0
GFID9187 |  | 2024-02-07 |  | Rule 21 | Rule 21 Export | Detailed Study | Inactive | Withdrawn | 2024-02-20 | Not Started | No |  |  | Photovoltaic(3.984)/Energy Storage() | 3.984 | Tulare | CA | 2025-12-31 | [5 empty] | Campbell | Springville 220/66 System | Porterville 66/12 (D) |  |  |  |  | Check | Check | Check |  | 1 |  | FALSE | [14 empty] | 0 | 0
GFID9188 |  | 2024-02-07 |  | Rule 21 | Rule 21 Export | Detailed Study | Inactive | Withdrawn | 2024-02-16 | Not Started | No |  |  | Photovoltaic(4.98)/Energy Storage() | 4.98 | Los Angeles | CA | 2025-12-31 | [5 empty] | Lupine | Antelope 220/66 System | Oasis 66/12 (D) |  |  |  |  | Check | Check | Check |  | 1 |  | FALSE | [14 empty] | 0 | 0
GFID9189 | 2024-02-14 | 2024-02-14 | 2024-03-21 | Rule 21 | Rule 21 Export | Fast Track | Inactive | Withdrawn | 2024-05-15 | Not Started | No |  |  | Photovoltaic(1.44)/Energy Storage(1.44) |  | Riverside | CA | 2025-07-01 | [5 empty] | Chablis | Valley 'D' 500/115 System | Moraga 115/12 (D) |  |  |  |  | Check | Check | Check |  | 1 |  | FALSE | [14 empty] | 0 | 0
GFID9190 |  | 2024-02-09 |  | Rule 21 | Rule 21 Export | Fast Track | Inactive | Withdrawn | 2024-02-26 | Not Started | No |  |  | Photovoltaic(5)/Energy Storage(4.895)/() | 5 | Kern | CA | 2026-01-01 | [12 empty] | Check | Check | Check |  | 1 |  | FALSE | [14 empty] | 0 | 0
GFID9191 | 2024-04-16 | 2024-02-16 | 2024-04-22 | Rule 21 | Rule 21 Export | Detailed Study | Inactive | Withdrawn | 2024-05-23 | Not Started | No |  |  | Photovoltaic(5) | 0 | San Bernardino | CA | 2026-04-27 | [5 empty] | Hector | Kramer 220/115 System | Cady 33/12 (D) |  |  |  |  | Check | Check | Check |  | 1 |  | FALSE | [14 empty] | 0 | 0
GFID9192 | 2024-04-26 | 2024-02-20 | 2024-04-29 | Rule 21 | Rule 21 Export | Fast Track | Inactive | Withdrawn | 2024-07-30 | Not Started | No |  |  | Photovoltaic(5)/Energy Storage(5) | 5 | Riverside | CA | 2025-10-31 | [5 empty] | Leak | Blythe (WALC) 161/33 System | Dunes 33/12 (D) |  |  |  |  | Check | Check | Check |  | 1 |  | FALSE | [14 empty] | 0 | 0
GFID9193 | 2024-04-30 | 2024-02-20 | 2024-05-01 | Rule 21 | Rule 21 Export | Fast Track | Inactive | Withdrawn | 2024-06-10 | Not Started | No |  |  | Photovoltaic(5.1)/Energy Storage(5) | 5 | Riverside | CA | 2025-10-31 | [5 empty] | Leak | Blythe (WALC) 161/33 System | Dunes 33/12 (D) |  |  |  |  | Check | Check | Check |  | 1 |  | FALSE | [14 empty] | 0 | 0
GFID9194 |  | 2024-02-26 |  | Rule 21 | Rule 21 Export | Fast Track | Inactive | Withdrawn | 2024-05-13 | Not Started | No |  |  | Photovoltaic(0.818)/Energy Storage() | 0.77 | San Bernardino | CA | 2024-10-15 | [5 empty] | Cummins | Victor 220/115 System | Roadway 115/12 (D) |  |  |  |  | Check | Check | Check |  | 1 |  | FALSE | [14 empty] | 0 | 0
GFID9196 |  | 2024-02-29 |  | Rule 21 | Rule 21 Export | Fast Track | Inactive | Withdrawn | 2024-04-19 | Not Started | No |  |  | Photovoltaic(3)/Energy Storage(4.6) | 3 | San Bernardino | CA | 2025-09-01 |  | Kessler 12 kV | Milliken 66/12 kV | Mira Loma 220 kV bus |  | Kessler | Mira Loma 220/66 System | Milliken 66/12 (D) |  |  |  |  | Mira | Check | Check |  | 1 |  | FALSE | Mira | Check | [12 empty] | 0 | 0
GFID9197 |  | 2024-02-29 |  | Rule 21 | Rule 21 Export | Fast Track | Inactive | Withdrawn | 2024-04-24 | Not Started | No |  |  | Photovoltaic(3)/Energy Storage(4.6) | 3 | San Bernardino | CA | 2025-09-01 |  | Stoli 12 kV | Milliken 66/12 kV | Mira Loma 220 kV Bus |  | Stoli | Mira Loma 220/66 System | Milliken 66/12 (D) |  |  |  |  | Mira | Check | Check |  | 1 |  | FALSE | Mira | Check | [12 empty] | 0 | 0
GFID9205 | 2024-03-19 | 2024-03-19 | 2024-05-10 | Rule 21 | Rule 21 Export | Detailed Study | Inactive | Withdrawn | 2024-06-24 | Not Started | No |  |  | Photovoltaic(3.15)/Energy Storage() | 0.75 | Los Angeles | CA | 2025-11-01 | [5 empty] | Pronghorn | Antelope 220/66 System | Del Sur 66/12 (D) |  |  |  |  | Check | Check | Check |  | 1 |  | FALSE | [14 empty] | 0 | 0
GFID9206 | 2024-03-19 | 2024-03-19 | 2024-05-10 | Rule 21 | Rule 21 Export | Detailed Study | Inactive | Withdrawn | 2024-06-29 | Not Started | No |  |  | Photovoltaic(3.15)/Energy Storage() | 0.75 | Tulare | CA | 2025-11-01 | [5 empty] | Pratt | Springville 220/66 System | Woodville 66/12 (D) |  |  |  |  | Check | Check | Check |  | 1 |  | FALSE | [14 empty] | 0 | 0
GFID9207 | 2024-03-19 | 2024-03-19 | 2024-05-09 | Rule 21 | Rule 21 Export | Detailed Study | Inactive | Withdrawn | 2024-06-24 | Not Started | No |  |  | Photovoltaic(5)/Energy Storage() | 0.75 | Los Angeles | CA | 2025-11-01 | [5 empty] | Museum | Antelope 220/66 System | Piute 66/12 (D) |  |  |  |  | Check | Check | Check |  | 1 |  | FALSE | [14 empty] | 0 | 0
GFID9208 |  | 2024-03-01 |  | Rule 21 | Rule 21 Export | Detailed Study | Active | Application Review In Progress |  | Not Started | No |  |  | Photovoltaic(5)/Energy Storage(5) |  | Tulare | CA | 2025-09-01 | [12 empty] | Check | Check | Check |  | 1 |  | FALSE | [14 empty] | 0 | 0
GFID9199 | 2024-03-06 | 2024-03-06 | 2024-03-22 | Rule 21 | Rule 21 Export | Detailed Study | Inactive | Withdrawn | 2024-10-31 | Not Started | No |  |  | Photovoltaic(4.98) | 4.97 | San Bernardino | CA | 2025-05-31 | [5 empty] | Rabbit | Victor 220/115 System | Lucerne 33/12 (D) |  |  |  |  | Check | Check | Check |  | 1 |  | FALSE | [14 empty] | 0 | 0
GFID9201 | 2024-03-06 | 2024-03-06 | 2024-03-22 | Rule 21 | Rule 21 Export | Detailed Study | Inactive | Withdrawn | 2024-11-04 | Not Started | No |  |  | Photovoltaic(4.98) | 4.97 | Kern | CA | 2025-05-31 | [5 empty] | Heavy | Kramer 220/115 System | Randsburg 115/33 (D) |  |  |  |  | Check | Check | Check |  | 1 |  | FALSE | [14 empty] | 0 | 0
GFID9209 |  | 2024-03-01 |  | Rule 21 | Rule 21 Export | Detailed Study | Active | Application Review In Progress |  | Not Started | No |  |  | Photovoltaic(3)/Energy Storage(3) | 0 | San Bernardino | CA | 2025-09-01 | [12 empty] | Check | Check | Check |  | 1 |  | FALSE | [14 empty] | 0 | 0
GFID9210 |  | 2024-03-01 |  | Rule 21 | Rule 21 Export | Detailed Study | Inactive | Withdrawn | 2024-06-20 | Not Started | No |  |  | Photovoltaic(5)/Energy Storage(5) |  | Tulare | CA | 2025-09-01 | [5 empty] | Tierra Bonita | Antelope 220/66 System | Little Rock 66/12 (D) |  |  |  |  | Check | Check | Check |  | 1 |  | FALSE | [14 empty] | 0 | 0
GFID9211 | 2024-03-19 | 2024-03-19 | 2024-04-10 | Rule 21 | Rule 21 Export | Detailed Study | Inactive | Withdrawn | 2024-07-10 | Not Started | No |  |  | Photovoltaic(5)/Energy Storage() | 0.75 | San Bernardino | CA | 2025-11-01 | [5 empty] | Hector | Kramer 220/115 System | Cady 33/12 (D) |  |  |  |  | Check | Check | Check |  | 1 |  | FALSE | [14 empty] | 0 | 0
GFID9212 | 2024-03-06 | 2024-03-06 | 2024-05-01 | Rule 21 | Rule 21 Export | DGS_020 | Active | Phase I Complete |  | Not Started | No |  |  | Photovoltaic(3.984)/() | 3.984 | Tulare | CA | 2026-09-25 | 2026-09-25 | Hart 12 kV Circuit out of Rector 66/12 kV Substation | Rector 66 kV Bus | Rector 220/66 System |  | Nickerson | Rector 220/66 System | Rector 66/12 (D) |  |  |  |  | Rector | 230 |  |  | 1 |  | TRUE | Rector | 230 | 3.984)/() |  |  |  | 0 | 3.984 | [6 empty] | 0 | 0
GFID9213 | 2024-03-06 | 2024-03-06 | 2024-05-01 | Rule 21 | Rule 21 Export | DGS_020 | Active | Phase I In Progress |  | Not Started | No |  |  | Photovoltaic(1.992)/() | 1.992 | Tulare | CA | 2026-08-29 | 2026-08-29 | Blinker 12 kV Circuit out of Pixley 66/12 kV Substation. | Pixley 66/12 kV Substation | Vestal 220/66 System |  | Blinker | Vestal 220/66 System | Pixley 66/12 (D) |  |  | No Match - Review | No Match - Review | Vestal | 230 |  | Vestal230 | 1 |  | TRUE | Vestal | 230 | 1.992)/() |  |  |  | 0 | 1.992 | [6 empty] | 0 | 0
GFID9215 | 2024-03-13 | 2024-03-13 | 2024-04-17 | Rule 21 | Rule 21 Export | Detailed Study | Inactive | Withdrawn | 2024-07-02 | Not Started | No |  |  | Photovoltaic(5)/(4.969) | 4.99 | Tulare | CA | 2026-01-05 |  | St Johns 12 kV Circuit out of SCE's Venice Hill 66/12 kV Substation | St Johns 12 kV Circuit out of SCE's Venice Hill 66/12 kV Substation | Rector 220 kV Bus |  | St. Johns | Rector 220/66 System | Venice Hill 66/12 (D) |  |  | Rector | 230 | Rector | 230 |  |  | 1 |  | FALSE | Rector | 230 | [12 empty] | 0 | 0
GFID9216 |  | 2024-03-06 |  | Rule 21 | Rule 21 Export | Detailed Study | Inactive | Withdrawn | 2024-03-19 | Not Started | No |  |  | Photovoltaic(5)/Energy Storage()/Photovoltaic(5)/Energy Storage() | 5 | San Bernardino | CA | 2025-11-20 | [12 empty] | Check | Check | Check |  | 1 |  | FALSE | [14 empty] | 0 | 0
GFID9217 | 2024-05-29 | 2024-03-13 | 2024-06-12 | Rule 21 | Rule 21 Export | Detailed Study | Inactive | Withdrawn | 2024-07-10 | Not Started | No |  |  | Photovoltaic(4.99)/Energy Storage(4.99) | 0.002 | Tulare | CA | 2026-01-30 |  | Skinkle 12KV |  |  |  | Skinkle | Vestal 220/66 System | Terra Bella 66/12 (D) |  |  |  |  | Check | Check | Check |  | 1 |  | FALSE | [14 empty] | 0 | 0
GFID9218 | 2024-03-06 | 2024-03-06 | 2024-04-23 | Rule 21 | Rule 21 Export | DGS_020 | Active | Phase I In Progress |  | Not Started | No |  |  | Photovoltaic(3.984) | 3.984 | Tulare | CA | 2026-06-03 | 2027-07-13 | Budd 12 kV Circuit out of Pixley 66/12 kV Substation. | Pixley 66/12 kV substation | Vestal 220/66 System |  | Budd | Vestal 220/66 System | Pixley 66/12 (D) |  |  | No Match - Review | No Match - Review | Vestal | 230 |  | Vestal230 | 1 |  | TRUE | Vestal | 230 | 3.984) |  |  |  | 0 | 3.984 | [6 empty] | 0 | 0
GFID9221 |  | 2024-03-06 |  | Rule 21 | Rule 21 Export | Detailed Study | Inactive | Withdrawn | 2024-03-19 | Not Started | No |  |  | Photovoltaic(4.5)/Energy Storage() | 4.5 | Kern | CA | 2025-11-20 | [12 empty] | Check | Check | Check |  | 1 |  | FALSE | [14 empty] | 0 | 0
GFID9222 | 2024-04-26 | 2024-03-13 | 2024-05-21 | Rule 21 | Rule 21 Export | Detailed Study | Inactive | Withdrawn | 2024-07-10 | Not Started | No |  |  | Photovoltaic(2.5)/Energy Storage(2.5) | 2.5 | Kern | CA | 2026-01-30 |  | 35.7687500 -117.871907 | Domeland P.T. | Kramer 220kV |  | Domeland | Kramer 220/115 System | Domeland P.T. 33/12 (A) |  |  |  |  | Kramer | Check | Check |  | 1 |  | FALSE | Kramer | Check | [12 empty] | 0 | 0
GFID9225 | 2024-04-23 | 2024-03-13 | 2024-04-26 | Rule 21 | Rule 21 Export | Detailed Study | Inactive | Withdrawn | 2024-07-02 | Not Started | No |  |  | Photovoltaic(4.5)/Energy Storage(4.5) | 4.5 | Tulare | CA | 2026-10-01 | [5 empty] | Beaver | Vestal 220/66 System | Wheatland 66/12 (D) |  |  |  |  | Check | Check | Check |  | 1 |  | FALSE | [14 empty] | 0 | 0
GFID9226 | 2024-04-29 | 2024-03-14 | 2024-05-14 | Rule 21 | Rule 21 Export | Detailed Study | Inactive | Withdrawn | 2024-06-20 | Not Started | No |  |  | Photovoltaic(5)/Energy Storage() | 5 | Riverside | CA | 2025-09-01 |  | Eighteenth 12 kV Circuit out of SCE's Ripley 33/12 kV Substation | Eighteenth 12 kV Circuit out of SCE's Ripley 33/12 kV Substation | Blythe 33 kV Bus |  | Eighteenth | Blythe (WALC) 161/33 System | Ripley 33/12 (D) |  |  |  |  | Blythe | 33 | Check |  | 1 |  | FALSE | Blythe | 33 | [12 empty] | 0 | 0
GFID9229 | 2024-03-06 | 2024-03-06 | 2024-05-03 | Rule 21 | Rule 21 Export | ISP | Active | Restudy In Progress |  | Not Started | No |  |  | Photovoltaic(3.5)/Energy Storage() | 3.5 | Tulare | CA | 2026-06-03 | 2026-06-03 | Bobcat 12kV | Wheatland 12 kV | Vestal 220/66 |  | Bobcat | Vestal 220/66 System | Wheatland 66/12 (D) |  |  |  |  | Vestal | 230 |  |  | 1 |  | TRUE | Vestal | 230 | 3.5)/Energy Storage() |  | ) |  | 0 | 3.5 | [6 empty] | 0 | 0
GFID9230 | 2024-03-06 | 2024-03-06 | 2024-05-03 | Rule 21 | Rule 21 Export | Detailed Study | Inactive | Withdrawn | 2024-07-01 | Not Started | No |  |  | Photovoltaic(4.99)/Energy Storage() | 5 | Kern | CA | 2026-06-15 | [5 empty] | Midge | Vestal 220/66 System | Quinn 66/12 (D) |  |  |  |  | Check | Check | Check |  | 1 |  | FALSE | [14 empty] | 0 | 0
GFID9231 |  | 2024-03-07 |  | Rule 21 | Rule 21 Export | Detailed Study | Inactive | Withdrawn | 2024-07-11 | Not Started | No |  |  | Photovoltaic(4.98)/Energy Storage() | 4.98 | Kern | CA | 2025-08-01 | [5 empty] | Greasewood | Kramer 220/115 System | Cal City 'A' 33/12 (D) |  |  |  |  | Check | Check | Check |  | 1 |  | FALSE | [14 empty] | 0 | 0
GFID9232 | 2024-05-24 | 2024-03-06 | 2024-06-14 | Rule 21 | Rule 21 Export | Detailed Study | Inactive | Withdrawn | 2024-06-20 | Not Started | No |  |  | Photovoltaic(5)/Energy Storage()/() | 5 | San Bernardino | CA | 2025-11-20 | [5 empty] | Eastwind | Antelope 220/66 System | Wilsona 66/12 (D) |  |  |  |  | Check | Check | Check |  | 1 |  | FALSE | [14 empty] | 0 | 0
GFID9233 | 2024-03-06 | 2024-03-06 | 2024-05-02 | Rule 21 | Rule 21 Export | Detailed Study | Active | IA Negotiation |  | In Negotiation | No |  |  | Photovoltaic(7.2)/Energy Storage(7.2) | 4.5 | Tulare | CA | 2025-11-15 | 2027-11-15 | McDermont 12 kV | Lindsay 66/12 kV | Springville 220 kV Bus |  | McDermont | Springville 220/66 System | Lindsay 66/12 (D) |  |  |  |  | Springville | 230 |  |  | 1 |  | TRUE | Springville | 230 | 7.2)/Energy Storage(7.2) |  | 7.2) |  | 2.7 | 7.2 | [5 empty] | 7.2 | 0 | 0
GFID9235 | 2024-03-06 | 2024-03-06 | 2024-05-03 | Rule 21 | Rule 21 Export | ISP | Active | Restudy In Progress |  | Not Started | No |  |  | Photovoltaic(4.99)/Photovoltaic(4.99) | 4.99 | Kern | CA | 2026-06-18 | 2026-06-18 | Browning 12 kV | Browning 12 kV | Vestal 220/66 System |  | Elmo | Vestal 220/66 System | Browning 66/12 (D) |  |  | No Match - Review | No Match - Review | Vestal | 230 |  | Vestal230 | 1 |  | TRUE | Vestal | 230 | 4.99)/Photovoltaic(4.99) |  |  |  | 0 | 4.99 | [6 empty] | 0 | 0
GFID9236 |  | 2024-03-06 | 2024-05-30 | Rule 21 | Rule 21 Export | Detailed Study | Inactive | Withdrawn | 2024-07-09 | Not Started | No |  |  | Photovoltaic(4.5)/Energy Storage() | 4.5 | Tulare | CA | 2026-06-18 | [5 empty] | Aquifer | Rector 220/66 System | Octol 66/12 (D) |  |  |  |  | Check | Check | Check |  | 1 |  | FALSE | [14 empty] | 0 | 0
GFID9237 | 2024-04-29 | 2024-03-12 | 2024-05-09 | Rule 21 | Rule 21 Export | Detailed Study | Inactive | Withdrawn | 2024-07-02 | Not Started | No |  |  | Photovoltaic(5)/Energy Storage() |  | Tulare | CA | 2025-09-01 | [5 empty] | Nickerson | Rector 220/66 System | Rector 66/12 (D) |  |  |  |  | Check | Check | Check |  | 1 |  | FALSE | [14 empty] | 0 | 0
GFID9238 |  | 2024-03-06 | 2024-05-09 | Rule 21 | Rule 21 Export | Detailed Study | Inactive | Withdrawn | 2024-07-01 | Not Started | No |  |  | Photovoltaic(4)/Energy Storage() | 4 | Kern | CA | 2026-06-03 | [5 empty] | Slade | Vestal 220/66 System | Mariposa 66/12 (D) |  |  |  |  | Check | Check | Check |  | 1 |  | FALSE | [14 empty] | 0 | 0
GFID9239 | 2024-03-14 | 2024-03-14 | 2024-04-18 | Rule 21 | Rule 21 Export | ISP | Inactive | Withdrawn | 2025-01-23 | Not Started | No |  |  | Photovoltaic(4.98)/Energy Storage() | 4.98 | San Bernardino | CA | 2025-04-15 | 2025-04-15 | Tussing 12 kV Circuit |  |  |  | Tussing | Victor 220/115 System | Apple Valley 115/12 (D) |  |  |  |  | Check | Check | Check |  | 1 |  | FALSE | [14 empty] | 0 | 0
GFID9240 | 2024-03-18 | 2024-03-18 | 2024-04-25 | Rule 21 | Rule 21 Export | Detailed Study | Inactive | Withdrawn | 2024-07-24 | Not Started | No |  |  | Photovoltaic(5)/Energy Storage()/() |  | San Bernardino | CA | 2025-09-01 | [5 empty] | Santana | Devers 220/115 System | Hi Desert 115/33 (D) |  |  |  |  | Check | Check | Check |  | 1 |  | FALSE | [14 empty] | 0 | 0
GFID9241 |  | 2024-03-01 |  | Rule 21 | Rule 21 Export | Fast Track | Inactive | Withdrawn | 2024-06-07 | Not Started | No |  |  | Photovoltaic(3)/Energy Storage() | 3 | Kern | CA | 2025-11-20 | [5 empty] | Tejon | Antelope 220/66 System | Neenach 66/12 (D) |  |  |  |  | Check | Check | Check |  | 1 |  | FALSE | [14 empty] | 0 | 0
GFID9242 | 2024-03-18 | 2024-03-18 | 2024-05-15 | Rule 21 | Rule 21 Export | Detailed Study | Inactive | Withdrawn | 2024-07-10 | Not Started | No |  |  | Photovoltaic(5)/Energy Storage() | 5 | San Bernardino | CA | 2025-11-01 | [5 empty] | Baroid | Kramer 220/115 System | Gale 115/33 (D) |  |  |  |  | Check | Check | Check |  | 1 |  | FALSE | [14 empty] | 0 | 0
GFID9243 |  | 2024-03-06 |  | Rule 21 | Rule 21 Export | Detailed Study | Inactive | Withdrawn | 2025-03-11 | Not Started | No |  |  | Photovoltaic(4.98)/Energy Storage() | 4.98 | Kern | CA | 2025-08-01 | 2025-08-01 | Flying D | Havilah 66/12 (D) | Windhub 220/66 System |  | Flying D | Windhub 220/66 System | Havilah 66/12 (D) |  |  | No Match - Review | No Match - Review | Windhub | 230 |  |  | 1 |  | FALSE | Windhub | 230 | [12 empty] | 0 | 0
GFID9245 | 2024-05-01 | 2024-03-18 | 2024-05-08 | Rule 21 | Rule 21 Export | Detailed Study | Inactive | Withdrawn | 2024-07-09 | Not Started | No |  |  | Photovoltaic(3)/Energy Storage() | 3 | Tulare | CA | 2025-09-01 | [5 empty] | Terminus | Rector 220/66 System | Lemon Cove 66/12 (D) |  |  |  |  | Check | Check | Check |  | 1 |  | FALSE | [14 empty] | 0 | 0
GFID9246 |  | 2024-03-01 |  | Rule 21 | Rule 21 Export | Fast Track | Inactive | Withdrawn |  | Not Started | No |  |  | Photovoltaic(2.96)/Energy Storage() |  | Kern | CA | 2025-11-20 | [5 empty] | Domeland | Kramer 220/115 System | Domeland P.T. 33/12 (A) |  |  |  |  | Check | Check | Check |  | 1 |  | FALSE | [14 empty] | 0 | 0
GFID9247 |  | 2024-03-06 | 2024-05-09 | Rule 21 | Rule 21 Export | Detailed Study | Inactive | Withdrawn |  | Not Started | No |  |  | Photovoltaic(4.99)/Energy Storage() | 4.99 | Tulare | CA | 2026-06-26 | [5 empty] | Bobcat | Vestal 220/66 System | Wheatland 66/12 (D) |  |  |  |  | Check | Check | Check |  | 1 |  | FALSE | [14 empty] | 0 | 0
GFID9248 | 2024-05-15 | 2024-03-06 | 2024-05-16 | Rule 21 | Rule 21 Export | Detailed Study | Inactive | Withdrawn | 2024-07-09 | Not Started | No |  |  | Photovoltaic(4)/Energy Storage() | 4 | Kern | CA | 2026-06-03 | [5 empty] | Blanca | Vestal 220/66 System | Columbine 66/12 (D) |  |  |  |  | Check | Check | Check |  | 1 |  | FALSE | [14 empty] | 0 | 0
GFID9249 | 2024-05-15 | 2024-03-06 | 2024-05-16 | Rule 21 | Rule 21 Export | Detailed Study | Inactive | Withdrawn | 2024-07-09 | Not Started | No |  |  | Photovoltaic(4.99)/Energy Storage() | 4.99 | Kern | CA | 2026-06-03 | [5 empty] | Midge | Vestal 220/66 System | Quinn 66/12 (D) |  |  |  |  | Check | Check | Check |  | 1 |  | FALSE | [14 empty] | 0 | 0
GFID9250 |  | 2024-03-06 | 2024-04-30 | Rule 21 | Rule 21 Export | Detailed Study | Inactive | Withdrawn | 2024-06-20 | Not Started | No |  |  | Photovoltaic(4.98)/Energy Storage() | 4.98 | Los Angeles | CA | 2025-08-01 | [5 empty] | Isner | Kramer 220/115 System | Kramer 115/33 (D) |  |  |  |  | Check | Check | Check |  | 1 |  | FALSE | [14 empty] | 0 | 0
GFID9251 | 2024-05-15 | 2024-03-06 | 2024-05-22 | Rule 21 | Rule 21 Export | Detailed Study | Inactive | Withdrawn | 2024-07-09 | Not Started | No |  |  | Photovoltaic(4.5)/() | 4.5 | Kern | CA | 2027-07-05 | [5 empty] | Blanca | Vestal 220/66 System | Columbine 66/12 (D) |  |  |  |  | Check | Check | Check |  | 1 |  | FALSE | [14 empty] | 0 | 0
GFID9252 | 2024-04-24 | 2024-04-24 | 2024-06-04 | Rule 21 | Rule 21 Export | Detailed Study | Inactive | Withdrawn | 2024-07-24 | Not Started | No |  |  | Photovoltaic(5)/() | 5 | Riverside | CA | 2025-03-01 | [5 empty] | Sprague | Valley 'AB' 500/115 System | Mayberry 115/12 (D) |  |  |  |  | Check | Check | Check |  | 1 |  | FALSE | [14 empty] | 0 | 0
GFID9253 | 2024-05-23 | 2024-03-06 | 2024-05-23 | Rule 21 | Rule 21 Export | Detailed Study | Inactive | Withdrawn | 2024-07-09 | Not Started | No |  |  | Photovoltaic(4.5)/() | 4.5 | Tulare | CA | 2026-07-22 | [5 empty] | Aquifer | Rector 220/66 System | Octol 66/12 (D) |  |  |  |  | Check | Check | Check |  | 1 |  | FALSE | [14 empty] | 0 | 0
GFID9254 | 2024-05-15 | 2024-03-06 | 2024-05-16 | Rule 21 | Rule 21 Export | Detailed Study | Inactive | Withdrawn | 2024-07-09 | Not Started | No |  |  | Photovoltaic(4.99)/() | 4.99 | Tulare | CA | 2026-06-03 | [5 empty] | Budd | Vestal 220/66 System | Pixley 66/12 (D) |  |  |  |  | Check | Check | Check |  | 1 |  | FALSE | [14 empty] | 0 | 0
GFID9255 | 2024-05-23 | 2024-03-06 | 2024-05-23 | Rule 21 | Rule 21 Export | Detailed Study | Inactive | Withdrawn | 2024-07-09 | Not Started | No |  |  | Photovoltaic(3.5)/() | 3.5 | Kern | CA | 2026-06-16 | [5 empty] | Swanson | Vestal 220/66 System | Delano 66/12 (D) |  |  |  |  | Check | Check | Check |  | 1 |  | FALSE | [14 empty] | 0 | 0
GFID9256 | 2024-03-18 | 2024-03-18 | 2024-05-17 | Rule 21 | Rule 21 Export | Detailed Study | Inactive | Withdrawn | 2024-07-10 | Not Started | No |  |  | Photovoltaic(5)/() | 5 | San Bernardino | CA | 2025-09-01 | [5 empty] | Talpa | Victor 220/115 System | Savage 115/12 (D) |  |  |  |  | Check | Check | Check |  | 1 |  | FALSE | [14 empty] | 0 | 0
GFID9258 |  | 2024-03-07 |  | Rule 21 | Rule 21 Export | Detailed Study | Inactive | Withdrawn | 2025-04-11 | Not Started | No |  |  | Photovoltaic(4.98)/() | 4.98 | Riverside | CA | 2025-08-01 | 2025-08-01 | Invader | Devers 115/12 (D) | Devers 220/115 System |  | Invader | Devers 220/115 System | Devers 115/12 (D) |  |  |  |  | Devers | 230 |  |  | 1 |  | FALSE | Devers | 230 | [12 empty] | 0 | 0
GFID9259 | 2024-05-28 | 2024-03-06 | 2024-05-31 | Rule 21 | Rule 21 Export | Detailed Study | Inactive | Withdrawn | 2024-07-09 | Not Started | No |  |  | Photovoltaic(4.99)/() | 4.99 | Kern | CA | 2026-10-31 | [5 empty] | Midge | Vestal 220/66 System | Quinn 66/12 (D) |  |  |  |  | Check | Check | Check |  | 1 |  | FALSE | [14 empty] | 0 | 0
GFID9260 | 2024-03-07 | 2024-03-07 | 2024-04-09 | Rule 21 | Rule 21 Export | DGS_020 | Inactive | Withdrawn | 2024-10-23 | Not Started | No |  |  | Photovoltaic(4.98)/() | 4.98 | San Bernardino | CA | 2025-08-01 | [5 empty] | Gobar | Victor 220/115 System | Cottonwood 115/33 (D) |  |  |  |  | Check | Check | Check |  | 1 |  | FALSE | [14 empty] | 0 | 0
GFID9261 | 2024-05-17 | 2024-03-06 | 2024-05-24 | Rule 21 | Rule 21 Export | Detailed Study | Inactive | Withdrawn | 2024-07-09 | Not Started | No |  |  | ()/Photovoltaic(4) | 5 | Tulare | CA | 2026-10-03 | [5 empty] | Budd | Vestal 220/66 System | Pixley 66/12 (D) |  |  |  |  | Check | Check | Check |  | 1 |  | FALSE | [14 empty] | 0 | 0
GFID9262 | 2024-03-18 | 2024-03-06 | 2024-05-14 | Rule 21 | Rule 21 Export | Detailed Study | Inactive | Withdrawn | 2024-07-01 | Not Started | No |  |  | Photovoltaic(5)/() | 5 | Tulare | CA | 2025-09-01 | [5 empty] | Ball | Rector 220/66 System | Laurel 66/12 (D) |  |  |  |  | Check | Check | Check |  | 1 |  | FALSE | [14 empty] | 0 | 0
GFID9263 | 2024-03-07 | 2024-03-07 | 2024-04-09 | Rule 21 | Rule 21 Export | ISP | Inactive | Withdrawn | 2024-11-19 | Not Started | No |  |  | Photovoltaic(4.98)/() | 4.98 | Kern | CA | 2025-08-01 | 2025-08-01 | Rocket Town 12kV | Rocket Town 12kV | Inyokern 115kV |  | Rocket Town | Kramer 220/115 System | Downs 115/12 (D) |  |  | No Match - Review | No Match - Review | Inyokern | Check | Check |  | 1 |  | FALSE | Inyokern | No Match - Review | [12 empty] | 0 | 0
GFID9264 | 2024-05-14 | 2024-03-06 | 2024-05-20 | Rule 21 | Rule 21 Export | Detailed Study | Inactive | Withdrawn | 2024-07-10 | Not Started | No |  |  | Photovoltaic(4.99)/() | 4.99 | Kern | CA | 2026-07-17 | [5 empty] | Midge | Vestal 220/66 System | Quinn 66/12 (D) |  |  |  |  | Check | Check | Check |  | 1 |  | FALSE | [14 empty] | 0 | 0
GFID9265 | 2024-03-06 | 2024-03-06 | 2024-05-01 | Rule 21 | Rule 21 Export | DGS_020 | Active | Phase I Complete |  | In Draft | No |  |  | Photovoltaic(7.2)/Energy Storage(7.2) | 4.99 | Tulare | CA | 2025-11-15 | 2025-11-15 | Gillette 12 kV | Strathmore 66/12 kV | Springville 220 kV bus |  | Gillette | Springville 220/66 System | Strathmore 66/12 (D) | Springville | 230 |  |  | Springville | 230 |  |  | 1 |  | TRUE | Springville | 230 | 7.2)/Energy Storage(7.2) |  | 7.2) |  | 2.21 | 7.2 | [5 empty] | 7.2 | 0 | 0
GFID9266 | 2024-04-11 | 2024-03-07 | 2024-04-11 | Rule 21 | Rule 21 Export | Detailed Study | Inactive | Withdrawn | 2024-07-10 | Not Started | No |  |  | Photovoltaic(5)/() | 5 | San Bernardino | CA | 2026-06-30 | [5 empty] | Kenworth | Victor 220/115 System | Roadway 115/12 (D) |  |  |  |  | Check | Check | Check |  | 1 |  | FALSE | [14 empty] | 0 | 0
GFID9267 | 2024-03-07 | 2024-03-07 | 2024-04-09 | Rule 21 | Rule 21 Export | DGS_020 | Inactive | Withdrawn | 2024-10-23 | Not Started | No |  |  | Photovoltaic(4.98)/Energy Storage() | 4.98 | Kern | CA | 2025-08-01 | [5 empty] | Bowman | Kramer 220/115 System | Downs 115/12 (D) |  |  |  |  | Check | Check | Check |  | 1 |  | FALSE | [14 empty] | 0 | 0
GFID9268 | 2024-03-06 | 2024-03-06 | 2024-05-13 | Rule 21 | Rule 21 Export | DGS_020 | Inactive | Withdrawn | 2024-10-22 | Not Started | No |  |  | Photovoltaic(3.984)/() | 3.984 | San Bernardino | CA | 2025-04-15 | [5 empty] | Baroid | Kramer 220/115 System | Gale 115/33 (D) |  |  |  |  | Check | Check | Check |  | 1 |  | FALSE | [14 empty] | 0 | 0
GFID9269 | 2024-03-07 | 2024-03-07 | 2024-04-30 | Rule 21 | Rule 21 Export | Detailed Study | Inactive | Withdrawn | 2024-07-09 | Not Started | No |  |  | Photovoltaic(3.984)/Energy Storage() | 3.984 | Tulare | CA | 2025-08-01 | [5 empty] | Campbell | Springville 220/66 System | Porterville 66/12 (D) |  |  |  |  | Check | Check | Check |  | 1 |  | FALSE | [14 empty] | 0 | 0
GFID9270 | 2024-05-24 | 2024-03-06 | 2024-05-20 | Rule 21 | Rule 21 Export | Detailed Study | Inactive | Withdrawn | 2024-07-11 | Not Started | No |  |  | Photovoltaic(4.99)/() | 4.99 | Tulare | CA | 2026-06-01 | [5 empty] | Bobcat | Vestal 220/66 System | Wheatland 66/12 (D) |  |  |  |  | Check | Check | Check |  | 1 |  | FALSE | [14 empty] | 0 | 0
GFID9272 | 2024-03-08 | 2024-03-08 | 2024-05-01 | Rule 21 | Rule 21 Export | Detailed Study | Inactive | Withdrawn | 2024-07-02 | Not Started | No |  |  | Photovoltaic(5)/() |  | Kern | CA | 2025-11-15 | [5 empty] | Radnor | Vestal 220/66 System | Delano 66/12 (D) |  |  |  |  | Check | Check | Check |  | 1 |  | FALSE | [14 empty] | 0 | 0
GFID9273 | 2024-06-12 | 2024-03-07 | 2024-07-02 | Rule 21 | Rule 21 Export | Fast Track | Active | Supplemental Review Complete |  | Not Started | No |  |  | Photovoltaic(2)/Energy Storage(2) | 2 | Kern | CA | 2025-11-20 |  | Deeter 12 kV | Downs 115/12 kV Substation | Kramer 220/115 kV Substation |  | Deeter | Kramer 220/115 System | Downs 115/12 (D) |  |  | Kramer | 115 | Kramer | 230 |  |  | 1 |  | TRUE | Kramer | 230 | 2)/Energy Storage(2) |  | 2) |  | 0 | 2 | [5 empty] | 2 | 0 | 0
GFID9274 | 2024-05-14 | 2024-03-06 | 2024-05-20 | Rule 21 | Rule 21 Export | Detailed Study | Inactive | Withdrawn | 2024-07-10 | Not Started | No |  |  | Photovoltaic(2.49)/() | 2.49 | Tulare | CA | 2026-06-11 | [5 empty] | Quail | Springville 220/66 System | Tipton 66/12 (D) |  |  |  |  | Check | Check | Check |  | 1 |  | FALSE | [14 empty] | 0 | 0
GFID9275 | 2024-03-06 | 2024-03-06 | 2024-05-13 | Rule 21 | Rule 21 Export | DGS_020 | Inactive | Withdrawn | 2024-10-22 | Not Started | No |  |  | Photovoltaic(4.98)/() | 4.98 | San Bernardino | CA | 2025-04-15 | [5 empty] | Lockhart | Kramer 220/115 System | Kramer 115/33 (D) |  |  |  |  | Check | Check | Check |  | 1 |  | FALSE | [14 empty] | 0 | 0
GFID9276 | 2024-05-14 | 2024-03-06 | 2024-05-20 | Rule 21 | Rule 21 Export | Detailed Study | Inactive | Withdrawn | 2024-07-10 | Not Started | No |  |  | Photovoltaic(5)/() | 5 | Kern | CA | 2026-06-18 | [5 empty] | Elmo | Vestal 220/66 System | Browning 66/12 (D) |  |  |  |  | Check | Check | Check |  | 1 |  | FALSE | [14 empty] | 0 | 0
GFID9278 | 2024-03-07 | 2024-03-07 | 2024-05-01 | Rule 21 | Rule 21 Export | Detailed Study | Inactive | Withdrawn | 2024-07-02 | Not Started | No |  |  | Photovoltaic(5)/() |  | Kern | CA | 2025-11-15 | [5 empty] | Boone | Vestal 220/66 System | Columbine 66/12 (D) |  |  |  |  | Check | Check | Check |  | 1 |  | FALSE | [14 empty] | 0 | 0
GFID9279 | 2024-03-07 | 2024-03-07 | 2024-04-30 | Rule 21 | Rule 21 Export | Detailed Study | Inactive | Withdrawn | 2024-07-02 | Not Started | No |  |  | Photovoltaic(5)/() | 4.99 | Tulare | CA | 2025-11-15 | [5 empty] | Vandalia | Springville 220/66 System | Porterville 66/12 (D) |  |  |  |  | Check | Check | Check |  | 1 |  | FALSE | [14 empty] | 0 | 0
GFID9280 |  | 2024-03-07 |  | Rule 21 | Rule 21 Export | Detailed Study | Inactive | Withdrawn | 2024-03-19 | Not Started | No |  |  | Photovoltaic(5)/() | 5 | San Bernardino | CA | 2025-11-20 | [5 empty] | Sky Hi | Victor 220/115 System | Lucerne 33/12 (D) |  |  |  |  | Check | Check | Check |  | 1 |  | FALSE | [14 empty] | 0 | 0
GFID9281 | 2024-03-07 | 2024-03-07 | 2024-05-01 | Rule 21 | Rule 21 Export | Detailed Study | Inactive | Withdrawn | 2024-07-02 | Not Started | No |  |  | Photovoltaic(4)/() |  | Tulare | CA | 2025-11-15 | [5 empty] | Prairie | Springville 220/66 System | Strathmore 66/12 (D) |  |  |  |  | Check | Check | Check |  | 1 |  | FALSE | [14 empty] | 0 | 0
GFID9282 |  | 2024-03-14 |  | Rule 21 | Rule 21 Export | Detailed Study | Inactive | Withdrawn | 2024-10-22 | Not Started | No |  |  | Photovoltaic()/() | 4.98 | Kern | CA | 2025-04-15 | [5 empty] | Heavy | Kramer 220/115 System | Randsburg 115/33 (D) |  |  |  |  | Check | Check | Check |  | 1 |  | FALSE | [14 empty] | 0 | 0
GFID9283 |  | 2024-03-15 |  | Rule 21 | Rule 21 Export | Fast Track | Inactive | Withdrawn | 2024-06-04 | Not Started | No |  |  | Photovoltaic(5)/() | 5 | San Bernardino | CA | 2025-06-30 | [5 empty] | Mule Canyon | Kramer 220/115 System | Yermo 33/12 (D) |  |  |  |  | Check | Check | Check |  | 1 |  | FALSE | [14 empty] | 0 | 0
GFID9284 | 2024-05-06 | 2024-03-06 | 2024-05-13 | Rule 21 | Rule 21 Export | Detailed Study | Inactive | Withdrawn | 2024-07-11 | Not Started | No |  |  | Photovoltaic(4.5)/() | 4.5 | Tulare | CA | 2026-06-18 | [5 empty] | Aquifer | Rector 220/66 System | Octol 66/12 (D) |  |  |  |  | Check | Check | Check |  | 1 |  | FALSE | [14 empty] | 0 | 0
GFID9285 |  | 2024-06-11 |  | Rule 21 | Rule 21 Export | Detailed Study | Inactive | Withdrawn | 2024-09-25 | Not Started | No |  |  | Photovoltaic(5)/() | 5 | Riverside | CA | 2025-01-30 | [5 empty] | Himalayas | Mira Loma 220/66 System | Mira Loma 66/12 (D) | not found |  |  |  | Check | Check | Check |  | 1 |  | FALSE | [14 empty] | 0 | 0
GFID9286 | 2024-08-26 | 2024-03-07 | 2024-10-15 | Rule 21 | Rule 21 Export | Fast Track | Active | Supplemental Review Complete |  | Not Started | No |  |  | Photovoltaic(3)/(3) | 3 | Los Angeles | CA | 2025-11-20 | [5 empty] | Tejon | Antelope 220/66 System | Neenach 66/12 (D) |  |  |  |  | Check | Check | Check |  | 1 |  | FALSE | [14 empty] | 0 | 0
GFID9287 | 2024-05-06 | 2024-03-06 | 2024-05-13 | Rule 21 | Rule 21 Export | Detailed Study | Inactive | Withdrawn | 2024-07-11 | Not Started | No |  |  | Photovoltaic(4.99)/() | 4.99 | Kern | CA | 2026-06-06 | [5 empty] | Midge | Vestal 220/66 System | Quinn 66/12 (D) |  |  |  |  | Check | Check | Check |  | 1 |  | FALSE | [14 empty] | 0 | 0
GFID9288 |  | 2024-03-07 |  | Rule 21 | Rule 21 Export | Fast Track | Inactive | Withdrawn | 2024-09-16 | Not Started | No |  |  | Photovoltaic(3)/() | 3 | Kern | CA | 2025-11-20 | [5 empty] | Conte | Kramer 220/115 System | Holgate 33/12 (D) |  |  |  |  | Check | Check | Check |  | 1 |  | FALSE | [14 empty] | 0 | 0
GFID9289 | 2024-03-07 | 2024-03-07 | 2024-05-16 | Rule 21 | Rule 21 Export | Detailed Study | Active | System Impact Study Complete |  | Not Started | No |  |  | Photovoltaic(5)/Energy Storage() | 5 | Riverside | CA | 2026-12-01 | 2026-01-12 |  | Mayberry 115/12kV |  |  | Sprague | Valley 'AB' 500/115 System | Mayberry 115/12 (D) | not found |  |  |  | Check | Check | Check |  | 1 |  | FALSE | [14 empty] | 0 | 0
GFID9290 | 2024-03-07 | 2024-03-07 | 2024-04-30 | Rule 21 | Rule 21 Export | Detailed Study | Inactive | Withdrawn |  | Not Started | No |  |  | Photovoltaic(5)/() |  | Kern | CA | 2025-11-15 | [5 empty] | Fugate | Vestal 220/66 System | Browning 66/12 (D) |  |  |  |  | Check | Check | Check |  | 1 |  | FALSE | [14 empty] | 0 | 0
GFID9291 | 2024-05-24 | 2024-03-15 | 2024-06-13 | Rule 21 | Rule 21 Export | Fast Track | Inactive | Withdrawn | 2024-07-24 | Not Started | No |  |  | Photovoltaic(6.3)/Energy Storage(6.3) | 5 | Tulare | CA | 2025-06-30 | [8 empty] | not found |  |  |  | Check | Check | Check |  | 1 |  | FALSE | [14 empty] | 0 | 0
GFID9292 |  | 2024-03-15 |  | Rule 21 | Rule 21 Export | Fast Track | Inactive | Withdrawn | 2024-05-01 | Not Started | No |  |  | Photovoltaic(5)/() | 5 | Los Angeles | CA | 2025-06-30 | [5 empty] | Tejon | Antelope 220/66 System | Neenach 66/12 (D) |  |  |  |  | Check | Check | Check |  | 1 |  | FALSE | [14 empty] | 0 | 0
GFID9293 | 2024-05-06 | 2024-03-06 | 2024-05-13 | Rule 21 | Rule 21 Export | Detailed Study | Inactive | Withdrawn | 2024-07-11 | Not Started | No |  |  | Photovoltaic(4)/() | 4 | Kern | CA | 2026-06-03 | [5 empty] | Slade | Vestal 220/66 System | Mariposa 66/12 (D) |  |  |  |  | Check | Check | Check |  | 1 |  | FALSE | [14 empty] | 0 | 0
GFID9294 |  | 2024-03-06 |  | Rule 21 | Rule 21 Export | Detailed Study | Inactive | Withdrawn | 2024-10-22 | Not Started | No |  |  | Photovoltaic(4.98)/() |  | Kern | CA | 2025-04-15 | 2025-04-15 | Castle Butte | Edwards 115/33 (D) | Kramer 220/115 System |  | Castle Butte | Kramer 220/115 System | Edwards 115/33 (D) |  |  |  |  | Kramer | 230 |  |  | 1 |  | FALSE | Kramer | 230 | [12 empty] | 0 | 0
GFID9295 |  | 2024-03-06 |  | Rule 21 | Rule 21 Export | Detailed Study | Inactive | Withdrawn | 2024-04-23 | Not Started | No |  |  | Photovoltaic(4.98)/() |  | San Bernardino | CA | 2025-04-15 | [5 empty] | Pappas | Kramer 220/115 System | Randsburg 115/33 (D) |  |  |  |  | Check | Check | Check |  | 1 |  | FALSE | [14 empty] | 0 | 0
GFID9296 | 2024-03-07 | 2024-03-07 | 2024-04-30 | Rule 21 | Rule 21 Export | Detailed Study | Inactive | Withdrawn | 2024-07-02 | Not Started | No |  |  | Photovoltaic(5)/Energy Storage() |  | Tulare | CA | 2025-11-15 | [5 empty] | Deer | Vestal 220/66 System | Terra Bella 66/12 (D) |  |  |  |  | Check | Check | Check |  | 1 |  | FALSE | [14 empty] | 0 | 0
GFID9297 | 2024-05-06 | 2024-03-06 | 2024-05-13 | Rule 21 | Rule 21 Export | Detailed Study | Inactive | Withdrawn | 2024-07-11 | Not Started | No |  |  | Photovoltaic(5)/() | 5 | Kern | CA | 2026-09-23 | [5 empty] | Blanca | Vestal 220/66 System | Columbine 66/12 (D) |  |  |  |  | Check | Check | Check |  | 1 |  | FALSE | [14 empty] | 0 | 0
GFID9298 |  | 2024-03-07 |  | Rule 21 | Rule 21 Export | Fast Track | Inactive | Withdrawn | 2024-06-07 | Not Started | No | [6 empty] | 2025-11-20 | [5 empty] | Mule Canyon | Kramer 220/115 System | Yermo 33/12 (D) |  |  |  |  | Check | Check | Check |  | 1 |  | FALSE | [14 empty] | 0 | 0
GFID9299 | 2024-03-14 | 2024-03-14 | 2024-04-15 | Rule 21 | Rule 21 Export | Detailed Study | Inactive | Withdrawn | 2024-07-03 | Not Started | No |  |  | Photovoltaic()/() |  | Kern | CA | 2025-04-15 | [5 empty] | Castle Butte | Kramer 220/115 System | Edwards 115/33 (D) |  |  |  |  | Check | Check | Check |  | 1 |  | FALSE | [14 empty] | 0 | 0
GFID9300 | 2024-03-14 | 2024-03-14 | 2024-04-15 | Rule 21 | Rule 21 Export | Detailed Study | Inactive | Withdrawn | 2024-07-03 | Not Started | No |  |  | Photovoltaic(4.98)/() |  | Kern | CA | 2025-04-15 | [5 empty] | Castle Butte | Kramer 220/115 System | Edwards 115/33 (D) |  |  |  |  | Check | Check | Check |  | 1 |  | FALSE | [14 empty] | 0 | 0
GFID9301 | 2024-03-14 | 2024-03-14 | 2024-04-15 | Rule 21 | Rule 21 Export | Detailed Study | Inactive | Withdrawn | 2024-07-03 | Not Started | No |  |  | Photovoltaic()/() |  | San Bernardino | CA | 2025-04-15 | [5 empty] | Luz | Kramer 220/115 System | Gale 115/33 (D) |  |  |  |  | Check | Check | Check |  | 1 |  | FALSE | [14 empty] | 0 | 0
GFID9302 | 2024-03-14 | 2024-03-14 | 2024-04-05 | Rule 21 | Rule 21 Export | Detailed Study | Inactive | Withdrawn | 2024-07-03 | Not Started | No |  |  | Photovoltaic()/() |  | Kern | CA | 2025-04-15 | [5 empty] | Castle Butte P.T Ckt | Kramer 220/115 System | Castle Butte P.T 33/12 (A) |  |  |  |  | Check | Check | Check |  | 1 |  | FALSE | [14 empty] | 0 | 0
GFID9303 |  | 2024-03-15 |  | Rule 21 | Rule 21 Export | Fast Track | Inactive | Withdrawn | 2024-05-08 | Not Started | No |  |  | Photovoltaic(5)/() | 5 | San Bernardino | CA | 2025-06-30 | [5 empty] | Mule Canyon | Kramer 220/115 System | Yermo 33/12 (D) |  |  |  |  | Check | Check | Check |  | 1 |  | FALSE | [14 empty] | 0 | 0
GFID9304 | 2024-03-14 | 2024-03-14 | 2024-04-18 | Rule 21 | Rule 21 Export | Detailed Study | Inactive | Withdrawn | 2024-07-03 | Not Started | No |  |  | Photovoltaic(3.996)/() |  | San Bernardino | CA | 2025-04-15 | [5 empty] | Baroid | Kramer 220/115 System | Gale 115/33 (D) |  |  |  |  | Check | Check | Check |  | 1 |  | FALSE | [14 empty] | 0 | 0
GFID9305 |  | 2024-03-15 |  | Rule 21 | Rule 21 Export | Fast Track | Inactive | Withdrawn | 2024-05-01 | Not Started | No |  |  | Photovoltaic(5)/()/Photovoltaic(5) | 5 | Los Angeles | CA | 2025-06-30 | [5 empty] | Bledsoe | Antelope 220/66 System | Neenach 66/12 (D) |  |  |  |  | Check | Check | Check |  | 1 |  | FALSE | [14 empty] | 0 | 0
GFID9306 | 2024-04-17 | 2024-03-07 | 2024-04-19 | Rule 21 | Rule 21 Export | Detailed Study | Inactive | Withdrawn | 2024-07-11 | Not Started | No |  |  | Photovoltaic(5) | 5 | San Bernardino | CA | 2025-11-20 | [5 empty] | Baroid | Kramer 220/115 System | Gale 115/33 (D) |  |  |  |  | Check | Check | Check |  | 1 |  | FALSE | [14 empty] | 0 | 0
GFID9307 | 2024-03-14 | 2024-03-14 | 2024-04-10 | Rule 21 | Rule 21 Export | Detailed Study | Inactive | Withdrawn | 2024-07-03 | Not Started | No |  |  | Photovoltaic(4.98)/() |  | Kern | CA | 2025-04-15 | [5 empty] | Sawmill | Kramer 220/115 System | Inyokern 115/33 (D) |  |  |  |  | Check | Check | Check |  | 1 |  | FALSE | [14 empty] | 0 | 0
GFID9308 | 2024-05-21 | 2024-03-12 | 2024-05-24 | Rule 21 | Rule 21 Export | Fast Track | Inactive | Withdrawn | 2024-07-02 | Not Started | No |  |  | Photovoltaic(5) | 0.03 | Tulare | CA | 2025-06-30 | [5 empty] | Beaver | Vestal 220/66 System | Wheatland 66/12 (D) |  |  |  |  | Check | Check | Check |  | 1 |  | FALSE | [14 empty] | 0 | 0
GFID9309 |  | 2024-03-15 |  | Rule 21 | Rule 21 Export | Fast Track | Inactive | Withdrawn | 2024-05-28 | Not Started | No |  |  | Photovoltaic(7.2)/(7.2) | 5 | Tulare | CA | 2025-06-30 | [12 empty] | Check | Check | Check |  | 1 |  | FALSE | [14 empty] | 0 | 0
GFID9310 | 2024-05-24 | 2024-03-15 | 2024-06-12 | Rule 21 | Rule 21 Export | Fast Track | Inactive | Withdrawn | 2024-07-24 | Not Started | No |  |  | Photovoltaic(7.2)/Energy Storage(7.2) | 5 | Los Angeles | CA | 2025-06-30 | [5 empty] | Fairmont | Antelope 220/66 System | Del Sur 66/12 (D) | not found |  |  |  | Check | Check | Check |  | 1 |  | FALSE | [14 empty] | 0 | 0
GFID9312 |  | 2024-03-12 |  | Rule 21 | Rule 21 Export | Fast Track | Inactive | Withdrawn | 2024-06-06 | Not Started | No |  |  | Photovoltaic(5) | 0.03 | Tulare | CA | 2025-06-30 | [5 empty] | Gopher | Vestal 220/66 System | Wheatland 66/12 (D) |  |  |  |  | Check | Check | Check |  | 1 |  | FALSE | [14 empty] | 0 | 0
GFID9313 |  | 2024-03-15 |  | Rule 21 | Rule 21 Export | Fast Track | Inactive | Withdrawn | 2024-05-24 | Not Started | No |  |  | Photovoltaic(7.2)/Energy Storage(7.2) | 4.4 | Los Angeles | CA | 2025-06-30 |  | Lloyd 12 kV % Del Sur 66/12 kV | Lloyd 12 kV % Del Sur 66/12 kV | Antelope 220/66 kV |  | Lloyd | Antelope 220/66 System | Del Sur 66/12 (D) |  |  |  |  | Antelope | 230 |  |  | 1 |  | FALSE | Antelope | 230 | [12 empty] | 0 | 0
GFID9314 |  | 2024-03-12 |  | Rule 21 | Rule 21 Export | Fast Track | Inactive | Withdrawn | 2024-05-30 | Not Started | No |  |  | Photovoltaic(6.3)/Energy Storage(6.3) | 5 | Los Angeles | CA | 2025-06-30 | [5 empty] | Bledsoe | Antelope 220/66 System | Neenach 66/12 (D) |  |  |  |  | Check | Check | Check |  | 1 |  | FALSE | [14 empty] | 0 | 0
GFID9315 |  | 2024-03-15 |  | Rule 21 | Rule 21 Export | Fast Track | Inactive | Withdrawn | 2024-05-06 | Not Started | No |  |  | Photovoltaic(5)/() | 5 | Kern | CA | [6 empty] | Tanager | Windhub 220/66 System | Banducci 66/12 (D) |  |  |  |  | Check | Check | Check |  | 1 |  | FALSE | [14 empty] | 0 | 0
GFID9316 | 2024-04-19 | 2024-04-19 | 2024-05-24 | Rule 21 | Rule 21 Export | Detailed Study | Inactive | Withdrawn | 2025-02-06 | Not Started | No |  |  | Photovoltaic(5)/() | 0 | Ventura | CA | 2025-03-01 | 2026-08-03 | Anton 16kV | Moorpark 66/16 kV | Moorpartk 220/66 kV |  | Anton | Moorpark 220/66 System | Moorpark 66/16 (D) |  |  |  |  | Moorpartk | 230 | Check |  | 1 |  | FALSE | Moorpartk | 230 | [12 empty] | 0 | 0
GFID9317 | 2024-05-06 | 2024-03-15 | 2024-05-20 | Rule 21 | Rule 21 Export | Fast Track | Inactive | Withdrawn | 2024-08-01 | Not Started | No |  |  | Photovoltaic(5)/() | 5 | Kern | CA |  |  | Tanager 12 kV | Banducci 66/12 kV | Windhub 220/66 kV system |  | Tanager | Windhub 220/66 System | Banducci 66/12 (D) | Windhub | 230 | Windhub | 230 | Windhub | 230 |  |  | 1 |  | FALSE | Windhub | 230 | [12 empty] | 0 | 0
GFID9318 | 2024-03-15 | 2024-03-15 | 2024-05-14 | Rule 21 | Rule 21 Export | Fast Track | Inactive | Withdrawn | 2024-06-24 | Not Started | No |  |  | Photovoltaic(3)/() | 3 | Kern | CA | 2025-06-30 | [5 empty] | Butte | Antelope 220/66 System | Rosamond 66/12 (D) |  |  |  |  | Check | Check | Check |  | 1 |  | FALSE | [14 empty] | 0 | 0
GFID9319 | 2024-05-17 | 2024-03-07 |  | Rule 21 | Rule 21 Export | Detailed Study | Inactive | Withdrawn | 2025-03-03 | Not Started | No |  |  | Photovoltaic(3) | 3 | Kern | CA | 2026-02-01 | [5 empty] | Highway Six | Kramer 220/115 System | Inyokern 33/12 (D) |  |  |  |  | Check | Check | Check |  | 1 |  | FALSE | [14 empty] | 0 | 0
GFID9320 | 2024-03-07 | 2024-03-07 | 2024-05-16 | Rule 21 | Rule 21 Export | Fast Track | Inactive | Withdrawn | 2025-05-29 | Not Started | No |  |  | Photovoltaic(3) | 3 | Kern | CA | 2026-02-01 | 2026-02-01 | Rickover 33kV | Inyokern 115/33kV | Kramer 115kV |  | Rickover | Kramer 220/115 System | Inyokern 115/33 (D) |  |  | No Match - Review | No Match - Review | Kramer | Check | Check |  | 1 |  | FALSE | Kramer | No Match - Review | [12 empty] | 0 | 0
GFID9321 |  | 2024-03-07 |  | Rule 21 | Rule 21 Export | Fast Track | Inactive | Withdrawn | 2024-05-02 | Not Started | No |  |  | Photovoltaic(3) | 3 | Kern | CA | 2026-02-01 | [5 empty] | Sawmill | Kramer 220/115 System | Inyokern 115/33 (D) |  |  |  |  | Check | Check | Check |  | 1 |  | FALSE | [14 empty] | 0 | 0
GFID9322 |  | 2024-03-07 |  | Rule 21 | Rule 21 Export | Fast Track | Inactive | Withdrawn | 2024-12-12 | Not Started | No |  |  | Photovoltaic(3) | 3 | Kern | CA | 2026-02-01 | [5 empty] | Highway Six | Kramer 220/115 System | Inyokern 33/12 (D) |  |  |  |  | Check | Check | Check |  | 1 |  | FALSE | [14 empty] | 0 | 0
GFID9323 |  | 2024-03-27 |  | Rule 21 | Rule 21 Export | Detailed Study | Inactive | Withdrawn | 2024-06-19 | Not Started | No |  |  | Photovoltaic(2.988)/() |  | San Bernardino | CA | 2025-09-01 | [5 empty] | Peso | Kramer 220/115 System | Tortilla 115/12 (D) |  |  |  |  | Check | Check | Check |  | 1 |  | FALSE | [14 empty] | 0 | 0
GFID9324 | 2024-03-12 | 2024-03-12 | 2024-05-17 | Rule 21 | Rule 21 Export | Fast Track | Inactive | Withdrawn | 2024-11-04 | Not Started | No |  |  | Photovoltaic(4.98)/() | 4.98 | San Bernardino | CA | 2026-06-01 | [5 empty] | Bragdon | Kramer 220/115 System | Harvard 33/12 (D) |  |  |  |  | Check | Check | Check |  | 1 |  | FALSE | [14 empty] | 0 | 0
GFID9325 | 2024-03-12 | 2024-03-12 | 2024-05-17 | Rule 21 | Rule 21 Export | Fast Track | Inactive | Withdrawn | 2024-07-16 | Not Started | No |  |  | Photovoltaic(4.98)/() | 4.98 | San Bernardino | CA | 2026-06-01 | [5 empty] | Nebo | Kramer 220/115 System | Daggett 33/12 (A) |  |  |  |  | Check | Check | Check |  | 1 |  | FALSE | [14 empty] | 0 | 0
GFID9327 | 2024-05-09 | 2024-03-07 | 2024-05-14 | Rule 21 | Rule 21 Export | Fast Track | Inactive | Withdrawn | 2024-07-09 | Not Started | No |  |  | Photovoltaic(3) | 3 | Kern | CA | 2026-02-01 | [5 empty] | Domeland | Kramer 220/115 System | Domeland P.T. 33/12 (A) |  |  |  |  | Check | Check | Check |  | 1 |  | FALSE | [14 empty] | 0 | 0
GFID9328 |  | 2024-03-07 |  | Rule 21 | Rule 21 Export | Fast Track | Inactive | Withdrawn | 2024-06-19 | Not Started | No |  |  | Photovoltaic(3) | 3 | Kern | CA | 2026-02-01 | [5 empty] | Domeland | Kramer 220/115 System | Domeland P.T. 33/12 (A) |  |  |  |  | Check | Check | Check |  | 1 |  | FALSE | [14 empty] | 0 | 0
GFID9329 |  | 2024-03-07 |  | Rule 21 | Rule 21 Export | Detailed Study | Inactive | Withdrawn | 2024-03-19 | Not Started | No | [12 empty] | Bragdon | Kramer 220/115 System | Harvard 33/12 (D) |  |  |  |  | Check | Check | Check |  | 1 |  | FALSE | [14 empty] | 0 | 0
GFID9331 | 2024-03-12 | 2024-03-12 | 2024-05-10 | Rule 21 | Rule 21 Export | Fast Track | Inactive | Withdrawn | 2025-03-14 | In Negotiation | No |  |  | Photovoltaic(4.98)/() | 4.98 | Los Angeles | CA | 2026-06-01 |  | Maverick 12 kV out of Wilsona Sub (Antelope 220 kV Subtransmission System) |  |  |  | Maverick | Antelope 220/66 System | Wilsona 66/12 (D) |  |  |  |  | Check | Check | Check |  | 1 |  | FALSE | [14 empty] | 0 | 0
GFID9332 | 2024-05-20 | 2024-03-12 | 2024-05-24 | Rule 21 | Rule 21 Export | Fast Track | Inactive | Withdrawn | 2024-12-03 | Not Started | No |  |  | Photovoltaic(4.98)/() | 4.98 | Kern | CA | 2028-04-01 | [5 empty] | Isner | Kramer 220/115 System | Kramer 115/33 (D) |  |  |  |  | Check | Check | Check |  | 1 |  | FALSE | [14 empty] | 0 | 0
GFID9333 | 2024-03-12 | 2024-03-12 | 2024-05-07 | Rule 21 | Rule 21 Export | Fast Track | Inactive | Withdrawn |  | Not Started | No |  |  | Photovoltaic(4.98)/() | 4.98 | Tulare | CA | 2026-06-01 | [12 empty] | Check | Check | Check |  | 1 |  | FALSE | [14 empty] | 0 | 0
GFID9334 | 2024-03-12 | 2024-03-12 | 2024-04-30 | Rule 21 | Rule 21 Export | Detailed Study | Inactive | Withdrawn | 2024-09-03 | Not Started | No | [12 empty] | Ducor | Vestal 220/66 System | Terra Bella 66/12 (D) |  |  |  |  | Check | Check | Check |  | 1 |  | FALSE | [14 empty] | 0 | 0
GFID9335 | 2024-03-12 | 2024-03-12 | 2024-04-30 | Rule 21 | Rule 21 Export | Detailed Study | Inactive | Withdrawn | 2024-09-03 | Not Started | No |  |  | Photovoltaic(4.98) | 4.98 | San Bernardino | CA | 2028-05-01 | [5 empty] | Sky Hi | Victor 220/115 System | Lucerne 33/12 (D) |  |  |  |  | Check | Check | Check |  | 1 |  | FALSE | [14 empty] | 0 | 0
GFID9337 | 2024-06-04 | 2024-03-12 | 2024-06-04 | Rule 21 | Rule 21 Export | Detailed Study | Inactive | Withdrawn | 2024-09-03 | Not Started | No |  |  |  | 4.98 | San Bernardino | CA | 2028-03-31 | [5 empty] | Sheephole | Devers 220/115 System | Hi Desert 115/33 (D) |  |  |  |  | Check | Check | Check |  | 1 |  | FALSE | [14 empty] | 0 | 0
GFID9338 | 2024-03-12 | 2024-03-12 | 2024-05-02 | Rule 21 | Rule 21 Export | Detailed Study | Inactive | Withdrawn | 2024-09-03 | Not Started | No |  |  | Photovoltaic(4.98)/() | 4.98 | San Bernardino | CA | 2028-03-31 | [5 empty] | North Adobe | Devers 220/115 System | Twentynine Palms 33/12 (D) |  |  |  |  | Check | Check | Check |  | 1 |  | FALSE | [14 empty] | 0 | 0
GFID9339 | 2024-06-04 | 2024-03-12 | 2024-06-04 | Rule 21 | Rule 21 Export | Detailed Study | Inactive | Withdrawn | 2024-09-16 | Not Started | No |  |  |  | 4.98 | San Bernardino | CA | 2028-03-31 | [5 empty] | North Adobe | Devers 220/115 System | Twentynine Palms 33/12 (D) |  |  |  |  | Check | Check | Check |  | 1 |  | FALSE | [14 empty] | 0 | 0
GFID9340 | 2024-03-12 | 2024-03-12 | 2024-03-12 | Rule 21 | Rule 21 Export | Fast Track | Inactive | Withdrawn | 2024-10-31 | Not Started | No |  |  |  | 2.998 |  | CA |  |  | Heavy 33kV | Randsburg 115/33 (D) | Kramer 220/115 System |  | Heavy | Kramer 220/115 System | Randsburg 115/33 (D) |  |  |  |  | Kramer | 230 |  |  | 1 |  | FALSE | Kramer | 230 | [12 empty] | 0 | 0
GFID9341 |  | 1900-01-01 |  | Rule 21 | Rule 21 Export | Detailed Study | Inactive | Withdrawn | 2024-03-19 | Not Started | No | [19 empty] | Check | Check | Check |  | 1 |  | FALSE | [14 empty] | 0 | 0
GFID9342 | 2024-03-13 | 2024-03-13 | 2024-04-30 | Rule 21 | Rule 21 Export | DGS_020 | Active | Phase I Complete |  | Not Started | No |  |  | Photovoltaic(5) | 5 |  |  |  | 2026-01-09 | North Adobe 12 kV circuit out of the Twentynine Palms 33/12 kV Substation | Twentynine Palms 33/12 kV Substation | Devers 220/115 kV system |  | North Adobe | Devers 220/115 System | Twentynine Palms 33/12 (D) | not found |  |  |  | Devers | 230 |  |  | 1 |  | TRUE | Devers | 230 | 5) |  |  |  | 0 | 5 | [6 empty] | 0 | 0
GFID9343 | 2024-03-13 | 2024-03-13 | 2024-04-26 | Rule 21 | Rule 21 Export | Detailed Study | Active | IA Negotiation |  | In Draft | No |  |  | Photovoltaic(7.2) | 5 | San Bernardino | CA | 2026-09-01 | [5 empty] | Caterpillar | Victor 220/115 System | Roadway 115/12 (D) | not found |  |  |  | Check | Check | Check |  | 1 |  | FALSE | [14 empty] | 0 | 0
GFID9344 | 2024-08-01 | 2024-03-19 | 2024-08-01 | Rule 21 | Rule 21 Export | Detailed Study | Inactive | Withdrawn |  | Not Started | No | [12 empty] | Manzanillo | Rector 220/66 System | Goshen 66/12 (D) |  |  |  |  | Check | Check | Check |  | 1 |  | FALSE | [14 empty] | 0 | 0
GFID9345 | 2024-06-04 | 2024-03-19 | 2024-06-04 | Rule 21 | Rule 21 Export | Detailed Study | Inactive | Withdrawn | 2024-07-12 | Not Started | No | [12 empty] | Nickerson | Rector 220/66 System | Rector 66/12 (D) |  |  |  |  | Check | Check | Check |  | 1 |  | FALSE | [14 empty] | 0 | 0
GFID9346 |  | 2024-06-11 |  | Rule 21 | Rule 21 Export | Fast Track | Inactive | Withdrawn | 2024-09-19 | Not Started | No |  |  | Photovoltaic(2.34)/() | 4.298 | San Bernardino | CA | 2025-01-30 |  | Spike 12 kV | Bloomington Substation |  |  | Spike | Vista A 220/66 System | Bloomington 66/12 (D) |  |  |  |  | Check | Check | Check |  | 1 |  | FALSE | [14 empty] | 0 | 0
GFID9347 |  | 2024-06-11 |  | Rule 21 | Rule 21 Export | Fast Track | Inactive | Withdrawn | 2024-09-19 | Not Started | No |  |  | Photovoltaic(1.92)/() | 3.878 | San Bernardino | CA | 2025-01-30 | [5 empty] | Slover | Vista A 220/66 System | Bloomington 66/12 (D) |  |  |  |  | Check | Check | Check |  | 1 |  | FALSE | [14 empty] | 0 | 0
GFID9348 |  | 2024-06-11 |  | Rule 21 | Rule 21 Export | Fast Track | Inactive | Withdrawn | 2024-09-06 | Not Started | No |  |  | Photovoltaic(1.02)/() | 2.978 | San Bernardino | CA | 2025-01-30 | [12 empty] | Check | Check | Check |  | 1 |  | FALSE | [14 empty] | 0 | 0
GFID9349 |  | 2024-06-11 |  | Rule 21 | Rule 21 Export | Fast Track | Inactive | Withdrawn | 2024-09-06 | Not Started | No |  |  | Photovoltaic(1.8)/() | 3.758 | San Bernardino | CA | 2025-01-30 | [12 empty] | Check | Check | Check |  | 1 |  | FALSE | [14 empty] | 0 | 0
GFID9350 | 2024-06-25 | 2024-03-22 | 2024-07-05 | Rule 21 | Rule 21 Export | Detailed Study | Inactive | Withdrawn | 2024-08-26 | Not Started | No |  |  | Photovoltaic(5)/() | 5 | Los Angeles | CA | 2025-12-01 |  | BLEDSOE 12kV Circuit | Neenach 66/12 kV | Antelope 220/66 kV |  | Bledsoe | Antelope 220/66 System | Neenach 66/12 (D) |  |  |  |  | Antelope | 230 |  |  | 1 |  | FALSE | Antelope | 230 | [12 empty] | 0 | 0
GFID9351 | 2024-06-18 | 2024-03-22 | 2024-07-01 | Rule 21 | Rule 21 Export | Detailed Study | Inactive | Withdrawn | 2024-08-26 | Not Started | No |  |  | Photovoltaic(5.73)/() |  | Los Angeles | CA | 2025-12-01 | [12 empty] | Check | Check | Check |  | 1 |  | FALSE | [14 empty] | 0 | 0
GFID9352 | 2024-05-20 | 2024-03-22 | 2024-05-24 | Rule 21 | Rule 21 Export | Detailed Study | Inactive | Withdrawn | 2024-07-11 | Not Started | No |  |  | Photovoltaic(5.73)/() |  | San Bernardino | CA | 2025-12-01 | [5 empty] | Sky Hi | Victor 220/115 System | Lucerne 33/12 (D) |  |  |  |  | Check | Check | Check |  | 1 |  | FALSE | [14 empty] | 0 | 0
GFID9353 |  | 1900-01-01 |  | Rule 21 | Rule 21 Export | Detailed Study | Inactive | Withdrawn |  | Not Started | No | [19 empty] | Check | Check | Check |  | 1 |  | FALSE | [14 empty] | 0 | 0
GFID9354 | 2024-06-05 | 2024-03-20 | 2024-06-12 | Rule 21 | Rule 21 Export | Detailed Study | Inactive | Withdrawn | 2024-07-09 | Not Started | No |  |  | Photovoltaic(15.45)/Energy Storage() | 4.99 | Tulare | CA | 2026-10-01 | [5 empty] | Fogg | Rector 220/66 System | Tulare 66/12 (D) |  |  |  |  | Check | Check | Check |  | 1 |  | FALSE | [14 empty] | 0 | 0
GFID9355 | 2024-05-06 | 2024-04-25 | 2024-05-07 | Rule 21 | Rule 21 Export | Detailed Study | Inactive | Withdrawn | 2024-07-10 | Not Started | No |  |  | Photovoltaic(4.98)/() |  | San Bernardino | CA | 2026-05-01 |  | Speth 12 kV | Hinkley 33/12 kV Substation | Tortilla 115 kV Bus |  | Speth | Kramer 220/115 System | Hinkley 33/12 (D) |  |  | Tortilla | 115 | Tortilla | 115 |  |  | 1 |  | FALSE | Tortilla | 115 | [12 empty] | 0 | 0
GFID9356 | 2024-04-29 | 2024-04-01 | 2024-05-01 | Rule 21 | Rule 21 Export | DGS_020 | Active | Phase I Complete |  | Not Started | No |  |  | Photovoltaic(4.99) | 4.99 | San Bernardino | CA | 2026-03-12 | 2026-03-12 | Landers 25 kV circuit out of the Nugget 33 kV substation. | Nugget 33 kV substation | Devers 220/115 System |  | Landers | Devers 220/115 System | Nugget 33/25 (D) |  |  |  |  | Devers | 230 |  |  | 1 |  | TRUE | Devers | 230 | 4.99) |  |  |  | 0 | 4.99 | [6 empty] | 0 | 0
GFID9357 | 2024-03-13 | 2024-03-13 | 2024-04-26 | Rule 21 | Rule 21 Export | Fast Track | Inactive | Withdrawn | 2024-07-03 | Not Started | No | [12 empty] | Bragdon | Kramer 220/115 System | Harvard 33/12 (D) |  |  |  |  | Check | Check | Check |  | 1 |  | FALSE | [14 empty] | 0 | 0
GFID9359 | 2024-06-13 | 2024-04-02 | 2024-06-27 | Rule 21 | Rule 21 Export | Detailed Study | Inactive | Withdrawn | 2024-07-10 | Not Started | No |  |  | Photovoltaic(4.99)/(4.99) |  | San Bernardino | CA | 2026-03-14 | [5 empty] | Koala | Victor 220/115 System | Victor 115/12 (D) |  |  |  |  | Check | Check | Check |  | 1 |  | FALSE | [14 empty] | 0 | 0
GFID9358 |  | 2024-04-03 | 2024-06-12 | Rule 21 | Rule 21 Export | Fast Track | Active | Construction |  | Executed - In Effect | Yes | 2025-02-03 |  | Photovoltaic(2.264) | 2.2644 | Los Angeles | CA | 2026-10-03 | 2026-12-05 | Heisman 12 kV Circuit | Trophy 66/12 kV Substation | Chino 220/66 kV |  | Heisman | Chino 220/66 System | Trophy 66/12 (D) |  |  |  |  | Chino | 230 |  |  | 1 |  | TRUE | Chino | 230 | 2.264) |  |  |  | 0 | 2.264 | [6 empty] | 0 | 1
GFID9360 | 2024-04-05 | 2024-04-05 | 2024-04-18 | Rule 21 | Rule 21 Export | Detailed Study | Inactive | Withdrawn | 2024-07-10 | Not Started | No |  |  | Photovoltaic(19.99)/() | 19.99 | San Bernardino | CA | 2026-03-29 | [5 empty] | Mauel | Kramer 220/115 System | Barstow 33/12 (D) |  |  |  |  | Check | Check | Check |  | 1 |  | FALSE | [14 empty] | 0 | 0
GFID9363 | 2024-06-04 | 2024-04-25 | 2024-06-12 | Rule 21 | Rule 21 Export | Fast Track | Active | IA Negotiation |  | In Negotiation | No |  |  | Photovoltaic(3.984)/Energy Storage() | 3.984 | San Bernardino | CA | 2025-10-01 | 2026-06-10 | Kenworth 12kV distribution line out of Roadway 115/12kV Substation | Kenworth 12kV Circuit out of Roadway 115/12kV substation | The ISO Grid at Distribution Provider’s Victor 220kV |  | Kenworth | Victor 220/115 System | Roadway 115/12 (D) |  |  | No Match - Review | No Match - Review | The | Check | Check | Victor230 | 1 |  | TRUE | Victor | 230 | 3.984)/Energy Storage() |  | ) |  | 0 | 3.984 | [6 empty] | 0 | 0
GFID9366 |  | 2024-05-10 | 2024-06-20 | Rule 21 | Rule 21 Export | Fast Track | Inactive | Withdrawn | 2024-11-05 | Not Started | No |  |  | Photovoltaic(5.322)/() |  | San Bernardino | CA | 2025-12-15 | [5 empty] | Russ Boyd | Victor 220/115 System | Victor 115/33 (D) |  |  |  |  | Check | Check | Check |  | 1 |  | FALSE | [14 empty] | 0 | 0
GFID9368 | 2024-04-26 | 2024-04-26 | 2024-05-09 | Rule 21 | Rule 21 Export | Fast Track | Inactive | Withdrawn | 2024-10-07 | Not Started | No |  |  | Photovoltaic(4.98)/() |  | Tulare | CA | 2025-10-01 | [5 empty] | Curtis | Rector 220/66 System | Goshen 66/12 (D) |  |  |  |  | Check | Check | Check |  | 1 |  | FALSE | [14 empty] | 0 | 0
GFID9370 |  | 2024-04-29 | 2021-09-24 | Rule 21 | Rule 21 Export | Detailed Study | Active - Post IA | Construction |  | Executed - In Effect | No | 2025-02-28 |  | Photovoltaic(4) | 4 | Los Angeles | CA | 2023-09-05 | 2027-06-14 | Scrapper 12 kV % Quartz Hill 66/12 kV near structure X5421963 | Scrapper 12 kV % Quartz Hill 66/12 kV near structure X5421963 | Antelope 220 kV System | [6 empty] | No Match - Review | No Match - Review | Antelope | 230 |  | Antelope230 | 1 |  | TRUE | Antelope | 230 | 4) |  |  |  | 0 | 4 | [6 empty] | 0 | 1
GFID9371 |  | 2024-04-29 | 2021-09-24 | Rule 21 | Rule 21 Export | Detailed Study | Active - Post IA | Construction |  | Executed - In Effect | No | 2025-02-28 |  | Photovoltaic(4) | 4 | Los Angeles | CA | 2023-09-05 | 2027-06-14 | Scrapper 12 kV % Quartz Hill 66/12 kV near structure X5421963 | Scrapper 12 kV % Quartz Hill 66/12 kV near structure X5421963 | Antelope 220 kV System | [6 empty] | No Match - Review | No Match - Review | Antelope | 230 |  | Antelope230 | 1 |  | TRUE | Antelope | 230 | 4) |  |  |  | 0 | 4 | [6 empty] | 0 | 1
GFID9372 | 2024-06-12 | 2024-05-07 | 2024-06-27 | Rule 21 | Rule 21 Export | Fast Track | Inactive | Withdrawn | 2025-02-28 | In Negotiation | No |  |  | Photovoltaic(0.975)/Energy Storage() | 0.999 | Riverside | CA | 2026-04-01 | [5 empty] | Kona | Devers 220/115 System | Coffee 33/12 (D) |  |  |  |  | Check | Check | Check |  | 1 |  | FALSE | [14 empty] | 0 | 0
GFID9373 | 2024-06-12 | 2024-05-07 | 2024-06-27 | Rule 21 | Rule 21 Export | Fast Track | Inactive | Withdrawn | 2025-02-28 | In Negotiation | No |  |  | Photovoltaic(0.975)/Energy Storage() | 0.999 | Riverside | CA | 2026-04-01 | [5 empty] | Kona | Devers 220/115 System | Coffee 33/12 (D) |  |  |  |  | Check | Check | Check |  | 1 |  | FALSE | [14 empty] | 0 | 0
GFID9374 | 2024-07-10 | 2024-05-16 | 2024-07-24 | Rule 21 | Rule 21 Export | Fast Track | Inactive | Withdrawn | 2024-11-12 | Not Started | No |  |  | (2.998)/(2.988) |  | Riverside | CA | 2025-11-01 | [5 empty] | Lettuce | Blythe (WALC) 161/33 System | Blythe City 33/12 (D) |  |  |  |  | Check | Check | Check |  | 1 |  | FALSE | [14 empty] | 0 | 0
GFID9375 | 2024-08-23 | 2024-05-21 | 2024-08-28 | Rule 21 | Rule 21 Export | Detailed Study | Inactive | Withdrawn | 2024-08-30 | Not Started | No |  |  | Photovoltaic(5.1)/Energy Storage(8.4) | 4.998 | San Bernardino | CA | 2026-04-20 |  | Baroid 33 kV | Gale 115/33 kV | Coolwater 115 kV Bus | [8 empty] | Coolwater | 115 |  |  | 1 |  | FALSE | Coolwater | 115 | [12 empty] | 0 | 0
WDT2039 | 2024-05-28 | 2024-05-28 | 2024-06-18 | WDAT | GIP - ISP | ISP | Active | System Impact Study Complete |  | Not Started | No |  |  | Energy Storage(11.6) | 10 | Orange | CA | 2026-05-01 | 2027-03-01 | Olinda 66 kV | Olinda 66 kV | Olinda 66 kV |  |  |  |  | not found |  | No Match - Review | No Match - Review | Olinda | 66 | Check | Olinda230 | 1 |  | TRUE | Olinda | 230 |  |  | 11.6) | [8 empty] | 11.6 | 0 | 0
WDT2040 |  | 2024-05-28 |  | WDAT | GIP - ISP | ISP | Active | System Impact Study Complete |  | Not Started | No |  |  | Photovoltaic(59.8)/Energy Storage(70.4) |  | Los Angeles | CA |  | 2026-03-15 | Piute Substation 66kV | Piute Substation 66kV | Antelope Substation 66 kV | [6 empty] | Antelope | 230 | Antelope | Check | Check |  | 1 |  | TRUE | Antelope | 230 | 59.8)/Energy Storage(70.4) |  | 70.4) |  |  | 59.8 | [5 empty] | 70.4 | 0 | 0
GFID9378 |  | 2024-05-20 | 2024-07-25 | Rule 21 | Rule 21 Export | Detailed Study | Inactive | Withdrawn | 2024-09-03 | Not Started | No |  |  | Photovoltaic(3.75) |  | Los Angeles | CA | 2025-09-30 | [5 empty] | Dealer | Victor 220/115 System | Phelan 115/12 (D) |  |  |  |  | Check | Check | Check |  | 1 |  | FALSE | [14 empty] | 0 | 0
GFID9379 | 2024-05-20 | 2024-05-20 | 2024-06-17 | Rule 21 | Rule 21 Export | Detailed Study | Inactive | Withdrawn | 2024-07-15 | Not Started | No |  |  | Photovoltaic(5)/() | 5 | San Bernardino | CA | 2026-06-30 | [5 empty] | Cummins | Victor 220/115 System | Roadway 115/12 (D) |  |  |  |  | Check | Check | Check |  | 1 |  | FALSE | [14 empty] | 0 | 0
GFID9380 |  | 2024-06-04 |  | Rule 21 | Rule 21 Export | Detailed Study | Inactive | Withdrawn | 2024-06-19 | Not Started | No |  |  | Photovoltaic(3.486)/Energy Storage() |  | Ventura | CA | 2025-05-31 | [12 empty] | Check | Check | Check |  | 1 |  | FALSE | [14 empty] | 0 | 0
GFID9381 | 2024-05-30 | 2024-05-30 | 2024-06-17 | Rule 21 | Rule 21 Export | Detailed Study | Inactive | Withdrawn | 2024-07-11 | Not Started | No |  |  | Photovoltaic(5)/() | 5 | San Bernardino | CA | 2026-06-30 | [5 empty] | Lockhart | Kramer 220/115 System | Kramer 115/33 (D) |  |  |  |  | Check | Check | Check |  | 1 |  | FALSE | [14 empty] | 0 | 0
GFID9382 | 2024-07-30 | 2024-06-12 | 2024-07-30 | Rule 21 | Rule 21 Export | Detailed Study | Inactive | Withdrawn | 2024-10-15 | Not Started | No |  |  | Photovoltaic(2.55)/(7.24) | 2.499 | San Bernardino | CA | 2025-12-23 |  | Santana 33 kV Circuit | Hi Desert 115/33 kV Substation | Devers 220 kV Bus |  | Santana | Devers 220/115 System | Hi Desert 115/33 (D) |  |  | Devers | 230 | Devers | 230 |  |  | 1 |  | FALSE | Devers | 230 | [12 empty] | 0 | 0
GFID9383 |  | 2024-06-12 |  | Rule 21 | Rule 21 Export | Detailed Study | Inactive | Withdrawn | 2024-06-20 | Not Started | No |  |  | Photovoltaic(2.499)/Energy Storage() | 2.499 | Kern | CA | 2026-05-31 |  | Duntley 12 kV Substation | Neenach 66/12 kV Substation | Antelope - Neenach 66 kV TL | [8 empty] | Antelope | Check | Check |  | 1 |  | FALSE | Antelope | Check | [12 empty] | 0 | 0
GFID9384 |  | 2024-06-12 |  | Rule 21 | Rule 21 Export | Detailed Study | Inactive | Withdrawn | 2024-06-20 | Not Started | No |  |  | Photovoltaic(2.499)/Energy Storage() | 2.499 | San Bernardino | CA | 2026-05-31 |  | Sky-Hi 12 kV Circuit | Lucerne 33/12 kV Substation | Victor 115 kV Bus | [8 empty] | Victor | 115 |  |  | 1 |  | FALSE | Victor | 115 | [12 empty] | 0 | 0
GFID9385 |  | 2024-06-12 |  | Rule 21 | Rule 21 Export | Detailed Study | Inactive | Withdrawn | 2024-06-20 | Not Started | No |  |  | Photovoltaic(2)/Energy Storage(2) | 2 | San Bernardino | CA | 2026-05-31 |  | Bragdon 12 kV Circuit | Harvard 33/12 kV Substation | Coolwater 115 kV Bus | [8 empty] | Coolwater | 115 |  |  | 1 |  | FALSE | Coolwater | 115 | [12 empty] | 0 | 0
GFID9386 |  | 2024-06-12 |  | Rule 21 | Rule 21 Export | Detailed Study | Inactive | Withdrawn | 2024-06-20 | Not Started | No |  |  | Photovoltaic(2)/Energy Storage(2) | 1.6 | San Bernardino | CA | 2026-05-31 |  | Dairy 12 kV Circuit | Hinkley 33/12 kV Substation | Tortilla 115 kV Bus | [6 empty] | Tortilla | 115 | Tortilla | 115 |  |  | 1 |  | FALSE | Tortilla | 115 | [12 empty] | 0 | 0
GFID9387 | 2024-08-07 | 2024-06-28 | 2024-08-13 | Rule 21 | Rule 21 Export | Detailed Study | Complete - No IA | System Impact Study Complete |  | Not Started | No |  |  | Energy Storage(5.28) | 3 | Kern | CA | 2024-03-01 | 2026-02-01 | Dogbane 12 kV Circuit | Calcity B 33/12 kV Substation | Kramer-Inyokern-Randsburg #3 115 kV TL |  | Dogbane | Kramer 220/115 System | Cal City 'B' 33/12 (D) |  |  | No Match - Ignore | No Match - Ignore | Kramer-Inyokern-Randsburg | Check | Check | Randsburg115 | 1 |  | TRUE | Randsburg | 115 |  |  | 5.28) | [8 empty] | 5.28 | 0 | 0
GFID9388 | 2024-08-23 | 2024-06-28 | 2024-09-12 | Rule 21 | Rule 21 Export | DGS_020 | Complete - No IA | System Impact Study Complete |  | Not Started | No |  |  | Energy Storage() | 3 | Tulare | CA | 2024-03-01 | [5 empty] | Plano | Springville 220/66 System | Porterville 66/12 (D) |  |  |  |  | Check | Check | Check |  | 1 |  | FALSE | [14 empty] | 0 | 0
GFID9389 | 2024-07-09 | 2024-06-20 | 2024-07-09 | Rule 21 | Rule 21 Export | ISP | Inactive | Withdrawn | 2025-03-31 | In Draft | No |  |  | Photovoltaic(5)/Energy Storage(5) | 5 | Ventura | CA | 2026-06-30 | 2026-06-30 | Rosa 16 kV % Camarillo 66/16 kV | Rosa 16 kV % Camarillo 66/16 kV | Santa Clara 220/66 System |  | Rosa | Santa Clara 220/66 System | Camarillo 66/16 (D) | Santa Clara | 230 | Santa Clara | 230 | Santa | Check | Check |  | 1 |  | FALSE | Santa | 230 | [12 empty] | 0 | 0
GFID9390 |  | 2024-06-17 |  | Rule 21 | Rule 21 Export | Detailed Study | Inactive | Withdrawn | 2025-02-18 | In Draft | No | [19 empty] | Check | Check | Check |  | 1 |  | FALSE | [14 empty] | 0 | 0
GFID9392 |  | 2024-07-17 |  | Rule 21 | Rule 21 Export | Fast Track | Active | Application Review In Progress |  | Not Started | No |  |  | Photovoltaic(1.124)/Energy Storage()/() | 4.5 | Los Angeles | CA | 2025-05-01 | [12 empty] | Check | Check | Check |  | 1 |  | FALSE | [14 empty] | 0 | 0
GFID9393 | 2024-08-01 | 2024-07-11 | 2024-08-16 | Rule 21 | Rule 21 Export | Detailed Study | Inactive | Withdrawn | 2024-09-16 | Not Started | No |  |  | Photovoltaic(4.99) | 4.99 | Tulare | CA | 2026-06-28 | [5 empty] | Ducor | Vestal 220/66 System | Terra Bella 66/12 (D) |  |  |  |  | Check | Check | Check |  | 1 |  | FALSE | [14 empty] | 0 | 0
GFID9394 | 2024-08-29 | 2024-07-11 | 2024-08-29 | Rule 21 | Rule 21 Export | Detailed Study | Inactive | Withdrawn |  | Not Started | No |  |  | Photovoltaic(4.99) | 4.99 | San Bernardino | CA | 2026-06-28 | [5 empty] | Bragdon | Kramer 220/115 System | Harvard 33/12 (D) |  |  |  |  | Check | Check | Check |  | 1 |  | FALSE | [14 empty] | 0 | 0
GFID9395 | 2024-09-10 | 2024-07-15 | 2024-09-21 | Rule 21 | Rule 21 Export | Detailed Study | Inactive | Withdrawn | 2024-10-31 | Not Started | No |  |  | Photovoltaic(5) | 4.99 | Tulare | CA | 2026-06-29 | [5 empty] | Acala | Vestal 220/66 System | Pixley 66/12 (D) |  |  |  |  | Check | Check | Check |  | 1 |  | FALSE | [14 empty] | 0 | 0
GFID9396 | 2024-08-30 | 2024-07-09 | 2024-09-04 | Rule 21 | Rule 21 Export | Fast Track | Inactive | Withdrawn | 2024-10-10 | Not Started | No |  |  | Photovoltaic(1.65)/Energy Storage(7.2) | 1.6 | San Bernardino | CA | 2026-07-31 |  | Dairy 12 kV | Hinkley 33/12 kV % Remote 33 kV % Barstow 33/33 kV % Poco 33 kV % Tortilla 115/33 kV | Tortilla 115 kV Bus |  | Dairy | Kramer 220/115 System | Hinkley 33/12 (D) |  |  | Tortilla | 115 | Tortilla | 115 |  |  | 1 |  | FALSE | Tortilla | 115 | [12 empty] | 0 | 0
GFID9397 |  | 2024-09-05 |  | Rule 21 | Rule 21 Export | Fast Track | Inactive | Withdrawn | 2024-10-02 | Not Started | No |  |  | Photovoltaic(4.998)/Energy Storage() | 4.998 | San Bernardino | CA | 2026-07-02 |  | Baroid 33 kV Circuit | Gale 115/33 kV Substation | Coolwater 115 kV Bus | [8 empty] | Coolwater | 115 |  |  | 1 |  | FALSE | Coolwater | 115 | [12 empty] | 0 | 0
GFID9398 | 2024-08-20 | 2024-07-11 | 2024-08-22 | Rule 21 | Rule 21 Export | Fast Track | Inactive | Withdrawn | 2024-10-10 | Not Started | No |  |  | Photovoltaic(2.1)/(7.2) | 2 | San Bernardino | CA | 2026-07-02 |  | Bragdon 12 kV | Harvard 33/12 kV % Baroid 33 kV % Gale 115/33 kV | Coolwater 115 kV Bus |  | Bragdon | Kramer 220/115 System | Harvard 33/12 (D) |  |  |  |  | Coolwater | 115 |  |  | 1 |  | FALSE | Coolwater | 115 | [12 empty] | 0 | 0
GFID9399 | 2024-11-04 | 2024-07-17 | 2024-11-04 | Rule 21 | Rule 21 Export | Fast Track | Active | IA Negotiation |  | In Negotiation | No |  |  | Energy Storage(0.979) | 0.979 | San Bernardino | CA | 2025-06-24 | [5 empty] | Sunfair | Devers 220/115 System | Hi Desert 33/25 (D) |  |  |  |  | Check | Check | Check |  | 1 |  | FALSE | [14 empty] | 0 | 0
GFID9400 |  | 2024-07-17 |  | Rule 21 | Rule 21 Export | Fast Track | Inactive | Withdrawn | 2024-10-21 | Not Started | No |  |  | ()/Energy Storage(0.979) | 0.979 | San Bernardino | CA | 2025-06-24 | [5 empty] | Sunfair | Devers 220/115 System | Hi Desert 33/25 (D) |  |  |  |  | Check | Check | Check |  | 1 |  | FALSE | [14 empty] | 0 | 0
GFID9401 |  | 2024-07-17 |  | Rule 21 | Rule 21 Export | Fast Track | Inactive | Withdrawn | 2024-10-21 | Not Started | No |  |  | Energy Storage(0.979) | 0.979 | San Bernardino | CA | 2025-06-24 | [5 empty] | Sunfair | Devers 220/115 System | Hi Desert 33/25 (D) |  |  |  |  | Check | Check | Check |  | 1 |  | FALSE | [14 empty] | 0 | 0
GFID9402 | 2024-10-23 | 2024-07-19 | 2024-10-24 | Rule 21 | Rule 21 Export | DGS_020 | Active | Phase I In Progress |  | Not Started | No |  |  | Photovoltaic(3) | 3 | Tulare | CA | 2026-07-03 | 2026-07-03 | Zante 12 kV | Strathmore 66/12 kV | Springville 220 kV Bus |  | Zante | Springville 220/66 System | Strathmore 66/12 (D) |  |  |  |  | Springville | 230 |  |  | 1 |  | TRUE | Springville | 230 | 3) |  |  |  | 0 | 3 | [6 empty] | 0 | 0
GFID9403 | 2024-07-30 | 2024-07-30 | 2024-08-12 | Rule 21 | Rule 21 Export | Detailed Study | Inactive | Withdrawn |  | Not Started | No |  |  | Photovoltaic(2.75) | 2.75 | San Bernardino | CA | 2026-07-20 | [5 empty] | Book | Kramer 220/115 System | Tortilla 115/33 (D) |  |  |  |  | Check | Check | Check |  | 1 |  | FALSE | [14 empty] | 0 | 0
WDT2041 | 2024-08-23 | 2024-07-25 | 2024-08-23 | WDAT | GIP - ISP | ISP | Active | Application Review In Progress |  | Not Started | No |  |  | Energy Storage(125.48) | 0.525 | Los Angeles | CA | 2026-05-01 | 2026-05-01 | Murphy-Santa Fe Springs 66 kV |  | Center 220 kV Substation | [6 empty] | No Match - Review | No Match - Review | Center | 230 |  | Center230 | 1 |  | TRUE | Center | 230 |  |  | 125.48) | [8 empty] | 125.48 | 0 | 0
GFID9404 | 2024-08-01 | 2024-08-01 | 2024-09-20 | Rule 21 | Rule 21 Export | DGS_020 | Active | Phase I In Progress |  | Not Started | No |  |  | Photovoltaic(3)/Energy Storage(3) | 3 | Kern | CA | 2026-09-01 | 2026-09-01 | Cuddeback 12 kV | Cummings 66/12 | Windhub 220/66 System | [6 empty] | No Match - Review | No Match - Review | Windhub | 230 |  | Windhub230 | 1 |  | TRUE | Windhub | 230 | 3)/Energy Storage(3) |  | 3) |  | 0 | 3 | [5 empty] | 3 | 0 | 0
GFID9405 | 2024-08-01 | 2024-08-01 | 2024-09-17 | Rule 21 | Rule 21 Export | DGS_020 | Active | Phase I Complete |  | Not Started | No |  |  | Photovoltaic(6.3)/Energy Storage(5) | 5 | Kern | CA | 2026-09-01 | 2026-09-01 | Leveche 12 kV | Monolith 66/12 | Windhub 220/66 System |  | Leveche | Windhub 220/66 System | Monolith 66/12 (D) |  |  | No Match - Review | No Match - Review | Windhub | 230 |  | Windhub230 | 1 |  | TRUE | Windhub | 230 | 6.3)/Energy Storage(5) |  | 5) |  | 1.3 | 6.3 | [5 empty] | 5 | 0 | 0
GFID9406 |  | 2024-07-31 |  | Rule 21 | Rule 21 Export | Detailed Study | Inactive | Withdrawn | 2024-08-16 | Not Started | No |  |  | Photovoltaic(3)/Energy Storage(2) | 0.1125 | Riverside | CA | 2029-10-01 | [12 empty] | Check | Check | Check |  | 1 |  | FALSE | [14 empty] | 0 | 0
GFID9408 | 2024-09-06 | 2024-08-01 | 2024-09-11 | Rule 21 | Rule 21 Export | Fast Track | Inactive | Withdrawn | 2024-11-04 | Not Started | No |  |  | Photovoltaic(2)/() | 2 | San Bernardino | CA | 2025-07-25 | [5 empty] | Bessemer | Victor 220/115 System | Bessemer P.T. 33/12 (A) |  |  |  |  | Check | Check | Check |  | 1 |  | FALSE | [14 empty] | 0 | 0
GFID9409 | 2024-10-07 | 2024-08-01 | 2024-10-21 | Rule 21 | Rule 21 Export | Fast Track | Inactive | Withdrawn | 2024-11-21 | Not Started | No |  |  | Photovoltaic(2.5)/Energy Storage() | 5 | Riverside | CA | 2025-10-31 | [12 empty] | Check | Check | Check |  | 1 |  | FALSE | [14 empty] | 0 | 0
GFID9410 | 2024-08-13 | 2024-08-13 | 2024-09-27 | Rule 21 | Rule 21 Export | Detailed Study | Inactive | Withdrawn | 2024-10-30 | Not Started | No |  |  | Photovoltaic(5.632) | 5 | Tulare | CA | 2026-12-31 |  | Monroe 12 kV | Woodville 66/12 kV | Springville 220/66 kV |  | Monroe | Springville 220/66 System | Woodville 66/12 (D) | Not in Previous Cycle | Not in Previous Cycle |  |  | Springville | 230 |  |  | 1 |  | FALSE | Springville | 230 | [12 empty] | 0 | 0
GFID9411 | 2024-08-13 | 2024-08-13 | 2024-10-02 | Rule 21 | Rule 21 Export | Detailed Study | Active | IA Negotiation |  | Not Started | No |  |  | Photovoltaic(5) | 5 | Tulare | CA | 2026-12-31 |  | Sunset 12 kV circuit | POPLAR | VESTAL 220 Kv System |  | Sunset | Vestal 220/66 System | Poplar 66/12 (D) | Not in Previous Cycle | Not in Previous Cycle |  |  | VESTAL | 230 |  |  | 1 |  | TRUE | VESTAL | 230 | 5) |  |  |  | 0 | 5 | [6 empty] | 0 | 0
GFID9412 | 2024-10-02 | 2024-08-20 | 2024-10-02 | Rule 21 | Rule 21 Export | ISP | Inactive | Withdrawn | 2025-05-30 | Withdrawn (No Agrmt) | No |  |  | Photovoltaic(5.632)/() | 5 | Tulare | CA | 2026-12-31 | 2026-12-01 | Pratt 12 kV % Woodville 66/12 kV | Pratt 12 kV % Woodville 66/12 kV | Springville 220 kV |  | Pratt | Springville 220/66 System | Woodville 66/12 (D) | Not in Previous Cycle | Not in Previous Cycle | No Match - Review | No Match - Review | Springville | 230 |  |  | 1 |  | FALSE | Springville | 230 | [12 empty] | 0 | 0
GFID9419 | 2024-08-29 | 2024-08-29 | 2024-09-11 | Rule 21 | Rule 21 Export | Detailed Study | Inactive | Withdrawn | 2024-09-17 | Not Started | No |  |  | Photovoltaic(5)/Energy Storage(5) | 5 | San Bernardino | CA | 2026-09-01 |  | Armijo 12 kV circuit | Armijo P.T. 33/12 | Kramer 220/115 System |  | Armijo | Kramer 220/115 System | Armijo P.T. 33/12 (A) | Not in Previous Cycle | Not in Previous Cycle |  |  | Kramer | 230 |  |  | 1 |  | FALSE | Kramer | 230 | [12 empty] | 0 | 0
GFID9421 |  | 2024-10-03 |  | Rule 21 | Rule 21 Export | Fast Track | Inactive | Withdrawn | 2025-01-13 | Not Started | No |  |  | Photovoltaic(0.013)/() | 0.13 | Ventura | CA | 2025-02-01 | [8 empty] | Not in Previous Cycle | Not in Previous Cycle |  |  | Check | Check | Check |  | 1 |  | FALSE | [14 empty] | 0 | 0
GFID9422 |  | 2024-10-07 | 2024-11-21 | Rule 21 | Rule 21 Export | Fast Track | Inactive | Withdrawn | 2025-05-21 | Not Started | No |  |  | Photovoltaic(3)/Energy Storage() | 3 | Kern | CA | 2024-10-21 | [8 empty] | Not in Previous Cycle | Not in Previous Cycle |  |  | Check | Check | Check |  | 1 |  | FALSE | [14 empty] | 0 | 0
GFID9413 | 2025-01-23 | 2024-10-03 | 2025-01-30 | Rule 21 | Rule 21 Export | Fast Track | Inactive | Withdrawn | 2025-04-07 | Not Started | No |  |  | ()/Energy Storage(2.7) | 2.7 | Los Angeles | CA | 2024-11-15 | [8 empty] | Not in Previous Cycle | Not in Previous Cycle |  |  | Check | Check | Check |  | 1 |  | FALSE | [14 empty] | 0 | 0
GFID9427 | 2024-10-31 | 2024-10-10 | 2024-11-18 | Rule 21 | Rule 21 Export | DGS_020 | Inactive | Withdrawn | 2024-12-06 | Not Started | No |  |  | Photovoltaic(2) |  | San Bernardino | CA | 2026-10-04 | [8 empty] | Not in Previous Cycle | Not in Previous Cycle |  |  | Check | Check | Check |  | 1 |  | FALSE | [14 empty] | 0 | 0
GFID9429 |  | 2024-10-18 | 2024-12-10 | Rule 21 | Rule 21 Export | Fast Track | Inactive | Withdrawn | 2025-01-30 | Not Started | No |  |  | Photovoltaic(5)/() |  | Los Angeles | CA | 2026-12-31 | [8 empty] | Not in Previous Cycle | Not in Previous Cycle |  |  | Check | Check | Check |  | 1 |  | FALSE | [14 empty] | 0 | 0
GFID9430 |  | 1900-01-01 |  | Rule 21 | Rule 21 Export | Fast Track | Inactive | Withdrawn |  | Not Started | No |  |  | Photovoltaic(0.006) |  | Los Angeles | CA | 2026-01-31 | [8 empty] | Not in Previous Cycle | Not in Previous Cycle |  |  | Check | Check | Check |  | 1 |  | FALSE | [14 empty] | 0 | 0
GFID9431 |  | 2024-11-05 |  | Rule 21 | Rule 21 Export | Detailed Study | Inactive | Withdrawn | 2024-12-10 | Not Started | No |  |  | Photovoltaic(5.86)/Energy Storage() |  | San Bernardino | CA | 2026-06-01 | [8 empty] | Not in Previous Cycle | Not in Previous Cycle |  |  | Check | Check | Check |  | 1 |  | FALSE | [14 empty] | 0 | 0
GFID9432 |  | 2024-11-05 | 2024-11-25 | Rule 21 | Rule 21 Export | DGS_020 | Inactive | Withdrawn | 2025-02-10 | Not Started | No |  |  | Photovoltaic(5.334)/Energy Storage() | 5 | Riverside | CA | 2026-06-01 | 2026-06-01 | Sprague 12 kV | Mayberry 115/12 kV | Valley 'AB' 500/115 System |  |  |  |  | Not in Previous Cycle | Not in Previous Cycle |  |  | Valley | Check | Check |  | 1 |  | FALSE | Valley | Not in Previous Cycle | [12 empty] | 0 | 0
GFID9433 |  | 2024-11-12 |  | Rule 21 | Rule 21 Export | Detailed Study | Inactive | Withdrawn | 2024-12-04 | Not Started | No |  |  | Photovoltaic(10)/Energy Storage() | 0 | San Bernardino | CA | 2026-12-01 | [8 empty] | Not in Previous Cycle | Not in Previous Cycle |  |  | Check | Check | Check |  | 1 |  | FALSE | [14 empty] | 0 | 0
GFID9434 |  | 2024-11-05 |  | Rule 21 | Rule 21 Export | DGS_020 | Inactive | Withdrawn | 2024-12-04 | Not Started | No |  |  | Photovoltaic(4.99) | 4.99 | Los Angeles | CA | 2026-10-01 | [8 empty] | Not in Previous Cycle | Not in Previous Cycle |  |  | Check | Check | Check |  | 1 |  | FALSE | [14 empty] | 0 | 0
GFID9435 | 2025-01-28 | 2024-11-21 | 2025-01-28 | Rule 21 | Rule 21 Export | Detailed Study | Inactive | Withdrawn | 2025-02-11 | Not Started | No |  |  | Photovoltaic(5.32)/Energy Storage(5.32) | 5 | Kern | CA | 2027-09-06 |  | Jack Ranch 12 kV Circuit | Downs 115/12 kV | Inyokern 115 kV Bus |  |  |  |  | Not in Previous Cycle | Not in Previous Cycle |  |  | Inyokern | 115 |  |  | 1 |  | FALSE | Inyokern | 115 | [12 empty] | 0 | 0
GFID9436 | 2024-11-21 | 2024-11-21 | 2024-12-11 | Rule 21 | Rule 21 Export | Detailed Study | Inactive | Withdrawn | 2024-12-19 | Not Started | No |  |  | Photovoltaic(5)/Energy Storage() | 5 | Kern | CA | 2027-03-10 |  | Canebrake 12 kV | Weldon 66/12 kV | Vestal 220 kV Bus |  |  |  |  | Not in Previous Cycle | Not in Previous Cycle |  |  | Vestal | 230 |  |  | 1 |  | FALSE | Vestal | 230 | [12 empty] | 0 | 0
WDT2046 |  | 2024-11-12 |  | WDAT | GIP - Fast Track | Fast Track | Active | IA Negotiation |  | Not Started | No |  |  | Internal Combustion Engine(12)/Steam Turbine(1)/Internal Combustion Engine(3) | 16 | Orange | CA |  |  | A tap point on Huntington Beach-Lafayette 66 kV Line | a tap point on Huntington Beach-Lafayette 66 kV Line | Ellis A 220/66 kV |  |  |  |  | Not in Previous Cycle | Not in Previous Cycle | No Match - Review | No Match - Review | Ellis | Check | Check | Ellis230 | 1 |  | TRUE | Ellis | 230 | [12 empty] | 0 | 0
GFID9437 | 2024-11-19 | 2024-11-19 | 2024-11-27 | Rule 21 | Rule 21 Export | Detailed Study | Inactive | Withdrawn | 2024-12-12 | Not Started | No |  |  | Photovoltaic(4.98)/Energy Storage() | 4.98 | Kern | CA | 2025-10-31 | [8 empty] | Not in Previous Cycle | Not in Previous Cycle |  |  | Check | Check | Check |  | 1 |  | FALSE | [14 empty] | 0 | 0
GFID9438 |  | 2024-11-26 |  | Rule 21 | Rule 21 Export | Detailed Study | Inactive | Withdrawn | 2025-05-06 | Not Started | No |  |  | Photovoltaic(20.416)/Energy Storage() | 20.416 | Kern | CA | [9 empty] | Not in Previous Cycle | Not in Previous Cycle |  |  | Check | Check | Check |  | 1 |  | FALSE | [14 empty] | 0 | 0
GFID9439 | 2025-01-14 | 2024-12-03 | 2025-01-14 | Rule 21 | Rule 21 Export | Detailed Study | Inactive | Withdrawn | 2025-02-13 | Not Started | No |  |  | Photovoltaic(4.98)/Energy Storage() | 4.98 | Kern | CA | 2025-08-01 | [8 empty] | Not in Previous Cycle | Not in Previous Cycle |  |  | Check | Check | Check |  | 1 |  | FALSE | [14 empty] | 0 | 0
GFID9440 |  | 1900-01-01 | 2025-01-03 | Rule 21 | Rule 21 Export | Detailed Study | Inactive | Withdrawn | 2025-01-27 | Not Started | No |  |  | Photovoltaic(4.98)/Energy Storage() | 4.98 | San Bernardino | CA | 2025-08-01 | [8 empty] | Not in Previous Cycle | Not in Previous Cycle |  |  | Check | Check | Check |  | 1 |  | FALSE | [14 empty] | 0 | 0
GFID9442 | 2025-02-10 | 2024-12-12 | 2025-02-19 | Rule 21 | Rule 21 Export | Detailed Study | Active | Elec Ind Test Complete |  | Not Started | No |  |  | Photovoltaic(5)/Energy Storage() | 5 | San Bernardino | CA | 2027-07-20 | 2027-07-20 | Armijo 12 kV Circuit | Armijo 12 kV Circuit | Kramer 115 kV |  |  |  |  | Not in Previous Cycle | Not in Previous Cycle | Kramer | 115 | Kramer | 115 |  |  | 1 |  | TRUE | Kramer | 115 | 5)/Energy Storage() |  | ) |  | 0 | 5 | [6 empty] | 0 | 0
GFID9444 | 2025-03-24 | 2024-12-16 | 2025-04-04 | Rule 21 | Rule 21 Export | Detailed Study | Active | Elec Ind Test Complete |  | Not Started | No |  |  | Photovoltaic(5) | 4.99 | Tulare | CA | 2026-12-09 |  | structure 4237043E on Mid Valle 12 kV Circuit | Liberty 66/12 kV | Rector 220 kV Bus |  |  |  |  | Not in Previous Cycle | Not in Previous Cycle | Rector | 230 | Rector | 230 |  |  | 1 |  | TRUE | Rector | 230 | 5) |  |  |  | 0.01 | 5 | [6 empty] | 0 | 0
GFID9445 | 2025-03-24 | 2024-12-16 | 2025-04-04 | Rule 21 | Rule 21 Export | Detailed Study | Active | Elec Ind Test Complete |  | Not Started | No |  |  | Photovoltaic(3) | 2.99 | Los Angeles | CA | 2026-12-05 |  | structure 430233E on Fairmont 12 kV Circuit | Del Sur 66/12 kV Substation | Antelope 66 kV Bus |  |  |  |  | Not in Previous Cycle | Not in Previous Cycle |  |  | Antelope | 66 |  |  | 1 |  | TRUE | Antelope | 66 | 3) |  |  |  | 0.01 | 3 | [6 empty] | 0 | 0
GFID9447 | 2025-03-10 | 2024-12-26 | 2025-03-17 | Rule 21 | Rule 21 Export | Detailed Study | Active | On Hold |  | Not Started | No |  |  | Photovoltaic(3) | 3 | Los Angeles | CA | 2026-12-17 | [8 empty] | Not in Previous Cycle | Not in Previous Cycle |  |  | Check | Check | Check |  | 1 |  | FALSE | [14 empty] | 0 | 0
GFID9448 |  | 2024-12-26 | 2025-02-06 | Rule 21 | Rule 21 Export | Detailed Study | Active | Application Review Complete | 2025-03-04 | Not Started | No |  |  | Photovoltaic(3.25) | 3.25 | Los Angeles | CA | 2026-12-01 | 2026-12-01 | POI 34.774811°, -118.465856° Duntley 12 kV | Neenach 66/12 kV substation | Antelope 220/66 kV system |  |  |  |  | Not in Previous Cycle | Not in Previous Cycle | No Match - Review | No Match - Review | Antelope | 230 |  | Antelope230 | 1 |  | TRUE | Antelope | 230 | 3.25) |  |  |  | 0 | 3.25 | [6 empty] | 0 | 0
GFID9449 | 2025-01-17 | 2025-01-17 | 2025-02-18 | Rule 21 | Rule 21 Export | Detailed Study | Active | System Impact Study In Progress |  | Not Started | No |  |  | Photovoltaic(1.8) | 1.734 | San Bernardino | CA | 2025-12-25 | 2025-12-25 | Rabbit 12 kV Circuit | Lucerne 33/12 kV % Cottonwood 115/33 kV % Victor 220/115 kV System | Victor 115 kV Bus |  |  |  |  | Not in Previous Cycle | Not in Previous Cycle |  |  | Victor | 115 |  |  | 1 |  | TRUE | Victor | 115 | 1.8) |  |  |  | 0.066 | 1.8 | [6 empty] | 0 | 0
GFID9453 | 2025-05-05 | 2025-03-03 | 2025-05-05 | Rule 21 | Rule 21 Export | Detailed Study | Active | Elec Ind Test In Progress |  | Not Started | No |  |  | Photovoltaic(2.95) | 3 | Los Angeles | CA |  |  | Hughes Lake 12 kV Circuit out of SCE's Del Sur 66/12 kV Substation | Hughes Lake 12 kV Circuit out of SCE's Del Sur 66/12 kV Substation | Antelope 220 kV bus |  |  |  |  | Not in Previous Cycle | Not in Previous Cycle |  |  | Antelope | 230 |  |  | 1 |  | TRUE | Antelope | 230 | 2.95) |  |  |  | 0 | 2.95 | [6 empty] | 0 | 0
GFID9454 |  | 2025-03-03 | 2025-03-31 | Rule 21 | Rule 21 Export | Detailed Study | Active | Application Review In Progress |  | Not Started | No |  |  | Photovoltaic(2) | 2 | Kern | CA |  | 2026-02-25 | [7 empty] | Not in Previous Cycle | Not in Previous Cycle |  |  | Check | Check | Check |  | 1 |  | FALSE | [14 empty] | 0 | 0
GFID9455 | 2025-03-18 | 2025-03-18 | 2025-04-17 | Rule 21 | Rule 21 Export | Fast Track | Active | Supplemental Review In Progress |  | Not Started | No |  |  | Photovoltaic(0.55) | 0.48 | Kern | CA | 2025-08-01 |  | Viento 12 kV Circuit out of Monolith 66/12 kV Substation | Viento 12 kV Circuit out of Monolith 66/12 kV Substation | Antelope 220/66 kV bus |  |  |  |  | Not in Previous Cycle | Not in Previous Cycle | No Match - Review | No Match - Review | Antelope | 230 |  | Antelope230 | 1 |  | TRUE | Antelope | 230 | 0.55) |  |  |  | 0.07 | 0.55 | [6 empty] | 0 | 0
GFID9458 |  | 2025-03-31 |  | Rule 21 | Rule 21 Export | Detailed Study | Active | Application Review In Progress |  | Not Started | No |  |  | Photovoltaic(4) |  | Tulare | CA | 2027-03-20 | [8 empty] | Not in Previous Cycle | Not in Previous Cycle |  |  | Check | Check | Check |  | 1 |  | FALSE | [14 empty] | 0 | 0
GFID9459 | 2025-05-22 | 2025-04-02 | 2025-05-22 | Rule 21 | Rule 21 Export | Detailed Study | Active | Elec Ind Test In Progress |  | Not Started | No |  |  | Photovoltaic(4.25) | 4.24 | Tulare | CA | 2027-03-31 | [8 empty] | Not in Previous Cycle | Not in Previous Cycle |  |  | Check | Check | Check |  | 1 |  | FALSE | [14 empty] | 0 | 0
GFID9460 | 2025-04-09 | 2025-04-09 | 2025-05-05 | Rule 21 | Rule 21 Export | Detailed Study | Active | Elec Ind Test In Progress |  | Not Started | No |  |  | Photovoltaic(4.95) |  | Tulare | CA | 2027-03-31 |  | Cloer 12 kV Circuit out of SCE's Poplar 66/12 kV Substation | Cloer 12 kV Circuit out of SCE's Poplar 66/12 kV Substation | Vestal 220 kV bus |  |  |  |  | Not in Previous Cycle | Not in Previous Cycle |  |  | Vestal | 230 |  |  | 1 |  | TRUE | Vestal | 230 | 4.95) |  |  |  |  | 4.95 | [6 empty] | 0 | 0
GFID9461 |  | 2025-03-31 |  | Rule 21 | Rule 21 Export | Detailed Study | Active | Application Review In Progress |  | Not Started | No |  |  | Photovoltaic(4.95)/() |  | Tulare | CA | 2027-03-31 |  | Saucelito 12 kV Circuit out of SCE's Woodville Substation | Saucelito 12 kV Circuit out of SCE's Woodville Substation | [5 empty] | Not in Previous Cycle | Not in Previous Cycle |  |  | Check | Check | Check |  | 1 |  | FALSE | [14 empty] | 0 | 0
GFID9462 | 2025-04-04 | 2025-04-04 | 2025-05-05 | Rule 21 | Rule 21 Export | Detailed Study | Active | Elec Ind Test In Progress |  | Not Started | No |  |  | Photovoltaic(4.95) | 4.95 | San Bernardino | CA | 2027-03-31 |  | Bragdon 12 kV out of SCE's Harvard 33 kV Substation | Bragdon 12 kV out of SCE's Harvard 33 kV Substation | Kramer 220 kV bus |  |  |  |  | Not in Previous Cycle | Not in Previous Cycle |  |  | Kramer | 230 |  |  | 1 |  | TRUE | Kramer | 230 | 4.95) |  |  |  | 0 | 4.95 | [6 empty] | 0 | 0
WDT2050 |  | 2024-03-12 |  | WDAT | RIP - Fast Track | Fast Track | Active | IA Negotiation |  | In Negotiation | No |  |  | Photovoltaic(2.49)/()/Photovoltaic(2.49) | 2.49 | Kern | CA |  |  | Near SCE's structure 325936S which is served by overall 12 kV curcuit out of Calcity 'B' 33/12 kV Sub |  | The ISO Grid at SCE's 115 kV bus at Kramer Sub |  |  |  |  | Not in Previous Cycle | Not in Previous Cycle | No Match - Review | No Match - Review | The | Check | Check | Kramer115 | 1 |  | TRUE | Kramer | 115 | 2.49)/()/Photovoltaic(2.49) |  |  |  | 0 | 2.49 | [6 empty] | 0 | 0
WDT2051 |  | 2024-03-06 |  | WDAT | GIP - ISP | ISP | Active | IA Negotiation |  | Not Started | No | [15 empty] | Not in Previous Cycle | Not in Previous Cycle |  |  | Check | Check | Check |  | 1 |  | FALSE | [14 empty] | 0 | 0
WDT2052 |  | 2024-03-06 |  | WDAT | GIP - ISP | ISP | Active | IA Negotiation |  | Not Started | No | [15 empty] | Not in Previous Cycle | Not in Previous Cycle |  |  | Check | Check | Check |  | 1 |  | FALSE | [14 empty] | 0 | 0
WDT2053 |  | 2024-03-06 |  | WDAT | GIP - ISP | ISP | Active | IA Negotiation |  | Not Started | No | [15 empty] | Not in Previous Cycle | Not in Previous Cycle |  |  | Check | Check | Check |  | 1 |  | FALSE | [14 empty] | 0 | 0
WDT2054 |  | 2024-03-06 |  | WDAT | GIP - ISP | ISP | Active | IA Negotiation |  | Not Started | No | [15 empty] | Not in Previous Cycle | Not in Previous Cycle |  |  | Check | Check | Check |  | 1 |  | FALSE | [14 empty] | 0 | 0
GFID9463 |  | 2025-04-30 |  | Rule 21 | Rule 21 Export | Detailed Study | Active | Application Review In Progress |  | Not Started | No |  |  | Photovoltaic(3.3) |  | Los Angeles | CA | 2027-04-01 | [8 empty] | Not in Previous Cycle | Not in Previous Cycle |  |  | Check | Check | Check |  | 1 |  | FALSE | [14 empty] | 0 | 0
GFID9464 |  | 2025-04-17 |  | Rule 21 | Rule 21 Export | Detailed Study | Active | Application Review In Progress |  | Not Started | No |  |  | Photovoltaic(4.98)/() | 4.98 | Riverside | CA | 2025-08-01 | [8 empty] | Not in Previous Cycle | Not in Previous Cycle |  |  | Check | Check | Check |  | 1 |  | FALSE | [14 empty] | 0 | 0
GFID9465 |  | 2025-04-25 |  | Rule 21 | Rule 21 Export | Fast Track | Active | Application Review In Progress |  | Not Started | No |  |  | Photovoltaic(5)/Energy Storage() |  | San Bernardino | CA | 2027-12-01 | [8 empty] | Not in Previous Cycle | Not in Previous Cycle |  |  | Check | Check | Check |  | 1 |  | FALSE | [14 empty] | 0 | 0
GFID9466 |  | 2025-04-25 |  | Rule 21 | Rule 21 Export | Fast Track | Active | Application Review In Progress |  | Not Started | No |  |  | Photovoltaic(3.4)/Energy Storage() | [12 empty] | Not in Previous Cycle | Not in Previous Cycle |  |  | Check | Check | Check |  | 1 |  | FALSE | [14 empty] | 0 | 0
WDT2055 |  | 2024-03-12 |  | WDAT | GIP - ISP | ISP | Active | IA Negotiation |  | In Draft | No |  |  | Photovoltaic(4.98) | 4.98 | San Bernardino | CA |  |  | The requested Point of Interconnection is SCE structure 4548977E on the | Hi Desert 115/33 kV Substation | Devers 115 kV System |  |  |  |  | Not in Previous Cycle | Not in Previous Cycle | No Match - Review | No Match - Review | Devers | 115 | Check |  | 1 |  | TRUE | Devers | 115 | 4.98) |  |  |  | 0 | 4.98 | [6 empty] | 0 | 0
GFID9457 |  | 2025-04-25 |  | Rule 21 | Rule 21 Export | Fast Track | Active | Application Review In Progress |  | Not Started | No |  |  | Hydroelectric(0.64) |  | Ventura | CA | [9 empty] | Not in Previous Cycle | Not in Previous Cycle |  |  | Check | Check | Check |  | 1 |  | FALSE | [14 empty] | 0 | 0
WDT10043 |  | 2023-03-24 | 2025-05-30 | WDAT | GIP - ISP | ISP | Active | Fast Track Initial Review In Progress |  | Not Started | No |  |  | Photovoltaic(20000) | 18.2 | Kern | CA | 2028-08-25 | 2028-08-25 | -117.547276, 35.012830 |  |  | Rurals | Isner | Kramer 220/115 System | Kramer 115/33 (D) | Kramer | 115 |  |  | Check | Check | Check |  | 1 |  | FALSE | [14 empty] | 0 | 0
WDT10114 |  | 2023-04-19 | 2023-07-11 | WDAT | GIP-Fast Track | Fast Track | Active - Post IA | Construction |  |  |  | 2023-11-02 |  | Hydroelectric() | 1.4 | Tulare | CA | 2023-07-01 | 2023-07-01 | Porterville 66/12 (D) |  |  | San Joaquin | Success | Springville 220/66 | Porterville 66/12 (D) |  |  |  |  | Check | Check | Check |  | 1 |  | FALSE | [14 empty] | 0 | 0
WDT10124 |  | 2023-05-30 | 2023-06-16 | WDAT | GIP - ISP | ISP | Inactive | Withdrawn | 2023-06-16 | Withdrawn (No Agrmt) | N/A |  |  | Photovoltaic(5.52) | 5 | Kern | CA | 2024-10-01 | 2024-10-01 | 35°37’21.99”N, 117°45’31.64”W |  |  | Rurals | [7 empty] | Check | Check | Check |  | 1 |  | FALSE | [14 empty] | 0 | 0
WDT10228 |  | 2023-05-30 | 2023-06-10 | WDAT | GIP - ISP | ISP | Inactive | Withdrawn | 2023-06-16 | Withdrawn (No Agrmt) | N/A |  |  | Photovoltaic(4.54) | 3 | Kern | CA | 2024-10-01 | 2024-10-01 | 35° 3’ 22.84”N, 118° 11’ 0.40”W |  |  | North Coast | [7 empty] | Check | Check | Check |  | 1 |  | FALSE | [14 empty] | 0 | 0
WDT10241 |  | 2023-06-23 | 2023-10-24 | WDAT | GIP - ISP | ISP | Inactive | Withdrawn | 2023-12-01 | Withdrawn (No Agrmt) | N/A |  |  | Photovoltaic(5000)/Energy Storage(8000) | 4.94 | Tulare | CA | 2025-05-31 | 2025-05-31 | Terra Bella 66/12 (D) |  |  | San Joaquin | Ducor | Vestal 220/66 | Terra Bella 66/12 (D) |  |  |  |  | Check | Check | Check |  | 1 |  | FALSE | [14 empty] | 0 | 0
WDT10254 |  | 2023-08-02 | 2023-08-28 | WDAT | GIP-Fast Track | Fast Track | Inactive | Withdrawn | 2023-09-12 | Withdrawn (No Agrmt) | N/A |  |  | Photovoltaic(1980) | 1.98 | San Bernardino | CA | 2024-06-30 | 2024-06-30 | 34.398462, -117.403670 |  |  | Rurals | Tunnel | Victor 220/115 System | Aqueduct 115/12 (D) |  |  |  |  | Check | Check | Check |  | 1 |  | FALSE | [14 empty] | 0 | 0
WDT10257 |  | 2023-08-02 | 2023-08-16 | WDAT | GIP-Fast Track | Fast Track | Inactive | Withdrawn | 2023-09-12 | Withdrawn (No Agrmt) | N/A |  |  | Photovoltaic(1980) | 1.98 | San Bernardino | CA | 2024-06-30 | 2024-06-30 | 34.398462, -117.40367 |  |  | Rurals | Tunnel | Victor 220/115 System | Aqueduct 115/12 (D) |  |  |  |  | Check | Check | Check |  | 1 |  | FALSE | [14 empty] | 0 | 0
WDT10196 |  | 2023-06-02 | 2023-08-01 | WDAT | GIP - ISP | ISP | Inactive | Withdrawn |  | Withdrawn (No Agrmt) | N/A |  |  | Photovoltaic(5.52) | 5 | San Bernardino | CA | 2024-10-01 | 2024-10-01 | 34°31’42.78”N, 117°27’3.08”W |  |  | Rurals | [7 empty] | Check | Check | Check |  | 1 |  | FALSE | [14 empty] | 0 | 0
WDT10750 |  | 2025-05-09 |  | WDAT | RIP-Fast Track | Fast Track | Active | Application Review In Progress |  | Not Started | No |  |  |  | 0.16 | Orange | CA | 2026-08-31 | 2026-08-31 | 33.866335, -118.0166599 |  |  | Orange |  |  |  | Not in Previous Cycle | Not in Previous Cycle |  |  | Check | Check | Check |  | 1 |  | FALSE | [14 empty] | 0 | 0
WDT10751 |  | 2025-05-09 |  | WDAT | RIP-Fast Track | Fast Track | Active | Application Review In Progress |  | Not Started | No |  |  |  | 0.12 | Orange | CA | 2026-08-31 | 2026-08-31 | 33.866366, -118.015186 |  |  | Orange |  |  |  | Not in Previous Cycle | Not in Previous Cycle |  |  | Check | Check | Check |  | 1 |  | FALSE | [14 empty] | 0 | 0
WDT10752 |  | 2025-05-09 | 2025-05-23 | WDAT | RIP-Fast Track | Fast Track | Active | Application Review In Progress |  | Not Started | No |  |  |  | 0.16 | Orange | CA | 2026-08-31 | 2026-08-31 | 33.868164, -118.012589 |  |  | Orange |  |  |  | Not in Previous Cycle | Not in Previous Cycle |  |  | Check | Check | Check |  | 1 |  | FALSE | [14 empty] | 0 | 0
WDT10217 |  | 2023-05-31 | 2023-09-26 | WDAT | GIP - ISP | ISP | Inactive | Withdrawn |  | Withdrawn (No Agrmt) | N/A |  |  | Photovoltaic(5000)/Energy Storage(5000) | 4.94 | Kern | CA | 2025-05-31 | 2025-05-31 | Randsburg 115/33 (D) |  |  | Rurals |  | Kramer 220/115 | Randsburg 115/33 (D) |  |  |  |  | Check | Check | Check |  | 1 |  | FALSE | [14 empty] | 0 | 0
WDT10206 |  | 2023-05-01 |  | WDAT | GIP-Cluster Study | QC_015 | Inactive | Withdrawn | 2023-05-19 | Withdrawn (No Agrmt) | N/A |  |  | Energy Storage(240) | 200 | San Bernardino | CA | 2026-04-01 | 2026-04-01 | 34.85895, -116.85418 |  |  | Rurals |  | 230kV | Other |  |  |  |  | Check | Check | Check |  | 1 |  | FALSE | [14 empty] | 0 | 0
WDT10216 |  | 2023-05-31 | 2023-10-24 | WDAT | GIP - ISP | ISP | Inactive | Withdrawn | 2023-12-01 | Withdrawn (No Agrmt) | N/A |  |  | Photovoltaic(5000)/Energy Storage(8000) | 4.89 | Kern | CA | 2025-05-31 | 2025-05-31 | Quinn 66/12 (D) |  |  | San Joaquin |  | Vestal 220/66 | Quinn 66/12 (D) |  |  |  |  | Check | Check | Check |  | 1 |  | FALSE | [14 empty] | 0 | 0
WDT10597 |  | 2025-01-02 | 2025-02-19 | WDAT | GIP-Fast Track | Fast Track | Active | Supplemental Review In Progress |  | Not Started | No |  |  |  | 1.975 | Riverside | CA | 2028-05-16 | 2028-05-16 | 33.681768, -115.272918 |  |  | Rurals |  |  |  | Not in Previous Cycle | Not in Previous Cycle |  |  | Check | Check | Check |  | 1 |  | FALSE | [14 empty] | 0 | 0
WDT10598 |  | 2025-01-02 | 2025-02-19 | WDAT | GIP-Fast Track | Fast Track | Active | Supplemental Review In Progress |  | Not Started | No |  |  |  | 1.977 | Riverside | CA | 2028-01-03 | 2028-01-03 | 33.797132, -115.301805 |  |  | Rurals |  |  |  | Not in Previous Cycle | Not in Previous Cycle |  |  | Check | Check | Check |  | 1 |  | FALSE | [14 empty] | 0 | 0
WDT10540 |  | 2024-11-22 | 2025-02-06 | WDAT | GIP-Fast Track | Fast Track | Inactive | Withdrawn | [6 empty] | 3.92 | Kern | CA | 2027-03-10 | 2027-03-10 | 35.06329, -117.88165 |  |  | Rurals |  |  |  | Not in Previous Cycle | Not in Previous Cycle |  |  | Check | Check | Check |  | 1 |  | FALSE | [14 empty] | 0 | 0
WDT10586 |  | 2024-08-28 | 2024-10-11 | WDAT | GIP-Fast Track | Fast Track | Active | Supplemental Review In Progress |  | Not Started | No |  |  | Photovoltaic(1500) | 1.5 | Ventura | CA | 2025-12-31 | 2025-12-31 | Fillmore 66/16 (D) |  |  | North Coast |  | Saugus 220/66 | Fillmore 66/16 (D) | Not in Previous Cycle | Not in Previous Cycle |  |  | Check | Check | Check |  | 1 |  | FALSE | [14 empty] | 0 | 0
WDT10529 |  | 2024-09-05 | 2024-09-13 | WDAT | GIP - ISP | ISP | Active | Fast Track Initial Review In Progress |  | Not Started | No |  |  | Energy Storage(242) | 200 | San Bernardino | CA | 2024-04-02 | 2024-04-02 | 34.021318, -117.331699 |  |  | Desert |  | Vista 220/115 | Other | Vista (SCE) | 230 |  |  | Check | Check | Check |  | 1 |  | FALSE | [14 empty] | 0 | 0
WDT10618 |  | 2024-10-01 | 2025-01-14 | WDAT | GIP-Fast Track | Fast Track | Inactive | Withdrawn | 2025-02-21 | Withdrawn (No Agrmt) | N/A |  |  | Photovoltaic(2.04)/Energy Storage(2) | 1.992 | Kings | CA | 2025-09-26 | 2025-09-26 | 36.287626,, -119.596553 |  |  | San Joaquin |  |  |  | Not in Previous Cycle | Not in Previous Cycle |  |  | Check | Check | Check |  | 1 |  | FALSE | [14 empty] | 0 | 0
WDT10462 |  |  |  | WDAT | GIP - ISP |  | Active | Application Review In Progress |  | Not Started | No |  |  | Photovoltaic(5000) | 4.999 | San Bernardino | CA | 2025-11-30 | 2025-11-30 | 34.797664, -117.346547 |  |  | Rurals | [7 empty] | Check | Check | Check |  | 1 |  | FALSE | [14 empty] | 0 | 0
WDT10259 |  | 2023-08-02 | 2023-09-18 | WDAT | GIP-Fast Track | Fast Track | Inactive | Withdrawn | 2024-03-19 | Withdrawn (No Agrmt) | N/A |  |  | Photovoltaic(1980) | 1.98 | San Bernardino | CA | 2024-06-30 | 2024-06-30 | 34.398462, -117.403670 |  |  | Rurals | [7 empty] | Check | Check | Check |  | 1 |  | FALSE | [14 empty] | 0 | 0
WDT10258 |  | 2023-08-02 | 2023-08-16 | WDAT | GIP-Fast Track | Fast Track | Inactive | Withdrawn | 2023-09-12 | Withdrawn (No Agrmt) | N/A |  |  | Photovoltaic(1980) | 1.98 | San Bernardino | CA | 2024-06-30 | 2024-06-30 | 34.398462, -117.403670 |  |  | Rurals | [7 empty] | Check | Check | Check |  | 1 |  | FALSE | [14 empty] | 0 | 0
WDT10095 |  | 2023-08-21 | 2023-09-07 | WDAT | GIP-Fast Track | Fast Track | Inactive | Withdrawn | 2024-03-19 |  |  |  |  | Internal Combustion Engine - Natural Gas Fueled() | 5 | San Bernardino | CA | 2021-12-20 | 2021-12-20 | 34-9'8.98"N, 117-13'54.45W |  |  | Desert |  | San Bernardino 220/66 | Other | San Bernardino | 230 |  |  | Check | Check | Check |  | 1 |  | FALSE | [14 empty] | 0 | 0
WDT10256 |  | 2023-08-02 | 2023-10-16 | WDAT | GIP-Fast Track | Fast Track | Inactive | Withdrawn | 2024-01-10 | Withdrawn (No Agrmt) | N/A |  |  | Photovoltaic(1980) | 1.98 | Los Angeles | CA | 2024-06-30 | 2024-06-30 | 34.720161, -118.183925 |  |  | North Coast | [7 empty] | Check | Check | Check |  | 1 |  | FALSE | [14 empty] | 0 | 0
WDT10255 |  | 2023-08-02 | 2023-08-21 | WDAT | GIP - ISP | ISP | Inactive | Withdrawn | 2023-09-12 | Withdrawn (No Agrmt) | N/A |  |  | Photovoltaic(1980) | 1.98 | Los Angeles | CA | 2024-06-30 | 2024-06-30 | 34.720161, -118.183925 |  |  | North Coast | [7 empty] | Check | Check | Check |  | 1 |  | FALSE | [14 empty] | 0 | 0
WDT10253 |  | 2023-08-02 | 2023-08-21 | WDAT | GIP-Fast Track | Fast Track | Inactive | Withdrawn | 2023-09-12 | Withdrawn (No Agrmt) | N/A |  |  | Photovoltaic(1980) | 1.98 | Los Angeles | CA | 2024-06-30 | 2024-06-30 | 34.720161, -118.183925 |  |  | North Coast | [7 empty] | Check | Check | Check |  | 1 |  | FALSE | [14 empty] | 0 | 0
WDT10637 |  | 2024-11-13 | 2024-12-12 | WDAT | GIP-Fast Track | Fast Track | Active | IA Negotiation |  | In Draft | No |  |  |  | 2.896 | Los Angeles | CA | 2025-07-24 | 2025-07-24 | Piute 66/12 (D) |  |  | North Coast |  | Antelope 220/66 | Piute 66/12 (D) | Not in Previous Cycle | Not in Previous Cycle |  |  | Check | Check | Check |  | 1 |  | FALSE | [14 empty] | 0 | 0
WDT10245 |  | 2023-06-23 | 2023-12-04 | WDAT | GIP - ISP | ISP | Inactive | Withdrawn |  | Withdrawn (No Agrmt) | N/A |  |  | Other(5000)/Energy Storage(5000) | 4.94 | San Bernardino | CA | 2025-05-31 | 2025-05-31 | Lucerne 33/12 (D) |  |  | Rurals |  | Victor 220/115 | Lucerne 33/12 (D) |  |  |  |  | Check | Check | Check |  | 1 |  | FALSE | [14 empty] | 0 | 0
WDT10538 |  | 2025-01-02 | 2025-02-19 | WDAT | GIP-Fast Track | Fast Track | Active | Supplemental Review In Progress |  | Not Started | No |  |  |  | 1.997 | San Bernardino | CA | 2027-09-21 | 2027-09-21 | Lucerne 33/12 (D) |  |  | Rurals |  | Victor 220/115 | Lucerne 33/12 (D) | Not in Previous Cycle | Not in Previous Cycle |  |  | Check | Check | Check |  | 1 |  | FALSE | [14 empty] | 0 | 0
WDT10749 |  | 2025-05-09 | 2025-05-28 | WDAT | RIP-Fast Track | Fast Track | Active | Application Review In Progress |  | Not Started | No |  |  |  | 0.56 | Los Angeles | CA | 2026-08-31 | 2026-08-31 | 33.977358, -118.121024 |  |  | Metro West |  |  |  | Not in Previous Cycle | Not in Previous Cycle |  |  | Check | Check | Check |  | 1 |  | FALSE | [14 empty] | 0 | 0
WDT10709 |  | 2025-04-29 | 2025-05-13 | WDAT | RIP-Fast Track | Fast Track | Active | Fast Track Initial Review In Progress |  | Not Started | No |  |  |  | 1.998 | San Bernardino | CA | 2027-02-01 | 2027-02-01 | 34.9266, -116.6760 |  |  | Rurals |  |  |  | Not in Previous Cycle | Not in Previous Cycle |  |  | Check | Check | Check |  | 1 |  | FALSE | [14 empty] | 0 | 0
WDT10467 |  | 2024-03-05 | 2024-04-22 | WDAT | GIP-Fast Track | Fast Track | Active | Pending-Withdrawn |  | Not Started | No |  |  | Photovoltaic(4000) | 2 | Los Angeles | CA | 2024-09-01 | 2024-09-01 | Little Rock 66/12 (D) |  |  | North Coast |  | Antelope 220/66 | Little Rock 66/12 (D) |  |  |  |  | Check | Check | Check |  | 1 |  | FALSE | [14 empty] | 0 | 0
WDT10457 |  | 2024-03-04 | 2024-07-08 | WDAT | GIP-Fast Track | Fast Track | Inactive | Withdrawn |  | Withdrawn (No Agrmt) | N/A |  |  | Photovoltaic(3000) | 3 | Los Angeles | CA | 2025-11-30 | 2025-11-30 | Oasis 66/12 (D) |  |  | North Coast |  | Antelope 220/66 | Oasis 66/12 (D) |  |  |  |  | Check | Check | Check |  | 1 |  | FALSE | [14 empty] | 0 | 0
WDT10547 |  | 2024-07-23 | 2024-08-05 | WDAT | GIP-Fast Track | Fast Track | [7 empty] | Energy Storage(5) | 2 | Los Angeles | CA | 2024-12-13 | 2024-12-13 | Little Rock 66/12 (D) |  |  | North Coast |  | Antelope 220/66 | Little Rock 66/12 (D) |  |  |  |  | Check | Check | Check |  | 1 |  | FALSE | [14 empty] | 0 | 0
WDT10219 |  | 2023-07-20 | 2023-09-21 | WDAT | GIP - ISP | ISP | Inactive | Withdrawn |  | Withdrawn (No Agrmt) | N/A |  |  | Energy Storage(6300) | 4.916 | Los Angeles | CA | 2025-04-01 | 2025-04-01 | Wilsona 66/12kV |  |  | North Coast |  |  | Wilsona 66/12kV |  |  |  |  | Check | Check | Check |  | 1 |  | FALSE | [14 empty] | 0 | 0
WDT10705 |  | 2025-03-06 | 2025-04-15 | WDAT | RIP-Fast Track | Fast Track | Active | Supplemental Review In Progress |  | Not Started | No |  |  |  | 1.981 | Los Angeles | CA | 2028-01-11 | 2028-01-11 | 34.586837, -117.792662 |  |  | North Coast |  |  |  | Not in Previous Cycle | Not in Previous Cycle |  |  | Check | Check | Check |  | 1 |  | FALSE | [14 empty] | 0 | 0
WDT10600 |  | 2025-01-02 | 2025-02-26 | WDAT | GIP-Fast Track | Fast Track | Active | Supplemental Review In Progress |  | Not Started | No |  |  |  | 1.968 | Los Angeles | CA | 2028-03-21 | 2028-03-21 | 34.586837, -117.792662 |  |  | North Coast |  |  |  | Not in Previous Cycle | Not in Previous Cycle |  |  | Check | Check | Check |  | 1 |  | FALSE | [14 empty] | 0 | 0
WDT10599 |  | 2025-01-02 | 2025-02-11 | WDAT | GIP-Fast Track | Fast Track | Inactive | Withdrawn |  | Withdrawn (No Agrmt) | N/A |  |  |  | 1.981 | Los Angeles | CA | 2028-01-11 | 2028-01-11 | 34.586837, -117.792662 |  |  | North Coast |  |  |  | Not in Previous Cycle | Not in Previous Cycle |  |  | Check | Check | Check |  | 1 |  | FALSE | [14 empty] | 0 | 0
WDT10642 |  | 2024-11-13 | 2024-12-20 | WDAT | GIP-Fast Track | Fast Track | Active | Pending-Withdrawn |  | Not Started | No |  |  |  | 2.896 | Los Angeles | CA | 2025-07-24 | 2025-07-24 | Little Rock 66/12 (D) |  |  | North Coast |  | Antelope 220/66 | Little Rock 66/12 (D) | Not in Previous Cycle | Not in Previous Cycle |  |  | Check | Check | Check |  | 1 |  | FALSE | [14 empty] | 0 | 0
WDT10755 |  | 2025-05-12 |  | WDAT | RIP-Fast Track | Fast Track | Active | Application Review In Progress |  | Not Started | No |  |  |  | 2 | Riverside | CA | 2026-08-31 | 2026-08-31 | 33.774406, -117.208897 |  |  | San Jacinto Valley |  |  |  | Not in Previous Cycle | Not in Previous Cycle |  |  | Check | Check | Check |  | 1 |  | FALSE | [14 empty] | 0 | 0
WDT10753 |  | 2025-05-09 |  | WDAT | RIP-Fast Track | Fast Track | Active | Application Review In Progress |  | Not Started | No |  |  |  | 2 | Riverside | CA | 2026-08-31 | 2026-08-31 | 33.774450, -117.209253 |  |  | San Jacinto Valley |  |  |  | Not in Previous Cycle | Not in Previous Cycle |  |  | Check | Check | Check |  | 1 |  | FALSE | [14 empty] | 0 | 0
WDT10754 |  | 2025-05-09 |  | WDAT | RIP-Fast Track | Fast Track | Active | Application Review In Progress |  | Not Started | No |  |  |  | 2 | Riverside | CA | 2026-08-31 | 2026-08-31 | 33.774447, -117.209331 |  |  | San Jacinto Valley |  |  |  | Not in Previous Cycle | Not in Previous Cycle |  |  | Check | Check | Check |  | 1 |  | FALSE | [14 empty] | 0 | 0
WDT10702 |  | 2025-03-13 | 2025-03-26 | WDAT | RIP-Fast Track | Fast Track | Active | Supplemental Review In Progress |  | Not Started | No |  |  |  | 1.969 | San Bernardino | CA | 2027-11-07 | 2027-11-07 | Phelan 115/12 (D) |  |  | Rurals |  | Victor 220/115 | Phelan 115/12 (D) | Not in Previous Cycle | Not in Previous Cycle |  |  | Check | Check | Check |  | 1 |  | FALSE | [14 empty] | 0 | 0
WDT10703 |  | 2025-03-13 | 2025-04-29 | WDAT | RIP-Fast Track | Fast Track | Active | Supplemental Review In Progress |  | Not Started | No |  |  |  | 1.992 | San Bernardino | CA | 2027-11-07 | 2027-11-07 | Phelan 115/12 (D) |  |  | Rurals |  | Victor 220/115 | Phelan 115/12 (D) | Not in Previous Cycle | Not in Previous Cycle |  |  | Check | Check | Check |  | 1 |  | FALSE | [14 empty] | 0 | 0
WDT10636 |  | 2024-11-13 | 2024-12-30 | WDAT | GIP-Fast Track | Fast Track | Active | Supplemental Review In Progress |  | Not Started | No |  |  |  | 2.896 | Kern | CA | 2025-07-24 | 2025-07-24 | Great Lakes 66/12 (D) |  |  | North Coast |  | Antelope 220/66 | Great Lakes 66/12 (D) | Not in Previous Cycle | Not in Previous Cycle |  |  | Check | Check | Check |  | 1 |  | FALSE | [14 empty] | 0 | 0
WDT10366 |  | 2023-10-09 | 2023-11-27 | WDAT | GIP - ISP | ISP | Inactive | Withdrawn | 2024-01-02 | Withdrawn (No Agrmt) | N/A |  |  | Photovoltaic(2.8) | 4.9993 | Kern | CA | 2025-09-01 | 2025-09-01 | 35°6’35.04” N, 118°23’47.62” W |  |  | North Coast | [7 empty] | Check | Check | Check |  | 1 |  | FALSE | [14 empty] | 0 | 0
WDT10622 |  | 2024-10-07 | 2025-04-09 | WDAT | GIP-Fast Track | Fast Track | Active | Fast Track Initial Review In Progress |  | Not Started | No |  |  | Photovoltaic(2.04)/Energy Storage(2) | 1.992 | Tulare | CA | 2025-09-26 | 2025-09-26 | 35.957042,, -119.051757 |  |  | San Joaquin |  |  |  | Not in Previous Cycle | Not in Previous Cycle |  |  | Check | Check | Check |  | 1 |  | FALSE | [14 empty] | 0 | 0
WDT10545 |  | 2024-10-03 | 2025-01-13 | WDAT | GIP-Fast Track | Fast Track | Inactive | Withdrawn | 2025-02-21 | Withdrawn (No Agrmt) | N/A |  |  | Photovoltaic(1.02)/Energy Storage(450) | 0 | Tulare | CA | 2025-09-26 | 2025-09-26 | 35.964191, -119.072078 |  |  | San Joaquin | [7 empty] | Check | Check | Check |  | 1 |  | FALSE | [14 empty] | 0 | 0
WDT10550 |  | 2024-07-09 | 2024-08-23 | WDAT | GIP-Fast Track | Fast Track | [7 empty] | Photovoltaic(500) | 4 | Ventura | CA | 2026-11-15 | 2026-11-15 | Casitas 66/16 (D) |  |  | North Coast |  | Santa Clara 220/66 | Casitas 66/16 (D) |  |  |  |  | Check | Check | Check |  | 1 |  | FALSE | [14 empty] | 0 | 0
WDT10553 |  | 2024-07-09 | 2024-08-26 | WDAT | GIP-Fast Track | Fast Track | [7 empty] | Energy Storage(4) | 4 | Ventura | CA | 2026-11-15 | 2026-11-15 | Saticoy 66/16 (D) |  |  | North Coast |  | Santa Clara 220/66 | Saticoy 66/16 (D) |  |  |  |  | Check | Check | Check |  | 1 |  | FALSE | [14 empty] | 0 | 0
WDT10502 |  | 2024-04-29 | 2024-09-26 | WDAT | GIP - ISP | ISP | Inactive | Withdrawn |  | Withdrawn (No Agrmt) | N/A |  |  | Energy Storage(49.92) | 45 | Ventura | CA | 2026-06-01 | 2026-06-01 | 34.25511111, -119.24247778 |  |  | North Coast |  | SANTA CLARA |  | Santa Clara | 230 |  |  | Check | Check | Check |  | 1 |  | FALSE | [14 empty] | 0 | 0
WDT10683 |  | 2025-04-18 | 2025-05-22 | WDAT | RIP-Fast Track | Fast Track | Active | Application Review In Progress |  | Not Started | No |  |  |  | 4 | Ventura | CA | 2026-09-01 | 2026-09-01 | San Miguel 66/16 (D) |  |  | North Coast |  | Santa Clara 220/66 | San Miguel 66/16 (D) | Not in Previous Cycle | Not in Previous Cycle |  |  | Check | Check | Check |  | 1 |  | FALSE | [14 empty] | 0 | 0
WDT10233 |  | 2023-10-24 | 2023-11-07 | WDAT | GIP-Fast Track | Fast Track | Active | Pending-Withdrawn |  | Not Started | No |  |  | Other(10000) | 1 | San Bernardino | CA | 2024-01-15 | 2024-01-15 | 45.346, 67.345 |  |  | Rurals | [7 empty] | Check | Check | Check |  | 1 |  | FALSE | [14 empty] | 0 | 0
WDT10178 |  | 2023-05-31 | 2023-08-02 | WDAT | GIP - ISP | ISP | Inactive | Withdrawn |  | Withdrawn (No Agrmt) | N/A |  |  | Photovoltaic(5000)/Energy Storage(8000) | 4.94 | Kern | CA | 2025-05-31 | 2025-05-31 | Cantil 33/12 (D) |  |  |  |  | Kramer 220/115 | Cantil 33/12 (D) |  |  |  |  | Check | Check | Check |  | 1 |  | FALSE | [14 empty] | 0 | 0
WDT10125 |  | 2023-05-30 | 2023-07-22 | WDAT | GIP - ISP | ISP | Inactive | Withdrawn |  | Withdrawn (No Agrmt) | N/A |  |  | Photovoltaic(4.54) | 3 | Kern | CA | 2024-10-01 | 2024-10-01 | 35°18’48.29”N, 117°57’1.07”W | [10 empty] | Check | Check | Check |  | 1 |  | FALSE | [14 empty] | 0 | 0
WDT10373 |  | 2023-09-01 | 2023-09-26 | WDAT | GIP-Fast Track | Fast Track | [5 empty] | 2024-03-05 |  | Photovoltaic(120)/Photovoltaic(80) | 0.68 |  |  | 2025-01-15 | 2025-01-15 | 33.9790026, -118.1518047 | [10 empty] | Check | Check | Check |  | 1 |  | FALSE | [14 empty] | 0 | 0
WDT10616 |  | 2024-09-30 | 2025-01-14 | WDAT | GIP-Fast Track | Fast Track | Inactive | Withdrawn | 2025-02-21 | Withdrawn (No Agrmt) | N/A |  |  | Photovoltaic(2.04)/Energy Storage(2) | 1.992 |  |  | 2025-09-26 | 2025-09-26 | 36.074858,, -119.125346 | [6 empty] | Not in Previous Cycle | Not in Previous Cycle |  |  | Check | Check | Check |  | 1 |  | FALSE | [14 empty] | 0 | 0

## PGE WDAT - 06.02.2025
PG&E Wholesale Distribution Queue Posted: |  |  | 2025-05-28
Interconnection Requests Received Through: |  |  | 2025-04-30
1 | 2 | 3 | 4 | 5 | 6 | 7 | 8 | 9 | 10 | 11 | 12 | 13 | 14 | 15 | 16 | 17 | 18 | 19 | 20 | 21 | 22 | E3 Added Columns >>>
Date Interconnection Request Received by PG&E | Revised Queue Number (5/31/12) | Interconnection Process Type Applied For | Current Process Type | Current Interconnection Request Status | Customer Requested COD (from application) | Updated Commercial Operation Date | Actual In-Service Date | Facility County | Substation | Generation Type | Summer Max Capacity (MW) | Date Interconnection Request Deemed Complete | Date Initial Review Provided to Applicant | Initial Review Results (and Fail Reasons if Failed) | Date Supplemental Review Provided To Applicant | Supplemental Review Results (and Fail Reasons if Failed) | Electrical Independence Test Results | Date System Impact Study / Phase 1 Provided To Applicant | Date Facilities Study / Phase 2 Provided To Applicant | Interconnection Agreement Status | Notes | Substation Name from Previous Cycle | Rating from Previous Cycle | Additional substation name matches from previous cycle | Additional substation rating matches from previous cycle | Additional substation name matches from substation list | Additional substation rating matches from substation list | TPD Fraction | Net MW Deliverable to Grid | Check substation list | Include? | Mapping Substation Name | Voltage | Distributed Solar | Solar | Wind | Offshore Wind | Geothermal | Biomass | Battery FCDS | Battery Total | Battery | Storage | Online Already | Executed IA
2006-02-23 | 0001-WD | Independent Study | Independent Study | In Service | Not Provided | 6/15/2009 | 5/6/2009 | CONTRA COSTA | WILLOW PASS SUB | Engine | 3.852 | 3/30/2006 | N/A | N/A | N/A | N/A | N/A | 8/3/2006 | 3/8/2007 | Executed | No former queue position |  |  |  |  | Willow Pass | 115 |  |  | TRUE | FALSE | Willow Pass | 115 | [10 empty] | 1 | 1
2006-09-22 | 0002-WD | Fast Track | Fast Track | Withdrawn | 1/1/2008 | Withdrawn | Withdrawn | Withdrawn | Withdrawn | Other | 1 | Complete | Withdrawn | Withdrawn | Withdrawn | Withdrawn | Withdrawn | Withdrawn | Withdrawn | Withdrawn | No former queue position |  |  |  |  | Withdrawn |  |  |  | FALSE | FALSE | Withdrawn | [11 empty] | 0 | 0
2007-03-21 12:00 | 0003-WD | Fast Track | Independent Study | In Service | 8/8/2008 | 8/11/2008 | 8/1/2008 | UNINC EL DORADO | PLACERVILLE SUB | Hydro | 0.375 | 4/27/2007 | 5/21/2007 | Fail Screens: 10 | N/A | N/A | N/A | 8/10/2007 | 2/8/2008 | Executed | No former queue position |  |  |  |  | Placerville | 115 |  |  | TRUE | FALSE | Placerville | 115 | [10 empty] | 1 | 1
2007-03-21 12:00 | 0004-WD | Fast Track | Independent Study | In Service | 5/22/2009 | 5/22/2009 | 3/12/2009 | UNINC EL DORADO | PLACERVILLE SUB | Hydro | 0.58 | 4/27/2007 | 5/21/2007 | Fail Screens: 10 | N/A | N/A | N/A | 8/16/2007 | 2/20/2008 | Executed | No former queue position |  |  |  |  | Placerville | 115 |  |  | TRUE | FALSE | Placerville | 115 | [10 empty] | 1 | 1
2007-06-07 | 0005-WD | Fast Track | Independent Study | In Service | 1/6/2009 | 9/1/2008 | 11/25/2008 | YUBA | WHEATLAND SUB | Engine | 1.6 | 7/16/2007 | 8/6/2007 | Fail Screens: 10 | N/A | N/A | N/A | 11/1/2007 | 7/25/2008 | Executed | No former queue position |  |  |  |  | Wheatland |  |  |  | FALSE | FALSE | Wheatland | [11 empty] | 1 | 1
2007-06-15 | 0006-WD | Independent Study | Independent Study | In Service | 3/31/2011 | 2/1/2010 | 9/13/2011 | ALAMEDA | OAKLAND L SUB | Engine | 4.5 | 1/11/2008 | N/A | N/A | N/A | N/A | N/A | 4/23/2008 | 3/31/2009 | Executed | Former queue position: W2 |  |  |  |  | Oakland L | 115 |  |  | TRUE | FALSE | Oakland L | 115 | [10 empty] | 1 | 1
2007-11-16 | 0007-WD | Fast Track | Independent Study | Withdrawn | Not Provided | Withdrawn | Withdrawn | ALAMEDA | HERDLYN SUB | Solar PV | 2 | 12/12/2007 | Withdrawn | Withdrawn | Withdrawn | Withdrawn | Withdrawn | Withdrawn | Withdrawn | Withdrawn | Former queue position: W3 |  |  |  |  | Herdlyn |  |  |  | FALSE | FALSE | Herdlyn |  |  | 2 | [8 empty] | 0 | 0
2008-03-30 | 0008-WD | Independent Study | Independent Study | Withdrawn | Not Provided | Withdrawn | Withdrawn | SHASTA | WHITMORE SUB | Solar PV | 0.52 | 05/05/2008 | Withdrawn | Withdrawn | Withdrawn | Withdrawn | Withdrawn | Withdrawn | Withdrawn | Withdrawn | Former queue position: W3a |  |  |  |  | Whitmore |  |  |  | FALSE | FALSE | Whitmore |  |  | 0.52 | [8 empty] | 0 | 0
2008-04-15 | 0009-WD | Independent Study | Independent Study | In Service | 11/1/2009 | 7/1/2009 | 11/20/2009 | SANTA CRUZ | PAUL SWEET SUB | Engine | 2 | 7/16/2008 | N/A | N/A | N/A | N/A | N/A | 4/1/2011 | 1/27/2009 | Executed | No former queue position |  |  |  |  | Paul Sweet | 115 |  |  | TRUE | FALSE | Paul Sweet | 115 | [10 empty] | 1 | 1
2008-06-02 | 0010-WD | Independent Study | Independent Study | Withdrawn | Not Provided | Withdrawn | Withdrawn | SIERRA | ALLEGHANY SUB | Hydro | 0.05 | 9/8/2010 | Withdrawn | Withdrawn | Withdrawn | Withdrawn | Withdrawn | Withdrawn | Withdrawn | Withdrawn | Former queue position: W4 |  |  |  |  | Alleghany |  |  |  | FALSE | FALSE | Alleghany | [11 empty] | 0 | 0
2008-07-14 | 0011-WD | Independent Study | Independent Study | In Service | 7/8/2009 | 3/24/2009 |  | MONTEREY | CASTROVILLE SUB | Engine, Turbine | 5.069 | 8/7/2008 | N/A | N/A | N/A | N/A | N/A | 12/19/2008 | N/A | Executed | Former queue position: W5 | not found |  |  |  | Castroville |  |  |  | FALSE | FALSE | Castroville | [11 empty] | 1 | 1
2008-07-28 | 0012-WD | Fast Track | Independent Study | Withdrawn | Not Provided | Withdrawn | Withdrawn | SANTA CRUZ | BEN LOMOND SUB | Hydro | 0.06 | 12/19/2008 | Withdrawn | Withdrawn | Withdrawn | Withdrawn | Withdrawn | Withdrawn | Withdrawn | Withdrawn | Former queue position: W6 |  |  |  |  | Ben Lomond |  |  |  | FALSE | FALSE | Ben Lomond | [11 empty] | 0 | 0
2008-09-12 | 0013-WD | Independent Study | Independent Study | Withdrawn | Not Provided | Withdrawn | Withdrawn | KERN | LAMONT SUB | Reciprocating Engine | 1.6 | Complete | Withdrawn | Withdrawn | Withdrawn | Withdrawn | Withdrawn | Withdrawn | Withdrawn | Withdrawn | Duplicate entry; former queue position: W7 |  |  |  |  | Lamont | 115 |  |  | TRUE | FALSE | Lamont | 115 | [10 empty] | 0 | 0
2008-09-22 | 0014-WD | Independent Study | Independent Study | In Service | 3/15/2012 | 12/21/2012 | 4/10/2013 | MONTEREY | GONZALES SUB | Engine | 1.416 | 9/22/2008 | N/A | N/A | N/A | N/A | N/A | 1/19/2010 | N/A | Executed | Former queue position: W8 |  |  |  |  | Gonzales |  |  |  | FALSE | FALSE | Gonzales | [11 empty] | 1 | 1
2008-09-26 | 0015-WD | Independent Study | Independent Study | In Service | 6/30/2010 | 4/28/2011 | 4/28/2011 | MERCED | EL CAPITAN SUB | Steam Turbine | 0.75 | Complete | N/A | N/A | N/A | N/A | N/A | 3/10/2010 | 10/19/2010 | Executed | Former queue position: W9 |  |  |  |  | El Capitan |  |  |  | FALSE | FALSE | El Capitan | [11 empty] | 1 | 1
2008-10-03 | 0016-WD | Independent Study | Independent Study | Withdrawn | Not Provided | Withdrawn | Withdrawn | KERN | TEMBLOR SUB | Solar PV | 17 | 12/23/2008 | Withdrawn | Withdrawn | Withdrawn | Withdrawn | Withdrawn | Withdrawn | Withdrawn | Withdrawn | Former queue position: W10 |  |  |  |  | Temblor | 115 |  |  | TRUE | FALSE | Temblor | 115 |  | 17 | [8 empty] | 0 | 0
2008-11-05 12:55 | 0017-WD | Independent Study | Independent Study | In Service | Not Provided | In Service | 6/14/2010 | SANTA BARBARA | SANTA MARIA SUB | Engine | 1.426 | 12/9/2008 | N/A | N/A | N/A | N/A | N/A | 8/2/2009 | N/A | Executed | Former queue position: W11 |  |  |  |  | Santa Maria |  |  |  | FALSE | FALSE | Santa Maria | [11 empty] | 1 | 1
2008-11-12 09:21 | 0018-WD | Independent Study | Independent Study | In Service | Not Provided | 12/22/2009 | 12/22/2009 | SOLANO | VACA DIXON SUB | Solar PV | 2.5 | 3/5/2009 | N/A | N/A | N/A | N/A | N/A | 5/19/2009 | 8/7/2009 | Executed | No former queue position |  |  |  |  | Vaca Dixon | 500 |  |  | TRUE | FALSE | Vaca Dixon | 500 |  | 2.5 | [8 empty] | 1 | 1
2008-11-19 16:39 | 0019-WD | Independent Study | Independent Study | Withdrawn | Not Provided | Withdrawn | Withdrawn | TULARE | SAND CREEK SUB | Solar PV | 1.5 | 1/27/2009 | Withdrawn | Withdrawn | Withdrawn | Withdrawn | Withdrawn | Withdrawn | Withdrawn | Withdrawn | Former queue position: W12 |  |  |  |  | Sand Creek |  |  |  | FALSE | FALSE | Sand Creek |  |  | 1.5 | [8 empty] | 0 | 0
2009-01-11 | 0020-WD | Independent Study | Independent Study | In Service | 6/17/2009 | 6/17/2019 | 6/2/2009 | SAN JOAQUIN | METTLER SUB | Reciprocating Engine | 0.3 | Complete | N/A | N/A | N/A | N/A | N/A |  | N/A | Executed | No former queue position |  |  |  |  | Mettler |  |  |  | FALSE | FALSE | Mettler | [11 empty] | 1 | 1
2009-02-10 18:36 | 0021-WD | Independent Study | Independent Study | In Service | Not Provided | 9/9/2010 | 8/12/2010 | SAN FRANCISCO | SAN FRAN L SUB | Solar PV | 4.3875 | 3/5/2009 | N/A | N/A | N/A | N/A | N/A | 4/23/2009 | 2009-10-21 | Executed | Former queue position: W15 |  |  |  |  | San Fran L |  |  |  | FALSE | FALSE | San Fran L |  |  | 4.3875 | [8 empty] | 1 | 1
2009-02-13 | 0022-WD | Independent Study | Independent Study | Withdrawn | Not Provided | Withdrawn | Withdrawn | KERN | ANTELOPE SUB | Solar PV | 10.5 | 2009-03-06 | Withdrawn | Withdrawn | Withdrawn | Withdrawn | Withdrawn | Withdrawn | Withdrawn | Withdrawn | Former queue position: W13 |  |  |  |  | Antelope | 500 |  |  | TRUE | FALSE | Antelope | 500 |  | 10.5 | [8 empty] | 0 | 0
2009-02-13 | 0023-WD | Independent Study | Independent Study | In Service | 12/1/2013 | 4/10/2015 | 3/16/2015 | KERN | BLACKWELL SUB | Solar PV | 12 | 5/6/2009 | N/A | N/A | N/A | N/A | N/A |  | N/A | Executed | Former queue position: W14 | not found |  |  |  | Blackwell |  |  |  | FALSE | FALSE | Blackwell |  |  | 12 | [8 empty] | 1 | 1
2009-03-10 | 0024-WD | Independent Study | Independent Study | In Service | 6/8/2010 | 6/8/2010 | 4/5/2010 | NEVADA | HIGGINS SUB | Hydro | 0.037 | 3/24/2009 | N/A | N/A | N/A | N/A | N/A |  | 6/29/2009 | Executed | Former queue position: W16 |  |  |  |  | Higgins | 115 |  |  | TRUE | FALSE | Higgins | 115 | [10 empty] | 1 | 1
2009-03-11 14:23 | 0025-WD | Independent Study | Independent Study | In Service | Not Provided | 4/28/2010 | 8/31/2009 | NEVADA | HIGGINS SUB | Hydro | 0.522 | 4/6/2009 | N/A | N/A | N/A | N/A | N/A | 6/3/2009 | 7/24/2009 | Executed | No former queue position |  |  |  |  | Higgins | 115 |  |  | TRUE | FALSE | Higgins | 115 | [10 empty] | 1 | 1
2009-03-30 | 0026-WD | Independent Study | Independent Study | In Service | 12/24/2012 | 7/15/2013 |  | YUBA | WHEATLAND SUB | Turbine | 3.2 | 4/10/2009 | N/A | N/A | N/A | N/A | N/A | 7/24/2009 | 8/21/2011 | Executed | Former queue position: W17 |  |  |  |  | Wheatland |  |  |  | FALSE | FALSE | Wheatland | [11 empty] | 1 | 1
2009-05-14 | 0027-WD | Independent Study | Independent Study | Withdrawn | Not Provided | Withdrawn | Withdrawn | KERN | TEMBLOR SUB | Solar PV | 20 | 2009-06-10 | Withdrawn | Withdrawn | Withdrawn | Withdrawn | Withdrawn | Withdrawn | Withdrawn | Withdrawn | Former queue position: W18 |  |  |  |  | Temblor | 115 |  |  | TRUE | FALSE | Temblor | 115 |  | 20 | [8 empty] | 0 | 0
2009-06-05 12:51 | 0028-WD | Independent Study | Independent Study | In Service | 12/24/2012 | 6/17/2013 | 5/2/2013 | SOLANO | PEABODY SUB | Turbine | 1.5 | 7/9/2009 | N/A | N/A | N/A | N/A | N/A | 10/26/2009 | 10/3/2011 | Executed | Former queue position: W21 |  |  |  |  | Peabody | 230 |  |  | TRUE | FALSE | Peabody | 230 | [10 empty] | 1 | 1
2009-06-17 | 0029-WD | Independent Study | Independent Study | In Service | 5/1/2010 | 6/30/2011 | 6/3/2011 | KINGS | AVENAL SUB | Solar PV | 5.76 | 7/21/2009 | N/A | N/A | N/A | N/A | N/A | 3/2/2010 | 9/10/2010 | Executed | Former queue position: W20 | not found |  |  |  | Avenal |  |  |  | FALSE | FALSE | Avenal |  |  | 5.76 | [8 empty] | 1 | 1
2009-06-25 | 0030-WD | Independent Study | Independent Study | Withdrawn | Not Provided | Withdrawn | Withdrawn | PLACER | BONNIE NOOK SUB | Solar PV | 0 | 8/17/2009 | Withdrawn | Withdrawn | Withdrawn | Withdrawn | Withdrawn | Withdrawn | Withdrawn | Withdrawn | No former queue position |  |  |  |  | Bonnie Nook |  |  |  | FALSE | FALSE | Bonnie Nook |  |  | 0 | [8 empty] | 0 | 0
2009-07-03 12:30 | 0031-WD | Independent Study | Independent Study | Withdrawn | Not Provided | Withdrawn | Withdrawn | MERCED | MERCED FALLS SUB | Solar PV | 6 | 8/13/2009 | Withdrawn | Withdrawn | Withdrawn | Withdrawn | Withdrawn | Withdrawn | Withdrawn | Withdrawn | Former queue position: W28 |  |  |  |  | Merced Falls |  |  |  | FALSE | FALSE | Merced Falls |  |  | 6 | [8 empty] | 0 | 0
2009-07-03 12:32 | 0032-WD | Independent Study | Independent Study | In Service | 6/1/2011 | 4/24/2015 | 4/20/2015 | KERN | GOOSE LAKE SUB | Solar PV | 15 | 8/4/2009 | N/A | N/A | N/A | N/A | N/A | 10/14/2010 | 6/25/2012 | Executed | Former queue position: W25 | Goose Lake | 115 |  |  | Goose Lake | 115 |  |  | TRUE | FALSE | Goose Lake | 115 |  | 15 | [8 empty] | 1 | 1
2009-07-03 12:35 | 0033-WD | Independent Study | Independent Study | Withdrawn | Not Provided | Withdrawn | Withdrawn | KERN | SMYRNA SUB | Solar PV | 10 | 8/4/2009 | Withdrawn | Withdrawn | Withdrawn | Withdrawn | Withdrawn | Withdrawn | Withdrawn | Withdrawn | Former queue position: W26 |  |  |  |  | Smyrna | 115 |  |  | TRUE | FALSE | Smyrna | 115 |  | 10 | [8 empty] | 0 | 0
2009-07-16 12:59 | 0034-WD | Independent Study | Independent Study | Withdrawn | Not Provided | Withdrawn | Withdrawn | MADERA | STOREY SUB | Solar PV | 0.036 | 8/13/2009 | Withdrawn | Withdrawn | Withdrawn | Withdrawn | Withdrawn | Withdrawn | Withdrawn | Withdrawn | Former queue position: W27 |  |  |  |  | Storey | 230 |  |  | TRUE | FALSE | Storey | 230 |  | 0.036 | [8 empty] | 0 | 0
2009-07-20 | 0035-WD | Independent Study | Independent Study | In Service | 5/30/2011 | 12/31/2010 | 5/27/2011 | KINGS | AVENAL SUB | Solar PV | 0.036 | Complete | N/A | N/A | N/A | N/A | N/A | 10/1/2009 | 1/31/2010 | Executed | Former queue position: W19 |  |  |  |  | Avenal |  |  |  | FALSE | FALSE | Avenal |  |  | 0.036 | [8 empty] | 1 | 1
2009-07-20 | 0036-WD | Independent Study | Independent Study | In Service | 5/30/2011 | 12/1/2010 | 5/18/2011 | KINGS | AVENAL SUB | Solar PV | 0.054 | Complete | N/A | N/A | N/A | N/A | N/A | 9/15/2009 | 5/17/2010 | Executed | Former queue position: W22 |  |  |  |  | Avenal |  |  |  | FALSE | FALSE | Avenal |  |  | 0.054 | [8 empty] | 1 | 1
2009-07-20 | 0037-WD | Independent Study | Independent Study | Withdrawn | 7/14/2010 | Withdrawn | Withdrawn | ALAMEDA | NEWARK SUB | Reciprocating Engine | 0.32 | 8/5/2009 | Withdrawn | Withdrawn | Withdrawn | Withdrawn | Withdrawn | Withdrawn | Withdrawn | Withdrawn | Former queue position: W23 |  |  |  |  | Newark | 230 |  |  | TRUE | FALSE | Newark | 230 | [10 empty] | 0 | 0
2009-07-20 | 0038-WD | Independent Study | Independent Study | Withdrawn | Not Provided | Withdrawn | Withdrawn | SANTA CLARA | EDENVALE SUB | Reciprocating Engine | 0.42 | 2009-08-05 | Withdrawn | Withdrawn | Withdrawn | Withdrawn | Withdrawn | Withdrawn | Withdrawn | Withdrawn | Former queue position: W24 |  |  |  |  | Edenvale | 115 |  |  | TRUE | FALSE | Edenvale | 115 | [10 empty] | 0 | 0
2009-07-22 14:46 | 0039-WD | Independent Study | Independent Study | Withdrawn | 6/1/2011 | Withdrawn | Withdrawn | KERN | SMYRNA SUB | Solar PV | 0.6 | 8/10/2009 | Withdrawn | Withdrawn | Withdrawn | Withdrawn | Withdrawn | Withdrawn | Withdrawn | Withdrawn | Former queue position: W29 |  |  |  |  | Smyrna | 115 |  |  | TRUE | FALSE | Smyrna | 115 |  | 0.6 | [8 empty] | 0 | 0
2009-08-03 | 0040-WD | Independent Study | Independent Study | In Service | 4/29/2015 | 2/27/2015 | 4/14/2015 | KERN | TWISSELMAN SUB | Solar PV | 1 | Complete | N/A | N/A | N/A | N/A | N/A | 8/6/2010 | N/A | Executed | Former queue position: W30 |  |  |  |  | Twisselman |  |  |  | FALSE | FALSE | Twisselman |  |  | 1 | [8 empty] | 1 | 1
2009-08-10 | 0041-WD | Independent Study | Independent Study | In Service | 4/1/2010 | 8/31/2012 | 7/6/2012 | KERN | TUPMAN SUB | Steam Turbine | 0.03 | 9/2/2009 | N/A | N/A | N/A | N/A | N/A | 10/28/2009 | 7/1/2010 | Executed | Former queue position: W31 |  |  |  |  | Tupman | 115 |  |  | TRUE | FALSE | Tupman | 115 | [10 empty] | 1 | 1
2009-08-20 | 0042-WD | Independent Study | Independent Study | Withdrawn | Not Provided | Withdrawn | Withdrawn | KERN | RIO BRAVO SUB | Solar PV | 0.03 | 2009-09-09 | Withdrawn | Withdrawn | Withdrawn | Withdrawn | Withdrawn | Withdrawn | Withdrawn | Withdrawn | No former queue position |  |  |  |  | Rio Bravo | 115 |  |  | TRUE | FALSE | Rio Bravo | 115 |  | 0.03 | [8 empty] | 0 | 0
2009-08-24 15:25 | 0043-WD | Independent Study | Independent Study | Withdrawn | Not Provided | Withdrawn | Withdrawn | BUTTE/PLUMAS | OROVILLE SUB | Solar PV | 0.2 | 9/17/2009 | Withdrawn | Withdrawn | Withdrawn | Withdrawn | Withdrawn | Withdrawn | Withdrawn | Withdrawn | Former queue position: W33 |  |  |  |  | Oroville |  |  |  | FALSE | FALSE | Oroville |  |  | 0.2 | [8 empty] | 0 | 0
2009-09-01 16:37 | 0044-WD | Independent Study | Independent Study | Withdrawn | 12/1/2014 | Withdrawn | Withdrawn | FRESNO | COALINGA #2 SUB | Solar PV | 0.018 | 9/23/2009 | Withdrawn | Withdrawn | Withdrawn | Withdrawn | Withdrawn | Withdrawn | Withdrawn | Withdrawn | Former queue position: W32 |  |  |  |  | Coalinga #2 |  |  |  | FALSE | FALSE | Coalinga #2 |  |  | 0.018 | [8 empty] | 0 | 0
2009-09-14 09:30 | 0045-WD | Independent Study | Independent Study | Withdrawn | Not Provided | Withdrawn | Withdrawn | KERN | SAN BERNARD SUB | Solar PV | 0.001 | 10/19/2009 | Withdrawn | Withdrawn | Withdrawn | Withdrawn | Withdrawn | Withdrawn | Withdrawn | Withdrawn | Former queue position: W43 |  |  |  |  | San Bernard |  |  |  | FALSE | FALSE | San Bernard |  |  | 0.001 | [8 empty] | 0 | 0
2009-09-14 09:30 | 0046-WD | Independent Study | Independent Study | Withdrawn | 12/31/2011 | Withdrawn | Withdrawn | KERN | ELK HILLS SUB | Solar PV | 0.2 | 5/3/2010 | Withdrawn | Withdrawn | Withdrawn | Withdrawn | Withdrawn | Withdrawn | Withdrawn | Withdrawn | Former queue position: W44 |  |  |  |  | Elk Hills | 230 |  |  | TRUE | FALSE | Elk Hills | 230 |  | 0.2 | [8 empty] | 0 | 0
2009-09-15 10:02 | 0047-WD | Independent Study | Independent Study | Withdrawn | 5/1/2011 | Withdrawn | Withdrawn | FRESNO | FIREBAUGH SUB | Solar PV | 1.85 | 10/27/2009 | Withdrawn | Withdrawn | Withdrawn | Withdrawn | Withdrawn | Withdrawn | Withdrawn | Withdrawn | Former queue position: W46 |  |  |  |  | Firebaugh |  |  |  | FALSE | FALSE | Firebaugh |  |  | 1.85 | [8 empty] | 0 | 0
2009-09-16 16:38 | 0048-WD | Independent Study | Independent Study | Withdrawn | 3/1/2011 | Withdrawn | Withdrawn | KERN | LAKEVIEW SUB | Solar PV | 1.85 | 10/2/2009 | Withdrawn | Withdrawn | Withdrawn | Withdrawn | Withdrawn | Withdrawn | Withdrawn | Withdrawn | Former queue position: W36 |  |  |  |  | Lakeview | 70 |  |  | TRUE | FALSE | Lakeview | 70 |  | 1.85 | [8 empty] | 0 | 0
2009-09-16 19:53 | 0049-WD | Independent Study | Independent Study | Withdrawn | Not Provided | Withdrawn | Withdrawn | KERN | TEMBLOR SUB | Solar PV | 0.55 | 11/04/2009 | Withdrawn | Withdrawn | Withdrawn | Withdrawn | Withdrawn | Withdrawn | Withdrawn | Withdrawn | Former queue position: W34 |  |  |  |  | Temblor | 115 |  |  | TRUE | FALSE | Temblor | 115 |  | 0.55 | [8 empty] | 0 | 0
2009-09-16 19:55 | 0050-WD | Independent Study | Independent Study | Withdrawn | Not Provided | Withdrawn | Withdrawn | KERN | GOOSE LAKE SUB | Solar PV | 0.058 | 11/04/2009 | Withdrawn | Withdrawn | Withdrawn | Withdrawn | Withdrawn | Withdrawn | Withdrawn | Withdrawn | Former queue position: W35 |  |  |  |  | Goose Lake | 115 |  |  | TRUE | FALSE | Goose Lake | 115 |  | 0.058 | [8 empty] | 0 | 0
2009-09-16 19:56 | 0051-WD | Independent Study | Independent Study | Withdrawn | Not Provided | Withdrawn | Withdrawn | KERN | GOOSE LAKE SUB | Solar PV | 4.49 | 11/4/2009 | Withdrawn | Withdrawn | Withdrawn | Withdrawn | Withdrawn | Withdrawn | Withdrawn | Withdrawn | Former queue position: W38 |  |  |  |  | Goose Lake | 115 |  |  | TRUE | FALSE | Goose Lake | 115 |  | 4.49 | [8 empty] | 0 | 0
2009-09-16 19:57 | 0052-WD | Independent Study | Independent Study | Withdrawn | Not Provided | Withdrawn | Withdrawn | SAN JOAQUIN | CORRAL SUB | Solar PV | 9.6 | 10/29/2009 | Withdrawn | Withdrawn | Withdrawn | Withdrawn | Withdrawn | Withdrawn | Withdrawn | Withdrawn | Former queue position: W37 |  |  |  |  | Corral |  |  |  | FALSE | FALSE | Corral |  |  | 9.6 | [8 empty] | 0 | 0
2009-09-23 15:31 | 0053-WD | Independent Study | Independent Study | Withdrawn | Not Provided | Withdrawn | Withdrawn | KINGS | KETTLEMAN HILLS SUB | Solar PV | 4.66 | 11/02/2009 | Withdrawn | Withdrawn | Withdrawn | Withdrawn | Withdrawn | Withdrawn | Withdrawn | Withdrawn | Former queue position: W41 |  |  |  |  | Kettleman Hills |  |  |  | FALSE | FALSE | Kettleman Hills |  |  | 4.66 | [8 empty] | 0 | 0
2009-09-23 15:31 | 0054-WD | Independent Study | Independent Study | Withdrawn | Not Provided | Withdrawn | Withdrawn | KINGS | KETTLEMAN HILLS SUB | Solar PV | 2 | 11/02/2009 | Withdrawn | Withdrawn | Withdrawn | Withdrawn | Withdrawn | Withdrawn | Withdrawn | Withdrawn | Former queue position: W42 |  |  |  |  | Kettleman Hills |  |  |  | FALSE | FALSE | Kettleman Hills |  |  | 2 | [8 empty] | 0 | 0
2009-09-24 08:06 | 0055-WD | Independent Study | Independent Study | In Service | 5/1/2011 | 12/15/2016 | 12/1/2016 | FRESNO | ORO LOMA SUB | Solar PV | 3 | 10/27/2009 | N/A | N/A | N/A | N/A | N/A | 6/24/2010 | 2013-06-14 | Executed | Former queue position: W47 |  |  |  |  | Oro Loma | 115 |  |  | TRUE | FALSE | Oro Loma | 115 |  | 3 | [8 empty] | 1 | 1
2009-09-25 10:45 | 0056-WD | Independent Study | Independent Study | Withdrawn | 12/1/2014 | Withdrawn | Withdrawn | FRESNO | COALINGA #1 SUB | Solar PV | 3.2 | 10/9/2009 | Withdrawn | Withdrawn | Withdrawn | Withdrawn | Withdrawn | Withdrawn | Withdrawn | Withdrawn | Former queue position: W45 |  |  |  |  | Coalinga #1 |  |  |  | FALSE | FALSE | Coalinga #1 |  |  | 3.2 | [8 empty] | 0 | 0
2009-09-25 11:04 | 0057-WD | Independent Study | Independent Study | Withdrawn | Not Provided | Withdrawn | Withdrawn | KINGS | GUERNSEY SUB | Solar PV | 0.21 | 11/04/2009 | Withdrawn | Withdrawn | Withdrawn | Withdrawn | Withdrawn | Withdrawn | Withdrawn | Withdrawn | Former queue position: W40 |  |  |  |  | Guernsey | 70 |  |  | TRUE | FALSE | Guernsey | 70 |  | 0.21 | [8 empty] | 0 | 0
2009-09-25 11:05 | 0058-WD | Independent Study | Independent Study | Withdrawn | Not Provided | Withdrawn | Withdrawn | KINGS | GUERNSEY SUB | Solar PV | 0.21 | 11/04/2009 | Withdrawn | Withdrawn | Withdrawn | Withdrawn | Withdrawn | Withdrawn | Withdrawn | Withdrawn | Former queue position: W39 |  |  |  |  | Guernsey | 70 |  |  | TRUE | FALSE | Guernsey | 70 |  | 0.21 | [8 empty] | 0 | 0
2009-10-02 17:05 | 0059-WD | Independent Study | Independent Study | Withdrawn | Not Provided | Withdrawn | Withdrawn | KERN | SAN BERNARD SUB | Solar PV | 0.21 | 10/20/2009 | Withdrawn | Withdrawn | Withdrawn | Withdrawn | Withdrawn | Withdrawn | Withdrawn | Withdrawn | No former queue position |  |  |  |  | San Bernard |  |  |  | FALSE | FALSE | San Bernard |  |  | 0.21 | [8 empty] | 0 | 0
2009-10-06 14:56 | 0060-WD | Independent Study | Independent Study | Withdrawn | 5/1/2011 | Withdrawn | Withdrawn | FRESNO | ORO LOMA SUB | Solar PV | 0.21 | 10/27/2009 | Withdrawn | Withdrawn | Withdrawn | Withdrawn | Withdrawn | Withdrawn | Withdrawn | Withdrawn | Former queue position: W48 |  |  |  |  | Oro Loma | 115 |  |  | TRUE | FALSE | Oro Loma | 115 |  | 0.21 | [8 empty] | 0 | 0
2009-10-20 | 0061-WD | Independent Study | Independent Study | Withdrawn | Not Provided | Withdrawn | Withdrawn | FRESNO | SCHINDLER SUB | Solar PV | 0 | Complete | Withdrawn | Withdrawn | Withdrawn | Withdrawn | Withdrawn | Withdrawn | Withdrawn | Withdrawn | No former queue position |  |  |  |  | Schindler | 115 |  |  | TRUE | FALSE | Schindler | 115 |  | 0 | [8 empty] | 0 | 0
2009-10-21 09:48 | 0062-WD | Independent Study | Independent Study | Withdrawn | Not Provided | Withdrawn | Withdrawn | FRESNO | SAN JOAQUIN SUB | Solar PV | 20 | 11/24/2009 | Withdrawn | Withdrawn | Withdrawn | Withdrawn | Withdrawn | Withdrawn | Withdrawn | Withdrawn | Former queue position: W49 |  |  |  |  | San Joaquin |  |  |  | FALSE | FALSE | San Joaquin |  |  | 20 | [8 empty] | 0 | 0
2009-10-27 | 0063-WD | Independent Study | Independent Study | Withdrawn | Not Provided | Withdrawn | Withdrawn | MERCED | EL NIDO SUB | Solar PV | 0.21 | Complete | Withdrawn | Withdrawn | Withdrawn | Withdrawn | Withdrawn | Withdrawn | Withdrawn | Withdrawn | Former queue position: W50 |  |  |  |  | El Nido |  |  |  | FALSE | FALSE | El Nido |  |  | 0.21 | [8 empty] | 0 | 0
2009-10-28 | 0064-WD | Independent Study | Independent Study | Withdrawn | Not Provided | Withdrawn | Withdrawn | SONOMA | FULTON SUB | Solar PV | 0.21 | Complete | Withdrawn | Withdrawn | Withdrawn | Withdrawn | Withdrawn | Withdrawn | Withdrawn | Withdrawn | Former queue position: W51 |  |  |  |  | Fulton | 230 |  |  | TRUE | FALSE | Fulton | 230 |  | 0.21 | [8 empty] | 0 | 0
2009-10-28 13:43 | 0065-WD | Independent Study | Independent Study | In Service | 3/1/2011 | 2/18/2012 | 7/2/2012 | FRESNO | GIFFEN SUB | Solar PV | 10 | 12/7/2009 | N/A | N/A | N/A | N/A | N/A | 3/16/2011 | 7/14/2011 | Executed | Former queue position: W52 | not found |  |  |  | Giffen |  |  |  | FALSE | FALSE | Giffen |  |  | 10 | [8 empty] | 1 | 1
2009-10-30 17:59 | 0066-WD | Independent Study | Independent Study | In Service | 3/1/2011 | 5/1/2011 | 9/26/2011 | FRESNO | SCHINDLER SUB | Solar PV | 0.21 | 12/3/2009 | N/A | N/A | N/A | N/A | N/A | 3/19/2010 | N/A | Executed | Former queue position: W54 |  |  |  |  | Schindler | 115 |  |  | TRUE | FALSE | Schindler | 115 |  | 0.21 | [8 empty] | 1 | 1
2009-10-30 18:00 | 0067-WD | Independent Study | Independent Study | In Service | 3/1/2011 | 5/1/2011 | 8/31/2011 | FRESNO | SCHINDLER SUB | Solar PV | 0.8 | 12/3/2009 | N/A | N/A | N/A | N/A | N/A | 4/1/2010 | N/A | Executed | Former queue position: W55 |  |  |  |  | Schindler | 115 |  |  | TRUE | FALSE | Schindler | 115 |  | 0.8 | [8 empty] | 1 | 1
2009-11-03 11:48 | 0068-WD | Independent Study | Independent Study | Withdrawn | Not Provided | Withdrawn | Withdrawn | FRESNO | SCHINDLER SUB | Solar PV | 0.5 | 12/3/2009 | Withdrawn | Withdrawn | Withdrawn | Withdrawn | Withdrawn | Withdrawn | Withdrawn | Withdrawn | Former queue position: W56 |  |  |  |  | Schindler | 115 |  |  | TRUE | FALSE | Schindler | 115 |  | 0.5 | [8 empty] | 0 | 0
2009-11-11 13:55 | 0069-WD | Independent Study | Independent Study | Withdrawn | 12/1/2011 | Withdrawn | Withdrawn | KERN | BLACKWELL SUB | Solar PV | 12 | 12/4/2009 | Withdrawn | Withdrawn | Withdrawn | Withdrawn | Withdrawn | Withdrawn | Withdrawn | Withdrawn | Former queue position: W57 |  |  |  |  | Blackwell |  |  |  | FALSE | FALSE | Blackwell |  |  | 12 | [8 empty] | 0 | 0
2009-11-13 17:13 | 0070-WD | Independent Study | Independent Study | Withdrawn | 3/1/2011 | Withdrawn | Withdrawn | SOLANO | VACA DIXON SUB | Solar PV | 10 | 12/1/2009 | Withdrawn | Withdrawn | Withdrawn | Withdrawn | Withdrawn | Withdrawn | Withdrawn | Withdrawn | Former queue position: W58 |  |  |  |  | Vaca Dixon | 500 |  |  | TRUE | FALSE | Vaca Dixon | 500 |  | 10 | [8 empty] | 0 | 0
2009-11-17 | 0071-WD | Independent Study | Independent Study | Withdrawn | Not Provided | Withdrawn | Withdrawn | SANTA CLARA | HICKS SUB | Reciprocating Engine | 4.8 | Complete | Withdrawn | Withdrawn | Withdrawn | Withdrawn | Withdrawn | Withdrawn | Withdrawn | Withdrawn | Former queue position: W59 |  |  |  |  | Hicks | 230 |  |  | TRUE | FALSE | Hicks | 230 | [10 empty] | 0 | 0
2009-11-18 | 0072-WD | Independent Study | Independent Study | Withdrawn | Not Provided | Withdrawn | Withdrawn | MERCED | LE GRAND SUB | Solar PV | 15 | Complete | Withdrawn | Withdrawn | Withdrawn | Withdrawn | Withdrawn | Withdrawn | Withdrawn | Withdrawn | Former queue position: W60 |  |  |  |  | Le Grand | 115 |  |  | TRUE | FALSE | Le Grand | 115 |  | 15 | [8 empty] | 0 | 0
2009-11-20 11:29 | 0073-WD | Independent Study | Independent Study | Withdrawn | 6/28/2011 | Withdrawn | Withdrawn | FRESNO | CHENEY SUB | Solar PV | 20 | Complete | Withdrawn | Withdrawn | Withdrawn | Withdrawn | Withdrawn | Withdrawn | Withdrawn | Withdrawn | Former queue position: W61 |  |  |  |  | Cheney |  |  |  | FALSE | FALSE | Cheney |  |  | 20 | [8 empty] | 0 | 0
2009-11-20 11:56 | 0074-WD | Independent Study | Independent Study | In Service | 6/28/2011 | 11/30/2012 | 6/28/2012 | FRESNO | HURON SUB | Solar PV | 10 | 12/8/2009 | N/A | N/A | N/A | N/A | N/A | 6/30/2010 | N/A | Executed | Former queue position: W62 | not found |  |  |  | Huron |  |  |  | FALSE | FALSE | Huron |  |  | 10 | [8 empty] | 1 | 1
2009-11-23 17:08 | 0075-WD | Independent Study | Independent Study | In Service | 11/30/2012 | 12/31/2012 | 5/10/2013 | FRESNO | GATES SUB | Solar PV | 10 | 12/9/2009 | N/A | N/A | N/A | N/A | N/A | 5/7/2011 | N/A | Executed | Former queue position: W63 | Gates | 230 |  |  | Gates | 500 |  |  | TRUE | FALSE | Gates | 230 |  | 10 | [8 empty] | 1 | 1
2009-11-23 17:25 | 0076-WD | Independent Study | Independent Study | Withdrawn | 5/7/2012 | Withdrawn | Withdrawn | FRESNO | GATES SUB | Solar PV | 20 | 12/9/2009 | Withdrawn | Withdrawn | Withdrawn | Withdrawn | Withdrawn | Withdrawn | Withdrawn | Withdrawn | Former queue position: W64 |  |  |  |  | Gates | 500 |  |  | TRUE | FALSE | Gates | 500 |  | 20 | [8 empty] | 0 | 0
2009-11-25 10:36 | 0077-WD | Independent Study | Independent Study | Withdrawn | Not Provided | Withdrawn | Withdrawn | BUTTE | ANITA SUB | Solar PV | 8.25 | 4/9/2010 | Withdrawn | Withdrawn | Withdrawn | Withdrawn | Withdrawn | Withdrawn | Withdrawn | Withdrawn | Former queue position: W67 |  |  |  |  | Anita |  |  |  | FALSE | FALSE | Anita |  |  | 8.25 | [8 empty] | 0 | 0
2009-12-10 09:11 | 0078-WD | Independent Study | Independent Study | In Service | 9/28/2011 | 1/13/2012 | 6/19/2012 | FRESNO | CANTUA SUB | Solar PV | 10 | 1/7/2010 | N/A | N/A | N/A | N/A | N/A | 3/6/2011 | 6/8/2011 | Executed | Former queue position: W66 | Cantua | 115 |  |  | Cantua | 115 |  |  | TRUE | FALSE | Cantua | 115 |  | 10 | [8 empty] | 1 | 1
2009-12-10 13:45 | 0079-WD | Independent Study | Independent Study | In Service | 9/28/2011 | 6/1/2011 | 9/26/2011 | FRESNO | STROUD SUB | Solar PV | 10 | 12/28/2009 | N/A | N/A | N/A | N/A | N/A | 1/21/2011 | N/A | Executed | Former queue position: W65 | not found |  |  |  | Stroud |  |  |  | FALSE | FALSE | Stroud |  |  | 10 | [8 empty] | 1 | 1
2010-01-19 14:22 | 0080-WD | Independent Study | Independent Study | Withdrawn | Not Provided | Withdrawn | Withdrawn | KINGS | MERCED SUB | Solar PV | 2.5 | 1/26/2010 | Withdrawn | Withdrawn | Withdrawn | Withdrawn | Withdrawn | Withdrawn | Withdrawn | Withdrawn | Former queue position: W68 |  |  |  |  | Merced | 115 |  |  | TRUE | FALSE | Merced | 115 |  | 2.5 | [8 empty] | 0 | 0
2010-01-19 14:24 | 0081-WD | Independent Study | Independent Study | Withdrawn | Not Provided | Withdrawn | Withdrawn | MERCED | MERCED SUB | Solar PV | 1.8 | 11/24/2009 | Withdrawn | Withdrawn | Withdrawn | Withdrawn | Withdrawn | Withdrawn | Withdrawn | Withdrawn | Former queue position: W53 |  |  |  |  | Merced | 115 |  |  | TRUE | FALSE | Merced | 115 |  | 1.8 | [8 empty] | 0 | 0
2010-01-20 | 0082-WD | Independent Study | Independent Study | Withdrawn | Not Provided | Withdrawn | Withdrawn | MERCED | EL NIDO SUB | Solar PV | 20 | 1/26/2010 | Withdrawn | Withdrawn | Withdrawn | Withdrawn | Withdrawn | Withdrawn | Withdrawn | Withdrawn | Former queue position: W69 |  |  |  |  | El Nido |  |  |  | FALSE | FALSE | El Nido |  |  | 20 | [8 empty] | 0 | 0
2010-01-20 | 0083-WD | Independent Study | Independent Study | Withdrawn | Not Provided | Withdrawn | Withdrawn | MADERA | EL NIDO SUB | Solar PV | 12 | 1/26/2010 | Withdrawn | Withdrawn | Withdrawn | Withdrawn | Withdrawn | Withdrawn | Withdrawn | Withdrawn | Former queue position: W70 |  |  |  |  | El Nido |  |  |  | FALSE | FALSE | El Nido |  |  | 12 | [8 empty] | 0 | 0
2010-01-20 | 0084-WD | Independent Study | Independent Study | Withdrawn | Not Provided | Withdrawn | Withdrawn | MERCED | MERCED SUB | Solar PV | 20 | 1/26/2010 | Withdrawn | Withdrawn | Withdrawn | Withdrawn | Withdrawn | Withdrawn | Withdrawn | Withdrawn | Former queue position: W71 |  |  |  |  | Merced | 115 |  |  | TRUE | FALSE | Merced | 115 |  | 20 | [8 empty] | 0 | 0
2010-01-21 11:30 | 0085-WD | Independent Study | Independent Study | Withdrawn | 12/1/2011 | Withdrawn | Withdrawn | FRESNO | GIFFEN SUB | Solar PV | 12 | 2/17/2010 | Withdrawn | Withdrawn | Withdrawn | Withdrawn | Withdrawn | Withdrawn | Withdrawn | Withdrawn | Former queue position: W74 |  |  |  |  | Giffen |  |  |  | FALSE | FALSE | Giffen |  |  | 12 | [8 empty] | 0 | 0
2010-01-21 11:30 | 0086-WD | Independent Study | Independent Study | Withdrawn | 4/1/2011 | Withdrawn | Withdrawn | MERCED | SANTA NELLA SUB | Solar PV | 6 | 2/19/2010 | Withdrawn | Withdrawn | Withdrawn | Withdrawn | Withdrawn | Withdrawn | Withdrawn | Withdrawn | Former queue position: W78 |  |  |  |  | Santa Nella |  |  |  | FALSE | FALSE | Santa Nella |  |  | 6 | [8 empty] | 0 | 0
2010-01-21 12:35 | 0087-WD | Independent Study | Independent Study | Withdrawn | Not Provided | Withdrawn | Withdrawn | LASSEN | HAMILTON BRANCH SUB | Solar PV | 20 | 3/7/2010 | Withdrawn | Withdrawn | Withdrawn | Withdrawn | Withdrawn | Withdrawn | Withdrawn | Withdrawn | Former queue position: W82 |  |  |  |  | Hamilton Branch |  |  |  | FALSE | FALSE | Hamilton Branch |  |  | 20 | [8 empty] | 0 | 0
2010-01-21 12:35 | 0088-WD | Independent Study | Independent Study | Withdrawn | 1/1/2011 | Withdrawn | Withdrawn | COLUSA | COLUSA JUNCTION | Solar PV | 16 | 3/7/2010 | Withdrawn | Withdrawn | Withdrawn | Withdrawn | Withdrawn | Withdrawn | Withdrawn | Withdrawn | Former queue position: W83 |  |  |  |  | Colusa Junction |  |  |  | FALSE | FALSE | Colusa Junction |  |  | 16 | [8 empty] | 0 | 0
2010-01-21 12:35 | 0089-WD | Independent Study | Independent Study | Withdrawn | Not Provided | Withdrawn | Withdrawn | SACRAMENTO | CATLETT SUB | Solar PV | 13 | 3/7/2010 | Withdrawn | Withdrawn | Withdrawn | Withdrawn | Withdrawn | Withdrawn | Withdrawn | Withdrawn | Former queue position: W84 |  |  |  |  | Catlett |  |  |  | FALSE | FALSE | Catlett |  |  | 13 | [8 empty] | 0 | 0
2010-01-21 12:35 | 0090-WD | Independent Study | Independent Study | Withdrawn | Not Provided | Withdrawn | Withdrawn | EL DORADO | CLARKSVILLE SUB | Solar PV | 20 | 3/7/2010 | Withdrawn | Withdrawn | Withdrawn | Withdrawn | Withdrawn | Withdrawn | Withdrawn | Withdrawn | Former queue position: W85 |  |  |  |  | Clarksville |  |  |  | FALSE | FALSE | Clarksville |  |  | 20 | [8 empty] | 0 | 0
2010-01-21 12:35 | 0091-WD | Independent Study | Independent Study | Withdrawn | Not Provided | Withdrawn | Withdrawn | EL DORADO | CLARKSVILLE SUB | Solar PV | 20 | 3/7/2010 | Withdrawn | Withdrawn | Withdrawn | Withdrawn | Withdrawn | Withdrawn | Withdrawn | Withdrawn | Former queue position: W86 |  |  |  |  | Clarksville |  |  |  | FALSE | FALSE | Clarksville |  |  | 20 | [8 empty] | 0 | 0
2010-02-01 10:12 | 0092-WD | Independent Study | Independent Study | Withdrawn | 4/1/2011 | Withdrawn | Withdrawn | TULARE | STONE CORRAL SUB | Solar PV | 2 | 2/17/2010 | Withdrawn | Withdrawn | Withdrawn | Withdrawn | Withdrawn | Withdrawn | Withdrawn | Withdrawn | Former queue position: W73 |  |  |  |  | Stone Corral |  |  |  | FALSE | FALSE | Stone Corral |  |  | 2 | [8 empty] | 0 | 0
2010-02-01 10:12 | 0093-WD | Independent Study | Independent Study | Withdrawn | Not Provided | Withdrawn | Withdrawn | MADERA | CHOWCHILLA SUB | Solar PV | 10 | 2/17/2010 | Withdrawn | Withdrawn | Withdrawn | Withdrawn | Withdrawn | Withdrawn | Withdrawn | Withdrawn | Former queue position: W75 |  |  |  |  | Chowchilla | 115 |  |  | TRUE | FALSE | Chowchilla | 115 |  | 10 | [8 empty] | 0 | 0
2010-02-01 10:12 | 0094-WD | Independent Study | Independent Study | In Service | 4/1/2011 | 10/31/2014 | 3/30/2015 | KINGS/TULARE | CORCORAN SUB | Solar PV | 12 | 2/4/2010 | N/A | N/A | N/A | N/A | N/A | 8/31/2010 | 5/2/2012 | Executed | Former queue position: W76 | Corcoran | 70 |  |  | Corcoran | 115 |  |  | TRUE | FALSE | Corcoran | 70 |  | 12 | [8 empty] | 1 | 1
2010-02-01 10:12 | 0095-WD | Independent Study | Independent Study | In Service | 12/1/2011 | 10/31/2014 | 12/9/2014 | KINGS/TULARE | CORCORAN SUB | Solar PV | 10 | 2/4/2010 | N/A | N/A | N/A | N/A | N/A | 9/22/2010 | 7/11/2012 | Executed | Former queue position: W77 | Corcoran | 70 |  |  | Corcoran | 115 |  |  | TRUE | FALSE | Corcoran | 70 |  | 10 | [8 empty] | 1 | 1
2010-02-05 | 0096-WD | Independent Study | Independent Study | In Service | Not Provided | 5/31/2015 | 4/3/2015 | KERN | 7TH STANDARD SUB | Solar PV | 20 | 3/17/2010 | N/A | N/A | N/A | N/A | N/A | 6/21/2010 | N/A | Executed | Former queue position: W72 | 7th Standard | 115 | 7th Standard | 115 | 7Th Standard | 115 |  |  | TRUE | FALSE | 7th Standard | 115 |  | 20 | [8 empty] | 1 | 1
2010-02-09 | 0097-WD | Fast Track | Fast Track | In Service | 6/30/2010 | 7/1/2011 | 10/18/2011 | SANTA CLARA | SARATOGA SUB | Hydro | 0.108 | 4/26/2010 | 10/6/2010 | Pass |  |  | N/A (Fast Track) | N/A (Fast Track) | N/A (Fast Track) | Executed | Former queue position: W79 |  |  |  |  | Saratoga | 230 |  |  | TRUE | FALSE | Saratoga | 230 | [10 empty] | 1 | 1
2010-02-09 12:22 | 0098-WD | Fast Track | Fast Track | In Service | 4/1/2010 | 8/25/2010 | 8/5/2010 | MARIN | OLEMA SUB | Engine | 0.08 | 4/2/2010 | 4/26/2010 | Pass | N/A (Fast Track) | N/A (Fast Track) | N/A (Fast Track) | N/A (Fast Track) | N/A (Fast Track) | Executed | Former queue position: W79a |  |  |  |  | Olema |  |  |  | FALSE | FALSE | Olema | [11 empty] | 1 | 1
2010-02-12 | 0099-WD | Independent Study | Independent Study | Withdrawn | 8/31/2010 | Withdrawn | Withdrawn | YOLO | DEEPWATER SUB | Solar PV | 20 | 4/15/2010 | Withdrawn | Withdrawn | Withdrawn | Withdrawn | Withdrawn | Withdrawn | Withdrawn | Withdrawn | Former queue position: W79b |  |  |  |  | Deepwater |  |  |  | FALSE | FALSE | Deepwater |  |  | 20 | [8 empty] | 0 | 0
2010-02-12 | 0100-WD | Independent Study | Independent Study | Withdrawn | Not Provided | Withdrawn | Withdrawn | MADERA | CHOWCHILLA SUB | Solar PV | 3 | 3/28/2010 | Withdrawn | Withdrawn | Withdrawn | Withdrawn | Withdrawn | Withdrawn | Withdrawn | Withdrawn | Former queue position: W93 |  |  |  |  | Chowchilla | 115 |  |  | TRUE | FALSE | Chowchilla | 115 |  | 3 | [8 empty] | 0 | 0
2010-02-17 | 0101-WD | Independent Study | Independent Study | Withdrawn | Not Provided | Withdrawn | Withdrawn | MERCED | LE GRAND SUB | Solar PV | 1.5 | 2/17/2010 | Withdrawn | Withdrawn | Withdrawn | Withdrawn | Withdrawn | Withdrawn | Withdrawn | Withdrawn | Former queue position: W80 |  |  |  |  | Le Grand | 115 |  |  | TRUE | FALSE | Le Grand | 115 |  | 1.5 | [8 empty] | 0 | 0
2010-02-17 | 0102-WD | Independent Study | Independent Study | In Service | 5/1/2012 | 8/24/2012 | 11/13/2012 | KERN | TWISSELMAN SUB | Solar PV | 1.4701 | 3/7/2010 | N/A | N/A | N/A | N/A | N/A | 7/9/2010 | N/A | Executed | Former queue position: W81 |  |  |  |  | Twisselman |  |  |  | FALSE | FALSE | Twisselman |  |  | 1.4701 | [8 empty] | 1 | 1
2010-02-17 | 0103-WD | Independent Study | Independent Study | Withdrawn | Not Provided | Withdrawn | Withdrawn | KERN | TWISSELMAN SUB | Solar PV | 1.5 | 3/7/2010 | Withdrawn | Withdrawn | Withdrawn | Withdrawn | Withdrawn | Withdrawn | Withdrawn | Withdrawn | Former queue position: W86a |  |  |  |  | Twisselman |  |  |  | FALSE | FALSE | Twisselman |  |  | 1.5 | [8 empty] | 0 | 0
2010-02-17 | 0104-WD | Independent Study | Independent Study | Withdrawn | Not Provided | Withdrawn | Withdrawn | MERCED | LE GRAND SUB | Solar PV | 1.5 | 2/17/2010 | Withdrawn | Withdrawn | Withdrawn | Withdrawn | Withdrawn | Withdrawn | Withdrawn | Withdrawn | Former queue position: W87 |  |  |  |  | Le Grand | 115 |  |  | TRUE | FALSE | Le Grand | 115 |  | 1.5 | [8 empty] | 0 | 0
2010-02-26 | 0105-WD | Independent Study | Independent Study | In Service | 12/31/2010 | 6/30/2012 |  | SHASTA | JESSUP SUB | Steam Turbine | 6 | 3/26/2010 | N/A | N/A | N/A | N/A | N/A | 9/20/2010 | N/A | Executed | Former queue position: W90 | Jessup | 115 |  |  | Jessup | 115 |  |  | TRUE | FALSE | Jessup | 115 | [10 empty] | 1 | 1
2010-02-26 11:52 | 0106-WD | Independent Study | Independent Study | Withdrawn | 1/17/2014 | Withdrawn | Withdrawn | FRESNO | SAN JOAQUIN SUB | Solar PV | 20 | 3/8/2010 | Withdrawn | Withdrawn | Withdrawn | Withdrawn | Withdrawn | Withdrawn | Withdrawn | Withdrawn | Former queue position: W91 |  |  |  |  | San Joaquin |  |  |  | FALSE | FALSE | San Joaquin |  |  | 20 | [8 empty] | 0 | 0
2010-03-01 | 0107-WD | Independent Study | Independent Study | Withdrawn | Not Provided | Withdrawn | Withdrawn | EL DORADO | DIAMOND SPRINGS SUB | Hydro | 0.4 | 3/15/2010 | Withdrawn | Withdrawn | Withdrawn | Withdrawn | Withdrawn | Withdrawn | Withdrawn | Withdrawn | Former queue position: W92 |  |  |  |  | Diamond Springs |  |  |  | FALSE | FALSE | Diamond Springs | [11 empty] | 0 | 0
2010-03-09 10:15 | 0108-WD | Independent Study | Independent Study | Withdrawn | Not Provided | Withdrawn | Withdrawn | FRESNO | SCHINDLER SUB | Solar PV | 20 | Complete | Withdrawn | Withdrawn | Withdrawn | Withdrawn | Withdrawn | Withdrawn | Withdrawn | Withdrawn | Former queue position: W94 |  |  |  |  | Schindler | 115 |  |  | TRUE | FALSE | Schindler | 115 |  | 20 | [8 empty] | 0 | 0
2010-03-09 10:15 | 0109-WD | Independent Study | Independent Study | Withdrawn | Not Provided | Withdrawn | Withdrawn | FRESNO | SAN JOAQUIN SUB | Solar PV | 20 | Complete | Withdrawn | Withdrawn | Withdrawn | Withdrawn | Withdrawn | Withdrawn | Withdrawn | Withdrawn | Former queue position: W95 |  |  |  |  | San Joaquin |  |  |  | FALSE | FALSE | San Joaquin |  |  | 20 | [8 empty] | 0 | 0
2010-03-18 14:21 | 0110-WD | Independent Study | Independent Study | Withdrawn | Not Provided | Withdrawn | Withdrawn | SOLANO | PEABODY SUB | Reciprocating Engine | 4.8 | 4/15/2010 | Withdrawn | Withdrawn | Withdrawn | Withdrawn | Withdrawn | Withdrawn | Withdrawn | Withdrawn | Former queue position: W95a |  |  |  |  | Peabody | 230 |  |  | TRUE | FALSE | Peabody | 230 | [10 empty] | 0 | 0
2010-03-23 08:19 | 0111-WD | Independent Study | Independent Study | Withdrawn | Not Provided | Withdrawn | Withdrawn | MERCED | LE GRAND SUB | Solar PV | 1.5 | 4/22/2010 | Withdrawn | Withdrawn | Withdrawn | Withdrawn | Withdrawn | Withdrawn | Withdrawn | Withdrawn | Former queue position: W102 |  |  |  |  | Le Grand | 115 |  |  | TRUE | FALSE | Le Grand | 115 |  | 1.5 | [8 empty] | 0 | 0
2010-03-23 08:22 | 0112-WD | Independent Study | Independent Study | Withdrawn | Not Provided | Withdrawn | Withdrawn | MERCED | LE GRAND SUB | Solar PV | 1.5 | 4/22/2010 | Withdrawn | Withdrawn | Withdrawn | Withdrawn | Withdrawn | Withdrawn | Withdrawn | Withdrawn | Former queue position: W101 |  |  |  |  | Le Grand | 115 |  |  | TRUE | FALSE | Le Grand | 115 |  | 1.5 | [8 empty] | 0 | 0
2010-03-23 23:18 | 0113-WD | Independent Study | Independent Study | Withdrawn | 1/1/2015 | Withdrawn | Withdrawn | KERN | TWISSELMAN SUB | Solar PV | 15 | 4/7/2010 | Withdrawn | Withdrawn | Withdrawn | Withdrawn | Withdrawn | Withdrawn | Withdrawn | Withdrawn | Former queue position: W96 |  |  |  |  | Twisselman |  |  |  | FALSE | FALSE | Twisselman |  |  | 15 | [8 empty] | 0 | 0
2010-03-23 23:28 | 0114-WD | Independent Study | Independent Study | Withdrawn | 1/1/2015 | Withdrawn | Withdrawn | KERN | TWISSELMAN SUB | Solar PV | 15 | 4/7/2010 | Withdrawn | Withdrawn | Withdrawn | Withdrawn | Withdrawn | Withdrawn | Withdrawn | Withdrawn | Former queue position: W97 |  |  |  |  | Twisselman |  |  |  | FALSE | FALSE | Twisselman |  |  | 15 | [8 empty] | 0 | 0
2010-04-01 | 0115-WD | Independent Study | Independent Study | Withdrawn | Not Provided | Withdrawn | Withdrawn | SAN LUIS OBISPO | CARRIZO PLAINS SUB | Solar PV | 6 | 5/14/2010 | Withdrawn | Withdrawn | Withdrawn | Withdrawn | Withdrawn | Withdrawn | Withdrawn | Withdrawn | Former queue position: W98 |  |  |  |  | Carrizo Plains | 115 |  |  | TRUE | FALSE | Carrizo Plains | 115 |  | 6 | [8 empty] | 0 | 0
2010-04-13 11:03 | 0116-WD | Independent Study | Independent Study | Withdrawn | Not Provided | Withdrawn | Withdrawn | MADERA | EL PECO SUB | Solar PV | 3.5 | 5/12/2010 | Withdrawn | Withdrawn | Withdrawn | Withdrawn | Withdrawn | Withdrawn | Withdrawn | Withdrawn | Former queue position: W108 |  |  |  |  | El Peco |  |  |  | FALSE | FALSE | El Peco |  |  | 3.5 | [8 empty] | 0 | 0
2010-04-13 11:03 | 0117-WD | Independent Study | Independent Study | Withdrawn | 9/1/2011 | Withdrawn | Withdrawn | TULARE | STONE CORRAL SUB | Solar PV | 7 | 5/12/2010 | Withdrawn | Withdrawn | Withdrawn | Withdrawn | Withdrawn | Withdrawn | Withdrawn | Withdrawn | Former queue position: W109 |  |  |  |  | Stone Corral |  |  |  | FALSE | FALSE | Stone Corral |  |  | 7 | [8 empty] | 0 | 0
2010-04-13 11:03 | 0118-WD | Independent Study | Independent Study | Withdrawn | Not Provided | Withdrawn | Withdrawn | KERN | GOOSE LAKE SUB | Solar PV | 3 | 5/3/2010 | Withdrawn | Withdrawn | Withdrawn | Withdrawn | Withdrawn | Withdrawn | Withdrawn | Withdrawn | Former queue position: W110 |  |  |  |  | Goose Lake | 115 |  |  | TRUE | FALSE | Goose Lake | 115 |  | 3 | [8 empty] | 0 | 0
2010-04-13 11:03 | 0119-WD | Independent Study | Independent Study | Withdrawn | 6/1/2011 | Withdrawn | Withdrawn | KERN | SAN BERNARD SUB | Solar PV | 6 | 5/6/2010 | Withdrawn | Withdrawn | Withdrawn | Withdrawn | Withdrawn | Withdrawn | Withdrawn | Withdrawn | Former queue position: W111 |  |  |  |  | San Bernard |  |  |  | FALSE | FALSE | San Bernard |  |  | 6 | [8 empty] | 0 | 0
2010-04-14 16:35 | 0120-WD | Independent Study | Independent Study | In Service | 1/1/2015 | 12/31/2012 | 5/3/2013 | FRESNO | GATES SUB | Solar PV | 10 | 4/26/2010 | N/A | N/A | N/A | N/A | N/A | 5/7/2011 | N/A | Executed | Former queue position: W99 | Gates | 230 |  |  | Gates | 500 |  |  | TRUE | FALSE | Gates | 230 |  | 10 | [8 empty] | 1 | 1
2010-04-15 14:44 | 0121-WD | Independent Study | Independent Study | Withdrawn | 9/1/2011 | Withdrawn | Withdrawn | MADERA | CHOWCHILLA SUB | Solar PV | 2 | 5/6/2010 | Withdrawn | Withdrawn | Withdrawn | Withdrawn | Withdrawn | Withdrawn | Withdrawn | Withdrawn | Former queue position: W107 |  |  |  |  | Chowchilla | 115 |  |  | TRUE | FALSE | Chowchilla | 115 |  | 2 | [8 empty] | 0 | 0
2010-04-15 17:08 | 0122-WD | Independent Study | Independent Study | Withdrawn | Not Provided | Withdrawn | Withdrawn | KERN | COPUS SUB | Solar PV | 20 | 5/4/2010 | Withdrawn | Withdrawn | Withdrawn | Withdrawn | Withdrawn | Withdrawn | Withdrawn | Withdrawn | Former queue position: W100 |  |  |  |  | Copus | 70 |  |  | TRUE | FALSE | Copus | 70 |  | 20 | [8 empty] | 0 | 0
2010-04-21 11:15 | 0123-WD | Independent Study | Independent Study | Withdrawn | 9/1/2011 | Withdrawn | Withdrawn | TEHAMA | TYLER SUB | Solar PV | 17.5 | 4/27/2010 | Withdrawn | Withdrawn | Withdrawn | Withdrawn | Withdrawn | Withdrawn | Withdrawn | Withdrawn | Former queue position: W104 |  |  |  |  | Tyler |  |  |  | FALSE | FALSE | Tyler |  |  | 17.5 | [8 empty] | 0 | 0
2010-04-22 16:20 | 0124-WD | Independent Study | Independent Study | In Service | 5/1/2011 | 12/15/2016 | 11/18/2016 | KINGS | AVENAL SUB | Solar PV | 15.8 | 5/4/2010 | N/A | N/A | N/A | N/A | N/A | 2/10/2011 | 02/08/2013 | Executed | Former queue position: W112 | not found |  |  |  | Avenal |  |  |  | FALSE | FALSE | Avenal |  |  | 15.8 | [8 empty] | 1 | 1
2010-04-26 | 0125-WD | Independent Study | Independent Study | Withdrawn | 3/30/2012 | Withdrawn | Withdrawn | KERN | OLD RIVER SUB | Solar PV | 5 | Complete | Withdrawn | Withdrawn | Withdrawn | Withdrawn | Withdrawn | Withdrawn | Withdrawn | Withdrawn | Former queue position: W103 |  |  |  |  | Old River | 70 |  |  | TRUE | FALSE | Old River | 70 |  | 5 | [8 empty] | 0 | 0
2010-04-26 14:43 | 0126-WD | Independent Study | Independent Study | Withdrawn | Not Provided | Withdrawn | Withdrawn | KERN | COPUS SUB | Solar PV | 10 | 5/5/2010 | Withdrawn | Withdrawn | Withdrawn | Withdrawn | Withdrawn | Withdrawn | Withdrawn | Withdrawn | Former queue position: W105 |  |  |  |  | Copus | 70 |  |  | TRUE | FALSE | Copus | 70 |  | 10 | [8 empty] | 0 | 0
2010-04-26 14:43 | 0127-WD | Independent Study | Independent Study | Withdrawn | 12/31/2011 | Withdrawn | Withdrawn | KERN | LAKEVIEW SUB | Solar PV | 18 | 5/5/2010 | Withdrawn | Withdrawn | Withdrawn | Withdrawn | Withdrawn | Withdrawn | Withdrawn | Withdrawn | Former queue position: W106 |  |  |  |  | Lakeview | 70 |  |  | TRUE | FALSE | Lakeview | 70 |  | 18 | [8 empty] | 0 | 0
2010-05-03 14:55 | 0128-WD | Independent Study | Independent Study | In Service | 6/28/2011 | 6/28/2011 | 8/17/2011 | ALAMEDA | CASTRO VALLEY SUB | Fuel Cell | 1.4 | 6/4/2010 | N/A | N/A | N/A | N/A | N/A | 8/10/2010 | N/A | Executed | Former queue position: W113 |  |  |  |  | Castro Valley | 230 |  |  | TRUE | FALSE | Castro Valley | 230 | [10 empty] | 1 | 1
2010-05-03 14:55 | 0129-WD | Independent Study | Independent Study | In Service | 7/15/2011 | 7/15/2011 | 7/29/2011 | SAN FRANCISCO | DALY CITY SUB | Fuel Cell | 1.4 | 6/8/2010 | N/A | N/A | N/A | N/A | N/A | 8/10/2010 | N/A | Executed | Former queue position: W114 |  |  |  |  | Daly City |  |  |  | FALSE | FALSE | Daly City | [11 empty] | 1 | 1
2010-05-17 13:47 | 0130-WD | Independent Study | Independent Study | Withdrawn | Not Provided | Withdrawn | Withdrawn | MERCED | LE GRAND SUB | Solar PV | 3 | 8/4/2010 | Withdrawn | Withdrawn | Withdrawn | Withdrawn | Withdrawn | Withdrawn | Withdrawn | Withdrawn | Former queue position: W142 |  |  |  |  | Le Grand | 115 |  |  | TRUE | FALSE | Le Grand | 115 |  | 3 | [8 empty] | 0 | 0
2010-05-18 05:28 | 0131-WD | Independent Study | Independent Study | Withdrawn | 3/1/2015 | Withdrawn | Withdrawn | KERN | SAN BERNARD SUB | Solar PV | 10 | 5/18/2010 | Withdrawn | Withdrawn | Withdrawn | Withdrawn | Withdrawn | Withdrawn | Withdrawn | Withdrawn | Former queue position: W117 |  |  |  |  | San Bernard |  |  |  | FALSE | FALSE | San Bernard |  |  | 10 | [8 empty] | 0 | 0
2010-05-18 05:33 | 0132-WD | Independent Study | Independent Study | Withdrawn | 3/1/2015 | Withdrawn | Withdrawn | KERN | SAN BERNARD SUB | Solar PV | 10 | 5/18/2010 | Withdrawn | Withdrawn | Withdrawn | Withdrawn | Withdrawn | Withdrawn | Withdrawn | Withdrawn | Former queue position: W118 |  |  |  |  | San Bernard |  |  |  | FALSE | FALSE | San Bernard |  |  | 10 | [8 empty] | 0 | 0
2010-05-18 06:06 | 0133-WD | Independent Study | Independent Study | Withdrawn | 3/1/2015 | Withdrawn | Withdrawn | KERN | COPUS SUB | Solar PV | 20 | 5/18/2010 | Withdrawn | Withdrawn | Withdrawn | Withdrawn | Withdrawn | Withdrawn | Withdrawn | Withdrawn | Former queue position: W116 |  |  |  |  | Copus | 70 |  |  | TRUE | FALSE | Copus | 70 |  | 20 | [8 empty] | 0 | 0
2010-05-24 15:26 | 0134-WD | Independent Study | Independent Study | Withdrawn | Not Provided | Withdrawn | Withdrawn | KERN | CUYAMA SUB | Solar PV | 20 | 5/24/2010 | Withdrawn | Withdrawn | Withdrawn | Withdrawn | Withdrawn | Withdrawn | Withdrawn | Withdrawn | Former queue position: W119 |  |  |  |  | Cuyama |  |  |  | FALSE | FALSE | Cuyama |  |  | 20 | [8 empty] | 0 | 0
2010-05-24 15:57 | 0135-WD | Independent Study | Independent Study | Withdrawn | Not Provided | Withdrawn | Withdrawn | KERN | TUPMAN SUB | Solar PV | 20 | 6/10/2010 | Withdrawn | Withdrawn | Withdrawn | Withdrawn | Withdrawn | Withdrawn | Withdrawn | Withdrawn | Former queue position: W120 |  |  |  |  | Tupman | 115 |  |  | TRUE | FALSE | Tupman | 115 |  | 20 | [8 empty] | 0 | 0
2010-05-26 17:26 | 0136-WD | Independent Study | Independent Study | In Service | 12/1/2012 | 12/1/2012 | 6/19/2013 | KINGS | GUERNSEY SUB | Solar PV | 10 | 5/31/2010 | N/A | N/A | N/A | N/A | N/A | 4/3/2011 | N/A | Executed | Former queue position: W121 | Guernsey | 70 |  |  | Guernsey | 70 |  |  | TRUE | FALSE | Guernsey | 70 |  | 10 | [8 empty] | 1 | 1
2010-06-01 | 0137-WD | Independent Study | Independent Study | Withdrawn | Not Provided | Withdrawn | Withdrawn | KERN | ARVIN SUB | Solar PV | 10 | 6/15/2010 | Withdrawn | Withdrawn | Withdrawn | Withdrawn | Withdrawn | Withdrawn | Withdrawn | Withdrawn | Former queue position: W122 |  |  |  |  | Arvin |  |  |  | FALSE | FALSE | Arvin |  |  | 10 | [8 empty] | 0 | 0
2010-06-01 | 0138-WD | Independent Study | Independent Study | Withdrawn | Not Provided | Withdrawn | Withdrawn | KERN | WHEELER RIDGE SUB | Solar PV | 20 | 6/15/2010 | Withdrawn | Withdrawn | Withdrawn | Withdrawn | Withdrawn | Withdrawn | Withdrawn | Withdrawn | Former queue position: W123 |  |  |  |  | Wheeler Ridge | 230 |  |  | TRUE | FALSE | Wheeler Ridge | 230 |  | 20 | [8 empty] | 0 | 0
2010-06-01 | 0139-WD | Independent Study | Independent Study | Withdrawn | Not Provided | Withdrawn | Withdrawn | SONOMA | FULTON SUB | Solar PV | 0.5 | 6/14/2010 | Withdrawn | Withdrawn | Withdrawn | Withdrawn | Withdrawn | Withdrawn | Withdrawn | Withdrawn | Former queue position: W124 |  |  |  |  | Fulton | 230 |  |  | TRUE | FALSE | Fulton | 230 |  | 0.5 | [8 empty] | 0 | 0
2010-06-01 09:00 | 0140-WD | Independent Study | Independent Study | Withdrawn | Not Provided | Withdrawn | Withdrawn | KERN | LAMONT SUB | Solar PV | 20 | 6/15/2010 | Withdrawn | Withdrawn | Withdrawn | Withdrawn | Withdrawn | Withdrawn | Withdrawn | Withdrawn | Former queue position: W125 |  |  |  |  | Lamont | 115 |  |  | TRUE | FALSE | Lamont | 115 |  | 20 | [8 empty] | 0 | 0
2010-06-02 15:30 | 0141-WD | Independent Study | Independent Study | In Service | 2/1/2011 | 2/1/2015 | 10/17/2014 | YOLO | PUTAH CREEK SUB | Solar PV | 2 | Complete | N/A | N/A | N/A | N/A | N/A | 2/2/2011 | 1/22/2013 | Executed | Former queue position: W126 |  |  |  |  | Putah Creek | 115 |  |  | TRUE | FALSE | Putah Creek | 115 |  | 2 | [8 empty] | 1 | 1
2010-06-08 16:14 | 0142-WD | Independent Study | Independent Study | Withdrawn | Not Provided | Withdrawn | Withdrawn | KERN | MCFARLAND SUB | Solar PV | 3 | Complete | Withdrawn | Withdrawn | Withdrawn | Withdrawn | Withdrawn | Withdrawn | Withdrawn | Withdrawn | Former queue position: W127 |  |  |  |  | Mcfarland |  |  |  | FALSE | FALSE | Mcfarland |  |  | 3 | [8 empty] | 0 | 0
2010-06-18 16:14 | 0143-WD | Independent Study | Independent Study | Withdrawn | Not Provided | Withdrawn | Withdrawn | MERCED | EL NIDO SUB | Solar PV | 5 | Complete | Withdrawn | Withdrawn | Withdrawn | Withdrawn | Withdrawn | Withdrawn | Withdrawn | Withdrawn | Former queue position: W129 |  |  |  |  | El Nido |  |  |  | FALSE | FALSE | El Nido |  |  | 5 | [8 empty] | 0 | 0
2010-06-18 16:31 | 0144-WD | Independent Study | Independent Study | Withdrawn | Not Provided | Withdrawn | Withdrawn | MERCED | EL NIDO SUB | Solar PV | 10 | 6/22/2010 | Withdrawn | Withdrawn | Withdrawn | Withdrawn | Withdrawn | Withdrawn | Withdrawn | Withdrawn | Former queue position: W130 |  |  |  |  | El Nido |  |  |  | FALSE | FALSE | El Nido |  |  | 10 | [8 empty] | 0 | 0
2010-06-21 12:27 | 0145-WD | Fast Track | Independent Study | Withdrawn | Not Provided | Withdrawn | Withdrawn | MARIN | NOVATO SUB | Solar PV | 1 | 7/30/2010 | Withdrawn | Withdrawn | Withdrawn | Withdrawn | Withdrawn | Withdrawn | Withdrawn | Withdrawn | Former queue position: W132a |  |  |  |  | Novato |  |  |  | FALSE | FALSE | Novato |  |  | 1 | [8 empty] | 0 | 0
2010-06-21 14:38 | 0146-WD | Independent Study | Independent Study | Withdrawn | Not Provided | Withdrawn | Withdrawn | FRESNO | STROUD SUB | Solar PV | 20 | 8/8/2010 | Withdrawn | Withdrawn | Withdrawn | Withdrawn | Withdrawn | Withdrawn | Withdrawn | Withdrawn | Former queue position: W131 |  |  |  |  | Stroud |  |  |  | FALSE | FALSE | Stroud |  |  | 20 | [8 empty] | 0 | 0
2010-06-21 14:40 | 0147-WD | Independent Study | Independent Study | Withdrawn | Not Provided | Withdrawn | Withdrawn | FRESNO | GIFFEN SUB | Solar PV | 1.5 | 7/8/2010 | Withdrawn | Withdrawn | Withdrawn | Withdrawn | Withdrawn | Withdrawn | Withdrawn | Withdrawn | Former queue position: W132 |  |  |  |  | Giffen |  |  |  | FALSE | FALSE | Giffen |  |  | 1.5 | [8 empty] | 0 | 0
2010-06-28 15:51 | 0148-WD | Independent Study | Independent Study | Withdrawn | 6/1/2011 | Withdrawn | Withdrawn | FRESNO | HURON SUB | Solar PV | 20 | 7/8/2010 | Withdrawn | Withdrawn | Withdrawn | Withdrawn | Withdrawn | Withdrawn | Withdrawn | Withdrawn | Former queue position: W133 |  |  |  |  | Huron |  |  |  | FALSE | FALSE | Huron |  |  | 20 | [8 empty] | 0 | 0
2010-07-12 | 0149-WD | Independent Study | Independent Study | Withdrawn | Not Provided | Withdrawn | Withdrawn | FRESNO | COALINGA #1 SUB | Solar PV | 4 | 9/22/2010 | Withdrawn | Withdrawn | Withdrawn | Withdrawn | Withdrawn | Withdrawn | Withdrawn | Withdrawn | Former queue position: W134 |  |  |  |  | Coalinga #1 |  |  |  | FALSE | FALSE | Coalinga #1 |  |  | 4 | [8 empty] | 0 | 0
2010-07-23 11:13 | 0150-WD | Independent Study | Independent Study | Withdrawn | 1/1/2015 | Withdrawn | Withdrawn | FRESNO | GATES SUB | Solar PV | 5 | 7/26/2010 | Withdrawn | Withdrawn | Withdrawn | Withdrawn | Withdrawn | Withdrawn | Withdrawn | Withdrawn | Former queue position: W139 |  |  |  |  | Gates | 500 |  |  | TRUE | FALSE | Gates | 500 |  | 5 | [8 empty] | 0 | 0
2010-07-23 11:43 | 0151-WD | Independent Study | Independent Study | Withdrawn | 1/1/2015 | Withdrawn | Withdrawn | FRESNO | GATES SUB | Solar PV | 5 | 7/26/2010 | Withdrawn | Withdrawn | Withdrawn | Withdrawn | Withdrawn | Withdrawn | Withdrawn | Withdrawn | Former queue position: W138 |  |  |  |  | Gates | 500 |  |  | TRUE | FALSE | Gates | 500 |  | 5 | [8 empty] | 0 | 0
2010-07-25 06:09 | 0152-WD | Independent Study | Independent Study | Withdrawn | Not Provided | Withdrawn | Withdrawn | FRESNO | CANTUA SUB | Solar PV | 20 | 7/26/2010 | Withdrawn | Withdrawn | Withdrawn | Withdrawn | Withdrawn | Withdrawn | Withdrawn | Withdrawn | Former queue position: W137 |  |  |  |  | Cantua | 115 |  |  | TRUE | FALSE | Cantua | 115 |  | 20 | [8 empty] | 0 | 0
2010-07-26 09:18 | 0153-WD | Independent Study | Independent Study | Withdrawn | 8/31/2012 | Withdrawn | Withdrawn | FRESNO | ORO LOMA SUB | Solar PV | 2 | 8/17/2010 | Withdrawn | Withdrawn | Withdrawn | Withdrawn | Withdrawn | Withdrawn | Withdrawn | Withdrawn | Former queue position: W135 |  |  |  |  | Oro Loma | 115 |  |  | TRUE | FALSE | Oro Loma | 115 |  | 2 | [8 empty] | 0 | 0
2010-07-26 09:18 | 0154-WD | Independent Study | Independent Study | Withdrawn | Not Provided | Withdrawn | Withdrawn | FRESNO | ORO LOMA SUB | Solar PV | 20 | 8/17/2010 | Withdrawn | Withdrawn | Withdrawn | Withdrawn | Withdrawn | Withdrawn | Withdrawn | Withdrawn | Former queue position: W136 |  |  |  |  | Oro Loma | 115 |  |  | TRUE | FALSE | Oro Loma | 115 |  | 20 | [8 empty] | 0 | 0
2010-07-27 12:00 | 0155-WD | Independent Study | Independent Study | Withdrawn | Not Provided | Withdrawn | Withdrawn | MONTEREY | JOLON SUB | Solar PV | 8.5 | 7/27/2010 | Withdrawn | Withdrawn | Withdrawn | Withdrawn | Withdrawn | Withdrawn | Withdrawn | Withdrawn | Former queue position: W140 |  |  |  |  | Jolon |  |  |  | FALSE | FALSE | Jolon |  |  | 8.5 | [8 empty] | 0 | 0
2010-07-29 12:00 | 0156-WD | Independent Study | Independent Study | Withdrawn | Not Provided | Withdrawn | Withdrawn | SAN LUIS OBISPO | SAN MIGUEL SUB | Solar PV | 12 | 7/29/2010 | Withdrawn | Withdrawn | Withdrawn | Withdrawn | Withdrawn | Withdrawn | Withdrawn | Withdrawn | Former queue position: W141 |  |  |  |  | San Miguel |  |  |  | FALSE | FALSE | San Miguel |  |  | 12 | [8 empty] | 0 | 0
2010-08-05 | 0157-WD | Independent Study | Independent Study | Withdrawn | 12/1/2011 | Withdrawn | Withdrawn | KERN | MCFARLAND SUB | Solar PV | 18.3 | 8/17/2010 | Withdrawn | Withdrawn | Withdrawn | Withdrawn | Withdrawn | Withdrawn | Withdrawn | Withdrawn | Former queue position: W143 |  |  |  |  | Mcfarland |  |  |  | FALSE | FALSE | Mcfarland |  |  | 18.3 | [8 empty] | 0 | 0
2010-08-06 11:00 | 0158-WD | Independent Study | Independent Study | Withdrawn | Not Provided | Withdrawn | Withdrawn | KERN | MARICOPA SUB | Solar PV | 11.5 | 8/16/2010 | Withdrawn | Withdrawn | Withdrawn | Withdrawn | Withdrawn | Withdrawn | Withdrawn | Withdrawn | Former queue position: W144 |  |  |  |  | Maricopa |  |  |  | FALSE | FALSE | Maricopa |  |  | 11.5 | [8 empty] | 0 | 0
2010-08-06 13:27 | 0159-WD | Independent Study | Independent Study | Withdrawn | Not Provided | Withdrawn | Withdrawn | MONTEREY | JOLON SUB | Solar PV | 3 | 9/1/2010 | Withdrawn | Withdrawn | Withdrawn | Withdrawn | Withdrawn | Withdrawn | Withdrawn | Withdrawn | Former queue position: W146 |  |  |  |  | Jolon |  |  |  | FALSE | FALSE | Jolon |  |  | 3 | [8 empty] | 0 | 0
2010-08-06 13:28 | 0160-WD | Independent Study | Independent Study | Withdrawn | Not Provided | Withdrawn | Withdrawn | MONTEREY | JOLON SUB | Solar PV | 3 | 9/1/2010 | Withdrawn | Withdrawn | Withdrawn | Withdrawn | Withdrawn | Withdrawn | Withdrawn | Withdrawn | Former queue position: W145 |  |  |  |  | Jolon |  |  |  | FALSE | FALSE | Jolon |  |  | 3 | [8 empty] | 0 | 0
2010-08-19 | 0161-WD | Independent Study | Independent Study | Withdrawn | 2/11/2011 | Withdrawn | Withdrawn | CONTRA COSTA | HERDLYN SUB | Solar PV | 1.5 | 8/20/2010 | Withdrawn | Withdrawn | Withdrawn | Withdrawn | Withdrawn | Withdrawn | Withdrawn | Withdrawn | Former queue position: W147 |  |  |  |  | Herdlyn |  |  |  | FALSE | FALSE | Herdlyn |  |  | 1.5 | [8 empty] | 0 | 0
2010-08-25 07:36 | 0162-WD | Independent Study | Independent Study | In Service | 12/24/2012 | 12/24/2012 | 11/26/2013 | ALAMEDA | CAYETANO SUB | Engine | 4.308 | 10/6/2010 | N/A | N/A | N/A | N/A | N/A | 5/22/2011 | N/A | Executed | Former queue position: W148 |  |  |  |  | Cayetano | 230 |  |  | TRUE | FALSE | Cayetano | 230 | [10 empty] | 1 | 1
2010-08-30 07:10 | 0163-WD | Independent Study | Independent Study | Withdrawn | Not Provided | Withdrawn | Withdrawn | SAN JOAQUIN | ROUGH & READY SUB | Solar PV | 16 | 10/6/2010 | Withdrawn | Withdrawn | Withdrawn | Withdrawn | Withdrawn | Withdrawn | Withdrawn | Withdrawn | Former queue position: W149-Rev |  |  |  |  | Rough & Ready |  |  |  | FALSE | FALSE | Rough & Ready |  |  | 16 | [8 empty] | 0 | 0
2010-09-03 08:44 | 0164-WD | Independent Study | Independent Study | Withdrawn | Not Provided | Withdrawn | Withdrawn | MERCED | SANTA RITA SUB | Solar PV | 3 | 9/13/2010 | Withdrawn | Withdrawn | Withdrawn | Withdrawn | Withdrawn | Withdrawn | Withdrawn | Withdrawn | Former queue position: W150 |  |  |  |  | Santa Rita |  |  |  | FALSE | FALSE | Santa Rita |  |  | 3 | [8 empty] | 0 | 0
2010-09-03 14:14 | 0165-WD | Independent Study | Independent Study | Withdrawn | Not Provided | Withdrawn | Withdrawn | KERN | TWISSELMAN SUB | Solar PV | 3 | 11/7/2010 | Withdrawn | Withdrawn | Withdrawn | Withdrawn | Withdrawn | Withdrawn | Withdrawn | Withdrawn | Former queue position: W151 |  |  |  |  | Twisselman |  |  |  | FALSE | FALSE | Twisselman |  |  | 3 | [8 empty] | 0 | 0
2010-09-03 14:14 | 0166-WD | Independent Study | Independent Study | Withdrawn | Not Provided | Withdrawn | Withdrawn | KINGS | KETTLEMAN HILLS SUB | Solar PV | 3 | 11/12/2010 | Withdrawn | Withdrawn | Withdrawn | Withdrawn | Withdrawn | Withdrawn | Withdrawn | Withdrawn | Former queue position: W152 |  |  |  |  | Kettleman Hills |  |  |  | FALSE | FALSE | Kettleman Hills |  |  | 3 | [8 empty] | 0 | 0
2010-09-03 14:14 | 0167-WD | Independent Study | Independent Study | Withdrawn | Not Provided | Withdrawn | Withdrawn | KINGS | KETTLEMAN HILLS SUB | Solar PV | 3 | 11/12/2010 | Withdrawn | Withdrawn | Withdrawn | Withdrawn | Withdrawn | Withdrawn | Withdrawn | Withdrawn | Former queue position: W153 |  |  |  |  | Kettleman Hills |  |  |  | FALSE | FALSE | Kettleman Hills |  |  | 3 | [8 empty] | 0 | 0
2010-09-07 10:00 | 0168-WD | Independent Study | Independent Study | In Service | 3/31/2012 | 11/30/2012 | 9/13/2012 | FRESNO | WEST FRESNO SUB | Solar PV | 1.5 | 9/7/2010 | N/A | N/A | N/A | N/A | N/A | 6/2/2011 | N/A | Executed | Former queue position: W154 |  |  |  |  | West Fresno | 115 |  |  | TRUE | FALSE | West Fresno | 115 |  | 1.5 | [8 empty] | 1 | 1
2010-09-07 10:00 | 0169-WD | Independent Study | Independent Study | In Service | 12/24/2012 | 12/24/2012 | 10/29/2013 | SAN JOAQUIN | CORRAL SUB | Engine | 5 | 9/16/2010 | N/A | N/A | N/A | N/A | N/A | 4/1/2011 | N/A | Executed | Former queue position: W155 |  |  |  |  | Corral |  |  |  | FALSE | FALSE | Corral | [11 empty] | 1 | 1
2010-09-10 16:23 | 0170-WD | Independent Study | Independent Study | Withdrawn | 12/14/2012 | Withdrawn | Withdrawn | MADERA | FIGARDEN SUB | Solar PV | 3 | 12/8/2010 | Withdrawn | Withdrawn | Withdrawn | Withdrawn | Withdrawn | Withdrawn | Withdrawn | Withdrawn | Former queue position: W156 |  |  |  |  | Figarden | 230 |  |  | TRUE | FALSE | Figarden | 230 |  | 3 | [8 empty] | 0 | 0
2010-09-10 16:24 | 0171-WD | Independent Study | Independent Study | Withdrawn | Not Provided | Withdrawn | Withdrawn | MERCED | MERCED FALLS SUB | Solar PV | 3 | 12/8/2010 | Withdrawn | Withdrawn | Withdrawn | Withdrawn | Withdrawn | Withdrawn | Withdrawn | Withdrawn | Former queue position: W157 |  |  |  |  | Merced Falls |  |  |  | FALSE | FALSE | Merced Falls |  |  | 3 | [8 empty] | 0 | 0
2010-09-10 16:24 | 0172-WD | Independent Study | Independent Study | Withdrawn | Not Provided | Withdrawn | Withdrawn | MERCED | MERCED FALLS SUB | Solar PV | 3 | 12/8/2010 | Withdrawn | Withdrawn | Withdrawn | Withdrawn | Withdrawn | Withdrawn | Withdrawn | Withdrawn | Former queue position: W158 |  |  |  |  | Merced Falls |  |  |  | FALSE | FALSE | Merced Falls |  |  | 3 | [8 empty] | 0 | 0
2010-09-10 16:26 | 0173-WD | Independent Study | Independent Study | Withdrawn | Not Provided | Withdrawn | Withdrawn | MERCED | LE GRAND SUB | Solar PV | 3 | 12/9/2010 | Withdrawn | Withdrawn | Withdrawn | Withdrawn | Withdrawn | Withdrawn | Withdrawn | Withdrawn | Former queue position: W159 |  |  |  |  | Le Grand | 115 |  |  | TRUE | FALSE | Le Grand | 115 |  | 3 | [8 empty] | 0 | 0
2010-09-10 16:26 | 0174-WD | Independent Study | Independent Study | Withdrawn | Not Provided | Withdrawn | Withdrawn | MERCED | LE GRAND SUB | Solar PV | 3 | Complete | Withdrawn | Withdrawn | Withdrawn | Withdrawn | Withdrawn | Withdrawn | Withdrawn | Withdrawn | Former queue position: W160 |  |  |  |  | Le Grand | 115 |  |  | TRUE | FALSE | Le Grand | 115 |  | 3 | [8 empty] | 0 | 0
2010-09-13 16:00 | 0175-WD | Independent Study | Independent Study | Withdrawn | Not Provided | Withdrawn | Withdrawn | MENDOCINO | Withdrawn | Solar PV | 1.1 | Complete | Withdrawn | Withdrawn | Withdrawn | Withdrawn | Withdrawn | Withdrawn | Withdrawn | Withdrawn | No former queue position |  |  |  |  | Withdrawn |  |  |  | FALSE | FALSE | Withdrawn |  |  | 1.1 | [8 empty] | 0 | 0
2010-09-21 17:32 | 0176-WD | Independent Study | Independent Study | Withdrawn | Not Provided | Withdrawn | Withdrawn | KERN | TWISSELMAN SUB | Solar PV | 3 | 1/18/2011 | Withdrawn | Withdrawn | Withdrawn | Withdrawn | Withdrawn | Withdrawn | Withdrawn | Withdrawn | Former queue position: W163 |  |  |  |  | Twisselman |  |  |  | FALSE | FALSE | Twisselman |  |  | 3 | [8 empty] | 0 | 0
2010-09-21 17:33 | 0177-WD | Independent Study | Independent Study | Withdrawn | Not Provided | Withdrawn | Withdrawn | MERCED | SANTA RITA SUB | Solar PV | 3 | Complete | Withdrawn | Withdrawn | Withdrawn | Withdrawn | Withdrawn | Withdrawn | Withdrawn | Withdrawn | Former queue position: W161 |  |  |  |  | Santa Rita |  |  |  | FALSE | FALSE | Santa Rita |  |  | 3 | [8 empty] | 0 | 0
2010-09-21 17:35 | 0178-WD | Independent Study | Independent Study | Withdrawn | Not Provided | Withdrawn | Withdrawn | MERCED | SANTA RITA SUB | Solar PV | 3 | 9/21/2010 | Withdrawn | Withdrawn | Withdrawn | Withdrawn | Withdrawn | Withdrawn | Withdrawn | Withdrawn | Former queue position: W162 |  |  |  |  | Santa Rita |  |  |  | FALSE | FALSE | Santa Rita |  |  | 3 | [8 empty] | 0 | 0
2010-09-22 10:00 | 0179-WD | Independent Study | Independent Study | Withdrawn | Not Provided | Withdrawn | Withdrawn | SAN LUIS OBISPO | CHOLAME SUB | Solar PV | 5 | 11/18/2010 | Withdrawn | Withdrawn | Withdrawn | Withdrawn | Withdrawn | Withdrawn | Withdrawn | Withdrawn | Former queue position: W164 |  |  |  |  | Cholame |  |  |  | FALSE | FALSE | Cholame |  |  | 5 | [8 empty] | 0 | 0
2010-09-28 06:55 | 0180-WD | Independent Study | Independent Study | Withdrawn | 12/24/2012 | Withdrawn | Withdrawn | MONTEREY | PRUNEDALE SUB | Reciprocating Engine | 4.308 | 12/8/2010 | Withdrawn | Withdrawn | Withdrawn | Withdrawn | Withdrawn | Withdrawn | Withdrawn | Withdrawn | Former queue position: W166 |  |  |  |  | Prunedale |  |  |  | FALSE | FALSE | Prunedale | [11 empty] | 0 | 0
2010-09-28 15:00 | 0181-WD | Independent Study | Independent Study | Withdrawn | 3/31/2013 | Withdrawn | Withdrawn | SOLANO | PEABODY SUB | Solar PV | 14 | 9/28/2010 | Withdrawn | Withdrawn | Withdrawn | Withdrawn | Withdrawn | Withdrawn | Withdrawn | Withdrawn | Former queue position: W165 |  |  |  |  | Peabody | 230 |  |  | TRUE | FALSE | Peabody | 230 |  | 14 | [8 empty] | 0 | 0
2010-09-29 11:55 | 0182-WD | Independent Study | Independent Study | Withdrawn | 3/31/2012 | Withdrawn | Withdrawn | YOLO | PLAINFIELD SUB | Solar PV | 20 | Complete | Withdrawn | Withdrawn | Withdrawn | Withdrawn | Withdrawn | Withdrawn | Withdrawn | Withdrawn | Former queue position: W167 |  |  |  |  | Plainfield |  |  |  | FALSE | FALSE | Plainfield |  |  | 20 | [8 empty] | 0 | 0
2010-09-29 12:02 | 0183-WD | Independent Study | Independent Study | Withdrawn | Not Provided | Withdrawn | Withdrawn | YOLO | WOODLAND SUB | Solar PV | 20 | 1/19/2011 | Withdrawn | Withdrawn | Withdrawn | Withdrawn | Withdrawn | Withdrawn | Withdrawn | Withdrawn | Former queue position: W168-Rev |  |  |  |  | Woodland | 115 |  |  | TRUE | FALSE | Woodland | 115 |  | 20 | [8 empty] | 0 | 0
2010-09-29 12:07 | 0184-WD | Independent Study | Independent Study | Withdrawn | Not Provided | Withdrawn | Withdrawn | YOLO | WOODLAND SUB | Solar PV | 5 | 1/19/2011 | Withdrawn | Withdrawn | Withdrawn | Withdrawn | Withdrawn | Withdrawn | Withdrawn | Withdrawn | Former queue position: W169 |  |  |  |  | Woodland | 115 |  |  | TRUE | FALSE | Woodland | 115 |  | 5 | [8 empty] | 0 | 0
2010-09-30 11:56 | 0185-WD | Independent Study | Independent Study | Withdrawn | Not Provided | Withdrawn | Withdrawn | KERN | MIDWAY SUB | Solar PV | 20 | Complete | Withdrawn | Withdrawn | Withdrawn | Withdrawn | Withdrawn | Withdrawn | Withdrawn | Withdrawn | Former queue position: W170-Rev |  |  |  |  | Midway | 500 |  |  | TRUE | FALSE | Midway | 500 |  | 20 | [8 empty] | 0 | 0
2010-10-08 15:55 | 0186-WD | Independent Study | Independent Study | Withdrawn | Not Provided | Withdrawn | Withdrawn | FRESNO | SCHINDLER SUB | Solar PV | 20 | Complete | Withdrawn | Withdrawn | Withdrawn | Withdrawn | Withdrawn | Withdrawn | Withdrawn | Withdrawn | Former queue position: W171 |  |  |  |  | Schindler | 115 |  |  | TRUE | FALSE | Schindler | 115 |  | 20 | [8 empty] | 0 | 0
2010-10-12 16:12 | 0187-WD | Independent Study | Independent Study | Withdrawn | Not Provided | Withdrawn | Withdrawn | KERN | WESTPARK SUB | Reciprocating Engine | 19.4 | Complete | Withdrawn | Withdrawn | Withdrawn | Withdrawn | Withdrawn | Withdrawn | Withdrawn | Withdrawn | Former queue position: W171a |  |  |  |  | Westpark | 115 |  |  | TRUE | FALSE | Westpark | 115 | [10 empty] | 0 | 0
2010-10-20 09:54 | 0188-WD | Independent Study | Independent Study | Withdrawn | Not Provided | Withdrawn | Withdrawn | BUTTE | PEACHTON SUB | Solar PV | 6 | 11/3/2010 | Withdrawn | Withdrawn | Withdrawn | Withdrawn | Withdrawn | Withdrawn | Withdrawn | Withdrawn | Former queue position: W172 |  |  |  |  | Peachton |  |  |  | FALSE | FALSE | Peachton |  |  | 6 | [8 empty] | 0 | 0
2010-10-20 15:00 | 0189-WD | Independent Study | Independent Study | Withdrawn | Not Provided | Withdrawn | Withdrawn | FRESNO | REEDLEY SUB | Solar PV | 9 | Complete | Withdrawn | Withdrawn | Withdrawn | Withdrawn | Withdrawn | Withdrawn | Withdrawn | Withdrawn | Former queue position: W173 |  |  |  |  | Reedley | 115 |  |  | TRUE | FALSE | Reedley | 115 |  | 9 | [8 empty] | 0 | 0
2010-10-20 15:00 | 0190-WD | Independent Study | Independent Study | Withdrawn | Not Provided | Withdrawn | Withdrawn | MERCED | GUSTINE SUB | Solar PV | 20 | 10/22/2010 | Withdrawn | Withdrawn | Withdrawn | Withdrawn | Withdrawn | Withdrawn | Withdrawn | Withdrawn | Former queue position: W174 |  |  |  |  | Gustine |  |  |  | FALSE | FALSE | Gustine |  |  | 20 | [8 empty] | 0 | 0
2010-10-20 15:00 | 0191-WD | Independent Study | Independent Study | Withdrawn | Not Provided | Withdrawn | Withdrawn | KERN | GOOSE LAKE SUB | Solar PV | 9 | 10/22/2010 | Withdrawn | Withdrawn | Withdrawn | Withdrawn | Withdrawn | Withdrawn | Withdrawn | Withdrawn | Former queue position: W175 |  |  |  |  | Goose Lake | 115 |  |  | TRUE | FALSE | Goose Lake | 115 |  | 9 | [8 empty] | 0 | 0
2010-10-20 15:00 | 0192-WD | Independent Study | Independent Study | Withdrawn | Not Provided | Withdrawn | Withdrawn | KERN | GOOSE LAKE SUB | Solar PV | 15 | Complete | Withdrawn | Withdrawn | Withdrawn | Withdrawn | Withdrawn | Withdrawn | Withdrawn | Withdrawn | Former queue position: W176 |  |  |  |  | Goose Lake | 115 |  |  | TRUE | FALSE | Goose Lake | 115 |  | 15 | [8 empty] | 0 | 0
2010-10-20 15:00 | 0193-WD | Independent Study | Independent Study | Withdrawn | Not Provided | Withdrawn | Withdrawn | MERCED | GUSTINE SUB | Solar PV | 20 | 10/22/2010 | Withdrawn | Withdrawn | Withdrawn | Withdrawn | Withdrawn | Withdrawn | Withdrawn | Withdrawn | Former queue position: W177 |  |  |  |  | Gustine |  |  |  | FALSE | FALSE | Gustine |  |  | 20 | [8 empty] | 0 | 0
2010-10-21 15:00 | 0194-WD | Independent Study | Independent Study | Withdrawn | Not Provided | Withdrawn | Withdrawn | BUTTE | PEACHTON SUB | Solar PV | 6 | Complete | Withdrawn | Withdrawn | Withdrawn | Withdrawn | Withdrawn | Withdrawn | Withdrawn | Withdrawn | Duplicate entry; former queue position: W178 |  |  |  |  | Peachton |  |  |  | FALSE | FALSE | Peachton |  |  | 6 | [8 empty] | 0 | 0
2010-10-26 07:15 | 0195-WD | Independent Study | Independent Study | Withdrawn | 6/20/2012 | Withdrawn | Withdrawn | COLUSA | COLUSA JUNCTION | Solar PV | 5 | 1/21/2011 | Withdrawn | Withdrawn | Withdrawn | Withdrawn | Withdrawn | Withdrawn | Withdrawn | Withdrawn | Former queue position: W179 |  |  |  |  | Colusa Junction |  |  |  | FALSE | FALSE | Colusa Junction |  |  | 5 | [8 empty] | 0 | 0
2010-10-27 15:00 | 0196-WD | Independent Study | Independent Study | Withdrawn | Not Provided | Withdrawn | Withdrawn | FRESNO | DEVILS DEN SUB | Solar PV | 20 | Complete | Withdrawn | Withdrawn | Withdrawn | Withdrawn | Withdrawn | Withdrawn | Withdrawn | Withdrawn | Former queue position: W181 |  |  |  |  | Devils Den |  |  |  | FALSE | FALSE | Devils Den |  |  | 20 | [8 empty] | 0 | 0
2010-10-28 16:08 | 0197-WD | Independent Study | Independent Study | Withdrawn | Not Provided | Withdrawn | Withdrawn | PLACER | PLEASANT GROVE SUB | Solar PV | 5 | 1/21/2011 | Withdrawn | Withdrawn | Withdrawn | Withdrawn | Withdrawn | Withdrawn | Withdrawn | Withdrawn | Former queue position: W205a |  |  | Pleasant Grove |  | Pleasant Grove | 115 |  |  | TRUE | FALSE | Pleasant Grove | 115 |  | 5 | [8 empty] | 0 | 0
2010-10-28 19:12 | 0198-WD | Independent Study | Independent Study | Withdrawn | Not Provided | Withdrawn | Withdrawn | KERN | LAMONT SUB | Reciprocating Engine | 3.2 | Complete | Withdrawn | Withdrawn | Withdrawn | Withdrawn | Withdrawn | Withdrawn | Withdrawn | Withdrawn | Former queue position: W182 |  |  |  |  | Lamont | 115 |  |  | TRUE | FALSE | Lamont | 115 | [10 empty] | 0 | 0
2010-11-01 12:20 | 0199-WD | Fast Track | Fast Track | Withdrawn | Not Provided | Withdrawn | Withdrawn | PLACER | PENRYN SUB | Solar PV | 0.096 | Complete | Withdrawn | Withdrawn | Withdrawn | Withdrawn | Withdrawn | Withdrawn | Withdrawn | Withdrawn | Former queue position: W180 |  |  |  |  | Penryn |  |  |  | FALSE | FALSE | Penryn |  |  | 0.096 | [8 empty] | 0 | 0
2010-11-05 06:27 | 0200-WD | Independent Study | Independent Study | Withdrawn | Not Provided | Withdrawn | Withdrawn | KERN | SMYRNA SUB | Solar PV | 20 | 1/24/2011 | Withdrawn | Withdrawn | Withdrawn | Withdrawn | Withdrawn | Withdrawn | Withdrawn | Withdrawn | Former queue position: W184 |  |  |  |  | Smyrna | 115 |  |  | TRUE | FALSE | Smyrna | 115 |  | 20 | [8 empty] | 0 | 0
2010-11-05 10:59 | 0201-WD | Independent Study | Independent Study | Withdrawn | Not Provided | Withdrawn | Withdrawn | SAN JOAQUIN | LAMMERS SUB | Solar PV | 16 | Complete | Withdrawn | Withdrawn | Withdrawn | Withdrawn | Withdrawn | Withdrawn | Withdrawn | Withdrawn | Former queue position: W186 |  |  |  |  | Lammers | 115 |  |  | TRUE | FALSE | Lammers | 115 |  | 16 | [8 empty] | 0 | 0
2010-11-12 16:15 | 0202-WD | Independent Study | Independent Study | Withdrawn | 3/31/2012 | Withdrawn | Withdrawn | FRESNO | DEVILS DEN SUB | Solar PV | 20 | Complete | Withdrawn | Withdrawn | Withdrawn | Withdrawn | Withdrawn | Withdrawn | Withdrawn | Withdrawn | Former queue position: W187 |  |  |  |  | Devils Den |  |  |  | FALSE | FALSE | Devils Den |  |  | 20 | [8 empty] | 0 | 0
2010-11-16 15:00 | 0203-WD | Independent Study | Independent Study | Withdrawn | Not Provided | Withdrawn | Withdrawn | KERN | ELK HILLS SUB | Solar PV | 20 | 12/20/2010 | Withdrawn | Withdrawn | Withdrawn | Withdrawn | Withdrawn | Withdrawn | Withdrawn | Withdrawn | Former queue position: W188 |  |  |  |  | Elk Hills | 230 |  |  | TRUE | FALSE | Elk Hills | 230 |  | 20 | [8 empty] | 0 | 0
2010-11-16 18:29 | 0204-WD | Independent Study | Independent Study | Withdrawn | Not Provided | Withdrawn | Withdrawn | SAN JOAQUIN | LAMMERS SUB | Solar PV | 8 | Complete | Withdrawn | Withdrawn | Withdrawn | Withdrawn | Withdrawn | Withdrawn | Withdrawn | Withdrawn | Former queue position: W185 |  |  |  |  | Lammers | 115 |  |  | TRUE | FALSE | Lammers | 115 |  | 8 | [8 empty] | 0 | 0
2010-11-23 13:23 | 0205-WD | Independent Study | Independent Study | Withdrawn | 8/31/2012 | Withdrawn | Withdrawn | SAN JOAQUIN | TRACY SUB | Solar PV | 2 | 1/21/2011 | Withdrawn | Withdrawn | Withdrawn | Withdrawn | Withdrawn | Withdrawn | Withdrawn | Withdrawn | Former queue position: W189 |  |  |  |  | Tracy | 115 |  |  | TRUE | FALSE | Tracy | 115 |  | 2 | [8 empty] | 0 | 0
2010-11-23 13:23 | 0206-WD | Independent Study | Independent Study | Withdrawn | 8/31/2012 | Withdrawn | Withdrawn | SAN JOAQUIN | TRACY SUB | Solar PV | 3 | 1/12/2011 | Withdrawn | Withdrawn | Withdrawn | Withdrawn | Withdrawn | Withdrawn | Withdrawn | Withdrawn | Former queue position: W190 |  |  |  |  | Tracy | 115 |  |  | TRUE | FALSE | Tracy | 115 |  | 3 | [8 empty] | 0 | 0
2010-11-23 13:23 | 0207-WD | Independent Study | Independent Study | Withdrawn | 8/31/2012 | Withdrawn | Withdrawn | SAN JOAQUIN | WEBER SUB | Solar PV | 4 | 1/11/2011 | Withdrawn | Withdrawn | Withdrawn | Withdrawn | Withdrawn | Withdrawn | Withdrawn | Withdrawn | Former queue position: W191 |  |  |  |  | Weber | 230 |  |  | TRUE | FALSE | Weber | 230 |  | 4 | [8 empty] | 0 | 0
2010-11-23 13:23 | 0208-WD | Independent Study | Independent Study | Withdrawn | 8/31/2012 | Withdrawn | Withdrawn | SAN JOAQUIN | TRACY SUB | Solar PV | 4 | 1/12/2011 | Withdrawn | Withdrawn | Withdrawn | Withdrawn | Withdrawn | Withdrawn | Withdrawn | Withdrawn | Former queue position: W192 |  |  |  |  | Tracy | 115 |  |  | TRUE | FALSE | Tracy | 115 |  | 4 | [8 empty] | 0 | 0
2010-11-23 13:23 | 0209-WD | Fast Track | Fast Track | Withdrawn | Not Provided | Withdrawn | Withdrawn | SAN JOAQUIN | LAMMERS SUB | Solar PV | 1 | Complete | Withdrawn | Withdrawn | Withdrawn | Withdrawn | Withdrawn | Withdrawn | Withdrawn | Withdrawn | Former queue position: W193 |  |  |  |  | Lammers | 115 |  |  | TRUE | FALSE | Lammers | 115 |  | 1 | [8 empty] | 0 | 0
2010-11-23 13:23 | 0210-WD | Independent Study | Independent Study | Withdrawn | 8/31/2012 | Withdrawn | Withdrawn | SAN JOAQUIN | WEBER SUB | Solar PV | 4 | 1/12/2011 | Withdrawn | Withdrawn | Withdrawn | Withdrawn | Withdrawn | Withdrawn | Withdrawn | Withdrawn | Former queue position: W194 |  |  |  |  | Weber | 230 |  |  | TRUE | FALSE | Weber | 230 |  | 4 | [8 empty] | 0 | 0
2010-11-24 17:41 | 0211-WD | Fast Track | Fast Track | Withdrawn | Not Provided | Withdrawn | Withdrawn | FRESNO | CHENEY SUB | Solar PV | 1.5 | Complete | Withdrawn | Withdrawn | Withdrawn | Withdrawn | Withdrawn | Withdrawn | Withdrawn | Withdrawn | Former queue position: W195 |  |  |  |  | Cheney |  |  |  | FALSE | FALSE | Cheney |  |  | 1.5 | [8 empty] | 0 | 0
2010-11-24 17:41 | 0212-WD | Fast Track | Fast Track | Withdrawn | Not Provided | Withdrawn | Withdrawn | FRESNO | CHENEY SUB | Solar PV | 1.5 | Complete | Withdrawn | Withdrawn | Withdrawn | Withdrawn | Withdrawn | Withdrawn | Withdrawn | Withdrawn | Former queue position: W196 |  |  |  |  | Cheney |  |  |  | FALSE | FALSE | Cheney |  |  | 1.5 | [8 empty] | 0 | 0
2010-11-24 17:41 | 0213-WD | Fast Track | Fast Track | Withdrawn | Not Provided | Withdrawn | Withdrawn | FRESNO | CHENEY SUB | Solar PV | 1.5 | Complete | Withdrawn | Withdrawn | Withdrawn | Withdrawn | Withdrawn | Withdrawn | Withdrawn | Withdrawn | Former queue position: W197 |  |  |  |  | Cheney |  |  |  | FALSE | FALSE | Cheney |  |  | 1.5 | [8 empty] | 0 | 0
2010-11-24 17:41 | 0214-WD | Fast Track | Fast Track | Withdrawn | Not Provided | Withdrawn | Withdrawn | FRESNO | CHENEY SUB | Solar PV | 1.5 | Complete | Withdrawn | Withdrawn | Withdrawn | Withdrawn | Withdrawn | Withdrawn | Withdrawn | Withdrawn | Former queue position: W198 |  |  |  |  | Cheney |  |  |  | FALSE | FALSE | Cheney |  |  | 1.5 | [8 empty] | 0 | 0
2010-11-24 17:41 | 0215-WD | Independent Study | Independent Study | Withdrawn | Not Provided | Withdrawn | Withdrawn | FRESNO | CAMDEN SUB | Solar PV | 1.5 | 12/20/2010 | Withdrawn | Withdrawn | Withdrawn | Withdrawn | Withdrawn | Withdrawn | Withdrawn | Withdrawn | Former queue position: W199 |  |  |  |  | Camden |  |  |  | FALSE | FALSE | Camden |  |  | 1.5 | [8 empty] | 0 | 0
2010-11-29 07:32 | 0216-WD | Independent Study | Independent Study | Withdrawn | 8/31/2012 | Withdrawn | Withdrawn | SAN JOAQUIN | WEBER SUB | Solar PV | 4 | 1/12/2011 | Withdrawn | Withdrawn | Withdrawn | Withdrawn | Withdrawn | Withdrawn | Withdrawn | Withdrawn | Former queue position: W200 |  |  |  |  | Weber | 230 |  |  | TRUE | FALSE | Weber | 230 |  | 4 | [8 empty] | 0 | 0
2010-11-29 07:32 | 0217-WD | Independent Study | Independent Study | Withdrawn | 8/31/2012 | Withdrawn | Withdrawn | SAN JOAQUIN | WEBER SUB | Solar PV | 2 | 11/30/2010 | Withdrawn | Withdrawn | Withdrawn | Withdrawn | Withdrawn | Withdrawn | Withdrawn | Withdrawn | Former queue position: W201 |  |  |  |  | Weber | 230 |  |  | TRUE | FALSE | Weber | 230 |  | 2 | [8 empty] | 0 | 0
2010-11-30 10:01 | 0218-WD | Fast Track | Fast Track | Withdrawn | Not Provided | Withdrawn | Withdrawn | YUBA | OLIVEHURST SUB | Solar PV | 1.2 | 12/1/2010 | Withdrawn | Withdrawn | Withdrawn | Withdrawn | Withdrawn | Withdrawn | Withdrawn | Withdrawn | Former queue position: W183 |  |  |  |  | Olivehurst | 115 |  |  | TRUE | FALSE | Olivehurst | 115 |  | 1.2 | [8 empty] | 0 | 0
2010-12-08 08:33 | 0219-WD | Independent Study | Independent Study | Withdrawn | 12/1/2011 | Withdrawn | Withdrawn | KINGS | HARDWICK SUB | Reciprocating Engine | 0.925 | Complete | Withdrawn | Withdrawn | Withdrawn | Withdrawn | Withdrawn | Withdrawn | Withdrawn | Withdrawn | Former queue position: W202 |  |  |  |  | Hardwick |  |  |  | FALSE | FALSE | Hardwick | [11 empty] | 0 | 0
2010-12-14 10:00 | 0220-WD | Independent Study | Independent Study | Withdrawn | Not Provided | Withdrawn | Withdrawn | Withdrawn | Withdrawn | Solar PV | 20 | Complete | Withdrawn | Withdrawn | Withdrawn | Withdrawn | Withdrawn | Withdrawn | Withdrawn | Withdrawn | Former queue position: W203 |  |  |  |  | Withdrawn |  |  |  | FALSE | FALSE | Withdrawn |  |  | 20 | [8 empty] | 0 | 0
2010-12-16 11:12 | 0221-WD | Independent Study | Independent Study | Withdrawn | Not Provided | Withdrawn | Withdrawn | FRESNO | WEST FRESNO SUB | Solar PV | 1 | 1/24/2011 | Withdrawn | Withdrawn | Withdrawn | Withdrawn | Withdrawn | Withdrawn | Withdrawn | Withdrawn | Former queue position: W204 |  |  |  |  | West Fresno | 115 |  |  | TRUE | FALSE | West Fresno | 115 |  | 1 | [8 empty] | 0 | 0
2010-12-17 09:09 | 0222-WD | Independent Study | Independent Study | Withdrawn | Not Provided | Withdrawn | Withdrawn | KERN | TWISSELMAN SUB | Solar PV | 1.5 | 12/20/2010 | Withdrawn | Withdrawn | Withdrawn | Withdrawn | Withdrawn | Withdrawn | Withdrawn | Withdrawn | Former queue position: W205 |  |  |  |  | Twisselman |  |  |  | FALSE | FALSE | Twisselman |  |  | 1.5 | [8 empty] | 0 | 0
2010-12-20 16:54 | 0223-WD | Independent Study | Independent Study | Withdrawn | Not Provided | Withdrawn | Withdrawn | CALAVERAS | FROGTOWN SUB | Solar PV | 15 | 1/19/2011 | Withdrawn | Withdrawn | Withdrawn | Withdrawn | Withdrawn | Withdrawn | Withdrawn | Withdrawn | Former queue position: W207 |  |  |  |  | Frogtown | 115 |  |  | TRUE | FALSE | Frogtown | 115 |  | 15 | [8 empty] | 0 | 0
2010-12-20 18:26 | 0224-WD | Independent Study | Independent Study | In Service | 6/13/2013 | 9/30/2015 | 10/24/2016 | FRESNO | WOODWARD SUB | Hydro | 8 | 1/6/2011 | N/A | N/A | N/A | N/A | N/A | 9/20/2011 | N/A | Executed | Former queue position: W206 | Woodward | 115 |  |  | Woodward | 115 |  |  | TRUE | FALSE | Woodward | 115 | [10 empty] | 1 | 1
2010-12-23 09:38 | 0225-WD | Independent Study | Independent Study | Withdrawn | 12/14/2012 | Withdrawn | Withdrawn | FRESNO | REEDLEY SUB | Solar PV | 3 | 1/28/2011 | Withdrawn | Withdrawn | Withdrawn | Withdrawn | Withdrawn | Withdrawn | Withdrawn | Withdrawn | Former queue position: W208 |  |  |  |  | Reedley | 115 |  |  | TRUE | FALSE | Reedley | 115 |  | 3 | [8 empty] | 0 | 0
2010-12-23 14:26 | 0226-WD | Independent Study | Independent Study | Withdrawn | Not Provided | Withdrawn | Withdrawn | NAPA | HIGHWAY SUB | Solar PV | 6.7 | 1/28/2011 | Withdrawn | Withdrawn | Withdrawn | Withdrawn | Withdrawn | Withdrawn | Withdrawn | Withdrawn | Former queue position: W209 |  |  |  |  | Highway |  |  |  | FALSE | FALSE | Highway |  |  | 6.7 | [8 empty] | 0 | 0
2010-12-30 10:26 | 0227-WD | Independent Study | Independent Study | In Service | 12/24/2012 | 12/24/2012 | 10/23/2013 | SAN JOAQUIN | WEBER SUB | Engine | 4.2 | 1/31/2011 | N/A | N/A | N/A | N/A | N/A | 5/23/2011 | N/A | Executed | Former queue position: W210 |  |  |  |  | Weber | 230 |  |  | TRUE | FALSE | Weber | 230 | [10 empty] | 1 | 1
2010-12-31 11:22 | 0228-WD | Fast Track | Fast Track | Withdrawn | Not Provided | Withdrawn | Withdrawn | MADERA | BONITA SUB | Solar PV | 0.096 | Complete | Withdrawn | Withdrawn | Withdrawn | Withdrawn | Withdrawn | Withdrawn | Withdrawn | Withdrawn | Former queue position: W211 |  |  |  |  | Bonita |  |  |  | FALSE | FALSE | Bonita |  |  | 0.096 | [8 empty] | 0 | 0
2011-01-04 15:13 | 0229-WD | Cluster | Cluster | Withdrawn | 9/30/2012 | Withdrawn | Withdrawn | KINGS | GUERNSEY SUB | Solar PV | 12 | 2/15/2011 | Withdrawn | Withdrawn | Withdrawn | Withdrawn | Withdrawn | Withdrawn | Withdrawn | Withdrawn | Former queue position: W212 |  |  |  |  | Guernsey | 70 |  |  | TRUE | FALSE | Guernsey | 70 |  | 12 | [8 empty] | 0 | 0
2011-01-04 17:58 | 0230-WD | Independent Study | Independent Study | Withdrawn | Not Provided | Withdrawn | Withdrawn | SANTA CLARA | SWIFT SUB | Solar PV | 5 | 9/26/2011 | Withdrawn | Withdrawn | Withdrawn | Withdrawn | Withdrawn | Withdrawn | Withdrawn | Withdrawn | Former queue position: W213 |  |  |  |  | Swift | 115 |  |  | TRUE | FALSE | Swift | 115 |  | 5 | [8 empty] | 0 | 0
2011-01-14 12:50 | 0231-WD | Independent Study | Independent Study | Withdrawn | 10/1/2012 | Withdrawn | Withdrawn | FRESNO | COALINGA #1 SUB | Solar PV | 6 | 1/24/2011 | Withdrawn | Withdrawn | Withdrawn | Withdrawn | Withdrawn | Withdrawn | Withdrawn | Withdrawn | Former queue position: W214 |  |  |  |  | Coalinga #1 |  |  |  | FALSE | FALSE | Coalinga #1 |  |  | 6 | [8 empty] | 0 | 0
2011-01-19 10:00 | 0232-WD | Independent Study | Independent Study | Withdrawn | Not Provided | Withdrawn | Withdrawn | MERCED | MERCED FALLS SUB | Solar PV | 3 | 2/2/2011 | Withdrawn | Withdrawn | Withdrawn | Withdrawn | Withdrawn | Withdrawn | Withdrawn | Withdrawn | Former queue position: W215 |  |  |  |  | Merced Falls |  |  |  | FALSE | FALSE | Merced Falls |  |  | 3 | [8 empty] | 0 | 0
2011-01-21 15:00 | 0233-WD | Fast Track | Independent Study | In Service | 4/15/2012 | 10/22/2013 | 1/10/2014 | STANISLAUS | RIVERBANK SUB | Engine | 1.2 | 5/10/2011 | 6/2/2011 | Fail Screens: 2, 10 | 8/2/2011 | Fail | N/A | 9/10/2012 | N/A | Executed | Former queue position: W216 |  |  |  |  | Riverbank | 115 |  |  | TRUE | FALSE | Riverbank | 115 | [10 empty] | 1 | 1
2011-01-26 12:55 | 0234-WD | Fast Track | Fast Track | Withdrawn | Not Provided | Withdrawn | Withdrawn | SAN JOAQUIN | VICTOR SUB | Solar PV | 0.095 | Complete | Withdrawn | Withdrawn | Withdrawn | Withdrawn | Withdrawn | Withdrawn | Withdrawn | Withdrawn | Former queue position: W217 |  |  |  |  | Victor | 230 |  |  | TRUE | FALSE | Victor | 230 |  | 0.095 | [8 empty] | 0 | 0
2011-01-26 17:47 | 0235-WD | Independent Study | Independent Study | Withdrawn | Not Provided | Withdrawn | Withdrawn | SANTA BARBARA | CUYAMA SUB | Solar PV | 3 | 1/26/2011 | Withdrawn | Withdrawn | Withdrawn | Withdrawn | Withdrawn | Withdrawn | Withdrawn | Withdrawn | Former queue position: W218 |  |  |  |  | Cuyama |  |  |  | FALSE | FALSE | Cuyama |  |  | 3 | [8 empty] | 0 | 0
2011-01-26 17:47 | 0236-WD | Independent Study | Independent Study | Withdrawn | Not Provided | Withdrawn | Withdrawn | SANTA BARBARA | CUYAMA SUB | Solar PV | 3 | 1/26/2011 | Withdrawn | Withdrawn | Withdrawn | Withdrawn | Withdrawn | Withdrawn | Withdrawn | Withdrawn | Former queue position: W219 |  |  |  |  | Cuyama |  |  |  | FALSE | FALSE | Cuyama |  |  | 3 | [8 empty] | 0 | 0
2011-01-28 12:35 | 0237-WD | Independent Study | Independent Study | Withdrawn | Not Provided | Withdrawn | Withdrawn | STANISLAUS | CROWS LANDING SUB | Solar PV | 20 | 4/4/2011 | Withdrawn | Withdrawn | Withdrawn | Withdrawn | Withdrawn | Withdrawn | Withdrawn | Withdrawn | Former queue position: W220-Rev |  |  |  |  | Crows Landing | 60 |  |  | TRUE | FALSE | Crows Landing | 60 |  | 20 | [8 empty] | 0 | 0
2011-01-28 12:47 | 0238-WD | Fast Track | Fast Track | Withdrawn | Not Provided | Withdrawn | Withdrawn | FRESNO | CAMDEN SUB | Solar PV | 1.5 | 5/2/2011 | Withdrawn | Withdrawn | 6/27/2011 | Pass | Withdrawn | Withdrawn | Withdrawn | Withdrawn | Former queue position: W221 |  |  |  |  | Camden |  |  |  | FALSE | FALSE | Camden |  |  | 1.5 | [8 empty] | 0 | 0
2011-01-28 12:47 | 0239-WD | Fast Track | Fast Track | Withdrawn | Not Provided | Withdrawn | Withdrawn | FRESNO | CAMDEN SUB | Solar PV | 1.5 | Complete | Withdrawn | Withdrawn | Withdrawn | Withdrawn | Withdrawn | Withdrawn | Withdrawn | Withdrawn | Former queue position: W222-Rev |  |  |  |  | Camden |  |  |  | FALSE | FALSE | Camden |  |  | 1.5 | [8 empty] | 0 | 0
2011-01-28 18:24 | 0240-WD | Fast Track | Fast Track | Withdrawn | Not Provided | Withdrawn | Withdrawn | FRESNO | CAMDEN SUB | Solar PV | 1.5 | Complete | Withdrawn | Withdrawn | Withdrawn | Withdrawn | Withdrawn | Withdrawn | Withdrawn | Withdrawn | Former queue position: W223-Rev |  |  |  |  | Camden |  |  |  | FALSE | FALSE | Camden |  |  | 1.5 | [8 empty] | 0 | 0
2011-01-28 18:24 | 0241-WD | Fast Track | Fast Track | Withdrawn | Not Provided | Withdrawn | Withdrawn | FRESNO | CAMDEN SUB | Solar PV | 1.5 | Complete | Withdrawn | Withdrawn | Withdrawn | Withdrawn | Withdrawn | Withdrawn | Withdrawn | Withdrawn | Former queue position: W224-Rev |  |  |  |  | Camden |  |  |  | FALSE | FALSE | Camden |  |  | 1.5 | [8 empty] | 0 | 0
2011-01-28 18:29 | 0242-WD | Fast Track | Fast Track | Withdrawn | Not Provided | Withdrawn | Withdrawn | FRESNO | CAMDEN SUB | Solar PV | 1.5 | Complete | Withdrawn | Withdrawn | Withdrawn | Withdrawn | Withdrawn | Withdrawn | Withdrawn | Withdrawn | Former queue position: W225-Rev |  |  |  |  | Camden |  |  |  | FALSE | FALSE | Camden |  |  | 1.5 | [8 empty] | 0 | 0
2011-01-31 16:50 | 0243-WD | Fast Track | Fast Track | Withdrawn | Not Provided | Withdrawn | Withdrawn | KINGS | JACOBS CORNER SUB | Solar PV | 25 | Complete | Withdrawn | Withdrawn | Withdrawn | Withdrawn | Withdrawn | Withdrawn | Withdrawn | Withdrawn | Former queue position: W226-Rev |  |  |  |  | Jacobs Corner |  |  |  | FALSE | FALSE | Jacobs Corner |  |  | 25 | [8 empty] | 0 | 0
2011-01-31 16:50 | 0244-WD | Fast Track | Fast Track | Withdrawn | Not Provided | Withdrawn | Withdrawn | KERN | GOOSE LAKE SUB | Solar PV | 20 | Complete | Withdrawn | Withdrawn | Withdrawn | Withdrawn | Withdrawn | Withdrawn | Withdrawn | Withdrawn | Former queue position: W227-Rev |  |  |  |  | Goose Lake | 115 |  |  | TRUE | FALSE | Goose Lake | 115 |  | 20 | [8 empty] | 0 | 0
2011-01-31 16:50 | 0245-WD | Fast Track | Fast Track | Withdrawn | Not Provided | Withdrawn | Withdrawn | KERN | LAKEVIEW SUB | Solar PV | 30 | Complete | Withdrawn | Withdrawn | Withdrawn | Withdrawn | Withdrawn | Withdrawn | Withdrawn | Withdrawn | Former queue position: W228-Rev |  |  |  |  | Lakeview | 70 |  |  | TRUE | FALSE | Lakeview | 70 |  | 30 | [8 empty] | 0 | 0
2011-02-01 11:00 | 0246-WD | Cluster | Cluster | Withdrawn | Not Provided | Withdrawn | Withdrawn | KERN | GANSO SUB | Solar PV | 20 | 2/1/2011 | Withdrawn | Withdrawn | Withdrawn | Withdrawn | Withdrawn | Withdrawn | Withdrawn | Withdrawn | Former queue position: W229 |  |  |  |  | Ganso | 115 |  |  | TRUE | FALSE | Ganso | 115 |  | 20 | [8 empty] | 0 | 0
2011-02-01 11:01 | 0247-WD | Independent Study | Independent Study | Withdrawn | Not Provided | Withdrawn | Withdrawn | MADERA | CHOWCHILLA SUB | Solar PV | 3 | 2/1/2011 | Withdrawn | Withdrawn | Withdrawn | Withdrawn | Withdrawn | Withdrawn | Withdrawn | Withdrawn | Former queue position: W230-Rev |  |  |  |  | Chowchilla | 115 |  |  | TRUE | FALSE | Chowchilla | 115 |  | 3 | [8 empty] | 0 | 0
2011-02-02 09:30 | 0248-WD | Independent Study | Independent Study | In Service | 6/30/2012 | 2/28/2014 | 10/23/2013 | KERN | OLD RIVER SUB | Engine | 2 | 2/3/2011 | N/A | N/A | N/A | N/A | N/A | 5/18/2012 | 1/29/2013 | Executed | Former queue position: W231-Rev |  |  |  |  | Old River | 70 |  |  | TRUE | FALSE | Old River | 70 | [10 empty] | 1 | 1
2011-02-09 11:51 | 0249-WD | Independent Study | Independent Study | Withdrawn | Not Provided | Withdrawn | Withdrawn | YOLO | DAVIS SUB | Solar PV | 16 | 2/14/2011 | Withdrawn | Withdrawn | Withdrawn | Withdrawn | Withdrawn | Withdrawn | Withdrawn | Withdrawn | Former queue position: W232 |  |  |  |  | Davis | 115 |  |  | TRUE | FALSE | Davis | 115 |  | 16 | [8 empty] | 0 | 0
2011-02-10 15:56 | 0250-WD | Fast Track | Fast Track | Withdrawn | Not Provided | Withdrawn | Withdrawn | FRESNO | CHENEY SUB | Solar PV | 1 | Complete | Withdrawn | Withdrawn | Withdrawn | Withdrawn | Withdrawn | Withdrawn | Withdrawn | Withdrawn | Former queue position: W233-Rev |  |  |  |  | Cheney |  |  |  | FALSE | FALSE | Cheney |  |  | 1 | [8 empty] | 0 | 0
2011-02-18 08:06 | 0251-WD | Independent Study | Independent Study | Withdrawn | 9/1/2012 | Withdrawn | Withdrawn | KERN | CHARCA SUB | Solar PV | 2 | 5/2/2011 | Withdrawn | Withdrawn | Withdrawn | Withdrawn | Withdrawn | Withdrawn | Withdrawn | Withdrawn | Former queue position: W234 |  |  |  |  | Charca | 115 |  |  | TRUE | FALSE | Charca | 115 |  | 2 | [8 empty] | 0 | 0
2011-02-18 08:06 | 0252-WD | Independent Study | Independent Study | Withdrawn | 9/1/2012 | Withdrawn | Withdrawn | KERN | WASCO SUB | Solar PV | 2 | 5/2/2011 | Withdrawn | Withdrawn | Withdrawn | Withdrawn | Withdrawn | Withdrawn | Withdrawn | Withdrawn | Former queue position: W235 |  |  |  |  | Wasco |  |  |  | FALSE | FALSE | Wasco |  |  | 2 | [8 empty] | 0 | 0
2011-02-22 14:32 | 0253-WD | Cluster | Cluster | Withdrawn | Not Provided | Withdrawn | Withdrawn | KERN | TAFT SUB | Solar PV | 20 | 2/25/2011 | Withdrawn | Withdrawn | Withdrawn | Withdrawn | Withdrawn | Withdrawn | Withdrawn | Withdrawn | Former queue position: W236-Rev |  |  |  |  | Taft | 115 |  |  | TRUE | FALSE | Taft | 115 |  | 20 | [8 empty] | 0 | 0
2011-02-22 14:34 | 0254-WD | Independent Study | Independent Study | Withdrawn | 1/31/2012 | Withdrawn | Withdrawn | KERN | GOOSE LAKE SUB | Solar PV | 20 | 2/22/2011 | Withdrawn | Withdrawn | Withdrawn | Withdrawn | Withdrawn | Withdrawn | Withdrawn | Withdrawn | Former queue position: W237 |  |  |  |  | Goose Lake | 115 |  |  | TRUE | FALSE | Goose Lake | 115 |  | 20 | [8 empty] | 0 | 0
2011-02-22 14:35 | 0255-WD | Cluster | Cluster | Withdrawn | Not Provided | Withdrawn | Withdrawn | KERN | MIDWAY SUB | Solar PV | 10 | 3/14/2011 | Withdrawn | Withdrawn | Withdrawn | Withdrawn | Withdrawn | Withdrawn | Withdrawn | Withdrawn | Former queue position: W238-Rev |  |  |  |  | Midway | 500 |  |  | TRUE | FALSE | Midway | 500 |  | 10 | [8 empty] | 0 | 0
2011-02-25 12:25 | 0256-WD | Fast Track | Fast Track | Withdrawn | Not Provided | Withdrawn | Withdrawn | KERN | COPUS SUB | Solar PV | 2 | 3/10/2011 | Withdrawn | Withdrawn | Withdrawn | Withdrawn | Withdrawn | Withdrawn | Withdrawn | Withdrawn | Former queue position: W239 |  |  |  |  | Copus | 70 |  |  | TRUE | FALSE | Copus | 70 |  | 2 | [8 empty] | 0 | 0
2011-02-25 14:18 | 0257-WD | Independent Study | Independent Study | Withdrawn | 12/1/2013 | Withdrawn | Withdrawn | EL DORADO | APPLE HILL SUB | Hydro | 5 | 2/25/2011 | Withdrawn | Withdrawn | Withdrawn | Withdrawn | Withdrawn | Withdrawn | Withdrawn | Withdrawn | Former queue position: W240 |  |  |  |  | Apple Hill |  |  |  | FALSE | FALSE | Apple Hill | [11 empty] | 0 | 0
2011-02-25 17:51 | 0258-WD | Independent Study | Independent Study | Withdrawn | 12/1/2013 | Withdrawn | Withdrawn | FRESNO | SCHINDLER SUB | Solar PV | 20 | 1/5/2012 | Withdrawn | Withdrawn | Withdrawn | Withdrawn | Withdrawn | Withdrawn | Withdrawn | Withdrawn | Former queue position: W240-A1 |  |  |  |  | Schindler | 115 |  |  | TRUE | FALSE | Schindler | 115 |  | 20 | [8 empty] | 0 | 0
2011-02-25 17:51 | 0259-WD | Cluster | Cluster | Withdrawn | 12/1/2014 | Withdrawn | Withdrawn | FRESNO | SCHINDLER SUB | Solar PV | 20 | 4/14/2011 | Withdrawn | Withdrawn | Withdrawn | Withdrawn | Withdrawn | Withdrawn | Withdrawn | Withdrawn | Former queue position: W240-A2 |  |  |  |  | Schindler | 115 |  |  | TRUE | FALSE | Schindler | 115 |  | 20 | [8 empty] | 0 | 0
2011-02-28 16:38 | 0260-WD | Fast Track | Fast Track | Withdrawn | 5/30/2013 | Withdrawn | Withdrawn | SANTA BARBARA | CUYAMA SUB | Solar PV | 3 | Complete | Withdrawn | Withdrawn | Withdrawn | Withdrawn | Withdrawn | Withdrawn | Withdrawn | Withdrawn | Former queue position: W240a |  |  |  |  | Cuyama |  |  |  | FALSE | FALSE | Cuyama |  |  | 3 | [8 empty] | 0 | 0
2011-02-28 17:28 | 0261-WD | Fast Track | Fast Track | Withdrawn | 1/30/2013 | Withdrawn | Withdrawn | SANTA CLARA | EDENVALE SUB | Solar PV | 3.25 | 3/21/2011 | Withdrawn | Withdrawn | 3/7/2013 | Pass | Withdrawn | Withdrawn | Withdrawn | Withdrawn | Former queue position: W243-Rev |  |  |  |  | Edenvale | 115 |  |  | TRUE | FALSE | Edenvale | 115 |  | 3.25 | [8 empty] | 0 | 0
2011-02-28 17:28 | 0262-WD | Fast Track | Fast Track | Withdrawn | 1/30/2013 | Withdrawn | Withdrawn | SANTA CLARA | PIERCY SUB | Solar PV | 1.35 | 6/6/2011 | Withdrawn | Withdrawn | 3/7/2013 | Pass | Withdrawn | Withdrawn | Withdrawn | Withdrawn | Former queue position: W245c |  |  |  |  | Piercy | 115 |  |  | TRUE | FALSE | Piercy | 115 |  | 1.35 | [8 empty] | 0 | 0
2011-02-28 17:35 | 0263-WD | Fast Track | Fast Track | Withdrawn | 1/30/2013 | Withdrawn | Withdrawn | SANTA CLARA | LLAGAS SUB | Solar PV | 2.2 | 3/21/2011 | Withdrawn | Withdrawn | 3/7/2013 | Pass | Withdrawn | Withdrawn | Withdrawn | Withdrawn | Former queue position: W245d |  |  |  |  | Llagas | 115 |  |  | TRUE | FALSE | Llagas | 115 |  | 2.2 | [8 empty] | 0 | 0
2011-02-28 17:43 | 0264-WD | Fast Track | Fast Track | Withdrawn | 1/30/2013 | Withdrawn | Withdrawn | SANTA CLARA | MORGAN HILL SUB | Solar PV | 1.1 | 6/6/2011 | Withdrawn | Withdrawn | 3/7/2013 | Pass | Withdrawn | Withdrawn | Withdrawn | Withdrawn | Former queue position: W245a |  |  | Morgan Hill |  | Morgan Hill | 115 |  |  | TRUE | FALSE | Morgan Hill | 115 |  | 1.1 | [8 empty] | 0 | 0
2011-02-28 17:46 | 0265-WD | Fast Track | Fast Track | Withdrawn | Not Provided | Withdrawn | Withdrawn | SANTA CLARA | MORGAN HILL SUB | Solar PV | 1.1 | Complete | Withdrawn | Withdrawn | Withdrawn | Withdrawn | Withdrawn | Withdrawn | Withdrawn | Withdrawn | Former queue position: W241-Rev |  |  | Morgan Hill |  | Morgan Hill | 115 |  |  | TRUE | FALSE | Morgan Hill | 115 |  | 1.1 | [8 empty] | 0 | 0
2011-02-28 17:47 | 0266-WD | Fast Track | Fast Track | Withdrawn | 1/30/2013 | Withdrawn | Withdrawn | SANTA CLARA | EDENVALE SUB | Solar PV | 3.1 | 5/24/2011 | Withdrawn | Withdrawn | 3/7/2013 | Pass | Withdrawn | Withdrawn | Withdrawn | Withdrawn | Former queue position: W241a |  |  |  |  | Edenvale | 115 |  |  | TRUE | FALSE | Edenvale | 115 |  | 3.1 | [8 empty] | 0 | 0
2011-02-28 17:50 | 0267-WD | Fast Track | Fast Track | Withdrawn | 1/30/2013 | Withdrawn | Withdrawn | SANTA CLARA | MORGAN HILL SUB | Solar PV | 1.5 | 3/21/2011 | Withdrawn | Withdrawn | 3/7/2013 | Pass | Withdrawn | Withdrawn | Withdrawn | Withdrawn | Former queue position: W245-Rev |  |  | Morgan Hill |  | Morgan Hill | 115 |  |  | TRUE | FALSE | Morgan Hill | 115 |  | 1.5 | [8 empty] | 0 | 0
2011-02-28 17:53 | 0268-WD | Fast Track | Fast Track | Withdrawn | 1/30/2013 | Withdrawn | Withdrawn | SANTA CLARA | MORGAN HILL SUB | Solar PV | 1.2 | 3/21/2011 | Withdrawn | Withdrawn | 3/7/2013 | Pass | Withdrawn | Withdrawn | Withdrawn | Withdrawn | Former queue position: W244-Rev |  |  | Morgan Hill |  | Morgan Hill | 115 |  |  | TRUE | FALSE | Morgan Hill | 115 |  | 1.2 | [8 empty] | 0 | 0
2011-03-01 09:47 | 0269-WD | Fast Track | Fast Track | Withdrawn | Not Provided | Withdrawn | Withdrawn | SANTA CLARA | EDENVALE SUB | Solar PV | 3.25 | Complete | Withdrawn | Withdrawn | Withdrawn | Withdrawn | Withdrawn | Withdrawn | Withdrawn | Withdrawn | Duplicate entry; former queue position: W245b |  |  |  |  | Edenvale | 115 |  |  | TRUE | FALSE | Edenvale | 115 |  | 3.25 | [8 empty] | 0 | 0
2011-03-01 15:01 | 0270-WD | Fast Track | Fast Track | Withdrawn | 3/8/2012 | Withdrawn | Withdrawn | CONTRA COSTA | TIDEWATER SUB | Solar PV | 0.999 | 3/18/2011 | Withdrawn | Withdrawn | 11/16/2011 | Pass | Withdrawn | Withdrawn | Withdrawn | Withdrawn | Former queue position: W245e |  |  |  |  | Tidewater |  |  |  | FALSE | FALSE | Tidewater |  |  | 0.999 | [8 empty] | 0 | 0
2011-03-01 15:01 | 0271-WD | Fast Track | Fast Track | In Service | 12/30/2012 | 4/5/2014 | 2/21/2014 | BUTTE | WYANDOTTE SUB | Solar PV | 0.999 | 10/25/2011 | 11/22/2011 | Fail Screens: 2, 10 | 3/8/2012 | Pass | N/A (Fast Track) | N/A (Fast Track) | N/A (Fast Track) | Executed | Former queue position: W301 |  |  |  |  | Wyandotte | 115 |  |  | TRUE | FALSE | Wyandotte | 115 |  | 0.999 | [8 empty] | 1 | 1
2011-03-01 16:13 | 0272-WD | Fast Track | Fast Track | In Service | 3/8/2012 | 3/31/2013 | 1/31/2014 | SAN BENITO | HOLLISTER SUB | Solar PV | 1.5 | 3/23/2011 | 4/20/2011 | Fail Screens: 2, 10 | 10/3/2011 | Pass | N/A (Fast Track) | N/A (Fast Track) | N/A (Fast Track) | Executed | Former queue position: W245f |  |  |  |  | Hollister | 115 |  |  | TRUE | FALSE | Hollister | 115 |  | 1.5 | [8 empty] | 1 | 1
2011-03-01 16:33 | 0273-WD | Fast Track | Fast Track | Withdrawn | 3/8/2012 | Withdrawn | Withdrawn | TEHAMA | GERBER SUB | Solar PV | 1.5 | 3/23/2011 | Withdrawn | Withdrawn | 8/10/2011 | Pass | Withdrawn | Withdrawn | Withdrawn | Withdrawn | Former queue position: W245g |  |  |  |  | Gerber |  |  |  | FALSE | FALSE | Gerber |  |  | 1.5 | [8 empty] | 0 | 0
2011-03-01 17:51 | 0274-WD | Fast Track | Fast Track | Withdrawn | Not Provided | Withdrawn | Withdrawn | SOLANO | VACA DIXON SUB | Solar PV | 2 | 4/8/2011 | Withdrawn | Withdrawn | 9/19/2011 | Pass | Withdrawn | Withdrawn | Withdrawn | Withdrawn | Former queue position: W246a |  |  |  |  | Vaca Dixon | 500 |  |  | TRUE | FALSE | Vaca Dixon | 500 |  | 2 | [8 empty] | 0 | 0
2011-03-01 18:51 | 0275-WD | Fast Track | Fast Track | Withdrawn | Not Provided | Withdrawn | Withdrawn | SAN JOAQUIN | TRACY SUB | Solar PV | 2.296 | Complete | Withdrawn | Withdrawn | Withdrawn | Withdrawn | Withdrawn | Withdrawn | Withdrawn | Withdrawn | Former queue position: W242-Rev |  |  |  |  | Tracy | 115 |  |  | TRUE | FALSE | Tracy | 115 |  | 2.296 | [8 empty] | 0 | 0
2011-03-01 18:51 | 0276-WD | Fast Track | Fast Track | Withdrawn | Not Provided | Withdrawn | Withdrawn | DIABLO | CONTRA COSTA SUB | Solar PV | 2.296 | 3/16/2011 | Withdrawn | Withdrawn | Withdrawn | Withdrawn | Withdrawn | Withdrawn | Withdrawn | Withdrawn | Former queue position: W247-Rev |  |  |  |  | Contra Costa | 230 |  |  | TRUE | FALSE | Contra Costa | 230 |  | 2.296 | [8 empty] | 0 | 0
2011-03-01 18:52 | 0277-WD | Fast Track | Fast Track | Withdrawn | Not Provided | Withdrawn | Withdrawn | SAN JOAQUIN | WEBER SUB | Solar PV | 2.296 | Complete | Withdrawn | Withdrawn | Withdrawn | Withdrawn | Withdrawn | Withdrawn | Withdrawn | Withdrawn | Former queue position: W246b |  |  |  |  | Weber | 230 |  |  | TRUE | FALSE | Weber | 230 |  | 2.296 | [8 empty] | 0 | 0
2011-03-02 01:58 | 0278-WD | Fast Track | Fast Track | Withdrawn | 5/30/2012 | Withdrawn | Withdrawn | SANTA CLARA | TRIMBLE SUB | Solar PV | 1.5 | Complete | Withdrawn | Withdrawn | Withdrawn | Withdrawn | Withdrawn | Withdrawn | Withdrawn | Withdrawn | Former queue position: W245h |  |  |  |  | Trimble | 115 |  |  | TRUE | FALSE | Trimble | 115 |  | 1.5 | [8 empty] | 0 | 0
2011-03-02 01:58 | 0279-WD | Fast Track | Fast Track | Withdrawn | 5/30/2013 | Withdrawn | Withdrawn | SAN JOAQUIN | DIXON LANDING SUB | Solar PV | 1.5 | Complete | Withdrawn | Withdrawn | 8/23/2011 | Pass | Withdrawn | Withdrawn | Withdrawn | Withdrawn | Former queue position: W245i |  |  |  |  | Dixon Landing | 115 |  |  | TRUE | FALSE | Dixon Landing | 115 |  | 1.5 | [8 empty] | 0 | 0
2011-03-02 01:58 | 0280-WD | Fast Track | Fast Track | Withdrawn | 5/30/2013 | Withdrawn | Withdrawn | SANTA CLARA | TRIMBLE SUB | Solar PV | 1 | Complete | Withdrawn | Withdrawn | Withdrawn | Withdrawn | Withdrawn | Withdrawn | Withdrawn | Withdrawn | Former queue position: W245j |  |  |  |  | Trimble | 115 |  |  | TRUE | FALSE | Trimble | 115 |  | 1 | [8 empty] | 0 | 0
2011-03-02 01:58 | 0281-WD | Fast Track | Fast Track | Withdrawn | 5/30/2013 | Withdrawn | Withdrawn | ALAMEDA | NEWARK SUB | Solar PV | 1 | Complete | Withdrawn | Withdrawn | 8/23/2011 | Pass | Withdrawn | Withdrawn | Withdrawn | Withdrawn | Former queue position: W245k |  |  |  |  | Newark | 230 |  |  | TRUE | FALSE | Newark | 230 |  | 1 | [8 empty] | 0 | 0
2011-03-02 01:58 | 0282-WD | Fast Track | Fast Track | Withdrawn | 5/30/2013 | Withdrawn | Withdrawn | ALAMEDA | SAN LEANDRO U SUB | Solar PV | 2 | Complete | Withdrawn | Withdrawn | Withdrawn | Withdrawn | Withdrawn | Withdrawn | Withdrawn | Withdrawn | Former queue position: W245l |  |  |  |  | San Leandro U | 115 |  |  | TRUE | FALSE | San Leandro U | 115 |  | 2 | [8 empty] | 0 | 0
2011-03-02 01:58 | 0283-WD | Fast Track | Fast Track | Withdrawn | 5/30/2013 | Withdrawn | Withdrawn | ALAMEDA | SAN LEANDRO U SUB | Solar PV | 1 | Complete | Withdrawn | Withdrawn | Withdrawn | Withdrawn | Withdrawn | Withdrawn | Withdrawn | Withdrawn | Former queue position: W245m |  |  |  |  | San Leandro U | 115 |  |  | TRUE | FALSE | San Leandro U | 115 |  | 1 | [8 empty] | 0 | 0
2011-03-02 01:58 | 0284-WD | Fast Track | Fast Track | Withdrawn | 5/30/2012 | Withdrawn | Withdrawn | ALAMEDA | JARVIS SUB | Solar PV | 1.5 | Complete | Withdrawn | Withdrawn | Withdrawn | Withdrawn | Withdrawn | Withdrawn | Withdrawn | Withdrawn | Former queue position: W245n |  |  |  |  | Jarvis |  |  |  | FALSE | FALSE | Jarvis |  |  | 1.5 | [8 empty] | 0 | 0
2011-03-02 01:58 | 0285-WD | Fast Track | Fast Track | Withdrawn | 5/30/2012 | Withdrawn | Withdrawn | CONTRA COSTA | JARVIS SUB | Solar PV | 1.5 | Complete | Withdrawn | Withdrawn | 10/26/2011 | Pass | Withdrawn | Withdrawn | Withdrawn | Withdrawn | Former queue position: W245o |  |  |  |  | Jarvis |  |  |  | FALSE | FALSE | Jarvis |  |  | 1.5 | [8 empty] | 0 | 0
2011-03-02 01:58 | 0286-WD | Fast Track | Fast Track | Withdrawn | 5/30/2012 | Withdrawn | Withdrawn | CONTRA COSTA | EDES SUB | Solar PV | 1.5 | Complete | Withdrawn | Withdrawn | Withdrawn | Withdrawn | Withdrawn | Withdrawn | Withdrawn | Withdrawn | Former queue position: W245p |  |  |  |  | Edes | 115 |  |  | TRUE | FALSE | Edes | 115 |  | 1.5 | [8 empty] | 0 | 0
2011-03-02 01:58 | 0287-WD | Fast Track | Fast Track | Withdrawn | 5/30/2012 | Withdrawn | Withdrawn | SAN JOAQUIN | TRACY SUB | Solar PV | 2 | 3/22/2011 | Withdrawn | Withdrawn | Withdrawn | Withdrawn | Withdrawn | Withdrawn | Withdrawn | Withdrawn | Former queue position: W245q |  |  |  |  | Tracy | 115 |  |  | TRUE | FALSE | Tracy | 115 |  | 2 | [8 empty] | 0 | 0
2011-03-02 07:45 | 0288-WD | Fast Track | Fast Track | In Service | Not Provided | 10/15/2013 | 11/19/2013 | SAN JOAQUIN | LOCKEFORD SUB | Solar PV | 1.5 | 3/18/2011 | 4/8/2011 | Fail Screens: 2, 10 | 6/16/2011 | Pass | N/A (Fast Track) | N/A (Fast Track) | N/A (Fast Track) | Executed | Former queue position: W246-Rev |  |  |  |  | Lockeford | 230 |  |  | TRUE | FALSE | Lockeford | 230 |  | 1.5 | [8 empty] | 1 | 1
2011-03-02 11:13 | 0289-WD | Fast Track | Fast Track | Withdrawn | 3/3/2013 | Withdrawn | Withdrawn | FRESNO | STROUD SUB | Solar PV | 1.45 | 3/18/2011 | Withdrawn | Withdrawn | 6/2/2011 | Pass | Withdrawn | Withdrawn | Withdrawn | Withdrawn | Former queue position: W249 |  |  |  |  | Stroud |  |  |  | FALSE | FALSE | Stroud |  |  | 1.45 | [8 empty] | 0 | 0
2011-03-02 11:15 | 0290-WD | Fast Track | Fast Track | Withdrawn | 1/30/2012 | Withdrawn | Withdrawn | FRESNO | STROUD SUB | Solar PV | 1.45 | Complete | Withdrawn | Withdrawn | Withdrawn | Withdrawn | Withdrawn | Withdrawn | Withdrawn | Withdrawn | Former queue position: W246c |  |  |  |  | Stroud |  |  |  | FALSE | FALSE | Stroud |  |  | 1.45 | [8 empty] | 0 | 0
2011-03-02 12:42 | 0291-WD | Fast Track | Fast Track | Withdrawn | 11/1/2012 | Withdrawn | Withdrawn | SAN JOAQUIN | VICTOR SUB | Solar PV | 0.87 | Complete | Withdrawn | Withdrawn | Withdrawn | Withdrawn | Withdrawn | Withdrawn | Withdrawn | Withdrawn | Former queue position: W246d |  |  |  |  | Victor | 230 |  |  | TRUE | FALSE | Victor | 230 |  | 0.87 | [8 empty] | 0 | 0
2011-03-02 12:42 | 0292-WD | Fast Track | Fast Track | Withdrawn | 11/1/2012 | Withdrawn | Withdrawn | STANISLAUS | WESTLEY SUB | Solar PV | 1.74 | 4/14/2011 | Withdrawn | Withdrawn | Withdrawn | Withdrawn | Withdrawn | Withdrawn | Withdrawn | Withdrawn | Former queue position: W246e |  |  |  |  | Westley | 230 |  |  | TRUE | FALSE | Westley | 230 |  | 1.74 | [8 empty] | 0 | 0
2011-03-02 12:47 | 0293-WD | Fast Track | Fast Track | Withdrawn | 9/25/2013 | Withdrawn | Withdrawn | BUTTE | NORD SUB | Solar PV | 6.01 | Complete | Withdrawn | Withdrawn | Withdrawn | Withdrawn | Withdrawn | Withdrawn | Withdrawn | Withdrawn | Former queue position: W248 |  |  |  |  | Nord |  |  |  | FALSE | FALSE | Nord |  |  | 6.01 | [8 empty] | 0 | 0
2011-03-02 13:08 | 0294-WD | Fast Track | Fast Track | Withdrawn | 2/29/2012 | Withdrawn | Withdrawn | FRESNO | KINGSBURG SUB | Solar PV | 1.8 | Complete | Withdrawn | Withdrawn | Withdrawn | Withdrawn | Withdrawn | Withdrawn | Withdrawn | Withdrawn | Former queue position: W246f |  |  |  |  | Kingsburg | 115 |  |  | TRUE | FALSE | Kingsburg | 115 |  | 1.8 | [8 empty] | 0 | 0
2011-03-03 09:25 | 0295-WD | Fast Track | Fast Track | Withdrawn | 1/30/2012 | Withdrawn | Withdrawn | CONTRA COSTA | BRENTWOOD SUB | Solar PV | 1.25 | Complete | Withdrawn | Withdrawn | Withdrawn | Withdrawn | Withdrawn | Withdrawn | Withdrawn | Withdrawn | Former queue position: W260 |  |  |  |  | Brentwood | 230 |  |  | TRUE | FALSE | Brentwood | 230 |  | 1.25 | [8 empty] | 0 | 0
2011-03-08 | 0296-WD | Fast Track | Fast Track | Withdrawn | 8/30/2012 | Withdrawn | Withdrawn | MENDOCINO | UKIAH SUB | Solar PV | 12 | Complete | Withdrawn | Withdrawn | Withdrawn | Withdrawn | Withdrawn | Withdrawn | Withdrawn | Withdrawn | Former queue position: W250 |  |  |  |  | Ukiah | 115 |  |  | TRUE | FALSE | Ukiah | 115 |  | 12 | [8 empty] | 0 | 0
2011-03-08 | 0297-WD | Fast Track | Fast Track | Withdrawn | 8/30/2012 | Withdrawn | Withdrawn | MENDOCINO | UKIAH SUB | Solar PV | 2 | Complete | Withdrawn | Withdrawn | 11/15/2011 | Fail | Withdrawn | Withdrawn | Withdrawn | Withdrawn | Former queue position: W251 |  |  |  |  | Ukiah | 115 |  |  | TRUE | FALSE | Ukiah | 115 |  | 2 | [8 empty] | 0 | 0
2011-03-08 | 0298-WD | Fast Track | Fast Track | Withdrawn | 8/30/2012 | Withdrawn | Withdrawn | SAN JOAQUIN | MORMON SUB | Solar PV | 2 | Complete | Withdrawn | Withdrawn | Withdrawn | Withdrawn | Withdrawn | Withdrawn | Withdrawn | Withdrawn | Former queue position: W252 |  |  |  |  | Mormon |  |  |  | FALSE | FALSE | Mormon |  |  | 2 | [8 empty] | 0 | 0
2011-03-08 | 0299-WD | Fast Track | Fast Track | Withdrawn | 8/30/2012 | Withdrawn | Withdrawn | SAN JOAQUIN | CARBONA SUB | Solar PV | 2 | Complete | Withdrawn | Withdrawn | Withdrawn | Withdrawn | Withdrawn | Withdrawn | Withdrawn | Withdrawn | Former queue position: W253 |  |  |  |  | Carbona |  |  |  | FALSE | FALSE | Carbona |  |  | 2 | [8 empty] | 0 | 0
2011-03-08 | 0300-WD | Fast Track | Fast Track | Withdrawn | Not Provided | Withdrawn | Withdrawn | MENDOCINO | HOPLAND SUB | Solar PV | 2 | Complete | Withdrawn | Withdrawn | Withdrawn | Withdrawn | Withdrawn | Withdrawn | Withdrawn | Withdrawn | Duplicate entry; former queue position: W254 |  |  |  |  | Hopland | 115 |  |  | TRUE | FALSE | Hopland | 115 |  | 2 | [8 empty] | 0 | 0
2011-03-08 | 0301-WD | Fast Track | Fast Track | Withdrawn | 8/30/2012 | Withdrawn | Withdrawn | SAN JOAQUIN | LAMMERS SUB | Solar PV | 2 | Complete | Withdrawn | Withdrawn | Withdrawn | Withdrawn | Withdrawn | Withdrawn | Withdrawn | Withdrawn | Former queue position: W255 |  |  |  |  | Lammers | 115 |  |  | TRUE | FALSE | Lammers | 115 |  | 2 | [8 empty] | 0 | 0
2011-03-08 | 0302-WD | Fast Track | Fast Track | Withdrawn | 8/30/2012 | Withdrawn | Withdrawn | SHASTA | DESCHUTES SUB | Solar PV | 2 | Complete | Withdrawn | Withdrawn | Withdrawn | Withdrawn | Withdrawn | Withdrawn | Withdrawn | Withdrawn | Former queue position: W256 |  |  |  |  | Deschutes |  |  |  | FALSE | FALSE | Deschutes |  |  | 2 | [8 empty] | 0 | 0
2011-03-08 | 0303-WD | Fast Track | Fast Track | Withdrawn | 7/1/2012 | Withdrawn | Withdrawn | MENDOCINO | CALPELLA SUB | Solar PV | 2 | 6/15/2011 | Withdrawn | Withdrawn | 11/14/2011 | Pass | Withdrawn | Withdrawn | Withdrawn | Withdrawn | Former queue position: W257 |  |  |  |  | Calpella | 115 |  |  | TRUE | FALSE | Calpella | 115 |  | 2 | [8 empty] | 0 | 0
2011-03-08 | 0304-WD | Fast Track | Fast Track | Withdrawn | 7/1/2012 | Withdrawn | Withdrawn | MENDOCINO | CALPELLA SUB | Solar PV | 2 | 6/15/2011 | Withdrawn | Withdrawn | 11/14/2011 | Pass | Withdrawn | Withdrawn | Withdrawn | Withdrawn | Former queue position: W258 |  |  |  |  | Calpella | 115 |  |  | TRUE | FALSE | Calpella | 115 |  | 2 | [8 empty] | 0 | 0
2011-03-08 | 0305-WD | Fast Track | Fast Track | Withdrawn | 7/1/2012 | Withdrawn | Withdrawn | SAN JOAQUIN | AVENA SUB | Solar PV | 2 | 6/15/2011 | Withdrawn | Withdrawn | 11/14/2011 | Pass | Withdrawn | Withdrawn | Withdrawn | Withdrawn | Former queue position: W259 |  |  |  |  | Avena | 115 |  |  | TRUE | FALSE | Avena | 115 |  | 2 | [8 empty] | 0 | 0
2011-03-15 13:44 | 0306-WD | Fast Track | Fast Track | Withdrawn | 7/1/2012 | Withdrawn | Withdrawn | MENDOCINO | UKIAH SUB | Solar PV | 2 | 8/1/2011 | Withdrawn | Withdrawn | 11/14/2011 | Pass | Withdrawn | Withdrawn | Withdrawn | Withdrawn | Former queue position: W261 |  |  |  |  | Ukiah | 115 |  |  | TRUE | FALSE | Ukiah | 115 |  | 2 | [8 empty] | 0 | 0
2011-03-15 13:53 | 0307-WD | Fast Track | Fast Track | Withdrawn | 8/30/2012 | Withdrawn | Withdrawn | SAN JOAQUIN | LODI SUB | Solar PV | 2 | Complete | Withdrawn | Withdrawn | Withdrawn | Withdrawn | Withdrawn | Withdrawn | Withdrawn | Withdrawn | Former queue position: W262 |  |  |  |  | Lodi | 230 |  |  | TRUE | FALSE | Lodi | 230 |  | 2 | [8 empty] | 0 | 0
2011-03-21 | 0308-WD | Independent Study | Independent Study | Withdrawn | 3/31/2012 | Withdrawn | Withdrawn | KERN | POSO MTN SUB | Solar PV | 1.5 | Complete | Withdrawn | Withdrawn | Withdrawn | Withdrawn | Withdrawn | Withdrawn | Withdrawn | Withdrawn | Former queue position: W263 |  |  |  |  | Poso Mtn |  |  |  | FALSE | FALSE | Poso Mtn |  |  | 1.5 | [8 empty] | 0 | 0
2011-03-22 | 0309-WD | Fast Track | Fast Track | Withdrawn | 6/1/2012 | Withdrawn | Withdrawn | KERN | ELK HILLS SUB | Solar PV | 2.8 | Complete | Withdrawn | Withdrawn | Withdrawn | Withdrawn | Withdrawn | Withdrawn | Withdrawn | Withdrawn | Former queue position: W264 |  |  |  |  | Elk Hills | 230 |  |  | TRUE | FALSE | Elk Hills | 230 |  | 2.8 | [8 empty] | 0 | 0
2011-03-22 11:25 | 0310-WD | Cluster | Cluster | Withdrawn | Not Provided | Withdrawn | Withdrawn | MERCED | LE GRAND SUB | Solar PV | 3 | Complete | Withdrawn | Withdrawn | Withdrawn | Withdrawn | Withdrawn | Withdrawn | Withdrawn | Withdrawn | Duplicate entry; former queue position: W265 |  |  |  |  | Le Grand | 115 |  |  | TRUE | FALSE | Le Grand | 115 |  | 3 | [8 empty] | 0 | 0
2011-03-24 07:45 | 0311-WD | Fast Track | Independent Study | In Service | 1/2/2013 | 12/20/2013 | 3/17/2014 | NAPA | CALISTOGA SUB | Engine | 0.84 | 4/12/2011 | 4/28/2011 | Fail Screens: 2, 4, 10 | N/A | N/A (Independent Study) | Pass | 1/18/2012 | N/A | Executed | Former queue position: W268 |  |  |  |  | Calistoga |  |  |  | FALSE | FALSE | Calistoga | [11 empty] | 1 | 1
2011-03-24 11:36 | 0312-WD | Fast Track | Fast Track | Withdrawn | Not Provided | Withdrawn | Withdrawn | KERN | OLD RIVER SUB | Solar PV | 3 | Complete | Withdrawn | Withdrawn | Withdrawn | Withdrawn | Withdrawn | Withdrawn | Withdrawn | Withdrawn | Duplicate entry; former queue position: W269 |  |  |  |  | Old River | 70 |  |  | TRUE | FALSE | Old River | 70 |  | 3 | [8 empty] | 0 | 0
2011-03-24 13:26 | 0313-WD | Fast Track | Fast Track | Withdrawn | 5/16/2013 | Withdrawn | Withdrawn | KERN | TEJON SUB | Solar PV | 2.05 | Complete | Withdrawn | Withdrawn | Withdrawn | Withdrawn | Withdrawn | Withdrawn | Withdrawn | Withdrawn | Former queue position: W266 |  |  |  |  | Tejon | 70 |  |  | TRUE | FALSE | Tejon | 70 |  | 2.05 | [8 empty] | 0 | 0
2011-03-24 13:26 | 0314-WD | Fast Track | Fast Track | Withdrawn | 2/15/2013 | Withdrawn | Withdrawn | KERN | ELK HILLS SUB | Solar PV | 2.05 | 4/7/2011 | Withdrawn | Withdrawn | Withdrawn | Withdrawn | Withdrawn | Withdrawn | Withdrawn | Withdrawn | Former queue position: W267 |  |  |  |  | Elk Hills | 230 |  |  | TRUE | FALSE | Elk Hills | 230 |  | 2.05 | [8 empty] | 0 | 0
2011-03-28 08:54 | 0315-WD | Cluster | Cluster | Withdrawn | 12/31/2012 | Withdrawn | Withdrawn | KINGS | CORCORAN SUB | Solar PV | 8 | 4/28/2011 | Withdrawn | Withdrawn | Withdrawn | Withdrawn | Withdrawn | Withdrawn | Withdrawn | Withdrawn | Duplicate entry; former queue position: W269a |  |  |  |  | Corcoran | 115 |  |  | TRUE | FALSE | Corcoran | 115 |  | 8 | [8 empty] | 0 | 0
2011-03-28 12:03 | 0316-WD | Fast Track | Fast Track | Withdrawn | 2/28/2013 | Withdrawn | Withdrawn | KERN | ARVIN SUB | Solar PV | 2 | 5/16/2011 | Withdrawn | Withdrawn | Withdrawn | Withdrawn | Withdrawn | Withdrawn | Withdrawn | Withdrawn | Former queue position: W270 |  |  |  |  | Arvin |  |  |  | FALSE | FALSE | Arvin |  |  | 2 | [8 empty] | 0 | 0
2011-03-28 15:00 | 0317-WD | Cluster | Cluster | Withdrawn | 12/3/2012 | Withdrawn | Withdrawn | FRESNO | SAN JOAQUIN SUB | Solar PV | 8 | Complete | Withdrawn | Withdrawn | Withdrawn | Withdrawn | Withdrawn | Withdrawn | Withdrawn | Withdrawn | Former queue position: W271 |  |  |  |  | San Joaquin |  |  |  | FALSE | FALSE | San Joaquin |  |  | 8 | [8 empty] | 0 | 0
2011-03-29 09:00 | 0318-WD | Cluster | Cluster | Withdrawn | Not Provided | Withdrawn | Withdrawn | FRESNO | CANTUA SUB | Solar PV | 20 | Complete | Withdrawn | Withdrawn | Withdrawn | Withdrawn | Withdrawn | Withdrawn | Withdrawn | Withdrawn | Former queue position: W271-1a |  |  |  |  | Cantua | 115 |  |  | TRUE | FALSE | Cantua | 115 |  | 20 | [8 empty] | 0 | 0
2011-03-29 16:26 | 0319-WD | Fast Track | Fast Track | Withdrawn | 3/1/2013 | Withdrawn | Withdrawn | FRESNO | CANTUA SUB | Solar PV | 2 | 9/8/2011 | Withdrawn | Withdrawn | 12/12/2011 | Pass | Withdrawn | Withdrawn | Withdrawn | Withdrawn | Former queue position: W271-2a |  |  |  |  | Cantua | 115 |  |  | TRUE | FALSE | Cantua | 115 |  | 2 | [8 empty] | 0 | 0
2011-03-29 22:11 | 0320-WD | Cluster | Cluster | Withdrawn | Not Provided | Withdrawn | Withdrawn | FRESNO | STROUD SUB | Solar PV | 20 | 6/15/2011 | Withdrawn | Withdrawn | Withdrawn | Withdrawn | Withdrawn | Withdrawn | Withdrawn | Withdrawn | Former queue position: W271-aa |  |  |  |  | Stroud |  |  |  | FALSE | FALSE | Stroud |  |  | 20 | [8 empty] | 0 | 0
2011-03-30 15:29 | 0321-WD | Independent Study | Independent Study | Withdrawn | 8/31/2013 | Withdrawn | Withdrawn | SUTTER | MERIDIAN SUB | Solar PV | 5 | Complete | Withdrawn | Withdrawn | Withdrawn | Withdrawn | Withdrawn | Withdrawn | Withdrawn | Withdrawn | Former queue position: W273f |  |  |  |  | Meridian | 60 |  |  | TRUE | FALSE | Meridian | 60 |  | 5 | [8 empty] | 0 | 0
2011-03-30 15:30 | 0322-WD | Independent Study | Independent Study | Withdrawn | 8/31/2013 | Withdrawn | Withdrawn | SUTTER | BARRY SUB | Solar PV | 19 | Complete | Withdrawn | Withdrawn | Withdrawn | Withdrawn | Withdrawn | Withdrawn | Withdrawn | Withdrawn | Former queue position: W273d |  |  |  |  | Barry |  |  |  | FALSE | FALSE | Barry |  |  | 19 | [8 empty] | 0 | 0
2011-03-30 15:39 | 0323-WD | Cluster | Cluster | Withdrawn | 12/1/2013 | Withdrawn | Withdrawn | FRESNO | SCHINDLER SUB | Solar PV | 5 | 5/9/2011 | Withdrawn | Withdrawn | Withdrawn | Withdrawn | Withdrawn | Withdrawn | Withdrawn | Withdrawn | Former queue position: W271a |  |  |  |  | Schindler | 115 |  |  | TRUE | FALSE | Schindler | 115 |  | 5 | [8 empty] | 0 | 0
2011-03-30 16:10 | 0324-WD | Cluster | Cluster | Withdrawn | 12/15/2013 | Withdrawn | Withdrawn | KERN | MIDWAY SUB | Solar PV | 10 | 4/14/2011 | Withdrawn | Withdrawn | Withdrawn | Withdrawn | Withdrawn | Withdrawn | Withdrawn | Withdrawn | Former queue position: W274-ac |  |  |  |  | Midway | 500 |  |  | TRUE | FALSE | Midway | 500 |  | 10 | [8 empty] | 0 | 0
2011-03-31 | 0325-WD | Independent Study | Independent Study | Withdrawn | Not Provided | Withdrawn | Withdrawn | KERN | MCFARLAND SUB | Solar PV | 18.3 | Complete | Withdrawn | Withdrawn | Withdrawn | Withdrawn | Withdrawn | Withdrawn | Withdrawn | Withdrawn | Duplicate entry; former queue position: W271b |  |  |  |  | Mcfarland |  |  |  | FALSE | FALSE | Mcfarland |  |  | 18.3 | [8 empty] | 0 | 0
2011-03-31 | 0326-WD | Cluster | Cluster | Withdrawn | 12/15/2013 | Withdrawn | Withdrawn | TEHAMA | VOLTA PH #1 SUB | Solar PV | 4.5 | 5/31/2011 | Withdrawn | Withdrawn | Withdrawn | Withdrawn | Withdrawn | Withdrawn | Withdrawn | Withdrawn | Former queue position: W271c |  |  |  |  | Volta Ph #1 |  |  |  | FALSE | FALSE | Volta Ph #1 |  |  | 4.5 | [8 empty] | 0 | 0
2011-03-31 01:06 | 0327-WD | Fast Track | Fast Track | Withdrawn | 12/29/2011 | Withdrawn | Withdrawn | SONOMA | FITCH MTN SUB | Solar PV | 0.955 | 4/27/2011 | Withdrawn | Withdrawn | Withdrawn | Withdrawn | Withdrawn | Withdrawn | Withdrawn | Withdrawn | Former queue position: W272 |  |  |  |  | Fitch Mtn |  |  |  | FALSE | FALSE | Fitch Mtn |  |  | 0.955 | [8 empty] | 0 | 0
2011-03-31 07:34 | 0328-WD | Fast Track | Fast Track | Withdrawn | 6/27/2012 | Withdrawn | Withdrawn | AMADOR | PINE GROVE SUB | Solar PV | 1.5 | 4/28/2011 | Withdrawn | Withdrawn | 2/7/2012 | Pass | Withdrawn | Withdrawn | Withdrawn | Withdrawn | Former queue position: W273 |  |  |  |  | Pine Grove |  |  |  | FALSE | FALSE | Pine Grove |  |  | 1.5 | [8 empty] | 0 | 0
2011-03-31 07:54 | 0329-WD | Cluster | Cluster | Withdrawn | 1/1/2014 | Withdrawn | Withdrawn | KERN | BLACKWELL SUB | Solar PV | 10.08 | 5/23/2011 | Withdrawn | Withdrawn | Withdrawn | Withdrawn | Withdrawn | Withdrawn | Withdrawn | Withdrawn | Former queue position: W273e |  |  |  |  | Blackwell |  |  |  | FALSE | FALSE | Blackwell |  |  | 10.08 | [8 empty] | 0 | 0
2011-03-31 08:15 | 0330-WD | Fast Track | Fast Track | Withdrawn | 10/30/2011 | Withdrawn | Withdrawn | FRESNO | AUBERRY SUB | Solar PV | 1.2 | Complete | Withdrawn | Withdrawn | Withdrawn | Withdrawn | Withdrawn | Withdrawn | Withdrawn | Withdrawn | Former queue position: W273-aa |  |  |  |  | Auberry |  |  |  | FALSE | FALSE | Auberry |  |  | 1.2 | [8 empty] | 0 | 0
2011-03-31 11:59 | 0331-WD | Independent Study | Independent Study | Withdrawn | 9/1/2013 | Withdrawn | Withdrawn | KERN | RIO BRAVO SUB | Solar PV | 20.8 | 5/12/2011 | Withdrawn | Withdrawn | Withdrawn | Withdrawn | Withdrawn | Withdrawn | Withdrawn | Withdrawn | Former queue position: W273a |  |  |  |  | Rio Bravo | 115 |  |  | TRUE | FALSE | Rio Bravo | 115 |  | 20.8 | [8 empty] | 0 | 0
2011-03-31 13:46 | 0332-WD | Cluster | Cluster | Withdrawn | 1/8/2013 | Withdrawn | Withdrawn | KINGS | JACOBS CORNER SUB | Solar PV | 24 | 5/11/2011 | Withdrawn | Withdrawn | Withdrawn | Withdrawn | Withdrawn | Withdrawn | Withdrawn | Withdrawn | Former queue position: W273b |  |  |  |  | Jacobs Corner |  |  |  | FALSE | FALSE | Jacobs Corner |  |  | 24 | [8 empty] | 0 | 0
2011-03-31 13:46 | 0333-WD | Cluster | Cluster | Withdrawn | 1/12/2013 | Withdrawn | Withdrawn | KERN | AVENAL SUB | Solar PV | 20 | Complete | Withdrawn | Withdrawn | Withdrawn | Withdrawn | Withdrawn | Withdrawn | Withdrawn | Withdrawn | Former queue position: W273g |  |  |  |  | Avenal |  |  |  | FALSE | FALSE | Avenal |  |  | 20 | [8 empty] | 0 | 0
2011-03-31 13:46 | 0334-WD | Cluster | Cluster | Withdrawn | 1/12/2013 | Withdrawn | Withdrawn | KERN | LAKEVIEW SUB | Solar PV | 30.3 | 5/11/2011 | Withdrawn | Withdrawn | Withdrawn | Withdrawn | Withdrawn | Withdrawn | Withdrawn | Withdrawn | Former queue position: W273h |  |  |  |  | Lakeview | 70 |  |  | TRUE | FALSE | Lakeview | 70 |  | 30.3 | [8 empty] | 0 | 0
2011-03-31 14:48 | 0335-WD | Cluster | Cluster | Withdrawn | 2/29/2012 | Withdrawn | Withdrawn | FRESNO | HELM SUB | Solar PV | 21.2 | 8/1/2011 | Withdrawn | Withdrawn | Withdrawn | Withdrawn | Withdrawn | Withdrawn | Withdrawn | Withdrawn | Former queue position: W273ba |  |  |  |  | Helm | 230 |  |  | TRUE | FALSE | Helm | 230 |  | 21.2 | [8 empty] | 0 | 0
2011-03-31 15:25 | 0336-WD | Cluster | Cluster | In Service | 3/31/2015 | 4/15/2016 | 1/15/2016 | SOLANO | PEABODY SUB | Engine | 9.6 | 9/20/2011 | N/A | N/A (Cluster) | N/A | N/A (Cluster) | N/A (Cluster) | 1/24/2012 | 1/18/2013 | Executed | Former queue position: W273bb | Peabody | 230 |  |  | Peabody | 230 |  |  | TRUE | FALSE | Peabody | 230 | [10 empty] | 1 | 1
2011-03-31 15:34 | 0337-WD | Cluster | Cluster | Withdrawn | 12/31/2015 | Withdrawn | Withdrawn | KINGS | AVENAL SUB | Solar PV | 50 | 5/3/2011 | Withdrawn | Withdrawn | Withdrawn | Withdrawn | Withdrawn | Withdrawn | Withdrawn | Withdrawn | Former queue position: W273c |  |  |  |  | Avenal |  |  |  | FALSE | FALSE | Avenal |  |  | 50 | [8 empty] | 0 | 0
2011-03-31 15:47 | 0338-WD | Fast Track | Fast Track | Withdrawn | 1/29/2012 | Withdrawn | Withdrawn | STANISLAUS | WESTLEY SUB | Reciprocating Engine | 1.5 | 5/3/2011 | Withdrawn | Withdrawn | Withdrawn | Withdrawn | Withdrawn | Withdrawn | Withdrawn | Withdrawn | Former queue position: W274 |  |  |  |  | Westley | 230 |  |  | TRUE | FALSE | Westley | 230 | [10 empty] | 0 | 0
2011-03-31 15:54 | 0339-WD | Cluster | Cluster | Withdrawn | 12/24/2011 | Withdrawn | Withdrawn | SUTTER | PEASE SUB | Solar PV | 1 | Complete | Withdrawn | Withdrawn | Withdrawn | Withdrawn | Withdrawn | Withdrawn | Withdrawn | Withdrawn | Former queue position: W274-aa |  |  |  |  | Pease | 115 |  |  | TRUE | FALSE | Pease | 115 |  | 1 | [8 empty] | 0 | 0
2011-03-31 15:54 | 0340-WD | Cluster | Cluster | Withdrawn | 12/24/2011 | Withdrawn | Withdrawn | SUTTER | PEASE SUB | Solar PV | 20 | 5/17/2011 | Withdrawn | Withdrawn | Withdrawn | Withdrawn | Withdrawn | Withdrawn | Withdrawn | Withdrawn | Former queue position: W274-ab |  |  |  |  | Pease | 115 |  |  | TRUE | FALSE | Pease | 115 |  | 20 | [8 empty] | 0 | 0
2011-03-31 15:54 | 0341-WD | Cluster | Cluster | Withdrawn | 12/31/2013 | Withdrawn | Withdrawn | FRESNO | GIFFEN SUB | Solar PV | 3 | Complete | Withdrawn | Withdrawn | Withdrawn | Withdrawn | Withdrawn | Withdrawn | Withdrawn | Withdrawn | Former queue position: W274b |  |  |  |  | Giffen |  |  |  | FALSE | FALSE | Giffen |  |  | 3 | [8 empty] | 0 | 0
2011-03-31 15:58 | 0342-WD | Cluster | Cluster | In Service | 12/31/2013 | 4/18/2017 | 8/28/2017 | FRESNO | GIFFEN SUB | Solar PV | 9 | Complete | N/A | N/A (Cluster) | N/A | N/A (Cluster) | N/A (Cluster) | 2/18/2012 | 5/9/2013 | Executed | Former queue position: W274a | not found |  |  |  | Giffen |  |  |  | FALSE | FALSE | Giffen |  |  | 9 | [8 empty] | 1 | 1
2011-03-31 15:58 | 0343-WD | Cluster | Cluster | In Service | 12/31/2013 | 5/11/2015 | 10/24/2015 | FRESNO | MENDOTA SUB | Solar PV | 5 | Complete | N/A | N/A (Cluster) | N/A | N/A (Cluster) | N/A (Cluster) | 11/29/2011 | 12/28/2012 | Executed | Former queue position: W274d |  |  |  |  | Mendota | 115 |  |  | TRUE | FALSE | Mendota | 115 |  | 5 | [8 empty] | 1 | 1
2011-03-31 15:59 | 0344-WD | Cluster | Cluster | Withdrawn | 12/31/2013 | Withdrawn | Withdrawn | FRESNO | MENDOTA SUB | Solar PV | 7 | 5/5/2011 | Withdrawn | Withdrawn | Withdrawn | Withdrawn | Withdrawn | Withdrawn | Withdrawn | Withdrawn | Former queue position: W274c |  |  |  |  | Mendota | 115 |  |  | TRUE | FALSE | Mendota | 115 |  | 7 | [8 empty] | 0 | 0
2011-03-31 16:20 | 0345-WD | Cluster | Cluster | Withdrawn | 6/1/2013 | Withdrawn | Withdrawn | STANISLAUS | SALADO SUB | Solar PV | 20 | Complete | Withdrawn | Withdrawn | Withdrawn | Withdrawn | Withdrawn | Withdrawn | Withdrawn | Withdrawn | Former queue position: W274da |  |  |  |  | Salado | 115 |  |  | TRUE | FALSE | Salado | 115 |  | 20 | [8 empty] | 0 | 0
2011-04-01 16:03 | 0346-WD | Fast Track | Fast Track | Withdrawn | 5/31/2012 | Withdrawn | Withdrawn | SANTA CLARA | PIERCY SUB | Solar PV | 3 | 6/13/2011 | Withdrawn | Withdrawn | Withdrawn | Withdrawn | Withdrawn | Withdrawn | Withdrawn | Withdrawn | Former queue position: W274e |  |  |  |  | Piercy | 115 |  |  | TRUE | FALSE | Piercy | 115 |  | 3 | [8 empty] | 0 | 0
2011-04-01 16:03 | 0347-WD | Fast Track | Fast Track | Withdrawn | 5/31/2012 | Withdrawn | Withdrawn | SANTA CLARA | PIERCY SUB | Solar PV | 3 | 6/13/2011 | Withdrawn | Withdrawn | Withdrawn | Withdrawn | Withdrawn | Withdrawn | Withdrawn | Withdrawn | Former queue position: W274f |  |  |  |  | Piercy | 115 |  |  | TRUE | FALSE | Piercy | 115 |  | 3 | [8 empty] | 0 | 0
2011-04-19 | 0348-WD | Fast Track | Fast Track | Withdrawn | Not Provided | Withdrawn | Withdrawn | KINGS | HARDWICK SUB | Gas Turbine | 0.925 | Complete | Withdrawn | Withdrawn | Withdrawn | Withdrawn | Withdrawn | Withdrawn | Withdrawn | Withdrawn | Duplicate entry; former queue position: W275 |  |  |  |  | Hardwick |  |  |  | FALSE | FALSE | Hardwick | [11 empty] | 0 | 0
2011-04-19 16:59 | 0349-WD | Fast Track | Fast Track | In Service | 8/15/2011 | 4/2/2012 | 4/2/2012 | SHASTA | WHITMORE SUB | Hydro | 0.522 | 4/25/2011 | 5/2/2011 | Fail Screens: 2, 4, 9, 10 |  |  | N/A (Fast Track) | N/A (Fast Track) | N/A (Fast Track) | Executed | Former queue position: W276 |  |  |  |  | Whitmore |  |  |  | FALSE | FALSE | Whitmore | [11 empty] | 1 | 1
2011-04-26 14:18 | 0350-WD | Fast Track | Fast Track | Withdrawn | 12/30/2012 | Withdrawn | Withdrawn | FRESNO | MENDOTA SUB | Solar PV | 1.002 | 6/28/2011 | Withdrawn | Withdrawn | Withdrawn | Withdrawn | Withdrawn | Withdrawn | Withdrawn | Withdrawn | Former queue position: W276a |  |  |  |  | Mendota | 115 |  |  | TRUE | FALSE | Mendota | 115 |  | 1.002 | [8 empty] | 0 | 0
2011-05-11 11:44 | 0351-WD | Fast Track | Fast Track | Withdrawn | 9/29/2012 | Withdrawn | Withdrawn | KERN | OLD RIVER SUB | Solar PV | 1.52 | Complete | Withdrawn | Withdrawn | Withdrawn | Withdrawn | Withdrawn | Withdrawn | Withdrawn | Withdrawn | Former queue position: W277 |  |  |  |  | Old River | 70 |  |  | TRUE | FALSE | Old River | 70 |  | 1.52 | [8 empty] | 0 | 0
2011-05-12 | 0352-WD | Fast Track | Fast Track | Withdrawn | 8/1/2012 | Withdrawn | Withdrawn | KERN | OLD RIVER SUB | Solar PV | 1.52 | Complete | Withdrawn | Withdrawn | Withdrawn | Withdrawn | Withdrawn | Withdrawn | Withdrawn | Withdrawn | No former queue position |  |  |  |  | Old River | 70 |  |  | TRUE | FALSE | Old River | 70 |  | 1.52 | [8 empty] | 0 | 0
2011-05-20 13:02 | 0353-WD | Fast Track | Fast Track | Withdrawn | 11/30/2011 | Withdrawn | Withdrawn | ALAMEDA | HERDLYN SUB | Solar PV | 2.575 | 6/16/2011 | Withdrawn | Withdrawn | Withdrawn | Withdrawn | Withdrawn | Withdrawn | Withdrawn | Withdrawn | Former queue position: W279 |  |  |  |  | Herdlyn |  |  |  | FALSE | FALSE | Herdlyn |  |  | 2.575 | [8 empty] | 0 | 0
2011-06-08 15:37 | 0354-WD | Fast Track | Fast Track | In Service | 6/1/2012 | 6/15/2013 | 4/26/2013 | CONTRA COSTA | CONTRA COSTA SUB | Solar PV | 1.5 | 6/24/2011 | 8/10/2011 | Fail Screens: 6, 10 | 3/5/2012 | Pass | N/A (Fast Track) | N/A (Fast Track) | N/A (Fast Track) | Executed | Former queue position: W278 |  |  |  |  | Contra Costa | 230 |  |  | TRUE | FALSE | Contra Costa | 230 |  | 1.5 | [8 empty] | 1 | 1
2011-06-28 | 0355-WD | Fast Track | Fast Track | Withdrawn | 7/30/2012 | Withdrawn | Withdrawn | MERCED | GUSTINE SUB | Reciprocating Engine | 1.6 | 8/9/2011 | Withdrawn | Withdrawn | Withdrawn | Withdrawn | Withdrawn | Withdrawn | Withdrawn | Withdrawn | Former queue position: W280 |  |  |  |  | Gustine |  |  |  | FALSE | FALSE | Gustine | [11 empty] | 0 | 0
2011-06-28 | 0356-WD | Fast Track | Fast Track | Withdrawn | 7/30/2012 | Withdrawn | Withdrawn | MERCED | GUSTINE SUB | Reciprocating Engine | 1.6 | 8/10/2011 | Withdrawn | Withdrawn | Withdrawn | Withdrawn | Withdrawn | Withdrawn | Withdrawn | Withdrawn | Former queue position: W281 |  |  |  |  | Gustine |  |  |  | FALSE | FALSE | Gustine | [11 empty] | 0 | 0
2011-06-28 11:07 | 0357-WD | Fast Track | Fast Track | Withdrawn | 11/3/2011 | Withdrawn | Withdrawn | PLACER | CATLETT SUB | Solar PV | 0.066 | 7/19/2011 | Withdrawn | Withdrawn | Withdrawn | Withdrawn | Withdrawn | Withdrawn | Withdrawn | Withdrawn | Former queue position: W282 |  |  |  |  | Catlett |  |  |  | FALSE | FALSE | Catlett |  |  | 0.066 | [8 empty] | 0 | 0
2011-07-02 11:52 | 0358-WD | Fast Track | Fast Track | In Service | 7/30/2011 | 11/20/2012 | 7/9/2013 | TEHAMA | RED BLUFF SUB | Solar PV | 0.5 | 9/14/2011 | 11/22/2011 | Fail Screens: 2, 10 | 3/8/2012 | Pass | N/A (Fast Track) | N/A (Fast Track) | N/A (Fast Track) | Executed | Former queue position: W282a |  |  |  |  | Red Bluff | 500 |  |  | TRUE | FALSE | Red Bluff | 500 |  | 0.5 | [8 empty] | 1 | 1
2011-07-13 14:46 | 0359-WD | Fast Track | Fast Track | Withdrawn | 3/15/2012 | Withdrawn | Withdrawn | MADERA | CHOWCHILLA SUB | Solar PV | 0.75 | 7/26/2011 | Withdrawn | Withdrawn | 1/20/2012 | Fail | Withdrawn | Withdrawn | Withdrawn | Withdrawn | Former queue position: W283 |  |  |  |  | Chowchilla | 115 |  |  | TRUE | FALSE | Chowchilla | 115 |  | 0.75 | [8 empty] | 0 | 0
2011-07-18 11:54 | 0360-WD | Fast Track | Fast Track | In Service | 1/15/2012 | 8/30/2013 | 2/4/2014 | FRESNO | REEDLEY SUB | Solar PV | 1.225 | 7/26/2011 | 11/2/2011 | Fail Screens: 2, 4, 5, 7, 9, 10 | 1/9/2012 | Pass | N/A (Fast Track) | N/A (Fast Track) | N/A (Fast Track) | Executed | Former queue position: W284 |  |  |  |  | Reedley | 115 |  |  | TRUE | FALSE | Reedley | 115 |  | 1.225 | [8 empty] | 1 | 1
2011-07-18 12:44 | 0361-WD | Fast Track | Fast Track | In Service | 1/4/2012 | 1/31/2014 | 1/9/2014 | FRESNO | MCCALL SUB | Solar PV | 1 | 7/26/2011 | 8/29/2011 | Fail Screens: 2, 10 | 11/4/2011 | Pass | N/A (Fast Track) | N/A (Fast Track) | N/A (Fast Track) | Executed | Former queue position: W285 |  |  |  |  | Mccall | 230 |  |  | TRUE | FALSE | Mccall | 230 |  | 1 | [8 empty] | 1 | 1
2011-07-18 13:46 | 0362-WD | Fast Track | Fast Track | Withdrawn | 5/15/2012 | Withdrawn | Withdrawn | FRESNO | CARUTHERS SUB | Solar PV | 1 | 7/26/2011 | Withdrawn | Withdrawn | Withdrawn | Withdrawn | Withdrawn | Withdrawn | Withdrawn | Withdrawn | Former queue position: W286 |  |  |  |  | Caruthers |  |  |  | FALSE | FALSE | Caruthers |  |  | 1 | [8 empty] | 0 | 0
2011-07-18 14:08 | 0363-WD | Fast Track | Fast Track | Withdrawn | 5/10/2012 | Withdrawn | Withdrawn | SHASTA | COTTONWOOD SUB | Solar PV | 1.5 | Complete | Withdrawn | Withdrawn | Withdrawn | Withdrawn | Withdrawn | Withdrawn | Withdrawn | Withdrawn | Former queue position: W287 |  |  |  |  | Cottonwood | 230 |  |  | TRUE | FALSE | Cottonwood | 230 |  | 1.5 | [8 empty] | 0 | 0
2011-07-18 14:14 | 0364-WD | Fast Track | Fast Track | Withdrawn | 6/7/2012 | Withdrawn | Withdrawn | TEHAMA | CORNING SUB | Solar PV | 0.5 | Complete | Withdrawn | Withdrawn | Withdrawn | Withdrawn | Withdrawn | Withdrawn | Withdrawn | Withdrawn | Former queue position: W288 |  |  |  |  | Corning |  |  |  | FALSE | FALSE | Corning |  |  | 0.5 | [8 empty] | 0 | 0
2011-07-18 14:32 | 0365-WD | Fast Track | Fast Track | Withdrawn | Not Provided | Withdrawn | Withdrawn | BUTTE | BUTTE SUB | Solar PV | 0.001 | Complete | Withdrawn | Withdrawn | Withdrawn | Withdrawn | Withdrawn | Withdrawn | Withdrawn | Withdrawn | No former queue position |  |  |  |  | Butte | 115 |  |  | TRUE | FALSE | Butte | 115 |  | 0.001 | [8 empty] | 0 | 0
2011-07-18 14:32 | 0366-WD | Fast Track | Fast Track | Withdrawn | 8/10/2012 | Withdrawn | Withdrawn | TEHAMA | LOS MOLINOS SUB | Solar PV | 0.25 | 7/26/2011 | Withdrawn | Withdrawn | Withdrawn | Withdrawn | Withdrawn | Withdrawn | Withdrawn | Withdrawn | Former queue position: W289 |  |  |  |  | Los Molinos |  |  |  | FALSE | FALSE | Los Molinos |  |  | 0.25 | [8 empty] | 0 | 0
2011-07-18 14:32 | 0367-WD | Fast Track | Fast Track | Withdrawn | 5/15/2012 | Withdrawn | Withdrawn | TEHAMA | LOS MOLINOS SUB | Solar PV | 1.5 | Complete | Withdrawn | Withdrawn | Withdrawn | Withdrawn | Withdrawn | Withdrawn | Withdrawn | Withdrawn | Former queue position: W290 |  |  |  |  | Los Molinos |  |  |  | FALSE | FALSE | Los Molinos |  |  | 1.5 | [8 empty] | 0 | 0
2011-07-18 14:50 | 0368-WD | Fast Track | Fast Track | Withdrawn | 9/8/2011 | Withdrawn | Withdrawn | TEHAMA | CORNING SUB | Solar PV | 0.5 | 7/26/2011 | Withdrawn | Withdrawn | 3/29/2012 | Pass | Withdrawn | Withdrawn | Withdrawn | Withdrawn | Former queue position: W294 |  |  |  |  | Corning |  |  |  | FALSE | FALSE | Corning |  |  | 0.5 | [8 empty] | 0 | 0
2011-07-18 15:10 | 0369-WD | Fast Track | Fast Track | In Service | 6/7/2012 | 7/31/2012 | 6/21/2013 | TEHAMA | GERBER SUB | Solar PV | 0.245 | 7/26/2011 | 11/22/2011 | Pass |  |  | N/A (Fast Track) | N/A (Fast Track) | N/A (Fast Track) | Executed | Former queue position: W296 |  |  |  |  | Gerber |  |  |  | FALSE | FALSE | Gerber |  |  | 0.245 | [8 empty] | 1 | 1
2011-07-18 15:19 | 0370-WD | Fast Track | Fast Track | Withdrawn | 2/15/2012 | Withdrawn | Withdrawn | SHASTA | JESSUP SUB | Solar PV | 1 | 7/26/2011 | Withdrawn | Withdrawn | 1/19/2012 | Pass | Withdrawn | Withdrawn | Withdrawn | Withdrawn | Former queue position: W291 |  |  |  |  | Jessup | 115 |  |  | TRUE | FALSE | Jessup | 115 |  | 1 | [8 empty] | 0 | 0
2011-07-18 15:55 | 0371-WD | Fast Track | Fast Track | Withdrawn | 3/15/2012 | Withdrawn | Withdrawn | MERCED | EL CAPITAN SUB | Solar PV | 1.5 | 7/26/2011 | Withdrawn | Withdrawn | 8/23/2012 | Pass | Withdrawn | Withdrawn | Withdrawn | Withdrawn | Former queue position: W292 |  |  |  |  | El Capitan |  |  |  | FALSE | FALSE | El Capitan |  |  | 1.5 | [8 empty] | 0 | 0
2011-07-18 16:04 | 0372-WD | Fast Track | Fast Track | Withdrawn | 8/8/2012 | Withdrawn | Withdrawn | TEHAMA | CORNING SUB | Solar PV | 1.5 | 7/26/2011 | Withdrawn | Withdrawn | 3/29/2012 | Pass | Withdrawn | Withdrawn | Withdrawn | Withdrawn | Former queue position: W293 |  |  |  |  | Corning |  |  |  | FALSE | FALSE | Corning |  |  | 1.5 | [8 empty] | 0 | 0
2011-07-19 16:36 | 0373-WD | Fast Track | Fast Track | Withdrawn | 9/8/2012 | Withdrawn | Withdrawn | TEHAMA | RED BLUFF SUB | Solar PV | 1 | 7/26/2011 | Withdrawn | Withdrawn | Withdrawn | Withdrawn | Withdrawn | Withdrawn | Withdrawn | Withdrawn | Former queue position: W295 |  |  |  |  | Red Bluff | 500 |  |  | TRUE | FALSE | Red Bluff | 500 |  | 1 | [8 empty] | 0 | 0
2011-07-25 | 0374-WD | Independent Study | Independent Study | In Service | 1/1/2013 | 4/23/2013 | 3/22/2013 | SAN LUIS OBISPO | SAN LUIS OBISPO SUB | Steam Turbine | 1.5 | 5/21/2012 | N/A | N/A (Independent Study) | N/A | N/A (Independent Study) | Pass | 8/16/2012 | N/A | Executed | Former queue position: W297 |  |  |  |  | San Luis Obispo | 115 |  |  | TRUE | FALSE | San Luis Obispo | 115 | [10 empty] | 1 | 1
2011-07-25 09:12 | 0375-WD | Fast Track | Fast Track | Withdrawn | 3/30/2013 | Withdrawn | Withdrawn | SAN JOAQUIN | MANTECA SUB | Solar PV | 2 | 8/16/2011 | Withdrawn | Withdrawn | Withdrawn | Withdrawn | Withdrawn | Withdrawn | Withdrawn | Withdrawn | Former queue position: W298 |  |  |  |  | Manteca | 115 |  |  | TRUE | FALSE | Manteca | 115 |  | 2 | [8 empty] | 0 | 0
2011-07-28 10:01 | 0376-WD | Fast Track | Fast Track | In Service | 10/30/2011 | 1/6/2014 | 1/27/2014 | TEHAMA | TYLER SUB | Solar PV | 0.245 | 10/25/2011 | 11/22/2011 | Fail Screens: 2, 10 | 3/8/2012 | Pass | N/A (Fast Track) | N/A (Fast Track) | N/A (Fast Track) | Executed | Former queue position: W306 |  |  |  |  | Tyler |  |  |  | FALSE | FALSE | Tyler |  |  | 0.245 | [8 empty] | 1 | 1
2011-07-28 10:08 | 0377-WD | Fast Track | Fast Track | Withdrawn | 12/30/2012 | Withdrawn | Withdrawn | BUTTE | BUTTE SUB | Solar PV | 1 | 8/9/2011 | Withdrawn | Withdrawn | Withdrawn | Withdrawn | Withdrawn | Withdrawn | Withdrawn | Withdrawn | Former queue position: W305 |  |  |  |  | Butte | 115 |  |  | TRUE | FALSE | Butte | 115 |  | 1 | [8 empty] | 0 | 0
2011-07-28 10:18 | 0378-WD | Fast Track | Fast Track | In Service | 12/30/2012 | 2/5/2014 | 2/21/2014 | BUTTE | WYANDOTTE SUB | Solar PV | 0.49 | 8/8/2011 | 11/22/2011 | Fail Screens: 2, 4, 5, 10 | 7/19/2012 | Pass | N/A (Fast Track) | N/A (Fast Track) | N/A (Fast Track) | Executed | Former queue position: W304 |  |  |  |  | Wyandotte | 115 |  |  | TRUE | FALSE | Wyandotte | 115 |  | 0.49 | [8 empty] | 1 | 1
2011-07-28 11:23 | 0379-WD | Fast Track | Fast Track | Withdrawn | 8/30/2011 | Withdrawn | Withdrawn | BUTTE | HONCUT SUB | Solar PV | 0.25 | 8/8/2011 | Withdrawn | Withdrawn | 11/2/2012 | Pass | Withdrawn | Withdrawn | Withdrawn | Withdrawn | Former queue position: W300 |  |  |  |  | Honcut | 115 |  |  | TRUE | FALSE | Honcut | 115 |  | 0.25 | [8 empty] | 0 | 0
2011-07-28 11:43 | 0380-WD | Fast Track | Fast Track | Withdrawn | 12/1/2012 | Withdrawn | Withdrawn | YUBA | LIVE OAK SUB | Solar PV | 1.25 | 2/29/2012 | Withdrawn | Withdrawn | 9/5/2012 | Pass | Withdrawn | Withdrawn | Withdrawn | Withdrawn | Former queue position: W303 |  |  |  |  | Live Oak | 115 |  |  | TRUE | FALSE | Live Oak | 115 |  | 1.25 | [8 empty] | 0 | 0
2011-07-28 11:51 | 0381-WD | Fast Track | Fast Track | Withdrawn | 12/15/2012 | Withdrawn | Withdrawn | BUTTE | NORD SUB | Solar PV | 1 | 10/25/2011 | Withdrawn | Withdrawn | 4/12/2012 | Pass | Withdrawn | Withdrawn | Withdrawn | Withdrawn | Former queue position: W299 |  |  |  |  | Nord |  |  |  | FALSE | FALSE | Nord |  |  | 1 | [8 empty] | 0 | 0
2011-07-28 11:52 | 0382-WD | Fast Track | Fast Track | Withdrawn | Not Provided | Withdrawn | Withdrawn | YUBA | LIVE OAK SUB | Solar PV | 0.5 | Complete | Withdrawn | Withdrawn | Withdrawn | Withdrawn | Withdrawn | Withdrawn | Withdrawn | Withdrawn | Former queue position: W302 |  |  |  |  | Live Oak | 115 |  |  | TRUE | FALSE | Live Oak | 115 |  | 0.5 | [8 empty] | 0 | 0
2011-08-02 | 0383-WD | Fast Track | Fast Track | Withdrawn | Not Provided | Withdrawn | Withdrawn | CONTRA COSTA | FAIRVIEW SUB | Microturbine | 1.2 | 9/9/2011 | Withdrawn | Withdrawn | Withdrawn | Withdrawn | Withdrawn | Withdrawn | Withdrawn | Withdrawn | Former queue position: W307 |  |  |  |  | Fairview |  |  |  | FALSE | FALSE | Fairview | [11 empty] | 0 | 0
2011-08-04 14:11 | 0384-WD | Fast Track | Fast Track | In Service | 1/5/2013 | 12/31/2013 | 12/30/2013 | SAN LUIS OBISPO | TEMPLETON SUB | Solar PV | 1.4992 | 9/8/2011 | 10/21/2011 | Pass |  |  | N/A (Fast Track) | N/A (Fast Track) | N/A (Fast Track) | Executed | Former queue position: W308 |  |  |  |  | Templeton | 230 |  |  | TRUE | FALSE | Templeton | 230 |  | 1.4992 | [8 empty] | 1 | 1
2011-08-05 15:34 | 0385-WD | Fast Track | Fast Track | In Service | 1/5/2013 | 9/29/2013 | 11/27/2013 | SAN JOAQUIN | LOCKEFORD SUB | Solar PV | 0.98 | 9/2/2011 | 12/21/2011 | Fail Screens: 2, 10 | 2/27/2012 | Pass | N/A (Fast Track) | N/A (Fast Track) | N/A (Fast Track) | Executed | Former queue position: W309 |  |  |  |  | Lockeford | 230 |  |  | TRUE | FALSE | Lockeford | 230 |  | 0.98 | [8 empty] | 1 | 1
2011-08-08 | 0386-WD | Fast Track | Fast Track | Withdrawn | 9/1/2012 | Withdrawn | Withdrawn | YOLO | DAVIS SUB | Solar PV | 0.15 | Complete | Withdrawn | Withdrawn | Withdrawn | Withdrawn | Withdrawn | Withdrawn | Withdrawn | Withdrawn | Former queue position: W311 |  |  |  |  | Davis | 115 |  |  | TRUE | FALSE | Davis | 115 |  | 0.15 | [8 empty] | 0 | 0
2011-08-08 | 0387-WD | Fast Track | Fast Track | Withdrawn | 9/1/2012 | Withdrawn | Withdrawn | YOLO | DAVIS SUB | Solar PV | 0.15 | Complete | Withdrawn | Withdrawn | Withdrawn | Withdrawn | Withdrawn | Withdrawn | Withdrawn | Withdrawn | Former queue position: W312 |  |  |  |  | Davis | 115 |  |  | TRUE | FALSE | Davis | 115 |  | 0.15 | [8 empty] | 0 | 0
2011-08-08 | 0388-WD | Fast Track | Fast Track | Withdrawn | 9/1/2012 | Withdrawn | Withdrawn | YOLO | DAVIS SUB | Solar PV | 0.15 | Complete | Withdrawn | Withdrawn | Withdrawn | Withdrawn | Withdrawn | Withdrawn | Withdrawn | Withdrawn | Former queue position: W313 |  |  |  |  | Davis | 115 |  |  | TRUE | FALSE | Davis | 115 |  | 0.15 | [8 empty] | 0 | 0
2011-08-08 10:06 | 0389-WD | Fast Track | Fast Track | Withdrawn | 9/1/2012 | Withdrawn | Withdrawn | YOLO | DAVIS SUB | Solar PV | 0.15 | Complete | Withdrawn | Withdrawn | Withdrawn | Withdrawn | Withdrawn | Withdrawn | Withdrawn | Withdrawn | Former queue position: W310 |  |  |  |  | Davis | 115 |  |  | TRUE | FALSE | Davis | 115 |  | 0.15 | [8 empty] | 0 | 0
2011-08-10 | 0390-WD | Fast Track | Fast Track | Withdrawn | 10/31/2012 | Withdrawn | Withdrawn | SAN LUIS OBISPO | TEMPLETON SUB | Solar PV | 1 | 8/19/2011 | Withdrawn | Withdrawn | Withdrawn | Withdrawn | Withdrawn | Withdrawn | Withdrawn | Withdrawn | Former queue position: W314 |  |  |  |  | Templeton | 230 |  |  | TRUE | FALSE | Templeton | 230 |  | 1 | [8 empty] | 0 | 0
2011-08-10 11:41 | 0391-WD | Fast Track | Fast Track | Withdrawn | 2/15/2013 | Withdrawn | Withdrawn | MONTEREY | MORRO BAY DIST SUB | Solar PV | 0.25 | Complete | Withdrawn | Withdrawn | Withdrawn | Withdrawn | Withdrawn | Withdrawn | Withdrawn | Withdrawn | Former queue position: W316 |  |  |  |  | Morro Bay Dist |  |  |  | FALSE | FALSE | Morro Bay Dist |  |  | 0.25 | [8 empty] | 0 | 0
2011-08-10 12:00 | 0392-WD | Fast Track | Fast Track | Withdrawn | 5/30/2013 | Withdrawn | Withdrawn | BUTTE | TRES VIAS SUB | Solar PV | 0.25 | 11/22/2011 | Withdrawn | Withdrawn | Withdrawn | Withdrawn | Withdrawn | Withdrawn | Withdrawn | Withdrawn | Former queue position: W317 |  |  |  |  | Tres Vias | 230 |  |  | TRUE | FALSE | Tres Vias | 230 |  | 0.25 | [8 empty] | 0 | 0
2011-08-10 12:11 | 0393-WD | Fast Track | Fast Track | In Service | 4/18/2012 | 10/31/2013 | 8/27/2013 | YUBA | OLIVEHURST SUB | Solar PV | 0.25 | 8/12/2011 | 11/22/2011 | Fail Screens: 2, 5, 10 | 1/26/2012 | Pass | N/A (Fast Track) | N/A (Fast Track) | N/A (Fast Track) | Executed | Former queue position: W318 |  |  |  |  | Olivehurst | 115 |  |  | TRUE | FALSE | Olivehurst | 115 |  | 0.25 | [8 empty] | 1 | 1
2011-08-10 12:28 | 0394-WD | Fast Track | Fast Track | In Service | 10/15/2012 | 8/30/2013 | 1/10/2014 | SAN LUIS OBISPO | PASO ROBLES SUB | Solar PV | 0.98 | 8/19/2011 | 9/12/2011 | Pass |  |  | N/A (Fast Track) | N/A (Fast Track) | N/A (Fast Track) | Executed | Former queue position: W319 |  |  |  |  | Paso Robles |  |  |  | FALSE | FALSE | Paso Robles |  |  | 0.98 | [8 empty] | 1 | 1
2011-08-10 12:34 | 0395-WD | Fast Track | Fast Track | Withdrawn | 10/15/2012 | Withdrawn | Withdrawn | SAN LUIS OBISPO | TEMPLETON SUB | Solar PV | 0.75 | Complete | Withdrawn | Withdrawn | Withdrawn | Withdrawn | Withdrawn | Withdrawn | Withdrawn | Withdrawn | Former queue position: W320 |  |  |  |  | Templeton | 230 |  |  | TRUE | FALSE | Templeton | 230 |  | 0.75 | [8 empty] | 0 | 0
2011-08-11 11:27 | 0396-WD | Fast Track | Fast Track | Withdrawn | 8/15/2012 | Withdrawn | Withdrawn | SAN LUIS OBISPO | CHOLAME SUB | Solar PV | 0.5 | Complete | Withdrawn | Withdrawn | Withdrawn | Withdrawn | Withdrawn | Withdrawn | Withdrawn | Withdrawn | Former queue position: W315 |  |  |  |  | Cholame |  |  |  | FALSE | FALSE | Cholame |  |  | 0.5 | [8 empty] | 0 | 0
2011-08-23 16:38 | 0397-WD | Fast Track | Fast Track | In Service | 12/15/2013 | 8/30/2013 | 1/10/2014 | SAN LUIS OBISPO | TEMPLETON SUB | Solar PV | 0.75 | 10/14/2011 | 11/4/2011 | Fail Screens: 2, 6, 10 | 12/1/2011 | Pass | N/A (Fast Track) | N/A (Fast Track) | N/A (Fast Track) | Executed | Former queue position: W321 |  |  |  |  | Templeton | 230 |  |  | TRUE | FALSE | Templeton | 230 |  | 0.75 | [8 empty] | 1 | 1
2011-08-23 20:12 | 0398-WD | Fast Track | Fast Track | Withdrawn | 12/30/2012 | Withdrawn | Withdrawn | FRESNO | SCHINDLER SUB | Solar PV | 2 | 9/8/2011 | Withdrawn | Withdrawn | Withdrawn | Withdrawn | Withdrawn | Withdrawn | Withdrawn | Withdrawn | Former queue position: W322 |  |  |  |  | Schindler | 115 |  |  | TRUE | FALSE | Schindler | 115 |  | 2 | [8 empty] | 0 | 0
2011-08-31 | 0399-WD | Fast Track | Fast Track | Withdrawn | 12/20/2011 | Withdrawn | Withdrawn | SANTA CLARA | MILPITAS SUB | Hydro | 0.15 | 9/12/2011 | Withdrawn | Withdrawn | Withdrawn | Withdrawn | Withdrawn | Withdrawn | Withdrawn | Withdrawn | Former queue position: W323 |  |  |  |  | Milpitas |  |  |  | FALSE | FALSE | Milpitas | [11 empty] | 0 | 0
2011-09-06 14:19 | 0400-WD | Fast Track | Fast Track | In Service | 1/1/2013 | 3/1/2014 | 12/18/2013 | SHASTA | PIT #1 PH | Solar PV | 1.5 | 11/16/2011 | 12/29/2011 | Fail Screens: 2, 9, 10 | 4/10/2012 | Pass | N/A (Fast Track) | N/A (Fast Track) | N/A (Fast Track) | Executed | Former queue position: W324 |  |  |  |  | Pit #1 Ph |  |  |  | FALSE | FALSE | Pit #1 Ph |  |  | 1.5 | [8 empty] | 1 | 1
2011-09-08 10:28 | 0401-WD | Independent Study | Independent Study | Withdrawn | 10/1/2012 | Withdrawn | Withdrawn | SANTA CLARA | DIXON LANDING SUB | Reciprocating Engine | 6.4 | 10/18/2011 | Withdrawn | Withdrawn | Withdrawn | Withdrawn | Withdrawn | Withdrawn | Withdrawn | Withdrawn | Former queue position: W325 |  |  |  |  | Dixon Landing | 115 |  |  | TRUE | FALSE | Dixon Landing | 115 | [10 empty] | 0 | 0
2011-09-13 09:00 | 0402-WD | Fast Track | Fast Track | Withdrawn | 3/31/2011 | Withdrawn | Withdrawn | MERCED | MERCED SUB | Biomass | 0.225 | 3/16/2012 | Withdrawn | Withdrawn | Withdrawn | Withdrawn | Withdrawn | Withdrawn | Withdrawn | Withdrawn | Former queue position: W326 |  |  |  |  | Merced | 115 |  |  | TRUE | FALSE | Merced | 115 | [10 empty] | 0 | 0
2011-09-22 09:06 | 0403-WD | Fast Track | Fast Track | Withdrawn | 3/13/2013 | Withdrawn | Withdrawn | KERN | GOOSE LAKE SUB | Solar PV | 1.5 | 12/2/2011 | Withdrawn | Withdrawn | 9/26/2012 | Fail | Withdrawn | Withdrawn | Withdrawn | Withdrawn | Former queue position: W327 |  |  |  |  | Goose Lake | 115 |  |  | TRUE | FALSE | Goose Lake | 115 |  | 1.5 | [8 empty] | 0 | 0
2011-09-22 09:08 | 0404-WD | Fast Track | Independent Study | Withdrawn | 3/13/2013 | Withdrawn | Withdrawn | KERN | GOOSE LAKE SUB | Solar PV | 1.5 | 12/2/2011 | Withdrawn | Withdrawn | Withdrawn | Withdrawn | Withdrawn | Withdrawn | Withdrawn | Withdrawn | Former queue position: W328 |  |  |  |  | Goose Lake | 115 |  |  | TRUE | FALSE | Goose Lake | 115 |  | 1.5 | [8 empty] | 0 | 0
2011-09-22 09:10 | 0405-WD | Fast Track | Independent Study | Withdrawn | 3/13/2013 | Withdrawn | Withdrawn | KERN | GOOSE LAKE SUB | Solar PV | 1.5 | 12/2/2011 | Withdrawn | Withdrawn | Withdrawn | Withdrawn | Withdrawn | Withdrawn | Withdrawn | Withdrawn | Former queue position: W329 |  |  |  |  | Goose Lake | 115 |  |  | TRUE | FALSE | Goose Lake | 115 |  | 1.5 | [8 empty] | 0 | 0
2011-09-22 14:28 | 0406-WD | Fast Track | Fast Track | Withdrawn | 3/1/2013 | Withdrawn | Withdrawn | MERCED | DOS PALOS SUB | Solar PV | 2 | 10/25/2011 | Withdrawn | Withdrawn | 12/28/2011 | Pass | Withdrawn | Withdrawn | Withdrawn | Withdrawn | Former queue position: W330 |  |  |  |  | Dos Palos |  |  |  | FALSE | FALSE | Dos Palos |  |  | 2 | [8 empty] | 0 | 0
2011-09-30 10:55 | 0407-WD | Fast Track | Fast Track | Withdrawn | 5/15/2012 | Withdrawn | Withdrawn | TEHAMA | SYCAMORE CREEK SUB | Solar PV | 0.75 | Complete | Withdrawn | Withdrawn | Withdrawn | Withdrawn | Withdrawn | Withdrawn | Withdrawn | Withdrawn | Former queue position: W339 |  |  |  |  | Sycamore Creek |  |  |  | FALSE | FALSE | Sycamore Creek |  |  | 0.75 | [8 empty] | 0 | 0
2011-09-30 11:19 | 0408-WD | Fast Track | Fast Track | Withdrawn | 1/21/2012 | Withdrawn | Withdrawn | BUTTE | ORO FINO SUB | Solar PV | 1.25 | 10/14/2011 | Withdrawn | Withdrawn | 4/25/2012 | Complete | Withdrawn | Withdrawn | Withdrawn | Withdrawn | Former queue position: W331 |  |  |  |  | Oro Fino |  |  |  | FALSE | FALSE | Oro Fino |  |  | 1.25 | [8 empty] | 0 | 0
2011-09-30 14:48 | 0409-WD | Fast Track | Fast Track | Withdrawn | 1/21/2013 | Withdrawn | Withdrawn | TEHAMA | CORNING SUB | Solar PV | 1.25 | Complete | Withdrawn | Withdrawn | Withdrawn | Withdrawn | Withdrawn | Withdrawn | Withdrawn | Withdrawn | Former queue position: W338 |  |  |  |  | Corning |  |  |  | FALSE | FALSE | Corning |  |  | 1.25 | [8 empty] | 0 | 0
2011-09-30 17:22 | 0410-WD | Fast Track | Fast Track | Withdrawn | 1/21/2012 | Withdrawn | Withdrawn | BUTTE | SYCAMORE CREEK SUB | Solar PV | 1.25 | Complete | Withdrawn | Withdrawn | Withdrawn | Withdrawn | Withdrawn | Withdrawn | Withdrawn | Withdrawn | Former queue position: W340 |  |  |  |  | Sycamore Creek |  |  |  | FALSE | FALSE | Sycamore Creek |  |  | 1.25 | [8 empty] | 0 | 0
2011-10-03 13:29 | 0411-WD | Fast Track | Fast Track | In Service | 3/1/2013 | 3/1/2014 | 12/18/2013 | SHASTA | MCARTHUR SUB | Solar PV | 1.5 | 11/16/2011 | 12/29/2011 | Fail Screens: 2, 10 | 4/10/2012 | Pass | N/A (Fast Track) | N/A (Fast Track) | N/A (Fast Track) | Executed | Former queue position: W332 |  |  |  |  | Mcarthur |  |  |  | FALSE | FALSE | Mcarthur |  |  | 1.5 | [8 empty] | 1 | 1
2011-10-07 09:34 | 0412-WD | Fast Track | Fast Track | Withdrawn | 1/21/2013 | Withdrawn | Withdrawn | SUTTER | PEASE SUB | Solar PV | 0.5 | 10/24/2011 | Withdrawn | Withdrawn | 10/25/2012 | Pass | Withdrawn | Withdrawn | Withdrawn | Withdrawn | Former queue position: W334 |  |  |  |  | Pease | 115 |  |  | TRUE | FALSE | Pease | 115 |  | 0.5 | [8 empty] | 0 | 0
2011-10-07 09:57 | 0413-WD | Fast Track | Fast Track | Withdrawn | 1/21/2013 | Withdrawn | Withdrawn | KERN | TAFT SUB | Solar PV | 0.5 | 10/18/2011 | Withdrawn | Withdrawn | 11/18/2011 | Pass | Withdrawn | Withdrawn | Withdrawn | Withdrawn | Former queue position: W341 |  |  |  |  | Taft | 115 |  |  | TRUE | FALSE | Taft | 115 |  | 0.5 | [8 empty] | 0 | 0
2011-10-07 10:12 | 0414-WD | Fast Track | Fast Track | Withdrawn | 1/21/2013 | Withdrawn | Withdrawn | TEHAMA | GERBER SUB | Solar PV | 0.5 | Complete | Withdrawn | Withdrawn | Withdrawn | Withdrawn | Withdrawn | Withdrawn | Withdrawn | Withdrawn | Former queue position: W337 |  |  |  |  | Gerber |  |  |  | FALSE | FALSE | Gerber |  |  | 0.5 | [8 empty] | 0 | 0
2011-10-07 11:04 | 0415-WD | Fast Track | Fast Track | Withdrawn | 1/21/2013 | Withdrawn | Withdrawn | BUTTE | TRES VIAS SUB | Solar PV | 0.25 | 10/14/2011 | Withdrawn | Withdrawn | Withdrawn | Withdrawn | Withdrawn | Withdrawn | Withdrawn | Withdrawn | Former queue position: W333 |  |  |  |  | Tres Vias | 230 |  |  | TRUE | FALSE | Tres Vias | 230 |  | 0.25 | [8 empty] | 0 | 0
2011-10-07 11:10 | 0416-WD | Fast Track | Fast Track | Withdrawn | 1/21/2013 | Withdrawn | Withdrawn | TEHAMA | CORNING SUB | Solar PV | 0.5 | 10/31/2011 | Withdrawn | Withdrawn | Withdrawn | Withdrawn | Withdrawn | Withdrawn | Withdrawn | Withdrawn | Former queue position: W353 |  |  |  |  | Corning |  |  |  | FALSE | FALSE | Corning |  |  | 0.5 | [8 empty] | 0 | 0
2011-10-08 13:00 | 0417-WD | Fast Track | Fast Track | Withdrawn | 5/31/2012 | Withdrawn | Withdrawn | KERN | STOCKDALE SUB | Solar PV | 1.5 | 10/18/2011 | Withdrawn | Withdrawn | Withdrawn | Withdrawn | Withdrawn | Withdrawn | Withdrawn | Withdrawn | Former queue position: W335 |  |  |  |  | Stockdale | 230 |  |  | TRUE | FALSE | Stockdale | 230 |  | 1.5 | [8 empty] | 0 | 0
2011-10-08 13:00 | 0418-WD | Fast Track | Fast Track | Withdrawn | 5/31/2012 | Withdrawn | Withdrawn | KERN | STOCKDALE SUB | Solar PV | 1.5 | 10/18/2011 | Withdrawn | Withdrawn | Withdrawn | Withdrawn | Withdrawn | Withdrawn | Withdrawn | Withdrawn | Former queue position: W336 |  |  |  |  | Stockdale | 230 |  |  | TRUE | FALSE | Stockdale | 230 |  | 1.5 | [8 empty] | 0 | 0
2011-10-13 | 0419-WD | Fast Track | Fast Track | In Service | 2/15/2013 | 10/13/2014 | 4/3/2015 | MERCED | MERCED SUB | Solar PV | 1.497 | 10/19/2011 | 2/17/2012 | Fail Screens: 2, 10 | 4/5/2012 | Pass | N/A (Fast Track) | N/A (Fast Track) | N/A (Fast Track) | Executed | Former queue position: W342 |  |  |  |  | Merced | 115 |  |  | TRUE | FALSE | Merced | 115 |  | 1.497 | [8 empty] | 1 | 1
2011-10-13 08:36 | 0420-WD | Fast Track | Fast Track | In Service | 2/15/2013 | 10/13/2014 | 4/3/2015 | MERCED | MERCED SUB | Solar PV | 1.4994 | 10/27/2011 | 2/17/2012 | Fail Screens: 2, 10 | 4/5/2012 | Pass | N/A (Fast Track) | N/A (Fast Track) | N/A (Fast Track) | Executed | Former queue position: W343 |  |  |  |  | Merced | 115 |  |  | TRUE | FALSE | Merced | 115 |  | 1.4994 | [8 empty] | 1 | 1
2011-10-18 | 0421-WD | Independent Study | Independent Study | Withdrawn | 9/1/2014 | Withdrawn | Withdrawn | CONTRA COSTA | BRENTWOOD SUB | Solar PV | 3 | 10/26/2011 | Withdrawn | Withdrawn | Withdrawn | Withdrawn | Withdrawn | Withdrawn | Withdrawn | Withdrawn | Former queue position: W345 |  |  |  |  | Brentwood | 230 |  |  | TRUE | FALSE | Brentwood | 230 |  | 3 | [8 empty] | 0 | 0
2011-10-20 02:15 | 0422-WD | Fast Track | Fast Track | Withdrawn | Not Provided | Withdrawn | Withdrawn | MERCED | GALLO SUB | Solar PV | 3 | Complete | Withdrawn | Withdrawn | Withdrawn | Withdrawn | Withdrawn | Withdrawn | Withdrawn | Withdrawn | Former queue position: W346 |  |  |  |  | Gallo |  |  |  | FALSE | FALSE | Gallo |  |  | 3 | [8 empty] | 0 | 0
2011-10-21 15:04 | 0423-WD | Fast Track | Fast Track | Withdrawn | 6/1/2012 | Withdrawn | Withdrawn | CALAVERAS | CORRAL SUB | Solar PV | 0.97 | Complete | Withdrawn | Withdrawn | Withdrawn | Withdrawn | Withdrawn | Withdrawn | Withdrawn | Withdrawn | Former queue position: W344 |  |  |  |  | Corral |  |  |  | FALSE | FALSE | Corral |  |  | 0.97 | [8 empty] | 0 | 0
2011-10-21 15:04 | 0424-WD | Fast Track | Fast Track | Withdrawn | 6/1/2012 | Withdrawn | Withdrawn | KERN | WILSON SUB | Solar PV | 1.5 | Complete | Withdrawn | Withdrawn | Withdrawn | Withdrawn | Withdrawn | Withdrawn | Withdrawn | Withdrawn | Former queue position: W347 |  |  |  |  | Wilson | 230 |  |  | TRUE | FALSE | Wilson | 230 |  | 1.5 | [8 empty] | 0 | 0
2011-10-21 15:04 | 0425-WD | Fast Track | Fast Track | Withdrawn | 6/1/2013 | Withdrawn | Withdrawn | FRESNO | TIVY VALLEY SUB | Solar PV | 1.5 | 11/8/2011 | Withdrawn | Withdrawn | Withdrawn | Withdrawn | Withdrawn | Withdrawn | Withdrawn | Withdrawn | Former queue position: W348 |  |  |  |  | Tivy Valley |  |  |  | FALSE | FALSE | Tivy Valley |  |  | 1.5 | [8 empty] | 0 | 0
2011-10-21 15:04 | 0426-WD | Fast Track | Fast Track | Withdrawn | 6/1/2012 | Withdrawn | Withdrawn | PLACER | WHEATLAND SUB | Solar PV | 1.5 | 11/3/2011 | Withdrawn | Withdrawn | Withdrawn | Withdrawn | Withdrawn | Withdrawn | Withdrawn | Withdrawn | Former queue position: W349 |  |  |  |  | Wheatland |  |  |  | FALSE | FALSE | Wheatland |  |  | 1.5 | [8 empty] | 0 | 0
2011-10-21 15:04 | 0427-WD | Fast Track | Fast Track | Withdrawn | 6/1/2012 | Withdrawn | Withdrawn | FRESNO | TIVY VALLEY SUB | Solar PV | 1.5 | 11/8/2011 | Withdrawn | Withdrawn | Withdrawn | Withdrawn | Withdrawn | Withdrawn | Withdrawn | Withdrawn | Former queue position: W350 |  |  |  |  | Tivy Valley |  |  |  | FALSE | FALSE | Tivy Valley |  |  | 1.5 | [8 empty] | 0 | 0
2011-10-21 15:04 | 0428-WD | Fast Track | Fast Track | Withdrawn | 6/1/2012 | Withdrawn | Withdrawn | EL DORADO | PLACERVILLE SUB | Solar PV | 1.5 | 11/3/2011 | Withdrawn | Withdrawn | 12/13/2011 | Fail | Withdrawn | Withdrawn | Withdrawn | Withdrawn | Former queue position: W351 |  |  |  |  | Placerville | 115 |  |  | TRUE | FALSE | Placerville | 115 |  | 1.5 | [8 empty] | 0 | 0
2011-10-21 15:04 | 0429-WD | Fast Track | Fast Track | Withdrawn | 6/1/2012 | Withdrawn | Withdrawn | TULARE | OROSI SUB | Solar PV | 0.97 | Complete | Withdrawn | Withdrawn | Withdrawn | Withdrawn | Withdrawn | Withdrawn | Withdrawn | Withdrawn | Former queue position: W352 |  |  | Orosi |  | Orosi | 70 |  |  | TRUE | FALSE | Orosi | 70 |  | 0.97 | [8 empty] | 0 | 0
2011-10-24 | 0430-WD | Independent Study | Independent Study | Withdrawn | 12/28/2012 | Withdrawn | Withdrawn | KERN | DEVILS DEN SUB | Solar PV | 20.5 | Complete | Withdrawn | Withdrawn | Withdrawn | Withdrawn | Withdrawn | Withdrawn | Withdrawn | Withdrawn | Former queue position: W363 |  |  |  |  | Devils Den |  |  |  | FALSE | FALSE | Devils Den |  |  | 20.5 | [8 empty] | 0 | 0
2011-10-28 12:54 | 0431-WD | Fast Track | Fast Track | Withdrawn | 3/1/2013 | Withdrawn | Withdrawn | SONOMA | LAKEVILLE SUB | Solar PV | 1.5 | 3/20/2012 | Withdrawn | Withdrawn | 9/12/2012 | Pass | Withdrawn | Withdrawn | Withdrawn | Withdrawn | Former queue position: W354 |  |  |  |  | Lakeville | 230 |  |  | TRUE | FALSE | Lakeville | 230 |  | 1.5 | [8 empty] | 0 | 0
2011-10-28 13:19 | 0432-WD | Fast Track | Fast Track | Withdrawn | 3/1/2013 | Withdrawn | Withdrawn | SONOMA | LAKEVILLE SUB | Solar PV | 1.5 | 3/20/2012 | Withdrawn | Withdrawn | 9/12/2012 | Pass | Withdrawn | Withdrawn | Withdrawn | Withdrawn | Former queue position: W355 |  |  |  |  | Lakeville | 230 |  |  | TRUE | FALSE | Lakeville | 230 |  | 1.5 | [8 empty] | 0 | 0
2011-10-31 11:53 | 0433-WD | Fast Track | Fast Track | In Service | 12/15/2013 | 6/28/2013 | 6/27/2013 | YOLO | DAVIS SUB | Solar PV | 1 | 11/23/2011 | 1/25/2012 | Fail Screens: 2, 4, 10 | 4/21/2012 | Pass | N/A (Fast Track) | N/A (Fast Track) | N/A (Fast Track) | Executed | Former queue position: W356 |  |  |  |  | Davis | 115 |  |  | TRUE | FALSE | Davis | 115 |  | 1 | [8 empty] | 1 | 1
2011-10-31 11:53 | 0434-WD | Fast Track | Fast Track | Withdrawn | 9/15/2013 | Withdrawn | Withdrawn | YOLO | DAVIS SUB | Solar PV | 1 | 11/23/2011 | Withdrawn | Withdrawn | Withdrawn | Withdrawn | Withdrawn | Withdrawn | Withdrawn | Withdrawn | Former queue position: W358 |  |  |  |  | Davis | 115 |  |  | TRUE | FALSE | Davis | 115 |  | 1 | [8 empty] | 0 | 0
2011-10-31 11:53 | 0435-WD | Fast Track | Fast Track | Withdrawn | 9/15/2013 | Withdrawn | Withdrawn | YOLO | DAVIS SUB | Solar PV | 1 | 11/23/2011 | Withdrawn | Withdrawn | 4/21/2012 | Pass | Withdrawn | Withdrawn | Withdrawn | Withdrawn | Former queue position: W360 |  |  |  |  | Davis | 115 |  |  | TRUE | FALSE | Davis | 115 |  | 1 | [8 empty] | 0 | 0
2011-10-31 11:53 | 0436-WD | Fast Track | Fast Track | Withdrawn | 9/15/2013 | Withdrawn | Withdrawn | YOLO | DAVIS SUB | Solar PV | 1 | 11/23/2011 | Withdrawn | Withdrawn | 4/21/2012 | Pass | Withdrawn | Withdrawn | Withdrawn | Withdrawn | Former queue position: W361 |  |  |  |  | Davis | 115 |  |  | TRUE | FALSE | Davis | 115 |  | 1 | [8 empty] | 0 | 0
2011-10-31 11:54 | 0437-WD | Fast Track | Fast Track | Withdrawn | 9/15/2013 | Withdrawn | Withdrawn | YOLO | DAVIS SUB | Solar PV | 1 | 11/23/2011 | Withdrawn | Withdrawn | Withdrawn | Withdrawn | Withdrawn | Withdrawn | Withdrawn | Withdrawn | Former queue position: W359 |  |  |  |  | Davis | 115 |  |  | TRUE | FALSE | Davis | 115 |  | 1 | [8 empty] | 0 | 0
2011-10-31 11:55 | 0438-WD | Fast Track | Fast Track | In Service | 12/15/2013 | 7/28/2013 | 6/27/2013 | YOLO | DAVIS SUB | Solar PV | 1 | 11/23/2011 | 1/25/2012 | Fail Screens: 2, 4, 10 | 4/21/2012 | Pass | N/A (Fast Track) | N/A (Fast Track) | N/A (Fast Track) | Executed | Former queue position: W357 |  |  |  |  | Davis | 115 |  |  | TRUE | FALSE | Davis | 115 |  | 1 | [8 empty] | 1 | 1
2011-11-04 10:29 | 0439-WD | Fast Track | Fast Track | Withdrawn | 10/1/2012 | Withdrawn | Withdrawn | FRESNO | GATES SUB | Solar PV | 2 | 12/9/2011 | Withdrawn | Withdrawn | Withdrawn | Withdrawn | Withdrawn | Withdrawn | Withdrawn | Withdrawn | Former queue position: W362 |  |  |  |  | Gates | 500 |  |  | TRUE | FALSE | Gates | 500 |  | 2 | [8 empty] | 0 | 0
2011-11-08 11:26 | 0440-WD | Fast Track | Independent Study | Withdrawn | 9/1/2012 | Withdrawn | Withdrawn | TULARE | OROSI SUB | Solar PV | 1.5 | 2/13/2012 | Withdrawn | Withdrawn | Withdrawn | Withdrawn | Withdrawn | Withdrawn | Withdrawn | Withdrawn | Former queue position: W410 |  |  | Orosi |  | Orosi | 70 |  |  | TRUE | FALSE | Orosi | 70 |  | 1.5 | [8 empty] | 0 | 0
2011-11-08 11:28 | 0441-WD | Fast Track | Fast Track | Withdrawn | 9/1/2012 | Withdrawn | Withdrawn | TULARE | OROSI SUB | Solar PV | 1.5 | 2/13/2012 | Withdrawn | Withdrawn | 6/25/2012 | Fail | Withdrawn | Withdrawn | Withdrawn | Withdrawn | Former queue position: W408 |  |  | Orosi |  | Orosi | 70 |  |  | TRUE | FALSE | Orosi | 70 |  | 1.5 | [8 empty] | 0 | 0
2011-11-08 11:32 | 0442-WD | Fast Track | Independent Study | Withdrawn | 9/1/2012 | Withdrawn | Withdrawn | TULARE | OROSI SUB | Solar PV | 1.5 | 2/13/2012 | Withdrawn | Withdrawn | 6/18/2012 | Fail | Withdrawn | Withdrawn | Withdrawn | Withdrawn | Former queue position: W403 |  |  | Orosi |  | Orosi | 70 |  |  | TRUE | FALSE | Orosi | 70 |  | 1.5 | [8 empty] | 0 | 0
2011-11-08 14:34 | 0443-WD | Fast Track | Fast Track | In Service | 10/15/2012 | 1/31/2014 | 1/10/2014 | SAN LUIS OBISPO | TEMPLETON SUB | Solar PV | 0.49 | 11/14/2011 | 12/8/2011 | Pass |  |  | N/A (Fast Track) | N/A (Fast Track) | N/A (Fast Track) | Executed | Former queue position: W364 |  |  |  |  | Templeton | 230 |  |  | TRUE | FALSE | Templeton | 230 |  | 0.49 | [8 empty] | 1 | 1
2011-11-09 09:31 | 0444-WD | Fast Track | Independent Study | In Service | 9/1/2012 | 9/16/2013 | 11/14/2013 | FRESNO | KINGSBURG SUB | Solar PV | 1.5 | 2/13/2012 | 3/29/2012 | Fail Screens: 2, 10 | N/A | N/A (Independent Study) | Pass | 9/25/2012 | N/A | Executed | Former queue position: W407 |  |  |  |  | Kingsburg | 115 |  |  | TRUE | FALSE | Kingsburg | 115 |  | 1.5 | [8 empty] | 1 | 1
2011-11-09 09:31 | 0445-WD | Fast Track | Fast Track | Withdrawn | 9/1/2012 | Withdrawn | Withdrawn | TULARE | KINGSBURG SUB | Solar PV | 1.5 | 2/13/2012 | Withdrawn | Withdrawn | Withdrawn | Withdrawn | Withdrawn | Withdrawn | Withdrawn | Withdrawn | Duplicate entry; former queue position: W409 |  |  |  |  | Kingsburg | 115 |  |  | TRUE | FALSE | Kingsburg | 115 |  | 1.5 | [8 empty] | 0 | 0
2011-11-09 09:34 | 0446-WD | Fast Track | Fast Track | In Service | 9/1/2012 | 9/16/2013 | 11/14/2013 | FRESNO | KINGSBURG SUB | Solar PV | 1.5 | 2/13/2012 | 3/29/2012 | Fail Screens: 2, 4, 7, 9, 10 | 6/20/2012 | Pass | N/A (Fast Track) | N/A (Fast Track) | N/A (Fast Track) | Executed | Former queue position: W404 |  |  |  |  | Kingsburg | 115 |  |  | TRUE | FALSE | Kingsburg | 115 |  | 1.5 | [8 empty] | 1 | 1
2011-11-09 09:34 | 0447-WD | Fast Track | Fast Track | Withdrawn | Not Provided | Withdrawn | Withdrawn | TULARE | KINGSBURG SUB | Solar PV | 1.5 | Complete | Withdrawn | Withdrawn | Withdrawn | Withdrawn | Withdrawn | Withdrawn | Withdrawn | Withdrawn | Duplicate entry; former queue position: W405 |  |  |  |  | Kingsburg | 115 |  |  | TRUE | FALSE | Kingsburg | 115 |  | 1.5 | [8 empty] | 0 | 0
2011-11-09 09:34 | 0448-WD | Fast Track | Independent Study | In Service | 9/1/2012 | 9/16/2013 | 11/14/2013 | FRESNO | KINGSBURG SUB | Solar PV | 0.75 | 2/13/2012 | 3/29/2012 | Fail Screens: 2, 10 | N/A | N/A (Independent Study) | Pass | 9/25/2012 | N/A | Executed | Former queue position: W406 |  |  |  |  | Kingsburg | 115 |  |  | TRUE | FALSE | Kingsburg | 115 |  | 0.75 | [8 empty] | 1 | 1
2011-11-15 13:53 | 0449-WD | Fast Track | Fast Track | Withdrawn | 9/15/2012 | Withdrawn | Withdrawn | TEHAMA | RED BLUFF SUB | Solar PV | 0.75 | 11/29/2011 | Withdrawn | Withdrawn | Withdrawn | Withdrawn | Withdrawn | Withdrawn | Withdrawn | Withdrawn | Former queue position: W375b |  |  |  |  | Red Bluff | 500 |  |  | TRUE | FALSE | Red Bluff | 500 |  | 0.75 | [8 empty] | 0 | 0
2011-11-15 14:01 | 0450-WD | Fast Track | Fast Track | Withdrawn | 1/1/2013 | Withdrawn | Withdrawn | GLENN | ELK CREEK SUB | Solar PV | 0.25 | Complete | Withdrawn | Withdrawn | Withdrawn | Withdrawn | Withdrawn | Withdrawn | Withdrawn | Withdrawn | Former queue position: W365 |  |  |  |  | Elk Creek |  |  |  | FALSE | FALSE | Elk Creek |  |  | 0.25 | [8 empty] | 0 | 0
2011-11-15 14:20 | 0451-WD | Fast Track | Fast Track | Withdrawn | 1/28/2013 | Withdrawn | Withdrawn | GLENN | GLENN SUB | Solar PV | 0.5 | 11/29/2011 | Withdrawn | Withdrawn | Withdrawn | Withdrawn | Withdrawn | Withdrawn | Withdrawn | Withdrawn | Former queue position: W366 |  |  |  |  | Glenn | 230 |  |  | TRUE | FALSE | Glenn | 230 |  | 0.5 | [8 empty] | 0 | 0
2011-11-15 14:35 | 0452-WD | Independent Study | Independent Study | Withdrawn | 10/1/2012 | Withdrawn | Withdrawn | SAN FRANCISCO | SAN FRAN H (MARTIN) SUB | Hydro | 0.241 | 1/24/2012 | Withdrawn | Withdrawn | Withdrawn | Withdrawn | Withdrawn | Withdrawn | Withdrawn | Withdrawn | Former queue position: W367 |  |  |  |  | San Fran H (Martin) |  |  |  | FALSE | FALSE | San Fran H (Martin) | [11 empty] | 0 | 0
2011-11-15 14:40 | 0453-WD | Fast Track | Fast Track | Withdrawn | 1/28/2013 | Withdrawn | Withdrawn | KERN | TAFT SUB | Solar PV | 0.75 | 12/20/2011 | Withdrawn | Withdrawn | 4/12/2012 | Pass | Withdrawn | Withdrawn | Withdrawn | Withdrawn | Former queue position: W368 |  |  |  |  | Taft | 115 |  |  | TRUE | FALSE | Taft | 115 |  | 0.75 | [8 empty] | 0 | 0
2011-11-15 14:54 | 0454-WD | Fast Track | Fast Track | Withdrawn | 1/1/2013 | Withdrawn | Withdrawn | SAN LUIS OBISPO | SAN MIGUEL SUB | Solar PV | 0.75 | 3/26/2012 | Withdrawn | Withdrawn | Withdrawn | Withdrawn | Withdrawn | Withdrawn | Withdrawn | Withdrawn | Former queue position: W369 |  |  |  |  | San Miguel |  |  |  | FALSE | FALSE | San Miguel |  |  | 0.75 | [8 empty] | 0 | 0
2011-11-15 15:13 | 0455-WD | Fast Track | Fast Track | Withdrawn | 3/28/2013 | Withdrawn | Withdrawn | TEHAMA | LOS MOLINOS SUB | Solar PV | 2 | 11/29/2011 | Withdrawn | Withdrawn | 10/15/2012 | Pass | Withdrawn | Withdrawn | Withdrawn | Withdrawn | Former queue position: W375a |  |  |  |  | Los Molinos |  |  |  | FALSE | FALSE | Los Molinos |  |  | 2 | [8 empty] | 0 | 0
2011-11-15 15:18 | 0456-WD | Fast Track | Fast Track | Withdrawn | 1/28/2013 | Withdrawn | Withdrawn | TEHAMA | CORNING SUB | Solar PV | 0.5 | 11/29/2011 | Withdrawn | Withdrawn | Withdrawn | Withdrawn | Withdrawn | Withdrawn | Withdrawn | Withdrawn | Former queue position: W370 |  |  |  |  | Corning |  |  |  | FALSE | FALSE | Corning |  |  | 0.5 | [8 empty] | 0 | 0
2011-11-15 15:22 | 0457-WD | Fast Track | Fast Track | Withdrawn | Not Provided | Withdrawn | Withdrawn | SHASTA | COTTONWOOD SUB | Solar PV | 0.5 | Complete | Withdrawn | Withdrawn | Withdrawn | Withdrawn | Withdrawn | Withdrawn | Withdrawn | Withdrawn | Former queue position: W371 |  |  |  |  | Cottonwood | 230 |  |  | TRUE | FALSE | Cottonwood | 230 |  | 0.5 | [8 empty] | 0 | 0
2011-11-15 15:42 | 0458-WD | Fast Track | Fast Track | Withdrawn | 1/28/2013 | Withdrawn | Withdrawn | SHASTA | PANORAMA SUB | Solar PV | 1.25 | 11/29/2011 | Withdrawn | Withdrawn | 5/12/2012 | Pass | Withdrawn | Withdrawn | Withdrawn | Withdrawn | Former queue position: W372 |  |  |  |  | Panorama |  |  |  | FALSE | FALSE | Panorama |  |  | 1.25 | [8 empty] | 0 | 0
2011-11-15 15:53 | 0459-WD | Fast Track | Fast Track | Withdrawn | 1/28/2013 | Withdrawn | Withdrawn | SHASTA | DESCHUTES SUB | Solar PV | 0.5 | Complete | Withdrawn | Withdrawn | Withdrawn | Withdrawn | Withdrawn | Withdrawn | Withdrawn | Withdrawn | Former queue position: W373 |  |  |  |  | Deschutes |  |  |  | FALSE | FALSE | Deschutes |  |  | 0.5 | [8 empty] | 0 | 0
2011-11-15 16:09 | 0460-WD | Fast Track | Fast Track | Withdrawn | 1/28/2013 | Withdrawn | Withdrawn | TEHAMA | DAIRYVILLE SUB | Solar PV | 0.25 | Complete | Withdrawn | Withdrawn | Withdrawn | Withdrawn | Withdrawn | Withdrawn | Withdrawn | Withdrawn | Former queue position: W374 |  |  |  |  | Dairyville |  |  |  | FALSE | FALSE | Dairyville |  |  | 0.25 | [8 empty] | 0 | 0
2011-11-15 16:14 | 0461-WD | Fast Track | Fast Track | Withdrawn | 1/28/2013 | Withdrawn | Withdrawn | GLENN | GLENN SUB | Solar PV | 0.25 | 11/29/2011 | Withdrawn | Withdrawn | Withdrawn | Withdrawn | Withdrawn | Withdrawn | Withdrawn | Withdrawn | Former queue position: W375 |  |  |  |  | Glenn | 230 |  |  | TRUE | FALSE | Glenn | 230 |  | 0.25 | [8 empty] | 0 | 0
2011-11-16 11:30 | 0462-WD | Fast Track | Fast Track | Withdrawn | 1/28/2013 | Withdrawn | Withdrawn | SAN JOAQUIN | LOCKEFORD SUB | Solar PV | 1 | 8/16/2012 | Withdrawn | Withdrawn | 11/30/2012 | Pass | Withdrawn | Withdrawn | Withdrawn | Withdrawn | Former queue position: W376 |  |  |  |  | Lockeford | 230 |  |  | TRUE | FALSE | Lockeford | 230 |  | 1 | [8 empty] | 0 | 0
2011-11-16 11:42 | 0463-WD | Fast Track | Fast Track | Withdrawn | 1/28/2013 | Withdrawn | Withdrawn | SHASTA | RED BLUFF SUB | Solar PV | 0.5 | 11/30/2011 | Withdrawn | Withdrawn | 5/17/2012 | Pass | Withdrawn | Withdrawn | Withdrawn | Withdrawn | Former queue position: W377 |  |  |  |  | Red Bluff | 500 |  |  | TRUE | FALSE | Red Bluff | 500 |  | 0.5 | [8 empty] | 0 | 0
2011-11-16 11:48 | 0464-WD | Fast Track | Fast Track | Withdrawn | 1/28/2013 | Withdrawn | Withdrawn | SACRAMENTO | GRAND ISLAND SUB | Solar PV | 0.5 | 3/27/2012 | Withdrawn | Withdrawn | 8/10/2012 | Pass | Withdrawn | Withdrawn | Withdrawn | Withdrawn | Former queue position: W378 |  |  |  |  | Grand Island | 115 |  |  | TRUE | FALSE | Grand Island | 115 |  | 0.5 | [8 empty] | 0 | 0
2011-11-21 16:11 | 0465-WD | Fast Track | Fast Track | Withdrawn | 8/1/2013 | Withdrawn | Withdrawn | SUTTER | BOGUE SUB | Solar PV | 1.5 | Complete | Withdrawn | Withdrawn | 9/12/2012 | Fail | Withdrawn | Withdrawn | Withdrawn | Withdrawn | Former queue position: W379 |  |  |  |  | Bogue | 115 |  |  | TRUE | FALSE | Bogue | 115 |  | 1.5 | [8 empty] | 0 | 0
2011-11-21 16:16 | 0466-WD | Fast Track | Fast Track | Withdrawn | 8/1/2013 | Withdrawn | Withdrawn | SUTTER | BOGUE SUB | Solar PV | 1.5 | Complete | Withdrawn | Withdrawn | 9/12/2012 | Pass | Withdrawn | Withdrawn | Withdrawn | Withdrawn | Former queue position: W380 |  |  |  |  | Bogue | 115 |  |  | TRUE | FALSE | Bogue | 115 |  | 1.5 | [8 empty] | 0 | 0
2011-11-29 12:56 | 0467-WD | Fast Track | Fast Track | In Service | 5/1/2012 | 7/31/2012 | 9/22/2012 | MARIN | LAS GALLINAS A SUB | Solar PV | 0.97 | 12/9/2011 | 1/4/2012 | Fail Screens: 2, 10 | 1/20/2012 | Pass | N/A (Fast Track) | N/A (Fast Track) | N/A (Fast Track) | Executed | Former queue position: W381 |  |  |  |  | Las Gallinas A |  |  |  | FALSE | FALSE | Las Gallinas A |  |  | 0.97 | [8 empty] | 1 | 1
2011-12-08 13:07 | 0468-WD | Fast Track | Fast Track | Withdrawn | 1/28/2013 | Withdrawn | Withdrawn | FRESNO | FIGARDEN SUB | Solar PV | 2.25 | 8/16/2012 | Withdrawn | Withdrawn | Withdrawn | Withdrawn | Withdrawn | Withdrawn | Withdrawn | Withdrawn | Former queue position: W382 |  |  |  |  | Figarden | 230 |  |  | TRUE | FALSE | Figarden | 230 |  | 2.25 | [8 empty] | 0 | 0
2011-12-08 14:04 | 0469-WD | Fast Track | Fast Track | Withdrawn | 3/28/2013 | Withdrawn | Withdrawn | MONTEREY | SOLEDAD SUB | Solar PV | 2 | Complete | Withdrawn | Withdrawn | Withdrawn | Withdrawn | Withdrawn | Withdrawn | Withdrawn | Withdrawn | Former queue position: W391b |  |  |  |  | Soledad | 115 |  |  | TRUE | FALSE | Soledad | 115 |  | 2 | [8 empty] | 0 | 0
2011-12-09 08:37 | 0470-WD | Fast Track | Fast Track | Withdrawn | 6/28/2013 | Withdrawn | Withdrawn | MERCED | EL CAPITAN SUB | Solar PV | 1 | 8/16/2012 | Withdrawn | Withdrawn | Withdrawn | Withdrawn | Withdrawn | Withdrawn | Withdrawn | Withdrawn | Former queue position: W386 |  |  |  |  | El Capitan |  |  |  | FALSE | FALSE | El Capitan |  |  | 1 | [8 empty] | 0 | 0
2011-12-09 08:57 | 0471-WD | Fast Track | Fast Track | Withdrawn | 6/28/2013 | Withdrawn | Withdrawn | TEHAMA | MCARTHUR SUB | Solar PV | 0.25 | Complete | Withdrawn | Withdrawn | Withdrawn | Withdrawn | Withdrawn | Withdrawn | Withdrawn | Withdrawn | Former queue position: W384 |  |  |  |  | Mcarthur |  |  |  | FALSE | FALSE | Mcarthur |  |  | 0.25 | [8 empty] | 0 | 0
2011-12-09 14:47 | 0472-WD | Fast Track | Fast Track | Withdrawn | 6/1/2013 | Withdrawn | Withdrawn | LAKE | HARTLEY SUB | Solar PV | 1.5 | 12/19/2011 | Withdrawn | Withdrawn | 2/1/2012 | Pass | Withdrawn | Withdrawn | Withdrawn | Withdrawn | Former queue position: W383 |  |  |  |  | Hartley | 60 |  |  | TRUE | FALSE | Hartley | 60 |  | 1.5 | [8 empty] | 0 | 0
2011-12-09 14:47 | 0473-WD | Fast Track | Fast Track | Withdrawn | 6/1/2012 | Withdrawn | Withdrawn | MONTEREY | JOLON SUB | Solar PV | 1.5 | 12/13/2011 | Withdrawn | Withdrawn | 1/31/2012 | Pass | Withdrawn | Withdrawn | Withdrawn | Withdrawn | Former queue position: W385 |  |  |  |  | Jolon |  |  |  | FALSE | FALSE | Jolon |  |  | 1.5 | [8 empty] | 0 | 0
2011-12-11 16:58 | 0474-WD | Independent Study | Independent Study | In Service | 5/28/2012 | 6/12/2013 | 6/1/2011 | PLACER | PLEASANT GROVE SUB | Engine | 5.04 | 2/6/2012 | N/A | N/A (Independent Study) | N/A | N/A (Independent Study) | Pass | 6/7/2012 | N/A | Executed | Former queue position: W396 | Pleasant Grove | 115 | Pleasant Grove | 115 | Pleasant Grove | 115 |  |  | TRUE | FALSE | Pleasant Grove | 115 | [10 empty] | 1 | 1
2011-12-12 07:20 | 0475-WD | Fast Track | Fast Track | Withdrawn | 6/28/2013 | Withdrawn | Withdrawn | TEHAMA | GERBER SUB | Solar PV | 0.25 | Complete | Withdrawn | Withdrawn | Withdrawn | Withdrawn | Withdrawn | Withdrawn | Withdrawn | Withdrawn | Former queue position: W387 |  |  |  |  | Gerber |  |  |  | FALSE | FALSE | Gerber |  |  | 0.25 | [8 empty] | 0 | 0
2011-12-12 07:22 | 0476-WD | Fast Track | Fast Track | Withdrawn | 6/28/2013 | Withdrawn | Withdrawn | SHASTA | DESCHUTES SUB | Solar PV | 1.5 | 8/16/2012 | Withdrawn | Withdrawn | Withdrawn | Withdrawn | Withdrawn | Withdrawn | Withdrawn | Withdrawn | Former queue position: W391a |  |  |  |  | Deschutes |  |  |  | FALSE | FALSE | Deschutes |  |  | 1.5 | [8 empty] | 0 | 0
2011-12-12 08:20 | 0477-WD | Fast Track | Fast Track | Withdrawn | 6/1/2013 | Withdrawn | Withdrawn | SHASTA | OREGON TRAIL SUB | Solar PV | 1.25 | Complete | Withdrawn | Withdrawn | Withdrawn | Withdrawn | Withdrawn | Withdrawn | Withdrawn | Withdrawn | Former queue position: W401 |  |  |  |  | Oregon Trail | 60 |  |  | TRUE | FALSE | Oregon Trail | 60 |  | 1.25 | [8 empty] | 0 | 0
2011-12-12 11:49 | 0478-WD | Fast Track | Fast Track | Withdrawn | 6/28/2013 | Withdrawn | Withdrawn | KERN | LERDO SUB | Solar PV | 0.25 | Complete | Withdrawn | Withdrawn | Withdrawn | Withdrawn | Withdrawn | Withdrawn | Withdrawn | Withdrawn | Former queue position: W388 |  |  |  |  | Lerdo | 115 |  |  | TRUE | FALSE | Lerdo | 115 |  | 0.25 | [8 empty] | 0 | 0
2011-12-12 12:43 | 0479-WD | Fast Track | Fast Track | Withdrawn | 6/28/2013 | Withdrawn | Withdrawn | BUTTE | WYANDOTTE SUB | Solar PV | 1.5 | Complete | Withdrawn | Withdrawn | Withdrawn | Withdrawn | Withdrawn | Withdrawn | Withdrawn | Withdrawn | Former queue position: W389 |  |  |  |  | Wyandotte | 115 |  |  | TRUE | FALSE | Wyandotte | 115 |  | 1.5 | [8 empty] | 0 | 0
2011-12-12 15:21 | 0480-WD | Fast Track | Fast Track | Withdrawn | 6/28/2013 | Withdrawn | Withdrawn | AMADOR | ELECTRA SUB | Solar PV | 0.75 | Complete | Withdrawn | Withdrawn | Withdrawn | Withdrawn | Withdrawn | Withdrawn | Withdrawn | Withdrawn | Former queue position: W390 |  |  |  |  | Electra |  |  |  | FALSE | FALSE | Electra |  |  | 0.75 | [8 empty] | 0 | 0
2011-12-13 | 0481-WD | Independent Study | Independent Study | Withdrawn | 12/31/2012 | Withdrawn | Withdrawn | KERN | TEMBLOR SUB | Reciprocating Engine | 1 | 1/24/2012 | Withdrawn | Withdrawn | Withdrawn | Withdrawn | Withdrawn | Withdrawn | Withdrawn | Withdrawn | Former queue position: W391 |  |  |  |  | Temblor | 115 |  |  | TRUE | FALSE | Temblor | 115 | [10 empty] | 0 | 0
2011-12-20 13:14 | 0482-WD | Fast Track | Fast Track | Withdrawn | 6/28/2013 | Withdrawn | Withdrawn | SHASTA | ANDERSON SUB | Solar PV | 0.25 | Complete | Withdrawn | Withdrawn | Withdrawn | Withdrawn | Withdrawn | Withdrawn | Withdrawn | Withdrawn | Former queue position: W394 |  |  |  |  | Anderson |  |  |  | FALSE | FALSE | Anderson |  |  | 0.25 | [8 empty] | 0 | 0
2011-12-20 14:24 | 0483-WD | Fast Track | Fast Track | Withdrawn | 6/28/2013 | Withdrawn | Withdrawn | FRESNO | RAINBOW SUB | Solar PV | 0.75 | 8/16/2012 | Withdrawn | Withdrawn | Withdrawn | Withdrawn | Withdrawn | Withdrawn | Withdrawn | Withdrawn | Former queue position: W392 |  |  |  |  | Rainbow |  |  |  | FALSE | FALSE | Rainbow |  |  | 0.75 | [8 empty] | 0 | 0
2011-12-20 14:30 | 0484-WD | Fast Track | Fast Track | Withdrawn | 6/28/2013 | Withdrawn | Withdrawn | FRESNO | MERCED FALLS SUB | Solar PV | 1.5 | 3/16/2012 | Withdrawn | Withdrawn | Withdrawn | Withdrawn | Withdrawn | Withdrawn | Withdrawn | Withdrawn | Former queue position: W393 |  |  |  |  | Merced Falls |  |  |  | FALSE | FALSE | Merced Falls |  |  | 1.5 | [8 empty] | 0 | 0
2011-12-20 14:33 | 0485-WD | Fast Track | Fast Track | Withdrawn | 6/28/2013 | Withdrawn | Withdrawn | BUTTE | ELK HILLS SUB | Solar PV | 0.5 | 8/16/2012 | Withdrawn | Withdrawn | Withdrawn | Withdrawn | Withdrawn | Withdrawn | Withdrawn | Withdrawn | No former queue position |  |  |  |  | Elk Hills | 230 |  |  | TRUE | FALSE | Elk Hills | 230 |  | 0.5 | [8 empty] | 0 | 0
2011-12-20 14:37 | 0486-WD | Fast Track | Fast Track | Withdrawn | 6/1/2013 | Withdrawn | Withdrawn | BUTTE | SYCAMORE CREEK SUB | Solar PV | 0.5 | 8/16/2012 | Withdrawn | Withdrawn | Withdrawn | Withdrawn | Withdrawn | Withdrawn | Withdrawn | Withdrawn | Former queue position: W393a |  |  |  |  | Sycamore Creek |  |  |  | FALSE | FALSE | Sycamore Creek |  |  | 0.5 | [8 empty] | 0 | 0
2011-12-22 20:04 | 0487-WD | Fast Track | Fast Track | Withdrawn | 12/1/2012 | Withdrawn | Withdrawn | TULARE | OROSI SUB | Solar PV | 1.5 | 2/13/2012 | Withdrawn | Withdrawn | 6/18/2012 | Pass | Withdrawn | Withdrawn | Withdrawn | Withdrawn | Former queue position: W411 |  |  | Orosi |  | Orosi | 70 |  |  | TRUE | FALSE | Orosi | 70 |  | 1.5 | [8 empty] | 0 | 0
2011-12-22 20:05 | 0488-WD | Fast Track | Fast Track | Withdrawn | 12/1/2012 | Withdrawn | Withdrawn | TULARE | OROSI SUB | Solar PV | 0.5 | 2/13/2012 | Withdrawn | Withdrawn | 6/18/2012 | Fail | Withdrawn | Withdrawn | Withdrawn | Withdrawn | Former queue position: W414 |  |  | Orosi |  | Orosi | 70 |  |  | TRUE | FALSE | Orosi | 70 |  | 0.5 | [8 empty] | 0 | 0
2011-12-22 20:05 | 0489-WD | Fast Track | Independent Study | Withdrawn | 12/1/2012 | Withdrawn | Withdrawn | TULARE | OROSI SUB | Solar PV | 1.5 | 2/13/2012 | Withdrawn | Withdrawn | 6/18/2012 | Fail | Withdrawn | Withdrawn | Withdrawn | Withdrawn | Former queue position: W421 |  |  | Orosi |  | Orosi | 70 |  |  | TRUE | FALSE | Orosi | 70 |  | 1.5 | [8 empty] | 0 | 0
2011-12-22 20:07 | 0490-WD | Fast Track | Independent Study | Withdrawn | 12/1/2012 | Withdrawn | Withdrawn | TULARE | OROSI SUB | Solar PV | 1.5 | 2/13/2012 | Withdrawn | Withdrawn | 6/18/2012 | Fail | Withdrawn | Withdrawn | Withdrawn | Withdrawn | Former queue position: W419 |  |  | Orosi |  | Orosi | 70 |  |  | TRUE | FALSE | Orosi | 70 |  | 1.5 | [8 empty] | 0 | 0
2011-12-22 20:07 | 0491-WD | Fast Track | Independent Study | Withdrawn | 12/1/2012 | Withdrawn | Withdrawn | TULARE | DINUBA SUB | Solar PV | 1.5 | 2/13/2012 | Withdrawn | Withdrawn | 6/18/2012 | Fail | Withdrawn | Withdrawn | Withdrawn | Withdrawn | Former queue position: W420 |  |  |  |  | Dinuba |  |  |  | FALSE | FALSE | Dinuba |  |  | 1.5 | [8 empty] | 0 | 0
2011-12-22 20:10 | 0492-WD | Fast Track | Independent Study | Withdrawn | 12/1/2012 | Withdrawn | Withdrawn | TULARE | DINUBA SUB | Solar PV | 1.5 | 2/13/2012 | Withdrawn | Withdrawn | 6/18/2012 | Fail | Withdrawn | Withdrawn | Withdrawn | Withdrawn | Former queue position: W417 |  |  |  |  | Dinuba |  |  |  | FALSE | FALSE | Dinuba |  |  | 1.5 | [8 empty] | 0 | 0
2011-12-23 13:45 | 0493-WD | Fast Track | Fast Track | Withdrawn | 6/1/2012 | Withdrawn | Withdrawn | LAKE | CLEAR LAKE SUB | Solar PV | 1.5 | 1/18/2012 | Withdrawn | Withdrawn | 3/1/2012 | Pass | Withdrawn | Withdrawn | Withdrawn | Withdrawn | Former queue position: W392a |  |  |  |  | Clear Lake |  |  |  | FALSE | FALSE | Clear Lake |  |  | 1.5 | [8 empty] | 0 | 0
2011-12-23 15:09 | 0494-WD | Fast Track | Fast Track | Withdrawn | 12/31/2012 | Withdrawn | Withdrawn | MERCED | GUSTINE SUB | Solar PV | 2 | 3/29/2012 | Withdrawn | Withdrawn | 10/29/2012 | Pass | Withdrawn | Withdrawn | Withdrawn | Withdrawn | Former queue position: W392d |  |  |  |  | Gustine |  |  |  | FALSE | FALSE | Gustine |  |  | 2 | [8 empty] | 0 | 0
2011-12-23 15:14 | 0495-WD | Fast Track | Fast Track | Withdrawn | 12/31/2012 | Withdrawn | Withdrawn | MERCED | GUSTINE SUB | Solar PV | 2 | 3/29/2012 | Withdrawn | Withdrawn | 10/30/2012 | Pass | Withdrawn | Withdrawn | Withdrawn | Withdrawn | Former queue position: W392b |  |  |  |  | Gustine |  |  |  | FALSE | FALSE | Gustine |  |  | 2 | [8 empty] | 0 | 0
2011-12-23 15:19 | 0496-WD | Fast Track | Fast Track | Withdrawn | 5/29/2013 | Withdrawn | Withdrawn | KERN | TUPMAN SUB | Solar PV | 2 | 5/21/2012 | Withdrawn | Withdrawn | 10/9/2012 | Fail | Withdrawn | Withdrawn | Withdrawn | Withdrawn | Former queue position: W392c |  |  |  |  | Tupman | 115 |  |  | TRUE | FALSE | Tupman | 115 |  | 2 | [8 empty] | 0 | 0
2011-12-23 15:27 | 0497-WD | Fast Track | Fast Track | Withdrawn | 5/29/2013 | Withdrawn | Withdrawn | KERN | BLACKWELL SUB | Solar PV | 2 | 5/21/2012 | Withdrawn | Withdrawn | 10/2/2012 | Fail | Withdrawn | Withdrawn | Withdrawn | Withdrawn | Former queue position: W423 |  |  |  |  | Blackwell |  |  |  | FALSE | FALSE | Blackwell |  |  | 2 | [8 empty] | 0 | 0
2011-12-23 15:29 | 0498-WD | Fast Track | Fast Track | Withdrawn | 5/29/2013 | Withdrawn | Withdrawn | KERN | BLACKWELL SUB | Solar PV | 2 | 5/21/2012 | Withdrawn | Withdrawn | 10/2/2012 | Fail | Withdrawn | Withdrawn | Withdrawn | Withdrawn | No former queue position |  |  |  |  | Blackwell |  |  |  | FALSE | FALSE | Blackwell |  |  | 2 | [8 empty] | 0 | 0
2011-12-23 15:31 | 0499-WD | Fast Track | Fast Track | Withdrawn | 3/22/2013 | Withdrawn | Withdrawn | KERN | DEVILS DEN SUB | Solar PV | 2 | Complete | Withdrawn | Withdrawn | Withdrawn | Withdrawn | Withdrawn | Withdrawn | Withdrawn | Withdrawn | Former queue position: W392e |  |  |  |  | Devils Den |  |  |  | FALSE | FALSE | Devils Den |  |  | 2 | [8 empty] | 0 | 0
2012-01-03 21:43 | 0500-WD | Fast Track | Fast Track | Withdrawn | 2/1/2013 | Withdrawn | Withdrawn | KINGS | JACOBS CORNER SUB | Solar PV | 1.5 | 2/13/2012 | Withdrawn | Withdrawn | Withdrawn | Withdrawn | Withdrawn | Withdrawn | Withdrawn | Withdrawn | Former queue position: W418 |  |  |  |  | Jacobs Corner |  |  |  | FALSE | FALSE | Jacobs Corner |  |  | 1.5 | [8 empty] | 0 | 0
2012-01-03 21:44 | 0501-WD | Fast Track | Fast Track | Withdrawn | 2/1/2013 | Withdrawn | Withdrawn | KINGS | JACOBS CORNER SUB | Solar PV | 1.5 | 2/13/2012 | Withdrawn | Withdrawn | 6/27/2012 | Pass | Withdrawn | Withdrawn | Withdrawn | Withdrawn | Former queue position: W412 |  |  |  |  | Jacobs Corner |  |  |  | FALSE | FALSE | Jacobs Corner |  |  | 1.5 | [8 empty] | 0 | 0
2012-01-03 21:44 | 0502-WD | Fast Track | Fast Track | Withdrawn | 2/1/2013 | Withdrawn | Withdrawn | KINGS | JACOBS CORNER SUB | Solar PV | 1.5 | 2/13/2012 | Withdrawn | Withdrawn | Withdrawn | Withdrawn | Withdrawn | Withdrawn | Withdrawn | Withdrawn | Former queue position: W415 |  |  |  |  | Jacobs Corner |  |  |  | FALSE | FALSE | Jacobs Corner |  |  | 1.5 | [8 empty] | 0 | 0
2012-01-03 21:44 | 0503-WD | Fast Track | Fast Track | Withdrawn | 2/1/2013 | Withdrawn | Withdrawn | KINGS | JACOBS CORNER SUB | Solar PV | 1.5 | 2/13/2012 | Withdrawn | Withdrawn | Withdrawn | Withdrawn | Withdrawn | Withdrawn | Withdrawn | Withdrawn | Former queue position: W416 |  |  |  |  | Jacobs Corner |  |  |  | FALSE | FALSE | Jacobs Corner |  |  | 1.5 | [8 empty] | 0 | 0
2012-01-10 15:14 | 0504-WD | Fast Track | Fast Track | Withdrawn | 6/1/2013 | Withdrawn | Withdrawn | FRESNO | TIVY VALLEY SUB | Solar PV | 1.5 | 1/23/2012 | Withdrawn | Withdrawn | 6/28/2012 | Pass | Withdrawn | Withdrawn | Withdrawn | Withdrawn | Former queue position: W395 |  |  |  |  | Tivy Valley |  |  |  | FALSE | FALSE | Tivy Valley |  |  | 1.5 | [8 empty] | 0 | 0
2012-01-13 17:23 | 0505-WD | Fast Track | Fast Track | Withdrawn | 5/1/2013 | Withdrawn | Withdrawn | TEHAMA | RED BLUFF SUB | Solar PV | 2 | 1/25/2012 | Withdrawn | Withdrawn | Withdrawn | Withdrawn | Withdrawn | Withdrawn | Withdrawn | Withdrawn | Former queue position: W397 |  |  |  |  | Red Bluff | 500 |  |  | TRUE | FALSE | Red Bluff | 500 |  | 2 | [8 empty] | 0 | 0
2012-01-19 14:13 | 0506-WD | Fast Track | Fast Track | Withdrawn | 3/15/2013 | Withdrawn | Withdrawn | KERN | COPUS SUB | Solar PV | 1.5 | 1/24/2012 | Withdrawn | Withdrawn | 4/17/2012 | Pass | Withdrawn | Withdrawn | Withdrawn | Withdrawn | Former queue position: W398 |  |  |  |  | Copus | 70 |  |  | TRUE | FALSE | Copus | 70 |  | 1.5 | [8 empty] | 0 | 0
2012-01-23 | 0507-WD | Fast Track | Independent Study | Withdrawn | 6/30/2013 | Withdrawn | Withdrawn | MERCED | ORO LOMA SUB | Solar PV | 2.996 | 2/29/2012 | Withdrawn | Withdrawn | Withdrawn | Withdrawn | Withdrawn | Withdrawn | Withdrawn | Withdrawn | Former queue position: W399 |  |  |  |  | Oro Loma | 115 |  |  | TRUE | FALSE | Oro Loma | 115 |  | 2.996 | [8 empty] | 0 | 0
2012-01-23 | 0508-WD | Fast Track | Independent Study | Withdrawn | 6/30/2013 | Withdrawn | Withdrawn | MERCED | DOS PALOS SUB | Solar PV | 2.996 | 2/29/2012 | Withdrawn | Withdrawn | Withdrawn | Withdrawn | Withdrawn | Withdrawn | Withdrawn | Withdrawn | Former queue position: W400 |  |  |  |  | Dos Palos |  |  |  | FALSE | FALSE | Dos Palos |  |  | 2.996 | [8 empty] | 0 | 0
2012-01-30 09:43 | 0509-WD | Fast Track | Fast Track | Withdrawn | 1/1/2014 | Withdrawn | Withdrawn | FRESNO | REEDLEY SUB | Solar PV | 1.7 | 2/17/2012 | Withdrawn | Withdrawn | Withdrawn | Withdrawn | Withdrawn | Withdrawn | Withdrawn | Withdrawn | Former queue position: W422 |  |  |  |  | Reedley | 115 |  |  | TRUE | FALSE | Reedley | 115 |  | 1.7 | [8 empty] | 0 | 0
2012-01-30 10:27 | 0510-WD | Fast Track | Fast Track | Withdrawn | 7/15/2013 | Withdrawn | Withdrawn | YOLO | PUTAH CREEK SUB | Solar PV | 0.75 | 2/10/2012 | Withdrawn | Withdrawn | 5/5/2012 | Pass | Withdrawn | Withdrawn | Withdrawn | Withdrawn | Former queue position: W402 |  |  |  |  | Putah Creek | 115 |  |  | TRUE | FALSE | Putah Creek | 115 |  | 0.75 | [8 empty] | 0 | 0
2012-02-03 | 0511-WD | Fast Track | Fast Track | Withdrawn | 4/15/2012 | Withdrawn | Withdrawn | PLUMAS | CRESCENT MILLS SUB | Solar PV | 0.65 | 2/23/2012 | Withdrawn | Withdrawn | Withdrawn | Withdrawn | Withdrawn | Withdrawn | Withdrawn | Withdrawn | Former queue position: W413 |  |  |  |  | Crescent Mills |  |  |  | FALSE | FALSE | Crescent Mills |  |  | 0.65 | [8 empty] | 0 | 0
2012-02-17 11:58 | 0512-WD | Fast Track | Fast Track | Withdrawn | 6/30/2013 | Withdrawn | Withdrawn | FRESNO | AUBERRY SUB | Solar PV | 2.99 | 4/16/2012 | Withdrawn | Withdrawn | Withdrawn | Withdrawn | Withdrawn | Withdrawn | Withdrawn | Withdrawn | Former queue position: W426a |  |  |  |  | Auberry |  |  |  | FALSE | FALSE | Auberry |  |  | 2.99 | [8 empty] | 0 | 0
2012-02-17 11:58 | 0513-WD | Fast Track | Fast Track | Withdrawn | 6/30/2013 | Withdrawn | Withdrawn | FRESNO | AUBERRY SUB | Solar PV | 2.978 | 4/16/2012 | Withdrawn | Withdrawn | Withdrawn | Withdrawn | Withdrawn | Withdrawn | Withdrawn | Withdrawn | Former queue position: W426b |  |  |  |  | Auberry |  |  |  | FALSE | FALSE | Auberry |  |  | 2.978 | [8 empty] | 0 | 0
2012-02-17 16:51 | 0514-WD | Fast Track | Fast Track | Withdrawn | 1/1/2014 | Withdrawn | Withdrawn | FRESNO | SAN JOAQUIN SUB | Solar PV | 2 | Complete | Withdrawn | Withdrawn | Withdrawn | Withdrawn | Withdrawn | Withdrawn | Withdrawn | Withdrawn | Former queue position: W425 |  |  |  |  | San Joaquin |  |  |  | FALSE | FALSE | San Joaquin |  |  | 2 | [8 empty] | 0 | 0
2012-02-17 16:51 | 0515-WD | Fast Track | Fast Track | Withdrawn | 1/1/2014 | Withdrawn | Withdrawn | FRESNO | GIFFEN SUB | Solar PV | 2 | 5/24/2012 | Withdrawn | Withdrawn | 10/30/2012 | Withdrawn | Withdrawn | Withdrawn | Withdrawn | Withdrawn | Former queue position: W426 |  |  |  |  | Giffen |  |  |  | FALSE | FALSE | Giffen |  |  | 2 | [8 empty] | 0 | 0
2012-02-17 16:52 | 0516-WD | Fast Track | Fast Track | Withdrawn | 1/1/2014 | Withdrawn | Withdrawn | FRESNO | HELM SUB | Solar PV | 2 | 6/29/2012 | Withdrawn | Withdrawn | 10/29/2012 | Pass | Withdrawn | Withdrawn | Withdrawn | Withdrawn | Former queue position: W424 |  |  |  |  | Helm | 230 |  |  | TRUE | FALSE | Helm | 230 |  | 2 | [8 empty] | 0 | 0
2012-02-21 12:01 | 0517-WD | Fast Track | Fast Track | Withdrawn | 6/1/2013 | Withdrawn | Withdrawn | SAN JOAQUIN | CORRAL SUB | Solar PV | 2 | 2/28/2012 | Withdrawn | Withdrawn | Withdrawn | Withdrawn | Withdrawn | Withdrawn | Withdrawn | Withdrawn | Former queue position: W427 |  |  |  |  | Corral |  |  |  | FALSE | FALSE | Corral |  |  | 2 | [8 empty] | 0 | 0
2012-02-27 09:04 | 0518-WD | Fast Track | Fast Track | Withdrawn | 6/15/2013 | Withdrawn | Withdrawn | SUTTER | LIVE OAK SUB | Solar PV | 0.5 | 3/16/2012 | Withdrawn | Withdrawn | 7/24/2012 | Pass | Withdrawn | Withdrawn | Withdrawn | Withdrawn | Former queue position: W428 |  |  |  |  | Live Oak | 115 |  |  | TRUE | FALSE | Live Oak | 115 |  | 0.5 | [8 empty] | 0 | 0
2012-02-27 09:21 | 0519-WD | Fast Track | Fast Track | Withdrawn | 3/15/2013 | Withdrawn | Withdrawn | SANTA BARBARA | SANTA MARIA SUB | Solar PV | 0.5 | 10/5/2012 | Withdrawn | Withdrawn | Withdrawn | Withdrawn | Withdrawn | Withdrawn | Withdrawn | Withdrawn | Former queue position: W429 |  |  |  |  | Santa Maria |  |  |  | FALSE | FALSE | Santa Maria |  |  | 0.5 | [8 empty] | 0 | 0
2012-02-27 16:10 | 0520-WD | Fast Track | Fast Track | Withdrawn | 4/1/2013 | Withdrawn | Withdrawn | LAKE | HARTLEY SUB | Solar PV | 1 | 3/2/2012 | Withdrawn | Withdrawn | Withdrawn | Withdrawn | Withdrawn | Withdrawn | Withdrawn | Withdrawn | Former queue position: W430 |  |  |  |  | Hartley | 60 |  |  | TRUE | FALSE | Hartley | 60 |  | 1 | [8 empty] | 0 | 0
2012-02-27 16:10 | 0521-WD | Fast Track | Fast Track | Withdrawn | 4/1/2013 | Withdrawn | Withdrawn | LAKE | CLEAR LAKE SUB | Solar PV | 1.5 | 3/5/2012 | Withdrawn | Withdrawn | Withdrawn | Withdrawn | Withdrawn | Withdrawn | Withdrawn | Withdrawn | Former queue position: W431 |  |  |  |  | Clear Lake |  |  |  | FALSE | FALSE | Clear Lake |  |  | 1.5 | [8 empty] | 0 | 0
2012-03-02 15:37 | 0522-WD | Fast Track | Fast Track | Withdrawn | 4/1/2013 | Withdrawn | Withdrawn | FRESNO | TIVY VALLEY SUB | Solar PV | 1.5 | 3/8/2012 | Withdrawn | Withdrawn | Withdrawn | Withdrawn | Withdrawn | Withdrawn | Withdrawn | Withdrawn | Former queue position: W432 |  |  |  |  | Tivy Valley |  |  |  | FALSE | FALSE | Tivy Valley |  |  | 1.5 | [8 empty] | 0 | 0
2012-03-06 09:36 | 0523-WD | Independent Study | Independent Study | Withdrawn | 10/15/2012 | Withdrawn | Withdrawn | KINGS | GUERNSEY SUB | Biomass | 1.6 | 5/15/2012 | Withdrawn | Withdrawn | Withdrawn | Withdrawn | Withdrawn | Withdrawn | Withdrawn | Withdrawn | Former queue position: W434 |  |  |  |  | Guernsey | 70 |  |  | TRUE | FALSE | Guernsey | 70 | [10 empty] | 0 | 0
2012-03-06 09:37 | 0524-WD | Independent Study | Independent Study | Withdrawn | 10/15/2012 | Withdrawn | Withdrawn | KINGS | GUERNSEY SUB | Biomass | 1.6 | 5/15/2012 | Withdrawn | Withdrawn | Withdrawn | Withdrawn | Withdrawn | Withdrawn | Withdrawn | Withdrawn | Former queue position: W435 |  |  |  |  | Guernsey | 70 |  |  | TRUE | FALSE | Guernsey | 70 | [10 empty] | 0 | 0
2012-03-06 09:39 | 0525-WD | Independent Study | Independent Study | Withdrawn | 10/15/2012 | Withdrawn | Withdrawn | MADERA | DAIRYLAND SUB | Biomass | 1.6 | 5/15/2012 | Withdrawn | Withdrawn | Withdrawn | Withdrawn | Withdrawn | Withdrawn | Withdrawn | Withdrawn | Former queue position: W433 |  |  |  |  | Dairyland | 115 |  |  | TRUE | FALSE | Dairyland | 115 | [10 empty] | 0 | 0
2012-03-09 22:00 | 0526-WD | Fast Track | Fast Track | Withdrawn | 4/1/2013 | Withdrawn | Withdrawn | SHASTA | PANORAMA SUB | Solar PV | 0.7 | 3/19/2012 | Withdrawn | Withdrawn | 7/27/2012 | Pass | Withdrawn | Withdrawn | Withdrawn | Withdrawn | Former queue position: W436 |  |  |  |  | Panorama |  |  |  | FALSE | FALSE | Panorama |  |  | 0.7 | [8 empty] | 0 | 0
2012-03-12 09:29 | 0527-WD | Fast Track | Fast Track | Withdrawn | 4/5/2013 | Withdrawn | Withdrawn | SOLANO | PEABODY SUB | Solar PV | 3 | 3/21/2012 | Withdrawn | Withdrawn | Withdrawn | Withdrawn | Withdrawn | Withdrawn | Withdrawn | Withdrawn | Former queue position: W439 |  |  |  |  | Peabody | 230 |  |  | TRUE | FALSE | Peabody | 230 |  | 3 | [8 empty] | 0 | 0
2012-03-12 18:10 | 0528-WD | Fast Track | Fast Track | Withdrawn | 4/1/2013 | Withdrawn | Withdrawn | FRESNO | CHENEY SUB | Solar PV | 1.5 | 3/21/2012 | Withdrawn | Withdrawn | Withdrawn | Withdrawn | Withdrawn | Withdrawn | Withdrawn | Withdrawn | Former queue position: W438 |  |  |  |  | Cheney |  |  |  | FALSE | FALSE | Cheney |  |  | 1.5 | [8 empty] | 0 | 0
2012-03-12 20:53 | 0529-WD | Independent Study | Independent Study | Withdrawn | 11/1/2013 | Withdrawn | Withdrawn | SANTA BARBARA | FAIRWAY SUB | Reciprocating Engine | 19.956 | 7/10/2012 | Withdrawn | Withdrawn | Withdrawn | Withdrawn | Withdrawn | Withdrawn | Withdrawn | Withdrawn | Former queue position: W437 |  |  |  |  | Fairway | 115 |  |  | TRUE | FALSE | Fairway | 115 | [10 empty] | 0 | 0
2012-03-15 16:02 | 0530-WD | Independent Study | Independent Study | Withdrawn | 10/1/2012 | Withdrawn | Withdrawn | SAN FRANCISCO | SAN FRAN H (MARTIN) SUB | Hydro | 0.24 | 3/26/2012 | Withdrawn | Withdrawn | Withdrawn | Withdrawn | Withdrawn | Withdrawn | Withdrawn | Withdrawn | Former queue position: W440 |  |  |  |  | San Fran H (Martin) |  |  |  | FALSE | FALSE | San Fran H (Martin) | [11 empty] | 0 | 0
2012-03-27 | 0531-WD | Independent Study | Independent Study | Withdrawn | 9/1/2012 | Withdrawn | Withdrawn | BUTTE | ESQUON SUB | Biomass | 0.7 | 5/3/2012 | Withdrawn | Withdrawn | Withdrawn | Withdrawn | Withdrawn | Withdrawn | Withdrawn | Withdrawn | Former queue position: W443a |  |  |  |  | Esquon |  |  |  | FALSE | FALSE | Esquon | [11 empty] | 0 | 0
2012-03-27 10:30 | 0532-WD | Fast Track | Fast Track | Withdrawn | 1/1/2014 | Withdrawn | Withdrawn | FRESNO | REEDLEY SUB | Solar PV | 1.495 | 4/5/2012 | Withdrawn | Withdrawn | 5/15/2012 | Pass | Withdrawn | Withdrawn | Withdrawn | Withdrawn | Former queue position: W444 |  |  |  |  | Reedley | 115 |  |  | TRUE | FALSE | Reedley | 115 |  | 1.495 | [8 empty] | 0 | 0
2012-03-28 21:46 | 0533-WD | Fast Track | Fast Track | Withdrawn | 7/1/2013 | Withdrawn | Withdrawn | SAN BENITO | HOLLISTER SUB | Solar PV | 0.25 | 4/13/2012 | Withdrawn | Withdrawn | 6/13/2012 | Pass | Withdrawn | Withdrawn | Withdrawn | Withdrawn | Former queue position: W445 |  |  |  |  | Hollister | 115 |  |  | TRUE | FALSE | Hollister | 115 |  | 0.25 | [8 empty] | 0 | 0
2012-03-28 22:50 | 0534-WD | Fast Track | Fast Track | Withdrawn | 7/1/2013 | Withdrawn | Withdrawn | SAN BENITO | HOLLISTER SUB | Solar PV | 0.25 | 4/13/2012 | Withdrawn | Withdrawn | 6/6/2012 | Withdrawn | Withdrawn | Withdrawn | Withdrawn | Withdrawn | Former queue position: W446 |  |  |  |  | Hollister | 115 |  |  | TRUE | FALSE | Hollister | 115 |  | 0.25 | [8 empty] | 0 | 0
2012-03-28 22:53 | 0535-WD | Fast Track | Fast Track | Withdrawn | 7/1/2013 | Withdrawn | Withdrawn | SAN BENITO | HOLLISTER SUB | Solar PV | 0.25 | 4/13/2012 | Withdrawn | Withdrawn | Withdrawn | Withdrawn | Withdrawn | Withdrawn | Withdrawn | Withdrawn | Former queue position: W447 |  |  |  |  | Hollister | 115 |  |  | TRUE | FALSE | Hollister | 115 |  | 0.25 | [8 empty] | 0 | 0
2012-03-29 13:39 | 0536-WD | Fast Track | Fast Track | Withdrawn | 9/1/2012 | Withdrawn | Withdrawn | KERN | CHARCA SUB | Solar PV | 2 | 4/23/2012 | Withdrawn | Withdrawn | 9/21/2012 | Fail | Withdrawn | Withdrawn | Withdrawn | Withdrawn | Former queue position: W456 |  |  |  |  | Charca | 115 |  |  | TRUE | FALSE | Charca | 115 |  | 2 | [8 empty] | 0 | 0
2012-03-30 11:05 | 0537-WD | Fast Track | Fast Track | Withdrawn | 8/1/2014 | Withdrawn | Withdrawn | MADERA | BONITA SUB | Solar PV | 2 | 4/6/2012 | Withdrawn | Withdrawn | Withdrawn | Withdrawn | Withdrawn | Withdrawn | Withdrawn | Withdrawn | Former queue position: W447a |  |  |  |  | Bonita |  |  |  | FALSE | FALSE | Bonita |  |  | 2 | [8 empty] | 0 | 0
2012-03-30 15:29 | 0538-WD | Cluster | Cluster | Withdrawn | 1/5/2013 | Withdrawn | Withdrawn | MARIPOSA | BEAR VALLEY SUB | Solar PV | 5 | Complete | Withdrawn | Withdrawn | Withdrawn | Withdrawn | Withdrawn | Withdrawn | Withdrawn | Withdrawn | Former queue position: W449 |  |  |  |  | Bear Valley |  |  |  | FALSE | FALSE | Bear Valley |  |  | 5 | [8 empty] | 0 | 0
2012-03-31 23:32 | 0539-WD | Cluster | Cluster | Withdrawn | Not Provided | Withdrawn | Withdrawn | KERN | COPUS SUB | Solar PV | 20 | Complete | Withdrawn | Withdrawn | Withdrawn | Withdrawn | Withdrawn | Withdrawn | Withdrawn | Withdrawn | No former queue position |  |  |  |  | Copus | 70 |  |  | TRUE | FALSE | Copus | 70 |  | 20 | [8 empty] | 0 | 0
2012-04-02 17:08 | 0540-WD | Fast Track | Fast Track | Withdrawn | 8/1/2014 | Withdrawn | Withdrawn | MERCED | EL NIDO SUB | Solar PV | 2 | Complete | Withdrawn | Withdrawn | Withdrawn | Withdrawn | Withdrawn | Withdrawn | Withdrawn | Withdrawn | Former queue position: W448 |  |  |  |  | El Nido |  |  |  | FALSE | FALSE | El Nido |  |  | 2 | [8 empty] | 0 | 0
2012-04-03 08:05 | 0541-WD | Fast Track | Fast Track | Withdrawn | 3/1/2013 | Withdrawn | Withdrawn | YUBA | EAST MARYSVILLE SUB | Solar PV | 2 | Complete | Withdrawn | Withdrawn | Withdrawn | Withdrawn | Withdrawn | Withdrawn | Withdrawn | Withdrawn | Former queue position: W450 |  |  |  |  | East Marysville | 115 |  |  | TRUE | FALSE | East Marysville | 115 |  | 2 | [8 empty] | 0 | 0
2012-04-03 10:32 | 0542-WD | Fast Track | Fast Track | Withdrawn | 7/31/2013 | Withdrawn | Withdrawn | YOLO | DUNNIGAN SUB | Solar PV | 1 | 4/18/2012 | Withdrawn | Withdrawn | 8/24/2012 | Pass | Withdrawn | Withdrawn | Withdrawn | Withdrawn | Former queue position: W441 |  |  |  |  | Dunnigan |  |  |  | FALSE | FALSE | Dunnigan |  |  | 1 | [8 empty] | 0 | 0
2012-04-03 10:50 | 0543-WD | Fast Track | Fast Track | Withdrawn | 7/31/2013 | Withdrawn | Withdrawn | MERCED | ATWATER SUB | Solar PV | 1.5 | 4/18/2012 | Withdrawn | Withdrawn | 7/27/2012 | Pass | Withdrawn | Withdrawn | Withdrawn | Withdrawn | Former queue position: W442 |  |  |  |  | Atwater | 115 |  |  | TRUE | FALSE | Atwater | 115 |  | 1.5 | [8 empty] | 0 | 0
2012-04-03 10:54 | 0544-WD | Fast Track | Fast Track | Withdrawn | 7/31/2013 | Withdrawn | Withdrawn | MERCED | EL CAPITAN SUB | Solar PV | 1 | 4/16/2012 | Withdrawn | Withdrawn | Withdrawn | Withdrawn | Withdrawn | Withdrawn | Withdrawn | Withdrawn | Former queue position: W443 |  |  |  |  | El Capitan |  |  |  | FALSE | FALSE | El Capitan |  |  | 1 | [8 empty] | 0 | 0
2012-04-06 09:17 | 0545-WD | Fast Track | Fast Track | Withdrawn | 6/30/2013 | Withdrawn | Withdrawn | KERN | WASCO SUB | Solar PV | 1.5 | 4/23/2012 | Withdrawn | Withdrawn | Withdrawn | Withdrawn | Withdrawn | Withdrawn | Withdrawn | Withdrawn | Former queue position: W451 |  |  |  |  | Wasco |  |  |  | FALSE | FALSE | Wasco |  |  | 1.5 | [8 empty] | 0 | 0
2012-04-06 11:45 | 0546-WD | Fast Track | Fast Track | In Service | 12/1/2012 | 11/17/2013 | 11/12/2013 | TUOLUMNE | PEORIA SUB | Solar PV | 1.47 | 4/16/2012 | 5/5/2012 | Fail Screens: 2, 10 | 9/20/2012 | Pass | N/A (Fast Track) | N/A (Fast Track) | N/A (Fast Track) | Executed | Former queue position: W452 |  |  |  |  | Peoria | 115 |  |  | TRUE | FALSE | Peoria | 115 |  | 1.47 | [8 empty] | 1 | 1
2012-04-06 12:23 | 0547-WD | Fast Track | Fast Track | Withdrawn | 7/1/2013 | Withdrawn | Withdrawn | KERN | ORO LOMA SUB | Solar PV | 2 | 4/13/2012 | Withdrawn | Withdrawn | 9/28/2012 | Fail | Withdrawn | Withdrawn | Withdrawn | Withdrawn | Former queue position: W454 |  |  |  |  | Oro Loma | 115 |  |  | TRUE | FALSE | Oro Loma | 115 |  | 2 | [8 empty] | 0 | 0
2012-04-09 14:55 | 0548-WD | Fast Track | Fast Track | Withdrawn | 6/15/2013 | Withdrawn | Withdrawn | FRESNO | SAN JOAQUIN SUB | Solar PV | 5 | 5/17/2012 | Withdrawn | Withdrawn | Withdrawn | Withdrawn | Withdrawn | Withdrawn | Withdrawn | Withdrawn | Former queue position: W455 |  |  |  |  | San Joaquin |  |  |  | FALSE | FALSE | San Joaquin |  |  | 5 | [8 empty] | 0 | 0
2012-04-10 10:13 | 0549-WD | Fast Track | Fast Track | Withdrawn | 1/31/2013 | Withdrawn | Withdrawn | YOLO | PUTAH CREEK SUB | Solar PV | 2 | Complete | Withdrawn | Withdrawn | Withdrawn | Withdrawn | Withdrawn | Withdrawn | Withdrawn | Withdrawn | Former queue position: W457 |  |  |  |  | Putah Creek | 115 |  |  | TRUE | FALSE | Putah Creek | 115 |  | 2 | [8 empty] | 0 | 0
2012-04-10 10:14 | 0550-WD | Fast Track | Fast Track | Withdrawn | 1/31/2013 | Withdrawn | Withdrawn | YOLO | MADISON SUB | Solar PV | 2 | Complete | Withdrawn | Withdrawn | Withdrawn | Withdrawn | Withdrawn | Withdrawn | Withdrawn | Withdrawn | Former queue position: W458 |  |  | Madison |  | Madison | 115 |  |  | TRUE | FALSE | Madison | 115 |  | 2 | [8 empty] | 0 | 0
2012-04-10 10:14 | 0551-WD | Fast Track | Fast Track | Withdrawn | 1/31/2013 | Withdrawn | Withdrawn | LAKE | CLEAR LAKE SUB | Solar PV | 2 | Complete | Withdrawn | Withdrawn | Withdrawn | Withdrawn | Withdrawn | Withdrawn | Withdrawn | Withdrawn | Former queue position: W459 |  |  |  |  | Clear Lake |  |  |  | FALSE | FALSE | Clear Lake |  |  | 2 | [8 empty] | 0 | 0
2012-04-10 10:14 | 0552-WD | Fast Track | Fast Track | Withdrawn | 1/31/2013 | Withdrawn | Withdrawn | SOLANO | PEABODY SUB | Solar PV | 2.5 | Complete | Withdrawn | Withdrawn | Withdrawn | Withdrawn | Withdrawn | Withdrawn | Withdrawn | Withdrawn | Former queue position: W460 |  |  |  |  | Peabody | 230 |  |  | TRUE | FALSE | Peabody | 230 |  | 2.5 | [8 empty] | 0 | 0
2012-04-10 10:14 | 0553-WD | Fast Track | Fast Track | Withdrawn | 1/31/2013 | Withdrawn | Withdrawn | GLENN | LOGAN CREEK SUB | Solar PV | 1.5 | Complete | Withdrawn | Withdrawn | Withdrawn | Withdrawn | Withdrawn | Withdrawn | Withdrawn | Withdrawn | Former queue position: W461 |  |  |  |  | Logan Creek | 230 |  |  | TRUE | FALSE | Logan Creek | 230 |  | 1.5 | [8 empty] | 0 | 0
2012-04-10 11:43 | 0554-WD | Fast Track | Fast Track | Withdrawn | 7/1/2013 | Withdrawn | Withdrawn | SAN LUIS OBISPO | TEMPLETON SUB | Solar PV | 3 | 4/20/2012 | Withdrawn | Withdrawn | Withdrawn | Withdrawn | Withdrawn | Withdrawn | Withdrawn | Withdrawn | Former queue position: W453 |  |  |  |  | Templeton | 230 |  |  | TRUE | FALSE | Templeton | 230 |  | 3 | [8 empty] | 0 | 0
2012-04-11 11:23 | 0555-WD | Fast Track | Fast Track | Withdrawn | 5/1/2013 | Withdrawn | Withdrawn | TEHAMA | RED BLUFF SUB | Solar PV | 1.333 | 4/16/2012 | Withdrawn | Withdrawn | Withdrawn | Withdrawn | Withdrawn | Withdrawn | Withdrawn | Withdrawn | Former queue position: W462 |  |  |  |  | Red Bluff | 500 |  |  | TRUE | FALSE | Red Bluff | 500 |  | 1.333 | [8 empty] | 0 | 0
2012-04-11 16:44 | 0556-WD | Fast Track | Fast Track | Withdrawn | 4/1/2013 | Withdrawn | Withdrawn | TULARE | ANGIOLA SUB | Solar PV | 1.26 | 5/4/2012 | Withdrawn | Withdrawn | 8/31/2012 | Pass | Withdrawn | Withdrawn | Withdrawn | Withdrawn | Former queue position: W462a |  |  |  |  | Angiola |  |  |  | FALSE | FALSE | Angiola |  |  | 1.26 | [8 empty] | 0 | 0
2012-04-12 11:40 | 0557-WD | Fast Track | Fast Track | Withdrawn | 4/1/2013 | Withdrawn | Withdrawn | TULARE | DINUBA SUB | Solar PV | 1 | 5/4/2012 | Withdrawn | Withdrawn | Withdrawn | Withdrawn | Withdrawn | Withdrawn | Withdrawn | Withdrawn | Former queue position: W462b |  |  |  |  | Dinuba |  |  |  | FALSE | FALSE | Dinuba |  |  | 1 | [8 empty] | 0 | 0
2012-04-12 16:40 | 0558-WD | Fast Track | Fast Track | Withdrawn | 9/1/2012 | Withdrawn | Withdrawn | SAN LUIS OBISPO | MESA SUB | Solar PV | 3 | 4/18/2012 | Withdrawn | Withdrawn | Withdrawn | Withdrawn | Withdrawn | Withdrawn | Withdrawn | Withdrawn | Former queue position: W463 |  |  |  |  | Mesa |  |  |  | FALSE | FALSE | Mesa |  |  | 3 | [8 empty] | 0 | 0
2012-04-13 | 0559-WD | Fast Track | Fast Track | Withdrawn | 9/30/2012 | Withdrawn | Withdrawn | KERN | MAGUNDEN SUB | Solar PV | 1 | 7/20/2012 | Withdrawn | Withdrawn | Withdrawn | Withdrawn | Withdrawn | Withdrawn | Withdrawn | Withdrawn | Former queue position: W464 |  |  |  |  | Magunden | 230 |  |  | TRUE | FALSE | Magunden | 230 |  | 1 | [8 empty] | 0 | 0
2012-04-13 12:00 | 0560-WD | Fast Track | Fast Track | Withdrawn | 9/30/2012 | Withdrawn | Withdrawn | KERN | RENFRO SUB | Solar PV | 1 | Complete | Withdrawn | Withdrawn | Withdrawn | Withdrawn | Withdrawn | Withdrawn | Withdrawn | Withdrawn | Former queue position: W465 |  |  |  |  | Renfro | 115 |  |  | TRUE | FALSE | Renfro | 115 |  | 1 | [8 empty] | 0 | 0
2012-04-13 12:00 | 0561-WD | Fast Track | Fast Track | Withdrawn | 9/30/2012 | Withdrawn | Withdrawn | KERN | KERN PP DIST SUB | Solar PV | 1.5 | 7/20/2012 | Withdrawn | Withdrawn | Withdrawn | Withdrawn | Withdrawn | Withdrawn | Withdrawn | Withdrawn | Former queue position: W466 |  |  |  |  | Kern Pp Dist |  |  |  | FALSE | FALSE | Kern Pp Dist |  |  | 1.5 | [8 empty] | 0 | 0
2012-04-16 13:00 | 0562-WD | Fast Track | Fast Track | Withdrawn | 11/21/2013 | Withdrawn | Withdrawn | TEHAMA | CORNING SUB | Solar PV | 0.5 | 5/30/2012 | Withdrawn | Withdrawn | Withdrawn | Withdrawn | Withdrawn | Withdrawn | Withdrawn | Withdrawn | Former queue position: W467 |  |  |  |  | Corning |  |  |  | FALSE | FALSE | Corning |  |  | 0.5 | [8 empty] | 0 | 0
2012-04-16 16:43 | 0563-WD | Fast Track | Fast Track | Withdrawn | 7/1/2013 | Withdrawn | Withdrawn | SAN LUIS OBISPO | STONE CORRAL SUB | Solar PV | 3 | 4/23/2012 | Withdrawn | Withdrawn | Withdrawn | Withdrawn | Withdrawn | Withdrawn | Withdrawn | Withdrawn | Former queue position: W470 |  |  |  |  | Stone Corral |  |  |  | FALSE | FALSE | Stone Corral |  |  | 3 | [8 empty] | 0 | 0
2012-04-16 17:42 | 0564-WD | Fast Track | Fast Track | Withdrawn | 11/21/2013 | Withdrawn | Withdrawn | KERN | TAFT SUB | Solar PV | 0.5 | 5/30/2012 | Withdrawn | Withdrawn | 9/13/2012 | Pass | Withdrawn | Withdrawn | Withdrawn | Withdrawn | Former queue position: W468 |  |  |  |  | Taft | 115 |  |  | TRUE | FALSE | Taft | 115 |  | 0.5 | [8 empty] | 0 | 0
2012-04-16 17:45 | 0565-WD | Fast Track | Fast Track | Withdrawn | 11/21/2013 | Withdrawn | Withdrawn | BUTTE | TRES VIAS SUB | Solar PV | 0.25 | 5/30/2012 | Withdrawn | Withdrawn | Withdrawn | Withdrawn | Withdrawn | Withdrawn | Withdrawn | Withdrawn | Former queue position: W469 |  |  |  |  | Tres Vias | 230 |  |  | TRUE | FALSE | Tres Vias | 230 |  | 0.25 | [8 empty] | 0 | 0
2012-04-17 14:31 | 0566-WD | Fast Track | Fast Track | Withdrawn | 7/2/2013 | Withdrawn | Withdrawn | KERN | POSO MTN SUB | Solar PV | 3 | 4/23/2012 | Withdrawn | Withdrawn | Withdrawn | Withdrawn | Withdrawn | Withdrawn | Withdrawn | Withdrawn | Former queue position: W471 |  |  |  |  | Poso Mtn |  |  |  | FALSE | FALSE | Poso Mtn |  |  | 3 | [8 empty] | 0 | 0
2012-04-20 15:38 | 0567-WD | Fast Track | Fast Track | Withdrawn | 2/1/2014 | Withdrawn | Withdrawn | BUTTE | NORD SUB | Solar PV | 1.5 | 4/30/2012 | Withdrawn | Withdrawn | 7/27/2012 | Pass | Withdrawn | Withdrawn | Withdrawn | Withdrawn | Former queue position: W473 |  |  |  |  | Nord |  |  |  | FALSE | FALSE | Nord |  |  | 1.5 | [8 empty] | 0 | 0
2012-04-20 15:46 | 0568-WD | Fast Track | Fast Track | Withdrawn | 2/1/2014 | Withdrawn | Withdrawn | PLACER | EAST NICOLAUS SUB | Solar PV | 1.5 | 4/30/2012 | Withdrawn | Withdrawn | Withdrawn | Withdrawn | Withdrawn | Withdrawn | Withdrawn | Withdrawn | Former queue position: W472 |  |  |  |  | East Nicolaus | 115 |  |  | TRUE | FALSE | East Nicolaus | 115 |  | 1.5 | [8 empty] | 0 | 0
2012-04-20 15:58 | 0569-WD | Fast Track | Fast Track | Withdrawn | 2/1/2014 | Withdrawn | Withdrawn | COLUSA | RICE SUB | Solar PV | 1.5 | 4/30/2012 | Withdrawn | Withdrawn | Withdrawn | Withdrawn | Withdrawn | Withdrawn | Withdrawn | Withdrawn | Former queue position: W474 |  |  |  |  | Rice |  |  |  | FALSE | FALSE | Rice |  |  | 1.5 | [8 empty] | 0 | 0
2012-04-20 16:10 | 0570-WD | Fast Track | Fast Track | Withdrawn | 2/1/2014 | Withdrawn | Withdrawn | GLENN | ORLAND B SUB | Solar PV | 1.5 | 4/30/2012 | Withdrawn | Withdrawn | Withdrawn | Withdrawn | Withdrawn | Withdrawn | Withdrawn | Withdrawn | Former queue position: W475 |  |  |  |  | Orland B |  |  |  | FALSE | FALSE | Orland B |  |  | 1.5 | [8 empty] | 0 | 0
2012-04-20 16:22 | 0571-WD | Fast Track | Fast Track | Withdrawn | 2/1/2014 | Withdrawn | Withdrawn | TEHAMA | CORNING SUB | Solar PV | 1.5 | 4/30/2012 | Withdrawn | Withdrawn | Withdrawn | Withdrawn | Withdrawn | Withdrawn | Withdrawn | Withdrawn | Former queue position: W476 |  |  |  |  | Corning |  |  |  | FALSE | FALSE | Corning |  |  | 1.5 | [8 empty] | 0 | 0
2012-04-20 16:33 | 0572-WD | Fast Track | Fast Track | Withdrawn | 2/1/2014 | Withdrawn | Withdrawn | SAN JOAQUIN | LOCKEFORD SUB | Solar PV | 3 | 4/30/2012 | Withdrawn | Withdrawn | Withdrawn | Withdrawn | Withdrawn | Withdrawn | Withdrawn | Withdrawn | Former queue position: W477 |  |  |  |  | Lockeford | 230 |  |  | TRUE | FALSE | Lockeford | 230 |  | 3 | [8 empty] | 0 | 0
2012-04-25 12:01 | 0573-WD | Fast Track | Fast Track | Withdrawn | 7/1/2013 | Withdrawn | Withdrawn | MADERA | CHOWCHILLA SUB | Solar PV | 2 | 5/1/2012 | Withdrawn | Withdrawn | 10/1/2012 | Pass | Withdrawn | Withdrawn | Withdrawn | Withdrawn | Former queue position: W478 |  |  |  |  | Chowchilla | 115 |  |  | TRUE | FALSE | Chowchilla | 115 |  | 2 | [8 empty] | 0 | 0
2012-04-25 15:41 | 0574-WD | Fast Track | Fast Track | Withdrawn | 7/1/2013 | Withdrawn | Withdrawn | MADERA | CHOWCHILLA SUB | Solar PV | 2 | 5/1/2012 | Withdrawn | Withdrawn | Withdrawn | Withdrawn | Withdrawn | Withdrawn | Withdrawn | Withdrawn | Former queue position: W479 |  |  |  |  | Chowchilla | 115 |  |  | TRUE | FALSE | Chowchilla | 115 |  | 2 | [8 empty] | 0 | 0
2012-04-26 19:03 | 0575-WD | Fast Track | Fast Track | Withdrawn | 7/1/2013 | Withdrawn | Withdrawn | SAN JOAQUIN | LOCKEFORD SUB | Solar PV | 2 | 5/14/2012 | Withdrawn | Withdrawn | 9/25/2012 | Pass | Withdrawn | Withdrawn | Withdrawn | Withdrawn | Former queue position: W480 |  |  |  |  | Lockeford | 230 |  |  | TRUE | FALSE | Lockeford | 230 |  | 2 | [8 empty] | 0 | 0
2012-04-30 15:44 | 0576-WD | Fast Track | Fast Track | Withdrawn | 5/1/2013 | Withdrawn | Withdrawn | KERN | STOCKDALE SUB | Solar PV | 3 | 5/3/2012 | Withdrawn | Withdrawn | 9/4/2012 | Fail | Withdrawn | Withdrawn | Withdrawn | Withdrawn | Former queue position: W481 |  |  |  |  | Stockdale | 230 |  |  | TRUE | FALSE | Stockdale | 230 |  | 3 | [8 empty] | 0 | 0
2012-04-30 16:52 | 0577-WD | Fast Track | Fast Track | Withdrawn | 7/1/2013 | Withdrawn | Withdrawn | MERCED | EL CAPITAN SUB | Solar PV | 3 | 5/21/2012 | Withdrawn | Withdrawn | Withdrawn | Withdrawn | Withdrawn | Withdrawn | Withdrawn | Withdrawn | Former queue position: W482 |  |  |  |  | El Capitan |  |  |  | FALSE | FALSE | El Capitan |  |  | 3 | [8 empty] | 0 | 0
2012-04-30 17:21 | 0578-WD | Fast Track | Fast Track | Withdrawn | 7/2/2013 | Withdrawn | Withdrawn | TEHAMA | CORNING SUB | Solar PV | 2 | 5/21/2012 | Withdrawn | Withdrawn | Withdrawn | Withdrawn | Withdrawn | Withdrawn | Withdrawn | Withdrawn | Former queue position: W483 |  |  |  |  | Corning |  |  |  | FALSE | FALSE | Corning |  |  | 2 | [8 empty] | 0 | 0
2012-05-07 11:30 | 0579-WD | Fast Track | Fast Track | Withdrawn | 5/12/2013 | Withdrawn | Withdrawn | CONTRA COSTA | LONE TREE SUB | Solar PV | 3 | 5/21/2012 | Withdrawn | Withdrawn | Withdrawn | Withdrawn | Withdrawn | Withdrawn | Withdrawn | Withdrawn | No former queue position |  |  |  |  | Lone Tree | 230 |  |  | TRUE | FALSE | Lone Tree | 230 |  | 3 | [8 empty] | 0 | 0
2012-05-08 14:57 | 0580-WD | Fast Track | Fast Track | Withdrawn | 7/1/2013 | Withdrawn | Withdrawn | AMADOR | IONE SUB | Solar PV | 2 | 7/2/2012 | Withdrawn | Withdrawn | Withdrawn | Withdrawn | Withdrawn | Withdrawn | Withdrawn | Withdrawn | No former queue position |  |  |  |  | Ione |  |  |  | FALSE | FALSE | Ione |  |  | 2 | [8 empty] | 0 | 0
2012-05-21 15:58 | 0581-WD | Fast Track | Fast Track | In Service | 2/15/2013 | 4/15/2014 | 6/11/2014 | SONOMA | CLOVERDALE SUB | Solar PV | 1.5 | 7/2/2012 | 7/27/2012 | Fail Screens: 2, 5, 10 | 9/27/2012 | Pass | N/A (Fast Track) | N/A (Fast Track) | N/A (Fast Track) | Executed | No former queue position |  |  |  |  | Cloverdale | 115 |  |  | TRUE | FALSE | Cloverdale | 115 |  | 1.5 | [8 empty] | 1 | 1
2012-05-21 15:58 | 0582-WD | Fast Track | Independent Study | Withdrawn | 2/15/2013 | Withdrawn | Withdrawn | SONOMA | CLOVERDALE SUB | Solar PV | 1.49 | 7/2/2012 | Withdrawn | Withdrawn | 9/27/2012 | Fail | Withdrawn | Withdrawn | Withdrawn | Withdrawn | No former queue position |  |  |  |  | Cloverdale | 115 |  |  | TRUE | FALSE | Cloverdale | 115 |  | 1.49 | [8 empty] | 0 | 0
2012-05-22 12:00 | 0583-WD | Fast Track | Fast Track | Withdrawn | 6/19/2013 | Withdrawn | Withdrawn | CALAVERAS | CALAVERAS CEMENT SUB | Solar PV | 2 | 5/31/2012 | Withdrawn | Withdrawn | 10/9/2012 | Pass | Withdrawn | Withdrawn | Withdrawn | Withdrawn | No former queue position |  |  |  |  | Calaveras Cement |  |  |  | FALSE | FALSE | Calaveras Cement |  |  | 2 | [8 empty] | 0 | 0
2012-05-22 12:38 | 0584-WD | Fast Track | Fast Track | Withdrawn | 7/1/2013 | Withdrawn | Withdrawn | YOLO | ZAMORA SUB | Solar PV | 2 | 5/31/2012 | Withdrawn | Withdrawn | Withdrawn | Withdrawn | Withdrawn | Withdrawn | Withdrawn | Withdrawn | No former queue position |  |  |  |  | Zamora |  |  |  | FALSE | FALSE | Zamora |  |  | 2 | [8 empty] | 0 | 0
2012-05-22 13:43 | 0585-WD | Fast Track | Fast Track | Withdrawn | 7/1/2013 | Withdrawn | Withdrawn | YOLO | WOODLAND SUB | Solar PV | 2 | 7/11/2012 | Withdrawn | Withdrawn | Withdrawn | Withdrawn | Withdrawn | Withdrawn | Withdrawn | Withdrawn | No former queue position |  |  |  |  | Woodland | 115 |  |  | TRUE | FALSE | Woodland | 115 |  | 2 | [8 empty] | 0 | 0
2012-05-23 12:50 | 0586-WD | Independent Study | Independent Study | Withdrawn | 1/1/2014 | Withdrawn | Withdrawn | CALAVERAS | STANISLAUS PH | Hydro | 4.8 | 6/25/2012 | Withdrawn | Withdrawn | Withdrawn | Withdrawn | Withdrawn | Withdrawn | Withdrawn | Withdrawn | No former queue position |  |  |  |  | Stanislaus Ph |  |  |  | FALSE | FALSE | Stanislaus Ph | [11 empty] | 0 | 0
2012-05-23 16:00 | 0587-WD | Fast Track | Fast Track | Withdrawn | 11/15/2013 | Withdrawn | Withdrawn | KERN | SMYRNA SUB | Solar PV | 2 | 6/28/2012 | Withdrawn | Withdrawn | 9/19/2012 | Pass | Withdrawn | Withdrawn | Withdrawn | Withdrawn | No former queue position |  |  |  |  | Smyrna | 115 |  |  | TRUE | FALSE | Smyrna | 115 |  | 2 | [8 empty] | 0 | 0
2012-06-14 14:17 | 0588-WD | Fast Track | Fast Track | Withdrawn | 2/1/2014 | Withdrawn | Withdrawn | PLACER | EAST NICOLAUS SUB | Solar PV | 1 | 8/2/2012 | Withdrawn | Withdrawn | 9/29/2012 | Fail | Withdrawn | Withdrawn | Withdrawn | Withdrawn | No former queue position |  |  |  |  | East Nicolaus | 115 |  |  | TRUE | FALSE | East Nicolaus | 115 |  | 1 | [8 empty] | 0 | 0
2012-06-14 14:20 | 0589-WD | Fast Track | Fast Track | Withdrawn | 2/1/2014 | Withdrawn | Withdrawn | COLUSA | RICE SUB | Solar PV | 1 | 8/2/2012 | Withdrawn | Withdrawn | 9/29/2012 | Fail | Withdrawn | Withdrawn | Withdrawn | Withdrawn | No former queue position |  |  |  |  | Rice |  |  |  | FALSE | FALSE | Rice |  |  | 1 | [8 empty] | 0 | 0
2012-06-14 15:04 | 0590-WD | Fast Track | Fast Track | Withdrawn | 2/1/2014 | Withdrawn | Withdrawn | TEHAMA | CORNING SUB | Solar PV | 1 | 8/2/2012 | Withdrawn | Withdrawn | 9/29/2012 | Fail | Withdrawn | Withdrawn | Withdrawn | Withdrawn | No former queue position |  |  |  |  | Corning |  |  |  | FALSE | FALSE | Corning |  |  | 1 | [8 empty] | 0 | 0
2012-07-16 15:07 | 0591-WD | Fast Track | Fast Track | Withdrawn | 5/12/2013 | Withdrawn | Withdrawn | CONTRA COSTA | LONE TREE SUB | Solar PV | 1.75 | 8/21/2012 | Withdrawn | Withdrawn | 11/21/2012 | Fail | Withdrawn | Withdrawn | Withdrawn | Withdrawn | No former queue position |  |  |  |  | Lone Tree | 230 |  |  | TRUE | FALSE | Lone Tree | 230 |  | 1.75 | [8 empty] | 0 | 0
2012-07-20 | 0592-WD | Independent Study | Independent Study | Withdrawn | 1/15/2013 | Withdrawn | Withdrawn | MERCED | SANTA RITA SUB | Biomass | 0.3 | Complete | Withdrawn | Withdrawn | Withdrawn | Withdrawn | Withdrawn | Withdrawn | Withdrawn | Withdrawn | No former queue position |  |  |  |  | Santa Rita |  |  |  | FALSE | FALSE | Santa Rita | [11 empty] | 0 | 0
2012-07-30 11:50 | 0593-WD | Fast Track | Fast Track | Withdrawn | 10/31/2013 | Withdrawn | Withdrawn | BUTTE | PARADISE SUB | Solar PV | 1.5 | 9/28/2012 | Withdrawn | Withdrawn | Withdrawn | Withdrawn | Withdrawn | Withdrawn | Withdrawn | Withdrawn | No former queue position |  |  |  |  | Paradise |  |  |  | FALSE | FALSE | Paradise |  |  | 1.5 | [8 empty] | 0 | 0
2012-07-30 11:55 | 0594-WD | Fast Track | Fast Track | Withdrawn | 10/31/2013 | Withdrawn | Withdrawn | GLENN | GLENN SUB | Solar PV | 0.75 | 9/28/2012 | Withdrawn | Withdrawn | Withdrawn | Withdrawn | Withdrawn | Withdrawn | Withdrawn | Withdrawn | No former queue position |  |  |  |  | Glenn | 230 |  |  | TRUE | FALSE | Glenn | 230 |  | 0.75 | [8 empty] | 0 | 0
2012-07-30 11:59 | 0595-WD | Fast Track | Fast Track | Withdrawn | 10/31/2013 | Withdrawn | Withdrawn | BUTTE | ANITA SUB | Solar PV | 0.75 | 9/28/2012 | Withdrawn | Withdrawn | Withdrawn | Withdrawn | Withdrawn | Withdrawn | Withdrawn | Withdrawn | No former queue position |  |  |  |  | Anita |  |  |  | FALSE | FALSE | Anita |  |  | 0.75 | [8 empty] | 0 | 0
2012-07-30 12:12 | 0596-WD | Fast Track | Fast Track | Withdrawn | 10/31/2013 | Withdrawn | Withdrawn | SHASTA | BURNEY SUB | Solar PV | 0.333 | 9/28/2012 | Withdrawn | Withdrawn | Withdrawn | Withdrawn | Withdrawn | Withdrawn | Withdrawn | Withdrawn | No former queue position |  |  |  |  | Burney |  |  |  | FALSE | FALSE | Burney |  |  | 0.333 | [8 empty] | 0 | 0
2012-07-30 12:42 | 0597-WD | Fast Track | Fast Track | Withdrawn | 10/31/2013 | Withdrawn | Withdrawn | GLENN | ORLAND B SUB | Solar PV | 1.25 | Complete | Withdrawn | Withdrawn | Withdrawn | Withdrawn | Withdrawn | Withdrawn | Withdrawn | Withdrawn | No former queue position |  |  |  |  | Orland B |  |  |  | FALSE | FALSE | Orland B |  |  | 1.25 | [8 empty] | 0 | 0
2012-07-30 13:27 | 0598-WD | Fast Track | Fast Track | Withdrawn | 10/31/2013 | Withdrawn | Withdrawn | KERN | ARVIN SUB | Solar PV | 0.5 | Complete | Withdrawn | Withdrawn | Withdrawn | Withdrawn | Withdrawn | Withdrawn | Withdrawn | Withdrawn | No former queue position |  |  |  |  | Arvin |  |  |  | FALSE | FALSE | Arvin |  |  | 0.5 | [8 empty] | 0 | 0
2012-07-30 13:32 | 0599-WD | Fast Track | Fast Track | Withdrawn | 10/31/2013 | Withdrawn | Withdrawn | FRESNO | REEDLEY SUB | Solar PV | 1.25 | Complete | Withdrawn | Withdrawn | Withdrawn | Withdrawn | Withdrawn | Withdrawn | Withdrawn | Withdrawn | No former queue position |  |  |  |  | Reedley | 115 |  |  | TRUE | FALSE | Reedley | 115 |  | 1.25 | [8 empty] | 0 | 0
2012-07-30 13:42 | 0600-WD | Fast Track | Fast Track | Withdrawn | 10/31/2013 | Withdrawn | Withdrawn | MADERA | BONITA SUB | Solar PV | 0.75 | 9/28/2012 | Withdrawn | Withdrawn | Withdrawn | Withdrawn | Withdrawn | Withdrawn | Withdrawn | Withdrawn | No former queue position |  |  |  |  | Bonita |  |  |  | FALSE | FALSE | Bonita |  |  | 0.75 | [8 empty] | 0 | 0
2012-07-30 13:44 | 0601-WD | Fast Track | Fast Track | Withdrawn | 10/31/2013 | Withdrawn | Withdrawn | SHASTA | GIRVAN SUB | Solar PV | 0.75 | Complete | Withdrawn | Withdrawn | Withdrawn | Withdrawn | Withdrawn | Withdrawn | Withdrawn | Withdrawn | No former queue position |  |  |  |  | Girvan |  |  |  | FALSE | FALSE | Girvan |  |  | 0.75 | [8 empty] | 0 | 0
2012-07-30 13:58 | 0602-WD | Fast Track | Fast Track | Withdrawn | 10/31/2013 | Withdrawn | Withdrawn | COLUSA | ARBUCKLE SUB | Solar PV | 0.75 | 9/28/2012 | Withdrawn | Withdrawn | Withdrawn | Withdrawn | Withdrawn | Withdrawn | Withdrawn | Withdrawn | No former queue position |  |  |  |  | Arbuckle |  |  |  | FALSE | FALSE | Arbuckle |  |  | 0.75 | [8 empty] | 0 | 0
2012-07-30 14:02 | 0603-WD | Fast Track | Fast Track | Withdrawn | 10/31/2013 | Withdrawn | Withdrawn | SHASTA | ANDERSON SUB | Solar PV | 0.333 | 9/28/2012 | Withdrawn | Withdrawn | Withdrawn | Withdrawn | Withdrawn | Withdrawn | Withdrawn | Withdrawn | No former queue position |  |  |  |  | Anderson |  |  |  | FALSE | FALSE | Anderson |  |  | 0.333 | [8 empty] | 0 | 0
2012-07-30 14:09 | 0604-WD | Fast Track | Fast Track | Withdrawn | 10/31/2013 | Withdrawn | Withdrawn | GLENN | LOGAN CREEK SUB | Solar PV | 1 | Complete | Withdrawn | Withdrawn | Withdrawn | Withdrawn | Withdrawn | Withdrawn | Withdrawn | Withdrawn | No former queue position |  |  |  |  | Logan Creek | 230 |  |  | TRUE | FALSE | Logan Creek | 230 |  | 1 | [8 empty] | 0 | 0
2012-07-30 15:08 | 0605-WD | Fast Track | Fast Track | Withdrawn | 10/31/2013 | Withdrawn | Withdrawn | SAN JOAQUIN | LOCKEFORD SUB | Solar PV | 1.333 | Complete | Withdrawn | Withdrawn | Withdrawn | Withdrawn | Withdrawn | Withdrawn | Withdrawn | Withdrawn | No former queue position |  |  |  |  | Lockeford | 230 |  |  | TRUE | FALSE | Lockeford | 230 |  | 1.333 | [8 empty] | 0 | 0
2012-07-30 17:26 | 0606-WD | Fast Track | Fast Track | Withdrawn | 10/31/2013 | Withdrawn | Withdrawn | TEHAMA | CORNING SUB | Solar PV | 1.5 | Complete | Withdrawn | Withdrawn | Withdrawn | Withdrawn | Withdrawn | Withdrawn | Withdrawn | Withdrawn | No former queue position |  |  |  |  | Corning |  |  |  | FALSE | FALSE | Corning |  |  | 1.5 | [8 empty] | 0 | 0
2012-07-30 17:35 | 0607-WD | Fast Track | Fast Track | Withdrawn | 10/31/2013 | Withdrawn | Withdrawn | KERN | LERDO SUB | Solar PV | 0.5 | Complete | Withdrawn | Withdrawn | Withdrawn | Withdrawn | Withdrawn | Withdrawn | Withdrawn | Withdrawn | No former queue position |  |  |  |  | Lerdo | 115 |  |  | TRUE | FALSE | Lerdo | 115 |  | 0.5 | [8 empty] | 0 | 0
2012-07-30 17:39 | 0608-WD | Fast Track | Fast Track | Withdrawn | 10/31/2013 | Withdrawn | Withdrawn | TEHAMA | CAPAY SUB | Solar PV | 0.333 | 9/28/2012 | Withdrawn | Withdrawn | Withdrawn | Withdrawn | Withdrawn | Withdrawn | Withdrawn | Withdrawn | No former queue position |  |  |  |  | Capay |  |  |  | FALSE | FALSE | Capay |  |  | 0.333 | [8 empty] | 0 | 0
2012-07-30 17:48 | 0609-WD | Fast Track | Fast Track | Withdrawn | 10/31/2013 | Withdrawn | Withdrawn | SHASTA | COTTONWOOD SUB | Solar PV | 0.5 | 9/28/2012 | Withdrawn | Withdrawn | Withdrawn | Withdrawn | Withdrawn | Withdrawn | Withdrawn | Withdrawn | No former queue position |  |  |  |  | Cottonwood | 230 |  |  | TRUE | FALSE | Cottonwood | 230 |  | 0.5 | [8 empty] | 0 | 0
2012-07-30 17:57 | 0610-WD | Fast Track | Fast Track | Withdrawn | 10/31/2013 | Withdrawn | Withdrawn | PLACER | LINCOLN SUB | Solar PV | 1.5 | Complete | Withdrawn | Withdrawn | Withdrawn | Withdrawn | Withdrawn | Withdrawn | Withdrawn | Withdrawn | No former queue position |  |  |  |  | Lincoln | 115 |  |  | TRUE | FALSE | Lincoln | 115 |  | 1.5 | [8 empty] | 0 | 0
2012-07-30 18:05 | 0611-WD | Fast Track | Fast Track | Withdrawn | 10/31/2013 | Withdrawn | Withdrawn | KINGS | JACOBS CORNER SUB | Solar PV | 1.333 | Complete | Withdrawn | Withdrawn | Withdrawn | Withdrawn | Withdrawn | Withdrawn | Withdrawn | Withdrawn | No former queue position |  |  |  |  | Jacobs Corner |  |  |  | FALSE | FALSE | Jacobs Corner |  |  | 1.333 | [8 empty] | 0 | 0
2012-07-31 09:32 | 0612-WD | Fast Track | Fast Track | Withdrawn | 10/31/2013 | Withdrawn | Withdrawn | GLENN | PEABODY SUB | Solar PV | 2.75 | Complete | Withdrawn | Withdrawn | Withdrawn | Withdrawn | Withdrawn | Withdrawn | Withdrawn | Withdrawn | No former queue position |  |  |  |  | Peabody | 230 |  |  | TRUE | FALSE | Peabody | 230 |  | 2.75 | [8 empty] | 0 | 0
2012-07-31 10:55 | 0613-WD | Fast Track | Fast Track | Withdrawn | 10/31/2013 | Withdrawn | Withdrawn | SOLANO | VACA DIXON SUB | Solar PV | 1.25 | Complete | Withdrawn | Withdrawn | Withdrawn | Withdrawn | Withdrawn | Withdrawn | Withdrawn | Withdrawn | No former queue position |  |  |  |  | Vaca Dixon | 500 |  |  | TRUE | FALSE | Vaca Dixon | 500 |  | 1.25 | [8 empty] | 0 | 0
2012-07-31 11:22 | 0614-WD | Fast Track | Fast Track | Withdrawn | 10/31/2013 | Withdrawn | Withdrawn | LAKE | CLEAR LAKE SUB | Solar PV | 1.25 | Complete | Withdrawn | Withdrawn | Withdrawn | Withdrawn | Withdrawn | Withdrawn | Withdrawn | Withdrawn | No former queue position |  |  |  |  | Clear Lake |  |  |  | FALSE | FALSE | Clear Lake |  |  | 1.25 | [8 empty] | 0 | 0
2012-07-31 11:33 | 0615-WD | Fast Track | Fast Track | Withdrawn | 10/31/2013 | Withdrawn | Withdrawn | SANTA CLARA | LLAGAS SUB | Solar PV | 1.5 | Complete | Withdrawn | Withdrawn | Withdrawn | Withdrawn | Withdrawn | Withdrawn | Withdrawn | Withdrawn | No former queue position |  |  |  |  | Llagas | 115 |  |  | TRUE | FALSE | Llagas | 115 |  | 1.5 | [8 empty] | 0 | 0
2012-07-31 11:46 | 0616-WD | Fast Track | Fast Track | Withdrawn | 10/31/2013 | Withdrawn | Withdrawn | SOLANO | NOTRE DAME SUB | Solar PV | 1.5 | Complete | Withdrawn | Withdrawn | Withdrawn | Withdrawn | Withdrawn | Withdrawn | Withdrawn | Withdrawn | No former queue position |  |  |  |  | Notre Dame | 115 |  |  | TRUE | FALSE | Notre Dame | 115 |  | 1.5 | [8 empty] | 0 | 0
2012-07-31 13:40 | 0617-WD | Fast Track | Fast Track | Withdrawn | 10/31/2013 | Withdrawn | Withdrawn | EL DORADO | OLETA SUB | Solar PV | 0.75 | 9/28/2012 | Withdrawn | Withdrawn | Withdrawn | Withdrawn | Withdrawn | Withdrawn | Withdrawn | Withdrawn | No former queue position |  |  |  |  | Oleta |  |  |  | FALSE | FALSE | Oleta |  |  | 0.75 | [8 empty] | 0 | 0
2012-07-31 13:52 | 0618-WD | Fast Track | Fast Track | Withdrawn | 10/31/2013 | Withdrawn | Withdrawn | MADERA | COARSEGOLD SUB | Solar PV | 2 | Complete | Withdrawn | Withdrawn | Withdrawn | Withdrawn | Withdrawn | Withdrawn | Withdrawn | Withdrawn | No former queue position |  |  |  |  | Coarsegold |  |  |  | FALSE | FALSE | Coarsegold |  |  | 2 | [8 empty] | 0 | 0
2012-07-31 14:07 | 0619-WD | Fast Track | Fast Track | Withdrawn | 10/31/2013 | Withdrawn | Withdrawn | LASSEN | MCARTHUR SUB | Solar PV | 0.5 | 9/28/2012 | Withdrawn | Withdrawn | Withdrawn | Withdrawn | Withdrawn | Withdrawn | Withdrawn | Withdrawn | No former queue position |  |  |  |  | Mcarthur |  |  |  | FALSE | FALSE | Mcarthur |  |  | 0.5 | [8 empty] | 0 | 0
2012-07-31 14:46 | 0620-WD | Fast Track | Fast Track | Withdrawn | 10/31/2013 | Withdrawn | Withdrawn | SOLANO | SALINAS SUB | Solar PV | 1.5 | 9/28/2012 | Withdrawn | Withdrawn | Withdrawn | Withdrawn | Withdrawn | Withdrawn | Withdrawn | Withdrawn | No former queue position |  |  |  |  | Salinas | 115 |  |  | TRUE | FALSE | Salinas | 115 |  | 1.5 | [8 empty] | 0 | 0
2012-07-31 16:18 | 0621-WD | Fast Track | Fast Track | Withdrawn | 10/31/2013 | Withdrawn | Withdrawn | MONTEREY | ATWATER SUB | Solar PV | 1 | 9/28/2012 | Withdrawn | Withdrawn | Withdrawn | Withdrawn | Withdrawn | Withdrawn | Withdrawn | Withdrawn | No former queue position |  |  |  |  | Atwater | 115 |  |  | TRUE | FALSE | Atwater | 115 |  | 1 | [8 empty] | 0 | 0
2012-08-02 09:32 | 0622-WD | Fast Track | Fast Track | Withdrawn | 10/31/2013 | Withdrawn | Withdrawn | GLENN | GLENN SUB | Solar PV | 0.5 | 9/28/2012 | Withdrawn | Withdrawn | Withdrawn | Withdrawn | Withdrawn | Withdrawn | Withdrawn | Withdrawn | No former queue position |  |  |  |  | Glenn | 230 |  |  | TRUE | FALSE | Glenn | 230 |  | 0.5 | [8 empty] | 0 | 0
2012-08-09 16:19 | 0623-WD | Fast Track | Fast Track | Withdrawn | 10/31/2013 | Withdrawn | Withdrawn | FRESNO | SANGER SUB | Solar PV | 0.5 | 9/28/2012 | Withdrawn | Withdrawn | Withdrawn | Withdrawn | Withdrawn | Withdrawn | Withdrawn | Withdrawn | No former queue position |  |  |  |  | Sanger | 115 |  |  | TRUE | FALSE | Sanger | 115 |  | 0.5 | [8 empty] | 0 | 0
2012-08-10 12:56 | 0624-WD | Fast Track | Fast Track | Withdrawn | 11/1/2013 | Withdrawn | Withdrawn | KERN | LAMONT SUB | Solar PV | 1.5 | 9/28/2012 | Withdrawn | Withdrawn | 12/10/2012 | Fail | Withdrawn | Withdrawn | Withdrawn | Withdrawn | No former queue position |  |  |  |  | Lamont | 115 |  |  | TRUE | FALSE | Lamont | 115 |  | 1.5 | [8 empty] | 0 | 0
2012-08-10 13:06 | 0625-WD | Fast Track | Fast Track | Withdrawn | 11/1/2013 | Withdrawn | Withdrawn | KERN | LAMONT SUB | Solar PV | 1.5 | 9/28/2012 | Withdrawn | Withdrawn | 12/10/2012 | Fail | Withdrawn | Withdrawn | Withdrawn | Withdrawn | No former queue position |  |  |  |  | Lamont | 115 |  |  | TRUE | FALSE | Lamont | 115 |  | 1.5 | [8 empty] | 0 | 0
2012-08-10 13:13 | 0626-WD | Fast Track | Fast Track | Withdrawn | 11/1/2013 | Withdrawn | Withdrawn | KERN | LAMONT SUB | Solar PV | 1.5 | 9/28/2012 | Withdrawn | Withdrawn | 12/10/2012 | Fail | Withdrawn | Withdrawn | Withdrawn | Withdrawn | No former queue position |  |  |  |  | Lamont | 115 |  |  | TRUE | FALSE | Lamont | 115 |  | 1.5 | [8 empty] | 0 | 0
2012-08-10 14:32 | 0627-WD | Fast Track | Fast Track | Withdrawn | 12/1/2013 | Withdrawn | Withdrawn | KERN | WASCO SUB | Solar PV | 2 | 8/29/2012 | Withdrawn | Withdrawn | Withdrawn | Withdrawn | Withdrawn | Withdrawn | Withdrawn | Withdrawn | No former queue position |  |  |  |  | Wasco |  |  |  | FALSE | FALSE | Wasco |  |  | 2 | [8 empty] | 0 | 0
2012-08-10 15:10 | 0628-WD | Fast Track | Fast Track | Withdrawn | 8/1/2013 | Withdrawn | Withdrawn | MONTEREY | PASO ROBLES SUB | Hydro | 5 | Complete | Withdrawn | Withdrawn | Withdrawn | Withdrawn | Withdrawn | Withdrawn | Withdrawn | Withdrawn | No former queue position |  |  |  |  | Paso Robles |  |  |  | FALSE | FALSE | Paso Robles | [11 empty] | 0 | 0
2012-08-13 10:28 | 0629-WD | Fast Track | Fast Track | Withdrawn | 11/1/2013 | Withdrawn | Withdrawn | KERN | MAGUNDEN SUB | Solar PV | 1.5 | 9/28/2012 | Withdrawn | Withdrawn | 12/12/2012 | Pass | Withdrawn | Withdrawn | Withdrawn | Withdrawn | No former queue position |  |  |  |  | Magunden | 230 |  |  | TRUE | FALSE | Magunden | 230 |  | 1.5 | [8 empty] | 0 | 0
2012-08-13 10:29 | 0630-WD | Fast Track | Fast Track | Withdrawn | 11/1/2013 | Withdrawn | Withdrawn | KERN | MAGUNDEN SUB | Solar PV | 1.5 | 9/28/2012 | Withdrawn | Withdrawn | 12/12/2012 | Pass | Withdrawn | Withdrawn | Withdrawn | Withdrawn | No former queue position |  |  |  |  | Magunden | 230 |  |  | TRUE | FALSE | Magunden | 230 |  | 1.5 | [8 empty] | 0 | 0
2012-08-14 10:37 | 0631-WD | Fast Track | Fast Track | Withdrawn | 6/30/2013 | Withdrawn | Withdrawn | FRESNO | AUBERRY SUB | Solar PV | 1.75 | 8/31/2012 | Withdrawn | Withdrawn | Withdrawn | Withdrawn | Withdrawn | Withdrawn | Withdrawn | Withdrawn | No former queue position |  |  |  |  | Auberry |  |  |  | FALSE | FALSE | Auberry |  |  | 1.75 | [8 empty] | 0 | 0
2012-08-14 10:37 | 0632-WD | Fast Track | Fast Track | Withdrawn | 6/30/2013 | Withdrawn | Withdrawn | FRESNO | AUBERRY SUB | Solar PV | 1.75 | 8/31/2012 | Withdrawn | Withdrawn | 2018-07-10 | Pass | Withdrawn | Withdrawn | Withdrawn | Withdrawn | No former queue position |  |  |  |  | Auberry |  |  |  | FALSE | FALSE | Auberry |  |  | 1.75 | [8 empty] | 0 | 0
2012-08-14 17:11 | 0633-WD | Fast Track | Fast Track | Withdrawn | 10/31/2013 | Withdrawn | Withdrawn | AMADOR | MARTELL SUB | Solar PV | 0.5 | 9/28/2012 | Withdrawn | Withdrawn | Withdrawn | Withdrawn | Withdrawn | Withdrawn | Withdrawn | Withdrawn | No former queue position |  |  |  |  | Martell |  |  |  | FALSE | FALSE | Martell |  |  | 0.5 | [8 empty] | 0 | 0
2012-08-14 17:25 | 0634-WD | Fast Track | Fast Track | Withdrawn | 10/31/2013 | Withdrawn | Withdrawn | BUTTE | SYCAMORE CREEK SUB | Solar PV | 1.25 | Complete | Withdrawn | Withdrawn | Withdrawn | Withdrawn | Withdrawn | Withdrawn | Withdrawn | Withdrawn | No former queue position |  |  |  |  | Sycamore Creek |  |  |  | FALSE | FALSE | Sycamore Creek |  |  | 1.25 | [8 empty] | 0 | 0
2012-08-15 09:22 | 0635-WD | Fast Track | Fast Track | Withdrawn | 10/31/2013 | Withdrawn | Withdrawn | BUTTE | WYANDOTTE SUB | Solar PV | 1.75 | Complete | Withdrawn | Withdrawn | Withdrawn | Withdrawn | Withdrawn | Withdrawn | Withdrawn | Withdrawn | No former queue position |  |  |  |  | Wyandotte | 115 |  |  | TRUE | FALSE | Wyandotte | 115 |  | 1.75 | [8 empty] | 0 | 0
2012-08-16 10:39 | 0636-WD | Fast Track | Fast Track | Withdrawn | 10/31/2013 | Withdrawn | Withdrawn | GLENN | ELK CREEK SUB | Solar PV | 0.25 | 9/28/2012 | Withdrawn | Withdrawn | Withdrawn | Withdrawn | Withdrawn | Withdrawn | Withdrawn | Withdrawn | No former queue position |  |  |  |  | Elk Creek |  |  |  | FALSE | FALSE | Elk Creek |  |  | 0.25 | [8 empty] | 0 | 0
2012-08-21 18:27 | 0637-WD | Fast Track | Fast Track | Withdrawn | 5/1/2014 | Withdrawn | Withdrawn | FRESNO | OLD KEARNEY SUB | Solar PV | 2 | 8/29/2012 | Withdrawn | Withdrawn | Withdrawn | Withdrawn | Withdrawn | Withdrawn | Withdrawn | Withdrawn | No former queue position |  |  |  |  | Old Kearney |  |  |  | FALSE | FALSE | Old Kearney |  |  | 2 | [8 empty] | 0 | 0
2012-08-23 09:18 | 0638-WD | Fast Track | Fast Track | Withdrawn | 6/1/2013 | Withdrawn | Withdrawn | TEHAMA | GERBER SUB | Solar PV | 1.5 | 9/10/2012 | Withdrawn | Withdrawn | Withdrawn | Withdrawn | Withdrawn | Withdrawn | Withdrawn | Withdrawn | No former queue position |  |  |  |  | Gerber |  |  |  | FALSE | FALSE | Gerber |  |  | 1.5 | [8 empty] | 0 | 0
2012-08-29 08:44 | 0639-WD | Fast Track | Fast Track | Withdrawn | 6/1/2013 | Withdrawn | Withdrawn | TEHAMA | CORNING SUB | Solar PV | 1.5 | 9/10/2012 | Withdrawn | Withdrawn | Withdrawn | Withdrawn | Withdrawn | Withdrawn | Withdrawn | Withdrawn | No former queue position |  |  |  |  | Corning |  |  |  | FALSE | FALSE | Corning |  |  | 1.5 | [8 empty] | 0 | 0
2012-09-04 11:29 | 0640-WD | Fast Track | Fast Track | Withdrawn | 12/31/2013 | Withdrawn | Withdrawn | FRESNO | REEDLEY SUB | Solar PV | 1.5 | 9/12/2012 | Withdrawn | Withdrawn | 10/24/2012 | Fail | Withdrawn | Withdrawn | Withdrawn | Withdrawn | No former queue position |  |  |  |  | Reedley | 115 |  |  | TRUE | FALSE | Reedley | 115 |  | 1.5 | [8 empty] | 0 | 0
2012-09-06 | 0641-WD | Fast Track | Fast Track | Withdrawn | 12/1/2013 | Withdrawn | Withdrawn | MERCED | CANAL SUB | Solar PV | 2 | 9/25/2012 | Withdrawn | Withdrawn | 2013-08-13 | Pass | Withdrawn | Withdrawn | Withdrawn | Withdrawn | No former queue position |  |  |  |  | Canal |  |  |  | FALSE | FALSE | Canal |  |  | 2 | [8 empty] | 0 | 0
2012-09-06 16:09 | 0642-WD | Fast Track | Fast Track | Withdrawn | 2/1/2014 | Withdrawn | Withdrawn | YOLO | PUTAH CREEK SUB | Solar PV | 1.5 | 9/12/2012 | Withdrawn | Withdrawn | Withdrawn | Withdrawn | Withdrawn | Withdrawn | Withdrawn | Withdrawn | No former queue position |  |  |  |  | Putah Creek | 115 |  |  | TRUE | FALSE | Putah Creek | 115 |  | 1.5 | [8 empty] | 0 | 0
2012-09-07 | 0643-WD | Fast Track | Fast Track | Withdrawn | 12/1/2013 | Withdrawn | Withdrawn | MERCED | EL NIDO SUB | Solar PV | 2 | 10/5/2012 | Withdrawn | Withdrawn | 12/19/2012 | Fail | Withdrawn | Withdrawn | Withdrawn | Withdrawn | No former queue position |  |  |  |  | El Nido |  |  |  | FALSE | FALSE | El Nido |  |  | 2 | [8 empty] | 0 | 0
2012-09-07 12:01 | 0644-WD | Fast Track | Fast Track | Withdrawn | 12/15/2014 | Withdrawn | Withdrawn | MERCED | MERCED SUB | Solar PV | 1.3 | 9/25/2012 | Withdrawn | Withdrawn | 2/6/2013 | Pass | Withdrawn | Withdrawn | Withdrawn | Withdrawn | No former queue position |  |  |  |  | Merced | 115 |  |  | TRUE | FALSE | Merced | 115 |  | 1.3 | [8 empty] | 0 | 0
2012-09-07 12:15 | 0645-WD | Fast Track | Fast Track | Withdrawn | 12/15/2014 | Withdrawn | Withdrawn | MERCED | MERCED SUB | Solar PV | 1 | 9/25/2012 | Withdrawn | Withdrawn | 12/6/2012 | Pass | Withdrawn | Withdrawn | Withdrawn | Withdrawn | No former queue position |  |  |  |  | Merced | 115 |  |  | TRUE | FALSE | Merced | 115 |  | 1 | [8 empty] | 0 | 0
2012-09-07 16:24 | 0646-WD | Fast Track | Fast Track | Withdrawn | 1/29/2014 | Withdrawn | Withdrawn | NORTH BAY | PEABODY SUB | Solar PV | 3 | 9/25/2012 | Withdrawn | Withdrawn | 1/15/2013 | Fail | Withdrawn | Withdrawn | Withdrawn | Withdrawn | No former queue position |  |  |  |  | Peabody | 230 |  |  | TRUE | FALSE | Peabody | 230 |  | 3 | [8 empty] | 0 | 0
2012-09-19 | 0647-WD | Fast Track | Fast Track | Withdrawn | 6/21/2013 | Withdrawn | Withdrawn | SAN BENITO | HOLLISTER SUB | Solar PV | 3 | 10/8/2012 | Withdrawn | Withdrawn | Withdrawn | Withdrawn | Withdrawn | Withdrawn | Withdrawn | Withdrawn | No former queue position |  |  |  |  | Hollister | 115 |  |  | TRUE | FALSE | Hollister | 115 |  | 3 | [8 empty] | 0 | 0
2012-09-24 15:22 | 0648-WD | Fast Track | Fast Track | Withdrawn | 11/10/2013 | Withdrawn | Withdrawn | TULARE | REEDLEY SUB | Solar PV | 1.25 | 10/5/2012 | Withdrawn | Withdrawn | 11/30/2012 | Fail | Withdrawn | Withdrawn | Withdrawn | Withdrawn | No former queue position |  |  |  |  | Reedley | 115 |  |  | TRUE | FALSE | Reedley | 115 |  | 1.25 | [8 empty] | 0 | 0
2012-09-25 09:23 | 0649-WD | Fast Track | Fast Track | Withdrawn | 12/24/2013 | Withdrawn | Withdrawn | KERN | WASCO SUB | Solar PV | 2 | 10/5/2012 | Withdrawn | Withdrawn | 2/20/2013 | Fail | Withdrawn | Withdrawn | Withdrawn | Withdrawn | No former queue position |  |  |  |  | Wasco |  |  |  | FALSE | FALSE | Wasco |  |  | 2 | [8 empty] | 0 | 0
2012-09-25 14:58 | 0650-WD | Fast Track | Fast Track | Withdrawn | 11/12/2013 | Withdrawn | Withdrawn | KERN | CHARCA SUB | Solar PV | 2 | 10/5/2012 | Withdrawn | Withdrawn | 1/3/2013 | Fail | Withdrawn | Withdrawn | Withdrawn | Withdrawn | No former queue position |  |  |  |  | Charca | 115 |  |  | TRUE | FALSE | Charca | 115 |  | 2 | [8 empty] | 0 | 0
2012-09-25 17:40 | 0651-WD | Fast Track | Fast Track | Withdrawn | 12/1/2014 | Withdrawn | Withdrawn | FRESNO | CAMDEN SUB | Solar PV | 2 | 10/9/2012 | Withdrawn | Withdrawn | Withdrawn | Withdrawn | Withdrawn | Withdrawn | Withdrawn | Withdrawn | No former queue position |  |  |  |  | Camden |  |  |  | FALSE | FALSE | Camden |  |  | 2 | [8 empty] | 0 | 0
2012-09-27 20:14 | 0652-WD | Fast Track | Fast Track | Withdrawn | 3/15/2013 | Withdrawn | Withdrawn | PLACER | EAST NICOLAUS SUB | Solar PV | 1.5 | 10/11/2012 | Withdrawn | Withdrawn | 1/23/2013 | Fail | Withdrawn | Withdrawn | Withdrawn | Withdrawn | No former queue position |  |  |  |  | East Nicolaus | 115 |  |  | TRUE | FALSE | East Nicolaus | 115 |  | 1.5 | [8 empty] | 0 | 0
2012-10-02 16:06 | 0653-WD | Fast Track | Fast Track | Withdrawn | 3/1/2013 | Withdrawn | Withdrawn | SUTTER | BOGUE SUB | Solar PV | 1.5 | 10/11/2012 | Withdrawn | Withdrawn | Withdrawn | Withdrawn | Withdrawn | Withdrawn | Withdrawn | Withdrawn | No former queue position |  |  |  |  | Bogue | 115 |  |  | TRUE | FALSE | Bogue | 115 |  | 1.5 | [8 empty] | 0 | 0
2012-10-02 16:11 | 0654-WD | Fast Track | Fast Track | Withdrawn | 3/1/2013 | Withdrawn | Withdrawn | SUTTER | BOGUE SUB | Solar PV | 1.5 | 10/11/2012 | Withdrawn | Withdrawn | Withdrawn | Withdrawn | Withdrawn | Withdrawn | Withdrawn | Withdrawn | No former queue position |  |  |  |  | Bogue | 115 |  |  | TRUE | FALSE | Bogue | 115 |  | 1.5 | [8 empty] | 0 | 0
2012-10-02 16:27 | 0655-WD | Fast Track | Fast Track | Withdrawn | 3/1/2013 | Withdrawn | Withdrawn | SOLANO | VACA DIXON SUB | Solar PV | 1.5 | Complete | Withdrawn | Withdrawn | Withdrawn | Withdrawn | Withdrawn | Withdrawn | Withdrawn | Withdrawn | No former queue position |  |  |  |  | Vaca Dixon | 500 |  |  | TRUE | FALSE | Vaca Dixon | 500 |  | 1.5 | [8 empty] | 0 | 0
2012-10-02 16:53 | 0656-WD | Fast Track | Fast Track | Withdrawn | 3/1/2013 | Withdrawn | Withdrawn | PLACER | LINCOLN SUB | Solar PV | 1.5 | Complete | Withdrawn | Withdrawn | Withdrawn | Withdrawn | Withdrawn | Withdrawn | Withdrawn | Withdrawn | No former queue position |  |  |  |  | Lincoln | 115 |  |  | TRUE | FALSE | Lincoln | 115 |  | 1.5 | [8 empty] | 0 | 0
2012-10-02 17:18 | 0657-WD | Fast Track | Fast Track | Withdrawn | 3/1/2013 | Withdrawn | Withdrawn | SUTTER | LINCOLN SUB | Solar PV | 1.5 | Complete | Withdrawn | Withdrawn | Withdrawn | Withdrawn | Withdrawn | Withdrawn | Withdrawn | Withdrawn | No former queue position |  |  |  |  | Lincoln | 115 |  |  | TRUE | FALSE | Lincoln | 115 |  | 1.5 | [8 empty] | 0 | 0
2012-10-02 17:22 | 0658-WD | Fast Track | Fast Track | Withdrawn | 3/1/2013 | Withdrawn | Withdrawn | PLACER | LINCOLN SUB | Solar PV | 1.5 | Complete | Withdrawn | Withdrawn | Withdrawn | Withdrawn | Withdrawn | Withdrawn | Withdrawn | Withdrawn | No former queue position |  |  |  |  | Lincoln | 115 |  |  | TRUE | FALSE | Lincoln | 115 |  | 1.5 | [8 empty] | 0 | 0
2012-10-03 10:32 | 0659-WD | Independent Study | Independent Study | Withdrawn | 3/1/2014 | Withdrawn | Withdrawn | YOSEMITE | CANAL SUB | Solar PV | 2.5 | Complete | Withdrawn | Withdrawn | Withdrawn | Withdrawn | Withdrawn | Withdrawn | Withdrawn | Withdrawn | No former queue position |  |  |  |  | Canal |  |  |  | FALSE | FALSE | Canal |  |  | 2.5 | [8 empty] | 0 | 0
2012-10-11 12:45 | 0660-WD | Fast Track | Independent Study | Withdrawn | 12/31/2013 | Withdrawn | Withdrawn | SAN BENITO | LOS OSITOS SUB | Solar PV | 3 | 10/29/2012 | Withdrawn | Withdrawn | Withdrawn | Withdrawn | Withdrawn | Withdrawn | Withdrawn | Withdrawn | No former queue position |  |  |  |  | Los Ositos |  |  |  | FALSE | FALSE | Los Ositos |  |  | 3 | [8 empty] | 0 | 0
2012-10-23 15:57 | 0661-WD | Fast Track | Fast Track | Withdrawn | 7/11/2014 | Withdrawn | Withdrawn | KINGS | JACOBS CORNER SUB | Solar PV | 1.5 | 11/5/2012 | Withdrawn | Withdrawn | 1/9/2013 | Pass | Withdrawn | Withdrawn | Withdrawn | Withdrawn | No former queue position |  |  |  |  | Jacobs Corner |  |  |  | FALSE | FALSE | Jacobs Corner |  |  | 1.5 | [8 empty] | 0 | 0
2012-10-24 10:47 | 0662-WD | Fast Track | Fast Track | Withdrawn | 10/31/2014 | Withdrawn | Withdrawn | CALAVERAS | CORRAL SUB | Solar PV | 2 | 11/6/2012 | Withdrawn | Withdrawn | Withdrawn | Withdrawn | Withdrawn | Withdrawn | Withdrawn | Withdrawn | No former queue position |  |  |  |  | Corral |  |  |  | FALSE | FALSE | Corral |  |  | 2 | [8 empty] | 0 | 0
2012-10-09 11:14 | 0663-RD | Fast Track | Fast Track | In Service | 2/1/2013 | 7/25/2013 |  | SONOMA | MIRABEL SUB | Micro Turbine | 0.03 | 10/25/2012 | 11/5/2012 | Pass |  |  | N/A (Fast Track) | N/A (Fast Track) | N/A (Fast Track) | Executed | No former queue position |  |  |  |  | Mirabel |  |  |  | FALSE | FALSE | Mirabel | [11 empty] | 1 | 1
2012-11-02 16:37 | 0664-WD | Fast Track | Fast Track | Withdrawn | 7/1/2014 | Withdrawn | Withdrawn | TULARE | ANGIOLA SUB | Solar PV | 1.5 | 11/16/2012 | Withdrawn | Withdrawn | 1/25/2013 | Pass | Withdrawn | Withdrawn | Withdrawn | Withdrawn | No former queue position |  |  |  |  | Angiola |  |  |  | FALSE | FALSE | Angiola |  |  | 1.5 | [8 empty] | 0 | 0
2012-11-02 17:12 | 0665-WD | Fast Track | Fast Track | Withdrawn | 7/1/2013 | Withdrawn | Withdrawn | TULARE | ALPAUGH SUB | Solar PV | 1.5 | 11/16/2012 | Withdrawn | Withdrawn | Withdrawn | Withdrawn | Withdrawn | Withdrawn | Withdrawn | Withdrawn | No former queue position |  |  |  |  | Alpaugh | 115 |  |  | TRUE | FALSE | Alpaugh | 115 |  | 1.5 | [8 empty] | 0 | 0
2012-11-09 12:00 | 0666-WD | Fast Track | Fast Track | Withdrawn | 6/30/2013 | Withdrawn | Withdrawn | FRESNO | AUBERRY SUB | Solar PV | 1.33 | 12/3/2012 | Withdrawn | Withdrawn | 1/28/2013 | Pass | Withdrawn | Withdrawn | Withdrawn | Withdrawn | No former queue position |  |  |  |  | Auberry |  |  |  | FALSE | FALSE | Auberry |  |  | 1.33 | [8 empty] | 0 | 0
2012-11-08 10:29 | 0667-RD | Fast Track | Fast Track | In Service | Not Provided |  |  | SAN FRANCISCO | SAN FRAN X (MISSION) SUB | Storage | 0.054 | 11/14/2012 | 11/14/2012 | Pass |  |  | N/A (Fast Track) | N/A (Fast Track) | N/A (Fast Track) | Executed | No former queue position |  |  |  |  | San Fran X (Mission) |  |  |  | FALSE | FALSE | San Fran X (Mission) | [8 empty] | 0.054 |  | 0.054 | 1 | 1
2012-11-15 07:36 | 0668-WD | Independent Study | Independent Study | Withdrawn | 10/3/2014 | Withdrawn | Withdrawn | MONTEREY | OIL FIELDS SUB | Solar PV | 6 | 12/3/2012 | Withdrawn | Withdrawn | Withdrawn | Withdrawn | Withdrawn | Withdrawn | Withdrawn | Withdrawn | No former queue position |  |  |  |  | Oil Fields |  |  |  | FALSE | FALSE | Oil Fields |  |  | 6 | [8 empty] | 0 | 0
2012-11-15 08:41 | 0669-WD | Fast Track | Fast Track | Withdrawn | 10/3/2014 | Withdrawn | Withdrawn | MONTEREY | SAN MIGUEL SUB | Solar PV | 2 | 12/3/2012 | Withdrawn | Withdrawn | Withdrawn | Withdrawn | Withdrawn | Withdrawn | Withdrawn | Withdrawn | No former queue position |  |  |  |  | San Miguel |  |  |  | FALSE | FALSE | San Miguel |  |  | 2 | [8 empty] | 0 | 0
2012-10-30 08:42 | 0670-RD | Fast Track | Fast Track | In Service | Not Provided | 7/1/2015 | 7/2/2015 | SAN FRANCISCO | JAMESON SUB | Solar PV | 1.1456 | 11/28/2012 | 12/12/2012 | Fail Screens: B, D, F, H, J, K, M | 2/5/2013 | Pass | N/A (Fast Track) | N/A (Fast Track) | N/A (Fast Track) | Executed | No former queue position |  |  |  |  | Jameson |  |  |  | FALSE | FALSE | Jameson |  |  | 1.1456 | [8 empty] | 1 | 1
2012-11-20 16:02 | 0671-WD | Fast Track | Fast Track | Withdrawn | 1/15/2014 | Withdrawn | Withdrawn | SANTA CLARA | LOS ESTEROS SUB | Wind | 1.4 | Complete | Withdrawn | Withdrawn | Withdrawn | Withdrawn | Withdrawn | Withdrawn | Withdrawn | Withdrawn | No former queue position |  |  | Los Esteros |  | Los Esteros | 230 |  |  | TRUE | FALSE | Los Esteros | 230 |  |  | 1.4 | [7 empty] | 0 | 0
2012-11-23 11:56 | 0672-WD | Fast Track | Fast Track | Withdrawn | 3/17/2014 | Withdrawn | Withdrawn | SAN JOAQUIN | VICTOR SUB | Solar PV | 0.75 | 12/3/2012 | Withdrawn | Withdrawn | 1/29/2013 | Fail | Withdrawn | Withdrawn | Withdrawn | Withdrawn | No former queue position |  |  |  |  | Victor | 230 |  |  | TRUE | FALSE | Victor | 230 |  | 0.75 | [8 empty] | 0 | 0
2012-11-23 12:27 | 0673-WD | Fast Track | Fast Track | Withdrawn | 3/17/2014 | Withdrawn | Withdrawn | MERCED | EL CAPITAN SUB | Solar PV | 1.5 | 12/3/2012 | Withdrawn | Withdrawn | 1/23/2013 | Fail | Withdrawn | Withdrawn | Withdrawn | Withdrawn | No former queue position |  |  |  |  | El Capitan |  |  |  | FALSE | FALSE | El Capitan |  |  | 1.5 | [8 empty] | 0 | 0
2012-11-06 | 0674-RD | Fast Track | Fast Track | Withdrawn | Not Provided | Withdrawn | Withdrawn | SAN FRANCISCO | EAST GRAND SUB | Solar PV | 0.09709 | 11/26/2012 | Withdrawn | Withdrawn | Withdrawn | Withdrawn | Withdrawn | Withdrawn | Withdrawn | Withdrawn | No former queue position |  |  |  |  | East Grand |  |  |  | FALSE | FALSE | East Grand |  |  | 0.09709 | [8 empty] | 0 | 0
2012-11-06 | 0675-RD | Fast Track | Fast Track | In Service | Not Provided | In Service | 12/13/2012 | SAN MATEO | EAST GRAND SUB | Solar PV | 0.07045 | 11/26/2012 | 11/29/2012 | Pass |  |  | N/A (Fast Track) | N/A (Fast Track) | N/A (Fast Track) | Executed | No former queue position |  |  |  |  | East Grand |  |  |  | FALSE | FALSE | East Grand |  |  | 0.07045 | [8 empty] | 1 | 1
2012-10-10 | 0676-RD | Fast Track | Fast Track | Withdrawn | 6/30/2013 | Withdrawn | Withdrawn | SAN FRANCISCO | KERMAN SUB | Engine | 0.34 | 11/28/2012 | Withdrawn | Withdrawn | Withdrawn | Withdrawn | Withdrawn | Withdrawn | Withdrawn | Withdrawn | No former queue position |  |  |  |  | Kerman |  |  |  | FALSE | FALSE | Kerman | [11 empty] | 0 | 0
2012-10-12 | 0677-RD | Fast Track | Fast Track | Withdrawn | Not Provided | Withdrawn | Withdrawn | ALAMEDA | SAN LEANDRO U SUB | Other | 0.7 | 12/12/2012 | Withdrawn | Withdrawn | Withdrawn | Withdrawn | Withdrawn | Withdrawn | Withdrawn | Withdrawn | No former queue position |  |  |  |  | San Leandro U | 115 |  |  | TRUE | FALSE | San Leandro U | 115 | [10 empty] | 0 | 0
2012-11-29 09:59 | 0678-WD | Fast Track | Fast Track | Withdrawn | 10/31/2014 | Withdrawn | Withdrawn | SAN JOAQUIN | MORMON SUB | Solar PV | 2 | 1/7/2013 | Withdrawn | Withdrawn | 3/4/2013 | Fail | Withdrawn | Withdrawn | Withdrawn | Withdrawn | No former queue position |  |  |  |  | Mormon |  |  |  | FALSE | FALSE | Mormon |  |  | 2 | [8 empty] | 0 | 0
2012-11-30 16:58 | 0679-WD | Independent Study | Independent Study | Withdrawn | 4/1/2015 | Withdrawn | Withdrawn | SOLANO | PEABODY SUB | Solar PV | 0.036 | 12/21/2012 | Withdrawn | Withdrawn | Withdrawn | Withdrawn | Withdrawn | Withdrawn | Withdrawn | Withdrawn | No former queue position |  |  |  |  | Peabody | 230 |  |  | TRUE | FALSE | Peabody | 230 |  | 0.036 | [8 empty] | 0 | 0
2012-11-20 | 0680-RD | Fast Track | Fast Track | In Service | Not Provided | 8/31/2013 |  | SAN FRANCISCO | OCEAN AVE SUB | Solar PV, Storage | 0.036 | 12/06/2012 | 12/06/2012 | Pass |  |  | N/A (Fast Track) | N/A (Fast Track) | N/A (Fast Track) | Executed | No former queue position |  |  |  |  | Ocean Ave |  |  |  | FALSE | FALSE | Ocean Ave |  |  | 0.036 | [5 empty] | 0.036 |  | 0.036 | 1 | 1
2012-11-20 | 0681-RD | Fast Track | Fast Track | In Service | Not Provided | 8/15/2013 |  | SAN FRANCISCO | SAN FRAN A (POTRERO PP) SUB | Solar PV, Storage | 0.054 | 12/06/2012 | 2013-08-28 | Pass |  |  | N/A (Fast Track) | N/A (Fast Track) | N/A (Fast Track) | Executed | No former queue position |  |  |  |  | San Fran A (Potrero Pp) | 230 |  |  | TRUE | FALSE | San Fran A (Potrero Pp) | 230 |  | 0.054 | [5 empty] | 0.054 |  | 0.054 | 1 | 1
2012-11-30 12:17 | 0682-RD | Fast Track | Fast Track | In Service | Not Provided | In Service | 2/8/2013 | KERN | TEJON SUB | Storage | 0.32 | 12/7/2012 | 12/12/2012 | Fail Screens: B, C, F, H, I, J, K | 12/27/2012 | Pass | N/A (Fast Track) | N/A (Fast Track) | N/A (Fast Track) | Executed | No former queue position |  |  |  |  | Tejon | 70 |  |  | TRUE | FALSE | Tejon | 70 | [7 empty] | 0.32 |  | 0.32 | 1 | 1
2012-12-06 15:00 | 0683-RD | Fast Track | Fast Track | Withdrawn | 12/21/2012 | Withdrawn | Withdrawn | STANISLAUS | RIVERBANK SUB | Solar PV | 0.42 | 12/12/2012 | Withdrawn | Withdrawn | 12/20/2012 | Pass | Withdrawn | Withdrawn | Withdrawn | Withdrawn | No former queue position |  |  |  |  | Riverbank | 115 |  |  | TRUE | FALSE | Riverbank | 115 |  | 0.42 | [8 empty] | 0 | 0
2012-11-15 | 0684-RD | Fast Track | Fast Track | In Service | Not Provided | 8/15/2013 |  | MONTEREY | JOLON SUB | Solar PV, Storage | 0.6 | 12/12/2012 | 1/2/2013 | Fail |  |  | N/A (Fast Track) | N/A (Fast Track) | N/A (Fast Track) | Executed | No former queue position |  |  |  |  | Jolon |  |  |  | FALSE | FALSE | Jolon |  |  | 0.6 | [5 empty] | 0.6 |  | 0.6 | 1 | 1
2012-12-07 13:53 | 0685-WD | Fast Track | Fast Track | In Service | 11/13/2013 | 9/1/2014 | 1/14/2015 | TULARE | REEDLEY SUB | Solar PV | 0.75 | 12/19/2012 | 1/11/2013 | Pass |  |  | N/A (Fast Track) | N/A (Fast Track) | N/A (Fast Track) | Executed | No former queue position |  |  |  |  | Reedley | 115 |  |  | TRUE | FALSE | Reedley | 115 |  | 0.75 | [8 empty] | 1 | 1
2012-12-05 10:24 | 0686-WD | Fast Track | Fast Track | In Service | 12/31/2013 | 10/6/2014 | 3/23/2015 | SAN BENITO | HOLLISTER SUB | Solar PV | 1.5 | 12/17/2012 | 1/3/2013 | Fail Screens: 2, 10 | 2/12/2013 | Pass | N/A (Fast Track) | N/A (Fast Track) | N/A (Fast Track) | Executed | No former queue position |  |  |  |  | Hollister | 115 |  |  | TRUE | FALSE | Hollister | 115 |  | 1.5 | [8 empty] | 1 | 1
2012-12-06 15:28 | 0687-WD | Independent Study | Independent Study | Withdrawn | 6/16/2014 | Withdrawn | Withdrawn | FRESNO | REEDLEY SUB | Solar PV | 1.5 | 12/21/2012 | Withdrawn | Withdrawn | Withdrawn | Withdrawn | Withdrawn | Withdrawn | Withdrawn | Withdrawn | No former queue position |  |  |  |  | Reedley | 115 |  |  | TRUE | FALSE | Reedley | 115 |  | 1.5 | [8 empty] | 0 | 0
2012-10-10 | 0688-RD | Fast Track | Fast Track | In Service | Not Provided | In Service | 8/13/2013 | BUTTE | CHICO B SUB | Solar PV | 0.2795 | 4/29/2013 | 7/8/2013 | Pass |  |  | N/A (Fast Track) | N/A (Fast Track) | N/A (Fast Track) | Executed | No former queue position |  |  |  |  | Chico B |  |  |  | FALSE | FALSE | Chico B |  |  | 0.2795 | [8 empty] | 1 | 1
2012-12-04 18:40 | 0689-RD | Fast Track | Fast Track | In Service | 11/7/2012 |  |  | SAN FRANCISCO | SAN FRAN Y (LARKIN) SUB | Storage | 0.015 | 12/20/2012 | 1/3/2013 | Fail | 2/13/2013 | Pass | N/A (Fast Track) | N/A (Fast Track) | N/A (Fast Track) | Executed | No former queue position |  |  |  |  | San Fran Y (Larkin) |  |  |  | FALSE | FALSE | San Fran Y (Larkin) | [8 empty] | 0.015 |  | 0.015 | 1 | 1
2012-12-20 16:17 | 0690-RD | Fast Track | Fast Track | In Service | Not Provided |  |  | ALAMEDA | DUMBARTON SUB | Engine, Solar PV | 1.812 | 12/27/2012 | 1/20/2013 | Fail Screens: B, C, D, F, I, J, K, M | 3/11/2013 | Pass | N/A (Fast Track) | N/A (Fast Track) | N/A (Fast Track) | Executed | No former queue position |  |  |  |  | Dumbarton | 115 |  |  | TRUE | FALSE | Dumbarton | 115 |  | 1.812 | [8 empty] | 1 | 1
2012-12-17 16:00 | 0691-WD | Independent Study | Independent Study | In Service | 12/20/2013 | 11/22/2015 | 1/9/2015 | SANTA CLARA | DIXON LANDING SUB | Engine | 1.6 | 1/8/2013 | N/A | N/A (Independent Study) | N/A | N/A (Independent Study) | Pass | 5/14/2013 | N/A | Executed | No former queue position |  |  |  |  | Dixon Landing | 115 |  |  | TRUE | FALSE | Dixon Landing | 115 | [10 empty] | 1 | 1
2012-12-21 12:31 | 0692-RD | Fast Track | Fast Track | Withdrawn | 11/3/2014 | Withdrawn | Withdrawn | SANTA BARBARA | CUYAMA SUB | Solar PV | 1 | 1/22/2013 | Withdrawn | Withdrawn | 3/11/2013 | Pass | Withdrawn | Withdrawn | Withdrawn | Withdrawn | No former queue position |  |  |  |  | Cuyama |  |  |  | FALSE | FALSE | Cuyama |  |  | 1 | [8 empty] | 0 | 0
2012-12-21 12:31 | 0693-RD | Fast Track | Fast Track | Withdrawn | 11/3/2014 | Withdrawn | Withdrawn | SANTA BARBARA | CUYAMA SUB | Solar PV | 1.5 | 1/22/2013 | Withdrawn | Withdrawn | 2013-03-11 | Pass | Withdrawn | Withdrawn | Withdrawn | Withdrawn | No former queue position |  |  |  |  | Cuyama |  |  |  | FALSE | FALSE | Cuyama |  |  | 1.5 | [8 empty] | 0 | 0
2012-12-26 11:50 | 0694-WD | Fast Track | Independent Study | Active | 12/31/2013 | 1/29/2016 |  | SAN JOAQUIN | LOCKEFORD SUB | Solar PV | 1 | 1/22/2013 | 3/7/2013 | Fail Screens: 2, 6, 10 | N/A | N/A (Independent Study) | Pass | 7/17/2013 | 12/23/2013 | Executed | No former queue position | Lockeford |  |  |  | Lockeford | 230 |  |  | TRUE | TRUE | Lockeford |  |  | 1 | [8 empty] | 0 | 1
2012-12-21 10:33 | 0695-WD | Fast Track | Fast Track | Withdrawn | 11/1/2013 | Withdrawn | Withdrawn | MARIN | OLEMA SUB | Solar PV | 2 | 1/22/2013 | Withdrawn | Withdrawn | Withdrawn | Withdrawn | Withdrawn | Withdrawn | Withdrawn | Withdrawn | No former queue position |  |  |  |  | Olema |  |  |  | FALSE | FALSE | Olema |  |  | 2 | [8 empty] | 0 | 0
2013-01-22 11:32 | 0696-WD | Fast Track | Fast Track | Withdrawn | 1/13/2014 | Withdrawn | Withdrawn | SHASTA | JESSUP SUB | Solar PV | 2 | 2/11/2013 | Withdrawn | Withdrawn | Withdrawn | Withdrawn | Withdrawn | Withdrawn | Withdrawn | Withdrawn | No former queue position |  |  |  |  | Jessup | 115 |  |  | TRUE | FALSE | Jessup | 115 |  | 2 | [8 empty] | 0 | 0
2013-01-15 16:26 | 0697-WD | Fast Track | Independent Study | Withdrawn | 4/1/2015 | Withdrawn | Withdrawn | KINGS | HENRIETTA SUB | Solar PV | 2 | 2/11/2013 | Withdrawn | Withdrawn | 4/15/2013 | Fail | Withdrawn | Withdrawn | Withdrawn | Withdrawn | No former queue position |  |  |  |  | Henrietta | 230 |  |  | TRUE | FALSE | Henrietta | 230 |  | 2 | [8 empty] | 0 | 0
2013-01-18 13:24 | 0698-RD | Fast Track | Fast Track | Withdrawn | Not Provided | Withdrawn | Withdrawn | CUPERTINO | STELLING SUB | Solar PV | 0.03 | 1/30/2013 | Withdrawn | Withdrawn | Withdrawn | Withdrawn | Withdrawn | Withdrawn | Withdrawn | Withdrawn | No former queue position |  |  |  |  | Stelling |  |  |  | FALSE | FALSE | Stelling |  |  | 0.03 | [8 empty] | 0 | 0
2013-01-30 07:57 | 0699-RD | Fast Track | Fast Track | In Service | 2/15/2013 | In Service | 6/28/2013 | SAN FRANCISCO | SAN FRAN K SUB | Wind | 0.0015 | 1/31/2013 | 1/31/2013 | Pass |  |  | N/A (Fast Track) | N/A (Fast Track) | N/A (Fast Track) | Executed | No former queue position |  |  |  |  | San Fran K |  |  |  | FALSE | FALSE | San Fran K |  |  |  | 0.0015 | [7 empty] | 1 | 1
2013-01-08 14:19 | 0700-WD | Independent Study | Independent Study | In Service | 3/27/2014 | 12/31/2014 | 3/6/2015 | PLACER | DEL MAR SUB | Hydro | 0.32 | 2/14/2013 | N/A | N/A (Independent Study) | N/A | N/A (Independent Study) | Pass | 7/12/2013 | N/A | Executed | No former queue position |  |  |  |  | Del Mar |  |  |  | FALSE | FALSE | Del Mar | [11 empty] | 1 | 1
2013-02-01 16:41 | 0701-RD | Fast Track | Fast Track | Withdrawn | 9/15/2013 | Withdrawn | Withdrawn | FRESNO | WEST FRESNO SUB | Cogeneration | 10 | 2/11/2013 | Withdrawn | Withdrawn | Withdrawn | Withdrawn | Withdrawn | Withdrawn | Withdrawn | Withdrawn | No former queue position |  |  |  |  | West Fresno | 115 |  |  | TRUE | FALSE | West Fresno | 115 | [10 empty] | 0 | 0
2013-02-08 08:20 | 0702-RD | Fast Track | Fast Track | Withdrawn | Not Provided | Withdrawn | Withdrawn | FRESNO | WEST FRESNO SUB | Turbine | 10.6 | 2/11/2013 | Withdrawn | Withdrawn | Withdrawn | Withdrawn | Withdrawn | Withdrawn | Withdrawn | Withdrawn | No former queue position |  |  |  |  | West Fresno | 115 |  |  | TRUE | FALSE | West Fresno | 115 | [10 empty] | 0 | 0
2012-12-28 15:53 | 0703-WD | Fast Track | Fast Track | Withdrawn | 11/1/2013 | Withdrawn | Withdrawn | PLACER | LINCOLN SUB | Solar PV | 1.5 | 2/21/2013 | Withdrawn | Withdrawn | Withdrawn | Withdrawn | Withdrawn | Withdrawn | Withdrawn | Withdrawn | No former queue position |  |  |  |  | Lincoln | 115 |  |  | TRUE | FALSE | Lincoln | 115 |  | 1.5 | [8 empty] | 0 | 0
2012-12-28 16:06 | 0704-WD | Fast Track | Fast Track | Withdrawn | 11/1/2013 | Withdrawn | Withdrawn | PLACER | LINCOLN SUB | Solar PV | 1.5 | 2/21/2013 | Withdrawn | Withdrawn | Withdrawn | Withdrawn | Withdrawn | Withdrawn | Withdrawn | Withdrawn | No former queue position |  |  |  |  | Lincoln | 115 |  |  | TRUE | FALSE | Lincoln | 115 |  | 1.5 | [8 empty] | 0 | 0
2013-02-07 17:06 | 0705-RD | Fast Track | Fast Track | Withdrawn | 12/30/2013 | Withdrawn | Withdrawn | FRESNO | SAN JOAQUIN SUB | Gas Turbine | 3 | 2/28/2013 | Withdrawn | Withdrawn | 5/21/2013 | Fail | Withdrawn | Withdrawn | Withdrawn | Withdrawn | No former queue position |  |  |  |  | San Joaquin |  |  |  | FALSE | FALSE | San Joaquin | [11 empty] | 0 | 0
2013-02-07 17:16 | 0706-RD | Fast Track | Fast Track | Withdrawn | 12/30/2013 | Withdrawn | Withdrawn | FRESNO | KERMAN SUB | Gas Turbine | 3 | 2/28/2013 | Withdrawn | Withdrawn | 6/3/2013 | Fail | Withdrawn | Withdrawn | Withdrawn | Withdrawn | No former queue position |  |  |  |  | Kerman |  |  |  | FALSE | FALSE | Kerman | [11 empty] | 0 | 0
2013-02-06 16:02 | 0707-RD | Fast Track | Fast Track | Withdrawn | 12/30/2013 | Withdrawn | Withdrawn | FRESNO | STROUD SUB | Gas Turbine | 3 | 2/28/2013 | Withdrawn | Withdrawn | 5/30/2013 | Fail | Withdrawn | Withdrawn | Withdrawn | Withdrawn | No former queue position |  |  |  |  | Stroud |  |  |  | FALSE | FALSE | Stroud | [11 empty] | 0 | 0
2013-02-06 16:22 | 0708-RD | Fast Track | Fast Track | Withdrawn | 12/30/2013 | Withdrawn | Withdrawn | FRESNO | SAN JOAQUIN SUB | Gas Turbine | 3 | 2/28/2013 | Withdrawn | Withdrawn | 5/20/2013 | Fail | Withdrawn | Withdrawn | Withdrawn | Withdrawn | No former queue position |  |  |  |  | San Joaquin |  |  |  | FALSE | FALSE | San Joaquin | [11 empty] | 0 | 0
2013-02-06 16:29 | 0709-RD | Fast Track | Independent Study | In Service | 12/30/2013 | 11/16/2015 | 9/23/2015 | FRESNO | KERMAN SUB | Solar PV | 1.3387 | 2/28/2013 | 3/11/2013 | Fail | 5/24/2013 | Fail | Pass | 12/30/2013 | N/A | Executed | R21 Transition to WDT SGIA |  |  |  |  | Kerman |  |  |  | FALSE | FALSE | Kerman |  |  | 1.3387 | [8 empty] | 1 | 1
2013-01-18 14:31 | 0710-WD | Fast Track | Fast Track | Withdrawn | 2/1/2014 | Withdrawn | Withdrawn | MERCED | CANAL SUB | Solar PV | 2 | 3/8/2013 | Withdrawn | Withdrawn | 6/5/2013 | Pass | Withdrawn | Withdrawn | Withdrawn | Withdrawn | No former queue position |  |  |  |  | Canal |  |  |  | FALSE | FALSE | Canal |  |  | 2 | [8 empty] | 0 | 0
2013-02-19 10:04 | 0711-RD | Fast Track | Fast Track | In Service | 5/15/2013 | In Service | 2/6/2015 | ALAMEDA | EDES SUB | Engine | 1.33 | 3/7/2013 | 3/20/2013 | Fail Screens: B, D, I, J, K, M | 6/13/2013 | Pass | N/A (Fast Track) | N/A (Fast Track) | N/A (Fast Track) | Executed | No former queue position |  |  |  |  | Edes | 115 |  |  | TRUE | FALSE | Edes | 115 | [10 empty] | 1 | 1
2013-03-04 08:00 | 0712-RD | Fast Track | Fast Track | In Service | Not Provided | In Service | 4/4/2013 | SAN MATEO | LOS ALTOS SUB | Solar PV | 0.02989 | 3/4/2013 | 3/7/2013 | Pass |  |  | N/A (Fast Track) | N/A (Fast Track) | N/A (Fast Track) | Executed | No former queue position |  |  |  |  | Los Altos |  |  |  | FALSE | FALSE | Los Altos |  |  | 0.02989 | [8 empty] | 1 | 1
2013-03-01 15:07 | 0713-RD | Fast Track | Fast Track | In Service | 9/1/2013 |  |  | SOLANO | JAMESON SUB | Solar PV | 0.99937 | 3/11/2013 | 3/22/2013 | Fail | 4/30/2013 | Pass | N/A (Fast Track) | N/A (Fast Track) | N/A (Fast Track) | Executed | No former queue position |  |  |  |  | Jameson |  |  |  | FALSE | FALSE | Jameson |  |  | 0.99937 | [8 empty] | 1 | 1
2013-02-12 12:32 | 0714-WD | Independent Study | Independent Study | Withdrawn | 6/2/2014 | Withdrawn | Withdrawn | KERN | CHARCA SUB | Solar PV | 2 | 3/21/2013 | Withdrawn | Withdrawn | Withdrawn | Withdrawn | Withdrawn | Withdrawn | Withdrawn | Withdrawn | No former queue position |  |  |  |  | Charca | 115 |  |  | TRUE | FALSE | Charca | 115 |  | 2 | [8 empty] | 0 | 0
2013-02-08 11:44 | 0715-WD | Independent Study | Independent Study | Withdrawn | 5/22/2013 | Withdrawn | Withdrawn | MERCED | SANTA RITA SUB | Biomass | 0.25 | 3/21/2013 | Withdrawn | Withdrawn | Withdrawn | Withdrawn | Withdrawn | Withdrawn | Withdrawn | Withdrawn | No former queue position |  |  |  |  | Santa Rita |  |  |  | FALSE | FALSE | Santa Rita | [11 empty] | 0 | 0
2013-02-28 13:25 | 0716-WD | Fast Track | Fast Track | Withdrawn | 1/31/2014 | Withdrawn | Withdrawn | SONOMA | CLOVERDALE SUB | Solar PV | 1 | 3/21/2013 | Withdrawn | Withdrawn | 5/30/2013 | Pass | Withdrawn | Withdrawn | Withdrawn | Withdrawn | No former queue position |  |  |  |  | Cloverdale | 115 |  |  | TRUE | FALSE | Cloverdale | 115 |  | 1 | [8 empty] | 0 | 0
2013-03-05 09:05 | 0717-WD | Fast Track | Fast Track | Withdrawn | 2/4/2014 | Withdrawn | Withdrawn | SANTA CLARA | MILPITAS SUB | Hydro | 0.15 | 3/21/2013 | Withdrawn | Withdrawn | 6/24/2013 | Pass | Withdrawn | Withdrawn | Withdrawn | Withdrawn | No former queue position |  |  |  |  | Milpitas |  |  |  | FALSE | FALSE | Milpitas | [11 empty] | 0 | 0
2013-03-06 16:55 | 0718-WD | Fast Track | Fast Track | In Service | 6/16/2014 | 4/10/2015 | 4/16/2015 | MERCED | SANTA RITA SUB | Solar PV | 1.5 | 3/28/2013 | 4/10/2013 | Fail Screens: 2, 10 | 6/6/2013 | Pass | N/A (Fast Track) | N/A (Fast Track) | N/A (Fast Track) | Executed | No former queue position |  |  |  |  | Santa Rita |  |  |  | FALSE | FALSE | Santa Rita |  |  | 1.5 | [8 empty] | 1 | 1
2013-03-06 17:24 | 0719-WD | Fast Track | Independent Study | Withdrawn | 6/15/2014 | Withdrawn | Withdrawn | KERN | TWISSELMAN SUB | Solar PV | 3 | 3/28/2013 | Withdrawn | Withdrawn | Withdrawn | Withdrawn | Withdrawn | Withdrawn | Withdrawn | Withdrawn | No former queue position |  |  |  |  | Twisselman |  |  |  | FALSE | FALSE | Twisselman |  |  | 3 | [8 empty] | 0 | 0
2013-03-19 10:19 | 0720-WD | Independent Study | Independent Study | Withdrawn | 9/26/2014 | Withdrawn | Withdrawn | KERN | WASCO SUB | Solar PV | 2 | 4/4/2013 | Withdrawn | Withdrawn | Withdrawn | Withdrawn | Withdrawn | Withdrawn | Withdrawn | Withdrawn | No former queue position |  |  |  |  | Wasco |  |  |  | FALSE | FALSE | Wasco |  |  | 2 | [8 empty] | 0 | 0
2013-03-20 09:24 | 0721-WD | Independent Study | Independent Study | Withdrawn | 9/19/2014 | Withdrawn | Withdrawn | KINGS | JACOBS CORNER SUB | Solar PV | 3 | 4/4/2013 | Withdrawn | Withdrawn | Withdrawn | Withdrawn | Withdrawn | Withdrawn | Withdrawn | Withdrawn | No former queue position |  |  |  |  | Jacobs Corner |  |  |  | FALSE | FALSE | Jacobs Corner |  |  | 3 | [8 empty] | 0 | 0
2013-03-07 11:16 | 0722-WD | Fast Track | Fast Track | Withdrawn | 9/16/2014 | Withdrawn | Withdrawn | FRESNO | STROUD SUB | Solar PV | 1.5 | 4/4/2013 | Withdrawn | Withdrawn | Withdrawn | Withdrawn | Withdrawn | Withdrawn | Withdrawn | Withdrawn | No former queue position |  |  |  |  | Stroud |  |  |  | FALSE | FALSE | Stroud |  |  | 1.5 | [8 empty] | 0 | 0
2013-03-25 19:53 | 0723-WD | Fast Track | Fast Track | Withdrawn | 7/30/2014 | Withdrawn | Withdrawn | YOLO | DAVIS SUB | Solar PV | 1.7 | 4/4/2013 | Withdrawn | Withdrawn | Withdrawn | Withdrawn | Withdrawn | Withdrawn | Withdrawn | Withdrawn | No former queue position |  |  |  |  | Davis | 115 |  |  | TRUE | FALSE | Davis | 115 |  | 1.7 | [8 empty] | 0 | 0
2013-03-28 09:26 | 0724-RD | Fast Track | Fast Track | Withdrawn | 9/26/2014 | Withdrawn | Withdrawn | FRESNO | MENDOTA SUB | Solar PV | 3 | 4/15/2013 | Withdrawn | Withdrawn | Withdrawn | Withdrawn | Withdrawn | Withdrawn | Withdrawn | Withdrawn | No former queue position |  |  |  |  | Mendota | 115 |  |  | TRUE | FALSE | Mendota | 115 |  | 3 | [8 empty] | 0 | 0
2013-03-22 07:54 | 0725-WD | Fast Track | Fast Track | Withdrawn | 1/1/2014 | Withdrawn | Withdrawn | LAKE | CLEAR LAKE SUB | Solar PV | 1.99 | 4/19/2013 | Withdrawn | Withdrawn | Withdrawn | Withdrawn | Withdrawn | Withdrawn | Withdrawn | Withdrawn | No former queue position |  |  |  |  | Clear Lake |  |  |  | FALSE | FALSE | Clear Lake |  |  | 1.99 | [8 empty] | 0 | 0
2013-03-13 | 0726-RD | Fast Track | Fast Track | Withdrawn | 5/31/2014 | Withdrawn | Withdrawn | CONTRA COSTA | MT EDEN SUB | Other | 2.14 | 4/15/2013 | Withdrawn | Withdrawn | 6/13/2013 | Fail | Withdrawn | Withdrawn | Withdrawn | Withdrawn | No former queue position |  |  |  |  | Mt Eden | 115 |  |  | TRUE | FALSE | Mt Eden | 115 | [10 empty] | 0 | 0
2013-04-12 12:08 | 0727-WD | Fast Track | Fast Track | Withdrawn | 2/20/2014 | Withdrawn | Withdrawn | YOLO | PUTAH CREEK SUB | Solar PV | 0.5 | 5/3/2013 | Withdrawn | Withdrawn | 7/8/2013 | Fail | Withdrawn | Withdrawn | Withdrawn | Withdrawn | No former queue position |  |  |  |  | Putah Creek | 115 |  |  | TRUE | FALSE | Putah Creek | 115 |  | 0.5 | [8 empty] | 0 | 0
2013-04-19 | 0728-RD | Fast Track | Fast Track | In Service | Not Provided |  |  | ALAMEDA | NEWARK SUB | Solar PV | 1 | 4/25/2013 | 5/7/2013 | Fail | 6/11/2013 | Pass | N/A (Fast Track) | N/A (Fast Track) | N/A (Fast Track) | Executed | No former queue position |  |  |  |  | Newark | 230 |  |  | TRUE | FALSE | Newark | 230 |  | 1 | [8 empty] | 1 | 1
2013-04-23 17:11 | 0729-RD | Fast Track | Fast Track | In Service | Not Provided |  |  | SANTA CRUZ | PAUL SWEET SUB | Engine, Solar PV | 4.8219 | 5/1/2013 | 5/1/2013 | Fail Screens: B, C, F, H, I, J, K | 7/19/2013 | Pass | N/A (Fast Track) | N/A (Fast Track) | N/A (Fast Track) | Executed | No former queue position |  |  |  |  | Paul Sweet | 115 |  |  | TRUE | FALSE | Paul Sweet | 115 |  | 4.8219 | [8 empty] | 1 | 1
2013-04-11 16:15 | 0730-WD | Fast Track | Fast Track | Withdrawn | 8/30/2012 | Withdrawn | Withdrawn | MARIN | NOVATO SUB | Solar PV | 0.72 | 5/17/2013 | Withdrawn | Withdrawn | Withdrawn | Withdrawn | Withdrawn | Withdrawn | Withdrawn | Withdrawn | No former queue position |  |  |  |  | Novato |  |  |  | FALSE | FALSE | Novato |  |  | 0.72 | [8 empty] | 0 | 0
2013-04-07 19:25 | 0731-WD | Fast Track | Fast Track | In Service | 6/7/2013 | 12/21/2014 | 3/12/2015 | SAN FRANCISCO | SAN FRAN X (MISSION) SUB | Storage | 0.0432 | 5/17/2013 | 2013-08-08 | Fail | 6/16/2014 | Pass | N/A (Fast Track) | N/A (Fast Track) | N/A (Fast Track) | Executed | No former queue position |  |  |  |  | San Fran X (Mission) |  |  |  | FALSE | FALSE | San Fran X (Mission) | [8 empty] | 0.0432 |  | 0.0432 | 1 | 1
2013-04-07 19:55 | 0732-WD | Fast Track | Fast Track | In Service | 6/7/2013 | 2/22/2015 | 3/5/2015 | SAN FRANCISCO | SAN FRAN X (MISSION) SUB | Storage | 0.0432 | 5/17/2013 | 2013-08-08 | Fail Screens: 6, 7, 10 | 6/16/2014 | Pass | N/A (Fast Track) | N/A (Fast Track) | N/A (Fast Track) | Executed | No former queue position |  |  |  |  | San Fran X (Mission) |  |  |  | FALSE | FALSE | San Fran X (Mission) | [8 empty] | 0.0432 |  | 0.0432 | 1 | 1
2013-04-22 13:02 | 0733-RD | Fast Track | Fast Track | In Service | Not Provided | In Service | 1/29/2014 | MADERA | MADERA SUB | Engine | 0.085 | Complete | 5/13/2013 | Fail | 5/15/2013 | Pass | N/A (Fast Track) | N/A (Fast Track) | N/A (Fast Track) | Executed | No former queue position |  |  |  |  | Madera | 70 |  |  | TRUE | FALSE | Madera | 70 | [10 empty] | 1 | 1
2013-04-29 16:40 | 0734-RD | Fast Track | Fast Track | In Service | 7/1/2013 | In Service | 11/25/2013 | SAN FRANCISCO | SAN FRAN A (POTRERO PP) SUB | Solar PV | 0.08768 | 6/19/2013 | 6/24/2013 | Pass |  |  | N/A (Fast Track) | N/A (Fast Track) | N/A (Fast Track) | Executed | No former queue position |  |  |  |  | San Fran A (Potrero Pp) | 230 |  |  | TRUE | FALSE | San Fran A (Potrero Pp) | 230 |  | 0.08768 | [8 empty] | 1 | 1
2013-04-30 17:02 | 0735-RD | Fast Track | Fast Track | Withdrawn | 12/31/2013 | Withdrawn | Withdrawn | SANTA CLARA | LLAGAS SUB | Solar PV | 1.84 | 5/24/2013 | Withdrawn | Withdrawn | 8/15/2013 | Pass | Withdrawn | Withdrawn | Withdrawn | Withdrawn | No former queue position |  |  |  |  | Llagas | 115 |  |  | TRUE | FALSE | Llagas | 115 |  | 1.84 | [8 empty] | 0 | 0
2013-04-30 17:05 | 0736-RD | Fast Track | Fast Track | Withdrawn | 12/31/2013 | Withdrawn | Withdrawn | PLACER | LINCOLN SUB | Solar PV | 2.3 | 5/24/2013 | Withdrawn | Withdrawn | Withdrawn | Withdrawn | Withdrawn | Withdrawn | Withdrawn | Withdrawn | No former queue position |  |  |  |  | Lincoln | 115 |  |  | TRUE | FALSE | Lincoln | 115 |  | 2.3 | [8 empty] | 0 | 0
2013-04-30 17:07 | 0737-RD | Fast Track | Fast Track | In Service | 12/31/2013 | 10/30/2015 | 12/21/2015 | GLENN | ORLAND B SUB | Solar PV | 1.56 | 5/24/2013 | 6/12/2013 | Fail Screens: I, J, K, M | 8/1/2013 | Pass | N/A (Fast Track) | N/A (Fast Track) | N/A (Fast Track) | Executed | No former queue position |  |  |  |  | Orland B |  |  |  | FALSE | FALSE | Orland B |  |  | 1.56 | [8 empty] | 1 | 1
2013-04-30 17:09 | 0738-RD | Fast Track | Detailed Study | Withdrawn | 12/31/2013 | Withdrawn | Withdrawn | SAN JOAQUIN | LOCKEFORD SUB | Solar PV | 1.82 | 5/24/2013 | Withdrawn | Withdrawn | 8/8/2013 | Fail | Withdrawn | Withdrawn | Withdrawn | Withdrawn | No former queue position |  |  |  |  | Lockeford | 230 |  |  | TRUE | FALSE | Lockeford | 230 |  | 1.82 | [8 empty] | 0 | 0
2013-04-30 17:12 | 0739-RD | Fast Track | Detailed Study | Withdrawn | 12/31/2013 | Withdrawn | Withdrawn | FRESNO | REEDLEY SUB | Solar PV | 1.04 | 5/24/2013 | Withdrawn | Withdrawn | 7/30/2013 | Fail | Withdrawn | Withdrawn | Withdrawn | Withdrawn | No former queue position |  |  |  |  | Reedley | 115 |  |  | TRUE | FALSE | Reedley | 115 |  | 1.04 | [8 empty] | 0 | 0
2013-04-30 17:13 | 0740-RD | Fast Track | Fast Track | Withdrawn | 12/31/2013 | Withdrawn | Withdrawn | KING | JACOBS CORNER SUB | Solar PV | 1.88 | 5/24/2013 | Withdrawn | Withdrawn | 8/7/2013 | Pass | Withdrawn | Withdrawn | Withdrawn | Withdrawn | No former queue position |  |  |  |  | Jacobs Corner |  |  |  | FALSE | FALSE | Jacobs Corner |  |  | 1.88 | [8 empty] | 0 | 0
2013-04-11 12:04 | 0741-RD | Fast Track | Fast Track | In Service | 8/31/2013 |  |  | KINGS | AVENAL SUB | Other | 0.12 | 5/15/2013 | 6/4/2013 | Pass |  |  | N/A (Fast Track) | N/A (Fast Track) | N/A (Fast Track) | Executed | No former queue position |  |  |  |  | Avenal |  |  |  | FALSE | FALSE | Avenal | [11 empty] | 1 | 1
2013-04-05 17:30 | 0742-WD | Fast Track | Independent Study | In Service | 3/15/2014 | 2/1/2016 | 12/19/2016 | BUTTE | TRES VIAS SUB | Solar PV | 0.25 | 5/24/2013 | 2013-08-30 | Fail Screens: 2, 10 | 8/30/2013 | Fail | Pass | 2014-03-13 | N/A | Executed | No former queue position |  |  |  |  | Tres Vias | 230 |  |  | TRUE | FALSE | Tres Vias | 230 |  | 0.25 | [8 empty] | 1 | 1
2013-05-14 12:09 | 0743-RD | Fast Track | Fast Track | In Service | Not Provided | In Service | 6/24/2013 | SAN FRANCISCO | SAN FRAN P(HUNTERS POINT) SUB | Solar PV | 0.02185 | 5/16/2013 | 5/20/2013 | Pass |  |  | N/A (Fast Track) | N/A (Fast Track) | N/A (Fast Track) | Executed | No former queue position |  |  |  |  | San Fran P(Hunters Point) |  |  |  | FALSE | FALSE | San Fran P(Hunters Point) |  |  | 0.02185 | [8 empty] | 1 | 1
2013-04-03 08:28 | 0744-RD | Detailed Study | Detailed Study | Withdrawn | 1/3/2016 | Withdrawn | Withdrawn | CONTRA COSTA | RICHMOND R SUB | Solar PV | 0 | 5/30/2013 | Withdrawn | Withdrawn | Withdrawn | Withdrawn | Withdrawn | Withdrawn | Withdrawn | Withdrawn | No former queue position |  |  |  |  | Richmond R | 115 |  |  | TRUE | FALSE | Richmond R | 115 |  | 0 | [8 empty] | 0 | 0
2013-03-29 08:47 | 0745-WD | Fast Track | Fast Track | Withdrawn | 9/12/2014 | Withdrawn | Withdrawn | MERCED | GUSTINE SUB | Solar PV | 0.036 | 5/28/2013 | Withdrawn | Withdrawn | 8/23/2013 | Pass | Withdrawn | Withdrawn | Withdrawn | Withdrawn | No former queue position |  |  |  |  | Gustine |  |  |  | FALSE | FALSE | Gustine |  |  | 0.036 | [8 empty] | 0 | 0
2013-04-04 09:12 | 0746-RD | Fast Track | Fast Track | In Service | 5/31/2013 |  |  | TUOLUMNE | CURTIS SUB | Solar PV | 0.036 | 5/30/2013 | 5/29/2013 | Pass |  |  | N/A (Fast Track) | N/A (Fast Track) | N/A (Fast Track) | Executed | No former queue position |  |  |  |  | Curtis | 115 |  |  | TRUE | FALSE | Curtis | 115 |  | 0.036 | [8 empty] | 1 | 1
2013-04-25 12:52 | 0747-RD | Fast Track | Fast Track | Withdrawn | 12/31/2014 | Withdrawn | Withdrawn | SOLANO | GRAND ISLAND SUB | Wind | 0.054 | 5/30/2013 | Withdrawn | Withdrawn | Withdrawn | Withdrawn | Withdrawn | Withdrawn | Withdrawn | Withdrawn | No former queue position |  |  |  |  | Grand Island | 115 |  |  | TRUE | FALSE | Grand Island | 115 |  |  | 0.054 | [7 empty] | 0 | 0
2013-05-08 16:51 | 0748-WD | Fast Track | Fast Track | In Service | 6/5/2014 | 3/1/2015 | 12/5/2016 | TEHAMA | CORNING SUB | Solar PV | 0.32 | 7/11/2013 | 7/30/2013 | Pass |  |  | N/A (Fast Track) | N/A (Fast Track) | N/A (Fast Track) | Executed | No former queue position |  |  |  |  | Corning |  |  |  | FALSE | FALSE | Corning |  |  | 0.32 | [8 empty] | 1 | 1
2013-04-23 16:37 | 0749-WD | Fast Track | Fast Track | Withdrawn | 1/1/2014 | Withdrawn | Withdrawn | MONTEREY | LOS OSITOS SUB | Solar PV | 0.42 | 6/7/2013 | Withdrawn | Withdrawn | Withdrawn | Withdrawn | Withdrawn | Withdrawn | Withdrawn | Withdrawn | No former queue position |  |  |  |  | Los Ositos |  |  |  | FALSE | FALSE | Los Ositos |  |  | 0.42 | [8 empty] | 0 | 0
2013-05-02 11:21 | 0750-RD | Fast Track | Fast Track | Withdrawn | 2/3/2014 | Withdrawn | Withdrawn | SOLANO | VACA DIXON SUB | Solar PV | 0.6 | 5/28/2013 | Withdrawn | Withdrawn | 8/26/2013 | Fail | Withdrawn | Withdrawn | Withdrawn | Withdrawn | No former queue position |  |  |  |  | Vaca Dixon | 500 |  |  | TRUE | FALSE | Vaca Dixon | 500 |  | 0.6 | [8 empty] | 0 | 0
2013-04-30 15:04 | 0751-RD | Fast Track | Fast Track | In Service | 7/31/2013 |  |  | SANTA CLARA | EL PATIO SUB | Solar PV | 0.831 | 2013-06-04 | 2013-06-11 | Pass |  |  | N/A (Fast Track) | N/A (Fast Track) | N/A (Fast Track) | Executed | No former queue position |  |  |  |  | El Patio | 115 |  |  | TRUE | FALSE | El Patio | 115 |  | 0.831 | [8 empty] | 1 | 1
2013-04-24 13:27 | 0752-RD | Fast Track | Fast Track | Withdrawn | 12/31/2014 | Withdrawn | Withdrawn | ALAMEDA | HERDLYN SUB | Wind | 4.5 | 6/13/2013 | Withdrawn | Withdrawn | Withdrawn | Withdrawn | Withdrawn | Withdrawn | Withdrawn | Withdrawn | No former queue position |  |  |  |  | Herdlyn |  |  |  | FALSE | FALSE | Herdlyn |  |  |  | 4.5 | [7 empty] | 0 | 0
2013-04-30 16:58 | 0753-RD | Fast Track | Fast Track | Withdrawn | 12/31/2013 | Withdrawn | Withdrawn | SOLANO | PEABODY SUB | Solar PV | 2.1 | 6/13/2013 | Withdrawn | Withdrawn | 9/6/2013 | Pass | Withdrawn | Withdrawn | Withdrawn | Withdrawn | No former queue position |  |  |  |  | Peabody | 230 |  |  | TRUE | FALSE | Peabody | 230 |  | 2.1 | [8 empty] | 0 | 0
2013-05-29 16:04 | 0754-RD | Fast Track | Fast Track | In Service | 1/2/2014 |  |  | SOLANO | PEABODY SUB | Solar PV | 1.13 | 6/13/2013 | 7/8/2013 | Fail | 9/9/2013 | Pass | N/A (Fast Track) | N/A (Fast Track) | N/A (Fast Track) | Executed | No former queue position |  |  |  |  | Peabody | 230 |  |  | TRUE | FALSE | Peabody | 230 |  | 1.13 | [8 empty] | 1 | 1
2013-05-29 16:08 | 0755-RD | Fast Track | Fast Track | In Service | 1/2/2014 |  |  | FRESNO | GATES SUB | Solar PV | 1.22 | 6/13/2013 | 7/17/2013 | Fail | 8/27/2013 | Pass | N/A (Fast Track) | N/A (Fast Track) | N/A (Fast Track) | Executed | No former queue position |  |  |  |  | Gates | 500 |  |  | TRUE | FALSE | Gates | 500 |  | 1.22 | [8 empty] | 1 | 1
2013-05-06 10:38 | 0756-RD | Fast Track | Fast Track | Withdrawn | 8/15/2015 | Withdrawn | Withdrawn | SANTA BARBARA | CUYAMA SUB | Solar PV | 0.99 | 6/21/2013 | Withdrawn | Withdrawn | 7/10/2013 | Pass | Withdrawn | Withdrawn | Withdrawn | Withdrawn | No former queue position |  |  |  |  | Cuyama |  |  |  | FALSE | FALSE | Cuyama |  |  | 0.99 | [8 empty] | 0 | 0
2013-05-29 16:06 | 0757-RD | Fast Track | Fast Track | Withdrawn | 1/2/2014 | Withdrawn | Withdrawn | SAN LUIS OBISPO | ATASCADERO SUB | Solar PV | 0.90985 | 6/21/2013 | Withdrawn | Withdrawn | Withdrawn | Withdrawn | Withdrawn | Withdrawn | Withdrawn | Withdrawn | No former queue position |  |  |  |  | Atascadero |  |  |  | FALSE | FALSE | Atascadero |  |  | 0.90985 | [8 empty] | 0 | 0
2013-05-29 16:07 | 0758-RD | Fast Track | Fast Track | In Service | 1/2/2014 |  |  | FRESNO | GATES SUB | Solar PV | 2 | 6/21/2013 | 7/22/2013 | Fail | 8/21/2013 | Pass | N/A (Fast Track) | N/A (Fast Track) | N/A (Fast Track) | Executed | No former queue position |  |  |  |  | Gates | 500 |  |  | TRUE | FALSE | Gates | 500 |  | 2 | [8 empty] | 1 | 1
2013-05-21 10:16 | 0759-WD | Fast Track | Independent Study | In Service | 9/16/2014 | 8/18/2018 | 3/20/2019 | FRESNO | STROUD SUB | Solar PV | 2.2 | 6/21/2013 | 7/12/2013 | Fail Screens: 2, 10 | 9/6/2013 | Fail | Pass | 3/5/2014 | N/A | Executed | No former queue position |  |  |  |  | Stroud |  |  |  | FALSE | FALSE | Stroud |  |  | 2.2 | [8 empty] | 1 | 1
2013-05-31 09:55 | 0760-RD | Fast Track | Fast Track | Withdrawn | 6/15/2013 | Withdrawn | Withdrawn | ALAMEDA | Customer-owned Newark NUMII 115KV | Battery | 1 | 6/27/2013 | Withdrawn | Withdrawn | Withdrawn | Withdrawn | Withdrawn | Withdrawn | Withdrawn | Withdrawn | No former queue position |  |  |  |  | Customer-Owned Newark Numii 115Kv |  |  |  | FALSE | FALSE | Customer-Owned Newark Numii 115Kv | [8 empty] | 1 | 1 |  | 0 | 0
2013-06-05 16:10 | 0761-WD | Independent Study | Independent Study | Withdrawn | 11/29/2013 | Withdrawn | Withdrawn | BUTTE | ESQUON SUB | Cogeneration | 0.71 | 7/3/2013 | Withdrawn | Withdrawn | Withdrawn | Withdrawn | Withdrawn | Withdrawn | Withdrawn | Withdrawn | No former queue position |  |  |  |  | Esquon |  |  |  | FALSE | FALSE | Esquon | [11 empty] | 0 | 0
2013-06-11 13:00 | 0762-RD | Fast Track | Fast Track | Withdrawn | 12/1/2014 | Withdrawn | Withdrawn | FRESNO | TIVY VALLEY SUB | Solar PV | 1.5 | 7/11/2013 | Withdrawn | Withdrawn | Withdrawn | Withdrawn | Withdrawn | Withdrawn | Withdrawn | Withdrawn | No former queue position |  |  |  |  | Tivy Valley |  |  |  | FALSE | FALSE | Tivy Valley |  |  | 1.5 | [8 empty] | 0 | 0
2013-06-11 13:11 | 0763-RD | Fast Track | Independent Study | Withdrawn | 10/8/2014 | Withdrawn | Withdrawn | MERCED | WILSON SUB | Solar PV | 1.5 | 7/11/2013 | Withdrawn | Withdrawn | 8/19/2013 | Fail | Withdrawn | Withdrawn | Withdrawn | Withdrawn | R21 Transition to WDT SGIA |  |  |  |  | Wilson | 230 |  |  | TRUE | FALSE | Wilson | 230 |  | 1.5 | [8 empty] | 0 | 0
2013-06-12 11:51 | 0764-RD | Fast Track | Fast Track | In Service | 12/1/2014 | 11/6/2015 | 2/4/2016 | KERN | ELK HILLS SUB | Solar PV | 1.5 | 7/11/2013 | 7/17/2013 | Fail | 8/23/2013 | Pass | N/A (Fast Track) | N/A (Fast Track) | N/A (Fast Track) | Executed | R21 Transition to WDT SGIA |  |  |  |  | Elk Hills | 230 |  |  | TRUE | FALSE | Elk Hills | 230 |  | 1.5 | [8 empty] | 1 | 1
2013-06-25 17:25 | 0765-WD | Fast Track | Fast Track | In Service | 8/2/2013 | 12/1/2014 | 6/18/2014 | TEHAMA | JESSUP SUB | Solar PV | 0.24919 | 7/11/2013 | 7/30/2013 | Fail Screens: 2, 4, 10 | 9/5/2013 | Pass | N/A (Fast Track) | N/A (Fast Track) | N/A (Fast Track) | Executed | No former queue position |  |  |  |  | Jessup | 115 |  |  | TRUE | FALSE | Jessup | 115 |  | 0.24919 | [8 empty] | 1 | 1
2013-06-21 10:01 | 0766-RD | Fast Track | Independent Study | Withdrawn | 1/30/2015 | Withdrawn | Withdrawn | FRESNO | TIVY VALLEY SUB | Solar PV | 1.5 | 7/11/2013 | Withdrawn | Withdrawn | 8/23/2013 | Fail | Withdrawn | Withdrawn | Withdrawn | Withdrawn | R21 Transition to WDT SGIA |  |  |  |  | Tivy Valley |  |  |  | FALSE | FALSE | Tivy Valley |  |  | 1.5 | [8 empty] | 0 | 0
2013-06-27 11:31 | 0767-WD | Fast Track | Fast Track | In Service | 8/9/2013 | 2/24/2015 | 6/16/2014 | BUTTE | HONCUT SUB | Solar PV | 0.25 | 7/11/2013 | 8/1/2013 | Fail Screens: 2, 10 | 9/4/2013 | Pass | N/A (Fast Track) | N/A (Fast Track) | N/A (Fast Track) | Executed | No former queue position |  |  |  |  | Honcut | 115 |  |  | TRUE | FALSE | Honcut | 115 |  | 0.25 | [8 empty] | 1 | 1
2013-06-28 15:55 | 0768-RD | Fast Track | Fast Track | Withdrawn | 7/14/2014 | Withdrawn | Withdrawn | KERN | TWISSELMAN SUB | Solar PV | 3 | 7/11/2013 | Withdrawn | Withdrawn | 9/23/2013 | Fail | Withdrawn | Withdrawn | Withdrawn | Withdrawn | No former queue position |  |  |  |  | Twisselman |  |  |  | FALSE | FALSE | Twisselman |  |  | 3 | [8 empty] | 0 | 0
2013-05-09 13:43 | 0769-WD | Fast Track | Fast Track | In Service | Not Provided | 5/8/2015 | 7/24/2014 | SUTTER | LIVE OAK SUB | Solar PV | 1.25 | 7/11/2013 | 8/1/2013 | Fail Screens: 2, 5, 10 | 9/18/2013 | Pass | N/A (Fast Track) | N/A (Fast Track) | N/A (Fast Track) | Executed | No former queue position |  |  |  |  | Live Oak | 115 |  |  | TRUE | FALSE | Live Oak | 115 |  | 1.25 | [8 empty] | 1 | 1
2013-05-10 17:01 | 0770-WD | Fast Track | Independent Study | In Service | Not Provided | 12/1/2014 | 2/25/2015 | MERCED | EL CAPITAN SUB | Solar PV | 1.5 | 7/11/2013 | 7/18/2013 | Fail Screens: 2, 10 | 8/22/2013 | Fail | Pass | 11/5/2013 | N/A | Executed | No former queue position |  |  |  |  | El Capitan |  |  |  | FALSE | FALSE | El Capitan |  |  | 1.5 | [8 empty] | 1 | 1
2013-06-17 15:54 | 0771-WD | Fast Track | Fast Track | Withdrawn | 9/30/2014 | Withdrawn | Withdrawn | SONOMA | CLOVERDALE SUB | Solar PV | 0.997 | 7/18/2013 | Withdrawn | Withdrawn | 10/3/2013 | Pass | Withdrawn | Withdrawn | Withdrawn | Withdrawn | No former queue position |  |  |  |  | Cloverdale | 115 |  |  | TRUE | FALSE | Cloverdale | 115 |  | 0.997 | [8 empty] | 0 | 0
2013-06-11 15:30 | 0772-WD | Fast Track | Independent Study | Withdrawn | 6/2/2015 | Withdrawn | Withdrawn | FRESNO | ORO LOMA SUB | Solar PV | 2 | 7/18/2013 | Withdrawn | Withdrawn | 9/30/2013 | Fail | Withdrawn | Withdrawn | Withdrawn | Withdrawn | No former queue position |  |  |  |  | Oro Loma | 115 |  |  | TRUE | FALSE | Oro Loma | 115 |  | 2 | [8 empty] | 0 | 0
2013-05-10 10:16 | 0773-WD | Fast Track | Fast Track | Withdrawn | 10/1/2014 | Withdrawn | Withdrawn | SONOMA | LAKEVILLE SUB | Solar PV | 1.5 | 7/25/2013 | Withdrawn | Withdrawn | 10/22/2013 | Pass | Withdrawn | Withdrawn | Withdrawn | Withdrawn | No former queue position |  |  |  |  | Lakeville | 230 |  |  | TRUE | FALSE | Lakeville | 230 |  | 1.5 | [8 empty] | 0 | 0
2013-05-10 11:25 | 0774-WD | Fast Track | Fast Track | Withdrawn | 10/1/2014 | Withdrawn | Withdrawn | SONOMA | LAKEVILLE SUB | Solar PV | 1.5 | 7/25/2013 | Withdrawn | Withdrawn | 10/22/2013 | Pass | Withdrawn | Withdrawn | Withdrawn | Withdrawn | No former queue position |  |  |  |  | Lakeville | 230 |  |  | TRUE | FALSE | Lakeville | 230 |  | 1.5 | [8 empty] | 0 | 0
2013-07-05 11:46 | 0775-RD | Fast Track | Fast Track | Withdrawn | 7/14/2014 | Withdrawn | Withdrawn | FRESNO | REEDLEY SUB | Solar PV | 1.7 | 7/25/2013 | Withdrawn | Withdrawn | 8/28/2013 | Pass | Withdrawn | Withdrawn | Withdrawn | Withdrawn | No former queue position |  |  |  |  | Reedley | 115 |  |  | TRUE | FALSE | Reedley | 115 |  | 1.7 | [8 empty] | 0 | 0
2013-06-25 09:27 | 0776-RD | Fast Track | Fast Track | Withdrawn | 11/4/2013 | Withdrawn | Withdrawn | SOLANO | CORDELIA SUB | Engine, Solar PV, Wind | 1.8429 | 7/25/2013 | Withdrawn | Withdrawn | 9/25/2013 | Pass | Withdrawn | Withdrawn | Withdrawn | Withdrawn | No former queue position |  |  |  |  | Cordelia |  |  |  | FALSE | FALSE | Cordelia |  |  | 1.8429 | 1.8429 | [7 empty] | 0 | 0
2013-07-19 14:26 | 0777-RD | Fast Track | Fast Track | In Service | 4/11/2014 |  |  | SAN FRANCISCO | SAN FRAN X (MISSION) SUB | Solar PV | 0.027 | 7/25/2013 | 7/25/2013 | Fail | 7/25/2013 | Pass | N/A (Fast Track) | N/A (Fast Track) | N/A (Fast Track) | Executed | No former queue position |  |  |  |  | San Fran X (Mission) |  |  |  | FALSE | FALSE | San Fran X (Mission) |  |  | 0.027 | [8 empty] | 1 | 1
2013-07-22 14:55 | 0778-RD | Fast Track | Fast Track | In Service | 5/31/2014 |  |  | ALAMEDA | MT EDEN SUB | Engine, Solar PV | 4.137 | 8/1/2013 |  |  | 8/26/2013 | Pass | N/A (Fast Track) | N/A (Fast Track) | N/A (Fast Track) | Executed | No former queue position |  |  |  |  | Mt Eden | 115 |  |  | TRUE | FALSE | Mt Eden | 115 |  | 4.137 | [8 empty] | 1 | 1
2013-07-12 09:20 | 0779-RD | Detailed Study | Detailed Study | Withdrawn | 6/16/2014 | Withdrawn | Withdrawn | KERN | LAMONT SUB | Cogeneration | 8 | 8/8/2013 | Withdrawn | Withdrawn | Withdrawn | Withdrawn | Withdrawn | Withdrawn | Withdrawn | Withdrawn | No former queue position |  |  |  |  | Lamont | 115 |  |  | TRUE | FALSE | Lamont | 115 | [10 empty] | 0 | 0
2013-07-23 09:28 | 0780-RD | Fast Track | Independent Study | Withdrawn | 6/16/2014 | Withdrawn | Withdrawn | MONTEREY | CASTROVILLE SUB | Other | 3.2 | 8/8/2013 | 8/26/2013 | Fail | 10/9/2013 | Fail | Withdrawn | Withdrawn | Withdrawn | Withdrawn | R21 Transition to WDT SGIA |  |  |  |  | Castroville |  |  |  | FALSE | FALSE | Castroville | [11 empty] | 0 | 0
2013-06-24 10:38 | 0781-RD | Fast Track | Independent Study | Withdrawn | 12/30/2014 | Withdrawn | Withdrawn | TULARE | OROSI SUB | Solar PV | 1.5 | 8/8/2013 | 8/26/2013 | Fail | 9/30/2013 | Fail | Withdrawn | Withdrawn | Withdrawn | Withdrawn | R21 Transition to WDT SGIA |  |  | Orosi |  | Orosi | 70 |  |  | TRUE | FALSE | Orosi | 70 |  | 1.5 | [8 empty] | 0 | 0
2013-07-29 16:36 | 0782-RD | Fast Track | Fast Track | In Service | 10/8/2013 |  |  | SANTA CLARA | TRIMBLE SUB | Storage | 0.018 | 8/8/2013 | 8/21/2013 | Pass |  |  | N/A (Fast Track) | N/A (Fast Track) | N/A (Fast Track) | Executed | No former queue position |  |  |  |  | Trimble | 115 |  |  | TRUE | FALSE | Trimble | 115 | [7 empty] | 0.018 |  | 0.018 | 1 | 1
2013-07-29 17:20 | 0783-RD | Fast Track | Fast Track | In Service | 12/26/2013 | In Service | 4/11/2014 | SANTA CLARA | MORGAN HILL SUB | Storage | 0.036 | 8/8/2013 | 8/21/2013 | Pass |  |  | N/A (Fast Track) | N/A (Fast Track) | N/A (Fast Track) | Executed | No former queue position |  |  | Morgan Hill | 115 | Morgan Hill | 115 |  |  | TRUE | FALSE | Morgan Hill | 115 | [7 empty] | 0.036 |  | 0.036 | 1 | 1
2013-07-30 10:50 | 0784-RD | Fast Track | Fast Track | In Service | 12/26/2013 | 9/30/2013 | 3/3/2014 | SANTA CLARA | TRIMBLE SUB | Storage | 0.054 | 8/8/2013 | 8/27/2013 | Pass |  |  | N/A (Fast Track) | N/A (Fast Track) | N/A (Fast Track) | Executed | No former queue position |  |  |  |  | Trimble | 115 |  |  | TRUE | FALSE | Trimble | 115 | [7 empty] | 0.054 |  | 0.054 | 1 | 1
2013-07-25 14:46 | 0785-RD | Fast Track | Fast Track | Withdrawn | 11/1/2015 | Withdrawn | Withdrawn | SOLANO | GRAND ISLAND SUB | Wind | 3 | 8/15/2013 | 9/4/2013 | Fail Screens: B, F, I, J, K, M | 10/4/2013 | Fail | Withdrawn | Withdrawn | Withdrawn | Withdrawn | No former queue position |  |  |  |  | Grand Island | 115 |  |  | TRUE | FALSE | Grand Island | 115 |  |  | 3 | [7 empty] | 0 | 0
2013-07-29 17:06 | 0786-RD | Fast Track | Fast Track | In Service | 12/7/2013 |  |  | CONTRA COSTA | RICHMOND R SUB | Engine, Solar PV | 0.67575 | 2013-08-28 | 2013-09-17 | Pass | 2013-09-17 | Complete | N/A (Fast Track) | N/A (Fast Track) | N/A (Fast Track) | Executed | No former queue position |  |  |  |  | Richmond R | 115 |  |  | TRUE | FALSE | Richmond R | 115 |  | 0.67575 | [8 empty] | 1 | 1
2013-07-22 09:52 | 0787-RD | Detailed Study | Detailed Study | Withdrawn | 12/31/2013 | Withdrawn | Withdrawn | PLACER | LINCOLN SUB | Solar PV | 2.3 | 8/15/2013 | Withdrawn | Withdrawn | Withdrawn | Withdrawn | Withdrawn | Withdrawn | Withdrawn | Withdrawn | No former queue position |  |  |  |  | Lincoln | 115 |  |  | TRUE | FALSE | Lincoln | 115 |  | 2.3 | [8 empty] | 0 | 0
2013-08-02 14:11 | 0788-RD | Fast Track | Fast Track | Withdrawn | 9/18/2013 | Withdrawn | Withdrawn | SAN FRANCISCO | SAN FRAN Z (EMBARCADERO) SUB | Storage | 0.054 | 8/15/2013 | 8/26/2013 | Pass | 11/7/2013 | Pass | Withdrawn | Withdrawn | Withdrawn | Withdrawn | No former queue position |  |  |  |  | San Fran Z (Embarcadero) |  |  |  | FALSE | FALSE | San Fran Z (Embarcadero) | [8 empty] | 0.054 |  | 0.054 | 0 | 0
2013-07-29 16:07 | 0789-RD | Fast Track | Fast Track | Withdrawn | 7/1/2014 | Withdrawn | Withdrawn | KERN | KERN OIL SUB | Solar PV | 3 | 8/22/2013 | 9/10/2013 | Fail Screens: F, I, J, M | 10/9/2013 | Fail | Withdrawn | Withdrawn | Withdrawn | Withdrawn | No former queue position |  |  |  |  | Kern Oil | 115 |  |  | TRUE | FALSE | Kern Oil | 115 |  | 3 | [8 empty] | 0 | 0
2013-07-19 12:33 | 0790-RD | Fast Track | Fast Track | In Service | 10/20/2014 |  |  | YOLO | UC DAVIS MTR STA | Solar PV | 13.6446 | 8/22/2013 | 9/13/2013 | Fail | 10/15/2013 | Pass | N/A (Fast Track) | N/A (Fast Track) | N/A (Fast Track) | Executed | No former queue position | not found |  | not found |  | Uc Davis Mtr Sta |  |  |  | FALSE | FALSE | not found |  |  | 13.6446 | [8 empty] | 1 | 1
2013-08-02 14:50 | 0791-RD | Fast Track | Fast Track | In Service | 9/18/2013 |  |  | SAN FRANCISCO | SAN FRAN X (MISSION) SUB | Storage | 0.036 | 8/22/2013 | 8/27/2013 | Fail | 10/4/2013 | Pass | N/A (Fast Track) | N/A (Fast Track) | N/A (Fast Track) | Executed | No former queue position |  |  |  |  | San Fran X (Mission) |  |  |  | FALSE | FALSE | San Fran X (Mission) | [8 empty] | 0.036 |  | 0.036 | 1 | 1
2013-07-02 14:12 | 0792-WD | Fast Track | Fast Track | Withdrawn | 11/25/2014 | Withdrawn | Withdrawn | FRESNO | CAMDEN SUB | Solar PV | 2 | 8/22/2013 | 9/13/2013 | Fail Screens: 2, 10 | 11/19/2013 | Pass | Withdrawn | Withdrawn | Withdrawn | Withdrawn | No former queue position |  |  |  |  | Camden |  |  |  | FALSE | FALSE | Camden |  |  | 2 | [8 empty] | 0 | 0
2013-08-09 15:54 | 0793-RD | Fast Track | Fast Track | Withdrawn | 11/23/2013 | Withdrawn | Withdrawn | SANTA CLARA | SAN JOSE B SUB | Other | 0.036 | 8/29/2013 | 9/23/2013 | Pass | Withdrawn | Withdrawn | Withdrawn | Withdrawn | Withdrawn | Withdrawn | No former queue position |  |  |  |  | San Jose B | 115 |  |  | TRUE | FALSE | San Jose B | 115 | [10 empty] | 0 | 0
2013-08-20 10:07 | 0794-RD | Fast Track | Fast Track | In Service | 11/23/2013 |  |  | SAN FRANCISCO | SAN FRAN Y (LARKIN) SUB | Storage | 0.054 | 8/29/2013 | 8/29/2013 | Fail Screens: A | 11/7/2013 | Pass | N/A (Fast Track) | N/A (Fast Track) | N/A (Fast Track) | Executed | No former queue position |  |  |  |  | San Fran Y (Larkin) |  |  |  | FALSE | FALSE | San Fran Y (Larkin) | [8 empty] | 0.054 |  | 0.054 | 1 | 1
2013-08-02 16:53 | 0795-WD | Fast Track | Fast Track | Withdrawn | 10/15/2013 | Withdrawn | Withdrawn | TUOLUMNE | PEORIA SUB | Solar PV | 3 | 8/29/2013 | 9/17/2013 | Fail Screens: 2, 10 | Withdrawn | Withdrawn | Withdrawn | Withdrawn | Withdrawn | Withdrawn | No former queue position |  |  |  |  | Peoria | 115 |  |  | TRUE | FALSE | Peoria | 115 |  | 3 | [8 empty] | 0 | 0
2013-08-15 12:17 | 0796-RD | Fast Track | Independent Study | Withdrawn | 12/1/2014 | Withdrawn | Withdrawn | FRESNO | TIVY VALLEY SUB | Solar PV | 1.5 | 8/29/2013 | 9/9/2013 | Fail | 10/15/2013 | Fail | Withdrawn | Withdrawn | Withdrawn | Withdrawn | R21 Transition to WDT SGIA |  |  |  |  | Tivy Valley |  |  |  | FALSE | FALSE | Tivy Valley |  |  | 1.5 | [8 empty] | 0 | 0
2013-08-09 13:16 | 0797-WD | Fast Track | Fast Track | Withdrawn | 5/1/2015 | Withdrawn | Withdrawn | SAN BENITO | HOLLISTER SUB | Solar PV | 1 | 8/29/2013 | 9/13/2013 | Fail Screens: 2, 6, 10 | 11/21/2013 | Pass | Withdrawn | Withdrawn | Withdrawn | Withdrawn | No former queue position |  |  |  |  | Hollister | 115 |  |  | TRUE | FALSE | Hollister | 115 |  | 1 | [8 empty] | 0 | 0
2013-08-09 15:40 | 0798-WD | Fast Track | Independent Study | Withdrawn | 5/1/2015 | Withdrawn | Withdrawn | MADERA | CASSIDY SUB | Solar PV | 1 | 8/29/2013 | 9/18/2013 | Fail Screens: 2, 10 | 11/19/2013 | Fail | Withdrawn | Withdrawn | Withdrawn | Withdrawn | No former queue position |  |  |  |  | Cassidy |  |  |  | FALSE | FALSE | Cassidy |  |  | 1 | [8 empty] | 0 | 0
2013-08-09 15:53 | 0799-WD | Fast Track | Independent Study | Withdrawn | 5/1/2015 | Withdrawn | Withdrawn | MADERA | CASSIDY SUB | Solar PV | 1 | 8/29/2013 | 9/18/2013 | Fail Screens: 2, 10 | 11/19/2013 | Fail | Withdrawn | Withdrawn | Withdrawn | Withdrawn | No former queue position |  |  |  |  | Cassidy |  |  |  | FALSE | FALSE | Cassidy |  |  | 1 | [8 empty] | 0 | 0
2013-08-09 16:16 | 0800-WD | Fast Track | Independent Study | Withdrawn | 5/1/2015 | Withdrawn | Withdrawn | MADERA | CASSIDY SUB | Solar PV | 1 | 8/29/2013 | 9/18/2013 | Fail Screens: 2, 5, 10 | 11/19/2013 | Fail | Withdrawn | Withdrawn | Withdrawn | Withdrawn | No former queue position |  |  |  |  | Cassidy |  |  |  | FALSE | FALSE | Cassidy |  |  | 1 | [8 empty] | 0 | 0
2013-08-12 13:35 | 0801-WD | Fast Track | Fast Track | Withdrawn | 5/1/2015 | Withdrawn | Withdrawn | SAN JOAQUIN | CARBONA SUB | Solar PV | 1 | 8/29/2013 | 9/18/2013 | Fail Screens: 2, 10 | Withdrawn | Withdrawn | Withdrawn | Withdrawn | Withdrawn | Withdrawn | No former queue position |  |  |  |  | Carbona |  |  |  | FALSE | FALSE | Carbona |  |  | 1 | [8 empty] | 0 | 0
2013-08-12 13:38 | 0802-WD | Fast Track | Fast Track | Withdrawn | 5/1/2015 | Withdrawn | Withdrawn | SAN JOAQUIN | CARBONA SUB | Solar PV | 1 | 8/29/2013 | 9/19/2013 | Pass | Withdrawn | Withdrawn | Withdrawn | Withdrawn | Withdrawn | Withdrawn | No former queue position |  |  |  |  | Carbona |  |  |  | FALSE | FALSE | Carbona |  |  | 1 | [8 empty] | 0 | 0
2013-08-12 13:40 | 0803-WD | Fast Track | Fast Track | Withdrawn | 5/1/2015 | Withdrawn | Withdrawn | SAN JOAQUIN | CARBONA SUB | Solar PV | 1 | 8/29/2013 | 9/16/2013 | Fail Screens: 2, 10 | Withdrawn | Withdrawn | Withdrawn | Withdrawn | Withdrawn | Withdrawn | No former queue position |  |  |  |  | Carbona |  |  |  | FALSE | FALSE | Carbona |  |  | 1 | [8 empty] | 0 | 0
2013-08-20 16:20 | 0804-RD | Fast Track | Fast Track | Withdrawn | 9/1/2014 | Withdrawn | Withdrawn | EL DORADO | DIAMOND SPRINGS SUB | Other | 0.506 | 8/29/2013 | 9/9/2013 | Fail Screens: B, C, G, I, J, K, M | 10/21/2013 | Pass | Withdrawn | Withdrawn | Withdrawn | Withdrawn | No former queue position |  |  |  |  | Diamond Springs |  |  |  | FALSE | FALSE | Diamond Springs | [11 empty] | 0 | 0
2013-08-21 15:56 | 0805-RD | Fast Track | Fast Track | Withdrawn | 8/19/2015 | Withdrawn | Withdrawn | TEHAMA | CORNING SUB | Other | 3 | 8/29/2013 | 9/10/2013 | Fail Screens: B, F, I, J, K, M | 10/7/2013 | Fail | Withdrawn | Withdrawn | Withdrawn | Withdrawn | No former queue position |  |  |  |  | Corning |  |  |  | FALSE | FALSE | Corning | [11 empty] | 0 | 0
2013-08-19 13:33 | 0806-RD | Fast Track | Fast Track | In Service | 11/30/2013 |  |  | SAN FRANCISCO | SAN FRAN X (MISSION) SUB | Storage | 0.054 | 9/5/2013 | 9/26/2013 | Pass |  |  | N/A (Fast Track) | N/A (Fast Track) | N/A (Fast Track) | Executed | No former queue position |  |  |  |  | San Fran X (Mission) |  |  |  | FALSE | FALSE | San Fran X (Mission) | [8 empty] | 0.054 |  | 0.054 | 1 | 1
2013-08-09 16:06 | 0807-RD | Fast Track | Fast Track | Withdrawn | 1/5/2015 | Withdrawn | Withdrawn | SAN LUIS OBISPO | MESA SUB | Solar PV | 3 | 9/5/2013 | 9/23/2013 | Fail Screens: I, J, K, M | 10/22/2013 | Pass | Withdrawn | Withdrawn | Withdrawn | Withdrawn | No former queue position |  |  |  |  | Mesa |  |  |  | FALSE | FALSE | Mesa |  |  | 3 | [8 empty] | 0 | 0
2013-08-21 15:15 | 0808-RD | Fast Track | Fast Track | Withdrawn | 4/30/2015 | Withdrawn | Withdrawn | SAN JOAQUIN | MANTECA SUB | Solar PV | 3 | 9/5/2013 | 9/10/2013 | Fail Screens: B, I, J, K, M | 10/15/2013 | Pass | Withdrawn | Withdrawn | Withdrawn | Withdrawn | No former queue position |  |  |  |  | Manteca | 115 |  |  | TRUE | FALSE | Manteca | 115 |  | 3 | [8 empty] | 0 | 0
2013-07-26 14:42 | 0809-RD | Fast Track | Fast Track | Withdrawn | 3/31/2024 | Withdrawn | Withdrawn | LAKE | CLEAR LAKE SUB | Solar PV | 1.24 | 9/12/2013 | 9/25/2013 | Fail Screens: B, I, J, K, M | 11/6/2013 | Pass | Withdrawn | Withdrawn | Withdrawn | Withdrawn | No former queue position |  |  |  |  | Clear Lake |  |  |  | FALSE | FALSE | Clear Lake |  |  | 1.24 | [8 empty] | 0 | 0
2013-08-16 16:42 | 0810-RD | Fast Track | Fast Track | Withdrawn | 2/20/2015 | Withdrawn | Withdrawn | SAN LUIS OBISPO | TEMPLETON SUB | Solar PV | 3 | 9/12/2013 | 9/24/2013 | Fail Screens: F, G, I, J, K, M | 10/29/2013 | Pass | Withdrawn | Withdrawn | Withdrawn | Withdrawn | No former queue position |  |  |  |  | Templeton | 230 |  |  | TRUE | FALSE | Templeton | 230 |  | 3 | [8 empty] | 0 | 0
2013-08-19 10:08 | 0811-RD | Fast Track | Fast Track | Withdrawn | 2/18/2015 | Withdrawn | Withdrawn | TEHAMA | CORNING SUB | Solar PV | 2 | 9/12/2013 | 9/23/2013 | Fail Screens: F, G, I, J, K, M | Withdrawn | Withdrawn | Withdrawn | Withdrawn | Withdrawn | Withdrawn | No former queue position |  |  |  |  | Corning |  |  |  | FALSE | FALSE | Corning |  |  | 2 | [8 empty] | 0 | 0
2013-08-23 17:10 | 0812-RD | Fast Track | Fast Track | Withdrawn | 2/23/2015 | Withdrawn | Withdrawn | TULARE | OROSI SUB | Solar PV | 3 | 9/12/2013 | 9/26/2013 | Fail Screens: F, I, J, K, M | Withdrawn | Withdrawn | Withdrawn | Withdrawn | Withdrawn | Withdrawn | No former queue position |  |  | Orosi |  | Orosi | 70 |  |  | TRUE | FALSE | Orosi | 70 |  | 3 | [8 empty] | 0 | 0
2013-08-23 14:01 | 0813-WD | Fast Track | Fast Track | Withdrawn | 12/1/2014 | Withdrawn | Withdrawn | SHASTA | JESSUP SUB | Solar PV | 1.406 | 9/12/2013 | 9/24/2013 | Fail Screens: 2, 10 | 10/28/2013 | Pass | Withdrawn | Withdrawn | Withdrawn | Withdrawn | No former queue position |  |  |  |  | Jessup | 115 |  |  | TRUE | FALSE | Jessup | 115 |  | 1.406 | [8 empty] | 0 | 0
2013-08-29 13:03 | 0814-RD | Fast Track | Fast Track | Withdrawn | 10/8/2014 | Withdrawn | Withdrawn | LAKE | HARTLEY SUB | Solar PV | 1.5 | 9/12/2013 | 10/9/2013 | Fail Screens: B, D, I, J, K, M | Withdrawn | Withdrawn | Withdrawn | Withdrawn | Withdrawn | Withdrawn | No former queue position |  |  |  |  | Hartley | 60 |  |  | TRUE | FALSE | Hartley | 60 |  | 1.5 | [8 empty] | 0 | 0
2013-08-09 15:16 | 0815-RD | Fast Track | Fast Track | Withdrawn | 11/23/2013 | Withdrawn | Withdrawn | ALAMEDA | OAKLAND D SUB | Storage | 0.036 | 9/19/2013 | 9/24/2013 | Pass | Withdrawn | Withdrawn | Withdrawn | Withdrawn | Withdrawn | Withdrawn | No former queue position |  |  |  |  | Oakland D |  |  |  | FALSE | FALSE | Oakland D | [8 empty] | 0.036 |  | 0.036 | 0 | 0
2013-08-15 14:13 | 0816-RD | Detailed Study | Detailed Study | In Service | 2/9/2014 |  |  | COLUSA | COLUSA SUB | Engine, Solar PV | 0.036 | 9/19/2013 | N/A | N/A | N/A | N/A | Pass | 1/22/2014 | N/A | Executed | No former queue position |  |  | not found |  | Colusa |  |  |  | FALSE | FALSE | not found |  |  | 0.036 | [8 empty] | 1 | 1
2013-09-05 14:29 | 0817-RD | Fast Track | Detailed Study | Withdrawn | 3/31/2014 | Withdrawn | Withdrawn | BUTTE | WYANDOTTE SUB | Solar PV | 0.054 | 9/19/2013 | 10/8/2013 | Fail Screens: D, I, J, K, M | 11/22/2013 | Fail | Withdrawn | Withdrawn | Withdrawn | Withdrawn | No former queue position |  |  |  |  | Wyandotte | 115 |  |  | TRUE | FALSE | Wyandotte | 115 |  | 0.054 | [8 empty] | 0 | 0
2013-09-05 14:52 | 0818-RD | Fast Track | Fast Track | Withdrawn | 3/31/2014 | Withdrawn | Withdrawn | BUTTE | PARADISE SUB | Solar PV | 0.32 | 9/19/2013 | 10/8/2013 | Fail Screens: I, J, K, M | 11/19/2013 | Pass | Withdrawn | Withdrawn | Withdrawn | Withdrawn | No former queue position |  |  |  |  | Paradise |  |  |  | FALSE | FALSE | Paradise |  |  | 0.32 | [8 empty] | 0 | 0
2013-09-05 15:35 | 0819-RD | Fast Track | Fast Track | Withdrawn | 3/31/2015 | Withdrawn | Withdrawn | MADERA | BONITA SUB | Solar PV | 0.42 | 9/19/2013 | 10/8/2013 | Fail Screens: I, J, K, M | 11/19/2013 | Pass | Withdrawn | Withdrawn | Withdrawn | Withdrawn | No former queue position |  |  |  |  | Bonita |  |  |  | FALSE | FALSE | Bonita |  |  | 0.42 | [8 empty] | 0 | 0
2013-09-05 16:01 | 0820-RD | Fast Track | Fast Track | Withdrawn | 3/31/2014 | Withdrawn | Withdrawn | GLENN | GLENN SUB | Solar PV | 0.6 | 9/19/2013 | 10/8/2013 | Fail Screens: F, I, J, K, M | 11/26/2013 | Pass | Withdrawn | Withdrawn | Withdrawn | Withdrawn | No former queue position |  |  |  |  | Glenn | 230 |  |  | TRUE | FALSE | Glenn | 230 |  | 0.6 | [8 empty] | 0 | 0
2013-09-05 16:34 | 0821-RD | Fast Track | Fast Track | Withdrawn | 3/31/2014 | Withdrawn | Withdrawn | LAKE | CLEAR LAKE SUB | Solar PV | 1 | 9/19/2013 | 10/8/2013 | Fail Screens: F, I, J, K, M | 11/19/2013 | Pass | Withdrawn | Withdrawn | Withdrawn | Withdrawn | No former queue position |  |  |  |  | Clear Lake |  |  |  | FALSE | FALSE | Clear Lake |  |  | 1 | [8 empty] | 0 | 0
2013-09-05 17:33 | 0822-RD | Fast Track | Fast Track | Withdrawn | 3/31/2015 | Withdrawn | Withdrawn | EL DORADO | OLETA SUB | Solar PV | 0.03 | 9/19/2013 | 10/8/2013 | Fail Screens: F, I, J, K, M | 11/19/2013 | Pass | Withdrawn | Withdrawn | Withdrawn | Withdrawn | No former queue position |  |  |  |  | Oleta |  |  |  | FALSE | FALSE | Oleta |  |  | 0.03 | [8 empty] | 0 | 0
2013-09-05 18:06 | 0823-RD | Fast Track | Fast Track | Withdrawn | 6/1/2015 | Withdrawn | Withdrawn | SHASTA | DESCHUTES SUB | Solar PV | 0.03 | 9/19/2013 | 10/8/2013 | Fail Screens: H, I, J, M | 11/26/2013 | Pass | Withdrawn | Withdrawn | Withdrawn | Withdrawn | No former queue position |  |  |  |  | Deschutes |  |  |  | FALSE | FALSE | Deschutes |  |  | 0.03 | [8 empty] | 0 | 0
2013-09-05 18:12 | 0824-RD | Fast Track | Fast Track | Withdrawn | 3/31/2014 | Withdrawn | Withdrawn | SHASTA | COTTONWOOD SUB | Solar PV | 0.2 | 9/19/2013 | 10/8/2013 | Fail Screens: I, J, K, M | 11/22/2013 | Pass | Withdrawn | Withdrawn | Withdrawn | Withdrawn | No former queue position |  |  |  |  | Cottonwood | 230 |  |  | TRUE | FALSE | Cottonwood | 230 |  | 0.2 | [8 empty] | 0 | 0
2013-09-05 18:19 | 0825-RD | Fast Track | Detailed Study | Withdrawn | 6/1/2015 | Withdrawn | Withdrawn | GLENN | GLENN SUB | Solar PV | 0.018 | 9/19/2013 | 10/8/2013 | Fail Screens: I, J, K, M | 11/26/2013 | Fail | Withdrawn | Withdrawn | Withdrawn | Withdrawn | No former queue position |  |  |  |  | Glenn | 230 |  |  | TRUE | FALSE | Glenn | 230 |  | 0.018 | [8 empty] | 0 | 0
2013-09-05 18:29 | 0826-RD | Fast Track | Fast Track | Withdrawn | 3/31/2014 | Withdrawn | Withdrawn | BUTTE | ANITA SUB | Solar PV | 0.001 | 9/19/2013 | 10/8/2013 | Fail Screens: I, J, K, M | 11/19/2013 | Fail | Withdrawn | Withdrawn | Withdrawn | Withdrawn | No former queue position |  |  |  |  | Anita |  |  |  | FALSE | FALSE | Anita |  |  | 0.001 | [8 empty] | 0 | 0
2013-09-05 18:39 | 0827-RD | Fast Track | Fast Track | Withdrawn | 6/1/2015 | Withdrawn | Withdrawn | FRESNO | FIGARDEN SUB | Solar PV | 0.2 | 9/19/2013 | 10/23/2013 | Fail Screens: I, J, K, M | 1/2/2014 | Pass | Withdrawn | Withdrawn | Withdrawn | Withdrawn | No former queue position |  |  |  |  | Figarden | 230 |  |  | TRUE | FALSE | Figarden | 230 |  | 0.2 | [8 empty] | 0 | 0
2013-09-05 18:41 | 0828-RD | Fast Track | Detailed Study | Withdrawn | 3/31/2015 | Withdrawn | Withdrawn | GLENN | LOGAN CREEK SUB | Solar PV | 1.85 | 9/19/2013 | 10/23/2013 | Fail Screens: F, I, J, K, M | 1/10/2014 | Fail | Withdrawn | Withdrawn | Withdrawn | Withdrawn | No former queue position |  |  |  |  | Logan Creek | 230 |  |  | TRUE | FALSE | Logan Creek | 230 |  | 1.85 | [8 empty] | 0 | 0
2013-09-05 20:45 | 0829-RD | Fast Track | Detailed Study | Withdrawn | 6/1/2015 | Withdrawn | Withdrawn | SHASTA | DESCHUTES SUB | Solar PV | 1.85 | 9/19/2013 | 10/23/2013 | Fail Screens: I, J, K, M | 1/10/2014 | Fail | Withdrawn | Withdrawn | Withdrawn | Withdrawn | No former queue position |  |  |  |  | Deschutes |  |  |  | FALSE | FALSE | Deschutes |  |  | 1.85 | [8 empty] | 0 | 0
2013-09-05 20:58 | 0830-RD | Fast Track | Fast Track | Withdrawn | 6/1/2015 | Withdrawn | Withdrawn | SHASTA | GIRVAN SUB | Solar PV | 0.55 | 9/19/2013 | 10/23/2013 | Fail Screens: I, J, K, M | 1/10/2014 | Pass | Withdrawn | Withdrawn | Withdrawn | Withdrawn | No former queue position |  |  |  |  | Girvan |  |  |  | FALSE | FALSE | Girvan |  |  | 0.55 | [8 empty] | 0 | 0
2013-09-05 21:03 | 0831-RD | Fast Track | Fast Track | Withdrawn | 3/31/2014 | Withdrawn | Withdrawn | SUTTER | LIVE OAK SUB | Solar PV | 0.058 | 9/19/2013 | 10/23/2013 | Fail Screens: I, J, K, M | 1/2/2014 | Pass | Withdrawn | Withdrawn | Withdrawn | Withdrawn | No former queue position |  |  |  |  | Live Oak | 115 |  |  | TRUE | FALSE | Live Oak | 115 |  | 0.058 | [8 empty] | 0 | 0
2013-09-05 21:08 | 0832-RD | Fast Track | Fast Track | Withdrawn | 6/1/2015 | Withdrawn | Withdrawn | SHASTA | ANDERSON SUB | Solar PV | 4.49 | 9/19/2013 | 10/23/2013 | Fail Screens: I, J, M | 1/10/2014 | Pass | Withdrawn | Withdrawn | Withdrawn | Withdrawn | No former queue position |  |  |  |  | Anderson |  |  |  | FALSE | FALSE | Anderson |  |  | 4.49 | [8 empty] | 0 | 0
2013-09-05 21:14 | 0833-RD | Fast Track | Detailed Study | Withdrawn | 3/31/2015 | Withdrawn | Withdrawn | MERCED | ATWATER SUB | Solar PV | 9.6 | 9/19/2013 | 10/23/2013 | Fail Screens: I, J, K, M | 1/2/2014 | Fail | Withdrawn | Withdrawn | Withdrawn | Withdrawn | No former queue position |  |  |  |  | Atwater | 115 |  |  | TRUE | FALSE | Atwater | 115 |  | 9.6 | [8 empty] | 0 | 0
2013-09-05 21:16 | 0834-RD | Fast Track | Detailed Study | Withdrawn | 6/1/2015 | Withdrawn | Withdrawn | LASSEN | MCARTHUR SUB | Solar PV | 4.66 | 9/19/2013 | 10/23/2013 | Fail Screens: F, I, J, K, M | 1/10/2014 | Fail | Withdrawn | Withdrawn | Withdrawn | Withdrawn | No former queue position |  |  |  |  | Mcarthur |  |  |  | FALSE | FALSE | Mcarthur |  |  | 4.66 | [8 empty] | 0 | 0
2013-09-05 21:25 | 0835-RD | Fast Track | Fast Track | Withdrawn | 6/1/2015 | Withdrawn | Withdrawn | GLENN | CAPAY SUB | Solar PV | 2 | 9/19/2013 | 10/23/2013 | Fail Screens: I, J, M | 1/10/2014 | Pass | Withdrawn | Withdrawn | Withdrawn | Withdrawn | No former queue position |  |  |  |  | Capay |  |  |  | FALSE | FALSE | Capay |  |  | 2 | [8 empty] | 0 | 0
2013-09-05 21:37 | 0836-RD | Fast Track | Fast Track | Withdrawn | 6/1/2015 | Withdrawn | Withdrawn | AMADOR | ELECTRA SUB | Solar PV | 3 | 9/19/2013 | 10/23/2013 | Fail Screens: I, J, K, M | 1/2/2014 | Pass | Withdrawn | Withdrawn | Withdrawn | Withdrawn | No former queue position |  |  |  |  | Electra |  |  |  | FALSE | FALSE | Electra |  |  | 3 | [8 empty] | 0 | 0
2013-09-05 21:44 | 0837-RD | Fast Track | Fast Track | Withdrawn | 6/1/2015 | Withdrawn | Withdrawn | KERN | LERDO SUB | Solar PV | 3.2 | 9/19/2013 | 11/5/2013 | Fail Screens: I, J, M | 1/7/2014 | Pass | Withdrawn | Withdrawn | Withdrawn | Withdrawn | No former queue position |  |  |  |  | Lerdo | 115 |  |  | TRUE | FALSE | Lerdo | 115 |  | 3.2 | [8 empty] | 0 | 0
2013-09-05 22:33 | 0838-RD | Fast Track | Fast Track | Withdrawn | 3/31/2014 | Withdrawn | Withdrawn | MONTEREY | SALINAS SUB | Solar PV | 0.21 | 9/19/2013 | 11/5/2013 | Fail Screens: I, J, K, M | 1/7/2014 | Pass | Withdrawn | Withdrawn | Withdrawn | Withdrawn | No former queue position |  |  |  |  | Salinas | 115 |  |  | TRUE | FALSE | Salinas | 115 |  | 0.21 | [8 empty] | 0 | 0
2013-09-09 15:14 | 0839-RD | Fast Track | Fast Track | Withdrawn | 3/31/2014 | Withdrawn | Withdrawn | TEHAMA | CORNING SUB | Solar PV | 0.21 | 9/19/2013 | 11/5/2013 | Fail Screens: F, I, J, K | 1/7/2014 | Pass | Withdrawn | Withdrawn | Withdrawn | Withdrawn | No former queue position |  |  |  |  | Corning |  |  |  | FALSE | FALSE | Corning |  |  | 0.21 | [8 empty] | 0 | 0
2013-08-14 12:16 | 0840-RD | Fast Track | Fast Track | Withdrawn | 4/30/2014 | Withdrawn | Withdrawn | MARIN | IGNACIO SUB | Solar PV | 0.21 | 9/26/2013 | 10/16/2013 | Fail Screens: I, J, K, M | Withdrawn | Withdrawn | Withdrawn | Withdrawn | Withdrawn | Withdrawn | No former queue position |  |  |  |  | Ignacio | 230 |  |  | TRUE | FALSE | Ignacio | 230 |  | 0.21 | [8 empty] | 0 | 0
2013-09-03 11:35 | 0841-RD | Fast Track | Fast Track | Withdrawn | 12/30/2014 | Withdrawn | Withdrawn | MONTEREY | JOLON SUB | Solar PV | 0.21 | 9/26/2013 | 10/16/2013 | Fail Screens: I, J, K, M | 12/9/2013 | Pass | Withdrawn | Withdrawn | Withdrawn | Withdrawn | No former queue position |  |  |  |  | Jolon |  |  |  | FALSE | FALSE | Jolon |  |  | 0.21 | [8 empty] | 0 | 0
2013-09-04 10:46 | 0842-RD | Fast Track | Fast Track | Withdrawn | 12/30/2014 | Withdrawn | Withdrawn | GLENN | FIGARDEN SUB | Solar PV | 1.5 | 9/26/2013 | 10/16/2013 | Fail Screens: F, I, J, K, M | Withdrawn | Withdrawn | Withdrawn | Withdrawn | Withdrawn | Withdrawn | No former queue position |  |  |  |  | Figarden | 230 |  |  | TRUE | FALSE | Figarden | 230 |  | 1.5 | [8 empty] | 0 | 0
2013-09-10 13:32 | 0843-RD | Fast Track | Fast Track | Withdrawn | 12/30/2014 | Withdrawn | Withdrawn | MADERA | DAIRYLAND SUB | Solar PV | 1.5 | 9/26/2013 | 10/16/2013 | Fail | 11/27/2013 | Pass | Withdrawn | Withdrawn | Withdrawn | Withdrawn | R21 Transition to WDT SGIA |  |  |  |  | Dairyland | 115 |  |  | TRUE | FALSE | Dairyland | 115 |  | 1.5 | [8 empty] | 0 | 0
2013-09-16 15:34 | 0844-WD | Fast Track | Fast Track | Withdrawn | 6/16/2014 | Withdrawn | Withdrawn | SHASTA | PIT #1 PH | Solar PV | 0.2 | 10/3/2013 | 10/23/2013 | Fail Screens: 2, 10 | 12/12/2013 | Fail | Withdrawn | Withdrawn | Withdrawn | Withdrawn | No former queue position |  |  |  |  | Pit #1 Ph |  |  |  | FALSE | FALSE | Pit #1 Ph |  |  | 0.2 | [8 empty] | 0 | 0
2013-09-14 10:03 | 0845-WD | Fast Track | Fast Track | Withdrawn | 7/31/2014 | Withdrawn | Withdrawn | YOLO | PUTAH CREEK SUB | Solar PV | 2.4 | 10/3/2013 | 10/11/2013 | Fail Screens: 2, 10 | 12/5/2013 | Pass | Withdrawn | Withdrawn | Withdrawn | Withdrawn | No former queue position |  |  |  |  | Putah Creek | 115 |  |  | TRUE | FALSE | Putah Creek | 115 |  | 2.4 | [8 empty] | 0 | 0
2013-09-23 16:05 | 0846-RD | Fast Track | Fast Track | In Service | 1/30/2014 |  |  | SAN FRANCISCO | SAN FRAN Z (EMBARCADERO) SUB | Solar PV | 4.8 | 10/3/2013 | 10/24/2013 | Fail Screens: J, M | 12/2/2013 | Pass | N/A (Fast Track) | N/A (Fast Track) | N/A (Fast Track) | Executed | No former queue position |  |  |  |  | San Fran Z (Embarcadero) |  |  |  | FALSE | FALSE | San Fran Z (Embarcadero) |  |  | 4.8 | [8 empty] | 1 | 1
2013-09-12 18:30 | 0847-RD | Fast Track | Fast Track | Withdrawn | 6/1/2015 | Withdrawn | Withdrawn | BUTTE | SYCAMORE CREEK SUB | Solar PV | 2 | 10/3/2013 | 10/21/2013 | Fail Screens: F, I, J, K, M | 12/4/2013 | Pass | Withdrawn | Withdrawn | Withdrawn | Withdrawn | No former queue position |  |  |  |  | Sycamore Creek |  |  |  | FALSE | FALSE | Sycamore Creek |  |  | 2 | [8 empty] | 0 | 0
2013-09-19 10:33 | 0848-RD | Fast Track | Fast Track | Withdrawn | 12/30/2014 | Withdrawn | Withdrawn | TEHAMA | CORNING SUB | Solar PV | 0.8 | 10/3/2013 | 10/21/2013 | Fail | 12/18/2013 | Pass | Withdrawn | Withdrawn | Withdrawn | Withdrawn | R21 Transition to WDT SGIA |  |  |  |  | Corning |  |  |  | FALSE | FALSE | Corning |  |  | 0.8 | [8 empty] | 0 | 0
2013-09-23 17:15 | 0849-RD | Fast Track | Fast Track | Withdrawn | 5/1/2015 | Withdrawn | Withdrawn | YUBA | BANGOR SUB | Other | 0.5 | 10/3/2013 | 10/21/2013 | Fail Screens: B, F, G, I, J, K, M | 12/3/2013 | Fail | Withdrawn | Withdrawn | Withdrawn | Withdrawn | No former queue position |  |  |  |  | Bangor |  |  |  | FALSE | FALSE | Bangor | [11 empty] | 0 | 0
2013-09-25 11:29 | 0850-WD | Fast Track | Fast Track | Withdrawn | 7/31/2015 | Withdrawn | Withdrawn | SAN LUIS OBISPO | SAN MIGUEL SUB | Solar PV | 1.5 | 10/10/2013 | 10/30/2013 | Fail Screens: 2, 4, 6, 10 | 12/10/2013 | Fail | Withdrawn | Withdrawn | Withdrawn | Withdrawn | No former queue position |  |  |  |  | San Miguel |  |  |  | FALSE | FALSE | San Miguel |  |  | 1.5 | [8 empty] | 0 | 0
2013-10-02 10:19 | 0851-RD | Fast Track | Fast Track | In Service | 12/31/2013 | In Service | 3/13/2014 | SAN FRANCISCO | SAN FRAN Y (LARKIN) SUB | Solar PV | 0.16376 | 10/10/2013 | 10/24/2013 | Pass |  |  | N/A (Fast Track) | N/A (Fast Track) | N/A (Fast Track) | Executed | No former queue position |  |  |  |  | San Fran Y (Larkin) |  |  |  | FALSE | FALSE | San Fran Y (Larkin) |  |  | 0.16376 | [8 empty] | 1 | 1
2013-09-21 09:04 | 0852-RD | Fast Track | Fast Track | Withdrawn | 8/28/2015 | Withdrawn | Withdrawn | KINGS | TULARE LAKE SUB | Solar PV | 3 | 10/17/2013 | 10/29/2013 | Fail Screens: F, I, J, K, M | 12/11/2013 | Fail | Withdrawn | Withdrawn | Withdrawn | Withdrawn | No former queue position |  |  |  |  | Tulare Lake |  |  |  | FALSE | FALSE | Tulare Lake |  |  | 3 | [8 empty] | 0 | 0
2013-09-09 09:15 | 0853-RD | Fast Track | Fast Track | Withdrawn | 6/1/2015 | Withdrawn | Withdrawn | YUBA | DOBBINS SUB | Solar PV | 0.5 | 10/17/2013 | 10/29/2013 | Fail Screens: F, G, I, J, K, M | 1/3/2014 | Pass | Withdrawn | Withdrawn | Withdrawn | Withdrawn | No former queue position |  |  |  |  | Dobbins |  |  |  | FALSE | FALSE | Dobbins |  |  | 0.5 | [8 empty] | 0 | 0
2013-10-01 16:55 | 0854-WD | Fast Track | Fast Track | Active | 4/1/2014 | 3/30/2018 |  | CONTRA COSTA | LONE TREE SUB | Solar PV | 0.93834 | 10/17/2013 | 11/6/2013 | Pass |  |  | N/A (Fast Track) | N/A (Fast Track) | N/A (Fast Track) | Executed | No former queue position | Lone Tree |  |  |  | Lone Tree | 230 |  |  | TRUE | TRUE | Lone Tree |  |  | 0.93834 | [8 empty] | 0 | 1
2013-10-08 10:08 | 0855-RD | Fast Track | Fast Track | Withdrawn | 12/30/2013 | Withdrawn | Withdrawn | SAN MATEO | RED BLUFF SUB | Other | 2 | 10/17/2013 | Withdrawn | Withdrawn | Withdrawn | Withdrawn | Withdrawn | Withdrawn | Withdrawn | Withdrawn | No former queue position |  |  |  |  | Red Bluff | 500 |  |  | TRUE | FALSE | Red Bluff | 500 | [10 empty] | 0 | 0
2013-09-25 12:47 | 0856-RD | Fast Track | Fast Track | Withdrawn | 12/30/2014 | Withdrawn | Withdrawn | BUTTE | WYANDOTTE SUB | Solar PV | 1.5 | 10/24/2013 | 11/7/2013 | Fail Screens: F, G, H, I, J, K, M | 12/23/2013 | Fail | Withdrawn | Withdrawn | Withdrawn | Withdrawn | No former queue position |  |  |  |  | Wyandotte | 115 |  |  | TRUE | FALSE | Wyandotte | 115 |  | 1.5 | [8 empty] | 0 | 0
2013-09-25 13:58 | 0857-RD | Fast Track | Independent Study | In Service | 12/30/2014 | 12/22/2017 | 12/8/2017 | MERCED | ORTIGA SUB | Solar PV | 3 | 10/24/2013 | 11/7/2013 | Fail Screens: 4, 5, 7, 9, 10 | 12/12/2013 | Fail | Pass | 5/6/2014 | N/A | Executed | R21 Transition to WDT SGIA |  |  |  |  | Ortiga |  |  |  | FALSE | FALSE | Ortiga |  |  | 3 | [8 empty] | 1 | 1
2013-09-09 13:10 | 0858-RD | Fast Track | Fast Track | Withdrawn | 3/31/2014 | Withdrawn | Withdrawn | TEHAMA | RED BLUFF SUB | Solar PV | 0.75 | 10/24/2013 | 11/8/2013 | Fail Screens: H, I, J, K, M | 12/31/2013 | Pass | Withdrawn | Withdrawn | Withdrawn | Withdrawn | No former queue position |  |  |  |  | Red Bluff | 500 |  |  | TRUE | FALSE | Red Bluff | 500 |  | 0.75 | [8 empty] | 0 | 0
2013-09-10 15:45 | 0859-RD | Fast Track | Fast Track | Withdrawn | 6/1/2015 | Withdrawn | Withdrawn | TEHAMA | CORNING SUB | Solar PV | 1.25 | 10/24/2013 | 11/8/2013 | Fail Screens: F, I, J, K, M | 12/30/2013 | Pass | Withdrawn | Withdrawn | Withdrawn | Withdrawn | No former queue position |  |  |  |  | Corning |  |  |  | FALSE | FALSE | Corning |  |  | 1.25 | [8 empty] | 0 | 0
2013-09-10 19:11 | 0860-RD | Fast Track | Independent Study | Withdrawn | 6/1/2015 | Withdrawn | Withdrawn | BUTTE | SYCAMORE CREEK SUB | Solar PV | 1.25 | 10/24/2013 | 11/8/2013 | Fail | 12/30/2013 | Fail | Withdrawn | Withdrawn | Withdrawn | Withdrawn | R21 Transition to WDT SGIA |  |  |  |  | Sycamore Creek |  |  |  | FALSE | FALSE | Sycamore Creek |  |  | 1.25 | [8 empty] | 0 | 0
2013-10-14 16:57 | 0861-RD | Fast Track | Fast Track | Withdrawn | 12/30/2013 | Withdrawn | Withdrawn | FRESNO | MANCHESTER SUB | Storage | 0.036 | 10/24/2013 | 11/14/2013 | Pass | Withdrawn | Withdrawn | Withdrawn | Withdrawn | Withdrawn | Withdrawn | No former queue position |  |  |  |  | Manchester |  |  |  | FALSE | FALSE | Manchester | [8 empty] | 0.036 |  | 0.036 | 0 | 0
2013-10-14 17:09 | 0862-RD | Fast Track | Fast Track | Withdrawn | 12/30/2013 | Withdrawn | Withdrawn | SAN FRANCISCO | CASTRO SUB | Storage | 0.054 | 10/24/2013 | 11/5/2013 | Fail | 1/3/2014 | Pass | Withdrawn | Withdrawn | Withdrawn | Withdrawn | No former queue position |  |  |  |  | Castro |  |  |  | FALSE | FALSE | Castro | [8 empty] | 0.054 |  | 0.054 | 0 | 0
2013-10-03 14:26 | 0863-RD | Fast Track | Fast Track | In Service | 12/30/2013 |  |  | SAN FRANCISCO | SAN FRAN Z (EMBARCADERO) SUB | Engine | 0.32 | 10/24/2013 | 11/22/2013 | Fail | 1/17/2014 | Pass | N/A (Fast Track) | N/A (Fast Track) | N/A (Fast Track) | Executed | No former queue position |  |  |  |  | San Fran Z (Embarcadero) |  |  |  | FALSE | FALSE | San Fran Z (Embarcadero) | [11 empty] | 1 | 1
2013-10-15 15:21 | 0864-RD | Fast Track | Fast Track | In Service | 12/30/2013 |  |  | SAN FRANCISCO | SAN FRAN Y (LARKIN) SUB | Storage | 0.42 | 10/31/2013 | 11/15/2013 | Pass |  |  | N/A (Fast Track) | N/A (Fast Track) | N/A (Fast Track) | Executed | No former queue position |  |  |  |  | San Fran Y (Larkin) |  |  |  | FALSE | FALSE | San Fran Y (Larkin) | [8 empty] | 0.42 |  | 0.42 | 1 | 1
2013-10-15 16:30 | 0865-RD | Fast Track | Fast Track | In Service | 12/30/2013 |  |  | SANTA CLARA | MONTAGUE SUB | Storage | 0.6 | 10/31/2013 | 11/15/2013 | Pass |  |  | N/A (Fast Track) | N/A (Fast Track) | N/A (Fast Track) | Executed | No former queue position |  |  |  |  | Montague |  |  |  | FALSE | FALSE | Montague | [8 empty] | 0.6 |  | 0.6 | 1 | 1
2013-10-21 09:53 | 0866-RD | Fast Track | Fast Track | Withdrawn | 11/28/2013 | Withdrawn | Withdrawn | SAN JOAQUIN | LAMMERS SUB | Steam Turbine | 1 | 10/31/2013 | 11/5/2013 | Fail | 12/11/2013 | Pass | Withdrawn | Withdrawn | Withdrawn | Withdrawn | No former queue position |  |  |  |  | Lammers | 115 |  |  | TRUE | FALSE | Lammers | 115 | [10 empty] | 0 | 0
2013-10-17 11:21 | 0867-RD | Fast Track | Fast Track | In Service | 12/30/2013 | In Service | 2/7/2014 | SAN MATEO | MILLBRAE SUB | Storage | 0.03 | 10/31/2013 | 11/15/2013 | Pass |  |  | N/A (Fast Track) | N/A (Fast Track) | N/A (Fast Track) | Executed | No former queue position |  |  |  |  | Millbrae | 115 |  |  | TRUE | FALSE | Millbrae | 115 | [7 empty] | 0.03 |  | 0.03 | 1 | 1
2013-10-14 16:28 | 0868-WD | Fast Track | Fast Track | In Service | 1/5/2015 | 5/29/2015 | 1/21/2015 | KERN | BAKERSFIELD SUB | Solar PV | 0.03 | 11/7/2013 | 11/25/2013 | Fail Screens: 2, 6, 10 | 1/3/2014 | Pass | N/A (Fast Track) | N/A (Fast Track) | N/A (Fast Track) | Executed | No former queue position |  |  |  |  | Bakersfield | 230 |  |  | TRUE | FALSE | Bakersfield | 230 |  | 0.03 | [8 empty] | 1 | 1
2013-10-09 14:33 | 0869-WD | Fast Track | Fast Track | Withdrawn | 1/20/2014 | Withdrawn | Withdrawn | TUOLUMNE | PEORIA SUB | Solar PV | 0.2 | 11/7/2013 | 11/21/2013 | Fail Screens: 2, 10 | 1/3/2014 | Pass | Withdrawn | Withdrawn | Withdrawn | Withdrawn | No former queue position |  |  |  |  | Peoria | 115 |  |  | TRUE | FALSE | Peoria | 115 |  | 0.2 | [8 empty] | 0 | 0
2013-10-30 16:13 | 0870-RD | Fast Track | Fast Track | In Service | 12/25/2013 |  |  | KINGS | CAMDEN SUB | Solar PV | 0.018 | 11/7/2013 | 11/20/2013 | Fail | 1/8/2014 | Pass | N/A (Fast Track) | N/A (Fast Track) | N/A (Fast Track) | Executed | No former queue position |  |  |  |  | Camden |  |  |  | FALSE | FALSE | Camden |  |  | 0.018 | [8 empty] | 1 | 1
2013-10-15 12:46 | 0871-WD | Fast Track | Fast Track | Withdrawn | 7/21/2014 | Withdrawn | Withdrawn | TEHAMA | RED BLUFF SUB | Solar PV | 0.001 | 11/13/2013 | 11/25/2013 | Fail Screens: 2, 4, 10 | Withdrawn | Withdrawn | Withdrawn | Withdrawn | Withdrawn | Withdrawn | No former queue position |  |  |  |  | Red Bluff | 500 |  |  | TRUE | FALSE | Red Bluff | 500 |  | 0.001 | [8 empty] | 0 | 0
2013-10-16 10:55 | 0872-WD | Fast Track | Fast Track | In Service | 6/1/2015 | 7/1/2015 | 11/30/2015 | TEHAMA | CORNING SUB | Solar PV | 0.2 | 11/13/2013 | 12/5/2013 | Fail Screens: 2, 4, 10 | 1/23/2014 | Pass | N/A (Fast Track) | N/A (Fast Track) | N/A (Fast Track) | Executed | No former queue position |  |  |  |  | Corning |  |  |  | FALSE | FALSE | Corning |  |  | 0.2 | [8 empty] | 1 | 1
2013-10-30 10:38 | 0873-RD | Fast Track | Fast Track | Withdrawn | 12/30/2013 | Withdrawn | Withdrawn | SOLANO | CORDELIA SUB | Solar PV, Wind | 1.85 | 11/13/2013 | 11/19/2013 | Fail Screens: B, F, H, I, J, M | 12/23/2013 | Pass | Withdrawn | Withdrawn | Withdrawn | Withdrawn | No former queue position |  |  |  |  | Cordelia |  |  |  | FALSE | FALSE | Cordelia |  |  | 1.85 | 1.85 | [7 empty] | 0 | 0
2013-10-25 12:20 | 0874-RD | Fast Track | Fast Track | Withdrawn | 5/22/2015 | Withdrawn | Withdrawn | LAKE | REDBUD SUB | Solar PV | 1.85 | 11/13/2013 | 12/2/2013 | Fail Screens: I, J, K, M | 1/9/2014 | Pass | Withdrawn | Withdrawn | Withdrawn | Withdrawn | No former queue position |  |  |  |  | Redbud | 115 |  |  | TRUE | FALSE | Redbud | 115 |  | 1.85 | [8 empty] | 0 | 0
2013-10-29 10:51 | 0875-RD | Detailed Study | Detailed Study | Withdrawn | 3/16/2015 | Withdrawn | Withdrawn | MONTEREY | PRUNEDALE SUB | Other | 0.55 | 11/15/2013 | Withdrawn | Withdrawn | Withdrawn | Withdrawn | Withdrawn | Withdrawn | Withdrawn | Withdrawn | No former queue position |  |  |  |  | Prunedale |  |  |  | FALSE | FALSE | Prunedale | [11 empty] | 0 | 0
2013-10-29 19:42 | 0876-WD | Fast Track | Fast Track | Withdrawn | 11/17/2014 | Withdrawn | Withdrawn | YOLO | ZAMORA SUB | Solar PV | 0.058 | 11/15/2013 | 12/3/2013 | Fail Screens: 2, 4, 10 | 1/15/2014 | Fail | Withdrawn | Withdrawn | Withdrawn | Withdrawn | No former queue position |  |  |  |  | Zamora |  |  |  | FALSE | FALSE | Zamora |  |  | 0.058 | [8 empty] | 0 | 0
2013-11-07 05:41 | 0877-RD | Fast Track | Fast Track | In Service | 1/17/2014 | 5/15/2016 |  | SAN MATEO | BELMONT SUB | Engine | 4.49 | 11/20/2013 | 12/11/2013 | Fail | 2/13/2014 | Pass | N/A (Fast Track) | N/A (Fast Track) | N/A (Fast Track) | Executed | No former queue position |  |  |  |  | Belmont |  |  |  | FALSE | FALSE | Belmont | [11 empty] | 1 | 1
2013-11-14 14:41 | 0878-RD | Fast Track | Fast Track | Withdrawn | 12/31/2016 | Withdrawn | Withdrawn | SOLANO | GRAND ISLAND SUB | Wind | 9.6 | 11/26/2013 | 12/12/2013 | Fail Screens: I, J, K, M | 1/27/2014 | Pass | Withdrawn | Withdrawn | Withdrawn | Withdrawn | No former queue position |  |  |  |  | Grand Island | 115 |  |  | TRUE | FALSE | Grand Island | 115 |  |  | 9.6 | [7 empty] | 0 | 0
2013-10-15 12:24 | 0879-RD | Fast Track | Fast Track | Withdrawn | 1/30/2015 | Withdrawn | Withdrawn | MERCED | DOS PALOS SUB | Solar PV | 4.66 | 11/26/2013 | 12/9/2013 | Fail | 1/14/2014 | Pass | Withdrawn | Withdrawn | Withdrawn | Withdrawn | R21 Transition to WDT SGIA |  |  |  |  | Dos Palos |  |  |  | FALSE | FALSE | Dos Palos |  |  | 4.66 | [8 empty] | 0 | 0
2013-11-14 15:07 | 0880-WD | Fast Track | Independent Study | Withdrawn | 3/20/2014 | Withdrawn | Withdrawn | SHASTA | JESSUP SUB | Other | 2 | 11/26/2013 | 12/17/2013 | Fail Screens: 2, 4, 10 | Withdrawn | Withdrawn | Withdrawn | Withdrawn | Withdrawn | Withdrawn | No former queue position |  |  |  |  | Jessup | 115 |  |  | TRUE | FALSE | Jessup | 115 | [10 empty] | 0 | 0
2013-11-18 15:49 | 0881-RD | Fast Track | Fast Track | In Service | 1/29/2014 | In Service | 1/15/2014 | EL DORADO | DIAMOND SPRINGS SUB | Storage | 3 | 11/26/2013 | 12/2/2013 | Pass |  |  | N/A (Fast Track) | N/A (Fast Track) | N/A (Fast Track) | Executed | No former queue position |  |  |  |  | Diamond Springs |  |  |  | FALSE | FALSE | Diamond Springs | [8 empty] | 3 |  | 3 | 1 | 1
2013-11-21 15:38 | 0882-RD | Fast Track | Fast Track | Withdrawn | 1/15/2014 | Withdrawn | Withdrawn | TULARE | DINUBA SUB | Solar PV | 3.2 | 12/17/2013 | 1/8/2014 | Pass | Withdrawn | Withdrawn | Withdrawn | Withdrawn | Withdrawn | Withdrawn | No former queue position |  |  |  |  | Dinuba |  |  |  | FALSE | FALSE | Dinuba |  |  | 3.2 | [8 empty] | 0 | 0
2013-12-12 11:23 | 0883-WD | Fast Track | Fast Track | Withdrawn | 9/1/2015 | Withdrawn | Withdrawn | SHASTA | JESSUP SUB | Solar PV | 0.21 | 12/24/2013 | 1/23/2014 | Fail Screens: 2, 10 | 3/5/2014 | Fail | Withdrawn | Withdrawn | Withdrawn | Withdrawn | No former queue position |  |  |  |  | Jessup | 115 |  |  | TRUE | FALSE | Jessup | 115 |  | 0.21 | [8 empty] | 0 | 0
2013-12-12 09:09 | 0884-RD | Fast Track | Fast Track | In Service | 2/27/2014 | 11/25/2014 | 11/25/2014 | TULARE | DINUBA SUB | Solar PV | 0.21 | 12/24/2013 | 2/20/2014 | Pass |  |  | N/A (Fast Track) | N/A (Fast Track) | N/A (Fast Track) | Executed | No former queue position |  |  |  |  | Dinuba |  |  |  | FALSE | FALSE | Dinuba |  |  | 0.21 | [8 empty] | 1 | 1
2013-12-23 20:30 | 0885-WD | Fast Track | Fast Track | In Service | 7/18/2014 | 12/31/2016 | 5/11/2017 | MARIN | STAFFORD SUB | Solar PV | 0.21 | 1/7/2014 | 1/27/2014 | Fail Screens: 2, 10 | 3/3/2014 | Pass | N/A (Fast Track) | N/A (Fast Track) | N/A (Fast Track) | Executed | No former queue position |  |  |  |  | Stafford |  |  |  | FALSE | FALSE | Stafford |  |  | 0.21 | [8 empty] | 1 | 1
2013-12-23 20:43 | 0886-WD | Fast Track | Fast Track | Withdrawn | 7/18/2014 | Withdrawn | Withdrawn | MARIN | STAFFORD SUB | Solar PV | 0.21 | 1/7/2014 | 1/27/2014 | Fail Screens: 2, 10 | 3/3/2014 | Fail | Withdrawn | Withdrawn | Withdrawn | Withdrawn | No former queue position |  |  |  |  | Stafford |  |  |  | FALSE | FALSE | Stafford |  |  | 0.21 | [8 empty] | 0 | 0
2013-12-24 11:34 | 0887-WD | Fast Track | Independent Study | In Service | 2/20/2014 | 7/30/2014 | 6/23/2014 | SOLANO | VACA DIXON SUB | Storage | 2.4 | 1/15/2014 | 1/23/2014 | Fail | N/A | N/A (Independent Study) | Pass | 4/16/2014 | N/A | Executed | No former queue position |  |  |  |  | Vaca Dixon | 500 |  |  | TRUE | FALSE | Vaca Dixon | 500 | [7 empty] | 2.4 |  | 2.4 | 1 | 1
2014-01-07 17:17 | 0888-WD | Fast Track | Independent Study | In Service | 2/20/2014 | 9/22/2014 | 9/1/2014 | SANTA CLARA | SWIFT SUB | Storage | 4.8 | 1/15/2014 | 1/23/2014 | Fail | N/A | N/A (Independent Study) | Pass | 4/23/2014 | N/A | Executed | No former queue position |  |  |  |  | Swift | 115 |  |  | TRUE | FALSE | Swift | 115 | [7 empty] | 4.8 |  | 4.8 | 1 | 1
2014-01-02 15:08 | 0889-RD | Fast Track | Fast Track | In Service | 3/25/2014 | 3/7/2014 | 3/24/2014 | SANTA CRUZ | ROB ROY SUB | Storage | 0.21 | 1/15/2014 | 1/24/2014 | Pass |  |  | N/A (Fast Track) | N/A (Fast Track) | N/A (Fast Track) | Executed | No former queue position |  |  |  |  | Rob Roy |  |  |  | FALSE | FALSE | Rob Roy | [8 empty] | 0.21 |  | 0.21 | 1 | 1
2014-01-02 18:19 | 0890-RD | Fast Track | Fast Track | In Service | 3/18/2014 | In Service | 3/6/2014 | SANTA CLARA | EDENVALE SUB | Storage | 0.21 | 1/15/2014 | 1/17/2014 | Pass |  |  | N/A (Fast Track) | N/A (Fast Track) | N/A (Fast Track) | Executed | No former queue position |  |  |  |  | Edenvale | 115 |  |  | TRUE | FALSE | Edenvale | 115 | [7 empty] | 0.21 |  | 0.21 | 1 | 1
2014-01-04 19:21 | 0891-WD | Fast Track | Fast Track | Withdrawn | 6/1/2015 | Withdrawn | Withdrawn | ALAMEDA | HERDLYN SUB | Solar PV | 2 | 1/15/2014 | 1/30/2014 | Fail Screens: 2, 10 | Withdrawn | Withdrawn | Withdrawn | Withdrawn | Withdrawn | Withdrawn | No former queue position |  |  |  |  | Herdlyn |  |  |  | FALSE | FALSE | Herdlyn |  |  | 2 | [8 empty] | 0 | 0
2014-01-09 15:45 | 0892-RD | Fast Track | Fast Track | Withdrawn | 8/18/2014 | Withdrawn | Withdrawn | KERN | TUPMAN SUB | Solar PV | 0.21 | 1/22/2014 | 1/31/2014 | Fail Screens: F, I, J, K, M | Withdrawn | Withdrawn | Withdrawn | Withdrawn | Withdrawn | Withdrawn | No former queue position |  |  |  |  | Tupman | 115 |  |  | TRUE | FALSE | Tupman | 115 |  | 0.21 | [8 empty] | 0 | 0
2014-01-14 12:07 | 0893-RD | Fast Track | Fast Track | In Service | 3/27/2014 |  |  | SAN FRANCISCO | SAN FRAN A (POTRERO PP) SUB | Solar PV | 0.8 | 1/22/2014 | 1/30/2014 | Pass |  |  | N/A (Fast Track) | N/A (Fast Track) | N/A (Fast Track) | Executed | No former queue position |  |  |  |  | San Fran A (Potrero Pp) | 230 |  |  | TRUE | FALSE | San Fran A (Potrero Pp) | 230 |  | 0.8 | [8 empty] | 1 | 1
2014-01-02 15:57 | 0894-RD | Fast Track | Fast Track | Withdrawn | 8/18/2014 | Withdrawn | Withdrawn | YOLO | WOODLAND SUB | Solar PV | 0.5 | 1/22/2014 | 2/6/2014 | Fail Screens: I, J, K, M | Withdrawn | Withdrawn | Withdrawn | Withdrawn | Withdrawn | Withdrawn | No former queue position |  |  |  |  | Woodland | 115 |  |  | TRUE | FALSE | Woodland | 115 |  | 0.5 | [8 empty] | 0 | 0
2014-01-08 07:28 | 0895-RD | Fast Track | Fast Track | Withdrawn | 12/31/2015 | Withdrawn | Withdrawn | SOLANO | PEABODY SUB | Wind | 2.5 | 1/22/2014 | 2/10/2014 | Fail Screens: F, G, I, J, K, M | 4/15/2014 | Pass | Withdrawn | Withdrawn | Withdrawn | Withdrawn | No former queue position |  |  |  |  | Peabody | 230 |  |  | TRUE | FALSE | Peabody | 230 |  |  | 2.5 | [7 empty] | 0 | 0
2014-01-14 13:34 | 0896-RD | Fast Track | Fast Track | In Service | 3/26/2014 | In Service | 5/15/2014 | SANTA CLARA | SAN JOSE B SUB | Storage | 0.054 | 1/29/2014 | 2/19/2014 | Pass |  |  | N/A (Fast Track) | N/A (Fast Track) | N/A (Fast Track) | Executed | No former queue position |  |  |  |  | San Jose B | 115 |  |  | TRUE | FALSE | San Jose B | 115 | [7 empty] | 0.054 |  | 0.054 | 1 | 1
2014-01-13 11:04 | 0897-RD | Fast Track | Fast Track | Withdrawn | 8/18/2014 | Withdrawn | Withdrawn | YOLO | DAVIS SUB | Solar PV | 1 | 2/5/2014 | 2/21/2014 | Fail Screens: F, I, J, K, M | Withdrawn | Withdrawn | Withdrawn | Withdrawn | Withdrawn | Withdrawn | No former queue position |  |  |  |  | Davis | 115 |  |  | TRUE | FALSE | Davis | 115 |  | 1 | [8 empty] | 0 | 0
2014-01-31 12:37 | 0898-RD | Fast Track | Fast Track | In Service | 4/24/2014 |  |  | EL DORADO | PLACERVILLE SUB | Solar PV | 0.03977 | 2/5/2014 | 2/6/2014 | Pass |  |  | N/A (Fast Track) | N/A (Fast Track) | N/A (Fast Track) | Executed | No former queue position |  |  |  |  | Placerville | 115 |  |  | TRUE | FALSE | Placerville | 115 |  | 0.03977 | [8 empty] | 1 | 1
2014-01-13 13:27 | 0899-RD | Fast Track | Fast Track | Withdrawn | 3/30/2015 | Withdrawn | Withdrawn | KERN | TAFT SUB | Solar PV | 0.75 | 2/12/2014 | 3/4/2014 | Fail Screens: I, J, K, M | Withdrawn | Withdrawn | Withdrawn | Withdrawn | Withdrawn | Withdrawn | No former queue position |  |  |  |  | Taft | 115 |  |  | TRUE | FALSE | Taft | 115 |  | 0.75 | [8 empty] | 0 | 0
2014-01-13 13:38 | 0900-RD | Fast Track | Detailed Study | Withdrawn | 3/16/2015 | Withdrawn | Withdrawn | TEHAMA | LOS MOLINOS SUB | Solar PV | 0.5 | 2/12/2014 | 3/3/2014 | Fail Screens: I, J, K, M | 4/18/2014 | Fail | Withdrawn | Withdrawn | Withdrawn | Withdrawn | No former queue position |  |  |  |  | Los Molinos |  |  |  | FALSE | FALSE | Los Molinos |  |  | 0.5 | [8 empty] | 0 | 0
2014-02-12 09:59 | 0901-RD | Fast Track | Fast Track | In Service | 4/23/2014 |  |  | SAN FRANCISCO | SAN FRAN Y (LARKIN) SUB | Solar PV | 0.01 | 2/19/2014 | 3/19/2014 | Pass |  |  | N/A (Fast Track) | N/A (Fast Track) | N/A (Fast Track) | Executed | No former queue position |  |  |  |  | San Fran Y (Larkin) |  |  |  | FALSE | FALSE | San Fran Y (Larkin) |  |  | 0.01 | [8 empty] | 1 | 1
2014-02-14 10:07 | 0902-RD | Fast Track | Fast Track | In Service | 4/22/2014 |  |  | SAN FRANCISCO | SAN FRAN Y (LARKIN) SUB | Solar PV | 0.2 | 2/19/2014 | 3/19/2014 | Pass |  |  | N/A (Fast Track) | N/A (Fast Track) | N/A (Fast Track) | Executed | No former queue position |  |  |  |  | San Fran Y (Larkin) |  |  |  | FALSE | FALSE | San Fran Y (Larkin) |  |  | 0.2 | [8 empty] | 1 | 1
2014-02-05 18:23 | 0903-RD | Fast Track | Fast Track | In Service | 8/6/2014 | 10/15/2014 | 9/18/2014 | SANTA CLARA | SAN JOSE A SUB | Engine | 0.32 | 2/26/2014 | 3/19/2014 | Pass |  |  | N/A (Fast Track) | N/A (Fast Track) | N/A (Fast Track) | Executed | No former queue position |  |  |  |  | San Jose A | 115 |  |  | TRUE | FALSE | San Jose A | 115 | [10 empty] | 1 | 1
2014-02-18 16:50 | 0904-RD | Fast Track | Fast Track | In Service | 4/24/2014 | In Service | 5/15/2014 | EL DORADO | PLACERVILLE SUB | Solar PV | 0.42 | 2/26/2014 | 4/8/2014 | Pass |  |  | N/A (Fast Track) | N/A (Fast Track) | N/A (Fast Track) | Executed | No former queue position |  |  |  |  | Placerville | 115 |  |  | TRUE | FALSE | Placerville | 115 |  | 0.42 | [8 empty] | 1 | 1
2014-02-17 14:29 | 0905-RD | Fast Track | Fast Track | Withdrawn | 9/1/2014 | Withdrawn | Withdrawn | FRESNO | AUBERRY SUB | Solar PV | 0.6 | 2/26/2014 | 3/18/2014 | Fail Screens: J, K, M | Withdrawn | Withdrawn | Withdrawn | Withdrawn | Withdrawn | Withdrawn | No former queue position |  |  |  |  | Auberry |  |  |  | FALSE | FALSE | Auberry |  |  | 0.6 | [8 empty] | 0 | 0
2014-02-12 11:42 | 0906-RD | Fast Track | Fast Track | Withdrawn | 4/24/2014 | Withdrawn | Withdrawn | ALAMEDA | OAKLAND X SUB | Other | 1 | 2/26/2014 | 3/31/2014 | Pass | Withdrawn | Withdrawn | Withdrawn | Withdrawn | Withdrawn | Withdrawn | No former queue position |  |  |  |  | Oakland X | 115 |  |  | TRUE | FALSE | Oakland X | 115 | [10 empty] | 0 | 0
2014-02-07 12:00 | 0907-RD | Fast Track | Fast Track | Withdrawn | 2/13/2015 | Withdrawn | Withdrawn | MARIN | NOVATO SUB | Solar PV | 0.03 | 3/5/2014 | 3/25/2014 | Fail Screens: I, J, K, M | Withdrawn | Withdrawn | Withdrawn | Withdrawn | Withdrawn | Withdrawn | No former queue position |  |  |  |  | Novato |  |  |  | FALSE | FALSE | Novato |  |  | 0.03 | [8 empty] | 0 | 0
2014-02-07 13:45 | 0908-RD | Fast Track | Fast Track | Withdrawn | 2/13/2015 | Withdrawn | Withdrawn | MARIN | NOVATO SUB | Solar PV | 0.72 | 3/5/2014 | 3/25/2014 | Fail Screens: I, J, K, M | Withdrawn | Withdrawn | Withdrawn | Withdrawn | Withdrawn | Withdrawn | No former queue position |  |  |  |  | Novato |  |  |  | FALSE | FALSE | Novato |  |  | 0.72 | [8 empty] | 0 | 0
2014-02-28 14:00 | 0909-RD | Fast Track | Fast Track | In Service | 5/21/2014 |  |  | COLUSA | COLUSA SUB | Solar PV, Turbine | 7.602 | 3/5/2014 | 3/21/2014 | Fail |  |  | N/A (Fast Track) | N/A (Fast Track) | N/A (Fast Track) | Executed | No former queue position | not found |  | not found |  | Colusa |  |  |  | FALSE | FALSE | not found |  |  | 7.602 | [8 empty] | 1 | 1
2014-02-17 17:38 | 0910-RD | Fast Track | Fast Track | In Service | 4/23/2014 |  |  | SAN MATEO | BELMONT SUB | Engine | 0.75 | 3/12/2014 | 4/3/2014 | Fail | 6/2/2014 | Pass | N/A (Fast Track) | N/A (Fast Track) | N/A (Fast Track) | Executed | No former queue position |  |  |  |  | Belmont |  |  |  | FALSE | FALSE | Belmont | [11 empty] | 1 | 1
2014-02-24 11:27 | 0911-WD | Independent Study | Independent Study | Withdrawn | 5/1/2014 | Withdrawn | Withdrawn | SHASTA | JESSUP SUB | Biomass | 6.8 | 3/12/2014 | Withdrawn | Withdrawn | Withdrawn | Withdrawn | Withdrawn | Withdrawn | Withdrawn | Withdrawn | No former queue position |  |  |  |  | Jessup | 115 |  |  | TRUE | FALSE | Jessup | 115 | [10 empty] | 0 | 0
2014-02-28 12:28 | 0912-RD | Fast Track | Fast Track | In Service | 5/28/2014 |  |  | PLACER | PLEASANT GROVE SUB | Engine | 21.8 | 3/12/2014 | 3/14/2014 | Fail | 5/5/2014 | Pass | N/A (Fast Track) | N/A (Fast Track) | N/A (Fast Track) | Executed | No former queue position | Pleasant Grove | 115 | Pleasant Grove | 115 | Pleasant Grove | 115 |  |  | TRUE | FALSE | Pleasant Grove | 115 | [10 empty] | 1 | 1
2014-03-04 21:44 | 0913-WD | Fast Track | Independent Study | In Service | 8/1/2014 | 4/22/2016 | 10/5/2016 | CONTRA COSTA | RICHMOND R SUB | Solar PV | 2.0657 | 3/19/2014 | 4/22/2014 | Fail Screens: 2, 4, 10 | 6/26/2014 | Fail | Pass | 2014-09-03 | 06/23/2015 | Executed | No former queue position |  |  |  |  | Richmond R | 115 |  |  | TRUE | FALSE | Richmond R | 115 |  | 2.0657 | [8 empty] | 1 | 1
2014-03-11 09:19 | 0914-RD | Fast Track | Fast Track | Withdrawn | 3/1/2016 | Withdrawn | Withdrawn | MERCED | WRIGHT SUB | Solar PV | 1.5 | 3/26/2014 | 4/8/2014 | Fail Screens: F, I, J, K, M | 5/13/2014 | Pass | Withdrawn | Withdrawn | Withdrawn | Withdrawn | No former queue position |  |  |  |  | Wright |  |  |  | FALSE | FALSE | Wright |  |  | 1.5 | [8 empty] | 0 | 0
2014-03-21 15:30 | 0915-WD | Fast Track | Fast Track | In Service | 4/1/2015 | 11/30/2015 | 4/8/2016 | KINGS | HENRIETTA SUB | Solar PV | 2 | 4/9/2014 | 4/17/2014 | Fail Screens: 2, 5, 10 | 6/9/2014 | Complete | N/A (Fast Track) | N/A (Fast Track) | N/A (Fast Track) | Executed | No former queue position |  |  |  |  | Henrietta | 230 |  |  | TRUE | FALSE | Henrietta | 230 |  | 2 | [8 empty] | 1 | 1
2014-03-13 14:23 | 0916-RD | Fast Track | Fast Track | Withdrawn | 5/22/2014 | Withdrawn | Withdrawn | ALAMEDA | MT EDEN SUB | Storage | 0.42 | 4/9/2014 | 6/10/2014 | Fail | 7/30/2014 | Pass | Withdrawn | Withdrawn | Withdrawn | Withdrawn | No former queue position |  |  |  |  | Mt Eden | 115 |  |  | TRUE | FALSE | Mt Eden | 115 | [7 empty] | 0.42 |  | 0.42 | 0 | 0
2014-03-26 17:40 | 0917-RD | Fast Track | Fast Track | Withdrawn | 9/1/2015 | Withdrawn | Withdrawn | YUBA | BROWNS VALLEY SUB | Other | 0.6 | 4/9/2014 | 5/22/2014 | Fail Screens: B, C, F, I, J, K, M | Withdrawn | Withdrawn | Withdrawn | Withdrawn | Withdrawn | Withdrawn | No former queue position |  |  |  |  | Browns Valley |  |  |  | FALSE | FALSE | Browns Valley | [11 empty] | 0 | 0
2014-03-17 10:43 | 0918-RD | Independent Study | Independent Study | Withdrawn | 10/1/2015 | Withdrawn | Withdrawn | BUTTE | SYCAMORE CREEK SUB | Solar PV | 1 | 4/16/2014 | Withdrawn | Withdrawn | Withdrawn | Withdrawn | Withdrawn | Withdrawn | Withdrawn | Withdrawn | R21 Transition to WDT SGIA |  |  |  |  | Sycamore Creek |  |  |  | FALSE | FALSE | Sycamore Creek |  |  | 1 | [8 empty] | 0 | 0
2014-03-25 14:30 | 0919-RD | Fast Track | Fast Track | Withdrawn | 1/29/2016 | Withdrawn | Withdrawn | LAKE | REDBUD SUB | Solar PV | 0.03 | 4/16/2014 | 5/1/2014 | Fail Screens: B, F, I, J, K, M | Withdrawn | Withdrawn | Withdrawn | Withdrawn | Withdrawn | Withdrawn | No former queue position |  |  |  |  | Redbud | 115 |  |  | TRUE | FALSE | Redbud | 115 |  | 0.03 | [8 empty] | 0 | 0
2014-03-28 16:45 | 0920-WD | Cluster | Cluster | Withdrawn | 3/25/2016 | Withdrawn | Withdrawn | KERN | LAKEVIEW SUB | Solar PV | 18 | 4/16/2014 | Withdrawn | Withdrawn | Withdrawn | Withdrawn | Withdrawn | Withdrawn | Withdrawn | Withdrawn | No former queue position |  |  |  |  | Lakeview | 70 |  |  | TRUE | FALSE | Lakeview | 70 |  | 18 | [8 empty] | 0 | 0
2014-04-07 16:36 | 0921-RD | Fast Track | Fast Track | In Service | 6/26/2014 |  |  | SAN FRANCISCO | SAN FRAN Z (EMBARCADERO) SUB | Storage | 0.054 | 4/16/2014 | 5/6/2014 | Pass |  |  | N/A (Fast Track) | N/A (Fast Track) | N/A (Fast Track) | Executed | No former queue position |  |  |  |  | San Fran Z (Embarcadero) |  |  |  | FALSE | FALSE | San Fran Z (Embarcadero) | [8 empty] | 0.054 |  | 0.054 | 1 | 1
2014-03-27 10:49 | 0922-RD | Detailed Study | Detailed Study | Withdrawn | 6/25/2014 | Withdrawn | Withdrawn | ALAMEDA | NEWARK SUB | Storage | 2 | 4/16/2014 | Withdrawn | Withdrawn | Withdrawn | Withdrawn | Withdrawn | Withdrawn | Withdrawn | Withdrawn | No former queue position |  |  |  |  | Newark | 230 |  |  | TRUE | FALSE | Newark | 230 | [7 empty] | 2 |  | 2 | 0 | 0
2014-04-01 16:25 | 0923-WD | Fast Track | Fast Track | Withdrawn | 10/20/2014 | Withdrawn | Withdrawn | MARIN | GREENBRAE SUB | Solar PV | 0.3 | 4/23/2014 | 5/14/2014 | Fail Screens: 2, 10 | Withdrawn | Withdrawn | Withdrawn | Withdrawn | Withdrawn | Withdrawn | No former queue position |  |  |  |  | Greenbrae |  |  |  | FALSE | FALSE | Greenbrae |  |  | 0.3 | [8 empty] | 0 | 0
2014-04-07 15:24 | 0924-WD | Fast Track | Fast Track | Withdrawn | 4/1/2015 | Withdrawn | Withdrawn | SAN JOAQUIN | MANTECA SUB | Solar PV | 0.432 | 4/23/2014 | 7/1/2014 | Pass | Withdrawn | Withdrawn | Withdrawn | Withdrawn | Withdrawn | Withdrawn | No former queue position |  |  |  |  | Manteca | 115 |  |  | TRUE | FALSE | Manteca | 115 |  | 0.432 | [8 empty] | 0 | 0
2014-04-17 15:10 | 0925-RD | Fast Track | Fast Track | In Service | 6/19/2014 | 8/1/2014 | 8/27/2014 | SAN FRANCISCO | SAN FRAN A (POTRERO PP) SUB | Storage | 0.108 | 4/29/2014 | 5/13/2014 | Pass |  |  | N/A (Fast Track) | N/A (Fast Track) | N/A (Fast Track) | Executed | No former queue position |  |  |  |  | San Fran A (Potrero Pp) | 230 |  |  | TRUE | FALSE | San Fran A (Potrero Pp) | 230 | [7 empty] | 0.108 |  | 0.108 | 1 | 1
2014-03-06 09:03 | 0926-RD | Fast Track | Fast Track | Withdrawn | 7/18/2014 | Withdrawn | Withdrawn | SANTA CLARA | SAN JOSE B SUB | Other | 2 | 5/7/2014 | 6/10/2014 | Fail Screens: B, F, I, J, K, M | Withdrawn | Withdrawn | Withdrawn | Withdrawn | Withdrawn | Withdrawn | No former queue position |  |  |  |  | San Jose B | 115 |  |  | TRUE | FALSE | San Jose B | 115 | [10 empty] | 0 | 0
2014-04-18 10:23 | 0927-RD | Fast Track | Fast Track | In Service | 6/25/2014 | 8/28/2014 | 8/28/2014 | SAN MATEO | BELMONT SUB | Storage | 0.02895 | 5/7/2014 | 5/12/2014 | Pass |  |  | N/A (Fast Track) | N/A (Fast Track) | N/A (Fast Track) | Executed | No former queue position |  |  |  |  | Belmont |  |  |  | FALSE | FALSE | Belmont | [8 empty] | 0.02895 |  | 0.02895 | 1 | 1
2014-04-18 11:10 | 0928-RD | Fast Track | Fast Track | In Service | 6/25/2014 | 7/30/2014 | 7/30/2014 | SAN MATEO | REDWOOD CITY SUB | Storage | 0.02895 | 5/7/2014 | 5/13/2014 | Pass |  |  | N/A (Fast Track) | N/A (Fast Track) | N/A (Fast Track) | Executed | No former queue position |  |  |  |  | Redwood City |  |  |  | FALSE | FALSE | Redwood City | [8 empty] | 0.02895 |  | 0.02895 | 1 | 1
2014-04-10 12:47 | 0929-RD | Fast Track | Fast Track | In Service | 6/26/2014 |  |  | TULARE | DINUBA SUB | Solar PV | 0.69651 | 5/7/2014 | 5/15/2014 | Fail | 7/1/2014 | Pass | N/A (Fast Track) | N/A (Fast Track) | N/A (Fast Track) | Executed | No former queue position |  |  |  |  | Dinuba |  |  |  | FALSE | FALSE | Dinuba |  |  | 0.69651 | [8 empty] | 1 | 1
2014-04-25 12:35 | 0930-RD | Fast Track | Fast Track | In Service | 7/23/2014 |  |  | SAN FRANCISCO | SAN FRAN Y (LARKIN) SUB | Storage | 0.03564 | 5/7/2014 | 5/12/2014 | Pass |  |  | N/A (Fast Track) | N/A (Fast Track) | N/A (Fast Track) | Executed | No former queue position |  |  |  |  | San Fran Y (Larkin) |  |  |  | FALSE | FALSE | San Fran Y (Larkin) | [8 empty] | 0.03564 |  | 0.03564 | 1 | 1
2014-04-28 09:53 | 0931-RD | Fast Track | Fast Track | Withdrawn | 11/3/2014 | Withdrawn | Withdrawn | SHASTA | BURNEY SUB | Other | 3 | 5/7/2014 | 5/20/2014 | Fail Screens: B, F, I, J, K, M | 7/10/2014 | Fail | Withdrawn | Withdrawn | Withdrawn | Withdrawn | No former queue position |  |  |  |  | Burney |  |  |  | FALSE | FALSE | Burney | [11 empty] | 0 | 0
2014-04-23 12:46 | 0932-RD | Fast Track | Fast Track | Withdrawn | 3/18/2016 | Withdrawn | Withdrawn | KERN | COPUS SUB | Solar PV | 3 | 5/14/2014 | 6/5/2014 | Fail Screens: F, I, J, K, M | 7/29/2014 | Fail | Withdrawn | Withdrawn | Withdrawn | Withdrawn | No former queue position |  |  |  |  | Copus | 70 |  |  | TRUE | FALSE | Copus | 70 |  | 3 | [8 empty] | 0 | 0
2014-05-08 10:32 | 0933-RD | Fast Track | Fast Track | In Service | 7/24/2014 |  |  | FRESNO | MANCHESTER SUB | Solar PV | 0.03993 | 5/14/2014 | 6/5/2014 | Pass |  |  | N/A (Fast Track) | N/A (Fast Track) | N/A (Fast Track) | Executed | No former queue position |  |  |  |  | Manchester |  |  |  | FALSE | FALSE | Manchester |  |  | 0.03993 | [8 empty] | 1 | 1
2014-04-24 14:48 | 0934-RD | Fast Track | Fast Track | Withdrawn | 8/18/2014 | Withdrawn | Withdrawn | SANTA CLARA | COYOTE SW STA | Other | 2 | 5/28/2014 | 6/23/2014 | Fail Screens: B, F, H, I, J, K, M | Withdrawn | Withdrawn | Withdrawn | Withdrawn | Withdrawn | Withdrawn | No former queue position |  |  |  |  | Coyote Sw Sta |  |  |  | FALSE | FALSE | Coyote Sw Sta | [11 empty] | 0 | 0
2014-05-21 14:32 | 0935-RD | Fast Track | Fast Track | In Service | Not Provided |  |  | SOLANO | PEABODY SUB | Solar PV | 0.19624 | 5/28/2014 | 6/4/2014 | Pass |  |  | N/A (Fast Track) | N/A (Fast Track) | N/A (Fast Track) | Executed | No former queue position |  |  |  |  | Peabody | 230 |  |  | TRUE | FALSE | Peabody | 230 |  | 0.19624 | [8 empty] | 1 | 1
2014-05-14 12:05 | 0936-RD | Fast Track | Detailed Study | Withdrawn | 12/1/2015 | Withdrawn | Withdrawn | YOLO | GRAND ISLAND SUB | Turbine | 1.85 | 5/28/2014 | 6/11/2014 | Fail Screens: B, F, G, I, J, K, M | 7/15/2014 | Fail | Withdrawn | Withdrawn | Withdrawn | Withdrawn | No former queue position |  |  |  |  | Grand Island | 115 |  |  | TRUE | FALSE | Grand Island | 115 | [10 empty] | 0 | 0
2014-05-09 07:35 | 0937-RD | Fast Track | Fast Track | In Service | 7/29/2014 | In Service | 9/29/2015 | ALAMEDA | NEWARK SUB | Storage | 2 | 5/28/2014 | 7/25/2014 | Fail Screens: I | 11/3/2014 | Pass | N/A (Fast Track) | N/A (Fast Track) | N/A (Fast Track) | Executed | No former queue position |  |  |  |  | Newark | 230 |  |  | TRUE | FALSE | Newark | 230 | [7 empty] | 2 |  | 2 | 1 | 1
2014-05-09 07:58 | 0938-RD | Detailed Study | Detailed Study | In Service | 7/30/2014 | In Service | 11/6/2014 | MONTEREY | LOS COCHES SUB | Storage | 1.1907 | 5/28/2014 | N/A | N/A | N/A | N/A | Pass | 7/29/2014 | N/A | Executed | No former queue position |  |  |  |  | Los Coches | 138 |  |  | TRUE | FALSE | Los Coches | 138 | [7 empty] | 1.1907 |  | 1.1907 | 1 | 1
2014-05-10 08:38 | 0939-RD | Fast Track | Fast Track | In Service | 7/29/2014 | In Service | 8/29/2014 | NAPA | PUEBLO SUB | Storage | 0.19845 | 5/28/2014 | 7/9/2014 | Pass |  |  | N/A (Fast Track) | N/A (Fast Track) | N/A (Fast Track) | Executed | No former queue position |  |  |  |  | Pueblo |  |  |  | FALSE | FALSE | Pueblo | [8 empty] | 0.19845 |  | 0.19845 | 1 | 1
2014-05-10 08:57 | 0940-RD | Fast Track | Fast Track | In Service | 7/29/2014 | In Service | 8/15/2014 | SONOMA | GEYSERVILLE SUB | Storage | 0.19845 | 5/28/2014 | 7/10/2014 | Pass |  |  | N/A (Fast Track) | N/A (Fast Track) | N/A (Fast Track) | Executed | No former queue position |  |  |  |  | Geyserville |  |  |  | FALSE | FALSE | Geyserville | [8 empty] | 0.19845 |  | 0.19845 | 1 | 1
2014-05-10 09:14 | 0941-RD | Fast Track | Fast Track | In Service | 7/29/2014 | In Service | 10/20/2014 | SONOMA | FULTON SUB | Storage | 0.59535 | 5/28/2014 | 7/10/2014 | Fail | 9/11/2014 | Pass | N/A (Fast Track) | N/A (Fast Track) | N/A (Fast Track) | Executed | No former queue position |  |  |  |  | Fulton | 230 |  |  | TRUE | FALSE | Fulton | 230 | [7 empty] | 0.59535 |  | 0.59535 | 1 | 1
2014-05-11 10:06 | 0942-RD | Fast Track | Fast Track | In Service | 7/24/2014 | In Service | 11/6/2014 | SONOMA | GEYSERVILLE SUB | Storage | 0.19845 | 5/28/2014 | 7/11/2014 | Fail | 9/11/2014 | Pass | N/A (Fast Track) | N/A (Fast Track) | N/A (Fast Track) | Executed | No former queue position |  |  |  |  | Geyserville |  |  |  | FALSE | FALSE | Geyserville | [8 empty] | 0.19845 |  | 0.19845 | 1 | 1
2014-05-12 07:35 | 0943-RD | Fast Track | Fast Track | Withdrawn | 7/29/2014 | Withdrawn | Withdrawn | SONOMA | SANTA ROSA A SUB | Storage | 0.6 | 5/28/2014 | 6/16/2014 | Fail | Withdrawn | Withdrawn | Withdrawn | Withdrawn | Withdrawn | Withdrawn | No former queue position |  |  |  |  | Santa Rosa A | 115 |  |  | TRUE | FALSE | Santa Rosa A | 115 | [7 empty] | 0.6 |  | 0.6 | 0 | 0
2014-05-12 07:46 | 0944-RD | Fast Track | Fast Track | Withdrawn | 7/29/2014 | Withdrawn | Withdrawn | SONOMA | SANTA ROSA A SUB | Storage | 1 | 5/28/2014 | 6/16/2014 | Fail | Withdrawn | Withdrawn | Withdrawn | Withdrawn | Withdrawn | Withdrawn | No former queue position |  |  |  |  | Santa Rosa A | 115 |  |  | TRUE | FALSE | Santa Rosa A | 115 | [7 empty] | 1 |  | 1 | 0 | 0
2014-05-20 10:48 | 0945-RD | Fast Track | Fast Track | In Service | 7/30/2014 | In Service | 9/11/2014 | SANTA CLARA | PIERCY SUB | Storage | 0.03 | 5/28/2014 | 6/17/2014 | Pass |  |  | N/A (Fast Track) | N/A (Fast Track) | N/A (Fast Track) | Executed | No former queue position |  |  |  |  | Piercy | 115 |  |  | TRUE | FALSE | Piercy | 115 | [7 empty] | 0.03 |  | 0.03 | 1 | 1
2014-05-19 18:55 | 0946-WD | Fast Track | Independent Study | Withdrawn | 2/12/2015 | Withdrawn | Withdrawn | KERN | SMYRNA SUB | Solar PV | 2 | 6/4/2014 | 6/17/2014 | Fail Screens: 2, 10 | 7/31/2014 | Fail | Withdrawn | Withdrawn | Withdrawn | Withdrawn | No former queue position |  |  |  |  | Smyrna | 115 |  |  | TRUE | FALSE | Smyrna | 115 |  | 2 | [8 empty] | 0 | 0
2014-05-22 10:08 | 0947-RD | Fast Track | Fast Track | Withdrawn | 3/1/2016 | Withdrawn | Withdrawn | TEHAMA | CORNING SUB | Solar PV | 1.365 | 6/4/2014 | 6/20/2014 | Fail Screens: F, J, K, M | 8/12/2014 | Fail | Withdrawn | Withdrawn | Withdrawn | Withdrawn | No former queue position |  |  |  |  | Corning |  |  |  | FALSE | FALSE | Corning |  |  | 1.365 | [8 empty] | 0 | 0
2014-05-17 14:33 | 0948-RD | Fast Track | Fast Track | Withdrawn | 7/24/2014 | Withdrawn | Withdrawn | YUBA | OLIVEHURST SUB | Solar PV | 1.203 | 6/4/2014 | 6/12/2014 | Fail Screens: D, F, H, J, K, M | 8/1/2014 | Fail | Withdrawn | Withdrawn | Withdrawn | Withdrawn | No former queue position |  |  |  |  | Olivehurst | 115 |  |  | TRUE | FALSE | Olivehurst | 115 |  | 1.203 | [8 empty] | 0 | 0
2014-05-20 13:36 | 0949-RD | Fast Track | Detailed Study | In Service | 7/31/2014 | In Service | 7/7/2017 | SANTA CLARA | DIXON LANDING SUB | Engine, Fuel Cell | 13.25 | 6/4/2014 | 9/24/2014 | Fail Screens: B, I, J, K | 12/8/2014 | Fail | Pass | 7/9/2015 | N/A | Executed | No former queue position | Dixon Landing | 115 |  |  | Dixon Landing | 115 |  |  | TRUE | FALSE | Dixon Landing | 115 | [10 empty] | 1 | 1
2014-05-23 11:27 | 0950-WD | Fast Track | Fast Track | Withdrawn | 12/31/2014 | Withdrawn | Withdrawn | MARIN | GREENBRAE SUB | Solar PV | 0.286 | 6/11/2014 | 7/2/2014 | Pass | Withdrawn | Withdrawn | Withdrawn | Withdrawn | Withdrawn | Withdrawn | No former queue position |  |  |  |  | Greenbrae |  |  |  | FALSE | FALSE | Greenbrae |  |  | 0.286 | [8 empty] | 0 | 0
2014-05-22 10:25 | 0951-RD | Fast Track | Fast Track | Withdrawn | 3/1/2016 | Withdrawn | Withdrawn | BUTTE | WYANDOTTE SUB | Solar PV | 1.5 | 6/11/2014 | 6/25/2014 | Fail Screens: F, I, J, K, M | Withdrawn | Withdrawn | Withdrawn | Withdrawn | Withdrawn | Withdrawn | No former queue position |  |  |  |  | Wyandotte | 115 |  |  | TRUE | FALSE | Wyandotte | 115 |  | 1.5 | [8 empty] | 0 | 0
2014-04-29 11:38 | 0952-WD | Independent Study | Independent Study | In Service | 10/26/2015 | 12/5/2016 | 2/16/2017 | MARIN | NOVATO SUB | Engine | 3.9328 | 6/18/2014 | N/A | N/A (Independent Study) | N/A | N/A (Independent Study) | Pass | 10/31/2014 | N/A | Executed | No former queue position |  |  |  |  | Novato |  |  |  | FALSE | FALSE | Novato | [11 empty] | 1 | 1
2014-05-02 17:32 | 0953-RD | Detailed Study | Detailed Study | Withdrawn | 7/15/2015 | Withdrawn | Withdrawn | BUTTE | WYANDOTTE SUB | Solar PV | 0.749 | 6/18/2014 | Withdrawn | Withdrawn | Withdrawn | Withdrawn | Withdrawn | Withdrawn | Withdrawn | Withdrawn | No former queue position |  |  |  |  | Wyandotte | 115 |  |  | TRUE | FALSE | Wyandotte | 115 |  | 0.749 | [8 empty] | 0 | 0
2014-05-02 18:03 | 0954-RD | Detailed Study | Detailed Study | Withdrawn | 7/15/2015 | Withdrawn | Withdrawn | SHASTA | RED BLUFF SUB | Solar PV | 0.749 | 6/18/2014 | Withdrawn | Withdrawn | Withdrawn | Withdrawn | Withdrawn | Withdrawn | Withdrawn | Withdrawn | No former queue position |  |  |  |  | Red Bluff | 500 |  |  | TRUE | FALSE | Red Bluff | 500 |  | 0.749 | [8 empty] | 0 | 0
2014-05-02 18:51 | 0955-RD | Detailed Study | Detailed Study | Withdrawn | 7/15/2015 | Withdrawn | Withdrawn | TEHAMA | RED BLUFF SUB | Solar PV | 0.499 | 6/18/2014 | Withdrawn | Withdrawn | Withdrawn | Withdrawn | Withdrawn | Withdrawn | Withdrawn | Withdrawn | No former queue position |  |  |  |  | Red Bluff | 500 |  |  | TRUE | FALSE | Red Bluff | 500 |  | 0.499 | [8 empty] | 0 | 0
2014-05-02 21:37 | 0956-RD | Detailed Study | Detailed Study | Withdrawn | 7/15/2015 | Withdrawn | Withdrawn | BUTTE | HONCUT SUB | Solar PV | 0.749 | 6/18/2014 | Withdrawn | Withdrawn | Withdrawn | Withdrawn | Withdrawn | Withdrawn | Withdrawn | Withdrawn | No former queue position |  |  |  |  | Honcut | 115 |  |  | TRUE | FALSE | Honcut | 115 |  | 0.749 | [8 empty] | 0 | 0
2014-05-20 11:41 | 0957-RD | Fast Track | Fast Track | Withdrawn | 7/23/2014 | Withdrawn | Withdrawn | SAN LUIS OBISPO | OCEANO SUB | Solar PV | 0.48775 | 2014-07-10 | 2014-07-30 | Pass | Withdrawn | Withdrawn | Withdrawn | Withdrawn | Withdrawn | Withdrawn | No former queue position |  |  |  |  | Oceano | 115 |  |  | TRUE | FALSE | Oceano | 115 |  | 0.48775 | [8 empty] | 0 | 0
2014-05-20 14:12 | 0958-RD | Fast Track | Fast Track | In Service | 7/31/2014 |  |  | SAN LUIS OBISPO | MESA SUB | Solar PV | 0.4831 | 6/18/2014 | 7/8/2014 | Fail | 8/26/2014 | Pass | N/A (Fast Track) | N/A (Fast Track) | N/A (Fast Track) | Executed | No former queue position |  |  |  |  | Mesa |  |  |  | FALSE | FALSE | Mesa |  |  | 0.4831 | [8 empty] | 1 | 1
2014-05-23 13:16 | 0959-RD | Fast Track | Fast Track | In Service | Not Provided |  |  | ALAMEDA | OAKLAND C (OAKLAND PP) SUB | Storage | 0.03 | 6/25/2014 | 7/30/2014 | Pass |  |  | N/A (Fast Track) | N/A (Fast Track) | N/A (Fast Track) | Executed | No former queue position |  |  |  |  | Oakland C (Oakland Pp) |  |  |  | FALSE | FALSE | Oakland C (Oakland Pp) | [8 empty] | 0.03 |  | 0.03 | 1 | 1
2014-05-30 14:57 | 0960-RD | Fast Track | Fast Track | In Service | 8/27/2014 |  |  | ALAMEDA | BERKELEY F SUB | Storage | 0.018 | 6/25/2014 | 7/14/2014 | Pass |  |  | N/A (Fast Track) | N/A (Fast Track) | N/A (Fast Track) | Executed | No former queue position |  |  |  |  | Berkeley F |  |  |  | FALSE | FALSE | Berkeley F | [8 empty] | 0.018 |  | 0.018 | 1 | 1
2014-06-02 12:21 | 0961-RD | Fast Track | Fast Track | In Service | 8/27/2014 |  |  | MARIN | SAN RAFAEL SUB | Storage | 0.03 | 6/25/2014 | 7/2/2014 | Pass |  |  | N/A (Fast Track) | N/A (Fast Track) | N/A (Fast Track) | Executed | No former queue position |  |  |  |  | San Rafael |  |  |  | FALSE | FALSE | San Rafael | [8 empty] | 0.03 |  | 0.03 | 1 | 1
2014-06-02 15:13 | 0962-RD | Fast Track | Fast Track | In Service | 8/27/2014 |  |  | SAN JOAQUIN | STAGG SUB | Storage | 0.03 | 6/25/2014 | 7/2/2014 | Pass |  |  | N/A (Fast Track) | N/A (Fast Track) | N/A (Fast Track) | Executed | No former queue position |  |  | Stagg | 230 | Stagg | 230 |  |  | TRUE | FALSE | Stagg | 230 | [7 empty] | 0.03 |  | 0.03 | 1 | 1
2014-06-16 10:31 | 0963-WD | Fast Track | Independent Study | Withdrawn | 10/15/2015 | Withdrawn | Withdrawn | MARIN | NOVATO SUB | Solar PV | 0.03 | 6/25/2014 | 7/15/2014 | Fail Screens: 2, 4, 10 | 9/22/2014 | Fail | Withdrawn | Withdrawn | Withdrawn | Withdrawn | No former queue position |  |  |  |  | Novato |  |  |  | FALSE | FALSE | Novato |  |  | 0.03 | [8 empty] | 0 | 0
2014-06-06 16:21 | 0964-RD | Fast Track | Fast Track | In Service | 10/16/2015 | 11/13/2015 | 9/23/2015 | FRESNO | KERMAN SUB | Solar PV | 0.2 | 7/1/2014 | 7/10/2014 | Fail | 7/30/2014 | Pass | N/A (Fast Track) | N/A (Fast Track) | N/A (Fast Track) | Executed | R21 Transition to WDT SGIA |  |  |  |  | Kerman |  |  |  | FALSE | FALSE | Kerman |  |  | 0.2 | [8 empty] | 1 | 1
2014-06-06 16:26 | 0965-RD | Fast Track | Fast Track | Withdrawn | 10/16/2015 | Withdrawn | Withdrawn | FRESNO | SAN JOAQUIN SUB | Solar PV | 0.018 | 7/1/2014 | Withdrawn | Withdrawn | Withdrawn | Withdrawn | Withdrawn | Withdrawn | Withdrawn | Withdrawn | No former queue position |  |  |  |  | San Joaquin |  |  |  | FALSE | FALSE | San Joaquin |  |  | 0.018 | [8 empty] | 0 | 0
2014-05-23 10:12 | 0966-RD | Fast Track | Fast Track | Withdrawn | 9/24/2014 | Withdrawn | Withdrawn | KERN | LAMONT SUB | Solar PV | 0.001 | 7/1/2014 | 7/24/2014 | Pass | Withdrawn | Withdrawn | Withdrawn | Withdrawn | Withdrawn | Withdrawn | No former queue position |  |  |  |  | Lamont | 115 |  |  | TRUE | FALSE | Lamont | 115 |  | 0.001 | [8 empty] | 0 | 0
2014-05-23 10:19 | 0967-RD | Fast Track | Fast Track | Withdrawn | 9/24/2014 | Withdrawn | Withdrawn | KERN | LAMONT SUB | Solar PV | 0.2 | 7/1/2014 | 7/24/2014 | Pass | Withdrawn | Withdrawn | Withdrawn | Withdrawn | Withdrawn | Withdrawn | No former queue position |  |  |  |  | Lamont | 115 |  |  | TRUE | FALSE | Lamont | 115 |  | 0.2 | [8 empty] | 0 | 0
2014-05-23 10:20 | 0968-RD | Fast Track | Fast Track | Withdrawn | 9/24/2014 | Withdrawn | Withdrawn | KERN | LAMONT SUB | Solar PV | 0.1 | 7/1/2014 | 7/24/2014 | Fail Screens: I, J, M | Withdrawn | Withdrawn | Withdrawn | Withdrawn | Withdrawn | Withdrawn | No former queue position |  |  |  |  | Lamont | 115 |  |  | TRUE | FALSE | Lamont | 115 |  | 0.1 | [8 empty] | 0 | 0
2014-06-17 14:28 | 0969-RD | Fast Track | Fast Track | In Service | 11/2/2015 | 12/15/2017 | 4/25/2019 | SONOMA | CLOVERDALE SUB | Solar PV | 1 | 7/1/2014 | 7/22/2014 | Fail Screens: 10 | 9/2/2014 | Pass | N/A (Fast Track) | N/A (Fast Track) | N/A (Fast Track) | Executed | R21 Transition to WDT SGIA |  |  |  |  | Cloverdale | 115 |  |  | TRUE | FALSE | Cloverdale | 115 |  | 1 | [8 empty] | 1 | 1
2014-06-18 12:40 | 0970-RD | Fast Track | Fast Track | Withdrawn | 8/27/2014 | Withdrawn | Withdrawn | SANTA CLARA | MONTAGUE SUB | Solar PV | 1.8492 | 7/1/2014 | 7/17/2014 | Fail | 8/14/2014 | Pass | Withdrawn | Withdrawn | Withdrawn | Withdrawn | No former queue position |  |  |  |  | Montague |  |  |  | FALSE | FALSE | Montague |  |  | 1.8492 | [8 empty] | 0 | 0
2014-06-18 13:07 | 0971-RD | Fast Track | Fast Track | In Service | 9/30/2015 |  |  | SANTA CLARA | EVERGREEN SUB | Solar PV | 2.1895 | 7/1/2014 | 7/10/2014 | Fail Screens: D, F, G, H, J, K, M | 8/6/2014 | Pass | N/A (Fast Track) | N/A (Fast Track) | N/A (Fast Track) | Executed | No former queue position |  |  |  |  | Evergreen | 115 |  |  | TRUE | FALSE | Evergreen | 115 |  | 2.1895 | [8 empty] | 1 | 1
2014-06-18 13:38 | 0972-RD | Fast Track | Fast Track | In Service | 8/27/2014 |  |  | SANTA CLARA | EDENVALE SUB | Solar PV | 3.1278 | 7/1/2014 | 7/21/2014 | Fail | 9/2/2014 | Pass | N/A (Fast Track) | N/A (Fast Track) | N/A (Fast Track) | Executed | No former queue position |  |  |  |  | Edenvale | 115 |  |  | TRUE | FALSE | Edenvale | 115 |  | 3.1278 | [8 empty] | 1 | 1
2014-06-18 13:56 | 0973-RD | Fast Track | Fast Track | Withdrawn | 8/28/2014 | Withdrawn | Withdrawn | SANTA CLARA | EDENVALE SUB | Solar PV | 1.7112 | 7/1/2014 | 7/21/2014 | Fail | 8/18/2014 | Pass | Withdrawn | Withdrawn | Withdrawn | Withdrawn | No former queue position |  |  |  |  | Edenvale | 115 |  |  | TRUE | FALSE | Edenvale | 115 |  | 1.7112 | [8 empty] | 0 | 0
2014-06-19 09:02 | 0974-RD | Fast Track | Fast Track | Withdrawn | 8/26/2014 | Withdrawn | Withdrawn | SANTA CLARA | MORGAN HILL SUB | Solar PV | 3 | 7/1/2014 | 7/22/2014 | Fail Screens: G, H, I, J, K, M | 9/2/2014 | Fail | Withdrawn | Withdrawn | Withdrawn | Withdrawn | No former queue position |  |  | Morgan Hill |  | Morgan Hill | 115 |  |  | TRUE | FALSE | Morgan Hill | 115 |  | 3 | [8 empty] | 0 | 0
2014-06-25 08:08 | 0975-RD | Fast Track | Fast Track | Withdrawn | 9/23/2014 | Withdrawn | Withdrawn | SANTA CLARA | SWIFT SUB | Solar PV | 2.7048 | 7/1/2014 | 7/10/2014 | Fail Screens: D, F, H, J, K | 8/7/2014 | Fail | Withdrawn | Withdrawn | Withdrawn | Withdrawn | No former queue position |  |  |  |  | Swift | 115 |  |  | TRUE | FALSE | Swift | 115 |  | 2.7048 | [8 empty] | 0 | 0
2014-06-25 08:17 | 0976-RD | Fast Track | Fast Track | Withdrawn | 9/25/2014 | Withdrawn | Withdrawn | SANTA CLARA | SWIFT SUB | Solar PV | 2.0424 | 7/1/2014 | 7/10/2014 | Fail | 8/8/2014 | Pass | Withdrawn | Withdrawn | Withdrawn | Withdrawn | No former queue position |  |  |  |  | Swift | 115 |  |  | TRUE | FALSE | Swift | 115 |  | 2.0424 | [8 empty] | 0 | 0
2014-06-17 11:02 | 0977-RD | Fast Track | Fast Track | Withdrawn | 8/15/2014 | Withdrawn | Withdrawn | KERN | WASCO SUB | Solar PV | 0.192 | 7/9/2014 | Withdrawn | Withdrawn | Withdrawn | Withdrawn | Withdrawn | Withdrawn | Withdrawn | Withdrawn | No former queue position |  |  |  |  | Wasco |  |  |  | FALSE | FALSE | Wasco |  |  | 0.192 | [8 empty] | 0 | 0
2014-06-23 18:17 | 0978-RD | Fast Track | Fast Track | In Service | 9/24/2014 |  |  | ALAMEDA | DIXON LANDING SUB | Storage | 0.054 | 7/9/2014 | 7/31/2014 | Pass |  |  | N/A (Fast Track) | N/A (Fast Track) | N/A (Fast Track) | Executed | No former queue position |  |  |  |  | Dixon Landing | 115 |  |  | TRUE | FALSE | Dixon Landing | 115 | [7 empty] | 0.054 |  | 0.054 | 1 | 1
2014-06-13 16:35 | 0979-WD | Fast Track | Independent Study | Withdrawn | 3/31/2016 | Withdrawn | Withdrawn | EL DORADO | CLARKSVILLE SUB | Other | 3 | 7/9/2014 | 8/22/2014 | Fail Screens: 2, 5, 9, 10 | Withdrawn | Withdrawn | Withdrawn | Withdrawn | Withdrawn | Withdrawn | No former queue position |  |  |  |  | Clarksville |  |  |  | FALSE | FALSE | Clarksville | [11 empty] | 0 | 0
2014-06-13 16:37 | 0980-WD | Fast Track | Independent Study | Withdrawn | 3/31/2016 | Withdrawn | Withdrawn | EL DORADO | CLARKSVILLE SUB | Other | 2.656 | 7/9/2014 | 8/22/2014 | Fail Screens: 2, 9, 10 | Withdrawn | Withdrawn | Withdrawn | Withdrawn | Withdrawn | Withdrawn | No former queue position |  |  |  |  | Clarksville |  |  |  | FALSE | FALSE | Clarksville | [11 empty] | 0 | 0
2014-06-13 16:42 | 0981-WD | Fast Track | Independent Study | Withdrawn | 3/31/2016 | Withdrawn | Withdrawn | EL DORADO | CLARKSVILLE SUB | Other | 3 | 7/9/2014 | 8/22/2014 | Fail Screens: 2, 9, 10 | Withdrawn | Withdrawn | Withdrawn | Withdrawn | Withdrawn | Withdrawn | No former queue position |  |  |  |  | Clarksville |  |  |  | FALSE | FALSE | Clarksville | [11 empty] | 0 | 0
2014-06-13 16:45 | 0982-WD | Fast Track | Fast Track | Withdrawn | 3/31/2016 | Withdrawn | Withdrawn | EL DORADO | CLARKSVILLE SUB | Other | 3 | 7/9/2014 | 8/26/2014 | Fail Screens: 2, 9, 10 | Withdrawn | Withdrawn | Withdrawn | Withdrawn | Withdrawn | Withdrawn | No former queue position |  |  |  |  | Clarksville |  |  |  | FALSE | FALSE | Clarksville | [11 empty] | 0 | 0
2014-06-13 16:49 | 0983-WD | Fast Track | Fast Track | Withdrawn | 3/31/2016 | Withdrawn | Withdrawn | EL DORADO | CLARKSVILLE SUB | Other | 3 | 7/9/2014 | 8/26/2014 | Fail Screens: 2, 5, 9, 10 | Withdrawn | Withdrawn | Withdrawn | Withdrawn | Withdrawn | Withdrawn | No former queue position |  |  |  |  | Clarksville |  |  |  | FALSE | FALSE | Clarksville | [11 empty] | 0 | 0
2014-06-12 07:53 | 0984-WD | Fast Track | Fast Track | Withdrawn | 3/31/2016 | Withdrawn | Withdrawn | FRESNO | ORO LOMA SUB | Solar PV | 3 | 7/16/2014 | 8/15/2014 | Fail Screens: 2, 10 | 9/29/2014 | Pass | Withdrawn | Withdrawn | Withdrawn | Withdrawn | No former queue position |  |  |  |  | Oro Loma | 115 |  |  | TRUE | FALSE | Oro Loma | 115 |  | 3 | [8 empty] | 0 | 0
2014-06-29 17:12 | 0985-RD | Fast Track | Fast Track | Withdrawn | 8/15/2014 | Withdrawn | Withdrawn | FRESNO | HAMMONDS SUB | Solar PV | 1 | 7/16/2014 | Withdrawn | Withdrawn | Withdrawn | Withdrawn | Withdrawn | Withdrawn | Withdrawn | Withdrawn | No former queue position |  |  |  |  | Hammonds | 115 |  |  | TRUE | FALSE | Hammonds | 115 |  | 1 | [8 empty] | 0 | 0
2014-07-01 18:05 | 0986-WD | Fast Track | Fast Track | Withdrawn | 6/11/2015 | Withdrawn | Withdrawn | KINGS | JACOBS CORNER SUB | Solar PV | 1.5 | 7/23/2014 | 8/12/2014 | Fail Screens: 2, 4, 5, 10 | Withdrawn | Withdrawn | Withdrawn | Withdrawn | Withdrawn | Withdrawn | No former queue position |  |  |  |  | Jacobs Corner |  |  |  | FALSE | FALSE | Jacobs Corner |  |  | 1.5 | [8 empty] | 0 | 0
2014-07-01 18:04 | 0987-WD | Fast Track | Fast Track | Withdrawn | 6/11/2015 | Withdrawn | Withdrawn | KINGS | JACOBS CORNER SUB | Solar PV | 1.5 | 7/23/2014 | 8/12/2014 | Fail Screens: 2, 4, 5, 10 | Withdrawn | Withdrawn | Withdrawn | Withdrawn | Withdrawn | Withdrawn | No former queue position |  |  |  |  | Jacobs Corner |  |  |  | FALSE | FALSE | Jacobs Corner |  |  | 1.5 | [8 empty] | 0 | 0
2014-06-20 14:48 | 0988-WD | Fast Track | Fast Track | Withdrawn | 4/15/2016 | Withdrawn | Withdrawn | FRESNO | CAMDEN SUB | Solar PV | 2 | 7/30/2014 | 8/14/2014 | Fail Screens: 2, 5, 10 | 9/22/2014 | Pass | Withdrawn | Withdrawn | Withdrawn | Withdrawn | No former queue position |  |  |  |  | Camden |  |  |  | FALSE | FALSE | Camden |  |  | 2 | [8 empty] | 0 | 0
2014-07-07 07:59 | 0989-RD | Fast Track | Fast Track | Withdrawn | 9/17/2014 | Withdrawn | Withdrawn | SANTA CLARA | MORGAN HILL SUB | Solar PV | 1.5 | 7/30/2014 | 8/19/2014 | Fail Screens: D, F, H, J, K | 9/23/2014 | Fail | Withdrawn | Withdrawn | Withdrawn | Withdrawn | No former queue position |  |  | Morgan Hill |  | Morgan Hill | 115 |  |  | TRUE | FALSE | Morgan Hill | 115 |  | 1.5 | [8 empty] | 0 | 0
2014-07-16 10:49 | 0990-RD | Fast Track | Fast Track | In Service | 9/24/2014 | In Service | 4/9/2015 | SAN MATEO | EAST GRAND SUB | Storage | 0.036 | 7/30/2014 | 8/7/2014 | Pass |  |  | N/A (Fast Track) | N/A (Fast Track) | N/A (Fast Track) | Executed | No former queue position |  |  |  |  | East Grand |  |  |  | FALSE | FALSE | East Grand | [8 empty] | 0.036 |  | 0.036 | 1 | 1
2014-07-16 13:49 | 0991-RD | Fast Track | Fast Track | In Service | 9/30/2014 | In Service | 7/30/2015 | SANTA CLARA | DIXON LANDING SUB | Storage | 0.054 | 7/30/2014 | 8/6/2014 | Pass |  |  | N/A (Fast Track) | N/A (Fast Track) | N/A (Fast Track) | Executed | No former queue position |  |  |  |  | Dixon Landing | 115 |  |  | TRUE | FALSE | Dixon Landing | 115 | [7 empty] | 0.054 |  | 0.054 | 1 | 1
2014-07-17 11:16 | 0992-WD | Fast Track | Independent Study | Withdrawn | 1/31/2015 | Withdrawn | Withdrawn | MARIN | NOVATO SUB | Solar PV | 1 | 7/30/2014 | 8/20/2014 | Fail Screens: 2, 4, 10 | Withdrawn | Withdrawn | Withdrawn | Withdrawn | Withdrawn | Withdrawn | No former queue position |  |  |  |  | Novato |  |  |  | FALSE | FALSE | Novato |  |  | 1 | [8 empty] | 0 | 0
2012-02-01 18:03 | 0993-RD | Detailed Study | Detailed Study | In Service | 9/30/2014 |  |  | SANTA BARBARA | SANTA MARIA SUB | Engine | 2.852 | 7/30/2014 | N/A | N/A | N/A | N/A | Pass | 11/18/2014 | N/A | Executed | No former queue position |  |  |  |  | Santa Maria |  |  |  | FALSE | FALSE | Santa Maria | [11 empty] | 1 | 1
2014-07-25 08:52 | 0994-WD | Independent Study | Independent Study | Withdrawn | 6/11/2015 | Withdrawn | Withdrawn | KINGS | JACOBS CORNER SUB | Solar PV | 1.5 | 8/13/2014 | Withdrawn | Withdrawn | Withdrawn | Withdrawn | Withdrawn | Withdrawn | Withdrawn | Withdrawn | No former queue position |  |  |  |  | Jacobs Corner |  |  |  | FALSE | FALSE | Jacobs Corner |  |  | 1.5 | [8 empty] | 0 | 0
2014-07-25 08:56 | 0995-WD | Independent Study | Independent Study | Withdrawn | 6/11/2015 | Withdrawn | Withdrawn | KINGS | JACOBS CORNER SUB | Solar PV | 1.5 | 8/13/2014 | Withdrawn | Withdrawn | Withdrawn | Withdrawn | Withdrawn | Withdrawn | Withdrawn | Withdrawn | No former queue position |  |  |  |  | Jacobs Corner |  |  |  | FALSE | FALSE | Jacobs Corner |  |  | 1.5 | [8 empty] | 0 | 0
2014-07-21 16:22 | 0996-RD | Fast Track | Fast Track | In Service | 9/30/2015 | 8/11/2017 | 4/23/2018 | SONOMA | LAKEVILLE SUB | Solar PV | 1 | 8/13/2014 | 9/3/2014 | Fail Screens: 10 | 10/7/2014 | Pass | N/A (Fast Track) | N/A (Fast Track) | N/A (Fast Track) | Executed | R21 Transition to WDT SGIA |  |  |  |  | Lakeville | 230 |  |  | TRUE | FALSE | Lakeville | 230 |  | 1 | [8 empty] | 1 | 1
2014-07-30 12:09 | 0997-WD | Fast Track | Fast Track | In Service | 12/30/2014 | 10/12/2015 | 1/28/2016 | TULARE | OROSI SUB | Solar PV | 0.1 | 8/20/2014 | 8/29/2014 | Pass |  |  | N/A (Fast Track) | N/A (Fast Track) | N/A (Fast Track) | Executed | No former queue position |  |  | Orosi | 70 | Orosi | 70 |  |  | TRUE | FALSE | Orosi | 70 |  | 0.1 | [8 empty] | 1 | 1
2014-07-30 12:16 | 0998-WD | Fast Track | Fast Track | Withdrawn | 4/15/2015 | Withdrawn | Withdrawn | MERCED | WILSON SUB | Solar PV | 0.1 | 8/20/2014 | 9/16/2014 | Fail Screens: 2, 5, 10 | Withdrawn | Withdrawn | Withdrawn | Withdrawn | Withdrawn | Withdrawn | No former queue position |  |  |  |  | Wilson | 230 |  |  | TRUE | FALSE | Wilson | 230 |  | 0.1 | [8 empty] | 0 | 0
2014-08-05 12:32 | 0999-WD | Fast Track | Fast Track | Withdrawn | 10/30/2015 | Withdrawn | Withdrawn | SAN JOAQUIN | MANTECA SUB | Solar PV | 0.36 | 8/20/2014 | 9/9/2014 | Fail Screens: 5, 10 | 11/3/2014 | Pass | Withdrawn | Withdrawn | Withdrawn | Withdrawn | No former queue position |  |  |  |  | Manteca | 115 |  |  | TRUE | FALSE | Manteca | 115 |  | 0.36 | [8 empty] | 0 | 0
2014-08-07 13:00 | 1000-RD | Fast Track | Fast Track | In Service | 10/29/2014 | In Service | 12/17/2015 | SAN MATEO | MILLBRAE SUB | Storage | 0.054 | 8/20/2014 | 9/8/2014 | Pass |  |  | N/A (Fast Track) | N/A (Fast Track) | N/A (Fast Track) | Executed | No former queue position |  |  |  |  | Millbrae | 115 |  |  | TRUE | FALSE | Millbrae | 115 | [7 empty] | 0.054 |  | 0.054 | 1 | 1
2014-08-16 08:30 | 1001-RD | Fast Track | Fast Track | In Service | 10/31/2014 | In Service | 11/6/2014 | MARIN | SAN RAFAEL SUB | Storage | 0.19845 | 8/27/2014 | 10/3/2014 | Pass |  |  | N/A (Fast Track) | N/A (Fast Track) | N/A (Fast Track) | Executed | No former queue position |  |  |  |  | San Rafael |  |  |  | FALSE | FALSE | San Rafael | [8 empty] | 0.19845 |  | 0.19845 | 1 | 1
2014-08-08 08:58 | 1002-RD | Fast Track | Fast Track | In Service | 10/30/2014 |  |  | SANTA CLARA | TRIMBLE SUB | Storage | 0.018 | 8/27/2014 | 9/12/2014 | Pass |  |  | N/A (Fast Track) | N/A (Fast Track) | N/A (Fast Track) | Executed | No former queue position |  |  |  |  | Trimble | 115 |  |  | TRUE | FALSE | Trimble | 115 | [7 empty] | 0.018 |  | 0.018 | 1 | 1
2014-08-11 15:32 | 1003-WD | Fast Track | Fast Track | Withdrawn | 1/1/2015 | Withdrawn | Withdrawn | SAN FRANCISCO | JUDAH SUB | Other | 0.048 | 8/27/2014 | 12/29/2014 | Pass | Withdrawn | Withdrawn | Withdrawn | Withdrawn | Withdrawn | Withdrawn | No former queue position |  |  |  |  | Judah |  |  |  | FALSE | FALSE | Judah | [11 empty] | 0 | 0
2014-08-11 15:50 | 1004-WD | Fast Track | Fast Track | Withdrawn | 1/1/2015 | Withdrawn | Withdrawn | SAN FRANCISCO | SAN FRAN E SUB | Other | 0.048 | 8/27/2014 | 11/21/2014 | Pass | Withdrawn | Withdrawn | Withdrawn | Withdrawn | Withdrawn | Withdrawn | No former queue position |  |  |  |  | San Fran E |  |  |  | FALSE | FALSE | San Fran E | [11 empty] | 0 | 0
2014-08-11 16:07 | 1005-WD | Fast Track | Fast Track | Withdrawn | 1/1/2015 | Withdrawn | Withdrawn | SAN FRANCISCO | SAN FRAN L SUB | Other | 0.048 | 8/27/2014 | 12/17/2014 | Pass | Withdrawn | Withdrawn | Withdrawn | Withdrawn | Withdrawn | Withdrawn | No former queue position |  |  |  |  | San Fran L |  |  |  | FALSE | FALSE | San Fran L | [11 empty] | 0 | 0
2014-08-11 16:29 | 1006-WD | Fast Track | Fast Track | Withdrawn | 1/1/2015 | Withdrawn | Withdrawn | SAN FRANCISCO | SAN FRAN A (POTRERO PP) SUB | Other | 0.048 | 8/27/2014 | 11/6/2014 | Pass | Withdrawn | Withdrawn | Withdrawn | Withdrawn | Withdrawn | Withdrawn | No former queue position |  |  |  |  | San Fran A (Potrero Pp) | 230 |  |  | TRUE | FALSE | San Fran A (Potrero Pp) | 230 | [10 empty] | 0 | 0
2014-08-11 16:40 | 1007-WD | Fast Track | Fast Track | Withdrawn | 1/1/2015 | Withdrawn | Withdrawn | SAN FRANCISCO | SAN FRAN Z (EMBARCADERO) SUB | Other | 0.048 | 8/27/2014 | 12/29/2014 | Pass | Withdrawn | Withdrawn | Withdrawn | Withdrawn | Withdrawn | Withdrawn | No former queue position |  |  |  |  | San Fran Z (Embarcadero) |  |  |  | FALSE | FALSE | San Fran Z (Embarcadero) | [11 empty] | 0 | 0
2014-08-11 16:50 | 1008-WD | Fast Track | Fast Track | Withdrawn | 1/1/2015 | Withdrawn | Withdrawn | SAN FRANCISCO | SAN FRAN X (MISSION) SUB | Other | 0.048 | 8/27/2014 | 11/6/2014 | Pass | Withdrawn | Withdrawn | Withdrawn | Withdrawn | Withdrawn | Withdrawn | No former queue position |  |  |  |  | San Fran X (Mission) |  |  |  | FALSE | FALSE | San Fran X (Mission) | [11 empty] | 0 | 0
2014-08-11 17:00 | 1009-WD | Fast Track | Fast Track | Withdrawn | 1/1/2015 | Withdrawn | Withdrawn | SAN FRANCISCO | SAN FRAN E SUB | Other | 0.048 | 8/27/2014 | 12/15/2014 | Pass | Withdrawn | Withdrawn | Withdrawn | Withdrawn | Withdrawn | Withdrawn | No former queue position |  |  |  |  | San Fran E |  |  |  | FALSE | FALSE | San Fran E | [11 empty] | 0 | 0
2014-08-11 17:17 | 1010-WD | Fast Track | Fast Track | Withdrawn | 1/1/2015 | Withdrawn | Withdrawn | SAN FRANCISCO | SAN FRAN Y (LARKIN) SUB | Other | 0.048 | 8/27/2014 | 11/6/2014 | Pass | Withdrawn | Withdrawn | Withdrawn | Withdrawn | Withdrawn | Withdrawn | No former queue position |  |  |  |  | San Fran Y (Larkin) |  |  |  | FALSE | FALSE | San Fran Y (Larkin) | [11 empty] | 0 | 0
2014-08-12 05:56 | 1011-RD | Fast Track | Fast Track | Withdrawn | 10/31/2014 | Withdrawn | Withdrawn | HUMBOLDT | BLUE LAKE SUB | Other | 0.17 | 8/27/2014 | 9/16/2014 | Fail Screens: B, I, J | Withdrawn | Withdrawn | Withdrawn | Withdrawn | Withdrawn | Withdrawn | No former queue position |  |  |  |  | Blue Lake |  |  |  | FALSE | FALSE | Blue Lake | [11 empty] | 0 | 0
2014-08-18 16:16 | 1012-WD | Fast Track | Independent Study | In Service | 6/11/2015 | 2/1/2016 | 12/16/2015 | KINGS | HENRIETTA SUB | Solar PV | 1.5 | 8/27/2014 | 9/15/2014 | Fail Screens: 2, 4, 10 | N/A | N/A (Independent Study) | Pass | 1/27/2015 | N/A | Executed | No former queue position |  |  |  |  | Henrietta | 230 |  |  | TRUE | FALSE | Henrietta | 230 |  | 1.5 | [8 empty] | 1 | 1
2014-08-18 16:26 | 1013-WD | Fast Track | Independent Study | Withdrawn | 6/11/2015 | Withdrawn | Withdrawn | KINGS | HENRIETTA SUB | Solar PV | 1.5 | 8/27/2014 | 9/15/2014 | Fail Screens: 2, 4, 10 | Withdrawn | Withdrawn | Withdrawn | Withdrawn | Withdrawn | Withdrawn | No former queue position |  |  |  |  | Henrietta | 230 |  |  | TRUE | FALSE | Henrietta | 230 |  | 1.5 | [8 empty] | 0 | 0
2014-08-22 14:15 | 1014-WD | Independent Study | Independent Study | In Service | 12/1/2015 | 8/31/2017 | 12/1/2017 | KERN | MAGUNDEN SUB | Solar PV | 5.25 | 9/3/2014 | N/A | N/A (Independent Study) | N/A | N/A (Independent Study) | Pass | 2015-01-12 | N/A | Executed | No former queue position | Magunden | 115 |  |  | Magunden | 230 |  |  | TRUE | FALSE | Magunden | 115 |  | 5.25 | [8 empty] | 1 | 1
2014-08-21 12:44 | 1015-RD | Fast Track | Fast Track | Withdrawn | 10/15/2015 | Withdrawn | Withdrawn | SHASTA | BURNEY SUB | Solar PV | 0.333 | 9/3/2014 | 9/23/2014 | Fail Screens: F, I, J, K, M | 11/3/2014 | Pass | Withdrawn | Withdrawn | Withdrawn | Withdrawn | No former queue position |  |  |  |  | Burney |  |  |  | FALSE | FALSE | Burney |  |  | 0.333 | [8 empty] | 0 | 0
2014-08-25 22:38 | 1016-RD | Fast Track | Fast Track | In Service | 11/26/2014 |  |  | SANTA BARBARA | SANTA YNEZ SUB | Storage | 0.03 | 9/10/2014 | 10/14/2014 | Pass |  |  | N/A (Fast Track) | N/A (Fast Track) | N/A (Fast Track) | Executed | No former queue position |  |  |  |  | Santa Ynez |  |  |  | FALSE | FALSE | Santa Ynez | [8 empty] | 0.03 |  | 0.03 | 1 | 1
2014-08-25 22:55 | 1017-RD | Fast Track | Fast Track | In Service | 11/28/2014 | In Service | 12/4/2014 | BUTTE | BUTTE SUB | Storage | 0.03 | 9/10/2014 | 10/24/2014 | Pass |  |  | N/A (Fast Track) | N/A (Fast Track) | N/A (Fast Track) | Executed | No former queue position |  |  |  |  | Butte | 115 |  |  | TRUE | FALSE | Butte | 115 | [7 empty] | 0.03 |  | 0.03 | 1 | 1
2014-09-01 13:51 | 1018-WD | Fast Track | Fast Track | Withdrawn | 1/15/2015 | Withdrawn | Withdrawn | SAN FRANCISCO | SAN FRAN G SUB | Other | 0.2 | 9/17/2014 | 3/2/2015 | Pass | Withdrawn | Withdrawn | Withdrawn | Withdrawn | Withdrawn | Withdrawn | No former queue position |  |  |  |  | San Fran G |  |  |  | FALSE | FALSE | San Fran G | [11 empty] | 0 | 0
2014-09-01 14:01 | 1019-WD | Fast Track | Fast Track | Withdrawn | 1/2/2015 | Withdrawn | Withdrawn | SAN FRANCISCO | SAN FRAN Y (LARKIN) SUB | Other | 0.018 | 9/17/2014 | 2016-04-06 | Pass | Withdrawn | Withdrawn | Withdrawn | Withdrawn | Withdrawn | Withdrawn | No former queue position |  |  |  |  | San Fran Y (Larkin) |  |  |  | FALSE | FALSE | San Fran Y (Larkin) | [11 empty] | 0 | 0
2014-09-01 16:32 | 1020-WD | Fast Track | Fast Track | Withdrawn | 1/2/2015 | Withdrawn | Withdrawn | SAN FRANCISCO | SAN FRAN X (MISSION) SUB | Other | 0.001 | 9/17/2014 | 3/20/2015 | Pass | Withdrawn | Withdrawn | Withdrawn | Withdrawn | Withdrawn | Withdrawn | No former queue position |  |  |  |  | San Fran X (Mission) |  |  |  | FALSE | FALSE | San Fran X (Mission) | [11 empty] | 0 | 0
2014-09-01 16:42 | 1021-WD | Fast Track | Fast Track | Withdrawn | 12/31/2014 | Withdrawn | Withdrawn | SAN FRANCISCO | SAN FRAN F (MARINA) SUB | Other | 0.2 | 9/17/2014 | 3/30/2015 | Pass | Withdrawn | Withdrawn | Withdrawn | Withdrawn | Withdrawn | Withdrawn | No former queue position |  |  |  |  | San Fran F (Marina) |  |  |  | FALSE | FALSE | San Fran F (Marina) | [11 empty] | 0 | 0
2014-09-01 16:49 | 1022-WD | Fast Track | Fast Track | Withdrawn | 12/31/2014 | Withdrawn | Withdrawn | SAN FRANCISCO | SAN FRAN F (MARINA) SUB | Other | 1.85 | 9/17/2014 | 3/30/2015 | Pass | Withdrawn | Withdrawn | Withdrawn | Withdrawn | Withdrawn | Withdrawn | No former queue position |  |  |  |  | San Fran F (Marina) |  |  |  | FALSE | FALSE | San Fran F (Marina) | [11 empty] | 0 | 0
2014-09-02 08:11 | 1023-WD | Fast Track | Fast Track | Withdrawn | 12/31/2014 | Withdrawn | Withdrawn | SAN FRANCISCO | SAN FRAN Y (LARKIN) SUB | Other | 1.85 | 9/17/2014 | 3/20/2015 | Pass | Withdrawn | Withdrawn | Withdrawn | Withdrawn | Withdrawn | Withdrawn | No former queue position |  |  |  |  | San Fran Y (Larkin) |  |  |  | FALSE | FALSE | San Fran Y (Larkin) | [11 empty] | 0 | 0
2014-09-02 08:21 | 1024-WD | Fast Track | Fast Track | Withdrawn | 12/31/2014 | Withdrawn | Withdrawn | SAN FRANCISCO | SAN FRAN X (MISSION) SUB | Other | 0.55 | 9/17/2014 | 12/22/2015 | Pass | Withdrawn | Withdrawn | Withdrawn | Withdrawn | Withdrawn | Withdrawn | No former queue position |  |  |  |  | San Fran X (Mission) |  |  |  | FALSE | FALSE | San Fran X (Mission) | [11 empty] | 0 | 0
2014-09-02 09:12 | 1025-WD | Fast Track | Fast Track | Withdrawn | 12/31/2014 | Withdrawn | Withdrawn | SAN FRANCISCO | SAN FRAN X (MISSION) SUB | Other | 0.048 | 9/17/2014 | 3/20/2015 | Pass | Withdrawn | Withdrawn | Withdrawn | Withdrawn | Withdrawn | Withdrawn | No former queue position |  |  |  |  | San Fran X (Mission) |  |  |  | FALSE | FALSE | San Fran X (Mission) | [11 empty] | 0 | 0
2014-09-02 10:41 | 1026-WD | Fast Track | Fast Track | Withdrawn | 12/31/2014 | Withdrawn | Withdrawn | SAN FRANCISCO | SAN FRAN F (MARINA) SUB | Other | 0.048 | 9/17/2014 | 4/23/2015 | Pass | Withdrawn | Withdrawn | Withdrawn | Withdrawn | Withdrawn | Withdrawn | No former queue position |  |  |  |  | San Fran F (Marina) |  |  |  | FALSE | FALSE | San Fran F (Marina) | [11 empty] | 0 | 0
2014-09-02 10:52 | 1027-WD | Fast Track | Fast Track | Withdrawn | 12/31/2014 | Withdrawn | Withdrawn | SAN FRANCISCO | SAN FRAN F (MARINA) SUB | Other | 0.048 | 9/17/2014 | 11/21/2014 | Pass | Withdrawn | Withdrawn | Withdrawn | Withdrawn | Withdrawn | Withdrawn | No former queue position |  |  |  |  | San Fran F (Marina) |  |  |  | FALSE | FALSE | San Fran F (Marina) | [11 empty] | 0 | 0
2014-09-02 10:58 | 1028-WD | Fast Track | Fast Track | Withdrawn | 1/15/2015 | Withdrawn | Withdrawn | SAN FRANCISCO | SAN FRAN Y (LARKIN) SUB | Other | 0.048 | 9/17/2014 | 12/22/2015 | Pass | Withdrawn | Withdrawn | Withdrawn | Withdrawn | Withdrawn | Withdrawn | No former queue position |  |  |  |  | San Fran Y (Larkin) |  |  |  | FALSE | FALSE | San Fran Y (Larkin) | [11 empty] | 0 | 0
2014-09-02 11:04 | 1029-WD | Fast Track | Fast Track | Withdrawn | 12/31/2014 | Withdrawn | Withdrawn | SAN FRANCISCO | SAN FRAN Y (LARKIN) SUB | Other | 0.048 | 9/17/2014 | 3/31/2015 | Pass | Withdrawn | Withdrawn | Withdrawn | Withdrawn | Withdrawn | Withdrawn | No former queue position |  |  |  |  | San Fran Y (Larkin) |  |  |  | FALSE | FALSE | San Fran Y (Larkin) | [11 empty] | 0 | 0
2014-09-02 11:23 | 1030-WD | Fast Track | Fast Track | Withdrawn | 12/31/2014 | Withdrawn | Withdrawn | SAN FRANCISCO | SAN FRAN J SUB | Other | 0.048 | 9/17/2014 | 3/30/2015 | Fail Screens: 7, 10 | Withdrawn | Withdrawn | Withdrawn | Withdrawn | Withdrawn | Withdrawn | No former queue position |  |  |  |  | San Fran J |  |  |  | FALSE | FALSE | San Fran J | [11 empty] | 0 | 0
2014-09-02 11:29 | 1031-WD | Fast Track | Fast Track | Withdrawn | 12/31/2014 | Withdrawn | Withdrawn | SAN FRANCISCO | SAN FRAN F (MARINA) SUB | Other | 0.048 | 9/17/2014 | Withdrawn | Withdrawn | Withdrawn | Withdrawn | Withdrawn | Withdrawn | Withdrawn | Withdrawn | No former queue position |  |  |  |  | San Fran F (Marina) |  |  |  | FALSE | FALSE | San Fran F (Marina) | [11 empty] | 0 | 0
2014-09-02 12:17 | 1032-WD | Fast Track | Fast Track | Withdrawn | 12/31/2014 | Withdrawn | Withdrawn | SAN FRANCISCO | SAN FRAN G SUB | Other | 0.048 | 9/17/2014 | 4/23/2015 | Pass | Withdrawn | Withdrawn | Withdrawn | Withdrawn | Withdrawn | Withdrawn | No former queue position |  |  |  |  | San Fran G |  |  |  | FALSE | FALSE | San Fran G | [11 empty] | 0 | 0
2014-09-02 12:26 | 1033-WD | Fast Track | Fast Track | Withdrawn | 12/31/2014 | Withdrawn | Withdrawn | SAN FRANCISCO | SAN FRAN H (MARTIN) SUB | Other | 0.048 | 9/17/2014 | 12/23/2015 | Pass | Withdrawn | Withdrawn | Withdrawn | Withdrawn | Withdrawn | Withdrawn | No former queue position |  |  |  |  | San Fran H (Martin) |  |  |  | FALSE | FALSE | San Fran H (Martin) | [11 empty] | 0 | 0
2014-09-02 12:32 | 1034-WD | Fast Track | Fast Track | Withdrawn | 12/31/2014 | Withdrawn | Withdrawn | SAN FRANCISCO | SAN FRAN E SUB | Other | 0.048 | 9/17/2014 | 12/23/2015 | Pass | Withdrawn | Withdrawn | Withdrawn | Withdrawn | Withdrawn | Withdrawn | No former queue position |  |  |  |  | San Fran E |  |  |  | FALSE | FALSE | San Fran E | [11 empty] | 0 | 0
2014-09-02 12:36 | 1035-WD | Fast Track | Fast Track | Withdrawn | 12/31/2014 | Withdrawn | Withdrawn | SAN FRANCISCO | SAN FRAN J SUB | Other | 0.048 | 9/17/2014 | 12/23/2015 | Pass | Withdrawn | Withdrawn | Withdrawn | Withdrawn | Withdrawn | Withdrawn | No former queue position |  |  |  |  | San Fran J |  |  |  | FALSE | FALSE | San Fran J | [11 empty] | 0 | 0
2014-09-02 12:42 | 1036-WD | Fast Track | Fast Track | Withdrawn | 12/31/2014 | Withdrawn | Withdrawn | SAN FRANCISCO | SAN FRAN G SUB | Other | 0.048 | 9/17/2014 | 12/22/2015 | Pass | Withdrawn | Withdrawn | Withdrawn | Withdrawn | Withdrawn | Withdrawn | No former queue position |  |  |  |  | San Fran G |  |  |  | FALSE | FALSE | San Fran G | [11 empty] | 0 | 0
2014-09-03 17:50 | 1037-WD | Fast Track | Fast Track | Withdrawn | 12/31/2014 | Withdrawn | Withdrawn | SAN FRANCISCO | SAN FRAN F (MARINA) SUB | Other | 0.048 | 9/17/2014 | 12/23/2015 | Pass | Withdrawn | Withdrawn | Withdrawn | Withdrawn | Withdrawn | Withdrawn | No former queue position |  |  |  |  | San Fran F (Marina) |  |  |  | FALSE | FALSE | San Fran F (Marina) | [11 empty] | 0 | 0
2014-09-03 17:56 | 1038-WD | Fast Track | Fast Track | Withdrawn | 1/15/2015 | Withdrawn | Withdrawn | SAN FRANCISCO | SAN FRAN Y (LARKIN) SUB | Other | 0.048 | 9/17/2014 | Withdrawn | Withdrawn | Withdrawn | Withdrawn | Withdrawn | Withdrawn | Withdrawn | Withdrawn | No former queue position |  |  |  |  | San Fran Y (Larkin) |  |  |  | FALSE | FALSE | San Fran Y (Larkin) | [11 empty] | 0 | 0
2014-09-03 18:10 | 1039-WD | Fast Track | Fast Track | Withdrawn | 12/31/2014 | Withdrawn | Withdrawn | SAN FRANCISCO | SAN FRAN G SUB | Other | 0.048 | 9/17/2014 | 4/23/2015 | Pass | Withdrawn | Withdrawn | Withdrawn | Withdrawn | Withdrawn | Withdrawn | No former queue position |  |  |  |  | San Fran G |  |  |  | FALSE | FALSE | San Fran G | [11 empty] | 0 | 0
2014-09-03 18:15 | 1040-WD | Fast Track | Fast Track | Withdrawn | 12/31/2014 | Withdrawn | Withdrawn | SAN FRANCISCO | SAN FRAN X (MISSION) SUB | Other | 0.048 | 9/17/2014 | 12/22/2015 | Pass | Withdrawn | Withdrawn | Withdrawn | Withdrawn | Withdrawn | Withdrawn | No former queue position |  |  |  |  | San Fran X (Mission) |  |  |  | FALSE | FALSE | San Fran X (Mission) | [11 empty] | 0 | 0
2014-09-03 18:21 | 1041-WD | Fast Track | Fast Track | Withdrawn | 12/31/2014 | Withdrawn | Withdrawn | SAN FRANCISCO | SAN FRAN X (MISSION) SUB | Other | 0.048 | 9/17/2014 | 3/13/2015 | Pass | Withdrawn | Withdrawn | Withdrawn | Withdrawn | Withdrawn | Withdrawn | No former queue position |  |  |  |  | San Fran X (Mission) |  |  |  | FALSE | FALSE | San Fran X (Mission) | [11 empty] | 0 | 0
2014-09-03 19:59 | 1042-WD | Fast Track | Fast Track | Withdrawn | 12/31/2014 | Withdrawn | Withdrawn | SAN FRANCISCO | SAN FRAN Y (LARKIN) SUB | Other | 0.048 | 9/17/2014 | 8/5/2015 | Pass | Withdrawn | Withdrawn | Withdrawn | Withdrawn | Withdrawn | Withdrawn | No former queue position |  |  |  |  | San Fran Y (Larkin) |  |  |  | FALSE | FALSE | San Fran Y (Larkin) | [11 empty] | 0 | 0
2014-08-05 10:51 | 1043-WD | Independent Study | Independent Study | Withdrawn | 3/25/2016 | Withdrawn | Withdrawn | KERN | LAKEVIEW SUB | Solar PV | 10 | 9/17/2014 | Withdrawn | Withdrawn | Withdrawn | Withdrawn | Withdrawn | Withdrawn | Withdrawn | Withdrawn | No former queue position |  |  |  |  | Lakeview | 70 |  |  | TRUE | FALSE | Lakeview | 70 |  | 10 | [8 empty] | 0 | 0
2014-09-05 12:15 | 1044-WD | Fast Track | Fast Track | Withdrawn | 12/31/2014 | Withdrawn | Withdrawn | SAN FRANCISCO | SAN FRAN X (MISSION) SUB | Other | 0.048 | 9/17/2014 | 12/23/2015 | Pass | Withdrawn | Withdrawn | Withdrawn | Withdrawn | Withdrawn | Withdrawn | No former queue position |  |  |  |  | San Fran X (Mission) |  |  |  | FALSE | FALSE | San Fran X (Mission) | [11 empty] | 0 | 0
2014-09-05 12:21 | 1045-WD | Fast Track | Fast Track | Withdrawn | 12/31/2014 | Withdrawn | Withdrawn | SAN FRANCISCO | SAN FRAN N SUB | Other | 0.048 | 9/17/2014 | 7/2/2015 | Pass | Withdrawn | Withdrawn | Withdrawn | Withdrawn | Withdrawn | Withdrawn | No former queue position |  |  |  |  | San Fran N |  | 1 | 0.048 | FALSE | FALSE | San Fran N | [11 empty] | 0 | 0
2014-09-05 12:28 | 1046-WD | Fast Track | Fast Track | Withdrawn | 12/31/2014 | Withdrawn | Withdrawn | SAN FRANCISCO | SIXTH AVE SUB | Other | 0.048 | 9/17/2014 | 4/23/2015 | Pass | Withdrawn | Withdrawn | Withdrawn | Withdrawn | Withdrawn | Withdrawn | No former queue position |  |  |  |  | Sixth Ave |  |  |  | FALSE | FALSE | Sixth Ave | [11 empty] | 0 | 0
2014-09-05 13:16 | 1047-WD | Fast Track | Fast Track | Withdrawn | 12/31/2014 | Withdrawn | Withdrawn | SAN FRANCISCO | SAN FRAN Y (LARKIN) SUB | Other | 0.048 | 9/17/2014 | 12/23/2015 | Pass | Withdrawn | Withdrawn | Withdrawn | Withdrawn | Withdrawn | Withdrawn | No former queue position |  |  |  |  | San Fran Y (Larkin) |  | 1 | 0.048 | FALSE | FALSE | San Fran Y (Larkin) | [11 empty] | 0 | 0
2014-09-05 13:27 | 1048-WD | Fast Track | Fast Track | Withdrawn | 12/31/2014 | Withdrawn | Withdrawn | SAN FRANCISCO | SAN FRAN X (MISSION) SUB | Other | 0.048 | 9/17/2014 | Withdrawn | Withdrawn | Withdrawn | Withdrawn | Withdrawn | Withdrawn | Withdrawn | Withdrawn | No former queue position |  |  |  |  | San Fran X (Mission) |  | 0.66 | 0.03168 | FALSE | FALSE | San Fran X (Mission) | [11 empty] | 0 | 0
2014-09-05 14:11 | 1049-WD | Fast Track | Fast Track | Withdrawn | 12/31/2014 | Withdrawn | Withdrawn | SAN FRANCISCO | CASTRO SUB | Other | 0.048 | 9/17/2014 | Withdrawn | Withdrawn | Withdrawn | Withdrawn | Withdrawn | Withdrawn | Withdrawn | Withdrawn | No former queue position |  |  |  |  | Castro |  |  |  | FALSE | FALSE | Castro | [11 empty] | 0 | 0
2014-08-25 08:50 | 1050-RD | Fast Track | Fast Track | In Service | 11/27/2014 |  |  | CONTRA COSTA | ROSSMOOR SUB | Storage | 0.036 | 9/17/2014 | 9/29/2014 | Pass |  |  | N/A (Fast Track) | N/A (Fast Track) | N/A (Fast Track) | Executed | No former queue position |  |  |  |  | Rossmoor | 230 |  |  | TRUE | FALSE | Rossmoor | 230 | [7 empty] | 0.036 |  | 0.036 | 1 | 1
2014-09-01 08:30 | 1051-RD | Fast Track | Fast Track | In Service | 11/28/2014 |  |  | SONOMA | SANTA ROSA A SUB | Storage | 0.99225 | 9/17/2014 | 11/13/2014 | Pass |  |  | N/A (Fast Track) | N/A (Fast Track) | N/A (Fast Track) | Executed | No former queue position |  |  |  |  | Santa Rosa A | 115 |  |  | TRUE | FALSE | Santa Rosa A | 115 | [7 empty] | 0.99225 |  | 0.99225 | 1 | 1
2014-09-03 07:28 | 1052-RD | Fast Track | Fast Track | In Service | 11/27/2014 |  |  | SONOMA | SANTA ROSA A SUB | Storage | 0.59535 | 9/17/2014 | 11/13/2014 | Pass |  |  | N/A (Fast Track) | N/A (Fast Track) | N/A (Fast Track) | Executed | No former queue position |  |  |  |  | Santa Rosa A | 115 |  |  | TRUE | FALSE | Santa Rosa A | 115 | [7 empty] | 0.59535 |  | 0.59535 | 1 | 1
2014-09-03 08:23 | 1053-RD | Fast Track | Fast Track | In Service | 11/28/2014 | In Service | 1/13/2015 | SANTA CLARA | LLAGAS SUB | Storage | 0.19845 | 9/17/2014 | 10/21/2014 | Pass |  |  | N/A (Fast Track) | N/A (Fast Track) | N/A (Fast Track) | Executed | No former queue position |  |  |  |  | Llagas | 115 |  |  | TRUE | FALSE | Llagas | 115 | [7 empty] | 0.19845 |  | 0.19845 | 1 | 1
2014-09-14 09:33 | 1054-RD | Fast Track | Fast Track | In Service | 12/30/2014 |  |  | SONOMA | MOLINO SUB | Storage | 0.19845 | 9/24/2014 | 10/23/2014 | Pass |  |  | N/A (Fast Track) | N/A (Fast Track) | N/A (Fast Track) | Executed | No former queue position |  |  |  |  | Molino |  |  |  | FALSE | FALSE | Molino | [8 empty] | 0.19845 |  | 0.19845 | 1 | 1
2014-09-14 10:48 | 1055-RD | Fast Track | Fast Track | In Service | 12/30/2014 |  |  | NAPA | HIGHWAY SUB | Storage | 0.1 | 9/24/2014 | 10/23/2014 | Pass |  |  | N/A (Fast Track) | N/A (Fast Track) | N/A (Fast Track) | Executed | No former queue position |  |  |  |  | Highway |  |  |  | FALSE | FALSE | Highway | [8 empty] | 0.1 |  | 0.1 | 1 | 1
2014-09-14 10:27 | 1056-RD | Fast Track | Fast Track | In Service | 12/31/2014 |  |  | NAPA | HIGHWAY SUB | Storage | 0.1 | 9/24/2014 | 10/23/2014 | Pass |  |  | N/A (Fast Track) | N/A (Fast Track) | N/A (Fast Track) | Executed | No former queue position |  |  |  |  | Highway |  |  |  | FALSE | FALSE | Highway | [8 empty] | 0.1 |  | 0.1 | 1 | 1
2014-09-10 00:51 | 1057-WD | Fast Track | Fast Track | Withdrawn | 7/31/2015 | Withdrawn | Withdrawn | CONTRA COSTA | POINT PINOLE SUB | Solar PV | 1 | 9/24/2014 | 10/10/2014 | Fail Screens: 2, 10 | 1/27/2015 | Pass | Withdrawn | Withdrawn | Withdrawn | Withdrawn | No former queue position |  |  |  |  | Point Pinole |  |  |  | FALSE | FALSE | Point Pinole |  |  | 1 | [8 empty] | 0 | 0
2014-09-01 16:55 | 1058-WD | Fast Track | Fast Track | Withdrawn | 12/31/2014 | Withdrawn | Withdrawn | SAN FRANCISCO | SAN FRAN Y (LARKIN) SUB | Other | 0.048 | 9/24/2014 | 4/23/2015 | Pass | Withdrawn | Withdrawn | Withdrawn | Withdrawn | Withdrawn | Withdrawn | No former queue position |  |  |  |  | San Fran Y (Larkin) |  |  |  | FALSE | FALSE | San Fran Y (Larkin) | [11 empty] | 0 | 0
2014-09-15 14:21 | 1059-RD | Fast Track | Fast Track | In Service | 12/30/2014 |  |  | SANTA CLARA | SAN JOSE B SUB | Solar PV | 1.6361 | 10/1/2014 | 10/20/2014 | Pass |  |  | N/A (Fast Track) | N/A (Fast Track) | N/A (Fast Track) | Executed | No former queue position |  |  |  |  | San Jose B | 115 |  |  | TRUE | FALSE | San Jose B | 115 |  | 1.6361 | [8 empty] | 1 | 1
2014-09-15 14:37 | 1060-RD | Fast Track | Fast Track | Withdrawn | 12/31/2014 | Withdrawn | Withdrawn | SANTA CLARA | ALMADEN SUB | Solar PV | 1.7112 | 10/1/2014 | 10/14/2014 | Fail | 11/13/2014 | Fail | Withdrawn | Withdrawn | Withdrawn | Withdrawn | No former queue position |  |  |  |  | Almaden |  |  |  | FALSE | FALSE | Almaden |  |  | 1.7112 | [8 empty] | 0 | 0
2014-08-26 13:43 | 1061-RD | Fast Track | Fast Track | Withdrawn | 11/26/2014 | Withdrawn | Withdrawn | PLUMAS | BIG MEADOWS SUB | Solar PV | 0.12101 | 10/1/2014 | 10/27/2014 | Pass | Withdrawn | Withdrawn | Withdrawn | Withdrawn | Withdrawn | Withdrawn | No former queue position |  |  |  |  | Big Meadows |  |  |  | FALSE | FALSE | Big Meadows |  |  | 0.12101 | [8 empty] | 0 | 0
2014-09-18 12:18 | 1062-RD | Fast Track | Fast Track | Withdrawn | 12/31/2014 | Withdrawn | Withdrawn | SANTA CLARA | SWIFT SUB | Solar PV | 2.7767 | 10/1/2014 | 10/13/2014 | Fail Screens: D, F, J, K, M | 11/13/2014 | Fail | Withdrawn | Withdrawn | Withdrawn | Withdrawn | No former queue position |  |  |  |  | Swift | 115 |  |  | TRUE | FALSE | Swift | 115 |  | 2.7767 | [8 empty] | 0 | 0
2014-09-25 17:05 | 1063-RD | Fast Track | Fast Track | In Service | 12/30/2014 |  |  | SAN FRANCISCO | SAN FRAN P(HUNTERS POINT) SUB | Solar PV | 0.07181 | 10/1/2014 | 10/21/2014 | Fail | 12/18/2014 | Pass | N/A (Fast Track) | N/A (Fast Track) | N/A (Fast Track) | Executed | No former queue position |  |  |  |  | San Fran P(Hunters Point) |  |  |  | FALSE | FALSE | San Fran P(Hunters Point) |  |  | 0.07181 | [8 empty] | 1 | 1
2014-09-26 16:40 | 1064-RD | Fast Track | Fast Track | In Service | 12/24/2014 |  |  | SAN FRANCISCO | SAN FRAN P(HUNTERS POINT) SUB | Solar PV | 0.07446 | 10/1/2014 | 11/13/2014 | Pass |  |  | N/A (Fast Track) | N/A (Fast Track) | N/A (Fast Track) | Executed | No former queue position |  |  |  |  | San Fran P(Hunters Point) |  |  |  | FALSE | FALSE | San Fran P(Hunters Point) |  |  | 0.07446 | [8 empty] | 1 | 1
2014-09-23 14:52 | 1065-WD | Fast Track | Fast Track | In Service | 4/15/2015 | 11/16/2015 | 10/22/2015 | MERCED | WILSON SUB | Solar PV | 0.00924 | 10/8/2014 | 10/23/2014 | Pass |  |  | N/A (Fast Track) | N/A (Fast Track) | N/A (Fast Track) | Executed | No former queue position |  |  |  |  | Wilson | 230 |  |  | TRUE | FALSE | Wilson | 230 |  | 0.00924 | [8 empty] | 1 | 1
2014-10-07 15:42 | 1066-RD | Fast Track | Fast Track | Withdrawn | 1/28/2015 | Withdrawn | Withdrawn | BUTTE | BUTTE SUB | Storage | 0.54 | 10/22/2014 | 11/20/2014 | Fail Screens: B, D, F, H, J, K | 1/21/2015 | Pass | Withdrawn | Withdrawn | Withdrawn | Withdrawn | No former queue position |  |  |  |  | Butte | 115 |  |  | TRUE | FALSE | Butte | 115 | [7 empty] | 0.54 |  | 0.54 | 0 | 0
2014-10-07 16:07 | 1067-RD | Fast Track | Fast Track | In Service | 12/21/2015 | 10/12/2017 | 4/20/2018 | SONOMA | PETALUMA C SUB | Solar PV | 1 | 10/22/2014 | 11/12/2014 | Fail Screens: 10 | 1/9/2015 | Pass | N/A (Fast Track) | N/A (Fast Track) | N/A (Fast Track) | Executed | R21 Transition to WDT SGIA |  |  |  |  | Petaluma C |  |  |  | FALSE | FALSE | Petaluma C |  |  | 1 | [8 empty] | 1 | 1
2014-10-07 16:13 | 1068-RD | Fast Track | Fast Track | Withdrawn | 12/21/2015 | Withdrawn | Withdrawn | SONOMA | PETALUMA C SUB | Solar PV | 0.999 | 10/22/2014 | 11/13/2014 | Fail Screens: G, I, J, K, M | 1/9/2015 | Fail | Withdrawn | Withdrawn | Withdrawn | Withdrawn | No former queue position |  |  |  |  | Petaluma C |  |  |  | FALSE | FALSE | Petaluma C |  |  | 0.999 | [8 empty] | 0 | 0
2014-08-29 15:11 | 1069-WD | Fast Track | Fast Track | Withdrawn | 8/2/2015 | Withdrawn | Withdrawn | FRESNO | ORO LOMA SUB | Solar PV | 2 | 10/22/2014 | 11/12/2014 | Fail Screens: 2, 10 | Withdrawn | Withdrawn | Withdrawn | Withdrawn | Withdrawn | Withdrawn | No former queue position |  |  |  |  | Oro Loma | 115 |  |  | TRUE | FALSE | Oro Loma | 115 |  | 2 | [8 empty] | 0 | 0
2014-10-10 14:05 | 1070-RD | Fast Track | Fast Track | In Service | 12/31/2014 |  |  | SANTA CLARA | MORGAN HILL SUB | Solar PV | 0.94127 | 10/22/2014 | 11/5/2014 | Fail Screens: D, H, J, K | 12/10/2014 | Pass | N/A (Fast Track) | N/A (Fast Track) | N/A (Fast Track) | Executed | No former queue position |  |  | Morgan Hill | 115 | Morgan Hill | 115 |  |  | TRUE | FALSE | Morgan Hill | 115 |  | 0.94127 | [8 empty] | 1 | 1
2014-10-11 08:55 | 1071-RD | Fast Track | Fast Track | Withdrawn | 6/1/2016 | Withdrawn | Withdrawn | CALAVERAS | WEST POINT PH | Other | 3 | 10/22/2014 | 11/13/2014 | Fail Screens: B, F, G, I, J, K, M | Withdrawn | Withdrawn | Withdrawn | Withdrawn | Withdrawn | Withdrawn | No former queue position |  |  |  |  | West Point Ph |  |  |  | FALSE | FALSE | West Point Ph | [11 empty] | 0 | 0
2014-10-12 16:53 | 1072-RD | Fast Track | Fast Track | Withdrawn | 12/31/2014 | Withdrawn | Withdrawn | COLUSA | CORTINA SUB | Steam Turbine | 5 | 10/22/2014 | 11/13/2014 | Pass | Withdrawn | Withdrawn | Withdrawn | Withdrawn | Withdrawn | Withdrawn | No former queue position |  |  |  |  | Cortina | 230 |  |  | TRUE | FALSE | Cortina | 230 | [10 empty] | 0 | 0
2014-10-14 06:57 | 1073-RD | Fast Track | Fast Track | Withdrawn | 1/28/2015 | Withdrawn | Withdrawn | MERCED | SANTA NELLA SUB | Steam Turbine | 2 | 10/29/2014 | 11/13/2014 | Fail | 12/22/2014 | Pass | Withdrawn | Withdrawn | Withdrawn | Withdrawn | No former queue position |  |  |  |  | Santa Nella |  |  |  | FALSE | FALSE | Santa Nella | [11 empty] | 0 | 0
2014-10-14 14:30 | 1074-WD | Fast Track | Fast Track | In Service | 2/2/2015 | 8/21/2015 | 8/15/2016 | MARIN | GREENBRAE SUB | Solar PV | 0.2335 | 10/29/2014 | 11/14/2014 | Pass |  |  | N/A (Fast Track) | N/A (Fast Track) | N/A (Fast Track) | Executed | No former queue position |  |  |  |  | Greenbrae |  |  |  | FALSE | FALSE | Greenbrae |  |  | 0.2335 | [8 empty] | 1 | 1
2014-10-26 10:20 | 1075-RD | Fast Track | Fast Track | In Service | 1/30/2015 | In Service | 7/16/2015 | ALAMEDA | MT EDEN SUB | Storage | 2.3814 | 11/5/2014 | 1/13/2015 | Pass |  |  | N/A (Fast Track) | N/A (Fast Track) | N/A (Fast Track) | Executed | No former queue position |  |  |  |  | Mt Eden | 115 |  |  | TRUE | FALSE | Mt Eden | 115 | [7 empty] | 2.3814 |  | 2.3814 | 1 | 1
2016-11-08 12:56 | 1076-RD | Fast Track | Fast Track | In Service | 1/28/2015 |  |  | MARIN | NOVATO SUB | Solar PV | 0.98533 | 11/5/2014 | 12/12/2014 | Fail Screens: D, H, J, K, M | 1/13/2015 | Pass | N/A (Fast Track) | N/A (Fast Track) | N/A (Fast Track) | Executed | No former queue position |  |  |  |  | Novato |  |  |  | FALSE | FALSE | Novato |  |  | 0.98533 | [8 empty] | 1 | 1
2014-10-29 08:57 | 1077-RD | Fast Track | Fast Track | Withdrawn | 7/1/2016 | Withdrawn | Withdrawn | MADERA | SAN JOAQUIN #3 PH | Other | 2 | 11/12/2014 | 12/3/2014 | Fail Screens: B, F, I, J, K, M | Withdrawn | Withdrawn | Withdrawn | Withdrawn | Withdrawn | Withdrawn | No former queue position |  |  |  |  | San Joaquin #3 Ph |  |  |  | FALSE | FALSE | San Joaquin #3 Ph | [11 empty] | 0 | 0
2014-10-29 10:17 | 1078-WD | Fast Track | Fast Track | Withdrawn | 3/25/2016 | Withdrawn | Withdrawn | LAKE | CLEAR LAKE SUB | Solar PV | 2.4 | 11/12/2014 | 12/2/2014 | Fail Screens: 2, 10 | 2/3/2015 | Pass | Withdrawn | Withdrawn | Withdrawn | Withdrawn | No former queue position |  |  |  |  | Clear Lake |  |  |  | FALSE | FALSE | Clear Lake |  |  | 2.4 | [8 empty] | 0 | 0
2014-10-26 15:15 | 1079-WD | Fast Track | Fast Track | Withdrawn | 1/29/2016 | Withdrawn | Withdrawn | SAN JOAQUIN | FRENCH CAMP SUB | Solar PV | 3 | 11/12/2014 | 11/21/2014 | Fail Screens: 2, 5, 10 | 12/31/2014 | Fail | Withdrawn | Withdrawn | Withdrawn | Withdrawn | No former queue position |  |  |  |  | French Camp | 60 |  |  | TRUE | FALSE | French Camp | 60 |  | 3 | [8 empty] | 0 | 0
2014-10-29 18:29 | 1080-WD | Fast Track | Fast Track | Withdrawn | 12/30/2015 | Withdrawn | Withdrawn | CONTRA COSTA | KIRKER SUB | Other | 1.5 | 11/12/2014 | 12/2/2014 | Fail Screens: 2, 10 | Withdrawn | Withdrawn | Withdrawn | Withdrawn | Withdrawn | Withdrawn | No former queue position |  |  |  |  | Kirker | 115 |  |  | TRUE | FALSE | Kirker | 115 | [10 empty] | 0 | 0
2014-10-31 16:54 | 1081-RD | Fast Track | Fast Track | In Service | Not Provided |  |  | MARIN | SAN RAFAEL SUB | Storage | 0.018 | 11/12/2014 | 11/17/2014 | Pass |  |  | N/A (Fast Track) | N/A (Fast Track) | N/A (Fast Track) | Executed | No former queue position |  |  |  |  | San Rafael |  |  |  | FALSE | FALSE | San Rafael | [8 empty] | 0.018 |  | 0.018 | 1 | 1
2014-10-20 14:11 | 1082-RD | Fast Track | Fast Track | In Service | 1/30/2015 |  |  | SAN JOAQUIN | ROUGH & READY SUB | Turbine | 5 | 11/19/2014 | 12/10/2014 | Fail Screens: B, D, F, I, J, K | 2/6/2015 | Pass | N/A (Fast Track) | N/A (Fast Track) | N/A (Fast Track) | Executed | No former queue position |  |  |  |  | Rough & Ready |  |  |  | FALSE | FALSE | Rough & Ready | [11 empty] | 1 | 1
2014-10-31 16:21 | 1083-RD | Fast Track | Fast Track | In Service | 1/30/2015 | In Service | 5/8/2015 | SANTA CLARA | BRITTON SUB | Storage | 0.054 | 11/19/2014 | 11/26/2014 | Pass |  |  | N/A (Fast Track) | N/A (Fast Track) | N/A (Fast Track) | Executed | No former queue position |  |  |  |  | Britton |  |  |  | FALSE | FALSE | Britton | [8 empty] | 0.054 |  | 0.054 | 1 | 1
2014-11-04 09:03 | 1084-WD | Fast Track | Fast Track | Withdrawn | 2/12/2016 | Withdrawn | Withdrawn | SAN JOAQUIN | FRENCH CAMP SUB | Solar PV | 2 | 11/19/2014 | 12/12/2014 | Fail Screens: 2, 4, 10 | Withdrawn | Withdrawn | Withdrawn | Withdrawn | Withdrawn | Withdrawn | No former queue position |  |  |  |  | French Camp | 60 |  |  | TRUE | FALSE | French Camp | 60 |  | 2 | [8 empty] | 0 | 0
2014-11-14 11:29 | 1085-RD | Fast Track | Fast Track | In Service | Not Provided |  |  | SANTA CLARA | WHISMAN SUB | Storage | 0.2 | 11/25/2014 | 12/16/2014 | Pass |  |  | N/A (Fast Track) | N/A (Fast Track) | N/A (Fast Track) | Executed | No former queue position |  |  |  |  | Whisman | 115 |  |  | TRUE | FALSE | Whisman | 115 | [7 empty] | 0.2 |  | 0.2 | 1 | 1
2014-11-14 12:03 | 1086-RD | Fast Track | Fast Track | In Service | Not Provided |  |  | NAPA | TULUCAY SUB | Storage | 0.1995 | 11/25/2014 | 12/18/2014 | Pass |  |  | N/A (Fast Track) | N/A (Fast Track) | N/A (Fast Track) | Executed | No former queue position |  |  |  |  | Tulucay | 230 |  |  | TRUE | FALSE | Tulucay | 230 | [7 empty] | 0.1995 |  | 0.1995 | 1 | 1
2014-11-03 11:46 | 1087-RD | Fast Track | Fast Track | In Service | 1/30/2015 |  |  | FRESNO | WOODWARD SUB | Engine | 2.362 | 11/25/2014 | 12/16/2014 | Fail | 1/29/2015 | Pass | N/A (Fast Track) | N/A (Fast Track) | N/A (Fast Track) | Executed | No former queue position |  |  |  |  | Woodward | 115 |  |  | TRUE | FALSE | Woodward | 115 | [10 empty] | 1 | 1
2014-11-18 15:44 | 1088-RD | Fast Track | Fast Track | In Service | 1/30/2015 |  |  | SAN MATEO | EAST GRAND SUB | Storage | 0.018 | 12/3/2014 | 12/4/2014 | Pass |  |  | N/A (Fast Track) | N/A (Fast Track) | N/A (Fast Track) | Executed | No former queue position |  |  |  |  | East Grand |  |  |  | FALSE | FALSE | East Grand | [8 empty] | 0.018 |  | 0.018 | 1 | 1
2014-11-19 16:10 | 1089-RD | Fast Track | Fast Track | In Service | Not Provided |  |  | SONOMA | FULTON SUB | Storage | 0.8 | 12/3/2014 | 12/15/2014 | Pass |  |  | N/A (Fast Track) | N/A (Fast Track) | N/A (Fast Track) | Executed | No former queue position |  |  |  |  | Fulton | 230 |  |  | TRUE | FALSE | Fulton | 230 | [7 empty] | 0.8 |  | 0.8 | 1 | 1
2014-11-19 16:49 | 1090-RD | Fast Track | Fast Track | In Service | Not Provided |  |  | SONOMA | FULTON SUB | Storage | 0.2 | 12/3/2014 | 12/15/2014 | Pass |  |  | N/A (Fast Track) | N/A (Fast Track) | N/A (Fast Track) | Executed | No former queue position |  |  |  |  | Fulton | 230 |  |  | TRUE | FALSE | Fulton | 230 | [7 empty] | 0.2 |  | 0.2 | 1 | 1
2014-11-25 16:33 | 1091-RD | Fast Track | Fast Track | In Service | Not Provided |  |  | FRESNO | WEST FRESNO SUB | Storage | 0.018 | 12/10/2014 | 12/29/2014 | Fail | 1/23/2015 | Pass | N/A (Fast Track) | N/A (Fast Track) | N/A (Fast Track) | Executed | No former queue position |  |  |  |  | West Fresno | 115 |  |  | TRUE | FALSE | West Fresno | 115 | [7 empty] | 0.018 |  | 0.018 | 1 | 1
2014-12-02 14:40 | 1092-RD | Fast Track | Fast Track | Withdrawn | 2/27/2015 | Withdrawn | Withdrawn | BUTTE | BUTTE SUB | Solar PV | 0.001 | 12/10/2014 | 1/30/2015 | Fail Screens: I, J, M | Withdrawn | Withdrawn | Withdrawn | Withdrawn | Withdrawn | Withdrawn | No former queue position |  |  |  |  | Butte | 115 |  |  | TRUE | FALSE | Butte | 115 |  | 0.001 | [8 empty] | 0 | 0
2014-12-01 07:17 | 1093-RD | Fast Track | Fast Track | In Service | 2/27/2015 |  |  | SOLANO | CORDELIA SUB | Storage | 0.2 | 12/10/2014 | 12/10/2014 | Pass |  |  | N/A (Fast Track) | N/A (Fast Track) | N/A (Fast Track) | Executed | No former queue position |  |  |  |  | Cordelia |  |  |  | FALSE | FALSE | Cordelia | [8 empty] | 0.2 |  | 0.2 | 1 | 1
2014-12-01 07:28 | 1094-RD | Fast Track | Fast Track | In Service | 2/27/2015 |  |  | SANTA CLARA | EDENVALE SUB | Storage | 1.85 | 12/10/2014 | 12/18/2014 | Pass |  |  | N/A (Fast Track) | N/A (Fast Track) | N/A (Fast Track) | Executed | No former queue position |  |  |  |  | Edenvale | 115 |  |  | TRUE | FALSE | Edenvale | 115 | [7 empty] | 1.85 |  | 1.85 | 1 | 1
2014-12-01 07:38 | 1095-RD | Fast Track | Fast Track | In Service | 2/27/2015 |  |  | SANTA CLARA | MORGAN HILL SUB | Storage | 1.85 | 12/10/2014 | 12/15/2014 | Pass |  |  | N/A (Fast Track) | N/A (Fast Track) | N/A (Fast Track) | Executed | No former queue position |  |  | Morgan Hill | 115 | Morgan Hill | 115 |  |  | TRUE | FALSE | Morgan Hill | 115 | [7 empty] | 1.85 |  | 1.85 | 1 | 1
2014-12-01 07:48 | 1096-RD | Fast Track | Fast Track | In Service | 2/27/2015 |  |  | SANTA CLARA | NORTECH SUB | Storage | 0.55 | 12/10/2014 | 12/18/2014 | Pass |  |  | N/A (Fast Track) | N/A (Fast Track) | N/A (Fast Track) | Executed | No former queue position |  |  |  |  | Nortech | 115 |  |  | TRUE | FALSE | Nortech | 115 | [7 empty] | 0.55 |  | 0.55 | 1 | 1
2014-12-01 14:34 | 1097-RD | Fast Track | Fast Track | In Service | 2/27/2015 |  |  | SONOMA | SANTA ROSA A SUB | Storage | 0.018 | 12/10/2014 | 12/12/2014 | Pass |  |  | N/A (Fast Track) | N/A (Fast Track) | N/A (Fast Track) | Executed | No former queue position |  |  |  |  | Santa Rosa A | 115 |  |  | TRUE | FALSE | Santa Rosa A | 115 | [7 empty] | 0.018 |  | 0.018 | 1 | 1
2014-12-01 14:51 | 1098-RD | Fast Track | Fast Track | In Service | 2/27/2015 |  |  | SOLANO | VACA DIXON SUB | Storage | 0.036 | 12/10/2014 | 12/12/2014 | Pass |  |  | N/A (Fast Track) | N/A (Fast Track) | N/A (Fast Track) | Executed | No former queue position |  |  |  |  | Vaca Dixon | 500 |  |  | TRUE | FALSE | Vaca Dixon | 500 | [7 empty] | 0.036 |  | 0.036 | 1 | 1
2014-12-10 15:50 | 1099-RD | Fast Track | Fast Track | In Service | 2/27/2015 |  |  | SAN FRANCISCO | SAN FRAN A (POTRERO PP) SUB | Solar PV | 0.04009 | 12/18/2014 | 1/9/2015 | Pass |  |  | N/A (Fast Track) | N/A (Fast Track) | N/A (Fast Track) | Executed | No former queue position |  |  |  |  | San Fran A (Potrero Pp) | 230 |  |  | TRUE | FALSE | San Fran A (Potrero Pp) | 230 |  | 0.04009 | [8 empty] | 1 | 1
2014-12-03 15:32 | 1100-RD | Fast Track | Fast Track | Withdrawn | 6/1/2016 | Withdrawn | Withdrawn | FRESNO | MCMULLIN SUB | Solar PV | 1.5 | 12/18/2014 | 1/12/2015 | Fail Screens: I, J, K, M | 2015-04-30 | Pass | Withdrawn | Withdrawn | Withdrawn | Withdrawn | No former queue position |  |  |  |  | Mcmullin |  |  |  | FALSE | FALSE | Mcmullin |  |  | 1.5 | [8 empty] | 0 | 0
2014-11-10 14:40 | 1101-RD | Fast Track | Fast Track | In Service | 1/30/2015 |  |  | SUTTER | PEASE SUB | Solar PV | 0.60376 | 12/17/2014 | 1/9/2015 | Fail | 3/10/2015 | Pass | N/A (Fast Track) | N/A (Fast Track) | N/A (Fast Track) | Executed | No former queue position |  |  |  |  | Pease | 115 |  |  | TRUE | FALSE | Pease | 115 |  | 0.60376 | [8 empty] | 1 | 1
2014-12-11 15:03 | 1102-RD | Fast Track | Fast Track | In Service | 2/27/2015 |  |  | SANTA CLARA | MCKEE SUB | Solar PV | 0.94127 | 12/17/2014 | 1/13/2015 | Pass |  |  | N/A (Fast Track) | N/A (Fast Track) | N/A (Fast Track) | Executed | No former queue position |  |  |  |  | Mckee |  |  |  | FALSE | FALSE | Mckee |  |  | 0.94127 | [8 empty] | 1 | 1
2014-12-02 07:00 | 1103-RD | Fast Track | Fast Track | In Service | 2/27/2015 |  |  | CONTRA COSTA | MEADOW LANE SUB | Storage | 0.018 | 12/23/2014 | 1/8/2015 | Pass |  |  | N/A (Fast Track) | N/A (Fast Track) | N/A (Fast Track) | Executed | No former queue position |  |  |  |  | Meadow Lane | 115 |  |  | TRUE | FALSE | Meadow Lane | 115 | [7 empty] | 0.018 |  | 0.018 | 1 | 1
2014-12-02 07:13 | 1104-RD | Fast Track | Fast Track | In Service | 2/27/2015 |  |  | ALAMEDA | NEWARK SUB | Storage | 0.018 | 12/23/2014 | 1/8/2015 | Pass |  |  | N/A (Fast Track) | N/A (Fast Track) | N/A (Fast Track) | Executed | No former queue position |  |  |  |  | Newark | 230 |  |  | TRUE | FALSE | Newark | 230 | [7 empty] | 0.018 |  | 0.018 | 1 | 1
2014-12-02 07:43 | 1105-RD | Fast Track | Fast Track | In Service | 2/27/2015 |  |  | CONTRA COSTA | SAN RAMON RESEARCH CTR | Storage | 0.018 | 12/23/2014 | 1/8/2015 | Pass |  |  | N/A (Fast Track) | N/A (Fast Track) | N/A (Fast Track) | Executed | No former queue position |  |  |  |  | San Ramon Research Ctr |  |  |  | FALSE | FALSE | San Ramon Research Ctr | [8 empty] | 0.018 |  | 0.018 | 1 | 1
2014-12-02 08:08 | 1106-RD | Fast Track | Fast Track | In Service | 2/27/2015 |  |  | ALAMEDA | OAKLAND D SUB | Storage | 0.018 | 12/23/2014 | 1/5/2015 | Pass |  |  | N/A (Fast Track) | N/A (Fast Track) | N/A (Fast Track) | Executed | No former queue position |  |  |  |  | Oakland D |  |  |  | FALSE | FALSE | Oakland D | [8 empty] | 0.018 |  | 0.018 | 1 | 1
2014-12-02 08:31 | 1107-RD | Fast Track | Fast Track | In Service | 2/27/2015 | In Service | 5/7/2015 | CONTRA COSTA | SAN PABLO SUB | Storage | 0.018 | 12/23/2014 | 1/5/2015 | Pass |  |  | N/A (Fast Track) | N/A (Fast Track) | N/A (Fast Track) | Executed | No former queue position |  |  |  |  | San Pablo | 115 |  |  | TRUE | FALSE | San Pablo | 115 | [7 empty] | 0.018 |  | 0.018 | 1 | 1
2014-12-02 08:43 | 1108-RD | Fast Track | Fast Track | In Service | Not Provided |  |  | SANTA CLARA | EDENVALE SUB | Storage | 0.018 | 12/23/2014 | 1/7/2015 | Pass |  |  | N/A (Fast Track) | N/A (Fast Track) | N/A (Fast Track) | Executed | No former queue position |  |  |  |  | Edenvale | 115 |  |  | TRUE | FALSE | Edenvale | 115 | [7 empty] | 0.018 |  | 0.018 | 1 | 1
2014-12-02 09:22 | 1109-RD | Fast Track | Fast Track | In Service | 2/27/2015 |  |  | SAN JOAQUIN | LAMMERS SUB | Storage | 0.018 | 12/23/2014 | 1/5/2015 | Pass |  |  | N/A (Fast Track) | N/A (Fast Track) | N/A (Fast Track) | Executed | No former queue position |  |  |  |  | Lammers | 115 |  |  | TRUE | FALSE | Lammers | 115 | [7 empty] | 0.018 |  | 0.018 | 1 | 1
2014-12-09 18:32 | 1110-RD | Fast Track | Fast Track | In Service | 2/27/2015 |  |  | KERN | WESTPARK SUB | Storage | 0.018 | 12/23/2014 | 1/9/2015 | Pass |  |  | N/A (Fast Track) | N/A (Fast Track) | N/A (Fast Track) | Executed | No former queue position |  |  |  |  | Westpark | 115 |  |  | TRUE | FALSE | Westpark | 115 | [7 empty] | 0.018 |  | 0.018 | 1 | 1
2014-10-31 15:40 | 1111-WD | Independent Study | Independent Study | In Service | 4/29/2016 | 12/15/2017 | 12/6/2017 | KERN | OLD RIVER SUB | Engine | 1 | 12/23/2014 | N/A | N/A (Independent Study) | N/A | N/A (Independent Study) | Pass | 11/20/2015 | N/A | Executed | No former queue position |  |  |  |  | Old River | 70 |  |  | TRUE | FALSE | Old River | 70 | [10 empty] | 1 | 1
2014-11-01 12:02 | 1112-WD | Independent Study | Independent Study | In Service | 4/29/2016 | 12/15/2017 | 1/4/2018 | KERN | GANSO SUB | Engine | 1 | 12/23/2014 | N/A | N/A (Independent Study) | N/A | N/A (Independent Study) | Pass | 11/20/2015 | N/A | Executed | No former queue position |  |  |  |  | Ganso | 115 |  |  | TRUE | FALSE | Ganso | 115 | [10 empty] | 1 | 1
2014-12-10 14:13 | 1113-RD | Fast Track | Fast Track | In Service | 2/27/2015 | In Service | 5/12/2015 | KERN | MAGUNDEN SUB | Storage | 0.019 | 12/31/2014 | 1/28/2015 | Pass |  |  | N/A (Fast Track) | N/A (Fast Track) | N/A (Fast Track) | Executed | No former queue position |  |  |  |  | Magunden | 230 |  |  | TRUE | FALSE | Magunden | 230 | [7 empty] | 0.019 |  | 0.019 | 1 | 1
2014-12-15 17:20 | 1114-RD | Fast Track | Fast Track | In Service | 2/27/2015 |  |  | SAN MATEO | BAY MEADOWS SUB | Storage | 0.018 | 12/31/2014 | 1/20/2015 | Pass |  |  | N/A (Fast Track) | N/A (Fast Track) | N/A (Fast Track) | Executed | No former queue position |  |  |  |  | Bay Meadows |  |  |  | FALSE | FALSE | Bay Meadows | [8 empty] | 0.018 |  | 0.018 | 1 | 1
2014-12-16 18:57 | 1115-WD | Fast Track | Fast Track | Withdrawn | 6/15/2015 | Withdrawn | Withdrawn | MARIN | STAFFORD SUB | Solar PV | 0.45 | 1/7/2015 | 1/26/2015 | Fail Screens: 2, 4, 10 | 3/4/2015 | Pass | Withdrawn | Withdrawn | Withdrawn | Withdrawn | No former queue position |  |  |  |  | Stafford |  |  |  | FALSE | FALSE | Stafford |  |  | 0.45 | [8 empty] | 0 | 0
2014-12-19 12:02 | 1116-RD | Fast Track | Fast Track | In Service | 2/27/2015 |  |  | SAN JOAQUIN | STAGG SUB | Storage | 0.036 | 1/7/2015 | 1/15/2015 | Pass |  |  | N/A (Fast Track) | N/A (Fast Track) | N/A (Fast Track) | Executed | No former queue position |  |  | Stagg | 230 | Stagg | 230 |  |  | TRUE | FALSE | Stagg | 230 | [7 empty] | 0.036 |  | 0.036 | 1 | 1
2014-12-19 13:09 | 1117-RD | Fast Track | Fast Track | In Service | 2/27/2015 |  |  | ALAMEDA | CAYETANO SUB | Storage | 0.036 | 1/7/2015 | 1/16/2015 | Pass |  |  | N/A (Fast Track) | N/A (Fast Track) | N/A (Fast Track) | Executed | No former queue position |  |  |  |  | Cayetano | 230 |  |  | TRUE | FALSE | Cayetano | 230 | [7 empty] | 0.036 |  | 0.036 | 1 | 1
2015-01-05 10:11 | 1118-RD | Fast Track | Fast Track | Withdrawn | 3/31/2015 | Withdrawn | Withdrawn | KERN | POSO MTN SUB | Solar PV | 5 | 1/14/2015 | 1/28/2015 | Fail Screens: F, J, M | Withdrawn | Withdrawn | Withdrawn | Withdrawn | Withdrawn | Withdrawn | No former queue position |  |  |  |  | Poso Mtn |  |  |  | FALSE | FALSE | Poso Mtn |  |  | 5 | [8 empty] | 0 | 0
2015-01-05 11:18 | 1119-RD | Fast Track | Fast Track | Withdrawn | 3/31/2015 | Withdrawn | Withdrawn | KERN | BAKERSFIELD SUB | Solar PV | 3 | 1/14/2015 | 1/28/2015 | Fail Screens: F, G, J, M | Withdrawn | Withdrawn | Withdrawn | Withdrawn | Withdrawn | Withdrawn | No former queue position |  |  |  |  | Bakersfield | 230 |  |  | TRUE | FALSE | Bakersfield | 230 |  | 3 | [8 empty] | 0 | 0
2014-12-10 14:24 | 1120-RD | Fast Track | Detailed Study | In Service | 2/27/2015 |  |  | TEHAMA | CORNING SUB | Solar PV | 0.30316 | 1/14/2015 | 1/30/2015 | Fail | 3/17/2015 | Fail | Pass | 7/20/2015 | N/A | Executed | No former queue position |  |  |  |  | Corning |  |  |  | FALSE | FALSE | Corning |  |  | 0.30316 | [8 empty] | 1 | 1
2015-01-09 16:57 | 1121-WD | Fast Track | Fast Track | Withdrawn | 6/1/2016 | Withdrawn | Withdrawn | EL DORADO | SHINGLE SPRINGS SUB | Other | 4 | 1/21/2015 | 2/12/2015 | Fail Screens: 2, 6, 9, 10 | Withdrawn | Withdrawn | Withdrawn | Withdrawn | Withdrawn | Withdrawn | No former queue position |  |  |  |  | Shingle Springs |  |  |  | FALSE | FALSE | Shingle Springs | [11 empty] | 0 | 0
2014-12-10 17:39 | 1122-WD | Fast Track | Fast Track | In Service | 7/1/2016 | 11/30/2017 | 11/20/2017 | CONTRA COSTA | RICHMOND R SUB | Solar PV | 2 | 1/21/2015 | 2/5/2015 | Fail Screens: 2, 10 | 12/06/2016 | Pass | N/A (Fast Track) | N/A (Fast Track) | N/A (Fast Track) | Executed | No former queue position |  |  |  |  | Richmond R | 115 |  |  | TRUE | FALSE | Richmond R | 115 |  | 2 | [8 empty] | 1 | 1
2014-12-24 11:47 | 1123-RD | Fast Track | Fast Track | In Service | 3/31/2015 |  |  | SAN MATEO | BELMONT SUB | Storage | 0.036 | 1/21/2015 | 2/17/2015 | Pass |  |  | N/A (Fast Track) | N/A (Fast Track) | N/A (Fast Track) | Executed | No former queue position |  |  |  |  | Belmont |  |  |  | FALSE | FALSE | Belmont | [8 empty] | 0.036 |  | 0.036 | 1 | 1
2014-12-29 12:26 | 1124-RD | Fast Track | Fast Track | Withdrawn | 3/31/2015 | Withdrawn | Withdrawn | SAN LUIS OBISPO | OCEANO SUB | Storage | 0.018 | 1/21/2015 | 2/26/2015 | Pass | Withdrawn | Withdrawn | Withdrawn | Withdrawn | Withdrawn | Withdrawn | No former queue position |  |  |  |  | Oceano | 115 |  |  | TRUE | FALSE | Oceano | 115 | [7 empty] | 0.018 |  | 0.018 | 0 | 0
2014-12-29 13:49 | 1125-RD | Fast Track | Fast Track | Withdrawn | 3/31/2015 | Withdrawn | Withdrawn | SAN LUIS OBISPO | TEMPLETON SUB | Storage | 0.018 | 1/21/2015 | 2/25/2015 | Pass | Withdrawn | Withdrawn | Withdrawn | Withdrawn | Withdrawn | Withdrawn | No former queue position |  |  |  |  | Templeton | 230 |  |  | TRUE | FALSE | Templeton | 230 | [7 empty] | 0.018 |  | 0.018 | 0 | 0
2014-12-29 14:23 | 1126-RD | Fast Track | Fast Track | Withdrawn | 3/31/2015 | Withdrawn | Withdrawn | ALAMEDA | OAKLAND C (OAKLAND PP) SUB | Storage | 0.018 | 1/21/2015 | 2/18/2015 | Fail Screens: D, J | 4/27/2015 | Pass | Withdrawn | Withdrawn | Withdrawn | Withdrawn | No former queue position |  |  |  |  | Oakland C (Oakland Pp) |  |  |  | FALSE | FALSE | Oakland C (Oakland Pp) | [8 empty] | 0.018 |  | 0.018 | 0 | 0
2014-12-29 15:04 | 1127-RD | Fast Track | Fast Track | In Service | 3/31/2015 |  |  | SANTA CLARA | MOUNTAIN VIEW SUB | Storage | 0.018 | 1/21/2015 | 2/4/2015 | Pass |  |  | N/A (Fast Track) | N/A (Fast Track) | N/A (Fast Track) | Executed | No former queue position |  |  |  |  | Mountain View | 115 |  |  | TRUE | FALSE | Mountain View | 115 | [7 empty] | 0.018 |  | 0.018 | 1 | 1
2014-12-29 15:18 | 1128-RD | Fast Track | Fast Track | In Service | 3/31/2015 |  |  | ALAMEDA | NORTH DUBLIN SUB | Storage | 0.018 | 1/21/2015 | 2/4/2015 | Pass |  |  | N/A (Fast Track) | N/A (Fast Track) | N/A (Fast Track) | Executed | No former queue position |  |  |  |  | North Dublin | 230 |  |  | TRUE | FALSE | North Dublin | 230 | [7 empty] | 0.018 |  | 0.018 | 1 | 1
2014-12-29 15:34 | 1129-RD | Fast Track | Fast Track | In Service | 3/30/2015 |  |  | SONOMA | MONROE SUB | Storage | 0.018 | 1/21/2015 | 1/21/2015 | Pass |  |  | N/A (Fast Track) | N/A (Fast Track) | N/A (Fast Track) | Executed | No former queue position |  |  |  |  | Monroe | 115 |  |  | TRUE | FALSE | Monroe | 115 | [7 empty] | 0.018 |  | 0.018 | 1 | 1
2014-12-30 14:48 | 1130-RD | Fast Track | Fast Track | In Service | 3/31/2015 |  |  | SANTA CLARA | MORGAN HILL SUB | Storage | 0.054 | 1/21/2015 | 1/26/2015 | Pass |  |  | N/A (Fast Track) | N/A (Fast Track) | N/A (Fast Track) | Executed | No former queue position |  |  | Morgan Hill | 115 | Morgan Hill | 115 |  |  | TRUE | FALSE | Morgan Hill | 115 | [7 empty] | 0.054 |  | 0.054 | 1 | 1
2014-12-30 15:43 | 1131-RD | Fast Track | Fast Track | In Service | 3/31/2015 |  |  | SANTA CLARA | MOUNTAIN VIEW SUB | Storage | 0.018 | 1/21/2015 | 2/9/2015 | Pass |  |  | N/A (Fast Track) | N/A (Fast Track) | N/A (Fast Track) | Executed | No former queue position |  |  |  |  | Mountain View | 115 |  |  | TRUE | FALSE | Mountain View | 115 | [7 empty] | 0.018 |  | 0.018 | 1 | 1
2014-12-30 16:19 | 1132-RD | Fast Track | Fast Track | In Service | 3/31/2015 |  |  | ALAMEDA | NEWARK SUB | Storage | 0.018 | 1/21/2015 | 1/26/2015 | Pass |  |  | N/A (Fast Track) | N/A (Fast Track) | N/A (Fast Track) | Executed | No former queue position |  |  |  |  | Newark | 230 |  |  | TRUE | FALSE | Newark | 230 | [7 empty] | 0.018 |  | 0.018 | 1 | 1
2014-12-30 16:44 | 1133-RD | Fast Track | Fast Track | In Service | 3/31/2015 |  |  | ALAMEDA | NEWARK SUB | Storage | 0.018 | 1/21/2015 | 1/21/2015 | Pass |  |  | N/A (Fast Track) | N/A (Fast Track) | N/A (Fast Track) | Executed | No former queue position |  |  |  |  | Newark | 230 |  |  | TRUE | FALSE | Newark | 230 | [7 empty] | 0.018 |  | 0.018 | 1 | 1
2014-12-30 17:07 | 1134-RD | Fast Track | Fast Track | In Service | 3/31/2015 |  |  | SANTA CLARA | MONTAGUE SUB | Storage | 0.018 | 1/21/2015 | 1/21/2015 | Pass |  |  | N/A (Fast Track) | N/A (Fast Track) | N/A (Fast Track) | Executed | No former queue position |  |  |  |  | Montague |  |  |  | FALSE | FALSE | Montague | [8 empty] | 0.018 |  | 0.018 | 1 | 1
2015-01-05 11:55 | 1135-RD | Fast Track | Fast Track | In Service | 3/31/2015 |  |  | FRESNO | PINEDALE SUB | Storage | 0.018 | 1/28/2015 | 2/6/2015 | Pass |  |  | N/A (Fast Track) | N/A (Fast Track) | N/A (Fast Track) | Executed | No former queue position |  |  |  |  | Pinedale |  |  |  | FALSE | FALSE | Pinedale | [8 empty] | 0.018 |  | 0.018 | 1 | 1
2015-01-06 09:40 | 1136-RD | Fast Track | Fast Track | In Service | 3/31/2015 |  |  | SANTA CLARA | MILPITAS SUB | Storage | 0.018 | 1/28/2015 | 2/8/2015 | Pass |  |  | N/A (Fast Track) | N/A (Fast Track) | N/A (Fast Track) | Executed | No former queue position |  |  |  |  | Milpitas |  |  |  | FALSE | FALSE | Milpitas | [8 empty] | 0.018 |  | 0.018 | 1 | 1
2015-01-09 11:25 | 1137-RD | Fast Track | Fast Track | In Service | 3/31/2015 |  |  | FRESNO | FIGARDEN SUB | Storage | 0.018 | 1/28/2015 | 2/9/2015 | Pass |  |  | N/A (Fast Track) | N/A (Fast Track) | N/A (Fast Track) | Executed | No former queue position |  |  |  |  | Figarden | 230 |  |  | TRUE | FALSE | Figarden | 230 | [7 empty] | 0.018 |  | 0.018 | 1 | 1
2015-01-18 15:39 | 1138-WD | Fast Track | Fast Track | Withdrawn | 8/1/2015 | Withdrawn | Withdrawn | GLENN | HAMILTON A SUB | Solar PV | 1 | 1/28/2015 | 2/19/2015 | Fail Screens: 2, 4, 10 | Withdrawn | Withdrawn | Withdrawn | Withdrawn | Withdrawn | Withdrawn | No former queue position |  |  |  |  | Hamilton A |  |  |  | FALSE | FALSE | Hamilton A |  |  | 1 | [8 empty] | 0 | 0
2015-01-23 11:59 | 1139-WD | Independent Study | Independent Study | Withdrawn | 7/24/2015 | Withdrawn | Withdrawn | KINGS | HENRIETTA SUB | Solar PV | 1.5 | 2/4/2015 | Withdrawn | Withdrawn | Withdrawn | Withdrawn | Withdrawn | Withdrawn | Withdrawn | Withdrawn | No former queue position |  |  |  |  | Henrietta | 230 |  |  | TRUE | FALSE | Henrietta | 230 |  | 1.5 | [8 empty] | 0 | 0
2015-01-13 15:46 | 1140-RD | Fast Track | Fast Track | In Service | 3/31/2015 |  |  | COLUSA | COLUSA PP | Engine | 1.69 | 2/4/2015 | 2/25/2015 | Fail | 4/15/2015 | Pass | N/A (Fast Track) | N/A (Fast Track) | N/A (Fast Track) | Executed | No former queue position |  |  |  |  | Colusa Pp |  |  |  | FALSE | FALSE | Colusa Pp | [11 empty] | 1 | 1
2015-01-21 12:32 | 1141-RD | Fast Track | Fast Track | Withdrawn | 3/31/2015 | Withdrawn | Withdrawn | SONOMA | SONOMA A SUB | Solar PV | 0.99048 | 2/4/2015 | Withdrawn | Withdrawn | Withdrawn | Withdrawn | Withdrawn | Withdrawn | Withdrawn | Withdrawn | No former queue position |  |  |  |  | Sonoma A |  |  |  | FALSE | FALSE | Sonoma A |  |  | 0.99048 | [8 empty] | 0 | 0
2015-01-23 09:51 | 1142-RD | Detailed Study | Detailed Study | Withdrawn | 5/1/2017 | Withdrawn | Withdrawn | EL DORADO | SHINGLE SPRINGS SUB | Other | 4 | 2/4/2015 | Withdrawn | Withdrawn | Withdrawn | Withdrawn | Withdrawn | Withdrawn | Withdrawn | Withdrawn | No former queue position |  |  |  |  | Shingle Springs |  |  |  | FALSE | FALSE | Shingle Springs | [11 empty] | 0 | 0
2015-01-23 10:59 | 1143-RD | Fast Track | Fast Track | Withdrawn | 5/1/2017 | Withdrawn | Withdrawn | EL DORADO | SHINGLE SPRINGS SUB | Other | 3 | 2/4/2015 | 2/26/2015 | Fail Screens: B, F, H, I, J, K, L | Withdrawn | Withdrawn | Withdrawn | Withdrawn | Withdrawn | Withdrawn | No former queue position |  |  |  |  | Shingle Springs |  |  |  | FALSE | FALSE | Shingle Springs | [11 empty] | 0 | 0
2015-01-23 12:05 | 1144-RD | Fast Track | Fast Track | Withdrawn | 5/1/2017 | Withdrawn | Withdrawn | EL DORADO | SHINGLE SPRINGS SUB | Other | 3 | 2/4/2015 | 2/26/2015 | Fail Screens: B, H, I, J, K, L | Withdrawn | Withdrawn | Withdrawn | Withdrawn | Withdrawn | Withdrawn | No former queue position |  |  |  |  | Shingle Springs |  |  |  | FALSE | FALSE | Shingle Springs | [11 empty] | 0 | 0
2015-01-23 12:13 | 1145-RD | Fast Track | Fast Track | Withdrawn | 5/1/2017 | Withdrawn | Withdrawn | EL DORADO | SHINGLE SPRINGS SUB | Other | 3 | 2/4/2015 | 2/26/2015 | Fail Screens: B, H, I, J, K, L | Withdrawn | Withdrawn | Withdrawn | Withdrawn | Withdrawn | Withdrawn | No former queue position |  |  |  |  | Shingle Springs |  |  |  | FALSE | FALSE | Shingle Springs | [11 empty] | 0 | 0
2015-01-12 10:18 | 1146-RD | Detailed Study | Detailed Study | Withdrawn | 3/31/2015 | Withdrawn | Withdrawn | SAN MATEO | EAST GRAND SUB | Turbine | 7.2 | 2/11/2015 | Withdrawn | Withdrawn | Withdrawn | Withdrawn | Withdrawn | Withdrawn | Withdrawn | Withdrawn | No former queue position |  |  |  |  | East Grand |  |  |  | FALSE | FALSE | East Grand | [11 empty] | 0 | 0
2015-01-21 09:28 | 1147-RD | Fast Track | Fast Track | In Service | 3/31/2015 |  |  | SAN JOAQUIN | VIERRA SUB | Solar PV | 0.34278 | 2/11/2015 | 3/3/2015 | Pass |  |  | N/A (Fast Track) | N/A (Fast Track) | N/A (Fast Track) | Executed | No former queue position |  |  |  |  | Vierra | 115 |  |  | TRUE | FALSE | Vierra | 115 |  | 0.34278 | [8 empty] | 1 | 1
2015-01-26 14:51 | 1148-RD | Detailed Study | Detailed Study | Withdrawn | 6/1/2016 | Withdrawn | Withdrawn | CALAVERAS | WEST POINT PH | Biomass | 3 | 2/11/2015 | Withdrawn | Withdrawn | Withdrawn | Withdrawn | Withdrawn | Withdrawn | Withdrawn | Withdrawn | No former queue position |  |  |  |  | West Point Ph |  |  |  | FALSE | FALSE | West Point Ph | [11 empty] | 0 | 0
2015-01-23 11:32 | 1149-WD | Fast Track | Fast Track | Withdrawn | 8/7/2015 | Withdrawn | Withdrawn | SONOMA | BASALT SUB | Solar PV | 2 | 2/11/2015 | 3/4/2015 | Fail Screens: 2, 4, 10 | 5/11/2015 | Pass | Withdrawn | Withdrawn | Withdrawn | Withdrawn | No former queue position |  |  |  |  | Basalt |  |  |  | FALSE | FALSE | Basalt |  |  | 2 | [8 empty] | 0 | 0
2015-01-23 11:38 | 1150-WD | Fast Track | Fast Track | Withdrawn | 8/7/2015 | Withdrawn | Withdrawn | SONOMA | SONOMA A SUB | Solar PV | 2 | 2/11/2015 | 3/4/2015 | Fail Screens: 2, 4, 10 | 5/11/2015 | Pass | Withdrawn | Withdrawn | Withdrawn | Withdrawn | No former queue position |  |  |  |  | Sonoma A |  |  |  | FALSE | FALSE | Sonoma A |  |  | 2 | [8 empty] | 0 | 0
2015-01-26 14:43 | 1151-RD | Detailed Study | Detailed Study | Withdrawn | 7/1/2016 | Withdrawn | Withdrawn | MADERA | SAN JOAQUIN #3 PH | Biomass | 2 | 2/11/2015 | Withdrawn | Withdrawn | Withdrawn | Withdrawn | Withdrawn | Withdrawn | Withdrawn | Withdrawn | No former queue position |  |  |  |  | San Joaquin #3 Ph |  |  |  | FALSE | FALSE | San Joaquin #3 Ph | [11 empty] | 0 | 0
2015-01-29 14:26 | 1152-RD | Fast Track | Fast Track | Withdrawn | 12/30/2016 | Withdrawn | Withdrawn | TEHAMA | TYLER SUB | Solar PV | 1 | 2/18/2015 | 3/9/2015 | Fail Screens: F, I, J, K, M | Withdrawn | Withdrawn | Withdrawn | Withdrawn | Withdrawn | Withdrawn | No former queue position |  |  |  |  | Tyler |  |  |  | FALSE | FALSE | Tyler |  |  | 1 | [8 empty] | 0 | 0
2015-02-04 15:14 | 1153-RD | Fast Track | Fast Track | Active | 4/30/2015 |  |  | NAPA | PUEBLO SUB | Micro Turbine | 0.13 | 2/18/2015 | 3/9/2015 | Fail Screens: H, J, M | 4/16/2015 | Pass | N/A (Fast Track) | N/A (Fast Track) | N/A (Fast Track) | Executed | No former queue position | not found |  |  |  | Pueblo |  |  |  | FALSE | FALSE | Pueblo | [11 empty] | 0 | 1
2015-01-15 16:25 | 1154-RD | Fast Track | Fast Track | In Service | 3/31/2015 |  |  | KERN | WESTPARK SUB | Storage | 0.018 | 2/18/2015 | 3/10/2015 | Pass |  |  | N/A (Fast Track) | N/A (Fast Track) | N/A (Fast Track) | Executed | No former queue position |  |  |  |  | Westpark | 115 |  |  | TRUE | FALSE | Westpark | 115 | [7 empty] | 0.018 |  | 0.018 | 1 | 1
2015-01-21 17:47 | 1155-RD | Fast Track | Fast Track | In Service | 3/31/2015 |  |  | SACRAMENTO | WEST SACRAMENTO SUB | Storage | 0.036 | 2/18/2015 | 3/17/2015 | Pass |  |  | N/A (Fast Track) | N/A (Fast Track) | N/A (Fast Track) | Executed | No former queue position |  |  |  |  | West Sacramento |  |  |  | FALSE | FALSE | West Sacramento | [8 empty] | 0.036 |  | 0.036 | 1 | 1
2015-01-30 13:09 | 1156-WD | Fast Track | Fast Track | Withdrawn | 12/31/2018 | Withdrawn | Withdrawn | EL DORADO | SHINGLE SPRINGS SUB | Other | 4 | 2/25/2015 | 3/17/2015 | Fail Screens: 2, 4, 9, 10 | Withdrawn | Withdrawn | Withdrawn | Withdrawn | Withdrawn | Withdrawn | No former queue position |  |  |  |  | Shingle Springs |  |  |  | FALSE | FALSE | Shingle Springs | [11 empty] | 0 | 0
2015-01-23 17:23 | 1157-WD | Independent Study | Independent Study | In Service | 6/1/2016 | 11/30/2017 | 11/15/2017 | CONTRA COSTA | RICHMOND R SUB | Solar PV | 8.5 | 2/25/2015 | N/A | N/A (Independent Study) | N/A | N/A (Independent Study) | Pass | 7/10/2015 | 11/13/2015 | Executed | No former queue position | Richmond R | 115 |  |  | Richmond R | 115 |  |  | TRUE | FALSE | Richmond R | 115 |  | 8.5 | [8 empty] | 1 | 1
2015-02-10 09:14 | 1158-WD | Fast Track | Fast Track | Withdrawn | 7/31/2015 | Withdrawn | Withdrawn | SONOMA | SONOMA A SUB | Solar PV | 0.1 | 3/4/2015 | 3/23/2015 | Fail Screens: 2, 4, 10 | Withdrawn | Withdrawn | Withdrawn | Withdrawn | Withdrawn | Withdrawn | No former queue position |  |  |  |  | Sonoma A |  |  |  | FALSE | FALSE | Sonoma A |  |  | 0.1 | [8 empty] | 0 | 0
2015-02-12 15:34 | 1159-RD | Fast Track | Fast Track | In Service | 4/30/2015 |  |  | MARIN | LAS GALLINAS A SUB | Storage | 0.03 | 3/4/2015 | 3/26/2015 | Pass |  |  | N/A (Fast Track) | N/A (Fast Track) | N/A (Fast Track) | Executed | No former queue position |  |  |  |  | Las Gallinas A |  |  |  | FALSE | FALSE | Las Gallinas A | [8 empty] | 0.03 |  | 0.03 | 1 | 1
2015-02-17 12:25 | 1160-RD | Fast Track | Fast Track | Withdrawn | 4/11/2016 | Withdrawn | Withdrawn | KINGS | GUERNSEY SUB | Solar PV | 3 | 3/4/2015 | 3/23/2015 | Fail Screens: F, I, J, K, M | Withdrawn | Withdrawn | Withdrawn | Withdrawn | Withdrawn | Withdrawn | No former queue position |  |  |  |  | Guernsey | 70 |  |  | TRUE | FALSE | Guernsey | 70 |  | 3 | [8 empty] | 0 | 0
2015-01-23 11:27 | 1161-WD | Independent Study | Independent Study | Withdrawn | 8/3/2015 | Withdrawn | Withdrawn | SONOMA | FULTON SUB | Solar PV | 7 | 3/4/2015 | Withdrawn | Withdrawn | Withdrawn | Withdrawn | Withdrawn | Withdrawn | Withdrawn | Withdrawn | No former queue position |  |  |  |  | Fulton | 230 |  |  | TRUE | FALSE | Fulton | 230 |  | 7 | [8 empty] | 0 | 0
2015-02-12 10:15 | 1162-WD | Independent Study | Independent Study | Withdrawn | 4/1/2019 | Withdrawn | Withdrawn | MADERA | WEST FRESNO SUB | Other | 15.3 | 3/11/2015 | Withdrawn | Withdrawn | Withdrawn | Withdrawn | Withdrawn | Withdrawn | Withdrawn | Withdrawn | No former queue position |  |  |  |  | West Fresno | 115 |  |  | TRUE | FALSE | West Fresno | 115 | [10 empty] | 0 | 0
2015-02-12 17:04 | 1163-RD | Fast Track | Fast Track | In Service | 4/30/2015 |  |  | SANTA CLARA | MONTAGUE SUB | Storage | 0.018 | 3/11/2015 | 3/26/2015 | Pass |  |  | N/A (Fast Track) | N/A (Fast Track) | N/A (Fast Track) | Executed | No former queue position |  |  |  |  | Montague |  |  |  | FALSE | FALSE | Montague | [8 empty] | 0.018 |  | 0.018 | 1 | 1
2015-02-27 16:12 | 1164-RD | Fast Track | Fast Track | Withdrawn | 5/28/2015 | Withdrawn | Withdrawn | KERN | POSO MTN SUB | Solar PV | 8 | 3/11/2015 | 3/30/2015 | Fail | 5/15/2015 | Pass | Withdrawn | Withdrawn | Withdrawn | Withdrawn | No former queue position |  |  |  |  | Poso Mtn |  |  |  | FALSE | FALSE | Poso Mtn |  |  | 8 | [8 empty] | 0 | 0
2015-03-06 15:45 | 1165-RD | Fast Track | Fast Track | In Service | 5/27/2015 |  |  | NEVADA | BRUNSWICK SUB | Solar PV | 0.621 | 3/18/2015 | 4/8/2015 | Fail | 5/26/2015 | Pass | N/A (Fast Track) | N/A (Fast Track) | N/A (Fast Track) | Executed | No former queue position |  |  |  |  | Brunswick | 115 |  |  | TRUE | FALSE | Brunswick | 115 |  | 0.621 | [8 empty] | 1 | 1
2015-03-13 13:41 | 1166-RD | Fast Track | Fast Track | Withdrawn | 5/28/2015 | Withdrawn | Withdrawn | SAN JOAQUIN | MOSHER SUB | Solar PV | 0.001 | 3/18/2015 | 3/25/2015 | Pass | Withdrawn | Withdrawn | Withdrawn | Withdrawn | Withdrawn | Withdrawn | No former queue position |  |  |  |  | Mosher |  |  |  | FALSE | FALSE | Mosher |  |  | 0.001 | [8 empty] | 0 | 0
2015-03-05 09:14 | 1167-WD | Independent Study | Independent Study | In Service | 1/6/2017 | 12/14/2018 | 8/13/2020 | EL DORADO | APPLE HILL SUB | Hydro | 2.6802 | 3/18/2015 | N/A | N/A (Independent Study) | N/A | N/A (Independent Study) | Pass | 8/5/2015 | 12/30/2015 | Executed | No former queue position |  |  |  |  | Apple Hill |  |  |  | FALSE | FALSE | Apple Hill | [11 empty] | 1 | 1
2015-03-05 12:13 | 1168-WD | Fast Track | Fast Track | Withdrawn | 3/31/2016 | Withdrawn | Withdrawn | TULARE | OROSI SUB | Solar PV | 1.4 | 3/25/2015 | 4/2/2015 | Fail Screens: 2, 10 | Withdrawn | Withdrawn | Withdrawn | Withdrawn | Withdrawn | Withdrawn | No former queue position |  |  | Orosi |  | Orosi | 70 |  |  | TRUE | FALSE | Orosi | 70 |  | 1.4 | [8 empty] | 0 | 0
2015-03-05 12:21 | 1169-WD | Fast Track | Fast Track | Withdrawn | 3/31/2016 | Withdrawn | Withdrawn | MERCED | WILSON SUB | Solar PV | 1.49 | 3/25/2015 | 4/7/2015 | Fail Screens: 2, 4, 5, 10 | Withdrawn | Withdrawn | Withdrawn | Withdrawn | Withdrawn | Withdrawn | No former queue position |  |  |  |  | Wilson | 230 |  |  | TRUE | FALSE | Wilson | 230 |  | 1.49 | [8 empty] | 0 | 0
2015-03-09 14:32 | 1170-RD | Fast Track | Fast Track | In Service | 5/21/2015 |  |  | YOLO | MADISON SUB | Solar PV | 0.0309 | 3/25/2015 | 3/26/2015 | Pass |  |  | N/A (Fast Track) | N/A (Fast Track) | N/A (Fast Track) | Executed | No former queue position |  |  | Madison | 115 | Madison | 115 |  |  | TRUE | FALSE | Madison | 115 |  | 0.0309 | [8 empty] | 1 | 1
2015-03-06 12:46 | 1171-RD | Fast Track | Fast Track | Withdrawn | 11/27/2015 | Withdrawn | Withdrawn | TEHAMA | RED BLUFF SUB | Solar PV,Storage | 0.95 | 3/25/2015 | 5/22/2015 | Fail | 9/1/2015 | Pass | Withdrawn | Withdrawn | Withdrawn | Withdrawn | R21 Transition to WDT SGIA |  |  |  |  | Red Bluff | 500 |  |  | TRUE | FALSE | Red Bluff | 500 |  | 0.95 | [5 empty] | 0.95 |  | 0.95 | 0 | 0
2015-02-06 14:58 | 1172-RD | Fast Track | Fast Track | Withdrawn | 4/30/2015 | Withdrawn | Withdrawn | SANTA CLARA | TRIMBLE SUB | Storage | 0.018 | 4/1/2015 | 4/10/2015 | Pass | Withdrawn | Withdrawn | Withdrawn | Withdrawn | Withdrawn | Withdrawn | No former queue position |  |  |  |  | Trimble | 115 |  |  | TRUE | FALSE | Trimble | 115 | [7 empty] | 0.018 |  | 0.018 | 0 | 0
2015-02-06 16:07 | 1173-RD | Fast Track | Fast Track | Withdrawn | 4/30/2015 | Withdrawn | Withdrawn | SANTA CLARA | TRIMBLE SUB | Storage | 0.036 | 4/1/2015 | 4/10/2015 | Pass | Withdrawn | Withdrawn | Withdrawn | Withdrawn | Withdrawn | Withdrawn | No former queue position |  |  |  |  | Trimble | 115 |  |  | TRUE | FALSE | Trimble | 115 | [7 empty] | 0.036 |  | 0.036 | 0 | 0
2015-02-16 11:47 | 1174-WD | Fast Track | Fast Track | Withdrawn | 12/31/2017 | Withdrawn | Withdrawn | SANTA CLARA | MORGAN HILL SUB | Other | 3 | 4/1/2015 | 4/15/2015 | Fail Screens: 2, 10 | Withdrawn | Withdrawn | Withdrawn | Withdrawn | Withdrawn | Withdrawn | No former queue position |  |  | Morgan Hill |  | Morgan Hill | 115 |  |  | TRUE | FALSE | Morgan Hill | 115 | [10 empty] | 0 | 0
2015-03-17 11:03 | 1175-WD | Cluster | Cluster | Withdrawn | 4/1/2019 | Withdrawn | Withdrawn | MADERA | WEST FRESNO SUB | Other | 15.3 | 4/1/2015 | Withdrawn | Withdrawn | Withdrawn | Withdrawn | Withdrawn | Withdrawn | Withdrawn | Withdrawn | No former queue position |  |  |  |  | West Fresno | 115 |  |  | TRUE | FALSE | West Fresno | 115 | [10 empty] | 0 | 0
2015-03-25 10:20 | 1176-RD | Fast Track | Fast Track | In Service | 6/30/2015 |  |  | NAPA | TULUCAY SUB | Storage | 0.99225 | 4/1/2015 | 4/28/2015 | Fail | 6/8/2015 | Pass | N/A (Fast Track) | N/A (Fast Track) | N/A (Fast Track) | Executed | No former queue position |  |  |  |  | Tulucay | 230 |  |  | TRUE | FALSE | Tulucay | 230 | [7 empty] | 0.99225 |  | 0.99225 | 1 | 1
2015-03-30 11:19 | 1177-RD | Fast Track | Fast Track | Withdrawn | 6/30/2015 | Withdrawn | Withdrawn | SAN JOAQUIN | LODI SUB | Solar PV | 0.00128 | 4/8/2015 | 4/9/2015 | Pass | Withdrawn | Withdrawn | Withdrawn | Withdrawn | Withdrawn | Withdrawn | No former queue position |  |  |  |  | Lodi | 230 |  |  | TRUE | FALSE | Lodi | 230 |  | 0.00128 | [8 empty] | 0 | 0
2015-03-30 15:39 | 1178-RD | Fast Track | Fast Track | Withdrawn | 6/30/2015 | Withdrawn | Withdrawn | SANTA CLARA | LAWRENCE SUB | Solar PV | 0.00129 | 4/8/2015 | 4/15/2015 | Pass | Withdrawn | Withdrawn | Withdrawn | Withdrawn | Withdrawn | Withdrawn | No former queue position |  |  |  |  | Lawrence |  |  |  | FALSE | FALSE | Lawrence |  |  | 0.00129 | [8 empty] | 0 | 0
2015-03-30 16:45 | 1179-RD | Fast Track | Fast Track | Withdrawn | 6/30/2015 | Withdrawn | Withdrawn | CONTRA COSTA | CLAYTON SUB | Solar PV | 0.00151 | 4/8/2015 | 4/15/2015 | Pass | Withdrawn | Withdrawn | Withdrawn | Withdrawn | Withdrawn | Withdrawn | No former queue position |  |  |  |  | Clayton | 115 |  |  | TRUE | FALSE | Clayton | 115 |  | 0.00151 | [8 empty] | 0 | 0
2015-03-30 17:09 | 1180-RD | Fast Track | Fast Track | Withdrawn | 6/30/2015 | Withdrawn | Withdrawn | SANTA CLARA | BELLE HAVEN SUB | Solar PV | 0.001 | 4/8/2015 | 4/15/2015 | Pass | Withdrawn | Withdrawn | Withdrawn | Withdrawn | Withdrawn | Withdrawn | No former queue position |  |  |  |  | Belle Haven |  |  |  | FALSE | FALSE | Belle Haven |  |  | 0.001 | [8 empty] | 0 | 0
2015-03-30 17:43 | 1181-RD | Fast Track | Fast Track | Withdrawn | 6/30/2015 | Withdrawn | Withdrawn | STANISLAUS | RIVERBANK SUB | Solar PV | 0.00213 | 4/8/2015 | 4/15/2015 | Pass | Withdrawn | Withdrawn | Withdrawn | Withdrawn | Withdrawn | Withdrawn | No former queue position |  |  |  |  | Riverbank | 115 |  |  | TRUE | FALSE | Riverbank | 115 |  | 0.00213 | [8 empty] | 0 | 0
2015-03-19 17:01 | 1182-WD | Fast Track | Fast Track | Withdrawn | 6/30/2016 | Withdrawn | Withdrawn | MADERA | DAIRYLAND SUB | Solar PV | 1.5 | 4/8/2015 | 4/29/2015 | Fail Screens: 2, 4, 10 | Withdrawn | Withdrawn | Withdrawn | Withdrawn | Withdrawn | Withdrawn | No former queue position |  |  |  |  | Dairyland | 115 |  |  | TRUE | FALSE | Dairyland | 115 |  | 1.5 | [8 empty] | 0 | 0
2015-03-23 12:42 | 1183-RD | Fast Track | Fast Track | In Service | 5/28/2015 |  |  | SAN FRANCISCO | SAN FRAN Y (LARKIN) SUB | Engine | 9 | 4/8/2015 | 4/16/2015 | Fail Screens: D, E, F, J, K | 6/30/2015 | Pass | N/A (Fast Track) | N/A (Fast Track) | N/A (Fast Track) | Executed | No former queue position | not found |  |  |  | San Fran Y (Larkin) |  |  |  | FALSE | FALSE | San Fran Y (Larkin) | [11 empty] | 1 | 1
2015-02-06 16:55 | 1184-RD | Fast Track | Fast Track | Withdrawn | 4/30/2015 | Withdrawn | Withdrawn | SANTA CLARA | TRIMBLE SUB | Storage | 0.018 | 4/8/2015 | 5/13/2015 | Pass | Withdrawn | Withdrawn | Withdrawn | Withdrawn | Withdrawn | Withdrawn | No former queue position |  |  |  |  | Trimble | 115 |  |  | TRUE | FALSE | Trimble | 115 | [7 empty] | 0.018 |  | 0.018 | 0 | 0
2015-02-13 16:00 | 1185-RD | Fast Track | Fast Track | In Service | 4/30/2015 |  |  | SAN FRANCISCO | SAN FRAN Y (LARKIN) SUB | Storage | 0.018 | 4/8/2015 | 5/19/2015 | Pass |  |  | N/A (Fast Track) | N/A (Fast Track) | N/A (Fast Track) | Executed | No former queue position |  |  |  |  | San Fran Y (Larkin) |  |  |  | FALSE | FALSE | San Fran Y (Larkin) | [8 empty] | 0.018 |  | 0.018 | 1 | 1
2015-03-15 19:44 | 1186-WD | Independent Study | Independent Study | Withdrawn | 1/31/2017 | Withdrawn | Withdrawn | SAN LUIS OBISPO | TEMPLETON SUB | Other | 4 | 4/8/2015 | Withdrawn | Withdrawn | Withdrawn | Withdrawn | Withdrawn | Withdrawn | Withdrawn | Withdrawn | No former queue position |  |  |  |  | Templeton | 230 |  |  | TRUE | FALSE | Templeton | 230 | [10 empty] | 0 | 0
2015-02-26 16:57 | 1187-RD | Fast Track | Fast Track | In Service | 5/28/2015 |  |  | SANTA CLARA | MONTAGUE SUB | Storage | 0.018 | 4/8/2015 | 4/22/2015 | Pass |  |  | N/A (Fast Track) | N/A (Fast Track) | N/A (Fast Track) | Executed | No former queue position |  |  |  |  | Montague |  |  |  | FALSE | FALSE | Montague | [8 empty] | 0.018 |  | 0.018 | 1 | 1
2015-02-26 17:01 | 1188-RD | Fast Track | Fast Track | In Service | 5/28/2015 |  |  | SANTA CLARA | MONTAGUE SUB | Storage | 0.018 | 4/8/2015 | 4/22/2015 | Pass |  |  | N/A (Fast Track) | N/A (Fast Track) | N/A (Fast Track) | Executed | No former queue position |  |  |  |  | Montague |  |  |  | FALSE | FALSE | Montague | [8 empty] | 0.018 |  | 0.018 | 1 | 1
2015-02-26 17:09 | 1189-RD | Fast Track | Fast Track | In Service | 5/26/2015 |  |  | SANTA CLARA | LAWRENCE SUB | Storage | 0.018 | 4/8/2015 | 4/14/2015 | Pass |  |  | N/A (Fast Track) | N/A (Fast Track) | N/A (Fast Track) | Executed | No former queue position |  |  |  |  | Lawrence |  |  |  | FALSE | FALSE | Lawrence | [8 empty] | 0.018 |  | 0.018 | 1 | 1
2015-02-26 17:13 | 1190-RD | Fast Track | Fast Track | In Service | 5/20/2015 |  |  | SANTA CLARA | LAWRENCE SUB | Storage | 0.018 | 4/8/2015 | 4/14/2015 | Pass |  |  | N/A (Fast Track) | N/A (Fast Track) | N/A (Fast Track) | Executed | No former queue position |  |  |  |  | Lawrence |  |  |  | FALSE | FALSE | Lawrence | [8 empty] | 0.018 |  | 0.018 | 1 | 1
2015-02-26 17:16 | 1191-RD | Fast Track | Fast Track | In Service | 5/27/2015 |  |  | SANTA CLARA | LAWRENCE SUB | Storage | 0.018 | 4/8/2015 | 4/14/2015 | Pass |  |  | N/A (Fast Track) | N/A (Fast Track) | N/A (Fast Track) | Executed | No former queue position |  |  |  |  | Lawrence |  |  |  | FALSE | FALSE | Lawrence | [8 empty] | 0.018 |  | 0.018 | 1 | 1
2015-03-02 10:35 | 1192-RD | Fast Track | Fast Track | In Service | 5/21/2015 |  |  | CONTRA COSTA | RICHMOND R SUB | Storage | 0.018 | 4/8/2015 | 5/19/2015 | Pass |  |  | N/A (Fast Track) | N/A (Fast Track) | N/A (Fast Track) | Executed | No former queue position |  |  |  |  | Richmond R | 115 |  |  | TRUE | FALSE | Richmond R | 115 | [7 empty] | 0.018 |  | 0.018 | 1 | 1
2015-03-15 10:34 | 1193-RD | Fast Track | Fast Track | Withdrawn | 9/1/2015 | Withdrawn | Withdrawn | SONOMA | LOWER LAKE SUB | Solar PV | 3 | 4/8/2015 | 4/29/2015 | Fail Screens: B, F, I, J, K, M | 7/13/2015 | Fail | Withdrawn | Withdrawn | Withdrawn | Withdrawn | No former queue position |  |  |  |  | Lower Lake |  |  |  | FALSE | FALSE | Lower Lake |  |  | 3 | [8 empty] | 0 | 0
2015-03-16 11:52 | 1194-RD | Fast Track | Fast Track | In Service | 5/29/2015 | In Service | 11/12/2015 | SAN FRANCISCO | SAN FRAN X (MISSION) SUB | Storage | 0.018 | 2015-04-08 | 4/24/2015 | Fail | 5/19/2015 | Pass | N/A (Fast Track) | N/A (Fast Track) | N/A (Fast Track) | Executed | No former queue position |  |  |  |  | San Fran X (Mission) |  |  |  | FALSE | FALSE | San Fran X (Mission) | [8 empty] | 0.018 |  | 0.018 | 1 | 1
2015-03-16 12:25 | 1195-RD | Fast Track | Fast Track | In Service | 5/29/2015 | In Service | 9/30/2015 | SAN FRANCISCO | SAN FRAN Y (LARKIN) SUB | Storage | 0.036 | 4/8/2015 | 5/5/2015 | Fail | 5/19/2015 | Pass | N/A (Fast Track) | N/A (Fast Track) | N/A (Fast Track) | Executed | No former queue position |  |  |  |  | San Fran Y (Larkin) |  |  |  | FALSE | FALSE | San Fran Y (Larkin) | [8 empty] | 0.036 |  | 0.036 | 1 | 1
2015-03-16 12:36 | 1196-RD | Fast Track | Fast Track | In Service | 5/29/2015 | In Service | 11/12/2015 | SAN FRANCISCO | SAN FRAN Y (LARKIN) SUB | Storage | 0.036 | 4/8/2015 | 4/24/2015 | Fail | 5/19/2015 | Pass | N/A (Fast Track) | N/A (Fast Track) | N/A (Fast Track) | Executed | No former queue position |  |  |  |  | San Fran Y (Larkin) |  |  |  | FALSE | FALSE | San Fran Y (Larkin) | [8 empty] | 0.036 |  | 0.036 | 1 | 1
2015-03-23 17:17 | 1197-RD | Fast Track | Fast Track | In Service | 6/30/2015 |  |  | ALAMEDA | JARVIS SUB | Storage | 0.054 | 4/8/2015 | 4/10/2015 | Pass |  |  | N/A (Fast Track) | N/A (Fast Track) | N/A (Fast Track) | Executed | No former queue position |  |  |  |  | Jarvis |  |  |  | FALSE | FALSE | Jarvis | [8 empty] | 0.054 |  | 0.054 | 1 | 1
2015-03-23 17:34 | 1198-RD | Fast Track | Fast Track | In Service | 6/30/2015 |  |  | ALAMEDA | MT EDEN SUB | Storage | 0.036 | 4/8/2015 | 4/10/2015 | Pass |  |  | N/A (Fast Track) | N/A (Fast Track) | N/A (Fast Track) | Executed | No former queue position |  |  |  |  | Mt Eden | 115 |  |  | TRUE | FALSE | Mt Eden | 115 | [7 empty] | 0.036 |  | 0.036 | 1 | 1
2015-04-02 20:33 | 1199-RD | Fast Track | Fast Track | In Service | 6/30/2015 |  |  | MARIN | SAN RAFAEL SUB | Storage | 0.99225 | 4/15/2015 | 5/12/2015 | Fail | 6/8/2015 | Pass | N/A (Fast Track) | N/A (Fast Track) | N/A (Fast Track) | Executed | No former queue position |  |  |  |  | San Rafael |  |  |  | FALSE | FALSE | San Rafael | [8 empty] | 0.99225 |  | 0.99225 | 1 | 1
2015-03-26 08:59 | 1200-RD | Fast Track | Fast Track | Withdrawn | 6/24/2015 | Withdrawn | Withdrawn | SAN JOAQUIN | TRACY SUB | Steam Turbine | 6.5 | 4/15/2015 | 5/7/2015 | Fail | Withdrawn | Withdrawn | Withdrawn | Withdrawn | Withdrawn | Withdrawn | No former queue position |  |  |  |  | Tracy | 115 |  |  | TRUE | FALSE | Tracy | 115 | [10 empty] | 0 | 0
2015-03-30 14:57 | 1201-RD | Fast Track | Fast Track | In Service | 6/30/2015 | In Service | 6/7/2016 | ALAMEDA | OAKLAND X SUB | Engine | 0.0044 | 4/15/2015 | 4/22/2015 | Pass |  |  | N/A (Fast Track) | N/A (Fast Track) | N/A (Fast Track) | Executed | No former queue position |  |  |  |  | Oakland X | 115 |  |  | TRUE | FALSE | Oakland X | 115 | [10 empty] | 1 | 1
2015-03-30 15:23 | 1202-WD | Cluster | Cluster | Withdrawn | 3/31/2018 | Withdrawn | Withdrawn | KERN | ARCO SUB | Solar PV | 20 | 4/15/2015 | Withdrawn | Withdrawn | Withdrawn | Withdrawn | Withdrawn | Withdrawn | Withdrawn | Withdrawn | No former queue position |  |  |  |  | Arco | 230 |  |  | TRUE | FALSE | Arco | 230 |  | 20 | [8 empty] | 0 | 0
2015-03-30 15:29 | 1203-WD | Cluster | Cluster | Withdrawn | 3/31/2018 | Withdrawn | Withdrawn | KERN | ARCO SUB | Solar PV | 20 | 4/15/2015 | Withdrawn | Withdrawn | Withdrawn | Withdrawn | Withdrawn | Withdrawn | Withdrawn | Withdrawn | No former queue position |  |  |  |  | Arco | 230 |  |  | TRUE | FALSE | Arco | 230 |  | 20 | [8 empty] | 0 | 0
2015-03-30 15:32 | 1204-WD | Cluster | Cluster | Withdrawn | 3/31/2018 | Withdrawn | Withdrawn | KINGS | ARCO SUB | Solar PV | 20 | 4/15/2015 | Withdrawn | Withdrawn | Withdrawn | Withdrawn | Withdrawn | Withdrawn | Withdrawn | Withdrawn | No former queue position |  |  |  |  | Arco | 230 |  |  | TRUE | FALSE | Arco | 230 |  | 20 | [8 empty] | 0 | 0
2015-03-17 15:16 | 1205-WD | Independent Study | Independent Study | In Service | 8/31/2016 | 3/16/2018 | 12/6/2017 | KERN | OLD RIVER SUB | Engine | 1 | 4/15/2015 | N/A | N/A (Independent Study) | N/A | N/A (Independent Study) | Pass | 1/8/2016 | N/A | Executed | No former queue position |  |  |  |  | Old River | 70 |  |  | TRUE | FALSE | Old River | 70 | [10 empty] | 1 | 1
2015-04-10 11:24 | 1206-WD | Independent Study | Independent Study | In Service | 3/31/2016 | 8/26/2016 | 11/17/2016 | TULARE | OROSI SUB | Solar PV | 1.5 | 4/22/2015 | N/A | N/A (Independent Study) | N/A | N/A (Independent Study) | Pass | 7/10/2015 | 12/1/2015 | Executed | No former queue position |  |  | Orosi | 70 | Orosi | 70 |  |  | TRUE | FALSE | Orosi | 70 |  | 1.5 | [8 empty] | 1 | 1
2015-04-12 10:45 | 1207-WD | Fast Track | Independent Study | In Service | 11/30/2016 | 8/31/2017 | 12/5/2017 | KERN | MAGUNDEN SUB | Solar PV | 1 | 4/22/2015 | 4/27/2015 | Fail Screens: 2, 5, 6, 10 | 6/30/2015 | Fail | Pass | 1/20/2016 | N/A | Executed | No former queue position |  |  |  |  | Magunden | 230 |  |  | TRUE | FALSE | Magunden | 230 |  | 1 | [8 empty] | 1 | 1
2015-04-12 11:06 | 1208-WD | Fast Track | Fast Track | Withdrawn | 11/30/2016 | Withdrawn | Withdrawn | KERN | BAKERSFIELD SUB | Solar PV | 1 | 4/22/2015 | 4/27/2015 | Fail Screens: 2, 5, 10 | 6/16/2015 | Pass | Withdrawn | Withdrawn | Withdrawn | Withdrawn | No former queue position |  |  |  |  | Bakersfield | 230 |  |  | TRUE | FALSE | Bakersfield | 230 |  | 1 | [8 empty] | 0 | 0
2015-04-13 15:09 | 1209-WD | Fast Track | Fast Track | In Service | 11/30/2016 | 8/31/2017 | 12/15/2017 | SAN JOAQUIN | MANTECA SUB | Solar PV | 1 | 4/22/2015 | 4/30/2015 | Fail Screens: 2, 10 | 6/4/2015 | Pass | N/A (Fast Track) | N/A (Fast Track) | N/A (Fast Track) | Executed | No former queue position |  |  |  |  | Manteca | 115 |  |  | TRUE | FALSE | Manteca | 115 |  | 1 | [8 empty] | 1 | 1
2015-04-20 16:50 | 1210-RD | Fast Track | Fast Track | In Service | 6/30/2015 |  |  | BUTTE | BUTTE SUB | Solar PV | 0.15437 | 4/29/2015 | 5/20/2015 | Pass |  |  | N/A (Fast Track) | N/A (Fast Track) | N/A (Fast Track) | Executed | No former queue position |  |  |  |  | Butte | 115 |  |  | TRUE | FALSE | Butte | 115 |  | 0.15437 | [8 empty] | 1 | 1
2015-03-15 16:07 | 1211-WD | Independent Study | Independent Study | Withdrawn | 11/29/2016 | Withdrawn | Withdrawn | SAN LUIS OBISPO | TEMPLETON SUB | Other | 4 | 4/29/2015 | Withdrawn | Withdrawn | Withdrawn | Withdrawn | Withdrawn | Withdrawn | Withdrawn | Withdrawn | No former queue position |  |  |  |  | Templeton | 230 |  |  | TRUE | FALSE | Templeton | 230 | [10 empty] | 0 | 0
2015-04-09 17:42 | 1212-RD | Fast Track | Fast Track | In Service | 6/25/2015 |  |  | SAN FRANCISCO | SAN FRAN Z (EMBARCADERO) SUB | Storage | 0.036 | 4/29/2015 | 5/1/2015 | Pass |  |  | N/A (Fast Track) | N/A (Fast Track) | N/A (Fast Track) | Executed | No former queue position |  |  |  |  | San Fran Z (Embarcadero) |  |  |  | FALSE | FALSE | San Fran Z (Embarcadero) | [8 empty] | 0.036 |  | 0.036 | 1 | 1
2015-04-22 14:58 | 1213-RD | Fast Track | Fast Track | In Service | 6/24/2015 |  |  | ALAMEDA | SAN RAMON SUB | Storage | 0.19845 | 4/29/2015 | 5/19/2015 | Pass |  |  | N/A (Fast Track) | N/A (Fast Track) | N/A (Fast Track) | Executed | No former queue position |  |  |  |  | San Ramon | 230 |  |  | TRUE | FALSE | San Ramon | 230 | [7 empty] | 0.19845 |  | 0.19845 | 1 | 1
2015-03-27 06:12 | 1214-RD | Fast Track | Fast Track | Withdrawn | 7/2/2015 | Withdrawn | Withdrawn | CONTRA COSTA | POINT PINOLE SUB | Solar PV | 1.2 | 4/29/2015 | 6/4/2015 | Fail Screens: I, J, K, M | Withdrawn | Withdrawn | Withdrawn | Withdrawn | Withdrawn | Withdrawn | No former queue position |  |  |  |  | Point Pinole |  |  |  | FALSE | FALSE | Point Pinole |  |  | 1.2 | [8 empty] | 0 | 0
2015-04-15 10:24 | 1215-WD | Fast Track | Fast Track | In Service | 11/30/2016 | 8/31/2017 | 10/3/2017 | KERN | SMYRNA SUB | Solar PV | 1 | 4/29/2015 | 5/28/2015 | Pass | 7/16/2015 | Pass | N/A (Fast Track) | N/A (Fast Track) | N/A (Fast Track) | Executed | No former queue position |  |  |  |  | Smyrna | 115 |  |  | TRUE | FALSE | Smyrna | 115 |  | 1 | [8 empty] | 1 | 1
2015-04-15 15:24 | 1216-RD | Fast Track | Fast Track | Withdrawn | 6/30/2015 | Withdrawn | Withdrawn | SONOMA | CORONA SUB | Cogeneration | 0.13 | 4/29/2015 | Withdrawn | Withdrawn | Withdrawn | Withdrawn | Withdrawn | Withdrawn | Withdrawn | Withdrawn | No former queue position |  |  |  |  | Corona | 115 |  |  | TRUE | FALSE | Corona | 115 | [10 empty] | 0 | 0
2015-04-15 15:47 | 1217-RD | Fast Track | Fast Track | In Service | 6/30/2015 |  |  | KERN | FELLOWS SUB | Solar PV | 2.5 | 4/29/2015 | 5/12/2015 | Fail | 10/01/2015 | Pass | N/A (Fast Track) | N/A (Fast Track) | N/A (Fast Track) | Executed | No former queue position |  |  |  |  | Fellows |  |  |  | FALSE | FALSE | Fellows |  |  | 2.5 | [8 empty] | 1 | 1
2015-04-17 12:35 | 1218-WD | Independent Study | Independent Study | Withdrawn | 12/31/2016 | Withdrawn | Withdrawn | KERN | LAMONT SUB | Solar PV | 4.5 | 4/29/2015 | Withdrawn | Withdrawn | Withdrawn | Withdrawn | Withdrawn | Withdrawn | Withdrawn | Withdrawn | No former queue position |  |  |  |  | Lamont | 115 |  |  | TRUE | FALSE | Lamont | 115 |  | 4.5 | [8 empty] | 0 | 0
2015-03-18 15:26 | 1219-WD | Independent Study | Independent Study | Withdrawn | 8/9/2016 | Withdrawn | Withdrawn | MONTEREY | SAN MIGUEL SUB | Other | 2 | 5/6/2015 | Withdrawn | Withdrawn | Withdrawn | Withdrawn | Withdrawn | Withdrawn | Withdrawn | Withdrawn | No former queue position |  |  |  |  | San Miguel |  |  |  | FALSE | FALSE | San Miguel | [11 empty] | 0 | 0
2015-03-24 14:22 | 1220-WD | Independent Study | Independent Study | Withdrawn | 8/9/2016 | Withdrawn | Withdrawn | MONTEREY | OIL FIELDS SUB | Solar PV | 5 | 5/6/2015 | Withdrawn | Withdrawn | Withdrawn | Withdrawn | Withdrawn | Withdrawn | Withdrawn | Withdrawn | No former queue position |  |  |  |  | Oil Fields |  |  |  | FALSE | FALSE | Oil Fields |  |  | 5 | [8 empty] | 0 | 0
2015-03-13 16:03 | 1221-WD | Fast Track | Fast Track | Withdrawn | 12/18/2015 | Withdrawn | Withdrawn | MARIN | NOVATO SUB | Solar PV | 1 | 5/6/2015 | 6/4/2015 | Fail Screens: 2, 4, 10 | 9/8/2015 | Pass | Withdrawn | Withdrawn | Withdrawn | Withdrawn | No former queue position |  |  |  |  | Novato |  |  |  | FALSE | FALSE | Novato |  |  | 1 | [8 empty] | 0 | 0
2015-05-06 17:26 | 1222-RD | Fast Track | Fast Track | In Service | 7/30/2015 |  |  | SANTA CRUZ | PAUL SWEET SUB | Storage | 0.09 | 5/20/2015 | 6/12/2015 | Pass |  |  | N/A (Fast Track) | N/A (Fast Track) | N/A (Fast Track) | Executed | No former queue position |  |  |  |  | Paul Sweet | 115 |  |  | TRUE | FALSE | Paul Sweet | 115 | [7 empty] | 0.09 |  | 0.09 | 1 | 1
2015-05-07 15:03 | 1223-RD | Fast Track | Detailed Study | Withdrawn | 5/15/2016 | Withdrawn | Withdrawn | LAKE | HIGHLANDS SUB | Hydro | 2.9 | 5/20/2015 | 6/10/2015 | Fail Screens: B, F, I, J, K, M | 8/5/2015 | Fail | Withdrawn | Withdrawn | Withdrawn | Withdrawn | No former queue position |  |  |  |  | Highlands |  | 0.6 | 1.74 | FALSE | FALSE | Highlands | [11 empty] | 0 | 0
2015-04-30 13:12 | 1224-WD | Independent Study | Independent Study | Withdrawn | 5/1/2020 | Withdrawn | Withdrawn | EL DORADO | SHINGLE SPRINGS SUB | Other | 6 | 5/20/2015 | Withdrawn | Withdrawn | Withdrawn | Withdrawn | Withdrawn | Withdrawn | Withdrawn | Withdrawn | No former queue position |  |  |  |  | Shingle Springs |  |  |  | FALSE | FALSE | Shingle Springs | [11 empty] | 0 | 0
2015-04-02 21:16 | 1225-RD | Fast Track | Fast Track | In Service | 6/30/2015 |  |  | MARIN | IGNACIO SUB | Engine, Storage | 0.64335 | 5/20/2015 | 7/24/2015 | Pass |  |  | N/A (Fast Track) | N/A (Fast Track) | N/A (Fast Track) | Executed | No former queue position |  |  |  |  | Ignacio | 230 |  |  | TRUE | FALSE | Ignacio | 230 | [7 empty] | 0.64335 |  | 0.64335 | 1 | 1
2015-04-24 17:16 | 1226-RD | Fast Track | Fast Track | In Service | 7/29/2015 |  |  | NAPA | BASALT SUB | Storage | 0.036 | 5/20/2015 | 6/8/2015 | Pass |  |  | N/A (Fast Track) | N/A (Fast Track) | N/A (Fast Track) | Executed | No former queue position |  |  |  |  | Basalt |  |  |  | FALSE | FALSE | Basalt | [8 empty] | 0.036 |  | 0.036 | 1 | 1
2015-05-14 13:53 | 1227-WD | Fast Track | Fast Track | Withdrawn | 5/2/2016 | Withdrawn | Withdrawn | CONTRA COSTA | KIRKER SUB | Other | 1.5 | 6/3/2015 | 7/1/2015 | Fail Screens: 2, 10 | 10/8/2015 | Pass | Withdrawn | Withdrawn | Withdrawn | Withdrawn | No former queue position |  |  |  |  | Kirker | 115 |  |  | TRUE | FALSE | Kirker | 115 | [10 empty] | 0 | 0
2015-04-24 17:07 | 1228-RD | Fast Track | Fast Track | In Service | 7/29/2015 |  |  | NAPA | BASALT SUB | Storage | 0.036 | 6/10/2015 | 6/30/2015 | Pass |  |  | N/A (Fast Track) | N/A (Fast Track) | N/A (Fast Track) | Executed | No former queue position |  |  |  |  | Basalt |  |  |  | FALSE | FALSE | Basalt | [8 empty] | 0.036 |  | 0.036 | 1 | 1
2015-05-28 17:48 | 1229-RD | Fast Track | Fast Track | In Service | 8/27/2015 |  |  | TEHAMA | CORNING SUB | Solar PV | 0.56372 | 6/10/2015 | 7/1/2015 | Fail | 8/19/2015 | Pass | N/A (Fast Track) | N/A (Fast Track) | N/A (Fast Track) | Executed | No former queue position |  |  |  |  | Corning |  |  |  | FALSE | FALSE | Corning |  |  | 0.56372 | [8 empty] | 1 | 1
2015-06-19 14:34 | 1230-RD | Fast Track | Fast Track | In Service | 8/28/2015 |  |  | ALAMEDA | BERKELEY F SUB | Solar PV | 0.10342 | 6/24/2015 | 9/1/2015 | Pass |  |  | N/A (Fast Track) | N/A (Fast Track) | N/A (Fast Track) | Executed | No former queue position |  |  |  |  | Berkeley F |  |  |  | FALSE | FALSE | Berkeley F |  |  | 0.10342 | [8 empty] | 1 | 1
2015-06-09 16:44 | 1231-RD | Fast Track | Fast Track | In Service | 8/28/2015 |  |  | MONTEREY | SALINAS SUB | Solar PV | 0.7283 | 7/1/2015 | 7/21/2015 | Pass |  |  | N/A (Fast Track) | N/A (Fast Track) | N/A (Fast Track) | Executed | No former queue position |  |  |  |  | Salinas | 115 |  |  | TRUE | FALSE | Salinas | 115 |  | 0.7283 | [8 empty] | 1 | 1
2015-06-11 09:41 | 1232-RD | Fast Track | Fast Track | In Service | 8/27/2015 |  |  | SANTA CLARA | AMES DIST SUB | Storage | 0.2 | 7/1/2015 | 7/16/2015 | Pass |  |  | N/A (Fast Track) | N/A (Fast Track) | N/A (Fast Track) | Executed | No former queue position |  |  |  |  | Ames Dist |  |  |  | FALSE | FALSE | Ames Dist | [8 empty] | 0.2 |  | 0.2 | 1 | 1
2015-06-25 10:25 | 1233-RD | Fast Track | Fast Track | In Service | 9/30/2015 |  |  | SANTA BARBARA | SANTA MARIA SUB | Engine | 0.633 | 7/1/2015 | 7/23/2015 | Fail | 9/2/2015 | Pass | N/A (Fast Track) | N/A (Fast Track) | N/A (Fast Track) | Executed | No former queue position |  |  |  |  | Santa Maria |  |  |  | FALSE | FALSE | Santa Maria | [11 empty] | 1 | 1
2015-06-11 18:13 | 1234-RD | Fast Track | Fast Track | Withdrawn | 8/28/2015 | Withdrawn | Withdrawn | MERCED | ATWATER SUB | Cogeneration | 1 | 7/1/2015 | 7/17/2015 | Fail Screens: H | 8/27/2015 | Pass | Withdrawn | Withdrawn | Withdrawn | Withdrawn | No former queue position |  |  |  |  | Atwater | 115 |  |  | TRUE | FALSE | Atwater | 115 | [10 empty] | 0 | 0
2015-07-01 17:11 | 1235-RD | Fast Track | Fast Track | In Service | 9/30/2015 |  |  | FRESNO | AIRWAYS SUB | Storage | 0.9975 | 7/15/2015 | 9/24/2015 | Pass |  |  | N/A (Fast Track) | N/A (Fast Track) | N/A (Fast Track) | Executed | No former queue position |  |  |  |  | Airways |  |  |  | FALSE | FALSE | Airways | [8 empty] | 0.9975 |  | 0.9975 | 1 | 1
2015-06-29 14:07 | 1236-WD | Fast Track | Fast Track | In Service | 4/29/2016 | 7/29/2016 | 9/8/2016 | MERCED | WILSON SUB | Solar PV | 0.75 | 7/15/2015 | 8/5/2015 | Fail Screens: 2, 5, 10 | 10/8/2015 | Pass | N/A (Fast Track) | N/A (Fast Track) | N/A (Fast Track) | Executed | No former queue position |  |  |  |  | Wilson | 230 |  |  | TRUE | FALSE | Wilson | 230 |  | 0.75 | [8 empty] | 1 | 1
2015-07-02 14:21 | 1237-RD | Fast Track | Detailed Study | In Service | 3/15/2016 | 7/24/2017 | 3/28/2019 | KINGS | GUERNSEY SUB | Engine | 1 | 7/15/2015 | 8/10/2015 | Fail Screens: B, D, F, I, J, K, M | 9/17/2015 | Fail | Pass | 12/14/2015 | N/A | Executed | No former queue position |  |  |  |  | Guernsey | 70 |  |  | TRUE | FALSE | Guernsey | 70 | [10 empty] | 1 | 1
2015-07-06 09:46 | 1238-RD | Fast Track | Fast Track | Withdrawn | 6/16/2016 | Withdrawn | Withdrawn | KINGS | CORCORAN SUB | Reciprocating Engine | 1.028 | 7/15/2015 | 8/10/2015 | Fail Screens: B, D, F, G, I, J, K, M | Withdrawn | Withdrawn | Withdrawn | Withdrawn | Withdrawn | Withdrawn | No former queue position |  |  |  |  | Corcoran | 115 |  |  | TRUE | FALSE | Corcoran | 115 | [10 empty] | 0 | 0
2015-07-06 18:43 | 1239-RD | Fast Track | Fast Track | In Service | 9/29/2015 |  |  | MONTEREY | VIEJO SUB | Engine | 0.75 | 7/15/2015 | 8/12/2015 | Pass |  |  | N/A (Fast Track) | N/A (Fast Track) | N/A (Fast Track) | Executed | No former queue position |  |  |  |  | Viejo | 230 |  |  | TRUE | FALSE | Viejo | 230 | [10 empty] | 1 | 1
2015-07-08 15:38 | 1240-RD | Fast Track | Fast Track | In Service | 9/29/2015 |  |  | SAN JOAQUIN | WEBER SUB | Turbine | 9.7 | 7/22/2015 | 9/1/2015 | Fail | 11/12/2015 | Pass | N/A (Fast Track) | N/A (Fast Track) | N/A (Fast Track) | Executed | No former queue position | Weber | 60 |  |  | Weber | 230 |  |  | TRUE | FALSE | Weber | 60 | [10 empty] | 1 | 1
2015-07-15 09:16 | 1241-RD | Fast Track | Fast Track | In Service | 9/30/2015 |  |  | SANTA CLARA | AMES DIST SUB | Storage | 0.1 | 7/22/2015 | 8/13/2015 | Pass |  |  | N/A (Fast Track) | N/A (Fast Track) | N/A (Fast Track) | Executed | No former queue position |  |  |  |  | Ames Dist |  |  |  | FALSE | FALSE | Ames Dist | [8 empty] | 0.1 |  | 0.1 | 1 | 1
2015-07-10 15:16 | 1242-RD | Fast Track | Fast Track | Withdrawn | 9/23/2015 | Withdrawn | Withdrawn | FRESNO | BULLARD SUB | Engine | 7 | 7/22/2015 | 8/10/2015 | Pass | Withdrawn | Withdrawn | Withdrawn | Withdrawn | Withdrawn | Withdrawn | No former queue position |  |  |  |  | Bullard | 115 |  |  | TRUE | FALSE | Bullard | 115 | [10 empty] | 0 | 0
2015-07-17 16:40 | 1243-WD | Fast Track | Fast Track | In Service | 9/30/2016 | 12/9/2016 | 12/15/2017 | MADERA | DAIRYLAND SUB | Solar PV | 1.5 | 7/29/2015 | 8/19/2015 | Fail Screens: 4, 5, 6, 7, 9, 10 | 10/22/2015 | Pass | N/A (Fast Track) | N/A (Fast Track) | N/A (Fast Track) | Executed | No former queue position |  |  |  |  | Dairyland | 115 |  |  | TRUE | FALSE | Dairyland | 115 |  | 1.5 | [8 empty] | 1 | 1
2015-07-21 16:41 | 1244-WD | Fast Track | Fast Track | Withdrawn | 9/30/2016 | Withdrawn | Withdrawn | MADERA | DAIRYLAND SUB | Solar PV | 1 | 7/29/2015 | 8/19/2015 | Fail Screens: 2, 10 | Withdrawn | Withdrawn | Withdrawn | Withdrawn | Withdrawn | Withdrawn | No former queue position |  |  |  |  | Dairyland | 115 |  |  | TRUE | FALSE | Dairyland | 115 |  | 1 | [8 empty] | 0 | 0
2015-06-30 12:41 | 1245-RD | Fast Track | Fast Track | Withdrawn | 9/30/2015 | Withdrawn | Withdrawn | SAN FRANCISCO | SAN FRAN X (MISSION) SUB | Solar PV | 0.03 | 8/5/2015 | Withdrawn | Withdrawn | Withdrawn | Withdrawn | Withdrawn | Withdrawn | Withdrawn | Withdrawn | No former queue position |  |  |  |  | San Fran X (Mission) |  |  |  | FALSE | FALSE | San Fran X (Mission) |  |  | 0.03 | [8 empty] | 0 | 0
2015-07-22 13:49 | 1246-RD | Fast Track | Fast Track | In Service | 9/30/2015 |  |  | SANTA CLARA | WHISMAN SUB | Storage | 0.15 | 8/5/2015 | 8/25/2015 | Pass |  |  | N/A (Fast Track) | N/A (Fast Track) | N/A (Fast Track) | Executed | No former queue position |  |  |  |  | Whisman | 115 |  |  | TRUE | FALSE | Whisman | 115 | [7 empty] | 0.15 |  | 0.15 | 1 | 1
2015-07-27 16:28 | 1247-WD | Fast Track | Independent Study | Withdrawn | 12/7/2016 | Withdrawn | Withdrawn | FRESNO | REEDLEY SUB | Solar PV | 0.75 | 8/5/2015 | 8/12/2015 | Fail Screens: 2, 4, 10 | Withdrawn | Withdrawn | Withdrawn | Withdrawn | Withdrawn | Withdrawn | No former queue position |  |  |  |  | Reedley | 115 |  |  | TRUE | FALSE | Reedley | 115 |  | 0.75 | [8 empty] | 0 | 0
2015-08-14 14:26 | 1248-RD | Fast Track | Fast Track | In Service | 10/30/2015 |  |  | SAN LUIS OBISPO | SAN LUIS OBISPO SUB | Solar PV | 0.00463 | 8/19/2015 | 9/9/2015 | Pass |  |  | N/A (Fast Track) | N/A (Fast Track) | N/A (Fast Track) | Executed | No former queue position |  |  |  |  | San Luis Obispo | 115 |  |  | TRUE | FALSE | San Luis Obispo | 115 |  | 0.00463 | [8 empty] | 1 | 1
2015-08-21 19:15 | 1249-RD | Fast Track | Fast Track | In Service | 10/29/2015 |  |  | SAN JOAQUIN | VIERRA SUB | Storage | 1.9 | 8/26/2015 | 9/17/2015 | Fail Screens: H | 11/4/2015 | Pass | N/A (Fast Track) | N/A (Fast Track) | N/A (Fast Track) | Executed | No former queue position |  |  |  |  | Vierra | 115 |  |  | TRUE | FALSE | Vierra | 115 | [7 empty] | 1.9 |  | 1.9 | 1 | 1
2015-08-17 13:20 | 1250-RD | Fast Track | Fast Track | In Service | 10/30/2015 |  |  | MONTEREY | LOS OSITOS SUB | Solar PV | 0.196 | 9/2/2015 | 9/22/2015 | Fail Screens: D, F, J, M | 10/28/2015 | Pass | N/A (Fast Track) | N/A (Fast Track) | N/A (Fast Track) | Executed | No former queue position |  |  |  |  | Los Ositos |  |  |  | FALSE | FALSE | Los Ositos |  |  | 0.196 | [8 empty] | 1 | 1
2015-08-24 16:31 | 1251-RD | Fast Track | Fast Track | In Service | 11/25/2015 |  |  | SAN FRANCISCO | SAN FRAN A (POTRERO PP) SUB | Solar PV | 0.0456 | 9/2/2015 | 9/28/2015 | Pass |  |  | N/A (Fast Track) | N/A (Fast Track) | N/A (Fast Track) | Executed | No former queue position |  |  |  |  | San Fran A (Potrero Pp) | 230 |  |  | TRUE | FALSE | San Fran A (Potrero Pp) | 230 |  | 0.0456 | [8 empty] | 1 | 1
2015-08-20 15:18 | 1252-WD | Fast Track | Fast Track | Withdrawn | 3/18/2016 | Withdrawn | Withdrawn | SONOMA | SONOMA A SUB | Solar PV | 2 | 9/2/2015 | 9/24/2015 | Fail Screens: 2, 4, 5, 9, 10 | 1/20/2016 | Pass | Withdrawn | Withdrawn | Withdrawn | Withdrawn | No former queue position |  |  |  |  | Sonoma A |  |  |  | FALSE | FALSE | Sonoma A |  |  | 2 | [8 empty] | 0 | 0
2015-08-28 17:37 | 1253-RD | Fast Track | Fast Track | In Service | 11/20/2015 |  |  | YUBA | OLIVEHURST SUB | Solar PV | 1.2902 | 9/9/2015 | 9/23/2015 | Fail | 10/27/2015 | Pass | N/A (Fast Track) | N/A (Fast Track) | N/A (Fast Track) | Executed | No former queue position |  |  |  |  | Olivehurst | 115 |  |  | TRUE | FALSE | Olivehurst | 115 |  | 1.2902 | [8 empty] | 1 | 1
2015-08-30 18:18 | 1254-RD | Fast Track | Fast Track | In Service | 11/26/2015 |  |  | SAN FRANCISCO | SAN FRAN X (MISSION) SUB | Micro Turbine | 0.13 | 9/9/2015 | 9/11/2015 | Fail | 11/5/2015 | Pass | N/A (Fast Track) | N/A (Fast Track) | N/A (Fast Track) | Executed | No former queue position |  |  |  |  | San Fran X (Mission) |  |  |  | FALSE | FALSE | San Fran X (Mission) | [11 empty] | 1 | 1
2015-08-19 17:23 | 1255-RD | Fast Track | Detailed Study | Withdrawn | 3/1/2016 | Withdrawn | Withdrawn | MERCED | EL CAPITAN SUB | Gas Turbine | 3 | 9/9/2015 | 9/29/2015 | Fail Screens: B, F, I, J, K, M | 11/12/2015 | Fail | Withdrawn | Withdrawn | Withdrawn | Withdrawn | No former queue position |  |  |  |  | El Capitan |  |  |  | FALSE | FALSE | El Capitan | [11 empty] | 0 | 0
2015-08-26 08:16 | 1256-RD | Fast Track | Fast Track | In Service | 11/26/2015 |  |  | ALAMEDA | OAKLAND D SUB | Engine | 4 | 9/16/2015 | 10/8/2015 | Pass |  |  | N/A (Fast Track) | N/A (Fast Track) | N/A (Fast Track) | Executed | No former queue position |  |  |  |  | Oakland D |  |  |  | FALSE | FALSE | Oakland D | [11 empty] | 1 | 1
2015-09-04 12:28 | 1257-RD | Fast Track | Detailed Study | In Service | 11/26/2015 |  |  | SANTA BARBARA | DIVIDE SUB | Solar PV | 25.35 | 9/16/2015 | 10/6/2015 | Fail Screens: D, F, H, J, K | 10/20/2015 | Fail | Pass | 1/15/2016 | N/A | Executed | No former queue position | Divide | 115 | Divide | 115 | Divide | 115 |  |  | TRUE | FALSE | Divide | 115 |  | 25.35 | [8 empty] | 1 | 1
2015-08-26 04:13 | 1258-RD | Fast Track | Detailed Study | Withdrawn | 11/26/2015 | Withdrawn | Withdrawn | MONTEREY | LOS OSITOS SUB | Wind | 1.85 | 9/23/2015 | 10/15/2015 | Fail Screens: B, J, K, M | 12/1/2015 | Fail | Withdrawn | Withdrawn | Withdrawn | Withdrawn | No former queue position |  |  |  |  | Los Ositos |  |  |  | FALSE | FALSE | Los Ositos |  |  |  | 1.85 | [7 empty] | 0 | 0
2015-08-26 04:40 | 1259-RD | Fast Track | Fast Track | Withdrawn | 11/30/2015 | Withdrawn | Withdrawn | MONTEREY | SOLEDAD SUB | Wind | 1.85 | 9/23/2015 | 10/8/2015 | Fail | Withdrawn | Withdrawn | Withdrawn | Withdrawn | Withdrawn | Withdrawn | No former queue position |  |  |  |  | Soledad | 115 |  |  | TRUE | FALSE | Soledad | 115 |  |  | 1.85 | [7 empty] | 0 | 0
2015-09-11 07:55 | 1260-WD | Independent Study | Independent Study | Withdrawn | 4/3/2017 | Withdrawn | Withdrawn | PLUMAS | CHESTER SUB | Biomass | 0.55 | 9/23/2015 | Withdrawn | Withdrawn | Withdrawn | Withdrawn | Withdrawn | Withdrawn | Withdrawn | Withdrawn | No former queue position |  |  |  |  | Chester |  |  |  | FALSE | FALSE | Chester | [11 empty] | 0 | 0
2015-09-09 12:18 | 1261-RD | Fast Track | Fast Track | In Service | 11/26/2015 |  |  | SAN FRANCISCO | SAN FRAN X (MISSION) SUB | Storage | 0.018 | 9/30/2015 | 10/15/2015 | Fail | 12/7/2015 | Pass | N/A (Fast Track) | N/A (Fast Track) | N/A (Fast Track) | Executed | No former queue position |  |  |  |  | San Fran X (Mission) |  |  |  | FALSE | FALSE | San Fran X (Mission) | [8 empty] | 0.018 |  | 0.018 | 1 | 1
2015-09-21 10:36 | 1262-WD | Fast Track | Fast Track | Withdrawn | 5/5/2016 | Withdrawn | Withdrawn | MARIN | STAFFORD SUB | Solar PV | 0.45 | 9/30/2015 | 10/28/2015 | Pass | Withdrawn | Withdrawn | Withdrawn | Withdrawn | Withdrawn | Withdrawn | No former queue position |  |  |  |  | Stafford |  |  |  | FALSE | FALSE | Stafford |  |  | 0.45 | [8 empty] | 0 | 0
2015-09-22 14:37 | 1263-RD | Fast Track | Fast Track | Withdrawn | 9/1/2016 | Withdrawn | Withdrawn | YOLO | WOODLAND SUB | Other | 0.441 | 9/30/2015 | 10/20/2015 | Fail Screens: B, I, J, K, M | 12/11/2015 | Pass | Withdrawn | Withdrawn | Withdrawn | Withdrawn | No former queue position |  |  |  |  | Woodland | 115 |  |  | TRUE | FALSE | Woodland | 115 | [10 empty] | 0 | 0
2015-09-16 11:09 | 1264-RD | Fast Track | Fast Track | In Service | 11/26/2015 |  |  | SANTA CLARA | LOCKHEED #1 SUB | Storage | 0.1 | 10/7/2015 | 10/9/2015 | Pass |  |  | N/A (Fast Track) | N/A (Fast Track) | N/A (Fast Track) | Executed | No former queue position |  |  |  |  | Lockheed #1 |  |  |  | FALSE | FALSE | Lockheed #1 | [8 empty] | 0.1 |  | 0.1 | 1 | 1
2015-09-02 12:13 | 1265-RD | Fast Track | Fast Track | Withdrawn | 2/1/2017 | Withdrawn | Withdrawn | KERN | CUYAMA SUB | Solar PV | 3 | 10/7/2015 | 10/28/2015 | Fail Screens: F | 1/29/2016 | Pass | Withdrawn | Withdrawn | Withdrawn | Withdrawn | No former queue position |  |  |  |  | Cuyama |  |  |  | FALSE | FALSE | Cuyama |  |  | 3 | [8 empty] | 0 | 0
2015-09-29 10:01 | 1266-RD | Fast Track | Fast Track | In Service | 12/30/2015 |  |  | KINGS | KETTLEMAN HILLS SUB | Micro Turbine | 0.325 | 10/7/2015 | 10/16/2015 | Pass |  |  | N/A (Fast Track) | N/A (Fast Track) | N/A (Fast Track) | Executed | No former queue position |  |  |  |  | Kettleman Hills |  |  |  | FALSE | FALSE | Kettleman Hills | [11 empty] | 1 | 1
2015-09-21 12:30 | 1267-WD | Fast Track | Fast Track | Withdrawn | 10/1/2016 | Withdrawn | Withdrawn | FRESNO | CAMDEN SUB | Solar PV | 2 | 10/7/2015 | 10/20/2015 | Fail Screens: 2, 10 | 11/23/2015 | Pass | Withdrawn | Withdrawn | Withdrawn | Withdrawn | No former queue position |  |  |  |  | Camden |  |  |  | FALSE | FALSE | Camden |  |  | 2 | [8 empty] | 0 | 0
2015-09-18 12:43 | 1268-RD | Detailed Study | Detailed Study | Withdrawn | 6/16/2016 | Withdrawn | Withdrawn | KINGS | CORCORAN SUB | Reciprocating Engine | 1.028 | 10/7/2015 | Withdrawn | Withdrawn | Withdrawn | Withdrawn | Withdrawn | Withdrawn | Withdrawn | Withdrawn | No former queue position |  |  |  |  | Corcoran | 115 |  |  | TRUE | FALSE | Corcoran | 115 | [10 empty] | 0 | 0
2015-09-25 15:01 | 1269-RD | Fast Track | Detailed Study | In Service | 12/30/2015 |  |  | KINGS | CORCORAN SUB | Solar PV | 1.9269 | 10/14/2015 | 11/3/2015 | Fail Screens: D, J, K, M | 12/21/2015 | Fail | Pass | 6/22/2016 | N/A | Executed | No former queue position |  |  |  |  | Corcoran | 115 |  |  | TRUE | FALSE | Corcoran | 115 |  | 1.9269 | [8 empty] | 1 | 1
2015-09-27 22:35 | 1270-RD | Fast Track | Fast Track | Withdrawn | 1/2/2017 | Withdrawn | Withdrawn | SHASTA | BURNEY SUB | Biomass | 2.88 | 10/21/2015 | 11/18/2015 | Fail Screens: B, F, I, J, K, M | Withdrawn | Withdrawn | Withdrawn | Withdrawn | Withdrawn | Withdrawn | No former queue position |  |  |  |  | Burney |  |  |  | FALSE | FALSE | Burney | [11 empty] | 0 | 0
2015-10-06 07:24 | 1271-RD | Fast Track | Fast Track | Withdrawn | 12/31/2015 | Withdrawn | Withdrawn | KERN | COPUS SUB | Micro Turbine | 0.55 | 10/28/2015 | 3/3/2016 | Fail | Withdrawn | Withdrawn | Withdrawn | Withdrawn | Withdrawn | Withdrawn | No former queue position |  |  |  |  | Copus | 70 |  |  | TRUE | FALSE | Copus | 70 | [10 empty] | 0 | 0
2015-10-07 15:58 | 1272-WD | Independent Study | Independent Study | Withdrawn | 8/31/2017 | Withdrawn | Withdrawn | MONTEREY | CASTROVILLE SUB | Other | 5 | 10/28/2015 | Withdrawn | Withdrawn | Withdrawn | Withdrawn | Withdrawn | Withdrawn | Withdrawn | Withdrawn | No former queue position |  |  |  |  | Castroville |  |  |  | FALSE | FALSE | Castroville | [11 empty] | 0 | 0
2015-10-20 13:24 | 1273-RD | Fast Track | Fast Track | In Service | 12/31/2015 |  |  | SANTA CLARA | AMES DIST SUB | Storage | 0.25 | 10/28/2015 | 11/13/2015 | Pass |  |  | N/A (Fast Track) | N/A (Fast Track) | N/A (Fast Track) | Executed | No former queue position |  |  |  |  | Ames Dist |  |  |  | FALSE | FALSE | Ames Dist | [8 empty] | 0.25 |  | 0.25 | 1 | 1
2015-11-04 10:22 | 1274-WD | Fast Track | Fast Track | Withdrawn | 5/2/2016 | Withdrawn | Withdrawn | CONTRA COSTA | KIRKER SUB | Other | 0.5 | 11/10/2015 | 12/2/2015 | Fail Screens: 2, 10 | 1/20/2016 | Pass | Withdrawn | Withdrawn | Withdrawn | Withdrawn | No former queue position |  |  |  |  | Kirker | 115 |  |  | TRUE | FALSE | Kirker | 115 | [10 empty] | 0 | 0
2015-11-06 13:38 | 1275-RD | Fast Track | Fast Track | Withdrawn | 1/29/2016 | Withdrawn | Withdrawn | FRESNO | MENDOTA SUB | Solar PV | 0.84 | 11/18/2015 | 12/9/2015 | Fail Screens: D, E, F, H, J, K | 1/21/2016 | Pass | Withdrawn | Withdrawn | Withdrawn | Withdrawn | No former queue position |  |  |  |  | Mendota | 115 |  |  | TRUE | FALSE | Mendota | 115 |  | 0.84 | [8 empty] | 0 | 0
2015-11-09 16:22 | 1276-RD | Fast Track | Fast Track | In Service | 1/29/2016 |  |  | ALAMEDA | VINEYARD SUB | Solar PV | 0.9 | 11/18/2015 | 12/2/2015 | Pass |  |  | N/A (Fast Track) | N/A (Fast Track) | N/A (Fast Track) | Executed | No former queue position |  |  |  |  | Vineyard | 230 |  |  | TRUE | FALSE | Vineyard | 230 |  | 0.9 | [8 empty] | 1 | 1
2015-11-09 16:16 | 1277-RD | Fast Track | Fast Track | In Service | 1/29/2016 |  |  | KERN | FELLOWS SUB | Engine | 9.6 | 11/18/2015 | 12/7/2015 | Fail Screens: D, F, H, J, K, M | 1/29/2016 | Pass | N/A (Fast Track) | N/A (Fast Track) | N/A (Fast Track) | Executed | No former queue position | not found |  |  |  | Fellows |  |  |  | FALSE | FALSE | Fellows | [11 empty] | 1 | 1
2015-11-17 15:56 | 1278-RD | Fast Track | Fast Track | In Service | 1/29/2016 |  |  | FRESNO | SAN JOAQUIN SUB | Solar PV | 1.5 | 12/9/2015 | 12/28/2015 | Fail Screens: B, D, F, I, J, K, L, M, S5 | 2/2/2016 | Pass | N/A (Fast Track) | N/A (Fast Track) | N/A (Fast Track) | Executed | No former queue position |  |  |  |  | San Joaquin |  |  |  | FALSE | FALSE | San Joaquin |  |  | 1.5 | [8 empty] | 1 | 1
2015-11-23 17:45 | 1279-RD | Fast Track | Fast Track | Withdrawn | 2/29/2016 | Withdrawn | Withdrawn | CONTRA COSTA | KIRKER SUB | Solar PV | 1.1799 | 12/9/2015 | 12/29/2015 | Fail Screens: H, I, J, K, M | 2/16/2016 | Pass | Withdrawn | Withdrawn | Withdrawn | Withdrawn | No former queue position |  |  |  |  | Kirker | 115 |  |  | TRUE | FALSE | Kirker | 115 |  | 1.1799 | [8 empty] | 0 | 0
2015-12-03 07:28 | 1280-RD | Fast Track | Independent Study | Withdrawn | 10/31/2016 | Withdrawn | Withdrawn | ALAMEDA | CAYETANO SUB | Solar PV | 3 | 12/9/2015 | 12/29/2015 | Fail Screens: 10 | 1/29/2016 | Fail | Withdrawn | Withdrawn | Withdrawn | Withdrawn | R21 Transition to WDT SGIA |  |  |  |  | Cayetano | 230 |  |  | TRUE | FALSE | Cayetano | 230 |  | 3 | [8 empty] | 0 | 0
2015-11-09 16:29 | 1281-WD | Independent Study | Independent Study | Withdrawn | 3/31/2017 | Withdrawn | Withdrawn | KERN | OLD RIVER SUB | Other | 1 | 12/16/2015 | Withdrawn | Withdrawn | Withdrawn | Withdrawn | Withdrawn | Withdrawn | Withdrawn | Withdrawn | No former queue position |  |  |  |  | Old River | 70 |  |  | TRUE | FALSE | Old River | 70 | [10 empty] | 0 | 0
2015-12-09 11:38 | 1282-RD | Detailed Study | Detailed Study | Withdrawn | 1/2/2017 | Withdrawn | Withdrawn | SHASTA | BURNEY SUB | Other | 2.881 | 12/16/2015 | Withdrawn | Withdrawn | Withdrawn | Withdrawn | Withdrawn | Withdrawn | Withdrawn | Withdrawn | No former queue position |  |  |  |  | Burney |  |  |  | FALSE | FALSE | Burney | [11 empty] | 0 | 0
2015-11-30 16:25 | 1283-RD | Fast Track | Fast Track | Withdrawn | 2/25/2016 | Withdrawn | Withdrawn | CONTRA COSTA | KIRKER SUB | Solar PV | 2.04 | 12/16/2015 | 1/4/2016 | Fail Screens: H, I, J, K, M | 2/16/2016 | Fail | Withdrawn | Withdrawn | Withdrawn | Withdrawn | No former queue position |  |  |  |  | Kirker | 115 |  |  | TRUE | FALSE | Kirker | 115 |  | 2.04 | [8 empty] | 0 | 0
2015-12-11 14:31 | 1284-RD | Fast Track | Fast Track | Withdrawn | 8/1/2016 | Withdrawn | Withdrawn | BUTTE | BANGOR SUB | Solar PV | 1.97 | 12/23/2015 | 1/12/2016 | Fail Screens: F, I, J, K, M | 2/23/2016 | Fail | Withdrawn | Withdrawn | Withdrawn | Withdrawn | No former queue position |  |  |  |  | Bangor |  |  |  | FALSE | FALSE | Bangor |  |  | 1.97 | [8 empty] | 0 | 0
2015-12-16 14:48 | 1285-WD | Fast Track | Fast Track | Withdrawn | 7/15/2016 | Withdrawn | Withdrawn | SAN LUIS OBISPO | SAN LUIS OBISPO SUB | Reciprocating Engine | 0.8 | 12/30/2015 | 1/25/2016 | Fail Screens: 2, 4, 5, 7, 9, 10 | Withdrawn | Withdrawn | Withdrawn | Withdrawn | Withdrawn | Withdrawn | No former queue position |  |  |  |  | San Luis Obispo | 115 |  |  | TRUE | FALSE | San Luis Obispo | 115 | [10 empty] | 0 | 0
2015-12-22 12:39 | 1286-RD | Fast Track | Fast Track | Withdrawn | 2/26/2016 | Withdrawn | Withdrawn | SAN FRANCISCO | SAN FRAN P(HUNTERS POINT) SUB | Solar PV | 0.133 | 12/30/2015 | 1/20/2016 | Pass | Withdrawn | Withdrawn | Withdrawn | Withdrawn | Withdrawn | Withdrawn | No former queue position |  |  |  |  | San Fran P(Hunters Point) |  |  |  | FALSE | FALSE | San Fran P(Hunters Point) |  |  | 0.133 | [8 empty] | 0 | 0
2015-11-24 13:03 | 1287-RD | Fast Track | Fast Track | In Service | 2/26/2016 |  |  | SAN FRANCISCO | SAN FRAN A (POTRERO PP) SUB | Solar PV, Storage | 0.03564 | 12/30/2015 | 1/20/2016 | Pass |  |  | N/A (Fast Track) | N/A (Fast Track) | N/A (Fast Track) | Executed | No former queue position |  |  |  |  | San Fran A (Potrero Pp) | 230 |  |  | TRUE | FALSE | San Fran A (Potrero Pp) | 230 |  | 0.03564 | [5 empty] | 0.03564 |  | 0.03564 | 1 | 1
2015-12-17 08:56 | 1288-WD | Fast Track | Fast Track | Withdrawn | 7/1/2016 | Withdrawn | Withdrawn | SONOMA | BELLEVUE SUB | Solar PV | 1 | 1/6/2016 | 1/25/2016 | Fail Screens: 2, 6, 10 | 4/25/2016 | Pass | Withdrawn | Withdrawn | Withdrawn | Withdrawn | No former queue position |  |  |  |  | Bellevue | 115 |  |  | TRUE | FALSE | Bellevue | 115 |  | 1 | [8 empty] | 0 | 0
2015-12-18 11:45 | 1289-WD | Fast Track | Independent Study | In Service | 11/30/2016 | 12/27/2018 | 11/12/2019 | KERN | ELK HILLS SUB | Solar PV | 3 | 1/13/2016 | 2/3/2016 | Fail Screens: 2, 4, 9, 10 | 3/18/2016 | Fail | Pass | 2016-09-20 | N/A | Executed | No former queue position |  |  |  |  | Elk Hills | 230 |  |  | TRUE | FALSE | Elk Hills | 230 |  | 3 | [8 empty] | 1 | 1
2015-12-28 15:45 | 1290-WD | Independent Study | Independent Study | Withdrawn | 12/31/2020 | Withdrawn | Withdrawn | ALAMEDA | OAKLAND J SUB | Other | 12.5 | 1/20/2016 | Withdrawn | Withdrawn | Withdrawn | Withdrawn | Withdrawn | Withdrawn | Withdrawn | Withdrawn | No former queue position |  |  |  |  | Oakland J | 115 |  |  | TRUE | FALSE | Oakland J | 115 | [10 empty] | 0 | 0
2016-01-13 15:46 | 1291-RD | Fast Track | Fast Track | In Service | 3/31/2016 |  |  | SAN FRANCISCO | SAN FRAN Z (EMBARCADERO) SUB | Solar PV | 0.05526 | 1/20/2016 | 1/22/2016 | Pass |  |  | N/A (Fast Track) | N/A (Fast Track) | N/A (Fast Track) | Executed | No former queue position |  |  |  |  | San Fran Z (Embarcadero) |  |  |  | FALSE | FALSE | San Fran Z (Embarcadero) |  |  | 0.05526 | [8 empty] | 1 | 1
2016-01-13 21:10 | 1292-RD | Detailed Study | Detailed Study | In Service | 3/31/2016 |  |  | SAN JOAQUIN | CORRAL SUB | Solar PV | 3.625 | 1/27/2016 | N/A | N/A | N/A | N/A | Pass | 2019-01-03 | N/A | Executed | No former queue position |  |  |  |  | Corral |  |  |  | FALSE | FALSE | Corral |  |  | 3.625 | [8 empty] | 1 | 1
2016-01-12 14:05 | 1293-RD | Fast Track | Fast Track | In Service | 3/31/2016 | In Service | 6/29/2016 | SANTA CLARA | MOUNTAIN VIEW SUB | Storage | 0.00426 | 2/2/2016 | 2/3/2016 | Pass |  |  | N/A (Fast Track) | N/A (Fast Track) | N/A (Fast Track) | Executed | No former queue position |  |  |  |  | Mountain View | 115 |  |  | TRUE | FALSE | Mountain View | 115 | [7 empty] | 0.00426 |  | 0.00426 | 1 | 1
2016-01-25 16:03 | 1294-RD | Fast Track | Fast Track | In Service | 4/29/2016 |  |  | KERN | TUPMAN SUB | Storage | 0.1995 | 2/2/2016 | 3/2/2016 | Fail | 3/30/2016 | Pass | N/A (Fast Track) | N/A (Fast Track) | N/A (Fast Track) | Executed | No former queue position |  |  |  |  | Tupman | 115 |  |  | TRUE | FALSE | Tupman | 115 | [7 empty] | 0.1995 |  | 0.1995 | 1 | 1
2016-02-09 13:39 | 1295-RD | Fast Track | Fast Track | In Service | 4/29/2016 |  |  | ALAMEDA | CASTRO VALLEY SUB | Solar PV | 0.11874 | 2/17/2016 | 3/3/2016 | Pass |  |  | N/A (Fast Track) | N/A (Fast Track) | N/A (Fast Track) | Executed | No former queue position |  |  |  |  | Castro Valley | 230 |  |  | TRUE | FALSE | Castro Valley | 230 |  | 0.11874 | [8 empty] | 1 | 1
2016-01-27 13:12 | 1296-WD | Independent Study | Independent Study | In Service | 5/1/2020 | 3/1/2020 | 3/11/2021 | KINGS | HENRIETTA SUB | Storage | 10 | 2/17/2016 | N/A | N/A (Independent Study) | N/A | N/A (Independent Study) | Pass | 9/6/2016 | 04/11/2017 | Executed | No former queue position | Henrietta | 70 |  |  | Henrietta | 230 |  |  | TRUE | FALSE | Henrietta | 70 | [7 empty] | 10 |  | 10 | 1 | 1
2016-02-18 17:00 | 1297-RD | Fast Track | Fast Track | In Service | 4/29/2016 |  |  | ALAMEDA | DIXON SUB | Storage | 0.015 | 2/24/2016 | 3/16/2016 | Pass |  |  | N/A (Fast Track) | N/A (Fast Track) | N/A (Fast Track) | Executed | No former queue position |  |  |  |  | Dixon |  |  |  | FALSE | FALSE | Dixon | [8 empty] | 0.015 |  | 0.015 | 1 | 1
2016-02-26 17:33 | 1298-RD | Fast Track | Fast Track | Withdrawn | 5/26/2016 | Withdrawn | Withdrawn | SAN MATEO | EAST GRAND SUB | Solar PV | 0.26579 | 3/2/2016 | 6/7/2016 | Fail | Withdrawn | Withdrawn | Withdrawn | Withdrawn | Withdrawn | Withdrawn | No former queue position |  |  |  |  | East Grand |  |  |  | FALSE | FALSE | East Grand |  |  | 0.26579 | [8 empty] | 0 | 0
2016-02-24 16:04 | 1299-RD | Fast Track | Fast Track | Withdrawn | 6/30/2016 | Withdrawn | Withdrawn | TEHAMA | CORNING SUB | Solar PV | 2 | 3/9/2016 | 3/21/2016 | Fail Screens: C, F, G, I, J, K, L, M | Withdrawn | Withdrawn | Withdrawn | Withdrawn | Withdrawn | Withdrawn | No former queue position |  |  |  |  | Corning |  |  |  | FALSE | FALSE | Corning |  |  | 2 | [8 empty] | 0 | 0
2016-02-25 10:55 | 1300-RD | Fast Track | Fast Track | Withdrawn | 6/1/2017 | Withdrawn | Withdrawn | MADERA | DAIRYLAND SUB | Reciprocating Engine | 0.8 | 3/9/2016 | 3/31/2016 | Fail Screens: B, D, F, I, J, K, M | Withdrawn | Withdrawn | Withdrawn | Withdrawn | Withdrawn | Withdrawn | No former queue position |  |  |  |  | Dairyland | 115 |  |  | TRUE | FALSE | Dairyland | 115 | [10 empty] | 0 | 0
2016-02-29 21:27 | 1301-RD | Fast Track | Fast Track | Withdrawn | 5/31/2016 | Withdrawn | Withdrawn | ALAMEDA | TESLA MOBILE STORAGE | Engine | 0.522 | 3/9/2016 | 4/26/2016 | Pass | Withdrawn | Withdrawn | Withdrawn | Withdrawn | Withdrawn | Withdrawn | No former queue position |  |  |  |  | Tesla Mobile Storage |  |  |  | FALSE | FALSE | Tesla Mobile Storage | [11 empty] | 0 | 0
2016-02-25 13:43 | 1302-WD | Independent Study | Independent Study | Withdrawn | 10/31/2017 | Withdrawn | Withdrawn | FRESNO | BIOLA SUB | Other | 1.95 | 3/16/2016 | Withdrawn | Withdrawn | Withdrawn | Withdrawn | Withdrawn | Withdrawn | Withdrawn | Withdrawn | No former queue position |  |  |  |  | Biola | 70 |  |  | TRUE | FALSE | Biola | 70 | [10 empty] | 0 | 0
2016-03-14 16:32 | 1303-RD | Fast Track | Fast Track | Active | 5/31/2016 |  |  | SAN FRANCISCO | SAN FRAN Y (LARKIN) SUB | Solar PV | 0.05 | 3/23/2016 | 4/12/2016 | Fail | 5/4/2016 | Pass | N/A (Fast Track) | N/A (Fast Track) | N/A (Fast Track) | Executed | No former queue position | not found |  |  |  | San Fran Y (Larkin) |  |  |  | FALSE | FALSE | San Fran Y (Larkin) |  |  | 0.05 | [8 empty] | 0 | 1
2016-03-07 13:35 | 1304-RD | Fast Track | Fast Track | Withdrawn | 5/31/2016 | Withdrawn | Withdrawn | MERCED | EL CAPITAN SUB | Solar PV | 0.864 | 3/23/2016 | 4/12/2016 | Fail Screens: D, F, H, J, K | 5/19/2016 | Fail | Withdrawn | Withdrawn | Withdrawn | Withdrawn | No former queue position |  |  |  |  | El Capitan |  |  |  | FALSE | FALSE | El Capitan |  |  | 0.864 | [8 empty] | 0 | 0
2016-03-16 13:18 | 1305-RD | Fast Track | Fast Track | In Service | 5/31/2016 |  |  | SAN FRANCISCO | SAN FRAN Y (LARKIN) SUB | Solar PV | 0.058 | 3/23/2016 | 4/4/2016 | Pass |  |  | N/A (Fast Track) | N/A (Fast Track) | N/A (Fast Track) | Executed | No former queue position |  |  |  |  | San Fran Y (Larkin) |  |  |  | FALSE | FALSE | San Fran Y (Larkin) |  |  | 0.058 | [8 empty] | 1 | 1
2016-03-17 12:29 | 1306-RD | Fast Track | Fast Track | Withdrawn | 5/26/2016 | Withdrawn | Withdrawn | ALAMEDA | OAKLAND C (OAKLAND PP) SUB | Solar PV | 0.0035 | 3/23/2016 | Withdrawn | Withdrawn | Withdrawn | Withdrawn | Withdrawn | Withdrawn | Withdrawn | Withdrawn | No former queue position |  |  |  |  | Oakland C (Oakland Pp) |  |  |  | FALSE | FALSE | Oakland C (Oakland Pp) |  |  | 0.0035 | [8 empty] | 0 | 0
2016-03-14 10:50 | 1307-RD | Fast Track | Fast Track | Withdrawn | 8/1/2018 | Withdrawn | Withdrawn | PLUMAS | CRESCENT MILLS SUB | Biomass | 3 | 3/29/2016 | 4/15/2016 | Fail Screens: B, F, H, I, L, M | Withdrawn | Withdrawn | Withdrawn | Withdrawn | Withdrawn | Withdrawn | No former queue position |  |  |  |  | Crescent Mills |  |  |  | FALSE | FALSE | Crescent Mills | [11 empty] | 0 | 0
2016-03-15 17:25 | 1308-RD | Fast Track | Fast Track | Withdrawn | 5/31/2016 | Withdrawn | Withdrawn | CONTRA COSTA | WILLOW PASS SUB | Solar PV | 1.7 | 3/29/2016 | 4/18/2016 | Fail Screens: D, F, H, J, K, M | 5/16/2016 | Pass | Withdrawn | Withdrawn | Withdrawn | Withdrawn | No former queue position |  |  |  |  | Willow Pass | 115 |  |  | TRUE | FALSE | Willow Pass | 115 |  | 1.7 | [8 empty] | 0 | 0
2016-03-17 18:00 | 1309-RD | Fast Track | Fast Track | Withdrawn | 5/31/2016 | Withdrawn | Withdrawn | CONTRA COSTA | CONTRA COSTA SUB | Solar PV | 1.7 | 3/29/2016 | 4/18/2016 | Fail Screens: D, F, H, J, K, M | 5/17/2016 | Pass | Withdrawn | Withdrawn | Withdrawn | Withdrawn | No former queue position |  |  |  |  | Contra Costa | 230 |  |  | TRUE | FALSE | Contra Costa | 230 |  | 1.7 | [8 empty] | 0 | 0
2016-03-17 11:05 | 1310-RD | Fast Track | Fast Track | In Service | 5/31/2016 |  |  | KERN | WEEDPATCH SUB | Solar PV | 0.54 | 3/29/2016 | 4/19/2016 | Fail Screens: F, H, J, K, M | 5/9/2016 | Pass | N/A (Fast Track) | N/A (Fast Track) | N/A (Fast Track) | Executed | No former queue position |  |  |  |  | Weedpatch |  |  |  | FALSE | FALSE | Weedpatch |  |  | 0.54 | [8 empty] | 1 | 1
2016-03-16 11:55 | 1311-WD | Cluster | Cluster | Withdrawn | 12/31/2019 | Withdrawn | Withdrawn | KERN | GOOSE LAKE SUB | Solar PV | 10 | 4/6/2016 | Withdrawn | Withdrawn | Withdrawn | Withdrawn | Withdrawn | Withdrawn | Withdrawn | Withdrawn | No former queue position |  |  |  |  | Goose Lake | 115 |  |  | TRUE | FALSE | Goose Lake | 115 |  | 10 | [8 empty] | 0 | 0
2016-03-22 10:54 | 1312-WD | Independent Study | Independent Study | Withdrawn | 6/1/2018 | Withdrawn | Withdrawn | SAN JOAQUIN | RIPON SUB | Gas Turbine | 63.9 | 4/13/2016 | Withdrawn | Withdrawn | Withdrawn | Withdrawn | Withdrawn | Withdrawn | Withdrawn | Withdrawn | No former queue position |  |  |  |  | Ripon | 115 |  |  | TRUE | FALSE | Ripon | 115 | [10 empty] | 0 | 0
2016-02-12 11:18 | 1313-RD | Fast Track | Detailed Study | Withdrawn | 7/8/2016 | Withdrawn | Withdrawn | MONTEREY | SOLEDAD SUB | Wind | 3 | 4/13/2016 | 4/29/2016 | Fail Screens: B, C, F, G, H, I, J, K, M | 6/28/2016 | Fail | Withdrawn | Withdrawn | Withdrawn | Withdrawn | No former queue position |  |  |  |  | Soledad | 115 |  |  | TRUE | FALSE | Soledad | 115 |  |  | 3 | [7 empty] | 0 | 0
2016-04-07 15:01 | 1314-RD | Fast Track | Fast Track | In Service | 6/30/2016 |  |  | ALAMEDA | BERKELEY F SUB | Solar PV | 0.18519 | 4/13/2016 | 5/9/2016 | Pass |  |  | N/A (Fast Track) | N/A (Fast Track) | N/A (Fast Track) | Executed | No former queue position |  |  |  |  | Berkeley F |  |  |  | FALSE | FALSE | Berkeley F |  |  | 0.18519 | [8 empty] | 1 | 1
2016-04-01 12:24 | 1315-RD | Fast Track | Fast Track | In Service | 6/29/2016 |  |  | COLUSA | COLUSA SUB | Engine, Solar PV | 9.3236 | 4/13/2016 | 4/29/2016 | Pass |  |  | N/A (Fast Track) | N/A (Fast Track) | N/A (Fast Track) | Executed | No former queue position | not found |  | not found |  | Colusa |  |  |  | FALSE | FALSE | not found |  |  | 9.3236 | [8 empty] | 1 | 1
2016-04-02 14:48 | 1316-RD | Fast Track | Detailed Study | In Service | 6/1/2017 | 9/30/2017 | 3/26/2019 | FRESNO | SCHINDLER SUB | Engine | 0.8 | 4/13/2016 | 4/29/2016 | Fail Screens: B, D, F, I, J, K, M | 5/25/2016 | Fail | Pass | 8/15/2016 | N/A | Executed | No former queue position |  |  |  |  | Schindler | 115 |  |  | TRUE | FALSE | Schindler | 115 | [10 empty] | 1 | 1
2016-04-02 15:26 | 1317-RD | Detailed Study | Detailed Study | In Service | 9/1/2017 | 9/15/2017 | 3/28/2019 | KINGS | GUERNSEY SUB | Engine | 1.028 | 4/13/2016 | N/A | N/A | N/A | N/A | Pass | 8/17/2016 | N/A | Executed | No former queue position |  |  |  |  | Guernsey | 70 |  |  | TRUE | FALSE | Guernsey | 70 | [10 empty] | 1 | 1
2016-04-04 17:11 | 1318-RD | Detailed Study | Detailed Study | In Service | 8/1/2017 | 11/30/2017 | 10/31/2018 | MADERA | DAIRYLAND SUB | Engine | 0.8 | 4/13/2016 | N/A | N/A | N/A | N/A | Pass | 7/29/2016 | N/A | Executed | No former queue position |  |  |  |  | Dairyland | 115 |  |  | TRUE | FALSE | Dairyland | 115 | [10 empty] | 1 | 1
2016-03-30 14:26 | 1319-WD | Independent Study | Independent Study | In Service | 7/29/2016 | 8/18/2017 | 8/8/2017 | YUBA | WHEATLAND SUB | Engine, Turbine | 3.8 | 4/20/2016 | N/A | N/A (Independent Study) | N/A | N/A (Independent Study) | Pass | 2017-03-08 | N/A | Executed | No former queue position |  |  |  |  | Wheatland |  |  |  | FALSE | FALSE | Wheatland | [11 empty] | 1 | 1
2016-03-31 13:25 | 1320-WD | Independent Study | Independent Study | In Service | 3/30/2018 | 3/1/2019 |  | SANTA BARBARA | CABRILLO SUB | Wind | 99 | 4/20/2016 | N/A | N/A (Independent Study) | N/A | N/A (Independent Study) | Pass | 10/28/2016 | 11/19/2018 | Executed | No former queue position | Cabrillo | 115 | Cabrillo | 115 | Cabrillo | 115 |  |  | TRUE | FALSE | Cabrillo | 115 |  |  | 99 | [7 empty] | 1 | 1
2016-04-18 12:21 | 1321-RD | Fast Track | Fast Track | In Service | 6/29/2016 |  |  | SANTA CLARA | MCKEE SUB | Solar PV | 0.20512 | 4/20/2016 | 5/27/2016 | Pass |  |  | N/A (Fast Track) | N/A (Fast Track) | N/A (Fast Track) | Executed | No former queue position |  |  |  |  | Mckee |  |  |  | FALSE | FALSE | Mckee |  |  | 0.20512 | [8 empty] | 1 | 1
2016-04-18 16:25 | 1322-RD | Fast Track | Fast Track | In Service | 6/29/2016 |  |  | SANTA CLARA | HICKS SUB | Solar PV | 0.20514 | 4/20/2016 | 5/27/2016 | Pass |  |  | N/A (Fast Track) | N/A (Fast Track) | N/A (Fast Track) | Executed | No former queue position |  |  |  |  | Hicks | 230 |  |  | TRUE | FALSE | Hicks | 230 |  | 0.20514 | [8 empty] | 1 | 1
2016-04-12 12:22 | 1323-RD | Fast Track | Fast Track | Withdrawn | 6/29/2016 | Withdrawn | Withdrawn | SAN MATEO | BURLINGAME SUB | Other | 0.005 | 4/27/2016 | 5/24/2016 | Pass | Withdrawn | Withdrawn | Withdrawn | Withdrawn | Withdrawn | Withdrawn | No former queue position |  |  |  |  | Burlingame | 115 |  |  | TRUE | FALSE | Burlingame | 115 | [10 empty] | 0 | 0
2016-04-12 17:40 | 1324-RD | Detailed Study | Detailed Study | Withdrawn | 11/1/2017 | Withdrawn | Withdrawn | FRESNO | SCHINDLER SUB | Engine | 0.8 | 4/27/2016 | Withdrawn | Withdrawn | Withdrawn | Withdrawn | Withdrawn | Withdrawn | Withdrawn | Withdrawn | No former queue position |  |  |  |  | Schindler | 115 |  |  | TRUE | FALSE | Schindler | 115 | [10 empty] | 0 | 0
2016-04-15 16:16 | 1325-RD | Fast Track | Fast Track | Withdrawn | 11/1/2017 | Withdrawn | Withdrawn | FRESNO | MCMULLIN SUB | Reciprocating Engine | 1.028 | 5/4/2016 | Withdrawn | Withdrawn | Withdrawn | Withdrawn | Withdrawn | Withdrawn | Withdrawn | Withdrawn | No former queue position |  |  |  |  | Mcmullin |  |  |  | FALSE | FALSE | Mcmullin | [11 empty] | 0 | 0
2016-04-19 17:03 | 1326-RD | Fast Track | Fast Track | Withdrawn | 7/27/2016 | Withdrawn | Withdrawn | MADERA | MADERA SUB | Solar PV | 5 | 5/4/2016 | 5/24/2016 | Fail Screens: D, F, H, J, K | Withdrawn | Withdrawn | Withdrawn | Withdrawn | Withdrawn | Withdrawn | No former queue position |  |  |  |  | Madera | 70 |  |  | TRUE | FALSE | Madera | 70 |  | 5 | [8 empty] | 0 | 0
2016-04-24 09:40 | 1327-RD | Fast Track | Fast Track | Withdrawn | 7/28/2016 | Withdrawn | Withdrawn | MADERA | CHOWCHILLA SUB | Solar PV | 0.4461 | 5/4/2016 | 5/24/2016 | Fail Screens: D, F, H, J, M | 7/6/2016 | Pass | Withdrawn | Withdrawn | Withdrawn | Withdrawn | No former queue position |  |  |  |  | Chowchilla | 115 |  |  | TRUE | FALSE | Chowchilla | 115 |  | 0.4461 | [8 empty] | 0 | 0
2016-04-22 10:16 | 1328-RD | Fast Track | Fast Track | In Service | 7/27/2016 |  |  | SANTA CLARA | COOLEY LANDING SUB | Solar PV, Steam Turbine, Turbine | 4.49 | 5/4/2016 | 5/18/2016 | Fail | 7/18/2016 | Pass | N/A (Fast Track) | N/A (Fast Track) | N/A (Fast Track) | Executed | No former queue position |  |  |  |  | Cooley Landing | 115 |  |  | TRUE | FALSE | Cooley Landing | 115 |  | 4.49 | [8 empty] | 1 | 1
2016-04-22 13:49 | 1329-RD | Fast Track | Fast Track | Withdrawn | 2/16/2018 | Withdrawn | Withdrawn | NEVADA | BRUNSWICK SUB | Hydro | 1.44 | 5/11/2016 | 5/31/2016 | Fail Screens: B, D, G, I, J, K, L, M, V1, V2, S5, A1 | 8/1/2016 | Pass | Withdrawn | Withdrawn | Withdrawn | Withdrawn | No former queue position |  |  |  |  | Brunswick | 115 |  |  | TRUE | FALSE | Brunswick | 115 | [10 empty] | 0 | 0
2016-04-06 12:44 | 1330-WD | Fast Track | Fast Track | Withdrawn | 4/7/2017 | Withdrawn | Withdrawn | SAN JOAQUIN | STOCKTON A SUB | Solar PV | 1.98 | 5/11/2016 | 6/2/2016 | Fail Screens: 2, 10 | Withdrawn | Withdrawn | Withdrawn | Withdrawn | Withdrawn | Withdrawn | No former queue position |  |  |  |  | Stockton A | 115 |  |  | TRUE | FALSE | Stockton A | 115 |  | 1.98 | [8 empty] | 0 | 0
2016-04-06 13:41 | 1331-WD | Fast Track | Fast Track | In Service | 4/21/2017 | 3/3/2019 | 7/20/2018 | CONTRA COSTA | CONTRA COSTA SUB | Solar PV | 0.9 | 5/11/2016 | 6/1/2016 | Fail Screens: 2, 7, 9, 10 | 7/13/2016 | Pass | N/A (Fast Track) | N/A (Fast Track) | N/A (Fast Track) | Executed | No former queue position |  |  |  |  | Contra Costa | 230 |  |  | TRUE | FALSE | Contra Costa | 230 |  | 0.9 | [8 empty] | 1 | 1
2016-04-19 14:44 | 1332-WD | Independent Study | Independent Study | Withdrawn | 1/20/2017 | Withdrawn | Withdrawn | SAN LUIS OBISPO | SAN LUIS OBISPO SUB | Reciprocating Engine | 1.062 | 5/18/2016 | Withdrawn | Withdrawn | Withdrawn | Withdrawn | Withdrawn | Withdrawn | Withdrawn | Withdrawn | No former queue position |  |  |  |  | San Luis Obispo | 115 |  |  | TRUE | FALSE | San Luis Obispo | 115 | [10 empty] | 0 | 0
2016-05-03 12:16 | 1333-WD | Independent Study | Independent Study | Withdrawn | 12/31/2017 | Withdrawn | Withdrawn | KERN | LAMONT SUB | Solar PV | 2.25 | 5/18/2016 | Withdrawn | Withdrawn | Withdrawn | Withdrawn | Withdrawn | Withdrawn | Withdrawn | Withdrawn | No former queue position |  |  |  |  | Lamont | 115 |  |  | TRUE | FALSE | Lamont | 115 |  | 2.25 | [8 empty] | 0 | 0
2016-05-06 09:12 | 1334-RD | Fast Track | Fast Track | Withdrawn | 5/31/2018 | Withdrawn | Withdrawn | FRESNO | KINGSBURG SUB | Solar PV | 1.215 | 5/18/2016 | 6/2/2016 | Fail Screens: G, J, K, M | Withdrawn | Withdrawn | Withdrawn | Withdrawn | Withdrawn | Withdrawn | No former queue position |  |  |  |  | Kingsburg | 115 |  |  | TRUE | FALSE | Kingsburg | 115 |  | 1.215 | [8 empty] | 0 | 0
2016-05-11 10:26 | 1335-RD | Fast Track | Fast Track | Withdrawn | 12/15/2017 | Withdrawn | Withdrawn | LAKE | CLEAR LAKE SUB | Solar PV | 2 | 5/25/2016 | 6/15/2016 | Fail | 7/27/2016 | Pass | Withdrawn | Withdrawn | Withdrawn | Withdrawn | R21 Transition to WDT SGIA |  |  |  |  | Clear Lake |  |  |  | FALSE | FALSE | Clear Lake |  |  | 2 | [8 empty] | 0 | 0
2016-05-10 11:49 | 1336-RD | Fast Track | Fast Track | In Service | 2/24/2017 |  |  | SOLANO | VACA DIXON SUB | Solar PV | 3.75 | 5/25/2016 | 6/15/2016 | Fail | 8/2/2016 | Pass | N/A (Fast Track) | N/A (Fast Track) | N/A (Fast Track) | Executed | No former queue position |  |  |  |  | Vaca Dixon | 500 |  |  | TRUE | FALSE | Vaca Dixon | 500 |  | 3.75 | [8 empty] | 1 | 1
2016-05-10 12:06 | 1337-RD | Fast Track | Fast Track | In Service | 2/24/2017 |  |  | SOLANO | VACA DIXON SUB | Solar PV | 3.1378 | 5/25/2016 | 6/15/2016 | Fail | 8/2/2016 | Pass | N/A (Fast Track) | N/A (Fast Track) | N/A (Fast Track) | Executed | No former queue position |  |  |  |  | Vaca Dixon | 500 |  |  | TRUE | FALSE | Vaca Dixon | 500 |  | 3.1378 | [8 empty] | 1 | 1
2016-05-10 15:34 | 1338-WD | Independent Study | Independent Study | Withdrawn | 5/31/2018 | Withdrawn | Withdrawn | FRESNO | COALINGA #1 SUB | Other | 15 | 5/25/2016 | Withdrawn | Withdrawn | Withdrawn | Withdrawn | Withdrawn | Withdrawn | Withdrawn | Withdrawn | No former queue position |  |  |  |  | Coalinga #1 |  |  |  | FALSE | FALSE | Coalinga #1 | [11 empty] | 0 | 0
2016-05-12 11:24 | 1339-RD | Fast Track | Fast Track | In Service | 7/1/2016 |  |  | ALAMEDA | GRANT SUB | Storage | 0.03 | 5/25/2016 | 6/29/2016 | Pass |  |  | N/A (Fast Track) | N/A (Fast Track) | N/A (Fast Track) | Executed | No former queue position |  |  |  |  | Grant | 115 |  |  | TRUE | FALSE | Grant | 115 | [7 empty] | 0.03 |  | 0.03 | 1 | 1
2016-05-20 16:11 | 1340-RD | Fast Track | Fast Track | In Service | 5/20/2016 |  |  | ALAMEDA | Hillslide115 | Solar PV | 0.0691 | 5/25/2016 | 7/15/2016 | Pass |  |  | N/A (Fast Track) | N/A (Fast Track) | N/A (Fast Track) | Executed | No former queue position |  |  |  |  | Hillslide115 |  |  |  | FALSE | FALSE | Hillslide115 |  |  | 0.0691 | [8 empty] | 1 | 1
2016-04-25 16:35 | 1341-RD | Fast Track | Fast Track | In Service | 7/29/2016 |  |  | EL DORADO | DIAMOND SPRINGS SUB | Hydro | 0.4849 | 6/1/2016 | 6/22/2016 | Fail Screens: H | 8/17/2016 | Pass | N/A (Fast Track) | N/A (Fast Track) | N/A (Fast Track) | Executed | No former queue position |  |  |  |  | Diamond Springs |  |  |  | FALSE | FALSE | Diamond Springs | [11 empty] | 1 | 1
2016-05-19 14:34 | 1342-RD | Fast Track | Fast Track | Withdrawn | 11/15/2016 | Withdrawn | Withdrawn | MERCED | EL CAPITAN SUB | Solar PV | 0.864 | 6/1/2016 | 6/21/2016 | Fail Screens: D, F, H, J, K | 8/1/2016 | Pass | Withdrawn | Withdrawn | Withdrawn | Withdrawn | No former queue position |  |  |  |  | El Capitan |  |  |  | FALSE | FALSE | El Capitan |  |  | 0.864 | [8 empty] | 0 | 0
2016-05-06 15:09 | 1343-RD | Detailed Study | Detailed Study | Withdrawn | 11/1/2017 | Withdrawn | Withdrawn | FRESNO | MCMULLIN SUB | Engine | 1 | 6/8/2016 | Withdrawn | Withdrawn | Withdrawn | Withdrawn | Withdrawn | Withdrawn | Withdrawn | Withdrawn | No former queue position |  |  |  |  | Mcmullin |  |  |  | FALSE | FALSE | Mcmullin | [11 empty] | 0 | 0
2016-05-20 09:02 | 1344-RD | Fast Track | Fast Track | Withdrawn | 5/1/2017 | Withdrawn | Withdrawn | SAN FRANCISCO | SAN FRAN Z (EMBARCADERO) SUB | Micro Turbine | 0.065 | 6/8/2016 | 7/1/2016 | Fail Screens: F, H, J | 9/20/2016 | Pass | Withdrawn | Withdrawn | Withdrawn | Withdrawn | No former queue position |  |  |  |  | San Fran Z (Embarcadero) |  |  |  | FALSE | FALSE | San Fran Z (Embarcadero) | [11 empty] | 0 | 0
2016-05-26 15:15 | 1345-RD | Fast Track | Fast Track | In Service | 6/1/2017 |  |  | AMADOR | CLAY SUB | Hydro | 0.4476 | 6/8/2016 | 6/28/2016 | Fail Screens: B, C, D, F, G, I, J, L, M, V1, S5, A1 | 8/8/2016 | Pass | N/A (Fast Track) | N/A (Fast Track) | N/A (Fast Track) | Executed | No former queue position |  |  |  |  | Clay | 60 |  |  | TRUE | FALSE | Clay | 60 | [10 empty] | 1 | 1
2016-06-08 13:49 | 1346-RD | Fast Track | Fast Track | Withdrawn | 6/8/2016 | Withdrawn | Withdrawn | SAN JOAQUIN | WEBER SUB | Solar PV | 0.35438 | 6/14/2016 | Withdrawn | Withdrawn | Withdrawn | Withdrawn | Withdrawn | Withdrawn | Withdrawn | Withdrawn | No former queue position |  |  |  |  | Weber | 230 |  |  | TRUE | FALSE | Weber | 230 |  | 0.35438 | [8 empty] | 0 | 0
2016-05-27 14:42 | 1347-RD | Fast Track | Fast Track | Withdrawn | 8/5/2016 | Withdrawn | Withdrawn | MONTEREY | SOLEDAD SUB | Solar PV | 0.04974 | 6/22/2016 | 7/13/2016 | Pass | Withdrawn | Withdrawn | Withdrawn | Withdrawn | Withdrawn | Withdrawn | No former queue position |  |  |  |  | Soledad | 115 |  |  | TRUE | FALSE | Soledad | 115 |  | 0.04974 | [8 empty] | 0 | 0
2016-06-10 06:59 | 1348-RD | Fast Track | Fast Track | Withdrawn | 6/9/2017 | Withdrawn | Withdrawn | MONTEREY | PRUNEDALE SUB | Solar PV | 2.9807 | 6/22/2016 | 7/13/2016 | Fail Screens: D, F, H, J, K, M | 9/2/2016 | Pass | Withdrawn | Withdrawn | Withdrawn | Withdrawn | No former queue position |  |  |  |  | Prunedale |  |  |  | FALSE | FALSE | Prunedale |  |  | 2.9807 | [8 empty] | 0 | 0
2016-05-28 12:17 | 1349-RD | Fast Track | Detailed Study | Withdrawn | 9/30/2016 | Withdrawn | Withdrawn | SONOMA | FULTON SUB | Solar PV | 0.999 | 6/29/2016 | 7/6/2016 | Fail Screens: D, F, H, J, K, M | 8/23/2016 | Fail | Withdrawn | Withdrawn | Withdrawn | Withdrawn | No former queue position |  |  |  |  | Fulton | 230 |  |  | TRUE | FALSE | Fulton | 230 |  | 0.999 | [8 empty] | 0 | 0
2016-06-22 14:37 | 1350-RD | Fast Track | Fast Track | In Service | 8/1/2016 |  |  | SAN FRANCISCO | YOSEMITE SUB | Solar PV | 0.11808 | 6/29/2016 | 7/6/2016 | Pass |  |  | N/A (Fast Track) | N/A (Fast Track) | N/A (Fast Track) | Executed | No former queue position |  |  |  |  | Yosemite |  |  |  | FALSE | FALSE | Yosemite |  |  | 0.11808 | [8 empty] | 1 | 1
2016-06-02 16:15 | 1351-WD | Fast Track | Fast Track | Withdrawn | 12/1/2016 | Withdrawn | Withdrawn | SAN MATEO | BELLE HAVEN SUB | Other | 0.1 | 6/29/2016 | 8/31/2016 | Pass | Withdrawn | Withdrawn | Withdrawn | Withdrawn | Withdrawn | Withdrawn | No former queue position |  |  |  |  | Belle Haven |  |  |  | FALSE | FALSE | Belle Haven | [11 empty] | 0 | 0
2016-06-06 12:47 | 1352-RD | Fast Track | Fast Track | In Service | 9/30/2016 |  |  | SANTA CLARA | SAN JOSE B SUB | Storage | 0.036 | 6/29/2016 | 8/29/2016 | Pass |  |  | N/A (Fast Track) | N/A (Fast Track) | N/A (Fast Track) | Executed | No former queue position |  |  |  |  | San Jose B | 115 |  |  | TRUE | FALSE | San Jose B | 115 | [7 empty] | 0.036 |  | 0.036 | 1 | 1
2016-06-06 09:14 | 1353-WD | Fast Track | Fast Track | Withdrawn | 1/4/2017 | Withdrawn | Withdrawn | PLACER | SMARTVILLE SUB | Solar PV | 3.991 | 6/29/2016 | 7/20/2016 | Fail Screens: 2, 4, 5, 10 | Withdrawn | Withdrawn | Withdrawn | Withdrawn | Withdrawn | Withdrawn | No former queue position |  |  |  |  | Smartville |  |  |  | FALSE | FALSE | Smartville |  |  | 3.991 | [8 empty] | 0 | 0
2016-06-23 16:58 | 1354-WD | Fast Track | Fast Track | Withdrawn | 8/31/2018 | Withdrawn | Withdrawn | BUTTE | OROVILLE SUB | Solar PV | 1.9925 | 7/6/2016 | 7/21/2016 | Fail Screens: 2, 5, 6, 10 | 8/31/2016 | Pass | Withdrawn | Withdrawn | Withdrawn | Withdrawn | No former queue position |  |  |  |  | Oroville |  |  |  | FALSE | FALSE | Oroville |  |  | 1.9925 | [8 empty] | 0 | 0
2016-06-23 17:21 | 1355-WD | Fast Track | Fast Track | Withdrawn | 8/31/2018 | Withdrawn | Withdrawn | EL DORADO | DIAMOND SPRINGS SUB | Solar PV | 1.8 | 7/6/2016 | 7/27/2016 | Fail Screens: 2, 4, 5, 10 | 9/16/2016 | Pass | Withdrawn | Withdrawn | Withdrawn | Withdrawn | No former queue position |  |  |  |  | Diamond Springs |  |  |  | FALSE | FALSE | Diamond Springs |  |  | 1.8 | [8 empty] | 0 | 0
2016-06-23 17:54 | 1356-WD | Fast Track | Fast Track | Withdrawn | 8/31/2018 | Withdrawn | Withdrawn | CONTRA COSTA | BRENTWOOD SUB | Solar PV | 1.4 | 7/6/2016 | 7/19/2016 | Fail Screens: 2, 5, 10 | 9/29/2016 | Pass | Withdrawn | Withdrawn | Withdrawn | Withdrawn | No former queue position |  |  |  |  | Brentwood | 230 |  |  | TRUE | FALSE | Brentwood | 230 |  | 1.4 | [8 empty] | 0 | 0
2016-06-23 18:24 | 1357-WD | Fast Track | Independent Study | Withdrawn | 8/31/2018 | Withdrawn | Withdrawn | STANISLAUS | RIVERBANK SUB | Solar PV | 2.8 | 7/6/2016 | 7/27/2016 | Fail Screens: 2, 5, 10 | 9/23/2016 | Fail | Withdrawn | Withdrawn | Withdrawn | Withdrawn | No former queue position |  |  |  |  | Riverbank | 115 |  |  | TRUE | FALSE | Riverbank | 115 |  | 2.8 | [8 empty] | 0 | 0
2016-06-24 12:53 | 1358-WD | Fast Track | Fast Track | Withdrawn | 8/31/2018 | Withdrawn | Withdrawn | BUTTE | WYANDOTTE SUB | Solar PV | 1 | 7/6/2016 | 7/18/2016 | Fail Screens: 2, 5, 6, 10 | 8/31/2016 | Pass | Withdrawn | Withdrawn | Withdrawn | Withdrawn | No former queue position |  |  |  |  | Wyandotte | 115 |  |  | TRUE | FALSE | Wyandotte | 115 |  | 1 | [8 empty] | 0 | 0
2016-06-21 16:39 | 1359-RD | Detailed Study | Detailed Study | Withdrawn | 11/1/2018 | Withdrawn | Withdrawn | PLUMAS | CRESCENT MILLS SUB | Biomass | 3 | 7/6/2016 | Withdrawn | Withdrawn | Withdrawn | Withdrawn | Withdrawn | Withdrawn | Withdrawn | Withdrawn | No former queue position |  |  |  |  | Crescent Mills |  |  |  | FALSE | FALSE | Crescent Mills | [11 empty] | 0 | 0
2016-07-01 14:50 | 1360-RD | Fast Track | Fast Track | Withdrawn | 7/1/2018 | Withdrawn | Withdrawn | NAPA | HIGHWAY SUB | Biomass | 1 | 7/6/2016 | 7/27/2016 | Fail Screens: B, D, F, G, I, J, K, M | Withdrawn | Withdrawn | Withdrawn | Withdrawn | Withdrawn | Withdrawn | No former queue position |  |  |  |  | Highway |  |  |  | FALSE | FALSE | Highway | [11 empty] | 0 | 0
2016-06-07 14:04 | 1361-RD | Fast Track | Fast Track | Withdrawn | 6/7/2017 | Withdrawn | Withdrawn | BUTTE | SYCAMORE CREEK SUB | Solar PV | 1.25 | 7/13/2016 | 7/15/2016 | Fail Screens: F, I, J, K, M | Withdrawn | Withdrawn | Withdrawn | Withdrawn | Withdrawn | Withdrawn | No former queue position |  |  |  |  | Sycamore Creek |  |  |  | FALSE | FALSE | Sycamore Creek |  |  | 1.25 | [8 empty] | 0 | 0
2016-06-07 14:19 | 1362-RD | Fast Track | Fast Track | Withdrawn | 6/7/2017 | Withdrawn | Withdrawn | SHASTA | ANDERSON SUB | Solar PV | 0.36 | 7/13/2016 | 7/19/2016 | Fail Screens: I, J, K, M | 9/19/2016 | Pass | Withdrawn | Withdrawn | Withdrawn | Withdrawn | No former queue position |  |  |  |  | Anderson |  |  |  | FALSE | FALSE | Anderson |  |  | 0.36 | [8 empty] | 0 | 0
2016-06-27 07:10 | 1363-RD | Fast Track | Fast Track | Withdrawn | 5/2/2018 | Withdrawn | Withdrawn | SANTA CLARA | VASONA SUB | Cogeneration | 2 | 7/20/2016 | 8/3/2016 | Fail Screens: F, H, J, K, M | 8/30/2016 | Fail | Withdrawn | Withdrawn | Withdrawn | Withdrawn | No former queue position |  |  |  |  | Vasona | 230 |  |  | TRUE | FALSE | Vasona | 230 | [10 empty] | 0 | 0
2016-06-30 09:58 | 1364-RD | Fast Track | Fast Track | Withdrawn | 10/1/2017 | Withdrawn | Withdrawn | MADERA | STOREY SUB | Solar PV | 0.588 | 7/20/2016 | 8/10/2016 | Fail Screens: D, F, H, J, K, M | Withdrawn | Withdrawn | Withdrawn | Withdrawn | Withdrawn | Withdrawn | No former queue position |  |  |  |  | Storey | 230 |  |  | TRUE | FALSE | Storey | 230 |  | 0.588 | [8 empty] | 0 | 0
2016-07-13 16:59 | 1365-RD | Fast Track | Fast Track | Withdrawn | 8/1/2017 | Withdrawn | Withdrawn | CONTRA COSTA | KIRKER SUB | Solar PV | 0.6 | 7/20/2016 | 8/1/2016 | Pass | Withdrawn | Withdrawn | Withdrawn | Withdrawn | Withdrawn | Withdrawn | No former queue position |  |  |  |  | Kirker | 115 |  |  | TRUE | FALSE | Kirker | 115 |  | 0.6 | [8 empty] | 0 | 0
2016-06-09 10:42 | 1366-RD | Detailed Study | Detailed Study | In Service | 12/31/2020 |  |  | SAN LUIS OBISPO | GOLDTREE SUB | Solar PV | 4.5 | 7/27/2016 | N/A | N/A | N/A | N/A | Pass | 12/15/2016 | N/A | Executed | No former queue position |  |  |  |  | Goldtree |  |  |  | FALSE | FALSE | Goldtree |  |  | 4.5 | [8 empty] | 1 | 1
2016-07-25 12:00 | 1367-RD | Fast Track | Fast Track | In Service | 1/25/2017 |  |  | SAN FRANCISCO | SAN FRAN Y (LARKIN) SUB | Storage | 0.036 | 8/10/2016 | 8/30/2016 | Pass |  |  | N/A (Fast Track) | N/A (Fast Track) | N/A (Fast Track) | Executed | No former queue position |  |  |  |  | San Fran Y (Larkin) |  |  |  | FALSE | FALSE | San Fran Y (Larkin) | [8 empty] | 0.036 |  | 0.036 | 1 | 1
2016-07-26 21:38 | 1368-RD | Detailed Study | Detailed Study | Withdrawn | 3/3/2018 | Withdrawn | Withdrawn | HUMBOLDT | JANES CREEK SUB | Biomass | 1 | 8/17/2016 | Withdrawn | Withdrawn | Withdrawn | Withdrawn | Withdrawn | Withdrawn | Withdrawn | Withdrawn | No former queue position |  |  |  |  | Janes Creek |  |  |  | FALSE | FALSE | Janes Creek | [11 empty] | 0 | 0
2016-08-05 13:46 | 1369-RD | Fast Track | Fast Track | Withdrawn | 4/17/2017 | Withdrawn | Withdrawn | ALAMEDA | NEWARK SUB | Cogeneration | 0.45 | 8/17/2016 | 9/7/2016 | Fail Screens: B | 10/24/2016 | Fail | Withdrawn | Withdrawn | Withdrawn | Withdrawn | No former queue position |  |  |  |  | Newark | 230 |  |  | TRUE | FALSE | Newark | 230 | [10 empty] | 0 | 0
2016-08-17 09:07 | 1370-WD | Independent Study | Independent Study | Withdrawn | 5/1/2020 | Withdrawn | Withdrawn | SANTA CLARA | LLAGAS SUB | Storage | 20 | 8/24/2016 | Withdrawn | Withdrawn | Withdrawn | Withdrawn | Withdrawn | Withdrawn | Withdrawn | Withdrawn | No former queue position. |  |  |  |  | Llagas | 115 |  |  | TRUE | FALSE | Llagas | 115 | [7 empty] | 20 |  | 20 | 0 | 0
2016-08-18 18:37 | 1371-RD | Fast Track | Fast Track | In Service | 12/1/2017 |  |  | SANTA CLARA | WOLFE SUB | Solar PV | 0.72 | 8/24/2016 | 9/28/2016 | Pass |  |  | N/A (Fast Track) | N/A (Fast Track) | N/A (Fast Track) | Executed | No former queue position |  |  |  |  | Wolfe |  |  |  | FALSE | FALSE | Wolfe |  |  | 0.72 | [8 empty] | 1 | 1
2016-08-12 14:17 | 1372-WD | Fast Track | Independent Study | Withdrawn | 8/31/2018 | Withdrawn | Withdrawn | BUTTE | OROVILLE SUB | Solar PV | 1.5 | 8/24/2016 | 9/13/2016 | Fail Screens: 2, 4, 5, 6, 10 | Withdrawn | Withdrawn | Withdrawn | Withdrawn | Withdrawn | Withdrawn | No former queue position |  |  |  |  | Oroville |  |  |  | FALSE | FALSE | Oroville |  |  | 1.5 | [8 empty] | 0 | 0
2016-08-18 14:40 | 1373-RD | Detailed Study | Detailed Study | Withdrawn | 7/1/2018 | Withdrawn | Withdrawn | NAPA | HIGHWAY SUB | Other | 1.172 | 8/24/2016 | Withdrawn | Withdrawn | Withdrawn | Withdrawn | Withdrawn | Withdrawn | Withdrawn | Withdrawn | No former queue position |  |  |  |  | Highway |  |  |  | FALSE | FALSE | Highway | [11 empty] | 0 | 0
2016-08-04 10:34 | 1374-RD | Fast Track | Fast Track | In Service | 12/31/2017 | In Service | 5/31/2018 | MADERA | CHOWCHILLA SUB | Solar PV | 0.80973 | 8/31/2016 | 9/21/2016 | Fail Screens: D, F, H, J, K | 11/21/2016 | Pass | N/A (Fast Track) | N/A (Fast Track) | N/A (Fast Track) | Executed | No former queue position |  |  |  |  | Chowchilla | 115 |  |  | TRUE | FALSE | Chowchilla | 115 |  | 0.80973 | [8 empty] | 1 | 1
2016-07-14 08:34 | 1375-RD | Detailed Study | Detailed Study | Withdrawn | 7/3/2018 | Withdrawn | Withdrawn | YUBA | PIKE CITY SUB | Steam Turbine | 3 | 9/7/2016 | Withdrawn | Withdrawn | Withdrawn | Withdrawn | Withdrawn | Withdrawn | Withdrawn | Withdrawn | No former queue position |  |  |  |  | Pike City |  |  |  | FALSE | FALSE | Pike City | [11 empty] | 0 | 0
2016-08-26 14:31 | 1376-RD | Fast Track | Fast Track | Withdrawn | 3/22/2017 | Withdrawn | Withdrawn | GLENN | JACINTO SUB | Biomass | 0.45 | 9/7/2016 | 10/7/2016 | Fail Screens: B, F, G, L, M | Withdrawn | Withdrawn | Withdrawn | Withdrawn | Withdrawn | Withdrawn | No former queue position |  |  |  |  | Jacinto |  |  |  | FALSE | FALSE | Jacinto | [11 empty] | 0 | 0
2016-08-29 17:46 | 1377-WD | Fast Track | Fast Track | Withdrawn | 8/31/2018 | Withdrawn | Withdrawn | CALAVERAS | CALAVERAS CEMENT SUB | Solar PV | 1.4 | 9/7/2016 | 9/27/2016 | Pass | Withdrawn | Withdrawn | Withdrawn | Withdrawn | Withdrawn | Withdrawn | No former queue position |  |  |  |  | Calaveras Cement |  |  |  | FALSE | FALSE | Calaveras Cement |  |  | 1.4 | [8 empty] | 0 | 0
2016-08-17 12:16 | 1378-RD | Fast Track | Fast Track | Withdrawn | 5/15/2018 | Withdrawn | Withdrawn | KERN | PASO ROBLES SUB | Solar PV | 24.497 | 9/7/2016 | Withdrawn | Withdrawn | Withdrawn | Withdrawn | Withdrawn | Withdrawn | Withdrawn | Withdrawn | No former queue position |  |  |  |  | Paso Robles |  |  |  | FALSE | FALSE | Paso Robles |  |  | 24.497 | [8 empty] | 0 | 0
2016-09-01 16:15 | 1379-RD | Fast Track | Fast Track | Withdrawn | 1/2/2017 | Withdrawn | Withdrawn | CALAVERAS | STANISLAUS PH | Hydro | 3 | 9/14/2016 | 10/10/2016 | Fail Screens: B, F, G, I, J, K, M | 11/14/2016 | Fail | Withdrawn | Withdrawn | Withdrawn | Withdrawn | No former queue position |  |  |  |  | Stanislaus Ph |  |  |  | FALSE | FALSE | Stanislaus Ph | [11 empty] | 0 | 0
2016-08-30 07:26 | 1380-RD | Fast Track | Fast Track | In Service | 12/30/2016 |  |  | YOLO | WOODLAND SUB | Solar PV | 1.9248 | 9/14/2016 | 10/5/2016 | Fail Screens: D, J, K, M | 12/7/2016 | Pass | N/A (Fast Track) | N/A (Fast Track) | N/A (Fast Track) | Executed | No former queue position |  |  |  |  | Woodland | 115 |  |  | TRUE | FALSE | Woodland | 115 |  | 1.9248 | [8 empty] | 1 | 1
2016-08-30 08:02 | 1381-RD | Fast Track | Detailed Study | In Service | 12/30/2016 | In Service | 2/19/2010 | KERN | 7TH STANDARD SUB | Solar PV | 1.588 | 9/14/2016 | 10/3/2016 | Fail Screens: D, H, J, K, M | 11/30/2016 | Fail | Pass | 5/16/2017 | N/A | Executed | No former queue position |  |  | 7th Standard | 115 | 7Th Standard | 115 |  |  | TRUE | FALSE | 7th Standard | 115 |  | 1.588 | [8 empty] | 1 | 1
2016-09-08 10:55 | 1382-WD | Fast Track | Fast Track | Withdrawn | 9/14/2017 | Withdrawn | Withdrawn | SONOMA | PENNGROVE SUB | Solar PV | 1 | 9/21/2016 | 10/11/2016 | Fail Screens: 2, 10 | Withdrawn | Withdrawn | Withdrawn | Withdrawn | Withdrawn | Withdrawn | No former queue position |  |  |  |  | Penngrove | 115 |  |  | TRUE | FALSE | Penngrove | 115 |  | 1 | [8 empty] | 0 | 0
2016-09-08 11:13 | 1383-WD | Fast Track | Fast Track | Withdrawn | 9/14/2017 | Withdrawn | Withdrawn | SONOMA | PENNGROVE SUB | Solar PV | 1 | 9/21/2016 | 10/11/2016 | Fail Screens: 2, 10 | Withdrawn | Withdrawn | Withdrawn | Withdrawn | Withdrawn | Withdrawn | No former queue position |  |  |  |  | Penngrove | 115 |  |  | TRUE | FALSE | Penngrove | 115 |  | 1 | [8 empty] | 0 | 0
2016-09-21 10:29 | 1384-WD | Fast Track | Fast Track | In Service | 3/31/2017 | 3/1/2018 | 3/13/2019 | MARIN | SAN RAFAEL SUB | Cogeneration | 0.75 | 10/5/2016 | 10/27/2016 | Fail Screens: 2, 4, 9, 10 | 1/11/2017 | Pass | N/A (Fast Track) | N/A (Fast Track) | N/A (Fast Track) | Executed | No former queue position |  |  |  |  | San Rafael |  |  |  | FALSE | FALSE | San Rafael | [11 empty] | 1 | 1
2016-09-16 17:05 | 1385-RD | Fast Track | Fast Track | Withdrawn | 11/22/2016 | Withdrawn | Withdrawn | SAN FRANCISCO | SAN FRAN Y (LARKIN) SUB | Storage | 0.036 | 10/12/2016 | 10/27/2016 | Fail Screens: A | 12/18/2016 | Pass | Withdrawn | Withdrawn | Withdrawn | Withdrawn | No former queue position |  |  |  |  | San Fran Y (Larkin) |  |  |  | FALSE | FALSE | San Fran Y (Larkin) | [8 empty] | 0.036 |  | 0.036 | 0 | 0
2016-09-30 14:39 | 1386-WD | Independent Study | Independent Study | Withdrawn | 2/28/2019 | Withdrawn | Withdrawn | EL DORADO | APPLE HILL SUB | Other | 10 | 10/12/2016 | Withdrawn | Withdrawn | Withdrawn | Withdrawn | Withdrawn | Withdrawn | Withdrawn | Withdrawn | No former queue position |  |  |  |  | Apple Hill |  |  |  | FALSE | FALSE | Apple Hill | [11 empty] | 0 | 0
2016-09-30 14:54 | 1387-WD | Independent Study | Independent Study | Withdrawn | 2/28/2019 | Withdrawn | Withdrawn | EL DORADO | APPLE HILL SUB | Other | 10 | 10/12/2016 | Withdrawn | Withdrawn | Withdrawn | Withdrawn | Withdrawn | Withdrawn | Withdrawn | Withdrawn | No former queue position |  |  |  |  | Apple Hill |  |  |  | FALSE | FALSE | Apple Hill | [11 empty] | 0 | 0
2016-08-26 16:22 | 1388-RD | Detailed Study | Detailed Study | Withdrawn | 6/7/2017 | Withdrawn | Withdrawn | BUTTE | SYCAMORE CREEK SUB | Solar PV | 1.25 | 10/19/2016 | Withdrawn | Withdrawn | Withdrawn | Withdrawn | Withdrawn | Withdrawn | Withdrawn | Withdrawn | No former queue position |  |  |  |  | Sycamore Creek |  |  |  | FALSE | FALSE | Sycamore Creek |  |  | 1.25 | [8 empty] | 0 | 0
2016-09-15 06:38 | 1389-RD | Fast Track | Detailed Study | In Service | 5/1/2017 |  |  | KERN | RENFRO SUB | Solar PV | 1.3828 | 10/19/2016 | 11/9/2016 | Fail Screens: D, E, F, H, J, K, M | 12/28/2016 | Fail | Pass | 5/19/2017 | N/A | Executed | No former queue position |  |  |  |  | Renfro | 115 |  |  | TRUE | FALSE | Renfro | 115 |  | 1.3828 | [8 empty] | 1 | 1
2016-09-15 07:07 | 1390-RD | Fast Track | Detailed Study | In Service | 5/5/2017 |  |  | KERN | TEVIS SUB | Solar PV | 1.3982 | 10/19/2016 | 11/9/2016 | Fail Screens: D, E, F, H, J, K, M | 12/28/2016 | Fail | Pass | 5/19/2017 | N/A | Executed | No former queue position |  |  |  |  | Tevis | 115 |  |  | TRUE | FALSE | Tevis | 115 |  | 1.3982 | [8 empty] | 1 | 1
2016-09-23 13:59 | 1391-RD | Detailed Study | Detailed Study | In Service | 12/30/2016 |  |  | SAN BENITO | SAN BENITO SUB | Engine | 2 | 10/19/2016 | N/A | N/A | N/A | N/A | Pass | 10/20/2017 | N/A | Executed | No former queue position |  |  |  |  | San Benito |  |  |  | FALSE | FALSE | San Benito | [11 empty] | 1 | 1
2016-09-29 10:37 | 1392-RD | Fast Track | Fast Track | Withdrawn | 12/30/2016 | Withdrawn | Withdrawn | MONTEREY | SOLEDAD SUB | Solar PV | 0.04814 | 10/26/2016 | 11/15/2016 | Pass | Withdrawn | Withdrawn | Withdrawn | Withdrawn | Withdrawn | Withdrawn | No former queue position |  |  |  |  | Soledad | 115 |  |  | TRUE | FALSE | Soledad | 115 |  | 0.04814 | [8 empty] | 0 | 0
2016-10-05 17:41 | 1393-WD | Fast Track | Fast Track | Withdrawn | 10/14/2017 | Withdrawn | Withdrawn | YOLO | WOODLAND SUB | Reciprocating Engine | 0.65 | 10/26/2016 | 11/17/2016 | Fail Screens: 2, 10 | Withdrawn | Withdrawn | Withdrawn | Withdrawn | Withdrawn | Withdrawn | No former queue position |  |  |  |  | Woodland | 115 |  |  | TRUE | FALSE | Woodland | 115 | [10 empty] | 0 | 0
2016-10-07 14:52 | 1394-WD | Independent Study | Independent Study | Withdrawn | 12/31/2019 | Withdrawn | Withdrawn | KERN | GOOSE LAKE SUB | Solar PV | 5 | 10/26/2016 | Withdrawn | Withdrawn | Withdrawn | Withdrawn | Withdrawn | Withdrawn | Withdrawn | Withdrawn | No former queue position |  |  |  |  | Goose Lake | 115 |  |  | TRUE | FALSE | Goose Lake | 115 |  | 5 | [8 empty] | 0 | 0
2016-10-13 09:07 | 1395-RD | Fast Track | Fast Track | In Service | 3/1/2017 |  |  | ALAMEDA | OAKLAND J SUB | Solar PV | 2.004 | 10/26/2016 | 11/29/2016 | Pass |  |  | N/A (Fast Track) | N/A (Fast Track) | N/A (Fast Track) | Executed | No former queue position |  |  |  |  | Oakland J | 115 |  |  | TRUE | FALSE | Oakland J | 115 |  | 2.004 | [8 empty] | 1 | 1
2016-10-17 21:58 | 1396-WD | Fast Track | Fast Track | Withdrawn | 3/31/2017 | Withdrawn | Withdrawn | MARIN | STAFFORD SUB | Solar PV | 0.45 | 10/26/2016 | 11/18/2016 | Pass | Withdrawn | Withdrawn | Withdrawn | Withdrawn | Withdrawn | Withdrawn | No former queue position |  |  |  |  | Stafford |  |  |  | FALSE | FALSE | Stafford |  |  | 0.45 | [8 empty] | 0 | 0
2016-10-12 14:02 | 1397-RD | Fast Track | Fast Track | In Service | 8/9/2017 |  |  | FRESNO | NEW KEARNEY SUB | Solar PV | 0.72 | 10/26/2016 | 11/14/2016 | Pass |  |  | N/A (Fast Track) | N/A (Fast Track) | N/A (Fast Track) | Executed | No former queue position |  |  |  |  | New Kearney |  |  |  | FALSE | FALSE | New Kearney |  |  | 0.72 | [8 empty] | 1 | 1
2016-10-13 16:40 | 1398-WD | Fast Track | Fast Track | In Service | 12/5/2017 | 12/1/2018 | 12/4/2020 | SONOMA | PETALUMA C SUB | Solar PV | 1 | 11/2/2016 | 12/2/2016 | Fail Screens: 2, 4, 5, 9, 10 | 1/9/2017 | Pass | N/A (Fast Track) | N/A (Fast Track) | N/A (Fast Track) | Executed | No former queue position |  |  |  |  | Petaluma C |  |  |  | FALSE | FALSE | Petaluma C |  |  | 1 | [8 empty] | 1 | 1
2016-10-13 16:52 | 1399-WD | Fast Track | Fast Track | In Service | 12/5/2017 | 12/1/2018 | 11/12/2020 | SONOMA | PETALUMA C SUB | Solar PV | 1 | 11/2/2016 | 12/2/2016 | Fail Screens: 2, 4, 5, 7, 9, 10 | 1/9/2017 | Pass | N/A (Fast Track) | N/A (Fast Track) | N/A (Fast Track) | Executed | No former queue position |  |  |  |  | Petaluma C |  |  |  | FALSE | FALSE | Petaluma C |  |  | 1 | [8 empty] | 1 | 1
2016-10-18 15:31 | 1400-RD | Detailed Study | Detailed Study | In Service | 12/31/2017 |  |  | MADERA | BORDEN SUB | Solar PV | 3.66 | 11/2/2016 | N/A | N/A | N/A | N/A | Fail | 6/1/2017 | N/A | Executed | No former queue position |  |  |  |  | Borden | 230 |  |  | TRUE | FALSE | Borden | 230 |  | 3.66 | [8 empty] | 1 | 1
2016-10-26 17:51 | 1401-WD | Fast Track | Fast Track | Withdrawn | 12/11/2017 | Withdrawn | Withdrawn | SAN LUIS OBISPO | SAN LUIS OBISPO SUB | Solar PV | 1.2 | 11/9/2016 | 12/2/2016 | Pass | Withdrawn | Withdrawn | Withdrawn | Withdrawn | Withdrawn | Withdrawn | No former queue position |  |  |  |  | San Luis Obispo | 115 |  |  | TRUE | FALSE | San Luis Obispo | 115 |  | 1.2 | [8 empty] | 0 | 0
2016-10-26 18:35 | 1402-RD | Fast Track | Detailed Study | Withdrawn | 8/1/2017 | Withdrawn | Withdrawn | BUTTE | BANGOR SUB | Solar PV | 2 | 11/9/2016 | 2017-04-28 | Fail Screens: F, G, H, L, M | 7/13/2017 | Fail | Withdrawn | Withdrawn | Withdrawn | Withdrawn | No former queue position |  |  |  |  | Bangor |  | 0.66 | 1.32 | FALSE | FALSE | Bangor |  | 0.68 | 2 | [8 empty] | 0 | 0
2016-10-17 11:56 | 1403-RD | Detailed Study | Detailed Study | Withdrawn | 1/1/2018 | Withdrawn | Withdrawn | SAN JOAQUIN | AVENA SUB | Reciprocating Engine | 2.282 | 11/9/2016 | Withdrawn | Withdrawn | Withdrawn | Withdrawn | Withdrawn | Withdrawn | Withdrawn | Withdrawn | No former queue position |  |  |  |  | Avena | 115 |  |  | TRUE | FALSE | Avena | 115 | [10 empty] | 0 | 0
2016-10-25 09:12 | 1404-RD | Fast Track | Fast Track | Withdrawn | 7/3/2017 | Withdrawn | Withdrawn | SAN JOAQUIN | LAMMERS SUB | Biomass | 2.8 | 11/9/2016 | 12/2/2016 | Fail Screens: B, F, I, J, K, M | Withdrawn | Withdrawn | Withdrawn | Withdrawn | Withdrawn | Withdrawn | No former queue position |  |  |  |  | Lammers | 115 |  |  | TRUE | FALSE | Lammers | 115 | [10 empty] | 0 | 0
2016-10-25 15:54 | 1405-WD | Fast Track | Fast Track | Withdrawn | 11/3/2016 | Withdrawn | Withdrawn | SAN FRANCISCO | SAN FRAN F (MARINA) SUB | Other | 0.038 | 11/9/2016 | 2017-01-12 | Pass | Withdrawn | Withdrawn | Withdrawn | Withdrawn | Withdrawn | Withdrawn | No former queue position |  |  |  |  | San Fran F (Marina) |  | 1 | 0.038 | FALSE | FALSE | San Fran F (Marina) | [11 empty] | 0 | 0
2016-10-25 16:13 | 1406-WD | Fast Track | Fast Track | Withdrawn | 11/3/2016 | Withdrawn | Withdrawn | SAN FRANCISCO | SAN FRAN F (MARINA) SUB | Other | 0.038 | 11/9/2016 | 2017-01-12 | Pass | Withdrawn | Withdrawn | Withdrawn | Withdrawn | Withdrawn | Withdrawn | No former queue position |  |  |  |  | San Fran F (Marina) |  |  |  | FALSE | FALSE | San Fran F (Marina) | [11 empty] | 0 | 0
2016-10-25 16:37 | 1407-WD | Fast Track | Fast Track | Withdrawn | 11/3/2016 | Withdrawn | Withdrawn | SAN FRANCISCO | SAN FRAN Y (LARKIN) SUB | Other | 0.038 | 11/9/2016 | 2017-01-12 | Pass | Withdrawn | Withdrawn | Withdrawn | Withdrawn | Withdrawn | Withdrawn | No former queue position |  |  |  |  | San Fran Y (Larkin) |  |  |  | FALSE | FALSE | San Fran Y (Larkin) | [11 empty] | 0 | 0
2016-10-25 16:50 | 1408-WD | Fast Track | Fast Track | Withdrawn | 11/3/2016 | Withdrawn | Withdrawn | SAN FRANCISCO | SAN FRAN Y (LARKIN) SUB | Other | 0.038 | 11/9/2016 | 2017-01-12 | Pass | Withdrawn | Withdrawn | Withdrawn | Withdrawn | Withdrawn | Withdrawn | No former queue position |  |  |  |  | San Fran Y (Larkin) |  |  |  | FALSE | FALSE | San Fran Y (Larkin) | [11 empty] | 0 | 0
2016-10-25 16:54 | 1409-WD | Fast Track | Fast Track | Withdrawn | 11/3/2016 | Withdrawn | Withdrawn | SAN FRANCISCO | SAN FRAN F (MARINA) SUB | Other | 0.038 | 11/9/2016 | 2017-01-12 | Pass | Withdrawn | Withdrawn | Withdrawn | Withdrawn | Withdrawn | Withdrawn | No former queue position |  |  |  |  | San Fran F (Marina) |  |  |  | FALSE | FALSE | San Fran F (Marina) | [11 empty] | 0 | 0
2016-10-26 11:32 | 1410-RD | Fast Track | Fast Track | Withdrawn | 1/31/2017 | Withdrawn | Withdrawn | HUMBOLDT | HARRIS SUB | Solar PV | 0.9 | 11/9/2016 | 12/2/2016 | Fail Screens: D, F, H, J, K, M | Withdrawn | Withdrawn | Withdrawn | Withdrawn | Withdrawn | Withdrawn | No former queue position |  |  |  |  | Harris | 60 |  |  | TRUE | FALSE | Harris | 60 |  | 0.9 | [8 empty] | 0 | 0
2016-11-02 09:03 | 1411-RD | Fast Track | Fast Track | In Service | 2/20/2017 |  |  | FRESNO | WAHTOKE SUB | Solar PV | 1.0688 | 11/9/2016 | 11/17/2016 | Pass |  |  | N/A (Fast Track) | N/A (Fast Track) | N/A (Fast Track) | Executed | No former queue position |  |  |  |  | Wahtoke | 115 |  |  | TRUE | FALSE | Wahtoke | 115 |  | 1.0688 | [8 empty] | 1 | 1
2016-10-26 15:41 | 1412-RD | Fast Track | Fast Track | Withdrawn | 1/31/2017 | Withdrawn | Withdrawn | SAN FRANCISCO | SAN FRAN X (MISSION) SUB | Solar PV | 0.06393 | 11/9/2016 | 11/28/2016 | Fail | 12/22/2016 | Pass | Withdrawn | Withdrawn | Withdrawn | Withdrawn | No former queue position |  |  |  |  | San Fran X (Mission) |  |  |  | FALSE | FALSE | San Fran X (Mission) |  |  | 0.06393 | [8 empty] | 0 | 0
2016-11-02 14:54 | 1413-WD | Fast Track | Fast Track | Withdrawn | 8/30/2017 | Withdrawn | Withdrawn | SONOMA | SONOMA A SUB | Solar PV | 2 | 11/23/2016 | 12/15/2016 | Fail Screens: 2, 4, 5, 10 | 2/1/2017 | Pass | Withdrawn | Withdrawn | Withdrawn | Withdrawn | No former queue position |  |  |  |  | Sonoma A |  |  |  | FALSE | FALSE | Sonoma A |  |  | 2 | [8 empty] | 0 | 0
2016-11-02 15:16 | 1414-WD | Independent Study | Independent Study | Withdrawn | 8/30/2017 | Withdrawn | Withdrawn | SONOMA | SONOMA A SUB | Solar PV | 7 | 11/23/2016 | Withdrawn | Withdrawn | Withdrawn | Withdrawn | Withdrawn | Withdrawn | Withdrawn | Withdrawn | No former queue position |  |  |  |  | Sonoma A |  |  |  | FALSE | FALSE | Sonoma A |  |  | 7 | [8 empty] | 0 | 0
2016-11-08 12:06 | 1415-RD | Detailed Study | Detailed Study | Withdrawn | 11/1/2017 | Withdrawn | Withdrawn | KINGS | KETTLEMAN HILLS SUB | Solar PV | 4.05 | 11/23/2016 | Withdrawn | Withdrawn | Withdrawn | Withdrawn | Withdrawn | Withdrawn | Withdrawn | Withdrawn | No former queue position |  |  |  |  | Kettleman Hills |  |  |  | FALSE | FALSE | Kettleman Hills |  |  | 4.05 | [8 empty] | 0 | 0
2016-11-11 14:20 | 1416-RD | Fast Track | Fast Track | Withdrawn | 1/31/2017 | Withdrawn | Withdrawn | MONTEREY | PRUNEDALE SUB | Solar PV | 0.84 | 11/23/2016 | 12/16/2016 | Fail Screens: D, F, H, J, K | 1/26/2017 | Pass | Withdrawn | Withdrawn | Withdrawn | Withdrawn | No former queue position |  |  |  |  | Prunedale |  |  |  | FALSE | FALSE | Prunedale |  |  | 0.84 | [8 empty] | 0 | 0
2016-11-08 14:39 | 1417-RD | Fast Track | Fast Track | Withdrawn | 1/31/2017 | Withdrawn | Withdrawn | SANTA CLARA | SARATOGA SUB | Micro Turbine | 0.8 | 11/30/2016 | 1/5/2017 | Pass | Withdrawn | Withdrawn | Withdrawn | Withdrawn | Withdrawn | Withdrawn | No former queue position |  |  |  |  | Saratoga | 230 |  |  | TRUE | FALSE | Saratoga | 230 | [10 empty] | 0 | 0
2016-11-14 10:00 | 1418-RD | Fast Track | Fast Track | In Service | 12/1/2017 |  |  | KINGS | TULARE LAKE SUB | Solar PV | 1.92 | 11/30/2016 | 12/15/2016 | Fail Screens: D, J, K, M | 1/12/2017 | Pass | N/A (Fast Track) | N/A (Fast Track) | N/A (Fast Track) | Executed | No former queue position |  |  |  |  | Tulare Lake |  |  |  | FALSE | FALSE | Tulare Lake |  |  | 1.92 | [8 empty] | 1 | 1
2016-11-14 10:39 | 1419-RD | Fast Track | Detailed Study | In Service | 10/27/2017 |  |  | KERN | GOOSE LAKE SUB | Solar PV | 1.92 | 11/30/2016 | 1/27/2017 | Fail Screens: B, D, F, G, H, I, J, K, L, M | 5/11/2017 | Fail | Pass | 9/5/2017 | N/A | Executed | No former queue position |  |  |  |  | Goose Lake | 115 |  |  | TRUE | FALSE | Goose Lake | 115 |  | 1.92 | [8 empty] | 1 | 1
2016-11-04 14:55 | 1420-RD | Fast Track | Fast Track | In Service | 1/31/2017 |  |  | FRESNO | KERMAN SUB | Solar PV | 0.42876 | 11/30/2016 | 12/20/2016 | Pass |  |  | N/A (Fast Track) | N/A (Fast Track) | N/A (Fast Track) | Executed | No former queue position |  |  |  |  | Kerman |  |  |  | FALSE | FALSE | Kerman |  |  | 0.42876 | [8 empty] | 1 | 1
2016-11-10 12:46 | 1421-RD | Detailed Study | Detailed Study | Withdrawn | 5/1/2019 | Withdrawn | Withdrawn | KERN | TEJON SUB | Solar PV | 2.97 | 12/7/2016 | Withdrawn | Withdrawn | Withdrawn | Withdrawn | Withdrawn | Withdrawn | Withdrawn | Withdrawn | No former queue position |  |  |  |  | Tejon | 70 |  |  | TRUE | FALSE | Tejon | 70 |  | 2.97 | [8 empty] | 0 | 0
2016-11-22 13:29 | 1422-RD | Fast Track | Fast Track | In Service | 4/3/2017 |  |  | FRESNO | CARUTHERS SUB | Solar PV | 0.15574 | 12/7/2016 | 12/21/2016 | Pass |  |  | N/A (Fast Track) | N/A (Fast Track) | N/A (Fast Track) | Executed | No former queue position |  |  |  |  | Caruthers |  |  |  | FALSE | FALSE | Caruthers |  |  | 0.15574 | [8 empty] | 1 | 1
2016-11-17 14:17 | 1423-WD | Independent Study | Independent Study | Withdrawn | 8/6/2018 | Withdrawn | Withdrawn | MENDOCINO | COVELO SUB | Reciprocating Engine | 2.881 | 12/14/2016 | Withdrawn | Withdrawn | Withdrawn | Withdrawn | Withdrawn | Withdrawn | Withdrawn | Withdrawn | No former queue position |  |  |  |  | Covelo |  |  |  | FALSE | FALSE | Covelo | [11 empty] | 0 | 0
2016-12-02 17:32 | 1424-WD | Fast Track | Fast Track | Withdrawn | 5/1/2017 | Withdrawn | Withdrawn | CONTRA COSTA | RICHMOND R SUB | Solar PV | 0.3 | 12/14/2016 | 1/6/2017 | Pass | Withdrawn | Withdrawn | Withdrawn | Withdrawn | Withdrawn | Withdrawn | No former queue position |  |  |  |  | Richmond R | 115 |  |  | TRUE | FALSE | Richmond R | 115 |  | 0.3 | [8 empty] | 0 | 0
2016-11-15 10:54 | 1425-RD | Detailed Study | Detailed Study | In Service | 2/15/2018 | 1/21/2019 | 6/20/2019 | KINGS | HARDWICK SUB | Engine | 1 | 12/21/2016 | N/A | N/A | N/A | N/A | Pass | 6/16/2017 | N/A | Executed | No former queue position |  |  |  |  | Hardwick |  |  |  | FALSE | FALSE | Hardwick | [11 empty] | 1 | 1
2016-12-14 09:13 | 1426-RD | Fast Track | Fast Track | Withdrawn | 1/31/2017 | Withdrawn | Withdrawn | MADERA | STOREY SUB | Solar PV | 0.01139 | 12/21/2016 | Withdrawn | Withdrawn | Withdrawn | Withdrawn | Withdrawn | Withdrawn | Withdrawn | Withdrawn | No former queue position |  |  |  |  | Storey | 230 |  |  | TRUE | FALSE | Storey | 230 |  | 0.01139 | [8 empty] | 0 | 0
2016-12-01 11:22 | 1427-RD | Fast Track | Fast Track | In Service | 3/10/2017 |  |  | SAN MATEO | BELLE HAVEN SUB | Storage | 0.09 | 1/4/2017 | 3/9/2017 | Pass |  |  | N/A (Fast Track) | N/A (Fast Track) | N/A (Fast Track) | Executed | No former queue position |  |  |  |  | Belle Haven |  |  |  | FALSE | FALSE | Belle Haven | [8 empty] | 0.09 |  | 0.09 | 1 | 1
2016-12-01 15:48 | 1428-RD | Fast Track | Fast Track | In Service | 2/10/2017 |  |  | SAN FRANCISCO | SAN FRAN Z (EMBARCADERO) SUB | Storage | 0.018 | 1/4/2017 | 1/6/2017 | Pass |  |  | N/A (Fast Track) | N/A (Fast Track) | N/A (Fast Track) | Executed | No former queue position |  |  |  |  | San Fran Z (Embarcadero) |  |  |  | FALSE | FALSE | San Fran Z (Embarcadero) | [8 empty] | 0.018 |  | 0.018 | 1 | 1
2016-12-01 16:19 | 1429-RD | Fast Track | Fast Track | In Service | 3/1/2017 |  |  | SAN FRANCISCO | SAN FRAN Z (EMBARCADERO) SUB | Storage | 0.018 | 1/4/2017 | 1/6/2017 | Pass |  |  | N/A (Fast Track) | N/A (Fast Track) | N/A (Fast Track) | Executed | No former queue position |  |  |  |  | San Fran Z (Embarcadero) |  |  |  | FALSE | FALSE | San Fran Z (Embarcadero) | [8 empty] | 0.018 |  | 0.018 | 1 | 1
2016-12-05 14:21 | 1430-RD | Fast Track | Fast Track | In Service | 2/28/2017 |  |  | NEVADA | BRUNSWICK SUB | Solar PV | 1.1048 | 1/4/2017 | 1/26/2017 | Fail Screens: D, F, H, J, K | 2/27/2017 | Pass | N/A (Fast Track) | N/A (Fast Track) | N/A (Fast Track) | Executed | No former queue position |  |  |  |  | Brunswick | 115 |  |  | TRUE | FALSE | Brunswick | 115 |  | 1.1048 | [8 empty] | 1 | 1
2016-12-28 13:50 | 1431-RD | Fast Track | Fast Track | Withdrawn | 3/30/2017 | Withdrawn | Withdrawn | KERN | FRUITVALE SUB | Solar PV | 0.03888 | 1/11/2017 | Withdrawn | Withdrawn | Withdrawn | Withdrawn | Withdrawn | Withdrawn | Withdrawn | Withdrawn | No former queue position |  |  |  |  | Fruitvale |  |  |  | FALSE | FALSE | Fruitvale |  |  | 0.03888 | [8 empty] | 0 | 0
2017-01-04 14:21 | 1432-RD | Fast Track | Detailed Study | In Service | 3/30/2017 |  |  | KERN | GANSO SUB | Solar PV | 1.956 | 1/11/2017 | 3/30/2017 | Fail Screens: D, F, H, J, K, M | 5/18/2017 | Fail | Pass | 10/18/2017 | N/A | Executed | No former queue position |  |  |  |  | Ganso | 115 |  |  | TRUE | FALSE | Ganso | 115 |  | 1.956 | [8 empty] | 1 | 1
2016-12-19 14:32 | 1433-RD | Fast Track | Detailed Study | In Service | 3/30/2017 |  |  | MERCED | DOS PALOS SUB | Solar PV | 1.65 | 1/18/2017 | 4/11/2017 | Fail Screens: I, J, K, M | 5/19/2017 | Fail | Pass | 10/11/2017 | N/A | Executed | No former queue position |  |  |  |  | Dos Palos |  |  |  | FALSE | FALSE | Dos Palos |  |  | 1.65 | [8 empty] | 1 | 1
2017-01-03 15:20 | 1434-RD | Fast Track | Fast Track | In Service | 3/30/2017 |  |  | SAN FRANCISCO | SAN FRAN A (POTRERO PP) SUB | Storage | 0.2 | 1/18/2017 | 1/23/2017 | Pass |  |  | N/A (Fast Track) | N/A (Fast Track) | N/A (Fast Track) | Executed | No former queue position |  |  |  |  | San Fran A (Potrero Pp) | 230 |  |  | TRUE | FALSE | San Fran A (Potrero Pp) | 230 | [7 empty] | 0.2 |  | 0.2 | 1 | 1
2017-01-03 16:17 | 1435-RD | Fast Track | Fast Track | In Service | 3/30/2017 |  |  | SOLANO | VACA DIXON SUB | Storage | 0.018 | 1/18/2017 | 2/14/2017 | Pass |  |  | N/A (Fast Track) | N/A (Fast Track) | N/A (Fast Track) | Executed | No former queue position |  |  |  |  | Vaca Dixon | 500 |  |  | TRUE | FALSE | Vaca Dixon | 500 | [7 empty] | 0.018 |  | 0.018 | 1 | 1
2017-01-03 16:40 | 1436-RD | Fast Track | Fast Track | In Service | 3/30/2017 |  |  | SOLANO | VACA DIXON SUB | Storage | 0.036 | 1/18/2017 | 2/13/2017 | Pass |  |  | N/A (Fast Track) | N/A (Fast Track) | N/A (Fast Track) | Executed | No former queue position |  |  |  |  | Vaca Dixon | 500 |  |  | TRUE | FALSE | Vaca Dixon | 500 | [7 empty] | 0.036 |  | 0.036 | 1 | 1
2017-01-06 15:52 | 1437-RD | Fast Track | Fast Track | Withdrawn | 3/30/2017 | Withdrawn | Withdrawn | SANTA CLARA | MILPITAS SUB | Storage | 0.19 | 1/25/2017 | 2/27/2017 | Pass | Withdrawn | Withdrawn | Withdrawn | Withdrawn | Withdrawn | Withdrawn | No former queue position |  |  |  |  | Milpitas |  |  |  | FALSE | FALSE | Milpitas | [8 empty] | 0.19 |  | 0.19 | 0 | 0
2016-12-15 14:35 | 1438-RD | Fast Track | Fast Track | Withdrawn | 2/28/2017 | Withdrawn | Withdrawn | SAN FRANCISCO | SAN FRAN A (POTRERO PP) SUB | Cogeneration | 1.5 | 1/25/2017 | Withdrawn | Withdrawn | Withdrawn | Withdrawn | Withdrawn | Withdrawn | Withdrawn | Withdrawn | No former queue position |  |  |  |  | San Fran A (Potrero Pp) | 230 |  |  | TRUE | FALSE | San Fran A (Potrero Pp) | 230 | [10 empty] | 0 | 0
2016-12-23 10:59 | 1439-WD | Independent Study | Independent Study | In Service | 6/4/2018 | 3/15/2019 | 9/5/2018 | SAN LUIS OBISPO | SAN LUIS OBISPO SUB | Engine | 0.853 | 1/25/2017 | N/A | N/A (Independent Study) | N/A | N/A (Independent Study) | Pass | 4/17/2017 | N/A | Executed | No former queue position |  |  |  |  | San Luis Obispo | 115 |  |  | TRUE | FALSE | San Luis Obispo | 115 | [10 empty] | 1 | 1
2017-01-09 13:33 | 1440-WD | Independent Study | Independent Study | Withdrawn | 12/31/2019 | Withdrawn | Withdrawn | MONTEREY | CASTROVILLE SUB | Other | 5 | 1/25/2017 | Withdrawn | Withdrawn | Withdrawn | Withdrawn | Withdrawn | Withdrawn | Withdrawn | Withdrawn | No former queue position |  |  |  |  | Castroville |  |  |  | FALSE | FALSE | Castroville | [11 empty] | 0 | 0
2017-01-09 19:52 | 1441-WD | Independent Study | Independent Study | Withdrawn | 12/31/2019 | Withdrawn | Withdrawn | SAN LUIS OBISPO | TEMPLETON SUB | Other | 4 | 1/25/2017 | Withdrawn | Withdrawn | Withdrawn | Withdrawn | Withdrawn | Withdrawn | Withdrawn | Withdrawn | No former queue position |  |  |  |  | Templeton | 230 |  |  | TRUE | FALSE | Templeton | 230 | [10 empty] | 0 | 0
2017-01-12 10:43 | 1442-RD | Fast Track | Fast Track | In Service | 3/30/2017 |  |  | SAN MATEO | BAY MEADOWS SUB | Storage | 0.2425 | 1/25/2017 | 2/15/2017 | Pass |  |  | N/A (Fast Track) | N/A (Fast Track) | N/A (Fast Track) | Executed | No former queue position |  |  |  |  | Bay Meadows |  |  |  | FALSE | FALSE | Bay Meadows | [8 empty] | 0.2425 |  | 0.2425 | 1 | 1
2017-01-05 07:22 | 1443-RD | Fast Track | Fast Track | Withdrawn | 3/30/2017 | Withdrawn | Withdrawn | PLUMAS | CHESTER SUB | Cogeneration | 12 | 1/25/2017 | 2/16/2017 | Fail Screens: B, I | Withdrawn | Withdrawn | Withdrawn | Withdrawn | Withdrawn | Withdrawn | No former queue position |  |  |  |  | Chester |  |  |  | FALSE | FALSE | Chester | [11 empty] | 0 | 0
2017-01-13 16:51 | 1444-WD | Fast Track | Independent Study | Withdrawn | 6/30/2018 | Withdrawn | Withdrawn | SANTA BARBARA | CUYAMA SUB | Solar PV | 1.8 | 2/1/2017 | 2/21/2017 | Fail Screens: 2, 4, 10 | 3/24/2017 | Fail | Withdrawn | Withdrawn | Withdrawn | Withdrawn | No former queue position |  |  |  |  | Cuyama |  |  |  | FALSE | FALSE | Cuyama |  |  | 1.8 | [8 empty] | 0 | 0
2017-01-12 16:58 | 1445-RD | Fast Track | Fast Track | Withdrawn | 4/28/2017 | Withdrawn | Withdrawn | SANTA CLARA | MOUNTAIN VIEW SUB | Solar PV,Other | 0.4 | 2/1/2017 | 2/23/2017 | Pass | Withdrawn | Withdrawn | Withdrawn | Withdrawn | Withdrawn | Withdrawn | No former queue position |  |  |  |  | Mountain View | 115 |  |  | TRUE | FALSE | Mountain View | 115 |  | 0.4 | [8 empty] | 0 | 0
2016-12-23 12:54 | 1446-RD | Detailed Study | Detailed Study | In Service | 3/30/2017 |  |  | SANTA CLARA | AMES DIST SUB | Solar PV | 2.4571 | 2/1/2017 | N/A | N/A | N/A | N/A | Pass | 7/21/2017 | N/A | Executed | No former queue position |  |  |  |  | Ames Dist |  |  |  | FALSE | FALSE | Ames Dist |  |  | 2.4571 | [8 empty] | 1 | 1
2017-12-10 11:07 | 1447-RD | Fast Track | Fast Track | Withdrawn | 9/15/2017 | Withdrawn | Withdrawn | MONTEREY | SALINAS SUB | Solar PV | 1.056 | 2/1/2017 | 3/10/2017 | Fail Screens: G, K, L, M | 5/26/2017 | Pass | Withdrawn | Withdrawn | Withdrawn | Withdrawn | No former queue position |  |  |  |  | Salinas | 115 |  |  | TRUE | FALSE | Salinas | 115 |  | 1.056 | [8 empty] | 0 | 0
2017-01-20 14:03 | 1448-RD | Fast Track | Fast Track | In Service | 4/27/2017 |  |  | SAN LUIS OBISPO | MORRO BAY DIST SUB | Solar PV | 0.01525 | 2/1/2017 | 2/13/2017 | Pass |  |  | N/A (Fast Track) | N/A (Fast Track) | N/A (Fast Track) | Executed | No former queue position |  |  |  |  | Morro Bay Dist |  |  |  | FALSE | FALSE | Morro Bay Dist |  |  | 0.01525 | [8 empty] | 1 | 1
2017-01-20 18:39 | 1449-RD | Detailed Study | Detailed Study | Withdrawn | 4/28/2017 | Withdrawn | Withdrawn | FRESNO | CAMDEN SUB | Solar PV | 2 | 2/15/2017 | Withdrawn | Withdrawn | Withdrawn | Withdrawn | Withdrawn | Withdrawn | Withdrawn | Withdrawn | No former queue position |  |  |  |  | Camden |  |  |  | FALSE | FALSE | Camden |  |  | 2 | [8 empty] | 0 | 0
2017-01-23 19:18 | 1450-RD | Fast Track | Fast Track | In Service | 4/28/2017 |  |  | SAN FRANCISCO | SAN FRAN Z (EMBARCADERO) SUB | Micro Turbine | 0.065 | 2/15/2017 | 3/6/2017 | Pass |  |  | N/A (Fast Track) | N/A (Fast Track) | N/A (Fast Track) | Executed | No former queue position |  |  |  |  | San Fran Z (Embarcadero) |  |  |  | FALSE | FALSE | San Fran Z (Embarcadero) | [11 empty] | 1 | 1
2017-01-27 11:34 | 1451-WD | Fast Track | Fast Track | In Service | 12/31/2017 | 5/1/2018 | 10/3/2018 | MERCED | WILSON SUB | Solar PV | 0.25 | 2/15/2017 | 3/3/2017 | Pass |  |  | N/A (Fast Track) | N/A (Fast Track) | N/A (Fast Track) | Executed | No former queue position |  |  |  |  | Wilson | 230 |  |  | TRUE | FALSE | Wilson | 230 |  | 0.25 | [8 empty] | 1 | 1
2017-01-31 07:55 | 1452-WD | Fast Track | Independent Study | Withdrawn | 7/31/2019 | Withdrawn | Withdrawn | MADERA | LE GRAND SUB | Solar PV | 3 | 2/15/2017 | 3/6/2017 | Fail Screens: 2, 4, 9, 10 | Withdrawn | Withdrawn | Withdrawn | Withdrawn | Withdrawn | Withdrawn | No former queue position |  |  |  |  | Le Grand | 115 |  |  | TRUE | FALSE | Le Grand | 115 |  | 3 | [8 empty] | 0 | 0
2017-02-02 10:49 | 1453-WD | Fast Track | Independent Study | Withdrawn | 12/28/2018 | Withdrawn | Withdrawn | KINGS | LOST HILLS SUB | Solar PV | 3 | 2/15/2017 | 3/14/2017 | Fail Screens: 2, 4, 9, 10 | Withdrawn | Withdrawn | Withdrawn | Withdrawn | Withdrawn | Withdrawn | No former queue position |  |  |  |  | Lost Hills |  |  |  | FALSE | FALSE | Lost Hills |  |  | 3 | [8 empty] | 0 | 0
2017-01-25 17:31 | 1454-RD | Fast Track | Fast Track | In Service | 4/24/2017 |  |  | CONTRA COSTA | KIRKER SUB | Solar PV | 0.48 | 2/22/2017 | 3/21/2017 | Pass |  |  | N/A (Fast Track) | N/A (Fast Track) | N/A (Fast Track) | Executed | No former queue position |  |  |  |  | Kirker | 115 |  |  | TRUE | FALSE | Kirker | 115 |  | 0.48 | [8 empty] | 1 | 1
2017-01-27 16:25 | 1455-RD | Fast Track | Fast Track | In Service | 4/25/2017 |  |  | AMADOR | MARTELL SUB | Solar PV | 0.48241 | 2/22/2017 | 3/10/2017 | Fail Screens: D, F, G, J, M | 4/20/2017 | Pass | N/A (Fast Track) | N/A (Fast Track) | N/A (Fast Track) | Executed | No former queue position |  |  |  |  | Martell |  |  |  | FALSE | FALSE | Martell |  |  | 0.48241 | [8 empty] | 1 | 1
2017-01-29 14:37 | 1456-RD | Fast Track | Detailed Study | In Service | 4/25/2017 |  |  | MERCED | EL NIDO SUB | Solar PV | 0.95964 | 2/22/2017 | 3/10/2017 | Fail Screens: D, F, H, J, K | 4/13/2017 | Fail | Pass | 7/18/2017 | N/A | Executed | No former queue position |  |  |  |  | El Nido |  |  |  | FALSE | FALSE | El Nido |  |  | 0.95964 | [8 empty] | 1 | 1
2017-02-01 15:35 | 1457-RD | Fast Track | Fast Track | In Service | 4/28/2017 |  |  | SAN LUIS OBISPO | MORRO BAY DIST SUB | Solar PV | 0.00733 | 2/22/2017 | 3/14/2017 | Pass |  |  | N/A (Fast Track) | N/A (Fast Track) | N/A | Executed | No former queue position |  |  |  |  | Morro Bay Dist |  |  |  | FALSE | FALSE | Morro Bay Dist |  |  | 0.00733 | [8 empty] | 1 | 1
2017-01-31 23:54 | 1458-RD | Fast Track | Detailed Study | In Service | 4/24/2017 |  |  | FRESNO | WOODWARD SUB | Solar PV | 1.2832 | 2/22/2017 | 4/11/2017 | Fail Screens: D, H, J, K, M | 6/1/2017 | Fail | Pass | 9/28/2017 | N/A | Executed | No former queue position |  |  |  |  | Woodward | 115 |  |  | TRUE | FALSE | Woodward | 115 |  | 1.2832 | [8 empty] | 1 | 1
2017-02-08 16:20 | 1459-RD | Fast Track | Fast Track | Withdrawn | 8/1/2018 | Withdrawn | Withdrawn | YUBA | BANGOR SUB | Hydro | 0.4 | 2/22/2017 | 3/15/2017 | Fail Screens: B, F, G, I, J, K, M | 5/10/2017 | Pass | Withdrawn | Withdrawn | Withdrawn | Withdrawn | No former queue position |  |  |  |  | Bangor |  |  |  | FALSE | FALSE | Bangor | [11 empty] | 0 | 0
2017-01-31 20:05 | 1460-RD | Fast Track | Fast Track | In Service | 4/24/2017 |  |  | SANTA CLARA | SWIFT SUB | Storage | 0.12 | 2/22/2017 | 3/14/2017 | Pass |  |  | N/A (Fast Track) | N/A (Fast Track) | N/A (Fast Track) | Executed | No former queue position |  |  |  |  | Swift | 115 |  |  | TRUE | FALSE | Swift | 115 | [7 empty] | 0.12 |  | 0.12 | 1 | 1
2017-02-02 15:03 | 1461-RD | Fast Track | Fast Track | In Service | 4/28/2017 |  |  | SANTA CLARA | SWIFT SUB | Storage | 0.12 | 2/22/2017 | 3/14/2017 | Pass |  |  | N/A (Fast Track) | N/A (Fast Track) | N/A (Fast Track) | Executed | No former queue position |  |  |  |  | Swift | 115 | 1 | 0.12 | TRUE | FALSE | Swift | 115 | [6 empty] | 0 | 0.12 |  | 0.12 | 1 | 1
2017-02-14 17:54 | 1462-RD | Detailed Study | Detailed Study | In Service | 4/27/2017 |  |  | MONTEREY | LOS OSITOS SUB | Wind | 1.85 | 3/1/2017 | N/A | N/A | N/A | N/A | Pass | 5/16/2017 | N/A | Executed | No former queue position |  |  |  |  | Los Ositos |  |  |  | FALSE | FALSE | Los Ositos |  |  |  | 1.85 | [7 empty] | 1 | 1
2017-01-23 08:23 | 1463-RD | Detailed Study | Detailed Study | Withdrawn | 7/3/2017 | Withdrawn | Withdrawn | SAN JOAQUIN | LAMMERS SUB | Biomass | 2.8 | 3/1/2017 | Withdrawn | Withdrawn | Withdrawn | Withdrawn | Withdrawn | Withdrawn | Withdrawn | Withdrawn | No former queue position |  |  |  |  | Lammers | 115 |  |  | TRUE | FALSE | Lammers | 115 | [10 empty] | 0 | 0
2017-01-31 16:22 | 1464-RD | Detailed Study | Detailed Study | In Service | 5/30/2017 |  |  | MERCED | EL CAPITAN SUB | Solar PV, Storage | 5.0221 | 3/1/2017 | N/A | N/A | N/A | N/A | Pass | 6/21/2017 | N/A | Executed | No former queue position | not found |  |  |  | El Capitan |  |  |  | FALSE | FALSE | El Capitan |  |  | 5.0221 | [5 empty] | 5.0221 |  | 5.0221 | 1 | 1
2017-01-27 13:55 | 1465-RD | Fast Track | Fast Track | In Service | 4/24/2017 |  |  | SAN LUIS OBISPO | MORRO BAY DIST SUB | Solar PV | 0.02706 | 3/1/2017 | 3/10/2017 | Pass |  |  | N/A (Fast Track) | N/A (Fast Track) | N/A (Fast Track) | Executed | No former queue position |  |  |  |  | Morro Bay Dist |  |  |  | FALSE | FALSE | Morro Bay Dist |  |  | 0.02706 | [8 empty] | 1 | 1
2017-01-27 15:50 | 1466-RD | Fast Track | Fast Track | In Service | 4/24/2017 |  |  | SAN LUIS OBISPO | MORRO BAY DIST SUB | Solar PV | 0.00453 | 3/1/2017 | 3/6/2017 | Pass |  |  | N/A (Fast Track) | N/A (Fast Track) | N/A (Fast Track) | Executed | No former queue position |  |  |  |  | Morro Bay Dist |  |  |  | FALSE | FALSE | Morro Bay Dist |  |  | 0.00453 | [8 empty] | 1 | 1
2017-01-31 14:56 | 1467-RD | Fast Track | Fast Track | In Service | 4/24/2017 |  |  | SAN LUIS OBISPO | MORRO BAY DIST SUB | Solar PV | 0.03208 | 3/1/2017 | 3/10/2017 | Pass |  |  | N/A (Fast Track) | N/A (Fast Track) | N/A (Fast Track) | Executed | No former queue position |  |  |  |  | Morro Bay Dist |  |  |  | FALSE | FALSE | Morro Bay Dist |  |  | 0.03208 | [8 empty] | 1 | 1
2017-01-31 21:44 | 1468-RD | Fast Track | Fast Track | Withdrawn | 4/24/2017 | Withdrawn | Withdrawn | FRESNO | MCMULLIN SUB | Solar PV | 1.5 | 3/1/2017 | Withdrawn | Withdrawn | Withdrawn | Withdrawn | Withdrawn | Withdrawn | Withdrawn | Withdrawn | No former queue position |  |  |  |  | Mcmullin |  |  |  | FALSE | FALSE | Mcmullin |  |  | 1.5 | [8 empty] | 0 | 0
2017-02-07 17:00 | 1469-RD | Fast Track | Detailed Study | Withdrawn | 4/28/2017 | Withdrawn | Withdrawn | KERN | MCKITTRICK SUB | Solar PV | 2 | 3/1/2017 | 6/21/2017 | Fail Screens: D, E, F, H, J, K | Withdrawn | Withdrawn | Withdrawn | Withdrawn | Withdrawn | Withdrawn | No former queue position |  |  |  |  | Mckittrick |  |  |  | FALSE | FALSE | Mckittrick |  |  | 2 | [8 empty] | 0 | 0
2017-02-21 11:58 | 1470-RD | Fast Track | Fast Track | In Service | 5/30/2017 |  |  | SANTA CLARA | WHISMAN SUB | Storage | 0.25 | 3/1/2017 | 3/20/2017 | Pass |  |  | N/A (Fast Track) | N/A (Fast Track) | N/A (Fast Track) | Executed | No former queue position |  |  |  |  | Whisman | 115 |  |  | TRUE | FALSE | Whisman | 115 | [7 empty] | 0.25 |  | 0.25 | 1 | 1
2017-01-31 22:35 | 1471-RD | Fast Track | Fast Track | In Service | 4/24/2017 | In Service | 12/10/2018 | FRESNO | WAHTOKE SUB | Solar PV | 2.4066 | 3/8/2017 | 3/21/2017 | Fail Screens: D, E, J, K, M | 5/16/2017 | Pass | N/A (Fast Track) | N/A (Fast Track) | N/A (Fast Track) | Executed | No former queue position |  |  |  |  | Wahtoke | 115 |  |  | TRUE | FALSE | Wahtoke | 115 |  | 2.4066 | [8 empty] | 1 | 1
2017-01-31 22:50 | 1472-RD | Fast Track | Fast Track | In Service | 4/21/2017 | In Service | 7/30/2018 | FRESNO | ASHLAN AVE SUB | Solar PV | 2.1118 | 3/8/2017 | 3/15/2017 | Fail Screens: D, H, J, K, M | 5/10/2017 | Pass | N/A (Fast Track) | N/A (Fast Track) | N/A (Fast Track) | Executed | No former queue position |  |  |  |  | Ashlan Ave |  |  |  | FALSE | FALSE | Ashlan Ave |  |  | 2.1118 | [8 empty] | 1 | 1
2017-02-07 08:30 | 1473-RD | Fast Track | Fast Track | Withdrawn | 4/27/2017 | Withdrawn | Withdrawn | FRESNO | MANCHESTER SUB | Solar PV | 2.3253 | 3/8/2017 | 4/3/2017 | Fail Screens: J, K, M | 5/2/2017 | Pass | Withdrawn | Withdrawn | Withdrawn | Withdrawn | No former queue position |  |  |  |  | Manchester |  |  |  | FALSE | FALSE | Manchester |  |  | 2.3253 | [8 empty] | 0 | 0
2017-02-16 14:42 | 1474-RD | Fast Track | Fast Track | In Service | 4/27/2017 |  |  | SAN LUIS OBISPO | MORRO BAY DIST SUB | Solar PV | 0.01525 | 3/8/2017 | 3/13/2017 | Pass |  |  | N/A (Fast Track) | N/A (Fast Track) | N/A (Fast Track) | Executed | No former queue position |  |  |  |  | Morro Bay Dist |  |  |  | FALSE | FALSE | Morro Bay Dist |  |  | 0.01525 | [8 empty] | 1 | 1
2017-02-27 19:03 | 1475-RD | Fast Track | Fast Track | Withdrawn | 5/31/2017 | Withdrawn | Withdrawn | AMADOR | OLETA SUB | Storage | 0.25 | 3/15/2017 | 4/4/2017 | Pass | Withdrawn | Withdrawn | Withdrawn | Withdrawn | Withdrawn | Withdrawn | No former queue position |  |  |  |  | Oleta |  |  |  | FALSE | FALSE | Oleta | [8 empty] | 0.25 |  | 0.25 | 0 | 0
2017-01-12 00:56 | 1476-RD | Detailed Study | Detailed Study | Withdrawn | 3/30/2017 | Withdrawn | Withdrawn | MONTEREY | SOLEDAD SUB | Wind | 9.6 | 3/15/2017 | Withdrawn | Withdrawn | Withdrawn | Withdrawn | Withdrawn | Withdrawn | Withdrawn | Withdrawn | No former queue position |  |  |  |  | Soledad | 115 |  |  | TRUE | FALSE | Soledad | 115 |  |  | 9.6 | [7 empty] | 0 | 0
2017-01-31 16:30 | 1477-RD | Fast Track | Fast Track | Withdrawn | 4/24/2017 | Withdrawn | Withdrawn | KERN | MARICOPA SUB | Micro Turbine, Solar PV | 4.66 | 3/15/2017 | 5/11/2017 | Fail Screens: D, E, H, J, K, M | 6/27/2017 | Fail | Withdrawn | Withdrawn | Withdrawn | Withdrawn | No former queue position |  |  |  |  | Maricopa |  |  |  | FALSE | FALSE | Maricopa |  |  | 4.66 | [8 empty] | 0 | 0
2017-01-30 12:55 | 1478-RD | Fast Track | Fast Track | Withdrawn | 4/24/2017 | Withdrawn | Withdrawn | SANTA CLARA | LLAGAS SUB | Solar PV | 2 | 3/15/2017 | 3/28/2017 | Pass | Withdrawn | Withdrawn | Withdrawn | Withdrawn | Withdrawn | Withdrawn | No former queue position |  |  |  |  | Llagas | 115 |  |  | TRUE | FALSE | Llagas | 115 |  | 2 | [8 empty] | 0 | 0
2017-02-13 14:06 | 1479-RD | Fast Track | Fast Track | Withdrawn | 4/28/2017 | Withdrawn | Withdrawn | SONOMA | SANTA ROSA A SUB | Engine, Solar PV | 3 | 3/15/2017 | Withdrawn | Withdrawn | Withdrawn | Withdrawn | Withdrawn | Withdrawn | Withdrawn | Withdrawn | No former queue position |  |  |  |  | Santa Rosa A | 115 |  |  | TRUE | FALSE | Santa Rosa A | 115 |  | 3 | [8 empty] | 0 | 0
2017-03-02 14:37 | 1480-RD | Fast Track | Fast Track | Withdrawn | 3/1/2019 | Withdrawn | Withdrawn | KERN | CARNERAS SUB | Solar PV | 3.2 | 3/15/2017 | Withdrawn | Withdrawn | Withdrawn | Withdrawn | Withdrawn | Withdrawn | Withdrawn | Withdrawn | No former queue position |  |  |  |  | Carneras |  |  |  | FALSE | FALSE | Carneras |  |  | 3.2 | [8 empty] | 0 | 0
2017-03-07 12:07 | 1481-RD | Detailed Study | Detailed Study | In Service | 5/31/2017 |  |  | MERCED | EL CAPITAN SUB | Solar PV, Storage | 0.21 | 3/15/2017 | N/A | N/A | N/A | N/A | Pass | 6/21/2017 | N/A | Executed | No former queue position |  |  |  |  | El Capitan |  |  |  | FALSE | FALSE | El Capitan |  |  | 0.21 | [5 empty] | 0.21 |  | 0.21 | 1 | 1
2017-03-02 12:00 | 1482-RD | Fast Track | Fast Track | Withdrawn | 5/31/2017 | Withdrawn | Withdrawn | KINGS | KETTLEMAN HILLS SUB | Cogeneration | 0.21 | 3/22/2017 | 4/11/2017 | Pass | Withdrawn | Withdrawn | Withdrawn | Withdrawn | Withdrawn | Withdrawn | No former queue position |  |  |  |  | Kettleman Hills |  |  |  | FALSE | FALSE | Kettleman Hills | [11 empty] | 0 | 0
2017-03-07 11:05 | 1483-RD | Fast Track | Detailed Study | Active | 5/31/2017 |  |  | FRESNO | DINUBA SUB | Solar PV | 0.21 | 3/22/2017 | 5/1/2017 | Fail Screens: F, I, J, K, M | 6/2/2017 | Fail | Pass | 10/18/2017 | N/A | Executed | No former queue position | not found |  |  |  | Dinuba |  |  |  | FALSE | FALSE | Dinuba |  |  | 0.21 | [8 empty] | 0 | 1
2017-03-16 13:26 | 1484-WD | Fast Track | Fast Track | Withdrawn | 4/1/2020 | Withdrawn | Withdrawn | KERN | CARNERAS SUB | Solar PV | 0.21 | 3/22/2017 | 4/12/2017 | Fail Screens: 2, 5, 10 | 5/25/2017 | Fail | Withdrawn | Withdrawn | Withdrawn | Withdrawn | No former queue position |  |  |  |  | Carneras |  |  |  | FALSE | FALSE | Carneras |  |  | 0.21 | [8 empty] | 0 | 0
2017-03-13 11:05 | 1485-RD | Fast Track | Fast Track | Withdrawn | 5/31/2017 | Withdrawn | Withdrawn | GLENN | ORLAND B SUB | Solar PV | 0.23532 | 3/22/2017 | Withdrawn | Withdrawn | Withdrawn | Withdrawn | Withdrawn | Withdrawn | Withdrawn | Withdrawn | No former queue position |  |  |  |  | Orland B |  |  |  | FALSE | FALSE | Orland B |  |  | 0.23532 | [8 empty] | 0 | 0
2017-03-02 15:06 | 1486-RD | Fast Track | Fast Track | In Service | 5/31/2017 |  |  | HUMBOLDT | FAIRHAVEN SUB | Solar PV | 0.588 | 3/29/2017 | 5/1/2017 | Pass |  |  | N/A (Fast Track) | N/A (Fast Track) | N/A (Fast Track) | Executed | No former queue position |  |  |  |  | Fairhaven |  |  |  | FALSE | FALSE | Fairhaven |  |  | 0.588 | [8 empty] | 1 | 1
2017-02-27 11:53 | 1487-RD | Fast Track | Detailed Study | In Service | 5/31/2017 |  |  | MADERA | DAIRYLAND SUB | Solar PV | 0.93 | 3/29/2017 | 4/13/2017 | Fail Screens: D, E, H, J, K, M | 6/20/2017 | Fail | Pass | 3/2/2018 | N/A | Executed | No former queue position |  |  |  |  | Dairyland | 115 |  |  | TRUE | FALSE | Dairyland | 115 |  | 0.93 | [8 empty] | 1 | 1
2017-03-22 07:34 | 1488-WD | Fast Track | Fast Track | Withdrawn | 4/1/2020 | Withdrawn | Withdrawn | KERN | BLACKWELL SUB | Solar PV | 2.4 | 3/29/2017 | 4/20/2017 | Fail Screens: 2, 9, 10 | Withdrawn | Withdrawn | Withdrawn | Withdrawn | Withdrawn | Withdrawn | No former queue position |  |  |  |  | Blackwell |  |  |  | FALSE | FALSE | Blackwell |  |  | 2.4 | [8 empty] | 0 | 0
2017-02-06 15:39 | 1489-RD | Detailed Study | Detailed Study | Withdrawn | 4/28/2017 | Withdrawn | Withdrawn | KERN | BOSWELL SUB | Solar PV | 8 | 4/5/2017 | Withdrawn | Withdrawn | Withdrawn | Withdrawn | Withdrawn | Withdrawn | Withdrawn | Withdrawn | No former queue position |  |  |  |  | Boswell |  |  |  | FALSE | FALSE | Boswell |  |  | 8 | [8 empty] | 0 | 0
2017-02-07 17:22 | 1490-RD | Detailed Study | Detailed Study | Withdrawn | 4/25/2017 | Withdrawn | Withdrawn | KERN | MCKITTRICK SUB | Solar PV | 4.158 | 4/5/2017 | Withdrawn | Withdrawn | Withdrawn | Withdrawn | Withdrawn | Withdrawn | Withdrawn | Withdrawn | No former queue position |  |  |  |  | Mckittrick |  |  |  | FALSE | FALSE | Mckittrick |  |  | 4.158 | [8 empty] | 0 | 0
2017-03-13 17:38 | 1491-RD | Fast Track | Fast Track | Withdrawn | 5/30/2017 | Withdrawn | Withdrawn | SAN JOAQUIN | COUNTRY CLUB SUB | Solar PV | 1.67 | 4/5/2017 | 5/18/2017 | Fail Screens: D, J, K, M | 6/28/2017 | Pass | Withdrawn | Withdrawn | Withdrawn | Withdrawn | No former queue position |  |  |  |  | Country Club |  |  |  | FALSE | FALSE | Country Club |  |  | 1.67 | [8 empty] | 0 | 0
2017-03-15 18:30 | 1492-RD | Fast Track | Fast Track | Withdrawn | 5/31/2017 | Withdrawn | Withdrawn | PLACER | LINCOLN SUB | Micro Turbine | 0.065 | 4/5/2017 | 5/3/2017 | Pass | Withdrawn | Withdrawn | Withdrawn | Withdrawn | Withdrawn | Withdrawn | No former queue position |  |  |  |  | Lincoln | 115 |  |  | TRUE | FALSE | Lincoln | 115 | [10 empty] | 0 | 0
2017-03-23 09:31 | 1493-RD | Fast Track | Fast Track | In Service | 5/31/2017 |  |  | SANTA CLARA | STELLING SUB | Storage | 0.0555 | 4/5/2017 | 4/17/2017 | Pass |  |  | N/A (Fast Track) | N/A (Fast Track) | N/A (Fast Track) | Executed | No former queue position |  |  |  |  | Stelling |  |  |  | FALSE | FALSE | Stelling | [8 empty] | 0.0555 |  | 0.0555 | 1 | 1
2017-03-23 09:44 | 1494-RD | Fast Track | Fast Track | In Service | 5/31/2017 |  |  | SANTA CLARA | LOS ALTOS SUB | Storage | 0.08325 | 4/5/2017 | 4/17/2017 | Pass |  |  | N/A (Fast Track) | N/A (Fast Track) | N/A (Fast Track) | Executed | No former queue position |  |  |  |  | Los Altos |  |  |  | FALSE | FALSE | Los Altos | [8 empty] | 0.08325 |  | 0.08325 | 1 | 1
2017-03-17 16:33 | 1495-RD | Fast Track | Fast Track | Withdrawn | 6/29/2017 | Withdrawn | Withdrawn | SANTA CRUZ | PAUL SWEET SUB | Solar PV | 2.9457 | 4/12/2017 | 4/27/2017 | Fail Screens: D, E, H, J, K, M | 11/7/2017 | Pass | Withdrawn | Withdrawn | Withdrawn | Withdrawn | No former queue position |  |  |  |  | Paul Sweet | 115 |  |  | TRUE | FALSE | Paul Sweet | 115 |  | 2.9457 | [8 empty] | 0 | 0
2017-04-06 12:05 | 1496-RD | Fast Track | Fast Track | In Service | 6/28/2017 |  |  | SAN FRANCISCO | SAN FRAN A (POTRERO PP) SUB | Engine, Solar PV | 8.3748 | 4/12/2017 | 5/22/2017 | Pass |  |  | N/A (Fast Track) | N/A (Fast Track) | N/A (Fast Track) | Executed | No former queue position | SAN FRAN A (POTRERO PP) | 115 |  |  | San Fran A (Potrero Pp) | 230 |  |  | TRUE | FALSE | SAN FRAN A (POTRERO PP) | 115 |  | 8.3748 | [8 empty] | 1 | 1
2017-04-04 09:51 | 1497-RD | Detailed Study | Detailed Study | Withdrawn | 9/5/2018 | Withdrawn | Withdrawn | KINGS | GUERNSEY SUB | Reciprocating Engine | 1.6 | 4/19/2017 | Withdrawn | Withdrawn | Withdrawn | Withdrawn | Withdrawn | Withdrawn | Withdrawn | Withdrawn | No former queue position |  |  |  |  | Guernsey | 70 |  |  | TRUE | FALSE | Guernsey | 70 | [10 empty] | 0 | 0
2017-04-10 17:39 | 1498-WD | Fast Track | Fast Track | Withdrawn | 3/30/2018 | Withdrawn | Withdrawn | KINGS | CORCORAN SUB | Solar PV | 0.5 | 4/19/2017 | 5/3/2017 | Pass | Withdrawn | Withdrawn | Withdrawn | Withdrawn | Withdrawn | Withdrawn | No former queue position |  |  |  |  | Corcoran | 115 |  |  | TRUE | FALSE | Corcoran | 115 |  | 0.5 | [8 empty] | 0 | 0
2017-03-28 07:42 | 1499-WD | Fast Track | Fast Track | Withdrawn | 4/1/2020 | Withdrawn | Withdrawn | KERN | MARICOPA SUB | Solar PV | 1.632 | 4/19/2017 | 5/9/2017 | Fail Screens: 2, 5, 10 | 7/31/2017 | Fail | Withdrawn | Withdrawn | Withdrawn | Withdrawn | No former queue position |  |  |  |  | Maricopa |  |  |  | FALSE | FALSE | Maricopa |  |  | 1.632 | [8 empty] | 0 | 0
2017-03-31 11:35 | 1500-WD | Fast Track | Fast Track | Withdrawn | 4/1/2020 | Withdrawn | Withdrawn | KERN | FELLOWS SUB | Solar PV | 1.296 | 4/19/2017 | 5/10/2017 | Fail Screens: 2, 10 | 7/18/2017 | Fail | Withdrawn | Withdrawn | Withdrawn | Withdrawn | No former queue position |  |  |  |  | Fellows |  |  |  | FALSE | FALSE | Fellows |  |  | 1.296 | [8 empty] | 0 | 0
2017-03-31 11:35 | 1501-WD | Detailed Study | Detailed Study | In Service | 12/1/2018 | 11/8/2019 |  | KERN | TWISSELMAN SUB | Solar PV | 31.3955 | 9/13/2017 | N/A | N/A | N/A | N/A | Pass | 1/25/2018 | N/A | Executed | WDT transition to R21 GIA | not found |  |  |  | Twisselman |  |  |  | FALSE | FALSE | Twisselman |  |  | 31.3955 | [8 empty] | 1 | 1
2017-03-24 17:36 | 1502-RD | Fast Track | Fast Track | Withdrawn | 6/29/2017 | Withdrawn | Withdrawn | CONTRA COSTA | RICHMOND Q SUB | Storage | 0.216 | 4/26/2017 | Withdrawn | Withdrawn | Withdrawn | Withdrawn | Withdrawn | Withdrawn | Withdrawn | Withdrawn | No former queue position |  |  |  |  | Richmond Q | 115 |  |  | TRUE | FALSE | Richmond Q | 115 | [7 empty] | 0.216 |  | 0.216 | 0 | 0
2017-03-27 12:53 | 1503-RD | Fast Track | Fast Track | In Service | 6/29/2017 |  |  | SAN FRANCISCO | SAN FRAN X (MISSION) SUB | Storage | 0.036 | 4/26/2017 | 6/26/2017 | Pass |  |  | N/A (Fast Track) | N/A (Fast Track) | N/A (Fast Track) | Executed | No former queue position |  |  |  |  | San Fran X (Mission) |  |  |  | FALSE | FALSE | San Fran X (Mission) | [8 empty] | 0.036 |  | 0.036 | 1 | 1
2017-03-30 17:19 | 1504-RD | Detailed Study | Detailed Study | In Service | 6/29/2017 |  |  | SOLANO | PARKWAY SUB | Solar PV | 6.237 | 4/26/2017 | N/A | N/A | N/A | N/A | Pass | 12/13/2017 | N/A | Executed | No former queue position | Parkway | 230 | Parkway | 230 | Parkway | 230 |  |  | TRUE | FALSE | Parkway | 230 |  | 6.237 | [8 empty] | 1 | 1
2017-04-03 16:22 | 1505-WD | Independent Study | Independent Study | Withdrawn | 7/5/2017 | Withdrawn | Withdrawn | MONTEREY | OIL FIELDS SUB | Hydro | 0.601 | 4/26/2017 | Withdrawn | Withdrawn | Withdrawn | Withdrawn | Withdrawn | Withdrawn | Withdrawn | Withdrawn | No former queue position |  |  |  |  | Oil Fields |  |  |  | FALSE | FALSE | Oil Fields | [11 empty] | 0 | 0
2017-04-10 16:11 | 1506-RD | Fast Track | Fast Track | In Service | 6/28/2017 |  |  | FRESNO | BULLARD SUB | Storage | 0.108 | 4/26/2017 | 6/2/2017 | Pass |  |  | N/A (Fast Track) | N/A (Fast Track) | N/A (Fast Track) | Executed | No former queue position |  |  |  |  | Bullard | 115 |  |  | TRUE | FALSE | Bullard | 115 | [7 empty] | 0.108 |  | 0.108 | 1 | 1
2017-03-31 10:19 | 1507-WD | Detailed Study | Detailed Study | Withdrawn | 10/1/2018 | Withdrawn | Withdrawn | KINGS | KETTLEMAN HILLS SUB | Solar PV | 4.05 | 5/3/2017 | Withdrawn | Withdrawn | Withdrawn | Withdrawn | Withdrawn | Withdrawn | Withdrawn | Withdrawn | WDT transition to R21 GIA |  |  |  |  | Kettleman Hills |  |  |  | FALSE | FALSE | Kettleman Hills |  |  | 4.05 | [8 empty] | 0 | 0
2017-04-10 13:49 | 1508-RD | Detailed Study | Detailed Study | Withdrawn | 7/14/2017 | Withdrawn | Withdrawn | MONTEREY | KING CITY SUB | Combustion Engine | 2.205 | 5/3/2017 | Withdrawn | Withdrawn | Withdrawn | Withdrawn | Withdrawn | Withdrawn | Withdrawn | Withdrawn | No former queue position |  |  |  |  | King City |  |  |  | FALSE | FALSE | King City | [11 empty] | 0 | 0
2017-04-26 09:46 | 1509-RD | Fast Track | Fast Track | Withdrawn | 7/26/2017 | Withdrawn | Withdrawn | FRESNO | MCMULLIN SUB | Solar PV | 1.6008 | 5/3/2017 | 5/10/2017 | Fail | Withdrawn | Withdrawn | Withdrawn | Withdrawn | Withdrawn | Withdrawn | No former queue position |  |  |  |  | Mcmullin |  |  |  | FALSE | FALSE | Mcmullin |  |  | 1.6008 | [8 empty] | 0 | 0
2017-04-16 15:08 | 1510-WD | Fast Track | Fast Track | Withdrawn | 3/30/2018 | Withdrawn | Withdrawn | CONTRA COSTA | LAKEWOOD SUB | Solar PV | 1.15 | 5/10/2017 | 5/31/2017 | Fail Screens: 2, 5, 7, 9, 10 | Withdrawn | Withdrawn | Withdrawn | Withdrawn | Withdrawn | Withdrawn | No former queue position |  |  |  |  | Lakewood | 115 |  |  | TRUE | FALSE | Lakewood | 115 |  | 1.15 | [8 empty] | 0 | 0
2017-04-18 17:22 | 1511-RD | Detailed Study | Detailed Study | Active | 7/28/2017 |  |  | KERN | LAMONT SUB | Turbine | 5.005 | 5/10/2017 | N/A | N/A | N/A | N/A | Pass | 10/9/2017 | N/A | Executed | No former queue position | Lamont | 115 |  |  | Lamont | 115 |  |  | TRUE | TRUE | Lamont | 115 | [10 empty] | 0 | 1
2017-04-19 13:16 | 1512-RD | Fast Track | Fast Track | In Service | 7/27/2017 |  |  | SANTA CLARA | SWIFT SUB | Storage | 0.036 | 5/10/2017 | 6/9/2017 | Pass |  |  | N/A (Fast Track) | N/A (Fast Track) | N/A (Fast Track) | Executed | No former queue position |  |  |  |  | Swift | 115 |  |  | TRUE | FALSE | Swift | 115 | [7 empty] | 0.036 |  | 0.036 | 1 | 1
2017-04-20 11:30 | 1513-RD | Fast Track | Detailed Study | In Service | 7/27/2017 | In Service | 8/24/2018 | KINGS | TULARE LAKE SUB | Solar PV | 1.3768 | 5/10/2017 | 5/30/2017 | Fail Screens: J, K, M | 6/23/2017 | Fail | Pass | 9/20/2017 | N/A | Executed | No former queue position |  |  |  |  | Tulare Lake |  |  |  | FALSE | FALSE | Tulare Lake |  |  | 1.3768 | [8 empty] | 1 | 1
2017-04-27 09:26 | 1514-RD | Fast Track | Detailed Study | Withdrawn | 7/27/2017 | Withdrawn | Withdrawn | KINGS | GUERNSEY SUB | Solar PV | 2.2 | 5/10/2017 | 10/9/2017 | Fail Screens: H | 10/26/2017 | Fail | Withdrawn | Withdrawn | Withdrawn | Withdrawn | No former queue position |  |  |  |  | Guernsey | 70 |  |  | TRUE | FALSE | Guernsey | 70 |  | 2.2 | [8 empty] | 0 | 0
2017-04-27 14:07 | 1515-RD | Detailed Study | Detailed Study | In Service | 7/27/2017 |  |  | YOLO | MADISON SUB | Engine, Fuel Cell | 15 | 5/10/2017 | N/A | N/A | N/A | N/A | Pass | 10/13/2017 | N/A | Executed | No former queue position | Madison | 115 | Madison | 115 | Madison | 115 |  |  | TRUE | FALSE | Madison | 115 | [10 empty] | 1 | 1
2017-04-28 16:28 | 1516-RD | Fast Track | Fast Track | Withdrawn | 7/27/2017 | Withdrawn | Withdrawn | FRESNO | KINGSBURG SUB | Solar PV | 1.53 | 5/17/2017 | 6/5/2017 | Fail Screens: J, K, M | Withdrawn | Withdrawn | Withdrawn | Withdrawn | Withdrawn | Withdrawn | No former queue position |  |  |  |  | Kingsburg | 115 |  |  | TRUE | FALSE | Kingsburg | 115 |  | 1.53 | [8 empty] | 0 | 0
2017-05-03 23:39 | 1517-RD | Fast Track | Fast Track | Withdrawn | 7/26/2017 | Withdrawn | Withdrawn | SANTA BARBARA | CUYAMA SUB | Turbine | 0.3 | 5/24/2017 | 6/12/2017 | Fail Screens: D, F, H, J | 10/3/2017 | Pass | Withdrawn | Withdrawn | Withdrawn | Withdrawn | No former queue position |  |  |  |  | Cuyama |  |  |  | FALSE | FALSE | Cuyama | [11 empty] | 0 | 0
2017-04-19 09:07 | 1518-RD | Fast Track | Fast Track | Withdrawn | 7/27/2017 | Withdrawn | Withdrawn | CONTRA COSTA | SOBRANTE SUB | Solar PV | 5.6437 | 5/31/2017 | 6/29/2017 | Fail Screens: D, F, H, J, K | Withdrawn | Withdrawn | Withdrawn | Withdrawn | Withdrawn | Withdrawn | No former queue position |  |  |  |  | Sobrante | 230 |  |  | TRUE | FALSE | Sobrante | 230 |  | 5.6437 | [8 empty] | 0 | 0
2017-04-19 11:39 | 1519-RD | Fast Track | Fast Track | Withdrawn | 7/27/2017 | Withdrawn | Withdrawn | CONTRA COSTA | SOBRANTE SUB | Solar PV | 5.2507 | 5/31/2017 | 7/6/2017 | Fail Screens: D, F, H, J, K | Withdrawn | Withdrawn | Withdrawn | Withdrawn | Withdrawn | Withdrawn | No former queue position |  |  |  |  | Sobrante | 230 |  |  | TRUE | FALSE | Sobrante | 230 |  | 5.2507 | [8 empty] | 0 | 0
2017-05-24 18:12 | 1520-RD | Fast Track | Fast Track | In Service | 8/24/2017 |  |  | SAN FRANCISCO | DALY CITY SUB | Solar PV | 0.24 | 5/31/2017 | 6/14/2017 | Pass |  |  | N/A (Fast Track) | N/A (Fast Track) | N/A (Fast Track) | Executed | No former queue position |  |  |  |  | Daly City |  |  |  | FALSE | FALSE | Daly City |  |  | 0.24 | [8 empty] | 1 | 1
2017-05-22 11:06 | 1521-WD | Fast Track | Independent Study | Withdrawn | 12/28/2018 | Withdrawn | Withdrawn | KINGS | JACOBS CORNER SUB | Solar PV | 3 | 5/31/2017 | 6/15/2017 | Fail Screens: 2, 4, 10 | Withdrawn | Withdrawn | Withdrawn | Withdrawn | Withdrawn | Withdrawn | No former queue position |  |  |  |  | Jacobs Corner |  |  |  | FALSE | FALSE | Jacobs Corner |  |  | 3 | [8 empty] | 0 | 0
2017-05-09 10:39 | 1522-RD | Fast Track | Fast Track | In Service | 7/27/2017 |  |  | KERN | Customer Owned | Solar PV | 3.7805 | 6/7/2017 | 8/7/2017 | Fail Screens: D, F, J, K | 9/27/2017 | Pass | N/A (Fast Track) | N/A (Fast Track) | N/A (Fast Track) | Executed | No former queue position |  |  | not found |  | Customer Owned |  |  |  | FALSE | FALSE | not found |  |  | 3.7805 | [8 empty] | 1 | 1
2017-05-09 11:32 | 1523-RD | Fast Track | Fast Track | Active | 7/27/2017 |  |  | FRESNO | Customer Owned SE20T | Solar PV | 2.04 | 6/7/2017 | 8/28/2017 | Fail Screens: D, F, J, K | 9/27/2017 | Pass | N/A (Fast Track) | N/A (Fast Track) | N/A (Fast Track) | Executed | No former queue position | not found |  | not found |  | Customer Owned Se20T |  |  |  | FALSE | FALSE | not found |  |  | 2.04 | [8 empty] | 0 | 1
2017-05-11 15:35 | 1524-RD | Fast Track | Fast Track | In Service | 7/27/2017 |  |  | ALAMEDA | SAN RAMON SUB | Fuel Cell, Solar PV | 0.95788 | 6/7/2017 | 6/26/2017 | Pass |  |  | N/A (Fast Track) | N/A (Fast Track) | N/A (Fast Track) | Executed | No former queue position |  |  |  |  | San Ramon | 230 |  |  | TRUE | FALSE | San Ramon | 230 |  | 0.95788 | [8 empty] | 1 | 1
2017-05-16 09:53 | 1525-RD | Fast Track | Fast Track | In Service | 7/27/2017 |  |  | SANTA CLARA | SAN JOSE B SUB | Engine | 0.075 | 6/7/2017 | 6/27/2017 | Pass |  |  | N/A (Fast Track) | N/A (Fast Track) | N/A (Fast Track) | Executed | No former queue position |  |  |  |  | San Jose B | 115 |  |  | TRUE | FALSE | San Jose B | 115 | [10 empty] | 1 | 1
2017-05-19 09:38 | 1526-RD | Detailed Study | Detailed Study | In Service | 8/30/2017 |  |  | KERN | WASCO SUB | Solar PV | 1.35 | 6/14/2017 | N/A | N/A | N/A | N/A | Pass | 9/15/2017 | N/A | Executed | No former queue position |  |  |  |  | Wasco |  |  |  | FALSE | FALSE | Wasco |  |  | 1.35 | [8 empty] | 1 | 1
2017-06-02 09:09 | 1527-WD | Fast Track | Fast Track | Withdrawn | 1/26/2018 | Withdrawn | Withdrawn | MENDOCINO | COVELO SUB | Solar PV | 0.999 | 6/14/2017 | 7/3/2017 | Fail Screens: 2, 10 | Withdrawn | Withdrawn | Withdrawn | Withdrawn | Withdrawn | Withdrawn | No former queue position |  |  |  |  | Covelo |  |  |  | FALSE | FALSE | Covelo |  |  | 0.999 | [8 empty] | 0 | 0
2017-05-17 12:26 | 1528-RD | Fast Track | Fast Track | In Service | 8/30/2017 | In Service | 10/18/2018 | SANTA CLARA | MOUNTAIN VIEW SUB | Solar PV, Storage | 1.3291 | 6/21/2017 | 7/10/2017 | Pass |  |  | N/A (Fast Track) | N/A (Fast Track) | N/A (Fast Track) | Executed | No former queue position |  |  |  |  | Mountain View | 115 |  |  | TRUE | FALSE | Mountain View | 115 |  | 1.3291 | [5 empty] | 1.3291 |  | 1.3291 | 1 | 1
2017-05-31 12:13 | 1529-RD | Fast Track | Detailed Study | Active | 8/31/2017 |  |  | SAN LUIS OBISPO | PASO ROBLES SUB | Solar PV | 3.1894 | 6/21/2017 | 6/29/2017 | Fail Screens: D, F, H, J, K | 8/24/2017 | Fail | Pass | 12/18/2017 | N/A | Executed | No former queue position | not found |  |  |  | Paso Robles |  |  |  | FALSE | FALSE | Paso Robles |  |  | 3.1894 | [8 empty] | 0 | 1
2017-05-25 15:14 | 1530-RD | Detailed Study | Detailed Study | Withdrawn | 9/1/2019 | Withdrawn | Withdrawn | MARIPOSA | MARIPOSA SUB | Biomass | 2.4 | 6/21/2017 | Withdrawn | Withdrawn | Withdrawn | Withdrawn | Withdrawn | Withdrawn | Withdrawn | Withdrawn | No former queue position |  |  |  |  | Mariposa |  |  |  | FALSE | FALSE | Mariposa | [11 empty] | 0 | 0
2017-05-04 16:41 | 1531-RD | Fast Track | Fast Track | In Service | 7/28/2017 |  |  | ALAMEDA | LAS POSITAS SUB | Solar PV | 1.2667 | 6/28/2017 | 9/6/2017 | Pass |  |  | N/A (Fast Track) | N/A (Fast Track) | N/A (Fast Track) | Executed | No former queue position |  |  |  |  | Las Positas | 230 | 1 | 1.2667 | TRUE | FALSE | Las Positas | 230 | 0 | 1.2667 | [8 empty] | 1 | 1
2017-06-05 18:40 | 1532-WD | Fast Track | Fast Track | Withdrawn | 12/3/2018 | Withdrawn | Withdrawn | FRESNO | MCCALL SUB | Solar PV | 1.6549 | 7/5/2017 | 8/3/2017 | Fail Screens: 2, 10 | 10/11/2017 | Pass | Withdrawn | Withdrawn | Withdrawn | Withdrawn | No former queue position |  |  |  |  | Mccall | 230 |  |  | TRUE | FALSE | Mccall | 230 |  | 1.6549 | [8 empty] | 0 | 0
2017-06-15 09:33 | 1533-WD | Independent Study | Independent Study | Withdrawn | 1/1/2020 | Withdrawn | Withdrawn | HUMBOLDT | BLUE LAKE SUB | Cogeneration | 5 | 7/5/2017 | Withdrawn | Withdrawn | Withdrawn | Withdrawn | Withdrawn | Withdrawn | Withdrawn | Withdrawn | No former queue position |  |  |  |  | Blue Lake |  |  |  | FALSE | FALSE | Blue Lake | [11 empty] | 0 | 0
2017-06-15 14:06 | 1534-RD | Fast Track | Fast Track | Withdrawn | 9/27/2017 | Withdrawn | Withdrawn | SAN FRANCISCO | SAN FRAN Z (EMBARCADERO) SUB | Storage | 0.52 | 7/5/2017 | 7/5/2017 | Fail Screens: D, H, J | 8/21/2017 | Pass | Withdrawn | Withdrawn | Withdrawn | Withdrawn | No former queue position |  |  |  |  | San Fran Z (Embarcadero) |  |  |  | FALSE | FALSE | San Fran Z (Embarcadero) | [8 empty] | 0.52 |  | 0.52 | 0 | 0
2017-06-13 10:16 | 1535-RD | Fast Track | Detailed Study | Withdrawn | 9/27/2017 | Withdrawn | Withdrawn | SONOMA | GEYSERVILLE SUB | Solar PV | 1 | 7/12/2017 | 8/11/2017 | Fail Screens: B, D, F, H, J, K, M | 10/4/2017 | Fail | Withdrawn | Withdrawn | Withdrawn | Withdrawn | No former queue position |  |  |  |  | Geyserville |  |  |  | FALSE | FALSE | Geyserville |  |  | 1 | [8 empty] | 0 | 0
2017-06-23 15:40 | 1536-RD | Fast Track | Detailed Study | In Service | 12/1/2018 | 6/30/2019 | 5/14/2021 | MADERA | DAIRYLAND SUB | Turbine | 2 | 7/12/2017 | 7/31/2017 | Fail Screens: B, F, I, J, K, M | 9/25/2017 | Fail | Pass | 2/16/2018 | N/A | Executed | No former queue position |  |  |  |  | Dairyland | 115 |  |  | TRUE | FALSE | Dairyland | 115 | [10 empty] | 1 | 1
2017-06-27 12:24 | 1537-RD | Fast Track | Fast Track | In Service | 9/28/2017 | In Service | 2/26/2020 | SONOMA | FITCH MTN SUB | Solar PV | 1.2027 | 7/12/2017 | 8/2/2017 | Pass |  |  | N/A (Fast Track) | N/A (Fast Track) | N/A (Fast Track) | Executed | No former queue position |  |  |  |  | Fitch Mtn |  |  |  | FALSE | FALSE | Fitch Mtn |  |  | 1.2027 | [8 empty] | 1 | 1
2017-06-20 15:24 | 1538-RD | Fast Track | Detailed Study | In Service | 9/27/2017 |  |  | FRESNO | KINGSBURG SUB | Solar PV, Storage | 2.4879 | 7/12/2017 | 7/28/2017 | Fail Screens: D, J, K, M | 9/1/2017 | Fail | Pass | 12/8/2017 | N/A | Executed | No former queue position |  |  |  |  | Kingsburg | 115 |  |  | TRUE | FALSE | Kingsburg | 115 |  | 2.4879 | [5 empty] | 2.4879 |  | 2.4879 | 1 | 1
2017-06-26 12:57 | 1539-RD | Fast Track | Fast Track | In Service | 9/27/2017 |  |  | SAN FRANCISCO | SAN FRAN Z (EMBARCADERO) SUB | Storage | 0.1 | 7/19/2017 | 8/4/2017 | Fail Screens: D, H | 9/21/2017 | Pass | N/A (Fast Track) | N/A (Fast Track) | N/A (Fast Track) | Executed | No former queue position |  |  |  |  | San Fran Z (Embarcadero) |  |  |  | FALSE | FALSE | San Fran Z (Embarcadero) | [8 empty] | 0.1 |  | 0.1 | 1 | 1
2017-06-28 03:58 | 1540-RD | Fast Track | Fast Track | Withdrawn | 9/27/2017 | Withdrawn | Withdrawn | SHASTA | OREGON TRAIL SUB | Storage | 0.0015 | 7/26/2017 | Withdrawn | Withdrawn | Withdrawn | Withdrawn | Withdrawn | Withdrawn | Withdrawn | Withdrawn | No former queue position |  |  |  |  | Oregon Trail | 60 |  |  | TRUE | FALSE | Oregon Trail | 60 | [7 empty] | 0.0015 |  | 0.0015 | 0 | 0
2017-06-21 12:22 | 1541-RD | Fast Track | Fast Track | In Service | 9/27/2017 |  |  | SONOMA | CORONA SUB | Solar PV | 1.1637 | 7/26/2017 | 10/12/2017 | Pass |  |  | N/A (Fast Track) | N/A (Fast Track) | N/A (Fast Track) | Executed | No former queue position |  |  |  |  | Corona | 115 |  |  | TRUE | FALSE | Corona | 115 |  | 1.1637 | [8 empty] | 1 | 1
2017-07-12 12:08 | 1542-RD | Fast Track | Fast Track | Withdrawn | 9/28/2017 | Withdrawn | Withdrawn | KERN | POSO MTN SUB | Solar PV | 8.1 | 7/26/2017 | 8/1/2017 | Fail Screens: D, F, J, K, M | 8/31/2017 | Pass | Withdrawn | Withdrawn | Withdrawn | Withdrawn | No former queue position |  |  |  |  | Poso Mtn |  |  |  | FALSE | FALSE | Poso Mtn |  |  | 8.1 | [8 empty] | 0 | 0
2017-07-15 15:24 | 1543-WD | Fast Track | Fast Track | Withdrawn | 7/31/2018 | Withdrawn | Withdrawn | CONTRA COSTA | LAKEWOOD SUB | Solar PV | 0.97515 | 7/26/2017 | 8/15/2017 | Fail Screens: 2, 10 | 11/2/2017 | Pass | Withdrawn | Withdrawn | Withdrawn | Withdrawn | No former queue position |  |  |  |  | Lakewood | 115 |  |  | TRUE | FALSE | Lakewood | 115 |  | 0.97515 | [8 empty] | 0 | 0
2017-07-03 16:14 | 1544-RD | Detailed Study | Detailed Study | In Service | 9/27/2017 |  |  | MONTEREY | BUENA VISTA SUB | Solar PV, Storage | 2.212 | 7/26/2017 | N/A | N/A | N/A | N/A | Pass | 2/12/2018 | N/A | Executed | No former queue position |  |  |  |  | Buena Vista |  |  |  | FALSE | FALSE | Buena Vista |  |  | 2.212 | [5 empty] | 2.212 |  | 2.212 | 1 | 1
2017-07-13 14:25 | 1545-RD | Fast Track | Detailed Study | In Service | 9/28/2017 |  |  | MERCED | MERCED SUB | Solar PV | 0.816 | 8/9/2017 | 2/12/2018 | Fail Screens: B, D, F, G, H, I, J, K, M | 4/5/2018 | Fail | Pass | 10/12/2018 | N/A | Executed | No former queue position |  |  |  |  | Merced | 115 |  |  | TRUE | FALSE | Merced | 115 |  | 0.816 | [8 empty] | 1 | 1
2017-07-13 17:09 | 1546-RD | Fast Track | Fast Track | In Service | 9/28/2017 | 9/28/2018 |  | SUTTER | BOGUE SUB | Micro Turbine, Solar PV | 1.45 | 8/9/2017 | 9/15/2017 | Fail Screens: B, D, F, H, J, K, M | 11/22/2017 | Pass | N/A (Fast Track) | N/A (Fast Track) | N/A (Fast Track) | Executed | No former queue position |  |  |  |  | Bogue | 115 |  |  | TRUE | FALSE | Bogue | 115 |  | 1.45 | [8 empty] | 1 | 1
2017-07-14 13:50 | 1547-RD | Fast Track | Detailed Study | In Service | Not Provided |  |  | MONTEREY | GONZALES SUB | Wind | 1.85 | 8/9/2017 | 9/8/2017 | Fail Screens: D, F, H, J, K | 10/13/2017 | Fail | Pass | 2/20/2018 | N/A | Executed | No former queue position |  |  |  |  | Gonzales |  |  |  | FALSE | FALSE | Gonzales |  |  |  | 1.85 | [7 empty] | 1 | 1
2017-07-27 02:12 | 1548-RD | Fast Track | Fast Track | In Service | 9/29/2017 |  |  | FRESNO | STROUD SUB | Solar PV | 0.868 | 8/9/2017 | 2017-01-09 | Pass |  |  | N/A (Fast Track) | N/A (Fast Track) | N/A (Fast Track) | Executed | No former queue position |  |  |  |  | Stroud |  |  |  | FALSE | FALSE | Stroud |  |  | 0.868 | [8 empty] | 1 | 1
2017-07-05 14:29 | 1549-RD | Fast Track | Fast Track | In Service | 9/27/2017 |  |  | SAN LUIS OBISPO | SAN LUIS OBISPO SUB | Storage | 0.018 | 2017-08-09 | 2017-08-23 | Pass |  |  | N/A (Fast Track) | N/A (Fast Track) | N/A (Fast Track) | Executed | No former queue position |  |  |  |  | San Luis Obispo | 115 |  |  | TRUE | FALSE | San Luis Obispo | 115 | [7 empty] | 0.018 |  | 0.018 | 1 | 1
2017-07-16 16:40 | 1550-RD | Fast Track | Fast Track | Withdrawn | 10/29/2018 | Withdrawn | Withdrawn | SAN JOAQUIN | LAMMERS SUB | Biomass | 2.8 | 8/9/2017 | 8/30/2017 | Fail Screens: B, F, I, J, K, M | Withdrawn | Withdrawn | Withdrawn | Withdrawn | Withdrawn | Withdrawn | No former queue position |  |  |  |  | Lammers | 115 |  |  | TRUE | FALSE | Lammers | 115 | [10 empty] | 0 | 0
2017-07-17 15:35 | 1551-RD | Detailed Study | Detailed Study | Withdrawn | 2/1/2019 | Withdrawn | Withdrawn | KERN | SMYRNA SUB | Reciprocating Engine | 0.995 | 8/9/2017 | Withdrawn | Withdrawn | Withdrawn | Withdrawn | Withdrawn | Withdrawn | Withdrawn | Withdrawn | No former queue position |  |  |  |  | Smyrna | 115 |  |  | TRUE | FALSE | Smyrna | 115 | [10 empty] | 0 | 0
2017-07-17 17:09 | 1552-RD | Fast Track | Fast Track | In Service | 9/28/2017 |  |  | ALAMEDA | DUMBARTON SUB | Storage | 0.03 | 8/9/2017 | 10/3/2017 | Pass |  |  | N/A (Fast Track) | N/A (Fast Track) | N/A (Fast Track) | Executed | No former queue position |  |  |  |  | Dumbarton | 115 |  |  | TRUE | FALSE | Dumbarton | 115 | [7 empty] | 0.03 |  | 0.03 | 1 | 1
2017-06-14 13:37 | 1553-WD | Fast Track | Fast Track | Withdrawn | 1/26/2018 | Withdrawn | Withdrawn | MENDOCINO | WILLITS A SUB | Solar PV | 0.999 | 8/16/2017 | Withdrawn | Withdrawn | Withdrawn | Withdrawn | Withdrawn | Withdrawn | Withdrawn | Withdrawn | No former queue position |  |  |  |  | Willits A |  |  |  | FALSE | FALSE | Willits A |  |  | 0.999 | [8 empty] | 0 | 0
2017-07-08 08:29 | 1554-WD | Fast Track | Fast Track | In Service | 10/16/2017 | 5/11/2018 | 10/1/2018 | MARIN | SAN RAFAEL SUB | Solar PV | 0.05999 | 8/16/2017 | 8/30/2017 | Pass |  |  | N/A (Fast Track) | N/A (Fast Track) | N/A (Fast Track) | Executed | No former queue position |  |  |  |  | San Rafael |  |  |  | FALSE | FALSE | San Rafael |  |  | 0.05999 | [8 empty] | 1 | 1
2017-07-28 09:38 | 1555-WD | Independent Study | Independent Study | Withdrawn | 8/30/2018 | Withdrawn | Withdrawn | SONOMA | SONOMA A SUB | Solar PV | 3.5 | 8/16/2017 | Withdrawn | Withdrawn | Withdrawn | Withdrawn | Withdrawn | Withdrawn | Withdrawn | Withdrawn | No former queue position |  |  |  |  | Sonoma A |  |  |  | FALSE | FALSE | Sonoma A |  |  | 3.5 | [8 empty] | 0 | 0
2017-06-26 11:47 | 1556-RD | Fast Track | Fast Track | Withdrawn | 9/27/2017 | Withdrawn | Withdrawn | SOLANO | PEABODY SUB | Solar PV | 1.56 | 8/16/2017 | 9/14/2017 | Pass | Withdrawn | Withdrawn | Withdrawn | Withdrawn | Withdrawn | Withdrawn | No former queue position |  |  |  |  | Peabody | 230 |  |  | TRUE | FALSE | Peabody | 230 |  | 1.56 | [8 empty] | 0 | 0
2017-07-26 12:24 | 1557-RD | Detailed Study | Detailed Study | Active | 10/27/2017 |  |  | CONTRA COSTA | SOBRANTE SUB | Solar PV | 5 | 8/16/2017 | N/A | N/A | N/A | N/A | Pass | 2/22/2018 | N/A | Executed | No former queue position | Sobrante |  |  |  | Sobrante | 230 |  |  | TRUE | TRUE | Sobrante |  |  | 5 | [8 empty] | 0 | 1
2017-08-02 16:11 | 1558-RD | Fast Track | Fast Track | Active | 10/25/2017 |  |  | SAN JOAQUIN | HERDLYN SUB | Solar PV | 1.3242 | 8/16/2017 | 10/10/2017 | Fail Screens: B, F, I, J, K, L, M, S5 | 11/14/2017 | Pass | N/A (Fast Track) | N/A (Fast Track) | N/A (Fast Track) | Executed | No former queue position | not found |  |  |  | Herdlyn |  |  |  | FALSE | FALSE | Herdlyn |  |  | 1.3242 | [8 empty] | 0 | 1
2017-08-02 16:54 | 1559-RD | Fast Track | Detailed Study | Active | 10/26/2017 |  |  | SAN JOAQUIN | LAMMERS SUB | Solar PV | 1.1587 | 8/16/2017 | 10/10/2017 | Fail Screens: J, K, M | 11/28/2017 | Fail | Pass | 4/14/2018 | N/A | Executed | No former queue position | Lammers |  |  |  | Lammers | 115 |  |  | TRUE | TRUE | Lammers |  |  | 1.1587 | [8 empty] | 0 | 1
2017-08-04 12:35 | 1560-RD | Fast Track | Fast Track | In Service | 10/31/2017 |  |  | SANTA CLARA | LLAGAS SUB | Solar PV | 1.2702 | 8/16/2017 | 9/6/2017 | Pass |  |  | N/A (Fast Track) | N/A (Fast Track) | N/A (Fast Track) | Executed | No former queue position |  |  |  |  | Llagas | 115 |  |  | TRUE | FALSE | Llagas | 115 |  | 1.2702 | [8 empty] | 1 | 1
2017-08-06 09:20 | 1561-WD | Fast Track | Fast Track | In Service | 12/14/2018 | 4/19/2019 | 9/9/2019 | NAPA | HIGHWAY SUB | Solar PV | 0.98304 | 8/23/2017 | 9/13/2017 | Fail Screens: 2, 10 | 11/8/2017 | Pass | N/A (Fast Track) | N/A (Fast Track) | N/A (Fast Track) | Executed | No former queue position |  |  |  |  | Highway |  |  |  | FALSE | FALSE | Highway |  |  | 0.98304 | [8 empty] | 1 | 1
2017-08-06 09:23 | 1562-WD | Fast Track | Fast Track | In Service | 12/14/2018 | 4/19/2019 | 9/10/2019 | NAPA | HIGHWAY SUB | Solar PV | 0.99 | 8/23/2017 | 9/13/2017 | Fail Screens: 2, 10 | 11/8/2017 | Pass | N/A (Fast Track) | N/A (Fast Track) | N/A (Fast Track) | Executed | No former queue position |  |  |  |  | Highway |  |  |  | FALSE | FALSE | Highway |  |  | 0.99 | [8 empty] | 1 | 1
2017-08-06 09:25 | 1563-WD | Fast Track | Fast Track | In Service | 12/14/2018 | 4/19/2019 | 9/10/2019 | NAPA | HIGHWAY SUB | Solar PV | 0.99455 | 8/23/2017 | 9/13/2017 | Fail Screens: 2, 10 | 11/8/2017 | Pass | N/A (Fast Track) | N/A (Fast Track) | N/A (Fast Track) | Executed | No former queue position |  |  |  |  | Highway |  |  |  | FALSE | FALSE | Highway |  |  | 0.99455 | [8 empty] | 1 | 1
2017-08-08 16:36 | 1564-WD | Fast Track | Fast Track | Withdrawn | 12/15/2018 | Withdrawn | Withdrawn | NAPA | HIGHWAY SUB | Solar PV | 1 | 8/23/2017 | 9/13/2017 | Fail Screens: 2, 5, 10 | Withdrawn | Withdrawn | Withdrawn | Withdrawn | Withdrawn | Withdrawn | No former queue position |  |  |  |  | Highway |  |  |  | FALSE | FALSE | Highway |  |  | 1 | [8 empty] | 0 | 0
2017-07-26 10:08 | 1565-WD | Fast Track | Independent Study | Withdrawn | 6/1/2018 | Withdrawn | Withdrawn | KERN | SMYRNA SUB | Solar PV | 1 | Complete | 9/12/2017 | Fail Screens: 2, 10 | 11/3/2017 | Fail | Withdrawn | Withdrawn | Withdrawn | Withdrawn | No former queue position |  |  |  |  | Smyrna | 115 |  |  | TRUE | FALSE | Smyrna | 115 |  | 1 | [8 empty] | 0 | 0
2017-08-02 20:35 | 1566-WD | Fast Track | Fast Track | Withdrawn | 4/9/2019 | Withdrawn | Withdrawn | KERN | CARNERAS SUB | Solar PV | 3 | 8/23/2017 | 9/15/2017 | Fail Screens: 2, 9, 10 | Withdrawn | Withdrawn | Withdrawn | Withdrawn | Withdrawn | Withdrawn | No former queue position |  |  |  |  | Carneras |  |  |  | FALSE | FALSE | Carneras |  |  | 3 | [8 empty] | 0 | 0
2017-08-07 14:02 | 1567-RD | Fast Track | Fast Track | In Service | 10/25/2017 |  |  | SANTA CLARA | MILPITAS SUB | Storage | 0.2 | 8/23/2017 | 9/8/2017 | Pass |  |  | N/A (Fast Track) | N/A (Fast Track) | N/A (Fast Track) | Executed | No former queue position |  |  |  |  | Milpitas |  |  |  | FALSE | FALSE | Milpitas | [8 empty] | 0.2 |  | 0.2 | 1 | 1
2017-08-08 22:20 | 1568-RD | Fast Track | Fast Track | Withdrawn | 10/25/2017 | Withdrawn | Withdrawn | MARIN | SAN RAFAEL SUB | Cogeneration | 0.01 | 8/23/2017 | 9/13/2017 | Pass | Withdrawn | Withdrawn | Withdrawn | Withdrawn | Withdrawn | Withdrawn | No former queue position |  |  |  |  | San Rafael |  |  |  | FALSE | FALSE | San Rafael | [11 empty] | 0 | 0
2017-07-26 15:10 | 1569-RD | Fast Track | Detailed Study | In Service | 10/25/2017 |  |  | MADERA | SHARON SUB | Gas Turbine | 2.304 | 8/30/2017 | 9/12/2017 | Fail Screens: D, F, H, J, K | 11/1/2017 | Fail | Pass | 4/13/2018 | N/A | Executed | No former queue position |  |  |  |  | Sharon |  |  |  | FALSE | FALSE | Sharon | [11 empty] | 1 | 1
2017-07-31 14:07 | 1570-RD | Detailed Study | Detailed Study | In Service | 10/25/2017 |  |  | SAN LUIS OBISPO | SAN LUIS OBISPO SUB | Gas Turbine | 2.16 | 8/30/2017 | N/A | N/A | N/A | N/A | Pass | 05/25/2021 | N/A | Executed | No former queue position |  |  |  |  | San Luis Obispo | 115 |  |  | TRUE | FALSE | San Luis Obispo | 115 | [10 empty] | 1 | 1
2017-08-22 12:26 | 1571-WD | Fast Track | Fast Track | In Service | 6/29/2018 | 6/3/2019 | 10/18/2019 | MENDOCINO | WILLITS A SUB | Gas Turbine | 0.989 | 8/30/2017 | 9/21/2017 | Fail Screens: 2, 9, 10 |  |  | N/A (Fast Track) | N/A (Fast Track) | N/A (Fast Track) | Executed | No former queue position |  |  |  |  | Willits A |  |  |  | FALSE | FALSE | Willits A | [11 empty] | 1 | 1
2017-08-10 11:51 | 1572-WD | Fast Track | Fast Track | Withdrawn | 12/14/2018 | Withdrawn | Withdrawn | NAPA | PUEBLO SUB | Gas Turbine | 1 | 8/30/2017 | 9/21/2017 | Fail Screens: 2, 10 | 11/17/2017 | Pass | Withdrawn | Withdrawn | Withdrawn | Withdrawn | No former queue position |  |  |  |  | Pueblo |  |  |  | FALSE | FALSE | Pueblo | [11 empty] | 0 | 0
2017-08-10 11:58 | 1573-WD | Fast Track | Fast Track | Withdrawn | 12/14/2018 | Withdrawn | Withdrawn | NAPA | PUEBLO SUB | Gas Turbine | 1 | 8/30/2017 | 9/21/2017 | Fail Screens: 2, 10 | 11/17/2017 | Pass | Withdrawn | Withdrawn | Withdrawn | Withdrawn | No former queue position |  |  |  |  | Pueblo |  |  |  | FALSE | FALSE | Pueblo | [11 empty] | 0 | 0
2017-08-18 07:56 | 1574-WD | Independent Study | Independent Study | Withdrawn | 12/31/2019 | Withdrawn | Withdrawn | SAN JOAQUIN | TESLA SUB | Solar PV | 20 | 8/30/2017 | Withdrawn | Withdrawn | Withdrawn | Withdrawn | Withdrawn | Withdrawn | Withdrawn | Withdrawn | No former queue position |  |  |  |  | Tesla | 500 |  |  | TRUE | FALSE | Tesla | 500 |  | 20 | [8 empty] | 0 | 0
2017-08-14 11:12 | 1575-RD | Fast Track | Fast Track | Withdrawn | 11/29/2017 | Withdrawn | Withdrawn | SANTA BARBARA | DIVIDE SUB | Solar PV | 2.9491 | 9/6/2017 | 9/12/2017 | Fail Screens: D, J, K, M | 10/16/2017 | Pass | Withdrawn | Withdrawn | Withdrawn | Withdrawn | No former queue position |  |  | Divide |  | Divide | 115 |  |  | TRUE | FALSE | Divide | 115 |  | 2.9491 | [8 empty] | 0 | 0
2017-08-22 11:22 | 1576-WD | Fast Track | Fast Track | Withdrawn | 6/29/2018 | Withdrawn | Withdrawn | MENDOCINO | COVELO SUB | Solar PV | 0.98304 | 9/6/2017 | 10/4/2017 | Fail Screens: 2, 10 | 12/15/2017 | Fail | Withdrawn | Withdrawn | Withdrawn | Withdrawn | No former queue position |  |  |  |  | Covelo |  |  |  | FALSE | FALSE | Covelo |  |  | 0.98304 | [8 empty] | 0 | 0
2017-08-15 12:06 | 1577-RD | Fast Track | Fast Track | In Service | 11/29/2017 |  |  | SAN MATEO | BAY MEADOWS SUB | Storage | 0.2425 | 9/6/2017 | 9/13/2017 | Pass |  |  | N/A (Fast Track) | N/A (Fast Track) | N/A (Fast Track) | Executed | No former queue position |  |  |  |  | Bay Meadows |  |  |  | FALSE | FALSE | Bay Meadows | [8 empty] | 0.2425 |  | 0.2425 | 1 | 1
2017-08-16 10:05 | 1578-WD | Fast Track | Fast Track | Withdrawn | 11/30/2018 | Withdrawn | Withdrawn | MERCED | DOS PALOS SUB | Solar PV | 1.5 | 9/6/2017 | 9/12/2017 | Fail Screens: 2, 5 | Withdrawn | Withdrawn | Withdrawn | Withdrawn | Withdrawn | Withdrawn | No former queue position |  |  |  |  | Dos Palos |  |  |  | FALSE | FALSE | Dos Palos |  |  | 1.5 | [8 empty] | 0 | 0
2017-08-21 15:28 | 1579-RD | Fast Track | Fast Track | In Service | 11/29/2017 |  |  | KINGS | KETTLEMAN HILLS SUB | Micro Turbine | 2 | 9/6/2017 | 9/22/2017 | Fail Screens: D, H, J, K, M | 11/17/2017 | Pass | N/A (Fast Track) | N/A (Fast Track) | N/A (Fast Track) | Executed | No former queue position |  |  |  |  | Kettleman Hills |  |  |  | FALSE | FALSE | Kettleman Hills | [11 empty] | 1 | 1
2017-08-24 15:18 | 1580-WD | Fast Track | Fast Track | Withdrawn | 6/29/2018 | Withdrawn | Withdrawn | SONOMA | LAKEVILLE SUB | Solar PV | 0.98304 | 9/6/2017 | 10/4/2017 | Fail Screens: 2, 5, 10 | 12/18/2017 | Fail | Withdrawn | Withdrawn | Withdrawn | Withdrawn | No former queue position |  |  |  |  | Lakeville | 230 |  |  | TRUE | FALSE | Lakeville | 230 |  | 0.98304 | [8 empty] | 0 | 0
2017-08-24 15:24 | 1581-WD | Fast Track | Fast Track | Withdrawn | 6/29/2018 | Withdrawn | Withdrawn | SONOMA | LAKEVILLE SUB | Solar PV | 0.98304 | 9/6/2017 | 10/4/2017 | Fail Screens: 2, 5, 10 | 12/18/2017 | Fail | Withdrawn | Withdrawn | Withdrawn | Withdrawn | No former queue position |  |  |  |  | Lakeville | 230 |  |  | TRUE | FALSE | Lakeville | 230 |  | 0.98304 | [8 empty] | 0 | 0
2017-08-24 15:31 | 1582-WD | Fast Track | Fast Track | Withdrawn | 6/29/2018 | Withdrawn | Withdrawn | SONOMA | LAKEVILLE SUB | Solar PV | 0.98304 | 9/6/2017 | 10/4/2017 | Fail Screens: 2, 5, 10 | 12/18/2017 | Fail | Withdrawn | Withdrawn | Withdrawn | Withdrawn | No former queue position |  |  |  |  | Lakeville | 230 |  |  | TRUE | FALSE | Lakeville | 230 |  | 0.98304 | [8 empty] | 0 | 0
2017-08-25 10:44 | 1583-RD | Fast Track | Fast Track | In Service | 11/29/2017 |  |  | SONOMA | FULTON SUB | Solar PV | 1.5 | 9/6/2017 | 10/11/2017 | Fail Screens: F, H, J, K, M | 12/5/2017 | Pass | N/A (Fast Track) | N/A (Fast Track) | N/A (Fast Track) | Executed | No former queue position |  |  |  |  | Fulton | 230 |  |  | TRUE | FALSE | Fulton | 230 |  | 1.5 | [8 empty] | 1 | 1
2017-07-31 16:58 | 1584-WD | Fast Track | Independent Study | Withdrawn | 2/28/2019 | Withdrawn | Withdrawn | KERN | DEVILS DEN SUB | Solar PV | 0.991 | 9/13/2017 | 10/4/2017 | Fail Screens: 2, 10 | 12/21/2017 | Fail | Withdrawn | Withdrawn | Withdrawn | Withdrawn | No former queue position |  |  |  |  | Devils Den |  |  |  | FALSE | FALSE | Devils Den |  |  | 0.991 | [8 empty] | 0 | 0
2017-07-31 17:02 | 1585-WD | Independent Study | Independent Study | Withdrawn | 2/28/2019 | Withdrawn | Withdrawn | FRESNO | GATES SUB | Solar PV | 4.5518 | 9/13/2017 | Withdrawn | Withdrawn | Withdrawn | Withdrawn | Withdrawn | Withdrawn | Withdrawn | Withdrawn | No former queue position |  |  |  |  | Gates | 500 |  |  | TRUE | FALSE | Gates | 500 |  | 4.5518 | [8 empty] | 0 | 0
2017-07-31 17:04 | 1586-WD | Fast Track | Independent Study | Withdrawn | 2/28/2019 | Withdrawn | Withdrawn | FRESNO | COALINGA #1 SUB | Solar PV | 1.62 | 9/13/2017 | 10/4/2017 | Fail Screens: 2, 4, 10 | 12/11/2017 | Fail | Withdrawn | Withdrawn | Withdrawn | Withdrawn | No former queue position |  |  |  |  | Coalinga #1 |  |  |  | FALSE | FALSE | Coalinga #1 |  |  | 1.62 | [8 empty] | 0 | 0
2017-08-01 10:06 | 1587-WD | Fast Track | Independent Study | Withdrawn | 2/28/2019 | Withdrawn | Withdrawn | FRESNO | COALINGA #2 SUB | Solar PV | 1.8965 | 9/13/2017 | 10/4/2017 | Fail Screens: 2, 4, 10 | 12/11/2017 | Fail | Withdrawn | Withdrawn | Withdrawn | Withdrawn | No former queue position |  |  |  |  | Coalinga #2 |  |  |  | FALSE | FALSE | Coalinga #2 |  |  | 1.8965 | [8 empty] | 0 | 0
2017-08-04 14:00 | 1588-WD | Independent Study | Independent Study | Withdrawn | 2/28/2019 | Withdrawn | Withdrawn | KERN | COALINGA #2 SUB | Solar PV | 4.5518 | 9/13/2017 | Withdrawn | Withdrawn | Withdrawn | Withdrawn | Withdrawn | Withdrawn | Withdrawn | Withdrawn | No former queue position |  |  |  |  | Coalinga #2 |  |  |  | FALSE | FALSE | Coalinga #2 |  |  | 4.5518 | [8 empty] | 0 | 0
2017-08-16 14:55 | 1589-WD | Fast Track | Independent Study | Withdrawn | 2/28/2019 | Withdrawn | Withdrawn | KERN | BLACKWELL SUB | Solar PV | 2.5838 | 9/13/2017 | 10/4/2017 | Pass | 12/11/2017 | Fail | Withdrawn | Withdrawn | Withdrawn | Withdrawn | No former queue position |  |  |  |  | Blackwell |  |  |  | FALSE | FALSE | Blackwell |  |  | 2.5838 | [8 empty] | 0 | 0
2017-08-23 14:04 | 1590-WD | Fast Track | Fast Track | Withdrawn | 12/20/2017 | Withdrawn | Withdrawn | MARIN | STAFFORD SUB | Solar PV | 0.45 | 9/13/2017 | 10/9/2017 | Pass | Withdrawn | Withdrawn | Withdrawn | Withdrawn | Withdrawn | Withdrawn | No former queue position |  |  |  |  | Stafford |  |  |  | FALSE | FALSE | Stafford |  |  | 0.45 | [8 empty] | 0 | 0
2017-09-07 16:17 | 1591-RD | Fast Track | Fast Track | Active | 11/28/2017 |  |  | ALAMEDA | OAKLAND L SUB | Solar PV | 0.01445 | 9/13/2017 | 9/28/2017 | Fail Screens: A | 12/6/2017 | Pass | N/A (Fast Track) | N/A (Fast Track) | N/A (Fast Track) | Executed | No former queue position | Oakland L |  |  |  | Oakland L | 115 |  |  | TRUE | TRUE | Oakland L |  |  | 0.01445 | [8 empty] | 0 | 1
2017-08-25 15:10 | 1592-RD | Fast Track | Fast Track | In Service | 11/29/2017 | In Service | 9/25/2019 | SAN JOAQUIN | CHANNEL SUB | Fuel Cell, Solar PV | 1.24 | 9/13/2017 | 10/2/2017 | Fail Screens: J, K, M | 12/13/2017 | Fail | N/A (Fast Track) | N/A (Fast Track) | N/A (Fast Track) | Executed | No former queue position |  |  |  |  | Channel |  |  |  | FALSE | FALSE | Channel |  |  | 1.24 | [8 empty] | 1 | 1
2017-08-31 16:37 | 1593-RD | Fast Track | Detailed Study | In Service | 11/28/2017 |  |  | KERN | LAKEVIEW SUB | Solar PV | 1.375 | 9/20/2017 | 10/9/2017 | Fail Screens: D, F, H, J, K, M | 11/14/2017 | Fail | Pass | 3/27/2018 | N/A | Executed | No former queue position |  |  |  |  | Lakeview | 70 |  |  | TRUE | FALSE | Lakeview | 70 |  | 1.375 | [8 empty] | 1 | 1
2017-08-11 21:29 | 1594-RD | Fast Track | Fast Track | In Service | 11/29/2017 |  |  | SONOMA | SANTA ROSA A SUB | Engine, Solar PV, Storage | 3.5188 | 9/20/2017 | 3/9/2018 | Pass | 4/23/2018 | Pass | N/A (Fast Track) | N/A (Fast Track) | N/A (Fast Track) | Executed | No former queue position |  |  |  |  | Santa Rosa A | 115 |  |  | TRUE | FALSE | Santa Rosa A | 115 |  | 3.5188 | [5 empty] | 3.5188 |  | 3.5188 | 1 | 1
2017-09-05 13:46 | 1595-RD | Fast Track | Fast Track | In Service | 11/29/2017 |  |  | ALAMEDA | NEWARK SUB | Storage | 0.2425 | 9/20/2017 | 10/10/2017 | Pass |  |  | N/A (Fast Track) | N/A (Fast Track) | N/A (Fast Track) | Executed | No former queue position |  |  |  |  | Newark | 230 |  |  | TRUE | FALSE | Newark | 230 | [7 empty] | 0.2425 |  | 0.2425 | 1 | 1
2017-09-01 12:00 | 1596-RD | Fast Track | Detailed Study | Withdrawn | 11/29/2017 | Withdrawn | Withdrawn | SAN LUIS OBISPO | TEMPLETON SUB | Solar PV | 1.68 | 9/20/2017 | 11/8/2017 | Fail Screens: D, F, H, J, K | 12/21/2017 | Fail | Withdrawn | Withdrawn | Withdrawn | Withdrawn | No former queue position |  |  |  |  | Templeton | 230 |  |  | TRUE | FALSE | Templeton | 230 |  | 1.68 | [8 empty] | 0 | 0
2017-09-07 17:24 | 1597-WD | Fast Track | Fast Track | In Service | 7/29/2018 | 5/17/2019 | 6/17/2020 | MARIN | LAS GALLINAS A SUB | Solar PV | 0.972 | 9/20/2017 | 10/18/2017 | Fail Screens: 2, 5, 9, 10 | 1/5/2018 | Pass | N/A (Fast Track) | N/A (Fast Track) | N/A (Fast Track) | Executed | No former queue position |  |  |  |  | Las Gallinas A |  |  |  | FALSE | FALSE | Las Gallinas A |  |  | 0.972 | [8 empty] | 1 | 1
2017-08-18 16:42 | 1598-RD | Fast Track | Fast Track | In Service | 11/29/2017 |  |  | SAN JOAQUIN | MANTECA SUB | Storage | 0.036 | 9/27/2017 | 10/13/2017 | Pass |  |  | N/A (Fast Track) | N/A (Fast Track) | N/A (Fast Track) | Executed | No former queue position |  |  |  |  | Manteca | 115 |  |  | TRUE | FALSE | Manteca | 115 | [7 empty] | 0.036 |  | 0.036 | 1 | 1
2017-08-18 17:04 | 1599-RD | Fast Track | Fast Track | In Service | 11/29/2017 |  |  | CONTRA COSTA | LONE TREE SUB | Storage | 0.036 | 9/27/2017 | 12/8/2017 | Pass |  |  | N/A (Fast Track) | N/A (Fast Track) | N/A (Fast Track) | Executed | No former queue position |  |  |  |  | Lone Tree | 230 |  |  | TRUE | FALSE | Lone Tree | 230 | [7 empty] | 0.036 |  | 0.036 | 1 | 1
2017-08-21 18:16 | 1600-RD | Fast Track | Fast Track | In Service | 11/29/2017 |  |  | SANTA CLARA | NORTECH SUB | Storage | 0.036 | 9/27/2017 | 10/11/2017 | Pass |  |  | N/A (Fast Track) | N/A (Fast Track) | N/A (Fast Track) | Executed | No former queue position |  |  |  |  | Nortech | 115 |  |  | TRUE | FALSE | Nortech | 115 | [7 empty] | 0.036 |  | 0.036 | 1 | 1
2017-08-22 13:02 | 1601-RD | Fast Track | Fast Track | In Service | 11/29/2017 |  |  | SAN FRANCISCO | SAN FRAN Y (LARKIN) SUB | Storage | 0.054 | 9/27/2017 | 10/3/2017 | Pass |  |  | N/A (Fast Track) | N/A (Fast Track) | N/A (Fast Track) | Executed | No former queue position |  |  |  |  | San Fran Y (Larkin) |  |  |  | FALSE | FALSE | San Fran Y (Larkin) | [8 empty] | 0.054 |  | 0.054 | 1 | 1
2017-08-22 13:20 | 1602-RD | Fast Track | Fast Track | In Service | 11/29/2017 |  |  | SAN FRANCISCO | SAN FRAN P(HUNTERS POINT) SUB | Storage | 0.018 | 9/27/2017 | 10/10/2017 | Pass |  |  | N/A (Fast Track) | N/A (Fast Track) | N/A (Fast Track) | Executed | No former queue position |  |  |  |  | San Fran P(Hunters Point) |  |  |  | FALSE | FALSE | San Fran P(Hunters Point) | [8 empty] | 0.018 |  | 0.018 | 1 | 1
2017-08-22 13:28 | 1603-RD | Fast Track | Fast Track | Withdrawn | 11/29/2017 | Withdrawn | Withdrawn | SANTA CLARA | MOUNTAIN VIEW SUB | Storage | 0.216 | 9/27/2017 | 10/16/2017 | Pass | Withdrawn | Withdrawn | Withdrawn | Withdrawn | Withdrawn | Withdrawn | No former queue position |  |  |  |  | Mountain View | 115 |  |  | TRUE | FALSE | Mountain View | 115 | [7 empty] | 0.216 |  | 0.216 | 0 | 0
2017-08-22 13:35 | 1604-RD | Fast Track | Fast Track | In Service | 11/29/2017 |  |  | SOLANO | DIXON SUB | Storage | 0.108 | 9/27/2017 | 10/17/2017 | Pass |  |  | N/A (Fast Track) | N/A (Fast Track) | N/A (Fast Track) | Executed | No former queue position |  |  |  |  | Dixon |  |  |  | FALSE | FALSE | Dixon | [8 empty] | 0.108 |  | 0.108 | 1 | 1
2017-08-22 13:52 | 1605-RD | Fast Track | Fast Track | Withdrawn | 11/29/2017 | Withdrawn | Withdrawn | SAN FRANCISCO | SAN FRAN Y (LARKIN) SUB | Storage | 0.018 | 9/27/2017 | 10/17/2017 | Pass | Withdrawn | Withdrawn | Withdrawn | Withdrawn | Withdrawn | Withdrawn | No former queue position |  |  |  |  | San Fran Y (Larkin) |  |  |  | FALSE | FALSE | San Fran Y (Larkin) | [8 empty] | 0.018 |  | 0.018 | 0 | 0
2017-09-06 18:18 | 1606-RD | Fast Track | Fast Track | In Service | 11/28/2017 |  |  | SAN JOAQUIN | FRENCH CAMP SUB | Storage | 0.036 | 9/27/2017 | 10/6/2017 | Pass |  |  | N/A (Fast Track) | N/A (Fast Track) | N/A (Fast Track) | Executed | No former queue position |  |  |  |  | French Camp | 60 |  |  | TRUE | FALSE | French Camp | 60 | [7 empty] | 0.036 |  | 0.036 | 1 | 1
2017-09-06 22:35 | 1607-RD | Fast Track | Fast Track | In Service | 11/29/2017 |  |  | SAN JOAQUIN | FRENCH CAMP SUB | Storage | 0.108 | 9/27/2017 | 10/6/2017 | Pass |  |  | N/A (Fast Track) | N/A (Fast Track) | N/A (Fast Track) | Executed | No former queue position |  |  |  |  | French Camp | 60 |  |  | TRUE | FALSE | French Camp | 60 | [7 empty] | 0.108 |  | 0.108 | 1 | 1
2017-09-06 22:45 | 1608-RD | Fast Track | Fast Track | In Service | 11/29/2017 |  |  | FRESNO | BARTON SUB | Storage | 0.018 | 9/27/2017 | 10/30/2017 | Pass |  |  | N/A (Fast Track) | N/A (Fast Track) | N/A (Fast Track) | Executed | No former queue position |  |  |  |  | Barton |  |  |  | FALSE | FALSE | Barton | [8 empty] | 0.018 |  | 0.018 | 1 | 1
2017-09-06 22:54 | 1609-RD | Fast Track | Fast Track | In Service | 11/29/2017 |  |  | FRESNO | BARTON SUB | Storage | 0.018 | 9/27/2017 | 10/30/2017 | Pass |  |  | N/A (Fast Track) | N/A (Fast Track) | N/A (Fast Track) | Executed | No former queue position |  |  |  |  | Barton |  |  |  | FALSE | FALSE | Barton | [8 empty] | 0.018 |  | 0.018 | 1 | 1
2017-09-08 11:43 | 1610-RD | Fast Track | Fast Track | In Service | 11/29/2017 |  |  | SANTA CLARA | NORTECH SUB | Storage | 0.054 | 9/27/2017 | 10/11/2017 | Pass |  |  | N/A (Fast Track) | N/A (Fast Track) | N/A (Fast Track) | Executed | No former queue position |  |  |  |  | Nortech | 115 |  |  | TRUE | FALSE | Nortech | 115 | [7 empty] | 0.054 |  | 0.054 | 1 | 1
2017-09-14 11:45 | 1611-RD | Fast Track | Detailed Study | Withdrawn | 11/29/2017 | Withdrawn | Withdrawn | TULARE | DINUBA SUB | Solar PV | 1.55 | 9/27/2017 | 2/2/2018 | Fail Screens: F, I, J, K, M | 3/6/2018 | Fail | Withdrawn | Withdrawn | Withdrawn | Withdrawn | No former queue position |  |  |  |  | Dinuba |  |  |  | FALSE | FALSE | Dinuba |  |  | 1.55 | [8 empty] | 0 | 0
2017-09-14 16:24 | 1612-WD | Fast Track | Independent Study | Withdrawn | 6/30/2019 | Withdrawn | Withdrawn | SAN LUIS OBISPO | TEMPLETON SUB | Solar PV | 0.5 | 9/27/2017 | 10/16/2017 | Fail Screens: 2, 5, 6, 10 | 11/14/2017 | Fail | Withdrawn | Withdrawn | Withdrawn | Withdrawn | No former queue position |  |  |  |  | Templeton | 230 |  |  | TRUE | FALSE | Templeton | 230 |  | 0.5 | [8 empty] | 0 | 0
2017-09-21 16:31 | 1613-RD | Fast Track | Fast Track | Withdrawn | 11/22/2017 | Withdrawn | Withdrawn | ALAMEDA | OAKLAND L SUB | Solar PV | 0.00993 | 9/27/2017 | 10/19/2017 | Fail Screens: D | 1/4/2018 | Pass | Withdrawn | Withdrawn | Withdrawn | Withdrawn | No former queue position |  |  |  |  | Oakland L | 115 |  |  | TRUE | FALSE | Oakland L | 115 |  | 0.00993 | [8 empty] | 0 | 0
2017-08-21 11:03 | 1614-RD | Detailed Study | Detailed Study | Active | 11/29/2017 |  |  | SAN FRANCISCO | SAN FRAN H (MARTIN) SUB | Engine | 1.899 | 9/27/2017 | N/A | N/A | N/A | N/A | Pass | 1/12/2018 | N/A | Executed | No former queue position | not found |  |  |  | San Fran H (Martin) |  |  |  | FALSE | FALSE | San Fran H (Martin) | [11 empty] | 0 | 1
2017-09-13 13:36 | 1615-RD | Fast Track | Fast Track | In Service | 11/29/2017 |  |  | MARIN | SAN RAFAEL SUB | Solar PV | 1.0345 | 9/27/2017 | 10/23/2017 | Fail Screens: D, H, J, K, M | 1/2/2018 | Pass | N/A (Fast Track) | N/A (Fast Track) | N/A (Fast Track) | Executed | No former queue position |  |  |  |  | San Rafael |  |  |  | FALSE | FALSE | San Rafael |  |  | 1.0345 | [8 empty] | 1 | 1
2017-08-03 16:07 | 1616-RD | Detailed Study | Detailed Study | Withdrawn | 10/25/2017 | Withdrawn | Withdrawn | CONTRA COSTA | SOBRANTE SUB | Solar PV | 5 | 9/27/2017 | Withdrawn | Withdrawn | Withdrawn | Withdrawn | Withdrawn | Withdrawn | Withdrawn | Withdrawn | No former queue position |  |  |  |  | Sobrante | 230 |  |  | TRUE | FALSE | Sobrante | 230 |  | 5 | [8 empty] | 0 | 0
2017-08-17 07:01 | 1617-RD | Detailed Study | Detailed Study | Withdrawn | 6/12/2019 | Withdrawn | Withdrawn | SHASTA | PIT #1 PH | Other | 10 | 9/27/2017 | Withdrawn | Withdrawn | Withdrawn | Withdrawn | Withdrawn | Withdrawn | Withdrawn | Withdrawn | No former queue position |  |  |  |  | Pit #1 Ph |  |  |  | FALSE | FALSE | Pit #1 Ph | [11 empty] | 0 | 0
2017-08-30 14:08 | 1618-RD | Fast Track | Fast Track | Withdrawn | 11/29/2017 | Withdrawn | Withdrawn | SAN FRANCISCO | SAN FRAN X (MISSION) SUB | Micro Turbine | 0.075 | 9/27/2017 | 10/16/2017 | Fail Screens: H | 12/14/2017 | Pass | Withdrawn | Withdrawn | Withdrawn | Withdrawn | No former queue position |  |  |  |  | San Fran X (Mission) |  |  |  | FALSE | FALSE | San Fran X (Mission) | [11 empty] | 0 | 0
2017-09-11 11:28 | 1619-WD | Fast Track | Fast Track | Withdrawn | 4/30/2018 | Withdrawn | Withdrawn | SONOMA | MOLINO SUB | Solar PV | 1 | 9/27/2017 | 11/17/2017 | Fail Screens: 2, 4, 5, 10 | Withdrawn | Withdrawn | Withdrawn | Withdrawn | Withdrawn | Withdrawn | No former queue position |  |  |  |  | Molino |  |  |  | FALSE | FALSE | Molino |  |  | 1 | [8 empty] | 0 | 0
2017-09-08 11:40 | 1620-WD | Fast Track | Independent Study | Active | 12/31/2018 | 8/21/2020 |  | KERN | ELK HILLS SUB | Solar PV | 3 | 10/4/2017 | 10/23/2017 | Fail Screens: 2, 4, 10 | 12/19/2017 | Fail | Pass | 5/22/2018 | 8/24/2018 | Executed | No former queue position | Elk Hills |  |  |  | Elk Hills | 230 |  |  | TRUE | TRUE | Elk Hills |  |  | 3 | [8 empty] | 0 | 1
2017-09-20 16:03 | 1621-RD | Fast Track | Fast Track | Withdrawn | 11/22/2017 | Withdrawn | Withdrawn | YOLO | PLAINFIELD SUB | Solar PV | 1.116 | 10/4/2017 | Withdrawn | Withdrawn | Withdrawn | Withdrawn | Withdrawn | Withdrawn | Withdrawn | Withdrawn | No former queue position |  |  |  |  | Plainfield |  |  |  | FALSE | FALSE | Plainfield |  |  | 1.116 | [8 empty] | 0 | 0
2017-09-07 18:17 | 1622-WD | Independent Study | Independent Study | Withdrawn | 12/31/2019 | Withdrawn | Withdrawn | KINGS | JOLON SUB | Solar PV | 20.496 | 10/11/2017 | Withdrawn | Withdrawn | Withdrawn | Withdrawn | Withdrawn | Withdrawn | Withdrawn | Withdrawn | No former queue position |  |  |  |  | Jolon |  |  |  | FALSE | FALSE | Jolon |  |  | 20.496 | [8 empty] | 0 | 0
2017-09-19 09:02 | 1623-RD | Detailed Study | Detailed Study | Withdrawn | 4/17/2019 | Withdrawn | Withdrawn | KINGS | GUERNSEY SUB | Cogeneration | 0.995 | 10/11/2017 | Withdrawn | Withdrawn | Withdrawn | Withdrawn | Withdrawn | Withdrawn | Withdrawn | Withdrawn | No former queue position |  |  |  |  | Guernsey | 70 |  |  | TRUE | FALSE | Guernsey | 70 | [10 empty] | 0 | 0
2017-09-25 15:41 | 1624-WD | Fast Track | Independent Study | Withdrawn | 6/29/2018 | Withdrawn | Withdrawn | ALAMEDA | CAYETANO SUB | Solar PV | 3 | 10/11/2017 | 11/7/2017 | Fail Screens: 2, 4, 9, 10 | 1/31/2018 | Fail | Withdrawn | Withdrawn | Withdrawn | Withdrawn | No former queue position |  |  |  |  | Cayetano | 230 |  |  | TRUE | FALSE | Cayetano | 230 |  | 3 | [8 empty] | 0 | 0
2017-09-25 16:04 | 1625-WD | Fast Track | Fast Track | Withdrawn | 6/29/2018 | Withdrawn | Withdrawn | ALAMEDA | HERDLYN SUB | Solar PV | 1 | 10/11/2017 | 10/31/2017 | Fail Screens: 2, 4, 10 | 2/6/2018 | Pass | Withdrawn | Withdrawn | Withdrawn | Withdrawn | No former queue position |  |  |  |  | Herdlyn |  |  |  | FALSE | FALSE | Herdlyn |  |  | 1 | [8 empty] | 0 | 0
2017-09-26 15:44 | 1626-RD | Fast Track | Fast Track | In Service | 12/28/2017 |  |  | SANTA CLARA | LAWRENCE SUB | Storage | 0.00426 | 10/11/2017 | 10/31/2017 | Pass |  |  | N/A (Fast Track) | N/A (Fast Track) | N/A (Fast Track) | Executed | No former queue position |  |  |  |  | Lawrence |  |  |  | FALSE | FALSE | Lawrence | [8 empty] | 0.00426 |  | 0.00426 | 1 | 1
2017-09-19 12:49 | 1627-RD | Fast Track | Detailed Study | Withdrawn | 5/9/2018 | Withdrawn | Withdrawn | COLUSA | COLUSA JUNCTION | Other | 3.044 | 10/11/2017 | 10/30/2017 | Fail Screens: B, F, I, J, K, M | 12/29/2017 | Fail | Withdrawn | Withdrawn | Withdrawn | Withdrawn | No former queue position |  |  |  |  | Colusa Junction |  |  |  | FALSE | FALSE | Colusa Junction | [11 empty] | 0 | 0
2017-09-21 18:20 | 1628-RD | Fast Track | Detailed Study | Withdrawn | 5/7/2018 | Withdrawn | Withdrawn | GLENN | JACINTO SUB | Turbine | 0.99 | 10/11/2017 | 10/19/2017 | Fail Screens: B, I, J, K, M | 12/18/2017 | Fail | Withdrawn | Withdrawn | Withdrawn | Withdrawn | No former queue position |  |  |  |  | Jacinto |  |  |  | FALSE | FALSE | Jacinto | [11 empty] | 0 | 0
2017-09-29 17:34 | 1629-RD | Fast Track | Detailed Study | Withdrawn | 12/28/2017 | Withdrawn | Withdrawn | KERN | FELLOWS SUB | Solar PV | 0.8325 | 10/18/2017 | 11/8/2017 | Fail Screens: D, F, H, J, K, M | 12/11/2017 | Fail | Withdrawn | Withdrawn | Withdrawn | Withdrawn | No former queue position |  |  |  |  | Fellows |  |  |  | FALSE | FALSE | Fellows |  |  | 0.8325 | [8 empty] | 0 | 0
2017-09-27 13:16 | 1630-RD | Fast Track | Fast Track | In Service | 12/28/2017 |  |  | SAN MATEO | SAN CARLOS SUB | Storage | 0.01 | 10/18/2017 | 11/7/2017 | Pass |  |  | N/A (Fast Track) | N/A (Fast Track) | N/A (Fast Track) | Executed | No former queue position |  |  |  |  | San Carlos |  |  |  | FALSE | FALSE | San Carlos | [8 empty] | 0.01 |  | 0.01 | 1 | 1
2017-09-27 13:30 | 1631-RD | Fast Track | Fast Track | In Service | 12/27/2017 |  |  | SANTA CLARA | STELLING SUB | Storage | 0.005 | 10/18/2017 | 11/27/2017 | Pass |  |  | N/A (Fast Track) | N/A (Fast Track) | N/A (Fast Track) | Executed | No former queue position |  |  |  |  | Stelling |  |  |  | FALSE | FALSE | Stelling | [8 empty] | 0.005 |  | 0.005 | 1 | 1
2017-09-27 14:53 | 1632-RD | Detailed Study | Detailed Study | Withdrawn | 12/28/2017 | Withdrawn | Withdrawn | KINGS | AVENAL SUB | Solar PV | 2.0029 | 10/18/2017 | Withdrawn | Withdrawn | Withdrawn | Withdrawn | Withdrawn | Withdrawn | Withdrawn | Withdrawn | No former queue position |  |  |  |  | Avenal |  |  |  | FALSE | FALSE | Avenal |  |  | 2.0029 | [8 empty] | 0 | 0
2017-09-28 12:14 | 1633-RD | Fast Track | Fast Track | In Service | 12/28/2017 |  |  | SANTA CLARA | MORGAN HILL SUB | Storage | 0.01 | 10/25/2017 | 11/6/2017 | Pass |  |  | N/A (Fast Track) | N/A (Fast Track) | N/A (Fast Track) | Executed | No former queue position |  |  | Morgan Hill | 115 | Morgan Hill | 115 |  |  | TRUE | FALSE | Morgan Hill | 115 | [7 empty] | 0.01 |  | 0.01 | 1 | 1
2017-10-12 12:53 | 1634-WD | Fast Track | Fast Track | Withdrawn | 4/2/2018 | Withdrawn | Withdrawn | TULARE | SMYRNA SUB | Other | 2 | 10/25/2017 | 11/15/2017 | Fail Screens: 2, 4, 10 | Withdrawn | Withdrawn | Withdrawn | Withdrawn | Withdrawn | Withdrawn | No former queue position |  |  |  |  | Smyrna | 115 |  |  | TRUE | FALSE | Smyrna | 115 | [10 empty] | 0 | 0
2017-10-06 18:37 | 1635-RD | Fast Track | Fast Track | In Service | 12/28/2017 |  |  | CONTRA COSTA | SAN RAMON SUB | Storage | 0.005 | 11/1/2017 | 11/9/2017 | Pass |  |  | N/A (Fast Track) | N/A (Fast Track) | N/A (Fast Track) | Executed | No former queue position |  |  |  |  | San Ramon | 230 |  |  | TRUE | FALSE | San Ramon | 230 | [7 empty] | 0.005 |  | 0.005 | 1 | 1
2017-10-06 19:11 | 1636-RD | Fast Track | Fast Track | In Service | 12/28/2017 |  |  | SANTA CLARA | LOYOLA SUB | Storage | 0.005 | 11/1/2017 | 11/13/2017 | Pass |  |  | N/A (Fast Track) | N/A (Fast Track) | N/A (Fast Track) | Executed | No former queue position |  |  |  |  | Loyola |  |  |  | FALSE | FALSE | Loyola | [8 empty] | 0.005 |  | 0.005 | 1 | 1
2017-10-09 15:57 | 1637-RD | Fast Track | Fast Track | In Service | 12/28/2017 |  |  | CONTRA COSTA | BRYANT SUB | Storage | 0.005 | 11/1/2017 | 11/27/2017 | Pass |  |  | N/A (Fast Track) | N/A (Fast Track) | N/A (Fast Track) | Executed | No former queue position |  |  |  |  | Bryant |  |  |  | FALSE | FALSE | Bryant | [8 empty] | 0.005 |  | 0.005 | 1 | 1
2017-10-10 12:55 | 1638-RD | Fast Track | Fast Track | In Service | 12/28/2017 |  |  | SANTA CLARA | MENLO SUB | Storage | 0.01 | 11/1/2017 | 11/17/2017 | Pass |  |  | N/A (Fast Track) | N/A (Fast Track) | N/A (Fast Track) | Executed | No former queue position |  |  |  |  | Menlo | 60 |  |  | TRUE | FALSE | Menlo | 60 | [7 empty] | 0.01 |  | 0.01 | 1 | 1
2017-10-10 13:15 | 1639-RD | Fast Track | Fast Track | In Service | 12/28/2017 |  |  | CONTRA COSTA | TASSAJARA SUB | Storage | 0.005 | 11/1/2017 | 11/27/2017 | Pass |  |  | N/A (Fast Track) | N/A (Fast Track) | N/A (Fast Track) | Executed | No former queue position |  |  |  |  | Tassajara | 230 |  |  | TRUE | FALSE | Tassajara | 230 | [7 empty] | 0.005 |  | 0.005 | 1 | 1
2017-10-10 16:20 | 1640-RD | Fast Track | Fast Track | In Service | 12/28/2017 |  |  | ALAMEDA | CASTRO VALLEY SUB | Storage | 0.01 | 11/1/2017 | 11/13/2017 | Pass |  |  | N/A (Fast Track) | N/A (Fast Track) | N/A (Fast Track) | Executed | No former queue position |  |  |  |  | Castro Valley | 230 |  |  | TRUE | FALSE | Castro Valley | 230 | [7 empty] | 0.01 |  | 0.01 | 1 | 1
2017-10-10 16:46 | 1641-RD | Fast Track | Fast Track | Withdrawn | 12/28/2017 | Withdrawn | Withdrawn | MONTEREY | BUENA VISTA SUB | Storage | 0.01 | 11/1/2017 | 12/5/2017 | Pass | Withdrawn | Withdrawn | Withdrawn | Withdrawn | Withdrawn | Withdrawn | No former queue position |  |  |  |  | Buena Vista |  |  |  | FALSE | FALSE | Buena Vista | [8 empty] | 0.01 |  | 0.01 | 0 | 0
2017-10-20 15:21 | 1642-WD | Fast Track | Independent Study | Active | 6/30/2018 | 11/15/2019 |  | SANTA BARBARA | CUYAMA SUB | Solar PV | 3 | 11/1/2017 | 11/20/2017 | Fail Screens: 2, 10 | N/A | N/A (Independent Study) | Pass | 3/20/2018 | N/A | Executed | No former queue position | not found |  |  |  | Cuyama |  |  |  | FALSE | FALSE | Cuyama |  |  | 3 | [8 empty] | 0 | 1
2017-10-10 09:41 | 1643-RD | Fast Track | Fast Track | In Service | 12/28/2017 |  |  | CONTRA COSTA | TASSAJARA SUB | Storage | 0.015 | 11/1/2017 | 11/17/2017 | Pass |  |  | N/A (Fast Track) | N/A (Fast Track) | N/A (Fast Track) | Executed | No former queue position |  |  |  |  | Tassajara | 230 | 1 | 0.015 | TRUE | FALSE | Tassajara | 230 | [6 empty] | 0 | 0.015 |  | 0.015 | 1 | 1
2017-10-10 10:02 | 1644-RD | Fast Track | Fast Track | In Service | 12/28/2017 |  |  | SAN MATEO | SERRAMONTE SUB | Storage | 0.01 | 11/1/2017 | 11/8/2017 | Pass |  |  | N/A (Fast Track) | N/A (Fast Track) | N/A (Fast Track) | Executed | No former queue position |  |  |  |  | Serramonte |  |  |  | FALSE | FALSE | Serramonte | [8 empty] | 0.01 |  | 0.01 | 1 | 1
2017-10-10 11:04 | 1645-RD | Fast Track | Fast Track | In Service | 12/28/2017 |  |  | MARIN | WOODACRE SUB | Storage | 0.02 | 11/1/2017 | 11/17/2017 | Pass |  |  | N/A (Fast Track) | N/A (Fast Track) | N/A (Fast Track) | Executed | No former queue position |  |  |  |  | Woodacre |  |  |  | FALSE | FALSE | Woodacre | [8 empty] | 0.02 |  | 0.02 | 1 | 1
2017-10-10 11:06 | 1646-RD | Fast Track | Fast Track | In Service | 12/28/2017 |  |  | NAPA | PUEBLO SUB | Storage | 0.01 | 11/1/2017 | 12/1/2017 | Pass |  |  | N/A (Fast Track) | N/A (Fast Track) | N/A (Fast Track) | Executed | No former queue position |  |  |  |  | Pueblo |  | 1 | 0.01 | FALSE | FALSE | Pueblo | [7 empty] | 0 | 0.01 |  | 0.01 | 1 | 1
2017-10-10 11:08 | 1647-RD | Fast Track | Fast Track | In Service | 12/28/2017 |  |  | ALAMEDA | EL CERRITO G SUB | Storage | 0.005 | 11/1/2017 | 11/6/2017 | Pass |  |  | N/A (Fast Track) | N/A (Fast Track) | N/A (Fast Track) | Executed | No former queue position |  |  |  |  | El Cerrito G | 115 |  |  | TRUE | FALSE | El Cerrito G | 115 | [7 empty] | 0.005 |  | 0.005 | 1 | 1
2017-10-10 11:36 | 1648-RD | Fast Track | Fast Track | In Service | 12/28/2017 |  |  | MARIN | COTATI SUB | Storage | 0.005 | 11/1/2017 | 12/1/2017 | Pass |  |  | N/A (Fast Track) | N/A (Fast Track) | N/A (Fast Track) | Executed | No former queue position |  |  |  |  | Cotati |  |  |  | FALSE | FALSE | Cotati | [8 empty] | 0.005 |  | 0.005 | 1 | 1
2017-10-10 13:02 | 1649-RD | Fast Track | Fast Track | In Service | 12/28/2017 |  |  | MARIN | GREENBRAE SUB | Storage | 0.02 | 11/1/2017 | 11/27/2017 | Pass |  |  | N/A (Fast Track) | N/A (Fast Track) | N/A (Fast Track) | Executed | No former queue position |  |  |  |  | Greenbrae |  |  |  | FALSE | FALSE | Greenbrae | [8 empty] | 0.02 |  | 0.02 | 1 | 1
2017-10-10 16:26 | 1650-RD | Fast Track | Fast Track | In Service | 12/28/2017 |  |  | ALAMEDA | CASTRO VALLEY SUB | Storage | 0.01 | 11/1/2017 | 11/22/2017 | Pass |  |  | N/A (Fast Track) | N/A (Fast Track) | N/A (Fast Track) | Executed | No former queue position |  |  |  |  | Castro Valley | 230 |  |  | TRUE | FALSE | Castro Valley | 230 | [7 empty] | 0.01 |  | 0.01 | 1 | 1
2017-10-12 14:18 | 1651-RD | Fast Track | Fast Track | Withdrawn | 12/28/2017 | Withdrawn | Withdrawn | ALAMEDA | DUMBARTON SUB | Storage | 0.005 | 11/1/2017 | 11/17/2017 | Pass | Withdrawn | Withdrawn | Withdrawn | Withdrawn | Withdrawn | Withdrawn | No former queue position |  |  |  |  | Dumbarton | 115 |  |  | TRUE | FALSE | Dumbarton | 115 | [7 empty] | 0.005 |  | 0.005 | 0 | 0
2017-10-10 11:23 | 1652-RD | Fast Track | Fast Track | Withdrawn | 12/28/2017 | Withdrawn | Withdrawn | ALAMEDA | VINEYARD SUB | Storage | 0.015 | 11/8/2017 | 11/22/2017 | Pass | Withdrawn | Withdrawn | Withdrawn | Withdrawn | Withdrawn | Withdrawn | No former queue position |  |  |  |  | Vineyard | 230 |  |  | TRUE | FALSE | Vineyard | 230 | [7 empty] | 0.015 |  | 0.015 | 0 | 0
2017-10-10 11:36 | 1653-RD | Fast Track | Fast Track | Withdrawn | 12/28/2017 | Withdrawn | Withdrawn | ALAMEDA | CASTRO VALLEY SUB | Storage | 0.01 | 11/8/2017 | 11/22/2017 | Pass | Withdrawn | Withdrawn | Withdrawn | Withdrawn | Withdrawn | Withdrawn | No former queue position |  |  |  |  | Castro Valley | 230 |  |  | TRUE | FALSE | Castro Valley | 230 | [7 empty] | 0.01 |  | 0.01 | 0 | 0
2017-10-16 09:56 | 1654-RD | Fast Track | Fast Track | In Service | 1/30/2018 |  |  | MARIN | SAN RAFAEL SUB | Storage | 0.005 | 11/8/2017 | 11/30/2017 | Pass |  |  | N/A (Fast Track) | N/A (Fast Track) | N/A (Fast Track) | Executed | No former queue position |  |  |  |  | San Rafael |  |  |  | FALSE | FALSE | San Rafael | [8 empty] | 0.005 |  | 0.005 | 1 | 1
2017-10-18 11:56 | 1655-RD | Fast Track | Fast Track | In Service | 1/30/2018 |  |  | BUTTE | BUTTE SUB | Storage | 0.005 | 11/8/2017 | 11/9/2017 | Pass |  |  | N/A (Fast Track) | N/A (Fast Track) | N/A (Fast Track) | Executed | No former queue position |  |  |  |  | Butte | 115 |  |  | TRUE | FALSE | Butte | 115 | [7 empty] | 0.005 |  | 0.005 | 1 | 1
2017-10-18 13:34 | 1656-RD | Fast Track | Fast Track | In Service | 1/30/2018 |  |  | SANTA CLARA | SARATOGA SUB | Storage | 0.005 | 11/8/2017 | 11/20/2017 | Pass |  |  | N/A (Fast Track) | N/A (Fast Track) | N/A (Fast Track) | Executed | No former queue position |  |  |  |  | Saratoga | 230 |  |  | TRUE | FALSE | Saratoga | 230 | [7 empty] | 0.005 |  | 0.005 | 1 | 1
2017-09-26 08:12 | 1657-RD | Fast Track | Fast Track | Withdrawn | 3/3/2018 | Withdrawn | Withdrawn | SONOMA | SONOMA A SUB | Solar PV | 0.018 | 11/8/2017 | Withdrawn | Withdrawn | Withdrawn | Withdrawn | Withdrawn | Withdrawn | Withdrawn | Withdrawn | No former queue position |  |  |  |  | Sonoma A |  |  |  | FALSE | FALSE | Sonoma A |  |  | 0.018 | [8 empty] | 0 | 0
2017-09-27 13:44 | 1658-RD | Fast Track | Fast Track | In Service | 12/28/2017 |  |  | SAN FRANCISCO | SAN FRAN Y (LARKIN) SUB | Storage | 0.01 | 11/8/2017 | 11/9/2017 | Pass |  |  | N/A (Fast Track) | N/A (Fast Track) | N/A (Fast Track) | Executed | No former queue position |  |  |  |  | San Fran Y (Larkin) |  |  |  | FALSE | FALSE | San Fran Y (Larkin) | [8 empty] | 0.01 |  | 0.01 | 1 | 1
2017-10-10 09:29 | 1659-RD | Fast Track | Fast Track | In Service | 12/28/2017 |  |  | SAN MATEO | MENLO SUB | Storage | 0.005 | 11/8/2017 | 11/9/2017 | Pass |  |  | N/A (Fast Track) | N/A (Fast Track) | N/A (Fast Track) | Executed | No former queue position |  |  |  |  | Menlo | 60 |  |  | TRUE | FALSE | Menlo | 60 | [7 empty] | 0.005 |  | 0.005 | 1 | 1
2017-10-10 09:43 | 1660-RD | Fast Track | Fast Track | In Service | 12/28/2017 |  |  | ALAMEDA | CASTRO VALLEY SUB | Storage | 0.01 | 11/8/2017 | 11/27/2017 | Pass |  |  | N/A (Fast Track) | N/A (Fast Track) | N/A (Fast Track) | Executed | No former queue position |  |  |  |  | Castro Valley | 230 | 1 | 0.01 | TRUE | FALSE | Castro Valley | 230 | [6 empty] | 0 | 0.01 |  | 0.01 | 1 | 1
2017-10-10 10:05 | 1661-RD | Fast Track | Fast Track | In Service | 12/28/2017 |  |  | CONTRA COSTA | TASSAJARA SUB | Storage | 0.015 | 11/8/2017 | 12/26/2017 | Pass |  |  | N/A (Fast Track) | N/A (Fast Track) | N/A (Fast Track) | Executed | No former queue position |  |  |  |  | Tassajara | 230 |  |  | TRUE | FALSE | Tassajara | 230 | [7 empty] | 0.015 |  | 0.015 | 1 | 1
2017-10-10 10:12 | 1662-RD | Fast Track | Fast Track | In Service | 12/28/2017 |  |  | SAN LUIS OBISPO | SAN LUIS OBISPO SUB | Storage | 0.005 | 11/8/2017 | 11/10/2017 | Pass |  |  | N/A (Fast Track) | N/A (Fast Track) | N/A (Fast Track) | Executed | No former queue position |  |  |  |  | San Luis Obispo | 115 |  |  | TRUE | FALSE | San Luis Obispo | 115 | [7 empty] | 0.005 |  | 0.005 | 1 | 1
2017-10-10 10:17 | 1663-RD | Fast Track | Fast Track | In Service | 12/28/2017 |  |  | SAN MATEO | WOODSIDE SUB | Storage | 0.01 | 11/8/2017 | 1/29/2018 | Pass |  |  | N/A (Fast Track) | N/A (Fast Track) | N/A (Fast Track) | Executed | No former queue position |  |  |  |  | Woodside |  |  |  | FALSE | FALSE | Woodside | [8 empty] | 0.01 |  | 0.01 | 1 | 1
2017-10-10 10:29 | 1664-RD | Fast Track | Fast Track | In Service | 12/28/2017 |  |  | TUOLUMNE | MI-WUK SUB | Storage | 0.01 | 11/8/2017 | 11/27/2017 | Pass |  |  | N/A (Fast Track) | N/A (Fast Track) | N/A (Fast Track) | Executed | No former queue position |  |  |  |  | Mi-Wuk | 115 |  |  | TRUE | FALSE | Mi-Wuk | 115 | [7 empty] | 0.01 |  | 0.01 | 1 | 1
2017-10-10 10:35 | 1665-RD | Fast Track | Fast Track | Withdrawn | 12/28/2017 | Withdrawn | Withdrawn | NAPA | PUEBLO SUB | Storage | 0.005 | 11/8/2017 | 11/27/2017 | Pass | Withdrawn | Withdrawn | Withdrawn | Withdrawn | Withdrawn | Withdrawn | No former queue position |  |  |  |  | Pueblo |  |  |  | FALSE | FALSE | Pueblo | [8 empty] | 0.005 |  | 0.005 | 0 | 0
2017-10-10 10:37 | 1666-RD | Fast Track | Fast Track | In Service | 12/28/2017 |  |  | SAN MATEO | SNEATH LANE SUB | Storage | 0.02 | 11/8/2017 | 12/7/2017 | Pass |  |  | N/A (Fast Track) | N/A (Fast Track) | N/A (Fast Track) | Executed | No former queue position |  |  |  |  | Sneath Lane |  |  |  | FALSE | FALSE | Sneath Lane | [8 empty] | 0.02 |  | 0.02 | 1 | 1
2017-10-10 10:42 | 1667-RD | Fast Track | Fast Track | In Service | 12/28/2017 |  |  | MONTEREY | DEL MONTE SUB | Storage | 0.01 | 11/8/2017 | 11/29/2017 | Pass |  |  | N/A (Fast Track) | N/A (Fast Track) | N/A (Fast Track) | Executed | No former queue position |  |  |  |  | Del Monte |  |  |  | FALSE | FALSE | Del Monte | [8 empty] | 0.01 |  | 0.01 | 1 | 1
2017-10-10 11:53 | 1668-RD | Fast Track | Fast Track | In Service | 12/28/2017 |  |  | CONTRA COSTA | TASSAJARA SUB | Storage | 0.005 | 11/8/2017 | 11/27/2017 | Pass |  |  | N/A (Fast Track) | N/A (Fast Track) | N/A (Fast Track) | Executed | No former queue position |  |  |  |  | Tassajara | 230 |  |  | TRUE | FALSE | Tassajara | 230 | [7 empty] | 0.005 |  | 0.005 | 1 | 1
2017-10-10 11:36 | 1669-RD | Fast Track | Fast Track | In Service | 12/28/2017 |  |  | SANTA CLARA | SARATOGA SUB | Storage | 0.005 | 11/8/2017 | 11/27/2017 | Pass |  |  | N/A (Fast Track) | N/A (Fast Track) | N/A (Fast Track) | Executed | No former queue position |  |  |  |  | Saratoga | 230 |  |  | TRUE | FALSE | Saratoga | 230 | [7 empty] | 0.005 |  | 0.005 | 1 | 1
2017-10-10 12:12 | 1670-RD | Fast Track | Fast Track | In Service | 12/28/2017 |  |  | ALAMEDA | LIVERMORE SUB | Storage | 0.01 | 11/8/2017 | 11/27/2017 | Pass |  |  | N/A (Fast Track) | N/A (Fast Track) | N/A (Fast Track) | Executed | No former queue position |  |  |  |  | Livermore |  |  |  | FALSE | FALSE | Livermore | [8 empty] | 0.01 |  | 0.01 | 1 | 1
2017-10-10 12:29 | 1671-RD | Fast Track | Fast Track | In Service | 12/28/2017 |  |  | SANTA CRUZ | LOS GATOS SUB | Storage | 0.01 | 11/8/2017 | 11/27/2017 | Pass |  |  | N/A (Fast Track) | N/A (Fast Track) | N/A (Fast Track) | Executed | No former queue position |  |  |  |  | Los Gatos |  |  |  | FALSE | FALSE | Los Gatos | [8 empty] | 0.01 |  | 0.01 | 1 | 1
2017-10-10 13:20 | 1672-RD | Fast Track | Fast Track | In Service | 12/28/2017 |  |  | SANTA CLARA | MORGAN HILL SUB | Storage | 0.005 | 11/8/2017 | 11/27/2017 | Pass |  |  | N/A (Fast Track) | N/A (Fast Track) | N/A (Fast Track) | Executed | No former queue position |  |  | Morgan Hill | 115 | Morgan Hill | 115 |  |  | TRUE | FALSE | Morgan Hill | 115 | [7 empty] | 0.005 |  | 0.005 | 1 | 1
2017-10-10 13:48 | 1673-RD | Fast Track | Fast Track | In Service | 12/27/2017 |  |  | SAN FRANCISCO | DALY CITY SUB | Storage | 0.01 | 11/8/2017 | 12/4/2017 | Pass |  |  | N/A (Fast Track) | N/A (Fast Track) | N/A (Fast Track) | Executed | No former queue position |  |  |  |  | Daly City |  |  |  | FALSE | FALSE | Daly City | [8 empty] | 0.01 |  | 0.01 | 1 | 1
2017-10-10 13:59 | 1674-RD | Fast Track | Fast Track | In Service | 12/28/2017 |  |  | EL DORADO | CLARKSVILLE SUB | Storage | 0.01 | 11/8/2017 | 12/7/2017 | Pass |  |  | N/A (Fast Track) | N/A (Fast Track) | N/A (Fast Track) | Executed | No former queue position |  |  |  |  | Clarksville |  |  |  | FALSE | FALSE | Clarksville | [8 empty] | 0.01 |  | 0.01 | 1 | 1
2017-10-10 14:07 | 1675-RD | Fast Track | Fast Track | In Service | 12/28/2017 |  |  | SANTA CRUZ | BIG BASIN SUB | Storage | 0.01 | 11/8/2017 | 12/27/2017 | Pass |  |  | N/A (Fast Track) | N/A (Fast Track) | N/A (Fast Track) | Executed | No former queue position |  |  |  |  | Big Basin |  |  |  | FALSE | FALSE | Big Basin | [8 empty] | 0.01 |  | 0.01 | 1 | 1
2017-10-10 14:17 | 1676-RD | Fast Track | Fast Track | In Service | 12/28/2017 |  |  | MARIN | SAUSALITO SUB | Storage | 0.015 | 11/8/2017 | 12/26/2017 | Pass |  |  | N/A (Fast Track) | N/A (Fast Track) | N/A (Fast Track) | Executed | No former queue position |  |  |  |  | Sausalito |  |  |  | FALSE | FALSE | Sausalito | [8 empty] | 0.015 |  | 0.015 | 1 | 1
2017-10-10 15:06 | 1677-RD | Fast Track | Fast Track | In Service | 12/28/2017 |  |  | SANTA CLARA | LOYOLA SUB | Storage | 0.01 | 11/8/2017 | 12/26/2017 | Pass |  |  | N/A (Fast Track) | N/A (Fast Track) | N/A (Fast Track) | Executed | No former queue position |  |  |  |  | Loyola |  |  |  | FALSE | FALSE | Loyola | [8 empty] | 0.01 |  | 0.01 | 1 | 1
2017-10-10 16:48 | 1678-RD | Fast Track | Fast Track | In Service | 12/28/2017 |  |  | SAN MATEO | GLENWOOD SUB | Storage | 0.01 | 11/8/2017 | 12/13/2017 | Pass |  |  | N/A (Fast Track) | N/A (Fast Track) | N/A (Fast Track) | Executed | No former queue position |  |  |  |  | Glenwood |  | 1 | 0.01 | FALSE | FALSE | Glenwood | [7 empty] | 0 | 0.01 |  | 0.01 | 1 | 1
2017-10-11 14:24 | 1679-RD | Fast Track | Fast Track | In Service | 12/28/2017 |  |  | SANTA CLARA | FOOTHILL SUB | Storage | 0.005 | 11/8/2017 | 12/20/2017 | Pass |  |  | N/A (Fast Track) | N/A (Fast Track) | N/A (Fast Track) | Executed | No former queue position |  |  |  |  | Foothill |  |  |  | FALSE | FALSE | Foothill | [8 empty] | 0.005 |  | 0.005 | 1 | 1
2017-10-11 15:57 | 1680-RD | Fast Track | Fast Track | Withdrawn | 12/28/2017 | Withdrawn | Withdrawn | SANTA CLARA | MCKEE SUB | Storage | 0.01 | 11/8/2017 | 12/19/2017 | Pass | Withdrawn | Withdrawn | Withdrawn | Withdrawn | Withdrawn | Withdrawn | No former queue position |  |  |  |  | Mckee |  |  |  | FALSE | FALSE | Mckee | [8 empty] | 0.01 |  | 0.01 | 0 | 0
2017-10-10 10:09 | 1681-RD | Fast Track | Fast Track | In Service | 12/28/2017 |  |  | MARIN | WOODACRE SUB | Storage | 0.005 | 11/8/2017 | 1/3/2018 | Pass |  |  | N/A (Fast Track) | N/A (Fast Track) | N/A (Fast Track) | Executed | No former queue position |  |  |  |  | Woodacre |  |  |  | FALSE | FALSE | Woodacre | [8 empty] | 0.005 |  | 0.005 | 1 | 1
2017-10-13 08:41 | 1682-RD | Fast Track | Fast Track | In Service | 12/28/2017 |  |  | SANTA CLARA | HICKS SUB | Storage | 0.01 | 11/8/2017 | 12/19/2017 | Pass |  |  | N/A (Fast Track) | N/A (Fast Track) | N/A (Fast Track) | Executed | No former queue position |  |  |  |  | Hicks | 230 |  |  | TRUE | FALSE | Hicks | 230 | [7 empty] | 0.01 |  | 0.01 | 1 | 1
2017-10-17 16:51 | 1683-WD | Fast Track | Fast Track | Withdrawn | 11/30/2018 | Withdrawn | Withdrawn | MERCED | DOS PALOS SUB | Solar PV | 2 | 11/8/2017 | 2/21/2018 | Fail | Withdrawn | Withdrawn | Withdrawn | Withdrawn | Withdrawn | Withdrawn | No former queue position |  |  |  |  | Dos Palos |  |  |  | FALSE | FALSE | Dos Palos |  |  | 2 | [8 empty] | 0 | 0
2017-10-10 12:38 | 1684-RD | Fast Track | Fast Track | In Service | 12/28/2017 |  |  | SANTA CLARA | STELLING SUB | Storage | 0.005 | 11/15/2017 | 12/27/2017 | Pass |  |  | N/A (Fast Track) | N/A (Fast Track) | N/A (Fast Track) | Executed | No former queue position |  |  |  |  | Stelling |  |  |  | FALSE | FALSE | Stelling | [8 empty] | 0.005 |  | 0.005 | 1 | 1
2017-10-10 17:15 | 1685-RD | Fast Track | Fast Track | In Service | 12/28/2017 |  |  | SANTA CLARA | EL PATIO SUB | Storage | 0.005 | 11/15/2017 | 12/27/2017 | Pass |  |  | N/A (Fast Track) | N/A (Fast Track) | N/A (Fast Track) | Executed | No former queue position |  |  |  |  | El Patio | 115 |  |  | TRUE | FALSE | El Patio | 115 | [7 empty] | 0.005 |  | 0.005 | 1 | 1
2017-10-11 15:37 | 1686-RD | Fast Track | Fast Track | In Service | 12/28/2017 |  |  | TEHAMA | RED BLUFF SUB | Storage | 0.005 | 11/15/2017 | 12/12/2017 | Pass |  |  | N/A (Fast Track) | N/A (Fast Track) | N/A (Fast Track) | Executed | No former queue position |  |  |  |  | Red Bluff | 500 |  |  | TRUE | FALSE | Red Bluff | 500 | [7 empty] | 0.005 |  | 0.005 | 1 | 1
2017-10-18 13:21 | 1687-RD | Fast Track | Fast Track | In Service | 1/31/2018 |  |  | SANTA BARBARA | SANTA MARIA SUB | Engine | 2.852 | 11/15/2017 | 11/29/2017 | Fail Screens: D, J, K, M | 2/23/2018 | Pass | N/A (Fast Track) | N/A (Fast Track) | N/A (Fast Track) | Executed | No former queue position |  |  |  |  | Santa Maria |  |  |  | FALSE | FALSE | Santa Maria | [11 empty] | 1 | 1
2017-10-20 15:45 | 1688-RD | Fast Track | Fast Track | Withdrawn | 1/30/2018 | Withdrawn | Withdrawn | ALAMEDA | CASTRO VALLEY SUB | Storage | 0.01 | 11/15/2017 | 12/27/2017 | Pass | Withdrawn | Withdrawn | Withdrawn | Withdrawn | Withdrawn | Withdrawn | No former queue position |  |  |  |  | Castro Valley | 230 |  |  | TRUE | FALSE | Castro Valley | 230 | [7 empty] | 0.01 |  | 0.01 | 0 | 0
2017-10-20 16:06 | 1689-RD | Fast Track | Fast Track | In Service | 1/30/2018 |  |  | MONTEREY | VIEJO SUB | Storage | 0.01 | 11/15/2017 | 11/29/2017 | Pass |  |  | N/A (Fast Track) | N/A (Fast Track) | N/A (Fast Track) | Executed | No former queue position |  |  |  |  | Viejo | 230 |  |  | TRUE | FALSE | Viejo | 230 | [7 empty] | 0.01 |  | 0.01 | 1 | 1
2017-10-25 16:58 | 1690-RD | Fast Track | Fast Track | Withdrawn | 1/31/2018 | Withdrawn | Withdrawn | SAN LUIS OBISPO | MESA SUB | Solar PV | 0.54 | 11/15/2017 | 12/8/2017 | Fail Screens: D, F, G, I, J, K, M | 1/31/2018 | Pass | Withdrawn | Withdrawn | Withdrawn | Withdrawn | No former queue position |  |  |  |  | Mesa |  |  |  | FALSE | FALSE | Mesa |  |  | 0.54 | [8 empty] | 0 | 0
2017-10-23 21:07 | 1691-RD | Fast Track | Fast Track | Withdrawn | 4/30/2018 | Withdrawn | Withdrawn | YOLO | MADISON SUB | Hydro | 0.037 | 11/15/2017 | 12/5/2017 | Pass | Withdrawn | Withdrawn | Withdrawn | Withdrawn | Withdrawn | Withdrawn | No former queue position |  |  | Madison |  | Madison | 115 |  |  | TRUE | FALSE | Madison | 115 | [10 empty] | 0 | 0
2017-10-18 09:42 | 1692-RD | Fast Track | Fast Track | In Service | 1/30/2018 |  |  | SAN MATEO | BAY MEADOWS SUB | Storage | 0.01 | 11/15/2017 | 12/4/2017 | Pass |  |  | N/A (Fast Track) | N/A (Fast Track) | N/A (Fast Track) | Executed | No former queue position |  |  |  |  | Bay Meadows |  |  |  | FALSE | FALSE | Bay Meadows | [8 empty] | 0.01 |  | 0.01 | 1 | 1
2017-10-20 15:52 | 1693-RD | Fast Track | Fast Track | In Service | 1/30/2018 |  |  | SAN FRANCISCO | SAN FRAN E SUB | Storage | 0.005 | 11/15/2017 | 11/28/2017 | Pass |  |  | N/A (Fast Track) | N/A (Fast Track) | N/A (Fast Track) | Executed | No former queue position |  |  |  |  | San Fran E |  |  |  | FALSE | FALSE | San Fran E | [8 empty] | 0.005 |  | 0.005 | 1 | 1
2017-10-24 16:02 | 1694-RD | Fast Track | Fast Track | Withdrawn | 1/30/2018 | Withdrawn | Withdrawn | SANTA CLARA | HICKS SUB | Storage | 0.03 | 11/15/2017 | 12/4/2017 | Pass | Withdrawn | Withdrawn | Withdrawn | Withdrawn | Withdrawn | Withdrawn | No former queue position |  |  |  |  | Hicks | 230 |  |  | TRUE | FALSE | Hicks | 230 | [7 empty] | 0.03 |  | 0.03 | 0 | 0
2017-10-26 10:35 | 1695-RD | Fast Track | Fast Track | In Service | 1/31/2018 |  |  | MARIN | OLEMA SUB | Storage | 0.005 | 11/15/2017 | 12/26/2017 | Pass |  |  | N/A (Fast Track) | N/A (Fast Track) | N/A (Fast Track) | Executed | No former queue position |  |  |  |  | Olema |  |  |  | FALSE | FALSE | Olema | [8 empty] | 0.005 |  | 0.005 | 1 | 1
2017-11-01 17:38 | 1696-RD | Fast Track | Fast Track | In Service | 1/24/2018 |  |  | MONTEREY | RESERVATION ROAD | Storage | 0.01 | 11/15/2017 | 12/5/2017 | Pass |  |  | N/A (Fast Track) | N/A (Fast Track) | N/A (Fast Track) | Executed | No former queue position |  |  |  |  | Reservation Road |  |  |  | FALSE | FALSE | Reservation Road | [8 empty] | 0.01 |  | 0.01 | 1 | 1
2017-11-03 10:17 | 1697-RD | Fast Track | Fast Track | In Service | 1/31/2018 |  |  | NAPA | CALISTOGA SUB | Storage | 0.015 | 11/15/2017 | 12/7/2017 | Pass |  |  | N/A (Fast Track) | N/A (Fast Track) | N/A (Fast Track) | Executed | No former queue position |  |  |  |  | Calistoga |  |  |  | FALSE | FALSE | Calistoga | [8 empty] | 0.015 |  | 0.015 | 1 | 1
2017-10-10 12:32 | 1698-RD | Fast Track | Fast Track | In Service | 12/28/2017 |  |  | SAN MATEO | HALF MOON BAY SUB | Storage | 0.005 | 11/22/2017 | 11/28/2017 | Pass |  |  | N/A (Fast Track) | N/A (Fast Track) | N/A (Fast Track) | Executed | No former queue position |  |  |  |  | Half Moon Bay |  |  |  | FALSE | FALSE | Half Moon Bay | [8 empty] | 0.005 |  | 0.005 | 1 | 1
2017-10-11 14:56 | 1699-RD | Fast Track | Fast Track | In Service | 12/28/2017 |  |  | SAN FRANCISCO | SAN FRAN M SUB | Storage | 0.005 | 11/22/2017 | 12/12/2017 | Pass |  |  | N/A (Fast Track) | N/A (Fast Track) | N/A (Fast Track) | Executed | No former queue position |  |  |  |  | San Fran M |  |  |  | FALSE | FALSE | San Fran M | [8 empty] | 0.005 |  | 0.005 | 1 | 1
2017-10-18 11:26 | 1700-RD | Fast Track | Fast Track | In Service | 1/30/2018 |  |  | MONTEREY | VIEJO SUB | Storage | 0.01 | 11/22/2017 | 3/14/2018 | Pass |  |  | N/A (Fast Track) | N/A (Fast Track) | N/A (Fast Track) | Executed | No former queue position |  |  |  |  | Viejo | 230 |  |  | TRUE | FALSE | Viejo | 230 | [7 empty] | 0.01 |  | 0.01 | 1 | 1
2017-10-19 10:02 | 1701-RD | Fast Track | Fast Track | In Service | 1/30/2018 |  |  | SANTA CLARA | LLAGAS SUB | Storage | 0.133 | 11/22/2017 | 1/4/2018 | Pass |  |  | N/A (Fast Track) | N/A (Fast Track) | N/A (Fast Track) | Executed | No former queue position |  |  |  |  | Llagas | 115 |  |  | TRUE | FALSE | Llagas | 115 | [7 empty] | 0.133 |  | 0.133 | 1 | 1
2017-10-19 17:37 | 1702-RD | Fast Track | Fast Track | In Service | 1/30/2018 |  |  | SANTA CLARA | LLAGAS SUB | Storage | 0.133 | 11/22/2017 | 1/4/2018 | Pass |  |  | N/A (Fast Track) | N/A (Fast Track) | N/A (Fast Track) | Executed | No former queue position |  |  |  |  | Llagas | 115 |  |  | TRUE | FALSE | Llagas | 115 | [7 empty] | 0.133 |  | 0.133 | 1 | 1
2017-10-20 16:28 | 1703-RD | Fast Track | Fast Track | Withdrawn | 1/30/2018 | Withdrawn | Withdrawn | SANTA CLARA | SARATOGA SUB | Storage | 0.01 | 11/22/2017 | 12/27/2017 | Pass | Withdrawn | Withdrawn | Withdrawn | Withdrawn | Withdrawn | Withdrawn | No former queue position |  |  |  |  | Saratoga | 230 |  |  | TRUE | FALSE | Saratoga | 230 | [7 empty] | 0.01 |  | 0.01 | 0 | 0
2017-10-10 14:23 | 1704-RD | Fast Track | Fast Track | In Service | 12/28/2017 |  |  | NAPA | PUEBLO SUB | Storage | 0.01 | 11/22/2017 | 11/28/2017 | Pass |  |  | N/A (Fast Track) | N/A (Fast Track) | N/A (Fast Track) | Executed | No former queue position |  |  |  |  | Pueblo |  |  |  | FALSE | FALSE | Pueblo | [8 empty] | 0.01 |  | 0.01 | 1 | 1
2017-10-12 14:06 | 1705-RD | Fast Track | Fast Track | In Service | 12/28/2017 |  |  | MONTEREY | VIEJO SUB | Storage | 0.01 | 11/22/2017 | 12/14/2017 | Pass |  |  | N/A (Fast Track) | N/A (Fast Track) | N/A (Fast Track) | Executed | No former queue position |  |  |  |  | Viejo | 230 |  |  | TRUE | FALSE | Viejo | 230 | [7 empty] | 0.01 |  | 0.01 | 1 | 1
2017-10-12 15:06 | 1706-RD | Fast Track | Fast Track | Withdrawn | 12/28/2017 | Withdrawn | Withdrawn | SAN MATEO | OTTER SUB | Storage | 0.01 | 11/22/2017 | 12/20/2017 | Pass | Withdrawn | Withdrawn | Withdrawn | Withdrawn | Withdrawn | Withdrawn | No former queue position |  |  |  |  | Otter |  |  |  | FALSE | FALSE | Otter | [8 empty] | 0.01 |  | 0.01 | 0 | 0
2017-10-11 10:07 | 1707-RD | Fast Track | Fast Track | In Service | 12/28/2017 |  |  | SANTA CLARA | CAMP EVERS SUB | Storage | 0.01 | 11/22/2017 | 12/11/2017 | Pass |  |  | N/A (Fast Track) | N/A (Fast Track) | N/A (Fast Track) | Executed | No former queue position |  |  |  |  | Camp Evers |  |  |  | FALSE | FALSE | Camp Evers | [8 empty] | 0.01 |  | 0.01 | 1 | 1
2017-10-25 14:23 | 1708-RD | Fast Track | Fast Track | In Service | 1/31/2018 |  |  | ALAMEDA | OAKLAND D SUB | Storage | 0.005 | 11/22/2017 | 12/19/2017 | Pass |  |  | N/A (Fast Track) | N/A (Fast Track) | N/A (Fast Track) | Executed | No former queue position |  |  |  |  | Oakland D |  |  |  | FALSE | FALSE | Oakland D | [8 empty] | 0.005 |  | 0.005 | 1 | 1
2017-10-31 06:21 | 1709-RD | Detailed Study | Detailed Study | Withdrawn | 1/30/2018 | Withdrawn | Withdrawn | SOLANO | BRIDGEVILLE SUB | Solar PV | 2.55 | 11/22/2017 | Withdrawn | Withdrawn | Withdrawn | Withdrawn | Withdrawn | Withdrawn | Withdrawn | Withdrawn | No former queue position |  |  |  |  | Bridgeville | 115 |  |  | TRUE | FALSE | Bridgeville | 115 |  | 2.55 | [8 empty] | 0 | 0
2017-11-06 20:10 | 1710-RD | Fast Track | Fast Track | Withdrawn | 5/1/2019 | Withdrawn | Withdrawn | MONTEREY | SOLEDAD SUB | Wind | 2.5 | 11/22/2017 | 12/14/2017 | Fail Screens: B, F, G, H, I, J, K, M | Withdrawn | Withdrawn | Withdrawn | Withdrawn | Withdrawn | Withdrawn | No former queue position |  |  |  |  | Soledad | 115 |  |  | TRUE | FALSE | Soledad | 115 |  |  | 2.5 | [7 empty] | 0 | 0
2017-11-13 17:04 | 1711-RD | Detailed Study | Detailed Study | Withdrawn | 6/3/2019 | Withdrawn | Withdrawn | BUTTE | PEACHTON SUB | Engine | 3.6 | 11/22/2017 | Withdrawn | Withdrawn | Withdrawn | Withdrawn | Withdrawn | Withdrawn | Withdrawn | Withdrawn | No former queue position |  |  |  |  | Peachton |  |  |  | FALSE | FALSE | Peachton | [11 empty] | 0 | 0
2017-10-18 10:37 | 1712-RD | Fast Track | Fast Track | In Service | 1/30/2018 |  |  | CONTRA COSTA | ROSSMOOR SUB | Storage | 0.01 | 11/29/2017 | 1/2/2018 | Pass |  |  | N/A (Fast Track) | N/A (Fast Track) | N/A (Fast Track) | Executed | No former queue position |  |  |  |  | Rossmoor | 230 |  |  | TRUE | FALSE | Rossmoor | 230 | [7 empty] | 0.01 |  | 0.01 | 1 | 1
2017-10-18 13:51 | 1713-RD | Fast Track | Fast Track | In Service | 1/30/2018 |  |  | SAN FRANCISCO | SAN FRAN H (MARTIN) SUB | Storage | 0.005 | 11/29/2017 | 12/19/2017 | Pass |  |  | N/A (Fast Track) | N/A (Fast Track) | N/A (Fast Track) | Executed | No former queue position |  |  |  |  | San Fran H (Martin) |  |  |  | FALSE | FALSE | San Fran H (Martin) | [8 empty] | 0.005 |  | 0.005 | 1 | 1
2017-11-01 21:23 | 1714-WD | Fast Track | Fast Track | Withdrawn | 3/5/2018 | Withdrawn | Withdrawn | SONOMA | SONOMA A SUB | Other | 0.5 | 11/29/2017 | 12/20/2017 | Fail Screens: 2, 7, 10 | 3/13/2018 | Pass | Withdrawn | Withdrawn | Withdrawn | Withdrawn | No former queue position |  |  |  |  | Sonoma A |  |  |  | FALSE | FALSE | Sonoma A | [11 empty] | 0 | 0
2017-11-07 10:15 | 1715-RD | Fast Track | Fast Track | Withdrawn | 1/30/2018 | Withdrawn | Withdrawn | CONTRA COSTA | WALDO SUB | Storage | 0.005 | 11/29/2017 | 12/19/2017 | Pass | Withdrawn | Withdrawn | Withdrawn | Withdrawn | Withdrawn | Withdrawn | No former queue position |  |  |  |  | Waldo |  |  |  | FALSE | FALSE | Waldo | [8 empty] | 0.005 |  | 0.005 | 0 | 0
2017-11-07 10:40 | 1716-RD | Fast Track | Fast Track | In Service | 1/30/2018 |  |  | SANTA CLARA | LLAGAS SUB | Storage | 0.015 | 11/29/2017 | 12/12/2017 | Pass |  |  | N/A (Fast Track) | N/A (Fast Track) | N/A (Fast Track) | Executed | No former queue position |  |  |  |  | Llagas | 115 |  |  | TRUE | FALSE | Llagas | 115 | [7 empty] | 0.015 |  | 0.015 | 1 | 1
2017-11-07 15:11 | 1717-RD | Fast Track | Fast Track | In Service | 1/30/2018 |  |  | SANTA CLARA | LOS GATOS SUB | Storage | 0.01 | 11/29/2017 | 1/3/2018 | Pass |  |  | N/A (Fast Track) | N/A (Fast Track) | N/A (Fast Track) | Executed | No former queue position |  |  |  |  | Los Gatos |  |  |  | FALSE | FALSE | Los Gatos | [8 empty] | 0.01 |  | 0.01 | 1 | 1
2017-11-09 08:44 | 1718-RD | Fast Track | Fast Track | In Service | 1/30/2018 |  |  | MONTEREY | MONTEREY SUB | Storage | 0.01 | 11/29/2017 | 12/13/2017 | Pass |  |  | N/A (Fast Track) | N/A (Fast Track) | N/A (Fast Track) | Executed | No former queue position |  |  |  |  | Monterey |  |  |  | FALSE | FALSE | Monterey | [8 empty] | 0.01 |  | 0.01 | 1 | 1
2017-11-20 16:09 | 1719-RD | Fast Track | Fast Track | In Service | 2/27/2018 |  |  | ALAMEDA | BERKELEY F SUB | Solar PV | 0.06848 | 11/29/2017 | 2/26/2018 | Fail Screens: D, F, H, J |  |  | N/A (Fast Track) | N/A (Fast Track) | N/A (Fast Track) | Executed | No former queue position |  |  |  |  | Berkeley F |  |  |  | FALSE | FALSE | Berkeley F |  |  | 0.06848 | [8 empty] | 1 | 1
2017-11-13 15:09 | 1720-RD | Fast Track | Fast Track | In Service | 1/31/2018 |  |  | SANTA CLARA | VASONA SUB | Storage | 0.015 | 12/6/2017 | 12/22/2017 | Pass |  |  | N/A (Fast Track) | N/A (Fast Track) | N/A (Fast Track) | Executed | No former queue position |  |  |  |  | Vasona | 230 |  |  | TRUE | FALSE | Vasona | 230 | [7 empty] | 0.015 |  | 0.015 | 1 | 1
2017-11-15 10:38 | 1721-RD | Fast Track | Fast Track | In Service | 1/31/2018 |  |  | SOLANO | BAHIA SUB | Storage | 0.01 | 12/6/2017 | 1/3/2018 | Pass |  |  | N/A (Fast Track) | N/A (Fast Track) | N/A (Fast Track) | Executed | No former queue position |  |  |  |  | Bahia | 230 |  |  | TRUE | FALSE | Bahia | 230 | [7 empty] | 0.01 |  | 0.01 | 1 | 1
2017-10-10 13:45 | 1722-RD | Fast Track | Fast Track | In Service | 12/28/2017 |  |  | CONTRA COSTA | MORAGA SUB | Storage | 0.005 | 12/6/2017 | 12/26/2017 | Pass |  |  | N/A (Fast Track) | N/A (Fast Track) | N/A (Fast Track) | Executed | No former queue position |  |  |  |  | Moraga | 230 |  |  | TRUE | FALSE | Moraga | 230 | [7 empty] | 0.005 |  | 0.005 | 1 | 1
2017-11-14 10:59 | 1723-RD | Fast Track | Fast Track | In Service | 1/30/2018 |  |  | SAN FRANCISCO | SAN FRAN H (MARTIN) SUB | Storage | 0.005 | 12/6/2017 | 12/13/2017 | Pass |  |  | N/A (Fast Track) | N/A (Fast Track) | N/A (Fast Track) | Executed | No former queue position |  |  |  |  | San Fran H (Martin) |  |  |  | FALSE | FALSE | San Fran H (Martin) | [8 empty] | 0.005 |  | 0.005 | 1 | 1
2017-11-16 11:12 | 1724-RD | Fast Track | Fast Track | Withdrawn | 2/27/2018 | Withdrawn | Withdrawn | SAN LUIS OBISPO | SAN LUIS OBISPO SUB | Storage | 0.005 | 12/6/2017 | 12/14/2017 | Pass | Withdrawn | Withdrawn | Withdrawn | Withdrawn | Withdrawn | Withdrawn | No former queue position |  |  |  |  | San Luis Obispo | 115 |  |  | TRUE | FALSE | San Luis Obispo | 115 | [7 empty] | 0.005 |  | 0.005 | 0 | 0
2017-11-21 07:28 | 1725-RD | Fast Track | Fast Track | In Service | 2/28/2018 |  |  | SAN LUIS OBISPO | CAYUCOS SUB | Solar PV | 0.01139 | 12/6/2017 | 1/3/2018 | Pass |  |  | N/A (Fast Track) | N/A (Fast Track) | N/A (Fast Track) | Executed | No former queue position |  |  |  |  | Cayucos |  |  |  | FALSE | FALSE | Cayucos |  |  | 0.01139 | [8 empty] | 1 | 1
2017-11-27 10:40 | 1726-WD | Independent Study | Independent Study | Active | 2/28/2019 | 6/1/2020 |  | KERN | TWISSELMAN SUB | Solar PV | 5.1675 | 12/6/2017 | N/A | N/A (Independent Study) | N/A | N/A (Independent Study) | Pass | 5/9/2018 | N/A | Executed | No former queue position | not found |  |  |  | Twisselman |  |  |  | FALSE | FALSE | Twisselman |  |  | 5.1675 | [8 empty] | 0 | 1
2017-11-28 15:14 | 1727-RD | Fast Track | Fast Track | In Service | 2/27/2018 |  |  | FRESNO | WAHTOKE SUB | Storage | 0.13 | 12/6/2017 | 12/19/2017 | Pass |  |  | N/A (Fast Track) | N/A (Fast Track) | N/A (Fast Track) | Executed | No former queue position |  |  |  |  | Wahtoke | 115 |  |  | TRUE | FALSE | Wahtoke | 115 | [7 empty] | 0.13 |  | 0.13 | 1 | 1
2017-11-15 12:52 | 1728-RD | Detailed Study | Detailed Study | Withdrawn | 8/10/2018 | Withdrawn | Withdrawn | SUTTER | LIVE OAK SUB | Engine | 3.3632 | 12/13/2017 | Withdrawn | Withdrawn | Withdrawn | Withdrawn | Withdrawn | Withdrawn | Withdrawn | Withdrawn | No former queue position |  |  |  |  | Live Oak | 115 |  |  | TRUE | FALSE | Live Oak | 115 | [10 empty] | 0 | 0
2017-10-11 07:36 | 1729-RD | Fast Track | Fast Track | In Service | 12/28/2017 |  |  | MARIN | WOODACRE SUB | Storage | 0.01 | 12/13/2017 | 1/3/2018 | Pass |  |  | N/A (Fast Track) | N/A (Fast Track) | N/A (Fast Track) | Executed | No former queue position |  |  |  |  | Woodacre |  |  |  | FALSE | FALSE | Woodacre | [8 empty] | 0.01 |  | 0.01 | 1 | 1
2017-10-11 10:26 | 1730-RD | Fast Track | Fast Track | In Service | 12/28/2017 |  |  | SAN MATEO | HALF MOON BAY SUB | Storage | 0.015 | 12/13/2017 | 1/3/2018 | Pass |  |  | N/A (Fast Track) | N/A (Fast Track) | N/A (Fast Track) | Executed | No former queue position |  |  |  |  | Half Moon Bay |  |  |  | FALSE | FALSE | Half Moon Bay | [8 empty] | 0.015 |  | 0.015 | 1 | 1
2017-11-01 11:27 | 1731-WD | Fast Track | Fast Track | Withdrawn | 5/2/2018 | Withdrawn | Withdrawn | SAN FRANCISCO | SAN FRAN H (MARTIN) SUB | Solar PV | 0.142 | 12/13/2017 | 12/27/2017 | Pass | Withdrawn | Withdrawn | Withdrawn | Withdrawn | Withdrawn | Withdrawn | No former queue position |  |  |  |  | San Fran H (Martin) |  |  |  | FALSE | FALSE | San Fran H (Martin) |  |  | 0.142 | [8 empty] | 0 | 0
2017-11-07 09:56 | 1732-RD | Fast Track | Fast Track | In Service | 1/31/2018 |  |  | SANTA CRUZ | BIG BASIN SUB | Storage | 0.01 | 12/13/2017 | 1/24/2018 | Pass |  |  | N/A (Fast Track) | N/A (Fast Track) | N/A (Fast Track) | Executed | No former queue position |  |  |  |  | Big Basin |  |  |  | FALSE | FALSE | Big Basin | [8 empty] | 0.01 |  | 0.01 | 1 | 1
2017-11-16 11:38 | 1733-RD | Fast Track | Fast Track | In Service | 2/27/2018 |  |  | SANTA CRUZ | BIG BASIN SUB | Storage | 0.005 | 12/13/2017 | 1/24/2018 | Pass |  |  | N/A (Fast Track) | N/A (Fast Track) | N/A (Fast Track) | Executed | No former queue position |  |  |  |  | Big Basin |  |  |  | FALSE | FALSE | Big Basin | [8 empty] | 0.005 |  | 0.005 | 1 | 1
2017-11-17 17:55 | 1734-RD | Fast Track | Fast Track | In Service | 2/27/2018 |  |  | CONTRA COSTA | SOBRANTE SUB | Storage | 0.005 | 12/13/2017 | 1/9/2018 | Pass |  |  | N/A (Fast Track) | N/A (Fast Track) | N/A (Fast Track) | Executed | No former queue position |  |  |  |  | Sobrante | 230 |  |  | TRUE | FALSE | Sobrante | 230 | [7 empty] | 0.005 |  | 0.005 | 1 | 1
2017-11-22 16:18 | 1735-RD | Fast Track | Fast Track | Withdrawn | 2/27/2018 | Withdrawn | Withdrawn | MONTEREY | DOLAN RD SUB | Solar PV | 2.75 | 12/13/2017 | 1/3/2018 | Fail Screens: D, H | 3/12/2018 | Pass | Withdrawn | Withdrawn | Withdrawn | Withdrawn | No former queue position |  |  |  |  | Dolan Rd |  |  |  | FALSE | FALSE | Dolan Rd |  |  | 2.75 | [8 empty] | 0 | 0
2017-11-28 11:33 | 1736-RD | Fast Track | Fast Track | Withdrawn | 2/27/2018 | Withdrawn | Withdrawn | SAN MATEO | REDWOOD CITY SUB | Storage | 0.01 | 12/20/2017 | 2/23/2018 | Pass | Withdrawn | Withdrawn | Withdrawn | Withdrawn | Withdrawn | Withdrawn | No former queue position |  |  |  |  | Redwood City |  |  |  | FALSE | FALSE | Redwood City | [8 empty] | 0.01 |  | 0.01 | 0 | 0
2017-12-05 18:25 | 1737-RD | Fast Track | Fast Track | In Service | 2/27/2018 |  |  | KERN | DERRICK SUB | Solar PV | 1.816 | 12/20/2017 | 1/26/2018 | Fail Screens: D, F, H, J, K | 3/9/2018 | Pass | N/A (Fast Track) | N/A (Fast Track) | N/A (Fast Track) | Executed | No former queue position |  |  |  |  | Derrick |  |  |  | FALSE | FALSE | Derrick |  |  | 1.816 | [8 empty] | 1 | 1
2017-12-06 16:12 | 1738-RD | Fast Track | Fast Track | Withdrawn | 2/27/2018 | Withdrawn | Withdrawn | MADERA | CHARCA SUB | Solar PV | 2.58 | 12/20/2017 | 1/26/2018 | Fail Screens: D, F, H, J, K | Withdrawn | Withdrawn | Withdrawn | Withdrawn | Withdrawn | Withdrawn | No former queue position |  |  |  |  | Charca | 115 |  |  | TRUE | FALSE | Charca | 115 |  | 2.58 | [8 empty] | 0 | 0
2017-12-11 12:13 | 1739-RD | Detailed Study | Detailed Study | In Service | 3/28/2018 |  |  | STANISLAUS | COTTLE SUB | Solar PV | 1.8613 | 12/20/2017 | N/A | N/A | N/A | N/A | Pass | 5/14/2018 | N/A | Executed | No former queue position |  |  |  |  | Cottle | 230 |  |  | TRUE | FALSE | Cottle | 230 |  | 1.8613 | [8 empty] | 1 | 1
2017-11-28 13:11 | 1740-RD | Fast Track | Fast Track | Withdrawn | 2/27/2018 | Withdrawn | Withdrawn | SAN LUIS OBISPO | SAN LUIS OBISPO SUB | Storage | 0.005 | 12/20/2017 | 2018-03-17 | Pass | Withdrawn | Withdrawn | Withdrawn | Withdrawn | Withdrawn | Withdrawn | No former queue position |  |  |  |  | San Luis Obispo | 115 |  |  | TRUE | FALSE | San Luis Obispo | 115 | [7 empty] | 0.005 |  | 0.005 | 0 | 0
2017-11-27 11:19 | 1741-RD | Fast Track | Fast Track | In Service | 2/27/2018 |  |  | SANTA CLARA | SARATOGA SUB | Storage | 0.02 | 12/20/2017 | 2018-03-28 | Pass |  |  | N/A (Fast Track) | N/A (Fast Track) | N/A (Fast Track) | Executed | No former queue position |  |  |  |  | Saratoga | 230 |  |  | TRUE | FALSE | Saratoga | 230 | [7 empty] | 0.02 |  | 0.02 | 1 | 1
2017-11-28 13:40 | 1742-RD | Fast Track | Fast Track | In Service | 2/27/2018 |  |  | SAN MATEO | WOODSIDE SUB | Storage | 0.01 | 12/20/2017 | 1/3/2018 | Pass |  |  | N/A (Fast Track) | N/A (Fast Track) | N/A (Fast Track) | Executed | No former queue position |  |  |  |  | Woodside |  |  |  | FALSE | FALSE | Woodside | [8 empty] | 0.01 |  | 0.01 | 1 | 1
2017-11-28 14:35 | 1743-RD | Fast Track | Fast Track | In Service | 2/27/2018 |  |  | SAN MATEO | MENLO SUB | Storage | 0.01 | 12/20/2017 | 2/23/2018 | Pass |  |  | N/A (Fast Track) | N/A (Fast Track) | N/A (Fast Track) | Executed | No former queue position |  |  |  |  | Menlo | 60 |  |  | TRUE | FALSE | Menlo | 60 | [7 empty] | 0.01 |  | 0.01 | 1 | 1
2017-12-07 10:29 | 1744-RD | Fast Track | Fast Track | In Service | 2/27/2018 |  |  | SANTA CRUZ | ROY ROY SUB | Storage | 0.005 | 12/20/2017 | 1/29/2018 | Pass |  |  | N/A (Fast Track) | N/A (Fast Track) | N/A (Fast Track) | Executed | No former queue position |  |  |  |  | Roy Roy |  |  |  | FALSE | FALSE | Roy Roy | [8 empty] | 0.005 |  | 0.005 | 1 | 1
2017-12-12 09:39 | 1745-RD | Fast Track | Fast Track | In Service | 2/27/2018 |  |  | SANTA CLARA | LLAGAS SUB | Storage | 0.01 | 12/20/2017 | 2/7/2018 | Pass |  |  | N/A (Fast Track) | N/A (Fast Track) | N/A (Fast Track) | Executed | No former queue position |  |  |  |  | Llagas | 115 |  |  | TRUE | FALSE | Llagas | 115 | [7 empty] | 0.01 |  | 0.01 | 1 | 1
2017-12-12 09:45 | 1746-RD | Fast Track | Fast Track | In Service | 2/27/2018 |  |  | LAKE | MIDDLETOWN SUB | Storage | 0.01 | 12/20/2017 | 1/30/2018 | Pass |  |  | N/A (Fast Track) | N/A (Fast Track) | N/A (Fast Track) | Executed | No former queue position |  |  |  |  | Middletown |  |  |  | FALSE | FALSE | Middletown | [8 empty] | 0.01 |  | 0.01 | 1 | 1
2017-12-12 17:17 | 1747-RD | Detailed Study | Detailed Study | In Service | 2/27/2018 |  |  | MONTEREY | KING CITY SUB | Solar PV | 4.2068 | 12/20/2017 | N/A | N/A | N/A | N/A | Pass | 6/21/2018 | N/A | Executed | No former queue position |  |  |  |  | King City |  |  |  | FALSE | FALSE | King City |  |  | 4.2068 | [8 empty] | 1 | 1
2017-11-22 15:50 | 1748-RD | Detailed Study | Detailed Study | Withdrawn | 8/1/2019 | Withdrawn | Withdrawn | KINGS | GUERNSEY SUB | Engine | 0.864 | 12/27/2017 | Withdrawn | Withdrawn | Withdrawn | Withdrawn | Withdrawn | Withdrawn | Withdrawn | Withdrawn | No former queue position |  |  |  |  | Guernsey | 70 |  |  | TRUE | FALSE | Guernsey | 70 | [10 empty] | 0 | 0
2017-11-06 12:46 | 1749-RD | Fast Track | Fast Track | In Service | 1/31/2018 |  |  | SAN JOAQUIN | WEBER SUB | Solar PV | 0.746 | 12/27/2017 | 2/23/2018 | Fail Screens: D, F, G, J, K, M | 6/20/2018 | Pass | N/A (Fast Track) | N/A (Fast Track) | N/A (Fast Track) | Executed | No former queue position |  |  |  |  | Weber | 230 |  |  | TRUE | FALSE | Weber | 230 |  | 0.746 | [8 empty] | 1 | 1
2017-12-08 17:35 | 1750-RD | Fast Track | Fast Track | In Service | 2/27/2018 |  |  | SAN MATEO | MILLBRAE SUB | Storage | 0.315 | 12/27/2017 | 2018-03-17 | Pass |  |  | N/A (Fast Track) | N/A (Fast Track) | N/A (Fast Track) | Executed | No former queue position |  |  |  |  | Millbrae | 115 |  |  | TRUE | FALSE | Millbrae | 115 | [7 empty] | 0.315 |  | 0.315 | 1 | 1
2017-12-13 10:48 | 1751-RD | Detailed Study | Detailed Study | In Service | 2/27/2018 |  |  | PLACER | LINCOLN SUB | Solar PV | 3 | 12/27/2017 | N/A | N/A | N/A | N/A | Pass | 9/6/2018 | N/A | Executed | No former queue position |  |  |  |  | Lincoln | 115 |  |  | TRUE | FALSE | Lincoln | 115 |  | 3 | [8 empty] | 1 | 1
2017-11-29 15:19 | 1752-RD | Fast Track | Fast Track | Withdrawn | 2/27/2018 | Withdrawn | Withdrawn | CONTRA COSTA | MEADOW LANE SUB | Storage | 0.2 | 12/27/2017 | 2/23/2018 | Fail | Withdrawn | Withdrawn | Withdrawn | Withdrawn | Withdrawn | Withdrawn | No former queue position |  |  |  |  | Meadow Lane | 115 |  |  | TRUE | FALSE | Meadow Lane | 115 | [7 empty] | 0.2 |  | 0.2 | 0 | 0
2017-12-11 17:38 | 1753-RD | Fast Track | Detailed Study | Active | 2/27/2018 |  |  | SHASTA | OREGON TRAIL SUB | Solar PV, Storage | 1.927 | 1/3/2018 | 2/5/2018 | Fail Screens: F, M, A3 | 3/23/2018 | Fail | Fail | 2/25/2019 | N/A | Executed | No former queue position | not found |  |  |  | Oregon Trail | 60 |  |  | TRUE | TRUE | Oregon Trail | 60 |  | 1.927 | [5 empty] | 1.927 |  | 1.927 | 0 | 1
2017-12-18 14:45 | 1754-WD | Independent Study | Independent Study | Withdrawn | 10/31/2019 | Withdrawn | Withdrawn | FRESNO | BIOLA SUB | Engine | 2 | 1/3/2018 | Withdrawn | Withdrawn | Withdrawn | Withdrawn | Withdrawn | Withdrawn | Withdrawn | Withdrawn | No former queue position |  |  |  |  | Biola | 70 |  |  | TRUE | FALSE | Biola | 70 | [10 empty] | 0 | 0
2017-11-29 16:26 | 1755-RD | Fast Track | Fast Track | Withdrawn | 2/27/2018 | Withdrawn | Withdrawn | MONTEREY | VIEJO SUB | Storage | 0.4 | 1/3/2018 | 2018-03-04 | Fail Screens: B, F, G, H, I, J | Withdrawn | Withdrawn | Withdrawn | Withdrawn | Withdrawn | Withdrawn | No former queue position |  |  |  |  | Viejo | 230 |  |  | TRUE | FALSE | Viejo | 230 | [7 empty] | 0.4 |  | 0.4 | 0 | 0
2017-12-13 13:28 | 1756-RD | Fast Track | Fast Track | In Service | 2/27/2018 |  |  | EL DORADO | SHINGLE SPRINGS SUB | Solar PV | 1.375 | 1/3/2018 | 3/17/2018 | Fail Screens: B, F, G, H, I, J, K, L, M, V1, V2, S5 | 6/4/2018 | Pass | N/A (Fast Track) | N/A (Fast Track) | N/A (Fast Track) | Executed | No former queue position |  |  |  |  | Shingle Springs |  |  |  | FALSE | FALSE | Shingle Springs |  |  | 1.375 | [8 empty] | 1 | 1
2017-12-10 21:12 | 1757-RD | Fast Track | Fast Track | In Service | 3/28/2018 |  |  | MONTEREY | SALINAS SUB | Solar PV, Storage | 1.4978 | 1/3/2018 | 4/2/2018 | Fail Screens: B, F, G, H, I, J, K, L, M | 5/30/2018 | Pass | N/A (Fast Track) | N/A (Fast Track) | N/A (Fast Track) | Executed | No former queue position |  |  |  |  | Salinas | 115 |  |  | TRUE | FALSE | Salinas | 115 |  | 1.4978 | [5 empty] | 1.4978 |  | 1.4978 | 1 | 1
2017-12-13 09:21 | 1758-WD | Fast Track | Fast Track | Withdrawn | 12/14/2018 | Withdrawn | Withdrawn | NAPA | PUEBLO SUB | Solar PV | 0.999 | 1/3/2018 | 1/17/2018 | Pass | 3/20/2018 | Pass | Withdrawn | Withdrawn | Withdrawn | Withdrawn | No former queue position |  |  |  |  | Pueblo |  | 1 | 0.999 | FALSE | FALSE | Pueblo |  | 0 | 0.999 | [8 empty] | 0 | 0
2017-12-13 14:50 | 1759-RD | Fast Track | Fast Track | Withdrawn | 2/27/2018 | Withdrawn | Withdrawn | KINGS | LEMOORE SUB | Solar PV | 1.25 | 1/3/2018 | 2/2/2018 | Fail Screens: I, J, K, M | Withdrawn | Withdrawn | Withdrawn | Withdrawn | Withdrawn | Withdrawn | No former queue position |  |  |  |  | Lemoore | 70 |  |  | TRUE | FALSE | Lemoore | 70 |  | 1.25 | [8 empty] | 0 | 0
2017-12-12 08:05 | 1760-RD | Fast Track | Fast Track | Withdrawn | 2/27/2018 | Withdrawn | Withdrawn | SAN FRANCISCO | SAN FRAN X (MISSION) SUB | Micro Turbine | 0.13 | 1/10/2018 | 2019-05-13 | Fail Screens: B, D, F, G, I, J, L, M, V1, S5, A1 | 7/16/2019 | Pass | Withdrawn | Withdrawn | Withdrawn | Withdrawn | No former queue position |  |  |  |  | San Fran X (Mission) |  |  |  | FALSE | FALSE | San Fran X (Mission) | [11 empty] | 0 | 0
2017-12-13 15:14 | 1761-RD | Fast Track | Fast Track | Withdrawn | 3/28/2018 | Withdrawn | Withdrawn | MONTEREY | PRUNEDALE SUB | Solar PV | 0.78 | 1/10/2018 | 2/14/2018 | Fail Screens: G, I, J, K, M | 4/12/2018 | Pass | Withdrawn | Withdrawn | Withdrawn | Withdrawn | No former queue position |  |  |  |  | Prunedale |  | 0.1 | 0.078 | FALSE | FALSE | Prunedale |  | 0.702 | 0.78 | [8 empty] | 0 | 0
2017-12-21 14:23 | 1762-RD | Fast Track | Fast Track | In Service | 3/28/2018 |  |  | SAN JOAQUIN | HAMMER SUB | Solar PV | 0.9 | 1/10/2018 | 3/17/2018 | Fail Screens: B, D, G, H, I, J, K, M | 7/2/2018 | Pass | N/A (Fast Track) | N/A (Fast Track) | N/A (Fast Track) | Executed | No former queue position |  |  |  |  | Hammer |  |  |  | FALSE | FALSE | Hammer |  |  | 0.9 | [8 empty] | 1 | 1
2017-12-13 12:59 | 1763-RD | Fast Track | Fast Track | Withdrawn | 12/15/2019 | Withdrawn | Withdrawn | MENDOCINO | WILLITS A SUB | Biomass | 3 | 1/10/2018 | 1/30/2018 | Fail Screens: B, F, G, I, J, K, M | Withdrawn | Withdrawn | Withdrawn | Withdrawn | Withdrawn | Withdrawn | No former queue position |  |  |  |  | Willits A |  |  |  | FALSE | FALSE | Willits A | [11 empty] | 0 | 0
2017-12-22 12:38 | 1764-RD | Fast Track | Fast Track | Withdrawn | 3/28/2018 | Withdrawn | Withdrawn | CONTRA COSTA | FAIRVIEW SUB | Engine, Solar PV | 1.3067 | 1/10/2018 | 7/26/2018 | Pass | Withdrawn | Withdrawn | Withdrawn | Withdrawn | Withdrawn | Withdrawn | No former queue position |  |  |  |  | Fairview |  | 1 | 1.3067 | FALSE | FALSE | Fairview |  | 0 | 1.3067 | [8 empty] | 0 | 0
2017-12-22 14:25 | 1765-RD | Fast Track | Fast Track | Withdrawn | 3/28/2018 | Withdrawn | Withdrawn | NAPA | HIGHWAY SUB | Solar PV | 1.7413 | 1/10/2018 | 1/29/2018 | Fail Screens: I, J, K, M | 3/26/2018 | Pass | Withdrawn | Withdrawn | Withdrawn | Withdrawn | No former queue position |  |  |  |  | Highway |  |  |  | FALSE | FALSE | Highway |  |  | 1.7413 | [8 empty] | 0 | 0
2017-12-26 08:51 | 1766-RD | Fast Track | Fast Track | Withdrawn | 3/28/2018 | Withdrawn | Withdrawn | NAPA | BASALT SUB | Solar PV | 1.8119 | 1/10/2018 | 1/29/2018 | Fail Screens: F, I, J, K, M | 3/27/2018 | Fail | Withdrawn | Withdrawn | Withdrawn | Withdrawn | No former queue position |  |  |  |  | Basalt |  |  |  | FALSE | FALSE | Basalt |  |  | 1.8119 | [8 empty] | 0 | 0
2017-11-20 10:50 | 1767-RD | Detailed Study | Detailed Study | Withdrawn | 2/28/2018 | Withdrawn | Withdrawn | ALAMEDA | CASTRO VALLEY SUB | Solar PV | 5 | 1/17/2018 | Withdrawn | Withdrawn | Withdrawn | Withdrawn | Withdrawn | Withdrawn | Withdrawn | Withdrawn | No former queue position |  |  |  |  | Castro Valley | 230 |  |  | TRUE | FALSE | Castro Valley | 230 |  | 5 | [8 empty] | 0 | 0
2017-12-13 12:56 | 1768-RD | Fast Track | Fast Track | Withdrawn | 12/1/2019 | Withdrawn | Withdrawn | CONTRA COSTA | KIRKER SUB | Biomass | 3 | 1/17/2018 | 2/1/2018 | Pass | 4/5/2018 | Pass | Withdrawn | Withdrawn | Withdrawn | Withdrawn | No former queue position |  |  |  |  | Kirker | 115 |  |  | TRUE | FALSE | Kirker | 115 | [10 empty] | 0 | 0
2017-12-20 12:20 | 1769-RD | Fast Track | Detailed Study | Withdrawn | 3/28/2018 | Withdrawn | Withdrawn | KERN | MAGUNDEN SUB | Solar PV | 2.0529 | 1/17/2018 | 2/12/2018 | Fail Screens: F, G, H, J, K, M | 5/15/2018 | Fail | Withdrawn | Withdrawn | Withdrawn | Withdrawn | No former queue position |  |  |  |  | Magunden | 230 |  |  | TRUE | FALSE | Magunden | 230 |  | 2.0529 | [8 empty] | 0 | 0
2017-12-22 13:19 | 1770-RD | Fast Track | Detailed Study | Withdrawn | 3/28/2018 | Withdrawn | Withdrawn | PLACER | LINCOLN SUB | Solar PV | 1.8625 | 1/17/2018 | 2/1/2018 | Fail Screens: F, I, J, K, M, V1, V2, S1, S2, S5, A1 | 5/3/2018 | Fail | Withdrawn | Withdrawn | Withdrawn | Withdrawn | No former queue position |  |  |  |  | Lincoln | 115 |  |  | TRUE | FALSE | Lincoln | 115 |  | 1.8625 | [8 empty] | 0 | 0
2017-12-22 13:22 | 1771-RD | Fast Track | Detailed Study | In Service | 3/28/2018 |  |  | KERN | LERDO SUB | Solar PV | 2.2595 | 1/17/2018 | 2/12/2018 | Fail Screens: B, D, F, G, H, I, J, K, L, M, V1, V2, S5, A1 | 5/15/2018 | Fail | Pass | 3/13/2019 | N/A | Executed | No former queue position |  |  |  |  | Lerdo | 115 |  |  | TRUE | FALSE | Lerdo | 115 |  | 2.2595 | [8 empty] | 1 | 1
2017-12-29 12:46 | 1772-RD | Fast Track | Fast Track | Withdrawn | Not Provided | Withdrawn | Withdrawn | CONTRA COSTA | TASSAJARA SUB | Solar PV | 1.28 | 1/17/2018 | 2/21/2018 | Fail Screens: D, H, I, J, K, M | Withdrawn | Withdrawn | Withdrawn | Withdrawn | Withdrawn | Withdrawn | No former queue position |  |  |  |  | Tassajara | 230 |  |  | TRUE | FALSE | Tassajara | 230 |  | 1.28 | [8 empty] | 0 | 0
2017-12-22 09:09 | 1773-WD | Independent Study | Independent Study | Withdrawn | 10/31/2019 | Withdrawn | Withdrawn | MERCED | EL NIDO SUB | Reciprocating Engine | 1.95 | 1/17/2018 | Withdrawn | Withdrawn | Withdrawn | Withdrawn | Withdrawn | Withdrawn | Withdrawn | Withdrawn | No former queue position |  |  |  |  | El Nido |  |  |  | FALSE | FALSE | El Nido | [11 empty] | 0 | 0
2017-12-27 15:35 | 1774-RD | Fast Track | Fast Track | Withdrawn | 3/27/2018 | Withdrawn | Withdrawn | ALAMEDA | OAKLAND J SUB | Solar PV | 0.54054 | 1/17/2018 | 2/13/2018 | Fail Screens: F, I, J, K, M | 7/3/2018 | Pass | Withdrawn | Withdrawn | Withdrawn | Withdrawn | No former queue position |  |  |  |  | Oakland J | 115 | 1 | 0.54054 | TRUE | FALSE | Oakland J | 115 | 0 | 0.54054 | [8 empty] | 0 | 0
2017-12-28 14:03 | 1775-RD | Fast Track | Fast Track | Withdrawn | Not Provided | Withdrawn | Withdrawn | ALAMEDA | OAKLAND C (OAKLAND PP) SUB | Solar PV | 0.636 | 1/17/2018 | Withdrawn | Withdrawn | Withdrawn | Withdrawn | Withdrawn | Withdrawn | Withdrawn | Withdrawn | No former queue position |  |  |  |  | Oakland C (Oakland Pp) |  |  |  | FALSE | FALSE | Oakland C (Oakland Pp) |  |  | 0.636 | [8 empty] | 0 | 0
2017-12-22 14:04 | 1776-RD | Fast Track | Fast Track | Withdrawn | Not Provided | Withdrawn | Withdrawn | SAN LUIS OBISPO | SAN LUIS OBISPO SUB | Solar PV | 0.95727 | 1/17/2018 | 1/31/2018 | Fail Screens: D, G, I, J, K, M | 6/15/2018 | Pass | Withdrawn | Withdrawn | Withdrawn | Withdrawn | No former queue position |  |  |  |  | San Luis Obispo | 115 |  |  | TRUE | FALSE | San Luis Obispo | 115 |  | 0.95727 | [8 empty] | 0 | 0
2017-12-19 12:19 | 1777-RD | Fast Track | Fast Track | Withdrawn | 3/28/2018 | Withdrawn | Withdrawn | MADERA | OAKHURST SUB | Solar PV | 0.31278 | 1/24/2018 | 3/6/2018 | Fail Screens: F, G, H, I, J, M, V2, S2 | Withdrawn | Withdrawn | Withdrawn | Withdrawn | Withdrawn | Withdrawn | No former queue position |  |  |  |  | Oakhurst |  |  |  | FALSE | FALSE | Oakhurst |  |  | 0.31278 | [8 empty] | 0 | 0
2017-12-20 12:13 | 1778-RD | Fast Track | Fast Track | In Service | 3/27/2018 |  |  | NAPA | SILVERADO SUB | Storage | 0.005 | 1/24/2018 | 2/18/2018 | Pass |  |  | N/A (Fast Track) | N/A (Fast Track) | N/A (Fast Track) | Executed | No former queue position |  |  |  |  | Silverado | 115 |  |  | TRUE | FALSE | Silverado | 115 | [7 empty] | 0.005 |  | 0.005 | 1 | 1
2017-12-20 12:36 | 1779-RD | Fast Track | Fast Track | In Service | 3/27/2018 |  |  | SONOMA | SONOMA A SUB | Storage | 0.01 | 1/24/2018 | 2/18/2018 | Pass |  |  | N/A (Fast Track) | N/A (Fast Track) | N/A (Fast Track) | Executed | No former queue position |  |  |  |  | Sonoma A |  |  |  | FALSE | FALSE | Sonoma A | [8 empty] | 0.01 |  | 0.01 | 1 | 1
2017-12-21 12:54 | 1780-RD | Fast Track | Detailed Study | Withdrawn | 3/27/2018 | Withdrawn | Withdrawn | YUBA | BANGOR SUB | Solar PV | 1.306 | 1/24/2018 | 2/21/2018 | Fail Screens: G, I, J, K, L, M | 5/10/2018 | Fail | Withdrawn | Withdrawn | Withdrawn | Withdrawn | No former queue position |  |  |  |  | Bangor |  |  |  | FALSE | FALSE | Bangor |  |  | 1.306 | [8 empty] | 0 | 0
2017-12-22 10:28 | 1781-RD | Fast Track | Fast Track | In Service | Not Provided |  |  | SONOMA | MOLINO SUB | Storage | 0.005 | 1/24/2018 | 2/18/2018 | Pass |  |  | N/A (Fast Track) | N/A (Fast Track) | N/A (Fast Track) | Executed | No former queue position |  |  |  |  | Molino |  |  |  | FALSE | FALSE | Molino | [8 empty] | 0.005 |  | 0.005 | 1 | 1
2017-12-22 13:20 | 1782-RD | Fast Track | Detailed Study | In Service | 9/29/2018 |  |  | EL DORADO | DIAMOND SPRINGS SUB | Solar PV | 0.72 | 1/24/2018 | 2/14/2018 | Fail Screens: D, F, G, I, J, K, M | 6/1/2018 | Fail | Pass | 1/30/2019 | N/A | Executed | No former queue position |  |  |  |  | Diamond Springs |  |  |  | FALSE | FALSE | Diamond Springs |  |  | 0.72 | [8 empty] | 1 | 1
2017-12-22 14:52 | 1783-WD | Fast Track | Independent Study | Withdrawn | 5/31/2019 | Withdrawn | Withdrawn | KERN | LAMONT SUB | Solar PV | 1.9661 | 1/24/2018 | Withdrawn | Withdrawn | Withdrawn | Withdrawn | Withdrawn | Withdrawn | Withdrawn | Withdrawn | No former queue position | Lamont |  |  |  | Lamont | 115 |  |  | TRUE | FALSE | Lamont |  |  | 1.9661 | [8 empty] | 0 | 0
2017-12-22 15:09 | 1784-RD | Fast Track | Fast Track | In Service | Not Provided |  |  | SAN FRANCISCO | SAN FRAN A (POTRERO PP) SUB | Storage | 0.01 | 1/24/2018 | 2/17/2018 | Pass |  |  | N/A (Fast Track) | N/A (Fast Track) | N/A (Fast Track) | Executed | No former queue position |  |  |  |  | San Fran A (Potrero Pp) | 230 | 1 | 0.01 | TRUE | FALSE | San Fran A (Potrero Pp) | 230 | [6 empty] | 0 | 0.01 |  | 0.01 | 1 | 1
2017-12-22 17:02 | 1785-RD | Fast Track | Fast Track | Withdrawn | Not Provided | Withdrawn | Withdrawn | AMADOR | IONE SUB | Solar PV | 1.958 | 1/24/2018 | 2/26/2018 | Fail Screens: I, J, K, M | Withdrawn | Withdrawn | Withdrawn | Withdrawn | Withdrawn | Withdrawn | No former queue position |  |  |  |  | Ione |  |  |  | FALSE | FALSE | Ione |  |  | 1.958 | [8 empty] | 0 | 0
2017-12-22 18:47 | 1786-RD | Fast Track | Detailed Study | Active | Not Provided |  |  | SAN LUIS OBISPO | BAYWOOD SUB | Solar PV | 1.212 | 1/24/2018 | 2/15/2018 | Fail Screens: J, K, M | 4/23/2018 | Fail | Pass | 9/10/2018 | N/A | Executed | No former queue position | not found |  | not found |  | Baywood |  |  |  | FALSE | FALSE | not found |  |  | 1.212 | [8 empty] | 0 | 1
2017-12-28 14:36 | 1787-RD | Fast Track | Fast Track | In Service | Not Provided |  |  | CONTRA COSTA | TASSAJARA SUB | Storage | 0.01 | 1/24/2018 | 2/18/2018 | Pass |  |  | N/A (Fast Track) | N/A (Fast Track) | N/A (Fast Track) | Executed | No former queue position |  |  |  |  | Tassajara | 230 |  |  | TRUE | FALSE | Tassajara | 230 | [7 empty] | 0.01 |  | 0.01 | 1 | 1
2017-12-29 17:08 | 1788-RD | Fast Track | Fast Track | In Service | Not Provided |  |  | FRESNO | MALAGA SUB | Solar PV | 2.75 | 1/24/2018 | 3/5/2018 | Fail Screens: I, J, K, M | 4/24/2018 | Pass | N/A (Fast Track) | N/A (Fast Track) | N/A (Fast Track) | Executed | No former queue position |  |  |  |  | Malaga | 115 |  |  | TRUE | FALSE | Malaga | 115 |  | 2.75 | [8 empty] | 1 | 1
2017-12-30 12:54 | 1789-RD | Fast Track | Fast Track | Withdrawn | Not Provided | Withdrawn | Withdrawn | SANTA CLARA | FMC SUB | Solar PV | 2.9082 | 1/24/2018 | 3/21/2018 | Fail Screens: J, K, M | Withdrawn | Withdrawn | Withdrawn | Withdrawn | Withdrawn | Withdrawn | No former queue position |  |  |  |  | Fmc | 115 |  |  | TRUE | FALSE | Fmc | 115 |  | 2.9082 | [8 empty] | 0 | 0
2018-01-02 12:08 | 1790-RD | Fast Track | Fast Track | In Service | Not Provided |  |  | SAN JOAQUIN | WEBER SUB | Solar PV | 1.32 | 1/24/2018 | 2/20/2018 | Fail Screens: I, J, K, M | 4/4/2018 | Pass | N/A (Fast Track) | N/A (Fast Track) | N/A (Fast Track) | Executed | No former queue position |  |  |  |  | Weber | 230 |  |  | TRUE | FALSE | Weber | 230 |  | 1.32 | [8 empty] | 1 | 1
2018-01-02 12:54 | 1791-RD | Fast Track | Detailed Study | In Service | Not Provided |  |  | SAN JOAQUIN | WEBER SUB | Solar PV | 1.26 | 1/24/2018 | 2/20/2018 | Fail Screens: D, I, J, K, M | 4/4/2018 | Fail | Pass | 7/3/2018 | N/A | Executed | No former queue position |  |  |  |  | Weber | 230 |  |  | TRUE | FALSE | Weber | 230 |  | 1.26 | [8 empty] | 1 | 1
2018-01-03 18:44 | 1792-RD | Detailed Study | Detailed Study | In Service | Not Provided | In Service | 3/1/2019 | FRESNO | MALAGA SUB | Solar PV | 4.56 | 1/24/2018 | N/A | N/A | N/A | N/A | Pass | 6/4/2018 | N/A | Executed | No former queue position |  |  |  |  | Malaga | 115 |  |  | TRUE | FALSE | Malaga | 115 |  | 4.56 | [8 empty] | 1 | 1
2017-12-18 08:52 | 1793-RD | Fast Track | Fast Track | In Service | 3/27/2018 |  |  | SAN MATEO | WOODSIDE SUB | Storage | 0.01 | 1/24/2018 | 2/7/2018 | Pass |  |  | N/A (Fast Track) | N/A (Fast Track) | N/A (Fast Track) | Executed | No former queue position |  |  |  |  | Woodside |  |  |  | FALSE | FALSE | Woodside | [8 empty] | 0.01 |  | 0.01 | 1 | 1
2017-12-18 13:45 | 1794-RD | Fast Track | Fast Track | Withdrawn | 3/28/2018 | Withdrawn | Withdrawn | AMADOR | WEST POINT PH | Storage | 0.005 | 1/24/2018 | 2/15/2018 | Pass | Withdrawn | Withdrawn | Withdrawn | Withdrawn | Withdrawn | Withdrawn | No former queue position |  |  |  |  | West Point Ph |  |  |  | FALSE | FALSE | West Point Ph | [8 empty] | 0.005 |  | 0.005 | 0 | 0
2017-12-22 17:53 | 1795-RD | Fast Track | Fast Track | In Service | 9/29/2018 |  |  | NAPA | BASALT SUB | Solar PV | 0.996 | 1/24/2018 | 2/15/2018 | Pass |  |  | N/A (Fast Track) | N/A (Fast Track) | N/A (Fast Track) | Executed | No former queue position |  |  |  |  | Basalt |  |  |  | FALSE | FALSE | Basalt |  |  | 0.996 | [8 empty] | 1 | 1
2017-12-28 18:25 | 1796-RD | Fast Track | Fast Track | Withdrawn | Not Provided | Withdrawn | Withdrawn | MARIN | ALTO SUB | Solar PV | 0.6 | 1/24/2018 | 2/12/2018 | Pass | Withdrawn | Withdrawn | Withdrawn | Withdrawn | Withdrawn | Withdrawn | No former queue position |  |  |  |  | Alto |  |  |  | FALSE | FALSE | Alto |  |  | 0.6 | [8 empty] | 0 | 0
2017-12-21 15:20 | 1797-RD | Fast Track | Detailed Study | In Service | Not Provided |  |  | EL DORADO | CLARKSVILLE SUB | Solar PV | 1.625 | 1/24/2018 | 3/29/2018 | Fail Screens: D, F, I, J, K, M | 6/13/2018 | Fail | Pass | 2019-02-04 | N/A | Executed | No former queue position |  |  |  |  | Clarksville |  |  |  | FALSE | FALSE | Clarksville |  |  | 1.625 | [8 empty] | 1 | 1
2017-12-22 13:23 | 1798-RD | Detailed Study | Detailed Study | In Service | 6/30/2018 |  |  | KERN | LERDO SUB | Solar PV | 2.0529 | 1/24/2018 | N/A | N/A | N/A | N/A | Fail | 5/30/2019 | N/A | Executed | No former queue position |  |  |  |  | Lerdo | 115 |  |  | TRUE | FALSE | Lerdo | 115 |  | 2.0529 | [8 empty] | 1 | 1
2017-12-27 11:38 | 1799-RD | Fast Track | Fast Track | In Service | Not Provided |  |  | EL DORADO | DIAMOND SPRINGS SUB | Solar PV | 1.5 | 1/24/2018 | 2/16/2018 | Fail Screens: F, G, H, I, J, K, M | 5/18/2018 | Pass | N/A (Fast Track) | N/A (Fast Track) | N/A (Fast Track) | Executed | No former queue position |  |  |  |  | Diamond Springs |  |  |  | FALSE | FALSE | Diamond Springs |  |  | 1.5 | [8 empty] | 1 | 1
2017-12-28 14:37 | 1800-RD | Fast Track | Fast Track | Withdrawn | Not Provided | Withdrawn | Withdrawn | FRESNO | WOODWARD SUB | Solar PV | 2.3995 | 1/24/2018 | 2/12/2018 | Fail Screens: I, J, K, L, M | 4/2/2018 | Fail | Withdrawn | Withdrawn | Withdrawn | Withdrawn | No former queue position |  |  |  |  | Woodward | 115 |  |  | TRUE | FALSE | Woodward | 115 |  | 2.3995 | [8 empty] | 0 | 0
2017-12-28 14:56 | 1801-RD | Fast Track | Fast Track | Withdrawn | Not Provided | Withdrawn | Withdrawn | FRESNO | OLD KEARNEY SUB | Solar PV | 2.3995 | 1/24/2018 | 2/12/2018 | Fail Screens: J, K, M | 3/21/2018 | Fail | Withdrawn | Withdrawn | Withdrawn | Withdrawn | No former queue position |  |  |  |  | Old Kearney |  |  |  | FALSE | FALSE | Old Kearney |  |  | 2.3995 | [8 empty] | 0 | 0
2017-12-28 15:28 | 1802-RD | Fast Track | Fast Track | Withdrawn | Not Provided | Withdrawn | Withdrawn | FRESNO | OLD KEARNEY SUB | Solar PV | 2.3995 | 1/24/2018 | 2/12/2018 | Fail Screens: I, J, K, M | 3/21/2018 | Fail | Withdrawn | Withdrawn | Withdrawn | Withdrawn | No former queue position |  |  |  |  | Old Kearney |  |  |  | FALSE | FALSE | Old Kearney |  |  | 2.3995 | [8 empty] | 0 | 0
2017-12-28 17:41 | 1803-RD | Fast Track | Fast Track | In Service | 9/29/2018 |  |  | YUBA | MARYSVILLE SUB | Solar PV, Storage | 2.1148 | 1/24/2018 | 2/14/2018 | Fail Screens: H, I, J, K, M | 4/17/2018 | Pass | N/A (Fast Track) | N/A (Fast Track) | N/A (Fast Track) | Executed | No former queue position |  |  |  |  | Marysville |  |  |  | FALSE | FALSE | Marysville |  |  | 2.1148 | [5 empty] | 2.1148 |  | 2.1148 | 1 | 1
2017-12-28 19:51 | 1804-RD | Fast Track | Fast Track | Withdrawn | Not Provided | Withdrawn | Withdrawn | FRESNO | OLD KEARNEY SUB | Solar PV | 2.3995 | 1/24/2018 | 2/12/2018 | Fail Screens: I, J, K, M | 3/21/2018 | Fail | Withdrawn | Withdrawn | Withdrawn | Withdrawn | No former queue position |  |  |  |  | Old Kearney |  |  |  | FALSE | FALSE | Old Kearney |  |  | 2.3995 | [8 empty] | 0 | 0
2017-12-28 20:21 | 1805-RD | Fast Track | Fast Track | Withdrawn | Not Provided | Withdrawn | Withdrawn | FRESNO | OLD KEARNEY SUB | Solar PV | 2.3995 | 1/24/2018 | 2/12/2018 | Fail Screens: F, I, J, K, M | 3/21/2018 | Fail | Withdrawn | Withdrawn | Withdrawn | Withdrawn | No former queue position |  |  |  |  | Old Kearney |  |  |  | FALSE | FALSE | Old Kearney |  |  | 2.3995 | [8 empty] | 0 | 0
2017-12-29 06:54 | 1806-RD | Fast Track | Fast Track | Withdrawn | Not Provided | Withdrawn | Withdrawn | FRESNO | WEST FRESNO SUB | Solar PV | 2.3995 | 1/24/2018 | 2/8/2018 | Pass | Withdrawn | Withdrawn | Withdrawn | Withdrawn | Withdrawn | Withdrawn | No former queue position |  |  |  |  | West Fresno | 115 |  |  | TRUE | FALSE | West Fresno | 115 |  | 2.3995 | [8 empty] | 0 | 0
2017-12-29 07:03 | 1807-RD | Fast Track | Fast Track | Withdrawn | Not Provided | Withdrawn | Withdrawn | FRESNO | OLD KEARNEY SUB | Solar PV | 2.3995 | 1/24/2018 | 2/12/2018 | Fail Screens: I, J, K, M | 3/28/2018 | Fail | Withdrawn | Withdrawn | Withdrawn | Withdrawn | No former queue position |  |  |  |  | Old Kearney |  |  |  | FALSE | FALSE | Old Kearney |  |  | 2.3995 | [8 empty] | 0 | 0
2017-12-03 23:54 | 1808-WD | Fast Track | Fast Track | Withdrawn | 3/28/2018 | Withdrawn | Withdrawn | SAN FRANCISCO | SAN FRAN X (MISSION) SUB | Storage | 0.25 | 1/24/2018 | 2/14/2018 | Fail Screens: 2, 7, 10 | 4/25/2018 | Pass | Withdrawn | Withdrawn | Withdrawn | Withdrawn | No former queue position |  |  |  |  | San Fran X (Mission) |  |  |  | FALSE | FALSE | San Fran X (Mission) | [8 empty] | 0.25 |  | 0.25 | 0 | 0
2017-12-04 00:08 | 1809-WD | Fast Track | Fast Track | Withdrawn | 3/28/2018 | Withdrawn | Withdrawn | SAN FRANCISCO | SAN FRAN X (MISSION) SUB | Storage | 0.5 | 1/24/2018 | 2/14/2018 | Fail Screens: 2, 7, 10 | 2018-06-21 | Pass | Withdrawn | Withdrawn | Withdrawn | Withdrawn | No former queue position |  |  |  |  | San Fran X (Mission) |  |  |  | FALSE | FALSE | San Fran X (Mission) | [8 empty] | 0.5 |  | 0.5 | 0 | 0
2017-12-09 11:50 | 1810-WD | Fast Track | Fast Track | In Service | 3/28/2018 | 7/2/2018 | 1/8/2019 | MARIN | STAFFORD SUB | Solar PV | 0.0885 | 1/24/2018 | 2/12/2018 | Pass |  |  | N/A (Fast Track) | N/A (Fast Track) | N/A (Fast Track) | Executed | No former queue position |  |  |  |  | Stafford |  |  |  | FALSE | FALSE | Stafford |  |  | 0.0885 | [8 empty] | 1 | 1
2017-12-28 19:50 | 1811-RD | Fast Track | Fast Track | Withdrawn | Not Provided | Withdrawn | Withdrawn | ALAMEDA | DUMBARTON SUB | Solar PV | 1.0713 | 1/24/2018 | 2/20/2018 | Fail Screens: F, G, H, I, J, K, M | Withdrawn | Withdrawn | Withdrawn | Withdrawn | Withdrawn | Withdrawn | No former queue position |  |  |  |  | Dumbarton | 115 |  |  | TRUE | FALSE | Dumbarton | 115 |  | 1.0713 | [8 empty] | 0 | 0
2017-12-29 15:39 | 1812-WD | Fast Track | Fast Track | Withdrawn | 2/20/2019 | Withdrawn | Withdrawn | SAN JOAQUIN | LOCKEFORD SUB | Solar PV | 3 | 1/24/2018 | 2/14/2018 | Fail Screens: 2, 6, 10 | 5/3/2018 | Fail | Withdrawn | Withdrawn | Withdrawn | Withdrawn | No former queue position |  |  |  |  | Lockeford | 230 |  |  | TRUE | FALSE | Lockeford | 230 |  | 3 | [8 empty] | 0 | 0
2017-12-29 17:06 | 1813-WD | Fast Track | Fast Track | Withdrawn | 2/20/2019 | Withdrawn | Withdrawn | MENDOCINO | WILLITS A SUB | Solar PV | 1.9661 | 1/24/2018 | 2/21/2018 | Fail Screens: 2, 5, 10 | 5/9/2018 | Pass | Withdrawn | Withdrawn | Withdrawn | Withdrawn | No former queue position |  |  |  |  | Willits A |  |  |  | FALSE | FALSE | Willits A |  |  | 1.9661 | [8 empty] | 0 | 0
2017-12-27 16:52 | 1814-RD | Fast Track | Fast Track | Active | Not Provided |  |  | CONTRA COSTA | MEADOW LANE SUB | Solar PV, Storage | 0.98288 | 1/31/2018 | 2/21/2018 | Fail Screens: B, D, F, G, H, I, J, K, L, M, V1, S5, A1 | 4/25/2018 | Pass | N/A (Fast Track) | N/A (Fast Track) | N/A (Fast Track) | Executed | No former queue position | not found |  |  |  | Meadow Lane | 115 |  |  | TRUE | TRUE | Meadow Lane | 115 |  | 0.98288 | [5 empty] | 0.98288 |  | 0.98288 | 0 | 1
2017-12-27 15:08 | 1815-RD | Detailed Study | Detailed Study | In Service | Not Provided |  |  | SANTA CLARA | SARATOGA SUB | Solar PV, Storage | 3.5119 | 1/31/2018 | N/A | N/A | N/A | N/A | Pass | 2019-04-19 | N/A | Executed | No former queue position |  |  |  |  | Saratoga | 230 |  |  | TRUE | FALSE | Saratoga | 230 |  | 3.5119 | [5 empty] | 3.5119 |  | 3.5119 | 1 | 1
2017-12-30 17:40 | 1816-RD | Detailed Study | Detailed Study | In Service | 11/30/2018 |  |  | MADERA | SHARON SUB | Solar PV | 1.9829 | 1/31/2018 | N/A | N/A | N/A | N/A | Pass | 8/22/2018 | N/A | Executed | No former queue position |  |  |  |  | Sharon |  |  |  | FALSE | FALSE | Sharon |  |  | 1.9829 | [8 empty] | 1 | 1
2018-01-03 09:40 | 1817-RD | Fast Track | Fast Track | In Service | 3/31/2018 |  |  | SANTA CLARA | LOS GATOS SUB | Storage | 0.005 | 1/31/2018 | 3/3/2018 | Pass |  |  | N/A (Fast Track) | N/A (Fast Track) | N/A (Fast Track) | Executed | No former queue position |  |  |  |  | Los Gatos |  |  |  | FALSE | FALSE | Los Gatos | [8 empty] | 0.005 |  | 0.005 | 1 | 1
2018-01-03 10:10 | 1818-WD | Independent Study | Independent Study | Active | 5/31/2019 | 7/15/2020 |  | KERN | WASCO SUB | Solar PV | 4.6128 | 1/31/2018 | N/A | N/A (Independent Study) | N/A | N/A (Independent Study) | Pass | 6/26/2018 | N/A | Executed | No former queue position | not found |  |  |  | Wasco |  |  |  | FALSE | FALSE | Wasco |  |  | 4.6128 | [8 empty] | 0 | 1
2018-01-08 12:26 | 1819-WD | Independent Study | Independent Study | Withdrawn | 5/31/2019 | Withdrawn | Withdrawn | ALAMEDA | CAYETANO SUB | Solar PV | 4 | 1/31/2018 | Withdrawn | Withdrawn | Withdrawn | Withdrawn | Withdrawn | Withdrawn | Withdrawn | Withdrawn | No former queue position |  |  |  |  | Cayetano | 230 |  |  | TRUE | FALSE | Cayetano | 230 |  | 4 | [8 empty] | 0 | 0
2018-01-24 10:33 | 1820-RD | Fast Track | Fast Track | In Service | 6/30/2018 |  |  | SAN FRANCISCO | SAN FRAN P(HUNTERS POINT) SUB | Solar PV | 0.1002 | 1/31/2018 | 2/14/2018 | Pass |  |  | N/A (Fast Track) | N/A (Fast Track) | N/A (Fast Track) | Executed | No former queue position |  |  |  |  | San Fran P(Hunters Point) |  |  |  | FALSE | FALSE | San Fran P(Hunters Point) |  |  | 0.1002 | [8 empty] | 1 | 1
2017-12-22 09:05 | 1821-WD | Independent Study | Independent Study | Withdrawn | 10/31/2019 | Withdrawn | Withdrawn | FRESNO | STROUD SUB | Engine | 1 | 1/31/2018 | Withdrawn | Withdrawn | Withdrawn | Withdrawn | Withdrawn | Withdrawn | Withdrawn | Withdrawn | No former queue position |  |  |  |  | Stroud |  | 0.8 | 0.8 | FALSE | FALSE | Stroud | [11 empty] | 0 | 0
2017-12-30 14:36 | 1822-RD | Fast Track | Fast Track | Withdrawn | 11/30/2018 | Withdrawn | Withdrawn | KERN | Withdrawn | Solar PV | 0.86 | 1/31/2018 | 2/13/2018 | Fail Screens: G, H, J, K, L, M | Withdrawn | Withdrawn | Withdrawn | Withdrawn | Withdrawn | Withdrawn | No former queue position |  |  |  |  | Withdrawn |  |  |  | FALSE | FALSE | Withdrawn |  |  | 0.86 | [8 empty] | 0 | 0
2017-12-19 09:05 | 1823-RD | Fast Track | Fast Track | In Service | 3/27/2018 |  |  | ALAMEDA | MT EDEN SUB | Solar PV | 0.6 | 1/31/2018 | 2/26/2018 | Fail Screens: A, B, C, F, G, H, I, J, K, L, M | 4/23/2018 | Pass | N/A (Fast Track) | N/A (Fast Track) | N/A (Fast Track) | Executed | No former queue position |  |  |  |  | Mt Eden | 115 |  |  | TRUE | FALSE | Mt Eden | 115 |  | 0.6 | [8 empty] | 1 | 1
2018-01-02 16:02 | 1824-RD | Fast Track | Fast Track | In Service | Not Provided |  |  | SAN JOAQUIN | FRENCH CAMP SUB | Storage | 0.325 | 1/31/2018 | 2/20/2018 | Pass |  |  | N/A (Fast Track) | N/A (Fast Track) | N/A (Fast Track) | Executed | No former queue position |  |  |  |  | French Camp | 60 |  |  | TRUE | FALSE | French Camp | 60 | [7 empty] | 0.325 |  | 0.325 | 1 | 1
2018-01-03 12:02 | 1825-RD | Fast Track | Fast Track | Withdrawn | Not Provided | Withdrawn | Withdrawn | SAN MATEO | EAST GRAND SUB | Storage | 0.264 | 1/31/2018 | 2/20/2018 | Pass | Withdrawn | Withdrawn | Withdrawn | Withdrawn | Withdrawn | Withdrawn | No former queue position |  |  |  |  | East Grand |  |  |  | FALSE | FALSE | East Grand | [8 empty] | 0.264 |  | 0.264 | 0 | 0
2018-01-03 17:35 | 1826-RD | Fast Track | Fast Track | Withdrawn | Not Provided | Withdrawn | Withdrawn | SAN FRANCISCO | SAN FRAN Z (EMBARCADERO) SUB | Storage | 0.132 | 1/31/2018 | 2/20/2018 | Pass | Withdrawn | Withdrawn | Withdrawn | Withdrawn | Withdrawn | Withdrawn | No former queue position |  |  |  |  | San Fran Z (Embarcadero) |  |  |  | FALSE | FALSE | San Fran Z (Embarcadero) | [8 empty] | 0.132 |  | 0.132 | 0 | 0
2017-12-30 20:41 | 1827-RD | Fast Track | Detailed Study | Active | 2/1/2019 | 8/1/2020 |  | FRESNO | MALAGA SUB | Engine | 5 | 2/7/2018 | 2/16/2018 | Fail Screens: B, F, I, J, K, M | 3/14/2018 | Fail | Pass | 7/25/2018 | N/A | Executed | No former queue position | not found |  |  |  | Malaga | 115 |  |  | TRUE | TRUE | Malaga | 115 | [10 empty] | 0 | 1
2017-12-29 10:57 | 1828-RD | Fast Track | Fast Track | In Service | Not Provided |  |  | FRESNO | FIGARDEN SUB | Solar PV, Storage | 1.192 | 2/7/2018 | 3/17/2018 | Fail Screens: H, I, J, K, M | 8/10/2018 | Pass | N/A (Fast Track) | N/A (Fast Track) | N/A (Fast Track) | Executed | No former queue position |  |  |  |  | Figarden | 230 |  |  | TRUE | FALSE | Figarden | 230 |  | 1.192 | [5 empty] | 1.192 |  | 1.192 | 1 | 1
2017-12-29 12:19 | 1829-RD | Fast Track | Detailed Study | In Service | Not Provided |  |  | FRESNO | MALAGA SUB | Solar PV, Storage | 1.8032 | 2/7/2018 | 3/29/2018 | Fail Screens: B, G, I, J, K, M | 8/27/2018 | Fail | Pass | 2/22/2019 | N/A | Executed | No former queue position |  |  |  |  | Malaga | 115 |  |  | TRUE | FALSE | Malaga | 115 |  | 1.8032 | [5 empty] | 1.8032 |  | 1.8032 | 1 | 1
2017-12-29 12:51 | 1830-RD | Fast Track | Fast Track | In Service | Not Provided |  |  | FRESNO | BULLARD SUB | Solar PV, Storage | 1.4782 | 2/7/2018 | 4/2/2018 | Pass |  |  | N/A (Fast Track) | N/A (Fast Track) | N/A (Fast Track) | Executed | No former queue position |  |  |  |  | Bullard | 115 |  |  | TRUE | FALSE | Bullard | 115 |  | 1.4782 | [5 empty] | 1.4782 |  | 1.4782 | 1 | 1
2017-12-29 14:48 | 1831-RD | Fast Track | Fast Track | In Service | Not Provided |  |  | FRESNO | ASHLAN AVE SUB | Solar PV, Storage | 1.619 | 2/7/2018 | 4/2/2018 | Fail Screens: H, J, K, M | 8/31/2018 | Pass | N/A (Fast Track) | N/A (Fast Track) | N/A (Fast Track) | Executed | No former queue position |  |  |  |  | Ashlan Ave |  |  |  | FALSE | FALSE | Ashlan Ave |  |  | 1.619 | [5 empty] | 1.619 |  | 1.619 | 1 | 1
2017-12-29 18:14 | 1832-RD | Fast Track | Fast Track | Withdrawn | Not Provided | Withdrawn | Withdrawn | SAN JOAQUIN | STAGG SUB | Solar PV | 2.76 | 2/7/2018 | 2/16/2018 | Fail Screens: J, K, M, S1 | Withdrawn | Withdrawn | Withdrawn | Withdrawn | Withdrawn | Withdrawn | No former queue position |  |  | Stagg |  | Stagg | 230 |  |  | TRUE | FALSE | Stagg | 230 |  | 2.76 | [8 empty] | 0 | 0
2017-12-30 10:22 | 1833-RD | Fast Track | Fast Track | Withdrawn | Not Provided | Withdrawn | Withdrawn | SANTA CRUZ | GREEN VALLEY SUB | Solar PV | 2.5809 | 2/7/2018 | 3/2/2018 | Fail Screens: D, F, G, I, J, K, M | 5/11/2018 | Fail | Withdrawn | Withdrawn | Withdrawn | Withdrawn | No former queue position |  |  |  |  | Green Valley | 115 |  |  | TRUE | FALSE | Green Valley | 115 |  | 2.5809 | [8 empty] | 0 | 0
2017-12-30 17:42 | 1834-RD | Detailed Study | Detailed Study | Active | Not Provided |  |  | MONTEREY | CAMPHORA SUB | Solar PV | 1.75 | 2/7/2018 | N/A | N/A | N/A | N/A | Fail | 7/24/2018 | N/A | Executed | No former queue position | not found |  | not found |  | Camphora |  |  |  | FALSE | FALSE | not found |  |  | 1.75 | [8 empty] | 0 | 1
2017-12-30 23:34 | 1835-RD | Fast Track | Fast Track | In Service | Not Provided |  |  | SAN LUIS OBISPO | GOLDTREE SUB | Solar PV | 0.99105 | 2018-07-26 | 8/8/2018 | Fail Screens: D, H, I, J, K, M | 11/16/2018 | Pass | N/A (Fast Track) | N/A (Fast Track) | N/A (Fast Track) | Executed | No former queue position |  |  |  |  | Goldtree |  |  |  | FALSE | FALSE | Goldtree |  |  | 0.99105 | [8 empty] | 1 | 1
2018-01-03 09:57 | 1836-WD | Independent Study | Independent Study | Active | 5/31/2019 | 3/31/2022 |  | KERN | CHARCA SUB | Solar PV | 4.66 | 2/7/2018 | N/A | N/A (Independent Study) | N/A | N/A (Independent Study) | Pass | 7/3/2018 | N/A | Executed | No former queue position | Charca |  |  |  | Charca | 115 |  |  | TRUE | TRUE | Charca |  |  | 4.66 | [8 empty] | 0 | 1
2018-01-03 11:01 | 1837-RD | Fast Track | Fast Track | In Service | Not Provided |  |  | SAN FRANCISCO | SAN FRAN L SUB | Storage | 0.005 | 2/7/2018 | 3/23/2018 | Pass |  |  | N/A (Fast Track) | N/A (Fast Track) | N/A (Fast Track) | Executed | No former queue position |  |  |  |  | San Fran L |  |  |  | FALSE | FALSE | San Fran L | [8 empty] | 0.005 |  | 0.005 | 1 | 1
2018-01-09 11:16 | 1838-RD | Fast Track | Fast Track | In Service | Not Provided |  |  | SAN LUIS OBISPO | TEMPLETON SUB | Solar PV | 1.026 | 2/7/2018 | 2/26/2018 | Fail Screens: B, D, F, G, H, I, J, K, L, M, V1, S5, A1 | 4/24/2018 | Pass | N/A (Fast Track) | N/A (Fast Track) | N/A (Fast Track) | Executed | No former queue position |  |  |  |  | Templeton | 230 |  |  | TRUE | FALSE | Templeton | 230 |  | 1.026 | [8 empty] | 1 | 1
2018-01-16 16:30 | 1839-RD | Fast Track | Fast Track | Withdrawn | Not Provided | Withdrawn | Withdrawn | SAN JOAQUIN | AVENA SUB | Gas Turbine | 2.302 | 2/7/2018 | 2/21/2018 | Fail Screens: B, D, F, G, H, I, J, K, L, M | Withdrawn | Withdrawn | Withdrawn | Withdrawn | Withdrawn | Withdrawn | No former queue position |  |  |  |  | Avena | 115 |  |  | TRUE | FALSE | Avena | 115 | [10 empty] | 0 | 0
2018-01-19 15:25 | 1840-RD | Fast Track | Fast Track | Withdrawn | Not Provided | Withdrawn | Withdrawn | SAN JOAQUIN | VALLEY HOME SUB | Gas Turbine | 2.302 | 2/7/2018 | 2/26/2018 | Fail Screens: B, D, G, H, I, J, K, M | Withdrawn | Withdrawn | Withdrawn | Withdrawn | Withdrawn | Withdrawn | No former queue position |  |  |  |  | Valley Home | 115 |  |  | TRUE | FALSE | Valley Home | 115 | [10 empty] | 0 | 0
2018-02-01 14:08 | 1841-RD | Fast Track | Fast Track | In Service | Not Provided |  |  | SAN FRANCISCO | PORTOLA SUB | Gas Turbine | 0.28119 | 2/7/2018 | 4/2/2018 | Fail Screens: J, M, A3 |  |  | N/A (Fast Track) | N/A (Fast Track) | N/A (Fast Track) | Executed | No former queue position |  |  |  |  | Portola |  |  |  | FALSE | FALSE | Portola | [11 empty] | 1 | 1
2018-01-09 16:20 | 1842-RD | Fast Track | Fast Track | In Service | Not Provided |  |  | YOLO | WOODLAND SUB | Gas Turbine | 2.565 | 2/7/2018 | 2/28/2018 | Fail Screens: B, F, G, M | 4/27/2018 | Pass | N/A (Fast Track) | N/A (Fast Track) | N/A (Fast Track) | Executed | No former queue position |  |  |  |  | Woodland | 115 |  |  | TRUE | FALSE | Woodland | 115 | [10 empty] | 1 | 1
2018-01-10 15:43 | 1843-RD | Fast Track | Fast Track | Withdrawn | Not Provided | Withdrawn | Withdrawn | FRESNO | BOWLES SUB | Gas Turbine | 1.79 | 2/7/2018 | 3/19/2018 | Fail Screens: D, F, J, K, M | Withdrawn | Withdrawn | Withdrawn | Withdrawn | Withdrawn | Withdrawn | No former queue position |  |  |  |  | Bowles |  |  |  | FALSE | FALSE | Bowles | [11 empty] | 0 | 0
2018-01-10 16:05 | 1844-RD | Fast Track | Detailed Study | In Service | Not Provided |  |  | FRESNO | SANGER SUB | Solar PV | 1.0333 | 2/7/2018 | 2018-04-18 | Fail Screens: D, J, K, M | N/A | N/A | Pass | 8/2/2018 | N/A | Executed | No former queue position |  |  |  |  | Sanger | 115 |  |  | TRUE | FALSE | Sanger | 115 |  | 1.0333 | [8 empty] | 1 | 1
2018-01-09 12:46 | 1845-RD | Fast Track | Fast Track | Withdrawn | Not Provided | Withdrawn | Withdrawn | SAN FRANCISCO | SAN FRAN A (POTRERO PP) SUB | Storage | 0.396 | 2/14/2018 | 3/23/2018 | Pass | Withdrawn | Withdrawn | Withdrawn | Withdrawn | Withdrawn | Withdrawn | No former queue position |  |  |  |  | San Fran A (Potrero Pp) | 230 |  |  | TRUE | FALSE | San Fran A (Potrero Pp) | 230 | [7 empty] | 0.396 |  | 0.396 | 0 | 0
2018-01-30 13:09 | 1846-WD | Independent Study | Independent Study | Withdrawn | 8/2/2018 | Withdrawn | Withdrawn | TULARE | ALPAUGH SUB | Other | 2 | 2/14/2018 | Withdrawn | Withdrawn | Withdrawn | Withdrawn | Withdrawn | Withdrawn | Withdrawn | Withdrawn | No former queue position |  |  |  |  | Alpaugh | 115 |  |  | TRUE | FALSE | Alpaugh | 115 | [10 empty] | 0 | 0
2018-01-09 15:59 | 1847-RD | Fast Track | Fast Track | In Service | Not Provided |  |  | SAN FRANCISCO | SAN FRAN L SUB | Storage | 0.005 | 2/14/2018 | 3/23/2018 | Pass |  |  | N/A (Fast Track) | N/A (Fast Track) | N/A (Fast Track) | Executed | No former queue position |  |  |  |  | San Fran L |  |  |  | FALSE | FALSE | San Fran L | [8 empty] | 0.005 |  | 0.005 | 1 | 1
2018-01-16 12:21 | 1848-RD | Fast Track | Fast Track | Withdrawn | Not Provided | Withdrawn | Withdrawn | SANTA CLARA | WOLFE SUB | Storage | 0.005 | 2/14/2018 | 6/6/2018 | Pass | Withdrawn | Withdrawn | Withdrawn | Withdrawn | Withdrawn | Withdrawn | No former queue position |  |  |  |  | Wolfe |  |  |  | FALSE | FALSE | Wolfe | [8 empty] | 0.005 |  | 0.005 | 0 | 0
2018-01-16 13:07 | 1849-RD | Fast Track | Fast Track | In Service | Not Provided |  |  | SAN MATEO | CAROLANDS SUB | Storage | 0.01 | 2/14/2018 | 3/23/2018 | Pass |  |  | N/A (Fast Track) | N/A (Fast Track) | N/A (Fast Track) | Executed | No former queue position |  |  |  |  | Carolands |  |  |  | FALSE | FALSE | Carolands | [8 empty] | 0.01 |  | 0.01 | 1 | 1
2018-01-16 13:27 | 1850-RD | Fast Track | Fast Track | In Service | Not Provided |  |  | NAPA | SILVERADO SUB | Storage | 0.01 | 2/14/2018 | 3/27/2018 | Pass |  |  | N/A (Fast Track) | N/A (Fast Track) | N/A (Fast Track) | Executed | No former queue position |  |  |  |  | Silverado | 115 |  |  | TRUE | FALSE | Silverado | 115 | [7 empty] | 0.01 |  | 0.01 | 1 | 1
2018-01-16 14:50 | 1851-RD | Fast Track | Fast Track | In Service | Not Provided |  |  | SANTA CLARA | SARATOGA SUB | Storage | 0.01 | 2/14/2018 | 6/6/2018 | Pass |  |  | N/A (Fast Track) | N/A (Fast Track) | N/A (Fast Track) | Executed | No former queue position |  |  |  |  | Saratoga | 230 |  |  | TRUE | FALSE | Saratoga | 230 | [7 empty] | 0.01 |  | 0.01 | 1 | 1
2018-01-18 10:40 | 1852-RD | Fast Track | Fast Track | In Service | Not Provided |  |  | SAN FRANCISCO | SAN FRAN P(HUNTERS POINT) SUB | Storage | 0.01 | 2/14/2018 | 2018-03-30 | Pass |  |  | N/A (Fast Track) | N/A (Fast Track) | N/A (Fast Track) | Executed | No former queue position |  |  |  |  | San Fran P(Hunters Point) |  |  |  | FALSE | FALSE | San Fran P(Hunters Point) | [8 empty] | 0.01 |  | 0.01 | 1 | 1
2017-12-19 10:30 | 1853-RD | Detailed Study | Detailed Study | Withdrawn | 3/1/2018 | Withdrawn | Withdrawn | KERN | MIDSUN SW STA | Cogeneration | 10 | 2/14/2018 | Withdrawn | Withdrawn | Withdrawn | Withdrawn | Withdrawn | Withdrawn | Withdrawn | Withdrawn | No former queue position |  |  |  |  | Midsun Sw Sta |  |  |  | FALSE | FALSE | Midsun Sw Sta | [11 empty] | 0 | 0
2018-01-16 16:28 | 1854-RD | Fast Track | Fast Track | In Service | Not Provided |  |  | SOLANO | PEABODY SUB | Storage | 0.325 | 2/21/2018 | 3/21/2018 | Pass |  |  | N/A (Fast Track) | N/A (Fast Track) | N/A (Fast Track) | Executed | No former queue position |  |  |  |  | Peabody | 230 |  |  | TRUE | FALSE | Peabody | 230 | [7 empty] | 0.325 |  | 0.325 | 1 | 1
2018-01-19 16:34 | 1855-RD | Fast Track | Fast Track | In Service | Not Provided |  |  | MONTEREY | SALINAS SUB | Storage | 0.32123 | 2/21/2018 | 7/18/2018 | Pass |  |  | N/A (Fast Track) | N/A (Fast Track) | N/A (Fast Track) | Executed | No former queue position |  |  |  |  | Salinas | 115 |  |  | TRUE | FALSE | Salinas | 115 | [7 empty] | 0.32123 |  | 0.32123 | 1 | 1
2018-01-19 16:58 | 1856-RD | Fast Track | Fast Track | In Service | Not Provided |  |  | SAN JOAQUIN | TRACY SUB | Storage | 0.32123 | 2/21/2018 | 2018-07-19 | Pass |  |  | N/A (Fast Track) | N/A (Fast Track) | N/A (Fast Track) | Executed | No former queue position |  |  |  |  | Tracy | 115 |  |  | TRUE | FALSE | Tracy | 115 | [7 empty] | 0.32123 |  | 0.32123 | 1 | 1
2018-01-22 11:58 | 1857-RD | Fast Track | Fast Track | In Service | Not Provided |  |  | FRESNO | WOODWARD SUB | Engine | 2 | 2/21/2018 | 6/5/2018 | Pass |  |  | N/A (Fast Track) | N/A (Fast Track) | N/A (Fast Track) | Executed | No former queue position |  |  |  |  | Woodward | 115 |  |  | TRUE | FALSE | Woodward | 115 | [10 empty] | 1 | 1
2017-12-30 17:45 | 1858-RD | Detailed Study | Detailed Study | Active | Not Provided |  |  | MONTEREY | CAMPHORA SUB | Solar PV, Wind | 6.8283 | 2/21/2018 | N/A | N/A | N/A | N/A | Pass | 8/13/2018 | N/A | Executed | No former queue position | not found |  | not found |  | Camphora |  |  |  | FALSE | FALSE | not found |  |  | 6.8283 | 6.8283 | [7 empty] | 0 | 1
2018-02-01 15:43 | 1859-RD | Fast Track | Fast Track | Withdrawn | Not Provided | Withdrawn | Withdrawn | CONTRA COSTA | KIRKER SUB | Gas Turbine | 4.8 | 2/21/2018 | 3/2/2018 | Fail Screens: B, D, G, H, I, J, K, L, M | Withdrawn | Withdrawn | Withdrawn | Withdrawn | Withdrawn | Withdrawn | No former queue position |  |  |  |  | Kirker | 115 | 1 | 4.8 | TRUE | FALSE | Kirker | 115 | [10 empty] | 0 | 0
2018-01-03 12:54 | 1860-RD | Fast Track | Fast Track | In Service | Not Provided |  |  | SANTA CLARA | LOS GATOS SUB | Gas Turbine | 0.02 | 2/28/2018 | 4/4/2018 | Pass |  |  | N/A (Fast Track) | N/A (Fast Track) | N/A (Fast Track) | Executed | No former queue position |  |  |  |  | Los Gatos |  |  |  | FALSE | FALSE | Los Gatos | [11 empty] | 1 | 1
2018-01-23 12:08 | 1861-RD | Fast Track | Fast Track | In Service | Not Provided |  |  | SANTA CLARA | VASONA SUB | Gas Turbine | 0.005 | 2/28/2018 | 3/27/2018 | Pass |  |  | N/A (Fast Track) | N/A (Fast Track) | N/A (Fast Track) | Executed | No former queue position |  |  |  |  | Vasona | 230 |  |  | TRUE | FALSE | Vasona | 230 | [10 empty] | 1 | 1
2018-01-23 13:17 | 1862-RD | Fast Track | Fast Track | In Service | Not Provided |  |  | SANTA CRUZ | CAMP EVERS SUB | Solar PV | 0.01 | 2/28/2018 | 3/14/2018 | Pass |  |  | N/A (Fast Track) | N/A (Fast Track) | N/A (Fast Track) | Executed | No former queue position |  |  |  |  | Camp Evers |  |  |  | FALSE | FALSE | Camp Evers |  |  | 0.01 | [8 empty] | 1 | 1
2018-01-30 15:50 | 1863-RD | Fast Track | Fast Track | In Service | Not Provided |  |  | MARIN | COTATI SUB | Storage | 0.01 | 2/28/2018 | 3/5/2018 | Pass |  |  | N/A (Fast Track) | N/A (Fast Track) | N/A (Fast Track) | Executed | No former queue position |  |  |  |  | Cotati |  |  |  | FALSE | FALSE | Cotati | [8 empty] | 0.01 |  | 0.01 | 1 | 1
2018-02-05 14:20 | 1864-WD | Fast Track | Fast Track | In Service | 10/21/2019 | 3/15/2020 |  | FRESNO | CARUTHERS SUB | Other | 0.5504 | 2/28/2018 | 3/6/2018 | Fail Screens: 2, 4, 7, 9, 10 | 2018-08-03 | Pass | N/A (Fast Track) | N/A (Fast Track) | N/A (Fast Track) | Executed | No former queue position |  |  |  |  | Caruthers |  |  |  | FALSE | FALSE | Caruthers | [11 empty] | 1 | 1
2018-02-05 14:47 | 1865-WD | Fast Track | Independent Study | Withdrawn | 12/13/2019 | Withdrawn | Withdrawn | MADERA | STOREY SUB | Solar PV | 2 | 2/28/2018 | 3/5/2018 | Pass | 5/8/2018 | Fail | Withdrawn | Withdrawn | Withdrawn | Withdrawn | No former queue position |  |  |  |  | Storey | 230 | 1 | 2 | TRUE | FALSE | Storey | 230 | 0 | 2 | [8 empty] | 0 | 0
2018-02-07 16:22 | 1866-RD | Fast Track | Fast Track | Withdrawn | Not Provided | Withdrawn | Withdrawn | AMADOR | IONE SUB | Solar PV | 0.24 | 2/28/2018 | 3/5/2018 | Fail Screens: I, J, K, M | Withdrawn | Withdrawn | Withdrawn | Withdrawn | Withdrawn | Withdrawn | No former queue position |  |  |  |  | Ione |  | 1 | 0.24 | FALSE | FALSE | Ione |  | 0 | 0.24 | [8 empty] | 0 | 0
2018-01-24 11:47 | 1867-RD | Fast Track | Fast Track | In Service | Not Provided |  |  | SAN FRANCISCO | SAN FRAN Y (LARKIN) SUB | Storage | 0.005 | 2/28/2018 | 3/23/2018 | Pass |  |  | N/A (Fast Track) | N/A (Fast Track) | N/A (Fast Track) | Executed | No former queue position |  |  |  |  | San Fran Y (Larkin) |  |  |  | FALSE | FALSE | San Fran Y (Larkin) | [8 empty] | 0.005 |  | 0.005 | 1 | 1
2018-02-12 09:59 | 1868-WD | Fast Track | Independent Study | In Service | 6/30/2019 | 7/16/2020 | 12/3/2020 | MARIN | NOVATO SUB | Solar PV | 0.99 | 2/28/2018 | 3/16/2018 | Fail Screens: 2, 4, 5, 10 | 5/15/2018 | Fail | Pass | 10/2/2018 | N/A | Executed | No former queue position |  |  |  |  | Novato |  |  |  | FALSE | FALSE | Novato |  |  | 0.99 | [8 empty] | 1 | 1
2018-02-12 10:06 | 1869-WD | Fast Track | Independent Study | In Service | 6/30/2019 | 7/16/2020 | 2/3/2021 | MARIN | NOVATO SUB | Solar PV | 0.99 | 2/28/2018 | 3/16/2018 | Fail Screens: 2, 4, 5, 10 | 5/15/2018 | Fail | Pass | 2/11/2019 | N/A | Executed | No former queue position |  |  |  |  | Novato |  |  |  | FALSE | FALSE | Novato |  |  | 0.99 | [8 empty] | 1 | 1
2018-02-12 10:17 | 1870-WD | Fast Track | Independent Study | In Service | 6/30/2019 | 7/16/2020 | 12/3/2020 | MARIN | NOVATO SUB | Solar PV | 0.99 | 2/28/2018 | 3/16/2018 | Fail Screens: 2, 4, 5, 10 | 5/15/2018 | Fail | Pass | 2/11/2019 | N/A | Executed | No former queue position |  |  |  |  | Novato |  |  |  | FALSE | FALSE | Novato |  |  | 0.99 | [8 empty] | 1 | 1
2018-02-12 10:29 | 1871-WD | Fast Track | Fast Track | Withdrawn | 6/30/2019 | Withdrawn | Withdrawn | MARIN | NOVATO SUB | Solar PV | 1.62 | 2/28/2018 | 3/16/2018 | Fail Screens: 2, 4, 5, 10 | 5/15/2018 | Fail | Withdrawn | Withdrawn | Withdrawn | Withdrawn | No former queue position |  |  |  |  | Novato |  |  |  | FALSE | FALSE | Novato |  |  | 1.62 | [8 empty] | 0 | 0
2018-02-23 08:33 | 1872-RD | Fast Track | Fast Track | In Service | Not Provided |  |  | SAN FRANCISCO | SAN FRAN X (MISSION) SUB | Solar PV | 0.02347 | 2/28/2018 | 3/8/2018 | Pass |  |  | N/A (Fast Track) | N/A (Fast Track) | N/A (Fast Track) | Executed | No former queue position |  |  |  |  | San Fran X (Mission) |  | 1 | 0.02347 | FALSE | FALSE | San Fran X (Mission) |  | 0 | 0.02347 | [8 empty] | 1 | 1
2018-02-07 12:08 | 1873-RD | Fast Track | Fast Track | Withdrawn | Not Provided | Withdrawn | Withdrawn | CONTRA COSTA | EL CERRITO G SUB | Storage | 0.264 | 2/28/2018 | 4/18/2018 | Fail | Withdrawn | Withdrawn | Withdrawn | Withdrawn | Withdrawn | Withdrawn | No former queue position |  |  |  |  | El Cerrito G | 115 |  |  | TRUE | FALSE | El Cerrito G | 115 | [7 empty] | 0.264 |  | 0.264 | 0 | 0
2018-02-14 15:36 | 1874-WD | Fast Track | Fast Track | Withdrawn | 5/16/2019 | Withdrawn | Withdrawn | SONOMA | MOLINO SUB | Storage | 0.216 | 3/7/2018 | 3/28/2018 | Fail Screens: 2, 5, 10 | Withdrawn | Withdrawn | Withdrawn | Withdrawn | Withdrawn | Withdrawn | No former queue position |  |  |  |  | Molino |  |  |  | FALSE | FALSE | Molino | [8 empty] | 0.216 |  | 0.216 | 0 | 0
2018-02-15 17:09 | 1875-RD | Fast Track | Fast Track | Withdrawn | Not Provided | Withdrawn | Withdrawn | YOLO | UC DAVIS MTR STA | Storage | 0.005 | 3/7/2018 | 3/30/2018 | Fail Screens: B, H, I, L | Withdrawn | Withdrawn | Withdrawn | Withdrawn | Withdrawn | Withdrawn | No former queue position |  |  | not found |  | Uc Davis Mtr Sta |  | 1 | 0.005 | FALSE | FALSE | not found | [7 empty] | 0 | 0.005 |  | 0.005 | 0 | 0
2018-02-16 14:10 | 1876-WD | Independent Study | Independent Study | Withdrawn | 3/1/2022 | Withdrawn | Withdrawn | SANTA CLARA | MORGAN HILL SUB | Battery | 20 | 3/7/2018 | Withdrawn | Withdrawn | Withdrawn | Withdrawn | Withdrawn | Withdrawn | Withdrawn | Withdrawn | No former queue position |  |  | Morgan Hill |  | Morgan Hill | 115 | 1 | 20 | TRUE | FALSE | Morgan Hill | 115 | [6 empty] | 0 | 20 | 20 |  | 0 | 0
2018-02-20 16:21 | 1877-WD | Independent Study | Independent Study | Withdrawn | 11/1/2019 | Withdrawn | Withdrawn | SUTTER | HARTER SUB | Other | 50.5 | 3/7/2018 | Withdrawn | Withdrawn | Withdrawn | Withdrawn | Withdrawn | Withdrawn | Withdrawn | Withdrawn | No former queue position |  |  |  |  | Harter |  |  |  | FALSE | FALSE | Harter | [11 empty] | 0 | 0
2018-01-30 09:42 | 1878-RD | Fast Track | Fast Track | In Service | Not Provided |  |  | SAN MATEO | BURLINGAME SUB | Storage | 0.015 | 3/7/2018 | 3/22/2018 | Pass |  |  | N/A (Fast Track) | N/A (Fast Track) | N/A (Fast Track) | Executed | No former queue position |  |  |  |  | Burlingame | 115 |  |  | TRUE | FALSE | Burlingame | 115 | [7 empty] | 0.015 |  | 0.015 | 1 | 1
2018-02-07 11:49 | 1879-RD | Fast Track | Fast Track | Withdrawn | Not Provided | Withdrawn | Withdrawn | SAN MATEO | Customer Owned | Solar PV | 1.1745 | 3/7/2018 | Withdrawn | Withdrawn | Withdrawn | Withdrawn | Withdrawn | Withdrawn | Withdrawn | Withdrawn | No former queue position |  |  | not found |  | Customer Owned |  |  |  | FALSE | FALSE | not found |  |  | 1.1745 | [8 empty] | 0 | 0
2018-02-09 12:29 | 1880-RD | Fast Track | Fast Track | Withdrawn | Not Provided | Withdrawn | Withdrawn | SAN MATEO | WOODSIDE SUB | Storage | 0.02 | 3/7/2018 | 3/29/2018 | Pass | Withdrawn | Withdrawn | Withdrawn | Withdrawn | Withdrawn | Withdrawn | No former queue position |  |  |  |  | Woodside |  |  |  | FALSE | FALSE | Woodside | [8 empty] | 0.02 |  | 0.02 | 0 | 0
2018-02-12 08:30 | 1881-RD | Fast Track | Fast Track | Withdrawn | Not Provided | Withdrawn | Withdrawn | SAN FRANCISCO | SAN FRAN L SUB | Storage | 0.01 | 3/7/2018 | 3/23/2018 | Pass | Withdrawn | Withdrawn | Withdrawn | Withdrawn | Withdrawn | Withdrawn | No former queue position |  |  |  |  | San Fran L |  | 1 | 0.01 | FALSE | FALSE | San Fran L | [7 empty] | 0 | 0.01 |  | 0.01 | 0 | 0
2018-02-12 17:02 | 1882-RD | Detailed Study | Detailed Study | In Service | 1/7/2019 |  |  | SAN MATEO | BELMONT SUB | Engine, Storage | 2.29 | 3/7/2018 | N/A | N/A | N/A | N/A | Pass | 10/23/2018 | N/A | Executed | No former queue position |  |  |  |  | Belmont |  |  |  | FALSE | FALSE | Belmont | [8 empty] | 2.29 |  | 2.29 | 1 | 1
2018-02-20 13:43 | 1883-RD | Fast Track | Fast Track | In Service | Not Provided |  |  | SANTA CLARA | MENLO SUB | Storage | 0.01 | 3/14/2018 | 3/26/2018 | Pass |  |  | N/A (Fast Track) | N/A (Fast Track) | N/A (Fast Track) | Executed | No former queue position |  |  |  |  | Menlo | 60 |  |  | TRUE | FALSE | Menlo | 60 | [7 empty] | 0.01 |  | 0.01 | 1 | 1
2018-02-16 09:58 | 1884-RD | Fast Track | Fast Track | In Service | Not Provided |  |  | SONOMA | SALMON CREEK SUB | Storage | 0.01 | 3/14/2018 | 3/27/2018 | Pass |  |  | N/A (Fast Track) | N/A (Fast Track) | N/A (Fast Track) | Executed | No former queue position |  |  |  |  | Salmon Creek |  |  |  | FALSE | FALSE | Salmon Creek | [8 empty] | 0.01 |  | 0.01 | 1 | 1
2018-02-20 09:01 | 1885-RD | Fast Track | Fast Track | Withdrawn | Not Provided | Withdrawn | Withdrawn | SONOMA | KONOCTI SUB | Storage | 0.01 | 3/14/2018 | 3/27/2018 | Pass | Withdrawn | Withdrawn | Withdrawn | Withdrawn | Withdrawn | Withdrawn | No former queue position |  |  |  |  | Konocti | 60 |  |  | TRUE | FALSE | Konocti | 60 | [7 empty] | 0.01 |  | 0.01 | 0 | 0
2018-02-22 14:21 | 1886-WD | Fast Track | Independent Study | Active | 5/31/2019 | 3/2/2021 |  | KERN | WEEDPATCH SUB | Solar PV | 2.5838 | 3/14/2018 | 4/3/2018 | Fail Screens: 2, 4, 5, 10 | 5/17/2018 | Fail | Pass | 10/5/2018 | N/A | Executed | No former queue position | not found |  |  |  | Weedpatch |  |  |  | FALSE | FALSE | Weedpatch |  |  | 2.5838 | [8 empty] | 0 | 1
2018-02-22 15:00 | 1887-WD | Fast Track | Independent Study | Active | 5/31/2019 | 2/19/2021 |  | KERN | SHAFTER SUB | Solar PV | 2.5838 | 3/14/2018 | 4/3/2018 | Fail Screens: 2, 4, 5, 10 | 5/16/2018 | Fail | Pass | 10/30/2018 | N/A | Executed | No former queue position | Shafter |  | Shafter |  | Shafter | 115 | 1 | 2.5838 | TRUE | TRUE | Shafter |  | 0 | 2.5838 | [8 empty] | 0 | 1
2018-02-22 15:37 | 1888-WD | Fast Track | Independent Study | Active | 5/31/2019 | 2/15/2021 |  | KERN | ELK HILLS SUB | Solar PV | 2.4171 | 3/14/2018 | 4/9/2018 | Fail Screens: 2, 4, 9, 10 | 5/25/2018 | Fail | Pass | 11/9/2018 | N/A | Executed | No former queue position | Elk Hills |  |  |  | Elk Hills | 230 |  |  | TRUE | TRUE | Elk Hills |  |  | 2.4171 | [8 empty] | 0 | 1
2018-02-28 10:14 | 1889-RD | Fast Track | Fast Track | Withdrawn | Not Provided | Withdrawn | Withdrawn | FRESNO | PINEDALE SUB | Storage | 0.01 | 3/14/2018 | 4/3/2018 | Pass | Withdrawn | Withdrawn | Withdrawn | Withdrawn | Withdrawn | Withdrawn | No former queue position |  |  |  |  | Pinedale |  | 0.5 | 0.005 | FALSE | FALSE | Pinedale | [7 empty] | 0.005 | 0.01 |  | 0.01 | 0 | 0
2018-02-28 16:26 | 1890-RD | Fast Track | Fast Track | In Service | Not Provided |  |  | SANTA CLARA | MABURY SUB | Storage | 0.005 | 3/14/2018 | 3/21/2018 | Pass |  |  | N/A (Fast Track) | N/A (Fast Track) | N/A (Fast Track) | Executed | No former queue position |  |  |  |  | Mabury |  |  |  | FALSE | FALSE | Mabury | [8 empty] | 0.005 |  | 0.005 | 1 | 1
2018-03-06 11:30 | 1891-RD | Fast Track | Fast Track | In Service | Not Provided |  |  | SOLANO | CORDELIA SUB | Storage | 0.264 | 3/14/2018 | 4/11/2018 | Pass |  |  | N/A (Fast Track) | N/A (Fast Track) | N/A (Fast Track) | Executed | No former queue position |  |  |  |  | Cordelia |  |  |  | FALSE | FALSE | Cordelia | [8 empty] | 0.264 |  | 0.264 | 1 | 1
2017-12-30 20:18 | 1892-RD | Fast Track | Fast Track | Withdrawn | Not Provided | Withdrawn | Withdrawn | SAN MATEO | WOODSIDE SUB | Solar PV | 1.5865 | 3/21/2018 | 5/23/2018 | Pass | Withdrawn | Withdrawn | Withdrawn | Withdrawn | Withdrawn | Withdrawn | No former queue position |  |  |  |  | Woodside |  |  |  | FALSE | FALSE | Woodside |  |  | 1.5865 | [8 empty] | 0 | 0
2018-03-05 17:28 | 1893-RD | Fast Track | Fast Track | Withdrawn | Not Provided | Withdrawn | Withdrawn | SANTA CLARA | LOYOLA SUB | Storage | 0.005 | 3/21/2018 | 3/27/2018 | Pass | Withdrawn | Withdrawn | Withdrawn | Withdrawn | Withdrawn | Withdrawn | No former queue position |  |  |  |  | Loyola |  |  |  | FALSE | FALSE | Loyola | [8 empty] | 0.005 |  | 0.005 | 0 | 0
2017-12-30 14:56 | 1894-RD | Detailed Study | Detailed Study | In Service | Not Provided |  |  | SANTA CRUZ | PAUL SWEET SUB | Engine, Solar PV | 6.6075 | 3/21/2018 | N/A | N/A | N/A | N/A | Pass | 9/28/2018 | N/A | Executed | No former queue position | not found |  |  |  | Paul Sweet | 115 |  |  | TRUE | FALSE | Paul Sweet | 115 |  | 6.6075 | [8 empty] | 1 | 1
2017-12-27 17:22 | 1895-RD | Fast Track | Fast Track | Active | Not Provided |  |  | CONTRA COSTA | KIRKER SUB | Solar PV | 1.002 | 3/28/2018 | 8/27/2018 | Fail Screens: G, H, I, J, K, M | 11/14/2018 | Fail | N/A (Fast Track) | N/A (Fast Track) | N/A (Fast Track) | Executed | No former queue position | Kirker |  |  |  | Kirker | 115 | 0.54 | 0.54109 | TRUE | TRUE | Kirker |  | 0.46093 | 1.002 | [8 empty] | 0 | 1
2017-12-29 16:57 | 1896-RD | Fast Track | Fast Track | In Service | Not Provided |  |  | TULARE | DINUBA SUB | Engine, Solar PV | 0.87249 | 3/28/2018 | 4/24/2018 | Fail Screens: B, F, G, I, J, K, L, M, S5 | 8/6/2018 | Pass | N/A (Fast Track) | N/A (Fast Track) | N/A (Fast Track) | Executed | No former queue position |  |  |  |  | Dinuba |  | 1 | 0.87249 | FALSE | FALSE | Dinuba |  | 0 | 0.87249 | [8 empty] | 1 | 1
2018-03-09 13:04 | 1897-RD | Fast Track | Fast Track | Withdrawn | Not Provided | Withdrawn | Withdrawn | SANTA CLARA | MORGAN HILL SUB | Storage | 0.01 | 3/28/2018 | 6/21/2018 | Pass | Withdrawn | Withdrawn | Withdrawn | Withdrawn | Withdrawn | Withdrawn | No former queue position |  |  | Morgan Hill |  | Morgan Hill | 115 |  |  | TRUE | FALSE | Morgan Hill | 115 | [7 empty] | 0.01 |  | 0.01 | 0 | 0
2018-03-13 10:01 | 1898-RD | Fast Track | Fast Track | In Service | Not Provided |  |  | MARIN | SAN RAFAEL SUB | Storage | 0.01 | 3/28/2018 | 6/22/2018 | Pass |  |  | N/A (Fast Track) | N/A (Fast Track) | N/A (Fast Track) | Executed | No former queue position |  |  |  |  | San Rafael |  |  |  | FALSE | FALSE | San Rafael | [8 empty] | 0.01 |  | 0.01 | 1 | 1
2017-12-28 14:36 | 1899-RD | Detailed Study | Detailed Study | Withdrawn | Not Provided | Withdrawn | Withdrawn | FRESNO | Withdrawn | Solar PV | 21.3556 | 3/28/2018 | Withdrawn | Withdrawn | Withdrawn | Withdrawn | Withdrawn | Withdrawn | Withdrawn | Withdrawn | No former queue position |  |  |  |  | Withdrawn |  |  |  | FALSE | FALSE | Withdrawn |  |  | 21.3556 | [8 empty] | 0 | 0
2018-03-15 12:47 | 1900-RD | Fast Track | Fast Track | In Service | Not Provided |  |  | SONOMA | DUNBAR SUB | Storage | 0.01 | 3/28/2018 | 6/12/2018 | Pass |  |  | N/A (Fast Track) | N/A (Fast Track) | N/A (Fast Track) | Executed | No former queue position |  |  |  |  | Dunbar |  | 1 | 0.01 | FALSE | FALSE | Dunbar | [7 empty] | 0 | 0.01 |  | 0.01 | 1 | 1
2018-03-09 17:52 | 1901-WD | Independent Study | Independent Study | Withdrawn | 3/31/2020 | Withdrawn | Withdrawn | PLACER | LINCOLN SUB | Solar PV | 6.35 | 4/4/2018 | Withdrawn | Withdrawn | Withdrawn | Withdrawn | Withdrawn | Withdrawn | Withdrawn | Withdrawn | No former queue position |  |  |  |  | Lincoln | 115 |  |  | TRUE | FALSE | Lincoln | 115 |  | 6.35 | [8 empty] | 0 | 0
2018-03-21 19:58 | 1902-WD | Independent Study | Independent Study | In Service | 6/1/2020 | 9/18/2020 |  | SUTTER | PEASE SUB | Storage | 5 | 4/4/2018 | N/A | N/A (Independent Study) | N/A | N/A (Independent Study) | Pass | 10/26/2018 | N/A | Executed | No former queue position |  |  |  |  | Pease | 115 |  |  | TRUE | FALSE | Pease | 115 | [7 empty] | 5 |  | 5 | 1 | 1
2017-12-31 18:58 | 1903-RD | Fast Track | Fast Track | Withdrawn | Not Provided | Withdrawn | Withdrawn | SAN MATEO | RALSTON SUB | Solar PV | 2.6956 | 4/4/2018 | 4/21/2018 | Fail Screens: I, J, K, M | 6/19/2018 | Pass | Withdrawn | Withdrawn | Withdrawn | Withdrawn | No former queue position |  |  |  |  | Ralston |  | 1 | 2.6956 | FALSE | FALSE | Ralston |  | 0 | 2.6956 | [8 empty] | 0 | 0
2018-03-20 10:42 | 1904-RD | Fast Track | Fast Track | In Service | Not Provided |  |  | SANTA CRUZ | LOS GATOS SUB | Storage | 0.01 | 4/4/2018 | 7/26/2018 | Pass |  |  | N/A (Fast Track) | N/A (Fast Track) | N/A (Fast Track) | Executed | No former queue position |  |  |  |  | Los Gatos |  |  |  | FALSE | FALSE | Los Gatos | [8 empty] | 0.01 |  | 0.01 | 1 | 1
2018-03-23 15:47 | 1905-RD | Fast Track | Detailed Study | In Service | Not Provided |  |  | SOLANO | DIXON SUB | Solar PV | 1.1344 | 4/11/2018 | 7/21/2018 | Fail Screens: G, I, J, K, M | 9/5/2018 | Fail | Pass | 3/6/2019 | N/A | Executed | No former queue position |  |  |  |  | Dixon |  |  |  | FALSE | FALSE | Dixon |  |  | 1.1344 | [8 empty] | 1 | 1
2018-03-26 16:31 | 1906-RD | Detailed Study | Detailed Study | Withdrawn | Not Provided | Withdrawn | Withdrawn | FRESNO | ORO LOMA SUB | Solar PV | 2.52 | 4/11/2018 | Withdrawn | Withdrawn | Withdrawn | Withdrawn | Withdrawn | Withdrawn | Withdrawn | Withdrawn | No former queue position |  |  |  |  | Oro Loma | 115 |  |  | TRUE | FALSE | Oro Loma | 115 |  | 2.52 | [8 empty] | 0 | 0
2018-03-29 09:36 | 1907-RD | Fast Track | Fast Track | In Service | Not Provided |  |  | ALAMEDA | SAN LEANDRO U SUB | Storage | 0.455 | 4/11/2018 | 7/19/2018 | Pass |  |  | N/A (Fast Track) | N/A (Fast Track) | N/A (Fast Track) | Executed | No former queue position |  |  |  |  | San Leandro U | 115 |  |  | TRUE | FALSE | San Leandro U | 115 | [7 empty] | 0.455 |  | 0.455 | 1 | 1
2017-12-30 13:13 | 1908-RD | Fast Track | Fast Track | Withdrawn | Not Provided | Withdrawn | Withdrawn | SANTA CLARA | Customer Owned Zanker Road 115KV | Engine, Fuel Cell, Solar PV | 15.5847 | 4/11/2018 | 5/17/2018 | Pass | Withdrawn | Withdrawn | Withdrawn | Withdrawn | Withdrawn | Withdrawn | No former queue position |  |  |  |  | Customer Owned Zanker Road 115Kv |  |  |  | FALSE | FALSE | Customer Owned Zanker Road 115Kv |  |  | 15.5847 | [8 empty] | 0 | 0
2018-03-09 14:00 | 1909-RD | Fast Track | Fast Track | In Service | Not Provided |  |  | FRESNO | CALIFORNIA AVE SUB | Solar PV | 1.1434 | 4/11/2018 | 4/27/2018 | Fail Screens: D, J, K, M | 7/5/2018 | Pass | N/A (Fast Track) | N/A (Fast Track) | N/A (Fast Track) | Executed | No former queue position |  |  |  |  | California Ave | 115 |  |  | TRUE | FALSE | California Ave | 115 |  | 1.1434 | [8 empty] | 1 | 1
2018-03-12 10:31 | 1910-RD | Detailed Study | Detailed Study | In Service | Not Provided | In Service | 2/5/2021 | KERN | TEMBLOR SUB | Solar PV | 5 | 4/11/2018 | N/A | N/A | N/A | N/A | Pass | 12/27/2018 | N/A | Executed | No former queue position |  |  |  |  | Temblor | 115 |  |  | TRUE | FALSE | Temblor | 115 |  | 5 | [8 empty] | 1 | 1
2018-03-20 15:22 | 1911-RD | Fast Track | DGSP | Active | Not Provided |  |  | AMADOR | IONE SUB | Solar PV, Storage | 2.18 | 4/11/2018 | 5/9/2018 | Pass | N/A | N/A | Pass | 2018-09-17 | N/A | Executed | No former queue position | not found |  |  |  | Ione |  | 1 | 2.18 | FALSE | FALSE | Ione |  | 0 | 2.18 |  |  |  |  | 0 | 2.18 |  | 2.18 | 0 | 1
2018-03-21 11:39 | 1912-RD | Fast Track | DGSP | Active | Not Provided |  |  | AMADOR | IONE SUB | Solar PV | 0.24 | 4/11/2018 | 4/25/2018 | Fail Screens: D, J, K, M | N/A | N/A | Pass | 2018-09-17 | N/A | Executed | No former queue position | not found |  |  |  | Ione |  | 1 | 0.24 | FALSE | FALSE | Ione |  | 0 | 0.24 | [8 empty] | 0 | 1
2018-03-29 11:41 | 1913-RD | Fast Track | Fast Track | Withdrawn | Not Provided | Withdrawn | Withdrawn | MONTEREY | DEL MONTE SUB | Solar PV | 3 | 4/11/2018 | 5/9/2018 | Fail Screens: B, F, G, H, I, J, K, L, M | 6/13/2018 | Pass | Withdrawn | Withdrawn | Withdrawn | Withdrawn | No former queue position |  |  |  |  | Del Monte |  |  |  | FALSE | FALSE | Del Monte |  |  | 3 | [8 empty] | 0 | 0
2017-12-30 19:48 | 1914-RD | Fast Track | Fast Track | Withdrawn | Not Provided | Withdrawn | Withdrawn | SAN MATEO | SNEATH LANE SUB | Solar PV | 2.259 | 4/11/2018 | 4/27/2018 | Fail Screens: I, J, K, M | 6/19/2018 | Fail | Withdrawn | Withdrawn | Withdrawn | Withdrawn | No former queue position |  |  |  |  | Sneath Lane |  | 1 | 2.259 | FALSE | FALSE | Sneath Lane |  | 0 | 2.259 | [8 empty] | 0 | 0
2018-03-14 13:16 | 1915-RD | Fast Track | Fast Track | In Service | Not Provided |  |  | ALAMEDA | CASTRO VALLEY SUB | Storage | 0.015 | 4/11/2018 | 4/23/2018 | Pass |  |  | N/A (Fast Track) | N/A (Fast Track) | N/A (Fast Track) | Executed | No former queue position |  |  |  |  | Castro Valley | 230 |  |  | TRUE | FALSE | Castro Valley | 230 | [7 empty] | 0.015 |  | 0.015 | 1 | 1
2018-03-27 11:22 | 1916-RD | Fast Track | Fast Track | In Service | Not Provided |  |  | SANTA CLARA | MOUNTAIN VIEW SUB | Storage | 0.015 | 4/11/2018 | 4/23/2018 | Fail Screens: B, D, H, I, L, M |  |  | N/A (Fast Track) | N/A (Fast Track) | N/A (Fast Track) | Executed | No former queue position |  |  |  |  | Mountain View | 115 |  |  | TRUE | FALSE | Mountain View | 115 | [7 empty] | 0.015 |  | 0.015 | 1 | 1
2018-03-30 10:06 | 1917-RD | Fast Track | Fast Track | In Service | Not Provided |  |  | SANTA CLARA | HICKS SUB | Storage | 0.005 | 4/11/2018 | 4/25/2018 | Pass |  |  | N/A (Fast Track) | N/A (Fast Track) | N/A (Fast Track) | Executed | No former queue position |  |  |  |  | Hicks | 230 |  |  | TRUE | FALSE | Hicks | 230 | [7 empty] | 0.005 |  | 0.005 | 1 | 1
2018-03-28 09:45 | 1918-WD | Fast Track | Fast Track | Withdrawn | 5/30/2019 | Withdrawn | Withdrawn | SUTTER | HARTER SUB | Other | 2 | 4/18/2018 | 5/10/2018 | Fail Screens: 2, 5, 10 | Withdrawn | Withdrawn | Withdrawn | Withdrawn | Withdrawn | Withdrawn | No former queue position |  |  |  |  | Harter |  | 1 | 2 | FALSE | FALSE | Harter | [11 empty] | 0 | 0
2018-03-29 16:39 | 1919-WD | Cluster | Cluster | Withdrawn | 6/30/2020 | Withdrawn | Withdrawn | SUTTER | HARTER SUB | Other | 5 | 4/18/2018 | Withdrawn | Withdrawn | Withdrawn | Withdrawn | Withdrawn | Withdrawn | Withdrawn | Withdrawn | No former queue position |  |  |  |  | Harter |  | 1 | 5 | FALSE | FALSE | Harter | [11 empty] | 0 | 0
2017-12-30 19:15 | 1920-RD | Fast Track | Fast Track | Withdrawn | Not Provided | Withdrawn | Withdrawn | SHASTA | DESCHUTES SUB | Solar PV | 0.91046 | 4/18/2018 | 6/11/2018 | Fail Screens: D, G, J, K, M | 8/14/2018 | Fail | Withdrawn | Withdrawn | Withdrawn | Withdrawn | No former queue position |  |  |  |  | Deschutes |  | 0.45 | 0.40971 | FALSE | FALSE | Deschutes |  | 0.50075 | 0.91046 | [8 empty] | 0 | 0
2018-03-20 23:51 | 1921-WD | Fast Track | Fast Track | Withdrawn | 4/22/2019 | Withdrawn | Withdrawn | SONOMA | COTATI SUB | Solar PV | 0.96 | 4/18/2018 | 5/16/2018 | Fail Screens: 2, 4, 10 | 7/16/2018 | Pass | Withdrawn | Withdrawn | Withdrawn | Withdrawn | No former queue position |  |  |  |  | Cotati |  | 1 | 0.96 | FALSE | FALSE | Cotati |  | 0 | 0.96 | [8 empty] | 0 | 0
2018-04-13 15:38 | 1922-WD | Independent Study | Independent Study | Withdrawn | 12/1/2020 | Withdrawn | Withdrawn | SUTTER | MARYSVILLE SUB | Other | 47.6 | 4/25/2018 | Withdrawn | Withdrawn | Withdrawn | Withdrawn | Withdrawn | Withdrawn | Withdrawn | Withdrawn | No former queue position |  |  |  |  | Marysville |  | 1 | 47.6 | FALSE | FALSE | Marysville | [11 empty] | 0 | 0
2017-12-21 22:13 | 1923-RD | Fast Track | Fast Track | Withdrawn | Not Provided | Withdrawn | Withdrawn | SOLANO | CORDELIA SUB | Solar PV, Storage | 1.1835 | 4/25/2018 | 7/23/2018 | Fail Screens: B, F, J, K, M | 10/10/2018 | Pass | Withdrawn | Withdrawn | Withdrawn | Withdrawn | No former queue position |  |  |  |  | Cordelia |  |  |  | FALSE | FALSE | Cordelia |  |  | 1.1835 | [5 empty] | 1.1835 |  | 1.1835 | 0 | 0
2018-04-06 13:47 | 1924-RD | Detailed Study | Detailed Study | Withdrawn | Not Provided | Withdrawn | Withdrawn | SAN JOAQUIN | AVENA SUB | Gas Turbine | 2.302 | 5/2/2018 | Withdrawn | Withdrawn | Withdrawn | Withdrawn | Withdrawn | Withdrawn | Withdrawn | Withdrawn | No former queue position |  |  |  |  | Avena | 115 |  |  | TRUE | FALSE | Avena | 115 | [10 empty] | 0 | 0
2018-03-26 12:36 | 1925-WD | Fast Track | Independent Study | Withdrawn | 12/30/2019 | Withdrawn | Withdrawn | KINGS | JACOBS CORNER SUB | Gas Turbine | 3 | 5/2/2018 | 5/21/2018 | Fail Screens: 4, 5, 6, 10 | 7/23/2018 | Fail | Withdrawn | Withdrawn | Withdrawn | Withdrawn | No former queue position |  |  |  |  | Jacobs Corner |  |  |  | FALSE | FALSE | Jacobs Corner | [11 empty] | 0 | 0
2018-03-30 15:27 | 1926-WD | Independent Study | Independent Study | In Service | 12/27/2019 | 9/1/2021 |  | YOLO | PUTAH CREEK SUB | Solar PV | 3.465 | 5/2/2018 | N/A | N/A (Independent Study) | N/A | N/A (Independent Study) | Pass | Withdrawn | N/A | Executed | No former queue position |  |  |  |  | Putah Creek | 115 |  |  | TRUE | FALSE | Putah Creek | 115 |  | 3.465 | [8 empty] | 1 | 1
2018-04-20 12:42 | 1927-WD | Fast Track | Fast Track | Withdrawn | 9/20/2018 | Withdrawn | Withdrawn | CALAVERAS | NORTH BRANCH SUB | Solar PV | 3 | 5/2/2018 | 5/22/2018 | Fail Screens: 2, 10 | Withdrawn | Withdrawn | Withdrawn | Withdrawn | Withdrawn | Withdrawn | No former queue position |  |  |  |  | North Branch |  |  |  | FALSE | FALSE | North Branch |  |  | 3 | [8 empty] | 0 | 0
2018-04-09 16:35 | 1928-RD | Detailed Study | Detailed Study | In Service | Not Provided |  |  | FRESNO | WAHTOKE SUB | Solar PV | 1.468 | 5/2/2018 | N/A | N/A | N/A | N/A | Pass | 2018-07-25 | N/A | Executed | No former queue position |  |  |  |  | Wahtoke | 115 |  |  | TRUE | FALSE | Wahtoke | 115 |  | 1.468 | [8 empty] | 1 | 1
2018-04-23 13:55 | 1929-RD | Fast Track | Fast Track | Withdrawn | Not Provided | Withdrawn | Withdrawn | SAN MATEO | EAST GRAND SUB | Storage | 0.1 | 5/2/2018 | 5/29/2018 | Pass | Withdrawn | Withdrawn | Withdrawn | Withdrawn | Withdrawn | Withdrawn | No former queue position |  |  |  |  | East Grand |  |  |  | FALSE | FALSE | East Grand | [8 empty] | 0.1 |  | 0.1 | 0 | 0
2018-04-13 11:36 | 1930-RD | Fast Track | Fast Track | Withdrawn | Not Provided | Withdrawn | Withdrawn | SAN FRANCISCO | SAN FRAN W (BAYSHORE) SUB | Other | 4.6 | 5/9/2018 | 5/25/2018 | Fail Screens: B | 8/13/2018 | Pass | Withdrawn | Withdrawn | Withdrawn | Withdrawn | No former queue position |  |  |  |  | San Fran W (Bayshore) |  | 1 | 4.6 | FALSE | FALSE | San Fran W (Bayshore) | [11 empty] | 0 | 0
2018-04-25 20:32 | 1931-RD | Fast Track | Fast Track | Withdrawn | Not Provided | Withdrawn | Withdrawn | SAN MATEO | REDWOOD CITY SUB | Storage | 0.315 | 5/9/2018 | Withdrawn | Withdrawn | Withdrawn | Withdrawn | Withdrawn | Withdrawn | Withdrawn | Withdrawn | No former queue position |  |  |  |  | Redwood City |  |  |  | FALSE | FALSE | Redwood City | [8 empty] | 0.315 |  | 0.315 | 0 | 0
2018-04-27 09:00 | 1932-RD | Fast Track | Fast Track | Withdrawn | Not Provided | Withdrawn | Withdrawn | SAN FRANCISCO | SAN FRAN Y (LARKIN) SUB | Storage | 0.132 | 5/9/2018 | 6/6/2018 | Fail Screens: A | 2018-09-12 | Pass | Withdrawn | Withdrawn | Withdrawn | Withdrawn | No former queue position |  |  |  |  | San Fran Y (Larkin) |  | 1 | 0.132 | FALSE | FALSE | San Fran Y (Larkin) | [7 empty] | 0 | 0.132 |  | 0.132 | 0 | 0
2018-04-30 09:10 | 1933-RD | Fast Track | Fast Track | In Service | Not Provided |  |  | SANTA CLARA | DIXON LANDING SUB | Storage | 0.475 | 5/9/2018 | 6/15/2018 | Fail |  |  | N/A (Fast Track) | N/A (Fast Track) | N/A (Fast Track) | Executed | No former queue position |  |  |  |  | Dixon Landing | 115 |  |  | TRUE | FALSE | Dixon Landing | 115 | [7 empty] | 0.475 |  | 0.475 | 1 | 1
2018-04-30 14:26 | 1934-RD | Detailed Study | Detailed Study | In Service | Not Provided |  |  | FRESNO | NEWHALL SUB | Solar PV | 5 | 5/9/2018 | N/A | N/A | N/A | N/A | Pass | 2018-12-04 | N/A | Executed | No former queue position |  |  |  |  | Newhall | 115 |  |  | TRUE | FALSE | Newhall | 115 |  | 5 | [8 empty] | 1 | 1
2018-04-20 13:30 | 1935-RD | Fast Track | Fast Track | In Service | Not Provided |  |  | NAPA | SILVERADO SUB | Storage, Turbine | 3.072 | 5/16/2018 | 6/7/2018 | Fail Screens: B, F, G, H, I, J, K, M | 8/2/2018 | Pass | N/A (Fast Track) | N/A (Fast Track) | N/A (Fast Track) | Executed | No former queue position |  |  |  |  | Silverado | 115 |  |  | TRUE | FALSE | Silverado | 115 | [7 empty] | 3.072 |  | 3.072 | 1 | 1
2018-04-26 13:40 | 1936-RD | Fast Track | Fast Track | In Service | Not Provided |  |  | SANTA CRUZ | CAMP EVERS SUB | Storage | 0.01 | 5/16/2018 | 2018-08-09 | Pass |  |  | N/A (Fast Track) | N/A (Fast Track) | N/A (Fast Track) | Executed | No former queue position |  |  |  |  | Camp Evers |  |  |  | FALSE | FALSE | Camp Evers | [8 empty] | 0.01 |  | 0.01 | 1 | 1
2018-04-27 16:35 | 1937-WD | Fast Track | Fast Track | Withdrawn | 12/31/2020 | Withdrawn | Withdrawn | SONOMA | RINCON SUB | Other | 3 | 5/16/2018 | 5/31/2018 | Fail Screens: 2, 5, 10 | 7/5/2018 | Fail | Withdrawn | Withdrawn | Withdrawn | Withdrawn | No former queue position |  |  |  |  | Rincon | 115 |  |  | TRUE | FALSE | Rincon | 115 | [10 empty] | 0 | 0
2018-04-30 11:05 | 1938-RD | Fast Track | Fast Track | Withdrawn | Not Provided | Withdrawn | Withdrawn | SAN FRANCISCO | SAN FRAN Z (EMBARCADERO) SUB | Storage | 0.132 | 5/16/2018 | 6/14/2018 | Fail Screens: A, L | 10/8/2018 | Pass | Withdrawn | Withdrawn | Withdrawn | Withdrawn | No former queue position |  |  |  |  | San Fran Z (Embarcadero) |  |  |  | FALSE | FALSE | San Fran Z (Embarcadero) | [8 empty] | 0.132 |  | 0.132 | 0 | 0
2018-04-30 11:14 | 1939-RD | Fast Track | Fast Track | In Service | Not Provided |  |  | ALAMEDA | OAKLAND D SUB | Storage | 0.01764 | 5/16/2018 | 5/30/2018 | Pass |  |  | N/A (Fast Track) | N/A (Fast Track) | N/A (Fast Track) | Executed | No former queue position |  |  |  |  | Oakland D |  |  |  | FALSE | FALSE | Oakland D | [8 empty] | 0.01764 |  | 0.01764 | 1 | 1
2018-04-27 18:05 | 1940-RD | Fast Track | Fast Track | In Service | Not Provided |  |  | SANTA CLARA | NORTECH SUB | Storage | 0.029 | 5/16/2018 | 2018-07-24 | Pass |  |  | N/A (Fast Track) | N/A (Fast Track) | N/A (Fast Track) | Executed | No former queue position |  |  |  |  | Nortech | 115 |  |  | TRUE | FALSE | Nortech | 115 | [7 empty] | 0.029 |  | 0.029 | 1 | 1
2018-04-27 16:56 | 1941-WD | Fast Track | Fast Track | Withdrawn | 12/31/2020 | Withdrawn | Withdrawn | SONOMA | PETALUMA C SUB | Other | 3 | 5/16/2018 | 6/5/2018 | Fail Screens: 2, 5, 10 | 7/11/2018 | Pass | Withdrawn | Withdrawn | Withdrawn | Withdrawn | No former queue position |  |  |  |  | Petaluma C |  |  |  | FALSE | FALSE | Petaluma C | [11 empty] | 0 | 0
2018-05-01 09:55 | 1942-WD | Fast Track | Fast Track | Withdrawn | 12/31/2020 | Withdrawn | Withdrawn | SONOMA | PETALUMA C SUB | Other | 3 | 5/16/2018 | Withdrawn | Withdrawn | Withdrawn | Withdrawn | Withdrawn | Withdrawn | Withdrawn | Withdrawn | No former queue position |  |  |  |  | Petaluma C |  |  |  | FALSE | FALSE | Petaluma C | [11 empty] | 0 | 0
2018-05-02 12:47 | 1943-RD | Fast Track | Fast Track | Withdrawn | Not Provided | Withdrawn | Withdrawn | NAPA | HIGHWAY SUB | Storage | 0.132 | 5/23/2018 | 7/13/2018 | Pass | Withdrawn | Withdrawn | Withdrawn | Withdrawn | Withdrawn | Withdrawn | No former queue position |  |  |  |  | Highway |  | 1 | 0.132 | FALSE | FALSE | Highway | [7 empty] | 0 | 0.132 |  | 0.132 | 0 | 0
2018-04-25 09:15 | 1944-RD | Fast Track | Fast Track | In Service | 1/31/2019 |  |  | TRINITY | HUMBOLDT SUB | Hydro | 2 | 5/23/2018 | 6/6/2018 | Fail Screens: B, F, G, I, J, K, M | 7/2/2018 | Pass | N/A (Fast Track) | N/A (Fast Track) | N/A (Fast Track) | Executed | No former queue position |  |  |  |  | Humboldt | 500 |  |  | TRUE | FALSE | Humboldt | 500 | [10 empty] | 1 | 1
2018-05-08 06:57 | 1945-RD | Fast Track | Fast Track | Active | Not Provided |  |  | SAN FRANCISCO | SAN FRAN A (POTRERO PP) SUB | Engine | 0.035 | 5/23/2018 | 10/03/2019 | Pass |  |  | N/A (Fast Track) | N/A (Fast Track) | N/A (Fast Track) | Executed | No former queue position | not found |  |  |  | San Fran A (Potrero Pp) | 230 |  |  | TRUE | TRUE | San Fran A (Potrero Pp) | 230 | [10 empty] | 0 | 1
2018-05-09 09:26 | 1946-RD | Fast Track | Fast Track | Withdrawn | Not Provided | Withdrawn | Withdrawn | SAN MATEO | EAST GRAND SUB | Storage | 0.132 | 5/23/2018 | 6/14/2018 | Pass | Withdrawn | Withdrawn | Withdrawn | Withdrawn | Withdrawn | Withdrawn | No former queue position |  |  |  |  | East Grand |  |  |  | FALSE | FALSE | East Grand | [8 empty] | 0.132 |  | 0.132 | 0 | 0
2018-05-09 09:33 | 1947-RD | Fast Track | Fast Track | Withdrawn | Not Provided | Withdrawn | Withdrawn | SAN MATEO | EAST GRAND SUB | Storage | 0.132 | 5/23/2018 | 6/14/2018 | Pass | Withdrawn | Withdrawn | Withdrawn | Withdrawn | Withdrawn | Withdrawn | No former queue position |  |  |  |  | East Grand |  |  |  | FALSE | FALSE | East Grand | [8 empty] | 0.132 |  | 0.132 | 0 | 0
2018-05-09 10:18 | 1948-RD | Fast Track | Fast Track | Withdrawn | Not Provided | Withdrawn | Withdrawn | SAN FRANCISCO | SAN FRAN A (POTRERO PP) SUB | Storage | 0.066 | 5/23/2018 | 6/14/2018 | Pass | Withdrawn | Withdrawn | Withdrawn | Withdrawn | Withdrawn | Withdrawn | No former queue position |  |  |  |  | San Fran A (Potrero Pp) | 230 |  |  | TRUE | FALSE | San Fran A (Potrero Pp) | 230 | [7 empty] | 0.066 |  | 0.066 | 0 | 0
2018-05-09 10:22 | 1949-RD | Fast Track | Fast Track | Withdrawn | Not Provided | Withdrawn | Withdrawn | SAN FRANCISCO | SAN FRAN A (POTRERO PP) SUB | Storage | 0.132 | 5/23/2018 | 6/20/2018 | Pass | Withdrawn | Withdrawn | Withdrawn | Withdrawn | Withdrawn | Withdrawn | No former queue position |  |  |  |  | San Fran A (Potrero Pp) | 230 | 1 | 0.132 | TRUE | FALSE | San Fran A (Potrero Pp) | 230 | [6 empty] | 0 | 0.132 |  | 0.132 | 0 | 0
2018-05-09 10:29 | 1950-RD | Fast Track | Fast Track | Withdrawn | Not Provided | Withdrawn | Withdrawn | SAN FRANCISCO | SAN FRAN Y (LARKIN) SUB | Storage | 0.036 | 5/23/2018 | 2018-06-20 | Pass | Withdrawn | Withdrawn | Withdrawn | Withdrawn | Withdrawn | Withdrawn | No former queue position |  |  |  |  | San Fran Y (Larkin) |  |  |  | FALSE | FALSE | San Fran Y (Larkin) | [8 empty] | 0.036 |  | 0.036 | 0 | 0
2018-05-09 10:39 | 1951-RD | Fast Track | Fast Track | Withdrawn | Not Provided | Withdrawn | Withdrawn | SAN FRANCISCO | SAN FRAN A (POTRERO PP) SUB | Storage | 0.264 | 5/23/2018 | 6/20/2018 | Pass | Withdrawn | Withdrawn | Withdrawn | Withdrawn | Withdrawn | Withdrawn | No former queue position |  |  |  |  | San Fran A (Potrero Pp) | 230 |  |  | TRUE | FALSE | San Fran A (Potrero Pp) | 230 | [7 empty] | 0.264 |  | 0.264 | 0 | 0
2018-05-09 10:46 | 1952-RD | Fast Track | Fast Track | Withdrawn | Not Provided | Withdrawn | Withdrawn | SAN FRANCISCO | SAN FRAN A (POTRERO PP) SUB | Storage | 0.198 | 5/23/2018 | 6/20/2018 | Fail Screens: J | Withdrawn | Withdrawn | Withdrawn | Withdrawn | Withdrawn | Withdrawn | No former queue position |  |  |  |  | San Fran A (Potrero Pp) | 230 | 1 | 0.198 | TRUE | FALSE | San Fran A (Potrero Pp) | 230 | [6 empty] | 0 | 0.198 |  | 0.198 | 0 | 0
2018-05-09 11:59 | 1953-RD | Fast Track | Fast Track | Active | Not Provided |  |  | CONTRA COSTA | ROSSMOOR SUB | Storage | 0.036 | 5/23/2018 | 8/31/2018 | Pass |  |  | N/A (Fast Track) | N/A (Fast Track) | N/A (Fast Track) | Executed | No former queue position | Rossmoor |  |  |  | Rossmoor | 230 |  |  | TRUE | TRUE | Rossmoor | [8 empty] | 0.036 |  | 0.036 | 0 | 1
2018-05-09 12:06 | 1954-RD | Fast Track | Fast Track | Active | Not Provided |  |  | SAN FRANCISCO | SAN FRAN Z (EMBARCADERO) SUB | Storage | 0.072 | 5/23/2018 | 7/19/2018 | Pass |  |  | N/A (Fast Track) | N/A (Fast Track) | N/A (Fast Track) | Executed | No former queue position | not found |  |  |  | San Fran Z (Embarcadero) |  | 1 | 0.072 | FALSE | FALSE | San Fran Z (Embarcadero) | [7 empty] | 0 | 0.072 |  | 0.072 | 0 | 1
2018-05-09 12:16 | 1955-RD | Fast Track | Fast Track | In Service | Not Provided |  |  | SANTA CRUZ | PAUL SWEET SUB | Storage | 0.036 | 5/23/2018 | 6/13/2018 | Pass |  |  | N/A (Fast Track) | N/A (Fast Track) | N/A (Fast Track) | Executed | No former queue position |  |  |  |  | Paul Sweet | 115 | 0.78 | 0.02808 | TRUE | FALSE | Paul Sweet | 115 | [6 empty] | 0.00792 | 0.036 |  | 0.036 | 1 | 1
2018-05-09 12:27 | 1956-RD | Fast Track | Fast Track | Active | Not Provided |  |  | SANTA CLARA | VASONA SUB | Storage | 0.036 | 5/23/2018 | 8/16/2018 | Pass |  |  | N/A (Fast Track) | N/A (Fast Track) | N/A (Fast Track) | Executed | No former queue position | Vasona |  |  |  | Vasona | 230 | 1 | 0.036 | TRUE | TRUE | Vasona | [7 empty] | 0 | 0.036 |  | 0.036 | 0 | 1
2018-05-09 12:33 | 1957-RD | Fast Track | Fast Track | Active | Not Provided |  |  | SAN FRANCISCO | SAN FRAN E SUB | Storage | 0.018 | 5/23/2018 | 8/20/2018 | Pass |  |  | N/A (Fast Track) | N/A (Fast Track) | N/A (Fast Track) | Executed | No former queue position | not found |  |  |  | San Fran E |  |  |  | FALSE | FALSE | San Fran E | [8 empty] | 0.018 |  | 0.018 | 0 | 1
2018-05-09 12:37 | 1958-RD | Fast Track | Fast Track | In Service | Not Provided |  |  | MARIN | NOVATO SUB | Storage | 0.036 | 5/23/2018 | 9/4/2018 | Pass |  |  | N/A (Fast Track) | N/A (Fast Track) | N/A (Fast Track) | Executed | No former queue position |  |  |  |  | Novato |  | 1 | 0.036 | FALSE | FALSE | Novato | [7 empty] | 0 | 0.036 |  | 0.036 | 1 | 1
2018-05-09 12:49 | 1959-RD | Fast Track | Fast Track | Withdrawn | Not Provided | Withdrawn | Withdrawn | SAN FRANCISCO | SAN FRAN L SUB | Storage | 0.036 | 5/23/2018 | 11/2/2018 | Fail Screens: J | Withdrawn | Withdrawn | Withdrawn | Withdrawn | Withdrawn | Withdrawn | No former queue position |  |  |  |  | San Fran L |  | 0.95 | 0.0342 | FALSE | FALSE | San Fran L | [7 empty] | 0.0018 | 0.036 |  | 0.036 | 0 | 0
2018-05-09 12:54 | 1960-RD | Fast Track | Fast Track | In Service | Not Provided |  |  | SONOMA | PETALUMA C SUB | Storage | 0.036 | 5/23/2018 | 9/4/2018 | Pass |  |  | N/A (Fast Track) | N/A (Fast Track) | N/A (Fast Track) | Executed | No former queue position |  |  |  |  | Petaluma C |  | 1 | 0.036 | FALSE | FALSE | Petaluma C | [7 empty] | 0 | 0.036 |  | 0.036 | 1 | 1
2018-05-09 13:01 | 1961-RD | Fast Track | Fast Track | Active | Not Provided |  |  | SAN FRANCISCO | SAN FRAN A (POTRERO PP) SUB | Storage | 0.036 | 5/23/2018 | 8/1/2018 | Pass |  |  | N/A (Fast Track) | N/A (Fast Track) | N/A (Fast Track) | Executed | No former queue position | not found |  |  |  | San Fran A (Potrero Pp) | 230 |  |  | TRUE | TRUE | San Fran A (Potrero Pp) | 230 | [7 empty] | 0.036 |  | 0.036 | 0 | 1
2018-05-09 14:25 | 1962-RD | Fast Track | Fast Track | In Service | Not Provided |  |  | SAN MATEO | BAY MEADOWS SUB | Storage | 0.036 | 5/23/2018 | 6/11/2018 | Fail |  |  | N/A (Fast Track) | N/A (Fast Track) | N/A (Fast Track) | Executed | No former queue position |  |  |  |  | Bay Meadows |  | 1 | 0.036 | FALSE | FALSE | Bay Meadows | [7 empty] | 0 | 0.036 |  | 0.036 | 1 | 1
2018-05-09 15:11 | 1963-RD | Fast Track | Fast Track | In Service | Not Provided |  |  | MARIN | SAN RAFAEL SUB | Storage | 0.036 | 5/23/2018 | 8/1/2018 | Pass |  |  | N/A (Fast Track) | N/A (Fast Track) | N/A (Fast Track) | Executed | No former queue position |  |  |  |  | San Rafael |  |  |  | FALSE | FALSE | San Rafael | [8 empty] | 0.036 |  | 0.036 | 1 | 1
2018-05-09 15:17 | 1964-RD | Fast Track | Fast Track | In Service | Not Provided |  |  | CONTRA COSTA | SAN RAMON SUB | Storage | 0.036 | 5/23/2018 | 2018-09-27 | Pass |  |  | N/A (Fast Track) | N/A (Fast Track) | N/A (Fast Track) | Executed | No former queue position |  |  |  |  | San Ramon | 230 |  |  | TRUE | FALSE | San Ramon | 230 | [7 empty] | 0.036 |  | 0.036 | 1 | 1
2018-05-09 15:23 | 1965-RD | Fast Track | Fast Track | In Service | Not Provided |  |  | SONOMA | MOLINO SUB | Storage | 0.018 | 5/23/2018 | 7/25/2018 | Fail Screens: B, H, I, L, M |  |  | N/A (Fast Track) | N/A (Fast Track) | N/A (Fast Track) | Executed | No former queue position |  |  |  |  | Molino |  |  |  | FALSE | FALSE | Molino | [8 empty] | 0.018 |  | 0.018 | 1 | 1
2018-03-15 14:42 | 1966-RD | Fast Track | Fast Track | Withdrawn | 12/18/2018 | Withdrawn | Withdrawn | FREMONT | DIXON LANDING SUB | Other | 2.1 | 5/23/2018 | Withdrawn | Withdrawn | Withdrawn | Withdrawn | Withdrawn | Withdrawn | Withdrawn | Withdrawn | No former queue position |  |  |  |  | Dixon Landing | 115 | 1 | 2.1 | TRUE | FALSE | Dixon Landing | 115 | [10 empty] | 0 | 0
2018-04-25 11:57 | 1967-WD | Independent Study | Independent Study | Withdrawn | 12/21/2020 | Withdrawn | Withdrawn | MERCED | LOS BANOS SUB | Wind | 120.96 | 5/23/2018 | Withdrawn | Withdrawn | Withdrawn | Withdrawn | Withdrawn | Withdrawn | Withdrawn | Withdrawn | No former queue position |  |  |  |  | Los Banos | 500 |  |  | TRUE | FALSE | Los Banos | 500 |  |  | 120.96 | [7 empty] | 0 | 0
2018-05-07 10:37 | 1968-RD | Fast Track | Detailed Study | Withdrawn | 5/1/2020 | Withdrawn | Withdrawn | CONTRA COSTA | KIRKER SUB | Engine | 3.2 | 5/23/2018 | 7/3/2018 | Fail Screens: B, D, F, G, I, J, K, M | 8/10/2018 | Fail | Withdrawn | Withdrawn | Withdrawn | Withdrawn | No former queue position |  |  |  |  | Kirker | 115 |  |  | TRUE | FALSE | Kirker | 115 | [10 empty] | 0 | 0
2018-05-02 15:02 | 1969-RD | Fast Track | Fast Track | Withdrawn | Not Provided | Withdrawn | Withdrawn | ALAMEDA | CASTRO VALLEY SUB | Storage | 0.01 | 5/30/2018 | 6/26/2018 | Pass | Withdrawn | Withdrawn | Withdrawn | Withdrawn | Withdrawn | Withdrawn | No former queue position |  |  |  |  | Castro Valley | 230 |  |  | TRUE | FALSE | Castro Valley | 230 | [7 empty] | 0.01 |  | 0.01 | 0 | 0
2018-05-15 16:18 | 1970-RD | Fast Track | Fast Track | Withdrawn | Not Provided | Withdrawn | Withdrawn | ALAMEDA | OAKLAND X SUB | Storage | 0.036 | 5/30/2018 | 6/25/2018 | Pass | Withdrawn | Withdrawn | Withdrawn | Withdrawn | Withdrawn | Withdrawn | No former queue position |  |  |  |  | Oakland X | 115 |  |  | TRUE | FALSE | Oakland X | 115 | [7 empty] | 0.036 |  | 0.036 | 0 | 0
2018-05-22 17:35 | 1971-WD | Cluster | Independent Study | Active | 12/1/2020 |  |  | SANTA CLARA | LOS ESTEROS SUB | Other | 28 | 5/30/2018 | N/A | N/A (Independent Study) | N/A | N/A (Independent Study) | Pass | 2022-01-10 | 2019-12-20 | Tendered | No former queue position | Los Esteros | 115 | Los Esteros | 115 | Los Esteros | 230 |  |  | TRUE | TRUE | Los Esteros | 115 | [10 empty] | 0 | 0
2018-05-23 10:26 | 1972-WD | Independent Study | Independent Study | Withdrawn | 12/1/2020 | Withdrawn | Withdrawn | SUTTER | BOGUE SUB | Other | 47.6 | 5/30/2018 | Withdrawn | Withdrawn | Withdrawn | Withdrawn | Withdrawn | Withdrawn | Withdrawn | Withdrawn | No former queue position |  |  |  |  | Bogue | 115 |  |  | TRUE | FALSE | Bogue | 115 | [10 empty] | 0 | 0
2018-05-11 10:09 | 1973-WD | Independent Study | Independent Study | Withdrawn | 12/1/2021 | Withdrawn | Withdrawn | LASSEN | MCARTHUR SUB | Other | 60.8 | 6/6/2018 | Withdrawn | Withdrawn | Withdrawn | Withdrawn | Withdrawn | Withdrawn | Withdrawn | Withdrawn | No former queue position |  |  |  |  | Mcarthur |  | 1 | 60.8 | FALSE | FALSE | Mcarthur | [11 empty] | 0 | 0
2018-05-24 20:50 | 1974-RD | Fast Track | Fast Track | Withdrawn | Not Provided | Withdrawn | Withdrawn | SUTTER | PEASE SUB | Solar PV | 0.09001 | 6/6/2018 | 6/26/2018 | Pass | Withdrawn | Withdrawn | Withdrawn | Withdrawn | Withdrawn | Withdrawn | No former queue position |  |  |  |  | Pease | 115 |  |  | TRUE | FALSE | Pease | 115 |  | 0.09001 | [8 empty] | 0 | 0
2018-05-17 09:58 | 1975-RD | Detailed Study | Detailed Study | Withdrawn | Not Provided | Withdrawn | Withdrawn | STANISLAUS | VALLEY HOME SUB | Gas Turbine | 1.151 | 6/6/2018 | Withdrawn | Withdrawn | Withdrawn | Withdrawn | Withdrawn | Withdrawn | Withdrawn | Withdrawn | No former queue position |  |  |  |  | Valley Home | 115 | 1 | 1.151 | TRUE | FALSE | Valley Home | 115 | [10 empty] | 0 | 0
2018-05-25 15:08 | 1976-WD | Fast Track | Independent Study | Withdrawn | 12/16/2019 | Withdrawn | Withdrawn | MONTEREY | JOLON SUB | Solar PV | 4.66 | 6/6/2018 | 6/27/2018 | Fail Screens: 2, 10 | 7/30/2018 | Fail | Withdrawn | Withdrawn | Withdrawn | Withdrawn | No former queue position |  |  |  |  | Jolon |  |  |  | FALSE | FALSE | Jolon |  |  | 4.66 | [8 empty] | 0 | 0
2018-05-16 09:50 | 1977-RD | Fast Track | Fast Track | In Service | Not Provided |  |  | SONOMA | PENNGROVE SUB | Storage | 2 | 6/6/2018 | 8/6/2018 | Pass |  |  | N/A (Fast Track) | N/A (Fast Track) | N/A (Fast Track) | Executed | No former queue position |  |  |  |  | Penngrove | 115 | 1 | 2 | TRUE | FALSE | Penngrove | 115 | [6 empty] | 0 | 2 |  | 2 | 1 | 1
2018-05-30 12:21 | 1978-WD | Fast Track | Independent Study | Withdrawn | 12/15/2019 | Withdrawn | Withdrawn | MONTEREY | SAN ARDO SUB | Solar PV | 3 | 6/6/2018 | 6/27/2018 | Fail Screens: 2, 10 | 8/2/2018 | Fail | Withdrawn | Withdrawn | Withdrawn | Withdrawn | No former queue position |  |  |  |  | San Ardo |  |  |  | FALSE | FALSE | San Ardo |  |  | 3 | [8 empty] | 0 | 0
2018-05-17 12:58 | 1979-RD | Fast Track | Fast Track | In Service | Not Provided |  |  | ALAMEDA | VINEYARD SUB | Solar PV | 3.2 | 6/13/2018 | 7/26/2018 | Pass |  |  | N/A (Fast Track) | N/A (Fast Track) | N/A (Fast Track) | Executed | No former queue position |  |  |  |  | Vineyard | 230 |  |  | TRUE | FALSE | Vineyard | 230 |  | 3.2 | [8 empty] | 1 | 1
2018-05-24 16:12 | 1980-RD | Detailed Study | Detailed Study | Withdrawn | Not Provided | Withdrawn | Withdrawn | FRESNO | BOWLES SUB | Solar PV | 0.21 | 6/13/2018 | Withdrawn | Withdrawn | Withdrawn | Withdrawn | Withdrawn | Withdrawn | Withdrawn | Withdrawn | No former queue position |  |  |  |  | Bowles |  | 0.24 | 0.0504 | FALSE | FALSE | Bowles |  | 0.1596 | 0.21 | [8 empty] | 0 | 0
2018-05-18 15:50 | 1981-RD | Fast Track | Fast Track | Withdrawn | Not Provided | Withdrawn | Withdrawn | SAN FRANCISCO | SAN FRAN Z (EMBARCADERO) SUB | Storage | 0.21 | 6/20/2018 | 7/11/2018 | Fail Screens: A | 8/29/2018 | Pass | Withdrawn | Withdrawn | Withdrawn | Withdrawn | No former queue position |  |  |  |  | San Fran Z (Embarcadero) |  |  |  | FALSE | FALSE | San Fran Z (Embarcadero) | [8 empty] | 0.21 |  | 0.21 | 0 | 0
2018-05-18 16:48 | 1982-RD | Fast Track | Fast Track | Withdrawn | Not Provided | Withdrawn | Withdrawn | SAN FRANCISCO | SAN FRAN Z (EMBARCADERO) SUB | Storage | 0.21 | 6/20/2018 | 8/2/2018 | Fail Screens: A | 10/1/2018 | Pass | Withdrawn | Withdrawn | Withdrawn | Withdrawn | No former queue position |  |  |  |  | San Fran Z (Embarcadero) |  |  |  | FALSE | FALSE | San Fran Z (Embarcadero) | [8 empty] | 0.21 |  | 0.21 | 0 | 0
2018-05-21 15:54 | 1983-RD | Fast Track | Fast Track | Withdrawn | Not Provided | Withdrawn | Withdrawn | SAN FRANCISCO | SAN FRAN X (MISSION) SUB | Storage | 0.21 | 6/20/2018 | 10/1/2018 | Fail Screens: F, J, M | 12/13/2018 | Pass | Withdrawn | Withdrawn | Withdrawn | Withdrawn | No former queue position |  |  |  |  | San Fran X (Mission) |  |  |  | FALSE | FALSE | San Fran X (Mission) | [8 empty] | 0.21 |  | 0.21 | 0 | 0
2018-05-21 22:22 | 1984-RD | Fast Track | Fast Track | Withdrawn | Not Provided | Withdrawn | Withdrawn | SAN FRANCISCO | SAN FRAN Z (EMBARCADERO) SUB | Storage | 0.036 | 6/20/2018 | 8/2/2018 | Fail Screens: A | 9/7/2018 | Pass | Withdrawn | Withdrawn | Withdrawn | Withdrawn | No former queue position |  |  |  |  | San Fran Z (Embarcadero) |  |  |  | FALSE | FALSE | San Fran Z (Embarcadero) | [8 empty] | 0.036 |  | 0.036 | 0 | 0
2018-06-07 09:12 | 1985-RD | Fast Track | Detailed Study | Withdrawn | Not Provided | Withdrawn | Withdrawn | FRESNO | MENDOTA SUB | Solar PV | 2.804 | 6/20/2018 | 7/19/2018 | Fail Screens: F, G, H, J, K, M | 9/5/2018 | Fail | Withdrawn | Withdrawn | Withdrawn | Withdrawn | No former queue position |  |  |  |  | Mendota | 115 |  |  | TRUE | FALSE | Mendota | 115 |  | 2.804 | [8 empty] | 0 | 0
2018-06-06 14:55 | 1986-RD | Detailed Study | Detailed Study | In Service | 2/1/2019 | 11/26/2021 |  | COLUSA | WILLIAMS SUB | Turbine | 3.6 | 6/20/2018 | N/A | N/A | N/A | N/A | Pass | 11/28/2018 | 4/22/2019 | Executed | No former queue position |  |  |  |  | Williams |  |  |  | FALSE | FALSE | Williams | [11 empty] | 1 | 1
2018-06-07 18:33 | 1987-RD | Detailed Study | Detailed Study | Withdrawn | 2/1/2019 | Withdrawn | Withdrawn | GLENN | LOGAN CREEK SUB | Turbine | 3.6 | 6/20/2018 | Withdrawn | Withdrawn | Withdrawn | Withdrawn | Withdrawn | Withdrawn | Withdrawn | Withdrawn | No former queue position |  |  |  |  | Logan Creek | 230 | 1 | 3.6 | TRUE | FALSE | Logan Creek | 230 | [10 empty] | 0 | 0
2018-06-08 09:46 | 1988-RD | Fast Track | Fast Track | In Service | Not Provided |  |  | ALAMEDA | NEWARK SUB | Storage | 1.12 | 6/20/2018 | 10/23/2018 | Pass |  |  | N/A (Fast Track) | N/A (Fast Track) | N/A (Fast Track) | Executed | No former queue position |  |  |  |  | Newark | 230 |  |  | TRUE | FALSE | Newark | 230 | [7 empty] | 1.12 |  | 1.12 | 1 | 1
2018-06-08 11:59 | 1989-RD | Fast Track | Fast Track | Withdrawn | Not Provided | Withdrawn | Withdrawn | SAN MATEO | MILLBRAE SUB | Storage | 0.132 | 6/20/2018 | 7/27/2018 | Pass | Withdrawn | Withdrawn | Withdrawn | Withdrawn | Withdrawn | Withdrawn | No former queue position |  |  |  |  | Millbrae | 115 |  |  | TRUE | FALSE | Millbrae | 115 | [7 empty] | 0.132 |  | 0.132 | 0 | 0
2018-06-07 10:52 | 1990-RD | Detailed Study | Detailed Study | Active | 8/1/2018 |  |  | KERN | MIDSUN SW STA | Engine | 9.6 | 6/20/2018 | N/A | N/A | N/A | N/A | Pass | 12/20/2019 | N/A | Executed | No former queue position | not found |  |  |  | Midsun Sw Sta |  |  |  | FALSE | FALSE | Midsun Sw Sta | [11 empty] | 0 | 1
2018-06-06 10:08 | 1991-RD | Detailed Study | Detailed Study | Active | 6/25/2020 | 6/25/2020 |  | NAPA | HIGHWAY SUB | Engine | 2.344 | 6/27/2018 | N/A | N/A | N/A | N/A | Pass | 10/29/2018 | N/A | Executed | No former queue position | not found |  |  |  | Highway |  |  |  | FALSE | FALSE | Highway | [11 empty] | 0 | 1
2018-06-12 17:04 | 1992-RD | Fast Track | Fast Track | Withdrawn | Not Provided | Withdrawn | Withdrawn | AMADOR | IONE SUB | Solar PV | 1.918 | 6/27/2018 | 8/1/2018 | Fail | 2019-02-05 | Pass | Withdrawn | Withdrawn | Withdrawn | Withdrawn | No former queue position |  |  |  |  | Ione |  |  |  | FALSE | FALSE | Ione |  |  | 1.918 | [8 empty] | 0 | 0
2018-06-12 13:05 | 1993-RD | Detailed Study | Detailed Study | In Service | Not Provided |  |  | FRESNO | AIRWAYS SUB | Solar PV | 2.4204 | 6/27/2018 | N/A | N/A | N/A | N/A | Pass | 10/17/2018 | N/A | Executed | No former queue position |  |  |  |  | Airways |  |  |  | FALSE | FALSE | Airways |  |  | 2.4204 | [8 empty] | 1 | 1
2018-05-01 12:38 | 1994-RD | Detailed Study | Detailed Study | Withdrawn | 4/15/2019 | Withdrawn | Withdrawn | SAN JOAQUIN | RIPON SUB | Engine | 3.0442 | 6/27/2018 | Withdrawn | Withdrawn | Withdrawn | Withdrawn | Withdrawn | Withdrawn | Withdrawn | Withdrawn | No former queue position |  |  |  |  | Ripon | 115 |  |  | TRUE | FALSE | Ripon | 115 | [10 empty] | 0 | 0
2018-06-19 09:11 | 1995-RD | Fast Track | Fast Track | In Service | Not Provided |  |  | SAN FRANCISCO | SAN FRAN Y (LARKIN) SUB | Storage | 0.01 | 7/3/2018 | 7/26/2018 | Pass |  |  | N/A (Fast Track) | N/A (Fast Track) | N/A (Fast Track) | Executed | No former queue position |  |  |  |  | San Fran Y (Larkin) |  |  |  | FALSE | FALSE | San Fran Y (Larkin) | [8 empty] | 0.01 |  | 0.01 | 1 | 1
2018-06-21 09:27 | 1996-RD | Fast Track | Fast Track | Withdrawn | Not Provided | Withdrawn | Withdrawn | MENDOCINO | UKIAH SUB | Solar PV | 0.70328 | 7/3/2018 | 7/30/2018 | Fail Screens: I, J, K, M | 9/6/2018 | Pass | Withdrawn | Withdrawn | Withdrawn | Withdrawn | No former queue position |  |  |  |  | Ukiah | 115 |  |  | TRUE | FALSE | Ukiah | 115 |  | 0.70328 | [8 empty] | 0 | 0
2018-06-15 16:44 | 1997-RD | Fast Track | Fast Track | Withdrawn | Not Provided | Withdrawn | Withdrawn | LAKE | LUCERNE SUB | Solar PV | 1.32 | 7/3/2018 | 4/3/2019 | Fail Screens: F, G, I, J, K, M | 5/15/2019 | Pass | Withdrawn | Withdrawn | Withdrawn | Withdrawn | No former queue position |  |  |  |  | Lucerne |  |  |  | FALSE | FALSE | Lucerne |  |  | 1.32 | [8 empty] | 0 | 0
2018-06-05 12:27 | 1998-RD | Fast Track | Fast Track | In Service | Not Provided |  |  | ALAMEDA | NEWARK SUB | Storage | 0.6174 | 7/3/2018 | 9/25/2018 | Pass |  |  | N/A (Fast Track) | N/A (Fast Track) | N/A (Fast Track) | Executed | No former queue position |  |  |  |  | Newark | 230 | 1 | 0.6174 | TRUE | FALSE | Newark | 230 | [6 empty] | 0 | 0.6174 |  | 0.6174 | 1 | 1
2018-06-19 05:51 | 1999-RD | Fast Track | Fast Track | In Service | Not Provided |  |  | SONOMA | FULTON SUB | Solar PV | 1.34 | 7/3/2018 | 8/22/2018 | Fail Screens: I, J, K, M | 9/27/2018 | Pass | N/A (Fast Track) | N/A (Fast Track) | N/A (Fast Track) | Executed | No former queue position |  |  |  |  | Fulton | 230 |  |  | TRUE | FALSE | Fulton | 230 |  | 1.34 | [8 empty] | 1 | 1
2018-06-11 16:50 | 2000-RD | Fast Track | Fast Track | Withdrawn | Not Provided | Withdrawn | Withdrawn | KERN | TEJON SUB | Micro Turbine | 1 | 7/11/2018 | 12/6/2018 | Pass | Withdrawn | Withdrawn | Withdrawn | Withdrawn | Withdrawn | Withdrawn | No former queue position |  |  |  |  | Tejon | 70 |  |  | TRUE | FALSE | Tejon | 70 | [10 empty] | 0 | 0
2018-06-13 13:25 | 2001-RD | Fast Track | Fast Track | Withdrawn | Not Provided | Withdrawn | Withdrawn | KERN | COPUS SUB | Micro Turbine | 1 | 7/11/2018 | 12/6/2018 | Pass | Withdrawn | Withdrawn | Withdrawn | Withdrawn | Withdrawn | Withdrawn | No former queue position |  |  |  |  | Copus | 70 | 1 | 1 | TRUE | FALSE | Copus | 70 | [10 empty] | 0 | 0
2018-06-13 13:43 | 2002-RD | Fast Track | Fast Track | Withdrawn | Not Provided | Withdrawn | Withdrawn | KERN | COPUS SUB | Solar PV | 1 | 7/11/2018 | 12/6/2018 | Pass | Withdrawn | Withdrawn | Withdrawn | Withdrawn | Withdrawn | Withdrawn | No former queue position |  |  |  |  | Copus | 70 |  |  | TRUE | FALSE | Copus | 70 |  | 1 | [8 empty] | 0 | 0
2018-06-26 16:43 | 2003-RD | Fast Track | Fast Track | In Service | Not Provided |  |  | SHASTA | OREGON TRAIL SUB | Solar PV | 0.58 | 7/11/2018 | 7/18/2018 | Pass |  |  | N/A (Fast Track) | N/A (Fast Track) | N/A (Fast Track) | Executed | No former queue position |  |  |  |  | Oregon Trail | 60 |  |  | TRUE | FALSE | Oregon Trail | 60 |  | 0.58 | [8 empty] | 1 | 1
2018-06-28 18:16 | 2004-WD | Independent Study | Independent Study | Withdrawn | 5/1/2021 | Withdrawn | Withdrawn | CONTRA COSTA | HERDLYN SUB | Solar PV, Storage | 21.1985 | 7/11/2018 | Withdrawn | Withdrawn | Withdrawn | Withdrawn | Withdrawn | Withdrawn | Withdrawn | Withdrawn | No former queue position |  |  |  |  | Herdlyn |  |  |  | FALSE | FALSE | Herdlyn |  |  | 21.1985 | [5 empty] | 21.1985 |  | 21.1985 | 0 | 0
2018-07-05 10:28 | 2005-WD | Independent Study | Independent Study | Active | 12/31/2021 | 3/31/2022 |  | SONOMA | SALMON CREEK SUB | Storage | 6 | 7/11/2018 | N/A | N/A (Independent Study) | N/A | N/A (Independent Study) | Pass | 11/16/2018 | N/A | Executed | No former queue position | not found |  |  |  | Salmon Creek |  |  |  | FALSE | FALSE | Salmon Creek | [8 empty] | 6 |  | 6 | 0 | 1
2018-07-02 10:15 | 2006-WD | Independent Study | Independent Study | Withdrawn | 12/13/2019 | Withdrawn | Withdrawn | MADERA | STOREY SUB | Solar PV | 3.332 | 7/17/2018 | Withdrawn | Withdrawn | Withdrawn | Withdrawn | Withdrawn | Withdrawn | Withdrawn | Withdrawn | No former queue position |  |  |  |  | Storey | 230 |  |  | TRUE | FALSE | Storey | 230 |  | 3.332 | [8 empty] | 0 | 0
2018-07-09 09:55 | 2007-RD | Detailed Study | Detailed Study | Active | 6/3/2019 | 12/31/2020 |  | MADERA | SAN JOAQUIN #3 PH | Turbine | 2.344 | 7/17/2018 | N/A | N/A | N/A | N/A | Pass | 12/7/2018 | N/A | Executed | No former queue position | not found |  |  |  | San Joaquin #3 Ph |  |  |  | FALSE | FALSE | San Joaquin #3 Ph | [11 empty] | 0 | 1
2018-07-09 16:05 | 2008-RD | Detailed Study | Detailed Study | Active | 12/31/2019 |  |  | CALAVERAS | WEST POINT PH | Turbine | 3.88 | 7/17/2018 | N/A | N/A | N/A | N/A | Pass | 10/25/2018 | N/A | Executed | No former queue position | not found |  |  |  | West Point Ph |  |  |  | FALSE | FALSE | West Point Ph | [11 empty] | 0 | 1
2018-06-11 11:51 | 2009-RD | Fast Track | Fast Track | Withdrawn | Not Provided | Withdrawn | Withdrawn | SAN FRANCISCO | SAN FRAN Z (EMBARCADERO) SUB | Storage | 0.264 | 7/17/2018 | Withdrawn | Withdrawn | Withdrawn | Withdrawn | Withdrawn | Withdrawn | Withdrawn | Withdrawn | No former queue position |  |  |  |  | San Fran Z (Embarcadero) |  |  |  | FALSE | FALSE | San Fran Z (Embarcadero) | [8 empty] | 0.264 |  | 0.264 | 0 | 0
2018-06-22 10:40 | 2010-RD | Fast Track | Fast Track | Withdrawn | Not Provided | Withdrawn | Withdrawn | SAN FRANCISCO | SAN FRAN Z (EMBARCADERO) SUB | Storage | 0.132 | 7/17/2018 | Withdrawn | Withdrawn | Withdrawn | Withdrawn | Withdrawn | Withdrawn | Withdrawn | Withdrawn | No former queue position |  |  |  |  | San Fran Z (Embarcadero) |  |  |  | FALSE | FALSE | San Fran Z (Embarcadero) | [8 empty] | 0.132 |  | 0.132 | 0 | 0
2018-06-22 11:06 | 2011-RD | Fast Track | Fast Track | Withdrawn | Not Provided | Withdrawn | Withdrawn | SAN FRANCISCO | SAN FRAN Z (EMBARCADERO) SUB | Storage | 0.792 | 7/17/2018 | Withdrawn | Withdrawn | Withdrawn | Withdrawn | Withdrawn | Withdrawn | Withdrawn | Withdrawn | No former queue position |  |  |  |  | San Fran Z (Embarcadero) |  |  |  | FALSE | FALSE | San Fran Z (Embarcadero) | [8 empty] | 0.792 |  | 0.792 | 0 | 0
2018-06-25 11:06 | 2012-RD | Fast Track | Fast Track | In Service | Not Provided |  |  | TEHAMA | RAWSON SUB | Storage | 0.06 | 7/17/2018 | 8/21/2018 | Pass |  |  | N/A (Fast Track) | N/A (Fast Track) | N/A (Fast Track) | Executed | No former queue position |  |  |  |  | Rawson |  |  |  | FALSE | FALSE | Rawson | [8 empty] | 0.06 |  | 0.06 | 1 | 1
2018-06-25 11:32 | 2013-RD | Fast Track | Fast Track | In Service | Not Provided |  |  | KERN | TEJON SUB | Storage | 0.0582 | 7/17/2018 | 8/20/2018 | Fail Screens: J, M |  |  | N/A (Fast Track) | N/A (Fast Track) | N/A (Fast Track) | Executed | No former queue position |  |  |  |  | Tejon | 70 |  |  | TRUE | FALSE | Tejon | 70 | [7 empty] | 0.0582 |  | 0.0582 | 1 | 1
2018-06-29 15:48 | 2014-RD | Fast Track | Fast Track | Withdrawn | Not Provided | Withdrawn | Withdrawn | SAN MATEO | EAST GRAND SUB | Storage | 0.315 | 7/17/2018 | 11/2/2018 | Fail Screens: J, M | Withdrawn | Withdrawn | Withdrawn | Withdrawn | Withdrawn | Withdrawn | No former queue position |  |  |  |  | East Grand |  |  |  | FALSE | FALSE | East Grand | [8 empty] | 0.315 |  | 0.315 | 0 | 0
2018-06-27 07:05 | 2015-RD | Fast Track | Fast Track | Withdrawn | Not Provided | Withdrawn | Withdrawn | ALAMEDA | OAKLAND L SUB | Storage | 0.01 | 7/17/2018 | Withdrawn | Withdrawn | Withdrawn | Withdrawn | Withdrawn | Withdrawn | Withdrawn | Withdrawn | No former queue position |  |  |  |  | Oakland L | 115 |  |  | TRUE | FALSE | Oakland L | 115 | [7 empty] | 0.01 |  | 0.01 | 0 | 0
2018-07-02 16:22 | 2016-RD | Fast Track | Fast Track | In Service | Not Provided |  |  | SAN JOAQUIN | WEBER SUB | Solar PV | 0.96 | 7/17/2018 | 8/1/2018 | Fail Screens: B, F, G, H, I, J, K, M | 8/30/2018 | Pass | N/A (Fast Track) | N/A (Fast Track) | N/A (Fast Track) | Executed | No former queue position |  |  |  |  | Weber | 230 |  |  | TRUE | FALSE | Weber | 230 |  | 0.96 | [8 empty] | 1 | 1
2018-06-29 12:08 | 2017-WD | Fast Track | Fast Track | Withdrawn | 12/10/2019 | Withdrawn | Withdrawn | ALAMEDA | JARVIS SUB | Solar PV | 1 | 7/25/2018 | 8/22/2018 | Pass | Withdrawn | Withdrawn | Withdrawn | Withdrawn | Withdrawn | Withdrawn | No former queue position |  |  |  |  | Jarvis |  |  |  | FALSE | FALSE | Jarvis |  |  | 1 | [8 empty] | 0 | 0
2018-06-29 12:20 | 2018-WD | Fast Track | Fast Track | Withdrawn | 12/10/2019 | Withdrawn | Withdrawn | ALAMEDA | DUMBARTON SUB | Solar PV | 3 | 7/25/2018 | 8/23/2018 | Fail Screens: 2, 4, 5, 6, 7, 9, 10 | 12/12/2018 | Pass | Withdrawn | Withdrawn | Withdrawn | Withdrawn | No former queue position |  |  |  |  | Dumbarton | 115 |  |  | TRUE | FALSE | Dumbarton | 115 |  | 3 | [8 empty] | 0 | 0
2018-05-17 14:11 | 2019-WD | Fast Track | Fast Track | Withdrawn | 3/1/2019 | Withdrawn | Withdrawn | SAN FRANCISCO | SAN FRAN X (MISSION) SUB | Solar PV | 3.2 | 7/25/2018 | 8/15/2018 | Pass | Withdrawn | Withdrawn | Withdrawn | Withdrawn | Withdrawn | Withdrawn | No former queue position |  |  |  |  | San Fran X (Mission) |  |  |  | FALSE | FALSE | San Fran X (Mission) |  |  | 3.2 | [8 empty] | 0 | 0
2018-06-06 16:35 | 2020-WD | Fast Track | Fast Track | Withdrawn | 1/11/2019 | Withdrawn | Withdrawn | ALAMEDA | MT EDEN SUB | Solar PV | 0.21 | 7/25/2018 | 8/24/2018 | Fail Screens: 2, 9, 10 | 11/21/2018 | Pass | Withdrawn | Withdrawn | Withdrawn | Withdrawn | No former queue position |  |  |  |  | Mt Eden | 115 |  |  | TRUE | FALSE | Mt Eden | 115 |  | 0.21 | [8 empty] | 0 | 0
2018-07-11 12:41 | 2021-RD | Fast Track | Fast Track | In Service | Not Provided |  |  | SAN JOAQUIN | LAMMERS SUB | Solar PV | 0.21 | 7/25/2018 | 8/9/2018 | Pass |  |  | N/A (Fast Track) | N/A (Fast Track) | N/A (Fast Track) | Executed | No former queue position |  |  |  |  | Lammers | 115 |  |  | TRUE | FALSE | Lammers | 115 |  | 0.21 | [8 empty] | 1 | 1
2018-07-10 14:38 | 2022-RD | Fast Track | Fast Track | In Service | Not Provided |  |  | AMADOR | OLETA SUB | Storage | 0.21 | 8/1/2018 | 9/10/2018 | Fail Screens: B, F, H, I, J, M |  |  | N/A (Fast Track) | N/A (Fast Track) | N/A (Fast Track) | Executed | No former queue position |  |  |  |  | Oleta |  |  |  | FALSE | FALSE | Oleta | [8 empty] | 0.21 |  | 0.21 | 1 | 1
2018-07-10 09:54 | 2023-RD | Fast Track | Fast Track | Withdrawn | Not Provided | Withdrawn | Withdrawn | SANTA CLARA | STONE SUB | Storage | 0.21 | 8/1/2018 | 8/21/2018 | Pass | Withdrawn | Withdrawn | Withdrawn | Withdrawn | Withdrawn | Withdrawn | No former queue position |  |  |  |  | Stone | 115 |  |  | TRUE | FALSE | Stone | 115 | [7 empty] | 0.21 |  | 0.21 | 0 | 0
2018-07-12 15:10 | 2024-RD | Fast Track | Fast Track | Withdrawn | Not Provided | Withdrawn | Withdrawn | SAN FRANCISCO | SAN FRAN E SUB | Storage | 0.01 | 8/1/2018 | 8/21/2018 | Pass | Withdrawn | Withdrawn | Withdrawn | Withdrawn | Withdrawn | Withdrawn | No former queue position |  |  |  |  | San Fran E |  |  |  | FALSE | FALSE | San Fran E | [8 empty] | 0.01 |  | 0.01 | 0 | 0
2018-07-17 13:13 | 2025-RD | Fast Track | Fast Track | Withdrawn | Not Provided | Withdrawn | Withdrawn | MADERA | CHOWCHILLA SUB | Solar PV | 0.9332 | 8/1/2018 | 4/3/2019 | Fail Screens: B, D, G, I, J, K, M | Withdrawn | Withdrawn | Withdrawn | Withdrawn | Withdrawn | Withdrawn | No former queue position |  |  |  |  | Chowchilla | 115 |  |  | TRUE | FALSE | Chowchilla | 115 |  | 0.9332 | [8 empty] | 0 | 0
2018-07-18 09:44 | 2026-RD | Fast Track | Fast Track | In Service | Not Provided |  |  | ALAMEDA | NEWARK SUB | Storage | 1.56 | 8/8/2018 | 9/11/2018 | Pass |  |  | N/A (Fast Track) | N/A (Fast Track) | N/A (Fast Track) | Executed | No former queue position |  |  |  |  | Newark | 230 |  |  | TRUE | FALSE | Newark | 230 | [7 empty] | 1.56 |  | 1.56 | 1 | 1
2018-07-25 13:31 | 2027-RD | Fast Track | Fast Track | In Service | Not Provided |  |  | SAN MATEO | GLENWOOD SUB | Storage | 0.01 | 8/15/2018 | 8/28/2018 | Pass |  |  | N/A (Fast Track) | N/A (Fast Track) | N/A (Fast Track) | Executed | No former queue position |  |  |  |  | Glenwood |  |  |  | FALSE | FALSE | Glenwood | [8 empty] | 0.01 |  | 0.01 | 1 | 1
2018-07-26 14:41 | 2028-RD | Fast Track | DGSP | In Service | Not Provided |  |  | KERN | LERDO SUB | Solar PV | 2.875 | 8/15/2018 | 11/16/2018 | Fail Screens: B, D, F, G, H, I, J, K, M | 1/7/2019 | Fail | Fail | 2019-08-27 | N/A | Executed | No former queue position |  |  |  |  | Lerdo | 115 |  |  | TRUE | FALSE | Lerdo | 115 |  | 2.875 | [8 empty] | 1 | 1
2018-07-10 14:39 | 2029-RD | Fast Track | Fast Track | Active | Not Provided |  |  | SAN MATEO | WOODSIDE SUB | Storage | 0.02 | 8/15/2018 | 8/28/2018 | Pass |  |  | N/A (Fast Track) | N/A (Fast Track) | N/A (Fast Track) | Executed | No former queue position | not found |  |  |  | Woodside |  | 1 | 0.02 | FALSE | FALSE | Woodside | [7 empty] | 0 | 0.02 |  | 0.02 | 0 | 1
2018-07-30 22:16 | 2030-WD | Fast Track | Fast Track | Withdrawn | 12/14/2019 | Withdrawn | Withdrawn | SANTA CRUZ | GREEN VALLEY SUB | Solar PV | 2 | 8/15/2018 | 9/19/2018 | Fail Screens: 2, 4, 5, 6, 9, 10 | 11/21/2018 | Pass | Withdrawn | Withdrawn | Withdrawn | Withdrawn | No former queue position |  |  |  |  | Green Valley | 115 |  |  | TRUE | FALSE | Green Valley | 115 |  | 2 | [8 empty] | 0 | 0
2018-07-30 22:29 | 2031-WD | Fast Track | Fast Track | Withdrawn | 12/14/2019 | Withdrawn | Withdrawn | SANTA CRUZ | GREEN VALLEY SUB | Solar PV | 3 | 8/15/2018 | 9/19/2018 | Fail Screens: 2, 4, 5, 6, 9, 10 | 11/21/2018 | Pass | Withdrawn | Withdrawn | Withdrawn | Withdrawn | No former queue position |  |  |  |  | Green Valley | 115 |  |  | TRUE | FALSE | Green Valley | 115 |  | 3 | [8 empty] | 0 | 0
2018-07-02 08:44 | 2032-WD | Fast Track | Fast Track | Withdrawn | 12/16/2019 | Withdrawn | Withdrawn | ALAMEDA | HERDLYN SUB | Solar PV | 1.85 | 8/15/2018 | 8/28/2018 | Fail Screens: 2, 4, 10 | Withdrawn | Withdrawn | Withdrawn | Withdrawn | Withdrawn | Withdrawn | No former queue position |  |  |  |  | Herdlyn |  | 1 | 1.85 | FALSE | FALSE | Herdlyn |  | 0 | 1.85 | [8 empty] | 0 | 0
2018-07-30 15:20 | 2033-RD | Detailed Study | Detailed Study | In Service | Not Provided |  |  | MADERA | OAKHURST SUB | Solar PV | 0.3218 | 8/15/2018 | N/A | N/A | N/A | N/A | Pass | 12/4/2018 | N/A | Executed | No former queue position |  |  |  |  | Oakhurst |  |  |  | FALSE | FALSE | Oakhurst |  |  | 0.3218 | [8 empty] | 1 | 1
2018-06-28 08:07 | 2034-WD | Independent Study | Independent Study | Withdrawn | 6/28/2019 | Withdrawn | Withdrawn | SAN JOAQUIN | LAMMERS SUB | Solar PV | 5 | 8/22/2018 | Withdrawn | Withdrawn | Withdrawn | Withdrawn | Withdrawn | Withdrawn | Withdrawn | Withdrawn | No former queue position |  |  |  |  | Lammers | 115 | 0.4 | 2 | TRUE | FALSE | Lammers | 115 | 3 | 5 | [8 empty] | 0 | 0
2018-07-10 13:45 | 2035-RD | Detailed Study | Detailed Study | Withdrawn | 6/15/2020 | Withdrawn | Withdrawn | SHASTA | BURNEY SUB | Turbine | 3.6 | 8/22/2018 | Withdrawn | Withdrawn | Withdrawn | Withdrawn | Withdrawn | Withdrawn | Withdrawn | Withdrawn | No former queue position |  |  |  |  | Burney |  |  |  | FALSE | FALSE | Burney | [11 empty] | 0 | 0
2018-08-09 09:50 | 2036-RD | Fast Track | Fast Track | In Service | Not Provided |  |  | MONTEREY | PRUNEDALE SUB | Storage | 0.325 | 8/22/2018 | 9/19/2018 | Pass |  |  | N/A (Fast Track) | N/A (Fast Track) | N/A (Fast Track) | Executed | No former queue position |  |  |  |  | Prunedale |  | 1 | 0.325 | FALSE | FALSE | Prunedale | [7 empty] | 0 | 0.325 |  | 0.325 | 1 | 1
2018-07-02 13:51 | 2037-RD | Detailed Study | Detailed Study | Withdrawn | Not Provided | Withdrawn | Withdrawn | SANTA CLARA | TRANSMISSION | Solar PV | 3.5804 | 8/22/2018 | Withdrawn | Withdrawn | Withdrawn | Withdrawn | Withdrawn | Withdrawn | Withdrawn | Withdrawn | No former queue position |  |  | not found |  | Transmission |  |  |  | FALSE | FALSE | not found |  |  | 3.5804 | [8 empty] | 0 | 0
2018-07-23 18:18 | 2038-RD | Fast Track | Fast Track | Withdrawn | Not Provided | Withdrawn | Withdrawn | MERCED | MERCED SUB | Solar PV | 1.25 | 8/22/2018 | 9/12/2018 | Fail Screens: F, G, I, J, K, M | Withdrawn | Withdrawn | Withdrawn | Withdrawn | Withdrawn | Withdrawn | No former queue position |  |  |  |  | Merced | 115 |  |  | TRUE | FALSE | Merced | 115 |  | 1.25 | [8 empty] | 0 | 0
2018-08-13 15:31 | 2039-RD | Fast Track | Detailed Study | In Service | 3/1/2020 |  |  | SAN LUIS OBISPO | TEMPLETON SUB | Solar PV | 1.375 | 8/22/2018 | 11/28/2018 | Fail Screens: D, F, I, J, K, M | 1/14/2019 | Fail | Fail | 5/16/2019 | N/A | Executed | No former queue position |  |  |  |  | Templeton | 230 | 0.88 | 1.21 | TRUE | FALSE | Templeton | 230 | 0.165 | 1.375 | [8 empty] | 1 | 1
2018-08-09 11:50 | 2040-WD | Fast Track | Independent Study | Active | 12/15/2019 | 12/3/2021 |  | KERN | TAFT SUB | Solar PV | 2.2 | 8/29/2018 | 9/19/2018 | Pass | 12/12/2018 | Fail | Pass | 7/11/2019 | N/A | Executed | No former queue position | Taft |  |  |  | Taft | 115 |  |  | TRUE | TRUE | Taft |  |  | 2.2 | [8 empty] | 0 | 1
2018-08-14 13:22 | 2041-WD | Fast Track | Fast Track | Active | 12/15/2019 |  |  | SANTA BARBARA | CUYAMA SUB | Solar PV | 3 | 8/29/2018 | 9/20/2018 | Pass | 2019-01-25 | Pass | N/A (Fast Track) | N/A (Fast Track) | N/A (Fast Track) | Executed | No former queue position | not found |  |  |  | Cuyama |  | 0.88 | 2.64 | FALSE | FALSE | Cuyama |  | 0.36 | 3 | [8 empty] | 0 | 1
2018-08-02 10:04 | 2042-RD | Detailed Study | Detailed Study | In Service | Not Provided |  |  | TEHAMA | TYLER SUB | Solar PV | 8.1808 | 8/29/2018 | N/A | N/A | N/A | N/A | Pass | 2/15/2019 | N/A | Executed | No former queue position | not found |  |  |  | Tyler |  | 0.69 | 5.6448 | FALSE | FALSE | Tyler |  | 2.5361 | 8.1808 | [8 empty] | 1 | 1
2018-07-28 14:40 | 2043-RD | Fast Track | Fast Track | Withdrawn | 9/23/2019 | Withdrawn | Withdrawn | FRESNO | MCMULLIN SUB | Turbine | 3.4368 | 8/29/2018 | 9/12/2018 | Fail Screens: B, F, I, J, K, M | Withdrawn | Withdrawn | Withdrawn | Withdrawn | Withdrawn | Withdrawn | No former queue position |  |  |  |  | Mcmullin |  |  |  | FALSE | FALSE | Mcmullin | [11 empty] | 0 | 0
2018-07-28 15:28 | 2044-RD | Fast Track | Fast Track | Withdrawn | 9/30/2019 | Withdrawn | Withdrawn | KINGS | ALPAUGH SUB | Turbine | 1.145 | 8/29/2018 | 9/13/2018 | Fail Screens: B, F, I, J, K, M | 10/17/2018 | Fail | Withdrawn | Withdrawn | Withdrawn | Withdrawn | No former queue position |  |  |  |  | Alpaugh | 115 |  |  | TRUE | FALSE | Alpaugh | 115 | [10 empty] | 0 | 0
2018-08-02 16:28 | 2045-RD | Fast Track | Fast Track | In Service | Not Provided |  |  | LAKE | Customer Owned | Storage | 0.65 | 8/29/2018 | 4/12/2019 | Pass |  |  | N/A (Fast Track) | N/A (Fast Track) | N/A (Fast Track) | Executed | No former queue position |  |  | not found |  | Customer Owned |  |  |  | FALSE | FALSE | not found | [8 empty] | 0.65 |  | 0.65 | 1 | 1
2018-08-03 14:32 | 2046-RD | Fast Track | Fast Track | Withdrawn | Not Provided | Withdrawn | Withdrawn | FRESNO | PINEDALE SUB | Storage | 0.5 | 8/29/2018 | 9/19/2018 | Pass | Withdrawn | Withdrawn | Withdrawn | Withdrawn | Withdrawn | Withdrawn | No former queue position |  |  |  |  | Pinedale |  |  |  | FALSE | FALSE | Pinedale | [8 empty] | 0.5 |  | 0.5 | 0 | 0
2018-08-22 10:32 | 2047-RD | Fast Track | Fast Track | Withdrawn | Not Provided | Withdrawn | Withdrawn | ALAMEDA | LAS POSITAS SUB | Solar PV | 0.00244 | 8/29/2018 | Withdrawn | Withdrawn | Withdrawn | Withdrawn | Withdrawn | Withdrawn | Withdrawn | Withdrawn | No former queue position |  |  |  |  | Las Positas | 230 |  |  | TRUE | FALSE | Las Positas | 230 |  | 0.00244 | [8 empty] | 0 | 0
2018-08-08 08:06 | 2048-RD | Fast Track | Fast Track | Withdrawn | Not Provided | Withdrawn | Withdrawn | SONOMA | SONOMA A SUB | Micro Turbine, Solar PV, Storage | 0.48649 | 9/5/2018 | Withdrawn | Withdrawn | Withdrawn | Withdrawn | Withdrawn | Withdrawn | Withdrawn | Withdrawn | No former queue position |  |  |  |  | Sonoma A |  | 1 | 0.48649 | FALSE | FALSE | Sonoma A |  | 0 | 0.48649 |  |  |  |  | 0 | 0.48649 |  | 0.48649 | 0 | 0
2018-08-15 14:44 | 2049-RD | Detailed Study | Detailed Study | In Service | Not Provided |  |  | FRESNO | CALIFORNIA AVE SUB | Engine, Solar PV, Storage | 5.7715 | 9/5/2018 | N/A | N/A | N/A | N/A | Pass | 4/11/2019 | N/A | Executed | No former queue position | not found |  |  |  | California Ave | 115 |  |  | TRUE | FALSE | California Ave | 115 |  | 5.7715 | [5 empty] | 5.7715 |  | 5.7715 | 1 | 1
2018-08-03 09:27 | 2050-RD | Fast Track | Fast Track | In Service | Not Provided |  |  | PLUMAS | HAMILTON BRANCH SUB | Storage | 0.01 | 9/5/2018 | 9/13/2018 | Pass |  |  | N/A (Fast Track) | N/A (Fast Track) | N/A (Fast Track) | Executed | No former queue position |  |  |  |  | Hamilton Branch |  |  |  | FALSE | FALSE | Hamilton Branch | [8 empty] | 0.01 |  | 0.01 | 1 | 1
2018-07-26 14:21 | 2051-RD | Detailed Study | Detailed Study | Withdrawn | Not Provided | Withdrawn | Withdrawn | MADERA | STOREY SUB | Solar PV | 2 | 9/19/2018 | Withdrawn | Withdrawn | Withdrawn | Withdrawn | Withdrawn | Withdrawn | Withdrawn | Withdrawn | No former queue position |  |  |  |  | Storey | 230 |  |  | TRUE | FALSE | Storey | 230 |  | 2 | [8 empty] | 0 | 0
2018-07-27 22:24 | 2052-RD | Detailed Study | Detailed Study | Active | Not Provided |  |  | SOLANO | PEABODY SUB | Solar PV | 4.4464 | 9/19/2018 | N/A | N/A | N/A | N/A | Pass | 3/14/2019 | N/A | Executed | No former queue position | Peabody |  |  |  | Peabody | 230 |  |  | TRUE | TRUE | Peabody |  |  | 4.4464 | [8 empty] | 0 | 1
2018-08-09 15:15 | 2053-RD | Fast Track | Fast Track | In Service | Not Provided |  |  | SANTA CLARA | HICKS SUB | Storage | 0.005 | 9/19/2018 | 10/9/2018 | Pass |  |  | N/A (Fast Track) | N/A (Fast Track) | N/A (Fast Track) | Executed | No former queue position |  |  |  |  | Hicks | 230 |  |  | TRUE | FALSE | Hicks | 230 | [7 empty] | 0.005 |  | 0.005 | 1 | 1
2018-08-24 12:17 | 2054-RD | Fast Track | Fast Track | Withdrawn | Not Provided | Withdrawn | Withdrawn | SAN LUIS OBISPO | TRANSMISSION | Solar PV | 0.81612 | 9/19/2018 | 2/7/2019 | Pass | Withdrawn | Withdrawn | Withdrawn | Withdrawn | Withdrawn | Withdrawn | No former queue position |  |  | not found |  | Transmission |  |  |  | FALSE | FALSE | not found |  |  | 0.81612 | [8 empty] | 0 | 0
2018-08-28 20:00 | 2055-RD | Fast Track | Fast Track | Withdrawn | 9/28/2019 | Withdrawn | Withdrawn | KINGS | GUERNSEY SUB | Engine | 1.538 | 9/19/2018 | 9/28/2018 | Fail Screens: B, F, G, H, I, J, K, M | Withdrawn | Withdrawn | Withdrawn | Withdrawn | Withdrawn | Withdrawn | No former queue position |  |  |  |  | Guernsey | 70 | 1 | 1.538 | TRUE | FALSE | Guernsey | 70 | [10 empty] | 0 | 0
2018-08-17 12:59 | 2056-RD | Fast Track | Fast Track | In Service | Not Provided |  |  | SANTA BARBARA | BUELLTON SUB | Storage | 0.35 | 9/26/2018 | 1/30/2019 | Pass |  |  | N/A (Fast Track) | N/A (Fast Track) | N/A (Fast Track) | Executed | No former queue position |  |  |  |  | Buellton |  |  |  | FALSE | FALSE | Buellton | [8 empty] | 0.35 |  | 0.35 | 1 | 1
2018-08-17 13:06 | 2057-RD | Fast Track | Fast Track | Withdrawn | Not Provided | Withdrawn | Withdrawn | ALAMEDA | VINEYARD SUB | Storage | 0.455 | 9/26/2018 | 10/30/2018 | Pass | Withdrawn | Withdrawn | Withdrawn | Withdrawn | Withdrawn | Withdrawn | No former queue position |  |  |  |  | Vineyard | 230 |  |  | TRUE | FALSE | Vineyard | 230 | [7 empty] | 0.455 |  | 0.455 | 0 | 0
2018-08-30 13:35 | 2058-WD | Fast Track | Independent Study | Withdrawn | 10/1/2019 | Withdrawn | Withdrawn | LAKE | CLEAR LAKE SUB | Solar PV | 2 | 9/26/2018 | 10/11/2018 | Fail Screens: 2, 5, 10 | 12/17/2018 | Fail | Withdrawn | Withdrawn | Withdrawn | Withdrawn | No former queue position |  |  |  |  | Clear Lake |  |  |  | FALSE | FALSE | Clear Lake |  |  | 2 | [8 empty] | 0 | 0
2018-09-05 16:05 | 2059-WD | Fast Track | Fast Track | Withdrawn | 12/31/2019 | Withdrawn | Withdrawn | FRESNO | CALIFORNIA AVE SUB | Solar PV | 1.0928 | 9/26/2018 | 10/17/2018 | Fail Screens: 2, 10 | Withdrawn | Withdrawn | Withdrawn | Withdrawn | Withdrawn | Withdrawn | No former queue position |  |  |  |  | California Ave | 115 | 1 | 1.0928 | TRUE | FALSE | California Ave | 115 | 0 | 1.0928 | [8 empty] | 0 | 0
2018-09-05 16:17 | 2060-WD | Fast Track | Fast Track | Withdrawn | 12/31/2019 | Withdrawn | Withdrawn | KERN | LERDO SUB | Solar PV | 1.5118 | 9/26/2018 | 10/30/2018 | Fail Screens: 2, 4, 10 | Withdrawn | Withdrawn | Withdrawn | Withdrawn | Withdrawn | Withdrawn | No former queue position |  |  |  |  | Lerdo | 115 | 1 | 1.5118 | TRUE | FALSE | Lerdo | 115 | 0 | 1.5118 | [8 empty] | 0 | 0
2018-09-05 16:38 | 2061-WD | Fast Track | Fast Track | Withdrawn | 12/31/2019 | Withdrawn | Withdrawn | KERN | CASTROVILLE SUB | Solar PV | 2.0737 | 9/26/2018 | 11/5/2018 | Fail Screens: 2, 4, 5, 6, 10 | Withdrawn | Withdrawn | Withdrawn | Withdrawn | Withdrawn | Withdrawn | No former queue position |  |  |  |  | Castroville |  |  |  | FALSE | FALSE | Castroville |  |  | 2.0737 | [8 empty] | 0 | 0
2018-09-06 16:28 | 2062-WD | Fast Track | Fast Track | Withdrawn | 12/31/2019 | Withdrawn | Withdrawn | MERCED | EL CAPITAN SUB | Solar PV | 1.11 | 9/26/2018 | 10/24/2018 | Fail Screens: 2, 5, 10 | Withdrawn | Withdrawn | Withdrawn | Withdrawn | Withdrawn | Withdrawn | No former queue position |  |  |  |  | El Capitan |  | 1 | 1.11 | FALSE | FALSE | El Capitan |  | 0 | 1.11 | [8 empty] | 0 | 0
2018-09-06 17:32 | 2063-WD | Fast Track | Fast Track | Withdrawn | 12/31/2019 | Withdrawn | Withdrawn | KINGS | ANGIOLA SUB | Solar PV | 1.13 | 9/26/2018 | 10/17/2018 | Fail Screens: 2, 10 | Withdrawn | Withdrawn | Withdrawn | Withdrawn | Withdrawn | Withdrawn | No former queue position |  |  |  |  | Angiola |  |  |  | FALSE | FALSE | Angiola |  |  | 1.13 | [8 empty] | 0 | 0
2018-09-06 17:48 | 2064-WD | Fast Track | Fast Track | Withdrawn | 12/31/2019 | Withdrawn | Withdrawn | MERCED | EL CAPITAN SUB | Solar PV | 1.367 | 9/26/2018 | 10/17/2018 | Fail Screens: 2, 4, 10 | Withdrawn | Withdrawn | Withdrawn | Withdrawn | Withdrawn | Withdrawn | No former queue position |  |  |  |  | El Capitan |  | 1 | 1.367 | FALSE | FALSE | El Capitan |  | 0 | 1.367 | [8 empty] | 0 | 0
2018-09-13 14:19 | 2065-WD | Fast Track | Independent Study | Withdrawn | 10/31/2019 | Withdrawn | Withdrawn | HUMBOLDT | BLUE LAKE SUB | Solar PV | 1 | 9/27/2018 | 10/12/2018 | Fail Screens: 2, 5, 10 | 12/18/2018 | Fail | Withdrawn | Withdrawn | Withdrawn | Withdrawn | No former queue position |  |  |  |  | Blue Lake |  |  |  | FALSE | FALSE | Blue Lake |  |  | 1 | [8 empty] | 0 | 0
2018-09-14 15:16 | 2066-WD | Fast Track | Fast Track | Withdrawn | 5/13/2019 | Withdrawn | Withdrawn | NAPA | HIGHWAY SUB | Solar PV | 0.996 | 10/3/2018 | 10/24/2018 | Fail Screens: 2, 4, 5, 10 | 12/5/2018 | Pass | Withdrawn | Withdrawn | Withdrawn | Withdrawn | No former queue position |  |  |  |  | Highway |  |  |  | FALSE | FALSE | Highway |  |  | 0.996 | [8 empty] | 0 | 0
2018-08-28 11:22 | 2067-RD | Fast Track | Fast Track | In Service | Not Provided |  |  | FRESNO | PINEDALE SUB | Storage | 0.01 | 10/3/2018 | 10/18/2018 | Pass |  |  | N/A (Fast Track) | N/A (Fast Track) | N/A (Fast Track) | Executed | No former queue position |  |  |  |  | Pinedale |  |  |  | FALSE | FALSE | Pinedale | [8 empty] | 0.01 |  | 0.01 | 1 | 1
2018-09-07 09:58 | 2068-RD | Fast Track | Fast Track | Withdrawn | Not Provided | Withdrawn | Withdrawn | ALAMEDA | MT EDEN SUB | Storage | 0.1 | 10/3/2018 | Withdrawn | Withdrawn | Withdrawn | Withdrawn | Withdrawn | Withdrawn | Withdrawn | Withdrawn | No former queue position |  |  |  |  | Mt Eden | 115 |  |  | TRUE | FALSE | Mt Eden | 115 | [7 empty] | 0.1 |  | 0.1 | 0 | 0
2018-09-05 15:20 | 2069-RD | Detailed Study | Detailed Study | Withdrawn | 10/1/2019 | Withdrawn | Withdrawn | KERN | MARICOPA SUB | Cogeneration | 19 | 10/3/2018 | Withdrawn | Withdrawn | Withdrawn | Withdrawn | Withdrawn | Withdrawn | Withdrawn | Withdrawn | No former queue position |  |  |  |  | Maricopa |  |  |  | FALSE | FALSE | Maricopa | [11 empty] | 0 | 0
2018-08-27 13:50 | 2070-RD | Fast Track | Fast Track | In Service | Not Provided |  |  | ALAMEDA | STUART SUB | Storage | 0.00488 | 10/10/2018 | 10/25/2018 | Pass |  |  | N/A (Fast Track) | N/A (Fast Track) | N/A (Fast Track) | Executed | No former queue position |  |  |  |  | Stuart |  |  |  | FALSE | FALSE | Stuart | [8 empty] | 0.00488 |  | 0.00488 | 1 | 1
2018-09-05 16:48 | 2071-WD | Fast Track | Fast Track | Withdrawn | 12/31/2019 | Withdrawn | Withdrawn | KERN | LERDO SUB | Solar PV | 2.1084 | 10/10/2018 | 10/25/2018 | Fail Screens: 2, 5, 9, 10 | Withdrawn | Withdrawn | Withdrawn | Withdrawn | Withdrawn | Withdrawn | No former queue position |  |  |  |  | Lerdo | 115 |  |  | TRUE | FALSE | Lerdo | 115 |  | 2.1084 | [8 empty] | 0 | 0
2018-09-06 15:48 | 2072-WD | Fast Track | Fast Track | Withdrawn | 12/31/2019 | Withdrawn | Withdrawn | KERN | MCFARLAND SUB | Solar PV | 1.3091 | 10/10/2018 | 10/30/2018 | Fail Screens: 2, 5, 10 | Withdrawn | Withdrawn | Withdrawn | Withdrawn | Withdrawn | Withdrawn | No former queue position |  |  |  |  | Mcfarland |  |  |  | FALSE | FALSE | Mcfarland |  |  | 1.3091 | [8 empty] | 0 | 0
2018-09-14 04:15 | 2073-RD | Detailed Study | Detailed Study | In Service | Not Provided |  |  | KERN | TEMBLOR SUB | Solar PV | 5 | 10/10/2018 | N/A | N/A | N/A | N/A | Pass | 8/16/2019 | N/A | Executed | No former queue position |  |  |  |  | Temblor | 115 |  |  | TRUE | FALSE | Temblor | 115 |  | 5 | [8 empty] | 1 | 1
2018-09-19 17:02 | 2074-WD | Fast Track | Fast Track | Withdrawn | 12/31/2019 | Withdrawn | Withdrawn | KINGS | ANGIOLA SUB | Other | 2.2 | 10/10/2018 | 10/24/2018 | Fail Screens: 2, 4, 10 | 12/13/2018 | Pass | Withdrawn | Withdrawn | Withdrawn | Withdrawn | No former queue position |  |  |  |  | Angiola |  |  |  | FALSE | FALSE | Angiola | [11 empty] | 0 | 0
2018-09-20 14:46 | 2075-WD | Fast Track | Fast Track | Withdrawn | 12/15/2019 | Withdrawn | Withdrawn | MERCED | DOS PALOS SUB | Solar PV | 1 | 10/10/2018 | 11/05/2018 | Fail Screens: 2, 5, 10 | Withdrawn | Withdrawn | Withdrawn | Withdrawn | Withdrawn | Withdrawn | No former queue position |  |  |  |  | Dos Palos |  |  |  | FALSE | FALSE | Dos Palos |  |  | 1 | [8 empty] | 0 | 0
2018-09-27 17:38 | 2076-RD | Fast Track | Detailed Study | Withdrawn | Not Provided | Withdrawn | Withdrawn | MONTEREY | GREEN VALLEY SUB | Solar PV | 1 | 10/10/2018 | 11/2/2018 | Fail Screens: D, F, G, H, J, K, L, M | 3/5/2019 | Fail | Withdrawn | Withdrawn | Withdrawn | Withdrawn | No former queue position |  |  |  |  | Green Valley | 115 |  |  | TRUE | FALSE | Green Valley | 115 |  | 1 | [8 empty] | 0 | 0
2018-08-30 16:45 | 2077-WD | Fast Track | Fast Track | Withdrawn | 5/20/2019 | Withdrawn | Withdrawn | CALAVERAS | FROGTOWN SUB | Hydro | 0.0896 | 10/17/2018 | 11/8/2018 | Fail Screens: 4, 5, 6, 7, 10 | 12/20/2018 | Pass | Withdrawn | Withdrawn | Withdrawn | Withdrawn | No former queue position |  |  |  |  | Frogtown | 115 |  |  | TRUE | FALSE | Frogtown | 115 | [10 empty] | 0 | 0
2018-09-07 09:10 | 2078-RD | Fast Track | Fast Track | In Service | Not Provided |  |  | SANTA CLARA | ALMADEN SUB | Storage | 0.006 | 10/17/2018 | 11/1/2018 | Pass |  |  | N/A (Fast Track) | N/A (Fast Track) | N/A (Fast Track) | Executed | No former queue position |  |  |  |  | Almaden |  |  |  | FALSE | FALSE | Almaden | [8 empty] | 0.006 |  | 0.006 | 1 | 1
2018-09-24 06:57 | 2079-WD | Independent Study | Independent Study | Withdrawn | 6/1/2020 | Withdrawn | Withdrawn | SUTTER | PEASE SUB | Other | 3.5 | 10/24/2018 | Withdrawn | Withdrawn | Withdrawn | Withdrawn | Withdrawn | Withdrawn | Withdrawn | Withdrawn | No former queue position |  |  |  |  | Pease | 115 |  |  | TRUE | FALSE | Pease | 115 | [10 empty] | 0 | 0
2018-10-05 12:49 | 2080-WD | Fast Track | Fast Track | Active | 5/31/2020 | 12/17/2021 |  | FRESNO | REEDLEY SUB | Solar PV | 1.7203 | 10/24/2018 | 11/9/2018 | Fail Screens: 2, 10 | 12/24/2018 | Pass | N/A (Fast Track) | N/A (Fast Track) | N/A (Fast Track) | Executed | No former queue position | not found |  |  |  | Reedley | 115 |  |  | TRUE | TRUE | Reedley | 115 |  | 1.7203 | [8 empty] | 0 | 1
2018-10-12 10:52 | 2081-RD | Fast Track | Fast Track | In Service | Not Provided |  |  | ALAMEDA | OAKLAND X SUB | Storage | 0.036 | 10/24/2018 | 11/15/2018 | Fail Screens: J, M |  |  | N/A (Fast Track) | N/A (Fast Track) | N/A (Fast Track) | Executed | No former queue position |  |  |  |  | Oakland X | 115 |  |  | TRUE | FALSE | Oakland X | 115 | [7 empty] | 0.036 |  | 0.036 | 1 | 1
2018-10-05 12:51 | 2082-WD | Fast Track | Independent Study | Withdrawn | 5/31/2020 | Withdrawn | Withdrawn | MARIN | WESTLANDS SUB | Solar PV | 1.625 | 10/24/2018 | 11/20/2018 | Fail Screens: 2, 10 | 2/12/2019 | Fail | Withdrawn | Withdrawn | Withdrawn | Withdrawn | No former queue position |  |  |  |  | Westlands |  |  |  | FALSE | FALSE | Westlands |  |  | 1.625 | [8 empty] | 0 | 0
2018-10-03 15:17 | 2083-WD | Fast Track | Independent Study | Withdrawn | 10/24/2019 | Withdrawn | Withdrawn | SONOMA | NOVATO SUB | Solar PV | 0.98304 | 10/31/2018 | 11/21/2018 | Fail Screens: 2, 4, 5, 10 | 1/15/2019 | Fail | Withdrawn | Withdrawn | Withdrawn | Withdrawn | No former queue position |  |  |  |  | Novato |  |  |  | FALSE | FALSE | Novato |  |  | 0.98304 | [8 empty] | 0 | 0
2018-10-03 15:26 | 2084-WD | Fast Track | Independent Study | Withdrawn | 10/24/2019 | Withdrawn | Withdrawn | SONOMA | NOVATO SUB | Solar PV | 1 | 10/31/2018 | 11/21/2018 | Fail Screens: 2, 4, 5, 10 | 1/15/2019 | Fail | Withdrawn | Withdrawn | Withdrawn | Withdrawn | No former queue position |  |  |  |  | Novato |  |  |  | FALSE | FALSE | Novato |  |  | 1 | [8 empty] | 0 | 0
2018-10-11 15:46 | 2085-RD | Fast Track | Fast Track | In Service | Not Provided |  |  | SAN MATEO | BELLE HAVEN SUB | Storage | 0.03 | 10/31/2018 | 3/29/2019 | Fail Screens: J, M |  |  | N/A (Fast Track) | N/A (Fast Track) | N/A (Fast Track) | Executed | No former queue position |  |  |  |  | Belle Haven |  |  |  | FALSE | FALSE | Belle Haven | [8 empty] | 0.03 |  | 0.03 | 1 | 1
2018-10-16 15:36 | 2086-WD | Independent Study | Independent Study | Withdrawn | 12/15/2019 | Withdrawn | Withdrawn | KINGS | TWISSELMAN SUB | Solar PV, Storage | 3.2 | 10/31/2018 | Withdrawn | Withdrawn | Withdrawn | Withdrawn | Withdrawn | Withdrawn | Withdrawn | Withdrawn | No former queue position |  |  |  |  | Twisselman |  |  |  | FALSE | FALSE | Twisselman |  |  | 3.2 | [5 empty] | 3.2 |  | 3.2 | 0 | 0
2018-10-08 14:27 | 2087-RD | Fast Track | Fast Track | Withdrawn | Not Provided | Withdrawn | Withdrawn | FRESNO | WEST FRESNO SUB | Engine | 0.21 | 10/31/2018 | 12/4/2018 | Fail Screens: B, F, G | 2/21/2019 | Pass | Withdrawn | Withdrawn | Withdrawn | Withdrawn | No former queue position |  |  |  |  | West Fresno | 115 |  |  | TRUE | FALSE | West Fresno | 115 | [10 empty] | 0 | 0
2018-10-09 15:32 | 2088-RD | Fast Track | Fast Track | In Service | Not Provided |  |  | SANTA CLARA | LOYOLA SUB | Solar PV, Storage | 0.21 | 11/7/2018 | 1/24/2019 | Pass |  |  | N/A (Fast Track) | N/A (Fast Track) | N/A (Fast Track) | Executed | No former queue position |  |  |  |  | Loyola |  |  |  | FALSE | FALSE | Loyola |  |  | 0.21 | [5 empty] | 0.21 |  | 0.21 | 1 | 1
2018-10-05 12:50 | 2089-WD | Independent Study | Independent Study | Withdrawn | 5/31/2020 | Withdrawn | Withdrawn | KINGS | JACOBS CORNER SUB | Solar PV | 0.21 | 11/7/2018 | Withdrawn | Withdrawn | Withdrawn | Withdrawn | Withdrawn | Withdrawn | Withdrawn | Withdrawn | No former queue position |  |  |  |  | Jacobs Corner |  | 1 | 0.21 | FALSE | FALSE | Jacobs Corner |  | 0 | 0.21 | [8 empty] | 0 | 0
2018-10-05 12:54 | 2090-WD | Independent Study | Independent Study | Withdrawn | 5/31/2020 | Withdrawn | Withdrawn | FRESNO | WESTLANDS SUB | Solar PV | 0.21 | 11/7/2018 | Withdrawn | Withdrawn | Withdrawn | Withdrawn | Withdrawn | Withdrawn | Withdrawn | Withdrawn | No former queue position |  |  |  |  | Westlands |  |  |  | FALSE | FALSE | Westlands |  |  | 0.21 | [8 empty] | 0 | 0
2018-09-19 15:20 | 2091-RD | Fast Track | Fast Track | Withdrawn | Not Provided | Withdrawn | Withdrawn | ALAMEDA | DIXON LANDING SUB | Storage | 0.195 | 11/7/2018 | Withdrawn | Withdrawn | Withdrawn | Withdrawn | Withdrawn | Withdrawn | Withdrawn | Withdrawn | No former queue position |  |  |  |  | Dixon Landing | 115 | 1 | 0.195 | TRUE | FALSE | Dixon Landing | 115 | [6 empty] | 0 | 0.195 |  | 0.195 | 0 | 0
2018-10-05 09:56 | 2092-RD | Detailed Study | Detailed Study | In Service | Not Provided |  |  | KERN | WASCO SUB | Solar PV | 17.1 | 11/7/2018 | N/A | N/A | N/A | N/A | Fail | 10/9/2019 | N/A | Executed | No former queue position | not found |  |  |  | Wasco |  |  |  | FALSE | FALSE | Wasco |  |  | 17.1 | [8 empty] | 1 | 1
2018-10-25 07:07 | 2093-RD | Fast Track | Fast Track | In Service | Not Provided |  |  | SONOMA | CLOVERDALE SUB | Storage | 0.01 | 11/7/2018 | 11/16/2018 | Pass |  |  | N/A (Fast Track) | N/A (Fast Track) | N/A (Fast Track) | Executed | No former queue position |  |  |  |  | Cloverdale | 115 |  |  | TRUE | FALSE | Cloverdale | 115 | [7 empty] | 0.01 |  | 0.01 | 1 | 1
2018-10-25 16:14 | 2094-RD | Detailed Study | Detailed Study | Withdrawn | 1/1/2021 | Withdrawn | Withdrawn | KERN | KERN OIL SUB | Solar PV | 3.875 | 11/7/2018 | Withdrawn | Withdrawn | Withdrawn | Withdrawn | Withdrawn | Withdrawn | Withdrawn | Withdrawn | No former queue position |  |  |  |  | Kern Oil | 115 |  |  | TRUE | FALSE | Kern Oil | 115 |  | 3.875 | [8 empty] | 0 | 0
2018-10-17 14:38 | 2095-RD | Detailed Study | Detailed Study | Active | Not Provided |  |  | SANTA CLARA | NEWARK SUB | Engine | 26.04 | 11/7/2018 | N/A | N/A | N/A | N/A | Pass | 5/2/2019 | 8/15/2019 | Executed | No former queue position | Newark | 60 |  |  | Newark | 230 |  |  | TRUE | TRUE | Newark | 60 | [10 empty] | 0 | 1
2018-10-09 12:40 | 2096-RD | Detailed Study | Detailed Study | Withdrawn | Not Provided | Withdrawn | Withdrawn | KERN | TWISSELMAN SUB | Solar PV | 1.6812 | 11/14/2018 | Withdrawn | Withdrawn | Withdrawn | Withdrawn | Withdrawn | Withdrawn | Withdrawn | Withdrawn | No former queue position |  |  |  |  | Twisselman |  | 0.7 | 1.1768 | FALSE | FALSE | Twisselman |  | 0.50435 | 1.6812 | [8 empty] | 0 | 0
2018-10-16 09:55 | 2097-RD | Detailed Study | Detailed Study | Withdrawn | Not Provided | Withdrawn | Withdrawn | FRESNO | TRANSMISSION | Solar PV | 4.2061 | 11/14/2018 | Withdrawn | Withdrawn | Withdrawn | Withdrawn | Withdrawn | Withdrawn | Withdrawn | Withdrawn | No former queue position |  |  | not found |  | Transmission |  | 1 | 4.2061 | FALSE | FALSE | not found |  | 0 | 4.2061 | [8 empty] | 0 | 0
2018-11-02 14:57 | 2098-RD | Fast Track | Fast Track | Active | Not Provided |  |  | SONOMA | Customer Owned | Solar PV | 2.3142 | 11/21/2018 | 1/24/2019 | Fail Screens: J, K |  |  | N/A (Fast Track) | N/A (Fast Track) | N/A (Fast Track) | Executed | No former queue position | not found |  | not found |  | Customer Owned |  |  |  | FALSE | FALSE | not found |  |  | 2.3142 | [8 empty] | 0 | 1
2018-11-09 14:59 | 2099-WD | Fast Track | Fast Track | Withdrawn | 12/15/2019 | Withdrawn | Withdrawn | KERN | TWISSELMAN SUB | Solar PV | 1.3009 | 11/21/2018 | Withdrawn | Withdrawn | Withdrawn | Withdrawn | Withdrawn | Withdrawn | Withdrawn | Withdrawn | No former queue position |  |  |  |  | Twisselman |  |  |  | FALSE | FALSE | Twisselman |  |  | 1.3009 | [8 empty] | 0 | 0
2018-10-22 14:21 | 2100-RD | Detailed Study | Detailed Study | Withdrawn | 6/3/2019 | Withdrawn | Withdrawn | MERCED | EL CAPITAN SUB | Turbine | 3.2 | 11/21/2018 | Withdrawn | Withdrawn | Withdrawn | Withdrawn | Withdrawn | Withdrawn | Withdrawn | Withdrawn | No former queue position |  |  |  |  | El Capitan |  |  |  | FALSE | FALSE | El Capitan | [11 empty] | 0 | 0
2018-10-30 16:33 | 2101-RD | Fast Track | Fast Track | Withdrawn | Not Provided | Withdrawn | Withdrawn | SAN MATEO | MILLBRAE SUB | Other | 0.5 | 11/21/2018 | Withdrawn | Withdrawn | Withdrawn | Withdrawn | Withdrawn | Withdrawn | Withdrawn | Withdrawn | No former queue position |  |  |  |  | Millbrae | 115 |  |  | TRUE | FALSE | Millbrae | 115 | [10 empty] | 0 | 0
2018-11-08 16:32 | 2102-RD | Fast Track | Detailed Study | Active | Not Provided |  |  | YOLO | WEST SACRAMENTO SUB | Solar PV, Storage | 1.052 | 12/5/2018 | 4/16/2020 | Fail Screens: B, K, M, S5 | 5/13/2020 | Fail | Pass | 9/2/2020 | N/A | Executed | No former queue position | not found |  |  |  | West Sacramento |  |  |  | FALSE | FALSE | West Sacramento |  |  | 1.052 | [5 empty] | 1.052 |  | 1.052 | 0 | 1
2018-11-12 14:37 | 2103-RD | Fast Track | Fast Track | Withdrawn | Not Provided | Withdrawn | Withdrawn | ALAMEDA | OAKLAND D SUB | Solar PV, Storage | 0.3 | 12/5/2018 | 7/17/2020 | Fail Screens: I, J, K, M | Withdrawn | Withdrawn | Withdrawn | Withdrawn | Withdrawn | Withdrawn | No former queue position |  |  |  |  | Oakland D |  | 0.8 | 0.24 | FALSE | FALSE | Oakland D |  | 0.06 | 0.3 |  |  |  |  | 0.06 | 0.3 |  | 0.3 | 0 | 0
2018-10-30 14:32 | 2104-WD | Fast Track | Fast Track | Withdrawn | 12/31/2019 | Withdrawn | Withdrawn | KINGS | ANGIOLA SUB | Solar PV | 2.2 | 12/5/2018 | 12/17/2018 | Fail Screens: 2, 4, 10 | Withdrawn | Withdrawn | Withdrawn | Withdrawn | Withdrawn | Withdrawn | No former queue position |  |  |  |  | Angiola |  | 1 | 2.2 | FALSE | FALSE | Angiola |  | 0 | 2.2 | [8 empty] | 0 | 0
2018-11-01 12:49 | 2105-WD | Fast Track | Independent Study | Active | 12/15/2019 | 12/3/2021 |  | KERN | TAFT SUB | Solar PV | 2 | 12/5/2018 | 1/3/2019 | Fail Screens: 2, 4, 7, 9, 10 | 2/28/2019 | Fail | Pass | 8/16/2019 | N/A | Executed | No former queue position | Taft |  |  |  | Taft | 115 | 1 | 2 | TRUE | TRUE | Taft |  | 0 | 2 | [8 empty] | 0 | 1
2018-11-06 12:04 | 2106-WD | Fast Track | Fast Track | Withdrawn | 12/15/2019 | Withdrawn | Withdrawn | MERCED | ORTIGA SUB | Solar PV | 1.2714 | 12/5/2018 | 12/26/2018 | Fail Screens: 2, 4 | Withdrawn | Withdrawn | Withdrawn | Withdrawn | Withdrawn | Withdrawn | No former queue position |  |  |  |  | Ortiga |  |  |  | FALSE | FALSE | Ortiga |  |  | 1.2714 | [8 empty] | 0 | 0
2018-11-12 20:31 | 2107-RD | Fast Track | Fast Track | Withdrawn | 12/31/2019 | Withdrawn | Withdrawn | CONTRA COSTA | HERDLYN SUB | Solar PV | 3.15 | 12/5/2018 | 1/4/2019 | Fail Screens: F, I, J, K, M | Withdrawn | Withdrawn | Withdrawn | Withdrawn | Withdrawn | Withdrawn | No former queue position |  |  |  |  | Herdlyn |  |  |  | FALSE | FALSE | Herdlyn |  |  | 3.15 | [8 empty] | 0 | 0
2018-11-12 20:32 | 2108-RD | Fast Track | Fast Track | Withdrawn | 12/31/2019 | Withdrawn | Withdrawn | CONTRA COSTA | TIDEWATER SUB | Solar PV | 3.15 | 12/5/2018 | 1/22/2019 | Fail Screens: H, I, J, K, M | 4/8/2019 | Pass | Withdrawn | Withdrawn | Withdrawn | Withdrawn | No former queue position |  |  |  |  | Tidewater |  |  |  | FALSE | FALSE | Tidewater |  |  | 3.15 | [8 empty] | 0 | 0
2018-11-14 14:57 | 2109-WD | Fast Track | Fast Track | Withdrawn | 12/31/2019 | Withdrawn | Withdrawn | KINGS | ANGIOLA SUB | Solar PV | 0.0015 | 12/5/2018 | 12/17/2018 | Fail Screens: 2, 4, 10 | Withdrawn | Withdrawn | Withdrawn | Withdrawn | Withdrawn | Withdrawn | No former queue position |  |  |  |  | Angiola |  |  |  | FALSE | FALSE | Angiola |  |  | 0.0015 | [8 empty] | 0 | 0
2018-11-19 14:59 | 2110-RD | Fast Track | Fast Track | In Service | Not Provided | 4/14/2020 |  | KERN | TRANSMISSION | Solar PV | 18 | 12/5/2018 | 3/5/2019 | Pass |  |  | N/A (Fast Track) | N/A (Fast Track) | N/A (Fast Track) | Executed | No former queue position | not found |  | not found |  | Transmission |  | 1 | 18 | FALSE | FALSE | not found |  | 0 | 18 | [8 empty] | 1 | 1
2018-11-07 10:04 | 2111-RD | Fast Track | Fast Track | In Service | Not Provided |  |  | KERN | SMYRNA SUB | Solar PV | 1.0413 | 12/5/2018 | 7/12/2019 | Fail Screens: B, D, I, J, K, L, M, S5 | 11/08/2019 | Fail | N/A (Fast Track) | N/A (Fast Track) | N/A (Fast Track) | Executed | No former queue position |  |  |  |  | Smyrna | 115 |  |  | TRUE | FALSE | Smyrna | 115 |  | 1.0413 | [8 empty] | 1 | 1
2018-11-12 12:42 | 2112-RD | Fast Track | Fast Track | Active | Not Provided |  |  | SAN MATEO | BELLE HAVEN SUB | Solar PV, Storage | 0.98 | 12/5/2018 | 7/20/2020 | Fail Screens: G, I, J, K, M | 9/23/2020 | Pass | N/A (Fast Track) | N/A (Fast Track) | N/A (Fast Track) | Executed | No former queue position | not found |  |  |  | Belle Haven |  |  |  | FALSE | FALSE | Belle Haven |  |  | 0.98 | [5 empty] | 0.98 |  | 0.98 | 0 | 1
2018-11-16 08:43 | 2113-WD | Fast Track | Fast Track | Withdrawn | 5/30/2020 | Withdrawn | Withdrawn | ALAMEDA | ARLINGTON SUB | Solar PV | 2.1624 | 12/5/2018 | 12/26/2018 | Fail Screens: 2, 4, 6, 9, 10 | Withdrawn | Withdrawn | Withdrawn | Withdrawn | Withdrawn | Withdrawn | No former queue position |  |  |  |  | Arlington |  | 1 | 2.1624 | FALSE | FALSE | Arlington |  | 0 | 2.1624 | [8 empty] | 0 | 0
2018-11-28 16:17 | 2114-RD | Fast Track | Fast Track | Withdrawn | Not Provided | Withdrawn | Withdrawn | MERCED | GUSTINE SUB | Turbine | 6.96 | 12/5/2018 | 12/26/2018 | Fail Screens: B, D, G, H, I, J, K, L, M | 3/7/2019 | Pass | Withdrawn | Withdrawn | Withdrawn | Withdrawn | No former queue position |  |  |  |  | Gustine |  | 1 | 6.96 | FALSE | FALSE | Gustine | [11 empty] | 0 | 0
2018-11-06 14:15 | 2115-RD | Detailed Study | Detailed Study | In Service | Not Provided |  |  | SAN BENITO | Customer Owned | Solar PV | 4.36 | 12/12/2018 | N/A | N/A | N/A | N/A | Pass | 5/13/2019 | N/A | Executed | No former queue position |  |  | not found |  | Customer Owned |  |  |  | FALSE | FALSE | not found |  |  | 4.36 | [8 empty] | 1 | 1
2018-12-04 12:49 | 2116-RD | Fast Track | Fast Track | In Service | Not Provided | In Service | 8/23/2019 | SAN FRANCISCO | SAN FRAN A (POTRERO PP) SUB | Solar PV | 0.02981 | 12/12/2018 | 1/2/2019 | Fail Screens: J, M |  |  | N/A (Fast Track) | N/A (Fast Track) | N/A (Fast Track) | Executed | No former queue position |  |  |  |  | San Fran A (Potrero Pp) | 230 | 1 | 0.02981 | TRUE | FALSE | San Fran A (Potrero Pp) | 230 | 0 | 0.02981 | [8 empty] | 1 | 1
2018-10-16 13:31 | 2117-RD | Fast Track | Fast Track | Withdrawn | 12/31/2019 | Withdrawn | Withdrawn | CONTRA COSTA | CLAYTON SUB | Solar PV | 3.15 | 12/19/2018 | Withdrawn | Withdrawn | Withdrawn | Withdrawn | Withdrawn | Withdrawn | Withdrawn | Withdrawn | No former queue position |  |  |  |  | Clayton | 115 |  |  | TRUE | FALSE | Clayton | 115 |  | 3.15 | [8 empty] | 0 | 0
2018-12-05 14:27 | 2118-WD | Fast Track | Independent Study | Withdrawn | 12/15/2019 | Withdrawn | Withdrawn | KERN | TWISSELMAN SUB | Solar PV | 1.9913 | 12/19/2018 | 1/14/2019 | Fail Screens: 2, 4, 10 | 4/3/2019 | Fail | Withdrawn | Withdrawn | Withdrawn | Withdrawn | No former queue position |  |  |  |  | Twisselman |  |  |  | FALSE | FALSE | Twisselman |  |  | 1.9913 | [8 empty] | 0 | 0
2018-12-10 12:56 | 2119-WD | Fast Track | Fast Track | Withdrawn | 7/1/2019 | Withdrawn | Withdrawn | SOLANO | PEABODY SUB | Wind | 0.28 | 12/19/2018 | Withdrawn | Withdrawn | Withdrawn | Withdrawn | Withdrawn | Withdrawn | Withdrawn | Withdrawn | No former queue position |  |  |  |  | Peabody | 230 |  |  | TRUE | FALSE | Peabody | 230 |  |  | 0.28 | [7 empty] | 0 | 0
2018-12-10 16:45 | 2120-RD | Fast Track | Detailed Study | Active | Not Provided |  |  | SAN JOAQUIN | CHANNEL SUB | Engine | 0.375 | 12/19/2018 | 1/11/2019 | Fail Screens: B, F, J, K, M | 2/13/2019 | Fail | Pass | 8/22/2019 | N/A | Executed | No former queue position | not found |  |  |  | Channel |  |  |  | FALSE | FALSE | Channel | [11 empty] | 0 | 1
2018-12-11 10:39 | 2121-RD | Fast Track | Fast Track | In Service | Not Provided |  |  | CALAVERAS | CALAVERAS CEMENT SUB | Solar PV | 0.03605 | 12/19/2018 | 1/31/2019 | Pass |  |  | N/A (Fast Track) | N/A (Fast Track) | N/A (Fast Track) | Executed | No former queue position |  |  |  |  | Calaveras Cement |  | 1 | 0.03605 | FALSE | FALSE | Calaveras Cement |  | 0 | 0.03605 | [8 empty] | 1 | 1
2018-12-07 10:34 | 2122-RD | Fast Track | Fast Track | In Service | Not Provided |  |  | SAN MATEO | BELLE HAVEN SUB | Solar PV | 1.1647 | 12/19/2018 | 1/31/2019 | Fail Screens: I, J, K | 4/17/2019 | Pass | N/A (Fast Track) | N/A (Fast Track) | N/A (Fast Track) | Executed | No former queue position |  |  |  |  | Belle Haven |  |  |  | FALSE | FALSE | Belle Haven |  |  | 1.1647 | [8 empty] | 1 | 1
2018-11-27 13:46 | 2123-RD | Detailed Study | Detailed Study | In Service | Not Provided |  |  | SAN JOAQUIN | TRACY SUB | Solar PV | 3.6 | 12/26/2018 | N/A | N/A | N/A | N/A | Pass | 5/1/2019 | N/A | Executed | No former queue position |  |  |  |  | Tracy | 115 |  |  | TRUE | FALSE | Tracy | 115 |  | 3.6 | [8 empty] | 1 | 1
2018-12-13 12:29 | 2124-RD | Detailed Study | Detailed Study | In Service | Not Provided |  |  | FRESNO | MCCALL SUB | Solar PV | 1.4653 | 1/2/2019 | N/A | N/A | N/A | N/A | Pass | 5/2/2019 | N/A | Executed | No former queue position |  |  |  |  | Mccall | 230 | 1 | 1.4653 | TRUE | FALSE | Mccall | 230 | 0 | 1.4653 | [8 empty] | 1 | 1
2018-12-13 12:42 | 2125-RD | Detailed Study | Detailed Study | In Service | Not Provided |  |  | FRESNO | MCCALL SUB | Solar PV | 1.45 | 1/2/2019 | N/A | N/A | N/A | N/A | Fail | 7/16/2019 | N/A | Executed | No former queue position |  |  |  |  | Mccall | 230 | 1 | 1.45 | TRUE | FALSE | Mccall | 230 | 0 | 1.45 | [8 empty] | 1 | 1
2018-12-12 10:13 | 2126-RD | Fast Track | Fast Track | Withdrawn | Not Provided | Withdrawn | Withdrawn | KERN | KERN OIL SUB | Solar PV | 1.7525 | 1/2/2019 | Withdrawn | Withdrawn | Withdrawn | Withdrawn | Withdrawn | Withdrawn | Withdrawn | Withdrawn | No former queue position |  |  |  |  | Kern Oil | 115 |  |  | TRUE | FALSE | Kern Oil | 115 |  | 1.7525 | [8 empty] | 0 | 0
2018-12-19 10:41 | 2127-RD | Fast Track | Fast Track | Withdrawn | Not Provided | Withdrawn | Withdrawn | SAN JOAQUIN | WEBER SUB | Solar PV | 2.5036 | 1/2/2019 | Withdrawn | Withdrawn | Withdrawn | Withdrawn | Withdrawn | Withdrawn | Withdrawn | Withdrawn | No former queue position |  |  |  |  | Weber | 230 | 1 | 2.5036 | TRUE | FALSE | Weber | 230 | 0 | 2.5036 | [8 empty] | 0 | 0
2018-12-20 15:20 | 2128-RD | Fast Track | Fast Track | Withdrawn | Not Provided | Withdrawn | Withdrawn | SANTA BARBARA | CUYAMA SUB | Solar PV | 2.5036 | 1/9/2019 | 3/5/2019 | Fail Screens: B, D, F, I, J, K, L, M | Withdrawn | Withdrawn | Withdrawn | Withdrawn | Withdrawn | Withdrawn | No former queue position |  |  |  |  | Cuyama |  |  |  | FALSE | FALSE | Cuyama |  |  | 2.5036 | [8 empty] | 0 | 0
2018-12-14 13:30 | 2129-RD | Fast Track | Detailed Study | Withdrawn | Not Provided | Withdrawn | Withdrawn | SAN JOAQUIN | VIERRA SUB | Solar PV | 2.64 | 1/16/2019 | 2/4/2019 | Fail Screens: J, K, M | 3/19/2019 | Fail | Withdrawn | Withdrawn | Withdrawn | Withdrawn | No former queue position |  |  |  |  | Vierra | 115 | 1 | 2.64 | TRUE | FALSE | Vierra | 115 | 0 | 2.64 | [8 empty] | 0 | 0
2018-12-11 16:30 | 2130-RD | Fast Track | Fast Track | Withdrawn | Not Provided | Withdrawn | Withdrawn | KERN | KERN OIL SUB | Solar PV | 1.7525 | 1/16/2019 | Withdrawn | Withdrawn | Withdrawn | Withdrawn | Withdrawn | Withdrawn | Withdrawn | Withdrawn | No former queue position |  |  |  |  | Kern Oil | 115 |  |  | TRUE | FALSE | Kern Oil | 115 |  | 1.7525 | [8 empty] | 0 | 0
2019-01-03 09:34 | 2131-WD | Independent Study | Independent Study | Withdrawn | 12/31/2022 | Withdrawn | Withdrawn | KERN | TEVIS SUB | Storage | 20 | 1/16/2019 | Withdrawn | Withdrawn | Withdrawn | Withdrawn | Withdrawn | Withdrawn | Withdrawn | Withdrawn | No former queue position |  |  |  |  | Tevis | 115 |  |  | TRUE | FALSE | Tevis | 115 | [7 empty] | 20 |  | 20 | 0 | 0
2019-01-03 09:44 | 2132-WD | Independent Study | Independent Study | Withdrawn | 12/31/2022 | Withdrawn | Withdrawn | MERCED | MERCED SUB | Storage | 20 | 1/16/2019 | Withdrawn | Withdrawn | Withdrawn | Withdrawn | Withdrawn | Withdrawn | Withdrawn | Withdrawn | No former queue position |  |  |  |  | Merced | 115 |  |  | TRUE | FALSE | Merced | 115 | [7 empty] | 20 |  | 20 | 0 | 0
2019-01-14 12:44 | 2133-RD | Fast Track | Fast Track | In Service | Not Provided | In Service | 2/28/2019 | ALAMEDA | VINEYARD SUB | Engine | 0.8 | 1/23/2019 | 2/6/2019 | Pass |  |  | N/A (Fast Track) | N/A (Fast Track) | N/A (Fast Track) | Executed | No former queue position |  |  |  |  | Vineyard | 230 |  |  | TRUE | FALSE | Vineyard | 230 | [10 empty] | 1 | 1
2019-01-11 13:11 | 2134-RD | Fast Track | Fast Track | Withdrawn | Not Provided | Withdrawn | Withdrawn | FRESNO | BIOLA SUB | Solar PV | 1.2 | 1/23/2019 | 1/30/2019 | Fail Screens: F, J, K, M | Withdrawn | Withdrawn | Withdrawn | Withdrawn | Withdrawn | Withdrawn | No former queue position |  |  |  |  | Biola | 70 |  |  | TRUE | FALSE | Biola | 70 |  | 1.2 | [8 empty] | 0 | 0
2019-01-07 16:29 | 2135-RD | Fast Track | Detailed Study | Withdrawn | Not Provided | Withdrawn | Withdrawn | KERN | TEVIS SUB | Solar PV | 2.012 | 1/30/2019 | 2/20/2019 | Fail Screens: B, D, F, G, H, I, J, K, L, M | 4/4/2019 | Fail | Withdrawn | Withdrawn | Withdrawn | Withdrawn | No former queue position |  |  |  |  | Tevis | 115 |  |  | TRUE | FALSE | Tevis | 115 |  | 2.012 | [8 empty] | 0 | 0
2019-01-10 10:19 | 2136-RD | Fast Track | Fast Track | In Service | Not Provided |  |  | NAPA | PUEBLO SUB | Storage | 0.015 | 1/30/2019 | 2/6/2019 | Pass |  |  | N/A (Fast Track) | N/A (Fast Track) | N/A (Fast Track) | Executed | No former queue position |  |  |  |  | Pueblo |  | 1 | 0.015 | FALSE | FALSE | Pueblo | [7 empty] | 0 | 0.015 |  | 0.015 | 1 | 1
2019-01-10 14:53 | 2137-WD | Fast Track | Fast Track | Withdrawn | 12/16/2020 | Withdrawn | Withdrawn | SAN LUIS OBISPO | CARRIZO PLAINS SUB | Solar PV | 0.57118 | 1/30/2019 | 3/9/2019 | Fail Screens: 2, 4, 10 | 9/18/2019 | Fail | Withdrawn | Withdrawn | Withdrawn | Withdrawn | No former queue position |  |  |  |  | Carrizo Plains | 115 | 1 | 0.57118 | TRUE | FALSE | Carrizo Plains | 115 | 0 | 0.57118 | [8 empty] | 0 | 0
2019-01-10 18:43 | 2138-WD | Independent Study | Independent Study | In Service | 7/15/2020 | 12/15/2020 | 7/15/2021 | SOLANO | BAHIA SUB | Solar PV | 5 | 1/30/2019 | N/A | N/A (Independent Study) | N/A | N/A (Independent Study) | Pass | 5/21/2019 | N/A | Executed | No former queue position |  |  |  |  | Bahia | 230 |  |  | TRUE | FALSE | Bahia | 230 |  | 5 | [8 empty] | 1 | 1
2019-01-18 15:07 | 2139-RD | Fast Track | Fast Track | Withdrawn | Not Provided | Withdrawn | Withdrawn | YOLO | DAVIS SUB | Solar PV | 1.0759 | 1/30/2019 | Withdrawn | Withdrawn | Withdrawn | Withdrawn | Withdrawn | Withdrawn | Withdrawn | Withdrawn | No former queue position |  |  |  |  | Davis | 115 | 1 | 1.0759 | TRUE | FALSE | Davis | 115 | 0 | 1.0759 | [8 empty] | 0 | 0
2019-01-18 15:26 | 2140-RD | Fast Track | Fast Track | Withdrawn | Not Provided | Withdrawn | Withdrawn | YOLO | DAVIS SUB | Solar PV | 1.0759 | 1/30/2019 | Withdrawn | Withdrawn | Withdrawn | Withdrawn | Withdrawn | Withdrawn | Withdrawn | Withdrawn | No former queue position |  |  |  |  | Davis | 115 | 1 | 1.0759 | TRUE | FALSE | Davis | 115 | 0 | 1.0759 | [8 empty] | 0 | 0
2019-01-18 12:44 | 2141-WD | Fast Track | Fast Track | Withdrawn | 12/20/2019 | Withdrawn | Withdrawn | SONOMA | PETALUMA C SUB | Solar PV | 0.98304 | 2/6/2019 | 3/9/2019 | Fail Screens: 2, 4, 5, 10 | Withdrawn | Withdrawn | Withdrawn | Withdrawn | Withdrawn | Withdrawn | No former queue position |  |  |  |  | Petaluma C |  |  |  | FALSE | FALSE | Petaluma C |  |  | 0.98304 | [8 empty] | 0 | 0
2019-01-18 15:43 | 2142-WD | Fast Track | Independent Study | Active | 12/30/2019 | 6/3/2021 |  | MERCED | ORTIGA SUB | Fuel Cell, Solar PV | 1.675 | 2/6/2019 | 3/16/2019 | Fail Screens: 2, 4, 5, 10 | 6/5/2019 | Fail | Pass | 11/21/2019 | N/A | Executed | No former queue position | not found |  |  |  | Ortiga |  |  |  | FALSE | FALSE | Ortiga |  |  | 1.675 | [8 empty] | 0 | 1
2019-01-11 14:13 | 2143-RD | Fast Track | Fast Track | In Service | Not Provided |  |  | ALAMEDA | LAS POSITAS SUB | Engine | 2 | 2/6/2019 | 2/25/2019 | Pass |  |  | N/A (Fast Track) | N/A (Fast Track) | N/A (Fast Track) | Executed | No former queue position |  |  |  |  | Las Positas | 230 |  |  | TRUE | FALSE | Las Positas | 230 | [10 empty] | 1 | 1
2019-01-22 15:20 | 2144-WD | Fast Track | Fast Track | Withdrawn | 9/1/2019 | Withdrawn | Withdrawn | SONOMA | SILVERADO SUB | Solar PV | 3 | 2/6/2019 | 5/3/2019 | Fail Screens: 2, 4, 5, 10 | Withdrawn | Withdrawn | Withdrawn | Withdrawn | Withdrawn | Withdrawn | No former queue position |  |  |  |  | Silverado | 115 |  |  | TRUE | FALSE | Silverado | 115 |  | 3 | [8 empty] | 0 | 0
2019-01-28 15:52 | 2145-RD | Fast Track | Fast Track | In Service | Not Provided | In Service | 7/9/2019 | SAN FRANCISCO | Customer Owned | Solar PV | 0.01967 | 2/13/2019 | 2/20/2019 | Fail Screens: A | 3/25/2019 | Pass | N/A (Fast Track) | N/A (Fast Track) | N/A (Fast Track) | Executed | No former queue position |  |  | not found |  | Customer Owned |  |  |  | FALSE | FALSE | not found |  |  | 0.01967 | [8 empty] | 1 | 1
2019-02-07 17:11 | 2146-RD | Fast Track | Fast Track | Active | Not Provided |  |  | SAN FRANCISCO | SAN FRAN A (POTRERO PP) SUB | Engine | 1.875 | 2/21/2019 | 4/15/2019 | Pass |  |  | N/A (Fast Track) | N/A (Fast Track) | N/A (Fast Track) | Executed | No former queue position | not found |  |  |  | San Fran A (Potrero Pp) | 230 |  |  | TRUE | TRUE | San Fran A (Potrero Pp) | 230 | [10 empty] | 0 | 1
2019-02-05 10:47 | 2147-RD | Fast Track | Detailed Study | Withdrawn | Not Provided | Withdrawn | Withdrawn | SOLANO | PEABODY SUB | Solar PV | 0.934 | 2/21/2019 | 3/26/2019 | Fail Screens: F, G, H, J, K, L, M | 4/29/2019 | Fail | Withdrawn | Withdrawn | Withdrawn | Withdrawn | No former queue position |  |  |  |  | Peabody | 230 | 1 | 0.934 | TRUE | FALSE | Peabody | 230 | 0 | 0.934 | [8 empty] | 0 | 0
2019-02-05 16:00 | 2148-RD | Detailed Study | Detailed Study | Withdrawn | Not Provided | Withdrawn | Withdrawn | KERN | WASCO SUB | Solar PV | 0.52901 | 2/21/2019 | Withdrawn | Withdrawn | Withdrawn | Withdrawn | Withdrawn | Withdrawn | Withdrawn | Withdrawn | No former queue position |  |  |  |  | Wasco |  | 1 | 0.52901 | FALSE | FALSE | Wasco |  | 0 | 0.52901 | [8 empty] | 0 | 0
2019-02-12 09:52 | 2149-RD | Fast Track | Fast Track | Withdrawn | Not Provided | Withdrawn | Withdrawn | FRESNO | KERMAN SUB | Solar PV | 0.936 | 2/27/2019 | 7/16/2019 | Fail Screens: J, K, M, S5 | 8/8/2019 | Pass | Withdrawn | Withdrawn | Withdrawn | Withdrawn | No former queue position |  |  |  |  | Kerman |  |  |  | FALSE | FALSE | Kerman |  |  | 0.936 | [8 empty] | 0 | 0
2019-02-12 15:45 | 2150-RD | Fast Track | Detailed Study | Active | Not Provided |  |  | KERN | STOCKDALE SUB | Solar PV | 1.712 | 2/27/2019 | 7/25/2019 | Fail Screens: A, B, C, D, F, G, H, I, J, K, L, M, V1, S5, A1 | 8/26/2019 | Fail | Pass | 12/17/2019 | N/A | Executed | No former queue position | Stockdale |  |  |  | Stockdale | 230 |  |  | TRUE | TRUE | Stockdale |  |  | 1.712 | [8 empty] | 0 | 1
2019-02-13 14:16 | 2151-RD | Fast Track | Detailed Study | Active | Not Provided |  |  | TEHAMA | TYLER SUB | Solar PV | 0.834 | 2/27/2019 | 3/20/2019 | Fail Screens: J, K, L, M, S5 | 4/22/2019 | Fail | Fail | 9/4/2019 | N/A | Executed | No former queue position | not found |  |  |  | Tyler |  |  |  | FALSE | FALSE | Tyler |  |  | 0.834 | [8 empty] | 0 | 1
2019-02-05 10:12 | 2152-RD | Fast Track | Fast Track | In Service | Not Provided |  |  | SAN MATEO | SAN CARLOS SUB | Storage | 0.005 | 2/27/2019 | 3/18/2019 | Pass |  |  | N/A (Fast Track) | N/A (Fast Track) | N/A (Fast Track) | Executed | No former queue position |  |  |  |  | San Carlos |  |  |  | FALSE | FALSE | San Carlos | [8 empty] | 0.005 |  | 0.005 | 1 | 1
2019-01-28 13:05 | 2153-RD | Fast Track | Fast Track | In Service | Not Provided |  |  | SAN FRANCISCO | SAN FRAN H (MARTIN) SUB | Solar PV | 0.12977 | 2/27/2019 | 3/25/2019 | Fail Screens: I, J |  |  | N/A (Fast Track) | N/A (Fast Track) | N/A (Fast Track) | Executed | No former queue position |  |  |  |  | San Fran H (Martin) |  |  |  | FALSE | FALSE | San Fran H (Martin) |  |  | 0.12977 | [8 empty] | 1 | 1
2019-02-19 18:52 | 2154-WD | Fast Track | Independent Study | In Service | 6/30/2020 | 8/20/2021 |  | CONTRA COSTA | BRENTWOOD SUB | Solar PV | 0.98304 | 3/6/2019 | 3/25/2019 | Fail Screens: 2, 4, 10 | 5/10/2019 | Fail | Pass | 11/16/2019 | N/A | Executed | No former queue position |  |  |  |  | Brentwood | 230 |  |  | TRUE | FALSE | Brentwood | 230 |  | 0.98304 | [8 empty] | 1 | 1
2019-02-14 13:27 | 2155-WD | Independent Study | Independent Study | Withdrawn | 7/31/2020 | Withdrawn | Withdrawn | MARIN | PETALUMA C SUB | Solar PV | 2.5036 | 3/6/2019 | Withdrawn | Withdrawn | Withdrawn | Withdrawn | Withdrawn | Withdrawn | Withdrawn | Withdrawn | No former queue position |  |  |  |  | Petaluma C |  |  |  | FALSE | FALSE | Petaluma C |  |  | 2.5036 | [8 empty] | 0 | 0
2019-02-25 12:31 | 2156-WD | Fast Track | Fast Track | Withdrawn | 3/31/2020 | Withdrawn | Withdrawn | MARIN | PETALUMA C SUB | Solar PV | 0.98304 | 3/6/2019 | 3/25/2019 | Fail Screens: 2, 4, 5, 10 | 5/13/2019 | Pass | Withdrawn | Withdrawn | Withdrawn | Withdrawn | No former queue position |  |  |  |  | Petaluma C |  |  |  | FALSE | FALSE | Petaluma C |  |  | 0.98304 | [8 empty] | 0 | 0
2019-02-04 10:50 | 2157-RD | Fast Track | Fast Track | In Service | 4/1/2020 |  |  | SANTA CLARA | MILPITAS SUB | Other | 0.2325 | 3/6/2019 | 3/17/2020 | Pass |  |  | N/A (Fast Track) | N/A (Fast Track) | N/A (Fast Track) | Executed | No former queue position |  |  |  |  | Milpitas |  |  |  | FALSE | FALSE | Milpitas | [11 empty] | 1 | 1
2019-02-07 11:21 | 2158-RD | Fast Track | Fast Track | Withdrawn | Not Provided | Withdrawn | Withdrawn | ALAMEDA | SAN LEANDRO U SUB | Fuel Cell | 0.245 | 3/6/2019 | 3/25/2019 | Pass | Withdrawn | Withdrawn | Withdrawn | Withdrawn | Withdrawn | Withdrawn | No former queue position |  |  |  |  | San Leandro U | 115 |  |  | TRUE | FALSE | San Leandro U | 115 | [10 empty] | 0 | 0
2019-02-19 18:34 | 2159-WD | Fast Track | Fast Track | Withdrawn | 3/31/2020 | Withdrawn | Withdrawn | NAPA | TULUCAY SUB | Solar PV | 0.98304 | 3/6/2019 | 3/25/2019 | Pass | 5/10/2019 | Pass | Withdrawn | Withdrawn | Withdrawn | Withdrawn | No former queue position |  |  |  |  | Tulucay | 230 |  |  | TRUE | FALSE | Tulucay | 230 |  | 0.98304 | [8 empty] | 0 | 0
2019-02-19 18:44 | 2160-WD | Fast Track | Fast Track | Withdrawn | 3/31/2020 | Withdrawn | Withdrawn | NAPA | TULUCAY SUB | Solar PV | 0.98304 | 3/6/2019 | 3/25/2019 | Fail Screens: 2, 10 | 5/10/2019 | Pass | Withdrawn | Withdrawn | Withdrawn | Withdrawn | No former queue position |  |  |  |  | Tulucay | 230 |  |  | TRUE | FALSE | Tulucay | 230 |  | 0.98304 | [8 empty] | 0 | 0
2019-02-25 21:25 | 2161-WD | Independent Study | Independent Study | Withdrawn | 10/1/2020 | Withdrawn | Withdrawn | KERN | KERN PP DIST SUB | Solar PV | 2 | 3/6/2019 | Withdrawn | Withdrawn | Withdrawn | Withdrawn | Withdrawn | Withdrawn | Withdrawn | Withdrawn | No former queue position |  |  |  |  | Kern Pp Dist |  |  |  | FALSE | FALSE | Kern Pp Dist |  |  | 2 | [8 empty] | 0 | 0
2019-02-26 10:42 | 2162-RD | Fast Track | Fast Track | Withdrawn | 12/15/2020 | Withdrawn | Withdrawn | SONOMA | BELLEVUE SUB | Solar PV | 1 | 3/6/2019 | 4/4/2019 | Fail Screens: B, G, I, J, K, M | 6/12/2019 | Pass | Withdrawn | Withdrawn | Withdrawn | Withdrawn | No former queue position |  |  |  |  | Bellevue | 115 |  |  | TRUE | FALSE | Bellevue | 115 |  | 1 | [8 empty] | 0 | 0
2019-01-23 05:53 | 2163-WD | Fast Track | Fast Track | Withdrawn | 12/10/2020 | Withdrawn | Withdrawn | ALAMEDA | DUMBARTON SUB | Solar PV | 3 | 3/13/2019 | 4/3/2019 | Pass | 2019-08-23 | Pass | Withdrawn | Withdrawn | Withdrawn | Withdrawn | No former queue position |  |  |  |  | Dumbarton | 115 |  |  | TRUE | FALSE | Dumbarton | 115 |  | 3 | [8 empty] | 0 | 0
2019-02-04 13:28 | 2164-RD | Fast Track | Fast Track | Withdrawn | Not Provided | Withdrawn | Withdrawn | ALAMEDA | FREMONT SUB | Solar PV | 0.24625 | 3/13/2019 | Withdrawn | Withdrawn | Withdrawn | Withdrawn | Withdrawn | Withdrawn | Withdrawn | Withdrawn | No former queue position | not found |  | not found |  | Fremont | 115 |  |  | TRUE | FALSE | not found | 115 |  | 0.24625 | [8 empty] | 0 | 0
2019-02-15 15:49 | 2165-WD | Independent Study | Independent Study | Withdrawn | 6/1/2021 | Withdrawn | Withdrawn | SUTTER | MERIDIAN SUB | Storage | 11.3795 | 3/13/2019 | Withdrawn | Withdrawn | Withdrawn | Withdrawn | Withdrawn | Withdrawn | Withdrawn | Withdrawn | No former queue position |  |  |  |  | Meridian | 60 |  |  | TRUE | FALSE | Meridian | 60 | [7 empty] | 11.3795 |  | 11.3795 | 0 | 0
2019-02-18 08:16 | 2166-RD | Fast Track | Fast Track | Withdrawn | Not Provided | Withdrawn | Withdrawn | SAN FRANCISCO | SAN FRAN Z (EMBARCADERO) SUB | Storage | 0.88561 | 3/13/2019 | 4/5/2019 | Fail Screens: A | 7/1/2019 | Pass | Withdrawn | Withdrawn | Withdrawn | Withdrawn | No former queue position |  |  |  |  | San Fran Z (Embarcadero) |  | 1 | 0.88561 | FALSE | FALSE | San Fran Z (Embarcadero) | [7 empty] | 0 | 0.88561 |  | 0.88561 | 0 | 0
2019-02-20 08:16 | 2167-WD | Independent Study | Independent Study | Withdrawn | 2/1/2022 | Withdrawn | Withdrawn | ALAMEDA | OAKLAND C (OAKLAND PP) SUB | Storage | 5.0974 | 3/13/2019 | Withdrawn | Withdrawn | Withdrawn | Withdrawn | Withdrawn | Withdrawn | Withdrawn | Withdrawn | No former queue position |  |  |  |  | Oakland C (Oakland Pp) |  |  |  | FALSE | FALSE | Oakland C (Oakland Pp) | [8 empty] | 5.0974 |  | 5.0974 | 0 | 0
2019-02-11 15:25 | 2168-RD | Fast Track | Fast Track | In Service | Not Provided |  |  | ALAMEDA | VINEYARD SUB | Storage | 0.475 | 3/20/2019 | 4/9/2019 | Pass |  |  | N/A (Fast Track) | N/A (Fast Track) | N/A (Fast Track) | Executed | No former queue position |  |  |  |  | Vineyard | 230 |  |  | TRUE | FALSE | Vineyard | 230 | [7 empty] | 0.475 |  | 0.475 | 1 | 1
2019-02-20 15:40 | 2169-RD | Fast Track | Fast Track | In Service | Not Provided |  |  | ALAMEDA | MT EDEN SUB | Storage | 0.35 | 3/20/2019 | 4/18/2019 | Pass |  |  | N/A (Fast Track) | N/A (Fast Track) | N/A (Fast Track) | Executed | No former queue position |  |  |  |  | Mt Eden | 115 |  |  | TRUE | FALSE | Mt Eden | 115 | [7 empty] | 0.35 |  | 0.35 | 1 | 1
2019-02-21 11:32 | 2170-RD | Fast Track | Fast Track | Withdrawn | Not Provided | Withdrawn | Withdrawn | SAN MATEO | EAST GRAND SUB | Storage | 0.28 | 3/20/2019 | Withdrawn | Withdrawn | Withdrawn | Withdrawn | Withdrawn | Withdrawn | Withdrawn | Withdrawn | No former queue position |  |  |  |  | East Grand |  |  |  | FALSE | FALSE | East Grand | [8 empty] | 0.28 |  | 0.28 | 0 | 0
2019-02-06 17:30 | 2171-RD | Detailed Study | Detailed Study | In Service | Not Provided |  |  | SAN JOAQUIN | TRANSMISSION-Customer Owned | Solar PV, Storage | 5.1351 | 3/20/2019 | N/A | N/A | N/A | N/A | Pass | 8/30/2019 | N/A | Executed | No former queue position | not found |  | not found |  | Transmission-Customer Owned |  |  |  | FALSE | FALSE | not found |  |  | 5.1351 | [5 empty] | 5.1351 |  | 5.1351 | 1 | 1
2019-03-06 08:55 | 2172-RD | Fast Track | Fast Track | Withdrawn | Not Provided | Withdrawn | Withdrawn | EL DORADO | APPLE HILL SUB | Storage | 0.005 | 3/20/2019 | Withdrawn | Withdrawn | Withdrawn | Withdrawn | Withdrawn | Withdrawn | Withdrawn | Withdrawn | No former queue position |  |  |  |  | Apple Hill |  |  |  | FALSE | FALSE | Apple Hill | [8 empty] | 0.005 |  | 0.005 | 0 | 0
2019-02-07 11:34 | 2173-RD | Fast Track | Fast Track | In Service | Not Provided |  |  | SAN FRANCISCO | SAN FRAN Z (EMBARCADERO) SUB | Solar PV | 0.0345 | 3/27/2019 | 4/16/2019 | Fail Screens: J |  |  | N/A (Fast Track) | N/A (Fast Track) | N/A (Fast Track) | Executed | No former queue position |  |  |  |  | San Fran Z (Embarcadero) |  | 1 | 0.0345 | FALSE | FALSE | San Fran Z (Embarcadero) |  | 0 | 0.0345 | [8 empty] | 1 | 1
2019-03-05 13:01 | 2174-WD | Fast Track | Independent Study | Active | 4/1/2020 | 12/3/2021 |  | KERN | TAFT SUB | Solar PV | 2.1624 | 3/27/2019 | 4/26/2019 | Fail Screens: 2, 4, 5, 7, 9, 10 | 7/17/2019 | Fail | Pass | 10/31/2019 | N/A | Executed | No former queue position | Taft |  |  |  | Taft | 115 |  |  | TRUE | TRUE | Taft |  |  | 2.1624 | [8 empty] | 0 | 1
2019-03-05 13:05 | 2175-WD | Fast Track | Independent Study | Active | 4/1/2020 | 12/3/2021 |  | KERN | TAFT SUB | Solar PV | 2.1624 | 3/27/2019 | 4/26/2019 | Fail Screens: 2, 4, 5, 7, 9, 10 | 7/18/2019 | Fail | Pass | 10/31/2019 | N/A | Executed | No former queue position | Taft |  |  |  | Taft | 115 |  |  | TRUE | TRUE | Taft |  |  | 2.1624 | [8 empty] | 0 | 1
2019-03-14 14:23 | 2176-RD | Fast Track | Fast Track | In Service | Not Provided |  |  | SAN FRANCISCO | SAN FRAN Y (LARKIN) SUB | Solar PV | 0.08652 | 3/27/2019 | 4/22/2019 | Pass |  |  | N/A (Fast Track) | N/A (Fast Track) | N/A (Fast Track) | Executed | No former queue position |  |  |  |  | San Fran Y (Larkin) |  |  |  | FALSE | FALSE | San Fran Y (Larkin) |  |  | 0.08652 | [8 empty] | 1 | 1
2019-03-12 14:18 | 2177-RD | Fast Track | Fast Track | In Service | Not Provided |  |  | SAN MATEO | MENLO SUB | Storage | 0.02 | 3/27/2019 | 4/11/2019 | Pass |  |  | N/A (Fast Track) | N/A (Fast Track) | N/A (Fast Track) | Executed | No former queue position |  |  |  |  | Menlo | 60 |  |  | TRUE | FALSE | Menlo | 60 | [7 empty] | 0.02 |  | 0.02 | 1 | 1
2019-03-05 09:24 | 2178-RD | Fast Track | Fast Track | In Service | Not Provided |  |  | SANTA CLARA | MORGAN HILL SUB | Storage | 0.01 | 4/2/2019 | 4/22/2019 | Pass |  |  | N/A (Fast Track) | N/A (Fast Track) | N/A (Fast Track) | Executed | No former queue position |  |  | Morgan Hill | 115 | Morgan Hill | 115 |  |  | TRUE | FALSE | Morgan Hill | 115 | [7 empty] | 0.01 |  | 0.01 | 1 | 1
2019-03-13 15:24 | 2179-WD | Independent Study | Independent Study | In Service | 1/29/2021 | 11/6/2020 | 7/30/2021 | HUMBOLDT | JANES CREEK SUB | Solar PV | 2.1991 | 4/2/2019 | N/A | N/A (Independent Study) | N/A | N/A (Independent Study) | Pass | 7/25/2019 | 11/27/2019 | Executed | No former queue position |  |  |  |  | Janes Creek |  |  |  | FALSE | FALSE | Janes Creek |  |  | 2.1991 | [8 empty] | 1 | 1
2019-03-22 10:32 | 2180-RD | Fast Track | Fast Track | In Service | Not Provided |  |  | SAN FRANCISCO | SAN FRAN F (MARINA) SUB | Storage | 0.015 | 4/2/2019 | 4/25/2019 | Pass |  |  | N/A (Fast Track) | N/A (Fast Track) | N/A (Fast Track) | Executed | No former queue position |  |  |  |  | San Fran F (Marina) |  |  |  | FALSE | FALSE | San Fran F (Marina) | [8 empty] | 0.015 |  | 0.015 | 1 | 1
2019-03-27 07:31 | 2181-WD | Independent Study | Independent Study | Active | 10/1/2023 |  |  | SANTA CLARA | MORGAN HILL SUB | Storage | 20 | 4/2/2019 | N/A | N/A (Independent Study) | N/A | N/A (Independent Study) | Pass | 10/11/2019 | N/A | Executed | No former queue position | Morgan Hill | 115 | Morgan Hill | 115 | Morgan Hill | 115 |  |  | TRUE | TRUE | Morgan Hill | 115 | [7 empty] | 20 |  | 20 | 0 | 1
2019-03-26 09:28 | 2182-WD | Fast Track | Fast Track | Withdrawn | 5/30/2021 | Withdrawn | Withdrawn | FRESNO | HURON SUB | Storage | 4.7077 | 4/2/2019 | 5/3/2019 | Fail Screens: 2, 10 | Withdrawn | Withdrawn | Withdrawn | Withdrawn | Withdrawn | Withdrawn | No former queue position |  |  |  |  | Huron |  |  |  | FALSE | FALSE | Huron | [8 empty] | 4.7077 |  | 4.7077 | 0 | 0
2019-03-27 16:17 | 2183-RD | Fast Track | Fast Track | In Service | Not Provided |  |  | SANTA BARBARA | CUYAMA SUB | Solar PV | 2.5 | 4/2/2019 | 5/3/2019 | Fail Screens: B, D, F, G, I, J, K, L, M, V1, V2, S5, A1 | 7/31/2019 | Pass | N/A (Fast Track) | N/A (Fast Track) | N/A (Fast Track) | Executed | No former queue position |  |  |  |  | Cuyama |  |  |  | FALSE | FALSE | Cuyama |  |  | 2.5 | [8 empty] | 1 | 1
2019-03-26 14:22 | 2184-RD | Detailed Study | Detailed Study | In Service | Not Provided |  |  | KINGS | CORCORAN SUB | Solar PV | 4.125 | 4/10/2019 | N/A | N/A | N/A | N/A | Pass | 8/5/2019 | N/A | Executed | No former queue position |  |  |  |  | Corcoran | 115 |  |  | TRUE | FALSE | Corcoran | 115 |  | 4.125 | [8 empty] | 1 | 1
2019-03-20 12:47 | 2185-RD | Fast Track | Fast Track | In Service | Not Provided |  |  | SONOMA | MONROE SUB | Storage | 0.34278 | 4/10/2019 | 5/6/2019 | Pass | 6/17/2019 | Pass | N/A (Fast Track) | N/A (Fast Track) | N/A (Fast Track) | Executed | No former queue position |  |  |  |  | Monroe | 115 |  |  | TRUE | FALSE | Monroe | 115 | [7 empty] | 0.34278 |  | 0.34278 | 1 | 1
2019-03-22 16:12 | 2186-RD | Fast Track | Fast Track | Withdrawn | 12/31/2020 | Withdrawn | Withdrawn | CONTRA COSTA | SAN RAMON SUB | Solar PV | 1.5 | 4/10/2019 | 5/16/2019 | Fail Screens: B, D, F, G, H, I, J, K, L, M, V1, V2, S5, A1 | 6/19/2019 | Pass | Withdrawn | Withdrawn | Withdrawn | Withdrawn | No former queue position |  |  |  |  | San Ramon | 230 |  |  | TRUE | FALSE | San Ramon | 230 |  | 1.5 | [8 empty] | 0 | 0
2019-03-27 13:15 | 2187-RD | Fast Track | Detailed Study | Active | 3/10/2020 |  |  | SAN JOAQUIN | TRACY SUB | Steam Turbine | 3 | 4/17/2019 | 6/19/2019 | Pass | 7/18/2019 | Fail | Pass | 4/2/2020 | N/A | Executed | No former queue position | not found |  |  |  | Tracy | 115 |  |  | TRUE | TRUE | Tracy | 115 | [10 empty] | 0 | 1
2019-03-20 16:01 | 2188-RD | Fast Track | Fast Track | Withdrawn | Not Provided | Withdrawn | Withdrawn | SANTA CLARA | HICKS SUB | Storage | 0.01 | 4/17/2019 | 5/8/2019 | Pass | Withdrawn | Withdrawn | Withdrawn | Withdrawn | Withdrawn | Withdrawn | No former queue position |  |  |  |  | Hicks | 230 |  |  | TRUE | FALSE | Hicks | 230 | [7 empty] | 0.01 |  | 0.01 | 0 | 0
2019-04-02 12:43 | 2189-RD | Detailed Study | Detailed Study | Withdrawn | Not Provided | Withdrawn | Withdrawn | KERN | Customer Owned | Solar PV | 3.875 | 4/17/2019 | Withdrawn | Withdrawn | Withdrawn | Withdrawn | Withdrawn | Withdrawn | Withdrawn | Withdrawn | No former queue position |  |  | not found |  | Customer Owned |  |  |  | FALSE | FALSE | not found |  |  | 3.875 | [8 empty] | 0 | 0
2019-04-10 15:20 | 2190-RD | Fast Track | Fast Track | Withdrawn | Not Provided | Withdrawn | Withdrawn | FRESNO | KINGSBURG SUB | Solar PV | 1.788 | 4/17/2019 | 5/29/2019 | Fail Screens: D, F, I, J, K, M, S5 | Withdrawn | Withdrawn | Withdrawn | Withdrawn | Withdrawn | Withdrawn | No former queue position |  |  |  |  | Kingsburg | 115 |  |  | TRUE | FALSE | Kingsburg | 115 |  | 1.788 | [8 empty] | 0 | 0
2019-03-07 10:47 | 2191-WD | Fast Track | Fast Track | Withdrawn | 7/31/2020 | Withdrawn | Withdrawn | SONOMA | LAKEVILLE SUB | Solar PV | 0.98304 | 4/24/2019 | 6/8/2019 | Fail Screens: 2, 10 | Withdrawn | Withdrawn | Withdrawn | Withdrawn | Withdrawn | Withdrawn | No former queue position |  |  |  |  | Lakeville | 230 |  |  | TRUE | FALSE | Lakeville | 230 |  | 0.98304 | [8 empty] | 0 | 0
2019-04-05 14:24 | 2192-WD | Independent Study | Independent Study | In Service | 10/31/2019 | 7/29/2020 |  | SAN FRANCISCO | SAN FRAN X (MISSION) SUB | Solar PV | 0.11218 | 4/24/2019 | N/A | N/A (Independent Study) | N/A | N/A (Independent Study) | Pass | 11/5/2019 | N/A | Executed | No former queue position |  |  |  |  | San Fran X (Mission) |  |  |  | FALSE | FALSE | San Fran X (Mission) |  |  | 0.11218 | [8 empty] | 1 | 1
2019-04-05 14:34 | 2193-RD | Detailed Study | Detailed Study | In Service | Not Provided |  |  | KERN | BERRENDA A SUB | Solar PV | 5.85 | 4/24/2019 | N/A | N/A | N/A | N/A | Fail | 9/24/2019 | N/A | Executed | No former queue position | not found |  | not found |  | Berrenda A |  |  |  | FALSE | FALSE | not found |  |  | 5.85 | [8 empty] | 1 | 1
2019-04-04 10:22 | 2194-WD | Fast Track | Independent Study | Withdrawn | 7/15/2020 | Withdrawn | Withdrawn | CONTRA COSTA | HERDLYN SUB | Solar PV | 3.2012 | 4/24/2019 | 5/29/2019 | Fail Screens: 2, 5, 9, 10 | Withdrawn | Withdrawn | Withdrawn | Withdrawn | Withdrawn | Withdrawn | No former queue position |  |  |  |  | Herdlyn |  |  |  | FALSE | FALSE | Herdlyn |  |  | 3.2012 | [8 empty] | 0 | 0
2019-04-11 16:39 | 2195-RD | Fast Track | Fast Track | In Service | Not Provided |  |  | SAN MATEO | BAY MEADOWS SUB | Solar PV | 0.68703 | 4/24/2019 | 5/22/2019 | Pass |  |  | N/A (Fast Track) | N/A (Fast Track) | N/A (Fast Track) | Executed | No former queue position |  |  |  |  | Bay Meadows |  |  |  | FALSE | FALSE | Bay Meadows |  |  | 0.68703 | [8 empty] | 1 | 1
2019-04-09 14:33 | 2196-RD | Fast Track | Fast Track | Withdrawn | Not Provided | Withdrawn | Withdrawn | SAN MATEO | SAN CARLOS SUB | Other | 0.25 | 5/1/2019 | 6/14/2019 | Fail Screens: J | Withdrawn | Withdrawn | Withdrawn | Withdrawn | Withdrawn | Withdrawn | No former queue position |  |  |  |  | San Carlos |  |  |  | FALSE | FALSE | San Carlos | [11 empty] | 0 | 0
2019-04-12 16:40 | 2197-RD | Detailed Study | Detailed Study | In Service | Not Provided |  |  | GLENN | CAPAY SUB | Solar PV | 0.9875 | 5/1/2019 | N/A | N/A | N/A | N/A | Fail | 8/14/2019 | N/A | Executed | No former queue position |  |  |  |  | Capay |  |  |  | FALSE | FALSE | Capay |  |  | 0.9875 | [8 empty] | 1 | 1
2019-04-25 12:33 | 2198-RD | Detailed Study | Detailed Study | In Service | Not Provided |  |  | MONTEREY | SOLEDAD SUB | Wind | 5.64 | 5/1/2019 | N/A | N/A | N/A | N/A | Pass | 10/11/2019 | N/A | Executed | No former queue position | not found |  |  |  | Soledad | 115 |  |  | TRUE | FALSE | Soledad | 115 |  |  | 5.64 | [7 empty] | 1 | 1
2019-03-19 15:05 | 2199-RD | Fast Track | Detailed Study | Withdrawn | 7/31/2021 | Withdrawn | Withdrawn | MONTEREY | GONZALES SUB | Storage | 1.02 | 5/8/2019 | 6/12/2019 | Fail Screens: B, D, F, G, H, I, J, K, L, M, V1, V2, S5, A1 | 7/8/2019 | Fail | Withdrawn | Withdrawn | Withdrawn | Withdrawn | No former queue position |  |  |  |  | Gonzales |  |  |  | FALSE | FALSE | Gonzales | [8 empty] | 1.02 |  | 1.02 | 0 | 0
2019-03-19 15:10 | 2200-RD | Fast Track | Detailed Study | Withdrawn | 6/1/2021 | Withdrawn | Withdrawn | MONTEREY | GONZALES SUB | Storage | 1.8 | 5/8/2019 | 6/12/2019 | Fail Screens: B, D, F, G, H, I, J, K, L, M, V1, V2, S5, A1 | 7/30/2019 | Fail | Withdrawn | Withdrawn | Withdrawn | Withdrawn | No former queue position |  |  |  |  | Gonzales |  |  |  | FALSE | FALSE | Gonzales | [8 empty] | 1.8 |  | 1.8 | 0 | 0
2019-03-26 15:41 | 2201-WD | Independent Study | Independent Study | Withdrawn | 2/1/2022 | Withdrawn | Withdrawn | ALAMEDA | OAKLAND L SUB | Storage | 6.8961 | 5/8/2019 | Withdrawn | Withdrawn | Withdrawn | Withdrawn | Withdrawn | Withdrawn | Withdrawn | Withdrawn | No former queue position |  |  |  |  | Oakland L | 115 |  |  | TRUE | FALSE | Oakland L | 115 | [7 empty] | 6.8961 |  | 6.8961 | 0 | 0
2019-04-22 16:40 | 2202-RD | Fast Track | Fast Track | Withdrawn | Not Provided | Withdrawn | Withdrawn | CONTRA COSTA | MEADOW LANE SUB | Solar PV | 1 | 2019-05-13 | 6/3/2019 | Fail Screens: G, H, J, K, M, S5 | Withdrawn | Withdrawn | Withdrawn | Withdrawn | Withdrawn | Withdrawn | No former queue position |  |  |  |  | Meadow Lane | 115 |  |  | TRUE | FALSE | Meadow Lane | 115 |  | 1 | [8 empty] | 0 | 0
2019-04-22 16:41 | 2203-RD | Fast Track | Fast Track | Withdrawn | Not Provided | Withdrawn | Withdrawn | CONTRA COSTA | MEADOW LANE SUB | Solar PV | 1 | 2019-05-13 | 6/3/2019 | Fail Screens: D, G, H, J, K, L, M, S5 | Withdrawn | Withdrawn | Withdrawn | Withdrawn | Withdrawn | Withdrawn | No former queue position |  |  |  |  | Meadow Lane | 115 |  |  | TRUE | FALSE | Meadow Lane | 115 |  | 1 | [8 empty] | 0 | 0
2019-04-22 16:42 | 2204-RD | Fast Track | Fast Track | Withdrawn | Not Provided | Withdrawn | Withdrawn | CONTRA COSTA | MEADOW LANE SUB | Solar PV | 1 | 5/8/2019 | 5/23/2019 | Fail Screens: G, H, I, J, K, M, V1, S5 | Withdrawn | Withdrawn | Withdrawn | Withdrawn | Withdrawn | Withdrawn | No former queue position |  |  |  |  | Meadow Lane | 115 |  |  | TRUE | FALSE | Meadow Lane | 115 |  | 1 | [8 empty] | 0 | 0
2019-04-12 09:40 | 2205-RD | Fast Track | Detailed Study | Withdrawn | Not Provided | Withdrawn | Withdrawn | FRESNO | STROUD SUB | Solar PV | 2.333 | 5/8/2019 | 5/31/2019 | Fail Screens: I, J, K, M, V1, V2, S5, A1 | 8/6/2019 | Fail | Withdrawn | Withdrawn | Withdrawn | Withdrawn | No former queue position |  |  |  |  | Stroud |  |  |  | FALSE | FALSE | Stroud |  |  | 2.333 | [8 empty] | 0 | 0
2019-04-18 17:33 | 2206-RD | Fast Track | Fast Track | Withdrawn | Not Provided | Withdrawn | Withdrawn | ALAMEDA | OAKLAND K (CLAREMONT) SUB | Storage | 0.01 | 5/8/2019 | Withdrawn | Withdrawn | Withdrawn | Withdrawn | Withdrawn | Withdrawn | Withdrawn | Withdrawn | No former queue position |  |  |  |  | Oakland K (Claremont) |  |  |  | FALSE | FALSE | Oakland K (Claremont) | [8 empty] | 0.01 |  | 0.01 | 0 | 0
2019-04-26 17:51 | 2207-RD | Fast Track | Fast Track | In Service | Not Provided |  |  | SANTA CLARA | MCKEE SUB | Storage | 0.01 | 5/8/2019 | 5/17/2019 | Pass |  |  | N/A (Fast Track) | N/A (Fast Track) | N/A (Fast Track) | Executed | No former queue position |  |  |  |  | Mckee |  |  |  | FALSE | FALSE | Mckee | [8 empty] | 0.01 |  | 0.01 | 1 | 1
2019-04-30 10:13 | 2208-RD | Fast Track | Fast Track | In Service | Not Provided |  |  | MONTEREY | DEL MONTE SUB | Storage | 0.01 | 5/8/2019 | 6/13/2019 | Pass |  |  | N/A (Fast Track) | N/A (Fast Track) | N/A (Fast Track) | Executed | No former queue position |  |  |  |  | Del Monte |  |  |  | FALSE | FALSE | Del Monte | [8 empty] | 0.01 |  | 0.01 | 1 | 1
2019-04-30 16:35 | 2209-RD | Fast Track | Fast Track | Withdrawn | Not Provided | Withdrawn | Withdrawn | SANTA BARBARA | SANTA MARIA SUB | Solar PV | 2.25 | 5/15/2019 | 5/23/2019 | Fail Screens: F, I, J, K, M | 7/2/2019 | Pass | Withdrawn | Withdrawn | Withdrawn | Withdrawn | No former queue position |  |  |  |  | Santa Maria |  |  |  | FALSE | FALSE | Santa Maria |  |  | 2.25 | [8 empty] | 0 | 0
2019-04-24 16:01 | 2210-RD | Fast Track | Fast Track | In Service | Not Provided |  |  | SAN MATEO | LAS PULGAS SUB | Storage | 0.005 | 5/22/2019 | 6/18/2019 | Pass |  |  | N/A (Fast Track) | N/A (Fast Track) | N/A (Fast Track) | Executed | No former queue position |  |  |  |  | Las Pulgas |  |  |  | FALSE | FALSE | Las Pulgas | [8 empty] | 0.005 |  | 0.005 | 1 | 1
2019-03-29 15:47 | 2211-WD | Fast Track | Fast Track | Withdrawn | 11/29/2019 | Withdrawn | Withdrawn | KERN | SMYRNA SUB | Fuel Cell | 1.75 | 5/22/2019 | 6/6/2019 | Fail Screens: 2, 4, 10 | 8/6/2019 | Fail | Withdrawn | Withdrawn | Withdrawn | Withdrawn | No former queue position |  |  |  |  | Smyrna | 115 |  |  | TRUE | FALSE | Smyrna | 115 | [10 empty] | 0 | 0
2019-03-29 16:44 | 2212-WD | Independent Study | Independent Study | Withdrawn | 2/26/2021 | Withdrawn | Withdrawn | MADERA | NEWHALL SUB | Fuel Cell | 3.5 | 5/22/2019 | Withdrawn | Withdrawn | Withdrawn | Withdrawn | Withdrawn | Withdrawn | Withdrawn | Withdrawn | No former queue position |  |  |  |  | Newhall | 115 |  |  | TRUE | FALSE | Newhall | 115 | [10 empty] | 0 | 0
2019-04-06 14:47 | 2213-RD | Fast Track | Fast Track | In Service | Not Provided |  |  | MONTEREY | PACIFIC GROVE SUB | Storage | 0.01 | 5/22/2019 | 6/18/2019 | Pass |  |  | N/A (Fast Track) | N/A (Fast Track) | N/A (Fast Track) | Executed | No former queue position |  |  |  |  | Pacific Grove |  |  |  | FALSE | FALSE | Pacific Grove | [8 empty] | 0.01 |  | 0.01 | 1 | 1
2019-05-01 08:10 | 2214-RD | Fast Track | Fast Track | In Service | Not Provided |  |  | CONTRA COSTA | MEADOW LANE SUB | Storage | 0.005 | 5/22/2019 | 6/19/2019 | Pass |  |  | N/A (Fast Track) | N/A (Fast Track) | N/A (Fast Track) | Executed | No former queue position |  |  |  |  | Meadow Lane | 115 |  |  | TRUE | FALSE | Meadow Lane | 115 | [7 empty] | 0.005 |  | 0.005 | 1 | 1
2019-05-15 13:15 | 2215-RD | Fast Track | Fast Track | In Service | Not Provided | In Service | 7/12/2019 | SAN FRANCISCO | SAN FRAN Z (EMBARCADERO) SUB | Solar PV | 0.06599 | 5/22/2019 | 6/13/2019 | Pass |  |  | N/A (Fast Track) | N/A (Fast Track) | N/A (Fast Track) | Executed | No former queue position |  |  |  |  | San Fran Z (Embarcadero) |  |  |  | FALSE | FALSE | San Fran Z (Embarcadero) |  |  | 0.06599 | [8 empty] | 1 | 1
2019-05-15 13:29 | 2216-RD | Fast Track | Fast Track | In Service | Not Provided |  |  | SAN FRANCISCO | SAN FRAN X (MISSION) SUB | Solar PV | 0.03199 | 5/22/2019 | 5/23/2019 | Pass |  |  | N/A (Fast Track) | N/A (Fast Track) | N/A (Fast Track) | Executed | No former queue position |  |  |  |  | San Fran X (Mission) |  |  |  | FALSE | FALSE | San Fran X (Mission) |  |  | 0.03199 | [8 empty] | 1 | 1
2019-05-07 13:04 | 2217-RD | Fast Track | Fast Track | In Service | Not Provided |  |  | SAN FRANCISCO | SAN FRAN M SUB | Storage | 0.01 | 5/22/2019 | 6/18/2019 | Pass |  |  | N/A (Fast Track) | N/A (Fast Track) | N/A (Fast Track) | Executed | No former queue position |  |  |  |  | San Fran M |  |  |  | FALSE | FALSE | San Fran M | [8 empty] | 0.01 |  | 0.01 | 1 | 1
2019-05-09 03:06 | 2218-RD | Fast Track | Fast Track | In Service | Not Provided |  |  | YOLO | DUNNIGAN SUB | Storage | 0.21 | 5/22/2019 | 6/25/2019 | Pass |  |  | N/A (Fast Track) | N/A (Fast Track) | N/A (Fast Track) | Executed | No former queue position |  |  |  |  | Dunnigan |  |  |  | FALSE | FALSE | Dunnigan | [8 empty] | 0.21 |  | 0.21 | 1 | 1
2019-05-10 05:00 | 2219-RD | Fast Track | Fast Track | In Service | Not Provided |  |  | SHASTA | ANDERSON SUB | Storage | 0.21 | 5/22/2019 | 6/26/2019 | Pass |  |  | N/A (Fast Track) | N/A (Fast Track) | N/A (Fast Track) | Executed | No former queue position |  |  |  |  | Anderson |  |  |  | FALSE | FALSE | Anderson | [8 empty] | 0.21 |  | 0.21 | 1 | 1
2019-05-10 05:07 | 2220-RD | Fast Track | Fast Track | In Service | Not Provided |  |  | SANTA CLARA | EDENVALE SUB | Storage | 0.21 | 5/22/2019 | 6/25/2019 | Fail Screens: D |  |  | N/A (Fast Track) | N/A (Fast Track) | N/A (Fast Track) | Executed | No former queue position |  |  |  |  | Edenvale | 115 |  |  | TRUE | FALSE | Edenvale | 115 | [7 empty] | 0.21 |  | 0.21 | 1 | 1
2019-05-10 22:16 | 2221-RD | Fast Track | Fast Track | In Service | Not Provided |  |  | MARIN | NOVATO SUB | Storage | 0.21 | 5/22/2019 | 6/25/2019 | Pass |  |  | N/A (Fast Track) | N/A (Fast Track) | N/A (Fast Track) | Executed | No former queue position |  |  |  |  | Novato |  |  |  | FALSE | FALSE | Novato | [8 empty] | 0.21 |  | 0.21 | 1 | 1
2019-05-16 08:22 | 2222-RD | Fast Track | Fast Track | In Service | Not Provided |  |  | SAN MATEO | SAN MATEO SUB | Solar PV, Storage | 1.5659 | 5/29/2019 | 6/19/2019 | Fail Screens: I, J, K, M | 8/28/2019 | Pass | N/A (Fast Track) | N/A (Fast Track) | N/A (Fast Track) | Executed | No former queue position |  |  |  |  | San Mateo |  |  |  | FALSE | FALSE | San Mateo |  |  | 1.5659 | [5 empty] | 1.5659 |  | 1.5659 | 1 | 1
2019-05-17 09:44 | 2223-WD | Independent Study | Independent Study | Withdrawn | 2/1/2021 | Withdrawn | Withdrawn | FRESNO | HURON SUB | Storage | 6.37 | 5/29/2019 | Withdrawn | Withdrawn | Withdrawn | Withdrawn | Withdrawn | Withdrawn | Withdrawn | Withdrawn | No former queue position |  |  |  |  | Huron |  |  |  | FALSE | FALSE | Huron | [8 empty] | 6.37 |  | 6.37 | 0 | 0
2019-05-21 13:53 | 2224-RD | Fast Track | Fast Track | Withdrawn | Not Provided | Withdrawn | Withdrawn | SANTA CLARA | HICKS SUB | Other, Solar PV | 0.98658 | 5/29/2019 | 6/25/2019 | Fail Screens: D | Withdrawn | Withdrawn | Withdrawn | Withdrawn | Withdrawn | Withdrawn | No former queue position |  |  |  |  | Hicks | 230 |  |  | TRUE | FALSE | Hicks | 230 |  | 0.98658 | [8 empty] | 0 | 0
2019-05-01 09:03 | 2225-RD | Fast Track | Fast Track | In Service | Not Provided |  |  | ALAMEDA | CASTRO VALLEY SUB | Storage | 0.02 | 6/4/2019 | 6/6/2019 | Pass |  |  | N/A (Fast Track) | N/A (Fast Track) | N/A (Fast Track) | Executed | No former queue position |  |  |  |  | Castro Valley | 230 |  |  | TRUE | FALSE | Castro Valley | 230 | [7 empty] | 0.02 |  | 0.02 | 1 | 1
2019-04-17 17:37 | 2226-WD | Independent Study | Independent Study | Active | 5/1/2020 |  |  | FRESNO | PANOCHE SUB | Solar PV | 4.4 | 6/4/2019 | N/A | N/A (Independent Study) | N/A | N/A (Independent Study) | Pass | 4/3/2020 | N/A | Executed | No former queue position | Panoche |  | Panoche |  | Panoche | 230 |  |  | TRUE | TRUE | Panoche |  |  | 4.4 | [8 empty] | 0 | 1
2019-04-01 17:25 | 2227-RD | Detailed Study | Detailed Study | Withdrawn | 1/1/2022 | Withdrawn | Withdrawn | LASSEN | MCARTHUR SUB | Engine | 3.6 | 6/11/2019 | Withdrawn | Withdrawn | Withdrawn | Withdrawn | Withdrawn | Withdrawn | Withdrawn | Withdrawn | No former queue position |  |  |  |  | Mcarthur |  |  |  | FALSE | FALSE | Mcarthur | [11 empty] | 0 | 0
2019-05-29 12:01 | 2228-RD | Fast Track | Detailed Study | In Service | Not Provided |  |  | KERN | LAMONT SUB | Solar PV | 0.8257 | 2019-06-24 | 10/24/2019 | Fail Screens: D, I, J, K, M, V1, V2, S5, A1 | 11/12/2019 | Fail | Fail | 2/4/2020 | N/A | Executed | No former queue position |  |  |  |  | Lamont | 115 |  |  | TRUE | FALSE | Lamont | 115 |  | 0.8257 | [8 empty] | 1 | 1
2019-05-15 08:51 | 2229-RD | Fast Track | Fast Track | In Service | Not Provided |  |  | PLACER | RIO DEL MAR SUB | Storage | 0.21 | 6/11/2019 | 8/20/2019 | Pass |  |  | N/A (Fast Track) | N/A (Fast Track) | N/A (Fast Track) | Executed | No former queue position |  |  |  |  | Rio Del Mar |  |  |  | FALSE | FALSE | Rio Del Mar | [8 empty] | 0.21 |  | 0.21 | 1 | 1
2019-05-22 14:21 | 2230-RD | Detailed Study | Detailed Study | In Service | Not Provided |  |  | FRESNO | ORO LOMA SUB | Solar PV | 2 | 6/11/2019 | N/A | N/A | N/A | N/A | Pass | 2020-02-07 | N/A | Executed | No former queue position |  |  |  |  | Oro Loma | 115 |  |  | TRUE | FALSE | Oro Loma | 115 |  | 2 | [8 empty] | 1 | 1
2019-05-24 06:48 | 2231-RD | Fast Track | Fast Track | Withdrawn | 2/17/2020 | Withdrawn | Withdrawn | LAKE | KONOCTI SUB | Other | 0.2754 | 6/11/2019 | 6/27/2019 | Fail Screens: B, F, G, I, J, M | 8/30/2019 | Pass | Withdrawn | Withdrawn | Withdrawn | Withdrawn | No former queue position |  |  |  |  | Konocti | 60 |  |  | TRUE | FALSE | Konocti | 60 | [10 empty] | 0 | 0
2019-05-28 11:42 | 2232-RD | Fast Track | Fast Track | In Service | Not Provided |  |  | SAN FRANCISCO | SAN FRAN A (POTRERO PP) SUB | Engine | 1 | 6/19/2019 | 7/18/2019 | Pass |  |  | N/A (Fast Track) | N/A (Fast Track) | N/A (Fast Track) | Executed | No former queue position |  |  |  |  | San Fran A (Potrero Pp) | 230 |  |  | TRUE | FALSE | San Fran A (Potrero Pp) | 230 | [10 empty] | 1 | 1
2019-05-30 16:08 | 2233-WD | Fast Track | Fast Track | In Service | 3/31/2020 | 7/10/2020 | 12/4/2020 | NAPA | TULUCAY SUB | Solar PV | 0.99 | 6/19/2019 | 7/10/2019 | Fail Screens: 2, 10 | 8/14/2019 | Pass | N/A (Fast Track) | N/A (Fast Track) | N/A (Fast Track) | Executed | No former queue position |  |  |  |  | Tulucay | 230 |  |  | TRUE | FALSE | Tulucay | 230 |  | 0.99 | [8 empty] | 1 | 1
2019-05-30 16:12 | 2234-WD | Fast Track | Fast Track | In Service | 3/31/2020 | 7/10/2020 | 12/7/2020 | NAPA | TULUCAY SUB | Solar PV | 0.99 | 6/19/2019 | 7/10/2019 | Fail Screens: 2, 10 | 8/14/2019 | Pass | N/A (Fast Track) | N/A (Fast Track) | N/A (Fast Track) | Executed | No former queue position |  |  |  |  | Tulucay | 230 |  |  | TRUE | FALSE | Tulucay | 230 |  | 0.99 | [8 empty] | 1 | 1
2019-05-21 17:52 | 2235-RD | Fast Track | Fast Track | In Service | Not Provided |  |  | CONTRA COSTA | EL CERRITO G SUB | Storage | 0.02799 | 6/19/2019 | 9/3/2019 | Pass |  |  | N/A (Fast Track) | N/A (Fast Track) | N/A (Fast Track) | Executed | No former queue position |  |  |  |  | El Cerrito G | 115 |  |  | TRUE | FALSE | El Cerrito G | 115 | [7 empty] | 0.02799 |  | 0.02799 | 1 | 1
2019-06-03 10:28 | 2236-RD | Fast Track | Detailed Study | In Service | Not Provided |  |  | ALAMEDA | LAS POSITAS SUB | Solar PV, Storage | 1.4775 | 6/19/2019 | 7/12/2019 | Fail Screens: D, F, K, L, M | 9/12/2019 | Fail | Pass | 6/9/2020 | N/A | Executed | No former queue position |  |  |  |  | Las Positas | 230 |  |  | TRUE | FALSE | Las Positas | 230 |  | 1.4775 | [5 empty] | 1.4775 |  | 1.4775 | 1 | 1
2019-06-07 15:18 | 2237-RD | Fast Track | Fast Track | In Service | Not Provided |  |  | ALAMEDA | NEWARK SUB | Storage | 0.2316 | 6/19/2019 | 9/3/2019 | Fail Screens: G, I, J, V1, S5 |  |  | N/A (Fast Track) | N/A (Fast Track) | N/A (Fast Track) | Executed | No former queue position |  |  |  |  | Newark | 230 |  |  | TRUE | FALSE | Newark | 230 | [7 empty] | 0.2316 |  | 0.2316 | 1 | 1
2019-06-14 08:52 | 2238-RD | Fast Track | Fast Track | Withdrawn | Not Provided | Withdrawn | Withdrawn | SAN FRANCISCO | SAN FRAN X (MISSION) SUB | Solar PV | 0.04022 | 6/19/2019 | 7/11/2019 | Fail Screens: A | 9/12/2019 | Pass | Withdrawn | Withdrawn | Withdrawn | Withdrawn | No former queue position |  |  |  |  | San Fran X (Mission) |  |  |  | FALSE | FALSE | San Fran X (Mission) |  |  | 0.04022 | [8 empty] | 0 | 0
2019-06-14 08:59 | 2239-RD | Fast Track | Fast Track | Withdrawn | Not Provided | Withdrawn | Withdrawn | SAN FRANCISCO | SAN FRAN X (MISSION) SUB | Solar PV | 0.01651 | 6/19/2019 | 7/11/2019 | Fail Screens: A | 9/12/2019 | Pass | Withdrawn | Withdrawn | Withdrawn | Withdrawn | No former queue position |  |  |  |  | San Fran X (Mission) |  |  |  | FALSE | FALSE | San Fran X (Mission) |  |  | 0.01651 | [8 empty] | 0 | 0
2019-05-23 12:37 | 2240-RD | Fast Track | Fast Track | Withdrawn | Not Provided | Withdrawn | Withdrawn | SOLANO | CORDELIA SUB | Solar PV | 1.2321 | 6/26/2019 | 2/26/2020 | Fail Screens: I, L, M, S5 | 3/31/2020 | Fail | Withdrawn | Withdrawn | Withdrawn | Withdrawn | No former queue position |  |  |  |  | Cordelia |  |  |  | FALSE | FALSE | Cordelia |  |  | 1.2321 | [8 empty] | 0 | 0
2019-06-07 13:27 | 2241-RD | Fast Track | Fast Track | In Service | Not Provided |  |  | SAN JOAQUIN | LAMMERS SUB | Storage | 0.49 | 7/2/2019 | 7/31/2019 | Fail Screens: B, F, I, J, K, L, M, S5 |  |  | N/A (Fast Track) | N/A (Fast Track) | N/A (Fast Track) | Executed | No former queue position |  |  |  |  | Lammers | 115 |  |  | TRUE | FALSE | Lammers | 115 | [7 empty] | 0.49 |  | 0.49 | 1 | 1
2019-06-28 08:16 | 2242-RD | Fast Track | Fast Track | Active | Not Provided |  |  | SAN FRANCISCO | SAN FRAN Y (LARKIN) SUB | Solar PV | 0.02902 | 7/2/2019 | 7/17/2019 | Fail Screens: A | 8/20/2019 | Pass | N/A (Fast Track) | N/A (Fast Track) | N/A (Fast Track) | Executed | No former queue position | not found |  |  |  | San Fran Y (Larkin) |  |  |  | FALSE | FALSE | San Fran Y (Larkin) |  |  | 0.02902 | [8 empty] | 0 | 1
2019-06-10 15:14 | 2243-RD | Detailed Study | Detailed Study | Withdrawn | Not Provided | Withdrawn | Withdrawn | MADERA | BONITA SUB | Solar PV | 1.9817 | 7/10/2019 | Withdrawn | Withdrawn | Withdrawn | Withdrawn | Withdrawn | Withdrawn | Withdrawn | Withdrawn | No former queue position |  |  |  |  | Bonita |  |  |  | FALSE | FALSE | Bonita |  |  | 1.9817 | [8 empty] | 0 | 0
2019-05-22 14:45 | 2244-WD | Independent Study | Independent Study | Withdrawn | 4/27/2020 | Withdrawn | Withdrawn | SONOMA | SONOMA A SUB | Other | 0.71 | 7/17/2019 | Withdrawn | Withdrawn | Withdrawn | Withdrawn | Withdrawn | Withdrawn | Withdrawn | Withdrawn | No former queue position |  |  |  |  | Sonoma A |  |  |  | FALSE | FALSE | Sonoma A | [11 empty] | 0 | 0
2019-06-19 13:12 | 2245-RD | Fast Track | Fast Track | In Service | Not Provided |  |  | SONOMA | RINCON SUB | Storage | 0.01 | 7/17/2019 | 7/22/2019 | Pass |  |  | N/A (Fast Track) | N/A (Fast Track) | N/A (Fast Track) | Executed | No former queue position |  |  |  |  | Rincon | 115 |  |  | TRUE | FALSE | Rincon | 115 | [7 empty] | 0.01 |  | 0.01 | 1 | 1
2019-06-25 07:44 | 2246-RD | Detailed Study | Detailed Study | Withdrawn | Not Provided | Withdrawn | Withdrawn | FRESNO | DAIRYLAND SUB | Solar PV | 0.975 | 2019-08-13 | Withdrawn | Withdrawn | Withdrawn | Withdrawn | Withdrawn | Withdrawn | Withdrawn | Withdrawn | No former queue position |  |  |  |  | Dairyland | 115 |  |  | TRUE | FALSE | Dairyland | 115 |  | 0.975 | [8 empty] | 0 | 0
2019-06-25 15:42 | 2247-RD | Fast Track | Fast Track | In Service | Not Provided |  |  | SANTA CLARA | NORTECH SUB | Storage | 0.11021 | 2019-09-24 | 10/16/2019 | Pass |  |  | N/A (Fast Track) | N/A (Fast Track) | N/A (Fast Track) | Executed | No former queue position |  |  |  |  | Nortech | 115 |  |  | TRUE | FALSE | Nortech | 115 | [7 empty] | 0.11021 |  | 0.11021 | 1 | 1
2019-06-28 09:55 | 2248-WD | Independent Study | Independent Study | Withdrawn | 4/1/2021 | Withdrawn | Withdrawn | FRESNO | HURON SUB | Storage | 12.48 | 7/17/2019 | Withdrawn | Withdrawn | Withdrawn | Withdrawn | Withdrawn | Withdrawn | Withdrawn | Withdrawn | No former queue position |  |  |  |  | Huron |  |  |  | FALSE | FALSE | Huron | [8 empty] | 12.48 |  | 12.48 | 0 | 0
2019-07-08 18:03 | 2249-RD | Fast Track | Fast Track | In Service | Not Provided |  |  | SANTA CLARA | METCALF SUB | Turbine | 50 | 7/24/2019 | 8/9/2019 | Fail Screens: B, I, J, K | 11/22/2019 | Pass | N/A (Fast Track) | N/A (Fast Track) | N/A (Fast Track) | Executed | No former queue position | Metcalf | 115 | Metcalf | 115 | Metcalf | 500 |  |  | TRUE | FALSE | Metcalf | 115 | [10 empty] | 1 | 1
2019-06-23 12:15 | 2250-RD | Fast Track | Fast Track | In Service | Not Provided |  |  | MARIN | ALTO SUB | Engine | 1.6 | 7/24/2019 | 10/3/2019 | Fail Screens: B, D, J, M, V2, S5, A1 |  |  | N/A (Fast Track) | N/A (Fast Track) | N/A (Fast Track) | Executed | No former queue position |  |  |  |  | Alto |  |  |  | FALSE | FALSE | Alto | [11 empty] | 1 | 1
2019-07-10 12:14 | 2251-RD | Fast Track | Fast Track | In Service | Not Provided |  |  | ALAMEDA | OAKLAND X SUB | Storage | 0.21 | 7/24/2019 | 8/19/2019 | Pass |  |  | N/A (Fast Track) | N/A (Fast Track) | N/A (Fast Track) | Executed | No former queue position |  |  |  |  | Oakland X | 115 |  |  | TRUE | FALSE | Oakland X | 115 | [7 empty] | 0.21 |  | 0.21 | 1 | 1
2019-07-10 12:19 | 2252-RD | Fast Track | Fast Track | In Service | Not Provided |  |  | CONTRA COSTA | CLAYTON SUB | Storage | 0.21 | 7/24/2019 | 8/19/2019 | Pass |  |  | N/A (Fast Track) | N/A (Fast Track) | N/A (Fast Track) | Executed | No former queue position |  |  |  |  | Clayton | 115 |  |  | TRUE | FALSE | Clayton | 115 | [7 empty] | 0.21 |  | 0.21 | 1 | 1
2019-07-10 19:54 | 2253-WD | Fast Track | DGSP | Withdrawn | 6/30/2020 | Withdrawn | Withdrawn | HUMBOLDT | BLUE LAKE SUB | Solar PV | 0.98304 | 7/24/2019 | 8/14/2019 | Fail Screens: 2, 10 | Withdrawn | Withdrawn | Withdrawn | Withdrawn | Withdrawn | Withdrawn | No former queue position |  |  |  |  | Blue Lake |  |  |  | FALSE | FALSE | Blue Lake |  |  | 0.98304 | [8 empty] | 0 | 0
2019-07-10 19:59 | 2254-WD | Fast Track | DGSP | Withdrawn | 6/30/2020 | Withdrawn | Withdrawn | HUMBOLDT | BLUE LAKE SUB | Solar PV | 0.98304 | 7/24/2019 | 8/14/2019 | Fail Screens: 2, 10 | Withdrawn | Withdrawn | Withdrawn | Withdrawn | Withdrawn | Withdrawn | No former queue position |  |  |  |  | Blue Lake |  |  |  | FALSE | FALSE | Blue Lake |  |  | 0.98304 | [8 empty] | 0 | 0
2019-06-07 15:46 | 2255-RD | Detailed Study | Detailed Study | Withdrawn | Not Provided | Withdrawn | Withdrawn | MERCED | EL CAPITAN SUB | Micro Turbine | 3.2 | 7/31/2019 | Withdrawn | Withdrawn | Withdrawn | Withdrawn | Withdrawn | Withdrawn | Withdrawn | Withdrawn | No former queue position |  |  |  |  | El Capitan |  |  |  | FALSE | FALSE | El Capitan | [11 empty] | 0 | 0
2019-06-07 15:47 | 2256-RD | Detailed Study | Detailed Study | Withdrawn | Not Provided | Withdrawn | Withdrawn | MERCED | WILSON SUB | Micro Turbine | 3.2 | 7/31/2019 | Withdrawn | Withdrawn | Withdrawn | Withdrawn | Withdrawn | Withdrawn | Withdrawn | Withdrawn | No former queue position |  |  |  |  | Wilson | 230 |  |  | TRUE | FALSE | Wilson | 230 | [10 empty] | 0 | 0
2019-07-10 09:59 | 2257-RD | Fast Track | Fast Track | Withdrawn | Not Provided | Withdrawn | Withdrawn | SOLANO | VACAVILLE SUB | Storage | 0.21 | 7/31/2019 | 8/19/2019 | Fail Screens: S5, A1 | Withdrawn | Withdrawn | Withdrawn | Withdrawn | Withdrawn | Withdrawn | No former queue position |  |  |  |  | Vacaville |  |  |  | FALSE | FALSE | Vacaville | [8 empty] | 0.21 |  | 0.21 | 0 | 0
2019-07-10 11:36 | 2258-RD | Fast Track | Fast Track | In Service | Not Provided |  |  | ALAMEDA | VINEYARD SUB | Storage | 0.21 | 7/31/2019 | 8/28/2019 | Pass |  |  | N/A (Fast Track) | N/A (Fast Track) | N/A (Fast Track) | Executed | No former queue position |  |  |  |  | Vineyard | 230 |  |  | TRUE | FALSE | Vineyard | 230 | [7 empty] | 0.21 |  | 0.21 | 1 | 1
2019-07-10 11:53 | 2259-RD | Fast Track | Fast Track | In Service | Not Provided |  |  | SANTA CLARA | LLAGAS SUB | Storage | 0.21 | 7/31/2019 | 8/26/2019 | Pass |  |  | N/A (Fast Track) | N/A (Fast Track) | N/A (Fast Track) | Executed | No former queue position |  |  |  |  | Llagas | 115 |  |  | TRUE | FALSE | Llagas | 115 | [7 empty] | 0.21 |  | 0.21 | 1 | 1
2019-07-10 11:57 | 2260-RD | Fast Track | Fast Track | In Service | Not Provided |  |  | MADERA | STOREY SUB | Storage | 0.21 | 7/31/2019 | 10/4/2019 | Pass |  |  | N/A (Fast Track) | N/A (Fast Track) | N/A (Fast Track) | Executed | No former queue position |  |  |  |  | Storey | 230 |  |  | TRUE | FALSE | Storey | 230 | [7 empty] | 0.21 |  | 0.21 | 1 | 1
2019-07-10 12:02 | 2261-RD | Fast Track | Fast Track | In Service | Not Provided |  |  | MENDOCINO | WILLITS A SUB | Storage | 0.21 | 7/31/2019 | 10/2/2019 | Pass |  |  | N/A (Fast Track) | N/A (Fast Track) | N/A (Fast Track) | Executed | No former queue position |  |  |  |  | Willits A |  |  |  | FALSE | FALSE | Willits A | [8 empty] | 0.21 |  | 0.21 | 1 | 1
2019-07-10 12:09 | 2262-RD | Fast Track | Fast Track | In Service | Not Provided |  |  | FRESNO | MCCALL SUB | Storage | 0.21 | 7/31/2019 | 9/12/2019 | Pass |  |  | N/A (Fast Track) | N/A (Fast Track) | N/A (Fast Track) | Executed | No former queue position |  |  |  |  | Mccall | 230 |  |  | TRUE | FALSE | Mccall | 230 | [7 empty] | 0.21 |  | 0.21 | 1 | 1
2019-07-10 12:25 | 2263-RD | Fast Track | Fast Track | In Service | Not Provided |  |  | SAN LUIS OBISPO | OCEANO SUB | Storage | 0.21 | 7/31/2019 | 9/4/2019 | Pass |  |  | N/A (Fast Track) | N/A (Fast Track) | N/A (Fast Track) | Executed | No former queue position |  |  |  |  | Oceano | 115 |  |  | TRUE | FALSE | Oceano | 115 | [7 empty] | 0.21 |  | 0.21 | 1 | 1
2019-07-10 12:28 | 2264-RD | Fast Track | Fast Track | In Service | Not Provided |  |  | KERN | WESTPARK SUB | Storage | 0.21 | 7/31/2019 | 9/4/2019 | Pass |  |  | N/A (Fast Track) | N/A (Fast Track) | N/A (Fast Track) | Executed | No former queue position |  |  |  |  | Westpark | 115 |  |  | TRUE | FALSE | Westpark | 115 | [7 empty] | 0.21 |  | 0.21 | 1 | 1
2019-07-02 19:00 | 2265-RD | Fast Track | Fast Track | In Service | Not Provided |  |  | MONTEREY | HATTON SUB | Storage | 0.01 | 7/31/2019 | 8/21/2019 | Pass |  |  | N/A (Fast Track) | N/A (Fast Track) | N/A (Fast Track) | Executed | No former queue position |  |  |  |  | Hatton |  |  |  | FALSE | FALSE | Hatton | [8 empty] | 0.01 |  | 0.01 | 1 | 1
2019-07-10 12:34 | 2266-RD | Fast Track | Fast Track | In Service | Not Provided |  |  | FRESNO | PANOCHE SUB | Storage | 0.21 | 7/31/2019 | 9/4/2019 | Pass |  |  | N/A (Fast Track) | N/A (Fast Track) | N/A (Fast Track) | Executed | No former queue position |  |  | Panoche |  | Panoche | 230 |  |  | TRUE | FALSE | Panoche | 230 | [7 empty] | 0.21 |  | 0.21 | 1 | 1
2019-07-10 12:46 | 2267-RD | Fast Track | Fast Track | Active | Not Provided |  |  | KERN | NORCO SUB | Storage | 0.21 | 7/31/2019 | 9/4/2019 | Pass |  |  | N/A (Fast Track) | N/A (Fast Track) | N/A (Fast Track) | Executed | No former queue position | not found |  | not found |  | Norco | 115 |  |  | TRUE | TRUE | not found | 115 | [7 empty] | 0.21 |  | 0.21 | 0 | 1
2019-07-10 12:49 | 2268-RD | Fast Track | Fast Track | In Service | Not Provided |  |  | MONTEREY | PRUNEDALE SUB | Storage | 0.21 | 7/31/2019 | 9/4/2019 | Pass |  |  | N/A (Fast Track) | N/A (Fast Track) | N/A (Fast Track) | Executed | No former queue position |  |  |  |  | Prunedale |  |  |  | FALSE | FALSE | Prunedale | [8 empty] | 0.21 |  | 0.21 | 1 | 1
2019-07-10 13:13 | 2269-RD | Fast Track | Fast Track | In Service | Not Provided |  |  | ALAMEDA | NORTH DUBLIN SUB | Storage | 0.21 | 7/31/2019 | 9/4/2019 | Pass |  |  | N/A (Fast Track) | N/A (Fast Track) | N/A (Fast Track) | Executed | No former queue position |  |  |  |  | North Dublin | 230 |  |  | TRUE | FALSE | North Dublin | 230 | [7 empty] | 0.21 |  | 0.21 | 1 | 1
2019-07-03 11:08 | 2270-RD | Fast Track | Fast Track | In Service | Not Provided |  |  | SANTA CLARA | SARATOGA SUB | Storage | 0.015 | 8/7/2019 | 8/23/2019 | Pass |  |  | N/A (Fast Track) | N/A (Fast Track) | N/A (Fast Track) | Executed | No former queue position |  |  |  |  | Saratoga | 230 |  |  | TRUE | FALSE | Saratoga | 230 | [7 empty] | 0.015 |  | 0.015 | 1 | 1
2019-07-17 10:11 | 2271-RD | Fast Track | Fast Track | Withdrawn | Not Provided | Withdrawn | Withdrawn | ALAMEDA | Withdrawn | Engine | 1.5 | 8/14/2019 | Withdrawn | Withdrawn | Withdrawn | Withdrawn | Withdrawn | Withdrawn | Withdrawn | Withdrawn | No former queue position |  |  |  |  | Withdrawn |  |  |  | FALSE | FALSE | Withdrawn | [11 empty] | 0 | 0
2019-07-20 14:30 | 2272-RD | Fast Track | Fast Track | In Service | Not Provided |  |  | SAN LUIS OBISPO | GOLDTREE SUB | Storage | 0.01 | 8/14/2019 | 9/4/2019 | Pass |  |  | N/A (Fast Track) | N/A (Fast Track) | N/A (Fast Track) | Executed | No former queue position |  |  |  |  | Goldtree |  |  |  | FALSE | FALSE | Goldtree | [8 empty] | 0.01 |  | 0.01 | 1 | 1
2019-07-30 03:54 | 2273-RD | Fast Track | Fast Track | In Service | Not Provided |  |  | CONTRA COSTA | LAKEWOOD SUB | Storage | 0.21 | 8/14/2019 | 8/28/2019 | Pass |  |  | N/A (Fast Track) | N/A (Fast Track) | N/A (Fast Track) | Executed | No former queue position |  |  |  |  | Lakewood | 115 |  |  | TRUE | FALSE | Lakewood | 115 | [7 empty] | 0.21 |  | 0.21 | 1 | 1
2019-07-28 22:54 | 2274-RD | Fast Track | Fast Track | In Service | Not Provided |  |  | SAN LUIS OBISPO | PASO ROBLES SUB | Storage | 0.21 | 8/14/2019 | 9/3/2019 | Pass |  |  | N/A (Fast Track) | N/A (Fast Track) | N/A (Fast Track) | Executed | No former queue position |  |  |  |  | Paso Robles |  |  |  | FALSE | FALSE | Paso Robles | [8 empty] | 0.21 |  | 0.21 | 1 | 1
2019-07-29 14:52 | 2275-RD | Detailed Study | Detailed Study | In Service | Not Provided |  |  | SANTA CLARA | EVERGREEN SUB | Solar PV | 1.17 | 8/14/2019 | N/A | N/A | N/A | N/A | Pass | 2/28/2020 | N/A | Executed | No former queue position |  |  |  |  | Evergreen | 115 |  |  | TRUE | FALSE | Evergreen | 115 |  | 1.17 | [8 empty] | 1 | 1
2019-07-22 16:04 | 2276-WD | Fast Track | Fast Track | Withdrawn | 9/30/2020 | Withdrawn | Withdrawn | MERCED | ORTIGA SUB | Storage | 2.94 | 8/21/2019 | 9/20/2019 | Fail Screens: 2, 4, 5, 7, 9, 10 | Withdrawn | Withdrawn | Withdrawn | Withdrawn | Withdrawn | Withdrawn | No former queue position |  |  |  |  | Ortiga |  |  |  | FALSE | FALSE | Ortiga | [8 empty] | 2.94 |  | 2.94 | 0 | 0
2019-07-24 14:38 | 2277-RD | Fast Track | Fast Track | Active | Not Provided |  |  | MONTEREY | CASTROVILLE SUB | Engine | 3 | 8/21/2019 | 9/25/2019 | Pass |  |  | N/A (Fast Track) | N/A (Fast Track) | N/A (Fast Track) | Executed | No former queue position | not found |  |  |  | Castroville |  |  |  | FALSE | FALSE | Castroville | [11 empty] | 0 | 1
2019-07-30 04:22 | 2278-RD | Fast Track | Fast Track | In Service | Not Provided |  |  | GLENN | WILLOWS A SUB | Storage | 0.21 | 8/21/2019 | 8/29/2019 | Pass |  |  | N/A (Fast Track) | N/A (Fast Track) | N/A (Fast Track) | Executed | No former queue position |  |  |  |  | Willows A |  |  |  | FALSE | FALSE | Willows A | [8 empty] | 0.21 |  | 0.21 | 1 | 1
2019-07-30 04:25 | 2279-RD | Fast Track | Fast Track | Withdrawn | Not Provided | Withdrawn | Withdrawn | ALAMEDA | LAS POSITAS SUB | Storage | 0.21 | 8/21/2019 | 9/11/2019 | Pass | Withdrawn | Withdrawn | Withdrawn | Withdrawn | Withdrawn | Withdrawn | No former queue position |  |  |  |  | Las Positas | 230 |  |  | TRUE | FALSE | Las Positas | 230 | [7 empty] | 0.21 |  | 0.21 | 0 | 0
2019-07-30 04:28 | 2280-RD | Fast Track | Fast Track | In Service | Not Provided |  |  | ALAMEDA | OAKLAND D SUB | Storage | 0.21 | 8/21/2019 | 9/10/2019 | Pass |  |  | N/A (Fast Track) | N/A (Fast Track) | N/A (Fast Track) | Executed | No former queue position |  |  |  |  | Oakland D |  |  |  | FALSE | FALSE | Oakland D | [8 empty] | 0.21 |  | 0.21 | 1 | 1
2019-07-30 04:33 | 2281-RD | Fast Track | Fast Track | In Service | Not Provided |  |  | SAN JOAQUIN | LAMMERS SUB | Storage | 0.21 | 8/21/2019 | 9/27/2019 | Pass |  |  | N/A (Fast Track) | N/A (Fast Track) | N/A (Fast Track) | Executed | No former queue position |  |  |  |  | Lammers | 115 |  |  | TRUE | FALSE | Lammers | 115 | [7 empty] | 0.21 |  | 0.21 | 1 | 1
2019-07-30 04:17 | 2282-RD | Fast Track | Fast Track | In Service | Not Provided |  |  | SANTA CLARA | LOS GATOS SUB | Storage | 0.21 | 8/21/2019 | 9/18/2019 | Pass |  |  | N/A (Fast Track) | N/A (Fast Track) | N/A (Fast Track) | Executed | No former queue position |  |  |  |  | Los Gatos |  |  |  | FALSE | FALSE | Los Gatos | [8 empty] | 0.21 |  | 0.21 | 1 | 1
2019-07-30 22:08 | 2283-RD | Fast Track | Fast Track | In Service | Not Provided |  |  | SAN MATEO | HALF MOON BAY SUB | Storage | 0.21 | 8/21/2019 | 9/12/2019 | Pass |  |  | N/A (Fast Track) | N/A (Fast Track) | N/A (Fast Track) | Executed | No former queue position |  |  |  |  | Half Moon Bay |  |  |  | FALSE | FALSE | Half Moon Bay | [8 empty] | 0.21 |  | 0.21 | 1 | 1
2019-07-31 21:47 | 2284-RD | Fast Track | Fast Track | Active | Not Provided |  |  | SAN FRANCISCO | SAN FRAN Y (LARKIN) SUB | Storage | 0.21 | 8/21/2019 | 9/12/2019 | Pass |  |  | N/A (Fast Track) | N/A (Fast Track) | N/A (Fast Track) | Executed | No former queue position | not found |  |  |  | San Fran Y (Larkin) |  |  |  | FALSE | FALSE | San Fran Y (Larkin) | [8 empty] | 0.21 |  | 0.21 | 0 | 1
2019-08-01 23:39 | 2285-RD | Fast Track | Fast Track | In Service | Not Provided |  |  | SAN JOAQUIN | EIGHT MILE SUB | Storage | 0.21 | 8/21/2019 | 10/1/2019 | Pass |  |  | N/A (Fast Track) | N/A (Fast Track) | N/A (Fast Track) | Executed | No former queue position |  |  |  |  | Eight Mile | 230 |  |  | TRUE | FALSE | Eight Mile | 230 | [7 empty] | 0.21 |  | 0.21 | 1 | 1
2019-08-01 23:46 | 2286-RD | Fast Track | Fast Track | In Service | Not Provided |  |  | ALAMEDA | CASTRO VALLEY SUB | Storage | 0.21 | 8/21/2019 | 9/25/2019 | Pass |  |  | N/A (Fast Track) | N/A (Fast Track) | N/A (Fast Track) | Executed | No former queue position |  |  |  |  | Castro Valley | 230 |  |  | TRUE | FALSE | Castro Valley | 230 | [7 empty] | 0.21 |  | 0.21 | 1 | 1
2019-07-12 08:36 | 2287-WD | Fast Track | Fast Track | In Service | 7/1/2020 | 1/19/2022 |  | NAPA | TULUCAY SUB | Solar PV | 0.6582 | 8/28/2019 | 9/24/2019 | Fail Screens: 2, 7, 10 | 11/5/2019 | Pass | N/A (Fast Track) | N/A (Fast Track) | N/A (Fast Track) | Executed | No former queue position |  |  |  |  | Tulucay | 230 |  |  | TRUE | FALSE | Tulucay | 230 |  | 0.6582 | [8 empty] | 1 | 1
2019-07-23 11:06 | 2288-WD | Fast Track | Fast Track | Withdrawn | 2/28/2020 | Withdrawn | Withdrawn | KINGS | AVENAL SUB | Storage | 4.158 | 8/28/2019 | 10/10/2019 | Fail Screens: 2, 4, 10 | 1/27/2020 | Pass | Withdrawn | Withdrawn | Withdrawn | Withdrawn | No former queue position |  |  |  |  | Avenal |  |  |  | FALSE | FALSE | Avenal | [8 empty] | 4.158 |  | 4.158 | 0 | 0
2019-08-01 23:50 | 2289-RD | Fast Track | Fast Track | In Service | Not Provided |  |  | FRESNO | MALAGA SUB | Storage | 0.21 | 8/28/2019 | 9/17/2019 | Pass |  |  | N/A (Fast Track) | N/A (Fast Track) | N/A (Fast Track) | Executed | No former queue position |  |  |  |  | Malaga | 115 |  |  | TRUE | FALSE | Malaga | 115 | [7 empty] | 0.21 |  | 0.21 | 1 | 1
2019-08-01 13:50 | 2290-RD | Detailed Study | Detailed Study | Active | Not Provided |  |  | KERN | TRANSMISSION | Solar PV | 10.11 | 8/28/2019 | N/A | N/A | N/A | N/A | Fail | 4/2/2020 | N/A | Executed | No former queue position | not found |  | not found |  | Transmission |  |  |  | FALSE | FALSE | not found |  |  | 10.11 | [8 empty] | 0 | 1
2019-08-05 13:31 | 2291-RD | Fast Track | Detailed Study | Withdrawn | Not Provided | Withdrawn | Withdrawn | KERN | COPUS SUB | Solar PV | 2.53 | 8/28/2019 | 10/23/2019 | Fail Screens: B, D, I, J, K, L, M, V1, V2, S5, A1 | 12/2/2019 | Fail | Withdrawn | Withdrawn | Withdrawn | Withdrawn | No former queue position |  |  |  |  | Copus | 70 |  |  | TRUE | FALSE | Copus | 70 |  | 2.53 | [8 empty] | 0 | 0
2019-08-06 17:17 | 2292-RD | Detailed Study | Detailed Study | Withdrawn | Not Provided | Withdrawn | Withdrawn | SANTA CLARA | TRANSMISSION | Solar PV | 3.6091 | 9/4/2019 | Withdrawn | Withdrawn | Withdrawn | Withdrawn | Withdrawn | Withdrawn | Withdrawn | Withdrawn | No former queue position |  |  | not found |  | Transmission |  |  |  | FALSE | FALSE | not found |  |  | 3.6091 | [8 empty] | 0 | 0
2019-08-09 11:16 | 2293-RD | Detailed Study | Detailed Study | Withdrawn | Not Provided | Withdrawn | Withdrawn | FRESNO | WEST FRESNO SUB | Solar PV | 2.125 | 9/4/2019 | Withdrawn | Withdrawn | Withdrawn | Withdrawn | Withdrawn | Withdrawn | Withdrawn | Withdrawn | No former queue position |  |  |  |  | West Fresno | 115 |  |  | TRUE | FALSE | West Fresno | 115 |  | 2.125 | [8 empty] | 0 | 0
2019-08-09 11:43 | 2294-RD | Detailed Study | Detailed Study | Withdrawn | Not Provided | Withdrawn | Withdrawn | TULARE | KINGSBURG SUB | Solar PV | 3.875 | 9/4/2019 | Withdrawn | Withdrawn | Withdrawn | Withdrawn | Withdrawn | Withdrawn | Withdrawn | Withdrawn | No former queue position |  |  |  |  | Kingsburg | 115 |  |  | TRUE | FALSE | Kingsburg | 115 |  | 3.875 | [8 empty] | 0 | 0
2019-08-12 14:23 | 2295-RD | Detailed Study | Detailed Study | In Service | Not Provided |  |  | YOLO | WOODLAND SUB | Solar PV | 0.9875 | 9/4/2019 | N/A | N/A | N/A | N/A | Pass | 1/13/2020 | N/A | Executed | No former queue position |  |  |  |  | Woodland | 115 |  |  | TRUE | FALSE | Woodland | 115 |  | 0.9875 | [8 empty] | 1 | 1
2019-08-14 18:33 | 2296-WD | Independent Study | DGSP | In Service | 12/30/2020 | 11/30/2021 |  | CONTRA COSTA | BRENTWOOD SUB | Solar PV | 4.9152 | 9/4/2019 | N/A | N/A | N/A | N/A | Fail | 2020-02-25 | N/A | Executed | No former queue position |  |  |  |  | Brentwood | 230 |  |  | TRUE | FALSE | Brentwood | 230 |  | 4.9152 | [8 empty] | 1 | 1
2019-08-05 16:51 | 2297-RD | Fast Track | Fast Track | In Service | Not Provided |  |  | SAN JOAQUIN | STOCKTON A SUB | Other, Storage | 0.99 | 9/4/2019 | 1/21/2020 | Fail Screens: B, G, I, J, M, V1, V2, S5 |  |  | N/A (Fast Track) | N/A (Fast Track) | N/A (Fast Track) | Executed | No former queue position |  |  |  |  | Stockton A | 115 |  |  | TRUE | FALSE | Stockton A | 115 | [7 empty] | 0.99 |  | 0.99 | 1 | 1
2019-08-12 18:29 | 2298-RD | Fast Track | Fast Track | Withdrawn | 3/15/2021 | Withdrawn | Withdrawn | MARIN | COTATI SUB | Solar PV | 0.96 | 9/4/2019 | Withdrawn | Withdrawn | Withdrawn | Withdrawn | Withdrawn | Withdrawn | Withdrawn | Withdrawn | No former queue position |  |  |  |  | Cotati |  |  |  | FALSE | FALSE | Cotati |  |  | 0.96 | [8 empty] | 0 | 0
2019-07-12 10:46 | 2299-WD | Fast Track | Independent Study | Withdrawn | 8/28/2020 | Withdrawn | Withdrawn | LAKE | HARTLEY SUB | Storage | 2.475 | 9/4/2019 | 10/10/2019 | Fail Screens: 2, 4, 5, 9, 10 | 2/20/2020 | Fail | Withdrawn | Withdrawn | Withdrawn | Withdrawn | No former queue position |  |  |  |  | Hartley | 60 |  |  | TRUE | FALSE | Hartley | 60 | [7 empty] | 2.475 |  | 2.475 | 0 | 0
2019-08-12 11:19 | 2300-RD | Fast Track | Detailed Study | Active | Not Provided |  |  | KERN | COPUS SUB | Solar PV | 2.7964 | 9/4/2019 | 11/8/2019 | Fail Screens: B, D, F, I, J, K, L, M, V1, V2, S5, A1 | 12/30/2019 | Fail | Fail | 5/27/2020 | N/A | Executed | No former queue position | not found |  |  |  | Copus | 70 |  |  | TRUE | TRUE | Copus | 70 |  | 2.7964 | [8 empty] | 0 | 1
2019-08-12 21:30 | 2301-RD | Fast Track | Fast Track | Withdrawn | Not Provided | Withdrawn | Withdrawn | KERN | CARNERAS SUB | Solar PV, Storage | 1.6088 | 9/4/2019 | Withdrawn | Withdrawn | Withdrawn | Withdrawn | Withdrawn | Withdrawn | Withdrawn | Withdrawn | No former queue position |  |  |  |  | Carneras |  |  |  | FALSE | FALSE | Carneras |  |  | 1.6088 | [5 empty] | 1.6088 |  | 1.6088 | 0 | 0
2019-08-12 23:48 | 2302-RD | Fast Track | Fast Track | In Service | Not Provided |  |  | ALAMEDA | JARVIS SUB | Storage | 0.21 | 9/4/2019 | 10/1/2019 | Pass |  |  | N/A (Fast Track) | N/A (Fast Track) | N/A (Fast Track) | Executed | No former queue position |  |  |  |  | Jarvis |  |  |  | FALSE | FALSE | Jarvis | [8 empty] | 0.21 |  | 0.21 | 1 | 1
2019-08-07 07:29 | 2303-WD | Fast Track | Fast Track | Withdrawn | 4/27/2020 | Withdrawn | Withdrawn | SONOMA | SONOMA A SUB | Storage | 0.71 | 9/11/2019 | 10/1/2019 | Fail Screens: 2, 4, 5, 10 | 11/27/2019 | Pass | Withdrawn | Withdrawn | Withdrawn | Withdrawn | No former queue position |  |  |  |  | Sonoma A |  |  |  | FALSE | FALSE | Sonoma A | [8 empty] | 0.71 |  | 0.71 | 0 | 0
2019-08-01 12:46 | 2304-RD | Fast Track | Fast Track | In Service | Not Provided |  |  | PLACER | PLEASANT GROVE SUB | Solar PV | 0.58853 | 9/11/2019 | 11/4/2019 | Fail Screens: D, H, I, J, K, L | 1/22/2020 | Pass | N/A (Fast Track) | N/A (Fast Track) | N/A (Fast Track) | Executed | No former queue position |  |  | Pleasant Grove | 115 | Pleasant Grove | 115 |  |  | TRUE | FALSE | Pleasant Grove | 115 |  | 0.58853 | [8 empty] | 1 | 1
2019-08-02 12:48 | 2305-RD | Fast Track | Fast Track | In Service | Not Provided |  |  | SANTA CLARA | LOS GATOS SUB | Storage | 0.01 | 9/11/2019 | 9/25/2019 | Pass |  |  | N/A (Fast Track) | N/A (Fast Track) | N/A (Fast Track) | Executed | No former queue position |  |  |  |  | Los Gatos |  |  |  | FALSE | FALSE | Los Gatos | [8 empty] | 0.01 |  | 0.01 | 1 | 1
2019-08-20 10:24 | 2306-RD | Fast Track | Fast Track | Withdrawn | Not Provided | Withdrawn | Withdrawn | KERN | SHAFTER SUB | Solar PV | 0.9 | 9/11/2019 | Withdrawn | Withdrawn | Withdrawn | Withdrawn | Withdrawn | Withdrawn | Withdrawn | Withdrawn | No former queue position |  |  | Shafter |  | Shafter | 115 |  |  | TRUE | FALSE | Shafter | 115 |  | 0.9 | [8 empty] | 0 | 0
2019-08-06 18:17 | 2307-RD | Fast Track | Fast Track | Withdrawn | Not Provided | Withdrawn | Withdrawn | SAN MATEO | MENLO SUB | Storage | 0.015 | 9/11/2019 | Withdrawn | Withdrawn | Withdrawn | Withdrawn | Withdrawn | Withdrawn | Withdrawn | Withdrawn | No former queue position |  |  |  |  | Menlo | 60 |  |  | TRUE | FALSE | Menlo | 60 | [7 empty] | 0.015 |  | 0.015 | 0 | 0
2019-08-20 11:49 | 2308-RD | Detailed Study | Detailed Study | Withdrawn | Not Provided | Withdrawn | Withdrawn | FRESNO | TRANSMISSION | Solar PV | 4.98 | 9/18/2019 | Withdrawn | Withdrawn | Withdrawn | Withdrawn | Withdrawn | Withdrawn | Withdrawn | Withdrawn | No former queue position |  |  | not found |  | Transmission |  |  |  | FALSE | FALSE | not found |  |  | 4.98 | [8 empty] | 0 | 0
2019-08-21 09:48 | 2309-RD | Fast Track | Fast Track | In Service | Not Provided |  |  | SAN FRANCISCO | SAN FRAN J SUB | Storage | 0.005 | 9/18/2019 | 10/1/2019 | Pass |  |  | N/A (Fast Track) | N/A (Fast Track) | N/A (Fast Track) | Executed | No former queue position |  |  |  |  | San Fran J |  |  |  | FALSE | FALSE | San Fran J | [8 empty] | 0.005 |  | 0.005 | 1 | 1
2019-08-27 07:24 | 2310-RD | Fast Track | Fast Track | In Service | Not Provided |  |  | MARIN | ALTO SUB | Storage | 0.015 | 9/18/2019 | 11/18/2019 | Pass |  |  | N/A (Fast Track) | N/A (Fast Track) | N/A (Fast Track) | Executed | No former queue position |  |  |  |  | Alto |  |  |  | FALSE | FALSE | Alto | [8 empty] | 0.015 |  | 0.015 | 1 | 1
2019-08-29 13:32 | 2311-RD | Fast Track | Fast Track | Withdrawn | Not Provided | Withdrawn | Withdrawn | SONOMA | BELLEVUE SUB | Storage | 0.03026 | 9/18/2019 | 10/2/2019 | Fail Screens: D, I, J, M, V1, S5 | Withdrawn | Withdrawn | Withdrawn | Withdrawn | Withdrawn | Withdrawn | No former queue position |  |  |  |  | Bellevue | 115 |  |  | TRUE | FALSE | Bellevue | 115 | [7 empty] | 0.03026 |  | 0.03026 | 0 | 0
2019-08-18 15:28 | 2312-RD | Fast Track | Fast Track | In Service | Not Provided |  |  | MARIN | IGNACIO SUB | Storage | 0.025 | 9/25/2019 | 10/9/2019 | Pass |  |  | N/A (Fast Track) | N/A (Fast Track) | N/A (Fast Track) | Executed | No former queue position |  |  |  |  | Ignacio | 230 |  |  | TRUE | FALSE | Ignacio | 230 | [7 empty] | 0.025 |  | 0.025 | 1 | 1
2019-07-12 10:44 | 2313-WD | Fast Track | Independent Study | Withdrawn | 8/28/2020 | Withdrawn | Withdrawn | YUBA | PLUMAS SUB | Storage | 3.9731 | 9/25/2019 | 10/14/2019 | Fail Screens: 2, 4, 5, 6, 7, 9, 10 | 2/4/2020 | Fail | Withdrawn | Withdrawn | Withdrawn | Withdrawn | No former queue position |  |  |  |  | Plumas |  |  |  | FALSE | FALSE | Plumas | [8 empty] | 3.9731 |  | 3.9731 | 0 | 0
2019-08-20 14:46 | 2314-RD | Fast Track | Fast Track | Withdrawn | Not Provided | Withdrawn | Withdrawn | SONOMA | CORONA SUB | Storage | 0.03026 | 9/25/2019 | 11/7/2019 | Pass | Withdrawn | Withdrawn | Withdrawn | Withdrawn | Withdrawn | Withdrawn | No former queue position |  |  |  |  | Corona | 115 |  |  | TRUE | FALSE | Corona | 115 | [7 empty] | 0.03026 |  | 0.03026 | 0 | 0
2019-08-27 08:15 | 2315-RD | Fast Track | Fast Track | In Service | Not Provided |  |  | MARIN | ALTO SUB | Storage | 0.01 | 9/25/2019 | 10/9/2019 | Pass |  |  | N/A (Fast Track) | N/A (Fast Track) | N/A (Fast Track) | Executed | No former queue position |  |  |  |  | Alto |  |  |  | FALSE | FALSE | Alto | [8 empty] | 0.01 |  | 0.01 | 1 | 1
2019-08-29 17:26 | 2316-RD | Fast Track | Fast Track | Withdrawn | Not Provided | Withdrawn | Withdrawn | MARIN | LAS GALLINAS A SUB | Battery | 0.02 | 9/25/2019 | Withdrawn | Withdrawn | Withdrawn | Withdrawn | Withdrawn | Withdrawn | Withdrawn | Withdrawn | No former queue position |  |  |  |  | Las Gallinas A |  |  |  | FALSE | FALSE | Las Gallinas A | [8 empty] | 0.02 | 0.02 |  | 0 | 0
2019-08-10 11:41 | 2317-WD | Fast Track | Fast Track | Withdrawn | 12/30/2021 | Withdrawn | Withdrawn | SAN MATEO | EAST GRAND SUB | Solar PV | 2.341 | 9/25/2019 | 10/24/2019 | Fail Screens: 2, 10 | 2/7/2020 | Pass | Withdrawn | Withdrawn | Withdrawn | Withdrawn | No former queue position |  |  |  |  | East Grand |  |  |  | FALSE | FALSE | East Grand |  |  | 2.341 | [8 empty] | 0 | 0
2019-08-30 13:15 | 2318-WD | Fast Track | Fast Track | Withdrawn | 12/15/2020 | Withdrawn | Withdrawn | SONOMA | BELLEVUE SUB | Solar PV | 0.91245 | 9/25/2019 | 10/16/2019 | Fail Screens: 2, 5, 10 | 12/10/2019 | Pass | Withdrawn | Withdrawn | Withdrawn | Withdrawn | No former queue position |  |  |  |  | Bellevue | 115 |  |  | TRUE | FALSE | Bellevue | 115 |  | 0.91245 | [8 empty] | 0 | 0
2019-07-22 14:58 | 2319-RD | Detailed Study | Detailed Study | Withdrawn | Not Provided | Withdrawn | Withdrawn | KERN | TRANSMISSION | Solar PV, Storage | 4.9 | 9/25/2019 | Withdrawn | Withdrawn | Withdrawn | Withdrawn | Withdrawn | Withdrawn | Withdrawn | Withdrawn | No former queue position |  |  | not found |  | Transmission |  |  |  | FALSE | FALSE | not found |  |  | 4.9 | [5 empty] | 4.9 |  | 4.9 | 0 | 0
2019-08-30 11:49 | 2320-RD | Fast Track | Fast Track | In Service | Not Provided |  |  | SONOMA | RINCON SUB | Storage | 0.015 | 9/25/2019 | 10/16/2019 | Pass |  |  | N/A (Fast Track) | N/A (Fast Track) | N/A (Fast Track) | Executed | No former queue position |  |  |  |  | Rincon | 115 |  |  | TRUE | FALSE | Rincon | 115 | [7 empty] | 0.015 |  | 0.015 | 1 | 1
2019-09-03 15:15 | 2321-RD | Fast Track | Fast Track | In Service | Not Provided |  |  | SANTA CLARA | LOYOLA SUB | Storage | 0.015 | 9/25/2019 | 10/16/2019 | Pass |  |  | N/A (Fast Track) | N/A (Fast Track) | N/A (Fast Track) | Executed | No former queue position |  |  |  |  | Loyola |  |  |  | FALSE | FALSE | Loyola | [8 empty] | 0.015 |  | 0.015 | 1 | 1
2019-08-28 11:39 | 2322-WD | Independent Study | Independent Study | Withdrawn | 12/31/2021 | Withdrawn | Withdrawn | SAN JOAQUIN | CHEROKEE SUB | Storage | 9.95 | 10/1/2019 | Withdrawn | Withdrawn | Withdrawn | Withdrawn | Withdrawn | Withdrawn | Withdrawn | Withdrawn | No former queue position |  |  |  |  | Cherokee |  |  |  | FALSE | FALSE | Cherokee | [8 empty] | 9.95 |  | 9.95 | 0 | 0
2019-09-09 18:34 | 2323-RD | Fast Track | Fast Track | In Service | Not Provided |  |  | MONTEREY | CARMEL SUB | Storage | 0.015 | 10/1/2019 | 10/2/2019 | Pass |  |  | N/A (Fast Track) | N/A (Fast Track) | N/A (Fast Track) | Executed | No former queue position |  |  |  |  | Carmel |  |  |  | FALSE | FALSE | Carmel | [8 empty] | 0.015 |  | 0.015 | 1 | 1
2019-10-01 14:17 | 2325-RD | Fast Track | Fast Track | In Service | Not Provided |  |  | SAN FRANCISCO | SAN FRAN X (MISSION) SUB | Solar PV | 0.05 | 10/9/2019 | 10/28/2019 | Pass |  |  | N/A (Fast Track) | N/A (Fast Track) | N/A (Fast Track) | Executed | No former queue position |  |  |  |  | San Fran X (Mission) |  |  |  | FALSE | FALSE | San Fran X (Mission) |  |  | 0.05 | [8 empty] | 1 | 1
2019-09-24 16:14 | 2326-RD | Fast Track | Fast Track | In Service | Not Provided |  |  | FRESNO | MCCALL SUB | Solar PV | 0.24971 | 10/9/2019 | 10/16/2019 | Pass |  |  | N/A (Fast Track) | N/A (Fast Track) | N/A (Fast Track) | Executed | No former queue position |  |  |  |  | Mccall | 230 |  |  | TRUE | FALSE | Mccall | 230 |  | 0.24971 | [8 empty] | 1 | 1
2019-09-11 16:11 | 2327-WD | Fast Track | Fast Track | Active | 10/1/2020 | 4/9/2021 |  | MADERA | STOREY SUB | Solar PV | 1.5 | 10/9/2019 | 10/28/2019 | Pass | 12/23/2019 | Pass | N/A (Fast Track) | N/A (Fast Track) | N/A (Fast Track) | Executed | No former queue position | Storey |  |  |  | Storey | 230 |  |  | TRUE | TRUE | Storey |  |  | 1.5 | [8 empty] | 0 | 1
2019-08-30 12:47 | 2328-RD | Fast Track | Fast Track | In Service | Not Provided |  |  | SAN LUIS OBISPO | SAN LUIS OBISPO SUB | Storage | 0.715 | 10/16/2019 | 12/9/2019 | Fail Screens: G, I, J, K, M | 2/21/2020 | Pass | N/A (Fast Track) | N/A (Fast Track) | N/A (Fast Track) | Executed | No former queue position |  |  |  |  | San Luis Obispo | 115 |  |  | TRUE | FALSE | San Luis Obispo | 115 | [7 empty] | 0.715 |  | 0.715 | 1 | 1
2019-09-13 17:21 | 2329-RD | Fast Track | Fast Track | Active | Not Provided |  |  | ALAMEDA | SAN RAMON SUB | Storage | 0.66124 | 10/16/2019 | 3/3/2021 | Fail Screens: I, S5 |  |  | N/A (Fast Track) | N/A (Fast Track) | N/A (Fast Track) | Executed | No former queue position | San Ramon |  |  |  | San Ramon | 230 |  |  | TRUE | TRUE | San Ramon | [8 empty] | 0.66124 |  | 0.66124 | 0 | 1
2019-09-16 11:25 | 2330-RD | Fast Track | Fast Track | Withdrawn | Not Provided | Withdrawn | Withdrawn | PLACER | DEL MAR SUB | Solar PV, Storage | 0.43734 | 10/16/2019 | Withdrawn | Withdrawn | Withdrawn | Withdrawn | Withdrawn | Withdrawn | Withdrawn | Withdrawn | No former queue position |  |  |  |  | Del Mar |  |  |  | FALSE | FALSE | Del Mar |  |  | 0.43734 | [5 empty] | 0.43734 |  | 0.43734 | 0 | 0
2019-09-11 16:42 | 2331-RD | Fast Track | Fast Track | Withdrawn | Not Provided | Withdrawn | Withdrawn | MERCED | ATWATER SUB | Solar PV, Storage | 1.4 | 10/16/2019 | Withdrawn | Withdrawn | Withdrawn | Withdrawn | Withdrawn | Withdrawn | Withdrawn | Withdrawn | No former queue position |  |  |  |  | Atwater | 115 |  |  | TRUE | FALSE | Atwater | 115 |  | 1.4 | [5 empty] | 1.4 |  | 1.4 | 0 | 0
2019-09-27 16:30 | 2332-RD | Fast Track | Fast Track | Active | Not Provided |  |  | SONOMA | DUNBAR SUB | Storage | 0.02 | 10/23/2019 | 11/14/2019 | Pass |  |  | N/A (Fast Track) | N/A (Fast Track) | N/A (Fast Track) | Executed | No former queue position | not found |  |  |  | Dunbar |  |  |  | FALSE | FALSE | Dunbar | [8 empty] | 0.02 |  | 0.02 | 0 | 1
2019-09-30 07:44 | 2333-WD | Fast Track | Fast Track | In Service | 3/20/2020 | 10/8/2021 |  | CONTRA COSTA | CONTRA COSTA SUB | Solar PV | 0.9375 | 10/23/2019 | 11/18/2019 | Fail Screens: 2, 5, 10 | 1/6/2020 | Pass | N/A (Fast Track) | N/A (Fast Track) | N/A (Fast Track) | Executed | No former queue position |  |  |  |  | Contra Costa | 230 |  |  | TRUE | FALSE | Contra Costa | 230 |  | 0.9375 | [8 empty] | 1 | 1
2019-10-01 16:15 | 2334-WD | Fast Track | Fast Track | Withdrawn | 9/29/2020 | Withdrawn | Withdrawn | KINGS | HENRIETTA SUB | Solar PV | 3 | 10/23/2019 | 10/31/2019 | Fail Screens: 2, 4, 10 | Withdrawn | Withdrawn | Withdrawn | Withdrawn | Withdrawn | Withdrawn | No former queue position |  |  |  |  | Henrietta | 230 |  |  | TRUE | FALSE | Henrietta | 230 |  | 3 | [8 empty] | 0 | 0
2019-10-01 16:26 | 2335-WD | Fast Track | Fast Track | Withdrawn | 9/29/2020 | Withdrawn | Withdrawn | KERN | WELLFIELD SUB | Solar PV | 3 | 10/23/2019 | Withdrawn | Withdrawn | Withdrawn | Withdrawn | Withdrawn | Withdrawn | Withdrawn | Withdrawn | No former queue position |  |  |  |  | Wellfield |  |  |  | FALSE | FALSE | Wellfield |  |  | 3 | [8 empty] | 0 | 0
2019-10-02 12:04 | 2336-RD | Fast Track | Fast Track | Withdrawn | Not Provided | Withdrawn | Withdrawn | MONTEREY | KING CITY SUB | Micro Turbine | 3 | 10/23/2019 | 11/25/2019 | Fail Screens: B, D, G, H, I, J, K, L, M, S5 | 1/16/2020 | Pass | Withdrawn | Withdrawn | Withdrawn | Withdrawn | No former queue position |  |  |  |  | King City |  |  |  | FALSE | FALSE | King City | [11 empty] | 0 | 0
2019-10-02 16:11 | 2337-WD | Fast Track | Fast Track | Withdrawn | 9/29/2020 | Withdrawn | Withdrawn | FRESNO | CARUTHERS SUB | Solar PV | 0.8 | 10/23/2019 | 11/5/2019 | Fail Screens: 2, 4, 10 | Withdrawn | Withdrawn | Withdrawn | Withdrawn | Withdrawn | Withdrawn | No former queue position |  |  |  |  | Caruthers |  |  |  | FALSE | FALSE | Caruthers |  |  | 0.8 | [8 empty] | 0 | 0
2019-10-02 16:21 | 2338-WD | Independent Study | Independent Study | Withdrawn | 9/29/2020 | Withdrawn | Withdrawn | MERCED | ORTIGA SUB | Storage | 4.48 | 10/23/2019 | Withdrawn | Withdrawn | Withdrawn | Withdrawn | Withdrawn | Withdrawn | Withdrawn | Withdrawn | No former queue position |  |  |  |  | Ortiga |  |  |  | FALSE | FALSE | Ortiga | [8 empty] | 4.48 |  | 4.48 | 0 | 0
2019-10-03 09:38 | 2339-WD | Fast Track | Fast Track | Withdrawn | 9/29/2020 | Withdrawn | Withdrawn | KINGS | JACOBS CORNER SUB | Solar PV | 3 | 10/23/2019 | 11/5/2019 | Fail Screens: 2, 10 | Withdrawn | Withdrawn | Withdrawn | Withdrawn | Withdrawn | Withdrawn | No former queue position |  |  |  |  | Jacobs Corner |  |  |  | FALSE | FALSE | Jacobs Corner |  |  | 3 | [8 empty] | 0 | 0
2019-10-03 09:46 | 2340-WD | Fast Track | Fast Track | Withdrawn | 9/29/2020 | Withdrawn | Withdrawn | KINGS | JACOBS CORNER SUB | Solar PV | 3 | 10/23/2019 | 11/6/2019 | Fail Screens: 2, 10 | Withdrawn | Withdrawn | Withdrawn | Withdrawn | Withdrawn | Withdrawn | No former queue position |  |  |  |  | Jacobs Corner |  |  |  | FALSE | FALSE | Jacobs Corner |  |  | 3 | [8 empty] | 0 | 0
2019-08-21 12:31 | 2341-RD | Detailed Study | Detailed Study | In Service | Not Provided |  |  | KERN | KERN OIL SUB | Solar PV, Storage | 5.8767 | 10/30/2019 | N/A | N/A | N/A | N/A | Pass | 2/13/2020 | N/A | Executed | No former queue position | Kern Oil | 115 |  |  | Kern Oil | 115 |  |  | TRUE | FALSE | Kern Oil | 115 |  | 5.8767 | [5 empty] | 5.8767 |  | 5.8767 | 1 | 1
2019-10-02 11:54 | 2342-WD | Fast Track | Independent Study | Withdrawn | 11/2/2020 | Withdrawn | Withdrawn | LAKE | UPPER LAKE SUB | Storage | 2.475 | 10/30/2019 | 11/26/2019 | Fail Screens: 2, 4, 5, 10 | 2/19/2020 | Fail | Withdrawn | Withdrawn | Withdrawn | Withdrawn | No former queue position |  |  |  |  | Upper Lake |  |  |  | FALSE | FALSE | Upper Lake | [8 empty] | 2.475 |  | 2.475 | 0 | 0
2019-10-02 11:56 | 2343-WD | Fast Track | Independent Study | Withdrawn | 11/2/2020 | Withdrawn | Withdrawn | MENDOCINO | HOPLAND SUB | Storage | 2.475 | 10/30/2019 | 11/26/2019 | Fail Screens: 2, 4, 5, 10 | 2/19/2020 | Fail | Withdrawn | Withdrawn | Withdrawn | Withdrawn | No former queue position |  |  |  |  | Hopland | 115 |  |  | TRUE | FALSE | Hopland | 115 | [7 empty] | 2.475 |  | 2.475 | 0 | 0
2019-10-02 12:02 | 2344-WD | Fast Track | Fast Track | Withdrawn | 11/2/2020 | Withdrawn | Withdrawn | MENDOCINO | WILLITS A SUB | Storage | 2.475 | 10/30/2019 | 11/26/2019 | Fail Screens: 2, 10 | 2/19/2020 | Pass | Withdrawn | Withdrawn | Withdrawn | Withdrawn | No former queue position |  |  |  |  | Willits A |  |  |  | FALSE | FALSE | Willits A | [8 empty] | 2.475 |  | 2.475 | 0 | 0
2019-10-02 12:05 | 2345-WD | Fast Track | Fast Track | Withdrawn | 11/2/2020 | Withdrawn | Withdrawn | SONOMA | MOLINO SUB | Storage | 2.475 | 10/30/2019 | 11/26/2019 | Fail Screens: 2, 4, 5, 10 | 2/19/2020 | Pass | Withdrawn | Withdrawn | Withdrawn | Withdrawn | No former queue position |  |  |  |  | Molino |  |  |  | FALSE | FALSE | Molino | [8 empty] | 2.475 |  | 2.475 | 0 | 0
2019-10-03 09:51 | 2346-WD | Fast Track | Fast Track | Withdrawn | 10/1/2020 | Withdrawn | Withdrawn | KINGS | TWISSELMAN SUB | Solar PV, Storage | 3.95 | 10/30/2019 | Withdrawn | Withdrawn | Withdrawn | Withdrawn | Withdrawn | Withdrawn | Withdrawn | Withdrawn | No former queue position |  |  |  |  | Twisselman |  |  |  | FALSE | FALSE | Twisselman |  |  | 3.95 | [5 empty] | 3.95 |  | 3.95 | 0 | 0
2019-10-03 09:51 | 2347-WD | Fast Track | Fast Track | Withdrawn | 10/1/2020 | Withdrawn | Withdrawn | KINGS | TWISSELMAN SUB | Solar PV, Storage | 4.274 | 10/30/2019 | 11/27/2019 | Fail Screens: 2, 4, 10 | Withdrawn | Withdrawn | Withdrawn | Withdrawn | Withdrawn | Withdrawn | No former queue position |  |  |  |  | Twisselman |  |  |  | FALSE | FALSE | Twisselman |  |  | 4.274 | [5 empty] | 4.274 |  | 4.274 | 0 | 0
2019-10-04 16:29 | 2348-WD | Fast Track | Fast Track | Withdrawn | 11/1/2020 | Withdrawn | Withdrawn | KINGS | ANGIOLA SUB | Solar PV | 2.2 | 10/30/2019 | 11/22/2019 | Fail Screens: 2, 4, 10 | Withdrawn | Withdrawn | Withdrawn | Withdrawn | Withdrawn | Withdrawn | No former queue position |  |  |  |  | Angiola |  |  |  | FALSE | FALSE | Angiola |  |  | 2.2 | [8 empty] | 0 | 0
2019-10-04 16:29 | 2349-WD | Fast Track | Fast Track | Withdrawn | 11/2/2020 | Withdrawn | Withdrawn | KINGS | ANGIOLA SUB | Solar PV | 2.2 | 10/30/2019 | 11/22/2019 | Fail Screens: 2, 4, 10 | Withdrawn | Withdrawn | Withdrawn | Withdrawn | Withdrawn | Withdrawn | No former queue position |  |  |  |  | Angiola |  |  |  | FALSE | FALSE | Angiola |  |  | 2.2 | [8 empty] | 0 | 0
2019-10-14 14:59 | 2350-RD | Fast Track | Fast Track | In Service | Not Provided |  |  | FRESNO | KERMAN SUB | Solar PV | 0.65635 | 10/30/2019 | 12/9/2019 | Fail Screens: B, D, F, I, J, K, L, M, S5 | 1/8/2020 | Pass | N/A (Fast Track) | N/A (Fast Track) | N/A (Fast Track) | Executed | No former queue position |  |  |  |  | Kerman |  |  |  | FALSE | FALSE | Kerman |  |  | 0.65635 | [8 empty] | 1 | 1
2019-10-01 16:43 | 2351-WD | Independent Study | Independent Study | Withdrawn | 9/29/2020 | Withdrawn | Withdrawn | MERCED | CANAL SUB | Storage | 9.4096 | 10/30/2019 | Withdrawn | Withdrawn | Withdrawn | Withdrawn | Withdrawn | Withdrawn | Withdrawn | Withdrawn | No former queue position |  |  |  |  | Canal |  |  |  | FALSE | FALSE | Canal | [8 empty] | 9.4096 |  | 9.4096 | 0 | 0
2019-10-18 10:34 | 2352-WD | Fast Track | Fast Track | Withdrawn | 12/30/2021 | Withdrawn | Withdrawn | SAN MATEO | DALY CITY SUB | Storage | 2.52 | 11/6/2019 | 11/27/2019 | Fail Screens: 2, 10 | 3/5/2020 | Pass | Withdrawn | Withdrawn | Withdrawn | Withdrawn | No former queue position |  |  |  |  | Daly City |  |  |  | FALSE | FALSE | Daly City | [8 empty] | 2.52 |  | 2.52 | 0 | 0
2019-10-18 17:03 | 2353-RD | Detailed Study | Detailed Study | In Service | Not Provided |  |  | SAN JOAQUIN | WEBER SUB | Solar PV | 2.6416 | 11/6/2019 | N/A | N/A | N/A | N/A | Fail | 4/23/2020 | N/A | Executed | No former queue position |  |  |  |  | Weber | 230 |  |  | TRUE | FALSE | Weber | 230 |  | 2.6416 | [8 empty] | 1 | 1
2019-10-15 14:08 | 2354-WD | Fast Track | Independent Study | Withdrawn | 12/14/2020 | Withdrawn | Withdrawn | SONOMA | COTATI SUB | Storage | 2.25 | 11/13/2019 | 11/27/2019 | Fail Screens: 2, 10 | 2/19/2020 | Fail | Withdrawn | Withdrawn | Withdrawn | Withdrawn | No former queue position |  |  |  |  | Cotati |  |  |  | FALSE | FALSE | Cotati | [8 empty] | 2.25 |  | 2.25 | 0 | 0
2019-10-17 09:54 | 2355-WD | Fast Track | Fast Track | Withdrawn | 9/30/2020 | Withdrawn | Withdrawn | KINGS | ALPAUGH SUB | Solar PV | 3 | 11/13/2019 | Withdrawn | Withdrawn | Withdrawn | Withdrawn | Withdrawn | Withdrawn | Withdrawn | Withdrawn | No former queue position |  |  |  |  | Alpaugh | 115 |  |  | TRUE | FALSE | Alpaugh | 115 |  | 3 | [8 empty] | 0 | 0
2019-10-15 14:22 | 2356-WD | Fast Track | Independent Study | Withdrawn | 12/14/2020 | Withdrawn | Withdrawn | YUBA | EAST MARYSVILLE SUB | Storage | 2.25 | 11/13/2019 | 11/27/2019 | Fail Screens: 2, 4, 5, 10 | 3/3/2020 | Fail | Withdrawn | Withdrawn | Withdrawn | Withdrawn | No former queue position |  |  |  |  | East Marysville | 115 |  |  | TRUE | FALSE | East Marysville | 115 | [7 empty] | 2.25 |  | 2.25 | 0 | 0
2019-10-21 10:58 | 2357-RD | Fast Track | Fast Track | Withdrawn | Not Provided | Withdrawn | Withdrawn | SAN JOAQUIN | MOSHER SUB | Solar PV | 2.686 | 11/13/2019 | 12/9/2019 | Fail Screens: D, G, H, J, K, L, M, V1, S5, A1 | 2/7/2020 | Pass | Withdrawn | Withdrawn | Withdrawn | Withdrawn | No former queue position |  |  |  |  | Mosher |  |  |  | FALSE | FALSE | Mosher |  |  | 2.686 | [8 empty] | 0 | 0
2019-10-25 11:03 | 2358-RD | Fast Track | Fast Track | In Service | Not Provided |  |  | CONTRA COSTA | MORAGA SUB | Storage | 0.01 | 11/13/2019 | 12/3/2019 | Pass |  |  | N/A (Fast Track) | N/A (Fast Track) | N/A (Fast Track) | Executed | No former queue position |  |  |  |  | Moraga | 230 |  |  | TRUE | FALSE | Moraga | 230 | [7 empty] | 0.01 |  | 0.01 | 1 | 1
2019-09-27 09:42 | 2359-RD | Detailed Study | Detailed Study | Withdrawn | 7/1/2021 | Withdrawn | Withdrawn | KERN | TWISSELMAN SUB | Engine | 4.0842 | 11/20/2019 | Withdrawn | Withdrawn | Withdrawn | Withdrawn | Withdrawn | Withdrawn | Withdrawn | Withdrawn | No former queue position |  |  |  |  | Twisselman |  |  |  | FALSE | FALSE | Twisselman | [11 empty] | 0 | 0
2019-10-04 11:01 | 2360-RD | Fast Track | Fast Track | In Service | Not Provided |  |  | MONTEREY | CARMEL SUB | Storage | 0.005 | 11/20/2019 | 12/3/2019 | Pass |  |  | N/A (Fast Track) | N/A (Fast Track) | N/A (Fast Track) | Executed | No former queue position |  |  |  |  | Carmel |  |  |  | FALSE | FALSE | Carmel | [8 empty] | 0.005 |  | 0.005 | 1 | 1
2019-10-17 09:16 | 2361-RD | Fast Track | Fast Track | In Service | Not Provided |  |  | SANTA CLARA | HICKS SUB | Storage | 0.01 | 11/20/2019 | 12/13/2019 | Pass |  |  | N/A (Fast Track) | N/A (Fast Track) | N/A (Fast Track) | Executed | No former queue position |  |  |  |  | Hicks | 230 |  |  | TRUE | FALSE | Hicks | 230 | [7 empty] | 0.01 |  | 0.01 | 1 | 1
2019-10-22 13:17 | 2362-RD | Fast Track | Fast Track | In Service | Not Provided |  |  | BUTTE | OROVILLE SUB | Solar PV | 0.3125 | 11/20/2019 | 1/16/2020 | Pass |  |  | N/A (Fast Track) | N/A (Fast Track) | N/A (Fast Track) | Executed | No former queue position |  |  |  |  | Oroville |  |  |  | FALSE | FALSE | Oroville |  |  | 0.3125 | [8 empty] | 1 | 1
2019-10-22 16:56 | 2363-RD | Fast Track | Fast Track | Active | Not Provided |  |  | SAN JOAQUIN | TRANSMISSION-Customer Owned | Solar PV, Storage | 2.6326 | 11/20/2019 | 12/12/2019 | Fail Screens: D, F, G, I, J, K, L, M, S5 | 3/20/2020 | Pass | N/A (Fast Track) | N/A (Fast Track) | N/A (Fast Track) | Executed | No former queue position | not found |  | not found |  | Transmission-Customer Owned |  |  |  | FALSE | FALSE | not found |  |  | 2.6326 | [5 empty] | 2.6326 |  | 2.6326 | 0 | 1
2019-11-01 14:39 | 2364-RD | Detailed Study | Detailed Study | In Service | Not Provided |  |  | KERN | TEMBLOR SUB | Solar PV | 1.1216 | 11/20/2019 | N/A | N/A | N/A | N/A | Fail | 6/17/2020 | N/A | Executed | No former queue position |  |  |  |  | Temblor | 115 |  |  | TRUE | FALSE | Temblor | 115 |  | 1.1216 | [8 empty] | 1 | 1
2019-10-16 14:48 | 2365-WD | Fast Track | Fast Track | Active | 3/15/2021 | 8/29/2021 |  | MARIN | COTATI SUB | Solar PV | 0.96 | 11/20/2019 | 12/18/2019 | Fail Screens: 2, 4, 10 | 3/2/2020 | Pass | N/A (Fast Track) | N/A (Fast Track) | N/A (Fast Track) | Executed | No former queue position | not found |  |  |  | Cotati |  |  |  | FALSE | FALSE | Cotati |  |  | 0.96 | [8 empty] | 0 | 1
2019-10-30 07:25 | 2366-WD | Fast Track | Fast Track | Withdrawn | 12/30/2021 | Withdrawn | Withdrawn | SAN MATEO | EAST GRAND SUB | Storage | 2.52 | 11/26/2019 | 1/24/2020 | Fail Screens: 2, 4, 10 | 3/5/2020 | Pass | Withdrawn | Withdrawn | Withdrawn | Withdrawn | No former queue position |  |  |  |  | East Grand |  |  |  | FALSE | FALSE | East Grand | [8 empty] | 2.52 |  | 2.52 | 0 | 0
2019-11-06 22:11 | 2367-RD | Fast Track | Fast Track | In Service | Not Provided | 4/24/2020 |  | MARIN | ALTO SUB | Storage | 0.21 | 11/26/2019 | 1/2/2020 | Pass |  |  | N/A (Fast Track) | N/A (Fast Track) | N/A (Fast Track) | Executed | No former queue position |  |  |  |  | Alto |  |  |  | FALSE | FALSE | Alto | [8 empty] | 0.21 |  | 0.21 | 1 | 1
2019-11-06 22:11 | 2368-RD | Fast Track | Fast Track | In Service | Not Provided |  |  | SANTA CLARA | SAN JOSE A SUB | Storage | 0.21 | 11/26/2019 | 1/3/2020 | Pass |  |  | N/A (Fast Track) | N/A (Fast Track) | N/A (Fast Track) | Executed | No former queue position |  |  |  |  | San Jose A | 115 |  |  | TRUE | FALSE | San Jose A | 115 | [7 empty] | 0.21 |  | 0.21 | 1 | 1
2019-11-09 12:08 | 2369-RD | Fast Track | Fast Track | In Service | Not Provided |  |  | SAN MATEO | MENLO SUB | Storage | 0.005 | 11/26/2019 | 12/9/2019 | Pass |  |  | N/A (Fast Track) | N/A (Fast Track) | N/A (Fast Track) | Executed | No former queue position |  |  |  |  | Menlo | 60 |  |  | TRUE | FALSE | Menlo | 60 | [7 empty] | 0.005 |  | 0.005 | 1 | 1
2019-11-13 20:06 | 2370-RD | Fast Track | Fast Track | In Service | Not Provided |  |  | SANTA CLARA | HICKS SUB | Solar PV | 0.998 | 11/26/2019 | 12/12/2019 | Pass |  |  | N/A (Fast Track) | N/A (Fast Track) | N/A (Fast Track) | Executed | No former queue position |  |  |  |  | Hicks | 230 |  |  | TRUE | FALSE | Hicks | 230 |  | 0.998 | [8 empty] | 1 | 1
2019-11-14 10:13 | 2371-RD | Fast Track | Fast Track | Active | 6/8/2020 | 1/29/2021 |  | LAKE | KONOCTI SUB | Engine | 0.2992 | 11/26/2019 | 12/11/2019 | Pass | 1/10/2020 | Pass | N/A (Fast Track) | N/A (Fast Track) | N/A (Fast Track) | Executed | No former queue position | not found |  |  |  | Konocti | 60 |  |  | TRUE | TRUE | Konocti | 60 | [10 empty] | 0 | 1
2019-11-12 08:42 | 2372-RD | Fast Track | Fast Track | In Service | Not Provided |  |  | SANTA CLARA | LOYOLA SUB | Storage | 0.015 | 12/4/2019 | 1/6/2020 | Pass |  |  | N/A (Fast Track) | N/A (Fast Track) | N/A (Fast Track) | Executed | No former queue position |  |  |  |  | Loyola |  |  |  | FALSE | FALSE | Loyola | [8 empty] | 0.015 |  | 0.015 | 1 | 1
2019-10-29 15:47 | 2373-RD | Fast Track | Fast Track | In Service | Not Provided |  |  | SANTA CLARA | SARATOGA SUB | Storage | 0.01 | 12/4/2019 | 12/23/2019 | Pass |  |  | N/A (Fast Track) | N/A (Fast Track) | N/A (Fast Track) | Executed | No former queue position |  |  |  |  | Saratoga | 230 |  |  | TRUE | FALSE | Saratoga | 230 | [7 empty] | 0.01 |  | 0.01 | 1 | 1
2019-11-07 18:31 | 2374-RD | Fast Track | Fast Track | In Service | Not Provided |  |  | YOLO | WOODLAND SUB | Storage | 0.03 | 12/4/2019 | 1/27/2020 | Pass |  |  | N/A (Fast Track) | N/A (Fast Track) | N/A (Fast Track) | Executed | No former queue position |  |  |  |  | Woodland | 115 |  |  | TRUE | FALSE | Woodland | 115 | [7 empty] | 0.03 |  | 0.03 | 1 | 1
2019-11-11 23:11 | 2375-RD | Fast Track | Fast Track | In Service | Not Provided |  |  | ALAMEDA | NEWARK SUB | Storage | 0.21 | 12/4/2019 | 1/17/2020 | Pass |  |  | N/A (Fast Track) | N/A (Fast Track) | N/A (Fast Track) | Executed | No former queue position |  |  |  |  | Newark | 230 |  |  | TRUE | FALSE | Newark | 230 | [7 empty] | 0.21 |  | 0.21 | 1 | 1
2019-11-04 13:33 | 2376-RD | Fast Track | Fast Track | In Service | Not Provided |  |  | MONTEREY | CARMEL SUB | Storage | 0.21 | 12/11/2019 | 12/20/2019 | Pass |  |  | N/A (Fast Track) | N/A (Fast Track) | N/A (Fast Track) | Executed | No former queue position |  |  |  |  | Carmel |  |  |  | FALSE | FALSE | Carmel | [8 empty] | 0.21 |  | 0.21 | 1 | 1
2019-11-09 12:50 | 2377-RD | Fast Track | Fast Track | In Service | Not Provided |  |  | SAN FRANCISCO | SAN FRAN P(HUNTERS POINT) SUB | Storage | 0.005 | 12/11/2019 | 12/17/2019 | Pass |  |  | N/A (Fast Track) | N/A (Fast Track) | N/A (Fast Track) | Executed | No former queue position |  |  |  |  | San Fran P(Hunters Point) |  |  |  | FALSE | FALSE | San Fran P(Hunters Point) | [8 empty] | 0.005 |  | 0.005 | 1 | 1
2019-11-05 12:30 | 2378-WD | Independent Study | Independent Study | Withdrawn | 12/31/2020 | Withdrawn | Withdrawn | SOLANO | PEABODY SUB | Solar PV | 6.6 | 12/10/2019 | Withdrawn | Withdrawn | Withdrawn | Withdrawn | Withdrawn | Withdrawn | Withdrawn | Withdrawn | No former queue position |  |  |  |  | Peabody | 230 |  |  | TRUE | FALSE | Peabody | 230 |  | 6.6 | [8 empty] | 0 | 0
2019-11-20 15:55 | 2379-WD | Independent Study | Independent Study | Withdrawn | 9/29/2020 | Withdrawn | Withdrawn | FRESNO | CARUTHERS SUB | Solar PV | 0.8 | 12/18/2019 | Withdrawn | Withdrawn | Withdrawn | Withdrawn | Withdrawn | Withdrawn | Withdrawn | Withdrawn | No former queue position |  |  |  |  | Caruthers |  |  |  | FALSE | FALSE | Caruthers |  |  | 0.8 | [8 empty] | 0 | 0
2019-11-20 16:10 | 2380-WD | Independent Study | Independent Study | Withdrawn | 9/29/2020 | Withdrawn | Withdrawn | KINGS | HENRIETTA SUB | Solar PV | 3 | 12/18/2019 | Withdrawn | Withdrawn | Withdrawn | Withdrawn | Withdrawn | Withdrawn | Withdrawn | Withdrawn | No former queue position |  |  |  |  | Henrietta | 230 |  |  | TRUE | FALSE | Henrietta | 230 |  | 3 | [8 empty] | 0 | 0
2019-11-19 08:51 | 2381-RD | Detailed Study | Detailed Study | Withdrawn | Not Provided | Withdrawn | Withdrawn | KERN | TWISSELMAN SUB | Solar PV, Storage | 31.4053 | 12/18/2019 | Withdrawn | Withdrawn | Withdrawn | Withdrawn | Withdrawn | Withdrawn | Withdrawn | Withdrawn | No former queue position |  |  |  |  | Twisselman |  |  |  | FALSE | FALSE | Twisselman |  |  | 31.4053 | [5 empty] | 31.4053 |  | 31.4053 | 0 | 0
2019-11-07 17:50 | 2382-RD | Fast Track | Fast Track | In Service | Not Provided |  |  | GLENN | ORLAND B SUB | Storage | 0.02805 | 12/24/2019 | 02/26/2020 | Pass |  |  | N/A (Fast Track) | N/A (Fast Track) | N/A (Fast Track) | Executed | No former queue position |  |  |  |  | Orland B |  |  |  | FALSE | FALSE | Orland B | [8 empty] | 0.02805 |  | 0.02805 | 1 | 1
2019-11-21 07:38 | 2383-WD | Independent Study | Independent Study | Withdrawn | 9/29/2020 | Withdrawn | Withdrawn | KINGS | JACOBS CORNER SUB | Solar PV | 3 | 12/24/2019 | Withdrawn | Withdrawn | Withdrawn | Withdrawn | Withdrawn | Withdrawn | Withdrawn | Withdrawn | No former queue position |  |  |  |  | Jacobs Corner |  |  |  | FALSE | FALSE | Jacobs Corner |  |  | 3 | [8 empty] | 0 | 0
2019-11-21 07:48 | 2384-WD | Independent Study | Independent Study | Withdrawn | 9/29/2020 | Withdrawn | Withdrawn | KERN | WELLFIELD SUB | Solar PV | 3 | 12/24/2019 | Withdrawn | Withdrawn | Withdrawn | Withdrawn | Withdrawn | Withdrawn | Withdrawn | Withdrawn | No former queue position |  |  |  |  | Wellfield |  |  |  | FALSE | FALSE | Wellfield |  |  | 3 | [8 empty] | 0 | 0
2019-11-21 07:54 | 2385-WD | Independent Study | Independent Study | Withdrawn | 9/30/2020 | Withdrawn | Withdrawn | KINGS | ALPAUGH SUB | Solar PV | 3 | 12/24/2019 | Withdrawn | Withdrawn | Withdrawn | Withdrawn | Withdrawn | Withdrawn | Withdrawn | Withdrawn | No former queue position |  |  |  |  | Alpaugh | 115 |  |  | TRUE | FALSE | Alpaugh | 115 |  | 3 | [8 empty] | 0 | 0
2019-11-21 07:57 | 2386-WD | Independent Study | Independent Study | Withdrawn | 9/29/2020 | Withdrawn | Withdrawn | KINGS | JACOBS CORNER SUB | Solar PV | 3 | 12/24/2019 | Withdrawn | Withdrawn | Withdrawn | Withdrawn | Withdrawn | Withdrawn | Withdrawn | Withdrawn | No former queue position |  |  |  |  | Jacobs Corner |  |  |  | FALSE | FALSE | Jacobs Corner |  |  | 3 | [8 empty] | 0 | 0
2019-12-02 18:25 | 2387-RD | Fast Track | Detailed Study | In Service | Not Provided |  |  | KERN | 7TH STANDARD SUB | Solar PV | 1.3172 | 12/24/2019 | 1/23/2020 | Fail Screens: I, J, K, M, V1, V2, S5 | 3/3/2020 | Fail | Fail | 8/10/2020 | N/A | Executed | No former queue position |  |  | 7th Standard | 115 | 7Th Standard | 115 |  |  | TRUE | FALSE | 7th Standard | 115 |  | 1.3172 | [8 empty] | 1 | 1
2019-12-23 16:03 | 2388-RD | Fast Track | Fast Track | In Service | Not Provided |  |  | SAN FRANCISCO | SAN FRAN F (MARINA) SUB | Solar PV | 0.05 | 12/24/2019 | 08/05/2021 | Pass |  |  | N/A (Fast Track) | N/A (Fast Track) | N/A (Fast Track) | Executed | No former queue position |  |  |  |  | San Fran F (Marina) |  |  |  | FALSE | FALSE | San Fran F (Marina) |  |  | 0.05 | [8 empty] | 1 | 1
2019-12-13 12:08 | 2389-WD | Independent Study | Independent Study | Active | 6/1/2023 |  |  | SAN JOAQUIN | STAGG SUB | Storage | 20 | 12/31/2019 | N/A | N/A (Independent Study) | N/A | N/A (Independent Study) | Pass | 12/4/2020 | N/A | Executed | No former queue position | Stagg | 230 | Stagg | 230 | Stagg | 230 |  |  | TRUE | TRUE | Stagg | 230 | [7 empty] | 20 |  | 20 | 0 | 1
2019-12-13 12:10 | 2390-WD | Independent Study | Independent Study | Active | 6/1/2023 |  |  | MENDOCINO | MENDOCINO SUB | Storage | 5 | 12/31/2019 | N/A | N/A (Independent Study) | N/A | N/A (Independent Study) | Pass | 2020-11-24 | N/A | Executed | No former queue position | Mendocino |  | Mendocino |  | Mendocino | 115 |  |  | TRUE | TRUE | Mendocino | [8 empty] | 5 |  | 5 | 0 | 1
2019-11-30 18:27 | 2391-RD | Fast Track | Fast Track | In Service | Not Provided |  |  | SANTA CLARA | LOS ALTOS SUB | Storage | 0.025 | 12/31/2019 | 1/23/2020 | Pass |  |  | N/A (Fast Track) | N/A (Fast Track) | N/A (Fast Track) | Executed | No former queue position |  |  |  |  | Los Altos |  |  |  | FALSE | FALSE | Los Altos | [8 empty] | 0.025 |  | 0.025 | 1 | 1
2019-11-12 16:37 | 2392-WD | Independent Study | Independent Study | Active | 9/1/2021 | 9/2/2022 |  | FRESNO | NEW KEARNEY SUB | Solar PV | 9.9751 | 12/31/2019 | N/A | N/A (Independent Study) | N/A | N/A (Independent Study) | Pass | 4/9/2020 | N/A | Executed | No former queue position | not found |  |  |  | New Kearney |  |  |  | FALSE | FALSE | New Kearney |  |  | 9.9751 | [8 empty] | 0 | 1
2019-12-04 11:19 | 2393-RD | Fast Track | Fast Track | Withdrawn | Not Provided | Withdrawn | Withdrawn | BUTTE | BUTTE SUB | Solar PV, Steam Turbine | 1.0808 | 12/31/2019 | 1/21/2020 | Fail Screens: B, F, G, J, K, L, M, S5 | Withdrawn | Withdrawn | Withdrawn | Withdrawn | Withdrawn | Withdrawn | No former queue position |  |  |  |  | Butte | 115 |  |  | TRUE | FALSE | Butte | 115 |  | 1.0808 | [8 empty] | 0 | 0
2019-12-04 14:15 | 2394-RD | Fast Track | Fast Track | In Service | Not Provided |  |  | SANTA CLARA | MONTAGUE SUB | Storage | 0.3345 | 12/31/2019 | 4/3/2020 | Pass |  |  | N/A (Fast Track) | N/A (Fast Track) | N/A (Fast Track) | Executed | No former queue position |  |  |  |  | Montague |  |  |  | FALSE | FALSE | Montague | [8 empty] | 0.3345 |  | 0.3345 | 1 | 1
2019-12-05 15:17 | 2395-RD | Fast Track | Fast Track | Withdrawn | Not Provided | Withdrawn | Withdrawn | SAN MATEO | SNEATH LANE SUB | Storage | 1.26 | 1/8/2020 | 1/31/2020 | Fail Screens: H, I, J, K, M | 4/1/2020 | Fail | Withdrawn | Withdrawn | Withdrawn | Withdrawn | No former queue position |  |  |  |  | Sneath Lane |  |  |  | FALSE | FALSE | Sneath Lane | [8 empty] | 1.26 |  | 1.26 | 0 | 0
2019-12-12 14:51 | 2396-RD | Fast Track | Fast Track | Withdrawn | Not Provided | Withdrawn | Withdrawn | EL DORADO | DIAMOND SPRINGS SUB | Storage | 0.7 | 1/8/2020 | 1/29/2020 | Pass | Withdrawn | Withdrawn | Withdrawn | Withdrawn | Withdrawn | Withdrawn | No former queue position |  |  |  |  | Diamond Springs |  |  |  | FALSE | FALSE | Diamond Springs | [8 empty] | 0.7 |  | 0.7 | 0 | 0
2019-12-13 13:12 | 2397-RD | Fast Track | Fast Track | In Service | Not Provided |  |  | AMADOR | MARTELL SUB | Storage | 0.5005 | 1/8/2020 | 2/10/2020 | Pass |  |  | N/A (Fast Track) | N/A (Fast Track) | N/A (Fast Track) | Executed | No former queue position |  |  |  |  | Martell |  |  |  | FALSE | FALSE | Martell | [8 empty] | 0.5005 |  | 0.5005 | 1 | 1
2019-11-08 18:19 | 2398-RD | Fast Track | Fast Track | In Service | Not Provided |  |  | ALAMEDA | MT EDEN SUB | Storage | 0.25 | 1/8/2020 | 3/26/2020 | Pass |  |  | N/A (Fast Track) | N/A (Fast Track) | N/A (Fast Track) | Executed | No former queue position |  |  |  |  | Mt Eden | 115 |  |  | TRUE | FALSE | Mt Eden | 115 | [7 empty] | 0.25 |  | 0.25 | 1 | 1
2019-11-27 15:08 | 2399-WD | Fast Track | Fast Track | Active | 11/30/2021 | 12/30/2021 |  | HUMBOLDT | NEWBURG SUB | Solar PV | 1 | 1/8/2020 | 1/24/2020 | Fail Screens: 2, 10 | 3/9/2020 | Pass | N/A (Fast Track) | N/A (Fast Track) | N/A (Fast Track) | Executed | No former queue position | not found |  | not found |  | Newburg |  |  |  | FALSE | FALSE | not found |  |  | 1 | [8 empty] | 0 | 1
2019-11-27 15:10 | 2400-WD | Fast Track | Independent Study | Active | 11/30/2021 | 3/2/2022 |  | HUMBOLDT | NEWBURG SUB | Solar PV | 1 | 1/8/2020 | 1/27/2020 | Fail Screens: 2, 4, 10 | 3/12/2020 | Fail | Pass | 8/3/2020 | N/A | Executed | No former queue position | not found |  | not found |  | Newburg |  |  |  | FALSE | FALSE | not found |  |  | 1 | [8 empty] | 0 | 1
2019-11-27 17:40 | 2401-RD | Fast Track | Fast Track | Withdrawn | Not Provided | Withdrawn | Withdrawn | YOLO | PLAINFIELD SUB | Solar PV | 0.8 | 1/8/2020 | 4/6/2020 | Fail Screens: F, J, K, L, M, S5, R1 | Withdrawn | Withdrawn | Withdrawn | Withdrawn | Withdrawn | Withdrawn | No former queue position |  |  |  |  | Plainfield |  |  |  | FALSE | FALSE | Plainfield |  |  | 0.8 | [8 empty] | 0 | 0
2019-12-04 14:27 | 2402-RD | Fast Track | Fast Track | In Service | Not Provided |  |  | SANTA CLARA | LOYOLA SUB | Storage | 0.02 | 1/8/2020 | 1/27/2020 | Pass |  |  | N/A (Fast Track) | N/A (Fast Track) | N/A (Fast Track) | Executed | No former queue position |  |  |  |  | Loyola |  |  |  | FALSE | FALSE | Loyola | [8 empty] | 0.02 |  | 0.02 | 1 | 1
2019-12-11 15:49 | 2403-RD | Fast Track | Fast Track | Withdrawn | Not Provided | Withdrawn | Withdrawn | FRESNO | WEST FRESNO SUB | Engine | 2.1504 | 1/8/2020 | 2/14/2020 | Fail Screens: B, D, F, G, I, J, K, L, M, V1, V2, S5, A1 | 4/20/2020 | Pass | Withdrawn | Withdrawn | Withdrawn | Withdrawn | No former queue position |  |  |  |  | West Fresno | 115 |  |  | TRUE | FALSE | West Fresno | 115 | [10 empty] | 0 | 0
2019-12-13 13:29 | 2404-RD | Fast Track | Detailed Study | Active | Not Provided |  |  | SAN JOAQUIN | HERDLYN SUB | Solar PV | 1.7 | 1/8/2020 | 1/30/2020 | Fail Screens: D, F, G, J, K, L, M, S5 | 4/1/2020 | Fail | Pass | 11/6/2020 | N/A | Executed | No former queue position | not found |  |  |  | Herdlyn |  |  |  | FALSE | FALSE | Herdlyn |  |  | 1.7 | [8 empty] | 0 | 1
2019-11-19 12:57 | 2405-RD | Fast Track | Fast Track | Withdrawn | Not Provided | Withdrawn | Withdrawn | TULARE | KINGSBURG SUB | Solar PV, Storage | 1.326 | 1/15/2020 | 2/5/2020 | Fail Screens: B, F, J, K, M, V1, S5, A1 | Withdrawn | Withdrawn | Withdrawn | Withdrawn | Withdrawn | Withdrawn | No former queue position |  |  |  |  | Kingsburg | 115 |  |  | TRUE | FALSE | Kingsburg | 115 |  | 1.326 | [5 empty] | 1.326 |  | 1.326 | 0 | 0
2019-12-18 17:57 | 2406-WD | Fast Track | Fast Track | Withdrawn | 12/30/2020 | Withdrawn | Withdrawn | HUMBOLDT | NEWBURG SUB | Solar PV | 1 | 1/15/2020 | 2/10/2020 | Fail Screens: 2, 4, 10 | Withdrawn | Withdrawn | Withdrawn | Withdrawn | Withdrawn | Withdrawn | No former queue position |  |  | not found |  | Newburg |  |  |  | FALSE | FALSE | not found |  |  | 1 | [8 empty] | 0 | 0
2019-12-18 18:03 | 2407-WD | Fast Track | Fast Track | Withdrawn | 6/30/2021 | Withdrawn | Withdrawn | HUMBOLDT | BLUE LAKE SUB | Solar PV | 1 | 1/15/2020 | 2/4/2020 | Fail Screens: 2, 4, 10 | Withdrawn | Withdrawn | Withdrawn | Withdrawn | Withdrawn | Withdrawn | No former queue position |  |  |  |  | Blue Lake |  |  |  | FALSE | FALSE | Blue Lake |  |  | 1 | [8 empty] | 0 | 0
2019-12-18 18:13 | 2408-WD | Fast Track | Fast Track | Withdrawn | 6/30/2021 | Withdrawn | Withdrawn | HUMBOLDT | NEWBURG SUB | Solar PV | 1 | 1/15/2020 | 2/4/2020 | Fail Screens: 2, 4, 10 | Withdrawn | Withdrawn | Withdrawn | Withdrawn | Withdrawn | Withdrawn | No former queue position |  |  | not found |  | Newburg |  |  |  | FALSE | FALSE | not found |  |  | 1 | [8 empty] | 0 | 0
2019-12-19 15:57 | 2409-RD | Fast Track | Fast Track | Withdrawn | Not Provided | Withdrawn | Withdrawn | SAN MATEO | PACIFICA SUB | Storage | 1.26 | 1/15/2020 | 2/3/2020 | Fail Screens: F, I, J, K, M | 3/31/2020 | Fail | Withdrawn | Withdrawn | Withdrawn | Withdrawn | No former queue position |  |  |  |  | Pacifica |  |  |  | FALSE | FALSE | Pacifica | [8 empty] | 1.26 |  | 1.26 | 0 | 0
2019-12-23 08:53 | 2410-RD | Fast Track | Fast Track | In Service | Not Provided |  |  | YOLO | DAVIS SUB | Solar PV | 1.0759 | 1/15/2020 | 3/30/2020 | Fail Screens: D, F, G, I, L, M, S5 | 5/29/2020 | Pass | N/A (Fast Track) | N/A (Fast Track) | N/A (Fast Track) | Executed | No former queue position |  |  |  |  | Davis | 115 |  |  | TRUE | FALSE | Davis | 115 |  | 1.0759 | [8 empty] | 1 | 1
2019-12-23 08:58 | 2411-RD | Fast Track | DGSP | In Service | Not Provided |  |  | YOLO | DAVIS SUB | Solar PV | 1.0759 | 1/15/2020 | 3/30/2020 | Fail Screens: D, F, G, I, L, M, V1, S5 | 5/27/2020 | Fail | Pass | 11/18/2020 | N/A | Executed | No former queue position |  |  |  |  | Davis | 115 |  |  | TRUE | FALSE | Davis | 115 |  | 1.0759 | [8 empty] | 1 | 1
2019-12-23 14:29 | 2412-RD | Fast Track | Fast Track | In Service | Not Provided | 5/3/2003 |  | HUMBOLDT | JANES CREEK SUB | Engine | 2 | 1/15/2020 | 2/19/2020 | Fail Screens: B, I, J, M | 7/21/2020 | Pass | N/A (Fast Track) | N/A (Fast Track) | N/A (Fast Track) | Executed | No former queue position |  |  |  |  | Janes Creek |  |  |  | FALSE | FALSE | Janes Creek | [11 empty] | 1 | 1
2019-12-17 16:03 | 2413-RD | Fast Track | Fast Track | In Service | Not Provided |  |  | CONTRA COSTA | SAN RAMON SUB | Storage | 0.005 | 1/22/2020 | 2/12/2020 | Pass |  |  | N/A (Fast Track) | N/A (Fast Track) | N/A (Fast Track) | Executed | No former queue position |  |  |  |  | San Ramon | 230 |  |  | TRUE | FALSE | San Ramon | 230 | [7 empty] | 0.005 |  | 0.005 | 1 | 1
2019-12-17 16:09 | 2414-RD | Fast Track | Fast Track | In Service | Not Provided |  |  | SAN FRANCISCO | SAN FRAN Y (LARKIN) SUB | Storage | 0.005 | 1/22/2020 | 2/7/2020 | Pass |  |  | N/A (Fast Track) | N/A (Fast Track) | N/A (Fast Track) | Executed | No former queue position |  |  |  |  | San Fran Y (Larkin) |  |  |  | FALSE | FALSE | San Fran Y (Larkin) | [8 empty] | 0.005 |  | 0.005 | 1 | 1
2019-12-20 12:29 | 2415-RD | Detailed Study | Detailed Study | Active | Not Provided |  |  | KERN | GANSO SUB | Solar PV | 1.5 | 1/22/2020 | N/A | N/A | N/A | N/A | Fail | 6/18/2020 | N/A | Executed | No former queue position | Ganso |  |  |  | Ganso | 115 |  |  | TRUE | TRUE | Ganso |  |  | 1.5 | [8 empty] | 0 | 1
2020-01-03 19:29 | 2416-RD | Fast Track | Fast Track | Withdrawn | Not Provided | Withdrawn | Withdrawn | SAN JOAQUIN | LINDEN SUB | Solar PV | 0.9375 | 1/22/2020 | Withdrawn | Withdrawn | Withdrawn | Withdrawn | Withdrawn | Withdrawn | Withdrawn | Withdrawn | No former queue position |  |  |  |  | Linden |  |  |  | FALSE | FALSE | Linden |  |  | 0.9375 | [8 empty] | 0 | 0
2020-01-06 14:06 | 2417-WD | Fast Track | Fast Track | Withdrawn | 3/31/2020 | Withdrawn | Withdrawn | SAN BENITO | SAN JUSTO SUB | Engine | 2 | 1/22/2020 | 2/6/2020 | Fail Screens: 2, 4, 5, 10 | 4/9/2020 | Pass | Withdrawn | Withdrawn | Withdrawn | Withdrawn | No former queue position |  |  |  |  | San Justo |  |  |  | FALSE | FALSE | San Justo | [11 empty] | 0 | 0
2019-11-14 10:45 | 2418-WD | Cluster | Cluster | Withdrawn | 11/30/2023 | Withdrawn | Withdrawn | FRESNO | DERRICK SUB | Solar PV, Storage | 63.9 | 1/22/2020 | Withdrawn | Withdrawn | Withdrawn | Withdrawn | Withdrawn | Withdrawn | Withdrawn | Withdrawn | No former queue position |  |  |  |  | Derrick |  |  |  | FALSE | FALSE | Derrick |  |  | 63.9 | [5 empty] | 63.9 |  | 63.9 | 0 | 0
2019-11-30 05:00 | 2419-RD | Fast Track | Fast Track | Withdrawn | Not Provided | Withdrawn | Withdrawn | NAPA | CALISTOGA SUB | Storage | 0.01 | 1/22/2020 | 2/10/2020 | Pass | Withdrawn | Withdrawn | Withdrawn | Withdrawn | Withdrawn | Withdrawn | No former queue position |  |  |  |  | Calistoga |  |  |  | FALSE | FALSE | Calistoga | [8 empty] | 0.01 |  | 0.01 | 0 | 0
2019-12-09 14:54 | 2420-RD | Detailed Study | Detailed Study | In Service | Not Provided |  |  | FRESNO | TRANSMISSION | Solar PV | 4.2 | 1/22/2020 | N/A | N/A | N/A | N/A | Pass | 7/30/2020 | N/A | Executed | No former queue position |  |  | not found |  | Transmission |  |  |  | FALSE | FALSE | not found |  |  | 4.2 | [8 empty] | 1 | 1
2019-12-12 14:23 | 2421-RD | Detailed Study | Detailed Study | In Service | Not Provided |  |  | KERN | TWISSELMAN SUB | Solar PV | 2.7 | 1/22/2020 | N/A | N/A | N/A | N/A | Pass | 5/11/2020 | N/A | Executed | No former queue position |  |  |  |  | Twisselman |  |  |  | FALSE | FALSE | Twisselman |  |  | 2.7 | [8 empty] | 1 | 1
2019-12-19 17:14 | 2422-RD | Detailed Study | Detailed Study | Withdrawn | Not Provided | Withdrawn | Withdrawn | MERCED | ATWATER SUB | Solar PV | 1.44 | 1/22/2020 | Withdrawn | Withdrawn | Withdrawn | Withdrawn | Withdrawn | Withdrawn | Withdrawn | Withdrawn | No former queue position |  |  |  |  | Atwater | 115 |  |  | TRUE | FALSE | Atwater | 115 |  | 1.44 | [8 empty] | 0 | 0
2019-12-24 09:57 | 2423-RD | Detailed Study | Detailed Study | In Service | Not Provided |  |  | KINGS | GUERNSEY SUB | Solar PV | 2.5382 | 06/11/2020 | N/A | N/A | N/A | N/A | Pass | 8/28/2020 | N/A | Executed | No former queue position |  |  |  |  | Guernsey | 70 |  |  | TRUE | FALSE | Guernsey | 70 |  | 2.5382 | [8 empty] | 1 | 1
2019-12-27 12:58 | 2424-RD | Fast Track | Fast Track | In Service | Not Provided |  |  | SANTA CLARA | LOYOLA SUB | Storage | 0.03 | 1/22/2020 | 2/12/2020 | Pass |  |  | N/A (Fast Track) | N/A (Fast Track) | N/A (Fast Track) | Executed | No former queue position |  |  |  |  | Loyola |  |  |  | FALSE | FALSE | Loyola | [8 empty] | 0.03 |  | 0.03 | 1 | 1
2020-01-07 10:43 | 2425-RD | Fast Track | Fast Track | In Service | Not Provided |  |  | MARIN | SAN RAFAEL SUB | Storage | 0.02 | 1/22/2020 | 2/12/2020 | Pass |  |  | N/A (Fast Track) | N/A (Fast Track) | N/A (Fast Track) | Executed | No former queue position |  |  |  |  | San Rafael |  |  |  | FALSE | FALSE | San Rafael | [8 empty] | 0.02 |  | 0.02 | 1 | 1
2020-01-08 11:13 | 2426-RD | Fast Track | Fast Track | In Service | Not Provided |  |  | LAKE | MIDDLETOWN SUB | Storage | 0.005 | 1/22/2020 | 2/10/2020 | Pass |  |  | N/A (Fast Track) | N/A (Fast Track) | N/A (Fast Track) | Executed | No former queue position |  |  |  |  | Middletown |  |  |  | FALSE | FALSE | Middletown | [8 empty] | 0.005 |  | 0.005 | 1 | 1
2019-12-04 16:03 | 2427-RD | Fast Track | Fast Track | In Service | Not Provided |  |  | SAN LUIS OBISPO | OCEANO SUB | Storage | 0.01 | 1/22/2020 | 2/10/2020 | Pass |  |  | N/A (Fast Track) | N/A (Fast Track) | N/A (Fast Track) | Executed | No former queue position |  |  |  |  | Oceano | 115 |  |  | TRUE | FALSE | Oceano | 115 | [7 empty] | 0.01 |  | 0.01 | 1 | 1
2019-12-30 13:47 | 2428-RD | Fast Track | Fast Track | Withdrawn | Not Provided | Withdrawn | Withdrawn | SAN LUIS OBISPO | CAYUCOS SUB | Solar PV, Storage | 0.01 | 1/22/2020 | Withdrawn | Withdrawn | Withdrawn | Withdrawn | Withdrawn | Withdrawn | Withdrawn | Withdrawn | No former queue position |  |  |  |  | Cayucos |  |  |  | FALSE | FALSE | Cayucos |  |  | 0.01 | [5 empty] | 0.01 |  | 0.01 | 0 | 0
2020-01-13 15:16 | 2429-RD | Fast Track | Fast Track | In Service | Not Provided |  |  | SONOMA | GUALALA SUB | Storage | 0.005 | 1/22/2020 | 2/10/2020 | Pass |  |  | N/A (Fast Track) | N/A (Fast Track) | N/A (Fast Track) | Executed | No former queue position |  |  |  |  | Gualala |  |  |  | FALSE | FALSE | Gualala | [8 empty] | 0.005 |  | 0.005 | 1 | 1
2020-01-14 23:23 | 2430-WD | Fast Track | Fast Track | Withdrawn | 12/30/2021 | Withdrawn | Withdrawn | SAN MATEO | DALY CITY SUB | Storage | 2 | 1/22/2020 | 2/10/2020 | Fail Screens: 2, 4, 10 | Withdrawn | Withdrawn | Withdrawn | Withdrawn | Withdrawn | Withdrawn | No former queue position |  |  |  |  | Daly City |  |  |  | FALSE | FALSE | Daly City | [8 empty] | 2 |  | 2 | 0 | 0
2020-01-14 15:38 | 2431-RD | Fast Track | Fast Track | Withdrawn | Not Provided | Withdrawn | Withdrawn | NAPA | PUEBLO SUB | Solar PV, Storage | 0.01 | 1/29/2020 | Withdrawn | Withdrawn | Withdrawn | Withdrawn | Withdrawn | Withdrawn | Withdrawn | Withdrawn | No former queue position |  |  |  |  | Pueblo |  |  |  | FALSE | FALSE | Pueblo |  |  | 0.01 | [5 empty] | 0.01 |  | 0.01 | 0 | 0
2020-01-15 17:03 | 2432-RD | Fast Track | Fast Track | Withdrawn | Not Provided | Withdrawn | Withdrawn | TULARE | KINGSBURG SUB | Solar PV | 1.625 | 03/30/2020 | 4/14/2020 | Fail Screens: D, F, J, K, M, S5 | Withdrawn | Withdrawn | Withdrawn | Withdrawn | Withdrawn | Withdrawn | No former queue position |  |  |  |  | Kingsburg | 115 |  |  | TRUE | FALSE | Kingsburg | 115 |  | 1.625 | [8 empty] | 0 | 0
2019-12-30 11:13 | 2433-RD | Fast Track | Fast Track | In Service | Not Provided |  |  | SAN MATEO | MENLO SUB | Storage | 0.015 | 2/4/2020 | 5/18/2020 | Pass |  |  | N/A (Fast Track) | N/A (Fast Track) | N/A (Fast Track) | Executed | No former queue position |  |  |  |  | Menlo | 60 |  |  | TRUE | FALSE | Menlo | 60 | [7 empty] | 0.015 |  | 0.015 | 1 | 1
2020-01-16 14:41 | 2434-WD | Fast Track | Independent Study | Withdrawn | 12/31/2022 | Withdrawn | Withdrawn | KINGS | TWISSELMAN SUB | Solar PV | 2 | 2/4/2020 | 2/28/2020 | Fail Screens: 2, 4, 7, 9, 10 | 5/13/2020 | Fail | Withdrawn | Withdrawn | Withdrawn | Withdrawn | No former queue position |  |  |  |  | Twisselman |  |  |  | FALSE | FALSE | Twisselman |  |  | 2 | [8 empty] | 0 | 0
2020-01-16 14:42 | 2435-WD | Fast Track | Fast Track | Withdrawn | 12/30/2022 | Withdrawn | Withdrawn | KINGS | TWISSELMAN SUB | Solar PV | 2 | 2/4/2020 | 2/28/2020 | Fail Screens: 2, 4, 7, 9, 10 | 5/13/2020 | Fail | Withdrawn | Withdrawn | Withdrawn | Withdrawn | No former queue position |  |  |  |  | Twisselman |  |  |  | FALSE | FALSE | Twisselman |  |  | 2 | [8 empty] | 0 | 0
2020-01-28 11:55 | 2436-RD | Fast Track | Fast Track | In Service | Not Provided |  |  | SONOMA | CLOVERDALE SUB | Storage | 0.005 | 2/12/2020 | 3/30/2020 | Pass |  |  | N/A (Fast Track) | N/A (Fast Track) | N/A (Fast Track) | Executed | No former queue position |  |  |  |  | Cloverdale | 115 |  |  | TRUE | FALSE | Cloverdale | 115 | [7 empty] | 0.005 |  | 0.005 | 1 | 1
2020-01-28 10:53 | 2437-RD | Fast Track | Fast Track | Withdrawn | Not Provided | Withdrawn | Withdrawn | TEHAMA | CORNING SUB | Storage | 0.00055 | 2/12/2020 | Withdrawn | Withdrawn | Withdrawn | Withdrawn | Withdrawn | Withdrawn | Withdrawn | Withdrawn | No former queue position |  |  |  |  | Corning |  |  |  | FALSE | FALSE | Corning | [8 empty] | 0.00055 |  | 0.00055 | 0 | 0
2020-01-28 12:08 | 2438-RD | Fast Track | Detailed Study | Active | Not Provided |  |  | YOLO | WEST SACRAMENTO SUB | Solar PV, Storage | 1.216 | 2/12/2020 | 5/12/2020 | Fail Screens: I, J, K, M, S5 | 6/9/2020 | Fail | Pass | 12/14/2020 | N/A | Executed | No former queue position | not found |  |  |  | West Sacramento |  |  |  | FALSE | FALSE | West Sacramento |  |  | 1.216 | [5 empty] | 1.216 |  | 1.216 | 0 | 1
2020-01-30 12:25 | 2439-RD | Fast Track | Fast Track | In Service | Not Provided |  |  | ALAMEDA | OAKLAND K (CLAREMONT) SUB | Storage | 0.015 | 2/12/2020 | 3/4/2020 | Pass |  |  | N/A (Fast Track) | N/A (Fast Track) | N/A (Fast Track) | Executed | No former queue position |  |  |  |  | Oakland K (Claremont) |  |  |  | FALSE | FALSE | Oakland K (Claremont) | [8 empty] | 0.015 |  | 0.015 | 1 | 1
2020-01-15 00:15 | 2440-WD | Fast Track | Fast Track | Withdrawn | 8/28/2020 | Withdrawn | Withdrawn | LAKE | CLEAR LAKE SUB | Solar PV | 3 | 2/19/2020 | Withdrawn | Withdrawn | Withdrawn | Withdrawn | Withdrawn | Withdrawn | Withdrawn | Withdrawn | No former queue position |  |  |  |  | Clear Lake |  |  |  | FALSE | FALSE | Clear Lake |  |  | 3 | [8 empty] | 0 | 0
2020-01-24 09:16 | 2441-RD | Fast Track | Detailed Study | Withdrawn | Not Provided | Withdrawn | Withdrawn | KERN | ANTELOPE SUB | Solar PV | 2.5 | 2/19/2020 | 3/17/2020 | Fail Screens: D, J, K, L, M, V1, V2, S5, A1 | 4/17/2020 | Fail | Withdrawn | Withdrawn | Withdrawn | Withdrawn | No former queue position |  |  |  |  | Antelope | 500 |  |  | TRUE | FALSE | Antelope | 500 |  | 2.5 | [8 empty] | 0 | 0
2020-01-30 12:38 | 2442-RD | Fast Track | Fast Track | Withdrawn | Not Provided | Withdrawn | Withdrawn | SAN MATEO | SAN CARLOS SUB | Other | 0.25 | 2/19/2020 | Withdrawn | Withdrawn | Withdrawn | Withdrawn | Withdrawn | Withdrawn | Withdrawn | Withdrawn | No former queue position |  |  |  |  | San Carlos |  |  |  | FALSE | FALSE | San Carlos | [11 empty] | 0 | 0
2020-01-27 23:06 | 2443-RD | Fast Track | Fast Track | In Service | Not Provided |  |  | HUMBOLDT | GARBERVILLE SUB | Storage | 0.21 | 2/19/2020 | 3/24/2020 | Pass |  |  | N/A (Fast Track) | N/A (Fast Track) | N/A (Fast Track) | Executed | No former queue position |  |  |  |  | Garberville |  |  |  | FALSE | FALSE | Garberville | [8 empty] | 0.21 |  | 0.21 | 1 | 1
2020-01-19 12:59 | 2444-RD | Fast Track | Fast Track | In Service | Not Provided |  |  | SANTA CLARA | LOYOLA SUB | Storage | 0.01 | 2/19/2020 | 5/26/2020 | Fail Screens: I, L, M, S5 |  |  | N/A (Fast Track) | N/A (Fast Track) | N/A (Fast Track) | Executed | No former queue position |  |  |  |  | Loyola |  |  |  | FALSE | FALSE | Loyola | [8 empty] | 0.01 |  | 0.01 | 1 | 1
2020-01-31 09:04 | 2445-RD | Fast Track | Fast Track | Withdrawn | Not Provided | Withdrawn | Withdrawn | ALAMEDA | ARLINGTON SUB | Storage | 0.015 | 2/26/2020 | 3/15/2020 | Pass | Withdrawn | Withdrawn | Withdrawn | Withdrawn | Withdrawn | Withdrawn | No former queue position |  |  |  |  | Arlington |  |  |  | FALSE | FALSE | Arlington | [8 empty] | 0.015 |  | 0.015 | 0 | 0
2020-02-03 12:28 | 2446-RD | Detailed Study | Detailed Study | Active | Not Provided |  |  | KERN | E20T Customer Owned | Solar PV | 18.9 | 2/26/2020 | N/A | N/A | N/A | N/A | Pass | 12/14/2020 | N/A | Executed | No former queue position | not found |  | not found |  | E20T Customer Owned |  |  |  | FALSE | FALSE | not found |  |  | 18.9 | [8 empty] | 0 | 1
2020-02-04 15:23 | 2447-RD | Fast Track | Fast Track | In Service | Not Provided |  |  | SAN FRANCISCO | SAN FRAN L SUB | Micro Turbine | 0.065 | 2/26/2020 | 3/19/2020 | Fail Screens: I, J, V1 |  |  | N/A (Fast Track) | N/A (Fast Track) | N/A (Fast Track) | Executed | No former queue position |  |  |  |  | San Fran L |  |  |  | FALSE | FALSE | San Fran L | [11 empty] | 1 | 1
2020-02-06 11:08 | 2448-RD | Fast Track | Fast Track | In Service | Not Provided |  |  | SONOMA | CORONA SUB | Storage | 0.03026 | 2/26/2020 | 3/18/2020 | Pass |  |  | N/A (Fast Track) | N/A (Fast Track) | N/A (Fast Track) | Executed | No former queue position |  |  |  |  | Corona | 115 |  |  | TRUE | FALSE | Corona | 115 | [7 empty] | 0.03026 |  | 0.03026 | 1 | 1
2020-02-06 12:00 | 2449-RD | Fast Track | Fast Track | Active | Not Provided |  |  | SONOMA | BELLEVUE SUB | Storage | 0.03026 | 2/26/2020 | 5/28/2020 | Fail Screens: D, J, M, V1, S5 |  |  | N/A (Fast Track) | N/A (Fast Track) | N/A (Fast Track) | Executed | No former queue position | not found |  |  |  | Bellevue | 115 |  |  | TRUE | TRUE | Bellevue | 115 | [7 empty] | 0.03026 |  | 0.03026 | 0 | 1
2020-02-12 16:15 | 2450-RD | Fast Track | Fast Track | Withdrawn | Not Provided | Withdrawn | Withdrawn | SAN FRANCISCO | Withdrawn | Other | 0.5 | 2/26/2020 | Withdrawn | Withdrawn | Withdrawn | Withdrawn | Withdrawn | Withdrawn | Withdrawn | Withdrawn | No former queue position |  |  |  |  | Withdrawn |  |  |  | FALSE | FALSE | Withdrawn | [11 empty] | 0 | 0
2020-02-12 17:22 | 2451-RD | Fast Track | Fast Track | Withdrawn | Not Provided | Withdrawn | Withdrawn | SAN FRANCISCO | Withdrawn | Other | 0.5 | 2/26/2020 | Withdrawn | Withdrawn | Withdrawn | Withdrawn | Withdrawn | Withdrawn | Withdrawn | Withdrawn | No former queue position |  |  |  |  | Withdrawn |  |  |  | FALSE | FALSE | Withdrawn | [11 empty] | 0 | 0
2020-02-12 17:46 | 2452-RD | Fast Track | Fast Track | Withdrawn | Not Provided | Withdrawn | Withdrawn | SAN FRANCISCO | Withdrawn | Other | 0.5 | 2/26/2020 | Withdrawn | Withdrawn | Withdrawn | Withdrawn | Withdrawn | Withdrawn | Withdrawn | Withdrawn | No former queue position |  |  |  |  | Withdrawn |  |  |  | FALSE | FALSE | Withdrawn | [11 empty] | 0 | 0
2020-01-31 06:43 | 2453-RD | Fast Track | Fast Track | Withdrawn | Not Provided | Withdrawn | Withdrawn | SANTA BARBARA | PURISIMA SUB | Micro Turbine | 4.56 | 2/26/2020 | 3/19/2020 | Fail Screens: B, F, J, K, M | 5/18/2020 | Pass | Withdrawn | Withdrawn | Withdrawn | Withdrawn | No former queue position |  |  |  |  | Purisima |  |  |  | FALSE | FALSE | Purisima | [11 empty] | 0 | 0
2020-01-31 09:43 | 2454-RD | Fast Track | Fast Track | Withdrawn | 7/31/2020 | Withdrawn | Withdrawn | MARIN | SAN RAFAEL SUB | Cogeneration | 0.995 | 2/26/2020 | Withdrawn | Withdrawn | Withdrawn | Withdrawn | Withdrawn | Withdrawn | Withdrawn | Withdrawn | No former queue position |  |  |  |  | San Rafael |  |  |  | FALSE | FALSE | San Rafael | [11 empty] | 0 | 0
2020-02-11 14:24 | 2455-RD | Fast Track | Fast Track | Active | Not Provided |  |  | ALAMEDA | DIXON LANDING SUB | Storage | 0.585 | 2/26/2020 | 5/5/2020 | Fail Screens: B, D, G, I, J, V1, S5, A1, B1 |  |  | N/A (Fast Track) | N/A (Fast Track) | N/A (Fast Track) | Executed | No former queue position | Dixon Landing |  |  |  | Dixon Landing | 115 |  |  | TRUE | TRUE | Dixon Landing | [8 empty] | 0.585 |  | 0.585 | 0 | 1
2020-02-03 10:43 | 2456-RD | Fast Track | Fast Track | Withdrawn | Not Provided | Withdrawn | Withdrawn | SAN MATEO | TRANSMISSION | Solar PV | 1.693 | 2/26/2020 | 4/22/2020 | Withdrawn | Withdrawn | Withdrawn | Withdrawn | Withdrawn | Withdrawn | Withdrawn | No former queue position |  |  | not found |  | Transmission |  |  |  | FALSE | FALSE | not found |  |  | 1.693 | [8 empty] | 0 | 0
2020-02-10 12:19 | 2457-RD | Fast Track | Fast Track | In Service | Not Provided |  |  | SAN FRANCISCO | SAN FRAN Y (LARKIN) SUB | Storage | 0.005 | 2/26/2020 | 3/15/2020 | Pass |  |  | N/A (Fast Track) | N/A (Fast Track) | N/A (Fast Track) | Executed | No former queue position |  |  |  |  | San Fran Y (Larkin) |  |  |  | FALSE | FALSE | San Fran Y (Larkin) | [8 empty] | 0.005 |  | 0.005 | 1 | 1
2020-02-14 08:08 | 2458-RD | Fast Track | Fast Track | Withdrawn | Not Provided | Withdrawn | Withdrawn | PLACER | PENRYN SUB | Storage | 0.01 | 3/4/2020 | Withdrawn | Withdrawn | Withdrawn | Withdrawn | Withdrawn | Withdrawn | Withdrawn | Withdrawn | No former queue position |  |  |  |  | Penryn |  |  |  | FALSE | FALSE | Penryn | [8 empty] | 0.01 |  | 0.01 | 0 | 0
2020-01-27 14:06 | 2459-RD | Fast Track | Fast Track | Withdrawn | Not Provided | Withdrawn | Withdrawn | PLACER | FORESTHILL SUB | Solar PV, Storage | 0.01 | 3/4/2020 | Withdrawn | Withdrawn | Withdrawn | Withdrawn | Withdrawn | Withdrawn | Withdrawn | Withdrawn | No former queue position |  |  |  |  | Foresthill |  |  |  | FALSE | FALSE | Foresthill |  |  | 0.01 | [5 empty] | 0.01 |  | 0.01 | 0 | 0
2020-02-07 08:55 | 2460-RD | Fast Track | Fast Track | Withdrawn | Not Provided | Withdrawn | Withdrawn | ALAMEDA | SAN RAMON SUB | Solar PV, Storage | 0.8304 | 3/4/2020 | 6/29/2020 | Fail Screens: J, K, M, S5 | 8/28/2020 | Pass | Withdrawn | Withdrawn | Withdrawn | Withdrawn | No former queue position |  |  |  |  | San Ramon | 230 |  |  | TRUE | FALSE | San Ramon | 230 |  | 0.8304 | [5 empty] | 0.8304 |  | 0.8304 | 0 | 0
2020-02-07 10:50 | 2461-RD | Fast Track | Fast Track | Withdrawn | Not Provided | Withdrawn | Withdrawn | FRESNO | PINEDALE SUB | Solar PV, Storage | 1.5744 | 3/4/2020 | 4/30/2020 | Fail Screens: B, I, J, K, M, S5, R1 | Withdrawn | Withdrawn | Withdrawn | Withdrawn | Withdrawn | Withdrawn | No former queue position |  |  |  |  | Pinedale |  |  |  | FALSE | FALSE | Pinedale |  |  | 1.5744 | [5 empty] | 1.5744 |  | 1.5744 | 0 | 0
2020-02-19 20:54 | 2462-RD | Fast Track | Detailed Study | In Service | Not Provided |  |  | KERN | FELLOWS SUB | Solar PV | 0.96 | 3/4/2020 | 3/20/2020 | Fail Screens: B, D, F, I, J, K, L, M, V1, S5, A1 | 5/18/2020 | Fail | Pass | 10/15/2020 | N/A | Executed | No former queue position |  |  |  |  | Fellows |  |  |  | FALSE | FALSE | Fellows |  |  | 0.96 | [8 empty] | 1 | 1
2020-02-04 14:50 | 2463-RD | Fast Track | Fast Track | Withdrawn | Not Provided | Withdrawn | Withdrawn | MADERA | BONITA SUB | Solar PV | 0.84 | 3/4/2020 | 5/15/2020 | Fail Screens: D, F, J, K, L, M, S5 | Withdrawn | Withdrawn | Withdrawn | Withdrawn | Withdrawn | Withdrawn | No former queue position |  |  |  |  | Bonita |  |  |  | FALSE | FALSE | Bonita |  |  | 0.84 | [8 empty] | 0 | 0
2020-02-17 10:32 | 2464-RD | Fast Track | Fast Track | In Service | Not Provided |  |  | SAN MATEO | EAST GRAND SUB | Fuel Cell | 0.2325 | 3/4/2020 | 9/10/2020 | Pass |  |  | N/A (Fast Track) | N/A (Fast Track) | N/A (Fast Track) | Executed | No former queue position |  |  |  |  | East Grand |  |  |  | FALSE | FALSE | East Grand | [11 empty] | 1 | 1
2020-02-19 18:28 | 2465-RD | Detailed Study | Detailed Study | In Service | Not Provided |  |  | MADERA | MADERA SUB | Solar PV, Storage | 3.7865 | 3/11/2020 | N/A | N/A | N/A | N/A | Pass | 7/30/2020 | N/A | Executed | No former queue position |  |  |  |  | Madera | 70 |  |  | TRUE | FALSE | Madera | 70 |  | 3.7865 | [5 empty] | 3.7865 |  | 3.7865 | 1 | 1
2020-02-14 09:20 | 2466-RD | Detailed Study | Detailed Study | In Service | Not Provided |  |  | KERN | CARNERAS SUB | Solar PV | 1.9112 | 3/11/2020 | N/A | N/A | N/A | N/A | Pass | 7/1/2020 | N/A | Executed | No former queue position |  |  |  |  | Carneras |  |  |  | FALSE | FALSE | Carneras |  |  | 1.9112 | [8 empty] | 1 | 1
2020-02-21 12:49 | 2467-RD | Fast Track | Fast Track | Withdrawn | 10/5/2020 | Withdrawn | Withdrawn | FRESNO | BULLARD SUB | Solar PV | 0.06015 | 3/11/2020 | 4/27/2020 | Pass | Withdrawn | Withdrawn | Withdrawn | Withdrawn | Withdrawn | Withdrawn | R21 Transition to WDT SGIA |  |  |  |  | Bullard | 115 |  |  | TRUE | FALSE | Bullard | 115 |  | 0.06015 | [8 empty] | 0 | 0
2020-02-06 10:03 | 2468-RD | Detailed Study | Detailed Study | In Service | Not Provided |  |  | SOLANO | VACA DIXON SUB | Solar PV, Storage | 5.3849 | 3/18/2020 | N/A | N/A | N/A | N/A | Pass | 10/6/2020 | N/A | Executed | No former queue position | not found |  |  |  | Vaca Dixon | 500 |  |  | TRUE | FALSE | Vaca Dixon | 500 |  | 5.3849 | [5 empty] | 5.3849 |  | 5.3849 | 1 | 1
2020-03-05 00:45 | 2469-WD | Fast Track | Independent Study | Withdrawn | 5/31/2021 | Withdrawn | Withdrawn | LAKE | CLEAR LAKE SUB | Storage | 3.2175 | 3/18/2020 | 4/9/2020 | Fail Screens: 2, 4, 10 | 6/3/2020 | Fail | Withdrawn | Withdrawn | Withdrawn | Withdrawn | No former queue position |  |  |  |  | Clear Lake |  |  |  | FALSE | FALSE | Clear Lake | [8 empty] | 3.2175 |  | 3.2175 | 0 | 0
2020-02-14 07:28 | 2470-RD | Fast Track | Fast Track | Withdrawn | Not Provided | Withdrawn | Withdrawn | SONOMA | LAKEVILLE SUB | Storage | 0.005 | 3/18/2020 | Withdrawn | Withdrawn | Withdrawn | Withdrawn | Withdrawn | Withdrawn | Withdrawn | Withdrawn | No former queue position |  |  |  |  | Lakeville | 230 |  |  | TRUE | FALSE | Lakeville | 230 | [7 empty] | 0.005 |  | 0.005 | 0 | 0
2020-03-04 15:53 | 2471-RD | Detailed Study | Detailed Study | Active | Not Provided |  |  | MADERA | EL PECO SUB | Solar PV | 1.8 | 3/18/2020 | N/A | N/A | N/A | N/A | Pass | 7/31/2020 | N/A | Executed | No former queue position | not found |  |  |  | El Peco |  |  |  | FALSE | FALSE | El Peco |  |  | 1.8 | [8 empty] | 0 | 1
2020-01-27 10:14 | 2472-WD | Fast Track | Fast Track | Withdrawn | 12/31/2022 | Withdrawn | Withdrawn | SOLANO | GRAND ISLAND SUB | Other | 4.158 | 3/18/2020 | 4/29/2020 | Fail Screens: 2, 4, 5, 6, 7, 9, 10 | 6/16/2020 | Fail | Withdrawn | Withdrawn | Withdrawn | Withdrawn | No former queue position |  |  |  |  | Grand Island | 115 |  |  | TRUE | FALSE | Grand Island | 115 | [10 empty] | 0 | 0
2020-03-04 15:57 | 2473-RD | Fast Track | Fast Track | Withdrawn | Not Provided | Withdrawn | Withdrawn | ALAMEDA | NEWARK SUB | Engine | 0.625 | 3/25/2020 | 6/19/2020 | Pass | Withdrawn | Withdrawn | Withdrawn | Withdrawn | Withdrawn | Withdrawn | No former queue position |  |  |  |  | Newark | 230 |  |  | TRUE | FALSE | Newark | 230 | [10 empty] | 0 | 0
2020-03-02 09:59 | 2474-WD | Fast Track | Fast Track | In Service | 7/31/2020 | 1/11/2022 |  | MARIN | SAN RAFAEL SUB | Engine | 0.995 | 3/26/2020 | 5/14/2020 | Fail Screens: 2, 7, 10 | 6/23/2020 | Pass | N/A (Fast Track) | N/A (Fast Track) | N/A (Fast Track) | Executed | No former queue position |  |  |  |  | San Rafael |  |  |  | FALSE | FALSE | San Rafael | [11 empty] | 1 | 1
2020-03-05 12:55 | 2475-RD | Fast Track | Fast Track | In Service | Not Provided | In Service | 8/6/2013 | TEHAMA | TYLER SUB | Wind | 1.0296 | 3/25/2020 | 4/7/2020 | Pass |  |  | N/A (Fast Track) | N/A (Fast Track) | N/A (Fast Track) | Executed | No former queue position |  |  |  |  | Tyler |  |  |  | FALSE | FALSE | Tyler |  |  |  | 1.0296 | [7 empty] | 1 | 1
2020-03-06 17:35 | 2476-RD | Fast Track | Detailed Study | In Service | Not Provided |  |  | KERN | WHEELER RIDGE SUB | Solar PV | 2.16 | 3/25/2020 | 4/27/2020 | Fail Screens: D, F, J, K, M, V1, S5, A1 | 6/26/2020 | Fail | Pass | 11/9/2020 | N/A | Executed | No former queue position |  |  |  |  | Wheeler Ridge | 230 |  |  | TRUE | FALSE | Wheeler Ridge | 230 |  | 2.16 | [8 empty] | 1 | 1
2020-03-09 21:18 | 2477-WD | Fast Track | Fast Track | Withdrawn | 10/30/2020 | Withdrawn | Withdrawn | HUMBOLDT | NEWBURG SUB | Solar PV | 2 | 3/25/2020 | 4/13/2020 | Fail Screens: 2, 4, 10 | 5/21/2020 | Fail | Withdrawn | Withdrawn | Withdrawn | Withdrawn | No former queue position |  |  | not found |  | Newburg |  |  |  | FALSE | FALSE | not found |  |  | 2 | [8 empty] | 0 | 0
2020-02-12 15:22 | 2478-RD | Fast Track | Fast Track | Withdrawn | Not Provided | Withdrawn | Withdrawn | SHASTA | DESCHUTES SUB | Storage | 0.01 | 4/1/2020 | Withdrawn | Withdrawn | Withdrawn | Withdrawn | Withdrawn | Withdrawn | Withdrawn | Withdrawn | No former queue position |  |  |  |  | Deschutes |  |  |  | FALSE | FALSE | Deschutes | [8 empty] | 0.01 |  | 0.01 | 0 | 0
2020-03-14 20:43 | 2479-WD | Independent Study | DGSP | Withdrawn | 6/30/2021 | Withdrawn | Withdrawn | HUMBOLDT | BLUE LAKE SUB | Solar PV | 1 | 4/1/2020 | Withdrawn | Withdrawn | Withdrawn | Withdrawn | Withdrawn | Withdrawn | Withdrawn | Withdrawn | No former queue position |  |  |  |  | Blue Lake |  |  |  | FALSE | FALSE | Blue Lake |  |  | 1 | [8 empty] | 0 | 0
2020-02-25 15:14 | 2480-RD | Fast Track | Fast Track | Withdrawn | Not Provided | Withdrawn | Withdrawn | FRESNO | WOODWARD SUB | Solar PV | 1.5107 | 4/1/2020 | Withdrawn | Withdrawn | Withdrawn | Withdrawn | Withdrawn | Withdrawn | Withdrawn | Withdrawn | No former queue position |  |  |  |  | Woodward | 115 |  |  | TRUE | FALSE | Woodward | 115 |  | 1.5107 | [8 empty] | 0 | 0
2020-02-27 09:44 | 2481-RD | Fast Track | Fast Track | Withdrawn | Not Provided | Withdrawn | Withdrawn | SAN FRANCISCO | SAN FRAN A (POTRERO PP) SUB | Engine | 0.75 | 4/1/2020 | 4/15/2020 | Withdrawn | Withdrawn | Withdrawn | Withdrawn | Withdrawn | Withdrawn | Withdrawn | No former queue position |  |  |  |  | San Fran A (Potrero Pp) | 230 |  |  | TRUE | FALSE | San Fran A (Potrero Pp) | 230 | [10 empty] | 0 | 0
2020-03-18 15:01 | 2482-WD | Fast Track | Fast Track | Withdrawn | 6/30/2020 | Withdrawn | Withdrawn | KERN | TUPMAN SUB | Fuel Cell, Steam Turbine | 0.6 | 4/8/2020 | 5/1/2020 | Fail Screens: 4, 5, 7, 9, 10 | 6/26/2020 | Pass | Withdrawn | Withdrawn | Withdrawn | Withdrawn | No former queue position |  |  |  |  | Tupman | 115 |  |  | TRUE | FALSE | Tupman | 115 | [10 empty] | 0 | 0
2020-02-27 15:41 | 2483-WD | Independent Study | Independent Study | Withdrawn | 6/15/2022 | Withdrawn | Withdrawn | SUTTER | MERIDIAN SUB | Storage | 8.36 | 4/8/2020 | Withdrawn | Withdrawn | Withdrawn | Withdrawn | Withdrawn | Withdrawn | Withdrawn | Withdrawn | No former queue position |  |  |  |  | Meridian | 60 |  |  | TRUE | FALSE | Meridian | 60 | [7 empty] | 8.36 |  | 8.36 | 0 | 0
2020-03-06 15:21 | 2484-WD | Independent Study | Independent Study | Active | 12/15/2021 | 7/6/2023 |  | KINGS | AVENAL SUB | Storage | 9.8805 | 4/8/2020 | N/A | N/A (Independent Study) | N/A | N/A (Independent Study) | Pass | 02/01/2021 | N/A | Executed | No former queue position | not found |  |  |  | Avenal |  |  |  | FALSE | FALSE | Avenal | [8 empty] | 9.8805 |  | 9.8805 | 0 | 1
2020-03-18 17:35 | 2485-WD | Independent Study | DGSP | Withdrawn | 6/30/2021 | Withdrawn | Withdrawn | HUMBOLDT | BLUE LAKE SUB | Solar PV | 0.98304 | 4/8/2020 | Withdrawn | Withdrawn | Withdrawn | Withdrawn | Withdrawn | Withdrawn | Withdrawn | Withdrawn | No former queue position |  |  |  |  | Blue Lake |  |  |  | FALSE | FALSE | Blue Lake |  |  | 0.98304 | [8 empty] | 0 | 0
2020-03-15 13:56 | 2486-RD | Fast Track | Fast Track | Active | Not Provided |  |  | SAN FRANCISCO | SAN FRAN Y (LARKIN) SUB | Storage | 0.01 | 4/8/2020 | 4/20/2020 | Pass |  |  | N/A (Fast Track) | N/A (Fast Track) | N/A (Fast Track) | Executed | No former queue position | not found |  |  |  | San Fran Y (Larkin) |  |  |  | FALSE | FALSE | San Fran Y (Larkin) | [8 empty] | 0.01 |  | 0.01 | 0 | 1
2020-03-06 09:34 | 2487-WD | Independent Study | Independent Study | Withdrawn | 1/3/2022 | Withdrawn | Withdrawn | KINGS | CORCORAN SUB | Storage | 0.84 | 4/8/2020 | Withdrawn | Withdrawn | Withdrawn | Withdrawn | Withdrawn | Withdrawn | Withdrawn | Withdrawn | No former queue position |  |  |  |  | Corcoran | 115 |  |  | TRUE | FALSE | Corcoran | 115 | [7 empty] | 0.84 |  | 0.84 | 0 | 0
2020-03-19 16:26 | 2488-RD | Fast Track | Fast Track | In Service | Not Provided |  |  | SAN JOAQUIN | FRENCH CAMP SUB | Storage | 0.24 | 4/8/2020 | 5/15/2020 | Pass |  |  | N/A (Fast Track) | N/A (Fast Track) | N/A (Fast Track) | Executed | No former queue position |  |  |  |  | French Camp | 60 |  |  | TRUE | FALSE | French Camp | 60 | [7 empty] | 0.24 |  | 0.24 | 1 | 1
2020-03-24 11:43 | 2489-RD | Fast Track | Fast Track | Withdrawn | Not Provided | Withdrawn | Withdrawn | MONTEREY | GREEN VALLEY SUB | Solar PV, Storage | 2.5385 | 4/15/2020 | 9/4/2020 | Fail Screens: D, H, I, J, K, M, S5 | 10/29/2020 | Pass | Withdrawn | Withdrawn | Withdrawn | Withdrawn | No former queue position |  |  |  |  | Green Valley | 115 |  |  | TRUE | FALSE | Green Valley | 115 |  | 2.5385 | [5 empty] | 2.5385 |  | 2.5385 | 0 | 0
2020-03-28 12:30 | 2490-RD | Fast Track | Fast Track | Withdrawn | Not Provided | Withdrawn | Withdrawn | BUTTE | CHICO B SUB | Solar PV | 1.0103 | 4/23/2020 | 7/8/2020 | Pass | Withdrawn | Withdrawn | Withdrawn | Withdrawn | Withdrawn | Withdrawn | No former queue position |  |  |  |  | Chico B |  |  |  | FALSE | FALSE | Chico B |  |  | 1.0103 | [8 empty] | 0 | 0
2020-03-26 16:36 | 2491-RD | Fast Track | Fast Track | Withdrawn | Not Provided | Withdrawn | Withdrawn | YOLO | WILKINS SLOUGH SUB | Solar PV | 1.375 | 4/23/2020 | 5/8/2020 | Fail Screens: J, K, L, M, A1 | Withdrawn | Withdrawn | Withdrawn | Withdrawn | Withdrawn | Withdrawn | No former queue position |  |  |  |  | Wilkins Slough |  |  |  | FALSE | FALSE | Wilkins Slough |  |  | 1.375 | [8 empty] | 0 | 0
2020-03-27 14:57 | 2492-RD | Fast Track | Fast Track | In Service | Not Provided |  |  | YOLO | KNIGHTS LANDING SUB | Solar PV | 0.96 | 4/23/2020 | 5/8/2020 | Fail Screens: D, F, G, J, K, L, M, S5 | 10/2/2020 | Pass | N/A (Fast Track) | N/A (Fast Track) | N/A (Fast Track) | Executed | No former queue position |  |  |  |  | Knights Landing | 115 |  |  | TRUE | FALSE | Knights Landing | 115 |  | 0.96 | [8 empty] | 1 | 1
2020-03-17 13:58 | 2493-RD | Fast Track | Detailed Study | Active | Not Provided |  |  | NEVADA | BRUNSWICK SUB | Solar PV, Storage | 1.7308 | 4/22/2020 | 8/28/2020 | Fail Screens: D, F, G, I, J, K, L, M, S5 | 10/9/2020 | Fail | Pass | 4/26/2021 | N/A | Executed | No former queue position | Brunswick |  |  |  | Brunswick | 115 |  |  | TRUE | TRUE | Brunswick |  |  | 1.7308 | [5 empty] | 1.7308 |  | 1.7308 | 0 | 1
2020-03-20 09:02 | 2494-RD | Fast Track | Fast Track | In Service | Not Provided |  |  | SANTA CLARA | MCKEE SUB | Storage | 0.02 | 4/22/2020 | 4/30/2020 | Pass |  |  | N/A (Fast Track) | N/A (Fast Track) | N/A (Fast Track) | Executed | No former queue position |  |  |  |  | Mckee |  |  |  | FALSE | FALSE | Mckee | [8 empty] | 0.02 |  | 0.02 | 1 | 1
2020-03-30 07:50 | 2495-WD | Independent Study | Independent Study | Active | 3/29/2022 | 2/24/2024 |  | SAN BENITO | HOLLISTER SUB | Storage | 13.0625 | 4/23/2020 | N/A | N/A (Independent Study) | N/A | N/A (Independent Study) | N/A | 9/11/2020 | 2022-01-11 | Executed | No former queue position | Hollister | 115 |  |  | Hollister | 115 |  |  | TRUE | TRUE | Hollister | 115 | [7 empty] | 13.0625 |  | 13.0625 | 0 | 1
2020-03-31 15:26 | 2496-WD | Independent Study | Independent Study | Withdrawn | 6/2/2021 | Withdrawn | Withdrawn | KINGS | AVENAL SUB | Storage | 60 | 4/29/2020 | Withdrawn | Withdrawn | Withdrawn | Withdrawn | Withdrawn | Withdrawn | Withdrawn | Withdrawn | No former queue position |  |  |  |  | Avenal |  |  |  | FALSE | FALSE | Avenal | [8 empty] | 60 |  | 60 | 0 | 0
2020-03-31 17:10 | 2497-WD | Independent Study | Independent Study | Withdrawn | 11/30/2021 | Withdrawn | Withdrawn | CONTRA COSTA | BRENTWOOD SUB | Solar PV, Storage | 7 | 4/29/2020 | Withdrawn | Withdrawn | Withdrawn | Withdrawn | Withdrawn | Withdrawn | Withdrawn | Withdrawn | No former queue position |  |  |  |  | Brentwood | 230 |  |  | TRUE | FALSE | Brentwood | 230 |  | 7 | [5 empty] | 7 |  | 7 | 0 | 0
2020-04-03 15:45 | 2498-RD | Fast Track | Fast Track | In Service | Not Provided |  |  | MARIN | SAN RAFAEL SUB | Storage | 0.01 | 4/29/2020 | 3/3/2021 | Pass |  |  | N/A (Fast Track) | N/A (Fast Track) | N/A (Fast Track) | Executed | No former queue position |  |  |  |  | San Rafael |  |  |  | FALSE | FALSE | San Rafael | [8 empty] | 0.01 |  | 0.01 | 1 | 1
2020-03-23 16:14 | 2499-RD | Fast Track | Fast Track | In Service | Not Provided |  |  | SANTA CRUZ | GREEN VALLEY SUB | Storage | 0.005 | 4/29/2020 | 5/1/2020 | Pass |  |  | N/A (Fast Track) | N/A (Fast Track) | N/A (Fast Track) | Executed | No former queue position |  |  |  |  | Green Valley | 115 |  |  | TRUE | FALSE | Green Valley | 115 | [7 empty] | 0.005 |  | 0.005 | 1 | 1
2020-04-06 17:23 | 2500-RD | Fast Track | Fast Track | Withdrawn | Not Provided | Withdrawn | Withdrawn | HUMBOLDT | HARRIS SUB | Engine | 0.624 | 4/29/2020 | 5/12/2020 | Pass | Withdrawn | Withdrawn | Withdrawn | Withdrawn | Withdrawn | Withdrawn | No former queue position | not found |  |  |  | Harris | 60 |  |  | TRUE | FALSE | Harris | 60 | [10 empty] | 0 | 0
2020-04-10 07:42 | 2501-RD | Fast Track | Fast Track | Withdrawn | Not Provided | Withdrawn | Withdrawn | NAPA | BASALT SUB | Engine | 0.624 | 4/29/2020 | 5/12/2020 | Fail Screens: B, I, J, M, S5 | Withdrawn | Withdrawn | Withdrawn | Withdrawn | Withdrawn | Withdrawn | No former queue position | not found |  |  |  | Basalt |  |  |  | FALSE | FALSE | Basalt | [11 empty] | 0 | 0
2020-04-10 07:57 | 2502-RD | Fast Track | Fast Track | Withdrawn | Not Provided | Withdrawn | Withdrawn | PLACER | BELL SUB | Engine | 0.625 | 4/29/2020 | 5/26/2020 | Fail Screens: B, F, I, J, K, L, M, S5 | Withdrawn | Withdrawn | Withdrawn | Withdrawn | Withdrawn | Withdrawn | No former queue position | not found |  | not found |  | Bell | 115 |  |  | TRUE | FALSE | not found | 115 | [10 empty] | 0 | 0
2020-04-10 08:11 | 2503-RD | Fast Track | Fast Track | Withdrawn | Not Provided | Withdrawn | Withdrawn | MARIN | SAN RAFAEL SUB | Engine | 0.6248 | 4/29/2020 | 5/12/2020 | Pass | Withdrawn | Withdrawn | Withdrawn | Withdrawn | Withdrawn | Withdrawn | No former queue position | not found |  |  |  | San Rafael |  |  |  | FALSE | FALSE | San Rafael | [11 empty] | 0 | 0
2020-04-10 11:35 | 2504-RD | Fast Track | Fast Track | In Service | Not Provided |  |  | FRESNO | CALFLAX SUB | Solar PV | 0.892 | 4/29/2020 | 5/13/2020 | Pass |  |  | N/A (Fast Track) | N/A (Fast Track) | N/A (Fast Track) | Executed | No former queue position |  |  |  |  | Calflax |  |  |  | FALSE | FALSE | Calflax |  |  | 0.892 | [8 empty] | 1 | 1
2020-03-17 16:38 | 2505-RD | Detailed Study | Detailed Study | Withdrawn | Not Provided | Withdrawn | Withdrawn | FRESNO | MENDOTA SUB | Solar PV | 66 | 5/6/2020 | Withdrawn | Withdrawn | Withdrawn | Withdrawn | Withdrawn | Withdrawn | Withdrawn | Withdrawn | No former queue position |  |  |  |  | Mendota | 115 |  |  | TRUE | FALSE | Mendota | 115 |  | 66 | [8 empty] | 0 | 0
2020-03-19 08:49 | 2506-RD | Fast Track | Fast Track | Withdrawn | Not Provided | Withdrawn | Withdrawn | YOLO | DAVIS SUB | Solar PV, Storage | 1.2404 | 5/6/2020 | 7/28/2020 | Withdrawn | Withdrawn | Withdrawn | Withdrawn | Withdrawn | Withdrawn | Withdrawn | No former queue position |  |  |  |  | Davis | 115 |  |  | TRUE | FALSE | Davis | 115 |  | 1.2404 | [5 empty] | 1.2404 |  | 1.2404 | 0 | 0
2020-04-07 14:47 | 2507-RD | Detailed Study | Detailed Study | In Service | Not Provided |  |  | MERCED | ORTIGA SUB | Solar PV | 0.4 | 5/6/2020 | N/A | N/A | N/A | N/A | Pass | 11/19/2020 | N/A | Executed | No former queue position |  |  |  |  | Ortiga |  |  |  | FALSE | FALSE | Ortiga |  |  | 0.4 | [8 empty] | 1 | 1
2020-04-08 16:00 | 2508-WD | Independent Study | Independent Study | Withdrawn | 3/1/2021 | Withdrawn | Withdrawn | CONTRA COSTA | HERDLYN SUB | Solar PV | 5 | 5/6/2020 | Withdrawn | Withdrawn | Withdrawn | Withdrawn | Withdrawn | Withdrawn | Withdrawn | Withdrawn | No former queue position |  |  |  |  | Herdlyn |  |  |  | FALSE | FALSE | Herdlyn |  |  | 5 | [8 empty] | 0 | 0
2020-03-31 14:09 | 2509-RD | Detailed Study | Detailed Study | Active | Not Provided |  |  | CONTRA COSTA | Customer Owned | Solar PV, Steam Turbine | 39.4634 | 5/6/2020 | N/A | N/A | N/A | N/A | Pass | 11/30/2021 | N/A | Executed | No former queue position | not found |  | not found |  | Customer Owned |  |  |  | FALSE | FALSE | not found |  |  | 39.4634 | [8 empty] | 0 | 1
2020-04-13 21:54 | 2510-WD | Independent Study | Independent Study | Withdrawn | 12/1/2021 | Withdrawn | Withdrawn | SOLANO | CORDELIA SUB | Solar PV, Storage | 7.8 | 5/6/2020 | Withdrawn | Withdrawn | Withdrawn | Withdrawn | Withdrawn | Withdrawn | Withdrawn | Withdrawn | No former queue position |  |  |  |  | Cordelia |  |  |  | FALSE | FALSE | Cordelia |  |  | 7.8 | [5 empty] | 7.8 |  | 7.8 | 0 | 0
2020-04-20 09:58 | 2511-RD | Fast Track | Fast Track | In Service | Not Provided |  |  | FRESNO | WOODWARD SUB | Solar PV, Storage | 2.063 | 5/6/2020 | 11/30/2020 | Pass |  |  | N/A (Fast Track) | N/A (Fast Track) | N/A (Fast Track) | Executed | No former queue position |  |  |  |  | Woodward | 115 |  |  | TRUE | FALSE | Woodward | 115 |  | 2.063 | [5 empty] | 2.063 |  | 2.063 | 1 | 1
2020-04-21 11:05 | 2512-RD | Detailed Study | Detailed Study | Active | Not Provided |  |  | SANTA CRUZ | PAUL SWEET SUB | Solar PV, Storage | 3.5543 | 5/13/2020 | N/A | N/A | N/A | N/A | Pass | 10/13/2020 | N/A | Executed | No former queue position | not found |  |  |  | Paul Sweet | 115 |  |  | TRUE | TRUE | Paul Sweet | 115 |  | 3.5543 | [5 empty] | 3.5543 |  | 3.5543 | 0 | 1
2020-04-22 09:49 | 2513-RD | Fast Track | Fast Track | In Service | Not Provided |  |  | MENDOCINO | HOPLAND SUB | Solar PV | 0.6 | 5/13/2020 | 7/2/2020 | Pass |  |  | N/A (Fast Track) | N/A (Fast Track) | N/A (Fast Track) | Executed | No former queue position |  |  |  |  | Hopland | 115 |  |  | TRUE | FALSE | Hopland | 115 |  | 0.6 | [8 empty] | 1 | 1
2020-04-27 15:19 | 2514-RD | Detailed Study | Detailed Study | Active | Not Provided |  |  | KERN | COLUMBUS SUB | Solar PV, Storage | 3.3032 | 5/27/2020 | N/A | N/A | N/A | N/A | Pass | 2/16/2021 | N/A | Executed | No former queue position | Columbus |  | Columbus |  | Columbus | 115 |  |  | TRUE | TRUE | Columbus |  |  | 3.3032 | [5 empty] | 3.3032 |  | 3.3032 | 0 | 1
2020-05-01 12:35 | 2515-RD | Fast Track | Fast Track | Withdrawn | Not Provided | Withdrawn | Withdrawn | STANISLAUS | RIVERBANK SUB | Combustion Engine | 0.99 | 5/13/2020 | Withdrawn | Withdrawn | Withdrawn | Withdrawn | Withdrawn | Withdrawn | Withdrawn | Withdrawn | No former queue position |  |  |  |  | Riverbank | 115 |  |  | TRUE | FALSE | Riverbank | 115 | [10 empty] | 0 | 0
2020-03-30 18:18 | 2516-RD | Fast Track | Fast Track | In Service | Not Provided |  |  | SAN MATEO | MILLBRAE SUB | Storage | 0.01 | 5/13/2020 | 6/3/2020 | Pass |  |  | N/A (Fast Track) | N/A (Fast Track) | N/A (Fast Track) | Executed | No former queue position |  |  |  |  | Millbrae | 115 |  |  | TRUE | FALSE | Millbrae | 115 | [7 empty] | 0.01 |  | 0.01 | 1 | 1
2020-03-31 15:22 | 2517-WD | Fast Track | Fast Track | Withdrawn | 11/2/2020 | Withdrawn | Withdrawn | KINGS | AVENAL SUB | Storage | 6 | 5/13/2020 | 6/4/2020 | Fail Screens: 2, 4, 10 | 8/14/2020 | Fail | Withdrawn | Withdrawn | Withdrawn | Withdrawn | No former queue position |  |  |  |  | Avenal |  |  |  | FALSE | FALSE | Avenal | [8 empty] | 6 |  | 6 | 0 | 0
2020-04-21 09:21 | 2518-WD | Independent Study | Independent Study | Withdrawn | 4/16/2022 | Withdrawn | Withdrawn | SANTA CRUZ | ROB ROY SUB | Storage | 109.994 | 5/13/2020 | Withdrawn | Withdrawn | Withdrawn | Withdrawn | Withdrawn | Withdrawn | Withdrawn | Withdrawn | No former queue position |  |  |  |  | Rob Roy |  |  |  | FALSE | FALSE | Rob Roy | [8 empty] | 109.994 |  | 109.994 | 0 | 0
2020-04-30 14:23 | 2519-RD | Fast Track | Fast Track | In Service | Not Provided |  |  | MARIN | ALTO SUB | Storage | 0.02 | 5/20/2020 | 5/22/2020 | Pass |  |  | N/A (Fast Track) | N/A (Fast Track) | N/A (Fast Track) | Executed | No former queue position |  |  |  |  | Alto |  |  |  | FALSE | FALSE | Alto | [8 empty] | 0.02 |  | 0.02 | 1 | 1
2020-05-04 11:11 | 2520-RD | Fast Track | Fast Track | In Service | Not Provided |  |  | CONTRA COSTA | TASSAJARA SUB | Storage | 0.01 | 5/20/2020 | 6/8/2020 | Pass |  |  | N/A (Fast Track) | N/A (Fast Track) | N/A (Fast Track) | Executed | No former queue position |  |  |  |  | Tassajara | 230 |  |  | TRUE | FALSE | Tassajara | 230 | [7 empty] | 0.01 |  | 0.01 | 1 | 1
2020-05-11 18:35 | 2521-RD | Fast Track | Detailed Study | Withdrawn | 3/29/2021 | Withdrawn | Withdrawn | FRESNO | PARLIER SUB | Steam Turbine | 3.3 | 5/20/2020 | 6/4/2020 | Fail Screens: B, D, F, I, J, K, M, V1, V2, S5, A1 | 7/8/2020 | Fail | Withdrawn | Withdrawn | Withdrawn | Withdrawn | No former queue position |  |  |  |  | Parlier |  |  |  | FALSE | FALSE | Parlier | [11 empty] | 0 | 0
2020-04-14 11:05 | 2522-RD | Detailed Study | Detailed Study | In Service | Not Provided |  |  | YOLO | PLAINFIELD SUB | Solar PV | 0.8 | 5/20/2020 | N/A | N/A | N/A | N/A | Pass | 9/23/2020 | N/A | Executed | No former queue position |  |  |  |  | Plainfield |  |  |  | FALSE | FALSE | Plainfield |  |  | 0.8 | [8 empty] | 1 | 1
2020-05-11 17:33 | 2523-RD | Fast Track | Fast Track | Withdrawn | 3/29/2021 | Withdrawn | Withdrawn | MADERA | MADERA SUB | Steam Turbine | 0.00371 | 5/20/2020 | 6/10/2020 | Fail Screens: B, D, I, L, M, V1, V2, S5, A1 | 8/4/2020 | Fail | Withdrawn | Withdrawn | Withdrawn | Withdrawn | No former queue position |  |  |  |  | Madera | 70 |  |  | TRUE | FALSE | Madera | 70 | [10 empty] | 0 | 0
2020-04-16 13:54 | 2524-RD | Fast Track | Fast Track | Active | Not Provided |  |  | ALAMEDA | JARVIS SUB | Solar PV | 0.84 | 5/20/2020 | 8/7/2020 | Pass |  |  | N/A (Fast Track) | N/A (Fast Track) | N/A (Fast Track) | Executed | No former queue position | not found |  |  |  | Jarvis |  |  |  | FALSE | FALSE | Jarvis |  |  | 0.84 | [8 empty] | 0 | 1
2020-04-20 09:56 | 2525-RD | Fast Track | Fast Track | Active | Not Provided |  |  | ALAMEDA | FREMONT SUB | Solar PV | 1.98 | 5/20/2020 | 6/19/2020 | Fail Screens: D, H, J, K, M, S5 | 8/7/2020 | Pass | N/A (Fast Track) | N/A (Fast Track) | N/A (Fast Track) | Executed | No former queue position | not found |  | not found |  | Fremont | 115 |  |  | TRUE | TRUE | not found | 115 |  | 1.98 | [8 empty] | 0 | 1
2020-04-20 09:57 | 2526-RD | Fast Track | Fast Track | Withdrawn | Not Provided | Withdrawn | Withdrawn | ALAMEDA | JARVIS SUB | Solar PV | 2.52 | 5/20/2020 | 6/19/2020 | Fail Screens: G, M, S5 | 8/13/2020 | Pass | Withdrawn | Withdrawn | Withdrawn | Withdrawn | No former queue position |  |  |  |  | Jarvis |  |  |  | FALSE | FALSE | Jarvis |  |  | 2.52 | [8 empty] | 0 | 0
2020-04-20 10:06 | 2527-RD | Fast Track | Fast Track | Active | Not Provided |  |  | ALAMEDA | FREMONT SUB | Solar PV | 0.35 | 5/20/2020 | 7/21/2020 | Pass |  |  | N/A (Fast Track) | N/A (Fast Track) | N/A (Fast Track) | Executed | No former queue position | not found |  | not found |  | Fremont | 115 |  |  | TRUE | TRUE | not found | 115 |  | 0.35 | [8 empty] | 0 | 1
2020-04-20 10:14 | 2528-RD | Fast Track | Fast Track | Active | Not Provided |  |  | ALAMEDA | DIXON LANDING SUB | Solar PV | 0.9 | 5/20/2020 | 8/7/2020 | Pass |  |  | N/A (Fast Track) | N/A (Fast Track) | N/A (Fast Track) | Executed | No former queue position | Dixon Landing |  |  |  | Dixon Landing | 115 |  |  | TRUE | TRUE | Dixon Landing |  |  | 0.9 | [8 empty] | 0 | 1
2020-05-09 14:24 | 2529-RD | Fast Track | Fast Track | Withdrawn | Not Provided | Withdrawn | Withdrawn | MARIN | IGNACIO SUB | Solar PV | 0.008 | 5/20/2020 | Withdrawn | Withdrawn | Withdrawn | Withdrawn | Withdrawn | Withdrawn | Withdrawn | Withdrawn | No former queue position |  |  |  |  | Ignacio | 230 |  |  | TRUE | FALSE | Ignacio | 230 |  | 0.008 | [8 empty] | 0 | 0
2020-05-13 11:23 | 2530-WD | Independent Study | Independent Study | Withdrawn | 8/30/2021 | Withdrawn | Withdrawn | PLACER | LINCOLN SUB | Storage, Turbine | 10.863 | 5/20/2020 | Withdrawn | Withdrawn | Withdrawn | Withdrawn | Withdrawn | Withdrawn | Withdrawn | Withdrawn | No former queue position |  |  |  |  | Lincoln | 115 |  |  | TRUE | FALSE | Lincoln | 115 | [7 empty] | 10.863 |  | 10.863 | 0 | 0
2020-05-13 16:16 | 2531-RD | Fast Track | Fast Track | In Service | Not Provided |  |  | SANTA CLARA | MILPITAS SUB | Storage | 0.015 | 5/20/2020 | 6/8/2020 | Pass |  |  | N/A (Fast Track) | N/A (Fast Track) | N/A (Fast Track) | Executed | No former queue position |  |  |  |  | Milpitas |  |  |  | FALSE | FALSE | Milpitas | [8 empty] | 0.015 |  | 0.015 | 1 | 1
2020-05-14 10:22 | 2532-WD | Independent Study | Independent Study | Withdrawn | 8/30/2021 | Withdrawn | Withdrawn | PLACER | LINCOLN SUB | Storage, Turbine | 10.863 | 5/20/2020 | Withdrawn | Withdrawn | Withdrawn | Withdrawn | Withdrawn | Withdrawn | Withdrawn | Withdrawn | No former queue position |  |  |  |  | Lincoln | 115 |  |  | TRUE | FALSE | Lincoln | 115 | [7 empty] | 10.863 |  | 10.863 | 0 | 0
2020-05-14 10:30 | 2533-WD | Independent Study | Independent Study | Active | 8/30/2021 | 9/26/2023 |  | YUBA | PLUMAS SUB | Storage | 4.092 | 5/20/2020 | N/A | N/A (Independent Study) | N/A | N/A (Independent Study) | Pass | 2/17/2021 | N/A | Executed | No former queue position | not found |  |  |  | Plumas |  |  |  | FALSE | FALSE | Plumas | [8 empty] | 4.092 |  | 4.092 | 0 | 1
2020-05-11 20:33 | 2534-RD | Fast Track | Detailed Study | Withdrawn | 3/29/2021 | Withdrawn | Withdrawn | FRESNO | MCCALL SUB | Engine | 3.3 | 5/27/2020 | 6/10/2020 | Fail Screens: B, D, I, L, M, V1, V2, S5, A1 | 7/17/2020 | Fail | Withdrawn | Withdrawn | Withdrawn | Withdrawn | No former queue position |  |  |  |  | Mccall | 230 |  |  | TRUE | FALSE | Mccall | 230 | [10 empty] | 0 | 0
2020-05-11 17:31 | 2535-WD | Fast Track | Fast Track | Withdrawn | 12/11/2020 | Withdrawn | Withdrawn | FRESNO | BIOLA SUB | Fuel Cell | 0.9995 | 5/27/2020 | 6/16/2020 | Fail Screens: 2, 4, 10 | Withdrawn | Withdrawn | Withdrawn | Withdrawn | Withdrawn | Withdrawn | No former queue position |  |  |  |  | Biola | 70 |  |  | TRUE | FALSE | Biola | 70 | [10 empty] | 0 | 0
2020-04-15 10:40 | 2536-RD | Fast Track | Fast Track | In Service | Not Provided |  |  | NAPA | SILVERADO SUB | Storage | 0.015 | 5/27/2020 | 6/3/2020 | Pass |  |  | N/A (Fast Track) | N/A (Fast Track) | N/A (Fast Track) | Executed | No former queue position |  |  |  |  | Silverado | 115 |  |  | TRUE | FALSE | Silverado | 115 | [7 empty] | 0.015 |  | 0.015 | 1 | 1
2020-05-12 10:33 | 2537-RD | Fast Track | Fast Track | In Service | Not Provided |  |  | SAN MATEO | WOODSIDE SUB | Storage | 0.01 | 5/27/2020 | 6/9/2020 | Pass |  |  | N/A (Fast Track) | N/A (Fast Track) | N/A (Fast Track) | Executed | No former queue position |  |  |  |  | Woodside |  |  |  | FALSE | FALSE | Woodside | [8 empty] | 0.01 |  | 0.01 | 1 | 1
2020-04-22 14:39 | 2538-RD | Detailed Study | Detailed Study | Withdrawn | Not Provided | Withdrawn | Withdrawn | TEHAMA | LOS MOLINOS SUB | Solar PV | 0.32 | 5/27/2020 | Withdrawn | Withdrawn | Withdrawn | Withdrawn | Withdrawn | Withdrawn | Withdrawn | Withdrawn | No former queue position |  |  |  |  | Los Molinos |  |  |  | FALSE | FALSE | Los Molinos |  |  | 0.32 | [8 empty] | 0 | 0
2020-05-07 10:33 | 2539-RD | Detailed Study | DGSP | In Service | Not Provided |  |  | FRESNO | SANGER SUB | Fuel Cell, Solar PV | 1.8 | 5/27/2020 | N/A | N/A | N/A | N/A | Pass | 9/14/2020 | N/A | Executed | No former queue position |  |  |  |  | Sanger | 115 |  |  | TRUE | FALSE | Sanger | 115 |  | 1.8 | [8 empty] | 1 | 1
2020-05-07 12:47 | 2540-RD | Detailed Study | DGSP | Active | Not Provided |  |  | FRESNO | SANGER SUB | Fuel Cell, Solar PV | 1.5 | 5/27/2020 | N/A | N/A | N/A | N/A | Fail | 2021-02-20 | N/A | Executed | No former queue position | Sanger |  |  |  | Sanger | 115 |  |  | TRUE | TRUE | Sanger |  |  | 1.5 | [8 empty] | 0 | 1
2020-05-07 13:07 | 2541-RD | Detailed Study | DGSP | Active | Not Provided |  |  | FRESNO | MCCALL SUB | Fuel Cell, Solar PV | 1.5 | 5/27/2020 | N/A | N/A | N/A | N/A | Fail | 2021-02-20 | N/A | Executed | No former queue position | McCall |  |  |  | Mccall | 230 |  |  | TRUE | TRUE | McCall |  |  | 1.5 | [8 empty] | 0 | 1
2020-05-07 15:33 | 2542-RD | Detailed Study | DGSP | Active | Not Provided |  |  | FRESNO | SANGER SUB | Solar PV | 2.1 | 5/27/2020 | N/A | N/A | N/A | N/A | Fail | 2021-02-20 | N/A | Executed | No former queue position | Sanger |  |  |  | Sanger | 115 |  |  | TRUE | TRUE | Sanger |  |  | 2.1 | [8 empty] | 0 | 1
2020-05-12 19:36 | 2543-RD | Detailed Study | Detailed Study | Active | Not Provided |  |  | TULARE | KINGSBURG SUB | Solar PV | 1.0726 | 5/27/2020 | N/A | N/A | N/A | N/A | Pass | 10/8/2020 | N/A | Executed | No former queue position | not found |  |  |  | Kingsburg | 115 |  |  | TRUE | TRUE | Kingsburg | 115 |  | 1.0726 | [8 empty] | 0 | 1
2020-05-18 09:32 | 2544-WD | Fast Track | Fast Track | Withdrawn | 10/15/2021 | Withdrawn | Withdrawn | HUMBOLDT | GARBERVILLE SUB | Solar PV | 0.50039 | 5/27/2020 | 6/16/2020 | Fail Screens: 2, 4, 7, 10 | 8/17/2020 | Pass | Withdrawn | Withdrawn | Withdrawn | Withdrawn | No former queue position |  |  |  |  | Garberville |  |  |  | FALSE | FALSE | Garberville |  |  | 0.50039 | [8 empty] | 0 | 0
2020-04-08 12:03 | 2545-RD | Fast Track | Fast Track | In Service | Not Provided |  |  | CONTRA COSTA | SAN RAMON SUB | Storage | 0.005 | 6/3/2020 | 6/8/2020 | Pass |  |  | N/A (Fast Track) | N/A (Fast Track) | N/A (Fast Track) | Executed | No former queue position |  |  |  |  | San Ramon | 230 |  |  | TRUE | FALSE | San Ramon | 230 | [7 empty] | 0.005 |  | 0.005 | 1 | 1
2020-05-15 16:55 | 2546-RD | Fast Track | Detailed Study | Withdrawn | 3/30/2022 | Withdrawn | Withdrawn | COLUSA | ARBUCKLE SUB | Steam Turbine | 5 | 6/3/2020 | 6/30/2020 | Fail Screens: B, D, F, G, I, J, K, L, M, V1, V2, S5, A1 | 9/4/2020 | Fail | Withdrawn | Withdrawn | Withdrawn | Withdrawn | No former queue position |  |  |  |  | Arbuckle |  |  |  | FALSE | FALSE | Arbuckle | [11 empty] | 0 | 0
2020-05-26 16:20 | 2547-RD | Detailed Study | Detailed Study | Withdrawn | Not Provided | Withdrawn | Withdrawn | TEHAMA | LOS MOLINOS SUB | Solar PV | 1.5 | 6/3/2020 | Withdrawn | Withdrawn | Withdrawn | Withdrawn | Withdrawn | Withdrawn | Withdrawn | Withdrawn | No former queue position |  |  |  |  | Los Molinos |  |  |  | FALSE | FALSE | Los Molinos |  |  | 1.5 | [8 empty] | 0 | 0
2020-05-15 16:49 | 2548-RD | Fast Track | Fast Track | In Service | Not Provided |  |  | MARIN | ALTO SUB | Storage | 0.005 | 6/3/2020 | 6/18/2020 | Pass |  |  | N/A (Fast Track) | N/A (Fast Track) | N/A (Fast Track) | Executed | No former queue position |  |  |  |  | Alto |  |  |  | FALSE | FALSE | Alto | [8 empty] | 0.005 |  | 0.005 | 1 | 1
2020-05-14 22:04 | 2549-RD | Fast Track | Fast Track | In Service | Not Provided |  |  | SANTA CLARA | SARATOGA SUB | Storage | 0.21 | 6/10/2020 | 7/28/2020 | Pass |  |  | N/A (Fast Track) | N/A (Fast Track) | N/A (Fast Track) | Executed | No former queue position |  |  |  |  | Saratoga | 230 |  |  | TRUE | FALSE | Saratoga | 230 | [7 empty] | 0.21 |  | 0.21 | 1 | 1
2020-05-26 14:18 | 2550-RD | Fast Track | Fast Track | Withdrawn | Not Provided | Withdrawn | Withdrawn | ALAMEDA | GRANT SUB | Engine, Solar PV, Storage | 0.8 | 6/10/2020 | 2/2/2021 | Pass | Withdrawn | Withdrawn | Withdrawn | Withdrawn | Withdrawn | Withdrawn | No former queue position |  |  |  |  | Grant | 115 |  |  | TRUE | FALSE | Grant | 115 |  | 0.8 | [5 empty] | 0.8 |  | 0.8 | 0 | 0
2020-05-20 16:48 | 2551-RD | Fast Track | Fast Track | In Service | Not Provided |  |  | MARIN | ALTO SUB | Storage | 0.5 | 6/17/2020 | 7/1/2020 | Pass |  |  | N/A (Fast Track) | N/A (Fast Track) | N/A (Fast Track) | Executed | No former queue position |  |  |  |  | Alto |  |  |  | FALSE | FALSE | Alto | [8 empty] | 0.5 |  | 0.5 | 1 | 1
2020-05-27 11:09 | 2552-RD | Detailed Study | Detailed Study | In Service | Not Provided |  |  | FRESNO | BIOLA SUB | Fuel Cell | 0.999 | 6/17/2020 | N/A | N/A | N/A | N/A | Pass | 3/4/2021 | N/A | Executed | No former queue position |  |  |  |  | Biola | 70 |  |  | TRUE | FALSE | Biola | 70 | [10 empty] | 1 | 1
2020-05-19 12:20 | 2553-RD | Fast Track | Fast Track | Withdrawn | Not Provided | Withdrawn | Withdrawn | FRESNO | PINEDALE SUB | Solar PV, Storage | 1.5288 | 6/17/2020 | 7/1/2020 | Fail Screens: B, D, I, J, K, M, S5 | Withdrawn | Withdrawn | Withdrawn | Withdrawn | Withdrawn | Withdrawn | No former queue position |  |  |  |  | Pinedale |  |  |  | FALSE | FALSE | Pinedale |  |  | 1.5288 | [5 empty] | 1.5288 |  | 1.5288 | 0 | 0
2020-06-09 15:25 | 2554-WD | Independent Study | Independent Study | Active | 12/1/2021 | 5/27/2023 |  | KINGS | TULARE LAKE SUB | Solar PV | 3.75 | 6/17/2020 | N/A | N/A (Independent Study) | N/A | N/A (Independent Study) | Pass | 9/14/2020 | N/A | Executed | No former queue position | not found |  |  |  | Tulare Lake |  |  |  | FALSE | FALSE | Tulare Lake |  |  | 3.75 | [8 empty] | 0 | 1
2020-05-21 13:36 | 2555-RD | Fast Track | Fast Track | In Service | Not Provided |  |  | ALAMEDA | NEWARK SUB | Storage | 0.11194 | 6/17/2020 | 6/18/2020 | Pass |  |  | N/A (Fast Track) | N/A (Fast Track) | N/A (Fast Track) | Executed | No former queue position |  |  |  |  | Newark | 230 |  |  | TRUE | FALSE | Newark | 230 | [7 empty] | 0.11194 |  | 0.11194 | 1 | 1
2020-06-14 21:51 | 2556-WD | Fast Track | Fast Track | Withdrawn | 6/30/2021 | Withdrawn | Withdrawn | HUMBOLDT | BLUE LAKE SUB | Solar PV | 1 | 6/24/2020 | 7/16/2020 | Fail Screens: 5, 9, 10 | 9/21/2020 | Pass | Withdrawn | Withdrawn | Withdrawn | Withdrawn | No former queue position |  |  |  |  | Blue Lake |  |  |  | FALSE | FALSE | Blue Lake |  |  | 1 | [8 empty] | 0 | 0
2020-06-04 15:36 | 2557-RD | Fast Track | Fast Track | In Service | Not Provided |  |  | SAN MATEO | SNEATH LANE SUB | Storage | 0.9295 | 6/24/2020 | 8/11/2020 | Fail Screens: I, J, M | 11/10/2020 | Pass | N/A (Fast Track) | N/A (Fast Track) | N/A (Fast Track) | Executed | No former queue position |  |  |  |  | Sneath Lane |  |  |  | FALSE | FALSE | Sneath Lane | [8 empty] | 0.9295 |  | 0.9295 | 1 | 1
2020-06-04 16:47 | 2558-RD | Fast Track | Fast Track | In Service | Not Provided |  |  | TULARE | KINGSBURG SUB | Storage | 0.9295 | 6/24/2020 | 8/11/2020 | Fail Screens: F, I, J, K, M, V1, S5, A1 | 2/5/2021 | Pass | N/A (Fast Track) | N/A (Fast Track) | N/A (Fast Track) | Executed | No former queue position |  |  |  |  | Kingsburg | 115 |  |  | TRUE | FALSE | Kingsburg | 115 | [7 empty] | 0.9295 |  | 0.9295 | 1 | 1
2020-06-05 09:05 | 2559-RD | Fast Track | Fast Track | In Service | Not Provided |  |  | FRESNO | PANOCHE SUB | Storage | 0.9295 | 6/24/2020 | 10/21/2020 | Pass |  |  | N/A (Fast Track) | N/A (Fast Track) | N/A (Fast Track) | Executed | No former queue position |  |  | Panoche |  | Panoche | 230 |  |  | TRUE | FALSE | Panoche | 230 | [7 empty] | 0.9295 |  | 0.9295 | 1 | 1
2020-06-03 22:49 | 2560-RD | Detailed Study | Detailed Study | In Service | Not Provided |  |  | TUOLUMNE | CURTIS SUB | Solar PV | 3.6 | 6/24/2020 | N/A | N/A | N/A | N/A | Pass | 12/1/2020 | N/A | Executed | No former queue position |  |  |  |  | Curtis | 115 |  |  | TRUE | FALSE | Curtis | 115 |  | 3.6 | [8 empty] | 1 | 1
2020-06-11 13:47 | 2561-RD | Fast Track | Fast Track | Active | Not Provided |  |  | SAN MATEO | BELLE HAVEN SUB | Solar PV | 0.6 | 7/1/2020 | 7/21/2020 | Fail Screens: A, J, K | 9/21/2020 | Pass | N/A (Fast Track) | N/A (Fast Track) | N/A (Fast Track) | Executed | No former queue position | not found |  |  |  | Belle Haven |  |  |  | FALSE | FALSE | Belle Haven |  |  | 0.6 | [8 empty] | 0 | 1
2020-06-05 14:47 | 2562-RD | Detailed Study | Detailed Study | Active | Not Provided |  |  | MERCED | ATWATER SUB | Solar PV | 1.5046 | 7/8/2020 | N/A | N/A | N/A | N/A | Pass | 10/21/2020 | N/A | Executed | No former queue position | not found |  |  |  | Atwater | 115 |  |  | TRUE | TRUE | Atwater | 115 |  | 1.5046 | [8 empty] | 0 | 1
2020-06-10 17:33 | 2563-RD | Detailed Study | Detailed Study | Active | Not Provided |  |  | MADERA | EL PECO SUB | Solar PV | 0.84255 | 7/8/2020 | N/A | N/A | N/A | N/A | Pass | 10/5/2020 | N/A | Executed | No former queue position | not found |  |  |  | El Peco |  |  |  | FALSE | FALSE | El Peco |  |  | 0.84255 | [8 empty] | 0 | 1
2020-06-19 14:02 | 2564-RD | Fast Track | Fast Track | In Service | Not Provided |  |  | SANTA BARBARA | SANTA MARIA SUB | Solar PV, Storage | 1.7775 | 7/9/2020 | 7/30/2020 | Fail Screens: F, I, J, K, M | 9/1/2020 | Pass | N/A (Fast Track) | N/A (Fast Track) | N/A (Fast Track) | Executed | No former queue position |  |  |  |  | Santa Maria |  |  |  | FALSE | FALSE | Santa Maria |  |  | 1.7775 | [5 empty] | 1.7775 |  | 1.7775 | 1 | 1
2020-05-22 12:30 | 2565-WD | Independent Study | Independent Study | Withdrawn | 11/30/2021 | Withdrawn | Withdrawn | YOLO | WOODLAND SUB | Solar PV | 4 | 7/8/2020 | Withdrawn | Withdrawn | Withdrawn | Withdrawn | Withdrawn | Withdrawn | Withdrawn | Withdrawn | No former queue position |  |  |  |  | Woodland | 115 |  |  | TRUE | FALSE | Woodland | 115 |  | 4 | [8 empty] | 0 | 0
2020-06-18 14:17 | 2566-RD | Detailed Study | Detailed Study | Active | Not Provided |  |  | MADERA | E20T TRANSMISSION | Solar PV | 10 | 7/15/2020 | N/A | N/A | N/A | N/A | Pass | 12/15/2020 | N/A | Executed | No former queue position | not found |  | not found |  | E20T Transmission |  |  |  | FALSE | FALSE | not found |  |  | 10 | [8 empty] | 0 | 1
2020-07-02 13:48 | 2567-RD | Fast Track | Fast Track | In Service | Not Provided |  |  | CONTRA COSTA | SAN RAMON SUB | Solar PV, Storage | 1.82 | 7/15/2020 | 03/23/2021 | Pass |  |  | N/A (Fast Track) | N/A (Fast Track) | N/A (Fast Track) | Executed | No former queue position |  |  |  |  | San Ramon | 230 |  |  | TRUE | FALSE | San Ramon | 230 |  | 1.82 | [5 empty] | 1.82 |  | 1.82 | 1 | 1
2020-07-01 13:31 | 2568-WD | Independent Study | Independent Study | Withdrawn | 12/1/2021 | Withdrawn | Withdrawn | SOLANO | GRAND ISLAND SUB | Solar PV, Storage | 6.4 | 7/15/2020 | Withdrawn | Withdrawn | Withdrawn | Withdrawn | Withdrawn | Withdrawn | Withdrawn | Withdrawn | No former queue position |  |  |  |  | Grand Island | 115 |  |  | TRUE | FALSE | Grand Island | 115 |  | 6.4 | [5 empty] | 6.4 |  | 6.4 | 0 | 0
2020-07-02 16:03 | 2569-WD | Independent Study | Independent Study | Active | 12/1/2021 | 7/14/2023 |  | MERCED | ORTIGA SUB | Storage | 0.0032 | 7/15/2020 | N/A | N/A (Independent Study) | N/A | N/A (Independent Study) | Pass | 11/24/2020 | N/A | Executed | No former queue position | not found |  |  |  | Ortiga |  |  |  | FALSE | FALSE | Ortiga | [8 empty] | 0.0032 |  | 0.0032 | 0 | 1
2020-05-22 12:20 | 2570-WD | Independent Study | Independent Study | Withdrawn | 11/30/2021 | Withdrawn | Withdrawn | YOLO | WOODLAND SUB | Solar PV | 4.2068 | 7/22/2020 | Withdrawn | Withdrawn | Withdrawn | Withdrawn | Withdrawn | Withdrawn | Withdrawn | Withdrawn | No former queue position |  |  |  |  | Woodland | 115 |  |  | TRUE | FALSE | Woodland | 115 |  | 4.2068 | [8 empty] | 0 | 0
2020-07-07 15:34 | 2571-RD | Detailed Study | Detailed Study | In Service | Not Provided |  |  | KINGS | TRANSMISSION-Customer Owned | Solar PV | 7.875 | 7/22/2020 | N/A | N/A | N/A | N/A | Pass | 12/9/2020 | N/A | Executed | No former queue position | not found |  | not found |  | Transmission-Customer Owned |  |  |  | FALSE | FALSE | not found |  |  | 7.875 | [8 empty] | 1 | 1
2020-07-07 17:47 | 2572-RD | Fast Track | Fast Track | Active | Not Provided |  |  | ALAMEDA | OAKLAND C (OAKLAND PP) SUB | Storage | 1.56 | 7/22/2020 | 12/16/2020 | Pass |  |  | N/A (Fast Track) | N/A (Fast Track) | N/A (Fast Track) | Executed | No former queue position | not found |  |  |  | Oakland C (Oakland Pp) |  |  |  | FALSE | FALSE | Oakland C (Oakland Pp) | [8 empty] | 1.56 |  | 1.56 | 0 | 1
2020-07-09 13:49 | 2573-RD | Fast Track | Fast Track | Active | Not Provided | 4/16/2022 |  | MADERA | BORDEN SUB | Solar PV | 0.44815 | 7/22/2020 | 8/11/2020 | Pass |  |  | N/A (Fast Track) | N/A (Fast Track) | N/A (Fast Track) | Executed | No former queue position | Borden |  |  |  | Borden | 230 |  |  | TRUE | TRUE | Borden |  |  | 0.44815 | [8 empty] | 0 | 1
2020-07-09 15:11 | 2574-WD | Independent Study | Independent Study | Withdrawn | 3/1/2023 | Withdrawn | Withdrawn | KERN | KERN OIL SUB | Solar PV, Storage | 4.9993 | 7/29/2020 | Withdrawn | Withdrawn | Withdrawn | Withdrawn | Withdrawn | Withdrawn | Withdrawn | Withdrawn | No former queue position |  |  |  |  | Kern Oil | 115 |  |  | TRUE | FALSE | Kern Oil | 115 |  | 4.9993 | [5 empty] | 4.9993 |  | 4.9993 | 0 | 0
2020-07-09 15:17 | 2575-WD | Independent Study | Independent Study | Withdrawn | 3/1/2023 | Withdrawn | Withdrawn | KERN | KERN OIL SUB | Solar PV, Storage | 5.004 | 7/29/2020 | Withdrawn | Withdrawn | Withdrawn | Withdrawn | Withdrawn | Withdrawn | Withdrawn | Withdrawn | No former queue position |  |  |  |  | Kern Oil | 115 |  |  | TRUE | FALSE | Kern Oil | 115 |  | 5.004 | [5 empty] | 5.004 |  | 5.004 | 0 | 0
2020-07-10 14:03 | 2576-RD | Fast Track | Fast Track | In Service | Not Provided |  |  | FRESNO | REEDLEY SUB | Solar PV | 0.75 | 7/29/2020 | 8/12/2020 | Fail Screens: F, I, J, K, M, S5 | 9/2/2020 | Pass | N/A (Fast Track) | N/A (Fast Track) | N/A (Fast Track) | Executed | No former queue position |  |  |  |  | Reedley | 115 |  |  | TRUE | FALSE | Reedley | 115 |  | 0.75 | [8 empty] | 1 | 1
2020-06-18 21:48 | 2577-RD | Fast Track | Fast Track | In Service | Not Provided |  |  | FRESNO | CLOVIS SUB | Storage | 0.21 | 7/29/2020 | 8/11/2020 | Pass |  |  | N/A (Fast Track) | N/A (Fast Track) | N/A (Fast Track) | Executed | No former queue position |  |  |  |  | Clovis | 115 |  |  | TRUE | FALSE | Clovis | 115 | [7 empty] | 0.21 |  | 0.21 | 1 | 1
2020-06-30 09:48 | 2578-RD | Fast Track | Fast Track | In Service | Not Provided |  |  | HUMBOLDT | EUREKA A SUB | Storage | 0.21 | 7/29/2020 | 9/1/2020 | Pass |  |  | N/A (Fast Track) | N/A (Fast Track) | N/A (Fast Track) | Executed | No former queue position |  |  |  |  | Eureka A |  |  |  | FALSE | FALSE | Eureka A | [8 empty] | 0.21 |  | 0.21 | 1 | 1
2020-07-17 20:24 | 2579-RD | Fast Track | Fast Track | Withdrawn | Not Provided | Withdrawn | Withdrawn | CONTRA COSTA | MEADOW LANE SUB | Storage | 0.9295 | 7/29/2020 | 9/4/2020 | Fail Screens: I, J, M, V1, S5, A1 | 10/19/2020 | Pass | Withdrawn | Withdrawn | Withdrawn | Withdrawn | No former queue position |  |  |  |  | Meadow Lane | 115 |  |  | TRUE | FALSE | Meadow Lane | 115 | [7 empty] | 0.9295 |  | 0.9295 | 0 | 0
2020-07-16 19:49 | 2580-WD | Independent Study | Independent Study | Withdrawn | 10/14/2021 | Withdrawn | Withdrawn | YOLO | ZAMORA SUB | Solar PV | 5 | 8/5/2020 | Withdrawn | Withdrawn | Withdrawn | Withdrawn | Withdrawn | Withdrawn | Withdrawn | Withdrawn | No former queue position |  |  |  |  | Zamora |  |  |  | FALSE | FALSE | Zamora |  |  | 5 | [8 empty] | 0 | 0
2020-07-22 16:06 | 2581-RD | Fast Track | Fast Track | Active | Not Provided |  |  | YOLO | WOODLAND SUB | Solar PV, Storage | 1.49 | 8/5/2020 | 8/31/2020 | Fail Screens: D, I, J, K, L, M, S5 | 10/6/2020 | Pass | N/A (Fast Track) | N/A (Fast Track) | N/A (Fast Track) | Executed | No former queue position | not found |  |  |  | Woodland | 115 |  |  | TRUE | TRUE | Woodland | 115 |  | 1.49 | [5 empty] | 1.49 |  | 1.49 | 0 | 1
2020-07-22 16:05 | 2582-RD | Fast Track | Fast Track | Active | Not Provided |  |  | YOLO | WOODLAND SUB | Solar PV, Storage | 1.56 | 8/5/2020 | 8/31/2020 | Fail Screens: D, I, J, K, L, M, S5 | 10/6/2020 | Pass | N/A (Fast Track) | N/A (Fast Track) | N/A (Fast Track) | Executed | No former queue position | not found |  |  |  | Woodland | 115 |  |  | TRUE | TRUE | Woodland | 115 |  | 1.56 | [5 empty] | 1.56 |  | 1.56 | 0 | 1
2020-07-28 17:37 | 2583-WD | Independent Study | Independent Study | Withdrawn | 7/1/2022 | Withdrawn | Withdrawn | YOLO | MADISON SUB | Solar PV | 25 | 8/5/2020 | Withdrawn | Withdrawn | Withdrawn | Withdrawn | Withdrawn | Withdrawn | Withdrawn | Withdrawn | No former queue position |  |  | Madison |  | Madison | 115 |  |  | TRUE | FALSE | Madison | 115 |  | 25 | [8 empty] | 0 | 0
2020-07-31 15:03 | 2584-RD | Detailed Study | Detailed Study | Withdrawn | Not Provided | Withdrawn | Withdrawn | FRESNO | AIRWAYS SUB | Solar PV, Storage | 3.4 | 8/12/2020 | Withdrawn | Withdrawn | Withdrawn | Withdrawn | Withdrawn | Withdrawn | Withdrawn | Withdrawn | No former queue position |  |  |  |  | Airways |  |  |  | FALSE | FALSE | Airways |  |  | 3.4 | [5 empty] | 3.4 |  | 3.4 | 0 | 0
2020-07-31 16:16 | 2585-RD | Detailed Study | Detailed Study | Active | Not Provided |  |  | FRESNO | Customer Owned E20T | Solar PV, Storage | 16.5164 | 8/12/2020 | N/A | N/A | N/A | N/A | Pass | 12/22/2020 | N/A | Executed | No former queue position | not found |  | not found |  | Customer Owned E20T |  |  |  | FALSE | FALSE | not found |  |  | 16.5164 | [5 empty] | 16.5164 |  | 16.5164 | 0 | 1
2020-08-05 13:56 | 2586-WD | Independent Study | Independent Study | Withdrawn | 3/1/2023 | Withdrawn | Withdrawn | KERN | KERN OIL SUB | Storage | 5 | 8/19/2020 | Withdrawn | Withdrawn | Withdrawn | Withdrawn | Withdrawn | Withdrawn | Withdrawn | Withdrawn | No former queue position |  |  |  |  | Kern Oil | 115 |  |  | TRUE | FALSE | Kern Oil | 115 | [7 empty] | 5 |  | 5 | 0 | 0
2020-08-05 14:11 | 2587-WD | Independent Study | Independent Study | Withdrawn | 3/1/2023 | Withdrawn | Withdrawn | KERN | KERN OIL SUB | Storage | 5 | 8/19/2020 | Withdrawn | Withdrawn | Withdrawn | Withdrawn | Withdrawn | Withdrawn | Withdrawn | Withdrawn | No former queue position |  |  |  |  | Kern Oil | 115 |  |  | TRUE | FALSE | Kern Oil | 115 | [7 empty] | 5 |  | 5 | 0 | 0
2020-08-14 09:48 | 2588-RD | Detailed Study | Detailed Study | Withdrawn | Not Provided | Withdrawn | Withdrawn | KINGS | GUERNSEY SUB | Solar PV | 2.46 | 8/26/2020 | Withdrawn | Withdrawn | Withdrawn | Withdrawn | Withdrawn | Withdrawn | Withdrawn | Withdrawn | No former queue position |  |  |  |  | Guernsey | 70 |  |  | TRUE | FALSE | Guernsey | 70 |  | 2.46 | [8 empty] | 0 | 0
2020-08-11 17:13 | 2589-WD | Independent Study | Independent Study | Withdrawn | 9/30/2021 | Withdrawn | Withdrawn | ALAMEDA | HERDLYN SUB | Solar PV | 2.128 | 8/26/2020 | Withdrawn | Withdrawn | Withdrawn | Withdrawn | Withdrawn | Withdrawn | Withdrawn | Withdrawn | No former queue position |  |  |  |  | Herdlyn |  |  |  | FALSE | FALSE | Herdlyn |  |  | 2.128 | [8 empty] | 0 | 0
2020-07-15 18:17 | 2590-WD | Fast Track | Independent Study | Withdrawn | 11/30/2021 | Withdrawn | Withdrawn | YOLO | PUTAH CREEK SUB | Solar PV | 2.475 | 8/26/2020 | 9/22/2020 | Fail Screens: 2, 4, 9, 10 | 11/10/2020 | Fail | Withdrawn | Withdrawn | Withdrawn | Withdrawn | No former queue position |  |  |  |  | Putah Creek | 115 |  |  | TRUE | FALSE | Putah Creek | 115 |  | 2.475 | [8 empty] | 0 | 0
2020-08-17 17:03 | 2591-RD | Fast Track | Fast Track | Withdrawn | Not Provided | Withdrawn | Withdrawn | ALAMEDA | GRANT SUB | Solar PV, Storage | 1.52 | 9/2/2020 | 1/15/2021 | Fail Screens: D, I, M, S5 | 7/2/2021 | Pass | Withdrawn | Withdrawn | Withdrawn | Withdrawn | No former queue position |  |  |  |  | Grant | 115 |  |  | TRUE | FALSE | Grant | 115 |  | 1.52 | [5 empty] | 1.52 |  | 1.52 | 0 | 0
2020-07-01 12:17 | 2592-RD | Fast Track | Detailed Study | Withdrawn | Not Provided | Withdrawn | Withdrawn | YOLO | KNIGHTS LANDING SUB | Solar PV | 2.1 | 9/2/2020 | 9/24/2020 | Fail Screens: D, F, G, I, J, K, L, M, S5 | 12/1/2020 | Fail | Withdrawn | Withdrawn | Withdrawn | Withdrawn | No former queue position |  |  |  |  | Knights Landing | 115 |  |  | TRUE | FALSE | Knights Landing | 115 |  | 2.1 | [8 empty] | 0 | 0
2020-08-04 13:48 | 2593-RD | Fast Track | Fast Track | Withdrawn | Not Provided | Withdrawn | Withdrawn | SONOMA | FITCH MTN SUB | Solar PV, Storage | 2.4659 | 9/9/2020 | 11/3/2020 | Fail Screens: B, D, F, G, I, J, K, L, M, V1, S5, A1 | 12/21/2020 | Pass | Withdrawn | Withdrawn | Withdrawn | Withdrawn | No former queue position |  |  |  |  | Fitch Mtn |  |  |  | FALSE | FALSE | Fitch Mtn |  |  | 2.4659 | [5 empty] | 2.4659 |  | 2.4659 | 0 | 0
2020-08-31 15:33 | 2594-RD | Fast Track | Fast Track | In Service | Not Provided |  |  | SAN FRANCISCO | SAN FRAN X (MISSION) SUB | Engine | 1 | 9/9/2020 | 10/7/2020 | Fail Screens: B |  |  | N/A (Fast Track) | N/A (Fast Track) | N/A (Fast Track) | Executed | No former queue position |  |  |  |  | San Fran X (Mission) |  |  |  | FALSE | FALSE | San Fran X (Mission) | [11 empty] | 1 | 1
2020-08-17 18:36 | 2595-WD | Independent Study | Independent Study | Active | 7/1/2022 |  |  | YOLO | MADISON SUB | Other | 14.4 | 9/9/2020 | N/A | N/A (Independent Study) | N/A | N/A (Independent Study) | Pass | 2022-04-22 | 2022-09-21 | Executed | No former queue position | Madison | 115 | Madison | 115 | Madison | 115 |  |  | TRUE | TRUE | Madison | 115 | [10 empty] | 0 | 1
2020-09-01 12:05 | 2596-WD | Independent Study | Independent Study | Active | 6/1/2023 | 7/27/2023 |  | MERCED | DOS PALOS SUB | Solar PV | 2.1035 | 9/16/2020 | N/A | N/A (Independent Study) | N/A | N/A (Independent Study) | Pass | 2/18/2021 | N/A | Executed | No former queue position | not found |  |  |  | Dos Palos |  |  |  | FALSE | FALSE | Dos Palos |  |  | 2.1035 | [8 empty] | 0 | 1
2020-08-25 13:59 | 2597-WD | Fast Track | Fast Track | Active | 11/30/2021 | 6/9/2023 |  | CONTRA COSTA | BRENTWOOD SUB | Solar PV | 2.5 | 9/23/2020 | 10/20/2020 | Fail Screens: 2, 5, 6, 10 | 12/7/2020 | Pass | N/A (Fast Track) | N/A (Fast Track) | N/A (Fast Track) | Executed | No former queue position | not found |  |  |  | Brentwood | 230 |  |  | TRUE | TRUE | Brentwood | 230 |  | 2.5 | [8 empty] | 0 | 1
2020-08-25 15:02 | 2598-WD | Fast Track | Fast Track | Active | 11/30/2021 | 8/26/2022 |  | CONTRA COSTA | BRENTWOOD SUB | Solar PV | 3 | 9/23/2020 | 10/20/2020 | Fail Screens: 2, 6, 10 | 12/21/2020 | Pass | N/A (Fast Track) | N/A (Fast Track) | N/A (Fast Track) | Executed | No former queue position | not found |  |  |  | Brentwood | 230 |  |  | TRUE | TRUE | Brentwood | 230 |  | 3 | [8 empty] | 0 | 1
2020-09-03 15:13 | 2599-WD | Independent Study | Independent Study | Withdrawn | 7/1/2022 | Withdrawn | Withdrawn | YOLO | ZAMORA SUB | Solar PV | 3.6 | 9/23/2020 | Withdrawn | Withdrawn | Withdrawn | Withdrawn | Withdrawn | Withdrawn | Withdrawn | Withdrawn | No former queue position |  |  |  |  | Zamora |  |  |  | FALSE | FALSE | Zamora |  |  | 3.6 | [8 empty] | 0 | 0
2020-09-02 11:48 | 2600-RD | Fast Track | Fast Track | In Service | Not Provided |  |  | CALAVERAS | FROGTOWN SUB | Storage | 0.14 | 9/23/2020 | 10/15/2020 | Pass |  |  | N/A (Fast Track) | N/A (Fast Track) | N/A (Fast Track) | Executed | No former queue position |  |  |  |  | Frogtown | 115 |  |  | TRUE | FALSE | Frogtown | 115 | [7 empty] | 0.14 |  | 0.14 | 1 | 1
2020-09-14 22:11 | 2601-WD | Independent Study | Independent Study | Withdrawn | 5/1/2021 | Withdrawn | Withdrawn | CONTRA COSTA | HERDLYN SUB | Solar PV, Storage | 7 | 9/23/2020 | Withdrawn | Withdrawn | Withdrawn | Withdrawn | Withdrawn | Withdrawn | Withdrawn | Withdrawn | No former queue position |  |  |  |  | Herdlyn |  |  |  | FALSE | FALSE | Herdlyn |  |  | 7 | [5 empty] | 7 |  | 7 | 0 | 0
2020-09-09 13:32 | 2602-RD | Fast Track | Fast Track | In Service | Not Provided |  |  | NAPA | CALISTOGA SUB | Solar PV, Storage | 0.625 | 9/23/2020 | 10/13/2020 | Pass |  |  | N/A (Fast Track) | N/A (Fast Track) | N/A (Fast Track) | Executed | No former queue position |  |  |  |  | Calistoga |  |  |  | FALSE | FALSE | Calistoga |  |  | 0.625 | [5 empty] | 0.625 |  | 0.625 | 1 | 1
2020-09-02 13:24 | 2603-WD | Fast Track | Independent Study | Withdrawn | 11/30/2021 | Withdrawn | Withdrawn | CONTRA COSTA | BRENTWOOD SUB | Solar PV | 3.0602 | 9/30/2020 | 11/17/2020 | Fail Screens: 2, 6, 10 | 2/18/2021 | Fail | Withdrawn | Withdrawn | Withdrawn | Withdrawn | No former queue position |  |  |  |  | Brentwood | 230 |  |  | TRUE | FALSE | Brentwood | 230 |  | 3.0602 | [8 empty] | 0 | 0
2020-09-21 12:34 | 2604-RD | Fast Track | Fast Track | Withdrawn | Not Provided | Withdrawn | Withdrawn | ALAMEDA | SAN RAMON SUB | Solar PV | 1.4166 | 9/30/2020 | 10/26/2020 | Fail Screens: M, S5 | 12/14/2020 | Pass | Withdrawn | Withdrawn | Withdrawn | Withdrawn | No former queue position |  |  |  |  | San Ramon | 230 |  |  | TRUE | FALSE | San Ramon | 230 |  | 1.4166 | [8 empty] | 0 | 0
2020-09-01 10:38 | 2605-WD | Fast Track | Fast Track | Withdrawn | 11/30/2021 | Withdrawn | Withdrawn | BUTTE | ESQUON SUB | Solar PV | 2 | 9/30/2020 | 11/10/2020 | Fail Screens: 2, 4, 10 | 2/1/2021 | Fail | Withdrawn | Withdrawn | Withdrawn | Withdrawn | No former queue position |  |  |  |  | Esquon |  |  |  | FALSE | FALSE | Esquon |  |  | 2 | [8 empty] | 0 | 0
2020-09-01 14:12 | 2606-WD | Fast Track | Fast Track | Active | 2/27/2021 | 11/12/2021 |  | SONOMA | SONOMA A SUB | Storage | 0.25 | 10/7/2020 | 10/20/2020 | Pass |  |  | N/A (Fast Track) | N/A (Fast Track) | N/A (Fast Track) | Executed | No former queue position | not found |  |  |  | Sonoma A |  |  |  | FALSE | FALSE | Sonoma A | [8 empty] | 0.25 |  | 0.25 | 0 | 1
2020-09-22 15:19 | 2607-RD | Fast Track | Fast Track | Withdrawn | Not Provided | Withdrawn | Withdrawn | CONTRA COSTA | Withdrawn | Other | 0.001 | 10/7/2020 | Withdrawn | Withdrawn | Withdrawn | Withdrawn | Withdrawn | Withdrawn | Withdrawn | Withdrawn | No former queue position |  |  |  |  | Withdrawn |  |  |  | FALSE | FALSE | Withdrawn | [11 empty] | 0 | 0
2020-09-28 15:17 | 2608-RD | Fast Track | Fast Track | In Service | Not Provided |  |  | SAN FRANCISCO | SAN FRAN H (MARTIN) SUB | Solar PV | 0.08878 | 10/7/2020 | 11/13/2020 | Pass |  |  | N/A (Fast Track) | N/A (Fast Track) | N/A (Fast Track) | Executed | No former queue position |  |  |  |  | San Fran H (Martin) |  |  |  | FALSE | FALSE | San Fran H (Martin) |  |  | 0.08878 | [8 empty] | 1 | 1
2020-09-02 09:49 | 2609-WD | Fast Track | Independent Study | Withdrawn | 11/30/2021 | Withdrawn | Withdrawn | HUMBOLDT | CARLOTTA SUB | Wind | 3 | 10/7/2020 | 10/26/2020 | Fail Screens: 2, 4, 10 | 12/21/2020 | Fail | Withdrawn | Withdrawn | Withdrawn | Withdrawn | No former queue position |  |  |  |  | Carlotta |  |  |  | FALSE | FALSE | Carlotta |  |  |  | 3 | [7 empty] | 0 | 0
2020-09-04 11:19 | 2610-RD | Fast Track | Detailed Study | Withdrawn | 9/30/2021 | Withdrawn | Withdrawn | KERN | FAMOSO SUB | Engine | 3.5984 | 10/14/2020 | 11/4/2020 | Fail Screens: B, C, D, I, J, K, L, V1, S5, A1 | 1/8/2021 | Fail | Withdrawn | Withdrawn | Withdrawn | Withdrawn | No former queue position |  |  |  |  | Famoso | 115 |  |  | TRUE | FALSE | Famoso | 115 | [10 empty] | 0 | 0
2020-10-08 00:17 | 2611-RD | Fast Track | Fast Track | In Service | Not Provided |  |  | SAN FRANCISCO | SAN FRAN X (MISSION) SUB | Engine | 0.075 | 10/21/2020 | 11/5/2020 | Fail Screens: A | 12/16/2020 | Pass | N/A (Fast Track) | N/A (Fast Track) | N/A (Fast Track) | Executed | No former queue position |  |  |  |  | San Fran X (Mission) |  |  |  | FALSE | FALSE | San Fran X (Mission) | [11 empty] | 1 | 1
2020-10-07 15:48 | 2612-RD | Detailed Study | Detailed Study | Active | Not Provided |  |  | FRESNO | TRANSMISSION E20T | Solar PV, Storage | 7.05 | 10/28/2020 | N/A | N/A | N/A | N/A | Pass | 2/23/2021 | N/A | Executed | No former queue position | not found |  |  |  | Transmission E20T |  |  |  | FALSE | FALSE | Transmission E20T |  |  | 7.05 | [5 empty] | 7.05 |  | 7.05 | 0 | 1
2020-10-18 10:55 | 2613-WD | Independent Study | Independent Study | Withdrawn | 8/31/2021 | Withdrawn | Withdrawn | KERN | WELLFIELD SUB | Solar PV | 3 | 10/28/2020 | Withdrawn | Withdrawn | Withdrawn | Withdrawn | Withdrawn | Withdrawn | Withdrawn | Withdrawn | No former queue position |  |  |  |  | Wellfield |  |  |  | FALSE | FALSE | Wellfield |  |  | 3 | [8 empty] | 0 | 0
2020-10-18 10:57 | 2614-WD | Independent Study | Independent Study | Active | 8/31/2021 | 11/18/2022 |  | KINGS | ALPAUGH SUB | Solar PV | 3 | 10/28/2020 | N/A | N/A (Independent Study) | N/A | N/A (Independent Study) | Pass | 2/23/2021 | N/A | Executed | No former queue position | Alpaugh |  |  |  | Alpaugh | 115 |  |  | TRUE | TRUE | Alpaugh |  |  | 3 | [8 empty] | 0 | 1
2020-10-18 10:59 | 2615-WD | Independent Study | Independent Study | Withdrawn | 8/31/2021 | Withdrawn | Withdrawn | KINGS | HENRIETTA SUB | Solar PV | 3 | 10/28/2020 | Withdrawn | Withdrawn | Withdrawn | Withdrawn | Withdrawn | Withdrawn | Withdrawn | Withdrawn | No former queue position |  |  |  |  | Henrietta | 230 |  |  | TRUE | FALSE | Henrietta | 230 |  | 3 | [8 empty] | 0 | 0
2020-10-18 12:52 | 2616-WD | Independent Study | Independent Study | Withdrawn | 8/31/2021 | Withdrawn | Withdrawn | KINGS | JACOBS CORNER SUB | Solar PV | 4.25 | 10/28/2020 | Withdrawn | Withdrawn | Withdrawn | Withdrawn | Withdrawn | Withdrawn | Withdrawn | Withdrawn | No former queue position |  |  |  |  | Jacobs Corner |  |  |  | FALSE | FALSE | Jacobs Corner |  |  | 4.25 | [8 empty] | 0 | 0
2020-10-12 15:48 | 2617-RD | Fast Track | Fast Track | Active | Not Provided |  |  | EL DORADO | PLACERVILLE SUB | Storage | 0.07 | 11/4/2020 | 12/3/2020 | Pass |  |  | N/A (Fast Track) | N/A (Fast Track) | N/A (Fast Track) | Executed | No former queue position | not found |  |  |  | Placerville | 115 |  |  | TRUE | TRUE | Placerville | 115 | [7 empty] | 0.07 |  | 0.07 | 0 | 1
2020-10-23 12:48 | 2618-RD | Detailed Study | Detailed Study | Active | Not Provided |  |  | SANTA CLARA | DIXON LANDING SUB | Solar PV | 0.96 | 11/4/2020 | N/A | N/A | N/A | N/A | Pass | 4/8/2021 | N/A | Executed | No former queue position | Dixon Landing |  |  |  | Dixon Landing | 115 |  |  | TRUE | TRUE | Dixon Landing |  |  | 0.96 | [8 empty] | 0 | 1
2020-10-26 12:47 | 2619-RD | Fast Track | Fast Track | Withdrawn | Not Provided | Withdrawn | Withdrawn | FRESNO | CALIFORNIA AVE SUB | Solar PV | 1.4998 | 11/4/2020 | 12/7/2020 | Fail Screens: J, K, M, V1, S5, A1 | 1/6/2021 | Pass | Withdrawn | Withdrawn | Withdrawn | Withdrawn | No former queue position |  |  |  |  | California Ave | 115 |  |  | TRUE | FALSE | California Ave | 115 |  | 1.4998 | [8 empty] | 0 | 0
2020-10-08 16:04 | 2620-RD | Fast Track | Fast Track | Active | Not Provided |  |  | CONTRA COSTA | FAIRVIEW SUB | Solar PV | 1.75 | 11/4/2020 | 11/23/2020 | Fail Screens: D, F, G, H, I, J, K, M | 1/6/2021 | Pass | N/A (Fast Track) | N/A (Fast Track) | N/A (Fast Track) | Executed | No former queue position | not found |  |  |  | Fairview |  |  |  | FALSE | FALSE | Fairview |  |  | 1.75 | [8 empty] | 0 | 1
2020-10-20 11:35 | 2621-WD | Fast Track | Fast Track | Withdrawn | 11/30/2021 | Withdrawn | Withdrawn | BUTTE | OROVILLE SUB | Solar PV | 2 | 11/4/2020 | 11/24/2020 | Fail Screens: 2, 4, 5 | 1/28/2021 | Pass | Withdrawn | Withdrawn | Withdrawn | Withdrawn | No former queue position |  |  |  |  | Oroville |  |  |  | FALSE | FALSE | Oroville |  |  | 2 | [8 empty] | 0 | 0
2020-10-20 12:05 | 2622-WD | Fast Track | Independent Study | Active | 11/30/2021 | 11/13/2023 |  | HUMBOLDT | ARCATA SUB | Solar PV | 3 | 11/4/2020 | 12/1/2020 | Fail Screens: 2, 4, 5, 10 | 2/27/2021 | Fail | Pass | 10/19/2021 | N/A | Executed | No former queue position | not found |  | not found |  | Arcata | 60 |  |  | TRUE | TRUE | not found | 60 |  | 3 | [8 empty] | 0 | 1
2020-10-23 18:17 | 2623-RD | Detailed Study | Detailed Study | Active | Not Provided |  |  | MONTEREY | JOLON SUB | Solar PV, Storage | 6.263 | 11/10/2020 | N/A | N/A | N/A | N/A | Pass | 5/21/2021 | N/A | Executed | No former queue position | not found |  |  |  | Jolon |  |  |  | FALSE | FALSE | Jolon |  |  | 6.263 | [5 empty] | 6.263 |  | 6.263 | 0 | 1
2020-10-22 10:20 | 2624-WD | Independent Study | Independent Study | Withdrawn | 9/15/2022 | Withdrawn | Withdrawn | PLACER | LINCOLN SUB | Solar PV, Storage | 5.0003 | 11/10/2020 | Withdrawn | Withdrawn | Withdrawn | Withdrawn | Withdrawn | Withdrawn | Withdrawn | Withdrawn | No former queue position |  |  |  |  | Lincoln | 115 |  |  | TRUE | FALSE | Lincoln | 115 |  | 5.0003 | [5 empty] | 5.0003 |  | 5.0003 | 0 | 0
2020-09-29 15:35 | 2625-RD | Fast Track | Fast Track | Withdrawn | 5/31/2021 | Withdrawn | Withdrawn | MARIN | COTATI SUB | Solar PV, Storage | 1.8133 | 11/10/2020 | 12/21/2020 | Withdrawn | 06/03/2021 | Pass | Withdrawn | Withdrawn | Withdrawn | Withdrawn | R21 Transition to WDT SGIA |  |  |  |  | Cotati |  |  |  | FALSE | FALSE | Cotati |  |  | 1.8133 | [5 empty] | 1.8133 |  | 1.8133 | 0 | 0
2020-10-19 16:32 | 2626-RD | Fast Track | Fast Track | Withdrawn | Not Provided | Withdrawn | Withdrawn | KERN | POSO MTN SUB | Solar PV | 3.8585 | 11/10/2020 | 12/9/2020 | Pass | Withdrawn | Withdrawn | Withdrawn | Withdrawn | Withdrawn | Withdrawn | No former queue position |  |  |  |  | Poso Mtn |  |  |  | FALSE | FALSE | Poso Mtn |  |  | 3.8585 | [8 empty] | 0 | 0
2020-10-27 10:47 | 2627-RD | Fast Track | Fast Track | In Service | Not Provided |  |  | NEVADA | NARROWS SUB | Storage | 0.14 | 11/10/2020 | 12/9/2020 | Pass |  |  | N/A (Fast Track) | N/A (Fast Track) | N/A (Fast Track) | Executed | No former queue position |  |  | not found |  | Narrows |  |  |  | FALSE | FALSE | not found | [8 empty] | 0.14 |  | 0.14 | 1 | 1
2020-10-28 23:18 | 2628-RD | Fast Track | Fast Track | In Service | Not Provided |  |  | ALAMEDA | SAN LEANDRO U SUB | Storage | 0.21 | 11/10/2020 | 2/3/2021 | Pass |  |  | N/A (Fast Track) | N/A (Fast Track) | N/A (Fast Track) | Executed | No former queue position |  |  |  |  | San Leandro U | 115 |  |  | TRUE | FALSE | San Leandro U | 115 | [7 empty] | 0.21 |  | 0.21 | 1 | 1
2020-10-13 10:36 | 2629-RD | Fast Track | Fast Track | In Service | Not Provided |  |  | YOLO | MADISON SUB | Storage | 0.28 | 11/18/2020 | 2/3/2021 | Pass |  |  | N/A (Fast Track) | N/A (Fast Track) | N/A (Fast Track) | Executed | No former queue position |  |  | Madison | 115 | Madison | 115 |  |  | TRUE | FALSE | Madison | 115 | [7 empty] | 0.28 |  | 0.28 | 1 | 1
2020-10-13 11:04 | 2630-RD | Fast Track | Fast Track | In Service | Not Provided |  |  | YOLO | MADISON SUB | Storage | 0.7 | 11/18/2020 | 2/3/2021 | Fail Screens: I, M, S5, A1 | 4/14/2021 | Pass | N/A (Fast Track) | N/A (Fast Track) | N/A (Fast Track) | Executed | No former queue position |  |  | Madison | 115 | Madison | 115 |  |  | TRUE | FALSE | Madison | 115 | [7 empty] | 0.7 |  | 0.7 | 1 | 1
2020-11-05 07:30 | 2631-WD | Fast Track | Fast Track | Withdrawn | 2/1/2022 | Withdrawn | Withdrawn | FRESNO | BULLARD SUB | Solar PV | 0.06015 | 11/18/2020 | 12/4/2020 | Pass | Withdrawn | Withdrawn | Withdrawn | Withdrawn | Withdrawn | Withdrawn | No former queue position |  |  |  |  | Bullard | 115 |  |  | TRUE | FALSE | Bullard | 115 |  | 0.06015 | [8 empty] | 0 | 0
2020-10-27 18:17 | 2632-RD | Fast Track | Fast Track | In Service | Not Provided |  |  | HUMBOLDT | EUREKA E SUB | Storage | 0.21 | 11/18/2020 | 2/20/2021 | Pass |  |  | N/A (Fast Track) | N/A (Fast Track) | N/A (Fast Track) | Executed | No former queue position |  |  |  |  | Eureka E |  |  |  | FALSE | FALSE | Eureka E | [8 empty] | 0.21 |  | 0.21 | 1 | 1
2020-10-19 12:51 | 2633-RD | Fast Track | Fast Track | In Service | Not Provided |  |  | SAN JOAQUIN | WEBER SUB | Solar PV | 1.3 | 11/18/2020 | 1/8/2021 | Pass |  |  | N/A (Fast Track) | N/A (Fast Track) | N/A (Fast Track) | Executed | No former queue position |  |  |  |  | Weber | 230 |  |  | TRUE | FALSE | Weber | 230 |  | 1.3 | [8 empty] | 1 | 1
2020-11-04 10:49 | 2634-RD | Fast Track | Fast Track | In Service | Not Provided |  |  | HUMBOLDT | RIO DELL SUB | Other, Storage | 0.88 | 11/24/2020 | 2/5/2021 | Pass |  |  | N/A (Fast Track) | N/A (Fast Track) | N/A (Fast Track) | Executed | No former queue position |  |  |  |  | Rio Dell |  |  |  | FALSE | FALSE | Rio Dell | [8 empty] | 0.88 |  | 0.88 | 1 | 1
2020-11-09 10:19 | 2635-RD | Fast Track | Detailed Study | Withdrawn | Not Provided | Withdrawn | Withdrawn | MENDOCINO | UKIAH SUB | Solar PV | 1.0159 | 11/24/2020 | 3/8/2021 | Fail Screens: D, G, J, K, L, M, S5 | 5/18/2021 | Fail | Withdrawn | Withdrawn | Withdrawn | Withdrawn | No former queue position |  |  |  |  | Ukiah | 115 |  |  | TRUE | FALSE | Ukiah | 115 |  | 1.0159 | [8 empty] | 0 | 0
2020-11-05 10:49 | 2636-RD | Fast Track | Fast Track | In Service | Not Provided |  |  | HUMBOLDT | NEWBURG SUB | Storage | 0.28 | 11/24/2020 | 4/23/2021 | Pass |  |  | N/A (Fast Track) | N/A (Fast Track) | N/A (Fast Track) | Executed | No former queue position |  |  | not found |  | Newburg |  |  |  | FALSE | FALSE | not found | [8 empty] | 0.28 |  | 0.28 | 1 | 1
2020-10-09 10:37 | 2637-WD | Fast Track | Independent Study | Withdrawn | 11/30/2021 | Withdrawn | Withdrawn | BUTTE | BUTTE SUB | Solar PV | 2 | 11/24/2020 | 12/18/2020 | Fail Screens: 2, 4, 5, 10 | 2/27/2021 | Fail | Withdrawn | Withdrawn | Withdrawn | Withdrawn | No former queue position |  |  |  |  | Butte | 115 |  |  | TRUE | FALSE | Butte | 115 |  | 2 | [8 empty] | 0 | 0
2020-10-27 14:18 | 2638-RD | Fast Track | Fast Track | In Service | Not Provided |  |  | SONOMA | PENNGROVE SUB | Solar PV | 0.72 | 11/24/2020 | 12/17/2020 | Pass |  |  | N/A (Fast Track) | N/A (Fast Track) | N/A (Fast Track) | Executed | No former queue position |  |  |  |  | Penngrove | 115 |  |  | TRUE | FALSE | Penngrove | 115 |  | 0.72 | [8 empty] | 1 | 1
2020-11-17 11:34 | 2639-RD | Detailed Study | Detailed Study | Active | Not Provided |  |  | SANTA BARBARA | FAIRWAY SUB | Solar PV, Storage | 3.4613 | 12/2/2020 | N/A | N/A | N/A | N/A | Pass | 5/18/2021 | N/A | Executed | No former queue position | not found |  |  |  | Fairway | 115 |  |  | TRUE | TRUE | Fairway | 115 |  | 3.4613 | [5 empty] | 3.4613 |  | 3.4613 | 0 | 1
2020-11-11 13:55 | 2640-RD | Fast Track | Fast Track | In Service | Not Provided |  |  | KINGS | KINGSBURG SUB | Solar PV | 1.08 | 12/2/2020 | 12/23/2020 | Fail Screens: D, F, G, J, K, M, S5 | 1/20/2021 | Pass | N/A (Fast Track) | N/A (Fast Track) | N/A (Fast Track) | Executed | No former queue position |  |  |  |  | Kingsburg | 115 |  |  | TRUE | FALSE | Kingsburg | 115 |  | 1.08 | [8 empty] | 1 | 1
2020-11-20 16:07 | 2641-RD | Detailed Study | Detailed Study | Withdrawn | Not Provided | Withdrawn | Withdrawn | KINGS | GUERNSEY SUB | Solar PV | 2.58 | 12/2/2020 | Withdrawn | Withdrawn | Withdrawn | Withdrawn | Withdrawn | Withdrawn | Withdrawn | Withdrawn | No former queue position |  |  |  |  | Guernsey | 70 |  |  | TRUE | FALSE | Guernsey | 70 |  | 2.58 | [8 empty] | 0 | 0
2020-11-17 12:03 | 2642-RD | Fast Track | Fast Track | In Service | Not Provided |  |  | KERN | BAKERSFIELD SUB | Solar PV | 0.9 | 12/2/2020 | 3/11/2021 | Fail Screens: F, G, H, J, K, L, M, S5 | 4/26/2021 | Pass | N/A (Fast Track) | N/A (Fast Track) | N/A (Fast Track) | Executed | No former queue position |  |  |  |  | Bakersfield | 230 |  |  | TRUE | FALSE | Bakersfield | 230 |  | 0.9 | [8 empty] | 1 | 1
2020-11-06 09:32 | 2643-RD | Fast Track | Fast Track | Withdrawn | Not Provided | Withdrawn | Withdrawn | HUMBOLDT | ARCATA SUB | Storage | 0.14 | 12/9/2020 | 2/2/2021 | Fail Screens: I, J, M, V1, S5 | Withdrawn | Withdrawn | Withdrawn | Withdrawn | Withdrawn | Withdrawn | No former queue position |  |  | not found |  | Arcata | 60 |  |  | TRUE | FALSE | not found | 60 | [7 empty] | 0.14 |  | 0.14 | 0 | 0
2020-11-09 09:19 | 2644-RD | Fast Track | Fast Track | In Service | Not Provided |  |  | TUOLUMNE | CURTIS SUB | Storage | 0.07 | 12/9/2020 | 12/30/2020 | Pass |  |  | N/A (Fast Track) | N/A (Fast Track) | N/A (Fast Track) | Executed | No former queue position |  |  |  |  | Curtis | 115 |  |  | TRUE | FALSE | Curtis | 115 | [7 empty] | 0.07 |  | 0.07 | 1 | 1
2020-11-06 18:18 | 2645-RD | Fast Track | Fast Track | Withdrawn | Not Provided | Withdrawn | Withdrawn | SANTA CLARA | LAWRENCE SUB | Storage | 0.73317 | 12/9/2020 | 10/19/2021 | Pass | Withdrawn | Withdrawn | Withdrawn | Withdrawn | Withdrawn | Withdrawn | No former queue position |  |  |  |  | Lawrence |  |  |  | FALSE | FALSE | Lawrence | [8 empty] | 0.73317 |  | 0.73317 | 0 | 0
2020-12-01 10:19 | 2646-RD | Detailed Study | Detailed Study | Withdrawn | Not Provided | Withdrawn | Withdrawn | KINGS | GUERNSEY SUB | Solar PV | 1.32 | 12/9/2020 | Withdrawn | Withdrawn | Withdrawn | Withdrawn | Withdrawn | Withdrawn | Withdrawn | Withdrawn | No former queue position |  |  |  |  | Guernsey | 70 |  |  | TRUE | FALSE | Guernsey | 70 |  | 1.32 | [8 empty] | 0 | 0
2020-11-30 17:32 | 2647-RD | Detailed Study | Detailed Study | Active | Not Provided |  |  | KERN | OLD RIVER SUB | Solar PV | 2.0029 | 12/9/2020 | N/A | N/A | N/A | N/A | Pass | 6/9/2021 | N/A | Executed | No former queue position | not found |  |  |  | Old River | 70 |  |  | TRUE | TRUE | Old River | 70 |  | 2.0029 | [8 empty] | 0 | 1
2020-11-16 08:34 | 2648-RD | Fast Track | Fast Track | In Service | Not Provided |  |  | KERN | MARICOPA SUB | Solar PV | 1.4936 | 12/9/2020 | 12/29/2020 | Fail Screens: D, F, G, I, J, K, L, M, V1, V2, S5, A1 | 2/22/2021 | Pass | N/A (Fast Track) | N/A (Fast Track) | N/A (Fast Track) | Executed | No former queue position |  |  |  |  | Maricopa |  |  |  | FALSE | FALSE | Maricopa |  |  | 1.4936 | [8 empty] | 1 | 1
2020-11-09 11:06 | 2649-WD | Fast Track | Independent Study | Active | 11/30/2021 | 11/13/2023 |  | MERCED | DOS PALOS SUB | Solar PV | 3 | 12/16/2020 | 1/16/2021 | Fail Screens: 2, 4, 5, 7, 9, 10 | 3/29/2021 | Fail | Pass | 10/18/2021 | N/A | Executed | No former queue position | not found |  |  |  | Dos Palos |  |  |  | FALSE | FALSE | Dos Palos |  |  | 3 | [8 empty] | 0 | 1
2020-11-13 09:18 | 2650-RD | Fast Track | Fast Track | In Service | Not Provided |  |  | SAN MATEO | WOODSIDE SUB | Storage | 0.05 | 12/16/2020 | 2/10/2021 | Pass |  |  | N/A (Fast Track) | N/A (Fast Track) | N/A (Fast Track) | Executed | No former queue position |  |  |  |  | Woodside |  |  |  | FALSE | FALSE | Woodside | [8 empty] | 0.05 |  | 0.05 | 1 | 1
2020-11-19 13:19 | 2651-RD | Fast Track | Fast Track | In Service | Not Provided |  |  | HUMBOLDT | EUREKA A SUB | Storage | 0.21 | 12/16/2020 | 1/11/2021 | Fail Screens: I, J, V1, S5 |  |  | N/A (Fast Track) | N/A (Fast Track) | N/A (Fast Track) | Executed | No former queue position |  |  |  |  | Eureka A |  |  |  | FALSE | FALSE | Eureka A | [8 empty] | 0.21 |  | 0.21 | 1 | 1
2020-11-20 12:48 | 2652-RD | Fast Track | Fast Track | Withdrawn | Not Provided | Withdrawn | Withdrawn | HUMBOLDT | GARBERVILLE SUB | Storage | 0.14 | 12/16/2020 | Withdrawn | Withdrawn | Withdrawn | Withdrawn | Withdrawn | Withdrawn | Withdrawn | Withdrawn | No former queue position |  |  |  |  | Garberville |  |  |  | FALSE | FALSE | Garberville | [8 empty] | 0.14 |  | 0.14 | 0 | 0
2020-11-20 13:16 | 2653-RD | Fast Track | Fast Track | Withdrawn | Not Provided | Withdrawn | Withdrawn | LAKE | HARTLEY SUB | Storage | 0.14 | 12/16/2020 | Withdrawn | Withdrawn | Withdrawn | Withdrawn | Withdrawn | Withdrawn | Withdrawn | Withdrawn | No former queue position |  |  |  |  | Hartley | 60 |  |  | TRUE | FALSE | Hartley | 60 | [7 empty] | 0.14 |  | 0.14 | 0 | 0
2020-11-20 14:49 | 2654-RD | Fast Track | Fast Track | In Service | Not Provided |  |  | HUMBOLDT | HARRIS SUB | Storage | 0.14 | 12/16/2020 | 1/14/2021 | Pass |  |  | N/A (Fast Track) | N/A (Fast Track) | N/A (Fast Track) | Executed | No former queue position |  |  |  |  | Harris | 60 |  |  | TRUE | FALSE | Harris | 60 | [7 empty] | 0.14 |  | 0.14 | 1 | 1
2020-11-24 08:03 | 2655-RD | Fast Track | Fast Track | In Service | Not Provided |  |  | LAKE | LUCERNE SUB | Storage | 0.21 | 12/16/2020 | 1/7/2021 | Pass |  |  | N/A (Fast Track) | N/A (Fast Track) | N/A (Fast Track) | Executed | No former queue position |  |  |  |  | Lucerne |  |  |  | FALSE | FALSE | Lucerne | [8 empty] | 0.21 |  | 0.21 | 1 | 1
2020-11-04 16:18 | 2656-RD | Fast Track | Fast Track | Active | Not Provided |  |  | SONOMA | SANTA ROSA A SUB | Storage | 1.8786 | 12/23/2020 | 11/1/2021 | Fail Screens: B, D, I, J, K, L, M, V1, S5, A1 | 1/4/2022 | Pass | N/A (Fast Track) | N/A (Fast Track) | N/A (Fast Track) | Executed | No former queue position | not found |  |  |  | Santa Rosa A | 115 |  |  | TRUE | TRUE | Santa Rosa A | 115 | [7 empty] | 1.8786 |  | 1.8786 | 0 | 1
2020-12-07 21:47 | 2657-RD | Fast Track | Fast Track | Withdrawn | Not Provided | Withdrawn | Withdrawn | PLACER | HIGGINS SUB | Storage | 0.21 | 12/23/2020 | Withdrawn | Withdrawn | Withdrawn | Withdrawn | Withdrawn | Withdrawn | Withdrawn | Withdrawn | No former queue position |  |  |  |  | Higgins | 115 |  |  | TRUE | FALSE | Higgins | 115 | [7 empty] | 0.21 |  | 0.21 | 0 | 0
2020-12-07 22:03 | 2658-RD | Fast Track | Fast Track | Withdrawn | Not Provided | Withdrawn | Withdrawn | NEVADA | BRUNSWICK SUB | Storage | 0.6435 | 12/23/2020 | Withdrawn | Withdrawn | Withdrawn | Withdrawn | Withdrawn | Withdrawn | Withdrawn | Withdrawn | No former queue position |  |  |  |  | Brunswick | 115 |  |  | TRUE | FALSE | Brunswick | 115 | [7 empty] | 0.6435 |  | 0.6435 | 0 | 0
2020-12-07 22:17 | 2659-RD | Fast Track | Fast Track | Active | Not Provided |  |  | NEVADA | BRUNSWICK SUB | Storage | 0.14 | 12/23/2020 | 3/5/2021 | Pass |  |  | N/A (Fast Track) | N/A (Fast Track) | N/A (Fast Track) | Executed | No former queue position | Brunswick |  |  |  | Brunswick | 115 |  |  | TRUE | TRUE | Brunswick | [8 empty] | 0.14 |  | 0.14 | 0 | 1
2020-12-07 22:32 | 2660-RD | Fast Track | Fast Track | Withdrawn | Not Provided | Withdrawn | Withdrawn | NEVADA | BRUNSWICK SUB | Storage | 0.14 | 12/23/2020 | Withdrawn | Withdrawn | Withdrawn | Withdrawn | Withdrawn | Withdrawn | Withdrawn | Withdrawn | No former queue position |  |  |  |  | Brunswick | 115 |  |  | TRUE | FALSE | Brunswick | 115 | [7 empty] | 0.14 |  | 0.14 | 0 | 0
2020-12-07 22:47 | 2661-RD | Fast Track | Fast Track | Active | Not Provided |  |  | NEVADA | BRUNSWICK SUB | Storage | 0.14 | 12/23/2020 | 3/31/2021 | Fail Screens: L |  |  | N/A (Fast Track) | N/A (Fast Track) | N/A (Fast Track) | Executed | No former queue position | Brunswick |  |  |  | Brunswick | 115 |  |  | TRUE | TRUE | Brunswick | [8 empty] | 0.14 |  | 0.14 | 0 | 1
2020-12-07 23:32 | 2662-RD | Fast Track | Fast Track | Active | Not Provided |  |  | NEVADA | HIGGINS SUB | Storage | 0.14 | 12/23/2020 | 3/4/2021 | Pass |  |  | N/A (Fast Track) | N/A (Fast Track) | N/A (Fast Track) | Executed | No former queue position | Higgins |  |  |  | Higgins | 115 |  |  | TRUE | TRUE | Higgins | [8 empty] | 0.14 |  | 0.14 | 0 | 1
2020-12-09 10:34 | 2663-RD | Detailed Study | Detailed Study | Active | Not Provided |  |  | SONOMA | SONOMA A SUB | Engine | 0.42 | 12/23/2020 | N/A | N/A | N/A | N/A | Pass | 4/14/2021 | N/A | Executed | No former queue position | not found |  |  |  | Sonoma A |  |  |  | FALSE | FALSE | Sonoma A | [11 empty] | 0 | 1
2020-11-18 14:18 | 2664-RD | Fast Track | Fast Track | Withdrawn | Not Provided | Withdrawn | Withdrawn | NEVADA | BRUNSWICK SUB | Storage | 0.14 | 12/30/2020 | 1/21/2021 | Pass | Withdrawn | Withdrawn | Withdrawn | Withdrawn | Withdrawn | Withdrawn | No former queue position |  |  |  |  | Brunswick | 115 |  |  | TRUE | FALSE | Brunswick | 115 | [7 empty] | 0.14 |  | 0.14 | 0 | 0
2020-12-01 17:47 | 2665-RD | Fast Track | Fast Track | In Service | Not Provided |  |  | EL DORADO | APPLE HILL SUB | Storage | 0.21 | 12/30/2020 | 1/21/2021 | Pass |  |  | N/A (Fast Track) | N/A (Fast Track) | N/A (Fast Track) | Executed | No former queue position |  |  |  |  | Apple Hill |  |  |  | FALSE | FALSE | Apple Hill | [8 empty] | 0.21 |  | 0.21 | 1 | 1
2020-12-02 10:18 | 2666-RD | Fast Track | Fast Track | In Service | Not Provided |  |  | SONOMA | CLOVERDALE SUB | Storage | 0.28 | 12/30/2020 | 6/4/2021 | Fail Screens: D, G, I, J, V1, S5 | 8/6/2021 | Pass | N/A (Fast Track) | N/A (Fast Track) | N/A (Fast Track) | Executed | No former queue position |  |  |  |  | Cloverdale | 115 |  |  | TRUE | FALSE | Cloverdale | 115 | [7 empty] | 0.28 |  | 0.28 | 1 | 1
2020-12-02 14:35 | 2667-RD | Fast Track | Fast Track | In Service | Not Provided |  |  | LAKE | HIGHLANDS SUB | Storage | 0.21 | 12/30/2020 | 1/26/2021 | Pass |  |  | N/A (Fast Track) | N/A (Fast Track) | N/A (Fast Track) | Executed | No former queue position |  |  |  |  | Highlands |  |  |  | FALSE | FALSE | Highlands | [8 empty] | 0.21 |  | 0.21 | 1 | 1
2020-12-07 14:48 | 2668-RD | Fast Track | Fast Track | In Service | Not Provided |  |  | SONOMA | CLOVERDALE SUB | Storage | 0.14 | 12/30/2020 | 4/12/2021 | Fail Screens: G, I, J, M, V1, S5 |  |  | N/A (Fast Track) | N/A (Fast Track) | N/A (Fast Track) | Executed | No former queue position |  |  |  |  | Cloverdale | 115 |  |  | TRUE | FALSE | Cloverdale | 115 | [7 empty] | 0.14 |  | 0.14 | 1 | 1
2020-12-10 10:21 | 2669-RD | Fast Track | Detailed Study | In Service | Not Provided |  |  | MENDOCINO | HOPLAND SUB | Solar PV, Storage | 2.4665 | 12/30/2020 | 2/8/2021 | Fail Screens: F, M, V1 | 5/25/2021 | Fail | Pass | 10/26/2021 | N/A | Executed | No former queue position |  |  |  |  | Hopland | 115 |  |  | TRUE | FALSE | Hopland | 115 |  | 2.4665 | [5 empty] | 2.4665 |  | 2.4665 | 1 | 1
2020-12-10 10:16 | 2670-WD | Fast Track | Fast Track | Withdrawn | 11/30/2021 | Withdrawn | Withdrawn | MERCED | LIVINGSTON SUB | Solar PV | 2 | 12/30/2020 | 2/3/2021 | Fail Screens: 2, 4, 5, 7, 9, 10 | 3/31/2021 | Pass | Withdrawn | Withdrawn | Withdrawn | Withdrawn | No former queue position |  |  |  |  | Livingston |  |  |  | FALSE | FALSE | Livingston |  |  | 2 | [8 empty] | 0 | 0
2020-12-01 05:00 | 2671-RD | Fast Track | Fast Track | Active | Not Provided |  |  | KERN | RIO BRAVO SUB | Engine | 5.625 | 12/30/2020 | 2/23/2021 | Pass |  |  | N/A (Fast Track) | N/A (Fast Track) | N/A (Fast Track) | Executed | No former queue position | Rio Bravo | 115 |  |  | Rio Bravo | 115 |  |  | TRUE | TRUE | Rio Bravo | 115 | [10 empty] | 0 | 1
2020-12-10 16:09 | 2672-RD | Fast Track | Fast Track | In Service | Not Provided |  |  | HUMBOLDT | JANES CREEK SUB | Storage | 0.35 | 1/6/2021 | 6/1/2021 | Fail Screens: D, F, I, J, M, V1, S5 | 7/29/2021 | Pass | N/A (Fast Track) | N/A (Fast Track) | N/A (Fast Track) | Executed | No former queue position |  |  |  |  | Janes Creek |  |  |  | FALSE | FALSE | Janes Creek | [8 empty] | 0.35 |  | 0.35 | 1 | 1
2020-12-11 12:39 | 2673-RD | Fast Track | Fast Track | In Service | Not Provided |  |  | NEVADA | BRUNSWICK SUB | Storage | 0.14 | 1/6/2021 | 1/21/2021 | Pass |  |  | N/A (Fast Track) | N/A (Fast Track) | N/A (Fast Track) | Executed | No former queue position |  |  |  |  | Brunswick | 115 |  |  | TRUE | FALSE | Brunswick | 115 | [7 empty] | 0.14 |  | 0.14 | 1 | 1
2020-12-11 15:04 | 2674-RD | Fast Track | Fast Track | In Service | Not Provided |  |  | HUMBOLDT | GARBERVILLE SUB | Storage | 0.21 | 1/6/2021 | 3/15/2021 | Fail Screens: D, F, I, J, S5 |  |  | N/A (Fast Track) | N/A (Fast Track) | N/A (Fast Track) | Executed | No former queue position |  |  |  |  | Garberville |  |  |  | FALSE | FALSE | Garberville | [8 empty] | 0.21 |  | 0.21 | 1 | 1
2020-12-11 15:37 | 2675-RD | Fast Track | Fast Track | In Service | Not Provided |  |  | HUMBOLDT | NEWBURG SUB | Storage | 0.28 | 1/6/2021 | 4/5/2021 | Pass |  |  | N/A (Fast Track) | N/A (Fast Track) | N/A (Fast Track) | Executed | No former queue position |  |  | not found |  | Newburg |  |  |  | FALSE | FALSE | not found | [8 empty] | 0.28 |  | 0.28 | 1 | 1
2020-12-09 09:47 | 2676-RD | Detailed Study | Detailed Study | Active | Not Provided |  |  | FRESNO | WOODWARD SUB | Solar PV, Storage | 2.185 | 1/6/2021 | N/A | N/A | N/A | N/A | Pass | 7/30/2021 | N/A | Executed | No former queue position | not found |  |  |  | Woodward | 115 |  |  | TRUE | TRUE | Woodward | 115 |  | 2.185 | [5 empty] | 2.185 |  | 2.185 | 0 | 1
2020-12-16 19:55 | 2677-RD | Detailed Study | Detailed Study | Withdrawn | Not Provided | Withdrawn | Withdrawn | FRESNO | GATES SUB | Solar PV | 3.192 | 1/6/2021 | Withdrawn | Withdrawn | Withdrawn | Withdrawn | Withdrawn | Withdrawn | Withdrawn | Withdrawn | No former queue position |  |  |  |  | Gates | 500 |  |  | TRUE | FALSE | Gates | 500 |  | 3.192 | [8 empty] | 0 | 0
2020-12-31 11:00 | 2678-WD | Independent Study | Independent Study | Withdrawn | 3/11/2022 | Withdrawn | Withdrawn | CONTRA COSTA | BRENTWOOD SUB | Solar PV | 5 | 1/13/2021 | Withdrawn | Withdrawn | Withdrawn | Withdrawn | Withdrawn | Withdrawn | Withdrawn | Withdrawn | No former queue position |  |  |  |  | Brentwood | 230 |  |  | TRUE | FALSE | Brentwood | 230 |  | 5 | [8 empty] | 0 | 0
2020-12-29 17:01 | 2679-RD | Detailed Study | DGSP | Withdrawn | Not Provided | Withdrawn | Withdrawn | KINGS | GUERNSEY SUB | Solar PV | 1.32 | 1/13/2021 | Withdrawn | Withdrawn | Withdrawn | Withdrawn | Withdrawn | Withdrawn | Withdrawn | Withdrawn | No former queue position |  |  |  |  | Guernsey | 70 |  |  | TRUE | FALSE | Guernsey | 70 |  | 1.32 | [8 empty] | 0 | 0
2020-11-24 15:04 | 2680-RD | Detailed Study | Detailed Study | Withdrawn | 6/1/2022 | Withdrawn | Withdrawn | MERCED | SANTA NELLA SUB | Turbine | 7.2 | 1/13/2021 | Withdrawn | Withdrawn | Withdrawn | Withdrawn | Withdrawn | Withdrawn | Withdrawn | Withdrawn | No former queue position |  |  |  |  | Santa Nella |  |  |  | FALSE | FALSE | Santa Nella | [11 empty] | 0 | 0
2020-12-22 13:16 | 2681-RD | Fast Track | Fast Track | Withdrawn | Not Provided | Withdrawn | Withdrawn | SHASTA | JESSUP SUB | Storage | 0.21 | 1/13/2021 | Withdrawn | Withdrawn | Withdrawn | Withdrawn | Withdrawn | Withdrawn | Withdrawn | Withdrawn | No former queue position |  |  |  |  | Jessup | 115 |  |  | TRUE | FALSE | Jessup | 115 | [7 empty] | 0.21 |  | 0.21 | 0 | 0
2020-12-23 11:32 | 2682-RD | Fast Track | Fast Track | In Service | Not Provided |  |  | HUMBOLDT | GARBERVILLE SUB | Storage | 0.28 | 1/13/2021 | 8/9/2021 | Fail Screens: F, I, J, S5 |  |  | N/A (Fast Track) | N/A (Fast Track) | N/A (Fast Track) | Executed | No former queue position |  |  |  |  | Garberville |  |  |  | FALSE | FALSE | Garberville | [8 empty] | 0.28 |  | 0.28 | 1 | 1
2020-12-23 12:46 | 2683-RD | Fast Track | Fast Track | In Service | Not Provided |  |  | LAKE | HIGHLANDS SUB | Storage | 0.14 | 1/13/2021 | 4/27/2021 | Pass |  |  | N/A (Fast Track) | N/A (Fast Track) | N/A (Fast Track) | Executed | No former queue position |  |  |  |  | Highlands |  |  |  | FALSE | FALSE | Highlands | [8 empty] | 0.14 |  | 0.14 | 1 | 1
2021-01-07 18:26 | 2684-WD | Independent Study | DGSP | Withdrawn | 3/11/2022 | Withdrawn | Withdrawn | YOLO | MADISON SUB | Solar PV | 5 | 1/13/2021 | Withdrawn | Withdrawn | Withdrawn | Withdrawn | Withdrawn | Withdrawn | Withdrawn | Withdrawn | No former queue position |  |  | Madison |  | Madison | 115 |  |  | TRUE | FALSE | Madison | 115 |  | 5 | [8 empty] | 0 | 0
2020-12-15 18:14 | 2685-RD | Fast Track | Fast Track | In Service | Not Provided |  |  | HUMBOLDT | WILLOW CREEK SUB | Storage | 0.21 | 1/13/2021 | 4/15/2021 | Pass |  |  | N/A (Fast Track) | N/A (Fast Track) | N/A (Fast Track) | Executed | No former queue position |  |  |  |  | Willow Creek |  |  |  | FALSE | FALSE | Willow Creek | [8 empty] | 0.21 |  | 0.21 | 1 | 1
2020-12-15 18:35 | 2686-RD | Fast Track | Fast Track | In Service | Not Provided |  |  | HUMBOLDT | WILLOW CREEK SUB | Storage | 0.14 | 1/13/2021 | 6/9/2021 | Pass |  |  | N/A (Fast Track) | N/A (Fast Track) | N/A (Fast Track) | Executed | No former queue position |  |  |  |  | Willow Creek |  |  |  | FALSE | FALSE | Willow Creek | [8 empty] | 0.14 |  | 0.14 | 1 | 1
2021-01-06 13:31 | 2687-RD | Fast Track | Detailed Study | In Service | Not Provided |  |  | KINGS | GUERNSEY SUB | Solar PV | 1.625 | 1/20/2021 | 3/2/2021 | Fail Screens: F, J, K, M, V1, V2, S5, A1 | 4/1/2021 | Fail | Pass | 8/10/2021 | N/A | Executed | No former queue position |  |  |  |  | Guernsey | 70 |  |  | TRUE | FALSE | Guernsey | 70 |  | 1.625 | [8 empty] | 1 | 1
2020-12-11 15:19 | 2688-RD | Fast Track | Fast Track | In Service | Not Provided |  |  | LAKE | HARTLEY SUB | Storage | 0.14 | 1/27/2021 | 3/24/2021 | Pass |  |  | N/A (Fast Track) | N/A (Fast Track) | N/A (Fast Track) | Executed | No former queue position |  |  |  |  | Hartley | 60 |  |  | TRUE | FALSE | Hartley | 60 | [7 empty] | 0.14 |  | 0.14 | 1 | 1
2020-12-16 12:12 | 2689-RD | Detailed Study | Detailed Study | Active | 5/2/2022 |  |  | MADERA | BORDEN SUB | Steam Turbine | 5 | 1/27/2021 | N/A | N/A | N/A | N/A | Pass | 8/18/2021 | N/A | Executed | No former queue position | Borden |  |  |  | Borden | 230 |  |  | TRUE | TRUE | Borden | [11 empty] | 0 | 1
2020-12-30 08:47 | 2690-RD | Fast Track | Fast Track | Active | Not Provided |  |  | HUMBOLDT | NEWBURG SUB | Storage | 0.3575 | 1/27/2021 | 5/12/2021 | Pass |  |  | N/A (Fast Track) | N/A (Fast Track) | N/A (Fast Track) | Executed | No former queue position | not found |  | not found |  | Newburg |  |  |  | FALSE | FALSE | not found | [8 empty] | 0.3575 |  | 0.3575 | 0 | 1
2020-12-30 15:18 | 2691-RD | Fast Track | Fast Track | In Service | Not Provided |  |  | HUMBOLDT | EEL RIVER SUB | Storage | 0.14 | 1/27/2021 | 3/2/2021 | Pass |  |  | N/A (Fast Track) | N/A (Fast Track) | N/A (Fast Track) | Executed | No former queue position |  |  |  |  | Eel River |  |  |  | FALSE | FALSE | Eel River | [8 empty] | 0.14 |  | 0.14 | 1 | 1
2020-12-30 16:16 | 2692-RD | Fast Track | Fast Track | In Service | Not Provided |  |  | HUMBOLDT | ARCATA SUB | Storage | 0.14 | 1/27/2021 | 7/28/2021 | Pass |  |  | N/A (Fast Track) | N/A (Fast Track) | N/A (Fast Track) | Executed | No former queue position |  |  | not found |  | Arcata | 60 |  |  | TRUE | FALSE | not found | 60 | [7 empty] | 0.14 |  | 0.14 | 1 | 1
2021-01-05 10:48 | 2693-RD | Fast Track | Fast Track | Withdrawn | Not Provided | Withdrawn | Withdrawn | HUMBOLDT | ARCATA SUB | Storage | 0.07 | 1/27/2021 | 3/9/2021 | Pass | Withdrawn | Withdrawn | Withdrawn | Withdrawn | Withdrawn | Withdrawn | No former queue position |  |  | not found |  | Arcata | 60 |  |  | TRUE | FALSE | not found | 60 | [7 empty] | 0.07 |  | 0.07 | 0 | 0
2021-01-05 12:25 | 2694-WD | Independent Study | Independent Study | In Service | 11/5/2021 |  |  | SUTTER | PEASE SUB | Storage | 6 | 1/27/2021 | N/A | N/A (Independent Study) | N/A | N/A (Independent Study) | Pass | 11/5/2021 | N/A | Executed | No former queue position | Pease | 60 |  |  | Pease | 115 |  |  | TRUE | FALSE | Pease | 60 | [7 empty] | 6 |  | 6 | 1 | 1
2021-01-06 08:32 | 2695-RD | Detailed Study | Detailed Study | In Service | Not Provided |  |  | KERN | CHARCA SUB | Solar PV, Storage | 2.7435 | 1/27/2021 | N/A | N/A | N/A | N/A | Pass | 6/21/2021 | N/A | Executed | No former queue position |  |  |  |  | Charca | 115 |  |  | TRUE | FALSE | Charca | 115 |  | 2.7435 | [5 empty] | 2.7435 |  | 2.7435 | 1 | 1
2021-01-12 23:30 | 2696-RD | Fast Track | Fast Track | In Service | Not Provided |  |  | SAN JOAQUIN | TRACY SUB | Engine, Solar PV | 0.7666 | 1/27/2021 | 3/1/2021 | Pass |  |  | N/A (Fast Track) | N/A (Fast Track) | N/A (Fast Track) | Executed | No former queue position |  |  |  |  | Tracy | 115 |  |  | TRUE | FALSE | Tracy | 115 |  | 0.7666 | [8 empty] | 1 | 1
2021-01-04 15:49 | 2697-RD | Fast Track | Fast Track | In Service | Not Provided |  |  | HUMBOLDT | HARRIS SUB | Storage | 0.98 | 2/3/2021 | 7/20/2021 | Pass |  |  | N/A (Fast Track) | N/A (Fast Track) | N/A (Fast Track) | Executed | No former queue position |  |  |  |  | Harris | 60 |  |  | TRUE | FALSE | Harris | 60 | [7 empty] | 0.98 |  | 0.98 | 1 | 1
2021-01-08 12:18 | 2698-RD | Fast Track | Fast Track | In Service | Not Provided |  |  | HUMBOLDT | JANES CREEK SUB | Storage | 0.35 | 2/3/2021 | 4/30/2021 | Pass |  |  | N/A (Fast Track) | N/A (Fast Track) | N/A (Fast Track) | Executed | No former queue position |  |  |  |  | Janes Creek |  |  |  | FALSE | FALSE | Janes Creek | [8 empty] | 0.35 |  | 0.35 | 1 | 1
2021-01-08 16:32 | 2699-RD | Fast Track | Fast Track | In Service | Not Provided |  |  | HUMBOLDT | HARRIS SUB | Storage | 0.14 | 2/3/2021 | 3/30/2021 | Pass |  |  | N/A (Fast Track) | N/A (Fast Track) | N/A (Fast Track) | Executed | No former queue position |  |  |  |  | Harris | 60 |  |  | TRUE | FALSE | Harris | 60 | [7 empty] | 0.14 |  | 0.14 | 1 | 1
2021-01-12 10:03 | 2700-RD | Detailed Study | Detailed Study | Active | Not Provided |  |  | MONTEREY | OIL FIELDS SUB | Solar PV, Turbine | 13.9532 | 2/3/2021 | N/A | N/A | N/A | N/A | Pass | 05/26/2022 | N/A | Executed | No former queue position | not found |  |  |  | Oil Fields |  |  |  | FALSE | FALSE | Oil Fields |  |  | 13.9532 | [8 empty] | 0 | 1
2021-01-11 14:52 | 2701-RD | Fast Track | Fast Track | In Service | Not Provided |  |  | HUMBOLDT | ARCATA SUB | Storage | 0.28 | 2/3/2021 | 3/1/2021 | Pass |  |  | N/A (Fast Track) | N/A (Fast Track) | N/A (Fast Track) | Executed | No former queue position |  |  | not found |  | Arcata | 60 |  |  | TRUE | FALSE | not found | 60 | [7 empty] | 0.28 |  | 0.28 | 1 | 1
2020-12-16 19:39 | 2702-RD | Fast Track | Fast Track | In Service | Not Provided |  |  | LAKE | CLEAR LAKE SUB | Storage | 0.42 | 2/3/2021 | 4/27/2021 | Pass |  |  | N/A (Fast Track) | N/A (Fast Track) | N/A (Fast Track) | Executed | No former queue position |  |  |  |  | Clear Lake |  |  |  | FALSE | FALSE | Clear Lake | [8 empty] | 0.42 |  | 0.42 | 1 | 1
2021-01-13 12:32 | 2703-RD | Fast Track | Fast Track | In Service | Not Provided |  |  | TEHAMA | RAWSON SUB | Storage | 0.35 | 2/3/2021 | 5/27/2021 | Fail Screens: S5 |  |  | N/A (Fast Track) | N/A (Fast Track) | N/A (Fast Track) | Executed | No former queue position |  |  |  |  | Rawson |  |  |  | FALSE | FALSE | Rawson | [8 empty] | 0.35 |  | 0.35 | 1 | 1
2021-01-15 13:31 | 2704-RD | Fast Track | Fast Track | In Service | Not Provided |  |  | BUTTE | PARADISE SUB | Storage | 0.21 | 2/3/2021 | 3/11/2021 | Pass |  |  | N/A (Fast Track) | N/A (Fast Track) | N/A (Fast Track) | Executed | No former queue position |  |  |  |  | Paradise |  |  |  | FALSE | FALSE | Paradise | [8 empty] | 0.21 |  | 0.21 | 1 | 1
2021-01-15 15:48 | 2705-RD | Fast Track | Fast Track | Active | Not Provided |  |  | NEVADA | BRUNSWICK SUB | Storage | 0.21 | 2/3/2021 | 6/10/2021 | Fail Screens: F, L, S5 |  |  | N/A (Fast Track) | N/A (Fast Track) | N/A (Fast Track) | Executed | No former queue position | Brunswick |  |  |  | Brunswick | 115 |  |  | TRUE | TRUE | Brunswick | [8 empty] | 0.21 |  | 0.21 | 0 | 1
2021-01-22 14:20 | 2706-WD | Independent Study | DGSP | Active | 8/30/2022 |  |  | PLACER | WHEATLAND SUB | Storage | 5.1 | 2/3/2021 | N/A | N/A | N/A | N/A | Fail | 2021-09-16 | N/A | Executed | No former queue position | not found |  |  |  | Wheatland |  |  |  | FALSE | FALSE | Wheatland | [8 empty] | 5.1 |  | 5.1 | 0 | 1
2020-12-29 08:10 | 2707-RD | Detailed Study | Detailed Study | Active | Not Provided |  |  | KERN | TEMBLOR SUB | Solar PV, Turbine | 107.64 | 2/10/2021 | N/A | N/A | N/A | N/A | Pass | 2022-07-21 | N/A | Executed | No former queue position | Kernridge | 115 |  |  | Temblor | 115 |  |  | TRUE | TRUE | Kernridge | 115 |  | 107.64 | [8 empty] | 0 | 1
2021-01-29 09:47 | 2708-RD | Fast Track | Fast Track | In Service | Not Provided |  |  | CONTRA COSTA | SAN RAMON SUB | Solar PV, Storage | 1.447 | 2/10/2021 | 4/8/2021 | Fail Screens: M, S5 | 6/22/2021 | Pass | N/A (Fast Track) | N/A (Fast Track) | N/A (Fast Track) | Executed | No former queue position |  |  |  |  | San Ramon | 230 |  |  | TRUE | FALSE | San Ramon | 230 |  | 1.447 | [5 empty] | 1.447 |  | 1.447 | 1 | 1
2021-02-03 16:46 | 2709-RD | Fast Track | Fast Track | Active | Not Provided |  |  | CONTRA COSTA | SAN RAMON SUB | Solar PV, Storage | 1.547 | 2/10/2021 | 4/8/2021 | Fail Screens: D, H, M, S5 | 6/22/2021 | Pass | N/A (Fast Track) | N/A (Fast Track) | N/A (Fast Track) | Executed | No former queue position | San Ramon |  |  |  | San Ramon | 230 |  |  | TRUE | TRUE | San Ramon |  |  | 1.547 | [5 empty] | 1.547 |  | 1.547 | 0 | 1
2021-02-03 16:47 | 2710-RD | Fast Track | Fast Track | Active | Not Provided |  |  | CONTRA COSTA | SAN RAMON SUB | Solar PV, Storage | 1.572 | 2/10/2021 | 4/16/2021 | Fail Screens: D, H, M, S5 | 6/22/2021 | Pass | N/A (Fast Track) | N/A (Fast Track) | N/A (Fast Track) | Executed | No former queue position | San Ramon |  |  |  | San Ramon | 230 |  |  | TRUE | TRUE | San Ramon |  |  | 1.572 | [5 empty] | 1.572 |  | 1.572 | 0 | 1
2021-01-29 15:46 | 2711-RD | Detailed Study | Detailed Study | Active | Not Provided |  |  | SOLANO | PEABODY SUB | Engine, Solar PV, Storage | 4.2574 | 2/17/2021 | N/A | N/A | N/A | N/A | Pass | 8/31/2021 | N/A | Executed | No former queue position | Peabody |  |  |  | Peabody | 230 |  |  | TRUE | TRUE | Peabody |  |  | 4.2574 | [5 empty] | 4.2574 |  | 4.2574 | 0 | 1
2021-02-03 17:02 | 2712-RD | Fast Track | Fast Track | Active | Not Provided |  |  | CONTRA COSTA | SAN RAMON SUB | Solar PV, Storage | 1.5428 | 2/17/2021 | 4/20/2021 | Fail Screens: D, M, S5 | 6/23/2021 | Pass | N/A (Fast Track) | N/A (Fast Track) | N/A (Fast Track) | Executed | No former queue position | San Ramon |  |  |  | San Ramon | 230 |  |  | TRUE | TRUE | San Ramon |  |  | 1.5428 | [5 empty] | 1.5428 |  | 1.5428 | 0 | 1
2021-02-03 17:02 | 2713-RD | Fast Track | Fast Track | Active | Not Provided |  |  | CONTRA COSTA | SAN RAMON SUB | Solar PV, Storage | 1.872 | 2/17/2021 | 4/20/2021 | Fail Screens: D, M, S5 | 6/24/2021 | Pass | N/A (Fast Track) | N/A (Fast Track) | N/A (Fast Track) | Executed | No former queue position | San Ramon |  |  |  | San Ramon | 230 |  |  | TRUE | TRUE | San Ramon |  |  | 1.872 | [5 empty] | 1.872 |  | 1.872 | 0 | 1
2021-01-28 22:06 | 2714-WD | Independent Study | Independent Study | Withdrawn | 9/1/2021 | Withdrawn | Withdrawn | KERN | LAMONT SUB | Engine, Solar PV, Storage | 4.95 | 2/17/2021 | Withdrawn | Withdrawn | Withdrawn | Withdrawn | Withdrawn | Withdrawn | Withdrawn | Withdrawn | No former queue position |  |  |  |  | Lamont | 115 |  |  | TRUE | FALSE | Lamont | 115 |  | 4.95 | [5 empty] | 4.95 |  | 4.95 | 0 | 0
2021-02-08 17:15 | 2715-RD | Fast Track | Fast Track | Withdrawn | Not Provided | Withdrawn | Withdrawn | ALAMEDA | DUMBARTON SUB | Storage – EV | 0.1536 | 2/24/2021 | 3/1/2021 | Fail Screens: B, J, V1, S5, A1 | Withdrawn | Withdrawn | Withdrawn | Withdrawn | Withdrawn | Withdrawn | No former queue position |  |  |  |  | Dumbarton | 115 |  |  | TRUE | FALSE | Dumbarton | 115 | [7 empty] | 0.1536 |  | 0.1536 | 0 | 0
2021-02-16 12:33 | 2716-RD | Detailed Study | DGSP | Active | Not Provided |  |  | KERN | FAMOSO SUB | Solar PV | 2.3875 | 2/24/2021 | N/A | N/A | N/A | N/A | Fail | 2021-08-12 | N/A | Executed | No former queue position | Famoso |  |  |  | Famoso | 115 |  |  | TRUE | TRUE | Famoso |  |  | 2.3875 | [8 empty] | 0 | 1
2021-02-19 12:17 | 2717-RD | Fast Track | Fast Track | Withdrawn | Not Provided | Withdrawn | Withdrawn | SAN FRANCISCO | SAN FRAN X (MISSION) SUB | Solar PV | 0.625 | 2/24/2021 | 3/15/2021 | Fail Screens: I, J, K | Withdrawn | Withdrawn | Withdrawn | Withdrawn | Withdrawn | Withdrawn | No former queue position |  |  |  |  | San Fran X (Mission) |  |  |  | FALSE | FALSE | San Fran X (Mission) |  |  | 0.625 | [8 empty] | 0 | 0
2021-01-21 15:01 | 2718-RD | Fast Track | Fast Track | In Service | Not Provided |  |  | LAKE | HIGHLANDS SUB | Storage | 0.21 | 3/3/2021 | 3/22/2021 | Pass |  |  | N/A (Fast Track) | N/A (Fast Track) | N/A (Fast Track) | Executed | No former queue position |  |  |  |  | Highlands |  |  |  | FALSE | FALSE | Highlands | [8 empty] | 0.21 |  | 0.21 | 1 | 1
2021-02-09 14:17 | 2719-RD | Fast Track | Fast Track | In Service | Not Provided |  |  | EL DORADO | EL DORADO PH | Storage | 0.35 | 3/3/2021 | 4/19/2021 | Pass |  |  | N/A (Fast Track) | N/A (Fast Track) | N/A (Fast Track) | Executed | No former queue position |  |  |  |  | El Dorado Ph | 115 |  |  | TRUE | FALSE | El Dorado Ph | 115 | [7 empty] | 0.35 |  | 0.35 | 1 | 1
2021-02-09 16:32 | 2720-RD | Fast Track | Fast Track | In Service | Not Provided |  |  | EL DORADO | APPLE HILL SUB | Storage | 0.35 | 3/3/2021 | 6/23/2021 | Pass |  |  | N/A (Fast Track) | N/A (Fast Track) | N/A (Fast Track) | Executed | No former queue position |  |  |  |  | Apple Hill |  |  |  | FALSE | FALSE | Apple Hill | [8 empty] | 0.35 |  | 0.35 | 1 | 1
2021-02-09 17:31 | 2721-RD | Fast Track | Fast Track | In Service | Not Provided |  |  | MENDOCINO | HOPLAND SUB | Storage | 0.14 | 3/3/2021 | 4/20/2021 | Pass |  |  | N/A (Fast Track) | N/A (Fast Track) | N/A (Fast Track) | Executed | No former queue position |  |  |  |  | Hopland | 115 |  |  | TRUE | FALSE | Hopland | 115 | [7 empty] | 0.14 |  | 0.14 | 1 | 1
2021-02-10 14:31 | 2722-RD | Fast Track | Fast Track | In Service | Not Provided |  |  | MENDOCINO | HOPLAND SUB | Storage | 0.14 | 3/3/2021 | 5/19/2021 | Pass |  |  | N/A (Fast Track) | N/A (Fast Track) | N/A (Fast Track) | Executed | No former queue position |  |  |  |  | Hopland | 115 |  |  | TRUE | FALSE | Hopland | 115 | [7 empty] | 0.14 |  | 0.14 | 1 | 1
2021-02-11 08:46 | 2723-RD | Detailed Study | Detailed Study | Active | Not Provided |  |  | CONTRA COSTA | SAN RAMON SUB | Fuel Cell, Solar PV, Storage | 2.9928 | 3/3/2021 | N/A | N/A | N/A | N/A | Fail | 1/4/2022 | N/A | Executed | No former queue position | San Ramon |  |  |  | San Ramon | 230 |  |  | TRUE | TRUE | San Ramon |  |  | 2.9928 | [5 empty] | 2.9928 |  | 2.9928 | 0 | 1
2021-02-16 09:32 | 2724-RD | Detailed Study | Detailed Study | Active | Not Provided |  |  | KERN | POSO MTN SUB | Solar PV | 3.8585 | 3/3/2021 | N/A | N/A | N/A | N/A | Pass | 7/12/2021 | N/A | Executed | No former queue position | not found |  |  |  | Poso Mtn |  |  |  | FALSE | FALSE | Poso Mtn |  |  | 3.8585 | [8 empty] | 0 | 1
2021-02-08 08:37 | 2725-RD | Fast Track | Fast Track | In Service | Not Provided |  |  | SONOMA | SONOMA A SUB | Storage | 0.21 | 3/3/2021 | 4/6/2021 | Pass |  |  | N/A (Fast Track) | N/A (Fast Track) | N/A (Fast Track) | Executed | No former queue position |  |  |  |  | Sonoma A |  |  |  | FALSE | FALSE | Sonoma A | [8 empty] | 0.21 |  | 0.21 | 1 | 1
2021-02-11 09:47 | 2726-RD | Fast Track | Fast Track | In Service | Not Provided |  |  | ALPINE | SALT SPRINGS PH | Storage | 0.21 | 3/3/2021 | 6/23/2021 | Pass |  |  | N/A (Fast Track) | N/A (Fast Track) | N/A (Fast Track) | Executed | No former queue position |  |  |  |  | Salt Springs Ph |  |  |  | FALSE | FALSE | Salt Springs Ph | [8 empty] | 0.21 |  | 0.21 | 1 | 1
2021-02-17 00:02 | 2727-RD | Fast Track | Fast Track | In Service | Not Provided |  |  | MONTEREY | VIEJO SUB | Storage | 0.21 | 3/3/2021 | 4/20/2021 | Pass |  |  | N/A (Fast Track) | N/A (Fast Track) | N/A (Fast Track) | Executed | No former queue position |  |  |  |  | Viejo | 230 |  |  | TRUE | FALSE | Viejo | 230 | [7 empty] | 0.21 |  | 0.21 | 1 | 1
2021-02-17 03:31 | 2728-RD | Fast Track | Fast Track | In Service | Not Provided |  |  | MADERA | OAKHURST SUB | Storage | 0.21 | 3/3/2021 | 4/13/2021 | Pass |  |  | N/A (Fast Track) | N/A (Fast Track) | N/A (Fast Track) | Executed | No former queue position |  |  |  |  | Oakhurst |  |  |  | FALSE | FALSE | Oakhurst | [8 empty] | 0.21 |  | 0.21 | 1 | 1
2021-02-17 00:17 | 2729-RD | Fast Track | Fast Track | In Service | Not Provided |  |  | SAN MATEO | BELMONT SUB | Storage | 0.21 | 3/3/2021 | 4/19/2021 | Pass |  |  | N/A (Fast Track) | N/A (Fast Track) | N/A (Fast Track) | Executed | No former queue position |  |  |  |  | Belmont |  |  |  | FALSE | FALSE | Belmont | [8 empty] | 0.21 |  | 0.21 | 1 | 1
2021-02-17 00:17 | 2730-RD | Fast Track | Fast Track | In Service | Not Provided |  |  | MONTEREY | SOLEDAD SUB | Storage | 0.21 | 3/3/2021 | 4/23/2021 | Pass |  |  | N/A (Fast Track) | N/A (Fast Track) | N/A (Fast Track) | Executed | No former queue position |  |  |  |  | Soledad | 115 |  |  | TRUE | FALSE | Soledad | 115 | [7 empty] | 0.21 |  | 0.21 | 1 | 1
2021-02-17 23:01 | 2731-RD | Fast Track | Fast Track | In Service | Not Provided |  |  | SONOMA | CORONA SUB | Storage | 0.21 | 3/3/2021 | 4/7/2021 | Pass |  |  | N/A (Fast Track) | N/A (Fast Track) | N/A (Fast Track) | Executed | No former queue position |  |  |  |  | Corona | 115 |  |  | TRUE | FALSE | Corona | 115 | [7 empty] | 0.21 |  | 0.21 | 1 | 1
2021-02-18 16:16 | 2732-RD | Fast Track | Fast Track | In Service | Not Provided |  |  | SAN MATEO | BAIR SUB | Storage | 0.715 | 3/3/2021 | 4/13/2021 | Pass |  |  | N/A (Fast Track) | N/A (Fast Track) | N/A (Fast Track) | Executed | No former queue position |  |  |  |  | Bair |  |  |  | FALSE | FALSE | Bair | [8 empty] | 0.715 |  | 0.715 | 1 | 1
2021-02-18 21:16 | 2733-RD | Fast Track | Fast Track | In Service | Not Provided |  |  | FRESNO | WEST FRESNO SUB | Storage | 0.21 | 3/3/2021 | 3/25/2021 | Pass |  |  | N/A (Fast Track) | N/A (Fast Track) | N/A (Fast Track) | Executed | No former queue position |  |  |  |  | West Fresno | 115 |  |  | TRUE | FALSE | West Fresno | 115 | [7 empty] | 0.21 |  | 0.21 | 1 | 1
2021-02-20 16:46 | 2734-RD | Fast Track | Fast Track | Withdrawn | Not Provided | Withdrawn | Withdrawn | ALAMEDA | TRANSMISSION E20T | Storage | 1.287 | 3/3/2021 | 3/24/2021 | Fail Screens: J, K, L, M | 5/5/2021 | Pass | Withdrawn | Withdrawn | Withdrawn | Withdrawn | No former queue position |  |  |  |  | Transmission E20T |  |  |  | FALSE | FALSE | Transmission E20T | [8 empty] | 1.287 |  | 1.287 | 0 | 0
2021-02-20 17:01 | 2735-RD | Fast Track | Fast Track | Active | Not Provided |  |  | FRESNO | RAINBOW SUB | Storage | 1.287 | 3/3/2021 | 3/24/2021 | Fail Screens: J, K, M, V1, S5, A1 |  |  | N/A (Fast Track) | N/A (Fast Track) | N/A (Fast Track) | Executed | No former queue position | not found |  |  |  | Rainbow |  |  |  | FALSE | FALSE | Rainbow | [8 empty] | 1.287 |  | 1.287 | 0 | 1
2021-02-17 17:16 | 2736-RD | Fast Track | Fast Track | In Service | Not Provided |  |  | EL DORADO | APPLE HILL SUB | Storage | 0.42 | 3/10/2021 | 4/14/2021 | Pass |  |  | N/A (Fast Track) | N/A (Fast Track) | N/A (Fast Track) | Executed | No former queue position |  |  |  |  | Apple Hill |  |  |  | FALSE | FALSE | Apple Hill | [8 empty] | 0.42 |  | 0.42 | 1 | 1
2021-02-08 12:01 | 2737-RD | Fast Track | Fast Track | In Service | Not Provided |  |  | FRESNO | WOODWARD SUB | Solar PV | 0.64773 | 3/10/2021 | 3/31/2021 | Fail Screens: H, I, J, K, M, V1, S5, A1 | 5/3/2021 | Pass | N/A (Fast Track) | N/A (Fast Track) | N/A (Fast Track) | Executed | No former queue position |  |  |  |  | Woodward | 115 |  |  | TRUE | FALSE | Woodward | 115 |  | 0.64773 | [8 empty] | 1 | 1
2021-02-23 14:01 | 2738-RD | Fast Track | Fast Track | In Service | Not Provided |  |  | MENDOCINO | HOPLAND SUB | Storage | 0.14 | 3/10/2021 | 4/15/2021 | Fail Screens: F, I, J, M, S5 |  |  | N/A (Fast Track) | N/A (Fast Track) | N/A (Fast Track) | Executed | No former queue position |  |  |  |  | Hopland | 115 |  |  | TRUE | FALSE | Hopland | 115 | [7 empty] | 0.14 |  | 0.14 | 1 | 1
2021-02-25 11:31 | 2739-WD | Fast Track | Fast Track | Withdrawn | 11/30/2023 | Withdrawn | Withdrawn | PLACER | LINCOLN SUB | Other | 2.04 | 3/17/2021 | 6/15/2021 | Fail Screens: 2, 4, 5, 9, 10 | Withdrawn | Withdrawn | Withdrawn | Withdrawn | Withdrawn | Withdrawn | No former queue position |  |  |  |  | Lincoln | 115 |  |  | TRUE | FALSE | Lincoln | 115 | [10 empty] | 0 | 0
2021-02-22 17:46 | 2740-RD | Fast Track | Fast Track | In Service | Not Provided |  |  | YOLO | MADISON SUB | Engine, Solar PV | 21.9442 | 3/17/2021 | 4/15/2021 | Fail Screens: F, G | 6/4/2021 | Pass | N/A (Fast Track) | N/A (Fast Track) | N/A (Fast Track) | Executed | No former queue position | Madison | 115 | Madison | 115 | Madison | 115 |  |  | TRUE | FALSE | Madison | 115 |  | 21.9442 | [8 empty] | 1 | 1
2021-02-26 16:16 | 2741-RD | Fast Track | Fast Track | Withdrawn | Not Provided | Withdrawn | Withdrawn | HUMBOLDT | NEWBURG SUB | Storage | 0.14 | 3/24/2021 | Withdrawn | Withdrawn | Withdrawn | Withdrawn | Withdrawn | Withdrawn | Withdrawn | Withdrawn | No former queue position |  |  | not found |  | Newburg |  |  |  | FALSE | FALSE | not found | [8 empty] | 0.14 |  | 0.14 | 0 | 0
2021-03-03 16:16 | 2742-RD | Fast Track | Fast Track | In Service | Not Provided |  |  | EL DORADO | DIAMOND SPRINGS SUB | Storage | 0.14 | 3/24/2021 | 5/7/2021 | Pass |  |  | N/A (Fast Track) | N/A (Fast Track) | N/A (Fast Track) | Executed | No former queue position |  |  |  |  | Diamond Springs |  |  |  | FALSE | FALSE | Diamond Springs | [8 empty] | 0.14 |  | 0.14 | 1 | 1
2021-03-04 13:46 | 2743-RD | Fast Track | Fast Track | In Service | Not Provided |  |  | SONOMA | BELLEVUE SUB | Solar PV | 1.7 | 3/24/2021 | 4/12/2021 | Fail Screens: D, G, H, J, K, L, M, V1, S5, A1 | 6/8/2021 | Pass | N/A (Fast Track) | N/A (Fast Track) | N/A (Fast Track) | Executed | No former queue position |  |  |  |  | Bellevue | 115 |  |  | TRUE | FALSE | Bellevue | 115 |  | 1.7 | [8 empty] | 1 | 1
2021-03-08 12:47 | 2745-RD | Fast Track | Detailed Study | Active | Not Provided |  |  | PLACER | PLEASANT GROE | Solar PV | 2.7827 | 3/24/2021 | 4/13/2021 | Fail Screens: F, H, I, J, K, L, M, S5 | 7/1/2021 | Fail | Pass | 11/15/2021 | N/A | Executed | No former queue position | not found |  | not found |  | Pleasant Groe |  |  |  | FALSE | FALSE | not found |  |  | 2.7827 | [8 empty] | 0 | 1
2021-03-12 19:16 | 2746-RD | Fast Track | Fast Track | Withdrawn | Not Provided | Withdrawn | Withdrawn | CONTRA COSTA | EL CERRITO G SUB | Solar PV | 1.125 | 3/31/2021 | 4/16/2021 | Pass | Withdrawn | Withdrawn | Withdrawn | Withdrawn | Withdrawn | Withdrawn | No former queue position |  |  |  |  | El Cerrito G | 115 |  |  | TRUE | FALSE | El Cerrito G | 115 |  | 1.125 | [8 empty] | 0 | 0
2021-03-03 12:18 | 2747-RD | Fast Track | Detailed Study | Active | Not Provided |  |  | SAN JOAQUIN | WEBER SUB | Solar PV, Storage | 1.6 | 3/31/2021 | 6/4/2021 | Fail Screens: D, J, K, L, M, V1, S5, A1 | 7/12/2021 | Fail | Pass | 2022-03-10 | N/A | Executed | No former queue position | Weber |  |  |  | Weber | 230 |  |  | TRUE | TRUE | Weber |  |  | 1.6 | [5 empty] | 1.6 |  | 1.6 | 0 | 1
2021-03-11 20:05 | 2748-RD | Fast Track | Fast Track | In Service | Not Provided |  |  | FRESNO | BULLARD SUB | Storage | 0.21 | 3/31/2021 | 4/26/2021 | Pass |  |  | N/A (Fast Track) | N/A (Fast Track) | N/A (Fast Track) | Executed | No former queue position |  |  |  |  | Bullard | 115 |  |  | TRUE | FALSE | Bullard | 115 | [7 empty] | 0.21 |  | 0.21 | 1 | 1
2021-03-22 14:49 | 2749-RD | Fast Track | Fast Track | Withdrawn | Not Provided | Withdrawn | Withdrawn | SANTA CLARA | TRANSMISSION | Storage | 3 | 3/31/2021 | Withdrawn | Withdrawn | Withdrawn | Withdrawn | Withdrawn | Withdrawn | Withdrawn | Withdrawn | No former queue position |  |  | not found |  | Transmission |  |  |  | FALSE | FALSE | not found | [8 empty] | 3 |  | 3 | 0 | 0
2021-03-04 12:06 | 2750-WD | Independent Study | Independent Study | Withdrawn | 3/11/2022 | Withdrawn | Withdrawn | CONTRA COSTA | BRENTWOOD SUB | Solar PV, Storage | 7 | 3/31/2021 | Withdrawn | Withdrawn | Withdrawn | Withdrawn | Withdrawn | Withdrawn | Withdrawn | Withdrawn | No former queue position |  |  |  |  | Brentwood | 230 |  |  | TRUE | FALSE | Brentwood | 230 |  | 7 | [5 empty] | 7 |  | 7 | 0 | 0
2021-03-11 17:16 | 2751-RD | Detailed Study | Detailed Study | Active | Not Provided |  |  | FRESNO | COALINGA #2 SUB | Solar PV | 1.25 | 3/31/2021 | N/A | N/A | N/A | N/A | Pass | 6/23/2021 | N/A | Executed | No former queue position | not found |  |  |  | Coalinga #2 |  |  |  | FALSE | FALSE | Coalinga #2 |  |  | 1.25 | [8 empty] | 0 | 1
2021-03-25 10:19 | 2752-RD | Detailed Study | Detailed Study | Active | Not Provided |  |  | KERN | COPUS SUB | Solar PV | 4.5 | 3/31/2021 | N/A | N/A | N/A | N/A | Pass | 09/17/2021 | N/A | Executed | No former queue position | not found |  |  |  | Copus | 70 |  |  | TRUE | TRUE | Copus | 70 |  | 4.5 | [8 empty] | 0 | 1
2021-03-04 18:01 | 2753-RD | Fast Track | Fast Track | Active | Not Provided |  |  | CONTRA COSTA | KIRKER SUB | Engine, Turbine | 0.8 | 4/7/2021 |  |  |  |  | N/A (Fast Track) | N/A (Fast Track) | N/A (Fast Track) | Executed | No former queue position | Kirker |  |  |  | Kirker | 115 |  |  | TRUE | TRUE | Kirker | [11 empty] | 0 | 1
2021-03-10 12:22 | 2754-RD | Fast Track | Fast Track | Withdrawn | 8/31/2022 | Withdrawn | Withdrawn | MERCED | EL CAPITAN SUB | Storage | 0.5 | 4/7/2021 | Withdrawn | Withdrawn | Withdrawn | Withdrawn | Withdrawn | Withdrawn | Withdrawn | Withdrawn | No former queue position |  |  |  |  | El Capitan |  |  |  | FALSE | FALSE | El Capitan | [8 empty] | 0.5 |  | 0.5 | 0 | 0
2021-03-23 01:16 | 2755-RD | Fast Track | Fast Track | Active | Not Provided |  |  | SANTA CLARA | LOS ALTOS SUB | Storage | 0.21 | 4/7/2021 | 6/23/2021 | Pass |  |  | N/A (Fast Track) | N/A (Fast Track) | N/A (Fast Track) | Executed | No former queue position | not found |  |  |  | Los Altos |  |  |  | FALSE | FALSE | Los Altos | [8 empty] | 0.21 |  | 0.21 | 0 | 1
2021-03-26 08:12 | 2756-WD | Independent Study | Independent Study | Withdrawn | 12/15/2025 | Withdrawn | Withdrawn | SAN BENITO | HOLLISTER SUB | Solar PV, Storage | 50 | 4/7/2021 | Withdrawn | Withdrawn | Withdrawn | Withdrawn | Withdrawn | Withdrawn | Withdrawn | Withdrawn | No former queue position |  |  |  |  | Hollister | 115 |  |  | TRUE | FALSE | Hollister | 115 |  | 50 | [5 empty] | 50 |  | 50 | 0 | 0
2021-03-24 11:47 | 2757-WD | Independent Study | Independent Study | Withdrawn | 12/1/2023 | Withdrawn | Withdrawn | KERN | TAFT SUB | Solar PV, Storage | 41.58 | 4/7/2021 | Withdrawn | Withdrawn | Withdrawn | Withdrawn | Withdrawn | Withdrawn | Withdrawn | Withdrawn | No former queue position |  |  |  |  | Taft | 115 |  |  | TRUE | FALSE | Taft | 115 |  | 41.58 | [5 empty] | 41.58 |  | 41.58 | 0 | 0
2021-03-26 10:22 | 2758-WD | Independent Study | Independent Study | Active | 4/30/2023 |  |  | ALAMEDA | OAKLAND J SUB | Storage | 12.48 | 4/7/2021 | N/A | N/A (Independent Study) | N/A | N/A (Independent Study) | Pass | 2023-11-14 | 2025-01-13 | Tendered | No former queue position | Oakland J | 115 |  |  | Oakland J | 115 |  |  | TRUE | TRUE | Oakland J | 115 | [7 empty] | 12.48 |  | 12.48 | 0 | 0
2021-03-29 14:03 | 2759-RD | Fast Track | Fast Track | In Service | Not Provided |  |  | FRESNO | MENDOTA SUB | Solar PV | 1.9375 | 4/7/2021 | 5/28/2021 | Fail Screens: M, S5, A1 | 7/8/2021 | Pass | N/A (Fast Track) | N/A (Fast Track) | N/A (Fast Track) | Executed | No former queue position |  |  |  |  | Mendota | 115 |  |  | TRUE | FALSE | Mendota | 115 |  | 1.9375 | [8 empty] | 1 | 1
2021-03-31 08:07 | 2760-WD | Cluster | Cluster | Withdrawn | 6/30/2024 | Withdrawn | Withdrawn | KERN | POSO MTN SUB | Storage | 100 | 4/7/2021 | Withdrawn | Withdrawn | Withdrawn | Withdrawn | Withdrawn | Withdrawn | Withdrawn | Withdrawn | No former queue position |  |  |  |  | Poso Mtn |  |  |  | FALSE | FALSE | Poso Mtn | [8 empty] | 100 |  | 100 | 0 | 0
2021-03-29 17:04 | 2761-WD | Independent Study | Independent Study | Withdrawn | 6/14/2022 | Withdrawn | Withdrawn | NAPA | HIGHWAY SUB | Storage | 5 | 4/7/2021 | Withdrawn | Withdrawn | Withdrawn | Withdrawn | Withdrawn | Withdrawn | Withdrawn | Withdrawn | No former queue position |  |  |  |  | Highway |  |  |  | FALSE | FALSE | Highway | [8 empty] | 5 |  | 5 | 0 | 0
2021-03-29 19:12 | 2762-WD | Independent Study | Independent Study | Active | 6/14/2022 |  |  | NAPA | TULUCAY SUB | Storage | 5 | 4/7/2021 | N/A | N/A (Independent Study) | N/A | N/A (Independent Study) | Pass | 02/04/2022 | N/A | Executed | No former queue position | Tulucay |  |  |  | Tulucay | 230 |  |  | TRUE | TRUE | Tulucay | [8 empty] | 5 |  | 5 | 0 | 1
2021-03-29 19:34 | 2763-WD | Independent Study | Independent Study | Withdrawn | 6/14/2022 | Withdrawn | Withdrawn | SOLANO | BAHIA SUB | Storage | 4.9 | 4/7/2021 | Withdrawn | Withdrawn | Withdrawn | Withdrawn | Withdrawn | 12/28/2021 | Withdrawn | Withdrawn | No former queue position |  |  |  |  | Bahia | 230 |  |  | TRUE | FALSE | Bahia | 230 | [7 empty] | 4.9 |  | 4.9 | 0 | 0
2021-03-31 15:21 | 2764-WD | Independent Study | Independent Study | Active | 6/14/2022 |  |  | SANTA BARBARA | FAIRWAY SUB | Storage | 10 | 4/7/2021 | N/A | N/A (Independent Study) | N/A | N/A (Independent Study) | Pass | 12/8/2021 | 2022-04-06 | Executed | No former queue position | Fairway | 115 |  |  | Fairway | 115 |  |  | TRUE | TRUE | Fairway | 115 | [7 empty] | 10 |  | 10 | 0 | 1
2021-04-02 10:19 | 2765-RD | Fast Track | Fast Track | Withdrawn | Not Provided | Withdrawn | Withdrawn | KERN | SMYRNA SUB | Solar PV | 1.56 | 4/14/2021 | 5/20/2021 | Fail Screens: D, F, G, J, K, L, M, V1, S5 | Withdrawn | Withdrawn | Withdrawn | Withdrawn | Withdrawn | Withdrawn | No former queue position |  |  |  |  | Smyrna | 115 |  |  | TRUE | FALSE | Smyrna | 115 |  | 1.56 | [8 empty] | 0 | 0
2021-03-25 17:38 | 2766-RD | Fast Track | Fast Track | In Service | Not Provided |  |  | EL DORADO | APPLE HILL SUB | Storage | 0.715 | 4/14/2021 | 5/20/2021 | Pass |  |  | N/A (Fast Track) | N/A (Fast Track) | N/A (Fast Track) | Executed | No former queue position |  |  |  |  | Apple Hill |  |  |  | FALSE | FALSE | Apple Hill | [8 empty] | 0.715 |  | 0.715 | 1 | 1
2021-04-05 17:03 | 2767-WD | Fast Track | Fast Track | Withdrawn | 5/16/2022 | Withdrawn | Withdrawn | HUMBOLT | BRIDGEVILLE SUB | Solar PV | 0.99 | 4/14/2021 | 07/06/2021 | Fail Screens: 2, 7, 9, 10 | 9/17/2021 | Fail | Withdrawn | Withdrawn | Withdrawn | Withdrawn | No former queue position |  |  |  |  | Bridgeville | 115 |  |  | TRUE | FALSE | Bridgeville | 115 |  | 0.99 | [8 empty] | 0 | 0
2021-04-05 17:14 | 2768-WD | Fast Track | Fast Track | Withdrawn | 5/16/2022 | Withdrawn | Withdrawn | HUMBOLT | BRIDGEVILLE SUB | Solar PV | 0.99 | 4/14/2021 | 6/17/2021 | Fail Screens: 2, 7, 9, 10 | 9/17/2021 | Fail | Withdrawn | Withdrawn | Withdrawn | Withdrawn | No former queue position |  |  |  |  | Bridgeville | 115 |  |  | TRUE | FALSE | Bridgeville | 115 |  | 0.99 | [8 empty] | 0 | 0
2021-04-05 17:20 | 2769-WD | Fast Track | Fast Track | Withdrawn | 5/16/2022 | Withdrawn | Withdrawn | HUMBOLT | BRIDGEVILLE SUB | Solar PV | 0.99 | 4/14/2021 | 7/6/2021 | Fail Screens: 2, 4, 7, 9, 10 | 9/17/2021 | Fail | Withdrawn | Withdrawn | Withdrawn | Withdrawn | No former queue position |  |  |  |  | Bridgeville | 115 |  |  | TRUE | FALSE | Bridgeville | 115 |  | 0.99 | [8 empty] | 0 | 0
2021-04-05 18:04 | 2770-WD | Fast Track | Fast Track | Withdrawn | 5/16/2022 | Withdrawn | Withdrawn | FRESNO | HAMMONDS SUB | Solar PV | 2 | 4/14/2021 | 5/11/2021 | Fail Screens: 2, 4, 7, 9, 10 | 7/7/2021 | Fail | Withdrawn | Withdrawn | Withdrawn | Withdrawn | No former queue position |  |  |  |  | Hammonds | 115 |  |  | TRUE | FALSE | Hammonds | 115 |  | 2 | [8 empty] | 0 | 0
2021-03-30 16:01 | 2771-RD | Detailed Study | Detailed Study | Active | Not Provided |  |  | FRESNO | SAN JOAQUIN SUB | Solar PV | 3.5 | 4/21/2021 | N/A | N/A | N/A | N/A | Pass | 10/20/2021 | N/A | Executed | No former queue position | not found |  |  |  | San Joaquin |  |  |  | FALSE | FALSE | San Joaquin |  |  | 3.5 | [8 empty] | 0 | 1
2021-04-01 14:48 | 2772-RD | Fast Track | Fast Track | Withdrawn | Not Provided | Withdrawn | Withdrawn | NEVADA | BRUNSWICK SUB | Storage | 0.14 | 4/21/2021 | 6/11/2021 | Fail Screens: L, M, V1, S5 | Withdrawn | Withdrawn | Withdrawn | Withdrawn | Withdrawn | Withdrawn | No former queue position |  |  |  |  | Brunswick | 115 |  |  | TRUE | FALSE | Brunswick | 115 | [7 empty] | 0.14 |  | 0.14 | 0 | 0
2021-04-02 15:40 | 2773-RD | Detailed Study | Detailed Study | Withdrawn | 2/2/2023 | Withdrawn | Withdrawn | FRESNO | MCCALL SUB | Steam Turbine | 5 | 4/21/2021 | Withdrawn | Withdrawn | Withdrawn | Withdrawn | Withdrawn | Withdrawn | Withdrawn | Withdrawn | No former queue position |  |  |  |  | Mccall | 230 |  |  | TRUE | FALSE | Mccall | 230 | [10 empty] | 0 | 0
2021-04-09 14:16 | 2774-RD | Fast Track | Fast Track | Withdrawn | Not Provided | Withdrawn | Withdrawn | BUTTE | PARADISE SUB | Storage | 0.49 | 4/21/2021 | 6/15/2021 | Pass | Withdrawn | Withdrawn | Withdrawn | Withdrawn | Withdrawn | Withdrawn | No former queue position |  |  |  |  | Paradise |  |  |  | FALSE | FALSE | Paradise | [8 empty] | 0.49 |  | 0.49 | 0 | 0
2021-04-09 15:13 | 2775-WD | Independent Study | Independent Study | Withdrawn | 12/1/2022 | Withdrawn | Withdrawn | KERN | COPUS SUB | Solar PV | 0.003 | 4/21/2021 | Withdrawn | Withdrawn | Withdrawn | Withdrawn | Withdrawn | Withdrawn | Withdrawn | Withdrawn | No former queue position |  |  |  |  | Copus | 70 |  |  | TRUE | FALSE | Copus | 70 |  | 0.003 | [8 empty] | 0 | 0
2021-04-13 15:58 | 2776-WD | Fast Track | Fast Track | Withdrawn | 4/1/2022 | Withdrawn | Withdrawn | NAPA | HIGHWAY SUB | Solar PV | 0.98304 | 4/21/2021 | 5/20/2021 | Fail Screens: 2, 4, 5, 7, 9, 10 | 7/8/2021 | Pass | Withdrawn | Withdrawn | Withdrawn | Withdrawn | No former queue position |  |  |  |  | Highway |  |  |  | FALSE | FALSE | Highway |  |  | 0.98304 | [8 empty] | 0 | 0
2021-04-14 17:01 | 2777-RD | Fast Track | Fast Track | Withdrawn | Not Provided | Withdrawn | Withdrawn | KINGS | GUERNSEY SUB | Solar PV | 2.76 | 4/21/2021 | 6/16/2021 | Fail Screens: F, J, K, M, V1, S5, A1 | Withdrawn | Withdrawn | Withdrawn | Withdrawn | Withdrawn | Withdrawn | No former queue position |  |  |  |  | Guernsey | 70 |  |  | TRUE | FALSE | Guernsey | 70 |  | 2.76 | [8 empty] | 0 | 0
2021-04-15 16:01 | 2778-RD | Fast Track | Fast Track | Withdrawn | Not Provided | Withdrawn | Withdrawn | MADERA | STOREY SUB | Engine | 4.5 | 4/21/2021 | 5/24/2021 | Fail Screens: B, F, J, K, M, S5 | 8/17/2021 | Pass | Withdrawn | Withdrawn | Withdrawn | Withdrawn | No former queue position |  |  |  |  | Storey | 230 |  |  | TRUE | FALSE | Storey | 230 | [10 empty] | 0 | 0
2021-04-08 12:31 | 2779-RD | Detailed Study | Detailed Study | Withdrawn | Not Provided | Withdrawn | Withdrawn | HUMBOLDT | HUMBOLDT BAY PP | Solar PV, Storage | 1.93 | 4/28/2021 | Withdrawn | Withdrawn | Withdrawn | Withdrawn | Withdrawn | Withdrawn | Withdrawn | Withdrawn | No former queue position |  |  |  |  | Humboldt Bay Pp |  |  |  | FALSE | FALSE | Humboldt Bay Pp |  |  | 1.93 | [5 empty] | 1.93 |  | 1.93 | 0 | 0
2021-04-16 04:32 | 2780-RD | Fast Track | Fast Track | In Service | Not Provided |  |  | NAPA | NAPA SUB | Storage | 0.21 | 4/28/2021 | 7/2/2021 | Pass |  |  | N/A (Fast Track) | N/A (Fast Track) | N/A (Fast Track) | Executed | No former queue position |  |  |  |  | Napa |  |  |  | FALSE | FALSE | Napa | [8 empty] | 0.21 |  | 0.21 | 1 | 1
2021-04-15 15:46 | 2781-RD | Detailed Study | Detailed Study | Withdrawn | Not Provided | Withdrawn | Withdrawn | SAN JOAQUIN | WEBER SUB | Solar PV, Storage | 2.0431 | 5/5/2021 | Withdrawn | Withdrawn | Withdrawn | Withdrawn | Withdrawn | Withdrawn | Withdrawn | Withdrawn | No former queue position |  |  |  |  | Weber | 230 |  |  | TRUE | FALSE | Weber | 230 |  | 2.0431 | [5 empty] | 2.0431 |  | 2.0431 | 0 | 0
2021-04-19 12:11 | 2782-RD | Detailed Study | Detailed Study | Withdrawn | Not Provided | Withdrawn | Withdrawn | SAN JOAQUIN | WEBER SUB | Solar PV, Storage | 2.0121 | 5/5/2021 | Withdrawn | Withdrawn | Withdrawn | Withdrawn | Withdrawn | Withdrawn | Withdrawn | Withdrawn | No former queue position |  |  |  |  | Weber | 230 |  |  | TRUE | FALSE | Weber | 230 |  | 2.0121 | [5 empty] | 2.0121 |  | 2.0121 | 0 | 0
2021-04-19 23:12 | 2783-RD | Fast Track | Fast Track | In Service | Not Provided |  |  | SONOMA | BELLEVUE SUB | Storage | 0.21 | 5/5/2021 | 7/6/2021 | Pass |  |  | N/A (Fast Track) | N/A (Fast Track) | N/A (Fast Track) | Executed | No former queue position |  |  |  |  | Bellevue | 115 |  |  | TRUE | FALSE | Bellevue | 115 | [7 empty] | 0.21 |  | 0.21 | 1 | 1
2021-04-05 15:01 | 2784-RD | Fast Track | Detailed Study | Withdrawn | Not Provided | Withdrawn | Withdrawn | STANISLAUS | NEWMAN SUB | Solar PV | 1.875 | 5/12/2021 | 6/11/2021 | Fail Screens: D, F, J, K, M | 8/3/2021 | Fail | Withdrawn | Withdrawn | Withdrawn | Withdrawn | No former queue position |  |  |  |  | Newman |  |  |  | FALSE | FALSE | Newman |  |  | 1.875 | [8 empty] | 0 | 0
2021-04-06 11:46 | 2785-RD | Fast Track | Fast Track | In Service | Not Provided |  |  | HUMBOLDT | EUREKA A SUB | Storage | 0.42 | 5/12/2021 | 10/12/2021 | Pass |  |  | N/A (Fast Track) | N/A (Fast Track) | N/A (Fast Track) | Executed | No former queue position |  |  |  |  | Eureka A |  |  |  | FALSE | FALSE | Eureka A | [8 empty] | 0.42 |  | 0.42 | 1 | 1
2021-04-14 17:16 | 2786-RD | Fast Track | Fast Track | In Service | Not Provided |  |  | HUMBOLDT | EUREKA A SUB | Storage | 0.14 | 5/12/2021 | 7/15/2021 | Pass |  |  | N/A (Fast Track) | N/A (Fast Track) | N/A (Fast Track) | Executed | No former queue position |  |  |  |  | Eureka A |  |  |  | FALSE | FALSE | Eureka A | [8 empty] | 0.14 |  | 0.14 | 1 | 1
2021-04-15 17:30 | 2787-WD | Fast Track | Independent Study | Withdrawn | 5/16/2022 | Withdrawn | Withdrawn | MERCED | WRIGHT SUB | Solar PV | 3 | 5/12/2021 | 6/2/2021 | Fail Screens: 2, 4, 5, 7, 9, 10 | 7/7/2021 | Fail | Withdrawn | Withdrawn | Withdrawn | Withdrawn | No former queue position |  |  |  |  | Wright |  |  |  | FALSE | FALSE | Wright |  |  | 3 | [8 empty] | 0 | 0
2021-05-02 17:31 | 2788-RD | Fast Track | Fast Track | In Service | Not Provided |  |  | SAN FRANCISCO | SAN FRAN A (POTRERO PP) SUB | Solar PV | 0.0657 | 5/12/2021 | 5/13/2021 | Pass |  |  | N/A (Fast Track) | N/A (Fast Track) | N/A (Fast Track) | Executed | No former queue position |  |  |  |  | San Fran A (Potrero Pp) | 230 |  |  | TRUE | FALSE | San Fran A (Potrero Pp) | 230 |  | 0.0657 | [8 empty] | 1 | 1
2021-04-05 11:03 | 2789-RD | Fast Track | Fast Track | In Service | Not Provided |  |  | NAPA | CALISTOGA SUB | Storage | 0.429 | 5/12/2021 | 8/23/2021 | Pass |  |  | N/A (Fast Track) | N/A (Fast Track) | N/A (Fast Track) | Executed | No former queue position |  |  |  |  | Calistoga |  |  |  | FALSE | FALSE | Calistoga | [8 empty] | 0.429 |  | 0.429 | 1 | 1
2021-04-23 16:42 | 2790-RD | Fast Track | Fast Track | In Service | Not Provided |  |  | YOLO | DAVIS SUB | Storage | 0.21 | 5/12/2021 | 7/12/2021 | Fail Screens: I, J, S5 |  |  | N/A (Fast Track) | N/A (Fast Track) | N/A (Fast Track) | Executed | No former queue position |  |  |  |  | Davis | 115 |  |  | TRUE | FALSE | Davis | 115 | [7 empty] | 0.21 |  | 0.21 | 1 | 1
2021-04-25 15:01 | 2791-RD | Fast Track | Fast Track | In Service | Not Provided |  |  | SANTA CLARA | MCKEE SUB | Storage | 0.21 | 5/12/2021 | 7/2/2021 | Fail Screens: S5 |  |  | N/A (Fast Track) | N/A (Fast Track) | N/A (Fast Track) | Executed | No former queue position |  |  |  |  | Mckee |  |  |  | FALSE | FALSE | Mckee | [8 empty] | 0.21 |  | 0.21 | 1 | 1
2021-04-22 16:57 | 2792-WD | Independent Study | Independent Study | Withdrawn | 12/1/2022 | Withdrawn | Withdrawn | KERN | ELK HILLS SUB | Solar PV | 3 | 5/12/2021 | Withdrawn | Withdrawn | Withdrawn | Withdrawn | Withdrawn | Withdrawn | Withdrawn | Withdrawn | No former queue position |  |  |  |  | Elk Hills | 230 |  |  | TRUE | FALSE | Elk Hills | 230 |  | 3 | [8 empty] | 0 | 0
2021-04-22 08:33 | 2793-RD | Fast Track | Fast Track | Withdrawn | Not Provided | Withdrawn | Withdrawn | SAN LUIS OBISPO | SAN LUIS OBISPO SUB | Storage | 0.42 | 5/19/2021 | 6/18/2021 | Pass | Withdrawn | Withdrawn | Withdrawn | Withdrawn | Withdrawn | Withdrawn | No former queue position |  |  |  |  | San Luis Obispo | 115 |  |  | TRUE | FALSE | San Luis Obispo | 115 | [7 empty] | 0.42 |  | 0.42 | 0 | 0
2021-04-22 16:32 | 2794-RD | Fast Track | Fast Track | Active | Not Provided |  |  | HUMBOLDT | RIO DELL SUB | Storage | 0.572 | 5/19/2021 | 9/10/2021 | Pass |  |  | N/A (Fast Track) | N/A (Fast Track) | N/A (Fast Track) | Executed | No former queue position | not found |  |  |  | Rio Dell |  |  |  | FALSE | FALSE | Rio Dell | [8 empty] | 0.572 |  | 0.572 | 0 | 1
2021-04-23 12:42 | 2795-RD | Fast Track | Fast Track | In Service | Not Provided |  |  | TEHAMA | TYLER SUB | Storage | 0.14 | 5/19/2021 | 6/17/2021 | Pass |  |  | N/A (Fast Track) | N/A (Fast Track) | N/A (Fast Track) | Executed | No former queue position |  |  |  |  | Tyler |  |  |  | FALSE | FALSE | Tyler | [8 empty] | 0.14 |  | 0.14 | 1 | 1
2021-04-26 15:54 | 2796-WD | Independent Study | Independent Study | Active | 2/28/2023 |  |  | KINGS | HENRIETTA SUB | Solar PV | 3 | 5/19/2021 | N/A | N/A (Independent Study) | N/A | N/A (Independent Study) | Pass | 2022-02-22 | N/A | Executed | No former queue position | Henrietta |  |  |  | Henrietta | 230 |  |  | TRUE | TRUE | Henrietta |  |  | 3 | [8 empty] | 0 | 1
2021-04-26 15:58 | 2797-WD | Independent Study | DGSP | Withdrawn | 2/28/2023 | Withdrawn | Withdrawn | KINGS | JACOBS CORNER SUB | Solar PV | 4.25 | 5/19/2021 | Withdrawn | Withdrawn | Withdrawn | Withdrawn | Withdrawn | Withdrawn | Withdrawn | Withdrawn | No former queue position |  |  |  |  | Jacobs Corner |  |  |  | FALSE | FALSE | Jacobs Corner |  |  | 4.25 | [8 empty] | 0 | 0
2021-05-07 12:52 | 2798-RD | Fast Track | Fast Track | Active | Not Provided |  |  | KERN | TEJON SUB | Solar PV, Storage | 1.1875 | 5/19/2021 | 6/30/2021 | Fail Screens: B, D, I, J, K, L, M, S5 | 8/27/2021 | Pass | N/A (Fast Track) | N/A (Fast Track) | N/A (Fast Track) | Executed | No former queue position | not found |  |  |  | Tejon | 70 |  |  | TRUE | TRUE | Tejon | 70 |  | 1.1875 | [5 empty] | 1.1875 |  | 1.1875 | 0 | 1
2021-05-12 18:28 | 2799-WD | Fast Track | Independent Study | Active | 6/15/2022 |  |  | MERCED | EL NIDO SUB | Solar PV | 3 | 5/19/2021 | 6/10/2021 | Fail Screens: 2, 4, 7, 9, 10 | 7/14/2021 | Fail | Pass | 11/23/2021 | N/A | Executed | No former queue position | not found |  |  |  | El Nido |  |  |  | FALSE | FALSE | El Nido |  |  | 3 | [8 empty] | 0 | 1
2021-04-26 16:42 | 2800-RD | Fast Track | Fast Track | Withdrawn | Not Provided | Withdrawn | Withdrawn | ALAMEDA | BERKELEY F SUB | Solar PV, Storage | 2.1198 | 5/26/2021 | 7/1/2021 | Withdrawn | Withdrawn | Withdrawn | Withdrawn | Withdrawn | Withdrawn | Withdrawn | No former queue position |  |  |  |  | Berkeley F |  |  |  | FALSE | FALSE | Berkeley F |  |  | 2.1198 | [5 empty] | 2.1198 |  | 2.1198 | 0 | 0
2021-05-06 17:31 | 2801-RD | Fast Track | Fast Track | In Service | Not Provided |  |  | FRESNO | BULLARD SUB | Storage | 0.21 | 5/26/2021 | 7/27/2021 | Pass |  |  | N/A (Fast Track) | N/A (Fast Track) | N/A (Fast Track) | Executed | No former queue position |  |  |  |  | Bullard | 115 |  |  | TRUE | FALSE | Bullard | 115 | [7 empty] | 0.21 |  | 0.21 | 1 | 1
2021-04-28 13:52 | 2802-RD | Fast Track | Fast Track | In Service | Not Provided |  |  | EL DORADO | PLACERVILLE SUB | Storage | 0.21 | 5/26/2021 | 6/30/2021 | Pass |  |  | N/A (Fast Track) | N/A (Fast Track) | N/A (Fast Track) | Executed | No former queue position |  |  |  |  | Placerville | 115 |  |  | TRUE | FALSE | Placerville | 115 | [7 empty] | 0.21 |  | 0.21 | 1 | 1
2021-04-28 15:04 | 2803-RD | Fast Track | Detailed Study | Active | Not Provided |  |  | SAN LUIS OBISPO | TEMPLETON SUB | Storage | 0.9 | 5/26/2021 | 6/17/2021 | Fail Screens: F, H, M | 8/20/2021 | Fail | Pass | 11/15/2021 | N/A | Executed | No former queue position | Templeton |  |  |  | Templeton | 230 |  |  | TRUE | TRUE | Templeton | [8 empty] | 0.9 |  | 0.9 | 0 | 1
2021-05-04 12:32 | 2804-RD | Fast Track | Fast Track | Withdrawn | Not Provided | Withdrawn | Withdrawn | HUMBOLDT | JANES CREEK SUB | Storage | 0.14 | 5/26/2021 | 6/21/2021 | Fail Screens: F, G, I, J, V1, S5 | 8/19/2021 | Pass | Withdrawn | Withdrawn | Withdrawn | Withdrawn | No former queue position |  |  |  |  | Janes Creek |  |  |  | FALSE | FALSE | Janes Creek | [8 empty] | 0.14 |  | 0.14 | 0 | 0
2021-05-04 14:52 | 2805-RD | Fast Track | Fast Track | In Service | Not Provided |  |  | EL DORADO | PLACERVILLE SUB | Storage | 0.42 | 5/26/2021 | 07/20/2021 | Pass |  |  | N/A (Fast Track) | N/A (Fast Track) | N/A (Fast Track) | Executed | No former queue position |  |  |  |  | Placerville | 115 |  |  | TRUE | FALSE | Placerville | 115 | [7 empty] | 0.42 |  | 0.42 | 1 | 1
2021-05-14 12:02 | 2806-RD | Fast Track | Fast Track | Active | Not Provided |  |  | KERN | BAKERSFIELD SUB | Storage | 0.985 | 5/26/2021 | 8/2/2021 | Fail Screens: D, F, G, I, J, V1, S5, A1 | 9/17/2021 | Pass | N/A (Fast Track) | N/A (Fast Track) | N/A (Fast Track) | Executed | No former queue position | Bakersfield |  |  |  | Bakersfield | 230 |  |  | TRUE | TRUE | Bakersfield | [8 empty] | 0.985 |  | 0.985 | 0 | 1
2021-05-14 13:11 | 2807-RD | Detailed Study | Detailed Study | Active | Not Provided |  |  | FRESNO | TRANSMISSION | Solar PV, Storage | 4.4117 | 5/26/2021 | N/A | N/A | N/A | N/A | Pass | 11/2/2021 | N/A | Executed | No former queue position | not found |  | not found |  | Transmission |  |  |  | FALSE | FALSE | not found |  |  | 4.4117 | [5 empty] | 4.4117 |  | 4.4117 | 0 | 1
2021-04-28 16:12 | 2808-RD | Fast Track | Fast Track | Active | Not Provided |  |  | MONTEREY | SALINAS SUB | Solar PV, Storage | 2.0715 | 5/26/2021 | 12/10/2021 | Fail Screens: G, I, J, K, M, S5 | 2022-03-07 | Pass | N/A (Fast Track) | N/A (Fast Track) | N/A (Fast Track) | Executed | No former queue position | not found |  |  |  | Salinas | 115 |  |  | TRUE | TRUE | Salinas | 115 |  | 2.0715 | [5 empty] | 2.0715 |  | 2.0715 | 0 | 1
2021-05-07 10:43 | 2809-RD | Fast Track | Fast Track | Withdrawn | Not Provided | Withdrawn | Withdrawn | BUTTE | PARADISE SUB | Storage | 0.49 | 5/26/2021 | 6/25/2021 | Pass | Withdrawn | Withdrawn | Withdrawn | Withdrawn | Withdrawn | Withdrawn | No former queue position |  |  |  |  | Paradise |  |  |  | FALSE | FALSE | Paradise | [8 empty] | 0.49 |  | 0.49 | 0 | 0
2021-05-11 15:22 | 2810-RD | Detailed Study | Detailed Study | Active | Not Provided |  |  | KERN | STOCKDALE SUB | Solar PV, Storage | 6.032 | 5/26/2021 | N/A | N/A | N/A | N/A | Pass | 03/22/2022 | N/A | Executed | No former queue position | Stockdale | 115 |  |  | Stockdale | 230 |  |  | TRUE | TRUE | Stockdale | 115 |  | 6.032 | [5 empty] | 6.032 |  | 6.032 | 0 | 1
2021-05-11 17:32 | 2811-RD | Detailed Study | Detailed Study | Active | Not Provided |  |  | KERN | MAGUNDEN SUB | Solar PV, Storage | 2.537 | 5/26/2021 | N/A | N/A | N/A | N/A | Pass | 05/13/2022 | N/A | Executed | No former queue position | Magunden |  |  |  | Magunden | 230 |  |  | TRUE | TRUE | Magunden |  |  | 2.537 | [5 empty] | 2.537 |  | 2.537 | 0 | 1
2021-05-02 07:28 | 2812-WD | Independent Study | Independent Study | Withdrawn | 9/30/2022 | Withdrawn | Withdrawn | MERCED | EL CAPITAN SUB | Storage | 4.998 | 6/2/2021 | Withdrawn | Withdrawn | Withdrawn | Withdrawn | Withdrawn | Withdrawn | Withdrawn | Withdrawn | No former queue position |  |  |  |  | El Capitan |  |  |  | FALSE | FALSE | El Capitan | [8 empty] | 4.998 |  | 4.998 | 0 | 0
2021-05-14 12:02 | 2813-RD | Fast Track | Fast Track | Withdrawn | Not Provided | Withdrawn | Withdrawn | CALAVERAS | PEORIA SUB | Solar PV | 0.04466 | 6/2/2021 | Withdrawn | Withdrawn | Withdrawn | Withdrawn | Withdrawn | Withdrawn | Withdrawn | Withdrawn | No former queue position |  |  |  |  | Peoria | 115 |  |  | TRUE | FALSE | Peoria | 115 |  | 0.04466 | [8 empty] | 0 | 0
2021-05-21 15:24 | 2814-RD | Fast Track | Fast Track | Withdrawn | Not Provided | Withdrawn | Withdrawn | SAN FRANCISCO | SAN FRAN H (MARTIN) SUB | Solar PV | 0.27128 | 6/2/2021 | 7/14/2021 | Pass | Withdrawn | Withdrawn | Withdrawn | Withdrawn | Withdrawn | Withdrawn | No former queue position |  |  |  |  | San Fran H (Martin) |  |  |  | FALSE | FALSE | San Fran H (Martin) |  |  | 0.27128 | [8 empty] | 0 | 0
2021-05-12 16:52 | 2815-RD | Fast Track | Fast Track | Active | Not Provided |  |  | LAKE | CLEAR LAKE SUB | Storage | 0.42 | 6/2/2021 | 09/09/2021 | Fail Screens: D, I, J, M, V1, S5 |  |  | N/A (Fast Track) | N/A (Fast Track) | N/A (Fast Track) | Executed | No former queue position | not found |  |  |  | Clear Lake |  |  |  | FALSE | FALSE | Clear Lake | [8 empty] | 0.42 |  | 0.42 | 0 | 1
2021-05-24 17:12 | 2816-RD | Fast Track | Detailed Study | Withdrawn | Not Provided | Withdrawn | Withdrawn | KERN | SMYRNA SUB | Solar PV | 1.56 | 6/2/2021 | 7/26/2021 | Fail Screens: D, F, G, J, K, L, M, S5 | 9/10/2021 | Fail | Withdrawn | Withdrawn | Withdrawn | Withdrawn | No former queue position |  |  |  |  | Smyrna | 115 |  |  | TRUE | FALSE | Smyrna | 115 |  | 1.56 | [8 empty] | 0 | 0
2021-05-25 09:41 | 2817-WD | Fast Track | Fast Track | Withdrawn | 7/5/2022 | Withdrawn | Withdrawn | SAN FRANCISCO | SAN FRAN X (MISSION) SUB | Storage | 0.2475 | 6/2/2021 | 7/6/2021 | Pass | Withdrawn | Withdrawn | Withdrawn | Withdrawn | Withdrawn | Withdrawn | No former queue position |  |  |  |  | San Fran X (Mission) |  |  |  | FALSE | FALSE | San Fran X (Mission) | [8 empty] | 0.2475 |  | 0.2475 | 0 | 0
2021-05-19 17:48 | 2818-RD | Fast Track | Detailed Study | Active | 5/31/2022 |  |  | CONTRA COSTA | RICHMOND R SUB | Solar PV | 2.25 | 6/2/2021 | 8/24/2021 | Fail Screens: G, I, J, K, M | 9/24/2021 | Fail | Pass | 1/26/2022 | N/A | Executed | No former queue position | Richmond R |  |  |  | Richmond R | 115 |  |  | TRUE | TRUE | Richmond R |  |  | 2.25 | [8 empty] | 0 | 1
2021-05-21 08:55 | 2819-WD | Independent Study | Cluster | Withdrawn | 11/30/2024 | Withdrawn | Withdrawn | KERN | GANSO SUB | Solar PV, Storage | 102.9 | 6/2/2021 | Withdrawn | Withdrawn | Withdrawn | Withdrawn | Withdrawn | Withdrawn | Withdrawn | Withdrawn | No former queue position |  |  |  |  | Ganso | 115 |  |  | TRUE | FALSE | Ganso | 115 |  | 102.9 | [5 empty] | 102.9 |  | 102.9 | 0 | 0
2021-04-23 16:04 | 2820-RD | Fast Track | Detailed Study | Withdrawn | Not Provided | Withdrawn | Withdrawn | SAN LUIS OBISPO | SAN MIGUEL SUB | Solar PV, Storage | 1.8049 | 6/9/2021 | 10/18/2021 | Fail Screens: D, J, K, M | 12/30/2021 | Fail | Withdrawn | Withdrawn | Withdrawn | Withdrawn | No former queue position |  |  |  |  | San Miguel |  |  |  | FALSE | FALSE | San Miguel |  |  | 1.8049 | [5 empty] | 1.8049 |  | 1.8049 | 0 | 0
2021-05-13 11:32 | 2821-RD | Detailed Study | Detailed Study | Active | Not Provided |  |  | KERN | WESTPARK SUB | Solar PV | 1.212 | 6/9/2021 | N/A | N/A | N/A | N/A | Pass | 10/28/2021 | N/A | Executed | No former queue position | not found |  |  |  | Westpark | 115 |  |  | TRUE | TRUE | Westpark | 115 |  | 1.212 | [8 empty] | 0 | 1
2021-05-26 01:52 | 2822-RD | Fast Track | Fast Track | In Service | Not Provided |  |  | ALAMEDA | NEWARK SUB | Storage | 0.21 | 6/9/2021 | 7/28/2021 | Pass |  |  | N/A (Fast Track) | N/A (Fast Track) | N/A (Fast Track) | Executed | No former queue position |  |  |  |  | Newark | 230 |  |  | TRUE | FALSE | Newark | 230 | [7 empty] | 0.21 |  | 0.21 | 1 | 1
2021-06-02 15:01 | 2823-RD | Detailed Study | Detailed Study | Active | Not Provided |  |  | KINGS | CORCORAN SUB | Solar PV | 3.125 | 6/16/2021 | N/A | N/A | N/A | N/A | Pass | 10/5/2021 | N/A | Executed | No former queue position | Corcoran |  |  |  | Corcoran | 115 |  |  | TRUE | TRUE | Corcoran |  |  | 3.125 | [8 empty] | 0 | 1
2021-05-25 22:11 | 2824-RD | Fast Track | Fast Track | Active | Not Provided |  |  | ALAMEDA | OLD RIVER SUB | Storage | 0.05626 | 6/16/2021 | 2022-02-18 | Pass |  |  | N/A (Fast Track) | N/A (Fast Track) | N/A (Fast Track) | Executed | No former queue position | not found |  |  |  | Old River | 70 |  |  | TRUE | TRUE | Old River | 70 | [7 empty] | 0.05626 |  | 0.05626 | 0 | 1
2021-06-07 11:20 | 2825-WD | Fast Track | Fast Track | Withdrawn | 12/2/2022 | Withdrawn | Withdrawn | AMADOR | PINE GROVE SUB | Storage | 3.6975 | 6/16/2021 | 7/9/2021 | Fail Screens: 2, 4, 5, 7, 9, 10 | 8/26/2021 | Fail | Withdrawn | Withdrawn | Withdrawn | Withdrawn | No former queue position |  |  |  |  | Pine Grove |  |  |  | FALSE | FALSE | Pine Grove | [8 empty] | 3.6975 |  | 3.6975 | 0 | 0
2021-05-20 13:53 | 2826-RD | Fast Track | Fast Track | Active | Not Provided |  |  | ALAMEDA | EDES SUB | Storage | 0.63 | 6/16/2021 | 10/26/2021 | Fail Screens: G, J, M |  |  | N/A (Fast Track) | N/A (Fast Track) | N/A (Fast Track) | Executed | No former queue position | Edes |  |  |  | Edes | 115 |  |  | TRUE | TRUE | Edes | [8 empty] | 0.63 |  | 0.63 | 0 | 1
2021-06-09 17:34 | 2827-RD | Fast Track | Fast Track | Withdrawn | Not Provided | Withdrawn | Withdrawn | FRESNO | CARUTHERS SUB | Solar PV | 1.68 | 6/16/2021 | 07/26/2021 | Fail Screens: F, I, J, K, M, V1, S5, A1 | 9/9/2021 | Fail | Withdrawn | Withdrawn | Withdrawn | Withdrawn | No former queue position |  |  |  |  | Caruthers |  |  |  | FALSE | FALSE | Caruthers |  |  | 1.68 | [8 empty] | 0 | 0
2021-05-12 16:41 | 2828-RD | Detailed Study | Detailed Study | Active | Not Provided |  |  | KERN | OLD RIVER SUB | Solar PV | 0.9 | 6/23/2021 | N/A | N/A | N/A | N/A | Pass | 12/28/2021 | N/A | Executed | No former queue position | not found |  |  |  | Old River | 70 |  |  | TRUE | TRUE | Old River | 70 |  | 0.9 | [8 empty] | 0 | 1
2021-05-27 09:33 | 2829-RD | Fast Track | Fast Track | In Service | Not Provided |  |  | SAN LUIS OBISPO | SAN LUIS OBISPO SUB | Engine, Storage | 0.29 | 6/23/2021 | 8/10/2021 | Pass |  |  | N/A (Fast Track) | N/A (Fast Track) | N/A (Fast Track) | Executed | No former queue position |  |  |  |  | San Luis Obispo | 115 |  |  | TRUE | FALSE | San Luis Obispo | 115 | [7 empty] | 0.29 |  | 0.29 | 1 | 1
2021-06-04 11:02 | 2830-RD | Fast Track | Fast Track | In Service | Not Provided |  |  | SHASTA | BURNEY SUB | Storage | 0.14 | 06/30/2021 | 7/20/2021 | Pass |  |  | N/A (Fast Track) | N/A (Fast Track) | N/A (Fast Track) | Executed | No former queue position |  |  |  |  | Burney |  |  |  | FALSE | FALSE | Burney | [8 empty] | 0.14 |  | 0.14 | 1 | 1
2021-05-19 23:01 | 2831-RD | Fast Track | Fast Track | Withdrawn | Not Provided | Withdrawn | Withdrawn | CONTRA COSTA | LONE TREE SUB | Storage | 0.9295 | 6/23/2021 | 7/26/2021 | Fail Screens: H, I, J, K, L, M, S5 | 8/27/2021 | Pass | Withdrawn | Withdrawn | Withdrawn | Withdrawn | No former queue position |  |  |  |  | Lone Tree | 230 |  |  | TRUE | FALSE | Lone Tree | 230 | [7 empty] | 0.9295 |  | 0.9295 | 0 | 0
2021-05-26 12:53 | 2832-RD | Fast Track | Fast Track | In Service | Not Provided |  |  | SIERRA | ALLEGHANY SUB | Storage | 0.14 | 6/23/2021 | 7/15/2021 | Pass |  |  | N/A (Fast Track) | N/A (Fast Track) | N/A (Fast Track) | Executed | No former queue position |  |  |  |  | Alleghany |  |  |  | FALSE | FALSE | Alleghany | [8 empty] | 0.14 |  | 0.14 | 1 | 1
2021-06-08 15:27 | 2833-WD | Fast Track | Fast Track | Withdrawn | 7/15/2022 | Withdrawn | Withdrawn | MERCED | SANTA NELLA SUB | Solar PV | 2 | 6/23/2021 | 7/15/2021 | Fail Screens: 2, 4, 5, 7, 9, 10 | 9/7/2021 | Fail | Withdrawn | Withdrawn | Withdrawn | Withdrawn | No former queue position |  |  |  |  | Santa Nella |  |  |  | FALSE | FALSE | Santa Nella |  |  | 2 | [8 empty] | 0 | 0
2021-06-14 18:29 | 2834-WD | Fast Track | Fast Track | Withdrawn | 7/15/2022 | Withdrawn | Withdrawn | HUMBOLDT | EEL RIVER SUB | Solar PV | 0.99 | 6/23/2021 | 7/9/2021 | Fail Screens: 2, 4, 7, 9, 10 | 8/30/2021 | Pass | Withdrawn | Withdrawn | Withdrawn | Withdrawn | No former queue position |  |  |  |  | Eel River |  |  |  | FALSE | FALSE | Eel River |  |  | 0.99 | [8 empty] | 0 | 0
2021-06-14 18:36 | 2835-WD | Fast Track | Fast Track | Withdrawn | 7/15/2022 | Withdrawn | Withdrawn | HUMBOLDT | EEL RIVER SUB | Solar PV | 0.99 | 6/23/2021 | 7/9/2021 | Fail Screens: 2, 4, 5, 7, 9, 10 | 8/30/2021 | Pass | Withdrawn | Withdrawn | Withdrawn | Withdrawn | No former queue position |  |  |  |  | Eel River |  |  |  | FALSE | FALSE | Eel River |  |  | 0.99 | [8 empty] | 0 | 0
2021-06-14 18:41 | 2836-WD | Fast Track | Fast Track | Withdrawn | 7/15/2022 | Withdrawn | Withdrawn | HUMBOLDT | EEL RIVER SUB | Solar PV | 0.99 | 6/23/2021 | 7/9/2021 | Fail Screens: 2, 4, 5, 7, 9, 10 | 8/30/2021 | Fail | Withdrawn | Withdrawn | Withdrawn | Withdrawn | No former queue position |  |  |  |  | Eel River |  |  |  | FALSE | FALSE | Eel River |  |  | 0.99 | [8 empty] | 0 | 0
2021-06-10 16:53 | 2837-RD | Detailed Study | Detailed Study | Active | Not Provided |  |  | SONOMA | COTATI SUB | Solar PV, Storage | 8.2483 | 6/23/2021 | N/A | N/A | N/A | N/A | Pass | 12/10/2021 | N/A | Executed | No former queue position | not found |  |  |  | Cotati |  |  |  | FALSE | FALSE | Cotati |  |  | 8.2483 | [5 empty] | 8.2483 |  | 8.2483 | 0 | 1
2021-06-07 14:18 | 2838-WD | Fast Track | Independent Study | Withdrawn | 12/1/2022 | Withdrawn | Withdrawn | KERN | GOOSE LAKE SUB | Solar PV | 3 | 6/30/2021 | 7/22/2021 | Fail Screens: 2, 7, 9, 10 | 9/13/2021 | Fail | Withdrawn | Withdrawn | Withdrawn | Withdrawn | No former queue position |  |  |  |  | Goose Lake | 115 |  |  | TRUE | FALSE | Goose Lake | 115 |  | 3 | [8 empty] | 0 | 0
2021-06-23 11:11 | 2839-RD | Fast Track | Fast Track | Withdrawn | Not Provided | Withdrawn | Withdrawn | SAN JOAQUIN | MANTECA SUB | Solar PV | 0.42 | 6/30/2021 | Withdrawn | Withdrawn | Withdrawn | Withdrawn | Withdrawn | Withdrawn | Withdrawn | Withdrawn | No former queue position |  |  |  |  | Manteca | 115 |  |  | TRUE | FALSE | Manteca | 115 |  | 0.42 | [8 empty] | 0 | 0
2021-06-17 12:13 | 2840-RD | Detailed Study | Detailed Study | Active | Not Provided |  |  | KERN | ANTELOPE SUB | Solar PV | 3 | 6/30/2021 | N/A | N/A | N/A | N/A | Pass | 11/23/2021 | N/A | Executed | No former queue position | Antelope |  |  |  | Antelope | 500 |  |  | TRUE | TRUE | Antelope |  |  | 3 | [8 empty] | 0 | 1
2021-05-26 16:11 | 2841-RD | Fast Track | Fast Track | In Service | Not Provided |  |  | HUMBOLDT | NEWBURG SUB | Storage | 0.63 | 6/30/2021 | 09/17/2021 | Pass |  |  | N/A (Fast Track) | N/A (Fast Track) | N/A (Fast Track) | Executed | No former queue position |  |  | not found |  | Newburg |  |  |  | FALSE | FALSE | not found | [8 empty] | 0.63 |  | 0.63 | 1 | 1
2021-05-28 13:21 | 2842-WD | Independent Study | Independent Study | Withdrawn | 7/7/2021 | Withdrawn | Withdrawn | ALAMEDA | ALTAMONT SUB | Engine | 6 | 6/30/2021 | Withdrawn | Withdrawn | Withdrawn | Withdrawn | Withdrawn | Withdrawn | Withdrawn | Withdrawn | No former queue position |  |  |  |  | Altamont |  |  |  | FALSE | FALSE | Altamont | [11 empty] | 0 | 0
2021-06-04 07:32 | 2843-RD | Fast Track | Fast Track | In Service | Not Provided |  |  | SAN LUIS OBISPO | SAN LUIS OBISPO SUB | Storage | 0.14 | 6/30/2021 | 08/25/2021 | Fail Screens: J, S5 |  |  | N/A (Fast Track) | N/A (Fast Track) | N/A (Fast Track) | Executed | No former queue position |  |  |  |  | San Luis Obispo | 115 |  |  | TRUE | FALSE | San Luis Obispo | 115 | [7 empty] | 0.14 |  | 0.14 | 1 | 1
2021-06-15 15:16 | 2844-RD | Detailed Study | Detailed Study | Active | Not Provided |  |  | MADERA | MADERA SUB | Solar PV | 1.192 | 7/7/2021 | N/A | N/A | N/A | N/A | Pass | 11/17/2021 | N/A | Executed | No former queue position | Madera |  |  |  | Madera | 70 |  |  | TRUE | TRUE | Madera |  |  | 1.192 | [8 empty] | 0 | 1
2021-06-22 15:13 | 2845-RD | Fast Track | Fast Track | In Service | Not Provided |  |  | BUTTE | ESQUON SUB | Engine, Micro Turbine | 0.13 | 7/7/2021 | 9/21/2021 | Fail Screens: S5 |  |  | N/A (Fast Track) | N/A (Fast Track) | N/A (Fast Track) | Executed | No former queue position |  |  |  |  | Esquon |  |  |  | FALSE | FALSE | Esquon | [11 empty] | 1 | 1
2021-06-16 13:26 | 2846-WD | Fast Track | Independent Study | Withdrawn | 6/15/2023 | Withdrawn | Withdrawn | SAN FRANCISCO | PORTOLA SUB | Solar PV | 1.125 | 7/7/2021 | 7/14/2021 | Fail Screens: 2, 4, 10 | 10/4/2021 | Fail | Withdrawn | Withdrawn | Withdrawn | Withdrawn | No former queue position |  |  |  |  | Portola |  |  |  | FALSE | FALSE | Portola |  |  | 1.125 | [8 empty] | 0 | 0
2021-06-16 13:40 | 2847-WD | Fast Track | Fast Track | Withdrawn | 6/15/2023 | Withdrawn | Withdrawn | SAN FRANCISCO | SAN FRAN A (POTRERO PP) SUB | Solar PV, Storage | 2.79 | 7/7/2021 | 7/26/2021 | Fail Screens: 2, 10 | 10/15/2021 | Pass | Withdrawn | Withdrawn | Withdrawn | Withdrawn | No former queue position |  |  |  |  | San Fran A (Potrero Pp) | 230 |  |  | TRUE | FALSE | San Fran A (Potrero Pp) | 230 |  | 2.79 | [5 empty] | 2.79 |  | 2.79 | 0 | 0
2021-06-16 13:51 | 2848-WD | Independent Study | DGSP | Active | 6/15/2023 |  |  | SAN FRANCISCO | SAN FRAN A (POTRERO PP) SUB | Solar PV | 2.85 | 7/7/2021 | N/A | N/A | N/A | N/A | Fail | 2021-12-24 | N/A | Executed | No former queue position | not found |  |  |  | San Fran A (Potrero Pp) | 230 |  |  | TRUE | TRUE | San Fran A (Potrero Pp) | 230 |  | 2.85 | [8 empty] | 0 | 1
2021-06-16 14:06 | 2849-WD | Independent Study | Independent Study | Active | 6/15/2023 |  |  | SAN FRANCISCO | SAN FRAN H (MARTIN) SUB | Solar PV, Storage | 9.12 | 7/7/2021 | N/A | N/A (Independent Study) | N/A | N/A (Independent Study) | Pass | 1/31/2022 | N/A | Executed | No former queue position | Martin | 115 |  |  | San Fran H (Martin) |  |  |  | FALSE | FALSE | Martin | 115 |  | 9.12 | [5 empty] | 9.12 |  | 9.12 | 0 | 1
2021-06-17 17:00 | 2850-WD | Independent Study | Independent Study | Active | 4/1/2026 |  |  | SANTA BARBARA | CABRILLO SUB | Wind | 60 | 7/7/2021 | N/A | N/A (Independent Study) | N/A | N/A (Independent Study) | Pass | 2022-10-28 | 2024-01-23 | Tendered | No former queue position | Cabrillo | 115 | Cabrillo | 115 | Cabrillo | 115 |  |  | TRUE | TRUE | Cabrillo | 115 |  |  | 60 | [7 empty] | 0 | 0
2021-05-18 09:22 | 2851-WD | Fast Track | Fast Track | Active | 10/28/2022 | 11/4/2022 |  | SAN FRANCISCO | SAN FRAN X (MISSION) SUB | Solar PV | 0.625 | 7/14/2021 | 8/4/2021 | Pass |  |  | N/A (Fast Track) | N/A (Fast Track) | N/A (Fast Track) | Executed | No former queue position | not found |  |  |  | San Fran X (Mission) |  |  |  | FALSE | FALSE | San Fran X (Mission) |  |  | 0.625 | [8 empty] | 0 | 1
2021-06-21 14:24 | 2852-WD | Fast Track | Fast Track | Withdrawn | 9/1/2023 | Withdrawn | Withdrawn | KERN | TWISSELMAN SUB | Solar PV | 2.125 | 7/14/2021 | 8/26/2021 | Fail Screens: 2, 4, 7, 9, 10 | 10/1/2021 | Fail | Withdrawn | Withdrawn | Withdrawn | Withdrawn | No former queue position |  |  |  |  | Twisselman |  |  |  | FALSE | FALSE | Twisselman |  |  | 2.125 | [8 empty] | 0 | 0
2021-06-21 14:42 | 2853-WD | Fast Track | Fast Track | Withdrawn | 9/1/2023 | Withdrawn | Withdrawn | KERN | TWISSELMAN SUB | Storage | 2.125 | 7/14/2021 | 8/25/2021 | Fail Screens: 2, 4, 7, 9, 10 | 10/1/2021 | Fail | Withdrawn | Withdrawn | Withdrawn | Withdrawn | No former queue position |  |  |  |  | Twisselman |  |  |  | FALSE | FALSE | Twisselman | [8 empty] | 2.125 |  | 2.125 | 0 | 0
2021-06-22 16:13 | 2854-RD | Fast Track | Fast Track | In Service | Not Provided |  |  | MENDOCINO | WILLITS A SUB | Engine, Storage | 0.83 | 7/14/2021 | 11/15/2021 | Pass |  |  | N/A (Fast Track) | N/A (Fast Track) | N/A (Fast Track) | Executed | No former queue position |  |  |  |  | Willits A |  |  |  | FALSE | FALSE | Willits A | [8 empty] | 0.83 |  | 0.83 | 1 | 1
2021-06-18 13:12 | 2855-RD | Detailed Study | Detailed Study | Withdrawn | 9/1/2022 | Withdrawn | Withdrawn | SHASTA | BURNEY SUB | Engine | 5 | 7/14/2021 | Withdrawn | Withdrawn | Withdrawn | Withdrawn | Withdrawn | Withdrawn | Withdrawn | Withdrawn | No former queue position |  |  |  |  | Burney |  |  |  | FALSE | FALSE | Burney | [11 empty] | 0 | 0
2021-07-07 21:12 | 2856-RD | Fast Track | Fast Track | In Service | Not Provided |  |  | SAN FRANCISCO | SAN FRAN Y (LARKIN) SUB | Solar PV | 0.0666 | 7/14/2021 | 9/27/2021 | Fail Screens: I, J, M, V1 |  |  | N/A (Fast Track) | N/A (Fast Track) | N/A (Fast Track) | Executed | No former queue position |  |  |  |  | San Fran Y (Larkin) |  |  |  | FALSE | FALSE | San Fran Y (Larkin) |  |  | 0.0666 | [8 empty] | 1 | 1
2021-06-17 11:12 | 2857-RD | Detailed Study | Detailed Study | In Service | Not Provided |  |  | TULARE | DINUBA SUB | Solar PV, Storage | 0.4233 | 7/21/2021 | N/A | N/A | N/A | N/A | Pass | 2022-04-01 | N/A | Executed | No former queue position |  |  |  |  | Dinuba |  |  |  | FALSE | FALSE | Dinuba |  |  | 0.4233 | [5 empty] | 0.4233 |  | 0.4233 | 1 | 1
2021-06-22 14:12 | 2858-WD | Independent Study | Independent Study | Withdrawn | 5/27/2022 | Withdrawn | Withdrawn | MADERA | DAIRYLAND SUB | Storage | 13.25 | 7/21/2021 | Withdrawn | Withdrawn | Withdrawn | Withdrawn | Withdrawn | Withdrawn | Withdrawn | Withdrawn | No former queue position |  |  |  |  | Dairyland | 115 |  |  | TRUE | FALSE | Dairyland | 115 | [7 empty] | 13.25 |  | 13.25 | 0 | 0
2021-06-24 12:52 | 2859-RD | Fast Track | Fast Track | In Service | Not Provided |  |  | SHASTA | ANDERSON SUB | Engine, Storage | 0.17 | 7/21/2021 | 9/17/2021 | Pass |  |  | N/A (Fast Track) | N/A (Fast Track) | N/A (Fast Track) | Executed | No former queue position |  |  |  |  | Anderson |  |  |  | FALSE | FALSE | Anderson | [8 empty] | 0.17 |  | 0.17 | 1 | 1
2021-06-25 15:05 | 2860-RD | Fast Track | Fast Track | In Service | Not Provided |  |  | HUMBOLDT | HARRIS SUB | Storage | 0.49 | 7/21/2021 | 12/3/2021 | Fail Screens: M | 2022-02-16 | Pass | N/A (Fast Track) | N/A (Fast Track) | N/A (Fast Track) | Executed | No former queue position |  |  |  |  | Harris | 60 |  |  | TRUE | FALSE | Harris | 60 | [7 empty] | 0.49 |  | 0.49 | 1 | 1
2021-07-09 12:04 | 2861-RD | Fast Track | Fast Track | Withdrawn | Not Provided | Withdrawn | Withdrawn | FRESNO | CAMDEN SUB | Solar PV | 1.56 | 7/21/2021 | 8/13/2021 | Fail Screens: F, J, K, M, S5 | Withdrawn | Withdrawn | Withdrawn | Withdrawn | Withdrawn | Withdrawn | No former queue position |  |  |  |  | Camden |  |  |  | FALSE | FALSE | Camden |  |  | 1.56 | [8 empty] | 0 | 0
2021-07-08 10:44 | 2862-RD | Fast Track | Fast Track | Withdrawn | Not Provided | Withdrawn | Withdrawn | AMADOR | ELECTRA PH | Engine | 0.17 | 7/21/2021 | 8/25/2021 | Fail Screens: B, J, L, M | 11/3/2021 | Fail | Withdrawn | Withdrawn | Withdrawn | Withdrawn | No former queue position |  |  |  |  | Electra Ph |  |  |  | FALSE | FALSE | Electra Ph | [11 empty] | 0 | 0
2021-07-01 08:31 | 2863-WD | Independent Study | Independent Study | Withdrawn | 9/30/2022 | Withdrawn | Withdrawn | MENDOCINO | WILLITS A SUB | Other | 6.703 | 7/21/2021 | Withdrawn | Withdrawn | Withdrawn | Withdrawn | Withdrawn | Withdrawn | Withdrawn | Withdrawn | No former queue position |  |  |  |  | Willits A |  |  |  | FALSE | FALSE | Willits A | [11 empty] | 0 | 0
2021-07-01 10:48 | 2864-WD | Fast Track | Independent Study | Active | 11/30/2022 |  |  | MERCED | LIVINGSTON SUB | Solar PV | 2 | 7/21/2021 | 8/24/2021 | Fail Screens: 2, 4, 5, 7, 9, 10 | 10/19/2021 | Fail | Pass | 2022-04-29 | N/A | Executed | No former queue position | not found |  |  |  | Livingston |  |  |  | FALSE | FALSE | Livingston |  |  | 2 | [8 empty] | 0 | 1
2021-07-01 12:37 | 2865-WD | Fast Track | Fast Track | Withdrawn | 11/30/2022 | Withdrawn | Withdrawn | CONTRA COSTA | BRENTWOOD SUB | Solar PV | 3.0602 | 7/21/2021 | 10/4/2021 | Fail Screens: 2, 4, 6, 9, 10 | Withdrawn | Withdrawn | Withdrawn | Withdrawn | Withdrawn | Withdrawn | No former queue position |  |  |  |  | Brentwood | 230 |  |  | TRUE | FALSE | Brentwood | 230 |  | 3.0602 | [8 empty] | 0 | 0
2021-07-01 12:52 | 2866-WD | Fast Track | Fast Track | Withdrawn | 11/30/2022 | Withdrawn | Withdrawn | CONTRA COSTA | BRENTWOOD SUB | Solar PV | 2 | 7/21/2021 | 8/26/2021 | Fail Screens: 2, 4, 5, 6, 7, 9, 10 | 10/11/2021 | Fail | Withdrawn | Withdrawn | Withdrawn | Withdrawn | No former queue position |  |  |  |  | Brentwood | 230 |  |  | TRUE | FALSE | Brentwood | 230 |  | 2 | [8 empty] | 0 | 0
2021-07-14 16:16 | 2867-WD | Independent Study | Independent Study | Withdrawn | 10/14/2022 | Withdrawn | Withdrawn | MENDOCINO | CALPELLA SUB | Solar PV, Storage | 2.365 | 7/21/2021 | Withdrawn | Withdrawn | Withdrawn | Withdrawn | Withdrawn | Withdrawn | Withdrawn | Withdrawn | No former queue position |  |  |  |  | Calpella | 115 |  |  | TRUE | FALSE | Calpella | 115 |  | 2.365 | [5 empty] | 2.365 |  | 2.365 | 0 | 0
2021-07-14 18:09 | 2868-WD | Fast Track | Independent Study | Withdrawn | 2/7/2022 | Withdrawn | Withdrawn | LAKE | CLEAR LAKE SUB | Solar PV | 3 | 7/21/2021 | 8/12/2021 | Fail Screens: 2, 4, 5, 7, 9, 10 | 10/22/2021 | Fail | Withdrawn | Withdrawn | Withdrawn | Withdrawn | No former queue position |  |  |  |  | Clear Lake |  |  |  | FALSE | FALSE | Clear Lake |  |  | 3 | [8 empty] | 0 | 0
2021-07-01 11:02 | 2869-WD | Independent Study | Independent Study | Withdrawn | 9/30/2022 | Withdrawn | Withdrawn | MENDOCINO | COVELO SUB | Storage | 7.2 | 7/21/2021 | Withdrawn | Withdrawn | Withdrawn | Withdrawn | Withdrawn | Withdrawn | Withdrawn | Withdrawn | No former queue position |  |  |  |  | Covelo |  |  |  | FALSE | FALSE | Covelo | [8 empty] | 7.2 |  | 7.2 | 0 | 0
2021-07-06 14:33 | 2870-RD | Fast Track | Fast Track | In Service | Not Provided |  |  | SAN LUIS OBISPO | GOLDTREE SUB | Storage | 0.6435 | 7/28/2021 | 9/30/2021 | Pass |  |  | N/A (Fast Track) | N/A (Fast Track) | N/A (Fast Track) | Executed | No former queue position |  |  |  |  | Goldtree |  |  |  | FALSE | FALSE | Goldtree | [8 empty] | 0.6435 |  | 0.6435 | 1 | 1
2021-07-12 14:14 | 2871-RD | Fast Track | Fast Track | Withdrawn | Not Provided | Withdrawn | Withdrawn | HUMBOLDT | HARRIS SUB | Storage | 0.35 | 7/28/2021 | 8/18/2021 | Pass | Withdrawn | Withdrawn | Withdrawn | Withdrawn | Withdrawn | Withdrawn | No former queue position |  |  |  |  | Harris | 60 |  |  | TRUE | FALSE | Harris | 60 | [7 empty] | 0.35 |  | 0.35 | 0 | 0
2021-07-12 14:42 | 2872-RD | Fast Track | Fast Track | Withdrawn | Not Provided | Withdrawn | Withdrawn | HUMBOLDT | EUREKA A SUB | Storage | 0.56 | 7/28/2021 | 8/23/2021 | Pass | Withdrawn | Withdrawn | Withdrawn | Withdrawn | Withdrawn | Withdrawn | No former queue position |  |  |  |  | Eureka A |  |  |  | FALSE | FALSE | Eureka A | [8 empty] | 0.56 |  | 0.56 | 0 | 0
2021-07-16 11:04 | 2873-WD | Independent Study | Independent Study | Withdrawn | 10/14/2022 | Withdrawn | Withdrawn | SONOMA | PETALUMA C SUB | Solar PV, Storage | 10 | 7/28/2021 | Withdrawn | Withdrawn | Withdrawn | Withdrawn | Withdrawn | Withdrawn | Withdrawn | Withdrawn | No former queue position |  |  |  |  | Petaluma C |  |  |  | FALSE | FALSE | Petaluma C |  |  | 10 | [5 empty] | 10 |  | 10 | 0 | 0
2021-07-15 11:21 | 2874-WD | Fast Track | Fast Track | Withdrawn | 5/31/2022 | Withdrawn | Withdrawn | BUTTE | WYANDOTTE SUB | Solar PV | 0.50526 | 7/28/2021 | 9/16/2021 | Fail Screens: 2, 4 | Withdrawn | Withdrawn | Withdrawn | Withdrawn | Withdrawn | Withdrawn | No former queue position |  |  |  |  | Wyandotte | 115 |  |  | TRUE | FALSE | Wyandotte | 115 |  | 0.50526 | [8 empty] | 0 | 0
2021-07-15 14:38 | 2875-WD | Fast Track | Fast Track | Withdrawn | 5/31/2022 | Withdrawn | Withdrawn | BUTTE | HONCUT SUB | Solar PV | 0.744 | 7/28/2021 | 9/17/2021 | Fail Screens: 2, 4, 7, 9, 10 | 1/14/2022 | Fail | Withdrawn | Withdrawn | Withdrawn | Withdrawn | No former queue position |  |  |  |  | Honcut | 115 |  |  | TRUE | FALSE | Honcut | 115 |  | 0.744 | [8 empty] | 0 | 0
2021-06-28 22:11 | 2876-RD | Fast Track | Fast Track | In Service | Not Provided |  |  | MERCED | CANAL SUB | Storage | 0.21 | 7/28/2021 | 9/2/2021 | Pass |  |  | N/A (Fast Track) | N/A (Fast Track) | N/A (Fast Track) | Executed | No former queue position |  |  |  |  | Canal |  |  |  | FALSE | FALSE | Canal | [8 empty] | 0.21 |  | 0.21 | 1 | 1
2021-06-30 23:21 | 2877-RD | Fast Track | Fast Track | Active | Not Provided |  |  | KERN | GOOSE LAKE SUB | Storage | 0.21 | 7/28/2021 | 8/26/2021 | Pass |  |  | N/A (Fast Track) | N/A (Fast Track) | N/A (Fast Track) | Executed | No former queue position | Goose Lake |  |  |  | Goose Lake | 115 |  |  | TRUE | TRUE | Goose Lake | [8 empty] | 0.21 |  | 0.21 | 0 | 1
2021-07-21 09:32 | 2878-WD | Fast Track | Independent Study | Withdrawn | 4/4/2023 | Withdrawn | Withdrawn | NAPA | CALISTOGA SUB | Steam Turbine | 1.1672 | 7/28/2021 | 8/17/2021 | Fail Screens: 2, 4, 7, 9, 10 | Withdrawn | Withdrawn | Withdrawn | Withdrawn | Withdrawn | Withdrawn | No former queue position |  |  |  |  | Calistoga |  |  |  | FALSE | FALSE | Calistoga | [11 empty] | 0 | 0
2021-07-09 17:38 | 2879-WD | Fast Track | Independent Study | Withdrawn | 11/30/2022 | Withdrawn | Withdrawn | HUMBOLDT | JANES CREEK SUB | Solar PV | 1.02 | 7/28/2021 | 9/8/2021 | Fail Screens: 2, 5, 7, 9, 10 | 11/17/2021 | Fail | Withdrawn | Withdrawn | Withdrawn | Withdrawn | No former queue position |  |  |  |  | Janes Creek |  |  |  | FALSE | FALSE | Janes Creek |  |  | 1.02 | [8 empty] | 0 | 0
2021-07-15 08:06 | 2880-WD | Independent Study | Independent Study | Withdrawn | 9/30/2022 | Withdrawn | Withdrawn | NEVADA | GRASS VALLEY SUB | Storage | 13 | 7/28/2021 | Withdrawn | Withdrawn | Withdrawn | Withdrawn | Withdrawn | Withdrawn | Withdrawn | Withdrawn | No former queue position |  |  |  |  | Grass Valley |  |  |  | FALSE | FALSE | Grass Valley | [8 empty] | 13 |  | 13 | 0 | 0
2021-07-01 14:12 | 2881-RD | Fast Track | Fast Track | Active | Not Provided |  |  | FRESNO | LAS PALMAS SUB | Engine | 1.429 | 8/4/2021 | 10/22/2021 | Pass |  |  | N/A (Fast Track) | N/A (Fast Track) | N/A (Fast Track) | Executed | No former queue position | not found |  | not found |  | Las Palmas |  |  |  | FALSE | FALSE | not found | [11 empty] | 0 | 1
2021-06-09 12:42 | 2882-RD | Fast Track | Fast Track | Withdrawn | Not Provided | Withdrawn | Withdrawn | SAN JOAQUIN | BANTA SUB | Solar PV | 1.2 | 8/4/2021 | 10/14/2021 | Fail Screens: G, J, K, L, M, S5 | Withdrawn | Withdrawn | Withdrawn | Withdrawn | Withdrawn | Withdrawn | No former queue position |  |  |  |  | Banta |  |  |  | FALSE | FALSE | Banta |  |  | 1.2 | [8 empty] | 0 | 0
2021-07-19 16:21 | 2883-RD | Detailed Study | Detailed Study | Active | Not Provided |  |  | KINGS | GUERNSEY SUB | Solar PV | 3.95 | 09/16/2021 | N/A | N/A | N/A | N/A | Pass | 2022-02-11 | N/A | Executed | No former queue position | not found |  |  |  | Guernsey | 70 |  |  | TRUE | TRUE | Guernsey | 70 |  | 3.95 | [8 empty] | 0 | 1
2021-05-26 11:12 | 2884-RD | Fast Track | Fast Track | Withdrawn | Not Provided | Withdrawn | Withdrawn | SAN JOAQUIN | MANTECA SUB | Solar PV | 1.4666 | 8/4/2021 | 9/8/2021 | Fail Screens: D, F, G, J, K, L, M, V1, S5, A1 | 10/25/2021 | Fail | Withdrawn | Withdrawn | Withdrawn | Withdrawn | No former queue position |  |  |  |  | Manteca | 115 |  |  | TRUE | FALSE | Manteca | 115 |  | 1.4666 | [8 empty] | 0 | 0
2021-07-19 10:32 | 2885-RD | Fast Track | Detailed Study | Active | Not Provided |  |  | KERN | PANAMA SUB | Solar PV | 1.2401 | 8/4/2021 | 9/14/2021 | Pass | 11/5/2021 | Fail | Pass | 2022-05-06 | N/A | Executed | No former queue position | not found |  | not found |  | Panama | 70 |  |  | TRUE | TRUE | not found | 70 |  | 1.2401 | [8 empty] | 0 | 1
2021-07-26 09:18 | 2886-WD | Fast Track | Independent Study | Withdrawn | 11/30/2022 | Withdrawn | Withdrawn | BUTTE | OROVILLE SUB | Solar PV | 2 | 8/4/2021 | 8/17/2021 | Fail Screens: 2, 4 | 9/29/2021 | Fail | Withdrawn | Withdrawn | Withdrawn | Withdrawn | No former queue position |  |  |  |  | Oroville |  |  |  | FALSE | FALSE | Oroville |  |  | 2 | [8 empty] | 0 | 0
2021-07-27 12:42 | 2887-RD | Fast Track | Fast Track | In Service | Not Provided |  |  | CONTRA COSTA | SAN PABLO SUB | Storage | 0.21 | 8/11/2021 | 9/8/2021 | Fail Screens: J, M |  |  | N/A (Fast Track) | N/A (Fast Track) | N/A (Fast Track) | Executed | No former queue position |  |  |  |  | San Pablo | 115 |  |  | TRUE | FALSE | San Pablo | 115 | [7 empty] | 0.21 |  | 0.21 | 1 | 1
2021-07-14 14:13 | 2888-RD | Fast Track | Fast Track | In Service | Not Provided |  |  | HUMBOLDT | EUREKA A SUB | Storage | 0.42 | 8/11/2021 | 10/8/2021 | Pass |  |  | N/A (Fast Track) | N/A (Fast Track) | N/A (Fast Track) | Executed | No former queue position |  |  |  |  | Eureka A |  |  |  | FALSE | FALSE | Eureka A | [8 empty] | 0.42 |  | 0.42 | 1 | 1
2021-07-23 10:02 | 2889-RD | Fast Track | Fast Track | In Service | Not Provided |  |  | HUMBOLDT | JANES CREEK SUB | Storage | 0.28 | 8/11/2021 | 9/8/2021 | Pass |  |  | N/A (Fast Track) | N/A (Fast Track) | N/A (Fast Track) | Executed | No former queue position |  |  |  |  | Janes Creek |  |  |  | FALSE | FALSE | Janes Creek | [8 empty] | 0.28 |  | 0.28 | 1 | 1
2021-07-23 13:03 | 2890-RD | Fast Track | Fast Track | Withdrawn | Not Provided | Withdrawn | Withdrawn | MONTEREY | OIL FIELDS SUB | Storage | 0.9295 | 8/11/2021 | 10/19/2021 | Pass | Withdrawn | Withdrawn | Withdrawn | Withdrawn | Withdrawn | Withdrawn | No former queue position |  |  |  |  | Oil Fields |  |  |  | FALSE | FALSE | Oil Fields | [8 empty] | 0.9295 |  | 0.9295 | 0 | 0
2021-07-22 15:33 | 2891-RD | Fast Track | Fast Track | Withdrawn | Not Provided | Withdrawn | Withdrawn | ALAMEDA | NEWARK SUB | Solar PV | 1 | 8/11/2021 | 9/9/2021 | Fail Screens: D, M | 10/12/2021 | Pass | Withdrawn | Withdrawn | Withdrawn | Withdrawn | No former queue position |  |  |  |  | Newark | 230 |  |  | TRUE | FALSE | Newark | 230 |  | 1 | [8 empty] | 0 | 0
2021-07-30 17:52 | 2892-RD | Fast Track | Detailed Study | Active | Not Provided |  |  | SAN LUIS OBISPO | TEMPLETON SUB | Engine | 1.2648 | 8/18/2021 | 9/16/2021 | Fail Screens: B, F, I, J, K, M, S5, A1 | 12/10/2021 | Fail | Pass | 2022-07-19 | N/A | Executed | No former queue position | Templeton |  |  |  | Templeton | 230 |  |  | TRUE | TRUE | Templeton | [11 empty] | 0 | 1
2021-07-27 09:21 | 2893-RD | Detailed Study | Detailed Study | Active | Not Provided |  |  | PLACER | ROCKLIN SUB | Solar PV, Storage | 2.5811 | 8/25/2021 | N/A | N/A | N/A | N/A | Pass | 1/20/2022 | N/A | Executed | No former queue position | not found |  | not found |  | Rocklin |  |  |  | FALSE | FALSE | not found |  |  | 2.5811 | [5 empty] | 2.5811 |  | 2.5811 | 0 | 1
2021-08-13 13:06 | 2894-WD | Fast Track | Fast Track | Withdrawn | 11/30/2022 | Withdrawn | Withdrawn | EL DORADO | EL DORADO PH | Storage | 3.6975 | 8/25/2021 | 9/17/2021 | Fail Screens: 2, 4, 10 | 11/8/2021 | Fail | Withdrawn | Withdrawn | Withdrawn | Withdrawn | No former queue position |  |  |  |  | El Dorado Ph | 115 |  |  | TRUE | FALSE | El Dorado Ph | 115 | [7 empty] | 3.6975 |  | 3.6975 | 0 | 0
2021-08-13 13:21 | 2895-WD | Fast Track | Fast Track | Withdrawn | 11/30/2022 | Withdrawn | Withdrawn | EL DORADO | EL DORADO PH | Storage | 3.6975 | 8/25/2021 | 9/17/2021 | Fail Screens: 2, 4, 10 | 11/8/2021 | Fail | Withdrawn | Withdrawn | Withdrawn | Withdrawn | No former queue position |  |  |  |  | El Dorado Ph | 115 |  |  | TRUE | FALSE | El Dorado Ph | 115 | [7 empty] | 3.6975 |  | 3.6975 | 0 | 0
2021-07-29 12:02 | 2896-RD | Detailed Study | Detailed Study | In Service | Not Provided |  |  | SANTA CLARA | LOCKHEED #1 SUB | Solar PV | 3.8912 | 9/1/2021 | N/A | N/A | N/A | N/A | Pass | 1/11/2022 | N/A | Executed | No former queue position |  |  |  |  | Lockheed #1 |  |  |  | FALSE | FALSE | Lockheed #1 |  |  | 3.8912 | [8 empty] | 1 | 1
2021-08-11 12:34 | 2897-RD | Fast Track | Fast Track | Active | Not Provided |  |  | HUMBOLDT | EUREKA A SUB | Storage | 0.35 | 9/1/2021 | 11/15/2021 | Pass |  |  | N/A (Fast Track) | N/A (Fast Track) | N/A (Fast Track) | Executed | No former queue position | not found |  |  |  | Eureka A |  |  |  | FALSE | FALSE | Eureka A | [8 empty] | 0.35 |  | 0.35 | 0 | 1
2021-08-04 11:02 | 2898-RD | Fast Track | Fast Track | Active | Not Provided |  |  | FRESNO | BULLARD SUB | Solar PV | 3.5 | 9/1/2021 | 9/23/2021 | Fail Screens: I, J, K, M, V1, V2, S5, A1 | 11/30/2021 | Pass | N/A (Fast Track) | N/A (Fast Track) | N/A (Fast Track) | Executed | No former queue position | not found |  |  |  | Bullard | 115 |  |  | TRUE | TRUE | Bullard | 115 |  | 3.5 | [8 empty] | 0 | 1
2021-08-16 14:04 | 2899-RD | Fast Track | Detailed Study | In Service | Not Provided |  |  | TUOLUMNE | CURTIS SUB | Storage | 0.21 | 9/8/2021 | 10/11/2021 | Fail Screens: J, L, M, S5 | 12/20/2021 | Fail | Pass | 2022-05-19 | N/A | Executed | No former queue position |  |  |  |  | Curtis | 115 |  |  | TRUE | FALSE | Curtis | 115 | [7 empty] | 0.21 |  | 0.21 | 1 | 1
2021-08-17 14:46 | 2900-RD | Fast Track | Fast Track | In Service | Not Provided |  |  | HUMBOLDT | EUREKA A SUB | Storage | 0.42 | 9/8/2021 | 12/10/2021 | Fail Screens: M | 2022-02-09 | Pass | N/A (Fast Track) | N/A (Fast Track) | N/A (Fast Track) | Executed | No former queue position |  |  |  |  | Eureka A |  |  |  | FALSE | FALSE | Eureka A | [8 empty] | 0.42 |  | 0.42 | 1 | 1
2021-08-25 12:52 | 2901-RD | Detailed Study | Detailed Study | Active | Not Provided |  |  | KERN | LERDO SUB | Solar PV | 2.5 | 9/8/2021 | N/A | N/A | N/A | N/A | Pass | 05/26/2022 | N/A | Executed | No former queue position | Lerdo |  |  |  | Lerdo | 115 |  |  | TRUE | TRUE | Lerdo |  |  | 2.5 | [8 empty] | 0 | 1
2021-08-27 15:32 | 2902-RD | Detailed Study | Detailed Study | Active | Not Provided |  |  | KERN | 7TH STANDARD SUB | Solar PV | 2.5 | 9/8/2021 | N/A | N/A | N/A | N/A | Pass | 07/19/2022 | N/A | Executed | No former queue position | not found |  | 7th Standard | 115 | 7Th Standard | 115 |  |  | TRUE | TRUE | 7th Standard | 115 |  | 2.5 | [8 empty] | 0 | 1
2021-08-09 13:42 | 2903-RD | Fast Track | Fast Track | In Service | Not Provided |  |  | EL DORADO | APPLE HILL SUB | Storage | 0.21 | 9/8/2021 | 9/29/2021 | Pass |  |  | N/A (Fast Track) | N/A (Fast Track) | N/A (Fast Track) | Executed | No former queue position |  |  |  |  | Apple Hill |  |  |  | FALSE | FALSE | Apple Hill | [8 empty] | 0.21 |  | 0.21 | 1 | 1
2021-08-30 17:10 | 2904-WD | Independent Study | Independent Study | Active | 12/15/2022 |  |  | BUTTE | SYCAMORE CREEK SUB | Solar PV | 3 | 9/8/2021 | N/A | N/A (Independent Study) | N/A | N/A (Independent Study) | Pass | 1/3/2022 | 2022-04-01 | Executed | No former queue position | not found |  |  |  | Sycamore Creek |  |  |  | FALSE | FALSE | Sycamore Creek |  |  | 3 | [8 empty] | 0 | 1
2021-08-31 13:09 | 2905-RD | Detailed Study | Detailed Study | Active | Not Provided |  |  | FRESNO | CAMDEN SUB | Solar PV | 1.56 | 10/21/2021 | N/A | N/A | N/A | N/A | Pass | 2022-03-31 | N/A | Executed | No former queue position | not found |  |  |  | Camden |  |  |  | FALSE | FALSE | Camden |  |  | 1.56 | [8 empty] | 0 | 1
2021-08-04 16:24 | 2906-RD | Detailed Study | Detailed Study | Withdrawn | Not Provided | Withdrawn | Withdrawn | KERN | Customer Owned | Solar PV | 18.1503 | 9/9/2021 | Withdrawn | Withdrawn | Withdrawn | Withdrawn | Pass | 2024-01-30 | Withdrawn | Withdrawn | No former queue position | not found |  | not found |  | Customer Owned |  |  |  | FALSE | FALSE | not found |  |  | 18.1503 | [8 empty] | 0 | 0
2021-08-20 10:25 | 2907-RD | Fast Track | Fast Track | Withdrawn | Not Provided | Withdrawn | Withdrawn | SOLANO | Customer Owned | Storage | 9.0294 | 9/9/2021 | 12/1/2021 | Pass | Withdrawn | Withdrawn | Withdrawn | Withdrawn | Withdrawn | Withdrawn | No former queue position |  |  |  |  | Customer Owned |  |  |  | FALSE | FALSE | Customer Owned | [8 empty] | 9.0294 |  | 9.0294 | 0 | 0
2021-08-25 12:12 | 2908-WD | Independent Study | Independent Study | Withdrawn | 4/1/2024 | Withdrawn | Withdrawn | SONOMA | CLOVERDALE SUB | Other | 15 | 9/9/2021 | Withdrawn | Withdrawn | Withdrawn | Withdrawn | Pass | 2023-10-06 | 2024-12-13 | Withdrawn | No former queue position | Cloverdale | 115 |  |  | Cloverdale | 115 |  |  | TRUE | FALSE | Cloverdale | 115 | [10 empty] | 0 | 0
2021-08-25 09:23 | 2909-WD | Independent Study | Independent Study | Active | 12/31/2025 |  |  | LAKE | EAGLE ROCK SUB | Wind | 131.2 | 9/15/2021 | N/A | N/A (Independent Study) | N/A | N/A (Independent Study) | Pass | 2023-08-30 | 2024-05-24 | Tendered | No former queue position | Eagle Rock (PGE) | 60 | Eagle Rock (PGE) | 60 | Eagle Rock |  |  |  | FALSE | FALSE | Eagle Rock (PGE) | 60 |  |  | 131.2 | [7 empty] | 0 | 0
2021-08-26 18:21 | 2910-RD | Fast Track | Detailed Study | Withdrawn | Not Provided | Withdrawn | Withdrawn | SUTTER | BARRY SUB | Solar PV | 0.10637 | 9/15/2021 | 10/5/2021 | Fail Screens: L, M, S5 | 11/22/2021 | Fail | Withdrawn | Withdrawn | Withdrawn | Withdrawn | No former queue position |  |  |  |  | Barry |  |  |  | FALSE | FALSE | Barry |  |  | 0.10637 | [8 empty] | 0 | 0
2021-09-09 10:14 | 2911-RD | Fast Track | Fast Track | Withdrawn | Not Provided | Withdrawn | Withdrawn | SONOMA | WINDSOR SUB | Solar PV | 1.2 | 12/10/2021 | 12/31/2021 | Fail Screens: D, F, G, J, K, M, V1, S5, A1 | Withdrawn | Withdrawn | Withdrawn | Withdrawn | Withdrawn | Withdrawn | No former queue position |  |  |  |  | Windsor | 60 |  |  | TRUE | FALSE | Windsor | 60 |  | 1.2 | [8 empty] | 0 | 0
2021-09-09 10:38 | 2912-RD | Fast Track | Fast Track | Withdrawn | Not Provided | Withdrawn | Withdrawn | SAN FRANCISCO | SAN FRAN X (MISSION) SUB | Engine | 0.06 | 9/22/2021 | 10/5/2021 | Fail Screens: J, M | Withdrawn | Withdrawn | Withdrawn | Withdrawn | Withdrawn | Withdrawn | No former queue position |  |  |  |  | San Fran X (Mission) |  |  |  | FALSE | FALSE | San Fran X (Mission) | [11 empty] | 0 | 0
2021-08-27 15:43 | 2913-RD | Detailed Study | Detailed Study | Active | Not Provided |  |  | KERN | TEJON SUB | Solar PV | 5 | 9/22/2021 | N/A | N/A | N/A | N/A | Pass | 2022-03-08 | N/A | Executed | No former queue position | not found |  |  |  | Tejon | 70 |  |  | TRUE | TRUE | Tejon | 70 |  | 5 | [8 empty] | 0 | 1
2021-09-14 10:46 | 2914-WD | Independent Study | Independent Study | Withdrawn | 11/30/2022 | Withdrawn | Withdrawn | AMADOR | PINE GROVE SUB | Storage | 5.187 | 9/29/2021 | Withdrawn | Withdrawn | Withdrawn | Withdrawn | Withdrawn | Withdrawn | Withdrawn | Withdrawn | No former queue position |  |  |  |  | Pine Grove |  |  |  | FALSE | FALSE | Pine Grove | [8 empty] | 5.187 |  | 5.187 | 0 | 0
2021-09-17 11:33 | 2915-WD | Independent Study | Independent Study | Active | 12/30/2022 |  |  | MADERA | CHOWCHILLA SUB | Solar PV | 3 | 9/29/2021 | N/A | N/A (Independent Study) | N/A | N/A (Independent Study) | Pass | 2022-02-04 | N/A | Executed | No former queue position | Chowchilla |  |  |  | Chowchilla | 115 |  |  | TRUE | TRUE | Chowchilla |  |  | 3 | [8 empty] | 0 | 1
2021-09-09 14:59 | 2916-RD | Fast Track | Detailed Study | Active | Not Provided |  |  | HUMBOLDT | NEWBURG SUB | Storage | 0.63 | 9/29/2021 | 11/16/2021 | Pass | 1/5/2022 | Fail | Pass | 2022-05-26 | N/A | Executed | No former queue position | not found |  | not found |  | Newburg |  |  |  | FALSE | FALSE | not found | [8 empty] | 0.63 |  | 0.63 | 0 | 1
2021-08-27 15:12 | 2917-RD | Detailed Study | Detailed Study | Withdrawn | Not Provided | Withdrawn | Withdrawn | ALAMEDA | VINEYARD SUB | Solar PV, Storage | 3.0842 | 10/6/2021 | Withdrawn | Withdrawn | Withdrawn | Withdrawn | Withdrawn | Withdrawn | Withdrawn | Withdrawn | No former queue position |  |  |  |  | Vineyard | 230 |  |  | TRUE | FALSE | Vineyard | 230 |  | 3.0842 | [5 empty] | 3.0842 |  | 3.0842 | 0 | 0
2021-09-21 11:45 | 2918-RD | Detailed Study | Detailed Study | Active | Not Provided |  |  | FRESNO | CARUTHERS SUB | Solar PV | 1.68 | 10/6/2021 | N/A | N/A | N/A | N/A | Pass | 2022-03-09 | N/A | Executed | No former queue position | not found |  |  |  | Caruthers |  |  |  | FALSE | FALSE | Caruthers |  |  | 1.68 | [8 empty] | 0 | 1
2021-09-30 13:28 | 2919-RD | Fast Track | Fast Track | Withdrawn | Not Provided | Withdrawn | Withdrawn | ALAMEDA | SUNOL SUB | Solar PV | 0.05771 | 10/6/2021 | 11/19/2021 | Pass | Withdrawn | Withdrawn | Withdrawn | Withdrawn | Withdrawn | Withdrawn | No former queue position |  |  |  |  | Sunol |  |  |  | FALSE | FALSE | Sunol |  |  | 0.05771 | [8 empty] | 0 | 0
2021-09-23 08:52 | 2920-WD | Independent Study | Independent Study | Withdrawn | 10/31/2023 | Withdrawn | Withdrawn | FRESNO | HURON SUB | Solar PV | 5 | 10/13/2021 | Withdrawn | Withdrawn | Withdrawn | Withdrawn | Withdrawn | Withdrawn | Withdrawn | Withdrawn | No former queue position |  |  |  |  | Huron |  |  |  | FALSE | FALSE | Huron |  |  | 5 | [8 empty] | 0 | 0
2021-09-23 17:31 | 2921-RD | Fast Track | Fast Track | In Service | Not Provided |  |  | HUMBOLDT | JANES CREEK SUB | Storage | 0.42 | 10/13/2021 | 11/16/2021 | Pass |  |  | N/A (Fast Track) | N/A (Fast Track) | N/A (Fast Track) | Executed | No former queue position |  |  |  |  | Janes Creek |  |  |  | FALSE | FALSE | Janes Creek | [8 empty] | 0.42 |  | 0.42 | 1 | 1
2021-10-01 10:44 | 2922-RD | Detailed Study | Detailed Study | Active | Not Provided |  |  | KERN | TEJON SUB | Solar PV | 1.25 | 10/13/2021 | N/A | N/A | N/A | N/A | Pass | 2022-07-11 | N/A | Executed | No former queue position | not found |  |  |  | Tejon | 70 |  |  | TRUE | TRUE | Tejon | 70 |  | 1.25 | [8 empty] | 0 | 1
2021-10-01 13:25 | 2923-RD | Fast Track | Fast Track | Withdrawn | Not Provided | Withdrawn | Withdrawn | FRESNO | SAN JOAQUIN SUB | Solar PV | 0.98842 | 10/13/2021 | 11/1/2021 | Fail Screens: F, J, K, M, V1, V2, S5, A1 | Withdrawn | Withdrawn | Withdrawn | Withdrawn | Withdrawn | Withdrawn | No former queue position |  |  |  |  | San Joaquin |  |  |  | FALSE | FALSE | San Joaquin |  |  | 0.98842 | [8 empty] | 0 | 0
2021-10-06 15:12 | 2924-RD | Detailed Study | Detailed Study | Active | Not Provided |  |  | KERN | LAMONT SUB | Solar PV | 1.2 | 10/13/2021 | N/A | N/A | N/A | N/A | Pass | 2022-02-11 | N/A | Executed | No former queue position | Lamont |  |  |  | Lamont | 115 |  |  | TRUE | TRUE | Lamont |  |  | 1.2 | [8 empty] | 0 | 1
2021-10-07 10:14 | 2925-RD | Detailed Study | Detailed Study | Active | Not Provided |  |  | MADERA | DAIRYLAND SUB | Solar PV | 4.9542 | 10/13/2021 | N/A | N/A | N/A | N/A | Pass | 2022-05-11 | N/A | Executed | No former queue position | Dairyland |  |  |  | Dairyland | 115 |  |  | TRUE | TRUE | Dairyland |  |  | 4.9542 | [8 empty] | 0 | 1
2021-09-30 18:30 | 2926-RD | Fast Track | Fast Track | Active | Not Provided |  |  | SANTA CLARA | FREMONT SUB | Engine, Solar PV | 0.482 | 10/20/2021 | 2022-02-25 | Pass |  |  | N/A (Fast Track) | N/A (Fast Track) | N/A (Fast Track) | Executed | No former queue position | not found |  | not found |  | Fremont | 115 |  |  | TRUE | TRUE | not found | 115 |  | 0.482 | [8 empty] | 0 | 1
2021-10-06 14:32 | 2927-WD | Independent Study | Independent Study | Active | 11/30/2022 |  |  | EL DORADO | APPLE HILL SUB | Storage | 5 | 10/20/2021 | N/A | N/A (Independent Study) | N/A | N/A (Independent Study) | Pass | 2022-05-17 | N/A | Executed | No former queue position | not found |  |  |  | Apple Hill |  |  |  | FALSE | FALSE | Apple Hill | [8 empty] | 5 |  | 5 | 0 | 1
2021-09-17 10:47 | 2928-RD | Detailed Study | DGSP | Withdrawn | Not Provided | Withdrawn | Withdrawn | KINGS | GUERNSEY SUB | Solar PV | 2.125 | 10/20/2021 | Withdrawn | Withdrawn | Withdrawn | Withdrawn | Withdrawn | Withdrawn | Withdrawn | Withdrawn | No former queue position |  |  |  |  | Guernsey | 70 |  |  | TRUE | FALSE | Guernsey | 70 |  | 2.125 | [8 empty] | 0 | 0
2021-10-08 13:52 | 2929-RD | Detailed Study | DGSP | Active | Not Provided |  |  | FRESNO | CARUTHERS SUB | Solar PV | 2 | 10/20/2021 | N/A | N/A | N/A | N/A | Fail | 2022-09-07 | N/A | Executed | No former queue position | not found |  |  |  | Caruthers |  |  |  | FALSE | FALSE | Caruthers |  |  | 2 | [8 empty] | 0 | 1
2021-10-08 16:07 | 2930-RD | Detailed Study | Detailed Study | Active | Not Provided |  |  | MERCED | MERCED SUB | Solar PV | 4.125 | 10/20/2021 | N/A | N/A | N/A | N/A | Pass | 2022-03-11 | N/A | Executed | No former queue position | not found |  |  |  | Merced | 115 |  |  | TRUE | TRUE | Merced | 115 |  | 4.125 | [8 empty] | 0 | 1
2021-09-30 09:22 | 2931-RD | Detailed Study | Detailed Study | Active | Not Provided |  |  | MERCED | ATWATER SUB | Engine, Solar PV, Storage | 8.1643 | 10/20/2021 | N/A | N/A | N/A | N/A | Pass | 2022-05-24 | N/A | Executed | No former queue position | Atwater | 115 |  |  | Atwater | 115 |  |  | TRUE | TRUE | Atwater | 115 |  | 8.1643 | [5 empty] | 8.1643 |  | 8.1643 | 0 | 1
2021-10-05 17:22 | 2932-RD | Fast Track | Fast Track | In Service | Not Provided |  |  | STANISLAUS | VALLEY HOME SUB | Solar PV | 1.3923 | 10/20/2021 | 11/16/2021 | Pass |  |  | N/A (Fast Track) | N/A (Fast Track) | N/A (Fast Track) | Executed | No former queue position |  |  |  |  | Valley Home | 115 |  |  | TRUE | FALSE | Valley Home | 115 |  | 1.3923 | [8 empty] | 1 | 1
2021-10-15 16:20 | 2933-WD | Independent Study | Independent Study | Withdrawn | 5/16/2022 | Withdrawn | Withdrawn | MERCED | WRIGHT SUB | Solar PV | 3 | 10/27/2021 | Withdrawn | Withdrawn | Withdrawn | Withdrawn | Withdrawn | Withdrawn | Withdrawn | Withdrawn | No former queue position |  |  |  |  | Wright |  |  |  | FALSE | FALSE | Wright |  |  | 3 | [8 empty] | 0 | 0
2021-10-06 10:11 | 2934-RD | Detailed Study | Detailed Study | Active | Not Provided |  |  | SONOMA | PENNGROVE SUB | Solar PV, Storage | 6.025 | 10/27/2021 | N/A | N/A | N/A | N/A | Pass | 2022-03-21 | N/A | Executed | No former queue position | Penngrove | 115 |  |  | Penngrove | 115 |  |  | TRUE | TRUE | Penngrove | 115 |  | 6.025 | [5 empty] | 6.025 |  | 6.025 | 0 | 1
2021-10-15 12:44 | 2935-RD | Fast Track | Fast Track | Active | Not Provided |  |  | KERN | GOOSE LAKE SUB | Solar PV | 0.74771 | 10/27/2021 | 12/8/2021 | Pass |  |  | N/A (Fast Track) | N/A (Fast Track) | N/A (Fast Track) | Executed | No former queue position | Goose Lake |  |  |  | Goose Lake | 115 |  |  | TRUE | TRUE | Goose Lake |  |  | 0.74771 | [8 empty] | 0 | 1
2021-10-01 13:17 | 2936-RD | Detailed Study | Detailed Study | Active | Not Provided |  |  | CONTRA COSTA | RICHMOND R SUB | Solar PV | 2.34 | 10/27/2021 | N/A | N/A | N/A | N/A | Pass | 2023-09-06 | N/A | Executed | No former queue position | Richmond R |  |  |  | Richmond R | 115 |  |  | TRUE | TRUE | Richmond R |  |  | 2.34 | [8 empty] | 0 | 1
2021-10-06 15:22 | 2937-RD | Fast Track | Detailed Study | In Service | Not Provided |  |  | SAN JOAQUIN | CARBONA SUB | Storage | 0.28 | 11/3/2021 | 11/24/2021 | Fail Screens: L, M | 1/12/2022 | Fail | Pass | 2022-07-13 | N/A | Executed | No former queue position |  |  |  |  | Carbona |  |  |  | FALSE | FALSE | Carbona | [8 empty] | 0.28 |  | 0.28 | 1 | 1
2021-10-19 12:20 | 2938-RD | Fast Track | Fast Track | Withdrawn | Not Provided | Withdrawn | Withdrawn | COLUSA | WILLIAMS SUB | Solar PV | 1.4863 | 11/3/2021 | Withdrawn | Withdrawn | Withdrawn | Withdrawn | Withdrawn | Withdrawn | Withdrawn | Withdrawn | No former queue position |  |  |  |  | Williams |  |  |  | FALSE | FALSE | Williams |  |  | 1.4863 | [8 empty] | 0 | 0
2021-10-21 13:42 | 2939-RD | Detailed Study | Detailed Study | Active | Not Provided |  |  | KINGS | ANGIOLA SUB | Solar PV | 1.92 | 11/3/2021 | N/A | N/A | N/A | N/A | Pass | 2022-06-06 | N/A | Executed | No former queue position | not found |  |  |  | Angiola |  |  |  | FALSE | FALSE | Angiola |  |  | 1.92 | [8 empty] | 0 | 1
2021-10-18 10:38 | 2940-WD | Independent Study | Independent Study | Withdrawn | 12/1/2023 | Withdrawn | Withdrawn | KERN | GANSO SUB | Solar PV | 3 | 11/3/2021 | Withdrawn | Withdrawn | Withdrawn | Withdrawn | Withdrawn | Withdrawn | Withdrawn | Withdrawn | No former queue position |  |  |  |  | Ganso | 115 |  |  | TRUE | FALSE | Ganso | 115 |  | 3 | [8 empty] | 0 | 0
2021-09-26 22:49 | 2941-RD | Fast Track | Fast Track | In Service | Not Provided |  |  | ALAMEDA | FREMONT SUB | Storage | 0.14065 | 11/3/2021 | 1/5/2022 | Pass |  |  | N/A (Fast Track) | N/A (Fast Track) | N/A (Fast Track) | Executed | No former queue position |  |  | not found |  | Fremont | 115 |  |  | TRUE | FALSE | not found | 115 | [7 empty] | 0.14065 |  | 0.14065 | 1 | 1
2021-09-17 16:50 | 2942-RD | Detailed Study | Detailed Study | Active | Not Provided |  |  | SAN JOAQUIN | MANTECA SUB | Solar PV | 1.5 | 11/10/2021 | N/A | N/A | N/A | N/A | Pass | 2022-04-07 | N/A | Executed | No former queue position | Manteca |  |  |  | Manteca | 115 |  |  | TRUE | TRUE | Manteca |  |  | 1.5 | [8 empty] | 0 | 1
2021-10-27 09:05 | 2943-RD | Fast Track | Fast Track | In Service | Not Provided |  |  | ALAMEDA | NEWARK SUB | Solar PV | 0.9875 | 11/10/2021 | 12/20/2021 | Pass |  |  | N/A (Fast Track) | N/A (Fast Track) | N/A (Fast Track) | Executed | No former queue position |  |  |  |  | Newark | 230 |  |  | TRUE | FALSE | Newark | 230 |  | 0.9875 | [8 empty] | 1 | 1
2021-10-12 14:23 | 2944-RD | Fast Track | Fast Track | Withdrawn | Not Provided | Withdrawn | Withdrawn | SAN JOAQUIN | BANTA SUB | Solar PV, Storage | 1.3048 | 11/10/2021 | 12/31/2021 | Fail Screens: G, I, J, K, L, M, S5 | Withdrawn | Withdrawn | Withdrawn | Withdrawn | Withdrawn | Withdrawn | No former queue position |  |  |  |  | Banta |  |  |  | FALSE | FALSE | Banta |  |  | 1.3048 | [5 empty] | 1.3048 |  | 1.3048 | 0 | 0
2021-10-28 11:22 | 2945-WD | Independent Study | Independent Study | Withdrawn | 11/30/2022 | Withdrawn | Withdrawn | KINGS | LOST HILLS SUB | Solar PV, Storage | 10.25 | 11/10/2021 | Withdrawn | Withdrawn | Withdrawn | Withdrawn | Withdrawn | 2022-10-21 | Withdrawn | Withdrawn | No former queue position |  |  |  |  | Lost Hills |  |  |  | FALSE | FALSE | Lost Hills |  |  | 10.25 | [5 empty] | 10.25 |  | 10.25 | 0 | 0
2021-10-15 11:25 | 2946-WD | Fast Track | Fast Track | Withdrawn | 3/15/2023 | Withdrawn | Withdrawn | KINGS | DEVILS DEN SUB | Solar PV | 2.0029 | 11/10/2021 | 12/6/2021 | Fail Screens: 2, 4, 10 | 1/12/2022 | Fail | Withdrawn | Withdrawn | Withdrawn | Withdrawn | No former queue position |  |  |  |  | Devils Den |  |  |  | FALSE | FALSE | Devils Den |  |  | 2.0029 | [8 empty] | 0 | 0
2021-10-22 10:28 | 2947-RD | Fast Track | Fast Track | In Service | Not Provided |  |  | BUTTE | PARADISE SUB | Storage | 0.49 | 11/10/2021 | 12/20/2021 | Pass |  |  | N/A (Fast Track) | N/A (Fast Track) | N/A (Fast Track) | Executed | No former queue position |  |  |  |  | Paradise |  |  |  | FALSE | FALSE | Paradise | [8 empty] | 0.49 |  | 0.49 | 1 | 1
2021-10-22 10:41 | 2948-RD | Fast Track | Fast Track | Active | Not Provided |  |  | BUTTE | PARADISE SUB | Storage | 0.49 | 11/10/2021 | 12/20/2021 | Pass |  |  | N/A (Fast Track) | N/A (Fast Track) | N/A (Fast Track) | Executed | No former queue position | not found |  |  |  | Paradise |  |  |  | FALSE | FALSE | Paradise | [8 empty] | 0.49 |  | 0.49 | 0 | 1
2021-10-14 09:26 | 2949-RD | Detailed Study | Detailed Study | Active | Not Provided |  |  | SAN JOAQUIN | EAST STOCKTON SUB | Solar PV, Storage | 2.08 | 11/17/2021 | N/A | N/A | N/A | N/A | Pass | 2022-05-25 | N/A | Executed | No former queue position | not found |  | not found |  | East Stockton |  |  |  | FALSE | FALSE | not found |  |  | 2.08 | [5 empty] | 2.08 |  | 2.08 | 0 | 1
2021-10-19 12:57 | 2950-RD | Fast Track | DGSP | Active | Not Provided |  |  | MERCED | ATWATER SUB | Solar PV | 0.78237 | 11/17/2021 | 12/16/2021 | Fail Screens: M, S5 | 2022-02-15 | Fail | Fail | 2023-02-08 | N/A | Executed | No former queue position | not found |  |  |  | Atwater | 115 |  |  | TRUE | TRUE | Atwater | 115 |  | 0.78237 | [8 empty] | 0 | 1
2021-11-05 15:23 | 2951-RD | Fast Track | Fast Track | Active | Not Provided |  |  | SAN JOAQUIN | STOCKTON A SUB | Solar PV | 1.1 | 11/24/2021 | 1/11/2022 | Fail Screens: D, G, J, K, M, V1, S5, A1 | 2022-02-28 | Pass | N/A (Fast Track) | N/A (Fast Track) | N/A (Fast Track) | Executed | No former queue position | not found |  |  |  | Stockton A | 115 |  |  | TRUE | TRUE | Stockton A | 115 |  | 1.1 | [8 empty] | 0 | 1
2021-10-13 01:24 | 2952-RD | Fast Track | Fast Track | Withdrawn | Not Provided | Withdrawn | Withdrawn | CONTRA COSTA | SAN RAMON SUB | Storage | 0.9295 | 11/24/2021 | Withdrawn | Withdrawn | Withdrawn | Withdrawn | Withdrawn | Withdrawn | Withdrawn | Withdrawn | No former queue position |  |  |  |  | San Ramon | 230 |  |  | TRUE | FALSE | San Ramon | 230 | [7 empty] | 0.9295 |  | 0.9295 | 0 | 0
2021-10-14 23:38 | 2953-RD | Fast Track | Fast Track | Withdrawn | Not Provided | Withdrawn | Withdrawn | MERCED | SANTA NELLA SUB | Storage | 0.858 | 11/24/2021 | Withdrawn | Withdrawn | Withdrawn | Withdrawn | Withdrawn | Withdrawn | Withdrawn | Withdrawn | No former queue position |  |  |  |  | Santa Nella |  |  |  | FALSE | FALSE | Santa Nella | [8 empty] | 0.858 |  | 0.858 | 0 | 0
2021-11-09 18:06 | 2954-RD | Fast Track | Fast Track | Active | Not Provided |  |  | ALAMEDA | SAN LEANDRO U SUB | Solar PV | 1.25 | 12/1/2021 | 2022-02-09 | Pass |  |  | N/A (Fast Track) | N/A (Fast Track) | N/A (Fast Track) | Executed | No former queue position | San Leandro U |  |  |  | San Leandro U | 115 |  |  | TRUE | TRUE | San Leandro U |  |  | 1.25 | [8 empty] | 0 | 1
2021-11-10 13:16 | 2955-RD | Fast Track | Fast Track | Withdrawn | Not Provided | Withdrawn | Withdrawn | SANTA CLARA | LLAGAS SUB | Solar PV, Storage | 2.026 | 12/1/2021 | 1/14/2022 | Fail Screens: D, I, J, K, M, S5 | Withdrawn | Withdrawn | Withdrawn | Withdrawn | Withdrawn | Withdrawn | No former queue position |  |  |  |  | Llagas | 115 |  |  | TRUE | FALSE | Llagas | 115 |  | 2.026 | [5 empty] | 2.026 |  | 2.026 | 0 | 0
2021-11-04 11:59 | 2956-RD | Detailed Study | DGSP | Active | Not Provided |  |  | KINGS | GUERNSEY SUB | Solar PV | 3.625 | 12/1/2021 | N/A | N/A | N/A | N/A | Fail | 2022-09-01 | N/A | Executed | No former queue position | not found |  |  |  | Guernsey | 70 |  |  | TRUE | TRUE | Guernsey | 70 |  | 3.625 | [8 empty] | 0 | 1
2021-11-10 11:52 | 2957-RD | Fast Track | Fast Track | Active | Not Provided |  |  | ALAMEDA | SAN LEANDRO U SUB | Solar PV, Storage | 2.6311 | 12/1/2021 | 2022-06-13 | Fail Screens: D, G, I, J, K, L, M, M1, V1, S5. A1, J, K, M | 2022-08-08 | Pass | N/A (Fast Track) | N/A (Fast Track) | N/A (Fast Track) | Executed | No former queue position | San Leandro U |  |  |  | San Leandro U | 115 |  |  | TRUE | TRUE | San Leandro U |  |  | 2.6311 | [5 empty] | 2.6311 |  | 2.6311 | 0 | 1
2021-11-15 10:10 | 2958-WD | Independent Study | Independent Study | Active | 11/30/2022 |  |  | EL DORADO | EL DORADO PH | Storage | 5.187 | 12/1/2021 | N/A | N/A (Independent Study) | N/A | N/A (Independent Study) | Pass | 2022-07-06 | N/A | Executed | No former queue position | not found |  |  |  | El Dorado Ph | 115 |  |  | TRUE | TRUE | El Dorado Ph | 115 | [7 empty] | 5.187 |  | 5.187 | 0 | 1
2021-11-23 19:03 | 2959-WD | Independent Study | Independent Study | Withdrawn | 3/15/2023 | Withdrawn | Withdrawn | KINGS | TULARE LAKE SUB | Solar PV | 3 | 12/8/2021 | Withdrawn | Withdrawn | Withdrawn | Withdrawn | Withdrawn | 2022-07-21 | Withdrawn | Withdrawn | No former queue position |  |  |  |  | Tulare Lake |  |  |  | FALSE | FALSE | Tulare Lake |  |  | 3 | [8 empty] | 0 | 0
2021-11-17 05:27 | 2960-RD | Fast Track | Fast Track | Withdrawn | Not Provided | Withdrawn | Withdrawn | SAN JOAQUIN | BANTA SUB | Solar PV | 1.2 | 12/8/2021 | 12/29/2021 | Fail Screens: G, J, K, L, M, S5 | Withdrawn | Withdrawn | Withdrawn | Withdrawn | Withdrawn | Withdrawn | No former queue position |  |  |  |  | Banta |  |  |  | FALSE | FALSE | Banta |  |  | 1.2 | [8 empty] | 0 | 0
2021-11-18 15:51 | 2961-RD | Fast Track | Detailed Study | Withdrawn | Not Provided | Withdrawn | Withdrawn | FRESNO | SCHINDLER SUB | Solar PV | 1.9072 | 12/8/2021 | 12/27/2021 | Fail Screens: F, J, K, M, S5 | Withdrawn | Withdrawn | Withdrawn | Withdrawn | Withdrawn | Withdrawn | No former queue position |  |  |  |  | Schindler | 115 |  |  | TRUE | FALSE | Schindler | 115 |  | 1.9072 | [8 empty] | 0 | 0
2021-11-10 10:57 | 2962-RD | Fast Track | Fast Track | Withdrawn | Not Provided | Withdrawn | Withdrawn | MONTEREY | SPENCE SUB | Solar PV, Storage | 2.6615 | 12/8/2021 | 1/27/2022 | Fail Screens: F, J, K, M | Withdrawn | Withdrawn | Withdrawn | Withdrawn | Withdrawn | Withdrawn | No former queue position |  |  |  |  | Spence |  |  |  | FALSE | FALSE | Spence |  |  | 2.6615 | [5 empty] | 2.6615 |  | 2.6615 | 0 | 0
2021-11-10 10:59 | 2963-RD | Fast Track | Detailed Study | Withdrawn | Not Provided | Withdrawn | Withdrawn | MONTEREY | SPENCE SUB | Solar PV, Storage | 2.1615 | 12/8/2021 | 2022-02-15 | Fail Screens: D, F, J, K, M | Withdrawn | Withdrawn | Withdrawn | Withdrawn | Withdrawn | Withdrawn | No former queue position |  |  |  |  | Spence |  |  |  | FALSE | FALSE | Spence |  |  | 2.1615 | [5 empty] | 2.1615 |  | 2.1615 | 0 | 0
2021-11-21 08:22 | 2964-RD | Fast Track | Fast Track | Withdrawn | Not Provided | Withdrawn | Withdrawn | KERN | GANSO SUB | Storage | 0.858 | 12/8/2021 | 2022-06-15 | Pass | Withdrawn | Withdrawn | Withdrawn | Withdrawn | Withdrawn | Withdrawn | No former queue position |  |  |  |  | Ganso | 115 |  |  | TRUE | FALSE | Ganso | 115 | [7 empty] | 0.858 |  | 0.858 | 0 | 0
2021-11-29 12:02 | 2965-RD | Fast Track | Fast Track | Withdrawn | Not Provided | Withdrawn | Withdrawn | FRESNO | ASHLAN AVE SUB | Solar PV | 0.01656 | 12/15/2021 | Withdrawn | Withdrawn | Withdrawn | Withdrawn | Withdrawn | Withdrawn | Withdrawn | Withdrawn | No former queue position |  |  |  |  | Ashlan Ave |  |  |  | FALSE | FALSE | Ashlan Ave |  |  | 0.01656 | [8 empty] | 0 | 0
2021-11-04 13:30 | 2966-WD | Fast Track | Independent Study | Withdrawn | 3/30/2023 | Withdrawn | Withdrawn | CONTRA COSTA | KIRKER SUB | Solar PV | 3.6501 | 12/15/2021 | 1/19/2022 | Fail Screens: 2, 4, 6, 7, 9, 10 | Withdrawn | Withdrawn | Withdrawn | Withdrawn | Withdrawn | Withdrawn | No former queue position |  |  |  |  | Kirker | 115 |  |  | TRUE | FALSE | Kirker | 115 |  | 3.6501 | [8 empty] | 0 | 0
2021-11-12 12:21 | 2967-WD | Independent Study | Independent Study | Active | 3/30/2023 |  |  | SOLANO | GRAND ISLAND SUB | Solar PV | 2.7306 | 12/15/2021 | N/A | N/A (Independent Study) | N/A | N/A (Independent Study) | Pass | 2022-05-10 | N/A | Executed | No former queue position | not found |  |  |  | Grand Island | 115 |  |  | TRUE | TRUE | Grand Island | 115 |  | 2.7306 | [8 empty] | 0 | 1
2021-10-12 11:53 | 2968-RD | Fast Track | Fast Track | Active | Not Provided |  |  | SANTA CRUZ | CAMP EVERS SUB | Storage | 0.98 | 12/15/2021 | 1/27/2022 | Pass |  |  | N/A (Fast Track) | N/A (Fast Track) | N/A (Fast Track) | Executed | No former queue position | not found |  |  |  | Camp Evers |  |  |  | FALSE | FALSE | Camp Evers | [8 empty] | 0.98 |  | 0.98 | 0 | 1
2021-10-19 01:56 | 2969-RD | Fast Track | Fast Track | Active | Not Provided |  |  | ALAMEDA | NEWARK SUB | Solar PV, Storage | 1.7989 | 12/15/2021 | 2022-04-07 | Fail | 2022-05-23 | Pass | N/A (Fast Track) | N/A (Fast Track) | N/A (Fast Track) | Executed | No former queue position | Newark |  |  |  | Newark | 230 |  |  | TRUE | TRUE | Newark |  |  | 1.7989 | [5 empty] | 1.7989 |  | 1.7989 | 0 | 1
2021-10-21 14:01 | 2970-RD | Detailed Study | Detailed Study | Active | Not Provided |  |  | FRESNO | BARTON SUB | Solar PV, Storage | 1.329 | 12/15/2021 | N/A | N/A | N/A | N/A | Pass | 2022-07-12 | N/A | Executed | No former queue position | not found |  |  |  | Barton |  |  |  | FALSE | FALSE | Barton |  |  | 1.329 | [5 empty] | 1.329 |  | 1.329 | 0 | 1
2021-10-26 15:28 | 2971-RD | Detailed Study | Detailed Study | Withdrawn | Not Provided | Withdrawn | Withdrawn | FRESNO | BARTON SUB | Solar PV, Storage | 3.218 | 12/15/2021 | Withdrawn | Withdrawn | Withdrawn | Withdrawn | Withdrawn | Withdrawn | Withdrawn | Withdrawn | No former queue position |  |  |  |  | Barton |  |  |  | FALSE | FALSE | Barton |  |  | 3.218 | [5 empty] | 3.218 |  | 3.218 | 0 | 0
2021-12-01 11:02 | 2972-RD | Fast Track | Fast Track | In Service | Not Provided |  |  | SAN LUIS OBISPO | SAN LUIS OBISPO SUB | Engine, Storage | 1.53 | 12/15/2021 | 1/27/2022 | Pass |  |  | N/A (Fast Track) | N/A (Fast Track) | N/A (Fast Track) | Executed | No former queue position |  |  |  |  | San Luis Obispo | 115 |  |  | TRUE | FALSE | San Luis Obispo | 115 | [7 empty] | 1.53 |  | 1.53 | 1 | 1
2021-12-11 12:30 | 2973-RD | Fast Track | Fast Track | Withdrawn | Not Provided | Withdrawn | Withdrawn | SANTA CLARA | SARATOGA SUB | Solar PV | 0.03465 | 12/15/2021 | 2022-02-08 | Pass | Withdrawn | Withdrawn | Withdrawn | Withdrawn | Withdrawn | Withdrawn | No former queue position |  |  |  |  | Saratoga | 230 |  |  | TRUE | FALSE | Saratoga | 230 |  | 0.03465 | [8 empty] | 0 | 0
2021-11-23 16:51 | 2974-RD | Fast Track | Fast Track | Withdrawn | Not Provided | Withdrawn | Withdrawn | KERN | FRUITVALE SUB | Solar PV | 1.2462 | 12/15/2021 | 1/19/2022 | Fail Screens: D, G, I, J, V1, V2, S5, A1 | Withdrawn | Withdrawn | Withdrawn | Withdrawn | Withdrawn | Withdrawn | No former queue position |  |  |  |  | Fruitvale |  |  |  | FALSE | FALSE | Fruitvale |  |  | 1.2462 | [8 empty] | 0 | 0
2021-11-29 15:05 | 2975-RD | Fast Track | Fast Track | Active | Not Provided |  |  | KERN | KERN OIL SUB | Solar PV | 0.99694 | 12/15/2021 | 1/14/2022 | Pass |  |  | N/A (Fast Track) | N/A (Fast Track) | N/A (Fast Track) | Executed | No former queue position | Kern Oil |  |  |  | Kern Oil | 115 |  |  | TRUE | TRUE | Kern Oil |  |  | 0.99694 | [8 empty] | 0 | 1
2021-12-06 15:53 | 2976-RD | Detailed Study | Detailed Study | Active | Not Provided |  |  | FRESNO | SAN JOAQUIN SUB | Solar PV | 0.9 | 12/22/2021 | N/A | N/A | N/A | N/A | Pass | 07/27/2022 | N/A | Executed | No former queue position | not found |  |  |  | San Joaquin |  |  |  | FALSE | FALSE | San Joaquin |  |  | 0.9 | [8 empty] | 0 | 1
2021-12-09 13:02 | 2977-RD | Fast Track | Detailed Study | Active | Not Provided |  |  | FRESNO | RANCHERS COTTON SUB | Solar PV | 1.5 | 02/24/2022 | 2022-03-11 | Fail Screens: F, J, K, M, V1, S5, A1 | 2022-04-26 | Fail | Pass | 2022-09-09 | N/A | Executed | No former queue position | not found |  | not found |  | Ranchers Cotton |  |  |  | FALSE | FALSE | not found |  |  | 1.5 | [8 empty] | 0 | 1
2021-12-07 15:41 | 2978-RD | Fast Track | Fast Track | Active | Not Provided |  |  | SANTA CRUZ | PAUL SWEET SUB | Fuel Cell, Other, Solar PV | 0.39096 | 12/22/2021 | 2022-03-15 | Pass |  |  | N/A (Fast Track) | N/A (Fast Track) | N/A (Fast Track) | Executed | No former queue position | not found |  |  |  | Paul Sweet | 115 |  |  | TRUE | TRUE | Paul Sweet | 115 |  | 0.39096 | [8 empty] | 0 | 1
2021-11-30 12:59 | 2979-WD | Independent Study | Independent Study | Withdrawn | 3/15/2023 | Withdrawn | Withdrawn | BUTTE | BANGOR SUB | Solar PV | 3 | 12/22/2021 | Withdrawn | Withdrawn | Withdrawn | Withdrawn | Withdrawn | Withdrawn | Withdrawn | Withdrawn | No former queue position |  |  |  |  | Bangor |  |  |  | FALSE | FALSE | Bangor |  |  | 3 | [8 empty] | 0 | 0
2021-11-04 11:12 | 2980-RD | Detailed Study | Detailed Study | Active | Not Provided |  |  | SAN MATEO | MILLBRAE SUB | Solar PV, Storage | 3.7248 | 12/29/2021 | N/A | N/A | N/A | N/A | Pass | 2022-06-16 | N/A | Executed | No former queue position | not found |  |  |  | Millbrae | 115 |  |  | TRUE | TRUE | Millbrae | 115 |  | 3.7248 | [5 empty] | 3.7248 |  | 3.7248 | 0 | 1
2021-12-02 14:48 | 2981-RD | Fast Track | Fast Track | In Service | Not Provided |  |  | EL DORADO | SHINGLE SPRINGS SUB | Storage | 0.6435 | 12/29/2021 | 1/19/2022 | Pass |  |  | N/A (Fast Track) | N/A (Fast Track) | N/A (Fast Track) | Executed | No former queue position |  |  |  |  | Shingle Springs |  |  |  | FALSE | FALSE | Shingle Springs | [8 empty] | 0.6435 |  | 0.6435 | 1 | 1
2021-12-22 13:56 | 2982-RD | Fast Track | Fast Track | Active | Not Provided |  |  | ALAMEDA | NEWARK SUB | Solar PV | 0.1332 | 12/29/2021 | 2022-03-14 | Pass |  |  | N/A (Fast Track) | N/A (Fast Track) | N/A (Fast Track) | Executed | No former queue position | Newark |  |  |  | Newark | 230 |  |  | TRUE | TRUE | Newark |  |  | 0.1332 | [8 empty] | 0 | 1
2021-12-08 11:13 | 2983-RD | Detailed Study | Detailed Study | Active | Not Provided |  |  | FRESNO | WAHTOKE SUB | Engine, Solar PV, Storage | 2.7445 | 12/29/2021 | N/A | N/A | N/A | N/A | Pass | 2022-05-02 | N/A | Executed | No former queue position | not found |  |  |  | Wahtoke | 115 |  |  | TRUE | TRUE | Wahtoke | 115 |  | 2.7445 | [5 empty] | 2.7445 |  | 2.7445 | 0 | 1
2021-12-16 14:31 | 2984-RD | Detailed Study | Detailed Study | Active | Not Provided |  |  | BUTTE | WYANDOTTE SUB | Solar PV | 3.6916 | 12/29/2021 | N/A | N/A | N/A | N/A | Pass | 2022-05-20 | N/A | Executed | No former queue position | Wyandotte |  |  |  | Wyandotte | 115 |  |  | TRUE | TRUE | Wyandotte |  |  | 3.6916 | [8 empty] | 0 | 1
2021-12-16 05:58 | 2985-RD | Fast Track | Fast Track | Withdrawn | Not Provided | Withdrawn | Withdrawn | TEHAMA | VINA SUB | Solar PV | 1.1455 | 1/5/2022 | Withdrawn | Withdrawn | Withdrawn | Withdrawn | Withdrawn | Withdrawn | Withdrawn | Withdrawn | No former queue position |  |  |  |  | Vina |  |  |  | FALSE | FALSE | Vina |  |  | 1.1455 | [8 empty] | 0 | 0
2021-12-16 19:07 | 2986-RD | Fast Track | Fast Track | Withdrawn | Not Provided | Withdrawn | Withdrawn | TEHAMA | VINA SUB | Solar PV | 1.6546 | 1/5/2022 | Withdrawn | Withdrawn | Withdrawn | Withdrawn | Withdrawn | Withdrawn | Withdrawn | Withdrawn | No former queue position |  |  |  |  | Vina |  |  |  | FALSE | FALSE | Vina |  |  | 1.6546 | [8 empty] | 0 | 0
2021-12-10 15:44 | 2987-RD | Detailed Study | Detailed Study | Active | Not Provided |  |  | MONTEREY | LOS COCHES SUB | Wind | 2.8 | 1/5/2022 | N/A | N/A | N/A | N/A | Pass | 2022-11-07 | N/A |  | No former queue position | not found |  |  |  | Los Coches | 138 |  |  | TRUE | TRUE | Los Coches | 138 |  |  | 2.8 | [7 empty] | 0 | 0
2021-12-30 14:24 | 2988-RD | Fast Track | Detailed Study | Active | Not Provided |  |  | FRESNO | PANOCHE SUB | Solar PV | 0.75 | 1/12/2022 | 2022-03-03 | Fail Screens: D, F, G, J, K, L, M, M1, A1 | 2022-03-29 | Fail | Pass | 2022-11-14 | N/A | Executed | No former queue position | Panoche |  | Panoche |  | Panoche | 230 |  |  | TRUE | TRUE | Panoche |  |  | 0.75 | [8 empty] | 0 | 1
2021-12-30 14:36 | 2989-RD | Fast Track | DGSP | Active | Not Provided |  |  | FRESNO | PANOCHE SUB | Solar PV | 0.75 | 1/12/2022 | 2022-03-03 | Fail Screens: D, F, G, J, K, L, M, M1, S5 | 2022-03-29 | Fail | Fail | 2023-02-02 | N/A | Executed | No former queue position | Panoche |  | Panoche |  | Panoche | 230 |  |  | TRUE | TRUE | Panoche |  |  | 0.75 | [8 empty] | 0 | 1
2021-12-18 15:10 | 2990-RD | Detailed Study | Detailed Study | Active | Not Provided |  |  | SANTA CLARA | EDENVALE SUB | Solar PV, Storage | 2.724 | 1/12/2022 | N/A | N/A | N/A | N/A | Pass | 2022-05-23 | N/A | Executed | No former queue position | not found |  |  |  | Edenvale | 115 |  |  | TRUE | TRUE | Edenvale | 115 |  | 2.724 | [5 empty] | 2.724 |  | 2.724 | 0 | 1
2021-12-23 10:47 | 2991-RD | Detailed Study | Detailed Study | Withdrawn | Not Provided | Withdrawn | Withdrawn | SANTA CLARA | LLAGAS SUB | Solar PV | 1.325 | 1/12/2022 | Withdrawn | Withdrawn | Withdrawn | Withdrawn | Withdrawn | Withdrawn | Withdrawn | Withdrawn | No former queue position |  |  |  |  | Llagas | 115 |  |  | TRUE | FALSE | Llagas | 115 |  | 1.325 | [8 empty] | 0 | 0
2021-12-31 13:58 | 2992-RD | Fast Track | Fast Track | Withdrawn | Not Provided | Withdrawn | Withdrawn | CONTRA COSTA | LAKEWOOD SUB | Solar PV | 0.18519 | 1/12/2022 | Withdrawn | Withdrawn | Withdrawn | Withdrawn | Withdrawn | Withdrawn | Withdrawn | Withdrawn | No former queue position |  |  |  |  | Lakewood | 115 |  |  | TRUE | FALSE | Lakewood | 115 |  | 0.18519 | [8 empty] | 0 | 0
2021-12-13 16:08 | 2993-RD | Fast Track | Fast Track | Active | Not Provided |  |  | SOLANO | CORDELIA SUB | Engine | 1.2 | 1/12/2022 | 2022-04-18 | Fail Screens: B, F, G, I, J, K, M, S5, A1 | 2022-12-27 | Pass | N/A (Fast Track) | N/A (Fast Track) | N/A (Fast Track) | Executed | No former queue position | not found |  |  |  | Cordelia |  |  |  | FALSE | FALSE | Cordelia | [11 empty] | 0 | 1
2021-12-22 21:50 | 2994-RD | Detailed Study | Detailed Study | Active | Not Provided |  |  | SAN JOAQUIN | VIERRA SUB | Solar PV, Storage | 2.5391 | 03/01/2022 | N/A | N/A | N/A | N/A | Pass | 2022-08-02 | N/A | Executed | No former queue position | Vierra |  |  |  | Vierra | 115 |  |  | TRUE | TRUE | Vierra |  |  | 2.5391 | [5 empty] | 2.5391 |  | 2.5391 | 0 | 1
2022-01-06 11:18 | 2995-RD | Fast Track | Fast Track | In Service | Not Provided |  |  | KERN | CELERON HILL SUB | Solar PV | 1.494 | 1/19/2022 | 2022-02-09 | Pass |  |  | N/A (Fast Track) | N/A (Fast Track) | N/A (Fast Track) | Executed | No former queue position |  |  |  |  | Celeron Hill |  |  |  | FALSE | FALSE | Celeron Hill |  |  | 1.494 | [8 empty] | 1 | 1
2022-01-07 17:41 | 2996-RD | Fast Track | Detailed Study | Active | Not Provided |  |  | SAN JOAQUIN | TRACY SUB | Solar PV | 1.92 | 1/19/2022 | 2022-02-25 | Fail Screens: D, F, G, J, K, L, M, M1, S5 | 2022-03-28 | Fail | Pass | 2022-07-07 | N/A | Executed | No former queue position | not found |  |  |  | Tracy | 115 |  |  | TRUE | TRUE | Tracy | 115 |  | 1.92 | [8 empty] | 0 | 1
2021-12-02 10:19 | 2997-RD | Detailed Study | Detailed Study | Withdrawn | Not Provided | Withdrawn | Withdrawn | KERN | Customer Owned | Solar PV | 28.65 | 1/19/2022 | Withdrawn | Withdrawn | Withdrawn | Withdrawn | Withdrawn | Withdrawn | Withdrawn | Withdrawn | No former queue position |  |  | not found |  | Customer Owned |  |  |  | FALSE | FALSE | not found |  |  | 28.65 | [8 empty] | 0 | 0
2021-11-21 08:29 | 2998-RD | Fast Track | Fast Track | Withdrawn | Not Provided | Withdrawn | Withdrawn | KERN | TEJON SUB | Storage | 0.9295 | 1/19/2022 | 2022-05-10 | Pass | Withdrawn | Withdrawn | Withdrawn | Withdrawn | Withdrawn | Withdrawn | No former queue position |  |  |  |  | Tejon | 70 |  |  | TRUE | FALSE | Tejon | 70 | [7 empty] | 0.9295 |  | 0.9295 | 0 | 0
2021-11-22 08:32 | 2999-RD | Fast Track | Fast Track | Withdrawn | Not Provided | Withdrawn | Withdrawn | KERN | TEJON SUB | Storage | 0.9295 | 1/19/2022 | 2022-05-10 | Pass | Withdrawn | Withdrawn | Withdrawn | Withdrawn | Withdrawn | Withdrawn | No former queue position |  |  |  |  | Tejon | 70 |  |  | TRUE | FALSE | Tejon | 70 | [7 empty] | 0.9295 |  | 0.9295 | 0 | 0
2021-12-13 13:44 | 3000-RD | Fast Track | Fast Track | Active | Not Provided |  |  | ALAMEDA | MT EDEN SUB | Solar PV, Storage | 3.125 | 1/19/2022 | 2022-05-25 | Fail Screens: D, G, I, J, K, L, M, M1, V1, V2, S5, A1 | 2022-07-27 | Pass | N/A (Fast Track) | N/A (Fast Track) | N/A (Fast Track) | Executed | No former queue position | not found |  |  |  | Mt Eden | 115 |  |  | TRUE | TRUE | Mt Eden | 115 |  | 3.125 | [5 empty] | 3.125 |  | 3.125 | 0 | 1
2022-01-04 07:02 | 3001-RD | Fast Track | Fast Track | Withdrawn | Not Provided | Withdrawn | Withdrawn | SANTA BARBARA | PURISIMA SUB | Micro Turbine | 4.56 | 1/19/2022 | Withdrawn | Withdrawn | Withdrawn | Withdrawn | Withdrawn | Withdrawn | Withdrawn | Withdrawn | No former queue position |  |  |  |  | Purisima |  |  |  | FALSE | FALSE | Purisima | [11 empty] | 0 | 0
2021-12-18 14:24 | 3002-RD | Detailed Study | Detailed Study | Active | Not Provided |  |  | SANTA CLARA | TRIMBLE SUB | Solar PV, Storage | 2.5255 | 1/26/2022 | N/A | N/A | N/A | N/A | Pass | 2022-05-17 | N/A | Executed | No former queue position | not found |  |  |  | Trimble | 115 |  |  | TRUE | TRUE | Trimble | 115 |  | 2.5255 | [5 empty] | 2.5255 |  | 2.5255 | 0 | 1
2022-01-14 08:18 | 3003-WD | Independent Study | Independent Study | Active | 12/31/2023 |  |  | MERCED | ORO LOMA SUB | Solar PV | 2.5998 | 1/26/2022 | N/A | N/A (Independent Study) | N/A | N/A (Independent Study) | Pass | 2022-06-08 | N/A | Executed | No former queue position | Oro Loma |  |  |  | Oro Loma | 115 |  |  | TRUE | TRUE | Oro Loma |  |  | 2.5998 | [8 empty] | 0 | 1
2021-12-22 16:28 | 3004-RD | Detailed Study | Detailed Study | Withdrawn | Not Provided | Withdrawn | Withdrawn | FRESNO | TRANSMISSION | Solar PV | 317 | 1/26/2022 | Withdrawn | Withdrawn | Withdrawn | Withdrawn | Withdrawn | Withdrawn | Withdrawn | Withdrawn | No former queue position |  |  | not found |  | Transmission |  |  |  | FALSE | FALSE | not found |  |  | 317 | [8 empty] | 0 | 0
2021-12-29 13:01 | 3005-RD | Fast Track | Fast Track | Withdrawn | Not Provided | Withdrawn | Withdrawn | SANTA CLARA | RIVER OAKS SUB | Solar PV, Storage | 1.3875 | 1/26/2022 | Withdrawn | Withdrawn | Withdrawn | Withdrawn | Withdrawn | Withdrawn | Withdrawn | Withdrawn | No former queue position |  |  |  |  | River Oaks |  |  |  | FALSE | FALSE | River Oaks |  |  | 1.3875 | [5 empty] | 1.3875 |  | 1.3875 | 0 | 0
2021-12-31 14:19 | 3006-RD | Fast Track | Fast Track | Active | Not Provided |  |  | NAPA | SILVERADO SUB | Solar PV | 0.94118 | 2/2/2022 | 6/13/2022 | Fail Screens: D, M | 7/22/2022 | Pass | N/A (Fast Track) | N/A (Fast Track) | N/A (Fast Track) | Executed | No former queue position | Silverado |  |  |  | Silverado | 115 |  |  | TRUE | TRUE | Silverado |  |  | 0.94118 | [8 empty] | 0 | 1
2022-01-12 15:58 | 3007-RD | Fast Track | Detailed Study | Active | Not Provided |  |  | SAN BENITO | SAN BENITO SUB | Engine, Fuel Cell, Solar PV | 9.58 | 2/2/2022 | 4/6/2022 | Fail Screens: I, J, K, M, S5 | 5/20/2022 | Fail | Pass | 10/6/2022 | N/A | Executed | No former queue position | not found |  |  |  | San Benito |  |  |  | FALSE | FALSE | San Benito |  |  | 9.58 | [8 empty] | 0 | 1
2022-01-14 16:02 | 3008-RD | Detailed Study | Detailed Study | Withdrawn | 1/2/2023 | Withdrawn | Withdrawn | KINGS | GUERNSEY SUB | Engine | 2.852 | 2/9/2022 | Withdrawn | Withdrawn | Withdrawn | Withdrawn | Withdrawn | Withdrawn | Withdrawn | Withdrawn | No former queue position |  |  |  |  | Guernsey | 70 |  |  | TRUE | FALSE | Guernsey | 70 | [10 empty] | 0 | 0
2022-01-21 11:53 | 3009-WD | Fast Track | Fast Track | Withdrawn | 12/30/2023 | Withdrawn | Withdrawn | KERN | ALPAUGH SUB | Solar PV | 3 | 2/9/2022 | 3/1/2022 | Fail Screens: 2, 7, 9, 10 | 5/12/2022 | Fail | Withdrawn | Withdrawn | Withdrawn | Withdrawn | No former queue position |  |  |  |  | Alpaugh | 115 |  |  | TRUE | FALSE | Alpaugh | 115 |  | 3 | [8 empty] | 0 | 0
2022-01-21 12:11 | 3010-WD | Fast Track | Fast Track | Withdrawn | 12/30/2023 | Withdrawn | Withdrawn | KERN | ALPAUGH SUB | Solar PV | 3 | 2/9/2022 | 3/1/2022 | Fail Screens: 2, 4, 7, 9, 10 | 5/12/2022 | Fail | Withdrawn | Withdrawn | Withdrawn | Withdrawn | No former queue position |  |  |  |  | Alpaugh | 115 |  |  | TRUE | FALSE | Alpaugh | 115 |  | 3 | [8 empty] | 0 | 0
2022-01-21 12:28 | 3011-WD | Fast Track | Fast Track | Withdrawn | 12/30/2023 | Withdrawn | Withdrawn | KERN | ALPAUGH SUB | Solar PV | 3 | 2/9/2022 | 3/1/2022 | Fail Screens: 2, 4, 7, 9, 10 | 5/12/2022 | Fail | Withdrawn | Withdrawn | Withdrawn | Withdrawn | No former queue position |  |  |  |  | Alpaugh | 115 |  |  | TRUE | FALSE | Alpaugh | 115 |  | 3 | [8 empty] | 0 | 0
2022-01-21 16:59 | 3012-RD | Detailed Study | DGSP | Active | Not Provided |  |  | ALAMEDA | VINEYARD SUB | Solar PV, Storage | 2.7287 | 2/9/2022 | N/A | N/A | N/A | N/A | Fail | 2022-08-17 | N/A | Executed | No former queue position | Vineyard |  |  |  | Vineyard | 230 |  |  | TRUE | TRUE | Vineyard |  |  | 2.7287 | [5 empty] | 2.7287 |  | 2.7287 | 0 | 1
2022-01-25 10:47 | 3013-RD | Fast Track | DGSP | Withdrawn | Not Provided | Withdrawn | Withdrawn | SAN JOAQUIN | LAMMERS SUB | Solar PV | 1.875 | 2/9/2022 | 3/4/2022 | Fail Screens: D, F, J, K, L, M, S5 | 4/21/2022 | Fail | Withdrawn | Withdrawn | Withdrawn | Withdrawn | No former queue position |  |  |  |  | Lammers | 115 |  |  | TRUE | FALSE | Lammers | 115 |  | 1.875 | [8 empty] | 0 | 0
2022-01-25 10:53 | 3014-RD | Fast Track | Fast Track | Withdrawn | Not Provided | Withdrawn | Withdrawn | SAN JOAQUIN | LAMMERS SUB | Solar PV | 1.875 | 2/9/2022 | 3/4/2022 | Fail Screens: D, F, J, K, L, M, S5 | 4/21/2022 | Fail | Withdrawn | Withdrawn | Withdrawn | Withdrawn | No former queue position |  |  |  |  | Lammers | 115 |  |  | TRUE | FALSE | Lammers | 115 |  | 1.875 | [8 empty] | 0 | 0
2022-01-26 10:37 | 3015-RD | Detailed Study | Detailed Study | Active | Not Provided |  |  | KERN | SMYRNA SUB | Solar PV | 3.125 | 03/02/2022 | N/A | N/A | N/A | N/A | Pass | 6/21/2022 | N/A | Executed | No former queue position | Smyrna |  |  |  | Smyrna | 115 |  |  | TRUE | TRUE | Smyrna |  |  | 3.125 | [8 empty] | 0 | 1
2022-01-25 08:26 | 3016-WD | Independent Study | Independent Study | Withdrawn | 12/29/2023 | Withdrawn | Withdrawn | KINGS | JACOBS CORNER SUB | Solar PV | 4.25 | 2/9/2022 | Withdrawn | Withdrawn | Withdrawn | Withdrawn | Withdrawn | Withdrawn | Withdrawn | Withdrawn | No former queue position |  |  |  |  | Jacobs Corner |  |  |  | FALSE | FALSE | Jacobs Corner |  |  | 4.25 | [8 empty] | 0 | 0
2022-01-27 10:21 | 3017-RD | Fast Track | Detailed Study | Withdrawn | Not Provided | Withdrawn | Withdrawn | FRESNO | MENDOTA SUB | Solar PV | 1.5 | 2/9/2022 | 4/18/2022 | Pass | 5/19/2022 | Fail | Withdrawn | Withdrawn | Withdrawn | Withdrawn | No former queue position |  |  |  |  | Mendota | 115 |  |  | TRUE | FALSE | Mendota | 115 |  | 1.5 | [8 empty] | 0 | 0
2022-01-28 15:11 | 3018-WD | Independent Study | Independent Study | Withdrawn | 6/15/2023 | Withdrawn | Withdrawn | FRESNO | ORO LOMA SUB | Solar PV | 5 | 2/9/2022 | Withdrawn | Withdrawn | Withdrawn | Withdrawn | Withdrawn | Withdrawn | Withdrawn | Withdrawn | No former queue position |  |  |  |  | Oro Loma | 115 |  |  | TRUE | FALSE | Oro Loma | 115 |  | 5 | [8 empty] | 0 | 0
2022-01-17 18:58 | 3019-RD | Detailed Study | Detailed Study | Active | Not Provided |  |  | FRESNO | MCCALL SUB | Solar PV | 5.76 | 2/9/2022 | N/A | N/A | N/A | N/A | Pass | 8/31/2022 | N/A | Executed | No former queue position | McCall | 115 |  |  | Mccall | 230 |  |  | TRUE | TRUE | McCall | 115 |  | 5.76 | [8 empty] | 0 | 1
2022-01-10 15:41 | 3020-RD | Detailed Study | Detailed Study | Withdrawn | Not Provided | Withdrawn | Withdrawn | SAN JOAQUIN | WEBER SUB | Solar PV, Storage | 1.6522 | 2/16/2022 | 4/13/2022 | Fail Screens: F, J, K, M | Withdrawn | Withdrawn | Withdrawn | Withdrawn | Withdrawn | Withdrawn | No former queue position |  |  |  |  | Weber | 230 |  |  | TRUE | FALSE | Weber | 230 |  | 1.6522 | [5 empty] | 1.6522 |  | 1.6522 | 0 | 0
2022-01-14 15:00 | 3021-RD | Detailed Study | DGSP | Withdrawn | Not Provided | Withdrawn | Withdrawn | SAN JOAQUIN | BANTA SUB | Solar PV, Storage | 1.9918 | 2/16/2022 | Withdrawn | Withdrawn | Withdrawn | Withdrawn | Withdrawn | Withdrawn | Withdrawn | Withdrawn | No former queue position |  |  |  |  | Banta |  |  |  | FALSE | FALSE | Banta |  |  | 1.9918 | [5 empty] | 1.9918 |  | 1.9918 | 0 | 0
2022-01-25 08:31 | 3022-RD | Fast Track | Fast Track | Withdrawn | Not Provided | Withdrawn | Withdrawn | SANTA BARBARA | Withdrawn | Solar PV | 0.05 | 2/16/2022 | Withdrawn | Withdrawn | Withdrawn | Withdrawn | Withdrawn | Withdrawn | Withdrawn | Withdrawn | No former queue position |  |  |  |  | Withdrawn |  |  |  | FALSE | FALSE | Withdrawn |  |  | 0.05 | [8 empty] | 0 | 0
2022-01-27 23:37 | 3023-RD | Fast Track | Detailed Study | Active | Not Provided |  |  | SONOMA | SONOMA A SUB | Solar PV | 1.577 | 2/16/2022 | 6/22/2022 | Fail Screens: B, J, M, S5 | 8/18/2022 | Fail | Pass | 6/5/2023 | N/A | Executed | No former queue position | not found |  |  |  | Sonoma A |  |  |  | FALSE | FALSE | Sonoma A |  |  | 1.577 | [8 empty] | 0 | 1
2022-01-19 11:46 | 3024-RD | Detailed Study | DGSP | Withdrawn | Not Provided | Withdrawn | Withdrawn | KINGS | JACOBS CORNER SUB | Solar PV | 7.431 | 2/16/2022 | Withdrawn | Withdrawn | Withdrawn | Withdrawn | Withdrawn | Withdrawn | Withdrawn | Withdrawn | No former queue position |  |  |  |  | Jacobs Corner |  |  |  | FALSE | FALSE | Jacobs Corner |  |  | 7.431 | [8 empty] | 0 | 0
2021-12-10 13:31 | 3025-RD | Fast Track | Fast Track | Withdrawn | Not Provided | Withdrawn | Withdrawn | SANTA CRUZ | GREEN VALLEY SUB | Solar PV | 0.995 | 2/16/2022 | Withdrawn | Withdrawn | Withdrawn | Withdrawn | Withdrawn | Withdrawn | Withdrawn | Withdrawn | No former queue position |  |  |  |  | Green Valley | 115 |  |  | TRUE | FALSE | Green Valley | 115 |  | 0.995 | [8 empty] | 0 | 0
2021-12-13 09:37 | 3026-RD | Detailed Study | Detailed Study | Withdrawn | 6/1/2023 | Withdrawn | Withdrawn | CONTRA COSTA | BRENTWOOD SUB | Solar PV | 5 | 2/16/2022 | Withdrawn | Withdrawn | Withdrawn | Withdrawn | Withdrawn | Withdrawn | Withdrawn | Withdrawn | No former queue position | not found |  |  |  | Brentwood | 230 |  |  | TRUE | FALSE | Brentwood | 230 |  | 5 | [8 empty] | 0 | 0
2022-01-21 12:40 | 3027-RD | Fast Track | Detailed Study | Active | Not Provided |  |  | TULARE | DINUBA SUB | Solar PV | 1.625 | 2/16/2022 | 6/16/2022 | Fail Screens: B, F, I, J, K, M, S5 | 8/18/2022 | Fail | Pass | 4/20/2023 | N/A | Executed | No former queue position | not found |  |  |  | Dinuba |  |  |  | FALSE | FALSE | Dinuba |  |  | 1.625 | [8 empty] | 0 | 1
2021-12-22 11:09 | 3028-RD | Fast Track | Fast Track | Active | Not Provided |  |  | ALAMEDA | TRANSMISSION | Solar PV | 2.241 | 2/23/2022 | 4/4/2022 | Fail | 5/26/2022 | Pass | N/A (Fast Track) | N/A (Fast Track) | N/A (Fast Track) | Executed | No former queue position | not found |  | not found |  | Transmission |  |  |  | FALSE | FALSE | not found |  |  | 2.241 | [8 empty] | 0 | 1
2022-01-12 13:19 | 3029-RD | Fast Track | Fast Track | Withdrawn | Not Provided | Withdrawn | Withdrawn | ALAMEDA | LAS POSITAS SUB | Solar PV | 1.4 | 2/23/2022 | 5/25/2022 | Fail Screens: D, F, H, I, J, K, L, M, V1, V2, S5 | Withdrawn | Withdrawn | Withdrawn | Withdrawn | Withdrawn | Withdrawn | No former queue position |  |  |  |  | Las Positas | 230 |  |  | TRUE | FALSE | Las Positas | 230 |  | 1.4 | [8 empty] | 0 | 0
2022-01-14 15:40 | 3030-RD | Detailed Study | Detailed Study | Active | Not Provided |  |  | ALAMEDA | TRANSMISSION | Solar PV | 9.533 | 2/23/2022 | N/A | N/A | N/A | N/A | Pass | 2023-10-26 | N/A | Executed | No former queue position | not found |  | not found |  | Transmission |  |  |  | FALSE | FALSE | not found |  |  | 9.533 | [8 empty] | 0 | 1
2022-01-19 13:24 | 3031-RD | Fast Track | Fast Track | Active | Not Provided |  |  | SONOMA | SONOMA A SUB | Solar PV | 0.13 | 2/23/2022 | 5/4/2022 | Pass |  |  | N/A (Fast Track) | N/A (Fast Track) | N/A (Fast Track) | Executed | No former queue position | not found |  |  |  | Sonoma A |  |  |  | FALSE | FALSE | Sonoma A |  |  | 0.13 | [8 empty] | 0 | 1
2022-01-28 09:11 | 3032-RD | Detailed Study | Detailed Study | Active | Not Provided |  |  | SANTA BARBARA | PALMER SUB | Solar PV | 5 | 2/23/2022 | N/A | N/A | N/A | N/A | Pass | 12/2/2022 | N/A | Executed | No former queue position | not found |  | not found |  | Palmer |  |  |  | FALSE | FALSE | not found |  |  | 5 | [8 empty] | 0 | 1
2022-02-03 11:26 | 3033-WD | Fast Track | Fast Track | Withdrawn | 5/1/2022 | Withdrawn | Withdrawn | SAN JOAQUIN | MANTECA SUB | Inverter | 2.5 | 2/23/2022 | 3/23/2022 | Fail Screens: 2, 9 | Withdrawn | Withdrawn | Withdrawn | Withdrawn | Withdrawn | Withdrawn | No former queue position |  |  |  |  | Manteca | 115 |  |  | TRUE | FALSE | Manteca | 115 | [10 empty] | 0 | 0
2022-02-10 09:37 | 3034-RD | Fast Track | Fast Track | Active | Not Provided |  |  | SAN MATEO | MENLO SUB | Solar PV | 0.928 | 2/23/2022 | 7/7/2022 | Fail Screens: F, I, J, M, V1 |  |  | N/A (Fast Track) | N/A (Fast Track) | N/A (Fast Track) | Tendered | No former queue position | not found |  |  |  | Menlo | 60 |  |  | TRUE | TRUE | Menlo | 60 |  | 0.928 | [8 empty] | 0 | 0
2022-01-27 16:50 | 3035-RD | Detailed Study | Detailed Study | Active | Not Provided |  |  | KERN | TRANSMISSION | Solar PV | 4.14 | 3/2/2022 | N/A | N/A | N/A | N/A | Pass | 6/30/2022 | N/A | Executed | No former queue position | not found |  | not found |  | Transmission |  |  |  | FALSE | FALSE | not found |  |  | 4.14 | [8 empty] | 0 | 1
2022-01-28 17:07 | 3036-RD | Fast Track | Fast Track | Active | Not Provided |  |  | YOLO | WOODLAND SUB | Solar PV | 1.542 | 3/2/2022 | 7/11/2022 | Fail Screens: I, J, K, M, S5, A1 | 9/8/2022 | Pass | N/A (Fast Track) | N/A (Fast Track) | N/A (Fast Track) | Executed | No former queue position | not found |  |  |  | Woodland | 115 |  |  | TRUE | TRUE | Woodland | 115 |  | 1.542 | [8 empty] | 0 | 1
2022-02-16 15:33 | 3037-WD | Independent Study | Independent Study | Active | 12/30/2022 | 1/31/2024 |  | MADERA | CHOWCHILLA SUB | Solar PV | 5 | 3/2/2022 | N/A | N/A (Independent Study) | N/A | N/A (Independent Study) | Pass | 10/28/2022 | N/A | Executed | No former queue position | Chowchilla |  |  |  | Chowchilla | 115 |  |  | TRUE | TRUE | Chowchilla |  |  | 5 | [8 empty] | 0 | 1
2022-02-15 11:16 | 3038-WD | Fast Track | Fast Track | Withdrawn | 12/30/2023 | Withdrawn | Withdrawn | KINGS | JACOBS CORNER SUB | Solar PV | 3 | 3/2/2022 | 3/22/2022 | Fail Screens: 2, 4, 10 | 6/16/2022 | Fail | Withdrawn | Withdrawn | Withdrawn | Withdrawn | No former queue position |  |  |  |  | Jacobs Corner |  |  |  | FALSE | FALSE | Jacobs Corner |  |  | 3 | [8 empty] | 0 | 0
2022-02-16 07:22 | 3039-WD | Fast Track | Fast Track | Withdrawn | 12/30/2023 | Withdrawn | Withdrawn | KINGS | JACOBS CORNER SUB | Solar PV | 3 | 3/2/2022 | 3/22/2022 | Fail Screens: 2, 10 | 6/16/2022 | Fail | Withdrawn | Withdrawn | Withdrawn | Withdrawn | No former queue position |  |  |  |  | Jacobs Corner |  |  |  | FALSE | FALSE | Jacobs Corner |  |  | 3 | [8 empty] | 0 | 0
2022-02-25 12:18 | 3040-RD | Fast Track | Fast Track | Withdrawn | Not Provided | Withdrawn | Withdrawn | ALAMEDA | OAKLAND C (OAKLAND PP) SUB | Solar PV | 43.2 | 3/2/2022 | 4/19/2022 | Fail Screens: A | 5/17/2022 | Pass | Withdrawn | Withdrawn | Withdrawn | Withdrawn | No former queue position |  |  |  |  | Oakland C (Oakland Pp) |  |  |  | FALSE | FALSE | Oakland C (Oakland Pp) |  |  | 43.2 | [8 empty] | 0 | 0
2022-02-10 10:59 | 3041-RD | Fast Track | Fast Track | In Service | Not Provided |  |  | NEVADA | BRUNSWICK SUB | Solar PV | 0.42 | 3/2/2022 | 4/7/2022 | Pass | N/A | N/A | N/A |  | N/A | Executed | No former queue position |  |  |  |  | Brunswick | 115 |  |  | TRUE | FALSE | Brunswick | 115 |  | 0.42 | [8 empty] | 1 | 1
2022-02-18 17:54 | 3042-WD | Independent Study | Independent Study | Active | 4/28/2023 |  |  | MERCED | WRIGHT SUB | Solar PV | 5 | 3/2/2022 | N/A | N/A (Independent Study) | N/A | N/A (Independent Study) | Pass | 6/28/2022 | N/A | Executed | No former queue position | not found |  |  |  | Wright |  |  |  | FALSE | FALSE | Wright |  |  | 5 | [8 empty] | 0 | 1
2022-01-24 15:51 | 3043-RD | Detailed Study | Detailed Study | Active | Not Provided |  |  | SAN JOAQUIN | TRANSMISSION | Solar PV | 3.075 | 3/9/2022 | N/A | N/A | N/A | N/A | Pass | 8/24/2022 | N/A | Executed | No former queue position | not found |  | not found |  | Transmission |  |  |  | FALSE | FALSE | not found |  |  | 3.075 | [8 empty] | 0 | 1
2022-03-02 12:22 | 3044-RD | Fast Track | DGSP | Withdrawn | Not Provided | Withdrawn | Withdrawn | KINGS | GUERNSEY SUB | Solar PV | 1.476 | 3/16/2022 | 4/4/2022 | Fail Screens: F, J, K, M, V1, S5, A1 | 5/24/2022 | Fail | Withdrawn | Withdrawn | Withdrawn | Withdrawn | No former queue position |  |  |  |  | Guernsey | 70 |  |  | TRUE | FALSE | Guernsey | 70 |  | 1.476 | [8 empty] | 0 | 0
2022-02-16 12:08 | 3045-RD | Fast Track | Fast Track | Active | Not Provided |  |  | ALAMEDA | OAKLAND J SUB | Solar PV | 2.254 | 3/16/2022 | 6/13/2022 | Pass |  |  | N/A (Fast Track) | N/A (Fast Track) | N/A (Fast Track) | Executed | No former queue position | Oakland J |  |  |  | Oakland J | 115 |  |  | TRUE | TRUE | Oakland J |  |  | 2.254 | [8 empty] | 0 | 1
2022-02-08 14:28 | 3046-RD | Detailed Study | Detailed Study | Active | Not Provided |  |  | SAN MATEO | MILLBRAE SUB | Solar PV | 2.431 | 3/16/2022 | N/A | N/A | N/A | N/A | Pass | 10/31/2022 | N/A | Executed | No former queue position | not found |  |  |  | Millbrae | 115 |  |  | TRUE | TRUE | Millbrae | 115 |  | 2.431 | [8 empty] | 0 | 1
2022-03-07 17:30 | 3047-WD | Independent Study | Independent Study | Withdrawn | Not Provided | Withdrawn | Withdrawn | MENDOCINO | LAYTONVILLE SUB | Solar PV | 4.95 | 3/16/2022 | Withdrawn | Withdrawn | Withdrawn | Withdrawn | Withdrawn | Withdrawn | Withdrawn | Withdrawn | No former queue position |  |  |  |  | Laytonville |  |  |  | FALSE | FALSE | Laytonville |  |  | 4.95 | [8 empty] | 0 | 0
2022-02-08 08:43 | 3048-RD | Fast Track | Fast Track | Withdrawn | Not Provided | Withdrawn | Withdrawn | SANTA BARBARA | ZACA SUB | Solar PV | 1.5 | 3/16/2022 | 6/10/2022 | Fail Screens: D, F, I, J, K, M | 8/11/2022 | Fail | Withdrawn | Withdrawn | Withdrawn | Withdrawn | No former queue position |  |  |  |  | Zaca |  |  |  | FALSE | FALSE | Zaca |  |  | 1.5 | [8 empty] | 0 | 0
2022-02-01 11:43 | 3049-RD | Fast Track | Fast Track | Active | Not Provided |  |  | KINGS | TULARE LAKE SUB | Solar PV | 0.929 | 3/23/2022 | 4/29/2022 | Fail Screens: J, K, M, S5 | 7/15/2022 | Pass | N/A (Fast Track) | N/A (Fast Track) | N/A (Fast Track) | Executed | No former queue position | not found |  |  |  | Tulare Lake |  |  |  | FALSE | FALSE | Tulare Lake |  |  | 0.929 | [8 empty] | 0 | 1
2022-02-23 11:39 | 3050-RD | Detailed Study | Detailed Study | Withdrawn | Not Provided | Withdrawn | Withdrawn | KERN | LERDO SUB | Solar PV+Synchronous | 38 | 3/23/2022 | Withdrawn | Withdrawn | Withdrawn | Withdrawn | Withdrawn | Withdrawn | Withdrawn | Withdrawn | No former queue position |  |  |  |  | Lerdo | 115 |  |  | TRUE | FALSE | Lerdo | 115 |  | 38 | [8 empty] | 0 | 0
2022-03-03 15:21 | 3051-RD | Fast Track | Fast Track | Active | Not Provided |  |  | SONOMA | CLOVERDALE SUB | Solar PV | 0.065 | 3/23/2022 | 8/5/2022 | Fail Screens: V1, S5 |  |  | N/A (Fast Track) | N/A (Fast Track) | N/A (Fast Track) | Executed | No former queue position | Cloverdale |  |  |  | Cloverdale | 115 |  |  | TRUE | TRUE | Cloverdale |  |  | 0.065 | [8 empty] | 0 | 1
2022-03-03 15:25 | 3052-RD | Fast Track | Fast Track | Active | Not Provided |  |  | MENDOCINO | WILLITS A SUB | Solar PV | 0.065 | 3/23/2022 | 5/18/2022 | Pass |  |  | N/A (Fast Track) | N/A (Fast Track) | N/A (Fast Track) | Executed | No former queue position | not found |  |  |  | Willits A |  |  |  | FALSE | FALSE | Willits A |  |  | 0.065 | [8 empty] | 0 | 1
2022-03-03 15:34 | 3053-RD | Fast Track | Fast Track | Active | Not Provided |  |  | SONOMA | RINCON SUB | Solar PV | 0.13 | 3/23/2022 | 8/12/2022 | Fail Screens: I, S5 |  |  | N/A (Fast Track) | N/A (Fast Track) | N/A (Fast Track) | Executed | No former queue position | not found |  |  |  | Rincon | 115 |  |  | TRUE | TRUE | Rincon | 115 |  | 0.13 | [8 empty] | 0 | 1
2022-03-04 11:38 | 3054-RD | Fast Track | Fast Track | Withdrawn | Not Provided | Withdrawn | Withdrawn | SONOMA | BELLEVUE SUB | Solar PV | 1.92 | 3/23/2022 | Withdrawn | Withdrawn | Withdrawn | Withdrawn | Withdrawn | Withdrawn | Withdrawn | Withdrawn | No former queue position |  |  |  |  | Bellevue | 115 |  |  | TRUE | FALSE | Bellevue | 115 |  | 1.92 | [8 empty] | 0 | 0
2022-02-11 07:58 | 3055-RD | Fast Track | Fast Track | Withdrawn | Not Provided | Withdrawn | Withdrawn | ALAMEDA | SAN LEANDRO U SUB | Solar PV | 1.904 | 3/23/2022 | Withdrawn | Withdrawn | Withdrawn | Withdrawn | Withdrawn | Withdrawn | Withdrawn | Withdrawn | No former queue position |  |  |  |  | San Leandro U | 115 |  |  | TRUE | FALSE | San Leandro U | 115 |  | 1.904 | [8 empty] | 0 | 0
2022-03-10 13:09 | 3056-WD | Fast Track | Fast Track | Withdrawn | Not Provided | Withdrawn | Withdrawn | KERN | MARICOPA SUB | Solar PV | 2 | 3/23/2022 | 4/21/2022 | Fail Screens: 2, 4, 10 | 6/28/2022 | Fail | Withdrawn | Withdrawn | Withdrawn | Withdrawn | No former queue position |  |  |  |  | Maricopa |  |  |  | FALSE | FALSE | Maricopa |  |  | 2 | [8 empty] | 0 | 0
2022-03-10 16:12 | 3057-WD | Fast Track | DGSP | Active | Not Provided | 10/22/2024 |  | FRESNO | PANOCHE SUB | Solar PV | 0.25 | 3/23/2022 | 4/12/2022 | Fail Screens: 2, 9,10 | 5/24/2022 | Fail | Fail | 2023-01-05 | N/A | Executed | No former queue position | Panoche |  | Panoche |  | Panoche | 230 |  |  | TRUE | TRUE | Panoche |  |  | 0.25 | [8 empty] | 0 | 1
2022-02-23 11:36 | 3058-RD | Fast Track | Fast Track | In Service | Not Provided |  |  | SAN MATEO | BAY MEADOWS SUB | Solar PV+Synchronous | 0.035 | 3/23/2022 | 4/13/2022 | Fail Screens: I, J |  |  | N/A (Fast Track) | N/A (Fast Track) | N/A (Fast Track) | Executed | No former queue position |  |  |  |  | Bay Meadows |  |  |  | FALSE | FALSE | Bay Meadows |  |  | 0.035 | [8 empty] | 1 | 1
2022-03-04 10:53 | 3059-RD | Fast Track | Fast Track | In Service | Not Provided |  |  | SAN LUIS OBISPO | Transmission-Customer Owned | Solar PV | 0.363 | 3/30/2022 | 5/23/2022 | Pass |  |  | N/A (Fast Track) | N/A (Fast Track) | N/A (Fast Track) | Executed | No former queue position |  |  |  |  | Transmission-Customer Owned |  |  |  | FALSE | FALSE | Transmission-Customer Owned |  |  | 0.363 | [8 empty] | 1 | 1
2022-03-04 12:24 | 3060-RD | Fast Track | Fast Track | Active | Not Provided |  |  | SAN LUIS OBISPO | Transmission-Customer Owned | Solar PV | 0.233 | 3/30/2022 | 7/27/2022 | Pass |  |  | N/A (Fast Track) | N/A (Fast Track) | N/A (Fast Track) | Executed | No former queue position | not found |  |  |  | Transmission-Customer Owned |  |  |  | FALSE | FALSE | Transmission-Customer Owned |  |  | 0.233 | [8 empty] | 0 | 1
2022-01-24 16:56 | 3061-RD | Detailed Study | Detailed Study | Withdrawn | Not Provided | Withdrawn | Withdrawn | KERN | SHAFTER SUB | Solar PV | 2.495 | 3/30/2022 | Withdrawn | Withdrawn | Withdrawn | Withdrawn | Withdrawn | Withdrawn | Withdrawn | Withdrawn | No former queue position |  |  | Shafter |  | Shafter | 115 |  |  | TRUE | FALSE | Shafter | 115 |  | 2.495 | [8 empty] | 0 | 0
2022-02-23 16:26 | 3062-RD | Fast Track | Fast Track | Withdrawn | Not Provided | Withdrawn | Withdrawn | SAN MATEO | BELMONT SUB | Solar PV | 1.23 | 3/30/2022 | 4/21/2022 | Fail Screens: I, J, K, M | Withdrawn | Withdrawn | Withdrawn | Withdrawn | Withdrawn | Withdrawn | No former queue position |  |  |  |  | Belmont |  |  |  | FALSE | FALSE | Belmont |  |  | 1.23 | [8 empty] | 0 | 0
2022-02-08 10:57 | 3063-WD | Fast Track | Fast Track | In Service | 7/1/2022 | 2/12/2024 | 2/17/2023 | ALAMEDA | SOLANO SUB | Solar PV | 0.071 | 3/30/2022 | 6/3/2022 | Pass |  |  | N/A (Fast Track) | N/A (Fast Track) | N/A (Fast Track) | Executed | No former queue position |  |  |  |  | Solano |  |  |  | FALSE | FALSE | Solano |  |  | 0.071 | [8 empty] | 1 | 1
2022-02-08 15:58 | 3064-WD | Fast Track | Fast Track | In Service | 7/7/2022 | 10/15/2023 | 12/1/2022 | SAN FRANCISCO | SAN FRAN P(HUNTERS POINT) SUB | Solar PV | 0.062 | 3/30/2022 | 4/19/2022 | Pass |  |  | N/A (Fast Track) | N/A (Fast Track) | N/A (Fast Track) | Executed | No former queue position |  |  |  |  | San Fran P(Hunters Point) |  |  |  | FALSE | FALSE | San Fran P(Hunters Point) |  |  | 0.062 | [8 empty] | 1 | 1
2022-02-17 15:41 | 3065-RD | Detailed Study | DGSP | Active | Not Provided |  |  | SANTA CLARA | MOUNTAIN VIEW SUB | Solar PV | 1.02 | 3/30/2022 | N/A | N/A | N/A | N/A | Pass | 2023-06-28 | N/A |  | No former queue position | not found |  |  |  | Mountain View | 115 |  |  | TRUE | TRUE | Mountain View | 115 |  | 1.02 | [8 empty] | 0 | 0
2022-02-18 12:12 | 3066-RD | Fast Track | Fast Track | Withdrawn | Not Provided | Withdrawn | Withdrawn | SANTA CRUZ | GREEN VALLEY SUB | Solar PV | 1 | 3/30/2022 | 5/20/2022 | Fail Screens: J, K, M, S5 | 8/25/2022 | Pass | Withdrawn | Withdrawn | Withdrawn | Withdrawn | No former queue position |  |  |  |  | Green Valley | 115 |  |  | TRUE | FALSE | Green Valley | 115 |  | 1 | [8 empty] | 0 | 0
2022-03-03 15:45 | 3067-RD | Detailed Study | DGSP | Active | Not Provided |  |  | SAN JOAQUIN | BANTA SUB | Solar PV | 1.2 | 3/30/2022 | N/A | N/A | N/A | N/A | Fail | 2023-03-06 | N/A | Executed | No former queue position | not found |  |  |  | Banta |  |  |  | FALSE | FALSE | Banta |  |  | 1.2 | [8 empty] | 0 | 1
2022-03-09 06:40 | 3068-RD | Fast Track | Detailed Study | Active | Not Provided |  |  | CONTRA COSTA | FRANKLIN SUB | Solar PV | 1.5 | 05/13/2022 | 6/1/2022 | Fail Screens: D, F, G, H, J, K, M, V1, V2, S5, A1 | 8/26/2022 | Fail | Pass | 4/17/2023 | N/A | Executed | No former queue position | not found |  | not found |  | Franklin |  |  |  | FALSE | FALSE | not found |  |  | 1.5 | [8 empty] | 0 | 1
2022-03-17 12:23 | 3069-WD | Fast Track | Fast Track | Withdrawn | Not Provided | Withdrawn | Withdrawn | KERN | TAFT SUB | Solar PV | 2 | 4/6/2022 | 5/3/2022 | Fail Screens: 2, 10 | 6/17/2022 | Fail | Withdrawn | Withdrawn | Withdrawn | Withdrawn | No former queue position |  |  |  |  | Taft | 115 |  |  | TRUE | FALSE | Taft | 115 |  | 2 | [8 empty] | 0 | 0
2022-03-18 14:09 | 3070-RD | Detailed Study | Detailed Study | Active | Not Provided |  |  | SONOMA | LAKEVILLE SUB | Solar PV | 4 | 05/24/2022 | N/A | N/A | N/A | N/A | Pass | 9/20/2022 | N/A | Executed | No former queue position | Lakeville |  |  |  | Lakeville | 230 |  |  | TRUE | TRUE | Lakeville |  |  | 4 | [8 empty] | 0 | 1
2022-02-24 12:04 | 3071-RD | Fast Track | Detailed Study | In Service | Not Provided |  |  | YOLO | DAVIS SUB | Solar PV | 1.43 | 4/6/2022 | 4/25/2022 | Fail Screens: J, K, M, S5 | 6/6/2022 | Fail | Pass | 11/2/2022 | N/A | Executed | No former queue position |  |  |  |  | Davis | 115 |  |  | TRUE | FALSE | Davis | 115 |  | 1.43 | [8 empty] | 1 | 1
2022-03-21 17:34 | 3072-RD | Fast Track | Fast Track | Withdrawn | Not Provided | Withdrawn | Withdrawn | KERN | LERDO SUB | Solar PV | 3.36 | 4/6/2022 | 04/28/2022 | Fail Screens: F, J, K, M, V1, V2, S5, A1 | 6/7/2022 | Pass | Withdrawn | Withdrawn | Withdrawn | Withdrawn | No former queue position |  |  |  |  | Lerdo | 115 |  |  | TRUE | FALSE | Lerdo | 115 |  | 3.36 | [8 empty] | 0 | 0
2022-02-16 11:48 | 3073-RD | Fast Track | Fast Track | Active | Not Provided |  |  | KERN | PANAMA SUB | Solar PV | 0.93 | 4/6/2022 | 5/18/2022 | Fail Screens: D, F, G, H, I, J, V1, S5, A1 |  |  | N/A (Fast Track) | N/A (Fast Track) | N/A (Fast Track) | Executed | No former queue position | not found |  | not found |  | Panama | 70 |  |  | TRUE | TRUE | not found | 70 |  | 0.93 | [8 empty] | 0 | 1
2022-03-17 15:14 | 3074-WD | Independent Study | Independent Study | Active | Not Provided |  |  | KERN | TAFT SUB | Solar PV | 6.81 | 4/13/2022 | N/A | N/A (Independent Study) | N/A | N/A (Independent Study) | Pass | 9/1/2022 | N/A | Executed | No former queue position | Taft | 115 |  |  | Taft | 115 |  |  | TRUE | TRUE | Taft | 115 |  | 6.81 | [8 empty] | 0 | 1
2022-02-11 11:47 | 3075-RD | Detailed Study | Detailed Study | Active | Not Provided |  |  | FRESNO | MALAGA SUB | Solar PV | 2.088 | 4/13/2022 | N/A | N/A | N/A | N/A | Pass | 9/14/2022 | N/A | Executed | No former queue position | not found |  |  |  | Malaga | 115 |  |  | TRUE | TRUE | Malaga | 115 |  | 2.088 | [8 empty] | 0 | 1
2022-03-07 17:37 | 3076-RD | Fast Track | Fast Track | Active | Not Provided |  |  | KERN | LOST HILLS SUB | Solar PV | 2.875 | 4/13/2022 | 6/9/2022 | Fail Screens: D, F, G, J, K, M, V1, V2, S5, A1 | 9/26/2022 | Pass | N/A (Fast Track) | N/A (Fast Track) | N/A (Fast Track) | Executed | No former queue position | not found |  |  |  | Lost Hills |  |  |  | FALSE | FALSE | Lost Hills |  |  | 2.875 | [8 empty] | 0 | 1
2022-03-23 07:59 | 3077-WD | Independent Study | Independent Study | Withdrawn | Not Provided | Withdrawn | Withdrawn | SONOMA | SONOMA A SUB | Solar PV | 8.146 | 4/13/2022 | Withdrawn | Withdrawn | Withdrawn | Withdrawn | Withdrawn | Withdrawn | Withdrawn | Withdrawn | No former queue position |  |  |  |  | Sonoma A |  |  |  | FALSE | FALSE | Sonoma A |  |  | 8.146 | [8 empty] | 0 | 0
2022-03-04 13:51 | 3078-RD | Detailed Study | Detailed Study | Active | Not Provided |  |  | FRESNO | LAS PALMAS SUB | Solar PV | 9.247 | 4/13/2022 | N/A | N/A | N/A | N/A | Pass | 2/8/2023 | N/A | Executed | No former queue position | not found |  | not found |  | Las Palmas |  |  |  | FALSE | FALSE | not found |  |  | 9.247 | [8 empty] | 0 | 1
2022-03-07 06:56 | 3079-RD | Fast Track | Fast Track | Active | Not Provided |  |  | SAN MATEO | SAN FRAN H (MARTIN) SUB | Solar PV | 0.937 | 4/20/2022 | 8/25/2022 | Fail Screens: D, F, I, J, K, M |  |  | N/A (Fast Track) | N/A (Fast Track) | N/A (Fast Track) | Executed | No former queue position | not found |  |  |  | San Fran H (Martin) |  |  |  | FALSE | FALSE | San Fran H (Martin) |  |  | 0.937 | [8 empty] | 0 | 1
2022-03-14 17:28 | 3080-RD | Fast Track | Fast Track | Active | Not Provided |  |  | YOLO | UC DAVIS MTR STA | Solar PV | 14.35 | 4/20/2022 | 5/27/2022 | Pass |  |  | N/A (Fast Track) | N/A (Fast Track) | N/A (Fast Track) | Executed | No former queue position | not found |  | not found |  | Uc Davis Mtr Sta |  |  |  | FALSE | FALSE | not found |  |  | 14.35 | [8 empty] | 0 | 1
2022-03-04 07:35 | 3081-RD | Detailed Study | Detailed Study | Withdrawn | Not Provided | Withdrawn | Withdrawn | MERCED | TRANSMISSION | Solar PV | 1.375 | 4/27/2022 | Withdrawn | Withdrawn | Withdrawn | Withdrawn | Withdrawn | Withdrawn | Withdrawn | Withdrawn | No former queue position |  |  | not found |  | Transmission |  |  |  | FALSE | FALSE | not found |  |  | 1.375 | [8 empty] | 0 | 0
2022-03-14 12:45 | 3082-RD | Fast Track | Detailed Study | Withdrawn | Not Provided | Withdrawn | Withdrawn | KERN | MAGUNDEN SUB | Solar PV | 1.98 | 4/27/2022 | 5/18/2022 | Fail Screens: D, F, J, K, M, V1, S5, A1 | 8/26/2022 | Fail | Withdrawn | Withdrawn | Withdrawn | Withdrawn | No former queue position |  |  |  |  | Magunden | 230 |  |  | TRUE | FALSE | Magunden | 230 |  | 1.98 | [8 empty] | 0 | 0
2022-03-30 14:39 | 3083-RD | Fast Track | Fast Track | Active | Not Provided |  |  | EL DORADO | PLACERVILLE SUB | Solar PV | 0.93 | 4/27/2022 | 6/9/2022 | Pass |  |  | N/A (Fast Track) | N/A (Fast Track) | N/A (Fast Track) | Executed | No former queue position | not found |  |  |  | Placerville | 115 |  |  | TRUE | TRUE | Placerville | 115 |  | 0.93 | [8 empty] | 0 | 1
2022-03-29 11:43 | 3084-WD | Fast Track | Fast Track | Withdrawn | Not Provided | Withdrawn | Withdrawn | SOLANO | GRAND ISLAND SUB | Solar PV | 1.25 | 4/27/2022 | 5/25/2022 | Fail Screens: 2, 4, 5, 6, 7, 9, 10 | Withdrawn | Withdrawn | Withdrawn | Withdrawn | Withdrawn | Withdrawn | No former queue position |  |  |  |  | Grand Island | 115 |  |  | TRUE | FALSE | Grand Island | 115 |  | 1.25 | [8 empty] | 0 | 0
2022-04-17 18:40 | 3085-WD | Independent Study | Independent Study | Withdrawn | Not Provided | Withdrawn | Withdrawn | KINGS | TULARE LAKE SUB | Solar PV | 2 | 4/27/2022 | Withdrawn | Withdrawn | Withdrawn | Withdrawn | Withdrawn | Withdrawn | Withdrawn | Withdrawn | No former queue position |  |  |  |  | Tulare Lake |  |  |  | FALSE | FALSE | Tulare Lake |  |  | 2 | [8 empty] | 0 | 0
2022-04-21 16:38 | 3086-WD | Independent Study | Independent Study | Active | Not Provided | 9/30/2024 |  | MENDOCINO | CALPELLA SUB | Solar PV | 4 | 5/4/2022 | N/A | N/A (Independent Study) | N/A | N/A (Independent Study) | Pass | 10/28/2022 | N/A | Executed | No former queue position | Calpella |  |  |  | Calpella | 115 |  |  | TRUE | TRUE | Calpella |  |  | 4 | [8 empty] | 0 | 1
2022-03-10 14:11 | 3087-RD | Fast Track | Detailed Study | Active | Not Provided |  |  | MENDOCINO | HOPLAND SUB | Solar PV | 0.72 | 5/4/2022 | 7/12/2022 | Fail Screens: F, I, M, S5 | 9/30/2022 | Fail | Pass | 2/2/2023 | N/A | Executed | No former queue position | Hopland |  |  |  | Hopland | 115 |  |  | TRUE | TRUE | Hopland |  |  | 0.72 | [8 empty] | 0 | 1
2022-04-06 15:39 | 3088-RD | Fast Track | Fast Track | Active | Not Provided |  |  | ALAMEDA | SAN RAMON SUB | Solar PV | 0.923 | 5/4/2022 | 7/29/2022 | Pass |  |  | N/A (Fast Track) | N/A (Fast Track) | N/A (Fast Track) | Executed | No former queue position | San Ramon |  |  |  | San Ramon | 230 |  |  | TRUE | TRUE | San Ramon |  |  | 0.923 | [8 empty] | 0 | 1
2022-04-29 10:10 | 3089-RD | Fast Track | Fast Track | Withdrawn | Not Provided | Withdrawn | Withdrawn | KERN | KERN OIL SUB | Solar PV | 4.4 | 5/4/2022 | 5/31/2022 | Fail Screens: B, D, F, G, I, J, K, L, M, V1, V2, S5, A1 | 7/15/2022 | Pass | Withdrawn | Withdrawn | Withdrawn | Withdrawn | No former queue position |  |  |  |  | Kern Oil | 115 |  |  | TRUE | FALSE | Kern Oil | 115 |  | 4.4 | [8 empty] | 0 | 0
2022-02-16 06:06 | 3090-RD | Detailed Study | Detailed Study | Active | 6/24/2022 |  |  | MADERA | BORDEN SUB | Solar PV | 4.026 | 5/11/2022 | N/A | N/A | N/A | N/A | Pass | 11/1/2022 | N/A | Executed | No former queue position | Borden |  |  |  | Borden | 230 |  |  | TRUE | TRUE | Borden |  |  | 4.026 | [8 empty] | 0 | 1
2022-04-19 23:03 | 3091-RD | Fast Track | Fast Track | Withdrawn | Not Provided | Withdrawn | Withdrawn | FRESNO | COALINGA #2 SUB | Solar PV | 0.929 | 5/11/2022 | Withdrawn | Withdrawn | Withdrawn | Withdrawn | Withdrawn | Withdrawn | Withdrawn | Withdrawn | No former queue position |  |  |  |  | Coalinga #2 |  |  |  | FALSE | FALSE | Coalinga #2 |  |  | 0.929 | [8 empty] | 0 | 0
2022-04-19 23:07 | 3092-RD | Fast Track | Fast Track | Withdrawn | Not Provided | Withdrawn | Withdrawn | FRESNO | COALINGA #2 SUB | Solar PV | 0.929 | 5/11/2022 | Withdrawn | Withdrawn | Withdrawn | Withdrawn | Withdrawn | Withdrawn | Withdrawn | Withdrawn | No former queue position |  |  |  |  | Coalinga #2 |  |  |  | FALSE | FALSE | Coalinga #2 |  |  | 0.929 | [8 empty] | 0 | 0
2022-05-06 18:33 | 3093-RD | Fast Track | Fast Track | Active | Not Provided |  |  | NEVADA | BRUNSWICK SUB | Solar PV | 0.21 | 5/18/2022 | 7/12/2022 | Pass |  |  | N/A (Fast Track) | N/A (Fast Track) | N/A (Fast Track) | Executed | No former queue position | Brunswick |  |  |  | Brunswick | 115 |  |  | TRUE | TRUE | Brunswick |  |  | 0.21 | [8 empty] | 0 | 1
2022-04-01 09:39 | 3094-RD | Fast Track | Fast Track | Active | Not Provided |  |  | SAN JOAQUIN | VIERRA SUB | Solar PV | 0.146 | 5/18/2022 | 6/6/2022 | Fail Screens: D, F, G, I, J, L, M, V1, S5, A1 | 7/12/2022 | Pass | N/A (Fast Track) | N/A (Fast Track) | N/A (Fast Track) | Executed | No former queue position | Vierra |  |  |  | Vierra | 115 |  |  | TRUE | TRUE | Vierra |  |  | 0.146 | [8 empty] | 0 | 1
2022-05-04 11:55 | 3095-RD | Fast Track | Fast Track | In Service | Not Provided |  |  | SAN JOAQUIN | MOSHER SUB | Solar PV | 0.996 | 5/18/2022 | 6/9/2022 | Fail Screens: H, J, K, L, M, S5 | 7/20/2022 | Pass | N/A (Fast Track) | N/A (Fast Track) | N/A (Fast Track) | Executed | No former queue position |  |  |  |  | Mosher |  |  |  | FALSE | FALSE | Mosher |  |  | 0.996 | [8 empty] | 1 | 1
2022-04-01 08:51 | 3096-RD | Detailed Study | Fast Track | Active | Not Provided |  |  | YOLO | PUTAH CREEK SUB | Solar PV | 4.375 | 5/25/2022 | N/A | N/A | N/A | N/A | Pass | 2023-02-28 | N/A | Executed | No former queue position | Putah Creek |  |  |  | Putah Creek | 115 |  |  | TRUE | TRUE | Putah Creek |  |  | 4.375 | [8 empty] | 0 | 1
2022-04-21 18:27 | 3097-RD | Detailed Study | Detailed Study | Withdrawn | Not Provided | Withdrawn | Withdrawn | FRESNO | MALAGA SUB | Solar PV | 2.75 | 5/25/2022 | Withdrawn | Withdrawn | Withdrawn | Withdrawn | Withdrawn | Withdrawn | Withdrawn | Withdrawn | No former queue position |  |  |  |  | Malaga | 115 |  |  | TRUE | FALSE | Malaga | 115 |  | 2.75 | [8 empty] | 0 | 0
2022-05-13 12:19 | 3098-WD | Independent Study | Independent Study | Active | Not Provided | 6/30/2025 |  | SAN JOAQUIN | RIPON SUB | Solar PV | 2.631 | 5/25/2022 | N/A | N/A (Independent Study) | N/A | N/A (Independent Study) | Pass | 10/18/2022 | N/A | Executed | No former queue position | Ripon |  |  |  | Ripon | 115 |  |  | TRUE | TRUE | Ripon |  |  | 2.631 | [8 empty] | 0 | 1
2022-04-24 11:14 | 3099-RD | Fast Track | Fast Track | Withdrawn | Not Provided | Withdrawn | Withdrawn | ALAMEDA | SAN RAMON SUB | Solar PV | 0.125 | 5/25/2022 | Withdrawn | Withdrawn | Withdrawn | Withdrawn | Withdrawn | Withdrawn | Withdrawn | Withdrawn | No former queue position |  |  |  |  | San Ramon | 230 |  |  | TRUE | FALSE | San Ramon | 230 |  | 0.125 | [8 empty] | 0 | 0
2022-05-09 15:02 | 3100-RD | Fast Track | Detailed Study | Active | Not Provided |  |  | BUTTE | BUTTE SUB | Solar PV | 0.672 | 5/25/2022 | 6/15/2022 | Fail Screens: F, G, I, J, K, M, S5, A1 | 9/15/2022 | Fail | Pass | 3/23/2023 | N/A | Executed | No former queue position | not found |  |  |  | Butte | 115 |  |  | TRUE | TRUE | Butte | 115 |  | 0.672 | [8 empty] | 0 | 1
2022-05-11 19:15 | 3101-RD | Fast Track | Fast Track | Active | Not Provided |  |  | MARIN | SAN RAFAEL SUB | Solar PV | 0.787 | 5/25/2022 | 6/24/2022 | Fail Screens: I, J, K, L, M, S5 | 7/28/2022 | Pass | N/A (Fast Track) | N/A (Fast Track) | N/A (Fast Track) | Executed | No former queue position | not found |  |  |  | San Rafael |  |  |  | FALSE | FALSE | San Rafael |  |  | 0.787 | [8 empty] | 0 | 1
2022-05-12 10:19 | 3102-WD | Fast Track | Independent Study | Withdrawn | Not Provided | Withdrawn | Withdrawn | KERN | COPUS SUB | Solar PV | 15.25 | 5/25/2022 | 6/22/2022 | Pass | Withdrawn | Withdrawn | Withdrawn | Withdrawn | Withdrawn | Withdrawn | No former queue position |  |  |  |  | Copus | 70 |  |  | TRUE | FALSE | Copus | 70 |  | 15.25 | [8 empty] | 0 | 0
2022-05-12 15:06 | 3103-WD | Fast Track | Independent Study | Withdrawn | Not Provided | Withdrawn | Withdrawn | KERN | SMYRNA SUB | Solar PV | 13.125 | 5/25/2022 | 6/23/2022 | Fail Screens: 2, 4, 5, 7, 9, 10 | Withdrawn | Withdrawn | Withdrawn | Withdrawn | Withdrawn | Withdrawn | No former queue position |  |  |  |  | Smyrna | 115 |  |  | TRUE | FALSE | Smyrna | 115 |  | 13.125 | [8 empty] | 0 | 0
2022-05-17 02:16 | 3104-RD | Fast Track | Fast Track | In Service | Not Provided |  |  | SANTA CRUZ | GREEN VALLEY SUB | Solar PV | 0.21 | 6/1/2022 | 7/27/2022 | Pass |  |  | N/A (Fast Track) | N/A (Fast Track) | N/A (Fast Track) | Executed | No former queue position |  |  |  |  | Green Valley | 115 |  |  | TRUE | FALSE | Green Valley | 115 |  | 0.21 | [8 empty] | 1 | 1
2022-05-11 03:05 | 3105-RD | Fast Track | Fast Track | Active | Not Provided |  |  | COLUSA | MAXWELL SUB | Solar PV | 0.2 | 6/8/2022 | 7/5/2022 | Pass |  |  | N/A (Fast Track) | N/A (Fast Track) | N/A (Fast Track) | Executed | No former queue position | not found |  | not found |  | Maxwell |  |  |  | FALSE | FALSE | not found |  |  | 0.2 | [8 empty] | 0 | 1
2022-05-23 13:45 | 3106-RD | Fast Track | Detailed Study | Active | Not Provided |  |  | SONOMA | WINDSOR SUB | Solar PV | 2.054 | 6/8/2022 | 8/10/2022 | Fail Screens: F, G, M, S5 | 9/28/2022 | Fail | Pass | 3/1/2023 | N/A | Executed | No former queue position | not found |  |  |  | Windsor | 60 |  |  | TRUE | TRUE | Windsor | 60 |  | 2.054 | [8 empty] | 0 | 1
2022-05-09 12:33 | 3107-RD | Fast Track | Fast Track | Withdrawn | Not Provided | Withdrawn | Withdrawn | MONTEREY | WATSONVILLE SUB | Solar PV | 2.2 | 6/8/2022 | Withdrawn | Withdrawn | Withdrawn | Withdrawn | Withdrawn | Withdrawn | Withdrawn | Withdrawn | No former queue position |  |  |  |  | Watsonville |  |  |  | FALSE | FALSE | Watsonville |  |  | 2.2 | [8 empty] | 0 | 0
2022-05-10 15:33 | 3108-RD | Fast Track | Fast Track | Active | Not Provided |  |  | MARIN | SAN RAFAEL SUB | Solar PV | 1 | 6/8/2022 | 9/13/2022 | Fail Screens: F | 12/12/2022 | Pass | N/A (Fast Track) | N/A (Fast Track) | N/A (Fast Track) | Executed | No former queue position | not found |  |  |  | San Rafael |  |  |  | FALSE | FALSE | San Rafael |  |  | 1 | [8 empty] | 0 | 1
2022-05-20 15:18 | 3109-WD | Fast Track | Fast Track | Withdrawn | Not Provided | Withdrawn | Withdrawn | TEHAMA | RED BLUFF SUB | Solar PV | 0.75 | 6/8/2022 | 6/29/2022 | Fail Screens: 2, 4, 5, 7, 9, 10 | 9/30/2022 | Pass | Withdrawn | Withdrawn | Withdrawn | Withdrawn | No former queue position |  |  |  |  | Red Bluff | 500 |  |  | TRUE | FALSE | Red Bluff | 500 |  | 0.75 | [8 empty] | 0 | 0
2022-05-26 16:12 | 3110-RD | Detailed Study | DGSP | Withdrawn | Not Provided | Withdrawn | Withdrawn | KINGS | GUERNSEY SUB | Machine-Synchronous | 3.75 | 6/15/2022 | Withdrawn | Withdrawn | Withdrawn | Withdrawn | Withdrawn | Withdrawn | Withdrawn | Withdrawn | No former queue position |  |  |  |  | Guernsey | 70 |  |  | TRUE | FALSE | Guernsey | 70 | [10 empty] | 0 | 0
2022-06-06 00:19 | 3111-RD | Fast Track | Fast Track | Active | Not Provided |  |  | KERN | FRUITVALE SUB | Solar PV | 0.991 | 6/15/2022 | 7/8/2022 | Pass |  |  | N/A (Fast Track) | N/A (Fast Track) | N/A (Fast Track) | Executed | No former queue position | not found |  |  |  | Fruitvale |  |  |  | FALSE | FALSE | Fruitvale |  |  | 0.991 | [8 empty] | 0 | 1
2022-06-02 17:08 | 3112-WD | DGSP | DGSP | Active | Not Provided |  |  | KERN | LAMONT SUB | Solar PV,Cogeneration | 1.404 | 6/22/2022 | N/A | N/A | N/A | N/A | Fail | 2023-02-16 | N/A | Executed | No former queue position | Lamont |  |  |  | Lamont | 115 |  |  | TRUE | TRUE | Lamont |  |  | 1.404 | [8 empty] | 0 | 1
2022-06-08 10:58 | 3113-WD | Fast Track | Independent Study | Active | Not Provided |  |  | MONTEREY | OIL FIELDS SUB | Solar PV | 3 | 6/22/2022 | 8/1/2022 | Fail Screens: 2, 4, 10 | 9/29/2022 | Fail | Pass | 5/26/2023 | N/A | Executed | No former queue position | not found |  |  |  | Oil Fields |  |  |  | FALSE | FALSE | Oil Fields |  |  | 3 | [8 empty] | 0 | 1
2022-06-10 12:19 | 3114-RD | Fast Track | Detailed Study | Active | Not Provided |  |  | MADERA | WOODWARD SUB | Solar PV | 0.572 | 6/22/2022 | 9/7/2022 | Fail Screens: F, J, K, M, V1, V2, S5, A1 | 10/25/2022 | Fail | Pass | 4/10/2023 | N/A | Executed | No former queue position | not found |  |  |  | Woodward | 115 |  |  | TRUE | TRUE | Woodward | 115 |  | 0.572 | [8 empty] | 0 | 1
2022-05-30 22:30 | 3115-RD | Fast Track | Fast Track | Active | Not Provided |  |  | SANTA CLARA | MONTAGUE SUB | Solar PV | 0.21 | 6/29/2022 | 8/3/2022 | Pass |  |  | N/A (Fast Track) | N/A (Fast Track) | N/A (Fast Track) | Executed | No former queue position | not found |  |  |  | Montague |  |  |  | FALSE | FALSE | Montague |  |  | 0.21 | [8 empty] | 0 | 1
2022-05-30 23:14 | 3116-RD | Fast Track | Fast Track | Active | Not Provided |  |  | CONTRA COSTA | RICHMOND R SUB | Solar PV | 0.21 | 6/29/2022 | 10/5/2022 | Pass |  |  | N/A (Fast Track) | N/A (Fast Track) | N/A (Fast Track) | Executed | No former queue position | Richmond R |  |  |  | Richmond R | 115 |  |  | TRUE | TRUE | Richmond R |  |  | 0.21 | [8 empty] | 0 | 1
2022-06-14 14:55 | 3117-WD | Fast Track | Fast Track | Withdrawn | Not Provided | Withdrawn | Withdrawn | SANTA CLARA | MILPITAS SUB | Solar PV | 0.25 | 6/29/2022 | 7/20/2022 | Fail Screens: 2, 4, 10 | 9/23/2022 | Pass | Withdrawn | Withdrawn | Withdrawn | Withdrawn | No former queue position |  |  |  |  | Milpitas |  |  |  | FALSE | FALSE | Milpitas |  |  | 0.25 | [8 empty] | 0 | 0
2022-06-13 17:35 | 3118-RD | Fast Track | Fast Track | Active | Not Provided |  |  | ALAMEDA | LAS POSITAS SUB | Solar PV | 1.3 | 6/29/2022 | 8/5/2022 | Pass |  |  | N/A (Fast Track) | N/A (Fast Track) | N/A (Fast Track) | Executed | No former queue position | Los Positas |  |  |  | Las Positas | 230 |  |  | TRUE | TRUE | Los Positas |  |  | 1.3 | [8 empty] | 0 | 1
2022-06-07 14:47 | 3119-RD | Fast Track | Fast Track | Active | Not Provided |  |  | ALAMEDA | DIXON LANDING SUB | Solar PV | 1.02 | 7/6/2022 | 6/1/2023 | Pass |  |  | N/A (Fast Track) | N/A (Fast Track) | N/A (Fast Track) |  | No former queue position | Dixon Landing |  |  |  | Dixon Landing | 115 |  |  | TRUE | TRUE | Dixon Landing |  |  | 1.02 | [8 empty] | 0 | 0
2022-06-27 18:37 | 3120-RD | Detailed Study | Detailed Study | Active | Not Provided |  |  | SOLANO | VACA DIXON SUB | Solar PV | 1.444 | 7/6/2022 | N/A | N/A | N/A | N/A | Pass | 1/25/2023 | N/A | Executed | No former queue position | not found |  |  |  | Vaca Dixon | 500 |  |  | TRUE | TRUE | Vaca Dixon | 500 |  | 1.444 | [8 empty] | 0 | 1
2022-06-16 14:37 | 3121-WD | Fast Track | Fast Track | Withdrawn | Not Provided | Withdrawn | Withdrawn | SANTA CLARA | SWIFT SUB | Solar PV | 0.5 | 7/13/2022 | 8/2/2022 | Fail Screens: 2, 10 | 10/5/2022 | Pass | Withdrawn | Withdrawn | Withdrawn | Withdrawn | No former queue position |  |  |  |  | Swift | 115 |  |  | TRUE | FALSE | Swift | 115 |  | 0.5 | [8 empty] | 0 | 0
2022-06-20 10:53 | 3122-RD | Fast Track | Detailed Study | Active | Not Provided |  |  | HUMBOLDT | JANES CREEK SUB | Solar PV | 2 | 7/13/2022 | 9/12/2022 | Fail Screens: I, J, K, L, M, V1, S5 | 11/23/2022 | Fail | Pass | 6/20/2023 | N/A | Executed | No former queue position | not found |  |  |  | Janes Creek |  |  |  | FALSE | FALSE | Janes Creek |  |  | 2 | [8 empty] | 0 | 1
2022-06-16 18:01 | 3123-WD | Independent Study | Independent Study | Active | Not Provided | 11/14/2024 |  | KERN | CARNERAS SUB | Solar PV | 4.8453 | 7/13/2022 | N/A | N/A (Independent Study) | N/A | N/A (Independent Study) | Pass | 12/15/2022 | N/A | Executed | No former queue position | not found |  |  |  | Carneras |  |  |  | FALSE | FALSE | Carneras |  |  | 4.8453 | [8 empty] | 0 | 1
2022-07-07 16:36 | 3124-RD | Detailed Study | DGSP | Withdrawn | Not Provided | Withdrawn | Withdrawn | KINGS | GUERNSEY SUB | Solar PV | 2.125 | 7/13/2022 | Withdrawn | Withdrawn | Withdrawn | Withdrawn | Withdrawn | Withdrawn | Withdrawn | Withdrawn | No former queue position |  |  |  |  | Guernsey | 70 |  |  | TRUE | FALSE | Guernsey | 70 |  | 2.125 | [8 empty] | 0 | 0
2022-07-05 17:46 | 3125-RD | Detailed Study | Detailed Study | Active | Not Provided |  |  | KERN | FAMOSO SUB | Solar PV | 5 | 7/20/2022 | N/A | N/A | N/A | N/A | Pass | 12/6/2022 | N/A | Executed | No former queue position | Famoso |  |  |  | Famoso | 115 |  |  | TRUE | TRUE | Famoso |  |  | 5 | [8 empty] | 0 | 1
2022-07-08 08:16 | 3126-RD | Detailed Study | Detailed Study | Active | Not Provided | 6/28/2024 |  | SHASTA | BURNEY SUB | Biomass | 3.6 | 7/20/2022 | N/A | N/A | N/A | N/A | Pass | 11/23/2022 | N/A | Executed | No former queue position | not found |  |  |  | Burney |  |  |  | FALSE | FALSE | Burney | [11 empty] | 0 | 1
2022-07-09 12:48 | 3127-WD | Independent Study | Independent Study | Withdrawn | Not Provided | Withdrawn | Withdrawn | KINGS | TULARE LAKE SUB | Solar PV | 2.5 | 7/20/2022 | Withdrawn | Withdrawn | Withdrawn | Withdrawn | Withdrawn | Withdrawn | Withdrawn | Withdrawn | No former queue position |  |  |  |  | Tulare Lake |  |  |  | FALSE | FALSE | Tulare Lake |  |  | 2.5 | [8 empty] | 0 | 0
2022-07-08 06:48 | 3128-RD | Fast Track | Fast Track | Active | Not Provided |  |  | SOLANO | Customer Owned | Solar PV | 9.499 | 7/20/2022 | 10/7/2022 | Pass |  |  | N/A (Fast Track) | N/A (Fast Track) | N/A (Fast Track) | Executed | No former queue position | not found |  | not found |  | Customer Owned |  |  |  | FALSE | FALSE | not found |  |  | 9.499 | [8 empty] | 0 | 1
2022-06-20 17:32 | 3129-RD | Fast Track | Fast Track | Withdrawn | Not Provided | Withdrawn | Withdrawn | MERCED | EL CAPITAN SUB | Solar PV | 0.976 | 7/27/2022 | 8/23/2022 | Fail Screens: D, F, J, K, M, S5 | Withdrawn | Withdrawn | Withdrawn | Withdrawn | Withdrawn | Withdrawn | No former queue position |  |  |  |  | El Capitan |  |  |  | FALSE | FALSE | El Capitan |  |  | 0.976 | [8 empty] | 0 | 0
2022-07-08 14:36 | 3130-RD | Fast Track | Fast Track | Active | Not Provided |  |  | ALAMEDA | DIXON LANDING SUB | Solar PV | 0.5 | 8/3/2022 | 9/30/2022 | Pass |  |  | N/A (Fast Track) | N/A (Fast Track) | N/A (Fast Track) | Executed | No former queue position | Dixon Landing |  |  |  | Dixon Landing | 115 |  |  | TRUE | TRUE | Dixon Landing |  |  | 0.5 | [8 empty] | 0 | 1
2022-07-12 14:49 | 3131-WD | Independent Study | Independent Study | Active | Not Provided | 12/20/2024 |  | KERN | MARICOPA SUB | Solar PV | 3 | 8/3/2022 | N/A | N/A (Independent Study) | N/A | N/A (Independent Study) | Pass | 12/22/2022 | N/A | Executed | No former queue position | not found |  |  |  | Maricopa |  |  |  | FALSE | FALSE | Maricopa |  |  | 3 | [8 empty] | 0 | 1
2022-07-15 16:54 | 3132-RD | Fast Track | Fast Track | Withdrawn | Not Provided | Withdrawn | Withdrawn | SAN MATEO | DALY CITY SUB | Gas Turbine | 0.787 | 8/3/2022 | 9/12/2022 | Fail Screens: H, I, J, K, M | Withdrawn | Withdrawn | Withdrawn | Withdrawn | Withdrawn | Withdrawn | No former queue position |  |  |  |  | Daly City |  |  |  | FALSE | FALSE | Daly City | [11 empty] | 0 | 0
2022-07-20 02:36 | 3133-RD | Fast Track | Fast Track | Active | Not Provided |  |  | COLUSA | MAXWELL SUB | Solar PV | 0.45 | 8/3/2022 | 8/24/2022 | Pass |  |  | N/A (Fast Track) | N/A (Fast Track) | N/A (Fast Track) | Executed | No former queue position | not found |  | not found |  | Maxwell |  |  |  | FALSE | FALSE | not found |  |  | 0.45 | [8 empty] | 0 | 1
2022-07-12 15:08 | 3134-WD | Independent Study | Independent Study | Active | Not Provided | 10/31/2024 |  | KERN | TAFT SUB | Solar PV | 5 | 8/3/2022 | N/A | N/A (Independent Study) | N/A | N/A (Independent Study) | Pass | 12/22/2022 | N/A | Executed | No former queue position | Taft |  |  |  | Taft | 115 |  |  | TRUE | TRUE | Taft |  |  | 5 | [8 empty] | 0 | 1
2022-07-20 07:22 | 3135-RD | Fast Track | Fast Track | Withdrawn | Not Provided | Withdrawn | Withdrawn | SANTA BARBARA | FAIRWAY SUB | Solar PV | 1.4 | 8/3/2022 | 8/24/2022 | Fail Screens: I, J, K, M, S5, A1 | 10/25/2022 | Pass | Withdrawn | Withdrawn | Withdrawn | Withdrawn | No former queue position |  |  |  |  | Fairway | 115 |  |  | TRUE | FALSE | Fairway | 115 |  | 1.4 | [8 empty] | 0 | 0
2022-07-22 17:56 | 3136-RD | Detailed Study | Detailed Study | Withdrawn | Not Provided | Withdrawn | Withdrawn | KERN | LERDO SUB | Solar PV | 3.375 | 8/3/2022 | Withdrawn | Withdrawn | Withdrawn | Withdrawn | Withdrawn | Withdrawn | Withdrawn | Withdrawn | No former queue position |  |  |  |  | Lerdo | 115 |  |  | TRUE | FALSE | Lerdo | 115 |  | 3.375 | [8 empty] | 0 | 0
2022-07-01 13:37 | 3137-RD | Fast Track | Fast Track | Active | Not Provided |  |  | CONTRA COSTA | RICHMOND R SUB | Cogeneration | 0.331 | 8/3/2022 | 9/14/2022 | Fail Screens: B, J, M | 2/24/2023 | Pass | N/A (Fast Track) | N/A (Fast Track) | N/A (Fast Track) | Executed | No former queue position | Richmond R |  |  |  | Richmond R | 115 |  |  | TRUE | TRUE | Richmond R | [11 empty] | 0 | 1
2022-07-13 09:03 | 3138-RD | Fast Track | Fast Track | Active | Not Provided |  |  | SAN JOAQUIN | FRENCH CAMP SUB | Solar PV | 0.35 | 8/10/2022 | 9/6/2022 | Pass |  |  | N/A (Fast Track) | N/A (Fast Track) | N/A (Fast Track) | Executed | No former queue position | not found |  |  |  | French Camp | 60 |  |  | TRUE | TRUE | French Camp | 60 |  | 0.35 | [8 empty] | 0 | 1
2022-08-03 11:20 | 3139-RD | Fast Track | Fast Track | Active | Not Provided |  |  | ALAMEDA | NEWARK SUB | Solar PV | 1.046 | 8/17/2022 | 10/4/2022 | Pass |  |  | N/A (Fast Track) | N/A (Fast Track) | N/A (Fast Track) | Executed | No former queue position | Newark |  |  |  | Newark | 230 |  |  | TRUE | TRUE | Newark |  |  | 1.046 | [8 empty] | 0 | 1
2022-07-21 09:23 | 3140-RD | Fast Track | Fast Track | Active | Not Provided |  |  | ALAMEDA | NEWARK SUB | Gas Turbine | 0.085 | 8/24/2022 | 10/31/2022 | Pass |  |  | N/A (Fast Track) | N/A (Fast Track) | N/A (Fast Track) | Executed | No former queue position | Newark |  |  |  | Newark | 230 |  |  | TRUE | TRUE | Newark | [11 empty] | 0 | 1
2022-07-21 09:39 | 3141-RD | Fast Track | Fast Track | Active | Not Provided |  |  | SONOMA | BELLEVUE SUB | Gas Turbine | 0.085 | 8/24/2022 | 11/18/2022 | Fail Screens: I, J, M |  |  | N/A (Fast Track) | N/A (Fast Track) | N/A (Fast Track) | Executed | No former queue position | not found |  |  |  | Bellevue | 115 |  |  | TRUE | TRUE | Bellevue | 115 | [10 empty] | 0 | 1
2022-07-21 09:41 | 3142-RD | Fast Track | Fast Track | Withdrawn | Not Provided | Withdrawn | Withdrawn | ALAMEDA | SAN LEANDRO U SUB | Gas Turbine | 0.125 | 8/24/2022 | 10/31/2022 | Pass |  |  | Withdrawn | Withdrawn | Withdrawn | Withdrawn | No former queue position | San Leandro U |  |  |  | San Leandro U | 115 |  |  | TRUE | FALSE | San Leandro U | [11 empty] | 0 | 0
2022-07-21 09:26 | 3143-RD | Fast Track | Fast Track | In Service | Not Provided |  |  | SAN MATEO | EAST GRAND SUB | Solar PV | 0.085 | 8/24/2022 | 10/11/2022 | Pass |  |  | N/A (Fast Track) | N/A (Fast Track) | N/A (Fast Track) | Executed | No former queue position |  |  |  |  | East Grand |  |  |  | FALSE | FALSE | East Grand |  |  | 0.085 | [8 empty] | 1 | 1
2022-07-21 09:37 | 3144-RD | Fast Track | Fast Track | Withdrawn | Not Provided | Withdrawn | Withdrawn | SONOMA | Customer Owned | Gas Turbine | 0.085 | 8/24/2022 | 2/23/2023 | Fail Screens: S5 |  |  | Withdrawn | Withdrawn | Withdrawn | Withdrawn | No former queue position | not found |  | not found |  | Customer Owned |  |  |  | FALSE | FALSE | not found | [11 empty] | 0 | 0
2022-07-22 11:21 | 3145-RD | Fast Track | Detailed Study | Active | Not Provided |  |  | SAN JOAQUIN | MOSHER SUB | Cogeneration,Solar PV | 1.573 | 8/24/2022 | 9/14/2022 | Fail Screens: F, I, J, K, M, V1, S5, A1 | 10/28/2022 | Fail | Pass | 2024-03-11 | N/A | Executed | No former queue position | not found |  |  |  | Mosher |  |  |  | FALSE | FALSE | Mosher |  |  | 1.573 | [8 empty] | 0 | 1
2022-08-11 11:55 | 3146-RD | Fast Track | Fast Track | In Service | Not Provided |  |  | SAN FRANCISCO | SAN FRAN X (MISSION) SUB | Solar PV | 0.089 | 8/24/2022 | 9/14/2022 | Fail Screens: V1 |  |  | N/A (Fast Track) | N/A (Fast Track) | N/A (Fast Track) | Executed | No former queue position |  |  |  |  | San Fran X (Mission) |  |  |  | FALSE | FALSE | San Fran X (Mission) |  |  | 0.089 | [8 empty] | 1 | 1
2022-08-10 09:58 | 3147-RD | Fast Track | Fast Track | In Service | Not Provided |  |  | EL DORADO | DIAMOND SPRINGS SUB | Solar PV | 0.5 | 8/24/2022 | 10/21/2022 | Pass |  |  | N/A (Fast Track) | N/A (Fast Track) | N/A (Fast Track) | Executed | No former queue position |  |  |  |  | Diamond Springs |  |  |  | FALSE | FALSE | Diamond Springs |  |  | 0.5 | [8 empty] | 1 | 1
2022-02-16 13:58 | 3148-RD | Fast Track | Fast Track | Withdrawn | Not Provided | Withdrawn | Withdrawn | CONTRA COSTA | RICHMOND R SUB | Solar PV | 0.7 | 8/31/2022 | 10/13/2022 | Fail Screens: F, I, J, K, M | Withdrawn | Withdrawn | Withdrawn | Withdrawn | Withdrawn | Withdrawn | No former queue position |  |  |  |  | Richmond R | 115 |  |  | TRUE | FALSE | Richmond R | 115 |  | 0.7 | [8 empty] | 0 | 0
2022-07-21 09:31 | 3149-RD | Fast Track | Fast Track | Active | Not Provided |  |  | SONOMA | SANTA ROSA A SUB | Gas Turbine | 0.085 | 8/31/2022 | 1/27/2023 | Pass |  |  | N/A (Fast Track) | N/A (Fast Track) | N/A (Fast Track) | Executed | No former queue position | not found |  |  |  | Santa Rosa A | 115 |  |  | TRUE | TRUE | Santa Rosa A | 115 | [10 empty] | 0 | 1
2022-08-03 14:04 | 3150-RD | Detailed Study | Detailed Study | Withdrawn | Not Provided | Withdrawn | Withdrawn | MARIN | SAN RAFAEL SUB | Cogeneration | 2.35 | 8/31/2022 | Withdrawn | Withdrawn | Withdrawn | Withdrawn | Withdrawn | Withdrawn | Withdrawn | Withdrawn | No former queue position |  |  |  |  | San Rafael |  |  |  | FALSE | FALSE | San Rafael | [11 empty] | 0 | 0
2022-08-08 10:59 | 3151-WD | Independent Study | Independent Study | Withdrawn | Not Provided | Withdrawn | Withdrawn | BUTTE | OROVILLE SUB | Solar PV | 2 | 8/31/2022 | Withdrawn | Withdrawn | Withdrawn | Withdrawn | Withdrawn | Withdrawn | Withdrawn | Withdrawn | No former queue position |  |  |  |  | Oroville |  |  |  | FALSE | FALSE | Oroville |  |  | 2 | [8 empty] | 0 | 0
2022-08-01 15:29 | 3152-WD | Independent Study | Independent Study | Withdrawn | Not Provided | Withdrawn | Withdrawn | KERN | KERN OIL SUB | Gas Turbine | 21.97 | 8/31/2022 | Withdrawn | Withdrawn | Withdrawn | Withdrawn | Withdrawn | Withdrawn | Withdrawn | Withdrawn | No former queue position |  |  |  |  | Kern Oil | 115 |  |  | TRUE | FALSE | Kern Oil | 115 | [10 empty] | 0 | 0
2022-08-10 11:13 | 3153-RD | Fast Track | Fast Track | Withdrawn | Not Provided | Withdrawn | Withdrawn | MONTEREY | Withdrawn | Solar PV+AES+Synchronous | 1.976 | 9/7/2022 | Withdrawn | Withdrawn | Withdrawn | Withdrawn | Withdrawn | Withdrawn | Withdrawn | Withdrawn | No former queue position |  |  |  |  | Withdrawn |  |  |  | FALSE | FALSE | Withdrawn |  |  | 1.976 | [8 empty] | 0 | 0
2022-08-12 13:32 | 3154-RD | Fast Track | Fast Track | Active | Not Provided |  |  | ALAMEDA | SAN RAMON SUB | Solar PV | 1 | 9/7/2022 | 9/22/2022 | Pass |  |  | N/A (Fast Track) | N/A (Fast Track) | N/A (Fast Track) | Executed | No former queue position | San Ramon |  |  |  | San Ramon | 230 |  |  | TRUE | TRUE | San Ramon |  |  | 1 | [8 empty] | 0 | 1
2022-08-17 16:00 | 3155-RD | Fast Track | DGSP | Active | Not Provided |  |  | FRESNO | GATES SUB | Solar PV | 5.25 | 9/7/2022 | N/A | N/A | N/A | N/A | Pass | 2023-09-28 | N/A | Executed | No former queue position | Gates | 230 |  |  | Gates | 500 |  |  | TRUE | TRUE | Gates | 230 |  | 5.25 | [8 empty] | 0 | 1
2022-08-24 08:36 | 3156-RD | Fast Track | DGSP | Active | Not Provided |  |  | MONTEREY | OIL FIELDS SUB | Solar PV | 0.95 | 9/7/2022 | 10/4/2022 | Fail Screens: F, J, S5 | 12/14/2022 | Fail | Pass | 2023-12-20 | N/A | Executed | No former queue position | not found |  |  |  | Oil Fields |  |  |  | FALSE | FALSE | Oil Fields |  |  | 0.95 | [8 empty] | 0 | 1
2022-08-30 11:16 | 3157-RD | Fast Track | Fast Track | Active | Not Provided |  |  | TULARE | CORCORAN SUB | Solar PV | 0.96 | 9/7/2022 | 11/3/2022 | Fail Screens: F, J, K, M, V1, S5, A1 | 12/21/2022 | Fail | Pass | 2023-05-26 | N/A | Executed | No former queue position | Corcoran |  |  |  | Corcoran | 115 |  |  | TRUE | TRUE | Corcoran |  |  | 0.96 | [8 empty] | 0 | 1
2022-08-30 07:21 | 3158-RD | Fast Track | Detailed Study | Active | Not Provided |  |  | MERCED | ATWATER SUB | Solar PV | 0.21 | 9/14/2022 | 10/5/2022 | Fail Screens: F, G, I, J, L, M, S5 | 11/18/2022 | Fail | Pass | 4/21/2023 | N/A | Executed | No former queue position | not found |  |  |  | Atwater | 115 |  |  | TRUE | TRUE | Atwater | 115 |  | 0.21 | [8 empty] | 0 | 1
2022-08-17 15:53 | 3159-RD | Fast Track | Detailed Study | Active | Not Provided |  |  | SAN LUIS OBISPO | TEMPLETON SUB | Solar PV | 2.375 | 9/21/2022 | 12/1/2022 | Fail Screens: D, F, G, H, J, K, L, M, V1, V2, S5 | 2/3/2023 | Fail | Pass | 2024-05-10 | N/A | Tendered | No former queue position | Templeton |  |  |  | Templeton | 230 |  |  | TRUE | TRUE | Templeton |  |  | 2.375 | [8 empty] | 0 | 0
2022-08-22 13:11 | 3160-RD | Fast Track | Fast Track | Active | Not Provided |  |  | SANTA CLARA | LOCKHEED #1 SUB | Solar PV | 1.66 | 9/21/2022 | 12/7/2022 | Fail Screens: J, K, M, S5 | 2/17/2023 | Pass | N/A (Fast Track) | N/A (Fast Track) | N/A (Fast Track) | Executed | No former queue position | not found |  |  |  | Lockheed #1 |  |  |  | FALSE | FALSE | Lockheed #1 |  |  | 1.66 | [8 empty] | 0 | 1
2022-08-23 17:27 | 3161-RD | Detailed Study | Detailed Study | Active | Not Provided |  |  | HUMBOLDT | HUMBOLDT BAY PP | Solar PV | 1.93 | 9/21/2022 | N/A | N/A | N/A | N/A | Pass | 4/24/2023 | N/A | Executed | No former queue position | not found |  |  |  | Humboldt Bay Pp |  |  |  | FALSE | FALSE | Humboldt Bay Pp |  |  | 1.93 | [8 empty] | 0 | 1
2022-08-26 09:41 | 3162-RD | Fast Track | Fast Track | Withdrawn | Not Provided | Withdrawn | Withdrawn | SANTA CRUZ | GREEN VALLEY SUB | Solar PV | 0.8 | 9/21/2022 | 12/5/2022 | Fail Screens: B, F, I, J, S5 | 2/27/2023 | Fail | Withdrawn | Withdrawn | Withdrawn | Withdrawn | No former queue position |  |  |  |  | Green Valley | 115 |  |  | TRUE | FALSE | Green Valley | 115 |  | 0.8 | [8 empty] | 0 | 0
2022-09-02 19:26 | 3163-RD | Fast Track | Fast Track | Active | Not Provided |  |  | CONTRA COSTA | SAN RAMON SUB | Solar PV | 0.9 | 9/21/2022 | 10/17/2022 | Pass |  |  | N/A (Fast Track) | N/A (Fast Track) | N/A (Fast Track) | Executed | No former queue position | San Ramon |  |  |  | San Ramon | 230 |  |  | TRUE | TRUE | San Ramon |  |  | 0.9 | [8 empty] | 0 | 1
2022-09-06 19:29 | 3164-RD | Fast Track | Detailed Study | Active | Not Provided |  |  | CONTRA COSTA | LONE TREE SUB | Solar PV | 0.9 | 9/21/2022 | 10/24/2022 | Fail Screens: F, J, K, M, S5 | 12/5/2022 | Fail | Pass | 4/19/2023 | N/A | Executed | No former queue position | Lone Tree |  |  |  | Lone Tree | 230 |  |  | TRUE | TRUE | Lone Tree |  |  | 0.9 | [8 empty] | 0 | 1
2022-08-02 10:15 | 3165-RD | Fast Track | Fast Track | Active | Not Provided |  |  | SAN FRANCISCO | SAN FRAN G SUB | Solar PV | 0.13 | 9/28/2022 | 1/24/2023 | Fail Screens: J, M |  |  | N/A (Fast Track) | N/A (Fast Track) | N/A (Fast Track) | Executed | No former queue position | not found |  |  |  | San Fran G |  |  |  | FALSE | FALSE | San Fran G |  |  | 0.13 | [8 empty] | 0 | 1
2022-08-30 17:25 | 3166-RD | Fast Track | Fast Track | Active | Not Provided |  |  | SAN FRANCISCO | SAN FRAN X (MISSION) SUB | Solar PV | 0.13 | 9/28/2022 | 1/24/2023 | Pass |  |  | N/A (Fast Track) | N/A (Fast Track) | N/A (Fast Track) | Executed | No former queue position | not found |  |  |  | San Fran X (Mission) |  |  |  | FALSE | FALSE | San Fran X (Mission) |  |  | 0.13 | [8 empty] | 0 | 1
2022-08-25 16:37 | 3167-RD | Fast Track | Fast Track | Active | Not Provided |  |  | ALAMEDA | OAKLAND C (OAKLAND PP) SUB | Solar PV | 2.24 | 9/28/2022 | 5/26/2023 | Fail Screens: D, I, J, K, M | 8/7/2023 | Pass | N/A (Fast Track) | N/A (Fast Track) | N/A (Fast Track) | Executed | No former queue position | not found |  |  |  | Oakland C (Oakland Pp) |  |  |  | FALSE | FALSE | Oakland C (Oakland Pp) |  |  | 2.24 | [8 empty] | 0 | 1
2022-08-19 14:31 | 3168-RD | Fast Track | Fast Track | Active | Not Provided |  |  | SOLANO | VACAVILLE SUB | Solar PV | 0.3 | 10/5/2022 | 10/26/2022 | Pass |  |  | N/A (Fast Track) | N/A (Fast Track) | N/A (Fast Track) | Executed | No former queue position | not found |  |  |  | Vacaville |  |  |  | FALSE | FALSE | Vacaville |  |  | 0.3 | [8 empty] | 0 | 1
2022-09-02 09:50 | 3169-RD | Fast Track | Fast Track | Active | Not Provided |  |  | SOLANO | SUISUN SUB | Solar PV | 0.653 | 10/5/2022 | 11/30/2022 | Fail Screens: B, D, I, J, K, M, S5 | 2/7/2023 | Pass | N/A (Fast Track) | N/A (Fast Track) | N/A (Fast Track) | Executed | No former queue position | not found |  | not found |  | Suisun |  |  |  | FALSE | FALSE | not found |  |  | 0.653 | [8 empty] | 0 | 1
2022-09-15 10:24 | 3170-WD | Independent Study | DGSP | Active | Not Provided | 8/15/2025 |  | FRESNO | ORO LOMA SUB | Solar PV | 5 | 10/5/2022 | N/A | N/A | N/A | N/A | Fail | 2023-04-11 | N/A | Executed | No former queue position | Oro Loma |  |  |  | Oro Loma | 115 |  |  | TRUE | TRUE | Oro Loma |  |  | 5 | [8 empty] | 0 | 1
2022-09-26 15:59 | 3171-WD | Independent Study | Independent Study | Withdrawn | 7/31/2024 | Withdrawn | Withdrawn | KERN | SMYRNA SUB | Solar PV | 3 | 10/5/2022 | Withdrawn | Withdrawn | Withdrawn | Withdrawn | Withdrawn | Withdrawn | Withdrawn | Withdrawn | No former queue position |  |  |  |  | Smyrna | 115 |  |  | TRUE | FALSE | Smyrna | 115 |  | 3 | [8 empty] | 0 | 0
2022-09-26 16:09 | 3172-WD | Independent Study | DGSP | Withdrawn | 7/31/2024 | Withdrawn | Withdrawn | KERN | SMYRNA SUB | Solar PV | 5 | 10/5/2022 | Withdrawn | Withdrawn | Withdrawn | Withdrawn | Withdrawn | Withdrawn | Withdrawn | Withdrawn | No former queue position |  |  |  |  | Smyrna | 115 |  |  | TRUE | FALSE | Smyrna | 115 |  | 5 | [8 empty] | 0 | 0
2022-09-30 13:41 | 3173-RD | Fast Track | Detailed Study | Active | Not Provided |  |  | SAN JOAQUIN | CARBONA SUB | Solar PV | 0.983 | 10/12/2022 | 11/1/2022 | Fail Screens: D, J, K, M | 12/20/2022 | Fail | Pass | 6/26/2023 | N/A | Executed | No former queue position | not found |  |  |  | Carbona |  |  |  | FALSE | FALSE | Carbona |  |  | 0.983 | [8 empty] | 0 | 1
2022-09-16 14:52 | 3174-RD | Fast Track | Fast Track | Withdrawn | Not Provided | Withdrawn | Withdrawn | BUTTE | JACINTO SUB | Solar PV | 0.96 | 11/23/2022 | 12/23/2022 | Fail Screens: D, F, G, J, K, M, S5 | 3/14/2023 | Pass | Withdrawn | Withdrawn | Withdrawn | Withdrawn | No former queue position |  |  |  |  | Jacinto |  |  |  | FALSE | FALSE | Jacinto |  |  | 0.96 | [8 empty] | 0 | 0
2022-09-22 19:35 | 3175-RD | Fast Track | Fast Track | Active | Not Provided |  |  | CONTRA COSTA | MEADOW LANE SUB | Solar PV | 0.715 | 10/12/2022 | 11/21/2022 | Pass |  |  | N/A (Fast Track) | N/A (Fast Track) | N/A (Fast Track) | Executed | No former queue position | not found |  |  |  | Meadow Lane | 115 |  |  | TRUE | TRUE | Meadow Lane | 115 |  | 0.715 | [8 empty] | 0 | 1
2022-09-26 16:24 | 3176-WD | Independent Study | Independent Study | Withdrawn | 7/31/2024 | Withdrawn | Withdrawn | KERN | COPUS SUB | Solar PV | 3 | 10/12/2022 | Withdrawn | Withdrawn | Withdrawn | Withdrawn | Withdrawn | Withdrawn | Withdrawn | Withdrawn | No former queue position |  |  |  |  | Copus | 70 |  |  | TRUE | FALSE | Copus | 70 |  | 3 | [8 empty] | 0 | 0
2022-09-26 16:32 | 3177-WD | Independent Study | Independent Study | Withdrawn | 7/31/2024 | Withdrawn | Withdrawn | KERN | COPUS SUB | Solar PV | 5 | 10/12/2022 | Withdrawn | Withdrawn | Withdrawn | Withdrawn | Withdrawn | Withdrawn | Withdrawn | Withdrawn | No former queue position |  |  |  |  | Copus | 70 |  |  | TRUE | FALSE | Copus | 70 |  | 5 | [8 empty] | 0 | 0
2022-08-19 12:00 | 3178-RD | Fast Track | Fast Track | Active | Not Provided |  |  | ALAMEDA | SAN LEANDRO U SUB | Solar PV | 1.12 | 10/12/2022 | 2/21/2023 | Fail Screens: F, I, J, K, M | 6/1/2023 | Pass | N/A (Fast Track) | N/A (Fast Track) | N/A (Fast Track) | Executed | No former queue position | San Leandro U |  |  |  | San Leandro U | 115 |  |  | TRUE | TRUE | San Leandro U |  |  | 1.12 | [8 empty] | 0 | 1
2022-09-15 11:44 | 3179-WD | DGSP | DGSP | Active | Not Provided | 8/31/2025 |  | FRESNO | ORO LOMA SUB | Solar PV | 3.875 | 10/12/2022 | N/A | N/A | N/A | N/A | Pass | 2023-04-11 | N/A | Executed | No former queue position | Oro Loma |  |  |  | Oro Loma | 115 |  |  | TRUE | TRUE | Oro Loma |  |  | 3.875 | [8 empty] | 0 | 1
2022-09-23 16:42 | 3180-RD | Fast Track | Fast Track | Active | Not Provided |  |  | SOLANO | VACA DIXON SUB | Solar PV | 1.47 | 10/12/2022 | 1/10/2023 | Pass | N/A | N/A | N/A (Fast Track) | N/A (Fast Track) | N/A (Fast Track) | Executed | No former queue position | not found |  |  |  | Vaca Dixon | 500 |  |  | TRUE | TRUE | Vaca Dixon | 500 |  | 1.47 | [8 empty] | 0 | 1
2022-10-04 10:18 | 3181-RD | Fast Track | Detailed Study | Active | Not Provided |  |  | SONOMA | FITCH MTN SUB | Solar PV | 0.987 | 10/12/2022 | 11/9/2022 | Fail Screens: F, I, J, K, L, M | 12/30/2022 | Fail | Pass | 6/2/2023 | N/A | Executed | No former queue position | not found |  |  |  | Fitch Mtn |  |  |  | FALSE | FALSE | Fitch Mtn |  |  | 0.987 | [8 empty] | 0 | 1
2022-10-03 06:56 | 3182-RD | Fast Track | Detailed Study | Withdrawn | Not Provided | Withdrawn | Withdrawn | MONTEREY | SOLEDAD SUB | Solar PV | 0.966 | 10/19/2022 | 2/13/2023 | Fail Screens: I, J, K, M, S5, R1 | 3/28/2023 | Fail | Withdrawn | Withdrawn | Withdrawn | Withdrawn | No former queue position |  |  |  |  | Soledad | 115 |  |  | TRUE | FALSE | Soledad | 115 |  | 0.966 | [8 empty] | 0 | 0
2022-10-04 19:44 | 3183-RD | Fast Track | Fast Track | Active | Not Provided |  |  | FRESNO | CALIFORNIA AVE SUB | Solar PV | 1.57 | 10/19/2022 | 4/10/2023 | Fail Screens: D, F, J, K, M, S5 | 5/30/2023 | Pass | N/A (Fast Track) | N/A (Fast Track) | N/A (Fast Track) | Executed | No former queue position | not found |  |  |  | California Ave | 115 |  |  | TRUE | TRUE | California Ave | 115 |  | 1.57 | [8 empty] | 0 | 1
2022-10-04 19:53 | 3184-RD | Fast Track | Fast Track | Active | Not Provided |  |  | FRESNO | CALIFORNIA AVE SUB | Solar PV | 1.208 | 10/19/2022 | 11/8/2022 | Fail Screens: D, J, K, M, S5 | 1/18/2023 | Pass | N/A (Fast Track) | N/A (Fast Track) | N/A (Fast Track) | Tendered | No former queue position | not found |  |  |  | California Ave | 115 |  |  | TRUE | TRUE | California Ave | 115 |  | 1.208 | [8 empty] | 0 | 0
2022-10-05 11:26 | 3185-RD | Detailed Study | Detailed Study | Active | Not Provided |  |  | SOLANO | JAMESON SUB | Solar PV | 2.212 | 10/26/2022 | N/A | N/A | N/A | N/A | Pass | 5/22/2023 | N/A | Executed | No former queue position | not found |  |  |  | Jameson |  |  |  | FALSE | FALSE | Jameson |  |  | 2.212 | [8 empty] | 0 | 1
2022-10-07 01:06 | 3186-RD | Fast Track | Fast Track | Active | Not Provided |  |  | SAN MATEO | DALY CITY SUB | Solar PV | 0.787 | 11/2/2022 | 12/8/2022 | Fail Screens: D, G, I, J, V1, S5, A1 |  |  | N/A (Fast Track) | N/A (Fast Track) | N/A (Fast Track) | Executed | No former queue position | not found |  |  |  | Daly City |  |  |  | FALSE | FALSE | Daly City |  |  | 0.787 | [8 empty] | 0 | 1
2022-10-19 12:04 | 3187-RD | Fast Track | Fast Track | Active | Not Provided | 6/15/2024 |  | CONTRA COSTA | KIRKER SUB | Solar PV | 2.9 | 11/2/2022 | 12/1/2022 | Pass |  |  | N/A (Fast Track) | N/A (Fast Track) | N/A (Fast Track) | Executed | No former queue position | Kirker |  |  |  | Kirker | 115 |  |  | TRUE | TRUE | Kirker |  |  | 2.9 | [8 empty] | 0 | 1
2022-09-29 13:18 | 3188-RD | Fast Track | Fast Track | Withdrawn | Not Provided | Withdrawn | Withdrawn | YOLO | DAVIS SUB | Solar PV | 0.5 | 11/2/2022 | 12/22/2022 | Fail Screens: F, I, J, K, M | 2/17/2023 | Pass | Withdrawn | Withdrawn | Withdrawn | Withdrawn | No former queue position |  |  |  |  | Davis | 115 |  |  | TRUE | FALSE | Davis | 115 |  | 0.5 | [8 empty] | 0 | 0
2022-10-07 15:59 | 3189-RD | Fast Track | Fast Track | Active | Not Provided |  |  | SANTA CLARA | LLAGAS SUB | Solar PV | 0.5 | 11/2/2022 | 12/7/2022 | Pass |  |  | N/A (Fast Track) | N/A (Fast Track) | N/A (Fast Track) | Tendered | No former queue position | Llagas |  |  |  | Llagas | 115 |  |  | TRUE | TRUE | Llagas |  |  | 0.5 | [8 empty] | 0 | 0
2022-09-02 12:06 | 3190-RD | Detailed Study | Detailed Study | Active | Not Provided |  |  | SANTA BARBARA | TRANSMISSION | Solar PV | 14.745 | 11/2/2022 | N/A | N/A | N/A | N/A | Pass | 2025-03-14 |  |  | No former queue position | not found |  | not found |  | Transmission |  |  |  | FALSE | FALSE | not found |  |  | 14.745 | [8 empty] | 0 | 0
2022-10-28 11:46 | 3191-RD | Fast Track | Fast Track | Withdrawn | Not Provided | Withdrawn | Withdrawn | SAN FRANCISCO | SAN FRAN P(HUNTERS POINT) SUB | Solar PV | 0.36 | 11/2/2022 | Withdrawn | Withdrawn | Withdrawn | Withdrawn | Withdrawn | Withdrawn | Withdrawn | Withdrawn | No former queue position |  |  |  |  | San Fran P(Hunters Point) |  |  |  | FALSE | FALSE | San Fran P(Hunters Point) |  |  | 0.36 | [8 empty] | 0 | 0
2022-10-25 15:20 | 3192-RD | Fast Track | Fast Track | Active | Not Provided |  |  | KERN | SAN BERNARD SUB | Solar PV | 0.25 | 11/9/2022 | 12/7/2022 | Fail Screens: D, F, I, J, K, M, V1, V2, S5, A1 | 1/18/2023 | Pass | N/A (Fast Track) | N/A (Fast Track) | N/A (Fast Track) | Executed | No former queue position | not found |  |  |  | San Bernard |  |  |  | FALSE | FALSE | San Bernard |  |  | 0.25 | [8 empty] | 0 | 1
2022-10-28 13:22 | 3193-RD | Fast Track | Fast Track | Active | Not Provided |  |  | SANTA CLARA | FMC SUB | Solar PV | 0.195 | 11/9/2022 | 12/5/2022 | Pass |  |  | N/A (Fast Track) | N/A (Fast Track) | N/A (Fast Track) | Executed | No former queue position | FMC |  |  |  | Fmc | 115 |  |  | TRUE | TRUE | FMC |  |  | 0.195 | [8 empty] | 0 | 1
2022-10-11 15:08 | 3194-WD | Independent Study | Independent Study | Active | 12/31/2025 | 12/14/2026 |  | KERN | TAFT SUB | Solar PV | 5 | 11/9/2022 | N/A | N/A (Independent Study) | N/A | N/A (Independent Study) | Pass | 5/3/2023 | N/A | Executed | No former queue position | Taft |  |  |  | Taft | 115 |  |  | TRUE | TRUE | Taft |  |  | 5 | [8 empty] | 0 | 1
2022-10-17 17:04 | 3195-WD | Independent Study | Independent Study | Active | 6/3/2024 | 12/31/2024 |  | KINGS | TULARE LAKE SUB | Solar PV | 5 | 11/9/2022 | N/A | N/A (Independent Study) | N/A | N/A (Independent Study) | Pass | 8/8/2023 | N/A | Executed | No former queue position | not found |  |  |  | Tulare Lake |  |  |  | FALSE | FALSE | Tulare Lake |  |  | 5 | [8 empty] | 0 | 1
2022-10-17 17:50 | 3196-WD | Independent Study | DGSP | Withdrawn | 6/3/2024 | Withdrawn | Withdrawn | KINGS | TULARE LAKE SUB | Solar PV | 5 | 11/9/2022 | Withdrawn | Withdrawn | Withdrawn | Withdrawn | Withdrawn | Withdrawn | Withdrawn | Withdrawn | No former queue position |  |  |  |  | Tulare Lake |  |  |  | FALSE | FALSE | Tulare Lake |  |  | 5 | [8 empty] | 0 | 0
2022-11-02 14:50 | 3197-WD | Independent Study | Independent Study | Active | 5/31/2024 | 5/21/2024 |  | KERN | LAKEVIEW SUB | Solar PV | 1.2 | 11/9/2022 | 11/30/2022 | Fail Screens: 2, 7, 9, 10 | 1/12/2023 | Fail | Pass | 7/31/2023 | N/A | Executed | No former queue position | not found |  |  |  | Lakeview | 70 |  |  | TRUE | TRUE | Lakeview | 70 |  | 1.2 | [8 empty] | 0 | 1
2022-11-03 14:47 | 3198-WD | Independent Study | Independent Study | Active | 12/31/2024 | 12/14/2026 |  | KERN | TWISSELMAN SUB | Solar PV | 3 | 11/16/2022 | N/A | N/A (Independent Study) | N/A | N/A (Independent Study) | Pass | 4/25/2023 | N/A | Executed | No former queue position | not found |  |  |  | Twisselman |  |  |  | FALSE | FALSE | Twisselman |  |  | 3 | [8 empty] | 0 | 1
2022-09-26 09:46 | 3199-RD | Fast Track | Fast Track | Active | Not Provided |  |  | SAN FRANCISCO | SAN FRAN X (MISSION) SUB | Solar PV,Leroy Sommer Synchronous Engine | 0.13 | 11/16/2022 | 2023-04-21 | Fail Screens: F, G, I, J, K, M | 2023-09-01 | Pass | N/A (Fast Track) | N/A (Fast Track) | N/A (Fast Track) | Tendered | No former queue position | not found |  |  |  | San Fran X (Mission) |  |  |  | FALSE | FALSE | San Fran X (Mission) |  |  | 0.13 | [8 empty] | 0 | 0
2022-10-28 12:19 | 3200-RD | Fast Track | Detailed Study | Active | Not Provided |  |  | MONTEREY | WATSONVILLE SUB | Solar PV | 1.2 | 11/23/2022 | 2023-01-13 | Fail Screens: F, J, K, M, S5 | 2023-03-08 | Fail | Pass | 2023-11-09 | N/A | Executed | No former queue position | not found |  |  |  | Watsonville |  |  |  | FALSE | FALSE | Watsonville |  |  | 1.2 | [8 empty] | 0 | 1
2022-11-11 15:27 | 3201-RD | Fast Track | Fast Track | Active | Not Provided |  |  | SAN FRANCISCO | DALY CITY SUB | Solar PV | 0.036 | 11/23/2022 | 2023-04-11 | Pass |  |  | N/A (Fast Track) | N/A (Fast Track) | N/A (Fast Track) | Executed | No former queue position | not found |  |  |  | Daly City |  |  |  | FALSE | FALSE | Daly City |  |  | 0.036 | [8 empty] | 0 | 1
2022-11-11 11:13 | 3202-RD | Fast Track | Fast Track | Active | Not Provided |  |  | FRESNO | SCHINDLER SUB | Solar PV | 0.84 | 11/30/2022 | 2023-01-23 | Fail Screens: D, J, K, M, M1, S5 | 2023-03-06 | Pass | N/A (Fast Track) | N/A (Fast Track) | N/A (Fast Track) | Executed | No former queue position | Schindler |  |  |  | Schindler | 115 |  |  | TRUE | TRUE | Schindler |  |  | 0.84 | [8 empty] | 0 | 1
2022-10-26 10:17 | 3203-RD | Fast Track | Fast Track | Active | Not Provided |  |  | YOLO | DAVIS SUB | Solar PV | 0.966 | 2022-12-07 | 2023-02-22 | Pass | N/A | N/A | N/A (Fast Track) | N/A (Fast Track) | N/A (Fast Track) | Executed | No former queue position | not found |  |  |  | Davis | 115 |  |  | TRUE | TRUE | Davis | 115 |  | 0.966 | [8 empty] | 0 | 1
2022-11-04 16:20 | 3204-WD | Fast Track | Fast Track | Active | 6/5/2023 | 3/31/2025 |  | SAN JOAQUIN | WEBER SUB | Solar PV | 1 | 12/7/2022 | 1/11/2023 | Fail Screens: 2, 4, 5, 7, 9, 10 | 3/17/2023 | Pass | N/A (Fast Track) | N/A (Fast Track) | N/A (Fast Track) | Executed | No former queue position | Weber |  |  |  | Weber | 230 |  |  | TRUE | TRUE | Weber |  |  | 1 | [8 empty] | 0 | 1
2022-11-04 16:31 | 3205-WD | Fast Track | Independent Study | Withdrawn | 6/5/2023 | Withdrawn | Withdrawn | SAN JOAQUIN | WEBER SUB | Solar PV | 1 | 12/7/2022 | 1/11/2023 | Fail Screens: 2, 4, 5, 7, 9, 10 | 3/13/2023 | Fail | Withdrawn | Withdrawn | Withdrawn | Withdrawn | No former queue position |  |  |  |  | Weber | 230 |  |  | TRUE | FALSE | Weber | 230 |  | 1 | [8 empty] | 0 | 0
2022-11-04 16:38 | 3206-WD | Fast Track | Fast Track | Active | 6/5/2023 | 3/31/2025 |  | SAN JOAQUIN | WEBER SUB | Solar PV | 1 | 12/7/2022 | 1/11/2023 | Fail Screens: 2, 7, 10 | 3/16/2023 | Pass | N/A (Fast Track) | N/A (Fast Track) | N/A (Fast Track) | Executed | No former queue position | Weber |  |  |  | Weber | 230 |  |  | TRUE | TRUE | Weber |  |  | 1 | [8 empty] | 0 | 1
2022-11-09 15:47 | 3207-WD | Fast Track | Fast Track | Withdrawn | 6/8/2023 | Withdrawn | Withdrawn | ALAMEDA | EDES SUB | Solar PV | 1.006 | 12/7/2022 | 02/09/2023 | Fail Screens: 2, 5, 7, 10 | 3/6/2023 | Pass | Withdrawn | Withdrawn | Withdrawn | Withdrawn | No former queue position |  |  |  |  | Edes | 115 |  |  | TRUE | FALSE | Edes | 115 |  | 1.006 | [8 empty] | 0 | 0
2022-11-09 15:51 | 3208-WD | Fast Track | Independent Study | Withdrawn | 6/8/2023 | Withdrawn | Withdrawn | SAN JOAQUIN | WEBER SUB | Solar PV | 1.006 | 12/7/2022 | 1/6/2023 | Fail Screens: 2, 4, 5, 7, 9, 10 | 3/15/2023 | Fail | Withdrawn | Withdrawn | Withdrawn | Withdrawn | No former queue position |  |  |  |  | Weber | 230 |  |  | TRUE | FALSE | Weber | 230 |  | 1.006 | [8 empty] | 0 | 0
2022-11-09 16:14 | 3209-WD | Fast Track | Fast Track | Active | 6/8/2023 | 3/31/2025 |  | ALAMEDA | EDES SUB | Solar PV | 1.006 | 12/7/2022 | 1/19/2023 | Fail Screens: 2, 10 | 3/6/2023 | Pass | N/A (Fast Track) | N/A (Fast Track) | N/A (Fast Track) | Executed | No former queue position | Edes |  |  |  | Edes | 115 |  |  | TRUE | TRUE | Edes |  |  | 1.006 | [8 empty] | 0 | 1
2022-11-09 16:20 | 3210-WD | Fast Track | Independent Study | Withdrawn | 6/8/2023 | Withdrawn | Withdrawn | SAN JOAQUIN | WEBER SUB | Solar PV | 1.006 | 12/7/2022 | 1/6/2023 | Fail Screens: 2, 4, 5, 7, 9, 10 | 3/15/2023 | Fail | Withdrawn | Withdrawn | Withdrawn | Withdrawn | No former queue position |  |  |  |  | Weber | 230 |  |  | TRUE | FALSE | Weber | 230 |  | 1.006 | [8 empty] | 0 | 0
2022-11-09 16:33 | 3211-WD | Fast Track | Fast Track | Withdrawn | 6/8/2023 | Withdrawn | Withdrawn | ALAMEDA | EDES SUB | Solar PV | 1.006 | 12/7/2022 | 12/28/2022 | Fail Screens: 2, 10 | 2/16/2023 | Pass | Withdrawn | Withdrawn | Withdrawn | Withdrawn | No former queue position |  |  |  |  | Edes | 115 |  |  | TRUE | FALSE | Edes | 115 |  | 1.006 | [8 empty] | 0 | 0
2022-11-09 16:40 | 3212-WD | Fast Track | Fast Track | Active | 6/8/2023 | 3/31/2025 |  | SAN JOAQUIN | WEBER SUB | Solar PV | 1.006 | 12/7/2022 | 1/9/2023 | Fail Screens: 2, 7, 10 | 3/17/2023 | Pass | N/A (Fast Track) | N/A (Fast Track) | N/A (Fast Track) | Executed | No former queue position | Weber |  |  |  | Weber | 230 |  |  | TRUE | TRUE | Weber |  |  | 1.006 | [8 empty] | 0 | 1
2022-11-09 16:44 | 3213-WD | Fast Track | Independent Study | Withdrawn | 6/8/2023 | Withdrawn | Withdrawn | SAN JOAQUIN | WEBER SUB | Solar PV | 1.006 | 12/7/2022 | 1/6/2023 | Fail Screens: 2, 4, 5, 7, 9, 10 | 3/15/2023 | Fail | Withdrawn | Withdrawn | Withdrawn | Withdrawn | No former queue position |  |  |  |  | Weber | 230 |  |  | TRUE | FALSE | Weber | 230 |  | 1.006 | [8 empty] | 0 | 0
2022-11-09 16:53 | 3214-WD | Fast Track | Fast Track | Active | 6/8/2023 | 3/31/2025 |  | SAN JOAQUIN | VIERRA SUB | Solar PV | 1.006 | 12/7/2022 | 1/9/2023 | Fail Screens: 2, 4, 5, 7, 9, 10 | 3/24/2023 | Pass | N/A (Fast Track) | N/A (Fast Track) | N/A (Fast Track) | Executed | No former queue position | Vierra |  |  |  | Vierra | 115 |  |  | TRUE | TRUE | Vierra |  |  | 1.006 | [8 empty] | 0 | 1
2022-11-17 09:38 | 3215-RD | Detailed Study | Detailed Study | Active | Not Provided |  |  | KERN | FAMOSO SUB | Solar PV | 1.125 | 12/7/2022 | N/A | N/A | N/A | N/A | Pass | 5/8/2023 | N/A | Executed | No former queue position | Famoso |  |  |  | Famoso | 115 |  |  | TRUE | TRUE | Famoso |  |  | 1.125 | [8 empty] | 0 | 1
2022-11-17 09:44 | 3216-RD | Detailed Study | Detailed Study | Active | Not Provided |  |  | KERN | MCFARLAND SUB | Solar PV | 1 | 12/7/2022 | N/A | N/A | N/A | N/A | Pass | 5/8/2023 | N/A | Executed | No former queue position | not found |  |  |  | Mcfarland |  |  |  | FALSE | FALSE | Mcfarland |  |  | 1 | [8 empty] | 0 | 1
2022-11-17 10:05 | 3217-RD | Detailed Study | DGSP | Active | Not Provided |  |  | KINGS | CORCORAN SUB | Solar PV | 2.75 | 12/7/2022 | N/A | N/A | N/A | N/A | Fail | 2023-10-03 | N/A | Executed | No former queue position | Corcoran |  |  |  | Corcoran | 115 |  |  | TRUE | TRUE | Corcoran |  |  | 2.75 | [8 empty] | 0 | 1
2022-11-17 10:55 | 3218-RD | Detailed Study | Detailed Study | Active | Not Provided |  |  | KERN | SMYRNA SUB | Solar PV | 1.75 | 12/7/2022 | N/A | N/A | N/A | N/A | Pass | 7/19/2023 | N/A | Executed | No former queue position | Smyrna |  |  |  | Smyrna | 115 |  |  | TRUE | TRUE | Smyrna |  |  | 1.75 | [8 empty] | 0 | 1
2022-11-17 11:00 | 3219-RD | Detailed Study | Detailed Study | Active | Not Provided |  |  | KERN | LERDO SUB | Solar PV | 1.25 | 12/7/2022 | N/A | N/A | N/A | N/A | Pass | 8/11/2023 | N/A | Executed | No former queue position | Lerdo |  |  |  | Lerdo | 115 |  |  | TRUE | TRUE | Lerdo |  |  | 1.25 | [8 empty] | 0 | 1
2022-11-17 11:03 | 3220-RD | Detailed Study | DGSP | Active | Not Provided |  |  | KERN | LERDO SUB | Solar PV | 2 | 12/7/2022 | N/A | N/A | N/A | N/A | Fail | 2023-11-08 | N/A | Executed | No former queue position | Lerdo |  |  |  | Lerdo | 115 |  |  | TRUE | TRUE | Lerdo |  |  | 2 | [8 empty] | 0 | 1
2022-11-17 11:21 | 3221-RD | Detailed Study | Detailed Study | Active | Not Provided |  |  | KERN | TUPMAN SUB | Solar PV | 1.8 | 12/7/2022 | N/A | N/A | N/A | N/A | Fail | 8/4/2023 | N/A | Executed | No former queue position | Tupman |  |  |  | Tupman | 115 |  |  | TRUE | TRUE | Tupman |  |  | 1.8 | [8 empty] | 0 | 1
2022-11-17 11:27 | 3222-RD | Detailed Study | Detailed Study | Active | Not Provided |  |  | KERN | SMYRNA SUB | Solar PV | 1.5 | 12/7/2022 | N/A | N/A | N/A | N/A | Pass | 8/4/2023 | N/A | Executed | No former queue position | Smyrna |  |  |  | Smyrna | 115 |  |  | TRUE | TRUE | Smyrna |  |  | 1.5 | [8 empty] | 0 | 1
2022-11-17 15:36 | 3223-RD | Detailed Study | Detailed Study | Active | Not Provided |  |  | KERN | LERDO SUB | Solar PV | 3 | 12/7/2022 | N/A | N/A | N/A | N/A | Pass | 7/19/2023 | N/A | Executed | No former queue position | Lerdo |  |  |  | Lerdo | 115 |  |  | TRUE | TRUE | Lerdo |  |  | 3 | [8 empty] | 0 | 1
2022-11-23 12:10 | 3224-RD | Detailed Study | Detailed Study | Withdrawn | Not Provided | Withdrawn | Withdrawn | MARIPOSA | MARIPOSA SUB | Biomass | 3.6 | 12/7/2022 | Withdrawn | Withdrawn | Withdrawn | Withdrawn | Withdrawn | Withdrawn | Withdrawn | Withdrawn | No former queue position |  |  |  |  | Mariposa |  |  |  | FALSE | FALSE | Mariposa | [11 empty] | 0 | 0
2022-11-04 15:28 | 3225-WD | Independent Study | Cluster | Active | 10/30/2024 |  |  | SANTA BARBARA | CUYAMA SUB | Solar PV | 5 | 12/7/2022 | N/A | N/A (Cluster) | N/A | N/A (Cluster) | Fail | In Progress |  |  | No former queue position | not found |  |  |  | Cuyama |  |  |  | FALSE | FALSE | Cuyama |  |  | 5 | [8 empty] | 0 | 0
2022-11-08 08:14 | 3226-WD | Detailed Study | Detailed Study | Active | Not Provided | 4/18/2025 |  | KERN | ANTELOPE SUB | Solar PV | 5.5 | 12/7/2022 | N/A | N/A | N/A | N/A | Pass | 5/18/2023 | N/A | Executed | No former queue position | Antelope | 66 |  |  | Antelope | 500 |  |  | TRUE | TRUE | Antelope | 66 |  | 5.5 | [8 empty] | 0 | 1
2022-11-14 15:21 | 3227-WD | Cluster | Cluster | Active | 12/13/2024 |  |  | MERCED | LIVINGSTON SW STA | Solar PV, Storage | 10.5126 | 12/7/2022 | N/A | N/A (Cluster) | N/A | N/A (Cluster) | N/A (Cluster) | In Progress |  |  | No former queue position | not found |  | not found |  | Livingston Sw Sta |  |  |  | FALSE | FALSE | not found |  |  | 10.5126 | [5 empty] | 10.5126 |  | 10.5126 | 0 | 0
2022-11-23 08:59 | 3228-RD | Fast Track | Fast Track | Active | Not Provided |  |  | AMADOR | CLAYTON SUB | Solar PV | 1 | 12/7/2022 | 2/21/2023 | Fail Screens: D, F, J, K, M, V1, S5 | 3/31/2023 | Pass | N/A (Fast Track) | N/A (Fast Track) | N/A (Fast Track) | Executed | No former queue position | not found |  |  |  | Clayton | 115 |  |  | TRUE | TRUE | Clayton | 115 |  | 1 | [8 empty] | 0 | 1
2022-11-29 23:18 | 3229-RD | Fast Track | Fast Track | Active | Not Provided |  |  | SUTTER | TUDOR SUB | Solar PV | 0.504 | 12/14/2022 | 4/18/2023 | Fail Screens: G, I, L, M, S5 | 10/12/2023 | Pass | N/A (Fast Track) | N/A (Fast Track) | N/A (Fast Track) | Tendered | No former queue position | not found |  | not found |  | Tudor |  |  |  | FALSE | FALSE | not found |  |  | 0.504 | [8 empty] | 0 | 0
2022-11-17 11:23 | 3230-RD | Detailed Study | Detailed Study | Active | Not Provided |  |  | KERN | SEMITROPIC SUB | Solar PV | 2.53 | 12/14/2022 | N/A | N/A | N/A | N/A | Pass | 7/24/2023 | N/A | Executed | No former queue position | Semitropic |  | Semitropic |  | Semitropic | 115 |  |  | TRUE | TRUE | Semitropic |  |  | 2.53 | [8 empty] | 0 | 1
2022-11-02 15:36 | 3231-RD | Fast Track | Fast Track | Active | Not Provided |  |  | FRESNO | MALAGA SUB | Solar PV | 2.406 | 12/14/2022 | 3/1/2023 | Fail Screens: F, I, J, K, M, V2, S5, A1 | 4/12/2023 | Pass | N/A (Fast Track) | N/A (Fast Track) | N/A (Fast Track) | Executed | No former queue position | not found |  |  |  | Malaga | 115 |  |  | TRUE | TRUE | Malaga | 115 |  | 2.406 | [8 empty] | 0 | 1
2022-12-07 16:18 | 3232-WD | Independent Study | Independent Study | Withdrawn | 3/29/2024 | Withdrawn | Withdrawn | SONOMA | PETALUMA C SUB | Solar PV | 2.5 | 12/21/2022 | Withdrawn | Withdrawn | Withdrawn | Withdrawn | Withdrawn | Withdrawn | Withdrawn | Withdrawn | No former queue position |  |  |  |  | Petaluma C |  |  |  | FALSE | FALSE | Petaluma C |  |  | 2.5 | [8 empty] | 0 | 0
2022-12-02 16:52 | 3233-WD | Independent Study | Independent Study | Active | 3/29/2024 |  |  | TEHAMA | VOLTA #1 PH | Solar PV | 3 | 12/21/2022 | N/A | N/A (Independent Study) | N/A | N/A (Independent Study) | Pass | 7/20/2023 | 2/22/2024 | Executed | No former queue position | not found |  | not found |  | Volta #1 Ph |  |  |  | FALSE | FALSE | not found |  |  | 3 | [8 empty] | 0 | 1
2022-11-04 16:08 | 3234-WD | Fast Track | Fast Track | Withdrawn | 6/5/2023 | Withdrawn | Withdrawn | SAN MATEO | EAST GRAND SUB | Solar PV | 1.006 | 12/28/2022 | 1/19/2023 | Fail Screens: 2, 10 | 4/3/2023 | Pass | Withdrawn | Withdrawn | Withdrawn | Executed | No former queue position |  |  |  |  | East Grand |  |  |  | FALSE | FALSE | East Grand |  |  | 1.006 | [8 empty] | 0 | 1
2022-12-14 17:43 | 3235-RD | Fast Track | Fast Track | Active | Not Provided |  |  | SOLANO | SUISUN SUB | Solar PV | 1.25 | 1/4/2023 | 2/27/2023 | Fail Screens: D, F, I, J, K, S5, A1 | 4/19/2023 | Pass | N/A (Fast Track) | N/A (Fast Track) | N/A (Fast Track) | Executed | No former queue position | not found |  | not found |  | Suisun |  |  |  | FALSE | FALSE | not found |  |  | 1.25 | [8 empty] | 0 | 1
2022-12-11 08:53 | 3236-RD | Fast Track | Fast Track | Withdrawn | Not Provided | Withdrawn | Withdrawn | AMADOR | ELECTRA SUB | LEP Generator | 0.17 | 1/4/2023 | 2/2/2023 | Withdrawn | Withdrawn | Withdrawn | Withdrawn | Withdrawn | Withdrawn | Withdrawn | No former queue position |  |  |  |  | Electra |  |  |  | FALSE | FALSE | Electra | [11 empty] | 0 | 0
2022-11-17 09:41 | 3237-RD | Detailed Study | Detailed Study | Active | Not Provided |  |  | KERN | LERDO SUB | Solar PV | 1 | 03/23/2023 | N/A | N/A | N/A | N/A | Pass | 9/7/2023 | N/A | Executed | No former queue position | Lerdo |  |  |  | Lerdo | 115 |  |  | TRUE | TRUE | Lerdo |  |  | 1 | [8 empty] | 0 | 1
2022-12-21 15:14 | 3238-RD | Fast Track | Detailed Study | Active | Not Provided | 3/28/2025 |  | SAN JOAQUIN | VIERRA SUB | Solar PV | 3 | 1/11/2023 | 2/2/2023 | Fail Screens: J, K, L, M | 3/2/2023 | Fail | Fail | 8/25/2023 | N/A | Executed | No former queue position | Vierra |  |  |  | Vierra | 115 |  |  | TRUE | TRUE | Vierra |  |  | 3 | [8 empty] | 0 | 1
2022-11-09 16:27 | 3239-WD | Fast Track | Fast Track | Active | 6/8/2023 | 3/31/2025 |  | ALAMEDA | OAKLAND C (OAKLAND PP) SUB | Solar PV | 1.006 | 1/11/2023 | 1/24/2023 | Fail Screens: 2, 10 | 3/13/2023 | Pass | N/A (Fast Track) | N/A (Fast Track) | N/A (Fast Track) | Executed | No former queue position | not found |  |  |  | Oakland C (Oakland Pp) |  |  |  | FALSE | FALSE | Oakland C (Oakland Pp) |  |  | 1.006 | [8 empty] | 0 | 1
2022-12-15 13:39 | 3240-RD | Fast Track | Detailed Study | Active | Not Provided |  |  | KERN | FELLOWS SUB | Solar PV | 2.916 | 1/18/2023 | 2/7/2023 | Fail Screens: D, F, J, K, L, M, V1, S5, A1 | 5/19/2023 | Fail | Pass | 2024-05-07 | N/A |  | No former queue position | not found |  |  |  | Fellows |  |  |  | FALSE | FALSE | Fellows |  |  | 2.916 | [8 empty] | 0 | 0
2022-12-13 12:22 | 3241-WD | Independent Study | Independent Study | Active | 2/1/2024 |  |  | LAKE | HARTLEY SUB | Solar PV | 12 | 1/18/2023 | N/A | N/A (Independent Study) | N/A | N/A (Independent Study) | Pass | In Progress |  |  | No former queue position | Hartley | 60 |  |  | Hartley | 60 |  |  | TRUE | TRUE | Hartley | 60 |  | 12 | [8 empty] | 0 | 0
2022-12-27 11:31 | 3242-WD | Fast Track | Fast Track | Withdrawn | 4/30/2024 | Withdrawn | Withdrawn | SANTA CRUZ | PAUL SWEET SUB | Solar PV | 2.522 | 1/25/2023 | 2/8/2023 | Fail Screens: 2, 6, 10 | 4/11/2023 | Pass | Withdrawn | Withdrawn | Withdrawn | Withdrawn | No former queue position |  |  |  |  | Paul Sweet | 115 |  |  | TRUE | FALSE | Paul Sweet | 115 |  | 2.522 | [8 empty] | 0 | 0
2022-12-27 11:33 | 3243-WD | Fast Track | Fast Track | Withdrawn | 4/30/2024 | Withdrawn | Withdrawn | SANTA CRUZ | CAMP EVERS SUB | Solar PV | 2.522 | 1/25/2023 | 2/8/2023 | Fail Screens: 2, 6, 10 | 4/3/2023 | Pass | Withdrawn | Withdrawn | Withdrawn | Withdrawn | No former queue position |  |  |  |  | Camp Evers |  |  |  | FALSE | FALSE | Camp Evers |  |  | 2.522 | [8 empty] | 0 | 0
2022-12-23 15:37 | 3244-RD | Fast Track | Fast Track | Active | Not Provided |  |  | SAN BENITO | TRES PINOS SUB | Solar PV | 0.375 | 1/25/2023 | 2/14/2023 | Pass |  |  | N/A (Fast Track) | N/A (Fast Track) | N/A (Fast Track) | Executed | No former queue position | not found |  | not found |  | Tres Pinos |  |  |  | FALSE | FALSE | not found |  |  | 0.375 | [8 empty] | 0 | 1
2023-01-03 10:00 | 3245-WD | Fast Track | Fast Track | Withdrawn | 4/30/2024 | Withdrawn | Withdrawn | SAN BENITO | HOLLISTER SUB | Solar PV | 2.522 | 1/25/2023 | 2/9/2023 | Fail Screens: 2, 4, 6, 10 | 4/11/2023 | Fail | Withdrawn | Withdrawn | Withdrawn | Withdrawn | No former queue position |  |  |  |  | Hollister | 115 |  |  | TRUE | FALSE | Hollister | 115 |  | 2.522 | [8 empty] | 0 | 0
2023-01-06 16:54 | 3246-WD | Independent Study | Independent Study | Active | 4/30/2024 |  |  | EL DORADO | SHINGLE SPRINGS SUB | Solar PV | 4.99 | 1/25/2023 | N/A | N/A (Independent Study) | N/A | N/A (Independent Study) | Pass | 7/21/2023 | 3/7/2024 | Executed | No former queue position | not found |  |  |  | Shingle Springs |  |  |  | FALSE | FALSE | Shingle Springs |  |  | 4.99 | [8 empty] | 0 | 1
2023-01-12 06:46 | 3247-RD | Fast Track | Fast Track | Active | Not Provided |  |  | ALAMEDA | DUMBARTON SUB | Solar PV | 0.966 | 1/25/2023 | 3/2/2023 | Pass |  |  | N/A (Fast Track) | N/A (Fast Track) | N/A (Fast Track) | Executed | No former queue position | Dumbarton |  |  |  | Dumbarton | 115 |  |  | TRUE | TRUE | Dumbarton |  |  | 0.966 | [8 empty] | 0 | 1
2023-01-17 14:13 | 3248-RD | Fast Track | Fast Track | Withdrawn | Not Provided | Withdrawn | Withdrawn | ALAMEDA | VASCO SUB | Solar PV | 0.2 | 1/25/2023 | 5/23/2023 | Fail Screens: D, F, I, J, K, L, M | 10/9/2023 | Fail | Withdrawn | Withdrawn | Withdrawn | Withdrawn | No former queue position |  |  |  |  | Vasco | 230 |  |  | TRUE | FALSE | Vasco | 230 |  | 0.2 | [8 empty] | 0 | 0
2022-12-19 09:15 | 3249-RD | Fast Track | Fast Track | Active | Not Provided |  |  | SANTA BARBARA | SANTA MARIA SUB | Solar PV | 1.95 | 1/25/2023 | 3/3/2023 | Fail Screens: F, J, K, M | 5/30/2023 | Pass | N/A (Fast Track) | N/A (Fast Track) | N/A (Fast Track) | Executed | No former queue position | not found |  |  |  | Santa Maria |  |  |  | FALSE | FALSE | Santa Maria |  |  | 1.95 | [8 empty] | 0 | 1
2022-12-22 18:02 | 3250-RD | Fast Track | Fast Track | Active | Not Provided |  |  | FRESNO | CALIFORNIA AVE SUB | Solar PV | 1.066 | 1/25/2023 | 3/9/2023 | Pass |  |  | N/A (Fast Track) | N/A (Fast Track) | N/A (Fast Track) | Executed | No former queue position | not found |  |  |  | California Ave | 115 |  |  | TRUE | TRUE | California Ave | 115 |  | 1.066 | [8 empty] | 0 | 1
2023-01-12 16:37 | 3251-RD | Fast Track | Detailed Study | Active | Not Provided |  |  | KERN | FAMOSO SUB | Solar PV | 0.546 | 1/25/2023 | 3/15/2023 | Fail Screens: D, F, I, J, K, M, V1, V2, S5, A1 | 4/19/2023 | Fail | Pass | 11/14/2023 | N/A | Executed | No former queue position | Famoso |  |  |  | Famoso | 115 |  |  | TRUE | TRUE | Famoso |  |  | 0.546 | [8 empty] | 0 | 1
2022-12-13 14:47 | 3252-RD | Fast Track | Fast Track | Active | Not Provided |  |  | SOLANO | PEABODY SUB | Solar PV,Cogeneration | 0.326 | 2/1/2023 | 4/11/2023 | Fail Screens: S5, A1 |  |  | N/A (Fast Track) | N/A (Fast Track) | N/A (Fast Track) | Executed | No former queue position | Peabody |  |  |  | Peabody | 230 |  |  | TRUE | TRUE | Peabody |  |  | 0.326 | [8 empty] | 0 | 1
2023-01-05 07:18 | 3253-RD | Detailed Study | Detailed Study | Active | Not Provided |  |  | KERN | RIO BRAVO SUB | Solar PV | 2.75 | 02/22/2023 | N/A | N/A | N/A | N/A | Pass | 9/5/2023 | N/A | Executed | No former queue position | Rio Bravo |  |  |  | Rio Bravo | 115 |  |  | TRUE | TRUE | Rio Bravo |  |  | 2.75 | [8 empty] | 0 | 1
2023-01-20 16:13 | 3254-RD | Fast Track | Fast Track | Active | Not Provided |  |  | MONTEREY | DOLAN RD SUB | Solar PV | 0.975 | 2/1/2023 | 2/21/2023 | Fail Screens: M | 3/20/2023 | Pass | N/A (Fast Track) | N/A (Fast Track) | N/A (Fast Track) | Executed | No former queue position | not found |  |  |  | Dolan Rd |  |  |  | FALSE | FALSE | Dolan Rd |  |  | 0.975 | [8 empty] | 0 | 1
2022-12-29 09:22 | 3255-WD | Independent Study | Independent Study | Active | 9/30/2024 |  |  | KERN | SHAFTER SUB | Solar PV | 6.134 | 2/1/2023 | N/A | N/A (Independent Study) | N/A | N/A (Independent Study) | Pass | 11/21/2023 | N/A | Tendered | No former queue position | Shafter | 115 | Shafter |  | Shafter | 115 |  |  | TRUE | TRUE | Shafter | 115 |  | 6.134 | [8 empty] | 0 | 0
2022-12-27 11:35 | 3256-WD | Fast Track | Fast Track | Withdrawn | 4/30/2024 | Withdrawn | Withdrawn | SANTA CRUZ | GREEN VALLEY SUB | Solar PV | 2.522 | 2/1/2023 | 2/23/2023 | Fail Screens: 2, 4, 6, 10 | 4/6/2023 | Pass | Withdrawn | Withdrawn | Withdrawn | Withdrawn | No former queue position |  |  |  |  | Green Valley | 115 |  |  | TRUE | FALSE | Green Valley | 115 |  | 2.522 | [8 empty] | 0 | 0
2023-01-10 13:34 | 3257-WD | Independent Study | Independent Study | Withdrawn | 12/31/2024 | Withdrawn | Withdrawn | HUMBOLDT | JANES CREEK SUB | Solar PV | 1.234 | 2/1/2023 | Withdrawn | Withdrawn | Withdrawn | Withdrawn | Withdrawn | Withdrawn | Withdrawn | Withdrawn | No former queue position |  |  |  |  | Janes Creek |  |  |  | FALSE | FALSE | Janes Creek |  |  | 1.234 | [8 empty] | 0 | 0
2023-01-10 14:11 | 3258-WD | Independent Study | Independent Study | Active | 12/29/2023 | 12/31/2024 |  | HUMBOLDT | ARCATA SUB | Solar PV | 4 | 2/1/2023 | N/A | N/A (Independent Study) | N/A | N/A (Independent Study) | Pass | 9/25/2023 | N/A | Executed | No former queue position | not found |  | not found |  | Arcata | 60 |  |  | TRUE | TRUE | not found | 60 |  | 4 | [8 empty] | 0 | 1
2023-01-18 14:30 | 3259-RD | Fast Track | Fast Track | Active | Not Provided |  |  | SANTA CRUZ | GREEN VALLEY SUB | Gas Turbine | 0.494 | 2/8/2023 | 7/31/2023 | Fail Screens: F, G, H, I, J, L, M, S5 |  |  | N/A (Fast Track) | N/A (Fast Track) | N/A (Fast Track) | Executed | No former queue position | not found |  |  |  | Green Valley | 115 |  |  | TRUE | TRUE | Green Valley | 115 | [10 empty] | 0 | 1
2023-01-23 12:00 | 3260-RD | Fast Track | Fast Track | Active | Not Provided |  |  | FRESNO | SCHINDLER SUB | Solar PV | 0.84 | 09/22/2023 | 10/13/2023 | Fail Screens: F, J, K, M, V1, S5, A1 | 1/2/2024 | Pass | N/A (Fast Track) | N/A (Fast Track) | N/A (Fast Track) | Executed | No former queue position | Schindler |  |  |  | Schindler | 115 |  |  | TRUE | TRUE | Schindler |  |  | 0.84 | [8 empty] | 0 | 1
2023-02-01 15:19 | 3261-WD | Independent Study | Independent Study | Withdrawn | 4/1/2025 | Withdrawn | Withdrawn | FRESNO | SAN JOAQUIN SUB | Solar PV | 3.75 | 2/15/2023 | Withdrawn | Withdrawn | Withdrawn | Withdrawn | Withdrawn | Withdrawn | Withdrawn | Withdrawn | No former queue position |  |  |  |  | San Joaquin |  |  |  | FALSE | FALSE | San Joaquin |  |  | 3.75 | [8 empty] | 0 | 0
2023-01-26 13:47 | 3262-RD | Fast Track | Fast Track | Active | Not Provided |  |  | KERN | NORCO SUB | Cogeneration | 0.8 | 2/15/2023 | 5/16/2023 | Fail Screens: B, D, F, G, I, J, M, V1, S5, A1 | 9/18/2023 | Pass | N/A (Fast Track) | N/A (Fast Track) | N/A (Fast Track) | Tendered | No former queue position | not found |  | not found |  | Norco | 115 |  |  | TRUE | TRUE | not found | 115 | [10 empty] | 0 | 0
2023-02-06 16:41 | 3263-RD | Fast Track | Fast Track | Active | Not Provided |  |  | CONTRA COSTA | LAKEWOOD SUB | Solar PV | 1.041 | 2/15/2023 | 4/24/2023 | Fail Screens: D, G, H, J, K, M, V1, S5, A1 | 5/22/2023 | Pass | N/A (Fast Track) | N/A (Fast Track) | N/A (Fast Track) | Executed | No former queue position | not found |  |  |  | Lakewood | 115 |  |  | TRUE | TRUE | Lakewood | 115 |  | 1.041 | [8 empty] | 0 | 1
2022-12-28 15:49 | 3264-RD | Fast Track | Fast Track | Withdrawn | Not Provided | Withdrawn | Withdrawn | SANTA CLARA | AMES DIST SUB | Solar PV | 3 | 2/15/2023 | Withdrawn | Withdrawn | Withdrawn | Withdrawn | Withdrawn | Withdrawn | Withdrawn | Withdrawn | No former queue position |  |  |  |  | Ames Dist |  |  |  | FALSE | FALSE | Ames Dist |  |  | 3 | [8 empty] | 0 | 0
2023-01-26 13:45 | 3265-WD | Fast Track | Fast Track | Withdrawn | 10/2/2023 | Withdrawn | Withdrawn | ALAMEDA | OAKLAND J SUB | Storage | 0.243 | 2/15/2023 | 3/13/2023 | Fail Screens: 2, 4, 6, 10 | 5/24/2023 | Pass | Withdrawn | Withdrawn | Withdrawn | Withdrawn | No former queue position |  |  |  |  | Oakland J | 115 |  |  | TRUE | FALSE | Oakland J | 115 | [7 empty] | 0.243 |  | 0.243 | 0 | 0
2023-01-26 13:45 | 3266-WD | Fast Track | Fast Track | Withdrawn | 4/30/2024 | Withdrawn | Withdrawn | SANTA CRUZ | GREEN VALLEY SUB | Solar PV | 3.783 | 2/15/2023 | Withdrawn | Withdrawn | Withdrawn | Withdrawn | Withdrawn | Withdrawn | Withdrawn | Withdrawn | No former queue position |  |  |  |  | Green Valley | 115 |  |  | TRUE | FALSE | Green Valley | 115 |  | 3.783 | [8 empty] | 0 | 0
2023-02-06 17:11 | 3267-WD | Independent Study | DGSP | Active | 11/1/2024 |  |  | MERCED | MERCED SUB | Gas Turbine | 0.999 | 2/15/2023 | N/A | N/A | N/A | N/A | Pass | 2024-02-02 | N/A | Executed | No former queue position | not found |  |  |  | Merced | 115 |  |  | TRUE | TRUE | Merced | 115 | [10 empty] | 0 | 1
2023-02-06 10:03 | 3268-RD | Fast Track | Fast Track | Withdrawn | Not Provided | Withdrawn | Withdrawn | SANTA CRUZ | GREEN VALLEY SUB | Solar PV,Gas Turbine | 0.5 | 2/22/2023 | 6/28/2023 | Fail Screens: B, F, G, H, I, J, K, L, M, S5 | Withdrawn | Withdrawn | Withdrawn | Withdrawn | Withdrawn | Withdrawn | No former queue position |  |  |  |  | Green Valley | 115 |  |  | TRUE | FALSE | Green Valley | 115 |  | 0.5 | [8 empty] | 0 | 0
2023-02-08 14:57 | 3269-WD | Fast Track | Fast Track | Withdrawn | 4/1/2025 | Withdrawn | Withdrawn | FRESNO | HELM SUB | Solar PV | 1.4 | 3/1/2023 | Withdrawn | Withdrawn | Withdrawn | Withdrawn | Withdrawn | Withdrawn | Withdrawn | Withdrawn | No former queue position |  |  |  |  | Helm | 230 |  |  | TRUE | FALSE | Helm | 230 |  | 1.4 | [8 empty] | 0 | 0
2023-01-23 15:59 | 3270-RD | Fast Track | Fast Track | Active | Not Provided |  |  | SANTA CLARA | WHISMAN SUB | Solar PV | 1.31 | 3/1/2023 | 3/22/2023 | Pass |  |  | N/A (Fast Track) | N/A (Fast Track) | N/A (Fast Track) | Executed | No former queue position | not found |  |  |  | Whisman | 115 |  |  | TRUE | TRUE | Whisman | 115 |  | 1.31 | [8 empty] | 0 | 1
2023-02-10 11:50 | 3271-WD | Fast Track | Fast Track | Withdrawn | 12/16/2024 | Withdrawn | Withdrawn | SAN JOAQUIN | MORMON SUB | Solar PV | 2.214 | 3/1/2023 | 4/20/2023 | Fail Screens: 2, 4, 9, 10 | 7/27/2023 | Fail | Withdrawn | Withdrawn | Withdrawn | Withdrawn | No former queue position |  |  |  |  | Mormon |  |  |  | FALSE | FALSE | Mormon |  |  | 2.214 | [8 empty] | 0 | 0
2023-02-13 14:12 | 3272-RD | Fast Track | Fast Track | Active | Not Provided |  |  | KINGS | CORCORAN SUB | Linear Generator | 0.988 | 3/1/2023 | 4/21/2023 | Fail Screens: B, D, F, G, I, J, K, L, M, V1, S5, A1 | 7/31/2023 | Pass | N/A (Fast Track) | N/A (Fast Track) | N/A (Fast Track) | Executed | No former queue position | Corcoran |  |  |  | Corcoran | 115 |  |  | TRUE | TRUE | Corcoran | [11 empty] | 0 | 1
2023-02-06 15:11 | 3273-WD | Independent Study | Independent Study | Active | 11/1/2024 |  |  | MERCED | WILSON SUB | Biomass | 0.999 | 3/8/2023 | N/A | N/A (Independent Study) | N/A | N/A (Independent Study) | Pass | 9/11/2023 | N/A | Executed | No former queue position | Wilson |  |  |  | Wilson | 230 |  |  | TRUE | TRUE | Wilson | [11 empty] | 0 | 1
2023-02-15 16:05 | 3274-WD | Fast Track | Fast Track | Withdrawn | 4/19/2024 | Withdrawn | Withdrawn | ALAMEDA | NEWARK SUB | Solar PV | 1.1347 | 3/8/2023 | 8/30/2023 | Fail Screens: 2, 4, 10 | Withdrawn | Withdrawn | Withdrawn | Withdrawn | Withdrawn | Withdrawn | No former queue position |  |  |  |  | Newark | 230 |  |  | TRUE | FALSE | Newark | 230 |  | 1.1347 | [8 empty] | 0 | 0
2023-02-16 08:06 | 3275-WD | Fast Track | Fast Track | Withdrawn | 4/19/2024 | Withdrawn | Withdrawn | ALAMEDA | GRANT SUB | Solar PV, Storage | 1.135 | 3/8/2023 | Withdrawn | Withdrawn | Withdrawn | Withdrawn | Withdrawn | Withdrawn | Withdrawn | Withdrawn | No former queue position |  |  |  |  | Grant | 115 |  |  | TRUE | FALSE | Grant | 115 |  | 1.135 | [5 empty] | 1.135 |  | 1.135 | 0 | 0
2023-02-16 08:38 | 3276-WD | Fast Track | Fast Track | Withdrawn | 4/19/2024 | Withdrawn | Withdrawn | ALAMEDA | EDES SUB | Solar PV | 1.578 | 3/8/2023 | 3/27/2023 | Fail Screens: 2, 10 | 5/8/2023 | Pass | Withdrawn | Withdrawn | Withdrawn | Withdrawn | No former queue position |  |  |  |  | Edes | 115 |  |  | TRUE | FALSE | Edes | 115 |  | 1.578 | [8 empty] | 0 | 0
2023-02-16 11:27 | 3277-WD | Fast Track | Fast Track | Withdrawn | 4/19/2024 | Withdrawn | Withdrawn | ALAMEDA | EDES SUB | Solar PV | 1.459 | 3/8/2023 | 3/27/2023 | Fail Screens: 2, 10 | 6/7/2023 | Pass | Withdrawn | Withdrawn | Withdrawn | Withdrawn | No former queue position |  |  |  |  | Edes | 115 |  |  | TRUE | FALSE | Edes | 115 |  | 1.459 | [8 empty] | 0 | 0
2023-02-07 14:05 | 3278-RD | Detailed Study | Detailed Study | Active | Not Provided |  |  | SAN JOAQUIN | WEBER SUB | Solar PV | 5.52 | 3/8/2023 | N/A | N/A | N/A | N/A | Pass | 2024-04-02 | N/A | Executed | No former queue position | Weber | 60 |  |  | Weber | 230 |  |  | TRUE | TRUE | Weber | 60 |  | 5.52 | [8 empty] | 0 | 1
2023-02-16 13:19 | 3279-WD | Fast Track | Independent Study | Withdrawn | 4/19/2024 | Withdrawn | Withdrawn | SAN JOAQUIN | BANTA SUB | Linear Generator | 2.503 | 3/8/2023 | 4/13/2023 | Fail Screens: 2, 4, 10 | 6/8/2023 | Fail | Withdrawn | Withdrawn | Withdrawn | Withdrawn | No former queue position |  |  |  |  | Banta |  |  |  | FALSE | FALSE | Banta | [11 empty] | 0 | 0
2023-02-16 07:52 | 3280-RD | Detailed Study | Detailed Study | Withdrawn | Not Provided | Withdrawn | Withdrawn | KINGS | JACOBS CORNER SUB | Solar PV, Storage | 9.85 | 3/15/2023 | Withdrawn | Withdrawn | Withdrawn | Withdrawn | Withdrawn | Withdrawn | Withdrawn | Withdrawn | No former queue position |  |  |  |  | Jacobs Corner |  |  |  | FALSE | FALSE | Jacobs Corner |  |  | 9.85 | [5 empty] | 9.85 |  | 9.85 | 0 | 0
2023-02-17 10:15 | 3281-RD | Detailed Study | Detailed Study | Active | Not Provided |  |  | MERCED | CANAL SUB | Cogeneration | 1.998 | 3/15/2023 | N/A | N/A | N/A | N/A | Pass | 8/15/2023 | N/A | Executed | No former queue position | not found |  |  |  | Canal |  |  |  | FALSE | FALSE | Canal | [11 empty] | 0 | 1
2023-02-17 13:21 | 3282-RD | Detailed Study | Detailed Study | Withdrawn | Not Provided | Withdrawn | Withdrawn | KINGS | GUERNSEY SUB | Gas Turbine | 2.997 | 3/15/2023 | Withdrawn | Withdrawn | Withdrawn | Withdrawn | Withdrawn | Withdrawn | Withdrawn | Withdrawn | No former queue position |  |  |  |  | Guernsey | 70 |  |  | TRUE | FALSE | Guernsey | 70 | [10 empty] | 0 | 0
2023-02-17 17:07 | 3283-RD | Detailed Study | Detailed Study | Active | Not Provided |  |  | MERCED | SANTA RITA SUB | Engine | 0.999 | 3/15/2023 | N/A | N/A | N/A | N/A | Pass | 8/24/2023 | N/A | Tendered | No former queue position | not found |  |  |  | Santa Rita |  |  |  | FALSE | FALSE | Santa Rita | [11 empty] | 0 | 0
2023-02-27 15:01 | 3284-RD | Fast Track | Fast Track | Active | Not Provided |  |  | FRESNO | SCHINDLER SUB | Solar PV | 1.32 | 3/15/2023 | 4/11/2023 | Fail Screens: F, J, K, M, V1, S5, A1 | 5/16/2023 | Pass | N/A (Fast Track) | N/A (Fast Track) | N/A (Fast Track) | Executed | No former queue position | Schindler |  |  |  | Schindler | 115 |  |  | TRUE | TRUE | Schindler |  |  | 1.32 | [8 empty] | 0 | 1
2023-01-07 16:40 | 3285-RD | Fast Track | Fast Track | Active | Not Provided |  |  | FRESNO | DUNLAP SUB | Solar PV | 0.05 | 3/15/2023 | 4/4/2023 | Pass |  |  | N/A (Fast Track) | N/A (Fast Track) | N/A (Fast Track) | Executed | No former queue position | not found |  | not found |  | Dunlap |  |  |  | FALSE | FALSE | not found |  |  | 0.05 | [8 empty] | 0 | 1
2023-02-13 14:03 | 3286-RD | Fast Track | Fast Track | Withdrawn | Not Provided | Withdrawn | Withdrawn | COLUSA | WILLIAMS SUB | Solar PV | 2.503 | 3/22/2023 | 4/12/2023 | Fail Screens: D, I, J, K, M, V1, V2, S5, A1 | Withdrawn | Withdrawn | Withdrawn | Withdrawn | Withdrawn | Withdrawn | No former queue position |  |  |  |  | Williams |  |  |  | FALSE | FALSE | Williams |  |  | 2.503 | [8 empty] | 0 | 0
2023-03-02 16:29 | 3287-RD | Fast Track | Fast Track | Active | Not Provided |  |  | ALAMEDA | EL CERRITO G SUB | Engine, Solar PV | 6.065 | 3/22/2023 | 8/4/2023 | Fail Screens: B, F, I, J, K, L, M | 12/4/2023 | Pass | N/A (Fast Track) | N/A (Fast Track) | N/A (Fast Track) | Executed | No former queue position | not found |  |  |  | El Cerrito G | 115 |  |  | TRUE | TRUE | El Cerrito G | 115 |  | 6.065 | [8 empty] | 0 | 1
2023-01-20 15:09 | 3288-RD | Fast Track | Fast Track | Active | Not Provided |  |  | FRESNO | CALIFORNIA AVE SUB | Solar PV | 2.385 | 3/22/2023 | 5/5/2023 | Fail Screens: F, J, K, M, S5 | 7/7/2023 | Pass | N/A (Fast Track) | N/A (Fast Track) | N/A (Fast Track) | Executed | No former queue position | not found |  |  |  | California Ave | 115 |  |  | TRUE | TRUE | California Ave | 115 |  | 2.385 | [8 empty] | 0 | 1
2023-02-24 10:26 | 3289-RD | Detailed Study | Detailed Study | Withdrawn | Not Provided | Withdrawn | Withdrawn | SAN LUIS OBISPO | CARRIZO PLAINS SUB | Solar PV | 4.9 | 3/22/2023 | Withdrawn | Withdrawn | Withdrawn | Withdrawn | Withdrawn | Withdrawn | Withdrawn | Withdrawn | No former queue position |  |  |  |  | Carrizo Plains | 115 |  |  | TRUE | FALSE | Carrizo Plains | 115 |  | 4.9 | [8 empty] | 0 | 0
2023-02-24 10:50 | 3290-RD | Fast Track | Fast Track | Withdrawn | Not Provided | Withdrawn | Withdrawn | SOLANO | VACA DIXON SUB | Solar PV | 2.999 | 3/22/2023 | 4/21/2023 | Fail Screens: B, D, F, I, J, K, M, S5, A1 | Withdrawn | Withdrawn | Withdrawn | Withdrawn | Withdrawn | Withdrawn | No former queue position |  |  |  |  | Vaca Dixon | 500 |  |  | TRUE | FALSE | Vaca Dixon | 500 |  | 2.999 | [8 empty] | 0 | 0
2023-02-27 10:55 | 3291-WD | Independent Study | Independent Study | Withdrawn | 9/27/2024 | Withdrawn | Withdrawn | EL DORADO | DIAMOND SPRINGS SUB | Solar PV | 4.99 | 3/22/2023 | Withdrawn | Withdrawn | Withdrawn | Withdrawn | Withdrawn | Withdrawn | Withdrawn | Withdrawn | No former queue position |  |  |  |  | Diamond Springs |  |  |  | FALSE | FALSE | Diamond Springs |  |  | 4.99 | [8 empty] | 0 | 0
2023-02-27 12:00 | 3292-RD | Detailed Study | Detailed Study | Active | Not Provided |  |  | KERN | WEEDPATCH SUB | Solar PV, Storage | 9.7 | 3/22/2023 | N/A | N/A | N/A | N/A | Pass | 12/26/2023 | 2024-07-11 | Executed | No former queue position | not found |  |  |  | Weedpatch |  |  |  | FALSE | FALSE | Weedpatch |  |  | 9.7 | [5 empty] | 9.7 |  | 9.7 | 0 | 1
2023-02-27 13:08 | 3293-RD | Detailed Study | Detailed Study | Active | Not Provided |  |  | KERN | SAN BERNARD SUB | Solar PV, Storage | 9.7 | 3/22/2023 | N/A | N/A | N/A | N/A | Fail | 2/8/2024 | 2024-08-27 | Executed | No former queue position | San Bernardino | 230 |  |  | San Bernard |  |  |  | FALSE | FALSE | San Bernardino | 230 |  | 9.7 | [5 empty] | 9.7 |  | 9.7 | 0 | 1
2023-02-27 14:41 | 3294-RD | Detailed Study | Detailed Study | Active | Not Provided |  |  | KERN | WHEELER RIDGE SUB | Solar PV, Storage | 9.7 | 3/22/2023 | N/A | N/A | N/A | N/A | Pass | 2/22/2024 | 2024-08-27 | Executed | No former queue position | Wheeler Ridge | 70 |  |  | Wheeler Ridge | 230 |  |  | TRUE | TRUE | Wheeler Ridge | 70 |  | 9.7 | [5 empty] | 9.7 |  | 9.7 | 0 | 1
2023-02-27 15:37 | 3295-RD | Detailed Study | Detailed Study | Withdrawn | Not Provided | Withdrawn | Withdrawn | MADERA | CHOWCHILLA SUB | Solar PV, Storage | 9.7 | 3/22/2023 | Withdrawn | Withdrawn | Withdrawn | Withdrawn | Withdrawn | Withdrawn | Withdrawn | Withdrawn | No former queue position |  |  |  |  | Chowchilla | 115 |  |  | TRUE | FALSE | Chowchilla | 115 |  | 9.7 | [5 empty] | 9.7 |  | 9.7 | 0 | 0
2023-02-27 17:00 | 3296-WD | Fast Track | Fast Track | Withdrawn | 9/27/2024 | Withdrawn | Withdrawn | KINGS | GUERNSEY SUB | Solar PV | 2 | 3/22/2023 | 4/11/2023 | Fail Screens: 2, 4, 10 | 7/28/2023 | Fail | Withdrawn | Withdrawn | Withdrawn | Withdrawn | No former queue position |  |  |  |  | Guernsey | 70 |  |  | TRUE | FALSE | Guernsey | 70 |  | 2 | [8 empty] | 0 | 0
2023-02-28 10:04 | 3297-WD | Fast Track | Fast Track | Withdrawn | 8/11/2023 | Withdrawn | Withdrawn | SAN MATEO | EAST GRAND SUB | Solar PV | 0.494 | 3/22/2023 | 4/12/2023 | Fail Screens: 2, 7, 10 | 7/12/2023 | Pass | Withdrawn | Withdrawn | Withdrawn | Withdrawn | No former queue position |  |  |  |  | East Grand |  |  |  | FALSE | FALSE | East Grand |  |  | 0.494 | [8 empty] | 0 | 0
2023-02-28 11:43 | 3298-RD | Detailed Study | Detailed Study | Active | Not Provided |  |  | KERN | CHARCA SUB | Solar PV, Storage | 9.7 | 3/22/2023 | N/A | N/A | N/A | N/A | Pass | 2023-10-06 | 2024-07-11 | Executed | No former queue position | Charca | 115 |  |  | Charca | 115 |  |  | TRUE | TRUE | Charca | 115 |  | 9.7 | [5 empty] | 9.7 |  | 9.7 | 0 | 1
2023-03-03 16:29 | 3299-WD | Independent Study | Independent Study | Withdrawn | 9/30/2024 | Withdrawn | Withdrawn | SHASTA | JESSUP SUB | Solar PV | 2.504 | 3/29/2023 | Withdrawn | Withdrawn | Withdrawn | Withdrawn | Withdrawn | Withdrawn | Withdrawn | Withdrawn | No former queue position |  |  |  |  | Jessup | 115 |  |  | TRUE | FALSE | Jessup | 115 |  | 2.504 | [8 empty] | 0 | 0
2023-03-03 17:04 | 3300-WD | Independent Study | Independent Study | Withdrawn | 9/30/2024 | Withdrawn | Withdrawn | TEHAMA | RED BLUFF SUB | Solar PV | 4.99 | 3/29/2023 | Withdrawn | Withdrawn | Withdrawn | Withdrawn | Withdrawn | Withdrawn | Withdrawn | Withdrawn | No former queue position |  |  |  |  | Red Bluff | 500 |  |  | TRUE | FALSE | Red Bluff | 500 |  | 4.99 | [8 empty] | 0 | 0
2023-02-21 10:42 | 3301-RD | Detailed Study | Detailed Study | Active | Not Provided |  |  | SOLANO | BAHIA SUB | Solar PV | 1.28 | 3/29/2023 | N/A | N/A | N/A | N/A | Pass | 8/24/2023 | N/A | Executed | No former queue position | Bahia |  |  |  | Bahia | 230 |  |  | TRUE | TRUE | Bahia |  |  | 1.28 | [8 empty] | 0 | 1
2023-03-09 15:46 | 3302-WD | DGSP | DGSP | Withdrawn | 4/1/2025 | Withdrawn | Withdrawn | FRESNO | HELM SUB | Solar PV | 1.25 | 3/29/2023 | Withdrawn | Withdrawn | Withdrawn | Withdrawn | Withdrawn | Withdrawn | Withdrawn | Withdrawn | No former queue position |  |  |  |  | Helm | 230 |  |  | TRUE | FALSE | Helm | 230 |  | 1.25 | [8 empty] | 0 | 0
2023-03-03 19:16 | 3303-RD | Fast Track | Fast Track | Active | Not Provided |  |  | CONTRA COSTA | RICHMOND R SUB | Cogeneration,Solar PV | 1.71 | 3/29/2023 | 4/25/2023 | Fail Screens: B, F, I, J, K, M | 5/23/2023 | Pass | N/A (Fast Track) | N/A (Fast Track) | N/A (Fast Track) | Executed | No former queue position | Richmond R |  |  |  | Richmond R | 115 |  |  | TRUE | TRUE | Richmond R |  |  | 1.71 | [8 empty] | 0 | 1
2023-03-07 15:49 | 3304-RD | Fast Track | Fast Track | Active | Not Provided |  |  | PLACER | PLEASANT GROVE SUB | Solar PV | 0.12 | 3/29/2023 | 5/23/2023 | Fail Screens: F, G, I, J, K, M | 11/7/2023 | Pass | N/A (Fast Track) | N/A (Fast Track) | N/A (Fast Track) | Executed | No former queue position | Pleasant Grove |  | Pleasant Grove | 115 | Pleasant Grove | 115 |  |  | TRUE | TRUE | Pleasant Grove |  |  | 0.12 | [8 empty] | 0 | 1
2023-03-10 11:41 | 3305-RD | Fast Track | Fast Track | Active | Not Provided |  |  | SONOMA | TYLER SUB | Solar PV | 1.004 | 3/29/2023 | 4/28/2023 | Pass |  |  | N/A (Fast Track) | N/A (Fast Track) | N/A (Fast Track) | Executed | No former queue position | not found |  |  |  | Tyler |  |  |  | FALSE | FALSE | Tyler |  |  | 1.004 | [8 empty] | 0 | 1
2023-03-10 17:50 | 3306-WD | Independent Study | DGSP | Active | 11/28/2025 |  |  | ALAMEDA | NEWARK DIST SUB | Solar PV | 15 | 3/29/2023 | N/A | N/A | N/A | N/A | Pass | 2025-04-29 |  |  | No former queue position | Newark | 60 | Newark | 60 | Newark Dist |  |  |  | FALSE | FALSE | Newark | 60 |  | 15 | [8 empty] | 0 | 0
2023-03-10 19:16 | 3307-WD | Independent Study | DGSP | Active | 11/28/2025 |  |  | ALAMEDA | NEWARK DIST SUB | Storage | 14.959 | 3/29/2023 | N/A | N/A | N/A | N/A | Pass | In Progress |  |  | No former queue position | Newark | 60 | Newark | 60 | Newark Dist |  |  |  | FALSE | FALSE | Newark | 60 | [7 empty] | 14.959 |  | 14.959 | 0 | 0
2023-03-16 20:34 | 3308-RD | Fast Track | Detailed Study | Active | Not Provided |  |  | AMADOR | ELECTRA PH | Engine, Solar PV | 0.5 | 3/29/2023 | 6/27/2023 | Fail Screens: D, I, J, L, M, S5 | 1/12/2024 | Fail | Pass | 2024-06-03 | N/A | Executed | No former queue position | not found |  |  |  | Electra Ph |  |  |  | FALSE | FALSE | Electra Ph |  |  | 0.5 | [8 empty] | 0 | 1
2023-03-07 15:51 | 3309-RD | Fast Track | Fast Track | Active | Not Provided |  |  | SANTA CLARA | LLAGAS SUB | Solar PV | 1.26 | 4/5/2023 | 4/24/2023 | Fail Screens: I, J, K, M, S5 | 5/26/2023 | Pass | N/A (Fast Track) | N/A (Fast Track) | N/A (Fast Track) | Executed | No former queue position | Llagas |  |  |  | Llagas | 115 |  |  | TRUE | TRUE | Llagas |  |  | 1.26 | [8 empty] | 0 | 1
2023-03-13 08:32 | 3310-RD | Fast Track | Detailed Study | Withdrawn | Not Provided | Withdrawn | Withdrawn | FRESNO | WAHTOKE SUB | Solar PV | 2.25 | 4/5/2023 | 4/26/2023 | Fail Screens: F, J, K, M, V1, V2, S5, A1 | 7/18/2023 | Fail | Withdrawn | Withdrawn | Withdrawn | Withdrawn | No former queue position |  |  |  |  | Wahtoke | 115 |  |  | TRUE | FALSE | Wahtoke | 115 |  | 2.25 | [8 empty] | 0 | 0
2023-03-13 09:04 | 3311-RD | Fast Track | Detailed Study | Active | Not Provided |  |  | FRESNO | WAHTOKE SUB | Solar PV | 1 | 4/5/2023 | 4/28/2023 | Fail Screens: F, J, K, M, V1, V2, S5 | 7/18/2023 | Fail | Pass | 1/25/2024 | N/A | Executed | No former queue position | not found |  |  |  | Wahtoke | 115 |  |  | TRUE | TRUE | Wahtoke | 115 |  | 1 | [8 empty] | 0 | 1
2023-03-02 05:51 | 3312-RD | Detailed Study | Detailed Study | Withdrawn | Not Provided | Withdrawn | Withdrawn | ALAMEDA | CASTRO VALLEY SUB | Solar PV, Storage | 2.078 | 4/5/2023 | Withdrawn | Withdrawn | Withdrawn | Withdrawn | Withdrawn | Withdrawn | Withdrawn | Withdrawn | No former queue position |  |  |  |  | Castro Valley | 230 |  |  | TRUE | FALSE | Castro Valley | 230 |  | 2.078 | [5 empty] | 2.078 |  | 2.078 | 0 | 0
2023-03-03 22:59 | 3313-WD | Independent Study | Independent Study | Active | 4/10/2024 |  |  | CALAVERAS | VALLEY SPRINGS SUB | Storage | 12.665 | 4/5/2023 | N/A | N/A (Independent Study) | N/A | N/A (Independent Study) | Pass | In Progress |  |  | No former queue position | not found |  | not found |  | Valley Springs | 230 |  |  | TRUE | TRUE | not found | 230 | [7 empty] | 12.665 |  | 12.665 | 0 | 0
2023-03-03 23:58 | 3314-WD | Independent Study | Independent Study | Active | 4/12/2024 |  |  | TUOLUMNE | RACETRACK SUB | Solar PV | 10.976 | 2023-04-05 | N/A | N/A (Independent Study) | N/A | N/A (Independent Study) | Pass | 2025-01-06 |  | Tendered | No former queue position | Race Track | 115 | Race Track | 115 | Racetrack |  |  |  | FALSE | FALSE | Race Track | 115 |  | 10.976 | [8 empty] | 0 | 0
2023-03-04 00:49 | 3315-WD | Independent Study | Independent Study | Active | 4/9/2024 |  |  | MENDOCINO | HOPLAND SUB | Storage | 12.665 | 4/5/2023 | N/A | N/A (Independent Study) | N/A | N/A (Independent Study) | Pass | In Progress |  |  | No former queue position | Hopland | 60 |  |  | Hopland | 115 |  |  | TRUE | TRUE | Hopland | 60 | [7 empty] | 12.665 |  | 12.665 | 0 | 0
2023-03-04 01:39 | 3316-WD | Independent Study | Independent Study | Active | 4/1/2024 |  |  | LAKE | CLEAR LAKE SUB | Storage | 11.821 | 4/5/2023 | N/A | N/A (Independent Study) | N/A | N/A (Independent Study) | Pass | In Progress |  |  | No former queue position | not found |  |  |  | Clear Lake |  |  |  | FALSE | FALSE | Clear Lake | [8 empty] | 11.821 |  | 11.821 | 0 | 0
2023-03-07 05:58 | 3317-RD | Detailed Study | Independent Study | Active | Not Provided |  |  | FRESNO | NEWHALL SUB | Solar PV, Storage | 9.7 | 4/5/2023 | N/A | N/A | N/A | N/A | Pass | 2024-04-01 | N/A | Executed | No former queue position | Newhall | 115 |  |  | Newhall | 115 |  |  | TRUE | TRUE | Newhall | 115 |  | 9.7 | [5 empty] | 9.7 |  | 9.7 | 0 | 1
2023-03-13 14:07 | 3318-WD | Independent Study | Independent Study | Active | 3/31/2025 | 12/20/2024 |  | KERN | BLACKWELL SUB | Storage | 2 | 4/5/2023 | N/A | N/A (Independent Study) | N/A | N/A (Independent Study) | Fail | 10/6/2023 | N/A | Executed | No former queue position | not found |  |  |  | Blackwell |  |  |  | FALSE | FALSE | Blackwell | [8 empty] | 2 |  | 2 | 0 | 1
2023-03-20 12:29 | 3319-RD | Fast Track | Detailed Study | Withdrawn | Not Provided | Withdrawn | Withdrawn | KERN | LERDO SUB | Solar PV, Storage | 3.639 | 4/5/2023 | 5/17/2023 | Fail Screens: B, D, H, I, J, K, L, M, V1, S5, A1 | 6/20/2023 | Fail | Withdrawn | Withdrawn | Withdrawn | Withdrawn | No former queue position |  |  |  |  | Lerdo | 115 |  |  | TRUE | FALSE | Lerdo | 115 |  | 3.639 | [5 empty] | 3.639 |  | 3.639 | 0 | 0
2023-03-16 12:37 | 3320-RD | Detailed Study | DGSP | Withdrawn | Not Provided | Withdrawn | Withdrawn | MERCED | ORTIGA SUB | Solar PV | 1.2832 | 4/5/2023 | Withdrawn | Withdrawn | Withdrawn | Withdrawn | Withdrawn | Withdrawn | Withdrawn | Withdrawn | No former queue position |  |  |  |  | Ortiga |  |  |  | FALSE | FALSE | Ortiga |  |  | 1.2832 | [8 empty] | 0 | 0
2023-03-23 13:04 | 3321-WD | Cluster | Cluster | Active | 11/1/2024 |  |  | KERN | FAMOSO SUB | Storage | 6.087 | 4/5/2023 | N/A | N/A (Cluster) | N/A | N/A (Cluster) | N/A (Cluster) | In Progress |  |  | No former queue position | Famoso | 115 |  |  | Famoso | 115 |  |  | TRUE | TRUE | Famoso | 115 | [7 empty] | 6.087 |  | 6.087 | 0 | 0
2023-03-23 15:28 | 3322-WD | Cluster | Cluster | Active | 11/1/2024 |  |  | KERN | FAMOSO SUB | Storage | 6.087 | 4/5/2023 | N/A | N/A (Cluster) | N/A | N/A (Cluster) | N/A (Cluster) | In Progress |  |  | No former queue position | Famoso | 115 |  |  | Famoso | 115 |  |  | TRUE | TRUE | Famoso | 115 | [7 empty] | 6.087 |  | 6.087 | 0 | 0
2023-03-04 01:24 | 3323-WD | Independent Study | Independent Study | Active | 4/12/2024 |  |  | SAN LUIS OBISPO | FOOTHILL SUB | Biomass | 10.976 | 4/5/2023 | N/A | N/A (Independent Study) | N/A | N/A (Independent Study) | Pass | In Progress |  |  | No former queue position | not found |  |  |  | Foothill |  |  |  | FALSE | FALSE | Foothill | [11 empty] | 0 | 0
2023-03-16 11:50 | 3324-RD | Detailed Study | DGSP | Withdrawn | Not Provided | Withdrawn | Withdrawn | MERCED | ORTIGA SUB | Solar PV | 0.7333 | 4/5/2023 | 4/28/2023 | Withdrawn | Withdrawn | Withdrawn | Withdrawn | Withdrawn | Withdrawn | Withdrawn | No former queue position |  |  |  |  | Ortiga |  |  |  | FALSE | FALSE | Ortiga |  |  | 0.7333 | [8 empty] | 0 | 0
2023-03-22 10:09 | 3325-RD | Fast Track | Fast Track | Active | Not Provided |  |  | FRESNO | COALINGA #2 SUB | Solar PV, Storage | 2.044 | 4/12/2023 | 6/23/2023 | Fail Screens: F, J, K, M, V1, S5, A1 | 8/23/2023 | Pass | N/A (Fast Track) | N/A (Fast Track) | N/A (Fast Track) | Executed | No former queue position | not found |  |  |  | Coalinga #2 |  |  |  | FALSE | FALSE | Coalinga #2 |  |  | 2.044 | [5 empty] | 2.044 |  | 2.044 | 0 | 1
2023-03-15 12:46 | 3326-RD | Detailed Study | Detailed Study | Active | Not Provided |  |  | FRESNO | CANTUA SUB | Solar PV | 2.125 | 4/12/2023 | 5/15/2023 | Fail Screens: D, J, K, M | 6/30/2023 | Pass | N/A | N/A | N/A | Executed | No former queue position | Cantua |  |  |  | Cantua | 115 |  |  | TRUE | TRUE | Cantua |  |  | 2.125 | [8 empty] | 0 | 1
2023-03-17 13:18 | 3327-RD | Fast Track | Fast Track | Withdrawn | Not Provided | Withdrawn | Withdrawn | SAN MATEO | BELMONT SUB | Solar PV | 0.9375 | 4/12/2023 | 2024-04-17 | Withdrawn | Withdrawn | Withdrawn | Withdrawn | Withdrawn | Withdrawn | Withdrawn | No former queue position | not found |  |  |  | Belmont |  |  |  | FALSE | FALSE | Belmont |  |  | 0.9375 | [8 empty] | 0 | 0
2023-03-19 14:39 | 3328-RD | Fast Track | Fast Track | Withdrawn | Not Provided | Withdrawn | Withdrawn | SAN JOAQUIN | LAMMERS SUB | Solar PV | 1.328 | 4/12/2023 | 5/3/2023 | Fail Screens: M, S5 | Withdrawn | Withdrawn | Withdrawn | Withdrawn | Withdrawn | Withdrawn | No former queue position |  |  |  |  | Lammers | 115 |  |  | TRUE | FALSE | Lammers | 115 |  | 1.328 | [8 empty] | 0 | 0
2023-03-13 16:16 | 3329-RD | Fast Track | Fast Track | Active | Not Provided |  |  | HUMBOLDT | EUREKA A SUB | Solar PV,Cogeneration | 0.42 | 4/12/2023 | 5/24/2023 | Fail Screens: B, I, J, M, S5 | 8/21/2023 | Pass | N/A (Fast Track) | N/A (Fast Track) | N/A (Fast Track) | Executed | No former queue position | not found |  |  |  | Eureka A |  |  |  | FALSE | FALSE | Eureka A |  |  | 0.42 | [8 empty] | 0 | 1
2022-12-16 15:36 | 3330-RD | Fast Track | Fast Track | Withdrawn | Not Provided | Withdrawn | Withdrawn | MONTEREY | GREEN VALLEY SUB | Other, Solar PV | 0.564 | 4/12/2023 | 8/3/2023 | Fail Screens: F, G, H, I, J, K, L, M, S5 | 9/20/2023 | Fail | Withdrawn | Withdrawn | Withdrawn | Withdrawn | No former queue position |  |  |  |  | Green Valley | 115 |  |  | TRUE | FALSE | Green Valley | 115 |  | 0.564 | [8 empty] | 0 | 0
2022-12-16 15:36 | 3331-RD | Fast Track | Fast Track | Withdrawn | Not Provided | Withdrawn | Withdrawn | MONTEREY | GREEN VALLEY SUB | Other, Solar PV | 0.869 | 4/12/2023 | 5/24/2023 | Fail Screens: F, G, H, I, J, K, L, M, S5 | 8/3/2023 | Fail | Withdrawn | Withdrawn | Withdrawn | Withdrawn | No former queue position |  |  |  |  | Green Valley | 115 |  |  | TRUE | FALSE | Green Valley | 115 |  | 0.869 | [8 empty] | 0 | 0
2023-03-20 13:57 | 3332-RD | Fast Track | Fast Track | Active | Not Provided |  |  | NAPA | TULUCAY SUB | Other, Storage | 1.715 | 4/19/2023 | 8/9/2023 | Fail Screens: B, C, D, F, G, I, J, K, M, V1, S5, A1 | 1/17/2024 | Pass | N/A (Fast Track) | N/A (Fast Track) | N/A (Fast Track) | Executed | No former queue position | Tulucay |  |  |  | Tulucay | 230 |  |  | TRUE | TRUE | Tulucay | [8 empty] | 1.715 |  | 1.715 | 0 | 1
2023-03-07 15:56 | 3333-RD | Fast Track | Fast Track | Active | Not Provided |  |  | ALAMEDA | OAKLAND J SUB | Storage - EVSE | 0.072 | 4/19/2023 | 5/24/2023 | Fail Screens: B, D, F, G, I, J, K, M, V1, S5, A1 | 8/7/2023 | Pass | N/A (Fast Track) | N/A (Fast Track) | N/A (Fast Track) | Executed | No former queue position | Oakland J |  |  |  | Oakland J | 115 |  |  | TRUE | TRUE | Oakland J | [8 empty] | 0.072 |  | 0.072 | 0 | 1
2023-03-10 15:10 | 3334-RD | Detailed Study | Detailed Study | Withdrawn | Not Provided | Withdrawn | Withdrawn | MADERA | EL PECO SUB | Solar PV | 5 | 4/19/2023 | Withdrawn | Withdrawn | Withdrawn | Withdrawn | Withdrawn | Withdrawn | Withdrawn | Withdrawn | No former queue position |  |  |  |  | El Peco |  |  |  | FALSE | FALSE | El Peco |  |  | 5 | [8 empty] | 0 | 0
2023-03-10 15:17 | 3335-RD | Independent Study | Detailed Study | Active | Not Provided |  |  | KERN | WEEDPATCH SUB | Solar PV, Storage | 9.7 | 4/19/2023 | N/A | N/A | N/A | N/A | Fail | 12/26/2023 | 2024-07-11 | Executed | No former queue position | not found |  |  |  | Weedpatch |  |  |  | FALSE | FALSE | Weedpatch |  |  | 9.7 | [5 empty] | 9.7 |  | 9.7 | 0 | 1
2023-03-23 16:24 | 3336-RD | Fast Track | Fast Track | Active | Not Provided |  |  | SANTA BARBARA | DIVIDE SUB | Solar PV | 0.96 | 4/19/2023 | 8/1/2023 | Pass |  |  | N/A (Fast Track) | N/A (Fast Track) | N/A (Fast Track) | Executed | No former queue position | not found |  | Divide | 115 | Divide | 115 |  |  | TRUE | TRUE | Divide | 115 |  | 0.96 | [8 empty] | 0 | 1
2023-03-24 15:00 | 3337-RD | Fast Track | Detailed Study | Withdrawn | Not Provided | Withdrawn | Withdrawn | SOLANO | PEABODY SUB | Solar PV | 1.044 | 4/19/2023 | 7/6/2023 | Fail Screens: D, I, J, K, M, V1, V2, S5 | 9/13/2023 | Fail | Withdrawn | Withdrawn | Withdrawn | Withdrawn | No former queue position |  |  |  |  | Peabody | 230 |  |  | TRUE | FALSE | Peabody | 230 |  | 1.044 | [8 empty] | 0 | 0
2023-03-24 15:13 | 3338-RD | Fast Track | Detailed Study | Active | Not Provided |  |  | KERN | RIO BRAVO SUB | Solar PV | 1.044 | 4/19/2023 | 7/28/2023 | Fail Screens: B, D, F, G, H, I, J, K, M, V1, V2, S5, A1 | 9/14/2023 | Fail | Pass | 2024-07-24 | N/A | Tendered | No former queue position | Rio Bravo |  |  |  | Rio Bravo | 115 |  |  | TRUE | TRUE | Rio Bravo |  |  | 1.044 | [8 empty] | 0 | 0
2023-03-24 16:15 | 3339-RD | Fast Track | Fast Track | Active | Not Provided |  |  | ALAMEDA | DUMBARTON SUB | Solar PV | 1.552 | 4/19/2023 | 8/14/2023 | Fail Screens: J, K, M, S5 |  |  | N/A (Fast Track) | N/A (Fast Track) | N/A (Fast Track) | Executed | No former queue position | Dumbarton |  |  |  | Dumbarton | 115 |  |  | TRUE | TRUE | Dumbarton |  |  | 1.552 | [8 empty] | 0 | 1
2023-03-24 16:47 | 3340-RD | Fast Track | Fast Track | Active | Not Provided |  |  | ALAMEDA | DUMBARTON SUB | Solar PV | 2.63 | 4/19/2023 | 8/17/2023 | Pass |  |  | N/A (Fast Track) | N/A (Fast Track) | N/A (Fast Track) | Executed | No former queue position | Dumbarton |  |  |  | Dumbarton | 115 |  |  | TRUE | TRUE | Dumbarton |  |  | 2.63 | [8 empty] | 0 | 1
2023-03-28 13:55 | 3341-RD | Fast Track | Fast Track | Active | Not Provided |  |  | MADERA | MADERA SUB | Solar PV | 1.562 | 4/19/2023 | 5/24/2023 | Pass |  |  | N/A (Fast Track) | N/A (Fast Track) | N/A (Fast Track) | Executed | No former queue position | Madera |  |  |  | Madera | 70 |  |  | TRUE | TRUE | Madera |  |  | 1.562 | [8 empty] | 0 | 1
2023-03-29 19:45 | 3342-RD | Fast Track | Fast Track | Active | Not Provided |  |  | KERN | STOCKDALE SUB | Cogeneration,Solar PV | 0.13 | 4/19/2023 | 8/25/2023 | Fail Screens: B, F, H, I, J, K, M, V2, S5 |  |  | N/A (Fast Track) | N/A (Fast Track) | N/A (Fast Track) | Executed | No former queue position | Stockdale |  |  |  | Stockdale | 230 |  |  | TRUE | TRUE | Stockdale |  |  | 0.13 | [8 empty] | 0 | 1
2023-03-30 08:38 | 3343-RD | Fast Track | Fast Track | Active | Not Provided |  |  | SANTA CLARA | NORTECH SUB | Solar PV | 1.692 | 4/19/2023 | 6/7/2023 | Fail Screens: F, G, H, J, K, L, M, S5 | 7/24/2023 | Pass | N/A (Fast Track) | N/A (Fast Track) | N/A (Fast Track) | Executed | No former queue position | not found |  |  |  | Nortech | 115 |  |  | TRUE | TRUE | Nortech | 115 |  | 1.692 | [8 empty] | 0 | 1
2023-03-30 10:52 | 3344-RD | Detailed Study | Detailed Study | Active | Not Provided |  |  | MONTEREY | TBD | Solar PV | 5.802 | 4/19/2023 | N/A | N/A | N/A | N/A |  |  |  |  | No former queue position | not found |  | not found |  | Tbd |  |  |  | FALSE | FALSE | not found |  |  | 5.802 | [8 empty] | 0 | 0
2023-03-30 11:18 | 3345-RD | Fast Track | Fast Track | Active | Not Provided |  |  | SANTA CLARA | NORTECH SUB | Solar PV | 1.043 | 4/19/2023 | 6/7/2023 | Fail Screens: D, F, G, H, J, K, L, M, S5 | 7/24/2023 | Pass | N/A (Fast Track) | N/A (Fast Track) | N/A (Fast Track) | Executed | No former queue position | not found |  |  |  | Nortech | 115 |  |  | TRUE | TRUE | Nortech | 115 |  | 1.043 | [8 empty] | 0 | 1
2023-03-30 13:40 | 3346-RD | Fast Track | Fast Track | Active | Not Provided |  |  | SANTA CLARA | NORTECH SUB | Solar PV | 1.437 | 4/19/2023 | 5/23/2023 | Pass |  |  | N/A (Fast Track) | N/A (Fast Track) | N/A (Fast Track) | Executed | No former queue position | not found |  |  |  | Nortech | 115 |  |  | TRUE | TRUE | Nortech | 115 |  | 1.437 | [8 empty] | 0 | 1
2023-03-24 16:26 | 3347-RD | Fast Track | Fast Track | Active | Not Provided |  |  | ALAMEDA | DUMBARTON SUB | Solar PV | 1.326 | 4/19/2023 | 8/14/2023 | Fail Screens: F, J, K, M, S5 |  |  | N/A (Fast Track) | N/A (Fast Track) | N/A (Fast Track) | Executed | No former queue position | Dumbarton |  |  |  | Dumbarton | 115 |  |  | TRUE | TRUE | Dumbarton |  |  | 1.326 | [8 empty] | 0 | 1
2023-03-27 15:45 | 3348-WD | Cluster | Cluster | Active | 4/1/2024 |  |  | KINGS | GUERNSEY SUB | Solar PV | 3 | 4/19/2023 | N/A | N/A (Cluster) | N/A | N/A (Cluster) | N/A (Cluster) | In Progress |  |  | No former queue position | not found |  |  |  | Guernsey | 70 |  |  | TRUE | TRUE | Guernsey | 70 |  | 3 | [8 empty] | 0 | 0
2023-03-29 12:39 | 3349-RD | Fast Track | Fast Track | Active | Not Provided |  |  | KINGS | CORCORAN SUB | Solar PV | 1.055 | 4/19/2023 | 5/26/2023 | Fail Screens: D, F, G, J, K, L, M, S5 | 7/19/2023 | Pass | N/A (Fast Track) | N/A (Fast Track) | N/A (Fast Track) | Executed | No former queue position | Corcoran |  |  |  | Corcoran | 115 |  |  | TRUE | TRUE | Corcoran |  |  | 1.055 | [8 empty] | 0 | 1
2023-03-29 14:45 | 3350-RD | Fast Track | Fast Track | Active | Not Provided |  |  | KERN | SEMITROPIC SUB | Solar PV | 0.48425 | 4/19/2023 | 8/4/2023 | Pass |  |  | N/A (Fast Track) | N/A (Fast Track) | N/A (Fast Track) | Executed | No former queue position | Semitropic |  | Semitropic |  | Semitropic | 115 |  |  | TRUE | TRUE | Semitropic |  |  | 0.48425 | [8 empty] | 0 | 1
2023-03-31 11:53 | 3351-RD | Fast Track | Detailed Study | Active | Not Provided |  |  | BUTTE | HAMILTON A SUB | Solar PV | 2 | 4/19/2023 | 5/23/2023 | Fail Screens: F, I, J, K, M | 9/18/2023 | Fail | Pass | 2024-05-09 | N/A | Executed | No former queue position | not found |  |  |  | Hamilton A |  |  |  | FALSE | FALSE | Hamilton A |  |  | 2 | [8 empty] | 0 | 1
2023-03-30 12:39 | 3352-RD | Fast Track | Fast Track | Withdrawn | Not Provided | Withdrawn | Withdrawn | SANTA CLARA | NORTECH SUB | Solar PV | 1.327 | 4/19/2023 | 5/16/2023 | Fail Screens: B, F, G, H, I, J, K, L, M, S5 | 7/24/2023 | Pass | Withdrawn | Withdrawn | Withdrawn | Withdrawn | No former queue position |  |  |  |  | Nortech | 115 |  |  | TRUE | FALSE | Nortech | 115 |  | 1.327 | [8 empty] | 0 | 0
2023-03-30 15:27 | 3353-RD | Fast Track | Fast Track | Active | Not Provided |  |  | SANTA CLARA | NORTECH SUB | Solar PV | 1.181 | 4/19/2023 | 5/16/2023 | Fail Screens: D, G, H, J, K, L, M, S5 | 7/24/2023 | Pass | N/A (Fast Track) | N/A (Fast Track) | N/A (Fast Track) | Executed | No former queue position | not found |  |  |  | Nortech | 115 |  |  | TRUE | TRUE | Nortech | 115 |  | 1.181 | [8 empty] | 0 | 1
2023-03-14 15:19 | 3354-RD | Fast Track | Fast Track | Active | Not Provided |  |  | KERN | MAGUNDEN SUB | Solar PV | 1 | 4/26/2023 | 2024-10-15 | Pass |  |  | N/A (Fast Track) | N/A (Fast Track) | N/A (Fast Track) | Executed | No former queue position | Magunden |  |  |  | Magunden | 230 |  |  | TRUE | TRUE | Magunden |  |  | 1 | [8 empty] | 0 | 1
2023-03-23 11:19 | 3355-WD | DGSP | DGSP | Active | 8/1/2024 |  |  | KERN | SMYRNA SUB | Solar PV, Storage | 4.99 | 4/26/2023 | N/A | N/A | N/A | N/A | Pass | 2024-05-13 | N/A | Executed | No former queue position | Smyrna |  |  |  | Smyrna | 115 |  |  | TRUE | TRUE | Smyrna |  |  | 4.99 | [5 empty] | 4.99 |  | 4.99 | 0 | 1
2023-03-28 19:00 | 3356-RD | Detailed Study | Detailed Study | Withdrawn | Not Provided | Withdrawn | Withdrawn | SANTA CLARA | AMES DIST SUB | Solar PV, Storage | 9.588 | 4/26/2023 | Withdrawn | Withdrawn | Withdrawn | Withdrawn | Withdrawn | Withdrawn | Withdrawn | Withdrawn | No former queue position |  |  |  |  | Ames Dist |  |  |  | FALSE | FALSE | Ames Dist |  |  | 9.588 | [5 empty] | 9.588 |  | 9.588 | 0 | 0
2023-03-29 09:20 | 3357-RD | Fast Track | Fast Track | Active | Not Provided |  |  | KERN | LERDO SUB | Solar PV | 0.9 | 4/26/2023 | 6/1/2023 | Pass |  |  | N/A (Fast Track) | N/A (Fast Track) | N/A (Fast Track) | Executed | No former queue position | Lerdo |  |  |  | Lerdo | 115 |  |  | TRUE | TRUE | Lerdo |  |  | 0.9 | [8 empty] | 0 | 1
2023-03-30 08:07 | 3358-RD | Fast Track | Fast Track | Withdrawn | Not Provided | Withdrawn | Withdrawn | SAN JOAQUIN | ROUGH & READY SUB | Solar PV | 1.62 | 4/26/2023 | 2025-01-06 | Fail Screens: D, F, G, I, J, L, M, M4,S5, A4 | 2025-01-31 | Fail | Withdrawn | Withdrawn | Withdrawn | Withdrawn | No former queue position | not found |  |  |  | Rough & Ready |  |  |  | FALSE | FALSE | Rough & Ready |  |  | 1.62 | [8 empty] | 0 | 0
2023-03-31 14:11 | 3359-RD | Fast Track | Fast Track | Withdrawn | Not Provided | Withdrawn | Withdrawn | FRESNO | WEST FRESNO SUB | Solar PV | 2.294 | 4/26/2023 | 8/16/2023 | Fail Screens: J, K, M, V1, S5, A1 | 11/6/2023 | Withdrawn | Withdrawn | Withdrawn | Withdrawn | Withdrawn | No former queue position |  |  |  |  | West Fresno | 115 |  |  | TRUE | FALSE | West Fresno | 115 |  | 2.294 | [8 empty] | 0 | 0
2023-03-31 14:14 | 3360-RD | Fast Track | Detailed Study | Withdrawn | Not Provided | Withdrawn | Withdrawn | FRESNO | WEST FRESNO SUB | Solar PV | 1.208 | 4/26/2023 | 8/16/2023 | Fail Screens: J, K, M, V1, S5, A1 | 11/6/2023 | Withdrawn | Withdrawn | Withdrawn | Withdrawn | Withdrawn | No former queue position | West Fresno |  |  |  | West Fresno | 115 |  |  | TRUE | FALSE | West Fresno |  |  | 1.208 | [8 empty] | 0 | 0
2023-03-23 16:29 | 3361-RD | Fast Track | Fast Track | Active | Not Provided |  |  | SOLANO | CORDELIA SUB | Solar PV | 0.6 | 4/26/2023 | 9/26/2023 | Fail Screens: D, F, I, J, K, M, S5 | 11/27/2023 | Pass | N/A (Fast Track) | N/A (Fast Track) | N/A (Fast Track) | Executed | No former queue position | not found |  |  |  | Cordelia |  |  |  | FALSE | FALSE | Cordelia |  |  | 0.6 | [8 empty] | 0 | 1
2023-03-24 09:45 | 3362-WD | DGSP | DGSP | Withdrawn | 8/1/2024 | Withdrawn | Withdrawn | KERN | COPUS SUB | Solar PV | 5 | 4/26/2023 | N/A | N/A | N/A | N/A | Pass | 2024-11-07 | Withdrawn | Withdrawn | No former queue position | not found |  |  |  | Copus | 70 |  |  | TRUE | FALSE | Copus | 70 |  | 5 | [8 empty] | 0 | 0
2023-03-29 11:26 | 3363-WD | Cluster | Cluster | Withdrawn | 12/31/2027 | Withdrawn | Withdrawn | KERN | GANSO SUB | Solar PV | 60 | 4/26/2023 | Withdrawn | Withdrawn | Withdrawn | Withdrawn | Withdrawn | Withdrawn | Withdrawn | Withdrawn | No former queue position |  |  |  |  | Ganso | 115 |  |  | TRUE | FALSE | Ganso | 115 |  | 60 | [8 empty] | 0 | 0
2023-03-29 22:44 | 3364-WD | Cluster | Cluster | Withdrawn | 12/30/2027 | Withdrawn | Withdrawn | KERN | GANSO SUB | Storage | 100 | 4/26/2023 | Withdrawn | Withdrawn | Withdrawn | Withdrawn | Withdrawn | Withdrawn | Withdrawn | Withdrawn | No former queue position |  |  |  |  | Ganso | 115 |  |  | TRUE | FALSE | Ganso | 115 | [7 empty] | 100 |  | 100 | 0 | 0
2023-03-30 12:26 | 3365-RD | Fast Track | Fast Track | Active | Not Provided |  |  | NEVADA | BRUNSWICK SUB | Solar PV | 1.122 | 4/26/2023 | 5/23/2023 | Fail Screens: D, F, G, J, K, L, M, S5 | 2/9/2024 | Pass | N/A (Fast Track) | N/A (Fast Track) | N/A (Fast Track) | Executed | No former queue position | Brunswick |  |  |  | Brunswick | 115 |  |  | TRUE | TRUE | Brunswick |  |  | 1.122 | [8 empty] | 0 | 1
2023-03-28 10:45 | 3366-RD | Fast Track | Fast Track | Active | Not Provided |  |  | SAN JOAQUIN | VIERRA SUB | Solar PV | 1.92 | 4/26/2023 | 7/25/2023 | Fail Screens: D, J, K, L, M, S5 | 2024-03-27 | Pass | N/A (Fast Track) | N/A (Fast Track) | N/A (Fast Track) | Executed | No former queue position | Vierra |  |  |  | Vierra | 115 |  |  | TRUE | TRUE | Vierra |  |  | 1.92 | [8 empty] | 0 | 1
2023-03-29 17:25 | 3367-WD | DGSP | DGSP | Withdrawn | 8/1/2023 | Withdrawn | Withdrawn | FRESNO | CANTUA SUB | Solar PV, Storage | 4.5 | 4/26/2023 | Withdrawn | Withdrawn | Withdrawn | Withdrawn | Withdrawn | Withdrawn | Withdrawn | Withdrawn | No former queue position |  |  |  |  | Cantua | 115 |  |  | TRUE | FALSE | Cantua | 115 |  | 4.5 | [5 empty] | 4.5 |  | 4.5 | 0 | 0
2023-03-30 15:52 | 3368-RD | Fast Track | Detailed Study | Active | Not Provided |  |  | SOLANO | PEABODY SUB | Solar PV | 1.125 | 4/26/2023 | 7/20/2023 | Fail Screens: I, J, K, M, V2, S5, A1 | 9/13/2023 | Fail | Pass | 2024-08-22 | N/A | Tendered | No former queue position | Peabody |  |  |  | Peabody | 230 |  |  | TRUE | TRUE | Peabody |  |  | 1.125 | [8 empty] | 0 | 0
2023-03-23 09:36 | 3369-RD | Detailed Study | Detailed Study | Withdrawn | Not Provided | Withdrawn | Withdrawn | MADERA | EL PECO SUB | Solar PV, Storage | 9.7 | 4/26/2023 | Withdrawn | Withdrawn | Withdrawn | Withdrawn | Withdrawn | Withdrawn | Withdrawn | Withdrawn | No former queue position |  |  |  |  | El Peco |  |  |  | FALSE | FALSE | El Peco |  |  | 9.7 | [5 empty] | 9.7 |  | 9.7 | 0 | 0
2023-03-29 09:19 | 3370-RD | Fast Track | Fast Track | Withdrawn | Not Provided | Withdrawn | Withdrawn | SAN MATEO | SNEATH LANE SUB | Solar PV | 2.28 | 4/26/2023 | Withdrawn | Withdrawn | Withdrawn | Withdrawn | Withdrawn | Withdrawn | Withdrawn | Withdrawn | No former queue position |  |  |  |  | Sneath Lane |  |  |  | FALSE | FALSE | Sneath Lane |  |  | 2.28 | [8 empty] | 0 | 0
2023-03-21 14:52 | 3371-RD | Fast Track | Detailed Study | Withdrawn | Not Provided | Withdrawn | Withdrawn | ALAMEDA | CASTRO VALLEY SUB | Solar PV | 3.809 | 4/26/2023 | 10/9/2023 | Fail Screens: D, F, I, J, K, M | 2/21/2024 | Fail | Withdrawn | Withdrawn | Withdrawn | Withdrawn | No former queue position |  |  |  |  | Castro Valley | 230 |  |  | TRUE | FALSE | Castro Valley | 230 |  | 3.809 | [8 empty] | 0 | 0
2023-03-23 09:12 | 3372-WD | DGSP | Independent Study | Withdrawn | 8/1/2024 | Withdrawn | Withdrawn | KERN | LAKEVIEW SUB | Solar PV, Storage | 4.99 | 4/26/2023 | Withdrawn | Withdrawn | Withdrawn | Withdrawn | Withdrawn | Withdrawn | Withdrawn | Withdrawn | No former queue position |  |  |  |  | Lakeview | 70 |  |  | TRUE | FALSE | Lakeview | 70 |  | 4.99 | [5 empty] | 4.99 |  | 4.99 | 0 | 0
2023-03-24 12:47 | 3373-RD | Fast Track | Fast Track | Active | Not Provided |  |  | SAN JOAQUIN | TRACY SUB | Solar PV | 0.21 | 4/26/2023 | 5/17/2023 | Fail Screens: D, I, J, K, M, S5 | 7/26/2023 | Pass | N/A (Fast Track) | N/A (Fast Track) | N/A (Fast Track) | Executed | No former queue position | not found |  |  |  | Tracy | 115 |  |  | TRUE | TRUE | Tracy | 115 |  | 0.21 | [8 empty] | 0 | 1
2023-04-07 07:58 | 3374-RD | Fast Track | Detailed Study | Withdrawn | Not Provided | Withdrawn | Withdrawn | KINGS | GUERNSEY SUB | Solar PV | 1.44 | 4/26/2023 | 5/15/2023 | Fail Screens: F, J, K, M | 6/28/2023 | Fail | Withdrawn | Withdrawn | Withdrawn | Withdrawn | No former queue position |  |  |  |  | Guernsey | 70 |  |  | TRUE | FALSE | Guernsey | 70 |  | 1.44 | [8 empty] | 0 | 0
2023-04-09 13:18 | 3375-RD | Fast Track | Fast Track | Active | Not Provided |  |  | MENDOCINO | CALPELLA SUB | Solar PV | 1.05 | 4/26/2023 | 5/17/2023 | Pass |  |  | N/A (Fast Track) | N/A (Fast Track) | N/A (Fast Track) | Executed | No former queue position | Calpella |  |  |  | Calpella | 115 |  |  | TRUE | TRUE | Calpella |  |  | 1.05 | [8 empty] | 0 | 1
2023-03-30 09:42 | 3376-RD | Fast Track | Detailed Study | Active | Not Provided |  |  | CONTRA COSTA | CONTRA COSTA SUB | Engine, Solar PV, Storage | 1.272 | 5/3/2023 | 5/24/2023 | Fail Screens: B, D, F, G, H, I, J, K, M, V1, S5, A1 | 10/19/2023 | Fail | Pass | 2024-08-30 | N/A | Executed | No former queue position | not found |  |  |  | Contra Costa | 230 |  |  | TRUE | TRUE | Contra Costa | 230 |  | 1.272 | [5 empty] | 1.272 |  | 1.272 | 0 | 1
2023-03-31 11:18 | 3377-RD | Detailed Study | Detailed Study | Active | Not Provided |  |  | KERN | SAN BERNARD SUB | Solar PV, Storage | 9.7 | 5/3/2023 | N/A | N/A | N/A | N/A | Pass | 2/9/2024 | 2024-08-27 | Executed | No former queue position | San Bernardino | 230 |  |  | San Bernard |  |  |  | FALSE | FALSE | San Bernardino | 230 |  | 9.7 | [5 empty] | 9.7 |  | 9.7 | 0 | 1
2023-03-31 11:22 | 3378-RD | Detailed Study | Detailed Study | Withdrawn | Not Provided | Withdrawn | Withdrawn | KERN | LERDO SUB | Solar PV, Storage | 9.7 | 5/3/2023 | Withdrawn | Withdrawn | Withdrawn | Withdrawn | Withdrawn | Withdrawn | Withdrawn | Withdrawn | No former queue position |  |  |  |  | Lerdo | 115 |  |  | TRUE | FALSE | Lerdo | 115 |  | 9.7 | [5 empty] | 9.7 |  | 9.7 | 0 | 0
2023-03-31 11:54 | 3379-RD | Detailed Study | Detailed Study | Withdrawn | Not Provided | Withdrawn | Withdrawn | FRESNO | COALINGA #1 SUB | Solar PV, Storage | 9.7 | 5/3/2023 | Withdrawn | Withdrawn | Withdrawn | Withdrawn | Withdrawn | Withdrawn | Withdrawn | Withdrawn | No former queue position |  |  |  |  | Coalinga #1 |  |  |  | FALSE | FALSE | Coalinga #1 |  |  | 9.7 | [5 empty] | 9.7 |  | 9.7 | 0 | 0
2023-03-31 12:42 | 3380-RD | Detailed Study | Detailed Study | Withdrawn | Not Provided | Withdrawn | Withdrawn | KERN | LERDO SUB | Solar PV, Storage | 9.7 | 5/3/2023 | Withdrawn | Withdrawn | Withdrawn | Withdrawn | Withdrawn | Withdrawn | Withdrawn | Withdrawn | No former queue position |  |  |  |  | Lerdo | 115 |  |  | TRUE | FALSE | Lerdo | 115 |  | 9.7 | [5 empty] | 9.7 |  | 9.7 | 0 | 0
2023-03-31 13:05 | 3381-RD | Detailed Study | Detailed Study | Withdrawn | Not Provided | Withdrawn | Withdrawn | KERN | LERDO SUB | Solar PV, Storage | 9.7 | 5/3/2023 | Withdrawn | Withdrawn | Withdrawn | Withdrawn | Withdrawn | Withdrawn | Withdrawn | Withdrawn | No former queue position |  |  |  |  | Lerdo | 115 |  |  | TRUE | FALSE | Lerdo | 115 |  | 9.7 | [5 empty] | 9.7 |  | 9.7 | 0 | 0
2023-03-31 13:44 | 3382-RD | Detailed Study | Detailed Study | Withdrawn | Not Provided | Withdrawn | Withdrawn | MERCED | EL NIDO SUB | Solar PV, Storage | 4.6 | 5/3/2023 | Withdrawn | Withdrawn | Withdrawn | Withdrawn | Withdrawn | Withdrawn | Withdrawn | Withdrawn | No former queue position |  |  |  |  | El Nido |  |  |  | FALSE | FALSE | El Nido |  |  | 4.6 | [5 empty] | 4.6 |  | 4.6 | 0 | 0
2023-04-04 12:47 | 3383-RD | Detailed Study | Detailed Study | Withdrawn | Not Provided | Withdrawn | Withdrawn | SAN JOAQUIN | WEBER SUB | Solar PV | 4.38 | 5/3/2023 | Withdrawn | Withdrawn | Withdrawn | Withdrawn | Withdrawn | Withdrawn | Withdrawn | Withdrawn | No former queue position |  |  |  |  | Weber | 230 |  |  | TRUE | FALSE | Weber | 230 |  | 4.38 | [8 empty] | 0 | 0
2023-03-31 14:18 | 3384-WD | Independent Study | Cluster | Active | 12/1/2026 |  |  | TULARE | OROSI SUB | Solar PV | 20 | 5/3/2023 | N/A | N/A (Cluster) | N/A | N/A (Cluster) | Fail | In Progress |  |  | No former queue position | Orosi | 70 | Orosi | 70 | Orosi | 70 |  |  | TRUE | TRUE | Orosi | 70 |  | 20 | [8 empty] | 0 | 0
2023-03-31 14:23 | 3385-WD | Independent Study | DGSP | Active | 6/1/2026 |  |  | NEVADA | HIGGINS SUB | Solar PV | 20 | 5/3/2023 | N/A | N/A | N/A | N/A | Pass | In Progress |  |  | No former queue position | Higgins | 115 |  |  | Higgins | 115 |  |  | TRUE | TRUE | Higgins | 115 |  | 20 | [8 empty] | 0 | 0
2023-03-31 14:34 | 3386-WD | Independent Study | Independent Study | Active | 6/1/2026 |  |  | NEVADA | NARROWS SUB | Solar PV | 20 | 5/3/2023 | N/A | N/A (Independent Study) | N/A | N/A (Independent Study) | Pass | 2025-03-27 |  |  | No former queue position | not found |  | not found |  | Narrows |  |  |  | FALSE | FALSE | not found |  |  | 20 | [8 empty] | 0 | 0
2023-04-03 16:35 | 3387-RD | Detailed Study | Detailed Study | Withdrawn | Not Provided | Withdrawn | Withdrawn | SAN LUIS OBISPO | TEMPLETON SUB | Solar PV | 1.5 | 5/3/2023 | Withdrawn | Withdrawn | Withdrawn | Withdrawn | Withdrawn | Withdrawn | Withdrawn | Withdrawn | No former queue position |  |  |  |  | Templeton | 230 |  |  | TRUE | FALSE | Templeton | 230 |  | 1.5 | [8 empty] | 0 | 0
2023-04-04 14:19 | 3388-RD | Detailed Study | Detailed Study | Withdrawn | Not Provided | Withdrawn | Withdrawn | SONOMA | SONOMA A SUB | Solar PV | 1.62 | 5/3/2023 | Withdrawn | Withdrawn | Withdrawn | Withdrawn | Withdrawn | Withdrawn | Withdrawn | Withdrawn | No former queue position | not found |  |  |  | Sonoma A |  |  |  | FALSE | FALSE | Sonoma A |  |  | 1.62 | [8 empty] | 0 | 0
2023-04-12 12:19 | 3389-RD | Fast Track | Detailed Study | Withdrawn | Not Provided | Withdrawn | Withdrawn | FRESNO | STROUD SUB | Solar PV | 5.772 | 5/3/2023 | 7/10/2023 | Fail Screens: F, J, K, M, V1, V2, S5, A1 | 8/10/2023 | Fail | Withdrawn | Withdrawn | Withdrawn | Withdrawn | No former queue position |  |  |  |  | Stroud |  |  |  | FALSE | FALSE | Stroud |  |  | 5.772 | [8 empty] | 0 | 0
2023-03-09 09:20 | 3390-RD | Fast Track | Fast Track | Active | Not Provided |  |  | KERN | WESTPARK SUB | Solar PV | 0.586 | 5/3/2023 | 3/17/2024 | Fail Screens: D, J, K, M, S5 |  |  | N/A (Fast Track) | N/A (Fast Track) | N/A (Fast Track) | Executed | No former queue position | not found |  |  |  | Westpark | 115 |  |  | TRUE | TRUE | Westpark | 115 |  | 0.586 | [8 empty] | 0 | 1
2023-03-30 15:26 | 3391-WD | Independent Study | Independent Study | Withdrawn | 6/14/2024 | Withdrawn | Withdrawn | MENDOCINO | LAYTONVILLE SUB | Solar PV | 5.007 | 5/3/2023 | Withdrawn | Withdrawn | Withdrawn | Withdrawn | Withdrawn | Withdrawn | Withdrawn | Withdrawn | No former queue position |  |  |  |  | Laytonville |  |  |  | FALSE | FALSE | Laytonville |  |  | 5.007 | [8 empty] | 0 | 0
2023-04-06 06:07 | 3392-RD | Fast Track | Detailed Study | Active | Not Provided |  |  | SAN JOAQUIN | EAST STOCKTON SUB | Solar PV | 3.864 | 5/3/2023 | 7/24/2023 | Fail Screens: D, F, J, K, L, M, V1, S5, A1 | 2/22/2024 | Fail | Pass |  |  |  | No former queue position | not found |  | not found |  | East Stockton |  |  |  | FALSE | FALSE | not found |  |  | 3.864 | [8 empty] | 0 | 0
2023-03-29 10:34 | 3393-WD | Cluster | DGSP | Active | 11/1/2024 |  |  | SAN JOAQUIN | LOCKEFORD SUB | Solar PV | 14.8 | 5/3/2023 | N/A | N/A | N/A | N/A | Pass | 2025-03-14 |  |  | No former queue position | Lockeford | 60 |  |  | Lockeford | 230 |  |  | TRUE | TRUE | Lockeford | 60 |  | 14.8 | [8 empty] | 0 | 0
2023-04-05 08:34 | 3394-RD | Fast Track | Detailed Study | Active | Not Provided |  |  | SAN LUIS OBISPO | GOLDTREE SUB | Solar PV | 1 | 12/07/2023 | 3/20/2024 | Fail Screens: D, F, G, J, K, M, S5 | 2024-07-11 | Fail | Pass | In Progress |  |  | No former queue position | not found |  |  |  | Goldtree |  |  |  | FALSE | FALSE | Goldtree |  |  | 1 | [8 empty] | 0 | 0
2023-04-03 12:47 | 3395-RD | Detailed Study | Detailed Study | Withdrawn | Not Provided | Withdrawn | Withdrawn | FRESNO | RAINBOW SUB | Solar PV | 1.57 | 5/3/2023 | Withdrawn | Withdrawn | Withdrawn | Withdrawn | Withdrawn | Withdrawn | Withdrawn | Withdrawn | No former queue position |  |  |  |  | Rainbow |  |  |  | FALSE | FALSE | Rainbow |  |  | 1.57 | [8 empty] | 0 | 0
2023-04-03 12:48 | 3396-RD | Detailed Study | Detailed Study | Active | Not Provided |  |  | SANTA CLARA | LLAGAS SUB | Solar PV | 1.57 | 5/3/2023 | N/A | N/A | N/A | N/A | Pass | 10/5/2023 | N/A | Executed | No former queue position | Llagas |  |  |  | Llagas | 115 |  |  | TRUE | TRUE | Llagas |  |  | 1.57 | [8 empty] | 0 | 1
2023-04-03 12:51 | 3397-RD | Detailed Study | Detailed Study | Active | Not Provided |  |  | SAN JOAQUIN | LAMMERS SUB | Solar PV | 1.57 | 5/3/2023 | N/A | N/A | N/A | N/A | Pass | 3/12/2024 | N/A | Executed | No former queue position | Lammers |  |  |  | Lammers | 115 |  |  | TRUE | TRUE | Lammers |  |  | 1.57 | [8 empty] | 0 | 1
2023-04-03 18:59 | 3398-RD | Fast Track | Detailed Study | Withdrawn | Not Provided | Withdrawn | Withdrawn | FRESNO | GATES SUB | Solar PV | 2.9856 | 5/3/2023 | 6/27/2023 | Fail Screens: F, I, J, K, M, V1, V2, S5, A1 | 8/9/2023 | Fail | Withdrawn | Withdrawn | Withdrawn | Withdrawn | No former queue position |  |  |  |  | Gates | 500 |  |  | TRUE | FALSE | Gates | 500 |  | 2.9856 | [8 empty] | 0 | 0
2023-04-07 16:47 | 3399-RD | Fast Track | Fast Track | Active | Not Provided |  |  | YUBA | EAST MARYSVILLE SUB | Solar PV | 1 | 5/3/2023 |  |  |  |  | N/A (Fast Track) | N/A (Fast Track) | N/A (Fast Track) |  | No former queue position | not found |  |  |  | East Marysville | 115 |  |  | TRUE | TRUE | East Marysville | 115 |  | 1 | [8 empty] | 0 | 0
2023-04-07 19:04 | 3400-RD | Fast Track | Fast Track | Active | Not Provided |  |  | MARIN | WOODACRE SUB | Solar PV | 0.7 | 5/3/2023 | 7/31/2023 | Pass |  |  | N/A (Fast Track) | N/A (Fast Track) | N/A (Fast Track) | Executed | No former queue position | not found |  |  |  | Woodacre |  |  |  | FALSE | FALSE | Woodacre |  |  | 0.7 | [8 empty] | 0 | 1
2023-04-12 17:39 | 3401-RD | Fast Track | Fast Track | Active | Not Provided |  |  | SANTA CLARA | EL PATIO SUB | Solar PV | 1.208 | 5/3/2023 | 6/8/2023 | Fail Screens: D, G, J, K, M, V1, S5, A1 |  |  | N/A (Fast Track) | N/A (Fast Track) | N/A (Fast Track) | Executed | No former queue position | El Patio |  |  |  | El Patio | 115 |  |  | TRUE | TRUE | El Patio |  |  | 1.208 | [8 empty] | 0 | 1
2023-04-13 19:06 | 3402-RD | Fast Track | Fast Track | Active | Not Provided |  |  | FRESNO | MCMULLIN SUB | Solar PV | 0.938 | 5/3/2023 | 6/9/2023 | Fail Screens: F, J, K, M, V1, S5, A1 | 7/28/2023 | Pass | N/A (Fast Track) | N/A (Fast Track) | N/A (Fast Track) | Executed | No former queue position | not found |  |  |  | Mcmullin |  |  |  | FALSE | FALSE | Mcmullin |  |  | 0.938 | [8 empty] | 0 | 1
2023-04-13 20:56 | 3403-RD | Fast Track | Fast Track | Active | Not Provided |  |  | AMADOR | CLAY SUB | Solar PV | 1.71 | 5/3/2023 |  |  |  |  | N/A (Fast Track) | N/A (Fast Track) | N/A (Fast Track) |  | No former queue position | not found |  |  |  | Clay | 60 |  |  | TRUE | TRUE | Clay | 60 |  | 1.71 | [8 empty] | 0 | 0
2023-03-16 14:55 | 3404-RD | Fast Track | Fast Track | Withdrawn | Not Provided | Withdrawn | Withdrawn | SANTA BARBARA | SANTA MARIA SUB | Solar PV,Cogeneration | 0.332 | 5/10/2023 | 11/2/2023 | Pass | Withdrawn | Withdrawn | Withdrawn | Withdrawn | Withdrawn | Withdrawn | No former queue position |  |  |  |  | Santa Maria |  |  |  | FALSE | FALSE | Santa Maria |  |  | 0.332 | [8 empty] | 0 | 0
2023-04-12 14:04 | 3405-RD | Fast Track | Fast Track | Active | Not Provided |  |  | KINGS | KETTLEMAN HILLS SUB | Solar PV | 1.38 | 5/10/2023 | 7/11/2023 | Fail Screens: D, F, G, J, K, L, M, V1, S5, A1 | 8/22/2023 | Pass | N/A (Fast Track) | N/A (Fast Track) | N/A (Fast Track) | Executed | No former queue position | not found |  |  |  | Kettleman Hills |  |  |  | FALSE | FALSE | Kettleman Hills |  |  | 1.38 | [8 empty] | 0 | 1
2023-04-13 15:00 | 3406-RD | Fast Track | Fast Track | Withdrawn | Not Provided | Withdrawn | Withdrawn | MADERA | DAIRYLAND SUB | Solar PV | 6.348 | 5/10/2023 | 5/30/2023 | Fail Screens: D, F, G, I, J, K, L, M, V1, V2, S5, A1 | Withdrawn | Withdrawn | Withdrawn | Withdrawn | Withdrawn | Withdrawn | No former queue position |  |  |  |  | Dairyland | 115 |  |  | TRUE | FALSE | Dairyland | 115 |  | 6.348 | [8 empty] | 0 | 0
2023-04-13 15:35 | 3407-RD | Fast Track | Fast Track | Withdrawn | Not Provided | Withdrawn | Withdrawn | MERCED | MERCED SUB | Solar PV, Storage | 6.348 | 5/10/2023 | 5/30/2023 | Fail Screens: D, F, G, I, J, K, L, M, V1, V2, S5, A1 | Withdrawn | Withdrawn | Withdrawn | Withdrawn | Withdrawn | Withdrawn | No former queue position |  |  |  |  | Merced | 115 |  |  | TRUE | FALSE | Merced | 115 |  | 6.348 | [5 empty] | 6.348 |  | 6.348 | 0 | 0
2023-04-05 15:03 | 3408-RD | Fast Track | Fast Track | Withdrawn | Not Provided | Withdrawn | Withdrawn | FRESNO | Withdrawn | Solar PV | 1 | 5/10/2023 | Withdrawn | Withdrawn | Withdrawn | Withdrawn | Withdrawn | Withdrawn | Withdrawn | Withdrawn | No former queue position |  |  |  |  | Withdrawn |  |  |  | FALSE | FALSE | Withdrawn |  |  | 1 | [8 empty] | 0 | 0
2023-04-10 15:50 | 3409-RD | Fast Track | Fast Track | Withdrawn | Not Provided | Withdrawn | Withdrawn | KINGS | Withdrawn | Solar PV, Storage | 6.348 | 5/10/2023 | 6/13/2023 | Fail Screens: F, J, K, M, S5, A1 | Withdrawn | Withdrawn | Withdrawn | Withdrawn | Withdrawn | Withdrawn | No former queue position |  |  |  |  | Withdrawn |  |  |  | FALSE | FALSE | Withdrawn |  |  | 6.348 | [5 empty] | 6.348 |  | 6.348 | 0 | 0
2023-04-11 14:53 | 3410-RD | Fast Track | Fast Track | Active | Not Provided |  |  | ALAMEDA | VINEYARD SUB | Solar PV | 1.375 | 07/27/2023 | 10/27/2023 | Pass |  |  | N/A (Fast Track) | N/A (Fast Track) | N/A (Fast Track) | Executed | No former queue position | Vineyard |  |  |  | Vineyard | 230 |  |  | TRUE | TRUE | Vineyard |  |  | 1.375 | [8 empty] | 0 | 1
2023-04-12 12:37 | 3411-RD | Detailed Study | Detailed Study | Withdrawn | Not Provided | Withdrawn | Withdrawn | MERCED | WRIGHT SUB | Solar PV | 1.862 | 5/10/2023 | Withdrawn | Withdrawn | Withdrawn | Withdrawn | Withdrawn | Withdrawn | Withdrawn | Withdrawn | No former queue position |  |  |  |  | Wright |  |  |  | FALSE | FALSE | Wright |  |  | 1.862 | [8 empty] | 0 | 0
2023-04-14 10:01 | 3412-RD | Fast Track | Detailed Study | Active | Not Provided |  |  | PLACER | PLEASANT GROVE SUB | Solar PV | 0.751 | 5/10/2023 | 7/18/2023 | Fail Screens: B, F, G, H, I, J, K, M | 11/2/2023 | Fail | Pass | 3/29/2024 | N/A | Executed | No former queue position | Pleasant Grove |  | Pleasant Grove | 115 | Pleasant Grove | 115 |  |  | TRUE | TRUE | Pleasant Grove |  |  | 0.751 | [8 empty] | 0 | 1
2023-04-14 14:24 | 3413-RD | Fast Track | Detailed Study | Active | Not Provided |  |  | SAN JOAQUIN | TRACY SUB | Solar PV | 4.468 | 5/10/2023 | 5/25/2023 | Fail Screens: D, F, G, J, K, M, V1, S5, A1 | 7/28/2023 | Fail | Pass | 2024-05-14 | N/A | Executed | No former queue position | not found |  |  |  | Tracy | 115 |  |  | TRUE | TRUE | Tracy | 115 |  | 4.468 | [8 empty] | 0 | 1
2023-04-14 14:51 | 3414-RD | Fast Track | Detailed Study | Withdrawn | Not Provided | Withdrawn | Withdrawn | SONOMA | LAKEVILLE SUB | Solar PV | 1.44 | 5/10/2023 | Withdrawn | Withdrawn | Withdrawn | Withdrawn | Withdrawn | Withdrawn | Withdrawn | Withdrawn | No former queue position | Lakeville |  |  |  | Lakeville | 230 |  |  | TRUE | FALSE | Lakeville |  |  | 1.44 | [8 empty] | 0 | 0
2023-04-18 17:07 | 3415-WD | Fast Track | Fast Track | Withdrawn | 11/15/2024 | Withdrawn | Withdrawn | SAN JOAQUIN | MORMON SUB | Solar PV | 2.003 | 5/10/2023 | Withdrawn | Withdrawn | Withdrawn | Withdrawn | Withdrawn | Withdrawn | Withdrawn | Withdrawn | No former queue position |  |  |  |  | Mormon |  |  |  | FALSE | FALSE | Mormon |  |  | 2.003 | [8 empty] | 0 | 0
2023-04-11 15:26 | 3416-RD | Fast Track | Detailed Study | Active | Not Provided |  |  | COLUSA | ARBUCKLE SUB | Solar PV | 3.5 | 5/10/2023 | 2024-06-30 | Fail Screens: D, J, K, M, M1, S5 | 9/22/2023 | Fail | Pass | 2024-04-25 | N/A | Executed | No former queue position | not found |  |  |  | Arbuckle |  |  |  | FALSE | FALSE | Arbuckle |  |  | 3.5 | [8 empty] | 0 | 1
2023-04-13 09:37 | 3417-RD | Fast Track | Fast Track | Withdrawn | Not Provided | Withdrawn | Withdrawn | KINGS | GUERNSEY SUB | Solar PV, Storage | 6.348 | 5/10/2023 | 6/13/2023 | Fail Screens: F, J, K, M, V2, S5, A1 | Withdrawn | Withdrawn | Withdrawn | Withdrawn | Withdrawn | Withdrawn | No former queue position |  |  |  |  | Guernsey | 70 |  |  | TRUE | FALSE | Guernsey | 70 |  | 6.348 | [5 empty] | 6.348 |  | 6.348 | 0 | 0
2023-04-13 10:31 | 3418-RD | Fast Track | Fast Track | Withdrawn | Not Provided | Withdrawn | Withdrawn | KINGS | GUERNSEY SUB | Solar PV, Storage | 6.348 | 5/10/2023 | 6/13/2023 | Fail Screens: F, J, K, M, V1, V2, S5, A1 | Withdrawn | Withdrawn | Withdrawn | Withdrawn | Withdrawn | Withdrawn | No former queue position |  |  |  |  | Guernsey | 70 |  |  | TRUE | FALSE | Guernsey | 70 |  | 6.348 | [5 empty] | 6.348 |  | 6.348 | 0 | 0
2023-04-13 12:32 | 3419-RD | Fast Track | Fast Track | Withdrawn | Not Provided | Withdrawn | Withdrawn | KINGS | JACOBS CORNER SUB | Solar PV, Storage | 6.348 | 5/10/2023 | 6/13/2023 | Fail Screens: F, I, J, K, L, M, V1, V2, S5, A1 | Withdrawn | Withdrawn | Withdrawn | Withdrawn | Withdrawn | Withdrawn | No former queue position |  |  |  |  | Jacobs Corner |  |  |  | FALSE | FALSE | Jacobs Corner |  |  | 6.348 | [5 empty] | 6.348 |  | 6.348 | 0 | 0
2023-04-13 13:47 | 3420-RD | Fast Track | Fast Track | Withdrawn | Not Provided | Withdrawn | Withdrawn | KINGS | JACOBS CORNER SUB | Solar PV, Storage | 6.348 | 5/10/2023 | 6/13/2023 | Fail Screens: D, F, G, I, J, K, L, M, V1, V2, S5, A1 | Withdrawn | Withdrawn | Withdrawn | Withdrawn | Withdrawn | Withdrawn | No former queue position |  |  |  |  | Jacobs Corner |  |  |  | FALSE | FALSE | Jacobs Corner |  |  | 6.348 | [5 empty] | 6.348 |  | 6.348 | 0 | 0
2023-04-13 14:32 | 3421-RD | Fast Track | Fast Track | Withdrawn | Not Provided | Withdrawn | Withdrawn | SANTA CLARA | SWIFT SUB | Solar PV | 13.355 | 5/10/2023 | Withdrawn | Withdrawn | Withdrawn | Withdrawn | Withdrawn | Withdrawn | Withdrawn | Withdrawn | No former queue position | Swift | 115 |  |  | Swift | 115 |  |  | TRUE | FALSE | Swift | 115 |  | 13.355 | [8 empty] | 0 | 0
2023-04-13 17:40 | 3422-RD | Fast Track | Fast Track | Withdrawn | Not Provided | Withdrawn | Withdrawn | SANTA CLARA | SWIFT SUB | Solar PV | 4.938 | 5/10/2023 | Withdrawn | Withdrawn | Withdrawn | Withdrawn | Withdrawn | Withdrawn | Withdrawn | Withdrawn | No former queue position | not found |  |  |  | Swift | 115 |  |  | TRUE | FALSE | Swift | 115 |  | 4.938 | [8 empty] | 0 | 0
2023-04-10 11:16 | 3423-RD | Fast Track | Detailed Study | Withdrawn | Not Provided | Withdrawn | Withdrawn | SAN JOAQUIN | VIERRA SUB | Solar PV | 2.373 | 5/10/2023 | 6/20/2023 | Fail Screens: F, G, J, K, L, M, S5 | 8/31/2023 | Fail | Pass | 2024-09-11 | Withdrawn | Withdrawn | No former queue position | Vierra |  |  |  | Vierra | 115 |  |  | TRUE | FALSE | Vierra |  |  | 2.373 | [8 empty] | 0 | 0
2023-04-13 12:54 | 3424-RD | Fast Track | Detailed Study | Withdrawn | Not Provided | Withdrawn | Withdrawn | ALAMEDA | LAS POSITAS SUB | Solar PV | 2 | 5/10/2023 | 8/15/2023 | Fail Screens: F, H, I, J, K, M | 11/28/2023 | Fail | Withdrawn | Withdrawn | Withdrawn | Withdrawn | No former queue position |  |  |  |  | Las Positas | 230 |  |  | TRUE | FALSE | Las Positas | 230 |  | 2 | [8 empty] | 0 | 0
2023-04-13 16:45 | 3425-RD | Fast Track | Fast Track | Withdrawn | Not Provided | Withdrawn | Withdrawn | KERN | WHEELER RIDGE SUB | Solar PV | 1.375 | 5/10/2023 | 2024-06-27 | Fail | 2024-10-17 | Pass | Withdrawn | Withdrawn | Withdrawn | Withdrawn | No former queue position | Wheeler Ridge |  |  |  | Wheeler Ridge | 230 |  |  | TRUE | FALSE | Wheeler Ridge |  |  | 1.375 | [8 empty] | 0 | 0
2023-04-13 17:07 | 3426-RD | Fast Track | Detailed Study | Active | Not Provided |  |  | KERN | TEJON SUB | Solar PV | 2 | 5/10/2023 | 2024-04-11 | Fail Screens: D, F, G, J, K, M, V1, V2, S5, A1 | 2024-08-06 | Fail |  |  |  |  | No former queue position | not found |  |  |  | Tejon | 70 |  |  | TRUE | TRUE | Tejon | 70 |  | 2 | [8 empty] | 0 | 0
2023-04-14 14:23 | 3427-RD | Fast Track | Fast Track | Active | Not Provided |  |  | SAN JOAQUIN | FRENCH CAMP SUB | Solar PV | 3.466 | 5/10/2023 | 6/20/2023 | Fail Screens: I, J, K, M, S5, A1 | 8/29/2023 | Pass | N/A (Fast Track) | N/A (Fast Track) | N/A (Fast Track) | Executed | No former queue position | not found |  |  |  | French Camp | 60 |  |  | TRUE | TRUE | French Camp | 60 |  | 3.466 | [8 empty] | 0 | 1
2023-05-05 10:22 | 3428-RD | Fast Track | Fast Track | Active | Not Provided |  |  | SAN MATEO | MILLBRAE SUB | Solar PV | 0.1 | 5/10/2023 | 6/16/2023 | Fail Screens: I, J, M | 2024-10-14 | Pass | N/A (Fast Track) | N/A (Fast Track) | N/A (Fast Track) | Executed | No former queue position | not found |  |  |  | Millbrae | 115 |  |  | TRUE | TRUE | Millbrae | 115 |  | 0.1 | [8 empty] | 0 | 1
2023-04-07 17:40 | 3429-RD | Fast Track | Fast Track | Withdrawn | Not Provided | Withdrawn | Withdrawn | SAN MATEO | RALSTON SUB | Solar PV | 3.7 | 5/10/2023 | 7/31/2023 | Fail Screens: F, I, J, K, L, M | Withdrawn | Withdrawn | Withdrawn | Withdrawn | Withdrawn | Withdrawn | No former queue position |  |  |  |  | Ralston |  |  |  | FALSE | FALSE | Ralston |  |  | 3.7 | [8 empty] | 0 | 0
2023-04-10 15:01 | 3430-RD | Fast Track | Fast Track | Active | Not Provided |  |  | FRESNO | SANGER SUB | Solar PV | 0.96 | 5/10/2023 | 7/19/2023 | Fail Screens: D, F, G, J, K, M, V1, S5, A1 | 9/28/2023 | Pass | N/A (Fast Track) | N/A (Fast Track) | N/A (Fast Track) | Executed | No former queue position | Sanger |  |  |  | Sanger | 115 |  |  | TRUE | TRUE | Sanger |  |  | 0.96 | [8 empty] | 0 | 1
2023-04-12 13:05 | 3431-RD | Fast Track | Detailed Study | Active | Not Provided |  |  | MONTEREY | OIL FIELDS SUB | Solar PV | 2.46 | 5/10/2023 | 6/12/2023 | Fail Screens: F, J, K, M, S5, A1 | 7/25/2023 | Fail | Pass | 2024-05-10 | N/A | Executed | No former queue position | not found |  |  |  | Oil Fields |  |  |  | FALSE | FALSE | Oil Fields |  |  | 2.46 | [8 empty] | 0 | 1
2023-04-14 14:36 | 3432-RD | Fast Track | DGSP | Active | Not Provided |  |  | CONTRA COSTA | KIRKER SUB | Solar PV | 0.9 | 5/10/2023 | 6/9/2023 | Fail Screens: F, G, H, J, K, M, S5 | 8/30/2023 | Fail | Pass | 2024-12-18 | N/A | Tendered | No former queue position | Kirker |  |  |  | Kirker | 115 |  |  | TRUE | TRUE | Kirker |  |  | 0.9 | [8 empty] | 0 | 0
2023-04-03 11:37 | 3433-RD | Fast Track | Fast Track | Active | Not Provided |  |  | SANTA CLARA | LAWRENCE SUB | Cogeneration | 6.65 | 5/17/2023 |  |  |  |  | N/A (Fast Track) | N/A (Fast Track) | N/A (Fast Track) |  | No former queue position | not found |  |  |  | Lawrence |  |  |  | FALSE | FALSE | Lawrence | [11 empty] | 0 | 0
2023-04-13 15:27 | 3434-RD | Fast Track | Fast Track | Withdrawn | Not Provided | Withdrawn | Withdrawn | SAN MATEO | EAST GRAND SUB | Solar PV | 1.326 | 5/17/2023 | 8/2/2023 | Pass | Withdrawn | Withdrawn | Withdrawn | Withdrawn | Withdrawn | Withdrawn | No former queue position |  |  |  |  | East Grand |  |  |  | FALSE | FALSE | East Grand |  |  | 1.326 | [8 empty] | 0 | 0
2023-04-13 16:54 | 3435-RD | Fast Track | Fast Track | Withdrawn | Not Provided | Withdrawn | Withdrawn | KINGS | KETTLEMAN HILLS SUB | Solar PV | 2 | 5/17/2023 | 7/11/2023 | Fail Screens: B, F, I, J, M, V1, V2, S5, A1 | Withdrawn | Withdrawn | Withdrawn | Withdrawn | Withdrawn | Withdrawn | No former queue position |  |  |  |  | Kettleman Hills |  |  |  | FALSE | FALSE | Kettleman Hills |  |  | 2 | [8 empty] | 0 | 0
2023-04-13 19:41 | 3436-RD | Fast Track | Detailed Study | Withdrawn | Not Provided | Withdrawn | Withdrawn | NAPA | BASALT SUB | Solar PV | 1.764 | 5/17/2023 | 7/26/2023 | Fail Screens: D, F, J, K, M, V1, S5, A1 | 8/23/2023 | Fail | Pass | 2024-01-04 | Withdrawn | Withdrawn | No former queue position | not found |  |  |  | Basalt |  |  |  | FALSE | FALSE | Basalt |  |  | 1.764 | [8 empty] | 0 | 0
2023-04-14 16:46 | 3437-RD | Fast Track | Fast Track | Active | Not Provided |  |  | ALAMEDA | MT EDEN SUB | Solar PV, Storage | 2.037 | 5/17/2023 | 8/15/2023 | Fail Screens: F, I, J, K, M | 3/6/2024 | Pass | N/A (Fast Track) | N/A (Fast Track) | N/A (Fast Track) | Executed | No former queue position | not found |  |  |  | Mt Eden | 115 |  |  | TRUE | TRUE | Mt Eden | 115 |  | 2.037 | [5 empty] | 2.037 |  | 2.037 | 0 | 1
2023-04-18 12:43 | 3438-RD | Fast Track | Fast Track | Withdrawn | Not Provided | Withdrawn | Withdrawn | BUTTE | CHICO B SUB | Solar PV | 1.045 | 5/17/2023 | Withdrawn | Withdrawn | Withdrawn | Withdrawn | Withdrawn | Withdrawn | Withdrawn | Withdrawn | No former queue position |  |  |  |  | Chico B |  |  |  | FALSE | FALSE | Chico B |  |  | 1.045 | [8 empty] | 0 | 0
2023-04-21 13:50 | 3439-RD | Fast Track | Fast Track | Active | Not Provided |  |  | BUTTE | NORD SUB | Solar PV | 2.988 | 5/17/2023 | 6/7/2023 | Fail Screens: F, I, K, M | 2/1/2024 | Pass | N/A (Fast Track) | N/A (Fast Track) | N/A (Fast Track) | Executed | No former queue position | not found |  |  |  | Nord |  |  |  | FALSE | FALSE | Nord |  |  | 2.988 | [8 empty] | 0 | 1
2023-04-21 14:10 | 3440-RD | Fast Track | Detailed Study | Withdrawn | Not Provided | Withdrawn | Withdrawn | STANISLAUS | CROWS LANDING SUB | Solar PV | 2.988 | 5/17/2023 | 6/8/2023 | Fail Screens: D, I, J, K, L, M, V1, V2, S5, A1, R1 | 8/3/2023 | Fail | Pass | 2024-07-06 | Withdrawn | Withdrawn | No former queue position | Crows Landing |  |  |  | Crows Landing | 60 |  |  | TRUE | FALSE | Crows Landing |  |  | 2.988 | [8 empty] | 0 | 0
2023-03-31 16:11 | 3441-RD | Fast Track | Detailed Study | Active | Not Provided |  |  | SAN LUIS OBISPO | SAN LUIS OBISPO SUB | Solar PV | 1.076 | 5/17/2023 | 9/18/2023 | Fail Screens: D, F, G, J, K, M, S5 | 11/15/2023 | Fail | Pass | 2024-08-27 | N/A | Executed | No former queue position | San Luis Obispo |  |  |  | San Luis Obispo | 115 |  |  | TRUE | TRUE | San Luis Obispo |  |  | 1.076 | [8 empty] | 0 | 1
2023-04-12 11:28 | 3442-RD | Fast Track | Fast Track | Active | Not Provided |  |  | SUTTER | PEASE SUB | Solar PV | 3.2 | 5/17/2023 | 9/20/2023 | Fail Screens: F, G, K, M | 2/26/2024 | Pass | N/A (Fast Track) | N/A (Fast Track) | N/A (Fast Track) | Executed | No former queue position | Pease |  |  |  | Pease | 115 |  |  | TRUE | TRUE | Pease |  |  | 3.2 | [8 empty] | 0 | 1
2023-04-13 12:52 | 3443-RD | Fast Track | Fast Track | Withdrawn | Not Provided | Withdrawn | Withdrawn | ALAMEDA | OAKLAND J SUB | Solar PV, Storage | 0.81207 | 5/17/2023 | 2024-07-02 | Fail Screens: D, F, I J, K, M | Withdrawn | Withdrawn | Withdrawn | Withdrawn | Withdrawn | Withdrawn | No former queue position | Oakland J |  |  |  | Oakland J | 115 |  |  | TRUE | FALSE | Oakland J |  |  | 0.81207 | [5 empty] | 0.81207 |  | 0.81207 | 0 | 0
2023-04-13 13:59 | 3444-RD | Fast Track | Detailed Study | Withdrawn | Not Provided | Withdrawn | Withdrawn | FRESNO | MCCALL SUB | Solar PV | 5.85 | 5/17/2023 | 8/7/2023 | Fail Screens: F, J, K, M, V1, V2, S5, A1 | 10/9/2023 | Fail | Withdrawn | Withdrawn | Withdrawn | Withdrawn | No former queue position |  |  |  |  | Mccall | 230 |  |  | TRUE | FALSE | Mccall | 230 |  | 5.85 | [8 empty] | 0 | 0
2023-04-14 12:09 | 3445-RD | Fast Track | Fast Track | Withdrawn | Not Provided | Withdrawn | Withdrawn | SOLANO | CORDELIA SUB | Solar PV | 1.52 | 5/17/2023 | 6/22/2023 | Fail Screens: I, J, K, M, S5 | Withdrawn | Withdrawn | Withdrawn | Withdrawn | Withdrawn | Withdrawn | No former queue position |  |  |  |  | Cordelia |  |  |  | FALSE | FALSE | Cordelia |  |  | 1.52 | [8 empty] | 0 | 0
2023-04-10 09:51 | 3446-RD | Fast Track | Fast Track | Active | Not Provided |  |  | BUTTE | TRES VIAS SUB | Solar PV | 0.96 | 5/17/2023 | 6/1/2023 | Pass |  |  | N/A (Fast Track) | N/A (Fast Track) | N/A (Fast Track) | Executed | No former queue position | not found |  |  |  | Tres Vias | 230 |  |  | TRUE | TRUE | Tres Vias | 230 |  | 0.96 | [8 empty] | 0 | 1
2023-04-10 10:37 | 3447-RD | Fast Track | Detailed Study | Withdrawn | Not Provided | Withdrawn | Withdrawn | MERCED | CANAL SUB | Solar PV | 2.002 | 5/17/2023 | 6/8/2023 | Fail Screens: D, F, G, J, K, M, S5 | 7/24/2023 | Fail | Withdrawn | Withdrawn | Withdrawn | Withdrawn | No former queue position |  |  |  |  | Canal |  |  |  | FALSE | FALSE | Canal |  |  | 2.002 | [8 empty] | 0 | 0
2023-04-10 15:48 | 3448-RD | Fast Track | Fast Track | Active | Not Provided |  |  | FRESNO | BULLARD SUB | Other, Solar PV | 8.2 | 5/17/2023 | 7/24/2023 | Fail Screens: B, F, I, J, K, M, V1, V2, S5, A1 | 10/11/2023 | Pass | N/A (Fast Track) | N/A (Fast Track) | N/A (Fast Track) | Executed | No former queue position | Bullard | 115 |  |  | Bullard | 115 |  |  | TRUE | TRUE | Bullard | 115 |  | 8.2 | [8 empty] | 0 | 1
2023-04-12 12:57 | 3449-RD | Fast Track | DGSP | Active | Not Provided |  |  | SAN JOAQUIN | WEBER SUB | Solar PV | 1.491 | 5/17/2023 | 6/16/2023 | Fail Screens: M | 7/24/2023 | Fail | Pass | 2024-10-15 | N/A | Executed | No former queue position | Weber |  |  |  | Weber | 230 |  |  | TRUE | TRUE | Weber |  |  | 1.491 | [8 empty] | 0 | 1
2023-04-13 10:28 | 3450-RD | Fast Track | Detailed Study | Withdrawn | Not Provided | Withdrawn | Withdrawn | TULARE | DINUBA SUB | Engine, Solar PV, Storage | 6.9579 | 5/17/2023 | 6/29/2023 | Fail Screens: F, I, J, K, M, V1, V2, S5, A1 | 8/25/2023 | Fail | Withdrawn | Withdrawn | Withdrawn | Withdrawn | No former queue position |  |  |  |  | Dinuba |  |  |  | FALSE | FALSE | Dinuba |  |  | 6.9579 | [5 empty] | 6.9579 |  | 6.9579 | 0 | 0
2023-04-14 11:55 | 3451-RD | Detailed Study | Detailed Study | Withdrawn | Not Provided | Withdrawn | Withdrawn | SOLANO | DIXON SUB | Solar PV | 1.239 | 5/17/2023 | Withdrawn | Withdrawn | Withdrawn | Withdrawn | Withdrawn | Withdrawn | Withdrawn | Withdrawn | No former queue position |  |  |  |  | Dixon |  |  |  | FALSE | FALSE | Dixon |  |  | 1.239 | [8 empty] | 0 | 0
2023-04-14 12:52 | 3452-RD | Fast Track | Fast Track | Active | Not Provided |  |  | SANTA CLARA | EVERGREEN SUB | Solar PV | 0.903 | 5/17/2023 | 6/28/2023 | Fail Screens: B, D, F, G, H, I, J, K, L, M, V1, S5, A1 | 10/19/2023 | Pass | N/A (Fast Track) | N/A (Fast Track) | N/A (Fast Track) | Executed | No former queue position | not found |  |  |  | Evergreen | 115 |  |  | TRUE | TRUE | Evergreen | 115 |  | 0.903 | [8 empty] | 0 | 1
2023-04-14 21:17 | 3453-RD | Detailed Study | Detailed Study | Withdrawn | Not Provided | Withdrawn | Withdrawn | MONTEREY | SOLEDAD SUB | Solar PV | 2.3 | 5/17/2023 | 6/28/2023 | Pass | Withdrawn | Withdrawn | Withdrawn | Withdrawn | Withdrawn | Withdrawn | No former queue position |  |  |  |  | Soledad | 115 |  |  | TRUE | FALSE | Soledad | 115 |  | 2.3 | [8 empty] | 0 | 0
2023-04-13 16:59 | 3454-RD | Fast Track | Fast Track | Active | Not Provided |  |  | MONTEREY | SALINAS SUB | Solar PV | 3.172 | 5/17/2023 | 6/14/2023 | Pass |  |  | N/A (Fast Track) | N/A (Fast Track) | N/A (Fast Track) | Executed | No former queue position | not found |  |  |  | Salinas | 115 |  |  | TRUE | TRUE | Salinas | 115 |  | 3.172 | [8 empty] | 0 | 1
2023-04-14 10:08 | 3455-RD | Fast Track | Fast Track | Withdrawn | Not Provided | Withdrawn | Withdrawn | FRESNO | MALAGA SUB | Solar PV | 0.9 | 5/17/2023 | Withdrawn | Withdrawn | Withdrawn | Withdrawn | Withdrawn | Withdrawn | Withdrawn | Withdrawn | No former queue position | not found |  |  |  | Malaga | 115 |  |  | TRUE | FALSE | Malaga | 115 |  | 0.9 | [8 empty] | 0 | 0
2023-04-14 14:53 | 3456-RD | Fast Track | Fast Track | Withdrawn | Not Provided | Withdrawn | Withdrawn | SAN LUIS OBISPO | SAN LUIS OBISPO SUB | Solar PV | 1.041 | 5/17/2023 | Withdrawn | Withdrawn | Withdrawn | Withdrawn | Withdrawn | Withdrawn | Withdrawn | Withdrawn | No former queue position | San Luis Obispo |  |  |  | San Luis Obispo | 115 |  |  | TRUE | FALSE | San Luis Obispo |  |  | 1.041 | [8 empty] | 0 | 0
2023-04-10 15:36 | 3457-RD | Fast Track | Fast Track | Active | Not Provided |  |  | FRESNO | CALIFORNIA AVE SUB | Solar PV | 1.982 | 5/17/2023 | 8/14/2023 | Fail Screens: J, K, M, V1, S5, A1 | 9/21/2023 | Pass | N/A (Fast Track) | N/A (Fast Track) | N/A (Fast Track) | Tendered | No former queue position | not found |  |  |  | California Ave | 115 |  |  | TRUE | TRUE | California Ave | 115 |  | 1.982 | [8 empty] | 0 | 0
2023-04-12 09:03 | 3458-WD | Independent Study | Independent Study | Withdrawn | 1/1/2026 | Withdrawn | Withdrawn | FRESNO | WEST FRESNO SUB | Solar PV | 5 | 5/17/2023 | Withdrawn | Withdrawn | Withdrawn | Withdrawn | Withdrawn | Withdrawn | Withdrawn | Withdrawn | No former queue position |  |  |  |  | West Fresno | 115 |  |  | TRUE | FALSE | West Fresno | 115 |  | 5 | [8 empty] | 0 | 0
2023-04-12 09:04 | 3459-WD | Independent Study | Independent Study | Withdrawn | 1/1/2026 | Withdrawn | Withdrawn | FRESNO | FIGARDEN SUB | Solar PV | 5 | 5/17/2023 | Withdrawn | Withdrawn | Withdrawn | Withdrawn | Withdrawn | Withdrawn | Withdrawn | Withdrawn | No former queue position |  |  |  |  | Figarden | 230 |  |  | TRUE | FALSE | Figarden | 230 |  | 5 | [8 empty] | 0 | 0
2023-04-14 09:25 | 3460-RD | Fast Track | Fast Track | Active | Not Provided |  |  | KERN | MARICOPA SUB | Solar PV | 1.357 | 5/17/2023 | 7/7/2023 | Fail Screens: D, F, I, J, K, L, M, V1, S5, A1 | 12/28/2023 | Pass | N/A (Fast Track) | N/A (Fast Track) | N/A (Fast Track) | Executed | No former queue position | not found |  |  |  | Maricopa |  |  |  | FALSE | FALSE | Maricopa |  |  | 1.357 | [8 empty] | 0 | 1
2023-04-14 12:30 | 3461-RD | Fast Track | Fast Track | Active | Not Provided |  |  | FRESNO | KERMAN SUB | Solar PV, Storage | 1.46 | 5/17/2023 | 6/29/2023 | Fail Screens: F, I, J, K, M, S5 | 8/22/2023 | Pass | N/A (Fast Track) | N/A (Fast Track) | N/A (Fast Track) | Executed | No former queue position | not found |  |  |  | Kerman |  |  |  | FALSE | FALSE | Kerman |  |  | 1.46 | [5 empty] | 1.46 |  | 1.46 | 0 | 1
2023-04-14 18:17 | 3462-RD | Fast Track | Fast Track | Active | Not Provided |  |  | SANTA CLARA | STONE SUB | Solar PV | 1.68 | 5/17/2023 | 6/15/2023 | Fail Screens: D, G, I, J, K, L, M, S5 | 9/14/2023 | Pass | N/A (Fast Track) | N/A (Fast Track) | N/A (Fast Track) | Executed | No former queue position | not found |  |  |  | Stone | 115 |  |  | TRUE | TRUE | Stone | 115 |  | 1.68 | [8 empty] | 0 | 1
2023-04-27 10:32 | 3463-RD | Fast Track | Fast Track | Withdrawn | Not Provided | Withdrawn | Withdrawn | AMADOR | MARTELL SUB | Solar PV | 2.988 | 5/17/2023 | 6/22/2023 | Fail Screens: D, F, G, I, J, K, M, V1, V2, S5, A1, R1 | 1/4/2024 | Fail | Withdrawn | Withdrawn | Withdrawn | Withdrawn | No former queue position |  |  |  |  | Martell |  |  |  | FALSE | FALSE | Martell |  |  | 2.988 | [8 empty] | 0 | 0
2023-04-27 10:36 | 3464-RD | Detailed Study | Detailed Study | Active | Not Provided |  |  | KERN | MCFARLAND SUB | Solar PV | 4.98 | 5/17/2023 | N/A | N/A | N/A | N/A | Fail | 1/3/2024 | N/A | Executed | No former queue position | not found |  |  |  | Mcfarland |  |  |  | FALSE | FALSE | Mcfarland |  |  | 4.98 | [8 empty] | 0 | 1
2023-05-05 12:10 | 3465-RD | Fast Track | Detailed Study | Active | Not Provided |  |  | STANISLAUS | COTTLE SUB | Solar PV | 0.461 | 5/17/2023 | 6/6/2023 | Fail Screens: D, F, G, I, J, L, M, S5 | 8/16/2023 | Fail | Pass | 3/4/2024 | N/A | Executed | No former queue position | Cottle |  |  |  | Cottle | 230 |  |  | TRUE | TRUE | Cottle |  |  | 0.461 | [8 empty] | 0 | 1
2023-04-11 08:10 | 3466-RD | Fast Track | Fast Track | Withdrawn | Not Provided | Withdrawn | Withdrawn | SANTA CRUZ | GREEN VALLEY SUB | Engine, Turbine | 0.8 | 5/24/2023 | Withdrawn | Withdrawn | Withdrawn | Withdrawn | Withdrawn | Withdrawn | Withdrawn | Withdrawn | No former queue position | not found |  |  |  | Green Valley | 115 |  |  | TRUE | FALSE | Green Valley | 115 | [10 empty] | 0 | 0
2023-04-17 15:57 | 3467-WD | Cluster | Cluster | Withdrawn | 6/2/2025 | Withdrawn | Withdrawn | KERN | BLACKWELL SUB | Solar PV | 21.609 | 5/24/2023 | Withdrawn | Withdrawn | Withdrawn | Withdrawn | Withdrawn | Withdrawn | Withdrawn | Withdrawn | No former queue position |  |  |  |  | Blackwell |  |  |  | FALSE | FALSE | Blackwell |  |  | 21.609 | [8 empty] | 0 | 0
2023-04-07 19:44 | 3468-RD | Fast Track | Fast Track | Withdrawn | Not Provided | Withdrawn | Withdrawn | SANTA BARBARA | CUYAMA SUB | Solar PV | 0.55 | 5/24/2023 | 8/1/2023 | Pass | Withdrawn | Withdrawn | Withdrawn | Withdrawn | Withdrawn | Withdrawn | No former queue position |  |  |  |  | Cuyama |  |  |  | FALSE | FALSE | Cuyama |  |  | 0.55 | [8 empty] | 0 | 0
2023-04-12 20:44 | 3469-RD | Fast Track | Fast Track | Active | Not Provided |  |  | KERN | TEVIS SUB | Solar PV | 2.242 | 5/24/2023 | 8/3/2023 | Fail Screens: B, D, F, H, I, J, K, M, V1, S5, A1 | 10/23/2023 | Pass | N/A (Fast Track) | N/A (Fast Track) | N/A (Fast Track) | Executed | No former queue position | Tevis |  |  |  | Tevis | 115 |  |  | TRUE | TRUE | Tevis |  |  | 2.242 | [8 empty] | 0 | 1
2023-04-13 11:58 | 3470-RD | Fast Track | Fast Track | Withdrawn | Not Provided | Withdrawn | Withdrawn | SANTA CRUZ | PAUL SWEET SUB | Solar PV | 1.268 | 5/24/2023 | 8/11/2023 | Fail Screens: F, J, K, M, V1, S5, A1 | 12/22/2023 | Pass | Withdrawn | Withdrawn | Withdrawn | Withdrawn | No former queue position |  |  |  |  | Paul Sweet | 115 |  |  | TRUE | FALSE | Paul Sweet | 115 |  | 1.268 | [8 empty] | 0 | 0
2023-04-14 17:38 | 3471-RD | Detailed Study | Detailed Study | Active | Not Provided |  |  | CONTRA COSTA | RICHMOND R SUB | Solar PV | 2.16 | 06/22/2023 | N/A | N/A | N/A | N/A | Pass | 11/20/2023 | N/A | Executed | No former queue position | Richmond R |  |  |  | Richmond R | 115 |  |  | TRUE | TRUE | Richmond R |  |  | 2.16 | [8 empty] | 0 | 1
2023-04-14 15:23 | 3472-RD | Detailed Study | Detailed Study | Withdrawn | Not Provided | Withdrawn | Withdrawn | KERN | CAISO Controlled Sub | Solar PV | 16 | 5/24/2023 | Withdrawn | Withdrawn | Withdrawn | Withdrawn | Withdrawn | Withdrawn | Withdrawn | Withdrawn | No former queue position |  |  |  |  | Caiso Controlled Sub |  |  |  | FALSE | FALSE | Caiso Controlled Sub |  |  | 16 | [8 empty] | 0 | 0
2023-05-11 06:18 | 3473-RD | Fast Track | Detailed Study | Withdrawn | Not Provided | Withdrawn | Withdrawn | MERCED | ORTIGA SUB | Solar PV | 2.988 | 5/24/2023 | 6/14/2023 | Fail Screens: D, F, G, I, J, K, M, V1, V2, S5, A1, R1 | 8/17/2023 | Fail | Withdrawn | Withdrawn | Withdrawn | Withdrawn | No former queue position |  |  |  |  | Ortiga |  |  |  | FALSE | FALSE | Ortiga |  |  | 2.988 | [8 empty] | 0 | 0
2023-05-11 09:45 | 3474-RD | Fast Track | Fast Track | Withdrawn | Not Provided | Withdrawn | Withdrawn | SUTTER | PEASE SUB | Solar PV | 2.988 | 5/24/2023 | 6/6/2023 | Fail Screens: F, I, K, M | 2/26/2024 | Fail | Withdrawn | Withdrawn | Withdrawn | Withdrawn | No former queue position |  |  |  |  | Pease | 115 |  |  | TRUE | FALSE | Pease | 115 |  | 2.988 | [8 empty] | 0 | 0
2023-05-11 09:48 | 3475-RD | Fast Track | Fast Track | Withdrawn | Not Provided | Withdrawn | Withdrawn | YOLO | DEEPWATER SUB | Solar PV | 2.988 | 5/24/2023 | 6/22/2023 | Fail Screens: B, D, F, G, I, J, K, M, V1, V2, S5, A1, R1 | 9/6/2023 | Fail | Withdrawn | Withdrawn | Withdrawn | Withdrawn | No former queue position |  |  |  |  | Deepwater |  |  |  | FALSE | FALSE | Deepwater |  |  | 2.988 | [8 empty] | 0 | 0
2023-05-22 13:21 | 3476-RD | Detailed Study | Fast Track | Active | Not Provided |  |  | ALAMEDA | OAKLAND C (OAKLAND PP) SUB | Solar PV | 0.043 | 5/24/2023 | 7/6/2023 | Fail Screens: A | N/A | N/A | N/A (Fast Track) | N/A (Fast Track) | N/A (Fast Track) |  | No former queue position | not found |  |  |  | Oakland C (Oakland Pp) |  |  |  | FALSE | FALSE | Oakland C (Oakland Pp) |  |  | 0.043 | [8 empty] | 0 | 0
2023-04-13 20:13 | 3477-RD | Fast Track | Fast Track | Active | Not Provided |  |  | SAN LUIS OBISPO | BAYWOOD SUB | Solar PV | 0.98 | 5/31/2023 | 8/16/2023 | Pass |  |  | N/A (Fast Track) | N/A (Fast Track) | N/A (Fast Track) | Executed | No former queue position | not found |  | not found |  | Baywood |  |  |  | FALSE | FALSE | not found |  |  | 0.98 | [8 empty] | 0 | 1
2023-04-14 18:31 | 3478-RD | Fast Track | Detailed Study | Withdrawn | Not Provided | Withdrawn | Withdrawn | GLENN | LOGAN CREEK SUB | Solar PV | 0.84 | 5/31/2023 | 6/6/2023 | Fail Screens: D, F, G, J, K, M, V1, S5, A1 | 8/24/2023 | Fail | Withdrawn | Withdrawn | Withdrawn | Withdrawn | No former queue position |  |  |  |  | Logan Creek | 230 |  |  | TRUE | FALSE | Logan Creek | 230 |  | 0.84 | [8 empty] | 0 | 0
2023-04-28 09:49 | 3479-RD | Fast Track | Detailed Study | Withdrawn | Not Provided | Withdrawn | Withdrawn | COLUSA | RICE SUB | Solar PV | 0.3 | 5/31/2023 | 7/11/2023 | Fail Screens: D, G, I, J, L, M, V1, S5 | 9/15/2023 | Fail | Withdrawn | Withdrawn | Withdrawn | Withdrawn | No former queue position | not found |  |  |  | Rice |  |  |  | FALSE | FALSE | Rice |  |  | 0.3 | [8 empty] | 0 | 0
2023-05-04 18:47 | 3480-RD | Fast Track | Fast Track | Withdrawn | Not Provided | Withdrawn | Withdrawn | COLUSA | RICE SUB | Solar PV | 0.8 | 5/31/2023 | 7/11/2023 | Fail Screens: D, F, G, I, J, K, L, M, S5 | 9/15/2023 | Fail | Withdrawn | Withdrawn | Withdrawn | Withdrawn | No former queue position |  |  |  |  | Rice |  |  |  | FALSE | FALSE | Rice |  |  | 0.8 | [8 empty] | 0 | 0
2023-05-16 07:31 | 3481-RD | Detailed Study | Detailed Study | Active | Not Provided |  |  | STANISLAUS | COTTLE SUB | Solar PV | 4.98 | 5/31/2023 | N/A | N/A | N/A | N/A | Pass | 12/20/2023 | N/A | Executed | No former queue position | Cottle |  |  |  | Cottle | 230 |  |  | TRUE | TRUE | Cottle |  |  | 4.98 | [8 empty] | 0 | 1
2023-03-21 14:32 | 3482-RD | Fast Track | Fast Track | Withdrawn | Not Provided | Withdrawn | Withdrawn | KERN | BAKERSFIELD SUB | Solar PV | 1.1 | 08/07/2023 | 11/9/2023 | Pass | Withdrawn | Withdrawn | Withdrawn | Withdrawn | Withdrawn | Withdrawn | No former queue position |  |  |  |  | Bakersfield | 230 |  |  | TRUE | FALSE | Bakersfield | 230 |  | 1.1 | [8 empty] | 0 | 0
2023-04-13 15:35 | 3483-RD | Fast Track | Detailed Study | Withdrawn | Not Provided | Withdrawn | Withdrawn | Withdrawn | Withdrawn | Solar PV | 2.52 | 5/31/2023 | 6/20/2023 | Fail Screens: D, F, G, J, K, M, V1, S5, A1 | 9/7/2023 | Fail | Withdrawn | Withdrawn | Withdrawn | Withdrawn | No former queue position |  |  |  |  | Withdrawn |  |  |  | FALSE | FALSE | Withdrawn |  |  | 2.52 | [8 empty] | 0 | 0
2023-04-13 19:32 | 3484-RD | Fast Track | Fast Track | Active | Not Provided |  |  | SOLANO | PEABODY SUB | Solar PV | 1.05 | 5/31/2023 |  |  |  |  | N/A (Fast Track) | N/A (Fast Track) | N/A (Fast Track) |  | No former queue position | Peabody |  |  |  | Peabody | 230 |  |  | TRUE | TRUE | Peabody |  |  | 1.05 | [8 empty] | 0 | 0
2023-04-14 22:16 | 3485-RD | Fast Track | Fast Track | Active | Not Provided |  |  | CONTRA COSTA | POINT PINOLE SUB | Solar PV | 1.3 | 5/31/2023 |  |  |  |  | N/A (Fast Track) | N/A (Fast Track) | N/A (Fast Track) |  | No former queue position | not found |  |  |  | Point Pinole |  |  |  | FALSE | FALSE | Point Pinole |  |  | 1.3 | [8 empty] | 0 | 0
2023-04-03 15:02 | 3486-RD | Fast Track | Fast Track | Withdrawn | Not Provided | Withdrawn | Withdrawn | COLUSA | HIGHLANDS SUB | Solar PV, Storage | 1.19 | 5/31/2023 | 7/3/2023 | Fail Screens: D, F, I, J, K, M, S5, A1 | 9/20/2023 | Pass | Withdrawn | Withdrawn | Withdrawn | Withdrawn | No former queue position |  |  |  |  | Highlands |  |  |  | FALSE | FALSE | Highlands |  |  | 1.19 | [5 empty] | 1.19 |  | 1.19 | 0 | 0
2023-04-07 07:57 | 3487-RD | Fast Track | Fast Track | Active | Not Provided |  |  | ALAMEDA | SAN RAMON SUB | Solar PV, Storage | 0.20725 | 6/7/2023 | 9/19/2023 | Fail Screens: B, D, F, G, H, I, J, K, M, V1, V2, S5, A1 | 3/26/2024 | Pass | N/A (Fast Track) | N/A (Fast Track) | N/A (Fast Track) | Executed | No former queue position | San Ramon |  |  |  | San Ramon | 230 |  |  | TRUE | TRUE | San Ramon |  |  | 0.20725 | [5 empty] | 0.20725 |  | 0.20725 | 0 | 1
2023-04-14 06:49 | 3488-RD | Fast Track | Fast Track | Withdrawn | Not Provided | Withdrawn | Withdrawn | MONTEREY | SPENCE SUB | Solar PV, Storage | 1.675 | 6/7/2023 | 7/24/2023 | Fail Screens: B, D, F, H, I, J, K, M, V1, V2, S5 | Withdrawn | Withdrawn | Withdrawn | Withdrawn | Withdrawn | Withdrawn | No former queue position |  |  |  |  | Spence |  |  |  | FALSE | FALSE | Spence |  |  | 1.675 | [5 empty] | 1.675 |  | 1.675 | 0 | 0
2023-05-16 16:36 | 3489-WD | Independent Study | DGSP | Active | 11/15/2024 |  |  | SAN JOAQUIN | MORMON SUB | Solar PV, Storage | 2 | 6/7/2023 | N/A | N/A | N/A | N/A | Pass | 2025-01-18 | 2025-04-30 |  | No former queue position | not found |  |  |  | Mormon |  |  |  | FALSE | FALSE | Mormon |  |  | 2 | [5 empty] | 2 |  | 2 | 0 | 0
2023-05-17 16:43 | 3490-WD | Independent Study | Independent Study | Active | 9/30/2024 |  |  | TEHAMA | RED BLUFF SUB | Solar PV, Storage | 4.99 | 6/7/2023 | N/A | N/A (Independent Study) | N/A | N/A (Independent Study) | Pass | 2024-05-10 | 2024-12-24 | Tendered | No former queue position | Red Bluff |  |  |  | Red Bluff | 500 |  |  | TRUE | TRUE | Red Bluff |  |  | 4.99 | [5 empty] | 4.99 |  | 4.99 | 0 | 0
2023-05-17 16:54 | 3491-WD | Independent Study | Independent Study | Active | 9/27/2024 |  |  | EL DORADO | DIAMOND SPRINGS SUB | Solar PV, Storage | 4.99 | 6/7/2023 | N/A | N/A (Independent Study) | N/A | N/A (Independent Study) | Pass | 2024-05-31 | N/A | Executed | No former queue position | not found |  |  |  | Diamond Springs |  |  |  | FALSE | FALSE | Diamond Springs |  |  | 4.99 | [5 empty] | 4.99 |  | 4.99 | 0 | 1
2023-04-13 11:01 | 3492-RD | Detailed Study | Detailed Study | Withdrawn | Not Provided | Withdrawn | Withdrawn | FRESNO | Withdrawn | Solar PV | 7.47 | 6/7/2023 | Withdrawn | Withdrawn | Withdrawn | Withdrawn | Withdrawn | Withdrawn | Withdrawn | Withdrawn | No former queue position |  |  |  |  | Withdrawn |  |  |  | FALSE | FALSE | Withdrawn |  |  | 7.47 | [8 empty] | 0 | 0
2023-05-17 16:27 | 3493-RD | Fast Track | Fast Track | Active | Not Provided |  |  | MADERA | Withdrawn | Other | 0.428 | 6/7/2023 | 7/12/2023 | Fail Screens: F, I, J, K, L, M, S5 |  |  | N/A (Fast Track) | N/A (Fast Track) | N/A (Fast Track) | Executed | No former queue position | not found |  |  |  | Withdrawn |  |  |  | FALSE | FALSE | Withdrawn | [11 empty] | 0 | 1
2023-05-18 16:47 | 3494-WD | Independent Study | Independent Study | Withdrawn | 7/26/2024 | Withdrawn | Withdrawn | BUTTE | BANGOR SUB | Solar PV, Storage | 3 | 6/7/2023 | Withdrawn | Withdrawn | Withdrawn | Withdrawn | Withdrawn | Withdrawn | Withdrawn | Withdrawn | No former queue position | not found |  |  |  | Bangor |  |  |  | FALSE | FALSE | Bangor |  |  | 3 | [5 empty] | 3 |  | 3 | 0 | 0
2023-05-18 16:48 | 3495-WD | Independent Study | Independent Study | Withdrawn | 9/27/2024 | Withdrawn | Withdrawn | KINGS | GUERNSEY SUB | Solar PV, Storage | 2 | 6/7/2023 | Withdrawn | Withdrawn | Withdrawn | Withdrawn | Withdrawn | Withdrawn | Withdrawn | Withdrawn | No former queue position |  |  |  |  | Guernsey | 70 |  |  | TRUE | FALSE | Guernsey | 70 |  | 2 | [5 empty] | 2 |  | 2 | 0 | 0
2023-05-18 16:49 | 3496-WD | Independent Study | Independent Study | Withdrawn | 9/30/2024 | Withdrawn | Withdrawn | SHASTA | JESSUP SUB | Solar PV, Storage | 2.4 | 6/7/2023 | Withdrawn | Withdrawn | Withdrawn | Withdrawn | Withdrawn | Withdrawn | Withdrawn | Withdrawn | No former queue position |  |  |  |  | Jessup | 115 |  |  | TRUE | FALSE | Jessup | 115 |  | 2.4 | [5 empty] | 2.4 |  | 2.4 | 0 | 0
2023-05-18 11:55 | 3497-WD | Independent Study | Independent Study | Active | 8/22/2025 |  |  | KERN | GOOSE LAKE SUB | Solar PV, Storage | 3 | 6/7/2023 | N/A | N/A (Independent Study) | N/A | N/A (Independent Study) | Pass | 3/6/2024 | 2024-08-16 | Executed | No former queue position | Goose Lake |  |  |  | Goose Lake | 115 |  |  | TRUE | TRUE | Goose Lake |  |  | 3 | [5 empty] | 3 |  | 3 | 0 | 1
2023-04-04 14:18 | 3498-RD | Detailed Study | Detailed Study | Active | Not Provided |  |  | NAPA | SILVERADO SUB | Solar PV | 1.5 | 6/7/2023 | N/A | N/A | N/A | N/A | Pass | 2/22/2024 | N/A | Executed | No former queue position | Silverado |  |  |  | Silverado | 115 |  |  | TRUE | TRUE | Silverado |  |  | 1.5 | [8 empty] | 0 | 1
2023-05-26 13:26 | 3499-RD | Fast Track | Detailed Study | Withdrawn | Not Provided | Withdrawn | Withdrawn | KERN | BLACKWELL SUB | Solar PV | 4.98 | 6/7/2023 | 6/27/2023 | Fail Screens: F, I, J, K, L, M, V1, V2, S5, A1, R1 | 9/13/2023 | Fail | Withdrawn | Withdrawn | Withdrawn | Withdrawn | No former queue position |  |  |  |  | Blackwell |  |  |  | FALSE | FALSE | Blackwell |  |  | 4.98 | [8 empty] | 0 | 0
2023-05-26 13:36 | 3500-RD | Fast Track | Detailed Study | Withdrawn | Not Provided | Withdrawn | Withdrawn | KERN | SEMITROPIC SUB | Solar PV | 4.98 | 6/7/2023 | 8/29/2023 | Fail Screens: B, D, F, G, I, J, K, L, M, V1, V2, S5, A1, R1 | 12/28/2023 | Fail | Withdrawn | Withdrawn | Withdrawn | Withdrawn | No former queue position |  |  | Semitropic |  | Semitropic | 115 |  |  | TRUE | FALSE | Semitropic | 115 |  | 4.98 | [8 empty] | 0 | 0
2023-05-22 14:49 | 3501-RD | Fast Track | DGSP | Active | Not Provided |  |  | CONTRA COSTA | CONTRA COSTA SUB | Solar PV | 0.28 | 6/14/2023 | 7/19/2023 | Fail Screens: D, F, G, I, J, M, S5 | 10/23/2023 | Fail | Pass | 2024-11-05 | N/A | Executed | No former queue position | not found |  |  |  | Contra Costa | 230 |  |  | TRUE | TRUE | Contra Costa | 230 |  | 0.28 | [8 empty] | 0 | 1
2023-04-10 10:47 | 3502-RD | Fast Track | Detailed Study | Withdrawn | Not Provided | Withdrawn | Withdrawn | SOLANO | RUSSEL (SMUD) SUB | Solar PV | 3.912 | 6/14/2023 | 2024-10-04 | Fail | 2024-11-14 | Fail | Fail | Withdrawn | Withdrawn | Withdrawn | No former queue position | not found |  | No Match - Ignore |  | Russel (Smud) |  |  |  | FALSE | FALSE | No Match - Ignore |  |  | 3.912 | [8 empty] | 0 | 0
2023-05-12 12:14 | 3503-RD | Fast Track | Fast Track | Active | Not Provided |  |  | SANTA CLARA | BRITTON SUB | Solar PV | 1.204 | 6/14/2023 | 10/2/2023 | Fail Screens: B, D, F, G, I, J, K, M, V1, S5, A1 | 12/5/2023 | Pass | N/A (Fast Track) | N/A (Fast Track) | N/A (Fast Track) | Executed | No former queue position | not found |  |  |  | Britton |  |  |  | FALSE | FALSE | Britton |  |  | 1.204 | [8 empty] | 0 | 1
2023-05-25 10:29 | 3504-RD | Detailed Study | Detailed Study | Withdrawn | Not Provided | Withdrawn | Withdrawn | FRESNO | CARUTHERS SUB | Solar PV | 1.4 | 08/15/2023 | Withdrawn | Withdrawn | Withdrawn | Withdrawn | Withdrawn | Withdrawn | Withdrawn | Withdrawn | No former queue position |  |  |  |  | Caruthers |  |  |  | FALSE | FALSE | Caruthers |  |  | 1.4 | [8 empty] | 0 | 0
2023-05-24 10:08 | 3505-RD | Fast Track | Fast Track | Active | Not Provided |  |  | KERN | LAKEVIEW SUB | Storage | 1.2045 | 6/14/2023 | 8/31/2023 | Pass |  |  | N/A (Fast Track) | N/A (Fast Track) | N/A (Fast Track) | Executed | No former queue position | not found |  |  |  | Lakeview | 70 |  |  | TRUE | TRUE | Lakeview | 70 | [7 empty] | 1.2045 |  | 1.2045 | 0 | 1
2023-05-18 18:20 | 3506-WD | Independent Study | Independent Study | Withdrawn | 7/31/2024 | Withdrawn | Withdrawn | BUTTE | SYCAMORE CREEK SUB | Solar PV, Storage | 2.375 | 6/21/2023 | Withdrawn | Withdrawn | Withdrawn | Withdrawn | Withdrawn | Withdrawn | Withdrawn | Withdrawn | No former queue position |  |  |  |  | Sycamore Creek |  |  |  | FALSE | FALSE | Sycamore Creek |  |  | 2.375 | [5 empty] | 2.375 |  | 2.375 | 0 | 0
2023-06-08 11:52 | 3507-RD | Detailed Study | DGSP | Active | Not Provided |  |  | COLUSA | ARBUCKLE SUB | Steam Turbine | 5 | 6/21/2023 | N/A | N/A | N/A | N/A | Pass | 2024-05-31 | N/A | Executed | No former queue position | not found |  |  |  | Arbuckle |  |  |  | FALSE | FALSE | Arbuckle | [11 empty] | 0 | 1
2023-06-05 10:10 | 3508-RD | Fast Track | Fast Track | Active | Not Provided |  |  | SAN JOAQUIN | TESLA SUB | Solar PV | 2.384 | 6/28/2023 | 7/21/2023 | Pass |  |  | N/A (Fast Track) | N/A (Fast Track) | N/A (Fast Track) | Executed | No former queue position | Tesla |  |  |  | Tesla | 500 |  |  | TRUE | TRUE | Tesla |  |  | 2.384 | [8 empty] | 0 | 1
2023-06-10 18:01 | 3509-RD | Fast Track | Fast Track | Active | Not Provided |  |  | KERN | GANSO SUB | Steam Turbine | 0.5 | 6/28/2023 | 7/25/2023 | Fail Screens: B, F, G, I, J, M, S5 |  |  | N/A (Fast Track) | N/A (Fast Track) | N/A (Fast Track) | Executed | No former queue position | Ganso |  |  |  | Ganso | 115 |  |  | TRUE | TRUE | Ganso | [11 empty] | 0 | 1
2023-06-10 18:45 | 3510-RD | Fast Track | Fast Track | Active | Not Provided |  |  | MERCED | SANTA NELLA SUB | Steam Turbine | 0.55 | 6/28/2023 | 7/24/2023 | Pass |  |  | N/A (Fast Track) | N/A (Fast Track) | N/A (Fast Track) | Executed | No former queue position | not found |  |  |  | Santa Nella |  |  |  | FALSE | FALSE | Santa Nella | [11 empty] | 0 | 1
2023-06-16 09:05 | 3511-RD | Fast Track | Fast Track | Active | Not Provided |  |  | MERCED | GUSTINE SUB | Solar PV | 0.1 | 6/28/2023 | 9/6/2023 | Fail Screens: D, I, J, L, M, V1, S5 |  |  | N/A (Fast Track) | N/A (Fast Track) | N/A (Fast Track) | Executed | No former queue position | not found |  |  |  | Gustine |  |  |  | FALSE | FALSE | Gustine |  |  | 0.1 | [8 empty] | 0 | 1
2023-04-10 16:30 | 3512-RD | Fast Track | Fast Track | Active | Not Provided |  |  | FRESNO | WEST FRESNO SUB | Solar PV, Storage | 2.326 | 6/28/2023 |  |  |  |  | N/A (Fast Track) | N/A (Fast Track) | N/A (Fast Track) |  | No former queue position | West Fresno |  |  |  | West Fresno | 115 |  |  | TRUE | TRUE | West Fresno |  |  | 2.326 | [5 empty] | 2.326 |  | 2.326 | 0 | 0
2023-06-12 14:30 | 3513-RD | Fast Track | Fast Track | Withdrawn | Not Provided | Withdrawn | Withdrawn | SANTA CLARA | BRITTON SUB | Solar PV | 1.468 | 6/28/2023 | 8/7/2023 | Fail Screens: D, J, K, V1, S5, A1 | Withdrawn | Withdrawn | Withdrawn | Withdrawn | Withdrawn | Withdrawn | No former queue position |  |  |  |  | Britton |  |  |  | FALSE | FALSE | Britton |  |  | 1.468 | [8 empty] | 0 | 0
2023-06-02 15:54 | 3514-RD | Fast Track | Fast Track | Active | Not Provided |  |  | PLACER | PLEASANT GROVE SUB | Solar PV | 2.5 | 7/5/2023 | 7/26/2023 | Fail Screens: H, I, J, K, M | 3/19/2024 | Pass | N/A (Fast Track) | N/A (Fast Track) | N/A (Fast Track) | Executed | No former queue position | Pleasant Grove |  | Pleasant Grove | 115 | Pleasant Grove | 115 |  |  | TRUE | TRUE | Pleasant Grove |  |  | 2.5 | [8 empty] | 0 | 1
2023-06-09 11:14 | 3515-RD | Fast Track | Fast Track | Withdrawn | Not Provided | Withdrawn | Withdrawn | SANTA BARBARA | DIVIDE SUB | Steam Turbine | 1 | 7/5/2023 | 10/12/2023 | Pass | Withdrawn | Withdrawn | Withdrawn | Withdrawn | Withdrawn | Executed | No former queue position |  |  | Divide |  | Divide | 115 |  |  | TRUE | FALSE | Divide | 115 | [10 empty] | 0 | 1
2023-06-19 12:42 | 3516-RD | Fast Track | Fast Track | Active | Not Provided |  |  | KERN | TEJON SUB | Solar PV | 0.7 | 7/5/2023 | 7/26/2023 | Pass |  |  | N/A (Fast Track) | N/A (Fast Track) | N/A (Fast Track) | Executed | No former queue position | not found |  |  |  | Tejon | 70 |  |  | TRUE | TRUE | Tejon | 70 |  | 0.7 | [8 empty] | 0 | 1
2023-06-01 15:42 | 3517-RD | Detailed Study | Detailed Study | Withdrawn | Not Provided | Withdrawn | Withdrawn | KINGS | JACOBS CORNER SUB | Biomass | 0.999 | 7/12/2023 | Withdrawn | Withdrawn | Withdrawn | Withdrawn | Withdrawn | Withdrawn | Withdrawn | Withdrawn | No former queue position |  |  |  |  | Jacobs Corner |  |  |  | FALSE | FALSE | Jacobs Corner | [11 empty] | 0 | 0
2023-06-19 12:54 | 3518-RD | Fast Track | Fast Track | Active | Not Provided |  |  | KERN | TEJON SUB | Solar PV | 0.7 | 7/12/2023 | 8/3/2023 | Pass |  |  | N/A (Fast Track) | N/A (Fast Track) | N/A (Fast Track) | Executed | No former queue position | not found |  |  |  | Tejon | 70 |  |  | TRUE | TRUE | Tejon | 70 |  | 0.7 | [8 empty] | 0 | 1
2023-06-29 16:36 | 3519-RD | Detailed Study | Detailed Study | Active | Not Provided |  |  | KERN | TUPMAN SUB | Solar PV | 9 | 7/12/2023 | 8/2/2023 | Pass | N/A | N/A | Pass | 2/23/2024 | N/A | Executed | No former queue position | Tupman | 115 |  |  | Tupman | 115 |  |  | TRUE | TRUE | Tupman | 115 |  | 9 | [8 empty] | 0 | 1
2023-06-23 11:23 | 3520-RD | Fast Track | Detailed Study | Withdrawn | Not Provided | Withdrawn | Withdrawn | KINGS | RESERVE OIL SUB | Solar PV | 3 | 7/12/2023 | 8/3/2023 | Fail Screens: F, J, K, M, V1, V2, S5, A1 | 10/9/2023 | Fail | Withdrawn | Withdrawn | Withdrawn | Withdrawn | No former queue position |  |  |  |  | Reserve Oil |  |  |  | FALSE | FALSE | Reserve Oil |  |  | 3 | [8 empty] | 0 | 0
2023-07-07 16:57 | 3521-WD | Independent Study | Independent Study | Withdrawn | 10/1/2025 | Withdrawn | Withdrawn | STANISLAUS | CROWS LANDING SUB | Solar PV | 3.5 | 7/19/2023 | Withdrawn | Withdrawn | Withdrawn | Withdrawn | Withdrawn | Withdrawn | Withdrawn | Withdrawn | No former queue position |  |  |  |  | Crows Landing | 60 |  |  | TRUE | FALSE | Crows Landing | 60 |  | 3.5 | [8 empty] | 0 | 0
2023-06-29 10:43 | 3522-RD | Fast Track | Fast Track | Withdrawn | Not Provided | Withdrawn | Withdrawn | BUTTE | WYANDOTTE SUB | Solar PV | 4.98 | 7/19/2023 | 10/30/2023 | Fail Screens: F, G, I, J, K, L, M | Withdrawn | Withdrawn | Withdrawn | Withdrawn | Withdrawn | Withdrawn | No former queue position | Wyandotte |  |  |  | Wyandotte | 115 |  |  | TRUE | FALSE | Wyandotte |  |  | 4.98 | [8 empty] | 0 | 0
2023-06-29 13:59 | 3523-RD | Fast Track | Fast Track | Withdrawn | Not Provided | Withdrawn | Withdrawn | KERN | BLACKWELL SUB | Solar PV | 4.98 | 7/19/2023 | 9/14/2023 | Fail Screens: B, D, F, G, I, J, K, L, M, V1, V2, S5, A1, R1 | 1/9/2024 | Fail | Withdrawn | Withdrawn | Withdrawn | Withdrawn | No former queue position |  |  |  |  | Blackwell |  |  |  | FALSE | FALSE | Blackwell |  |  | 4.98 | [8 empty] | 0 | 0
2023-06-22 12:17 | 3524-RD | Fast Track | Detailed Study | Withdrawn | Not Provided | Withdrawn | Withdrawn | KERN | LAKEVIEW SUB | Solar PV | 5 | 7/19/2023 | 8/28/2023 | Fail Screens: B, D, F, I, J, K, L, M, V1, V2, S5, A1, R1 | 11/27/2023 | Fail | Withdrawn | Withdrawn | Withdrawn | Withdrawn | No former queue position |  |  |  |  | Lakeview | 70 |  |  | TRUE | FALSE | Lakeview | 70 |  | 5 | [8 empty] | 0 | 0
2023-06-22 13:52 | 3525-RD | Fast Track | Detailed Study | Withdrawn | Not Provided | Withdrawn | Withdrawn | KERN | LAKEVIEW SUB | Solar PV | 5.312 | 7/19/2023 | 8/28/2023 | Fail Screens: B, D, F, I, J, K, L, M, V1, V2, S5, A1, R1 | 11/27/2023 | Fail | Withdrawn | Withdrawn | Withdrawn | Withdrawn | No former queue position |  |  |  |  | Lakeview | 70 |  |  | TRUE | FALSE | Lakeview | 70 |  | 5.312 | [8 empty] | 0 | 0
2023-06-22 14:41 | 3526-RD | Fast Track | Detailed Study | Withdrawn | Not Provided | Withdrawn | Withdrawn | KERN | LAKEVIEW SUB | Solar PV | 5.312 | 7/19/2023 | 8/28/2023 | Fail Screens: B, D, F, G, I, J, K, L, M, V1, V2, S5, A1, R1 | 11/27/2023 | Fail | Withdrawn | Withdrawn | Withdrawn | Withdrawn | No former queue position |  |  |  |  | Lakeview | 70 |  |  | TRUE | FALSE | Lakeview | 70 |  | 5.312 | [8 empty] | 0 | 0
2023-06-29 14:26 | 3527-RD | Detailed Study | Detailed Study | Active | Not Provided |  |  | SAN LUIS OBISPO | MESA SUB | Storage | 5.684 | 7/26/2023 | N/A | N/A | N/A | N/A | Pass | 2024-05-09 | N/A | Executed | No former queue position | Mesa (PGE) | 115 |  |  | Mesa |  |  |  | FALSE | FALSE | Mesa (PGE) | 115 | [7 empty] | 5.684 |  | 5.684 | 0 | 1
2023-06-22 12:09 | 3528-RD | Fast Track | Fast Track | Active | Not Provided |  |  | TULARE | DINUBA SUB | Storage | 0.85 | 7/26/2023 | 10/2/2023 | Fail Screens: B, F, I, J, K, M, S5 |  |  | N/A (Fast Track) | N/A (Fast Track) | N/A (Fast Track) | Executed | No former queue position | not found |  |  |  | Dinuba |  |  |  | FALSE | FALSE | Dinuba | [8 empty] | 0.85 |  | 0.85 | 0 | 1
2023-07-12 16:33 | 3529-RD | Fast Track | Detailed Study | Withdrawn | Not Provided | Withdrawn | Withdrawn | KERN | RIO BRAVO SUB | Solar PV | 5 | 7/26/2023 | 9/14/2023 | Fail Screens: B, D, F, I, J, K, M, V1, V2, S5, A1, R1 | 1/11/2024 | Fail | Withdrawn | Withdrawn | Withdrawn | Withdrawn | No former queue position |  |  |  |  | Rio Bravo | 115 |  |  | TRUE | FALSE | Rio Bravo | 115 |  | 5 | [8 empty] | 0 | 0
2023-07-13 14:50 | 3530-RD | Fast Track | Detailed Study | Withdrawn | Not Provided | Withdrawn | Withdrawn | KERN | ANTELOPE SUB | Solar PV | 5 | 7/26/2023 | 9/15/2023 | Fail Screens: B, D, F, G, I, J, K, L, M, V1, V2, S5, A1, R1 | 1/12/2024 | Fail | Withdrawn | Withdrawn | Withdrawn | Withdrawn | No former queue position |  |  |  |  | Antelope | 500 |  |  | TRUE | FALSE | Antelope | 500 |  | 5 | [8 empty] | 0 | 0
2023-07-17 14:44 | 3531-RD | Fast Track | Detailed Study | Withdrawn | Not Provided | Withdrawn | Withdrawn | TULARE | ALPAUGH SUB | Storage | 3 | 7/26/2023 | 8/11/2023 | Fail Screens: F, J, K, M, V1, V2, S5, A1 | 10/11/2023 | Fail | Withdrawn | Withdrawn | Withdrawn | Withdrawn | No former queue position |  |  |  |  | Alpaugh | 115 |  |  | TRUE | FALSE | Alpaugh | 115 | [7 empty] | 3 |  | 3 | 0 | 0
2023-07-19 10:46 | 3532-RD | Fast Track | Fast Track | Withdrawn | Not Provided | Withdrawn | Withdrawn | ALAMEDA | OAKLAND L SUB | Solar PV | 0.067 | 8/2/2023 | 9/1/2023 | Fail Screens: A | 11/9/2023 | Pass | Withdrawn | Withdrawn | Withdrawn | Withdrawn | No former queue position |  |  |  |  | Oakland L | 115 |  |  | TRUE | FALSE | Oakland L | 115 |  | 0.067 | [8 empty] | 0 | 0
2023-07-27 12:49 | 3533-RD | Fast Track | Fast Track | Active | Not Provided |  |  | SAN FRANCISCO | SAN FRAN Y (LARKIN) SUB | Solar PV | 0.012 | 8/2/2023 | 8/14/2023 | Fail Screens: M |  |  | N/A (Fast Track) | N/A (Fast Track) | N/A (Fast Track) | Executed | No former queue position | not found |  |  |  | San Fran Y (Larkin) |  |  |  | FALSE | FALSE | San Fran Y (Larkin) |  |  | 0.012 | [8 empty] | 0 | 1
2023-07-27 13:55 | 3534-RD | Fast Track | Fast Track | Active | Not Provided |  |  | SAN FRANCISCO | SAN FRAN E SUB | Solar PV | 0.002 | 8/2/2023 | 8/14/2023 | Pass |  |  | N/A (Fast Track) | N/A (Fast Track) | N/A (Fast Track) | Executed | No former queue position | not found |  |  |  | San Fran E |  |  |  | FALSE | FALSE | San Fran E |  |  | 0.002 | [8 empty] | 0 | 1
2023-07-21 11:15 | 3535-RD | Fast Track | Fast Track | Active | Not Provided |  |  | SANTA CRUZ | GREEN VALLEY SUB | Cogeneration | 0.247 | 8/2/2023 | 9/26/2023 | Fail Screens: B, F, G, H, I, J, M, S5 |  |  | N/A (Fast Track) | N/A (Fast Track) | N/A (Fast Track) | Executed | No former queue position | not found |  |  |  | Green Valley | 115 |  |  | TRUE | TRUE | Green Valley | 115 | [10 empty] | 0 | 1
2023-07-12 16:46 | 3536-WD | Independent Study | Cluster | Withdrawn | 4/30/2025 | Withdrawn | Withdrawn | FRESNO | ORO LOMA SUB | Solar PV | 3.875 | 8/9/2023 | Withdrawn | Withdrawn | Withdrawn | Withdrawn | Withdrawn | Withdrawn | Withdrawn | Withdrawn | No former queue position |  |  |  |  | Oro Loma | 115 |  |  | TRUE | FALSE | Oro Loma | 115 |  | 3.875 | [8 empty] | 0 | 0
2023-07-24 16:00 | 3537-RD | Detailed Study | Detailed Study | Active | Not Provided |  |  | KERN | WHEELER RIDGE SUB | Battery | 7.214 | 8/9/2023 | N/A | N/A | N/A | N/A | Pass | 2024-09-17 | 2025-01-08 | Tendered | No former queue position | Wheeler Ridge | 70 |  |  | Wheeler Ridge | 230 |  |  | TRUE | TRUE | Wheeler Ridge | 70 | [7 empty] | 7.214 | 7.214 |  | 0 | 0
2023-07-28 17:29 | 3538-RD | Detailed Study | Detailed Study | Withdrawn | Not Provided | Withdrawn | Withdrawn | MERCED | GUSTINE SUB | Solar PV | 5 | 8/9/2023 | Withdrawn | Withdrawn | Withdrawn | Withdrawn | Withdrawn | Withdrawn | Withdrawn | Withdrawn | No former queue position |  |  |  |  | Gustine |  |  |  | FALSE | FALSE | Gustine |  |  | 5 | [8 empty] | 0 | 0
2023-07-24 13:27 | 3539-RD | Detailed Study | Detailed Study | Withdrawn | Not Provided | Withdrawn | Withdrawn | KERN | MARICOPA SUB | Solar PV | 6.529 | 8/16/2023 | Withdrawn | Withdrawn | Withdrawn | Withdrawn | Withdrawn | Withdrawn | Withdrawn | Withdrawn | No former queue position |  |  |  |  | Maricopa |  |  |  | FALSE | FALSE | Maricopa |  |  | 6.529 | [8 empty] | 0 | 0
2023-07-26 06:22 | 3540-RD | Fast Track | Fast Track | Withdrawn | Not Provided | Withdrawn | Withdrawn | MADERA | STOREY SUB | Battery | 4.98 | 8/16/2023 | 9/6/2023 | Fail Screens: B, D, F, G, I, J, K, M, V1, V2, S5, A1, R1 | Withdrawn | Withdrawn | Withdrawn | Withdrawn | Withdrawn | Withdrawn | No former queue position |  |  |  |  | Storey | 230 |  |  | TRUE | FALSE | Storey | 230 | [7 empty] | 4.98 | 4.98 |  | 0 | 0
2023-07-26 06:30 | 3541-RD | Fast Track | Detailed Study | Withdrawn | Not Provided | Withdrawn | Withdrawn | SAN LUIS OBISPO | TEMPLETON SUB | Battery | 1.992 | 8/16/2023 | 10/23/2023 | Fail Screens: B, D, F, G, H, I, J, K, L, M, V1, V2, S5, A1, R1 | 3/14/2024 | Fail | Withdrawn | Withdrawn | Withdrawn | Withdrawn | No former queue position |  |  |  |  | Templeton | 230 |  |  | TRUE | FALSE | Templeton | 230 | [7 empty] | 1.992 | 1.992 |  | 0 | 0
2023-07-26 06:57 | 3542-RD | Fast Track | Fast Track | Withdrawn | Not Provided | Withdrawn | Withdrawn | EL DORADO | SHINGLE SPRINGS SUB | Battery | 4.98 | 8/16/2023 | 12/1/2023 | Fail Screens: F, I, K, L, M | Withdrawn | Withdrawn | Withdrawn | Withdrawn | Withdrawn | Withdrawn | No former queue position | not found |  |  |  | Shingle Springs |  |  |  | FALSE | FALSE | Shingle Springs | [8 empty] | 4.98 | 4.98 |  | 0 | 0
2023-07-27 13:35 | 3543-RD | Fast Track | Detailed Study | Withdrawn | Not Provided | Withdrawn | Withdrawn | YOLO | MADISON SUB | Withdrawn | 4.98 | 8/16/2023 | 9/22/2023 | Fail Screens: D, F, I, J, K, M, S5, A1, R1 | 11/17/2023 | Fail | Withdrawn | Withdrawn | Withdrawn | Withdrawn | No former queue position |  |  | Madison |  | Madison | 115 |  |  | TRUE | FALSE | Madison | 115 | [10 empty] | 0 | 0
2023-07-31 16:35 | 3544-WD | Independent Study | Independent Study | Withdrawn | 9/30/2025 | Withdrawn | Withdrawn | KINGS | JACOBS CORNER SUB | Solar PV | 2.4 | 8/16/2023 | Withdrawn | Withdrawn | Withdrawn | Withdrawn | Withdrawn | Withdrawn | Withdrawn | Withdrawn | No former queue position |  |  |  |  | Jacobs Corner |  |  |  | FALSE | FALSE | Jacobs Corner |  |  | 2.4 | [8 empty] | 0 | 0
2023-08-03 12:04 | 3545-WD | Independent Study | Independent Study | Withdrawn | 10/27/2025 | Withdrawn | Withdrawn | KERN | 7TH STANDARD SUB | Solar PV | 4.99 | 8/16/2023 | Withdrawn | Withdrawn | Withdrawn | Withdrawn | Withdrawn | Withdrawn | Withdrawn | Withdrawn | No former queue position |  |  | 7th Standard |  | 7Th Standard | 115 |  |  | TRUE | FALSE | 7th Standard | 115 |  | 4.99 | [8 empty] | 0 | 0
2023-08-07 07:50 | 3546-RD | Fast Track | Detailed Study | Withdrawn | Not Provided | Withdrawn | Withdrawn | CONTRA COSTA | BRENTWOOD SUB | Solar PV | 3 | 8/16/2023 | 10/13/2023 | Fail Screens: D, F, I, J, K, M, S5 | 12/5/2023 | Fail | Withdrawn | Withdrawn | Withdrawn | Withdrawn | No former queue position |  |  |  |  | Brentwood | 230 |  |  | TRUE | FALSE | Brentwood | 230 |  | 3 | [8 empty] | 0 | 0
2023-08-02 08:53 | 3547-RD | Fast Track | Detailed Study | Active | Not Provided |  |  | NAPA | HIGHWAY SUB | Solar PV | 1.85 | 8/16/2023 | 9/7/2023 | Fail Screens: D, F, G, I, J, K, M, V1, S5, A1 | 12/7/2023 | Fail | Pass | 2024-05-20 | N/A | Executed | No former queue position | not found |  |  |  | Highway |  |  |  | FALSE | FALSE | Highway |  |  | 1.85 | [8 empty] | 0 | 1
2023-08-01 14:48 | 3548-RD | Fast Track | Detailed Study | Withdrawn | Not Provided | Withdrawn | Withdrawn | KERN | RIO BRAVO SUB | Battery | 6 | 8/16/2023 | 9/18/2023 | Fail Screens: D, F, G, I, J, K, M, V1, V2, S5, A1 | 11/14/2023 | Fail | Withdrawn | Withdrawn | Withdrawn | Withdrawn | No former queue position |  |  |  |  | Rio Bravo | 115 |  |  | TRUE | FALSE | Rio Bravo | 115 | [7 empty] | 6 | 6 |  | 0 | 0
2023-08-04 13:01 | 3549-RD | Detailed Study | Detailed Study | Active | Not Provided |  |  | KERN | FAMOSO SUB | Storage | 5 | 8/16/2023 | 9/18/2023 | Pass | N/A | N/A | Pass | 2024-04-25 | N/A | Executed | No former queue position | Famoso |  |  |  | Famoso | 115 |  |  | TRUE | TRUE | Famoso | [8 empty] | 5 |  | 5 | 0 | 1
2023-08-08 15:08 | 3550-RD | Fast Track | Detailed Study | Withdrawn | Not Provided | Withdrawn | Withdrawn | ALAMEDA | BRENTWOOD SUB | Solar PV | 1.35 | 8/16/2023 | 1/17/2024 | Fail Screens: D, F, G, H, I, J, K, L, M, V1, S5, A1 | 2/16/2024 | Fail | Withdrawn | Withdrawn | Withdrawn | Withdrawn | No former queue position |  |  |  |  | Brentwood | 230 |  |  | TRUE | FALSE | Brentwood | 230 |  | 1.35 | [8 empty] | 0 | 0
2023-07-28 11:39 | 3551-RD | Detailed Study | Detailed Study | Withdrawn | Not Provided | Withdrawn | Withdrawn | MADERA | DAIRYLAND SUB | Solar PV | 4.6 | 8/30/2023 | Withdrawn | Withdrawn | Withdrawn | Withdrawn | Withdrawn | Withdrawn | Withdrawn | Withdrawn | No former queue position |  |  |  |  | Dairyland | 115 |  |  | TRUE | FALSE | Dairyland | 115 |  | 4.6 | [8 empty] | 0 | 0
2023-08-02 12:30 | 3552-RD | Fast Track | Fast Track | Withdrawn | Not Provided | Withdrawn | Withdrawn | SAN JOAQUIN | CHEROKEE SUB | Solar PV | 1.856 | 8/30/2023 | Withdrawn | Withdrawn | Withdrawn | Withdrawn | Withdrawn | Withdrawn | Withdrawn | Withdrawn | No former queue position |  |  |  |  | Cherokee |  |  |  | FALSE | FALSE | Cherokee |  |  | 1.856 | [8 empty] | 0 | 0
2023-08-07 10:52 | 3553-RD | Fast Track | Fast Track | Withdrawn | Not Provided | Withdrawn | Withdrawn | KERN | MCFARLAND SUB | Solar PV | 3 | 8/30/2023 | 1/5/2024 | Fail Screens: B, D, F, G, I, J, K, M, V1, V2, S5, A1 | 2024-07-30 | Fail | Withdrawn | Withdrawn | Withdrawn | Withdrawn | No former queue position | not found |  |  |  | Mcfarland |  |  |  | FALSE | FALSE | Mcfarland |  |  | 3 | [8 empty] | 0 | 0
2023-08-07 13:21 | 3554-RD | Fast Track | Detailed Study | Withdrawn | Not Provided | Withdrawn | Withdrawn | KERN | SEMITROPIC SUB | Solar PV | 5 | 8/30/2023 | 9/27/2023 | Fail Screens: B, D, F, G, I, J, K, L, M, V1, V2, S5, A1, R1 | 1/23/2024 | Withdrawn | Withdrawn | Withdrawn | Withdrawn | Withdrawn | No former queue position |  |  | Semitropic |  | Semitropic | 115 |  |  | TRUE | FALSE | Semitropic | 115 |  | 5 | [8 empty] | 0 | 0
2023-08-07 15:19 | 3555-RD | Fast Track | Detailed Study | Withdrawn | Not Provided | Withdrawn | Withdrawn | MADERA | BIOLA SUB | Solar PV | 3.8 | 8/30/2023 | 9/22/2023 | Fail Screens: F, J, K, M, V1, V2, S5, A1 | 11/10/2023 | Fail | Withdrawn | Withdrawn | Withdrawn | Withdrawn | No former queue position | not found |  |  |  | Biola | 70 |  |  | TRUE | FALSE | Biola | 70 |  | 3.8 | [8 empty] | 0 | 0
2023-08-07 17:18 | 3556-WD | Fast Track | Fast Track | Active | 6/21/2024 |  |  | ALAMEDA | SAN LEANDRO U SUB | Solar PV | 1.087 | 8/30/2023 | 11/30/2023 | Fail Screens: 2, 4, 5, 7, 9, 10 | 3/7/2024 | Pass | N/A (Fast Track) | N/A (Fast Track) | N/A (Fast Track) | Executed | No former queue position | San Leandro U |  |  |  | San Leandro U | 115 |  |  | TRUE | TRUE | San Leandro U |  |  | 1.087 | [8 empty] | 0 | 1
2023-08-08 10:07 | 3557-RD | Fast Track | Fast Track | Withdrawn | Not Provided | Withdrawn | Withdrawn | PLACER | LINCOLN SUB | Solar PV | 1.203 | 8/30/2023 | 12/4/2023 | Fail Screens: B, D, F, G, I, J, K, M, V1, V2, S5, A1 | Withdrawn | Withdrawn | Withdrawn | Withdrawn | Withdrawn | Withdrawn | No former queue position |  |  |  |  | Lincoln | 115 |  |  | TRUE | FALSE | Lincoln | 115 |  | 1.203 | [8 empty] | 0 | 0
2023-08-08 10:14 | 3558-RD | Fast Track | Detailed Study | Withdrawn | Not Provided | Withdrawn | Withdrawn | FRESNO | MCCALL SUB | Solar PV | 0.929 | 8/30/2023 | 9/22/2023 | Fail Screens: F, J, K, M, V1, V2, S5, A1 | 10/31/2023 | Fail | Withdrawn | Withdrawn | Withdrawn | Withdrawn | No former queue position |  |  |  |  | Mccall | 230 |  |  | TRUE | FALSE | Mccall | 230 |  | 0.929 | [8 empty] | 0 | 0
2023-08-08 13:30 | 3559-RD | Fast Track | Fast Track | Withdrawn | Not Provided | Withdrawn | Withdrawn | KINGS | HARDWICK SUB | Solar PV | 0.928 | 8/30/2023 | 9/22/2023 | Fail Screens: B, D, F, G, I, J, K, L, M, V1, V2, S5, A1 | 11/2/2023 | Fail | Withdrawn | Withdrawn | Withdrawn | Withdrawn | No former queue position |  |  |  |  | Hardwick |  |  |  | FALSE | FALSE | Hardwick |  |  | 0.928 | [8 empty] | 0 | 0
2023-08-08 13:37 | 3560-RD | Fast Track | Fast Track | Withdrawn | Not Provided | Withdrawn | Withdrawn | SANTA BARBARA | SISQUOC SUB | Solar PV | 3 | 8/30/2023 | 10/11/2023 | Fail Screens: F, I, J, K, M, V1, V2, S5, A1 | 2/2/2024 | Fail | Withdrawn | Withdrawn | Withdrawn | Withdrawn | No former queue position |  |  |  |  | Sisquoc | 115 |  |  | TRUE | FALSE | Sisquoc | 115 |  | 3 | [8 empty] | 0 | 0
2023-08-09 07:07 | 3561-RD | Fast Track | Detailed Study | Withdrawn | Not Provided | Withdrawn | Withdrawn | KERN | OLD RIVER SUB | Solar PV | 3.2 | 8/30/2023 | 9/29/2023 | Fail Screens: B, D, F, G, I, J, K, M, V1, V2, S5, A1, R1 | 1/16/2024 | Fail | Withdrawn | Withdrawn | Withdrawn | Withdrawn | No former queue position |  |  |  |  | Old River | 70 |  |  | TRUE | FALSE | Old River | 70 |  | 3.2 | [8 empty] | 0 | 0
2023-08-09 12:14 | 3562-RD | Fast Track | Fast Track | Withdrawn | Not Provided | Withdrawn | Withdrawn | SANTA BARBARA | CABRILLO SUB | Solar PV | 2.79 | 8/30/2023 | 9/21/2023 | Fail Screens: B, D, F, I, J, K, M, V1, V2, S5, A1 | 2/29/2024 | Fail | Withdrawn | Withdrawn | Withdrawn | Withdrawn | No former queue position |  |  | Cabrillo |  | Cabrillo | 115 |  |  | TRUE | FALSE | Cabrillo | 115 |  | 2.79 | [8 empty] | 0 | 0
2023-08-09 12:40 | 3563-RD | Fast Track | Fast Track | Withdrawn | Not Provided | Withdrawn | Withdrawn | SANTA BARBARA | SISQUOC SUB | Solar PV | 3 | 8/30/2023 | 9/21/2023 | Fail Screens: D, F, M, V1, V2, S5, A1 | 2/16/2024 | Fail | Withdrawn | Withdrawn | Withdrawn | Withdrawn | No former queue position |  |  |  |  | Sisquoc | 115 |  |  | TRUE | FALSE | Sisquoc | 115 |  | 3 | [8 empty] | 0 | 0
2023-08-09 13:06 | 3564-RD | Fast Track | Fast Track | Withdrawn | Not Provided | Withdrawn | Withdrawn | MADERA | BONITA SUB | Solar PV | 1.856 | 8/30/2023 | 9/21/2023 | Fail Screens: B, D, F, I, J, K, L, M, V1, V2, S5, A1 | 11/2/2023 | Fail | Withdrawn | Withdrawn | Withdrawn | Withdrawn | No former queue position |  |  |  |  | Bonita |  |  |  | FALSE | FALSE | Bonita |  |  | 1.856 | [8 empty] | 0 | 0
2023-08-09 13:33 | 3565-RD | Fast Track | Fast Track | Withdrawn | Not Provided | Withdrawn | Withdrawn | MADERA | LE GRAND SUB | Battery | 2.79 | 8/30/2023 | 9/21/2023 | Fail Screens: B, D, F, I, J, K, L, M, V1, V2, S5, A1 | 11/8/2023 | Fail | Withdrawn | Withdrawn | Withdrawn | Withdrawn | No former queue position |  |  |  |  | Le Grand | 115 |  |  | TRUE | FALSE | Le Grand | 115 | [7 empty] | 2.79 | 2.79 |  | 0 | 0
2023-08-09 15:25 | 3566-RD | Fast Track | Detailed Study | Withdrawn | Not Provided | Withdrawn | Withdrawn | TULARE | ALPAUGH SUB | Solar PV | 3.6 | 8/30/2023 | 9/25/2023 | Fail Screens: B, D, F, G, I, J, K, M, V1, V2, S5, A1 | 11/7/2023 | Fail | Withdrawn | Withdrawn | Withdrawn | Withdrawn | No former queue position |  |  |  |  | Alpaugh | 115 |  |  | TRUE | FALSE | Alpaugh | 115 |  | 3.6 | [8 empty] | 0 | 0
2023-08-10 12:13 | 3567-RD | Fast Track | Detailed Study | Withdrawn | Not Provided | Withdrawn | Withdrawn | MADERA | DAIRYLAND SUB | Solar PV | 1 | 8/30/2023 | 9/21/2023 | Fail Screens: B, D, F, I, J, K, M, V1, V2, S5, A1 | 11/3/2023 | Fail | Withdrawn | Withdrawn | Withdrawn | Withdrawn | No former queue position | Dairyland |  |  |  | Dairyland | 115 |  |  | TRUE | FALSE | Dairyland |  |  | 1 | [8 empty] | 0 | 0
2023-08-10 13:13 | 3568-RD | Fast Track | Detailed Study | Withdrawn | Not Provided | Withdrawn | Withdrawn | FRESNO | HAMMONDS SUB | Solar PV | 2.4 | 8/30/2023 | 9/21/2023 | Fail Screens: B, D, F, G, I, J, K, M, V1, V2, S5, A1 | 11/3/2023 | Fail | Withdrawn | Withdrawn | Withdrawn | Withdrawn | No former queue position |  |  |  |  | Hammonds | 115 |  |  | TRUE | FALSE | Hammonds | 115 |  | 2.4 | [8 empty] | 0 | 0
2023-08-10 13:33 | 3569-RD | Fast Track | Detailed Study | Withdrawn | Not Provided | Withdrawn | Withdrawn | SANTA BARBARA | MESA SUB | Storage | 1 | 8/30/2023 | 10/5/2023 | Fail Screens: B, D, F, G, I, J, K, L, M, V1, V2, S5, A1 | 1/3/2024 | Fail | Withdrawn | Withdrawn | Withdrawn | Withdrawn | No former queue position |  |  |  |  | Mesa |  |  |  | FALSE | FALSE | Mesa | [8 empty] | 1 |  | 1 | 0 | 0
2023-08-10 16:36 | 3570-RD | Detailed Study | Detailed Study | Withdrawn | Not Provided | Withdrawn | Withdrawn | MERCED | CRESSEY SUB | Solar PV | 2.562 | 8/30/2023 | Withdrawn | Withdrawn | Withdrawn | Withdrawn | Withdrawn | Withdrawn | Withdrawn | Withdrawn | No former queue position |  |  |  |  | Cressey | 115 |  |  | TRUE | FALSE | Cressey | 115 |  | 2.562 | [8 empty] | 0 | 0
2023-08-11 00:25 | 3571-RD | Detailed Study | Detailed Study | Active | Not Provided |  |  | YOLO | WOODLAND SUB | Solar PV | 5.93 | 8/30/2023 | N/A | N/A | N/A | N/A | Pass | 3/18/2024 | N/A | Executed | No former queue position | not found |  |  |  | Woodland | 115 |  |  | TRUE | TRUE | Woodland | 115 |  | 5.93 | [8 empty] | 0 | 1
2023-08-11 15:06 | 3572-RD | Fast Track | Detailed Study | Withdrawn | Not Provided | Withdrawn | Withdrawn | MARIPOSA | BEAR VALLEY SUB | Solar PV | 5 | 8/30/2023 | 9/25/2023 | Withdrawn | 12/6/2023 | Withdrawn | Withdrawn | Withdrawn | Withdrawn | Withdrawn | No former queue position |  |  |  |  | Bear Valley |  |  |  | FALSE | FALSE | Bear Valley |  |  | 5 | [8 empty] | 0 | 0
2023-08-18 10:07 | 3573-RD | Fast Track | Detailed Study | Withdrawn | Not Provided | Withdrawn | Withdrawn | FRESNO | MCCALL SUB | Solar PV | 3.301 | 8/30/2023 | 9/28/2023 | Fail Screens: F, J, K, M, V1, V2, S5, A1, R1 | 11/9/2023 | Fail | Withdrawn | Withdrawn | Withdrawn | Withdrawn | No former queue position |  |  |  |  | Mccall | 230 |  |  | TRUE | FALSE | Mccall | 230 |  | 3.301 | [8 empty] | 0 | 0
2023-08-08 11:14 | 3574-RD | Fast Track | Detailed Study | Withdrawn | Not Provided | Withdrawn | Withdrawn | KERN | OLD RIVER SUB | Solar PV | 5.125 | 9/6/2023 | 9/29/2023 | Fail Screens: B, D, F, G, I, J, K, M, V1, V2, S5, A1, R1 | 1/16/2024 | Fail | Withdrawn | Withdrawn | Withdrawn | Withdrawn | No former queue position |  |  |  |  | Old River | 70 |  |  | TRUE | FALSE | Old River | 70 |  | 5.125 | [8 empty] | 0 | 0
2023-08-10 16:16 | 3575-RD | Detailed Study | Detailed Study | Withdrawn | Not Provided | Withdrawn | Withdrawn | MERCED | ORTIGA SUB | Solar PV | 5.007 | 9/6/2023 | Withdrawn | Withdrawn | Withdrawn | Withdrawn | Withdrawn | Withdrawn | Withdrawn | Withdrawn | No former queue position |  |  |  |  | Ortiga |  |  |  | FALSE | FALSE | Ortiga |  |  | 5.007 | [8 empty] | 0 | 0
2023-07-28 09:54 | 3576-RD | Detailed Study | Detailed Study | Withdrawn | Not Provided | Withdrawn | Withdrawn | MERCED | MERCED SUB | Solar PV | 9.7 | 9/6/2023 | Withdrawn | Withdrawn | Withdrawn | Withdrawn | Withdrawn | Withdrawn | Withdrawn | Withdrawn | No former queue position |  |  |  |  | Merced | 115 |  |  | TRUE | FALSE | Merced | 115 |  | 9.7 | [8 empty] | 0 | 0
2023-08-17 12:10 | 3577-RD | Fast Track | Detailed Study | Withdrawn | Not Provided | Withdrawn | Withdrawn | FRESNO | GATES SUB | Solar PV | 8 | 9/6/2023 | 9/29/2023 | Fail Screens: F, J, K, M, V1, V2, S5, A1 | 11/15/2023 | Fail | Withdrawn | Withdrawn | Withdrawn | Withdrawn | No former queue position |  |  |  |  | Gates | 500 |  |  | TRUE | FALSE | Gates | 500 |  | 8 | [8 empty] | 0 | 0
2023-08-17 15:40 | 3578-RD | Fast Track | Detailed Study | Withdrawn | Not Provided | Withdrawn | Withdrawn | KINGS | HARDWICK SUB | Battery | 11.38 | 9/6/2023 | 10/4/2023 | Fail Screens: F, J, K, L, M, V1, V2, S5, A1 | 11/28/2023 | Fail | Withdrawn | Withdrawn | Withdrawn | Withdrawn | No former queue position |  |  |  |  | Hardwick |  |  |  | FALSE | FALSE | Hardwick | [8 empty] | 11.38 | 11.38 |  | 0 | 0
2023-08-18 09:50 | 3579-WD | Fast Track | Fast Track | Withdrawn | 3/3/2025 | Withdrawn | Withdrawn | CONTRA COSTA | TIDEWATER SUB | Solar PV | 4 | 9/6/2023 | 10/27/2023 | Fail Screens: 2, 4, 5, 6, 7, 9, 10 | 1/3/2024 | Pass | Withdrawn | Withdrawn | Withdrawn | Withdrawn | No former queue position | not found |  |  |  | Tidewater |  |  |  | FALSE | FALSE | Tidewater |  |  | 4 | [8 empty] | 0 | 0
2023-07-21 12:59 | 3580-RD | Detailed Study | Detailed Study | Active | Not Provided |  |  | KERN | WHEELER RIDGE SUB | Solar PV | 7.214 | 9/13/2023 | N/A | N/A | N/A | N/A | Pass | 2024-04-19 | 2024-11-07 | Executed | No former queue position | Wheeler Ridge | 70 |  |  | Wheeler Ridge | 230 |  |  | TRUE | TRUE | Wheeler Ridge | 70 |  | 7.214 | [8 empty] | 0 | 1
2023-08-07 16:44 | 3581-WD | Fast Track | Fast Track | Active | 6/21/2024 | 3/1/2026 |  | ALAMEDA | EDES SUB | Solar PV | 0.725 | 9/13/2023 | 10/3/2023 | Pass |  |  | N/A (Fast Track) | N/A (Fast Track) | N/A (Fast Track) | Executed | No former queue position | Edes |  |  |  | Edes | 115 |  |  | TRUE | TRUE | Edes |  |  | 0.725 | [8 empty] | 0 | 1
2023-08-07 17:02 | 3582-WD | Fast Track | Fast Track | Active | 6/21/2024 |  |  | ALAMEDA | GRANT SUB | Solar PV | 0.604 | 9/13/2023 | 2024-04-09 | Pass |  |  | N/A (Fast Track) | N/A (Fast Track) | N/A (Fast Track) | Executed | No former queue position | Grant |  |  |  | Grant | 115 |  |  | TRUE | TRUE | Grant |  |  | 0.604 | [8 empty] | 0 | 1
2023-08-10 10:52 | 3583-RD | Fast Track | Detailed Study | Withdrawn | Not Provided | Withdrawn | Withdrawn | KERN | DEVILS DEN SUB | Solar PV | 4.005 | 9/13/2023 | 10/5/2023 | Fail Screens: F, J, K, M, V1, V2, S5, A1 | 11/27/2023 | Fail | Withdrawn | Withdrawn | Withdrawn | Withdrawn | No former queue position |  |  |  |  | Devils Den |  |  |  | FALSE | FALSE | Devils Den |  |  | 4.005 | [8 empty] | 0 | 0
2023-08-11 12:26 | 3584-WD | Independent Study | DGSP | Active | 8/12/2024 |  |  | SHASTA | JESSUP SUB | Steam Turbine | 6 | 9/13/2023 | N/A | N/A | N/A | N/A | Pass | In Progress |  |  | No former queue position | Jessup | 115 |  |  | Jessup | 115 |  |  | TRUE | TRUE | Jessup | 115 | [10 empty] | 0 | 0
2023-08-03 10:24 | 3585-WD | Independent Study | Independent Study | Active | 6/21/2024 |  |  | SAN JOAQUIN | TRACY SUB | Solar PV | 3 | 9/13/2023 | N/A | N/A (Independent Study) | N/A | N/A (Independent Study) | Pass | 2024-09-26 | 2025-02-07 |  | No former queue position | not found |  |  |  | Tracy | 115 |  |  | TRUE | TRUE | Tracy | 115 |  | 3 | [8 empty] | 0 | 0
2023-08-03 11:36 | 3586-WD | Fast Track | Independent Study | Active | 6/14/2024 |  |  | SAN JOAQUIN | BANTA SUB | Solar PV | 2 | 9/13/2023 | 11/9/2023 | Fail Screens: 2, 4, 5, 7, 10 | 2024-06-25 | Fail | Pass | In Progress |  |  | No former queue position | not found |  |  |  | Banta |  |  |  | FALSE | FALSE | Banta |  |  | 2 | [8 empty] | 0 | 0
2023-08-17 09:02 | 3587-RD | Fast Track | Fast Track | Active | Not Provided |  |  | KINGS | AVENAL SUB | Solar PV | 1.41 | 9/20/2023 | 12/12/2023 | Pass |  |  | N/A (Fast Track) | N/A (Fast Track) | N/A (Fast Track) | Executed | No former queue position | not found |  |  |  | Avenal |  |  |  | FALSE | FALSE | Avenal |  |  | 1.41 | [8 empty] | 0 | 1
2023-08-29 13:15 | 3588-RD | Fast Track | Fast Track | Active | Not Provided |  |  | KERN | MCFARLAND SUB | Solar PV | 2.49 | 9/20/2023 | 10/17/2023 | Fail Screens: B, D, F, G, I, J, K, M, V1, V2, S5, A1, R1 | 12/26/2023 | Pass | N/A (Fast Track) | N/A (Fast Track) | N/A (Fast Track) | Executed | No former queue position | not found |  |  |  | Mcfarland |  |  |  | FALSE | FALSE | Mcfarland |  |  | 2.49 | [8 empty] | 0 | 1
2023-08-29 14:50 | 3589-RD | Detailed Study | DGSP | Withdrawn | Not Provided | Withdrawn | Withdrawn | BUTTE | BANGOR SUB | Solar PV | 4.98 | 9/20/2023 | Withdrawn | Withdrawn | Withdrawn | Withdrawn | Withdrawn | Withdrawn | Withdrawn | Withdrawn | No former queue position | not found |  |  |  | Bangor |  |  |  | FALSE | FALSE | Bangor |  |  | 4.98 | [8 empty] | 0 | 0
2023-08-29 15:09 | 3590-RD | Fast Track | Fast Track | Withdrawn | Not Provided | Withdrawn | Withdrawn | YUBA | PLUMAS SUB | Solar PV | 0.996 | 9/20/2023 | 1/9/2024 | Fail Screens: B, D, F, G, H, I, J, K, L, M, V1, V2, S5, A1, R1 | 2024-11-22 | Pass | Withdrawn | Withdrawn | Withdrawn | Withdrawn | No former queue position | not found |  |  |  | Plumas |  |  |  | FALSE | FALSE | Plumas |  |  | 0.996 | [8 empty] | 0 | 0
2023-09-01 08:50 | 3591-WD | DGSP | DGSP | Withdrawn | 10/1/2025 | Withdrawn | Withdrawn | SAN JOAQUIN | RIPON SUB | Solar PV | 4.95 | 9/20/2023 | Withdrawn | Withdrawn | Withdrawn | Withdrawn | Pass | Withdrawn | Withdrawn | Withdrawn | No former queue position | Ripon |  |  |  | Ripon | 115 |  |  | TRUE | FALSE | Ripon |  |  | 4.95 | [8 empty] | 0 | 0
2023-09-01 08:50 | 3592-WD | DGSP | DGSP | Withdrawn | 9/1/2025 | Withdrawn | Withdrawn | KERN | MAGUNDEN SUB | Solar PV | 4.99 | 9/20/2023 | Withdrawn | Withdrawn | Withdrawn | Withdrawn | Withdrawn | Withdrawn | Withdrawn | Withdrawn | No former queue position |  |  |  |  | Magunden | 230 |  |  | TRUE | FALSE | Magunden | 230 |  | 4.99 | [8 empty] | 0 | 0
2023-09-01 08:51 | 3593-WD | DGSP | DGSP | Withdrawn | 10/1/2025 | Withdrawn | Withdrawn | FRESNO | CARUTHERS SUB | Storage | 2.4 | 9/20/2023 | Withdrawn | Withdrawn | Withdrawn | Withdrawn | Withdrawn | Withdrawn | Withdrawn | Withdrawn | No former queue position |  |  |  |  | Caruthers |  |  |  | FALSE | FALSE | Caruthers | [8 empty] | 2.4 |  | 2.4 | 0 | 0
2023-09-01 08:53 | 3594-WD | DGSP | Independent Study | Active | 10/1/2025 |  |  | KERN | MCFARLAND SUB | Storage | 4.99 | 9/20/2023 | N/A | N/A (Independent Study) | N/A | N/A (Independent Study) | Pass | 2024-07-30 | N/A | Executed | No former queue position | not found |  |  |  | Mcfarland |  |  |  | FALSE | FALSE | Mcfarland | [8 empty] | 4.99 |  | 4.99 | 0 | 1
2023-09-01 08:53 | 3595-WD | DGSP | Independent Study | Withdrawn | 10/1/2025 | Withdrawn | Withdrawn | KERN | WELLFIELD SUB | Solar PV | 4.95 | 9/20/2023 | Withdrawn | Withdrawn | Withdrawn | Withdrawn | Withdrawn | Withdrawn | Withdrawn | Withdrawn | No former queue position |  |  |  |  | Wellfield |  |  |  | FALSE | FALSE | Wellfield |  |  | 4.95 | [8 empty] | 0 | 0
2023-09-01 08:54 | 3596-WD | DGSP | Independent Study | Active | 10/1/2025 |  |  | KERN | SEMITROPIC SUB | Solar PV | 4.95 | 9/20/2023 | N/A | N/A (Independent Study) | N/A | N/A (Independent Study) | Pass | 2024-07-18 | N/A | Executed | No former queue position | Semitropic |  | Semitropic |  | Semitropic | 115 |  |  | TRUE | TRUE | Semitropic |  |  | 4.95 | [8 empty] | 0 | 1
2023-09-01 08:54 | 3597-WD | DGSP | Independent Study | Active | 10/1/2025 |  |  | KERN | FAMOSO SUB | Solar PV | 4.95 | 9/20/2023 | N/A | N/A (Independent Study) | N/A | N/A (Independent Study) | Pass | 2024-07-18 | N/A | Executed | No former queue position | Famoso |  |  |  | Famoso | 115 |  |  | TRUE | TRUE | Famoso |  |  | 4.95 | [8 empty] | 0 | 1
2023-09-01 16:59 | 3598-WD | DGSP | DGSP | Withdrawn | 10/1/2025 | Withdrawn | Withdrawn | FRESNO | SANGER SUB | Solar PV | 4.95 | 9/20/2023 | Withdrawn | Withdrawn | Withdrawn | Withdrawn | Withdrawn | Withdrawn | Withdrawn | Withdrawn | No former queue position |  |  |  |  | Sanger | 115 |  |  | TRUE | FALSE | Sanger | 115 |  | 4.95 | [8 empty] | 0 | 0
2023-08-17 10:00 | 3599-RD | Detailed Study | Detailed Study | Withdrawn | Not Provided | Withdrawn | Withdrawn | SHASTA | BURNEY SUB | Other | 5 | 9/20/2023 | Withdrawn | Withdrawn | Withdrawn | Withdrawn | Pass | 2024-07-05 | Withdrawn | Withdrawn | No former queue position | not found |  |  |  | Burney |  |  |  | FALSE | FALSE | Burney | [11 empty] | 0 | 0
2023-08-24 14:00 | 3600-RD | Detailed Study | Detailed Study | Active | Not Provided |  |  | FRESNO | RAINBOW SUB | Solar PV | 0.966 | 9/20/2023 | N/A | N/A | N/A | N/A | Pass | 12/14/2023 | N/A | Executed | No former queue position | not found |  |  |  | Rainbow |  |  |  | FALSE | FALSE | Rainbow |  |  | 0.966 | [8 empty] | 0 | 1
2023-09-07 21:57 | 3601-RD | Detailed Study | Detailed Study | Withdrawn | Not Provided | Withdrawn | Withdrawn | KERN | LERDO SUB | Solar PV | 5 | 9/20/2023 | Withdrawn | Withdrawn | Withdrawn | Withdrawn | Withdrawn | Withdrawn | Withdrawn | Withdrawn | No former queue position |  |  |  |  | Lerdo | 115 |  |  | TRUE | FALSE | Lerdo | 115 |  | 5 | [8 empty] | 0 | 0
2023-09-01 08:55 | 3602-WD | DGSP | DGSP | Withdrawn | 10/1/2025 | Withdrawn | Withdrawn | KERN | ARVIN SUB | Storage | 2.5 | 9/27/2023 | Withdrawn | Withdrawn | Withdrawn | Withdrawn | Withdrawn | Withdrawn | Withdrawn | Withdrawn | No former queue position |  |  |  |  | Arvin |  |  |  | FALSE | FALSE | Arvin | [8 empty] | 2.5 |  | 2.5 | 0 | 0
2023-09-07 17:19 | 3603-WD | DGSP | DGSP | Withdrawn | 10/1/2025 | Withdrawn | Withdrawn | KERN | ANTELOPE SUB | Solar PV | 4.99 | 9/27/2023 | Withdrawn | Withdrawn | Withdrawn | Withdrawn | Withdrawn | Withdrawn | Withdrawn | Withdrawn | No former queue position |  |  |  |  | Antelope | 500 |  |  | TRUE | FALSE | Antelope | 500 |  | 4.99 | [8 empty] | 0 | 0
2023-09-07 18:39 | 3604-WD | Fast Track | Independent Study | Withdrawn | 4/1/2025 | Withdrawn | Withdrawn | SAN JOAQUIN | TRACY SUB | Solar PV | 1.932 | 9/27/2023 | 10/25/2023 | Fail Screens: 2, 4, 5, 7, 10 | Withdrawn | Withdrawn | Withdrawn | Withdrawn | Withdrawn | Withdrawn | No former queue position | not found |  |  |  | Tracy | 115 |  |  | TRUE | FALSE | Tracy | 115 |  | 1.932 | [8 empty] | 0 | 0
2023-09-08 14:43 | 3605-RD | Fast Track | Fast Track | Withdrawn | Not Provided | Withdrawn | Withdrawn | SHASTA | JESSUP SUB | Solar PV | 2.988 | 9/27/2023 | 1/25/2024 | Fail Screens: F, I, K, M | 2024-12-03 | Pass | Withdrawn | Withdrawn | Withdrawn | Withdrawn | No former queue position | Jessup |  |  |  | Jessup | 115 |  |  | TRUE | FALSE | Jessup |  |  | 2.988 | [8 empty] | 0 | 0
2023-09-08 14:47 | 3606-RD | Fast Track | Fast Track | Withdrawn | Not Provided | Withdrawn | Withdrawn | SUTTER | BOGUE SUB | Solar PV | 4.98 | 9/27/2023 | 1/31/2024 | Fail Screens: F, G, I, J, K, M | 2024-12-23 | Pass | Withdrawn | Withdrawn | Withdrawn | Withdrawn | No former queue position | Bogue |  |  |  | Bogue | 115 |  |  | TRUE | FALSE | Bogue |  |  | 4.98 | [8 empty] | 0 | 0
2023-09-11 13:18 | 3607-WD | DGSP | Independent Study | Withdrawn | 10/1/2025 | Withdrawn | Withdrawn | KERN | WHEELER RIDGE SUB | Storage | 4.99 | 9/27/2023 | Withdrawn | Withdrawn | Withdrawn | Withdrawn | Withdrawn | Withdrawn | Withdrawn | Withdrawn | No former queue position |  |  |  |  | Wheeler Ridge | 230 |  |  | TRUE | FALSE | Wheeler Ridge | 230 | [7 empty] | 4.99 |  | 4.99 | 0 | 0
2023-09-11 13:38 | 3608-WD | DGSP | DGSP | Active | 10/1/2025 |  |  | KERN | TEJON SUB | Solar PV | 4.99 | 9/27/2023 | N/A | N/A | N/A | N/A | Pass | 2024-03-28 | N/A | Executed | No former queue position | not found |  |  |  | Tejon | 70 |  |  | TRUE | TRUE | Tejon | 70 |  | 4.99 | [8 empty] | 0 | 1
2023-09-11 14:30 | 3609-WD | DGSP | DGSP | Active | 10/1/2025 |  |  | KERN | COPUS SUB | Solar PV | 4.99 | 9/27/2023 | N/A | N/A | N/A | N/A | Pass | In Progress |  |  | No former queue position | not found |  |  |  | Copus | 70 |  |  | TRUE | TRUE | Copus | 70 |  | 4.99 | [8 empty] | 0 | 0
2023-09-11 14:50 | 3610-WD | DGSP | DGSP | Withdrawn | 11/3/2025 | Withdrawn | Withdrawn | SAN LUIS OBISPO | CHOLAME SUB | Solar PV | 4.99 | 9/27/2023 | Withdrawn | Withdrawn | Withdrawn | Withdrawn | Pass | Withdrawn | Withdrawn | Withdrawn | No former queue position | not found |  |  |  | Cholame |  |  |  | FALSE | FALSE | Cholame |  |  | 4.99 | [8 empty] | 0 | 0
2023-09-11 15:10 | 3611-WD | DGSP | DGSP | Withdrawn | 10/1/2025 | Withdrawn | Withdrawn | KERN | TUPMAN SUB | Solar PV | 4.99 | 9/27/2023 | Withdrawn | Withdrawn | Withdrawn | Withdrawn | Withdrawn | Withdrawn | Withdrawn | Withdrawn | No former queue position |  |  |  |  | Tupman | 115 |  |  | TRUE | FALSE | Tupman | 115 |  | 4.99 | [8 empty] | 0 | 0
2023-09-11 15:44 | 3612-RD | Fast Track | Fast Track | Withdrawn | Not Provided | Withdrawn | Withdrawn | COLUSA | COLUSA JUNCTION | Reciprocating Engine | 3 | 9/27/2023 | 11/15/2023 | Fail Screens: B, D, F, I, J, K, M, S5 | 1/11/2024 | Fail | Withdrawn | Withdrawn | Withdrawn | Withdrawn | No former queue position |  |  |  |  | Colusa Junction |  |  |  | FALSE | FALSE | Colusa Junction | [11 empty] | 0 | 0
2023-09-12 15:32 | 3613-WD | DGSP | Cluster | Withdrawn | 12/31/2024 | Withdrawn | Withdrawn | MERCED | WILSON SUB | Solar PV | 2.25 | 9/27/2023 | Withdrawn | Withdrawn | Withdrawn | Withdrawn | Withdrawn | Withdrawn | Withdrawn | Withdrawn | No former queue position |  |  |  |  | Wilson | 230 |  |  | TRUE | FALSE | Wilson | 230 |  | 2.25 | [8 empty] | 0 | 0
2023-08-23 12:26 | 3614-RD | Fast Track | Fast Track | Withdrawn | Not Provided | Withdrawn | Withdrawn | KERN | TRANSMISSION | Storage | 1.204 | 10/4/2023 | 2/26/2024 | Pass | Withdrawn | Withdrawn | N/A (Fast Track) | N/A (Fast Track) | N/A (Fast Track) | Withdrawn | No former queue position | not found |  | not found |  | Transmission |  |  |  | FALSE | FALSE | not found | [8 empty] | 1.204 |  | 1.204 | 0 | 0
2023-09-07 14:35 | 3615-RD | Fast Track | Detailed Study | Withdrawn | Not Provided | Withdrawn | Withdrawn | FRESNO | RAINBOW SUB | Solar PV | 5 | 10/4/2023 | 11/14/2023 | Fail Screens: D, F, G, I, J, K, L, M, V1, V2, S5, A1 | 12/18/2023 | Fail | Withdrawn | Withdrawn | Withdrawn | Withdrawn | No former queue position |  |  |  |  | Rainbow |  |  |  | FALSE | FALSE | Rainbow |  |  | 5 | [8 empty] | 0 | 0
2023-09-12 12:32 | 3616-WD | Independent Study | Cluster | Active | 3/19/2025 |  |  | MERCED | LIVINGSTON SUB | Battery | 6.014 | 10/4/2023 | N/A | N/A (Cluster) | N/A | N/A (Cluster) | Fail | In Progress |  |  | No former queue position | not found |  |  |  | Livingston |  |  |  | FALSE | FALSE | Livingston | [8 empty] | 6.014 | 6.014 |  | 0 | 0
2023-09-17 19:58 | 3617-WD | DGSP | DGSP | Withdrawn | 11/3/2025 | Withdrawn | Withdrawn | KERN | LAMONT SUB | Solar PV | 4.999 | 10/4/2023 | Withdrawn | Withdrawn | Withdrawn | Withdrawn | Withdrawn | Withdrawn | Withdrawn | Withdrawn | No former queue position |  |  |  |  | Lamont | 115 |  |  | TRUE | FALSE | Lamont | 115 |  | 4.999 | [8 empty] | 0 | 0
2023-09-18 10:49 | 3618-WD | DGSP | DGSP | Active | 11/3/2025 |  |  | SUTTER | BARRY SUB | Solar PV | 4.999 | 10/4/2023 | N/A | N/A | N/A | N/A | Pass | In Progress |  |  | No former queue position | not found |  |  |  | Barry |  |  |  | FALSE | FALSE | Barry |  |  | 4.999 | [8 empty] | 0 | 0
2023-09-18 11:03 | 3619-RD | Fast Track | Fast Track | Active | Not Provided |  |  | SAN MATEO | REDWOOD CITY SUB | Other | 0.987 | 10/4/2023 | 11/16/2023 | Fail Screens: J, K, M |  |  | N/A (Fast Track) | N/A (Fast Track) | N/A (Fast Track) | Executed | No former queue position | not found |  |  |  | Redwood City |  |  |  | FALSE | FALSE | Redwood City | [11 empty] | 0 | 1
2023-09-18 11:52 | 3620-WD | DGSP | Independent Study | Withdrawn | 10/1/2025 | Withdrawn | Withdrawn | SUTTER | LIVE OAK SUB | Solar PV | 9.95 | 10/4/2023 | Withdrawn | N/A (Independent Study) | Withdrawn | Withdrawn | Pass | Withdrawn | Withdrawn | Withdrawn | No former queue position | Live Oak | 115 |  |  | Live Oak | 115 |  |  | TRUE | FALSE | Live Oak | 115 |  | 9.95 | [8 empty] | 0 | 0
2023-09-18 12:16 | 3621-WD | DGSP | Independent Study | Withdrawn | 10/31/2025 | Withdrawn | Withdrawn | SUTTER | WHEATLAND SUB | Solar PV | 4.99 | 10/4/2023 | Withdrawn | N/A (Independent Study) | Withdrawn | Withdrawn | Pass | 2025-01-30 | Withdrawn | Withdrawn | No former queue position | not found |  |  |  | Wheatland |  |  |  | FALSE | FALSE | Wheatland |  |  | 4.99 | [8 empty] | 0 | 0
2023-09-18 13:54 | 3622-WD | DGSP | DGSP | Withdrawn | 10/1/2025 | Withdrawn | Withdrawn | KERN | SMYRNA SUB | Solar PV | 4.99 | 10/4/2023 | Withdrawn | Withdrawn | Withdrawn | Withdrawn | Withdrawn | Withdrawn | Withdrawn | Withdrawn | No former queue position | Smyrna |  |  |  | Smyrna | 115 |  |  | TRUE | FALSE | Smyrna |  |  | 4.99 | [8 empty] | 0 | 0
2023-09-18 14:32 | 3623-WD | DGSP | DGSP | Withdrawn | 10/1/2025 | Withdrawn | Withdrawn | KERN | OLD RIVER SUB | Solar PV | 4.999 | 10/4/2023 | Withdrawn | Withdrawn | Withdrawn | Withdrawn | Withdrawn | Withdrawn | Withdrawn | Withdrawn | No former queue position |  |  |  |  | Old River | 70 |  |  | TRUE | FALSE | Old River | 70 |  | 4.999 | [8 empty] | 0 | 0
2023-08-09 01:11 | 3624-WD | Independent Study | Independent Study | Active | 12/20/2024 |  |  | KERN | TWISSELMAN SUB | Solar PV | 4.95 | 10/4/2023 | N/A | N/A (Independent Study) | N/A | N/A (Independent Study) | Pass | 2024-07-01 | N/A | Executed | No former queue position | not found |  |  |  | Twisselman |  |  |  | FALSE | FALSE | Twisselman |  |  | 4.95 | [8 empty] | 0 | 1
2023-09-08 12:30 | 3625-RD | Fast Track | Fast Track | Active | Not Provided |  |  | SAN JOAQUIN | Customer Owned | Solar PV | 1.305 | 10/4/2023 | 12/14/2023 | Pass |  |  | N/A (Fast Track) | N/A (Fast Track) | N/A (Fast Track) | Executed | No former queue position | not found |  |  |  | Customer Owned |  |  |  | FALSE | FALSE | Customer Owned |  |  | 1.305 | [8 empty] | 0 | 1
2023-09-12 06:19 | 3626-RD | Detailed Study | Detailed Study | Withdrawn | Not Provided | Withdrawn | Withdrawn | SUTTER | MERIDIAN SUB | Solar PV | 4.98 | 10/4/2023 | 11/8/2023 | Fail Screens: B, D, F, I, J, K, L, M | Withdrawn | Withdrawn | Pass | 2024-09-26 | Withdrawn | Withdrawn | No former queue position | not found |  |  |  | Meridian | 60 |  |  | TRUE | FALSE | Meridian | 60 |  | 4.98 | [8 empty] | 0 | 0
2023-09-14 16:58 | 3627-WD | Independent Study | Cluster | Active | 3/31/2025 |  |  | CONTRA COSTA | BRENTWOOD SUB | Battery | 4.99 | 10/4/2023 | N/A | N/A (Cluster) | N/A | N/A (Cluster) | Fail | In Progress |  |  | No former queue position | not found |  |  |  | Brentwood | 230 |  |  | TRUE | TRUE | Brentwood | 230 | [7 empty] | 4.99 | 4.99 |  | 0 | 0
2023-09-18 11:21 | 3628-WD | DGSP | DGSP | Withdrawn | 10/2/2023 | Withdrawn | Withdrawn | SAN JOAQUIN | LOCKEFORD SUB | Solar PV | 4.99 | 10/4/2023 | Withdrawn | Withdrawn | Withdrawn | Withdrawn | Withdrawn | Withdrawn | Withdrawn | Withdrawn | No former queue position | Lockeford |  |  |  | Lockeford | 230 |  |  | TRUE | FALSE | Lockeford |  |  | 4.99 | [8 empty] | 0 | 0
2023-09-19 16:04 | 3629-WD | DGSP | DGSP | Withdrawn | 10/1/2025 | Withdrawn | Withdrawn | KERN | SHAFTER SUB | Storage | 4.99 | 10/4/2023 | Withdrawn | Withdrawn | Withdrawn | Withdrawn | Withdrawn | Withdrawn | Withdrawn | Withdrawn | No former queue position |  |  | Shafter |  | Shafter | 115 |  |  | TRUE | FALSE | Shafter | 115 | [7 empty] | 4.99 |  | 4.99 | 0 | 0
2023-09-20 11:42 | 3630-WD | DGSP | DGSP | Withdrawn | 10/1/2025 | Withdrawn | Withdrawn | MADERA | EL PECO SUB | Storage | 4.99 | 10/4/2023 | Withdrawn | Withdrawn | Withdrawn | Withdrawn | Withdrawn | Withdrawn | Withdrawn | Withdrawn | No former queue position |  |  |  |  | El Peco |  |  |  | FALSE | FALSE | El Peco | [8 empty] | 4.99 |  | 4.99 | 0 | 0
2023-09-21 10:50 | 3631-WD | DGSP | DGSP | Withdrawn | 10/31/2025 | Withdrawn | Withdrawn | MADERA | EL PECO SUB | Storage | 4.99 | 10/4/2023 | Withdrawn | Withdrawn | Withdrawn | Withdrawn | Withdrawn | Withdrawn | Withdrawn | Withdrawn | No former queue position |  |  |  |  | El Peco |  |  |  | FALSE | FALSE | El Peco | [8 empty] | 4.99 |  | 4.99 | 0 | 0
2023-09-21 11:23 | 3632-WD | DGSP | DGSP | Active | 11/3/2025 |  |  | SUTTER | LIVE OAK SUB | Battery | 4.99 | 10/4/2023 | N/A | N/A | N/A | N/A | Pass | 2025-01-30 |  | Tendered | No former queue position | Live Oak |  |  |  | Live Oak | 115 |  |  | TRUE | TRUE | Live Oak | [8 empty] | 4.99 | 4.99 |  | 0 | 0
2023-09-21 11:39 | 3633-WD | DGSP | DGSP | Withdrawn | 10/1/2025 | Withdrawn | Withdrawn | SUTTER | EAST NICOLAUS SUB | Solar PV | 4.99 | 10/4/2023 | Withdrawn | Withdrawn | Withdrawn | Withdrawn | Pass | 2025-02-07 | Withdrawn | Withdrawn | No former queue position | East Nicolaus |  |  |  | East Nicolaus | 115 |  |  | TRUE | FALSE | East Nicolaus |  |  | 4.99 | [8 empty] | 0 | 0
2023-09-21 12:07 | 3634-WD | DGSP | Independent Study | Withdrawn | 10/1/2025 | Withdrawn | Withdrawn | KERN | RIO BRAVO SUB | Storage | 4.99 | 10/4/2023 | Withdrawn | Withdrawn | Withdrawn | Withdrawn | Withdrawn | Withdrawn | Withdrawn | Withdrawn | No former queue position | Rio Bravo |  |  |  | Rio Bravo | 115 |  |  | TRUE | FALSE | Rio Bravo | [8 empty] | 4.99 |  | 4.99 | 0 | 0
2023-09-22 09:56 | 3635-WD | DGSP | DGSP | Withdrawn | 10/1/2025 | Withdrawn | Withdrawn | KINGS | LEMOORE SUB | Solar PV | 4.999 | 10/4/2023 | Withdrawn | Withdrawn | Withdrawn | Withdrawn | Withdrawn | Withdrawn | Withdrawn | Withdrawn | No former queue position |  |  |  |  | Lemoore | 70 |  |  | TRUE | FALSE | Lemoore | 70 |  | 4.999 | [8 empty] | 0 | 0
2023-09-22 12:55 | 3636-WD | DGSP | DGSP | Withdrawn | 10/1/2025 | Withdrawn | Withdrawn | KERN | WESTPARK SUB | Storage | 4.999 | 10/4/2023 | Withdrawn | Withdrawn | Withdrawn | Withdrawn | Withdrawn | Withdrawn | Withdrawn | Withdrawn | No former queue position |  |  |  |  | Westpark | 115 |  |  | TRUE | FALSE | Westpark | 115 | [7 empty] | 4.999 |  | 4.999 | 0 | 0
2023-09-22 13:09 | 3637-WD | DGSP | DGSP | Withdrawn | 10/1/2025 | Withdrawn | Withdrawn | KERN | WESTPARK SUB | Storage | 4.999 | 10/4/2023 | Withdrawn | Withdrawn | Withdrawn | Withdrawn | Withdrawn | Withdrawn | Withdrawn | Withdrawn | No former queue position |  |  |  |  | Westpark | 115 |  |  | TRUE | FALSE | Westpark | 115 | [7 empty] | 4.999 |  | 4.999 | 0 | 0
2023-09-22 13:19 | 3638-WD | DGSP | DGSP | Withdrawn | 10/1/2025 | Withdrawn | Withdrawn | KERN | WESTPARK SUB | Storage | 4.999 | 10/4/2023 | Withdrawn | Withdrawn | Withdrawn | Withdrawn | Withdrawn | Withdrawn | Withdrawn | Withdrawn | No former queue position |  |  |  |  | Westpark | 115 |  |  | TRUE | FALSE | Westpark | 115 | [7 empty] | 4.999 |  | 4.999 | 0 | 0
2023-09-22 13:43 | 3639-WD | DGSP | DGSP | Withdrawn | 3/3/2025 | Withdrawn | Withdrawn | KERN | WESTPARK SUB | Storage | 4.999 | 10/4/2023 | Withdrawn | Withdrawn | Withdrawn | Withdrawn | Withdrawn | Withdrawn | Withdrawn | Withdrawn | No former queue position |  |  |  |  | Westpark | 115 |  |  | TRUE | FALSE | Westpark | 115 | [7 empty] | 4.999 |  | 4.999 | 0 | 0
2023-09-22 13:46 | 3640-WD | DGSP | DGSP | Active | 10/1/2025 |  |  | KERN | MIDWAY SUB | Solar PV | 4.99 | 10/4/2023 | N/A | N/A | N/A | N/A | Pass | 2024-06-18 | N/A | Executed | No former queue position | Midway |  |  |  | Midway | 500 |  |  | TRUE | TRUE | Midway |  |  | 4.99 | [8 empty] | 0 | 1
2023-09-11 14:39 | 3641-RD | Detailed Study | Detailed Study | Withdrawn | Not Provided | Withdrawn | Withdrawn | YOLO | WINTERS SUB | Solar PV | 5 | 10/4/2023 | Withdrawn | Withdrawn | Withdrawn | Withdrawn | Pass | 2024-07-08 | 2025-01-22 | Withdrawn | No former queue position | not found |  | not found |  | Winters |  |  |  | FALSE | FALSE | not found |  |  | 5 | [8 empty] | 0 | 0
2023-09-11 14:42 | 3642-RD | Detailed Study | Detailed Study | Withdrawn | Not Provided | Withdrawn | Withdrawn | FRESNO | CARUTHERS SUB | Battery | 6.895 | 10/4/2023 | 10/31/2023 | Fail Screens: F, J, K, M | Withdrawn | Withdrawn | Withdrawn | Withdrawn | Withdrawn | Withdrawn | No former queue position |  |  |  |  | Caruthers |  |  |  | FALSE | FALSE | Caruthers | [8 empty] | 6.895 | 6.895 |  | 0 | 0
2023-08-10 00:49 | 3643-WD | Independent Study | Independent Study | Active | 11/8/2024 |  |  | KERN | TUPMAN SUB | Solar PV | 6.432 | 10/11/2023 | N/A | N/A (Independent Study) | N/A | N/A (Independent Study) | Pass | 2024-09-04 | N/A | Executed | No former queue position | Tupman | 115 |  |  | Tupman | 115 |  |  | TRUE | TRUE | Tupman | 115 |  | 6.432 | [8 empty] | 0 | 1
2023-09-07 13:19 | 3644-RD | Fast Track | Detailed Study | Withdrawn | Not Provided | Withdrawn | Withdrawn | FRESNO | KINGSBURG SUB | Storage | 3.607 | 10/11/2023 | 10/27/2023 | Fail Screens: F, J, K, M, V1, V2, S5, A1 | 1/11/2024 | Fail | Withdrawn | Withdrawn | Withdrawn | Withdrawn | No former queue position |  |  |  |  | Kingsburg | 115 |  |  | TRUE | FALSE | Kingsburg | 115 | [7 empty] | 3.607 |  | 3.607 | 0 | 0
2023-08-09 13:41 | 3645-RD | Fast Track | Fast Track | Withdrawn | Not Provided | Withdrawn | Withdrawn | SAN JOAQUIN | AVENA SUB | Solar PV | 2 | 10/11/2023 | 3/19/2024 | Fail Screens: F, I, J, K, L, M, V1, V2, S5, A1 | Withdrawn | Withdrawn | Withdrawn | Withdrawn | Withdrawn | Withdrawn | No former queue position |  |  |  |  | Avena | 115 |  |  | TRUE | FALSE | Avena | 115 |  | 2 | [8 empty] | 0 | 0
2023-09-11 18:31 | 3646-RD | Fast Track | Detailed Study | Withdrawn | Not Provided | Withdrawn | Withdrawn | FRESNO | CAMDEN SUB | Solar PV | 5 | 10/11/2023 | 11/29/2023 | Fail Screens: F, J, K, M, V1, V2, S5, A1 | 1/18/2024 | Fail | Withdrawn | Withdrawn | Withdrawn | Withdrawn | No former queue position |  |  |  |  | Camden |  |  |  | FALSE | FALSE | Camden |  |  | 5 | [8 empty] | 0 | 0
2023-09-18 11:07 | 3647-RD | Fast Track | Fast Track | Withdrawn | Not Provided | Withdrawn | Withdrawn | MADERA | CHOWCHILLA SUB | Storage | 5 | 10/11/2023 | 10/31/2023 | Fail Screens: B, D, F, G, I, J, K, M, V1, V2, S5, A1 | 12/20/2023 | Fail | Withdrawn | Withdrawn | Withdrawn | Withdrawn | No former queue position |  |  |  |  | Chowchilla | 115 |  |  | TRUE | FALSE | Chowchilla | 115 | [7 empty] | 5 |  | 5 | 0 | 0
2023-09-18 09:23 | 3648-RD | Detailed Study | Detailed Study | Withdrawn | Not Provided | Withdrawn | Withdrawn | KERN | FAMOSO SUB | Solar PV | 5 | 10/11/2023 | Withdrawn | Withdrawn | Withdrawn | Withdrawn | Withdrawn | Withdrawn | Withdrawn | Withdrawn | No former queue position | Famoso |  |  |  | Famoso | 115 |  |  | TRUE | FALSE | Famoso |  |  | 5 | [8 empty] | 0 | 0
2023-09-22 12:11 | 3649-RD | Detailed Study | Detailed Study | Withdrawn | Not Provided | Withdrawn | Withdrawn | MADERA | COARSEGOLD SUB | Solar PV | 4.98 | 10/11/2023 | Withdrawn | Withdrawn | Withdrawn | Withdrawn | Withdrawn | Withdrawn | Withdrawn | Withdrawn | No former queue position |  |  |  |  | Coarsegold |  |  |  | FALSE | FALSE | Coarsegold |  |  | 4.98 | [8 empty] | 0 | 0
2023-09-18 16:05 | 3650-RD | Fast Track | Detailed Study | Withdrawn | Not Provided | Withdrawn | Withdrawn | FRESNO | GIFFEN SUB | Solar PV | 5 | 10/11/2023 | 10/30/2023 | Fail Screens: F, J, K, M, S5, A1 | 1/10/2024 | Fail | Withdrawn | Withdrawn | Withdrawn | Withdrawn | No former queue position |  |  |  |  | Giffen |  |  |  | FALSE | FALSE | Giffen |  |  | 5 | [8 empty] | 0 | 0
2023-09-18 10:21 | 3651-RD | Fast Track | Fast Track | Withdrawn | Not Provided | Withdrawn | Withdrawn | KERN | CHARCA SUB | Solar PV | 2 | 10/11/2023 | 12/24/2023 | Fail Screens: D, F, G, J, K, M, V1, S5, A1 | Withdrawn | Withdrawn | Withdrawn | Withdrawn | Withdrawn | Withdrawn | No former queue position |  |  |  |  | Charca | 115 |  |  | TRUE | FALSE | Charca | 115 |  | 2 | [8 empty] | 0 | 0
2023-09-20 12:00 | 3652-WD | Independent Study | Cluster | Active | 7/1/2025 |  |  | FRESNO | COALINGA #2 SUB | Solar PV | 3.6 | 10/11/2023 | N/A | N/A (Cluster) | N/A | N/A (Cluster) | Fail | In Progress |  |  | No former queue position | not found |  |  |  | Coalinga #2 |  |  |  | FALSE | FALSE | Coalinga #2 |  |  | 3.6 | [8 empty] | 0 | 0
2023-09-20 12:17 | 3653-WD | Independent Study | Cluster | Active | 7/1/2025 |  |  | FRESNO | COALINGA #2 SUB | Storage | 3.6 | 10/11/2023 | N/A | N/A (Cluster) | N/A | N/A (Cluster) | Fail | In Progress |  |  | No former queue position | not found |  |  |  | Coalinga #2 |  |  |  | FALSE | FALSE | Coalinga #2 | [8 empty] | 3.6 |  | 3.6 | 0 | 0
2023-09-21 10:24 | 3654-WD | Fast Track | Cluster | Active | 2/3/2025 |  |  | KERN | MAGUNDEN SUB | Storage | 4 | 10/18/2023 | 11/14/2023 | Fail Screens: 2, 4, 5, 6, 7, 9, 10 | 1/24/2024 | Fail | Fail |  |  |  | No former queue position | Magunden |  |  |  | Magunden | 230 |  |  | TRUE | TRUE | Magunden | [8 empty] | 4 |  | 4 | 0 | 0
2023-10-04 12:26 | 3655-RD | Detailed Study | Detailed Study | Withdrawn | Not Provided | Withdrawn | Withdrawn | MERCED | LIVINGSTON SUB | Solar PV | 2 | 10/18/2023 | Withdrawn | Withdrawn | Withdrawn | Withdrawn | Withdrawn | Withdrawn | Withdrawn | Withdrawn | No former queue position |  |  |  |  | Livingston |  |  |  | FALSE | FALSE | Livingston |  |  | 2 | [8 empty] | 0 | 0
2023-09-18 12:01 | 3656-RD | Fast Track | Fast Track | Withdrawn | Not Provided | Withdrawn | Withdrawn | TULARE | STONE CORRAL SUB | Solar PV | 3.7 | 10/18/2023 | 11/9/2023 | Fail Screens: F, J, K, L, M, V1, V2, S5, A1 | 1/24/2024 | Fail | Withdrawn | Withdrawn | Withdrawn | Withdrawn | No former queue position |  |  |  |  | Stone Corral |  |  |  | FALSE | FALSE | Stone Corral |  |  | 3.7 | [8 empty] | 0 | 0
2023-09-27 07:53 | 3657-RD | Detailed Study | Detailed Study | Withdrawn | Not Provided | Withdrawn | Withdrawn | YUBA | OLIVEHURST SUB | Storage | 3.984 | 10/18/2023 | Withdrawn | Withdrawn | Withdrawn | Withdrawn | Withdrawn | Withdrawn | Withdrawn | Withdrawn | No former queue position |  |  |  |  | Olivehurst | 115 |  |  | TRUE | FALSE | Olivehurst | 115 | [7 empty] | 3.984 |  | 3.984 | 0 | 0
2023-08-28 15:54 | 3658-WD | Independent Study | Independent Study | Active | 6/3/2024 |  |  | NAPA | CALISTOGA SUB | Battery | 11.3 | 10/18/2023 | N/A | N/A (Independent Study) | N/A | N/A (Independent Study) | Pass | 2025-01-23 |  | Tendered | No former queue position | not found |  |  |  | Calistoga |  |  |  | FALSE | FALSE | Calistoga | [8 empty] | 11.3 | 11.3 |  | 0 | 0
2023-10-04 15:01 | 3659-RD | Detailed Study | Detailed Study | Withdrawn | Not Provided | Withdrawn | Withdrawn | SACRAMENTO | COLONY SUB | Storage | 2 | 10/18/2023 | Withdrawn | Withdrawn | Withdrawn | Withdrawn | Withdrawn | Withdrawn | Withdrawn | Withdrawn | No former queue position | not found |  | not found |  | Colony |  |  |  | FALSE | FALSE | not found | [8 empty] | 2 |  | 2 | 0 | 0
2023-10-05 08:19 | 3660-RD | Fast Track | Detailed Study | Withdrawn | Not Provided | Withdrawn | Withdrawn | MADERA | DAIRYLAND SUB | Solar PV | 5 | 10/25/2023 | 11/13/2023 | Fail Screens: D, F, G, I, J, K, L, M, V1, V2, S5, A1 | 1/10/2024 | Fail | Withdrawn | Withdrawn | Withdrawn | Withdrawn | No former queue position |  |  |  |  | Dairyland | 115 |  |  | TRUE | FALSE | Dairyland | 115 |  | 5 | [8 empty] | 0 | 0
2023-09-19 15:09 | 3661-RD | Fast Track | Fast Track | Withdrawn | Not Provided | Withdrawn | Withdrawn | CONTRA COSTA | EL CERRITO G SUB | Battery | 0.775 | 10/25/2023 | 12/12/2023 | Pass | Withdrawn | Withdrawn | Withdrawn | Withdrawn | Withdrawn | Withdrawn | No former queue position |  |  |  |  | El Cerrito G | 115 |  |  | TRUE | FALSE | El Cerrito G | 115 | [7 empty] | 0.775 | 0.775 |  | 0 | 0
2023-09-27 12:36 | 3662-RD | Fast Track | Detailed Study | Withdrawn | Not Provided | Withdrawn | Withdrawn | KINGS | AVENAL SUB | Solar PV | 3 | 10/25/2023 | 11/21/2023 | Fail Screens: F, J, K, M, V1, V2, S5, A1 | 1/18/2024 | Fail | Withdrawn | Withdrawn | Withdrawn | Withdrawn | No former queue position |  |  |  |  | Avenal |  |  |  | FALSE | FALSE | Avenal |  |  | 3 | [8 empty] | 0 | 0
2023-10-04 15:01 | 3663-RD | Fast Track | Detailed Study | Withdrawn | Not Provided | Withdrawn | Withdrawn | MERCED | CRESSEY SUB | Solar PV | 4 | 10/25/2023 | 11/15/2023 | Fail Screens: B, D, F, G, I, J, K, M, V1, V2, S5, A1 | 1/18/2024 | Fail | Withdrawn | Withdrawn | Withdrawn | Withdrawn | No former queue position |  |  |  |  | Cressey | 115 |  |  | TRUE | FALSE | Cressey | 115 |  | 4 | [8 empty] | 0 | 0
2023-09-28 08:44 | 3664-RD | Detailed Study | Detailed Study | Withdrawn | Not Provided | Withdrawn | Withdrawn | FRESNO | WEST FRESNO SUB | Solar PV | 5 | 10/25/2023 | Withdrawn | Withdrawn | Withdrawn | Withdrawn | Withdrawn | Withdrawn | Withdrawn | Withdrawn | No former queue position |  |  |  |  | West Fresno | 115 |  |  | TRUE | FALSE | West Fresno | 115 |  | 5 | [8 empty] | 0 | 0
2023-09-28 10:00 | 3665-RD | Detailed Study | Detailed Study | Withdrawn | Not Provided | Withdrawn | Withdrawn | FRESNO | FIGARDEN SUB | Solar PV | 5 | 10/25/2023 | Withdrawn | Withdrawn | Withdrawn | Withdrawn | Withdrawn | Withdrawn | Withdrawn | Withdrawn | No former queue position |  |  |  |  | Figarden | 230 |  |  | TRUE | FALSE | Figarden | 230 |  | 5 | [8 empty] | 0 | 0
2023-09-29 09:56 | 3666-RD | Independent Study | Independent Study | Withdrawn | Not Provided | Withdrawn | Withdrawn | YOLO | WEST SACRAMENTO SUB | Cogeneration | 5 | 10/25/2023 | Withdrawn | N/A (Independent Study) | Withdrawn | N/A (Independent Study) | Pass | 2024-09-13 | 2025-01-09 | Withdrawn | No former queue position | not found |  |  |  | West Sacramento |  |  |  | FALSE | FALSE | West Sacramento | [11 empty] | 0 | 0
2023-09-29 10:17 | 3667-RD | Detailed Study | Detailed Study | Withdrawn | Not Provided | Withdrawn | Withdrawn | MERCED | MERCED SUB | Cogeneration | 5 | 10/25/2023 | Withdrawn | Withdrawn | Withdrawn | Withdrawn | Withdrawn | Withdrawn | Withdrawn | Withdrawn | No former queue position |  |  |  |  | Merced | 115 |  |  | TRUE | FALSE | Merced | 115 | [10 empty] | 0 | 0
2023-09-29 10:53 | 3668-RD | Detailed Study | Detailed Study | Withdrawn | Not Provided | Withdrawn | Withdrawn | MERCED | MERCED SUB | Battery | 5 | 10/25/2023 | Withdrawn | Withdrawn | Withdrawn | Withdrawn | Withdrawn | Withdrawn | Withdrawn | Withdrawn | No former queue position |  |  |  |  | Merced | 115 |  |  | TRUE | FALSE | Merced | 115 | [7 empty] | 5 | 5 |  | 0 | 0
2023-09-29 11:09 | 3669-RD | Detailed Study | Detailed Study | Withdrawn | Not Provided | Withdrawn | Withdrawn | FRESNO | WEST FRESNO SUB | Cogeneration | 5 | 10/25/2023 | Withdrawn | Withdrawn | Withdrawn | Withdrawn | Withdrawn | Withdrawn | Withdrawn | Withdrawn | No former queue position |  |  |  |  | West Fresno | 115 |  |  | TRUE | FALSE | West Fresno | 115 | [10 empty] | 0 | 0
2023-09-29 11:33 | 3670-RD | Detailed Study | Detailed Study | Withdrawn | Not Provided | Withdrawn | Withdrawn | MADERA | CHOWCHILLA SUB | Battery | 5 | 10/25/2023 | Withdrawn | Withdrawn | Withdrawn | Withdrawn | Withdrawn | Withdrawn | Withdrawn | Withdrawn | No former queue position |  |  |  |  | Chowchilla | 115 |  |  | TRUE | FALSE | Chowchilla | 115 | [7 empty] | 5 | 5 |  | 0 | 0
2023-10-05 15:56 | 3671-RD | Fast Track | Detailed Study | Withdrawn | Not Provided | Withdrawn | Withdrawn | FRESNO | WOODWARD SUB | Solar PV | 3.24 | 11/1/2023 | 2/22/2024 | Fail Screens: D, F, G, H, J, K, L, M, V1, S5, A1 | Withdrawn | Withdrawn | Withdrawn | Withdrawn | Withdrawn | Withdrawn | No former queue position |  |  |  |  | Woodward | 115 |  |  | TRUE | FALSE | Woodward | 115 |  | 3.24 | [8 empty] | 0 | 0
2023-10-06 13:50 | 3672-RD | Detailed Study | Detailed Study | Withdrawn | Not Provided | Withdrawn | Withdrawn | FRESNO | SANGER SUB | Withdrawn | 3 | 11/1/2023 | Withdrawn | Withdrawn | Withdrawn | Withdrawn | Withdrawn | Withdrawn | Withdrawn | Withdrawn | No former queue position |  |  |  |  | Sanger | 115 |  |  | TRUE | FALSE | Sanger | 115 | [10 empty] | 0 | 0
2023-10-12 16:53 | 3673-WD | Independent Study | Cluster | Active | 12/31/2025 |  |  | KERN | MIDWAY SUB | Battery | 20 | 11/1/2023 | N/A | N/A (Cluster) | N/A | N/A (Cluster) | Fail | In Progress |  |  | No former queue position | Midway | 115 |  |  | Midway | 500 |  |  | TRUE | TRUE | Midway | 115 | [7 empty] | 20 | 20 |  | 0 | 0
2023-10-13 13:24 | 3674-RD | Fast Track | Detailed Study | Withdrawn | Not Provided | Withdrawn | Withdrawn | MADERA | COARSEGOLD SUB | Storage | 5 | 11/1/2023 | 11/22/2023 | Fail Screens: B, D, F, H, I, J, K, M, V1, V2, S5, A1 | 1/18/2024 | Fail | Withdrawn | Withdrawn | Withdrawn | Withdrawn | No former queue position |  |  |  |  | Coarsegold |  |  |  | FALSE | FALSE | Coarsegold | [8 empty] | 5 |  | 5 | 0 | 0
2023-10-17 13:27 | 3675-RD | Detailed Study | Detailed Study | Withdrawn | Not Provided | Withdrawn | Withdrawn | YOLO | MADISON SUB | Solar PV | 5.511 | 11/1/2023 | Withdrawn | Withdrawn | Withdrawn | Withdrawn | Pass | 2024-09-26 | Withdrawn | Withdrawn | No former queue position | not found |  | Madison |  | Madison | 115 |  |  | TRUE | FALSE | Madison | 115 |  | 5.511 | [8 empty] | 0 | 0
2023-09-29 14:09 | 3676-RD | Detailed Study | Detailed Study | Withdrawn | Not Provided | Withdrawn | Withdrawn | TULARE | STONE CORRAL SUB | Solar PV | 4.999 | 11/1/2023 | Withdrawn | Withdrawn | Withdrawn | Withdrawn | Withdrawn | Withdrawn | Withdrawn | Withdrawn | No former queue position |  |  |  |  | Stone Corral |  |  |  | FALSE | FALSE | Stone Corral |  |  | 4.999 | [8 empty] | 0 | 0
2023-10-04 08:05 | 3677-RD | Detailed Study | Detailed Study | Withdrawn | Not Provided | Withdrawn | Withdrawn | MERCED | LIVINGSTON SUB | Withdrawn | 5 | 11/1/2023 | Withdrawn | Withdrawn | Withdrawn | Withdrawn | Withdrawn | Withdrawn | Withdrawn | Withdrawn | No former queue position |  |  |  |  | Livingston |  |  |  | FALSE | FALSE | Livingston | [11 empty] | 0 | 0
2023-10-12 13:50 | 3678-RD | Fast Track | Fast Track | Active | Not Provided |  |  | MONTEREY | GREEN VALLEY SUB | Battery | 0.5 | 11/1/2023 | 12/28/2023 | Fail Screens: B, F, G, H, I, J, M, S5 | 2024-04-22 | Pass | N/A (Fast Track) | N/A (Fast Track) | N/A (Fast Track) | Executed | No former queue position | not found |  |  |  | Green Valley | 115 |  |  | TRUE | TRUE | Green Valley | 115 | [7 empty] | 0.5 | 0.5 |  | 0 | 1
2023-10-12 13:51 | 3679-RD | Fast Track | Fast Track | Active | Not Provided |  |  | MONTEREY | GREEN VALLEY SUB | Battery | 0.25 | 11/1/2023 | 1/8/2024 | Fail Screens: B, D, I, J, S5 |  |  | N/A (Fast Track) | N/A (Fast Track) | N/A (Fast Track) | Executed | No former queue position | not found |  |  |  | Green Valley | 115 |  |  | TRUE | TRUE | Green Valley | 115 | [7 empty] | 0.25 | 0.25 |  | 0 | 1
2023-10-16 16:16 | 3680-WD | Independent Study | Independent Study | Active | 5/15/2025 |  |  | BUTTE | NOTRE DAME SUB | Solar PV | 4.99 | 11/1/2023 | N/A | N/A (Independent Study) | N/A | N/A (Independent Study) | Pass | In Progress |  |  | No former queue position | not found |  |  |  | Notre Dame | 115 |  |  | TRUE | TRUE | Notre Dame | 115 |  | 4.99 | [8 empty] | 0 | 0
2023-10-17 20:51 | 3681-RD | Detailed Study | Detailed Study | Active | Not Provided |  |  | KERN | TEMBLOR SUB | Solar PV | 3 | 11/1/2023 | N/A | N/A | N/A | N/A | Pass | 2024-08-19 | N/A | Tendered | No former queue position | Temblor |  |  |  | Temblor | 115 |  |  | TRUE | TRUE | Temblor |  |  | 3 | [8 empty] | 0 | 0
2023-10-18 12:26 | 3682-RD | Detailed Study | Detailed Study | Withdrawn | Not Provided | Withdrawn | Withdrawn | KERN | CUYAMA SUB | Solar PV | 5.511 | 11/1/2023 | Withdrawn | Withdrawn | Withdrawn | Withdrawn | Pass | 2024-10-28 | Withdrawn | Withdrawn | No former queue position | not found |  |  |  | Cuyama |  |  |  | FALSE | FALSE | Cuyama |  |  | 5.511 | [8 empty] | 0 | 0
2023-09-05 11:29 | 3683-RD | Fast Track | Fast Track | Active | Not Provided |  |  | KERN | LERDO SUB | Solar PV | 3.26 | 11/8/2023 | 12/27/2023 | Pass |  |  | N/A (Fast Track) | N/A (Fast Track) | N/A (Fast Track) | Executed | No former queue position | Lerdo |  |  |  | Lerdo | 115 |  |  | TRUE | TRUE | Lerdo |  |  | 3.26 | [8 empty] | 0 | 1
2023-09-29 14:56 | 3684-RD | Detailed Study | Detailed Study | Withdrawn | Not Provided | Withdrawn | Withdrawn | FRESNO | CAMDEN SUB | Solar PV | 5 | 11/8/2023 | Withdrawn | Withdrawn | Withdrawn | Withdrawn | Withdrawn | Withdrawn | Withdrawn | Withdrawn | No former queue position |  |  |  |  | Camden |  |  |  | FALSE | FALSE | Camden |  |  | 5 | [8 empty] | 0 | 0
2023-10-19 16:16 | 3685-WD | Independent Study | Independent Study | Active | 5/30/2025 |  |  | LAKE | KONOCTI SUB | Solar PV | 13.298 | 11/8/2023 | N/A | N/A (Independent Study) | N/A | N/A (Independent Study) | Pass | 2024-08-08 | 2025-04-10 |  | No former queue position | Konocti | 60 |  |  | Konocti | 60 |  |  | TRUE | TRUE | Konocti | 60 |  | 13.298 | [8 empty] | 0 | 0
2023-09-25 10:54 | 3686-RD | Fast Track | Fast Track | Withdrawn | Not Provided | Withdrawn | Withdrawn | COLUSA | CORTINA SUB | Solar PV | 5 | 11/8/2023 | 12/27/2023 | Fail Screens: B, D, F, G, I, J, K, M, V1, V2, S5, A1 | 2/16/2024 | Fail | Withdrawn | Withdrawn | Withdrawn | Withdrawn | No former queue position |  |  |  |  | Cortina | 230 |  |  | TRUE | FALSE | Cortina | 230 |  | 5 | [8 empty] | 0 | 0
2023-10-12 16:06 | 3687-RD | Fast Track | Fast Track | Withdrawn | Not Provided | Withdrawn | Withdrawn | TUOLUMNE | PEORIA SUB | Solar PV | 1 | 11/8/2023 | 12/27/2023 | Fail Screens: D, F, J, K, L, M, S5 | Withdrawn | Withdrawn | Withdrawn | Withdrawn | Withdrawn | Withdrawn | No former queue position |  |  |  |  | Peoria | 115 |  |  | TRUE | FALSE | Peoria | 115 |  | 1 | [8 empty] | 0 | 0
2023-10-17 10:38 | 3688-RD | Detailed Study | Detailed Study | Withdrawn | Not Provided | Withdrawn | Withdrawn | FRESNO | MCMULLIN SUB | Solar PV | 5 | 11/8/2023 | Withdrawn | Withdrawn | Withdrawn | Withdrawn | Withdrawn | Withdrawn | Withdrawn | Withdrawn | No former queue position |  |  |  |  | Mcmullin |  |  |  | FALSE | FALSE | Mcmullin |  |  | 5 | [8 empty] | 0 | 0
2023-10-18 16:46 | 3689-RD | Detailed Study | Detailed Study | Withdrawn | Not Provided | Withdrawn | Withdrawn | KINGS | HARDWICK SUB | Solar PV | 3 | 11/8/2023 | Withdrawn | Withdrawn | Withdrawn | Withdrawn | Withdrawn | Withdrawn | Withdrawn | Withdrawn | No former queue position |  |  |  |  | Hardwick |  |  |  | FALSE | FALSE | Hardwick |  |  | 3 | [8 empty] | 0 | 0
2023-10-19 08:21 | 3690-RD | Detailed Study | Detailed Study | Withdrawn | Not Provided | Withdrawn | Withdrawn | FRESNO | MCMULLIN SUB | Storage | 5 | 11/8/2023 | Withdrawn | Withdrawn | Withdrawn | Withdrawn | Withdrawn | Withdrawn | Withdrawn | Withdrawn | No former queue position |  |  |  |  | Mcmullin |  |  |  | FALSE | FALSE | Mcmullin | [8 empty] | 5 |  | 5 | 0 | 0
2023-10-24 13:23 | 3691-RD | Detailed Study | DGSP | Withdrawn | Not Provided | Withdrawn | Withdrawn | SAN LUIS OBISPO | TEMPLETON SUB | Reciprocating Engine | 4.98 | 11/8/2023 | Withdrawn | Withdrawn | Withdrawn | Withdrawn | Withdrawn | Withdrawn | Withdrawn | Withdrawn | No former queue position |  |  |  |  | Templeton | 230 |  |  | TRUE | FALSE | Templeton | 230 | [10 empty] | 0 | 0
2023-10-24 13:34 | 3692-RD | Detailed Study | DGSP | Withdrawn | Not Provided | Withdrawn | Withdrawn | SAN JOAQUIN | VICTOR SUB | Storage | 4.98 | 11/8/2023 | Withdrawn | Withdrawn | Withdrawn | Withdrawn | Withdrawn | Withdrawn | Withdrawn | Withdrawn | No former queue position | Victor |  |  |  | Victor | 230 |  |  | TRUE | FALSE | Victor | [8 empty] | 4.98 |  | 4.98 | 0 | 0
2023-10-25 17:50 | 3693-RD | Fast Track | Fast Track | Withdrawn | Not Provided | Withdrawn | Withdrawn | KERN | GANSO SUB | Reciprocating Engine,Solar PV | 0.775 | 11/8/2023 | 1/29/2024 | Fail Screens: F, I, J, K, M | Withdrawn | Withdrawn | Withdrawn | Withdrawn | Withdrawn | Withdrawn | No former queue position | Ganso |  |  |  | Ganso | 115 |  |  | TRUE | FALSE | Ganso |  |  | 0.775 | [8 empty] | 0 | 0
2023-10-26 12:57 | 3694-WD | Fast Track | Fast Track | Active | 12/31/2025 |  |  | KERN | KERN OIL SUB | Storage | 2 | 11/8/2023 | 12/28/2023 | Fail Screens: 2, 4, 5, 7, 9, 10 | 2024-08-13 | Pass | N/A (Fast Track) | N/A (Fast Track) | N/A (Fast Track) | Executed | No former queue position | Kern Oil |  |  |  | Kern Oil | 115 |  |  | TRUE | TRUE | Kern Oil | [8 empty] | 2 |  | 2 | 0 | 1
2023-10-13 13:35 | 3695-RD | Fast Track | Fast Track | Withdrawn | Not Provided | Withdrawn | Withdrawn | KERN | ELK HILLS SUB | Withdrawn | 4 | 11/8/2023 | 12/7/2023 | Withdrawn | Withdrawn | Withdrawn | Withdrawn | Withdrawn | Withdrawn | Withdrawn | No former queue position |  |  |  |  | Elk Hills | 230 |  |  | TRUE | FALSE | Elk Hills | 230 | [10 empty] | 0 | 0
2023-10-16 10:13 | 3696-RD | Fast Track | Fast Track | Withdrawn | Not Provided | Withdrawn | Withdrawn | FRESNO | OLD KEARNEY SUB | Withdrawn | 3 | 11/8/2023 | 11/30/2023 | Fail Screens: F, J, K, M, V1, V2, S5, A1 | Withdrawn | Withdrawn | Withdrawn | Withdrawn | Withdrawn | Withdrawn | No former queue position |  |  |  |  | Old Kearney |  |  |  | FALSE | FALSE | Old Kearney | [11 empty] | 0 | 0
2023-10-17 21:13 | 3697-RD | Fast Track | Fast Track | Withdrawn | Not Provided | Withdrawn | Withdrawn | SUTTER | TUDOR SUB | Solar PV | 1.996 | 11/8/2023 | 3/27/2024 | Pass | Withdrawn | Withdrawn | Withdrawn | Withdrawn | Withdrawn | Withdrawn | No former queue position |  |  | not found |  | Tudor |  |  |  | FALSE | FALSE | not found |  |  | 1.996 | [8 empty] | 0 | 0
2023-10-17 23:42 | 3698-RD | Fast Track | Fast Track | Withdrawn | Not Provided | Withdrawn | Withdrawn | BUTTE | PEACHTON SUB | Battery | 3 | 11/8/2023 | Withdrawn | Withdrawn | Withdrawn | Withdrawn | Withdrawn | Withdrawn | Withdrawn | Withdrawn | No former queue position |  |  |  |  | Peachton |  |  |  | FALSE | FALSE | Peachton | [8 empty] | 3 | 3 |  | 0 | 0
2023-10-18 12:26 | 3699-RD | Detailed Study | Detailed Study | Withdrawn | Not Provided | Withdrawn | Withdrawn | MADERA | CASSIDY SUB | Storage | 4.98 | 11/8/2023 | Withdrawn | Withdrawn | Withdrawn | Withdrawn | Withdrawn | Withdrawn | Withdrawn | Withdrawn | No former queue position |  |  |  |  | Cassidy |  |  |  | FALSE | FALSE | Cassidy | [8 empty] | 4.98 |  | 4.98 | 0 | 0
2023-10-18 22:44 | 3700-RD | Fast Track | Fast Track | Withdrawn | Not Provided | Withdrawn | Withdrawn | MADERA | CHOWCHILLA SUB | Storage | 3 | 11/8/2023 | 11/29/2023 | Fail Screens: D, F, G, I, J, K, L, M, V1, V2, S5, A1 | Withdrawn | Withdrawn | Withdrawn | Withdrawn | Withdrawn | Withdrawn | No former queue position |  |  |  |  | Chowchilla | 115 |  |  | TRUE | FALSE | Chowchilla | 115 | [7 empty] | 3 |  | 3 | 0 | 0
2023-10-19 10:10 | 3701-RD | Fast Track | Fast Track | Withdrawn | Not Provided | Withdrawn | Withdrawn | MADERA | DAIRYLAND SUB | Storage | 1 | 11/8/2023 | 11/29/2023 | Fail Screens: D, F, G, I, J, K, L, M, V1, V2, S5, A1 | Withdrawn | Withdrawn | Withdrawn | Withdrawn | Withdrawn | Withdrawn | No former queue position |  |  |  |  | Dairyland | 115 |  |  | TRUE | FALSE | Dairyland | 115 | [7 empty] | 1 |  | 1 | 0 | 0
2023-10-30 13:11 | 3702-WD | Cluster | Cluster | Active | 7/1/2025 |  |  | SANTA CLARA | AMES DIST SUB | Battery | 8.7444 | 11/8/2023 | N/A | N/A (Cluster) | N/A | N/A (Cluster) | N/A (Cluster) | In Progress |  |  | No former queue position | not found |  |  |  | Ames Dist |  |  |  | FALSE | FALSE | Ames Dist | [8 empty] | 8.7444 | 8.7444 |  | 0 | 0
2023-10-16 00:18 | 3703-WD | Independent Study | Independent Study | Withdrawn | 12/20/2024 | Withdrawn | Withdrawn | FRESNO | FIREBAUGH SUB | Solar PV | 4.95 | 11/15/2023 | Withdrawn | Withdrawn | Withdrawn | Withdrawn | Withdrawn | Withdrawn | Withdrawn | Withdrawn | No former queue position |  |  |  |  | Firebaugh |  |  |  | FALSE | FALSE | Firebaugh |  |  | 4.95 | [8 empty] | 0 | 0
2023-10-19 16:13 | 3704-WD | Independent Study | Independent Study | Active | 5/30/2025 |  |  | PLACER | PENRYN SUB | Storage | 8.5 | 11/15/2023 | N/A | N/A (Independent Study) | N/A | N/A (Independent Study) | Pass | 2025-04-25 |  |  | No former queue position | not found |  |  |  | Penryn |  |  |  | FALSE | FALSE | Penryn | [8 empty] | 8.5 |  | 8.5 | 0 | 0
2023-10-26 13:36 | 3705-RD | Detailed Study | DGSP | Withdrawn | Not Provided | Withdrawn | Withdrawn | MONTEREY | LOS OSITOS SUB | Storage | 2.4 | 11/15/2023 | Withdrawn | Withdrawn | Withdrawn | Withdrawn | Fail | Withdrawn | Withdrawn | Withdrawn | No former queue position | not found |  |  |  | Los Ositos |  |  |  | FALSE | FALSE | Los Ositos | [8 empty] | 2.4 |  | 2.4 | 0 | 0
2023-10-23 17:11 | 3706-RD | Fast Track | Fast Track | Active | Not Provided |  |  | SAN JOAQUIN | TRACY SUB | Storage | 1.285 | 11/15/2023 | 1/2/2024 | Fail Screens: F, G, I, J, M, S5 | 2024-07-29 | Pass | N/A (Fast Track) | N/A (Fast Track) | N/A (Fast Track) | Tendered | No former queue position | not found |  |  |  | Tracy | 115 |  |  | TRUE | TRUE | Tracy | 115 | [7 empty] | 1.285 |  | 1.285 | 0 | 0
2023-10-27 11:50 | 3707-RD | Fast Track | Fast Track | Withdrawn | Not Provided | Withdrawn | Withdrawn | SONOMA | MONROE SUB | Solar PV | 0.9 | 11/22/2023 | Withdrawn | Withdrawn | Withdrawn | Withdrawn | Withdrawn | Withdrawn | Withdrawn | Withdrawn | No former queue position |  |  |  |  | Monroe | 115 |  |  | TRUE | FALSE | Monroe | 115 |  | 0.9 | [8 empty] | 0 | 0
2023-10-23 09:40 | 3708-RD | Fast Track | Detailed Study | Active | Not Provided |  |  | COLUSA | COLUSA SUB | Reciprocating Engine | 3 | 11/22/2023 | 1/5/2024 | Fail Screens: B, D, F, I, J, K, M, V1, S5, A1 | 3/21/2024 | Fail | Pass | 2025-03-07 |  |  | No former queue position | not found |  | not found |  | Colusa |  |  |  | FALSE | FALSE | not found | [11 empty] | 0 | 0
2023-10-24 12:05 | 3709-RD | Fast Track | Detailed Study | Active | Not Provided |  |  | MONTEREY | SOLEDAD SUB | Other | 1.266 | 11/22/2023 | 1/10/2024 | Fail Screens: F, G, H, I, J, K, M, S5 | 2/8/2024 | Fail | Pass | 2024-11-05 |  | Tendered | No former queue position | not found |  |  |  | Soledad | 115 |  |  | TRUE | TRUE | Soledad | 115 | [10 empty] | 0 | 0
2023-10-26 19:31 | 3710-RD | Fast Track | Fast Track | Withdrawn | Not Provided | Withdrawn | Withdrawn | KERN | TEMBLOR SUB | Storage | 4 | 11/22/2023 | 12/24/2023 | Fail Screens: B, D, F, G, I, J, K, M, V1, V2, S5, A1 | 2024-07-26 | Fail | Withdrawn | Withdrawn | Withdrawn | Withdrawn | No former queue position | Temblor |  |  |  | Temblor | 115 |  |  | TRUE | FALSE | Temblor | [8 empty] | 4 |  | 4 | 0 | 0
2023-10-26 21:27 | 3711-RD | Fast Track | Fast Track | Withdrawn | Not Provided | Withdrawn | Withdrawn | FRESNO | BOWLES SUB | Storage | 0.996 | 11/22/2023 | 12/26/2023 | Fail Screens: B, D, F, I, J, K, M, V1, V2, S5, A1 | Withdrawn | Withdrawn | Withdrawn | Withdrawn | Withdrawn | Withdrawn | No former queue position | not found |  |  |  | Bowles |  |  |  | FALSE | FALSE | Bowles | [8 empty] | 0.996 |  | 0.996 | 0 | 0
2023-10-30 17:46 | 3712-RD | Fast Track | Fast Track | Withdrawn | Not Provided | Withdrawn | Withdrawn | TEHAMA | LOS MOLINOS SUB | Storage | 0.996 | 11/22/2023 | Withdrawn | Withdrawn | Withdrawn | Withdrawn | Withdrawn | Withdrawn | Withdrawn | Withdrawn | No former queue position |  |  |  |  | Los Molinos |  |  |  | FALSE | FALSE | Los Molinos | [8 empty] | 0.996 |  | 0.996 | 0 | 0
2023-10-30 22:53 | 3713-RD | Fast Track | Fast Track | Withdrawn | Not Provided | Withdrawn | Withdrawn | MADERA | EL PECO SUB | Storage | 0.996 | 11/22/2023 | 12/14/2023 | Fail Screens: B, D, F, G, I, J, K, L, M, V1, V2, S5, A1 | 3/5/2024 | Fail | Withdrawn | Withdrawn | Withdrawn | Withdrawn | No former queue position |  |  |  |  | El Peco |  |  |  | FALSE | FALSE | El Peco | [8 empty] | 0.996 |  | 0.996 | 0 | 0
2023-11-01 17:49 | 3714-RD | Fast Track | Fast Track | Withdrawn | Not Provided | Withdrawn | Withdrawn | SAN JOAQUIN | VALLEY HOME SUB | Storage | 0.996 | 11/22/2023 | 12/26/2023 | Fail Screens: B, D, F, G, I, J, K, L, M, V1, V2, S5, A1 | 3/5/2024 | Fail | Withdrawn | Withdrawn | Withdrawn | Withdrawn | No former queue position |  |  |  |  | Valley Home | 115 |  |  | TRUE | FALSE | Valley Home | 115 | [7 empty] | 0.996 |  | 0.996 | 0 | 0
2023-11-01 19:18 | 3715-RD | Fast Track | Fast Track | Withdrawn | Not Provided | Withdrawn | Withdrawn | KERN | SMYRNA SUB | Storage | 0.996 | 11/22/2023 | 12/19/2023 | Pass | Withdrawn | Withdrawn | Withdrawn | Withdrawn | Withdrawn | Withdrawn | No former queue position |  |  |  |  | Smyrna | 115 |  |  | TRUE | FALSE | Smyrna | 115 | [7 empty] | 0.996 |  | 0.996 | 0 | 0
2023-11-01 20:54 | 3716-RD | Fast Track | Fast Track | Withdrawn | Not Provided | Withdrawn | Withdrawn | GLENN | RICE SUB | Storage | 0.996 | 11/22/2023 | 1/9/2024 | Fail Screens: B, D, F, I, J, K, L, M, V1, V2, S5, A1 | Withdrawn | Withdrawn | Withdrawn | Withdrawn | Withdrawn | Withdrawn | No former queue position |  |  |  |  | Rice |  |  |  | FALSE | FALSE | Rice | [8 empty] | 0.996 |  | 0.996 | 0 | 0
2023-11-03 16:43 | 3717-RD | Fast Track | Fast Track | Active | Not Provided |  |  | KERN | SHAFTER SUB | Storage | 0.7 | 11/22/2023 | 12/28/2023 | Fail Screens: F, I, J, K, M | 3/11/2024 | Pass | N/A (Fast Track) | N/A (Fast Track) | N/A (Fast Track) | Executed | No former queue position | Shafter |  | Shafter |  | Shafter | 115 |  |  | TRUE | TRUE | Shafter | [8 empty] | 0.7 |  | 0.7 | 0 | 1
2023-11-02 16:49 | 3718-RD | Fast Track | Fast Track | Active | Not Provided |  |  | SANTA CLARA | EL PATIO SUB | Battery | 0.979 | 11/22/2023 | 1/31/2024 | Fail Screens: J, K, S5 |  |  | N/A (Fast Track) | N/A (Fast Track) | N/A (Fast Track) | Executed | No former queue position | El Patio |  |  |  | El Patio | 115 |  |  | TRUE | TRUE | El Patio | [8 empty] | 0.979 | 0.979 |  | 0 | 1
2023-11-09 13:42 | 3719-WD | Cluster | Cluster | Active | 11/3/2025 |  |  | KINGS | GUERNSEY SUB | Solar PV | 2.34 | 11/29/2023 | N/A | N/A (Cluster) | N/A | N/A (Cluster) | N/A (Cluster) | In Progress |  |  | No former queue position | not found |  |  |  | Guernsey | 70 |  |  | TRUE | TRUE | Guernsey | 70 |  | 2.34 | [8 empty] | 0 | 0
2023-11-10 15:16 | 3720-WD | Cluster | Cluster | Active | 12/5/2025 |  |  | FRESNO | STROUD SUB | Solar PV | 5 | 11/29/2023 | N/A | N/A (Cluster) | N/A | N/A (Cluster) | N/A (Cluster) | In Progress |  |  | No former queue position | not found |  |  |  | Stroud |  |  |  | FALSE | FALSE | Stroud |  |  | 5 | [8 empty] | 0 | 0
2023-11-16 16:30 | 3721-RD | Fast Track | Fast Track | Withdrawn | Not Provided | Withdrawn | Withdrawn | LAKE | CLEAR LAKE SUB | Solar PV | 0.979 | 12/6/2023 | 1/24/2024 | Fail Screens: D, F, G, I, J, K, M, V1, V2, S5, A1 | 2/16/2024 | Fail | Withdrawn | Withdrawn | Withdrawn | Withdrawn | No former queue position |  |  |  |  | Clear Lake |  |  |  | FALSE | FALSE | Clear Lake |  |  | 0.979 | [8 empty] | 0 | 0
2023-11-07 13:14 | 3722-RD | Detailed Study | Detailed Study | Active | Not Provided |  |  | MENDOCINO | BIG RIVER SUB | Solar PV | 2 | 12/6/2023 | N/A | N/A | N/A | N/A | Pass | 2024-11-26 | N/A | Executed | No former queue position | not found |  | not found |  | Big River |  |  |  | FALSE | FALSE | not found |  |  | 2 | [8 empty] | 0 | 1
2023-11-08 08:13 | 3723-RD | Fast Track | Fast Track | Active | Not Provided |  |  | ALAMEDA | CASTRO VALLEY SUB | Solar PV | 0.982 | 12/6/2023 | 1/29/2024 | Pass |  |  | N/A (Fast Track) | N/A (Fast Track) | N/A (Fast Track) | Executed | No former queue position | Castro Valley |  |  |  | Castro Valley | 230 |  |  | TRUE | TRUE | Castro Valley |  |  | 0.982 | [8 empty] | 0 | 1
2023-11-15 14:22 | 3724-RD | Detailed Study | Detailed Study | Withdrawn | Not Provided | Withdrawn | Withdrawn | YUBA | OLIVEHURST SUB | Solar PV | 5.511 | 12/6/2023 | Withdrawn | Withdrawn | Withdrawn | Withdrawn | Withdrawn | Withdrawn | Withdrawn | Withdrawn | No former queue position | Olivehurst | 115 |  |  | Olivehurst | 115 |  |  | TRUE | FALSE | Olivehurst | 115 |  | 5.511 | [8 empty] | 0 | 0
2023-11-15 14:30 | 3725-RD | Detailed Study | Detailed Study | Withdrawn | Not Provided | Withdrawn | Withdrawn | AMADOR | CLAY SUB | Solar PV | 5.511 | 12/6/2023 | Withdrawn | Withdrawn | Withdrawn | Withdrawn | Withdrawn | Withdrawn | Withdrawn | Withdrawn | No former queue position |  |  |  |  | Clay | 60 |  |  | TRUE | FALSE | Clay | 60 |  | 5.511 | [8 empty] | 0 | 0
2023-11-14 11:17 | 3726-RD | Detailed Study | Detailed Study | Withdrawn | Not Provided | Withdrawn | Withdrawn | FRESNO | KERMAN SUB | Solar PV | 4.6 | 12/6/2023 | Withdrawn | Withdrawn | Withdrawn | Withdrawn | Withdrawn | Withdrawn | Withdrawn | Withdrawn | No former queue position |  |  |  |  | Kerman |  |  |  | FALSE | FALSE | Kerman |  |  | 4.6 | [8 empty] | 0 | 0
2023-11-14 13:43 | 3727-RD | Detailed Study | Detailed Study | Withdrawn | Not Provided | Withdrawn | Withdrawn | MADERA | EL PECO SUB | Solar PV | 4.6 | 12/6/2023 | Withdrawn | Withdrawn | Withdrawn | Withdrawn | Withdrawn | Withdrawn | Withdrawn | Withdrawn | No former queue position |  |  |  |  | El Peco |  |  |  | FALSE | FALSE | El Peco |  |  | 4.6 | [8 empty] | 0 | 0
2023-11-14 15:28 | 3728-RD | Detailed Study | Detailed Study | Withdrawn | Not Provided | Withdrawn | Withdrawn | MERCED | EL NIDO SUB | Solar PV | 4.6 | 12/6/2023 | Withdrawn | Withdrawn | Withdrawn | Withdrawn | Withdrawn | Withdrawn | Withdrawn | Withdrawn | No former queue position |  |  |  |  | El Nido |  |  |  | FALSE | FALSE | El Nido |  |  | 4.6 | [8 empty] | 0 | 0
2023-11-15 08:22 | 3729-RD | Detailed Study | Detailed Study | Withdrawn | Not Provided | Withdrawn | Withdrawn | MADERA | DAIRYLAND SUB | Solar PV | 4.6 | 12/6/2023 | Withdrawn | Withdrawn | Withdrawn | Withdrawn | Withdrawn | Withdrawn | Withdrawn | Withdrawn | No former queue position |  |  |  |  | Dairyland | 115 |  |  | TRUE | FALSE | Dairyland | 115 |  | 4.6 | [8 empty] | 0 | 0
2023-11-15 09:16 | 3730-RD | Detailed Study | Detailed Study | Withdrawn | Not Provided | Withdrawn | Withdrawn | MERCED | MERCED SUB | Solar PV | 4.6 | 12/6/2023 | Withdrawn | Withdrawn | Withdrawn | Withdrawn | Withdrawn | Withdrawn | Withdrawn | Withdrawn | No former queue position |  |  |  |  | Merced | 115 |  |  | TRUE | FALSE | Merced | 115 |  | 4.6 | [8 empty] | 0 | 0
2023-11-15 11:16 | 3731-RD | Detailed Study | Detailed Study | Withdrawn | Not Provided | Withdrawn | Withdrawn | KINGS | JACOBS CORNER SUB | Solar PV | 4.6 | 12/6/2023 | Withdrawn | Withdrawn | Withdrawn | Withdrawn | Withdrawn | Withdrawn | Withdrawn | Withdrawn | No former queue position |  |  |  |  | Jacobs Corner |  |  |  | FALSE | FALSE | Jacobs Corner |  |  | 4.6 | [8 empty] | 0 | 0
2023-11-15 11:38 | 3732-RD | Detailed Study | Detailed Study | Withdrawn | Not Provided | Withdrawn | Withdrawn | MADERA | EL PECO SUB | Solar PV | 4.6 | 12/6/2023 | Withdrawn | Withdrawn | Withdrawn | Withdrawn | Withdrawn | Withdrawn | Withdrawn | Withdrawn | No former queue position |  |  |  |  | El Peco |  |  |  | FALSE | FALSE | El Peco |  |  | 4.6 | [8 empty] | 0 | 0
2023-11-15 12:30 | 3733-RD | Detailed Study | Detailed Study | Withdrawn | Not Provided | Withdrawn | Withdrawn | FRESNO | COALINGA #1 SUB | Storage | 5 | 12/6/2023 | Withdrawn | Withdrawn | Withdrawn | Withdrawn | Withdrawn | Withdrawn | Withdrawn | Withdrawn | No former queue position |  |  |  |  | Coalinga #1 |  |  |  | FALSE | FALSE | Coalinga #1 | [8 empty] | 5 |  | 5 | 0 | 0
2023-11-15 12:53 | 3734-RD | Detailed Study | Detailed Study | Withdrawn | Not Provided | Withdrawn | Withdrawn | KERN | LERDO SUB | Storage | 5 | 12/6/2023 | Withdrawn | Withdrawn | Withdrawn | Withdrawn | Withdrawn | Withdrawn | Withdrawn | Withdrawn | No former queue position |  |  |  |  | Lerdo | 115 |  |  | TRUE | FALSE | Lerdo | 115 | [7 empty] | 5 |  | 5 | 0 | 0
2023-11-15 12:57 | 3735-RD | Detailed Study | Detailed Study | Withdrawn | Not Provided | Withdrawn | Withdrawn | KERN | LERDO SUB | Storage | 5 | 12/6/2023 | Withdrawn | Withdrawn | Withdrawn | Withdrawn | Withdrawn | Withdrawn | Withdrawn | Withdrawn | No former queue position |  |  |  |  | Lerdo | 115 |  |  | TRUE | FALSE | Lerdo | 115 | [7 empty] | 5 |  | 5 | 0 | 0
2023-11-15 14:16 | 3736-RD | Detailed Study | Detailed Study | Withdrawn | Not Provided | Withdrawn | Withdrawn | KERN | LERDO SUB | Storage | 5 | 12/6/2023 | Withdrawn | Withdrawn | Withdrawn | Withdrawn | Withdrawn | Withdrawn | Withdrawn | Withdrawn | No former queue position |  |  |  |  | Lerdo | 115 |  |  | TRUE | FALSE | Lerdo | 115 | [7 empty] | 5 |  | 5 | 0 | 0
2023-11-16 14:52 | 3737-WD | Independent Study | Independent Study | Withdrawn | 8/15/2025 | Withdrawn | Withdrawn | CALAVERAS | CORRAL SUB | Solar PV | 2.5 | 12/13/2023 | Withdrawn | Withdrawn | Withdrawn | Withdrawn | Withdrawn | Withdrawn | Withdrawn | Withdrawn | No former queue position |  |  |  |  | Corral |  |  |  | FALSE | FALSE | Corral |  |  | 2.5 | [8 empty] | 0 | 0
2023-11-29 14:10 | 3738-RD | Detailed Study | DGSP | Withdrawn | Not Provided | Withdrawn | Withdrawn | TEHAMA | RED BLUFF SUB | Solar PV | 4.98 | 12/13/2023 | Withdrawn | Withdrawn | Withdrawn | Withdrawn | Withdrawn | Withdrawn | Withdrawn | Withdrawn | No former queue position | Red Bluff |  |  |  | Red Bluff | 500 |  |  | TRUE | FALSE | Red Bluff |  |  | 4.98 | [8 empty] | 0 | 0
2023-11-07 16:41 | 3739-RD | Fast Track | Detailed Study | Withdrawn | Not Provided | Withdrawn | Withdrawn | MERCED | CRESSEY SUB | Solar PV | 4 | 12/13/2023 | 1/5/2024 | Fail Screens: B, D, F, G, I, J, K, M, V1, V2, S5, A1 | 2/27/2024 | Fail | Withdrawn | Withdrawn | Withdrawn | Withdrawn | No former queue position |  |  |  |  | Cressey | 115 |  |  | TRUE | FALSE | Cressey | 115 |  | 4 | [8 empty] | 0 | 0
2023-11-21 14:16 | 3740-RD | Fast Track | Fast Track | Active | Not Provided |  |  | FRESNO | CALIFORNIA AVE SUB | Battery | 1.285 | 12/13/2023 | 3/1/2024 | Fail Screens: J, V1, S5, A1 |  |  | N/A (Fast Track) | N/A (Fast Track) | N/A (Fast Track) | Executed | No former queue position | not found |  |  |  | California Ave | 115 |  |  | TRUE | TRUE | California Ave | 115 | [7 empty] | 1.285 | 1.285 |  | 0 | 1
2023-11-21 14:18 | 3741-RD | Fast Track | Fast Track | Active | Not Provided |  |  | FRESNO | CALIFORNIA AVE SUB | Storage | 1.285 | 12/13/2023 | 3/1/2024 | Pass |  |  | N/A (Fast Track) | N/A (Fast Track) | N/A (Fast Track) | Executed | No former queue position | not found |  |  |  | California Ave | 115 |  |  | TRUE | TRUE | California Ave | 115 | [7 empty] | 1.285 |  | 1.285 | 0 | 1
2023-11-20 15:30 | 3742-RD | Fast Track | Fast Track | Withdrawn | Not Provided | Withdrawn | Withdrawn | MADERA | BORDEN SUB | Solar PV | 3 | 12/20/2023 | 1/12/2024 | Fail Screens: B, D, F, G, I, J, K, M, V1, V2, S5, A1 | 3/11/2024 | Fail | Withdrawn | Withdrawn | Withdrawn | Withdrawn | No former queue position |  |  |  |  | Borden | 230 |  |  | TRUE | FALSE | Borden | 230 |  | 3 | [8 empty] | 0 | 0
2023-11-18 09:41 | 3743-RD | Fast Track | Fast Track | Withdrawn | Not Provided | Withdrawn | Withdrawn | SAN MATEO | EAST GRAND SUB | Solar PV | 1.272 | 12/20/2023 | 1/12/2024 | Pass | Withdrawn | Withdrawn | Withdrawn | Withdrawn | Withdrawn | Withdrawn | No former queue position |  |  |  |  | East Grand |  |  |  | FALSE | FALSE | East Grand |  |  | 1.272 | [8 empty] | 0 | 0
2023-12-06 10:16 | 3744-RD | Fast Track | Detailed Study | Withdrawn | Not Provided | Withdrawn | Withdrawn | SOLANO | VACA DIXON SUB | Solar PV | 3 | 12/20/2023 | 1/26/2024 | Fail Screens: B, D, F, I, J, K, M, V1, V2, S5, A1, R1 | Withdrawn | Withdrawn | Withdrawn | Withdrawn | Withdrawn | Withdrawn | No former queue position |  |  |  |  | Vaca Dixon | 500 |  |  | TRUE | FALSE | Vaca Dixon | 500 |  | 3 | [8 empty] | 0 | 0
2023-11-23 10:11 | 3745-RD | Detailed Study | Detailed Study | Active | Not Provided |  |  | KERN | GOOSE LAKE SUB | Solar PV | 18.675 | 12/20/2023 | N/A | N/A | N/A | N/A | Pass | In Progress |  |  | No former queue position | Goose Lake | 115 |  |  | Goose Lake | 115 |  |  | TRUE | TRUE | Goose Lake | 115 |  | 18.675 | [8 empty] | 0 | 0
2023-11-03 15:43 | 3746-RD | Detailed Study | Detailed Study | Withdrawn | Not Provided | Withdrawn | Withdrawn | FRESNO | GATES SUB | Solar PV | 19.936 | 12/20/2023 | Withdrawn | Withdrawn | Withdrawn | Withdrawn | Withdrawn | Withdrawn | Withdrawn | Withdrawn | No former queue position |  |  |  |  | Gates | 500 |  |  | TRUE | FALSE | Gates | 500 |  | 19.936 | [8 empty] | 0 | 0
2023-11-03 16:00 | 3747-RD | Detailed Study | Detailed Study | Withdrawn | Not Provided | Withdrawn | Withdrawn | YOLO | PUTAH CREEK SUB | Solar PV | 19.936 | 12/20/2023 | Withdrawn | Withdrawn | Withdrawn | Withdrawn | Withdrawn | Withdrawn | Withdrawn | Withdrawn | No former queue position |  |  |  |  | Putah Creek | 115 |  |  | TRUE | FALSE | Putah Creek | 115 |  | 19.936 | [8 empty] | 0 | 0
2023-11-07 17:02 | 3748-RD | Fast Track | Detailed Study | Active | Not Provided |  |  | COLUSA | COLUSA SUB | Solar PV | 19.936 | 12/20/2023 | 1/29/2024 | Fail Screens: B, D, F, I, J, K, M | 2024-04-10 | Fail | Pass | 2025-02-11 |  | Tendered | No former queue position | not found |  | not found |  | Colusa |  |  |  | FALSE | FALSE | not found |  |  | 19.936 | [8 empty] | 0 | 0
2023-11-09 12:29 | 3749-WD | Cluster | Cluster | Active | 12/1/2028 |  |  | KINGS | AVENAL SUB | Battery | 50.403 | 12/20/2023 | N/A | N/A (Cluster) | N/A | N/A (Cluster) | N/A (Cluster) | In Progress |  |  | No former queue position | not found |  |  |  | Avenal |  |  |  | FALSE | FALSE | Avenal | [8 empty] | 50.403 | 50.403 |  | 0 | 0
2023-10-23 18:00 | 3750-RD | Fast Track | Fast Track | Active | Not Provided |  |  | SAN JOAQUIN | TRACY SUB | Storage | 1.285 | 12/27/2023 | 3/12/2024 | Fail Screens: F, G, I, J, M, S5 | 2024-07-15 | Pass | N/A (Fast Track) | N/A (Fast Track) | N/A (Fast Track) | Executed | No former queue position | not found |  |  |  | Tracy | 115 |  |  | TRUE | TRUE | Tracy | 115 | [7 empty] | 1.285 |  | 1.285 | 0 | 1
2023-11-15 13:29 | 3751-RD | Detailed Study | Detailed Study | Withdrawn | Not Provided | Withdrawn | Withdrawn | MADERA | CHOWCHILLA SUB | Storage | 5 | 12/27/2023 | Withdrawn | Withdrawn | Withdrawn | Withdrawn | Withdrawn | Withdrawn | Withdrawn | Withdrawn | No former queue position |  |  |  |  | Chowchilla | 115 |  |  | TRUE | FALSE | Chowchilla | 115 | [7 empty] | 5 |  | 5 | 0 | 0
2023-12-08 16:25 | 3752-RD | Fast Track | Fast Track | Active | Not Provided |  |  | SAN JOAQUIN | CARBONA SUB | Storage | 0.642 | 12/27/2023 | 3/19/2024 | Pass |  |  | N/A (Fast Track) | N/A (Fast Track) | N/A (Fast Track) | Executed | No former queue position | not found |  |  |  | Carbona |  |  |  | FALSE | FALSE | Carbona | [8 empty] | 0.642 |  | 0.642 | 0 | 1
2023-12-12 12:39 | 3753-RD | Fast Track | Fast Track | Active | Not Provided |  |  | SAN JOAQUIN | CARBONA SUB | Storage | 2.056 | 12/27/2023 | 2024-07-02 | Fail Screens: J. K, M, M1, S5 | 2024-08-02 | Pass | N/A (Fast Track) | N/A (Fast Track) | N/A (Fast Track) | Executed | No former queue position | not found |  |  |  | Carbona |  |  |  | FALSE | FALSE | Carbona | [8 empty] | 2.056 |  | 2.056 | 0 | 1
2023-11-03 11:26 | 3754-RD | Detailed Study | Detailed Study | Active | Not Provided |  |  | LAKE | MIDDLETOWN SUB | Solar PV | 4.98 | 1/3/2024 | N/A | N/A | N/A | N/A | Pass | 2025-02-11 |  | Tendered | No former queue position | not found |  |  |  | Middletown |  |  |  | FALSE | FALSE | Middletown |  |  | 4.98 | [8 empty] | 0 | 0
2023-12-08 12:46 | 3755-RD | Detailed Study | Detailed Study | Withdrawn | Not Provided | Withdrawn | Withdrawn | CONTRA COSTA | BALFOUR SUB | Solar PV | 4.98 | 1/3/2024 | Withdrawn | Withdrawn | Withdrawn | Withdrawn | Withdrawn | Withdrawn | Withdrawn | Withdrawn | No former queue position |  |  |  |  | Balfour |  |  |  | FALSE | FALSE | Balfour |  |  | 4.98 | [8 empty] | 0 | 0
2023-12-11 10:09 | 3756-RD | Detailed Study | Detailed Study | Withdrawn | Not Provided | Withdrawn | Withdrawn | FRESNO | CAMDEN SUB | Solar PV | 4.99 | 1/3/2024 | Withdrawn | Withdrawn | Withdrawn | Withdrawn | Withdrawn | Withdrawn | Withdrawn | Withdrawn | No former queue position |  |  |  |  | Camden |  |  |  | FALSE | FALSE | Camden |  |  | 4.99 | [8 empty] | 0 | 0
2023-12-12 16:45 | 3757-WD | Independent Study | Independent Study | Active | 12/31/2025 |  |  | AMADOR | PINE GROVE SUB | Solar PV | 3.875 | 1/3/2024 | N/A | N/A (Independent Study) | N/A | N/A (Independent Study) | Pass | 2025-04-02 |  |  | No former queue position | not found |  |  |  | Pine Grove |  |  |  | FALSE | FALSE | Pine Grove |  |  | 3.875 | [8 empty] | 0 | 0
2023-12-14 19:08 | 3758-RD | Detailed Study | DGSP | Withdrawn | Not Provided | Withdrawn | Withdrawn | MONTEREY | SOLEDAD SUB | Solar PV | 4.98 | 1/3/2024 | Withdrawn | Withdrawn | Withdrawn | Withdrawn | Withdrawn | Withdrawn | Withdrawn | Withdrawn | No former queue position | not found |  |  |  | Soledad | 115 |  |  | TRUE | FALSE | Soledad | 115 |  | 4.98 | [8 empty] | 0 | 0
2023-12-07 19:10 | 3759-RD | Fast Track | Fast Track | Withdrawn | Not Provided | Withdrawn | Withdrawn | TUOLUMNE | CURTIS SUB | Battery | 0.12 | 1/10/2024 | Withdrawn | Withdrawn | Withdrawn | Withdrawn | Withdrawn | Withdrawn | Withdrawn | Withdrawn | No former queue position | Curtis |  |  |  | Curtis | 115 |  |  | TRUE | FALSE | Curtis | [8 empty] | 0.12 | 0.12 |  | 0 | 0
2023-12-06 09:46 | 3760-RD | Detailed Study | Detailed Study | Withdrawn | Not Provided | Withdrawn | Withdrawn | FRESNO | SAND CREEK SUB | Solar PV | 5 | 1/10/2024 | Withdrawn | Withdrawn | Withdrawn | Withdrawn | Withdrawn | Withdrawn | Withdrawn | Withdrawn | No former queue position |  |  |  |  | Sand Creek |  |  |  | FALSE | FALSE | Sand Creek |  |  | 5 | [8 empty] | 0 | 0
2023-12-20 12:19 | 3761-RD | Fast Track | Detailed Study | Withdrawn | Not Provided | Withdrawn | Withdrawn | KERN | SHAFTER SUB | Solar PV | 5 | 1/10/2024 | 1/31/2024 | Fail Screens: B, D, F, G, I, J, K, M, V1, V2, S5, A1, R1 | Withdrawn | Withdrawn | Withdrawn | Withdrawn | Withdrawn | Withdrawn | No former queue position | Shafter |  | Shafter |  | Shafter | 115 |  |  | TRUE | FALSE | Shafter |  |  | 5 | [8 empty] | 0 | 0
2023-12-20 17:14 | 3762-RD | Fast Track | Fast Track | Withdrawn | Not Provided | Withdrawn | Withdrawn | TUOLUMNE | RACETRACK SUB | Solar PV | 4 | 1/10/2024 | 2/2/2024 | Fail Screens: B, D, F, G, I, J, K, L, M, V1, V2, S5, A1 | 3/28/2024 | Fail | Withdrawn | Withdrawn | Withdrawn | Withdrawn | No former queue position |  |  | Race Track |  | Racetrack |  |  |  | FALSE | FALSE | Race Track |  |  | 4 | [8 empty] | 0 | 0
2023-12-21 10:06 | 3763-RD | Fast Track | Detailed Study | Withdrawn | Not Provided | Withdrawn | Withdrawn | STANISLAUS | COTTLE SUB | Solar PV | 5 | 1/10/2024 | 2/2/2024 | Fail Screens: B, D, F, G, I, J, K, L, M, V1, V2, S5, A1, R1 | 3/13/2024 | Fail | Withdrawn | Withdrawn | Withdrawn | Withdrawn | No former queue position |  |  |  |  | Cottle | 230 |  |  | TRUE | FALSE | Cottle | 230 |  | 5 | [8 empty] | 0 | 0
2023-12-22 11:47 | 3764-RD | Detailed Study | Detailed Study | Active | Not Provided |  |  | COLUSA | RICE SUB | Solar PV | 5 | 1/10/2024 | N/A | N/A | N/A | N/A | Pass | 2024-11-05 | N/A | Tendered | No former queue position | not found |  |  |  | Rice |  |  |  | FALSE | FALSE | Rice |  |  | 5 | [8 empty] | 0 | 0
2023-12-14 13:50 | 3765-WD | Independent Study | Independent Study | Withdrawn | 12/20/2024 | Withdrawn | Withdrawn | KERN | GOOSE LAKE SUB | Solar PV | 4.95 | 1/10/2024 | Withdrawn | Withdrawn | Withdrawn | Withdrawn | Withdrawn | Withdrawn | Withdrawn | Withdrawn | No former queue position |  |  |  |  | Goose Lake | 115 |  |  | TRUE | FALSE | Goose Lake | 115 |  | 4.95 | [8 empty] | 0 | 0
2023-12-14 16:05 | 3766-WD | Independent Study | DGSP | Active | 1/19/2026 |  |  | AMADOR | CLAY SUB | Solar PV | 4.5 | 1/10/2024 | N/A | N/A | N/A | N/A | Pass | 2025-04-10 |  |  | No former queue position | not found |  |  |  | Clay | 60 |  |  | TRUE | TRUE | Clay | 60 |  | 4.5 | [8 empty] | 0 | 0
2023-12-19 12:04 | 3767-WD | Independent Study | DGSP | Active | 1/16/2026 |  |  | LAKE | CLEAR LAKE SUB | Storage | 3 | 1/10/2024 | N/A | N/A | N/A | N/A | Pass | In Progress |  |  | No former queue position | not found |  |  |  | Clear Lake |  |  |  | FALSE | FALSE | Clear Lake | [8 empty] | 3 |  | 3 | 0 | 0
2023-12-14 09:59 | 3768-RD | Fast Track | Detailed Study | Withdrawn | Not Provided | Withdrawn | Withdrawn | KERN | GANSO SUB | Storage | 4 | 1/10/2024 | 2/5/2024 | Fail Screens: J, K, M | 2024-07-26 | Fail | Fail | Withdrawn | Withdrawn | Withdrawn | No former queue position | Ganso |  |  |  | Ganso | 115 |  |  | TRUE | FALSE | Ganso | [8 empty] | 4 |  | 4 | 0 | 0
2023-12-20 13:22 | 3769-RD | Fast Track | Fast Track | Withdrawn | Not Provided | Withdrawn | Withdrawn | KERN | GOOSE LAKE SUB | Storage | 5 | 1/10/2024 | 2/5/2024 | Fail Screens: I, J, K, M | Withdrawn | Withdrawn | Withdrawn | Withdrawn | Withdrawn | Withdrawn | No former queue position |  |  |  |  | Goose Lake | 115 |  |  | TRUE | FALSE | Goose Lake | 115 | [7 empty] | 5 |  | 5 | 0 | 0
2023-12-13 12:14 | 3770-WD | Independent Study | Independent Study | Withdrawn | 12/30/2024 | Withdrawn | Withdrawn | FRESNO | GATES SUB | Solar PV | 4.954 | 1/17/2024 | Withdrawn | Withdrawn | Withdrawn | Withdrawn | Withdrawn | Withdrawn | Withdrawn | Withdrawn | No former queue position |  |  |  |  | Gates | 500 |  |  | TRUE | FALSE | Gates | 500 |  | 4.954 | [8 empty] | 0 | 0
2023-12-22 09:11 | 3771-RD | Fast Track | Fast Track | Withdrawn | Not Provided | Withdrawn | Withdrawn | SAN JOAQUIN | VICTOR SUB | Solar PV | 6.923 | 1/17/2024 | 2/20/2024 | Withdrawn | Withdrawn | Withdrawn | Withdrawn | Withdrawn | Withdrawn | Withdrawn | No former queue position |  |  |  |  | Victor | 230 |  |  | TRUE | FALSE | Victor | 230 |  | 6.923 | [8 empty] | 0 | 0
2023-12-22 11:38 | 3772-RD | Fast Track | Fast Track | Withdrawn | Not Provided | Withdrawn | Withdrawn | COLUSA | COLUSA JUNCTION | Storage | 5 | 1/17/2024 | 2/8/2024 | Fail Screens: B, D, F, I, J, K, L, M, V1, V2, S5, A1 | Withdrawn | Withdrawn | Withdrawn | Withdrawn | Withdrawn | Withdrawn | No former queue position |  |  |  |  | Colusa Junction |  |  |  | FALSE | FALSE | Colusa Junction | [8 empty] | 5 |  | 5 | 0 | 0
2023-12-23 20:48 | 3773-RD | Fast Track | Fast Track | Withdrawn | Not Provided | Withdrawn | Withdrawn | GLENN | LOGAN CREEK SUB | Solar PV | 5 | 1/17/2024 | Withdrawn | Withdrawn | Withdrawn | Withdrawn | Withdrawn | Withdrawn | Withdrawn | Withdrawn | No former queue position |  |  |  |  | Logan Creek | 230 |  |  | TRUE | FALSE | Logan Creek | 230 |  | 5 | [8 empty] | 0 | 0
2023-12-19 12:12 | 3774-RD | Fast Track | Detailed Study | Active | Not Provided |  |  | SAN JOAQUIN | MANTECA SUB | Solar PV | 4.62 | 1/17/2024 | 2024-04-08 | Fail Screens: D, I, J, K, L, M, M1, V1, S5, A1 | 2024-08-09 | Fail | Pass | In Progress |  |  | No former queue position | Manteca |  |  |  | Manteca | 115 |  |  | TRUE | TRUE | Manteca |  |  | 4.62 | [8 empty] | 0 | 0
2023-12-19 17:05 | 3775-RD | Fast Track | Fast Track | Withdrawn | Not Provided | Withdrawn | Withdrawn | FRESNO | BOWLES SUB | Solar PV | 5 | 1/17/2024 | 2/20/2024 | Fail Screens: D, F, G, I, J, K, M, V1, V2, S5, A1 | Withdrawn | Withdrawn | Withdrawn | Withdrawn | Withdrawn | Withdrawn | No former queue position |  |  |  |  | Bowles |  |  |  | FALSE | FALSE | Bowles |  |  | 5 | [8 empty] | 0 | 0
2023-12-19 17:51 | 3776-RD | Detailed Study | Detailed Study | Withdrawn | Not Provided | Withdrawn | Withdrawn | FRESNO | COALINGA #2 SUB | Solar PV | 4.25 | 1/17/2024 | Withdrawn | Withdrawn | Withdrawn | Withdrawn | Withdrawn | Withdrawn | Withdrawn | Withdrawn | No former queue position |  |  |  |  | Coalinga #2 |  |  |  | FALSE | FALSE | Coalinga #2 |  |  | 4.25 | [8 empty] | 0 | 0
2023-12-19 19:19 | 3777-RD | Detailed Study | Detailed Study | Withdrawn | Not Provided | Withdrawn | Withdrawn | KERN | MCFARLAND SUB | Solar PV | 4.98 | 1/17/2024 | Withdrawn | Withdrawn | Withdrawn | Withdrawn | Withdrawn | Withdrawn | Withdrawn | Withdrawn | No former queue position |  |  |  |  | Mcfarland |  |  |  | FALSE | FALSE | Mcfarland |  |  | 4.98 | [8 empty] | 0 | 0
2023-12-19 19:20 | 3778-RD | Detailed Study | Detailed Study | Withdrawn | Not Provided | Withdrawn | Withdrawn | KERN | MCFARLAND SUB | Solar PV | 4.98 | 1/17/2024 | Withdrawn | Withdrawn | Withdrawn | Withdrawn | Withdrawn | Withdrawn | Withdrawn | Withdrawn | No former queue position |  |  |  |  | Mcfarland |  |  |  | FALSE | FALSE | Mcfarland |  |  | 4.98 | [8 empty] | 0 | 0
2023-12-20 07:21 | 3779-RD | Detailed Study | Detailed Study | Withdrawn | Not Provided | Withdrawn | Withdrawn | KERN | MCFARLAND SUB | Storage | 4.98 | 1/17/2024 | Withdrawn | Withdrawn | Withdrawn | Withdrawn | Withdrawn | Withdrawn | Withdrawn | Withdrawn | No former queue position |  |  |  |  | Mcfarland |  |  |  | FALSE | FALSE | Mcfarland | [8 empty] | 4.98 |  | 4.98 | 0 | 0
2023-12-22 12:06 | 3780-RD | Detailed Study | Detailed Study | Withdrawn | Not Provided | Withdrawn | Withdrawn | SANTA BARBARA | CUYAMA SUB | Storage | 5 | 1/17/2024 | Withdrawn | Withdrawn | Withdrawn | Withdrawn | Withdrawn | Withdrawn | Withdrawn | Withdrawn | No former queue position | not found |  |  |  | Cuyama |  |  |  | FALSE | FALSE | Cuyama | [8 empty] | 5 |  | 5 | 0 | 0
2024-01-02 16:00 | 3781-WD | Independent Study | Independent Study | Withdrawn | 12/20/2024 | Withdrawn | Withdrawn | KERN | TEMBLOR SUB | Solar PV | 2.4 | 1/17/2024 | Withdrawn | Withdrawn | Withdrawn | Withdrawn | Withdrawn | Withdrawn | Withdrawn | Withdrawn | No former queue position |  |  |  |  | Temblor | 115 |  |  | TRUE | FALSE | Temblor | 115 |  | 2.4 | [8 empty] | 0 | 0
2024-01-02 17:02 | 3782-WD | Independent Study | Independent Study | Withdrawn | 12/20/2024 | Withdrawn | Withdrawn | KERN | BLACKWELL SUB | Solar PV | 2.4 | 1/17/2024 | Withdrawn | Withdrawn | Withdrawn | Withdrawn | Withdrawn | Withdrawn | Withdrawn | Withdrawn | No former queue position |  |  |  |  | Blackwell |  |  |  | FALSE | FALSE | Blackwell |  |  | 2.4 | [8 empty] | 0 | 0
2024-01-03 09:51 | 3783-RD | Detailed Study | Detailed Study | Withdrawn | Not Provided | Withdrawn | Withdrawn | FRESNO | CARUTHERS SUB | Solar PV | 4.99 | 1/17/2024 | Withdrawn | Withdrawn | Withdrawn | Withdrawn | Withdrawn | Withdrawn | Withdrawn | Withdrawn | No former queue position |  |  |  |  | Caruthers |  |  |  | FALSE | FALSE | Caruthers |  |  | 4.99 | [8 empty] | 0 | 0
2023-12-20 07:32 | 3784-RD | Detailed Study | Detailed Study | Withdrawn | Not Provided | Withdrawn | Withdrawn | KERN | MCFARLAND SUB | Storage | 4.98 | 1/17/2024 | Withdrawn | Withdrawn | Withdrawn | Withdrawn | Withdrawn | Withdrawn | Withdrawn | Withdrawn | No former queue position |  |  |  |  | Mcfarland |  |  |  | FALSE | FALSE | Mcfarland | [8 empty] | 4.98 |  | 4.98 | 0 | 0
2023-12-22 15:30 | 3785-RD | Fast Track | Fast Track | Active | Not Provided |  |  | FRESNO | MCMULLIN SUB | Battery | 0.057 | 1/24/2024 | 2/14/2024 | Pass |  |  | N/A (Fast Track) | N/A (Fast Track) | N/A (Fast Track) | Executed | No former queue position | not found |  |  |  | Mcmullin |  |  |  | FALSE | FALSE | Mcmullin | [8 empty] | 0.057 | 0.057 |  | 0 | 1
2024-01-09 07:50 | 3786-RD | Detailed Study | Detailed Study | Withdrawn | Not Provided | Withdrawn | Withdrawn | MADERA | STOREY SUB | Solar PV | 4.98 | 1/24/2024 | Withdrawn | Withdrawn | Withdrawn | Withdrawn | Withdrawn | Withdrawn | Withdrawn | Withdrawn | No former queue position |  |  |  |  | Storey | 230 |  |  | TRUE | FALSE | Storey | 230 |  | 4.98 | [8 empty] | 0 | 0
2024-01-09 23:59 | 3787-WD | Independent Study | Independent Study | Withdrawn | 12/31/2025 | Withdrawn | Withdrawn | KERN | KERN OIL SUB | Solar PV | 4.95 | 1/24/2024 | Withdrawn | Withdrawn | Withdrawn | Withdrawn | Withdrawn | Withdrawn | Withdrawn | Withdrawn | No former queue position |  |  |  |  | Kern Oil | 115 |  |  | TRUE | FALSE | Kern Oil | 115 |  | 4.95 | [8 empty] | 0 | 0
2023-12-29 11:17 | 3788-RD | Detailed Study | Detailed Study | Withdrawn | Not Provided | Withdrawn | Withdrawn | KERN | MARICOPA SUB | Storage | 4.98 | 1/24/2024 | Withdrawn | Withdrawn | Withdrawn | Withdrawn | Withdrawn | Withdrawn | Withdrawn | Withdrawn | No former queue position |  |  |  |  | Maricopa |  |  |  | FALSE | FALSE | Maricopa | [8 empty] | 4.98 |  | 4.98 | 0 | 0
2023-12-22 11:02 | 3789-RD | Fast Track | Fast Track | Active | Not Provided |  |  | SAN JOAQUIN | LAMMERS SUB | Storage | 1.828 | 1/31/2024 | 2024-04-24 | Fail Screens: I, J, K, M | 2024-07-31 | Pass | N/A (Fast Track) | N/A (Fast Track) | N/A (Fast Track) | Executed | No former queue position | Lammers |  |  |  | Lammers | 115 |  |  | TRUE | TRUE | Lammers | [8 empty] | 1.828 |  | 1.828 | 0 | 1
2024-01-04 11:15 | 3790-RD | Detailed Study | Detailed Study | Withdrawn | Not Provided | Withdrawn | Withdrawn | FRESNO | WAHTOKE SUB | Solar PV | 2.468 | 1/31/2024 | Withdrawn | Withdrawn | Withdrawn | Withdrawn | Withdrawn | Withdrawn | Withdrawn | Withdrawn | No former queue position |  |  |  |  | Wahtoke | 115 |  |  | TRUE | FALSE | Wahtoke | 115 |  | 2.468 | [8 empty] | 0 | 0
2024-01-08 09:37 | 3791-WD | Independent Study | Independent Study | Active | 9/16/2024 |  |  | PLACER | LINCOLN SUB | Storage | 0.996 | 1/31/2024 | N/A | N/A (Independent Study) | N/A | N/A (Independent Study) | Pass | 2025-02-18 |  |  | No former queue position | not found |  |  |  | Lincoln | 115 |  |  | TRUE | TRUE | Lincoln | 115 | [7 empty] | 0.996 |  | 0.996 | 0 | 0
2024-01-08 16:54 | 3792-RD | Fast Track | Fast Track | Active | Not Provided |  |  | KERN | LERDO SUB | Solar PV | 4.927 | 1/31/2024 | 04/17/2024 | Pass |  |  | N/A (Fast Track) | N/A (Fast Track) | N/A (Fast Track) | Executed | No former queue position | Lerdo |  |  |  | Lerdo | 115 |  |  | TRUE | TRUE | Lerdo |  |  | 4.927 | [8 empty] | 0 | 1
2024-01-09 14:57 | 3793-RD | Fast Track | Fast Track | Withdrawn | Not Provided | Withdrawn | Withdrawn | FRESNO | STROUD SUB | Storage | 5 | 1/31/2024 | 3/4/2024 | Fail Screens: F, J, K, M, V1, S5, A1 | Withdrawn | Withdrawn | Withdrawn | Withdrawn | Withdrawn | Withdrawn | No former queue position |  |  |  |  | Stroud |  |  |  | FALSE | FALSE | Stroud | [8 empty] | 5 |  | 5 | 0 | 0
2024-01-09 15:06 | 3794-RD | Fast Track | Detailed Study | Withdrawn | Not Provided | Withdrawn | Withdrawn | SANTA BARBARA | CUYAMA SUB | Solar PV | 5 | 1/31/2024 | 2/22/2024 | Fail | Withdrawn | Withdrawn | Withdrawn | Withdrawn | Withdrawn | Withdrawn | No former queue position | not found |  |  |  | Cuyama |  |  |  | FALSE | FALSE | Cuyama |  |  | 5 | [8 empty] | 0 | 0
2023-12-22 16:27 | 3795-RD | Fast Track | Detailed Study | Active | Not Provided |  |  | MERCED | CANAL SUB | Solar PV | 1.642 | 1/31/2024 | 2/22/2024 | Fail Screens: D, F, G, J, K, M, S5 | 2024-04-18 | Fail | Pass | 2025-01-24 |  | Tendered | No former queue position | not found |  |  |  | Canal |  |  |  | FALSE | FALSE | Canal |  |  | 1.642 | [8 empty] | 0 | 0
2024-01-09 08:36 | 3796-RD | Detailed Study | Detailed Study | Withdrawn | Not Provided | Withdrawn | Withdrawn | FRESNO | COPPERMINE SUB | Storage | 5 | 1/31/2024 | Withdrawn | Withdrawn | Withdrawn | Withdrawn | Withdrawn | Withdrawn | Withdrawn | Withdrawn | No former queue position |  |  |  |  | Coppermine |  |  |  | FALSE | FALSE | Coppermine | [8 empty] | 5 |  | 5 | 0 | 0
2024-01-09 12:19 | 3797-RD | Detailed Study | Detailed Study | Withdrawn | Not Provided | Withdrawn | Withdrawn | FRESNO | BOWLES SUB | Storage | 2.988 | 1/31/2024 | Withdrawn | Withdrawn | Withdrawn | Withdrawn | Withdrawn | Withdrawn | Withdrawn | Withdrawn | No former queue position |  |  |  |  | Bowles |  |  |  | FALSE | FALSE | Bowles | [8 empty] | 2.988 |  | 2.988 | 0 | 0
2023-12-06 05:12 | 3798-WD | Independent Study | Cluster | Active | 5/29/2026 |  |  | FRESNO | REEDLEY SUB | Battery | 9.525 | 1/31/2024 | N/A | N/A (Cluster) | N/A | N/A (Cluster) | Fail | In Progress |  |  | No former queue position | Reedley | 115 |  |  | Reedley | 115 |  |  | TRUE | TRUE | Reedley | 115 | [7 empty] | 9.525 | 9.525 |  | 0 | 0
2024-01-05 12:27 | 3799-RD | Detailed Study | DGSP | Withdrawn | Not Provided | Withdrawn | Withdrawn | GLENN | LOGAN CREEK SUB | Solar PV | 4.98 | 1/31/2024 | Withdrawn | Withdrawn | Withdrawn | Withdrawn | Withdrawn | Withdrawn | Withdrawn | Withdrawn | No former queue position | Logan Creek |  |  |  | Logan Creek | 230 |  |  | TRUE | FALSE | Logan Creek |  |  | 4.98 | [8 empty] | 0 | 0
2024-01-18 21:04 | 3800-RD | Fast Track | Fast Track | Withdrawn | Not Provided | Withdrawn | Withdrawn | KERN | GOOSE LAKE SUB | Storage | 5 | 1/31/2024 | 2/22/2024 | Fail Screens: A, C, D, F, G, I, J, K, L, M, V1, S5, A1 | Withdrawn | Withdrawn | Withdrawn | Withdrawn | Withdrawn | Withdrawn | No former queue position |  |  |  |  | Goose Lake | 115 |  |  | TRUE | FALSE | Goose Lake | 115 | [7 empty] | 5 |  | 5 | 0 | 0
2023-12-05 16:00 | 3801-WD | Independent Study | Independent Study | In Service | 12/13/2023 | 10/28/2024 | 11/16/2023 | SANTA BARBARA | CUYAMA SUB | Battery | 3 | 1/31/2024 | N/A | N/A (Independent Study) | N/A | N/A (Independent Study) | Pass | 2024-07-01 | N/A | Executed | No former queue position |  |  |  |  | Cuyama |  |  |  | FALSE | FALSE | Cuyama | [8 empty] | 3 | 3 |  | 1 | 1
2023-12-08 11:25 | 3802-WD | Independent Study | Cluster | Active | 5/29/2026 |  |  | KERN | LAMONT SUB | Battery | 9.525 | 1/31/2024 | N/A | N/A (Cluster) | N/A | N/A (Cluster) | Fail |  |  |  | No former queue position | Lamont | 115 |  |  | Lamont | 115 |  |  | TRUE | TRUE | Lamont | 115 | [7 empty] | 9.525 | 9.525 |  | 0 | 0
2024-01-18 15:55 | 3803-RD | Detailed Study | Detailed Study | Withdrawn | Not Provided | Withdrawn | Withdrawn | FRESNO | CARUTHERS SUB | Storage | 9.167 | 1/31/2024 | Withdrawn | Withdrawn | Withdrawn | Withdrawn | Withdrawn | Withdrawn | Withdrawn | Withdrawn | No former queue position |  |  |  |  | Caruthers |  |  |  | FALSE | FALSE | Caruthers | [8 empty] | 9.167 |  | 9.167 | 0 | 0
2023-12-28 16:13 | 3804-RD | Fast Track | Fast Track | Active | Not Provided |  |  | FRESNO | WAHTOKE SUB | Solar PV | 1 | 2/7/2024 |  |  |  |  | N/A (Fast Track) | N/A (Fast Track) | N/A (Fast Track) |  | No former queue position | not found |  |  |  | Wahtoke | 115 |  |  | TRUE | TRUE | Wahtoke | 115 |  | 1 | [8 empty] | 0 | 0
2023-12-29 17:14 | 3805-RD | Fast Track | Fast Track | Active | Not Provided |  |  | SAN JOAQUIN | MORMON SUB | Solar PV | 0.966 | 2/7/2024 | 3/12/2024 | Fail Screens: D, F, G, J, K, L, M, S5 | 2024-04-17 | Pass | N/A (Fast Track) | N/A (Fast Track) | N/A (Fast Track) | Executed | No former queue position | not found |  |  |  | Mormon |  |  |  | FALSE | FALSE | Mormon |  |  | 0.966 | [8 empty] | 0 | 1
2024-01-18 15:52 | 3806-WD | Fast Track | Fast Track | Active | 4/30/2025 |  |  | HUMBOLDT | BLUE LAKE SUB | Solar PV | 1.222 | 2/7/2024 | 2/23/2024 | Fail Screens: 2, 4, 7, 9, 10 | 2024-09-05 | Pass | N/A (Fast Track) | N/A (Fast Track) | N/A (Fast Track) | Executed | No former queue position | not found |  |  |  | Blue Lake |  |  |  | FALSE | FALSE | Blue Lake |  |  | 1.222 | [8 empty] | 0 | 1
2024-01-25 09:54 | 3807-WD | Fast Track | Fast Track | Active | 7/1/2024 |  |  | ALAMEDA | EDES SUB | Battery | 0.5 | 2/7/2024 | 3/6/2024 | Pass |  |  | N/A (Fast Track) | N/A (Fast Track) | N/A (Fast Track) | Executed | No former queue position | Edes |  |  |  | Edes | 115 |  |  | TRUE | TRUE | Edes | [8 empty] | 0.5 | 0.5 |  | 0 | 1
2024-01-16 01:25 | 3808-WD | Independent Study | Independent Study | Withdrawn | 12/20/2024 | Withdrawn | Withdrawn | SOLANO | SUISUN SUB | Solar PV | 4.95 | 2/7/2024 | Withdrawn | Withdrawn | Withdrawn | Withdrawn | Withdrawn | Withdrawn | Withdrawn | Withdrawn | No former queue position |  |  | not found |  | Suisun |  |  |  | FALSE | FALSE | not found |  |  | 4.95 | [8 empty] | 0 | 0
2024-01-25 11:14 | 3809-RD | Detailed Study | Detailed Study | Withdrawn | Not Provided | Withdrawn | Withdrawn | BUTTE | CLARK RD SUB | Storage | 5 | 2/7/2024 | Withdrawn | Withdrawn | Withdrawn | Withdrawn | Withdrawn | Withdrawn | Withdrawn | Withdrawn | No former queue position |  |  |  |  | Clark Rd |  |  |  | FALSE | FALSE | Clark Rd | [8 empty] | 5 |  | 5 | 0 | 0
2024-01-22 13:25 | 3810-RD | Detailed Study | Detailed Study | Withdrawn | Not Provided | Withdrawn | Withdrawn | KERN | LERDO SUB | Solar PV | 4.98 | 2/7/2024 | Withdrawn | Withdrawn | Withdrawn | Withdrawn | Withdrawn | Withdrawn | Withdrawn | Withdrawn | No former queue position |  |  |  |  | Lerdo | 115 |  |  | TRUE | FALSE | Lerdo | 115 |  | 4.98 | [8 empty] | 0 | 0
2024-01-19 14:12 | 3811-RD | Detailed Study | Detailed Study | Withdrawn | Not Provided | Withdrawn | Withdrawn | KERN | WHEELER RIDGE SUB | Solar PV | 4.98 | 2/14/2024 | Withdrawn | Withdrawn | Withdrawn | Withdrawn | Withdrawn | Withdrawn | Withdrawn | Withdrawn | No former queue position |  |  |  |  | Wheeler Ridge | 230 |  |  | TRUE | FALSE | Wheeler Ridge | 230 |  | 4.98 | [8 empty] | 0 | 0
2023-12-19 16:10 | 3812-RD | Fast Track | Detailed Study | Active | Not Provided |  |  | MERCED | ORTIGA SUB | Solar PV | 0.9 | 2/14/2024 | 2024-04-24 | Fail Screens: D, F, G, J, K, M, M1, S5 | 2024-06-06 | Fail |  |  |  |  | No former queue position | not found |  |  |  | Ortiga |  |  |  | FALSE | FALSE | Ortiga |  |  | 0.9 | [8 empty] | 0 | 0
2024-01-04 17:54 | 3813-RD | Fast Track | Fast Track | Active | Not Provided |  |  | MADERA | TRANSMISSION | Other | 2.772 | 2/14/2024 | 2024-06-27 | Pass |  |  | N/A (Fast Track) | N/A (Fast Track) | N/A (Fast Track) | Executed | No former queue position | not found |  | not found |  | Transmission |  |  |  | FALSE | FALSE | not found | [11 empty] | 0 | 1
2024-01-22 15:37 | 3814-RD | Detailed Study | Detailed Study | Active | Not Provided |  |  | MONTEREY | OIL FIELDS SUB | Storage | 5 | 2/14/2024 | N/A | N/A | N/A | N/A | Pass | 2025-01-24 |  | Tendered | No former queue position | not found |  |  |  | Oil Fields |  |  |  | FALSE | FALSE | Oil Fields | [8 empty] | 5 |  | 5 | 0 | 0
2024-01-22 17:20 | 3815-RD | Detailed Study | Detailed Study | Withdrawn | Not Provided | Withdrawn | Withdrawn | MENDOCINO | LAYTONVILLE SUB | Storage | 5 | 2/14/2024 | Withdrawn | Withdrawn | Withdrawn | Withdrawn | Withdrawn | Withdrawn | Withdrawn | Withdrawn | No former queue position |  |  |  |  | Laytonville |  |  |  | FALSE | FALSE | Laytonville | [8 empty] | 5 |  | 5 | 0 | 0
2024-01-23 15:04 | 3816-WD | Independent Study | Cluster | Active | 11/14/2025 |  |  | KERN | CARNERAS SUB | Solar PV | 4.673 | 2/14/2024 | N/A | N/A (Cluster) | N/A | N/A (Cluster) | Fail |  |  |  | No former queue position | not found |  |  |  | Carneras |  |  |  | FALSE | FALSE | Carneras |  |  | 4.673 | [8 empty] | 0 | 0
2024-01-26 14:33 | 3817-RD | Fast Track | Fast Track | Active | Not Provided |  |  | SAN JOAQUIN | VICTOR SUB | Battery | 2.988 | 2/21/2024 | 3/13/2024 | Pass |  |  | N/A (Fast Track) | N/A (Fast Track) | N/A (Fast Track) | Executed | No former queue position | Victor |  |  |  | Victor | 230 |  |  | TRUE | TRUE | Victor | [8 empty] | 2.988 | 2.988 |  | 0 | 1
2024-02-02 11:31 | 3818-RD | Fast Track | Detailed Study | Withdrawn | Not Provided | Withdrawn | Withdrawn | CALAVERAS | CALAVERAS CEMENT SUB | Solar PV | 3 | 2/21/2024 | 3/5/2024 | Fail Screens: B, I, J, K, M, S5 | 2024-07-16 | Fail | Pass | Withdrawn | Withdrawn | Withdrawn | No former queue position | not found |  |  |  | Calaveras Cement |  |  |  | FALSE | FALSE | Calaveras Cement |  |  | 3 | [8 empty] | 0 | 0
2024-02-02 09:15 | 3819-RD | Fast Track | Fast Track | Active | Not Provided |  |  | FRESNO | REEDLEY SUB | Solar PV | 1.27 | 2/21/2024 | 3/27/2024 | Fail Screens: D, J, K, M, S5 | 2024-07-01 | Pass | N/A (Fast Track) | N/A (Fast Track) | N/A (Fast Track) | Executed | No former queue position | not found |  |  |  | Reedley | 115 |  |  | TRUE | TRUE | Reedley | 115 |  | 1.27 | [8 empty] | 0 | 1
2024-02-03 12:30 | 3820-RD | Fast Track | Fast Track | Withdrawn | Not Provided | Withdrawn | Withdrawn | FRESNO | STROUD SUB | Storage | 5 | 2/21/2024 | Withdrawn | Withdrawn | Withdrawn | Withdrawn | Withdrawn | Withdrawn | Withdrawn | Withdrawn | No former queue position |  |  |  |  | Stroud |  |  |  | FALSE | FALSE | Stroud | [8 empty] | 5 |  | 5 | 0 | 0
2024-02-03 12:55 | 3821-RD | Fast Track | Fast Track | Withdrawn | Not Provided | Withdrawn | Withdrawn | SANTA BARBARA | CUYAMA SUB | Solar PV | 5 | 2/21/2024 | 3/29/2024 | Fail Screens: D, F, I, J, K, L, M, V1, S5, A1 | Withdrawn | Withdrawn | Withdrawn | Withdrawn | Withdrawn | Withdrawn | No former queue position |  |  |  |  | Cuyama |  |  |  | FALSE | FALSE | Cuyama |  |  | 5 | [8 empty] | 0 | 0
2023-12-21 15:01 | 3822-RD | Detailed Study | Detailed Study | Withdrawn | Not Provided | Withdrawn | Withdrawn | FRESNO | CARUTHERS SUB | Storage | 5 | 2/28/2024 | Withdrawn | Withdrawn | Withdrawn | Withdrawn | Withdrawn | Withdrawn | Withdrawn | Withdrawn | No former queue position |  |  |  |  | Caruthers |  |  |  | FALSE | FALSE | Caruthers | [8 empty] | 5 |  | 5 | 0 | 0
2024-02-01 12:51 | 3823-RD | Detailed Study | Detailed Study | Withdrawn | Not Provided | Withdrawn | Withdrawn | KERN | CARNERAS SUB | Storage | 4.98 | 2/28/2024 | Withdrawn | Withdrawn | Withdrawn | Withdrawn | Withdrawn | Withdrawn | Withdrawn | Withdrawn | No former queue position | not found |  |  |  | Carneras |  |  |  | FALSE | FALSE | Carneras | [8 empty] | 4.98 |  | 4.98 | 0 | 0
2024-02-01 13:13 | 3824-RD | Detailed Study | Detailed Study | Withdrawn | Not Provided | Withdrawn | Withdrawn | MERCED | EL CAPITAN SUB | Battery | 4.98 | 2/28/2024 | Withdrawn | Withdrawn | Withdrawn | Withdrawn | Withdrawn | Withdrawn | Withdrawn | Withdrawn | No former queue position |  |  |  |  | El Capitan |  |  |  | FALSE | FALSE | El Capitan | [8 empty] | 4.98 | 4.98 |  | 0 | 0
2024-02-09 08:51 | 3825-WD | Independent Study | Cluster | Active | 3/13/2026 |  |  | MADERA | CHOWCHILLA SUB | Solar PV | 4.99 | 2/28/2024 | N/A | N/A (Cluster) | N/A | N/A (Cluster) | Fail | In Progress |  |  | No former queue position | Chowchilla |  |  |  | Chowchilla | 115 |  |  | TRUE | TRUE | Chowchilla |  |  | 4.99 | [8 empty] | 0 | 0
2024-02-01 13:24 | 3826-RD | Detailed Study | Detailed Study | Withdrawn | Not Provided | Withdrawn | Withdrawn | SAN JOAQUIN | AVENA SUB | Storage | 4.98 | 2/28/2024 | Withdrawn | Withdrawn | Withdrawn | Withdrawn | Withdrawn | Withdrawn | Withdrawn | Withdrawn | No former queue position |  |  |  |  | Avena | 115 |  |  | TRUE | FALSE | Avena | 115 | [7 empty] | 4.98 |  | 4.98 | 0 | 0
2023-12-29 12:08 | 3827-RD | Fast Track | Fast Track | Active | Not Provided |  |  | KINGS | GUERNSEY SUB | Battery | 2.196 | 3/6/2024 | 2024-06-11 | Pass |  |  | N/A (Fast Track) | N/A (Fast Track) | N/A (Fast Track) | Executed | No former queue position | not found |  |  |  | Guernsey | 70 |  |  | TRUE | TRUE | Guernsey | 70 | [7 empty] | 2.196 | 2.196 |  | 0 | 1
2024-01-09 11:55 | 3828-RD | Detailed Study | Detailed Study | Active | Not Provided |  |  | SUTTER | CATLETT SUB | Solar PV | 2.988 | 3/6/2024 | N/A | N/A | N/A | N/A | Pass | In Progress |  |  | No former queue position | not found |  |  |  | Catlett |  |  |  | FALSE | FALSE | Catlett |  |  | 2.988 | [8 empty] | 0 | 0
2024-02-14 13:01 | 3829-RD | Fast Track | Fast Track | Withdrawn | Not Provided | Withdrawn | Withdrawn | FRESNO | WOODWARD SUB | Solar PV | 2.76 | 3/6/2024 | Withdrawn | Withdrawn | Withdrawn | Withdrawn | Withdrawn | Withdrawn | Withdrawn | Withdrawn | No former queue position |  |  |  |  | Woodward | 115 |  |  | TRUE | FALSE | Woodward | 115 |  | 2.76 | [8 empty] | 0 | 0
2024-02-05 16:59 | 3830-RD | Detailed Study | Detailed Study | Withdrawn | Not Provided | Withdrawn | Withdrawn | KERN | MIDWAY SUB | Solar PV | 4.98 | 3/6/2024 | Withdrawn | Withdrawn | Withdrawn | Withdrawn | Withdrawn | Withdrawn | Withdrawn | Withdrawn | No former queue position |  |  |  |  | Midway | 500 |  |  | TRUE | FALSE | Midway | 500 |  | 4.98 | [8 empty] | 0 | 0
2024-02-12 08:36 | 3831-RD | Detailed Study | Detailed Study | Withdrawn | Not Provided | Withdrawn | Withdrawn | ALAMEDA | NEWARK SUB | Solar PV | 1.599 | 3/6/2024 | Withdrawn | Withdrawn | Withdrawn | Withdrawn | Withdrawn | Withdrawn | Withdrawn | Withdrawn | No former queue position |  |  |  |  | Newark | 230 |  |  | TRUE | FALSE | Newark | 230 |  | 1.599 | [8 empty] | 0 | 0
2024-02-16 07:49 | 3832-RD | Detailed Study | Detailed Study | Withdrawn | Not Provided | Withdrawn | Withdrawn | FRESNO | WEST FRESNO SUB | Withdrawn | 4.98 | 3/6/2024 | Withdrawn | Withdrawn | Withdrawn | Withdrawn | Withdrawn | Withdrawn | Withdrawn | Withdrawn | No former queue position |  |  |  |  | West Fresno | 115 |  |  | TRUE | FALSE | West Fresno | 115 | [10 empty] | 0 | 0
2024-02-16 12:01 | 3833-RD | Detailed Study | Detailed Study | Withdrawn | Not Provided | Withdrawn | Withdrawn | KERN | CUYAMA SUB | Storage | 4.98 | 3/6/2024 | Withdrawn | Withdrawn | Withdrawn | Withdrawn | Withdrawn | Withdrawn | Withdrawn | Withdrawn | No former queue position |  |  |  |  | Cuyama |  |  |  | FALSE | FALSE | Cuyama | [8 empty] | 4.98 |  | 4.98 | 0 | 0
2024-02-08 10:45 | 3834-RD | Fast Track | Fast Track | Active | Not Provided |  |  | BUTTE | ANITA SUB | Solar PV | 2.93 | 3/6/2024 | 2024-04-30 | Fail Screens: B, F, G, I, J, L, M | 2025-04-23 | Pass | N/A (Fast Track) | N/A (Fast Track) | N/A (Fast Track) |  | No former queue position | not found |  |  |  | Anita |  |  |  | FALSE | FALSE | Anita |  |  | 2.93 | [8 empty] | 0 | 0
2024-02-08 16:31 | 3835-RD | Fast Track | Fast Track | Withdrawn | Not Provided | Withdrawn | Withdrawn | BUTTE | ANITA SUB | Solar PV | 2.36 | 3/6/2024 | Withdrawn | Withdrawn | Withdrawn | Withdrawn | Withdrawn | Withdrawn | Withdrawn | Withdrawn | No former queue position |  |  |  |  | Anita |  |  |  | FALSE | FALSE | Anita |  |  | 2.36 | [8 empty] | 0 | 0
2024-02-14 00:22 | 3836-RD | Fast Track | Fast Track | Withdrawn | Not Provided | Withdrawn | Withdrawn | SAN JOAQUIN | MORMON SUB | Solar PV | 2.79 | 3/13/2024 | Withdrawn | Withdrawn | Withdrawn | Withdrawn | Withdrawn | Withdrawn | Withdrawn | Withdrawn | No former queue position |  |  |  |  | Mormon |  |  |  | FALSE | FALSE | Mormon |  |  | 2.79 | [8 empty] | 0 | 0
2024-02-16 15:18 | 3837-RD | Fast Track | Fast Track | Withdrawn | Not Provided | Withdrawn | Withdrawn | SANTA CRUZ | GREEN VALLEY SUB | Storage | 3.984 | 3/13/2024 | Withdrawn | Withdrawn | Withdrawn | Withdrawn | Withdrawn | Withdrawn | Withdrawn | Withdrawn | No former queue position |  |  |  |  | Green Valley | 115 |  |  | TRUE | FALSE | Green Valley | 115 | [7 empty] | 3.984 |  | 3.984 | 0 | 0
2024-02-09 16:40 | 3838-RD | Fast Track | Fast Track | Active | Not Provided |  |  | SHASTA | STILLWATER SUB | Solar PV | 0.4 | 3/13/2024 | 2024-08-01 | Pass |  |  | N/A (Fast Track) | N/A (Fast Track) | N/A (Fast Track) | Executed | No former queue position | not found |  | not found |  | Stillwater |  |  |  | FALSE | FALSE | not found |  |  | 0.4 | [8 empty] | 0 | 1
2024-02-05 13:26 | 3839-RD | Detailed Study | Detailed Study | Active | Not Provided |  |  | MONTEREY | RESERVATION ROAD | Solar PV | 6.3 | 3/13/2024 | N/A | N/A | N/A | N/A | Pass | In Progress |  |  | No former queue position | not found |  |  |  | Reservation Road |  |  |  | FALSE | FALSE | Reservation Road |  |  | 6.3 | [8 empty] | 0 | 0
2024-02-12 14:43 | 3840-RD | Fast Track | Fast Track | Withdrawn | Not Provided | Withdrawn | Withdrawn | LAKE | MIDDLETOWN SUB | Solar PV | 2.28 | 3/13/2024 | 2024-05-22 | Fail Screens: D, F, G, I, J, K, L, M, M3, M4, S5, A1, A4 | 2024-10-17 | Fail | Withdrawn | Withdrawn | Withdrawn | Withdrawn | No former queue position | not found |  |  |  | Middletown |  |  |  | FALSE | FALSE | Middletown |  |  | 2.28 | [8 empty] | 0 | 0
2024-02-21 10:32 | 3841-RD | Detailed Study | Detailed Study | Withdrawn | Not Provided | Withdrawn | Withdrawn | MERCED | CRESSEY SUB | Solar PV | 4.98 | 3/13/2024 | Withdrawn | Withdrawn | Withdrawn | Withdrawn | Withdrawn | Withdrawn | Withdrawn | Withdrawn | No former queue position |  |  |  |  | Cressey | 115 |  |  | TRUE | FALSE | Cressey | 115 |  | 4.98 | [8 empty] | 0 | 0
2024-01-19 10:14 | 3842-RD | Detailed Study | DGSP | Withdrawn | Not Provided | Withdrawn | Withdrawn | SAN BENITO | LOS OSITOS SUB | Solar PV | 4.98 | 3/13/2024 | Withdrawn | Withdrawn | Withdrawn | Withdrawn | Withdrawn | Withdrawn | Withdrawn | Withdrawn | No former queue position | not found |  |  |  | Los Ositos |  |  |  | FALSE | FALSE | Los Ositos |  |  | 4.98 | [8 empty] | 0 | 0
2024-02-12 13:12 | 3843-RD | Fast Track | Detailed Study | Active | Not Provided |  |  | SAN JOAQUIN | LAMMERS SUB | Solar PV | 5 | 3/13/2024 | 2024-04-08 | Fail Screens: I, J, K, M | 2024-08-16 | Fail | Pass | In Progress |  |  | No former queue position | Lammers |  |  |  | Lammers | 115 |  |  | TRUE | TRUE | Lammers |  |  | 5 | [8 empty] | 0 | 0
2024-02-13 15:22 | 3844-RD | Detailed Study | Detailed Study | Withdrawn | Not Provided | Withdrawn | Withdrawn | KINGS | JACOBS CORNER SUB | Solar PV | 2.25 | 3/13/2024 | Withdrawn | Withdrawn | Withdrawn | Withdrawn | Withdrawn | Withdrawn | Withdrawn | Withdrawn | No former queue position | not found |  |  |  | Jacobs Corner |  |  |  | FALSE | FALSE | Jacobs Corner |  |  | 2.25 | [8 empty] | 0 | 0
2024-02-20 20:03 | 3845-RD | Detailed Study | DGSP | Withdrawn | Not Provided | Withdrawn | Withdrawn | SAN BENITO | HOLLISTER SUB | Solar PV | 5.595 | 3/13/2024 | Withdrawn | Withdrawn | Withdrawn | Withdrawn | Withdrawn | Withdrawn | Withdrawn | Withdrawn | No former queue position | Hollister | 115 |  |  | Hollister | 115 |  |  | TRUE | FALSE | Hollister | 115 |  | 5.595 | [8 empty] | 0 | 0
2024-02-21 14:14 | 3846-RD | Detailed Study | Detailed Study | Withdrawn | Not Provided | Withdrawn | Withdrawn | SANTA CLARA | MORGAN HILL SUB | Battery | 4.98 | 3/13/2024 | Withdrawn | Withdrawn | Withdrawn | Withdrawn | Withdrawn | Withdrawn | Withdrawn | Withdrawn | No former queue position | Morgan Hill |  | Morgan Hill |  | Morgan Hill | 115 |  |  | TRUE | FALSE | Morgan Hill | [8 empty] | 4.98 | 4.98 |  | 0 | 0
2024-02-16 11:49 | 3847-RD | Fast Track | Fast Track | Active | Not Provided |  |  | MADERA | Customer Owned | Solar PV | 7.5 | 3/20/2024 | 2024-05-09 | Pass |  |  | N/A (Fast Track) | N/A (Fast Track) | N/A (Fast Track) | Tendered | No former queue position | not found |  | not found |  | Customer Owned |  |  |  | FALSE | FALSE | not found |  |  | 7.5 | [8 empty] | 0 | 0
2024-02-27 14:34 | 3848-RD | Fast Track | Fast Track | Withdrawn | Not Provided | Withdrawn | Withdrawn | FRESNO | BOWLES SUB | Solar PV | 4.98 | 3/20/2024 | Withdrawn | Withdrawn | Withdrawn | Withdrawn | Withdrawn | Withdrawn | Withdrawn | Withdrawn | No former queue position |  |  |  |  | Bowles |  |  |  | FALSE | FALSE | Bowles |  |  | 4.98 | [8 empty] | 0 | 0
2024-02-29 09:17 | 3849-WD | Independent Study | Cluster | Withdrawn | 2/2/2026 | Withdrawn | Withdrawn | MERCED | CRESSEY SUB | Solar PV | 2 | 3/20/2024 | Withdrawn | Withdrawn | Withdrawn | Withdrawn | Withdrawn | Withdrawn | Withdrawn | Withdrawn | No former queue position |  |  |  |  | Cressey | 115 |  |  | TRUE | FALSE | Cressey | 115 |  | 2 | [8 empty] | 0 | 0
2024-02-14 17:06 | 3850-RD | Fast Track | DGSP | Active | Not Provided |  |  | TUOLUMNE | RACETRACK SUB | Solar PV | 1.9 | 3/20/2024 | 2024-04-12 | Fail Screens: D, F, G, J, K, L, M, M1, V1, S5, A1 | 2024-05-10 | Fail | Pass |  |  |  | No former queue position | Race Track |  | Race Track | 115 | Racetrack |  |  |  | FALSE | FALSE | Race Track |  |  | 1.9 | [8 empty] | 0 | 0
2024-02-22 08:58 | 3851-RD | Fast Track | Fast Track | Withdrawn | Not Provided | Withdrawn | Withdrawn | YOLO | WINTERS SUB | Solar PV | 3.75 | 3/20/2024 | Withdrawn | Withdrawn | Withdrawn | Withdrawn | Withdrawn | Withdrawn | Withdrawn | Withdrawn | No former queue position |  |  | not found |  | Winters |  |  |  | FALSE | FALSE | not found |  |  | 3.75 | [8 empty] | 0 | 0
2024-02-28 17:00 | 3852-RD | Fast Track | Fast Track | Withdrawn | Not Provided | Withdrawn | Withdrawn | CONTRA COSTA | ROSSMOOR SUB | Solar PV | 1.171 | 3/20/2024 | 2024-08-07 | Fail Screens: F, G, H, I, J, K, M, M4, S5, A1, A4 | 2024-10-21 | Pass | Withdrawn | Withdrawn | Withdrawn | Withdrawn | No former queue position | Rossmoor |  |  |  | Rossmoor | 230 |  |  | TRUE | FALSE | Rossmoor |  |  | 1.171 | [8 empty] | 0 | 0
2024-03-01 | 3853-RD | Detailed Study | DGSP | Withdrawn | Not Provided | Withdrawn | Withdrawn | FRESNO | FIGARDEN SUB | Solar PV | 5 | 3/20/2024 | Withdrawn | Withdrawn | Withdrawn | Withdrawn | Withdrawn | Withdrawn | Withdrawn | Withdrawn | No former queue position |  |  |  |  | Figarden | 230 |  |  | TRUE | FALSE | Figarden | 230 |  | 5 | [8 empty] | 0 | 0
2024-03-01 | 3854-RD | Detailed Study | DGSP | Withdrawn | Not Provided | Withdrawn | Withdrawn | MADERA | CHOWCHILLA SUB | Battery | 5 | 3/20/2024 | Withdrawn | Withdrawn | Withdrawn | Withdrawn | Withdrawn | Withdrawn | Withdrawn | Withdrawn | No former queue position |  |  |  |  | Chowchilla | 115 |  |  | TRUE | FALSE | Chowchilla | 115 | [7 empty] | 5 | 5 |  | 0 | 0
2024-03-01 | 3855-RD | Detailed Study | DGSP | Withdrawn | Not Provided | Withdrawn | Withdrawn | MERCED | MERCED SUB | Solar PV | 5 | 3/20/2024 | Withdrawn | Withdrawn | Withdrawn | Withdrawn | Withdrawn | Withdrawn | Withdrawn | Withdrawn | No former queue position |  |  |  |  | Merced | 115 |  |  | TRUE | FALSE | Merced | 115 |  | 5 | [8 empty] | 0 | 0
2024-03-07 10:19 | 3856-RD | Detailed Study | DGSP | Active | Not Provided |  |  | SAN JOAQUIN | VICTOR SUB | Battery | 5 | 3/27/2024 | N/A | N/A | N/A | N/A | Pass | 2025-02-07 |  |  | No former queue position | Victor |  |  |  | Victor | 230 |  |  | TRUE | TRUE | Victor | [8 empty] | 5 | 5 |  | 0 | 0
2024-02-27 19:01 | 3857-RD | Detailed Study | Detailed Study | Withdrawn | Not Provided | Withdrawn | Withdrawn | BUTTE | ANITA SUB | Solar PV | 5 | 3/27/2024 | Withdrawn | Withdrawn | Withdrawn | Withdrawn | Withdrawn | Withdrawn | Withdrawn | Withdrawn | No former queue position | not found |  |  |  | Anita |  |  |  | FALSE | FALSE | Anita |  |  | 5 | [8 empty] | 0 | 0
2024-02-27 19:20 | 3858-RD | Detailed Study | Detailed Study | Withdrawn | Not Provided | Withdrawn | Withdrawn | SONOMA | CORONA SUB | Solar PV | 5 | 3/27/2024 | Withdrawn | Withdrawn | Withdrawn | Withdrawn | Withdrawn | Withdrawn | Withdrawn | Withdrawn | No former queue position | not found |  |  |  | Corona | 115 |  |  | TRUE | FALSE | Corona | 115 |  | 5 | [8 empty] | 0 | 0
2024-02-28 19:52 | 3859-RD | Detailed Study | Detailed Study | Withdrawn | Not Provided | Withdrawn | Withdrawn | TEHAMA | TYLER SUB | Storage | 5 | 3/27/2024 | Withdrawn | Withdrawn | Withdrawn | Withdrawn | Withdrawn | Withdrawn | Withdrawn | Withdrawn | No former queue position | not found |  |  |  | Tyler |  |  |  | FALSE | FALSE | Tyler | [8 empty] | 5 |  | 5 | 0 | 0
2024-03-11 09:19 | 3860-RD | Fast Track | Fast Track | Active | Not Provided |  |  | KERN | LAKEVIEW SUB | Battery | 1.767 | 3/27/2024 | 2024-09-23 | Pass |  |  | N/A (Fast Track) | N/A (Fast Track) | N/A (Fast Track) | Executed | No former queue position | not found |  |  |  | Lakeview | 70 |  |  | TRUE | TRUE | Lakeview | 70 | [7 empty] | 1.767 | 1.767 |  | 0 | 1
2024-03-11 09:25 | 3861-RD | Fast Track | Fast Track | Active | Not Provided |  |  | KERN | COPUS SUB | Battery | 1.044 | 3/27/2024 | 2024-08-06 | Pass |  |  | N/A (Fast Track) | N/A (Fast Track) | N/A (Fast Track) | Executed | No former queue position | not found |  |  |  | Copus | 70 |  |  | TRUE | TRUE | Copus | 70 | [7 empty] | 1.044 | 1.044 |  | 0 | 1
2024-03-11 09:43 | 3862-RD | Fast Track | Fast Track | Active | Not Provided |  |  | KERN | LAKEVIEW SUB | Solar PV | 1.124 | 3/27/2024 | 2024-09-26 | Pass |  |  | N/A (Fast Track) | N/A (Fast Track) | N/A (Fast Track) | Executed | No former queue position | not found |  |  |  | Lakeview | 70 |  |  | TRUE | TRUE | Lakeview | 70 |  | 1.124 | [8 empty] | 0 | 1
2024-03-11 10:21 | 3863-RD | Fast Track | Fast Track | Active | Not Provided |  |  | KERN | TECUYA SUB | Storage | 0.883 | 3/27/2024 | 2024-07-03 | Pass |  |  | N/A (Fast Track) | N/A (Fast Track) | N/A (Fast Track) | Executed | No former queue position | not found |  | not found |  | Tecuya |  |  |  | FALSE | FALSE | not found | [8 empty] | 0.883 |  | 0.883 | 0 | 1
2024-03-11 13:30 | 3864-RD | Fast Track | Fast Track | Active | Not Provided |  |  | KERN | COPUS SUB | Storage | 0.803 | 3/27/2024 | 2024-10-14 | Pass |  |  | N/A (Fast Track) | N/A (Fast Track) | N/A (Fast Track) | Executed | No former queue position | not found |  |  |  | Copus | 70 |  |  | TRUE | TRUE | Copus | 70 | [7 empty] | 0.803 |  | 0.803 | 0 | 1
2024-03-11 13:53 | 3865-RD | Fast Track | Fast Track | Active | Not Provided |  |  | KERN | COPUS SUB | Storage | 0.803 | 3/27/2024 | 2024-10-14 | Pass |  |  | N/A (Fast Track) | N/A (Fast Track) | N/A (Fast Track) | Executed | No former queue position | not found |  |  |  | Copus | 70 |  |  | TRUE | TRUE | Copus | 70 | [7 empty] | 0.803 |  | 0.803 | 0 | 1
2024-01-04 08:26 | 3866-WD | Fast Track | Fast Track | Active | 12/31/2024 |  |  | SAN FRANCISCO | SAN FRAN X (MISSION) SUB | Solar PV | 0.083 | 3/27/2024 | 2024-04-17 | Pass |  |  | N/A (Fast Track) | N/A (Fast Track) | N/A (Fast Track) | Executed | No former queue position | not found |  |  |  | San Fran X (Mission) |  |  |  | FALSE | FALSE | San Fran X (Mission) |  |  | 0.083 | [8 empty] | 0 | 1
2024-02-14 13:37 | 3867-RD | Fast Track | Detailed Study | Active | Not Provided |  |  | MONTEREY | SOLEDAD SUB | Solar PV | 0.96 | 3/27/2024 | 2024-06-12 | Fail Screens: H, I, J, K, L, M | 2024-11-06 | Fail |  |  |  |  | No former queue position | not found |  |  |  | Soledad | 115 |  |  | TRUE | TRUE | Soledad | 115 |  | 0.96 | [8 empty] | 0 | 0
2024-02-14 14:20 | 3868-RD | Fast Track | Fast Track | Active | Not Provided |  |  | FRESNO | CANTUA SUB | Solar PV | 0.9 | 3/27/2024 | 2024-05-09 | Fail | 2024-07-01 | Pass | N/A (Fast Track) | N/A (Fast Track) | N/A (Fast Track) | Executed | No former queue position | Cantua |  |  |  | Cantua | 115 |  |  | TRUE | TRUE | Cantua |  |  | 0.9 | [8 empty] | 0 | 1
2024-02-23 07:29 | 3869-RD | Fast Track | Detailed Study | Active | Not Provided |  |  | LAKE | REDBUD SUB | Storage | 3.912 | 3/27/2024 | 2024-06-25 | Fail Screens: B, F, I, J, K, M | 2024-11-25 | Fail | Pass | In Progress |  |  | No former queue position | not found |  |  |  | Redbud | 115 |  |  | TRUE | TRUE | Redbud | 115 | [7 empty] | 3.912 |  | 3.912 | 0 | 0
2024-03-12 10:44 | 3870-WD | Independent Study | DGSP | Active | 12/31/2026 |  |  | EL DORADO | SHINGLE SPRINGS SUB | Solar PV | 5 | 3/27/2024 | N/A | N/A | N/A | N/A | Pass | In Progress |  |  | No former queue position | not found |  |  |  | Shingle Springs |  |  |  | FALSE | FALSE | Shingle Springs |  |  | 5 | [8 empty] | 0 | 0
2024-03-14 13:40 | 3871-WD | Independent Study | Independent Study | Active | 12/31/2026 |  |  | EL DORADO | SHINGLE SPRINGS SUB | Solar PV | 5 | 3/27/2024 | N/A | N/A (Independent Study) | N/A | N/A (Independent Study) | Pass | In Progress |  |  | No former queue position | not found |  |  |  | Shingle Springs |  |  |  | FALSE | FALSE | Shingle Springs |  |  | 5 | [8 empty] | 0 | 0
2024-03-04 10:33 | 3872-RD | Detailed Study | DGSP | Withdrawn | Not Provided | Withdrawn | Withdrawn | FRESNO | REEDLEY SUB | Battery | 4.99 | 3/27/2024 | Withdrawn | Withdrawn | Withdrawn | Withdrawn | Withdrawn | Withdrawn | Withdrawn | Withdrawn | No former queue position |  |  |  |  | Reedley | 115 |  |  | TRUE | FALSE | Reedley | 115 | [7 empty] | 4.99 | 4.99 |  | 0 | 0
2024-03-11 06:47 | 3873-WD | Cluster | Cluster | Active | 6/16/2026 |  |  | TULARE | DINUBA SUB | Solar PV | 2 | 4/3/2024 | N/A | N/A (Cluster) | N/A | N/A (Cluster) | N/A (Cluster) | In Progress |  |  | No former queue position | not found |  |  |  | Dinuba |  |  |  | FALSE | FALSE | Dinuba |  |  | 2 | [8 empty] | 0 | 0
2024-02-08 09:06 | 3874-WD | Independent Study | Independent Study | Active | 12/20/2024 |  |  | COLUSA | MAXWELL SUB | Solar PV | 2.988 | 4/3/2024 | N/A | N/A (Independent Study) | N/A | N/A (Independent Study) | Pass | In Progress |  |  | No former queue position | not found |  | not found |  | Maxwell |  |  |  | FALSE | FALSE | not found |  |  | 2.988 | [8 empty] | 0 | 0
2024-02-19 20:36 | 3875-WD | Independent Study | Independent Study | Withdrawn | 6/27/2025 | Withdrawn | Withdrawn | KERN | SMYRNA SUB | Solar PV | 2.988 | 4/3/2024 | Withdrawn | Withdrawn | Withdrawn | Withdrawn | Withdrawn | Withdrawn | Withdrawn | Withdrawn | No former queue position |  |  |  |  | Smyrna | 115 |  |  | TRUE | FALSE | Smyrna | 115 |  | 2.988 | [8 empty] | 0 | 0
2024-02-20 00:08 | 3876-WD | Independent Study | Independent Study | Withdrawn | 6/27/2025 | Withdrawn | Withdrawn | KERN | ANTELOPE SUB | Solar PV | 2.988 | 4/3/2024 | Withdrawn | Withdrawn | Withdrawn | Withdrawn | Withdrawn | Withdrawn | Withdrawn | Withdrawn | No former queue position |  |  |  |  | Antelope | 500 |  |  | TRUE | FALSE | Antelope | 500 |  | 2.988 | [8 empty] | 0 | 0
2024-02-20 00:58 | 3877-WD | Independent Study | Independent Study | Withdrawn | 6/27/2025 | Withdrawn | Withdrawn | KERN | DEVILS DEN SUB | Solar PV | 2.988 | 4/3/2024 | Withdrawn | Withdrawn | Withdrawn | Withdrawn | Withdrawn | Withdrawn | Withdrawn | Withdrawn | No former queue position |  |  |  |  | Devils Den |  |  |  | FALSE | FALSE | Devils Den |  |  | 2.988 | [8 empty] | 0 | 0
2024-03-01 00:01 | 3878-WD | Cluster | Cluster | Active | 12/31/2025 |  |  | MERCED | ORTIGA SUB | Solar PV | 1.1 | 4/3/2024 | N/A | N/A (Cluster) | N/A | N/A (Cluster) | N/A (Cluster) | In Progress |  |  | No former queue position | not found |  |  |  | Ortiga |  |  |  | FALSE | FALSE | Ortiga |  |  | 1.1 | [8 empty] | 0 | 0
2024-03-01 00:02 | 3879-WD | Cluster | Cluster | Active | 12/31/2025 |  |  | MERCED | ORTIGA SUB | Solar PV | 0.0021186 | 4/3/2024 | N/A | N/A (Cluster) | N/A | N/A (Cluster) | N/A (Cluster) | In Progress |  |  | No former queue position | not found |  |  |  | Ortiga |  |  |  | FALSE | FALSE | Ortiga |  |  | 0.0021186 | [8 empty] | 0 | 0
2024-03-01 00:03 | 3880-WD | Cluster | Cluster | Active | 12/31/2025 |  |  | FRESNO | MCCALL SUB | Solar PV | 5.85 | 4/3/2024 | N/A | N/A (Cluster) | N/A | N/A (Cluster) | N/A (Cluster) | In Progress |  |  | No former queue position | McCall | 115 |  |  | Mccall | 230 |  |  | TRUE | TRUE | McCall | 115 |  | 5.85 | [8 empty] | 0 | 0
2024-03-05 12:56 | 3881-RD | Fast Track | Fast Track | Withdrawn | Not Provided | Withdrawn | Withdrawn | MONTEREY | LOS OSITOS SUB | Solar PV | 1.284 | 4/3/2024 | 7/9/2024 | Fail | 2024-11-13 | Pass | Withdrawn | Withdrawn | Withdrawn | Withdrawn | No former queue position | not found |  |  |  | Los Ositos |  |  |  | FALSE | FALSE | Los Ositos |  |  | 1.284 | [8 empty] | 0 | 0
2024-02-23 00:18 | 3882-WD | Independent Study | DGSP | Active | 6/27/2025 |  |  | BUTTE | NOTRE DAME SUB | Solar PV | 2.988 | 4/3/2024 | N/A | N/A | N/A | N/A | Pass | In Progress |  |  | No former queue position | not found |  |  |  | Notre Dame | 115 |  |  | TRUE | TRUE | Notre Dame | 115 |  | 2.988 | [8 empty] | 0 | 0
2024-03-12 09:16 | 3883-WD | Independent Study | Independent Study | Withdrawn | 3/31/2027 | Withdrawn | Withdrawn | YUBA | MARYSVILLE SUB | Solar PV | 6.541 | 4/3/2024 | Withdrawn | Withdrawn | Withdrawn | Withdrawn | Withdrawn | Withdrawn | Withdrawn | Withdrawn | No former queue position |  |  |  |  | Marysville |  |  |  | FALSE | FALSE | Marysville |  |  | 6.541 | [8 empty] | 0 | 0
2024-03-13 13:59 | 3884-RD | Fast Track | Fast Track | Active | Not Provided |  |  | SANTA BARBARA | DIVIDE SUB | Microturbine | 1 | 4/3/2024 | 7/9/2024 | Pass |  |  | N/A (Fast Track) | N/A (Fast Track) | N/A (Fast Track) | Tendered | No former queue position | not found |  | Divide | 115 | Divide | 115 |  |  | TRUE | TRUE | Divide | 115 | [10 empty] | 0 | 0
2024-03-19 13:25 | 3885-WD | Independent Study | DGSP | Active | 2/19/2026 |  |  | LAKE | MIDDLETOWN SUB | Solar PV | 3.009 | 4/3/2024 | N/A | N/A | N/A | N/A | Pass | In Progress |  |  | No former queue position | not found |  |  |  | Middletown |  |  |  | FALSE | FALSE | Middletown |  |  | 3.009 | [8 empty] | 0 | 0
2024-03-25 13:49 | 3886-RD | DGSP | DGSP | Withdrawn | Not Provided | Withdrawn | Withdrawn | KERN | TEMBLOR SUB | Solar PV | 5 | 4/10/2024 | Withdrawn | Withdrawn | Withdrawn | Withdrawn | Withdrawn | Withdrawn | Withdrawn | Withdrawn | No former queue position | Temblor |  |  |  | Temblor | 115 |  |  | TRUE | FALSE | Temblor |  |  | 5 | [8 empty] | 0 | 0
2024-02-27 12:42 | 3887-RD | Fast Track | Fast Track | Active | Not Provided |  |  | KERN | LERDO SUB | Storage | 2.93 | 4/10/2024 | 4/25/2024 | Pass |  |  | N/A (Fast Track) | N/A (Fast Track) | N/A (Fast Track) | Executed | No former queue position | Lerdo |  |  |  | Lerdo | 115 |  |  | TRUE | TRUE | Lerdo | [8 empty] | 2.93 |  | 2.93 | 0 | 1
2024-03-20 09:17 | 3888-WD | Independent Study | Independent Study | Withdrawn | 3/31/2026 | Withdrawn | Withdrawn | YUBA | HONCUT SUB | Solar PV | 5 | 4/10/2024 | Withdrawn | Withdrawn | Withdrawn | Withdrawn | Pass | Withdrawn | Withdrawn | Withdrawn | No former queue position |  |  |  |  | Honcut | 115 |  |  | TRUE | FALSE | Honcut | 115 |  | 5 | [8 empty] | 0 | 0
2024-03-21 17:12 | 3889-WD | Fast Track | Fast Track | Active | 2/27/2026 |  |  | HUMBOLDT | BLUE LAKE SUB | Solar PV | 0.99 | 4/10/2024 | 6/27/2024 | Fail Screens: 6, 7, 8, 10 | 2025-04-04 | Pass | N/A (Fast Track) | N/A (Fast Track) | N/A (Fast Track) |  | No former queue position | not found |  |  |  | Blue Lake |  |  |  | FALSE | FALSE | Blue Lake |  |  | 0.99 | [8 empty] | 0 | 0
2024-03-27 13:31 | 3890-RD | DGSP | DGSP | Active | Not Provided |  |  | MONTEREY | JOLON SUB | Solar PV | 5 | 4/17/2024 | N/A | N/A | N/A | N/A | Pass | In Progress |  |  | No former queue position | not found |  |  |  | Jolon |  |  |  | FALSE | FALSE | Jolon |  |  | 5 | [8 empty] | 0 | 0
2024-03-20 18:34 | 3891-RD | DGSP | DGSP | Withdrawn | Not Provided | Withdrawn | Withdrawn | KERN | GOOSE LAKE SUB | Steam Turbine | 2.988 | 4/17/2024 | Withdrawn | Withdrawn | Withdrawn | Withdrawn | Withdrawn | Withdrawn | Withdrawn | Withdrawn | No former queue position | Goose Lake |  |  |  | Goose Lake | 115 |  |  | TRUE | FALSE | Goose Lake | [11 empty] | 0 | 0
2024-03-20 18:35 | 3892-RD | DGSP | DGSP | Withdrawn | Not Provided | Withdrawn | Withdrawn | FRESNO | CARUTHERS SUB | Solar PV | 2.988 | 4/17/2024 | Withdrawn | Withdrawn | Withdrawn | Withdrawn | Withdrawn | Withdrawn | Withdrawn | Withdrawn | No former queue position |  |  |  |  | Caruthers |  |  |  | FALSE | FALSE | Caruthers |  |  | 2.988 | [8 empty] | 0 | 0
2024-03-20 18:36 | 3893-RD | DGSP | DGSP | Withdrawn | Not Provided | Withdrawn | Withdrawn | FRESNO | KINGSBURG SUB | Solar PV | 2.988 | 4/17/2024 | Withdrawn | Withdrawn | Withdrawn | Withdrawn | Withdrawn | Withdrawn | Withdrawn | Withdrawn | No former queue position |  |  |  |  | Kingsburg | 115 |  |  | TRUE | FALSE | Kingsburg | 115 |  | 2.988 | [8 empty] | 0 | 0
2024-03-20 18:37 | 3894-RD | DGSP | DGSP | Withdrawn | Not Provided | Withdrawn | Withdrawn | MERCED | ORTIGA SUB | Steam Turbine | 2.988 | 4/17/2024 | Withdrawn | Withdrawn | Withdrawn | Withdrawn | Withdrawn | Withdrawn | Withdrawn | Withdrawn | No former queue position |  |  |  |  | Ortiga |  |  |  | FALSE | FALSE | Ortiga | [11 empty] | 0 | 0
2024-03-20 18:38 | 3895-RD | DGSP | DGSP | Withdrawn | Not Provided | Withdrawn | Withdrawn | MERCED | WRIGHT SUB | Steam Turbine | 2.988 | 4/17/2024 | Withdrawn | Withdrawn | Withdrawn | Withdrawn | Withdrawn | Withdrawn | Withdrawn | Withdrawn | No former queue position |  |  |  |  | Wright |  |  |  | FALSE | FALSE | Wright | [11 empty] | 0 | 0
2024-03-20 18:39 | 3896-RD | DGSP | DGSP | Withdrawn | Not Provided | Withdrawn | Withdrawn | MERCED | ORTIGA SUB | Steam Turbine | 2.988 | 4/17/2024 | Withdrawn | Withdrawn | Withdrawn | Withdrawn | Withdrawn | Withdrawn | Withdrawn | Withdrawn | No former queue position |  |  |  |  | Ortiga |  |  |  | FALSE | FALSE | Ortiga | [11 empty] | 0 | 0
2024-03-21 13:07 | 3897-RD | Fast Track | Fast Track | Active | Not Provided |  |  | SAN FRANCISCO | SAN FRAN H (MARTIN) SUB | Solar PV | 0.086 | 4/17/2024 | 5/6/2024 | Pass |  |  | N/A (Fast Track) | N/A (Fast Track) | N/A (Fast Track) | Executed | No former queue position | not found |  |  |  | San Fran H (Martin) |  |  |  | FALSE | FALSE | San Fran H (Martin) |  |  | 0.086 | [8 empty] | 0 | 1
2024-02-05 13:07 | 3898-WD | Fast Track | Fast Track | Active | 9/23/2024 | 9/23/2024 |  | SAN FRANCISCO | SAN FRAN A (POTRERO PP) SUB | Solar PV | 0.1 | 4/17/2024 | 5/8/2024 | Pass |  |  | N/A (Fast Track) | N/A (Fast Track) | N/A (Fast Track) | Executed | No former queue position | not found |  |  |  | San Fran A (Potrero Pp) | 230 |  |  | TRUE | TRUE | San Fran A (Potrero Pp) | 230 |  | 0.1 | [8 empty] | 0 | 1
2024-03-26 08:42 | 3899-RD | DGSP | DGSP | Withdrawn | Not Provided | Withdrawn | Withdrawn | SAN LUIS OBISPO | Withdrawn | Battery | 4.98 | 4/17/2024 | Withdrawn | Withdrawn | Withdrawn | Withdrawn | Withdrawn | Withdrawn | Withdrawn | Withdrawn | No former queue position |  |  |  |  | Withdrawn |  |  |  | FALSE | FALSE | Withdrawn | [8 empty] | 4.98 | 4.98 |  | 0 | 0
2024-03-25 17:58 | 3900-WD | Independent Study | Independent Study | Withdrawn | 2/25/2026 | Withdrawn | Withdrawn | AMADOR | MARTELL SUB | Solar PV | 4.99 | 4/24/2024 | Withdrawn | Withdrawn | Withdrawn | Withdrawn | Fail | Withdrawn | Withdrawn | Withdrawn | No former queue position | not found |  |  |  | Martell |  |  |  | FALSE | FALSE | Martell |  |  | 4.99 | [8 empty] | 0 | 0
2024-03-28 15:41 | 3901-WD | Cluster | Cluster | Active | 3/3/2026 |  |  | MERCED | LIVINGSTON SUB | Solar PV | 2 | 4/24/2024 | N/A | N/A (Cluster) | N/A | N/A (Cluster) | N/A (Cluster) | In Progress |  |  | No former queue position | not found |  |  |  | Livingston |  |  |  | FALSE | FALSE | Livingston |  |  | 2 | [8 empty] | 0 | 0
2024-02-13 15:51 | 3902-RD | Detailed Study | Detailed Study | Withdrawn | Not Provided | Withdrawn | Withdrawn | KINGS | CORCORAN SUB | Solar PV | 3.5 | 4/24/2024 | Withdrawn | Withdrawn | Withdrawn | Withdrawn | Fail | Withdrawn | Withdrawn | Withdrawn | No former queue position | Corcoran |  |  |  | Corcoran | 115 |  |  | TRUE | FALSE | Corcoran |  |  | 3.5 | [8 empty] | 0 | 0
2024-03-21 12:01 | 3903-RD | DGSP | DGSP | Active | Not Provided |  |  | YUBA | BROWNS VALLEY SUB | Solar PV | 4.98 | 4/24/2024 | N/A | N/A | N/A | N/A | Pass | In Progress |  |  | No former queue position | not found |  |  |  | Browns Valley |  |  |  | FALSE | FALSE | Browns Valley |  |  | 4.98 | [8 empty] | 0 | 0
2024-03-21 15:10 | 3904-RD | Fast Track | Fast Track | Withdrawn | Not Provided | Withdrawn | Withdrawn | SANTA CLARA | MABURY SUB | Storage | 0.0030252 | 4/24/2024 | 7/24/2024 | Pass | Withdrawn | Withdrawn | Withdrawn | Withdrawn | Withdrawn | Withdrawn | No former queue position | not found |  |  |  | Mabury |  |  |  | FALSE | FALSE | Mabury | [8 empty] | 0.0030252 |  | 0.0030252 | 0 | 0
2024-03-26 11:34 | 3905-RD | DGSP | DGSP | Withdrawn | Not Provided | Withdrawn | Withdrawn | KERN | Withdrawn | Withdrawn | 9.9 | 4/24/2024 | Withdrawn | Withdrawn | Withdrawn | Withdrawn | Withdrawn | Withdrawn | Withdrawn | Withdrawn | No former queue position |  |  |  |  | Withdrawn |  |  |  | FALSE | FALSE | Withdrawn | [11 empty] | 0 | 0
2024-03-28 10:39 | 3906-RD | Detailed Study | Detailed Study | Withdrawn | Not Provided | Withdrawn | Withdrawn | MADERA | STOREY SUB | Solar PV | 4.98 | 4/24/2024 | 5/21/2024 | Fail | 8/6/2024 | Fail | Fail | Withdrawn | Withdrawn | Withdrawn | No former queue position | Storey |  |  |  | Storey | 230 |  |  | TRUE | FALSE | Storey |  |  | 4.98 | [8 empty] | 0 | 0
2024-03-29 10:31 | 3907-RD | Detailed Study | Detailed Study | Withdrawn | Not Provided | Withdrawn | Withdrawn | MADERA | STOREY SUB | Storage | 4.98 | 4/24/2024 | 6/6/2024 | Fail | 8/15/2024 | Fail | Fail | Withdrawn | Withdrawn | Withdrawn | No former queue position | Storey |  |  |  | Storey | 230 |  |  | TRUE | FALSE | Storey | [8 empty] | 4.98 |  | 4.98 | 0 | 0
2024-03-29 13:15 | 3908-RD | Detailed Study | Detailed Study | Withdrawn | Not Provided | Withdrawn | Withdrawn | MADERA | STOREY SUB | Storage | 4.98 | 4/24/2024 | 6/6/2024 | Fail | 8/15/2024 | Fail | Fail | Withdrawn | Withdrawn | Withdrawn | No former queue position | Storey |  |  |  | Storey | 230 |  |  | TRUE | FALSE | Storey | [8 empty] | 4.98 |  | 4.98 | 0 | 0
2024-03-29 14:09 | 3909-RD | Detailed Study | Detailed Study | Withdrawn | Not Provided | Withdrawn | Withdrawn | MADERA | STOREY SUB | Storage | 4.98 | 4/24/2024 | 6/7/2024 | Fail | 8/15/2024 | Fail | Fail | Withdrawn | Withdrawn | Withdrawn | No former queue position | Storey |  |  |  | Storey | 230 |  |  | TRUE | FALSE | Storey | [8 empty] | 4.98 |  | 4.98 | 0 | 0
2024-04-03 16:08 | 3910-RD | Fast Track | Fast Track | Withdrawn | Not Provided | Withdrawn | Withdrawn | MERCED | LIVINGSTON SUB | Solar PV | 4.98 | 4/24/2024 | 5/17/2024 | Fail | Withdrawn | Withdrawn | Withdrawn | Withdrawn | Withdrawn | Withdrawn | No former queue position |  |  |  |  | Livingston |  |  |  | FALSE | FALSE | Livingston |  |  | 4.98 | [8 empty] | 0 | 0
2024-04-04 16:12 | 3911-RD | Detailed Study | Detailed Study | Withdrawn | Not Provided | Withdrawn | Withdrawn | KERN | ELK HILLS SUB | Solar PV | 4.98 | 4/24/2024 | Withdrawn | Withdrawn | Withdrawn | Withdrawn | Fail | Withdrawn | Withdrawn | Withdrawn | No former queue position |  |  |  |  | Elk Hills | 230 |  |  | TRUE | FALSE | Elk Hills | 230 |  | 4.98 | [8 empty] | 0 | 0
2024-04-09 14:59 | 3912-RD | Fast Track | Fast Track | Withdrawn | Not Provided | Withdrawn | Withdrawn | FRESNO | PANOCHE SUB | Solar PV | 3.984 | 4/24/2024 | 5/17/2024 | Fail | Withdrawn | Withdrawn | Withdrawn | Withdrawn | Withdrawn | Withdrawn | No former queue position |  |  | Panoche |  | Panoche | 230 |  |  | TRUE | FALSE | Panoche | 230 |  | 3.984 | [8 empty] | 0 | 0
2024-03-22 17:41 | 3913-RD | Fast Track | Fast Track | Active | Not Provided |  |  | MONTEREY | BUENA VISTA SUB | Solar PV | 3.55 | 4/24/2024 | 6/25/2024 | Fail | 10/31/2024 | Pass | N/A (Fast Track) | N/A (Fast Track) | N/A (Fast Track) | Executed | No former queue position | Buena Vista |  |  |  | Buena Vista |  |  |  | FALSE | FALSE | Buena Vista |  |  | 3.55 | [8 empty] | 0 | 1
2024-03-27 07:52 | 3914-RD | DGSP | DGSP | Active | Not Provided |  |  | YUBA | DOBBINS SUB | Steam Turbine | 3 | 4/24/2024 | N/A | N/A | N/A | N/A | Pass | In Progress |  |  | No former queue position | not found |  |  |  | Dobbins |  |  |  | FALSE | FALSE | Dobbins | [11 empty] | 0 | 0
2024-03-27 11:50 | 3915-WD | DGSP | DGSP | Active | 2/27/2026 |  |  | HUMBOLDT | BLUE LAKE SUB | Solar PV | 0.99 | 4/24/2024 | N/A | N/A | N/A | N/A | Fail | 2025-04-04 |  |  | No former queue position | not found |  |  |  | Blue Lake |  |  |  | FALSE | FALSE | Blue Lake |  |  | 0.99 | [8 empty] | 0 | 0
2024-03-30 11:17 | 3916-WD | Cluster | Cluster | Active | 3/31/2026 |  |  | KINGS | GUERNSEY SUB | Solar PV | 4.99 | 4/24/2024 | N/A | N/A (Cluster) | N/A | N/A (Cluster) | N/A (Cluster) | In Progress |  |  | No former queue position | Guernsey | 70 |  |  | Guernsey | 70 |  |  | TRUE | TRUE | Guernsey | 70 |  | 4.99 | [8 empty] | 0 | 0
2024-04-12 10:57 | 3917-WD | Independent Study | Independent Study | Withdrawn | 6/1/2026 | Withdrawn | Withdrawn | STANISLAUS | WESTLEY SUB | Solar PV | 3.8 | 4/24/2024 | Withdrawn | Withdrawn | Withdrawn | Withdrawn | Fail | Withdrawn | Withdrawn | Withdrawn | No former queue position |  |  |  |  | Westley | 230 |  |  | TRUE | FALSE | Westley | 230 |  | 3.8 | [8 empty] | 0 | 0
2024-03-28 16:25 | 3918-WD | Cluster | Cluster | Active | 3/30/2026 |  |  | MERCED | ORTIGA SUB | Solar PV | 4.98 | 4/24/2024 | N/A | N/A (Cluster) | N/A | N/A (Cluster) | N/A (Cluster) | In Progress |  |  | No former queue position | not found |  |  |  | Ortiga |  |  |  | FALSE | FALSE | Ortiga |  |  | 4.98 | [8 empty] | 0 | 0
2024-03-28 17:13 | 3919-RD | Detailed Study | Detailed Study | Withdrawn | Not Provided | Withdrawn | Withdrawn | MADERA | STOREY SUB | Solar PV | 4.98 | 4/24/2024 | 6/7/2024 | Fail | 8/15/2024 | Fail | Fail | Withdrawn | Withdrawn | Withdrawn | No former queue position | Storey |  |  |  | Storey | 230 |  |  | TRUE | FALSE | Storey |  |  | 4.98 | [8 empty] | 0 | 0
2024-03-18 17:03 | 3920-RD | Fast Track | Fast Track | Active | Not Provided |  |  | CONTRA COSTA | RICHMOND R SUB | Solar PV | 0.3 | 4/24/2024 | 5/29/2024 | Fail Screens: F, I, J, M | 9/4/2024 | Pass | N/A (Fast Track) | N/A (Fast Track) | N/A (Fast Track) | Executed | No former queue position | Richmond R |  |  |  | Richmond R | 115 |  |  | TRUE | TRUE | Richmond R |  |  | 0.3 | [8 empty] | 0 | 1
2024-03-31 17:59 | 3921-WD | Cluster | Cluster | Active | 9/30/2025 |  |  | FRESNO | CAMDEN SUB | Solar PV | 19.719 | 4/24/2024 | N/A | N/A (Cluster) | N/A | N/A (Cluster) | N/A (Cluster) | In Progress |  |  | No former queue position | not found |  |  |  | Camden |  |  |  | FALSE | FALSE | Camden |  |  | 19.719 | [8 empty] | 0 | 0
2024-03-31 18:41 | 3922-WD | Cluster | Cluster | Active | 9/30/2025 |  |  | FRESNO | SAND CREEK SUB | Solar PV | 19.936 | 4/24/2024 | N/A | N/A (Cluster) | N/A | N/A (Cluster) | N/A (Cluster) | In Progress |  |  | No former queue position | not found |  |  |  | Sand Creek |  |  |  | FALSE | FALSE | Sand Creek |  |  | 19.936 | [8 empty] | 0 | 0
2024-03-31 19:19 | 3923-WD | Cluster | Cluster | Active | 9/30/2025 |  |  | MERCED | CRESSEY SUB | Solar PV | 4 | 4/24/2024 | N/A | N/A (Cluster) | N/A | N/A (Cluster) | N/A (Cluster) | In Progress |  |  | No former queue position | not found |  |  |  | Cressey | 115 |  |  | TRUE | TRUE | Cressey | 115 |  | 4 | [8 empty] | 0 | 0
2024-03-31 19:53 | 3924-WD | Cluster | Cluster | Withdrawn | 9/30/2025 | Withdrawn | Withdrawn | KINGS | AVENAL SUB | Solar PV | 0.005334 | 4/24/2024 | Withdrawn | Withdrawn | Withdrawn | Withdrawn | Withdrawn | Withdrawn | Withdrawn | Withdrawn | No former queue position |  |  |  |  | Avenal |  |  |  | FALSE | FALSE | Avenal |  |  | 0.005334 | [8 empty] | 0 | 0
2024-03-31 20:41 | 3925-WD | Cluster | Cluster | Active | 9/30/2025 |  |  | MERCED | CRESSEY SUB | Solar PV | 4.71 | 4/24/2024 | N/A | N/A (Cluster) | N/A | N/A (Cluster) | N/A (Cluster) | In Progress |  |  | No former queue position | not found |  |  |  | Cressey | 115 |  |  | TRUE | TRUE | Cressey | 115 |  | 4.71 | [8 empty] | 0 | 0
2024-03-31 20:59 | 3926-WD | Cluster | Cluster | Withdrawn | 9/30/2025 | Withdrawn | Withdrawn | FRESNO | CARUTHERS SUB | Solar PV | 4.98 | 4/24/2024 | Withdrawn | Withdrawn | Withdrawn | Withdrawn | Withdrawn | Withdrawn | Withdrawn | Withdrawn | No former queue position |  |  |  |  | Caruthers |  |  |  | FALSE | FALSE | Caruthers |  |  | 4.98 | [8 empty] | 0 | 0
2024-03-31 21:23 | 3927-WD | Cluster | Cluster | Active | 9/30/2025 |  |  | FRESNO | BOWLES SUB | Solar PV | 19.719 | 4/24/2024 | N/A | N/A (Cluster) | N/A | N/A (Cluster) | N/A (Cluster) | In Progress |  |  | No former queue position | not found |  |  |  | Bowles |  |  |  | FALSE | FALSE | Bowles |  |  | 19.719 | [8 empty] | 0 | 0
2024-03-31 21:42 | 3928-WD | Cluster | Cluster | Active | 9/30/2025 |  |  | FRESNO | BOWLES SUB | Solar PV | 19.719 | 4/24/2024 | N/A | N/A (Cluster) | N/A | N/A (Cluster) | N/A (Cluster) | In Progress |  |  | No former queue position | not found |  |  |  | Bowles |  |  |  | FALSE | FALSE | Bowles |  |  | 19.719 | [8 empty] | 0 | 0
2024-03-31 23:20 | 3929-WD | Cluster | Cluster | Active | 1/30/2026 |  |  | KERN | MIDWAY SUB | Solar PV | 19.936 | 4/24/2024 | N/A | N/A (Cluster) | N/A | N/A (Cluster) | N/A (Cluster) | In Progress |  |  | No former queue position | Midway |  |  |  | Midway | 500 |  |  | TRUE | TRUE | Midway |  |  | 19.936 | [8 empty] | 0 | 0
2024-03-01 | 3930-WD | Cluster | Cluster | Withdrawn | 7/30/2025 | Withdrawn | Withdrawn | FRESNO | MCMULLIN SUB | Solar PV | 5 | 5/1/2024 | Withdrawn | Withdrawn | Withdrawn | Withdrawn | Withdrawn | Withdrawn | Withdrawn | Withdrawn | No former queue position |  |  |  |  | Mcmullin |  |  |  | FALSE | FALSE | Mcmullin |  |  | 5 | [8 empty] | 0 | 0
2024-03-01 | 3931-WD | Cluster | Cluster | Withdrawn | 7/30/2025 | Withdrawn | Withdrawn | MADERA | BORDEN SUB | Solar PV | 3 | 5/1/2024 | Withdrawn | Withdrawn | Withdrawn | Withdrawn | Withdrawn | Withdrawn | Withdrawn | Withdrawn | No former queue position |  |  |  |  | Borden | 230 |  |  | TRUE | FALSE | Borden | 230 |  | 3 | [8 empty] | 0 | 0
2024-03-01 | 3932-WD | Cluster | Cluster | Withdrawn | 7/30/2025 | Withdrawn | Withdrawn | MADERA | BONITA SUB | Solar PV | 5 | 5/1/2024 | Withdrawn | Withdrawn | Withdrawn | Withdrawn | Withdrawn | Withdrawn | Withdrawn | Withdrawn | No former queue position |  |  |  |  | Bonita |  |  |  | FALSE | FALSE | Bonita |  |  | 5 | [8 empty] | 0 | 0
2024-03-01 | 3933-WD | Cluster | Cluster | Withdrawn | 7/30/2025 | Withdrawn | Withdrawn | FRESNO | SANGER SUB | Solar PV | 3 | 5/1/2024 | Withdrawn | Withdrawn | Withdrawn | Withdrawn | Withdrawn | Withdrawn | Withdrawn | Withdrawn | No former queue position |  |  |  |  | Sanger | 115 |  |  | TRUE | FALSE | Sanger | 115 |  | 3 | [8 empty] | 0 | 0
2024-03-01 | 3934-WD | Cluster | Cluster | Active | 7/30/2025 |  |  | COLUSA | CORTINA SUB | Solar PV | 4.6 | 5/1/2024 | N/A | N/A (Cluster) | N/A | N/A (Cluster) | N/A (Cluster) | In Progress |  |  | No former queue position | Cortina |  |  |  | Cortina | 230 |  |  | TRUE | TRUE | Cortina |  |  | 4.6 | [8 empty] | 0 | 0
2024-03-01 | 3935-WD | Cluster | Cluster | Active | 7/30/2025 |  |  | COLUSA | COLUSA JUNCTION | Solar PV | 4.6 | 5/1/2024 | N/A | N/A (Cluster) | N/A | N/A (Cluster) | N/A (Cluster) | In Progress |  |  | No former queue position | not found |  |  |  | Colusa Junction |  |  |  | FALSE | FALSE | Colusa Junction |  |  | 4.6 | [8 empty] | 0 | 0
2024-03-01 | 3936-WD | Cluster | Cluster | Withdrawn | 7/30/2025 | Withdrawn | Withdrawn | MERCED | MERCED SUB | Solar PV | 5 | 5/1/2024 | Withdrawn | Withdrawn | Withdrawn | Withdrawn | Withdrawn | Withdrawn | Withdrawn | Withdrawn | No former queue position |  |  |  |  | Merced | 115 |  |  | TRUE | FALSE | Merced | 115 |  | 5 | [8 empty] | 0 | 0
2024-03-01 | 3937-WD | Cluster | Cluster | Withdrawn | 7/30/2025 | Withdrawn | Withdrawn | KINGS | HARDWICK SUB | Solar PV | 3 | 5/1/2024 | Withdrawn | Withdrawn | Withdrawn | Withdrawn | Withdrawn | Withdrawn | Withdrawn | Withdrawn | No former queue position |  |  |  |  | Hardwick |  |  |  | FALSE | FALSE | Hardwick |  |  | 3 | [8 empty] | 0 | 0
2024-03-01 | 3938-WD | Cluster | Cluster | Withdrawn | 7/30/2025 | Withdrawn | Withdrawn | STANISLAUS | NEWMAN SUB | Solar PV | 5 | 5/1/2024 | Withdrawn | Withdrawn | Withdrawn | Withdrawn | Withdrawn | Withdrawn | Withdrawn | Withdrawn | No former queue position |  |  |  |  | Newman |  |  |  | FALSE | FALSE | Newman |  |  | 5 | [8 empty] | 0 | 0
2024-03-01 | 3939-WD | Cluster | Cluster | Withdrawn | 7/30/2025 | Withdrawn | Withdrawn | MADERA | MADERA SUB | Solar PV | 3 | 5/1/2024 | Withdrawn | Withdrawn | Withdrawn | Withdrawn | Withdrawn | Withdrawn | Withdrawn | Withdrawn | No former queue position |  |  |  |  | Madera | 70 |  |  | TRUE | FALSE | Madera | 70 |  | 3 | [8 empty] | 0 | 0
2024-03-01 | 3940-WD | Cluster | Cluster | Withdrawn | 7/30/2025 | Withdrawn | Withdrawn | KERN | LERDO SUB | Solar PV | 5 | 5/1/2024 | Withdrawn | Withdrawn | Withdrawn | Withdrawn | Withdrawn | Withdrawn | Withdrawn | Withdrawn | No former queue position |  |  |  |  | Lerdo | 115 |  |  | TRUE | FALSE | Lerdo | 115 |  | 5 | [8 empty] | 0 | 0
2024-03-01 | 3941-WD | Cluster | Cluster | Withdrawn | 7/30/2025 | Withdrawn | Withdrawn | FRESNO | CAMDEN SUB | Solar PV | 5 | 5/1/2024 | Withdrawn | Withdrawn | Withdrawn | Withdrawn | Withdrawn | Withdrawn | Withdrawn | Withdrawn | No former queue position |  |  |  |  | Camden |  |  |  | FALSE | FALSE | Camden |  |  | 5 | [8 empty] | 0 | 0
2024-03-01 | 3942-WD | Cluster | Cluster | Withdrawn | 7/30/2025 | Withdrawn | Withdrawn | KERN | LERDO SUB | Solar PV | 5 | 5/1/2024 | Withdrawn | Withdrawn | Withdrawn | Withdrawn | Withdrawn | Withdrawn | Withdrawn | Withdrawn | No former queue position |  |  |  |  | Lerdo | 115 |  |  | TRUE | FALSE | Lerdo | 115 |  | 5 | [8 empty] | 0 | 0
2024-03-01 | 3943-WD | Cluster | Cluster | Withdrawn | 7/30/2025 | Withdrawn | Withdrawn | GLENN | LOGAN CREEK SUB | Solar PV | 5 | 5/1/2024 | Withdrawn | Withdrawn | Withdrawn | Withdrawn | Withdrawn | Withdrawn | Withdrawn | Withdrawn | No former queue position |  |  |  |  | Logan Creek | 230 |  |  | TRUE | FALSE | Logan Creek | 230 |  | 5 | [8 empty] | 0 | 0
2024-03-01 | 3944-WD | Cluster | Cluster | Withdrawn | 7/30/2025 | Withdrawn | Withdrawn | MERCED | EL NIDO SUB | Solar PV | 5 | 5/1/2024 | Withdrawn | Withdrawn | Withdrawn | Withdrawn | Withdrawn | Withdrawn | Withdrawn | Withdrawn | No former queue position |  |  |  |  | El Nido |  |  |  | FALSE | FALSE | El Nido |  |  | 5 | [8 empty] | 0 | 0
2024-03-01 | 3945-WD | Cluster | Cluster | Active | 7/30/2025 |  |  | SANTA BARBARA | CUYAMA SUB | Solar PV | 4.6 | 5/1/2024 | N/A | N/A (Cluster) | N/A | N/A (Cluster) | N/A (Cluster) | In Progress |  |  | No former queue position | not found |  |  |  | Cuyama |  |  |  | FALSE | FALSE | Cuyama |  |  | 4.6 | [8 empty] | 0 | 0
2024-03-01 | 3946-WD | Cluster | Cluster | Active | 7/30/2025 |  |  | FRESNO | COALINGA #1 SUB | Solar PV | 5.1 | 5/1/2024 | N/A | N/A (Cluster) | N/A | N/A (Cluster) | N/A (Cluster) | In Progress |  |  | No former queue position | not found |  |  |  | Coalinga #1 |  |  |  | FALSE | FALSE | Coalinga #1 |  |  | 5.1 | [8 empty] | 0 | 0
2024-03-01 | 3947-WD | Cluster | Cluster | Withdrawn | 7/30/2025 | Withdrawn | Withdrawn | FRESNO | MCMULLIN SUB | Solar PV | 5 | 5/1/2024 | Withdrawn | Withdrawn | Withdrawn | Withdrawn | Withdrawn | Withdrawn | Withdrawn | Withdrawn | No former queue position |  |  |  |  | Mcmullin |  |  |  | FALSE | FALSE | Mcmullin |  |  | 5 | [8 empty] | 0 | 0
2024-03-01 | 3948-WD | Cluster | Cluster | Withdrawn | 7/30/2025 | Withdrawn | Withdrawn | MADERA | EL PECO SUB | Solar PV | 5 | 5/1/2024 | Withdrawn | Withdrawn | Withdrawn | Withdrawn | Withdrawn | Withdrawn | Withdrawn | Withdrawn | No former queue position |  |  |  |  | El Peco |  |  |  | FALSE | FALSE | El Peco |  |  | 5 | [8 empty] | 0 | 0
2024-03-01 | 3949-WD | Cluster | Cluster | Withdrawn | 7/30/2025 | Withdrawn | Withdrawn | MADERA | EL PECO SUB | Solar PV | 5 | 5/1/2024 | Withdrawn | Withdrawn | Withdrawn | Withdrawn | Withdrawn | Withdrawn | Withdrawn | Withdrawn | No former queue position |  |  |  |  | El Peco |  |  |  | FALSE | FALSE | El Peco |  |  | 5 | [8 empty] | 0 | 0
2024-03-01 | 3950-WD | Cluster | Cluster | Withdrawn | 7/30/2025 | Withdrawn | Withdrawn | KERN | LERDO SUB | Solar PV | 4.6 | 5/1/2024 | Withdrawn | Withdrawn | Withdrawn | Withdrawn | Withdrawn | Withdrawn | Withdrawn | Withdrawn | No former queue position |  |  |  |  | Lerdo | 115 |  |  | TRUE | FALSE | Lerdo | 115 |  | 4.6 | [8 empty] | 0 | 0
2024-03-01 | 3951-WD | Cluster | Cluster | Withdrawn | 7/30/2025 | Withdrawn | Withdrawn | KINGS | JACOBS CORNER SUB | Solar PV | 5.25 | 5/1/2024 | Withdrawn | Withdrawn | Withdrawn | Withdrawn | Withdrawn | Withdrawn | Withdrawn | Withdrawn | No former queue position |  |  |  |  | Jacobs Corner |  |  |  | FALSE | FALSE | Jacobs Corner |  |  | 5.25 | [8 empty] | 0 | 0
2024-03-01 00:01 | 3952-WD | Cluster | Cluster | Withdrawn | 7/30/2025 | Withdrawn | Withdrawn | MADERA | DAIRYLAND SUB | Solar PV | 5.1 | 5/1/2024 | Withdrawn | Withdrawn | Withdrawn | Withdrawn | Withdrawn | Withdrawn | Withdrawn | Withdrawn | No former queue position |  |  |  |  | Dairyland | 115 |  |  | TRUE | FALSE | Dairyland | 115 |  | 5.1 | [8 empty] | 0 | 0
2024-03-01 00:01 | 3953-WD | Cluster | Cluster | Withdrawn | 7/30/2025 | Withdrawn | Withdrawn | MADERA | CHOWCHILLA SUB | Solar PV | 5.1 | 5/1/2024 | Withdrawn | Withdrawn | Withdrawn | Withdrawn | Withdrawn | Withdrawn | Withdrawn | Withdrawn | No former queue position |  |  |  |  | Chowchilla | 115 |  |  | TRUE | FALSE | Chowchilla | 115 |  | 5.1 | [8 empty] | 0 | 0
2024-03-01 00:01 | 3954-WD | Cluster | Cluster | Withdrawn | 7/30/2025 | Withdrawn | Withdrawn | FRESNO | KERMAN SUB | Solar PV | 4.6 | 5/1/2024 | Withdrawn | Withdrawn | Withdrawn | Withdrawn | Withdrawn | Withdrawn | Withdrawn | Withdrawn | No former queue position |  |  |  |  | Kerman |  |  |  | FALSE | FALSE | Kerman |  |  | 4.6 | [8 empty] | 0 | 0
2024-03-01 00:01 | 3955-WD | Cluster | Cluster | Withdrawn | 7/30/2025 | Withdrawn | Withdrawn | MERCED | LIVINGSTON SUB | Solar PV | 5.1 | 5/1/2024 | Withdrawn | Withdrawn | Withdrawn | Withdrawn | Withdrawn | Withdrawn | Withdrawn | Withdrawn | No former queue position |  |  |  |  | Livingston |  |  |  | FALSE | FALSE | Livingston |  |  | 5.1 | [8 empty] | 0 | 0
2024-03-27 11:35 | 3956-WD | DGSP | DGSP | Active | 2/27/2026 |  |  | HUMBOLDT | BLUE LAKE SUB | Solar PV | 0.99 | 5/1/2024 | N/A | N/A | N/A | N/A | Fail | 2025-04-04 |  |  | No former queue position | not found |  |  |  | Blue Lake |  |  |  | FALSE | FALSE | Blue Lake |  |  | 0.99 | [8 empty] | 0 | 0
2024-03-31 22:22 | 3957-WD | Cluster | Cluster | Withdrawn | 1/29/2026 | Withdrawn | Withdrawn | MADERA | COARSEGOLD SUB | Solar PV | 5 | 5/1/2024 | Withdrawn | Withdrawn | Withdrawn | Withdrawn | Withdrawn | Withdrawn | Withdrawn | Withdrawn | No former queue position |  |  |  |  | Coarsegold |  |  |  | FALSE | FALSE | Coarsegold |  |  | 5 | [8 empty] | 0 | 0
2024-03-26 13:05 | 3958-RD | DGSP | DGSP | Withdrawn | Not Provided | Withdrawn | Withdrawn | SAN LUIS OBISPO | SAN MIGUEL SUB | Solar PV | 4.98 | 5/1/2024 | Withdrawn | Withdrawn | Withdrawn | Withdrawn | Withdrawn | Withdrawn | Withdrawn | Withdrawn | No former queue position |  |  |  |  | San Miguel |  |  |  | FALSE | FALSE | San Miguel |  |  | 4.98 | [8 empty] | 0 | 0
2024-03-28 09:10 | 3959-RD | Fast Track | Fast Track | Active | Not Provided |  |  | SONOMA | BELLEVUE SUB | Solar PV | 2.745 | 5/1/2024 | 8/12/2024 | Fail Screens: F, H, I, J, L, M | In Progress |  | N/A (Fast Track) | N/A (Fast Track) | N/A (Fast Track) |  | No former queue position | not found |  |  |  | Bellevue | 115 |  |  | TRUE | TRUE | Bellevue | 115 |  | 2.745 | [8 empty] | 0 | 0
2024-03-29 14:19 | 3960-WD | Cluster | Cluster | Active | 5/12/2028 |  |  | KERN | ROSEDALE SUB | Solar PV | 16 | 5/1/2024 | N/A | N/A (Cluster) | N/A | N/A (Cluster) | N/A (Cluster) | In Progress |  |  | No former queue position | not found |  | not found |  | Rosedale |  |  |  | FALSE | FALSE | not found |  |  | 16 | [8 empty] | 0 | 0
2024-03-25 12:16 | 3961-RD | Detailed Study | Detailed Study | Withdrawn | Not Provided | Withdrawn | Withdrawn | MADERA | CHOWCHILLA SUB | Solar PV | 4.98 | 5/1/2024 | 6/10/2024 | Fail | 8/15/2024 | Fail | Fail | Withdrawn | Withdrawn | Withdrawn | No former queue position | Chowchilla |  |  |  | Chowchilla | 115 |  |  | TRUE | FALSE | Chowchilla |  |  | 4.98 | [8 empty] | 0 | 0
2024-03-25 13:58 | 3962-RD | Detailed Study | Detailed Study | Withdrawn | Not Provided | Withdrawn | Withdrawn | MADERA | CHOWCHILLA SUB | Solar PV | 4.98 | 5/1/2024 | 6/7/2024 | Fail | 8/16/2024 | Fail | Fail | Withdrawn | Withdrawn | Withdrawn | No former queue position | Chowchilla |  |  |  | Chowchilla | 115 |  |  | TRUE | FALSE | Chowchilla |  |  | 4.98 | [8 empty] | 0 | 0
2024-04-03 16:01 | 3963-RD | Fast Track | Fast Track | Active | Not Provided |  |  | MONTEREY | BUENA VISTA SUB | Solar PV | 0.71 | 5/1/2024 | 7/9/2024 | Pass |  |  | N/A (Fast Track) | N/A (Fast Track) | N/A (Fast Track) | Executed | No former queue position | Buena Vista |  |  |  | Buena Vista |  |  |  | FALSE | FALSE | Buena Vista |  |  | 0.71 | [8 empty] | 0 | 1
2024-03-26 08:58 | 3964-RD | Fast Track | Fast Track | Withdrawn | Not Provided | Withdrawn | Withdrawn | MADERA | ORO LOMA SUB | Solar PV | 4.98 | 5/8/2024 | 6/7/2024 | Fail | Withdrawn | Withdrawn | Withdrawn | Withdrawn | Withdrawn | Withdrawn | No former queue position |  |  |  |  | Oro Loma | 115 |  |  | TRUE | FALSE | Oro Loma | 115 |  | 4.98 | [8 empty] | 0 | 0
2024-03-26 12:39 | 3965-RD | Fast Track | Fast Track | Withdrawn | Not Provided | Withdrawn | Withdrawn | FRESNO | ORO LOMA SUB | Solar PV | 4.98 | 5/8/2024 | 6/7/2024 | Fail | Withdrawn | Withdrawn | Withdrawn | Withdrawn | Withdrawn | Withdrawn | No former queue position |  |  |  |  | Oro Loma | 115 |  |  | TRUE | FALSE | Oro Loma | 115 |  | 4.98 | [8 empty] | 0 | 0
2024-03-27 06:53 | 3966-RD | Fast Track | Fast Track | Withdrawn | Not Provided | Withdrawn | Withdrawn | FRESNO | HAMMONDS SUB | Solar PV | 4.98 | 5/8/2024 | 6/10/2024 | Fail | Withdrawn | Withdrawn | Withdrawn | Withdrawn | Withdrawn | Withdrawn | No former queue position |  |  |  |  | Hammonds | 115 |  |  | TRUE | FALSE | Hammonds | 115 |  | 4.98 | [8 empty] | 0 | 0
2024-03-27 14:44 | 3967-RD | Fast Track | Fast Track | Withdrawn | Not Provided | Withdrawn | Withdrawn | FRESNO | HAMMONDS SUB | Solar PV | 4.98 | 5/8/2024 | 6/10/2024 | Fail | Withdrawn | Withdrawn | Withdrawn | Withdrawn | Withdrawn | Withdrawn | No former queue position |  |  |  |  | Hammonds | 115 |  |  | TRUE | FALSE | Hammonds | 115 |  | 4.98 | [8 empty] | 0 | 0
2024-04-15 17:45 | 3968-RD | Fast Track | Fast Track | Withdrawn | Not Provided | Withdrawn | Withdrawn | SAN LUIS OBISPO | MESA SUB | Solar PV | 19.76 | 5/8/2024 | 8/26/2024 | Fail Screens: F, G, I, J, K, M | Withdrawn | Withdrawn | Withdrawn | Withdrawn | Withdrawn | Withdrawn | No former queue position | Mesa (PGE) | 115 |  |  | Mesa |  |  |  | FALSE | FALSE | Mesa (PGE) | 115 |  | 19.76 | [8 empty] | 0 | 0
2024-04-16 09:50 | 3969-RD | Detailed Study | Detailed Study | Withdrawn | Not Provided | Withdrawn | Withdrawn | MERCED | CANAL SUB | Solar PV | 3.984 | 5/8/2024 | Withdrawn | Withdrawn | Withdrawn | Withdrawn | Fail | Withdrawn | Withdrawn | Withdrawn | No former queue position |  |  |  |  | Canal |  |  |  | FALSE | FALSE | Canal |  |  | 3.984 | [8 empty] | 0 | 0
2024-04-16 10:13 | 3970-RD | Detailed Study | Detailed Study | Withdrawn | Not Provided | Withdrawn | Withdrawn | KINGS | DEVILS DEN SUB | Solar PV | 2.988 | 5/8/2024 | Withdrawn | Withdrawn | Withdrawn | Withdrawn | Fail | Withdrawn | Withdrawn | Withdrawn | No former queue position |  |  |  |  | Devils Den |  |  |  | FALSE | FALSE | Devils Den |  |  | 2.988 | [8 empty] | 0 | 0
2024-03-29 17:24 | 3971-RD | Fast Track | Fast Track | Withdrawn | Not Provided | Withdrawn | Withdrawn | PLUMAS | BIG MEADOWS SUB | Solar PV | 1 | 5/15/2024 | 7/26/2024 | Fail Screens: F, G, H, I, J, K, M, V1, V2, S5 | 11/14/2024 | Pass | Withdrawn | Withdrawn | Withdrawn | Withdrawn | No former queue position | not found |  |  |  | Big Meadows |  |  |  | FALSE | FALSE | Big Meadows |  |  | 1 | [8 empty] | 0 | 0
2024-04-30 13:57 | 3972-RD | Fast Track | Fast Track | Withdrawn | Not Provided | Withdrawn | Withdrawn | FRESNO | HAMMONDS SUB | Solar PV | 4.905 | 5/15/2024 | 7/1/2024 | Fail Screens: F, I, J, K, L, M | Withdrawn | Withdrawn | Withdrawn | Withdrawn | Withdrawn | Withdrawn | No former queue position |  |  |  |  | Hammonds | 115 |  |  | TRUE | FALSE | Hammonds | 115 |  | 4.905 | [8 empty] | 0 | 0
2024-04-30 13:58 | 3973-RD | Fast Track | Fast Track | Withdrawn | Not Provided | Withdrawn | Withdrawn | FRESNO | ORO LOMA SUB | Solar PV | 6.017 | 5/15/2024 | 7/1/2024 | Fail Screens: F, I, J, K, L, M | Withdrawn | Withdrawn | Withdrawn | Withdrawn | Withdrawn | Withdrawn | No former queue position |  |  |  |  | Oro Loma | 115 |  |  | TRUE | FALSE | Oro Loma | 115 |  | 6.017 | [8 empty] | 0 | 0
2024-04-30 13:58 | 3974-RD | Fast Track | Fast Track | Withdrawn | Not Provided | Withdrawn | Withdrawn | FRESNO | HAMMONDS SUB | Solar PV | 2.988 | 5/15/2024 | 7/1/2024 | Fail Screens: F, I, J, K, L, M | Withdrawn | Withdrawn | Withdrawn | Withdrawn | Withdrawn | Withdrawn | No former queue position |  |  |  |  | Hammonds | 115 |  |  | TRUE | FALSE | Hammonds | 115 |  | 2.988 | [8 empty] | 0 | 0
2024-04-25 07:47 | 3975-RD | Fast Track | Fast Track | Active | Not Provided |  |  | HUMBOLDT | ARCATA SUB | Solar PV | 0.06 | 5/22/2024 |  |  |  |  | N/A (Fast Track) | N/A (Fast Track) | N/A (Fast Track) |  | No former queue position | not found |  | not found |  | Arcata | 60 |  |  | TRUE | TRUE | not found | 60 |  | 0.06 | [8 empty] | 0 | 0
2024-05-13 08:33 | 3976-RD | Fast Track | Fast Track | Active | Not Provided |  |  | FRESNO | PINEDALE SUB | Solar PV | 0.04 | 5/22/2024 | 7/12/2024 | Pass |  |  | N/A (Fast Track) | N/A (Fast Track) | N/A (Fast Track) | Executed | No former queue position | not found |  |  |  | Pinedale |  |  |  | FALSE | FALSE | Pinedale |  |  | 0.04 | [8 empty] | 0 | 1
2024-04-23 10:10 | 3977-RD | Fast Track | Fast Track | Withdrawn | Not Provided | Withdrawn | Withdrawn | SANTA BARBARA | Withdrawn | Withdrawn | 13.709 | 5/22/2024 | 6/27/2024 | Withdrawn | Withdrawn | Withdrawn | Withdrawn | Withdrawn | Withdrawn | Withdrawn | No former queue position |  |  |  |  | Withdrawn |  |  |  | FALSE | FALSE | Withdrawn | [11 empty] | 0 | 0
2024-04-30 13:59 | 3978-RD | Fast Track | Fast Track | Withdrawn | Not Provided | Withdrawn | Withdrawn | FRESNO | HAMMONDS SUB | Solar PV | 6.031 | 5/22/2024 | 7/1/2024 | Fail Screens: F, I, J, K, L, M | Withdrawn | Withdrawn | Withdrawn | Withdrawn | Withdrawn | Withdrawn | No former queue position |  |  |  |  | Hammonds | 115 |  |  | TRUE | FALSE | Hammonds | 115 |  | 6.031 | [8 empty] | 0 | 0
2024-05-02 12:31 | 3979-RD | Fast Track | Fast Track | Withdrawn | Not Provided | Withdrawn | Withdrawn | KERN | SHAFTER SUB | Solar PV | 3.984 | 5/22/2024 | 7/11/2024 | Fail | Withdrawn | Withdrawn | Withdrawn | Withdrawn | Withdrawn | Withdrawn | No former queue position |  |  | Shafter |  | Shafter | 115 |  |  | TRUE | FALSE | Shafter | 115 |  | 3.984 | [8 empty] | 0 | 0
2024-05-07 15:55 | 3980-RD | Detailed Study | Detailed Study | Withdrawn | Not Provided | Withdrawn | Withdrawn | YOLO | WINTERS SUB | Solar PV | 3.75 | 5/22/2024 | Withdrawn | Withdrawn | Withdrawn | Withdrawn | Fail | Withdrawn | Withdrawn | Withdrawn | No former queue position |  |  | not found |  | Winters |  |  |  | FALSE | FALSE | not found |  |  | 3.75 | [8 empty] | 0 | 0
2024-04-26 13:48 | 3981-RD | Fast Track | Fast Track | Active | Not Provided |  |  | SAN MATEO | HALF MOON BAY SUB | Solar PV | 0.046 | 5/22/2024 | 7/25/2024 | Pass | N/A | N/A | N/A |  | N/A | Executed | No former queue position | not found |  |  |  | Half Moon Bay |  |  |  | FALSE | FALSE | Half Moon Bay |  |  | 0.046 | [8 empty] | 0 | 1
2024-04-23 11:54 | 3982-WD | Independent Study | Independent Study | Withdrawn | 1/30/2026 | Withdrawn | Withdrawn | CONTRA COSTA | BRENTWOOD SUB | Solar PV | 3 | 5/22/2024 | Withdrawn | Withdrawn | Withdrawn | Withdrawn | Fail | Withdrawn | Withdrawn | Withdrawn | No former queue position | not found |  |  |  | Brentwood | 230 |  |  | TRUE | FALSE | Brentwood | 230 |  | 3 | [8 empty] | 0 | 0
2024-04-29 14:25 | 3983-RD | Fast Track | Fast Track | Active | Not Provided | 4/7/2026 |  | KERN | WEEDPATCH SUB | Solar PV | 1.25 | 5/22/2024 | 7/5/2024 | Pass |  |  | N/A (Fast Track) | N/A (Fast Track) | N/A (Fast Track) | Executed | No former queue position | not found |  |  |  | Weedpatch |  |  |  | FALSE | FALSE | Weedpatch |  |  | 1.25 | [8 empty] | 0 | 1
2024-04-29 15:07 | 3984-RD | Fast Track | Fast Track | Active | Not Provided |  |  | PLACER | LINCOLN SUB | Solar PV | 0.6 | 5/22/2024 | 7/31/2024 | Fail Screens: F, G, I, J, K, M, V1, S5, A4 | 3/13/2025 | Pass | N/A (Fast Track) | N/A (Fast Track) | N/A (Fast Track) | Executed | No former queue position | not found |  |  |  | Lincoln | 115 |  |  | TRUE | TRUE | Lincoln | 115 |  | 0.6 | [8 empty] | 0 | 1
2024-05-13 18:15 | 3985-RD | Fast Track | Fast Track | Withdrawn | Not Provided | Withdrawn | Withdrawn | KERN | WELLFIELD SUB | Solar PV | 2.5 | 5/22/2024 | 6/13/2024 | Fail | Withdrawn | Withdrawn | Withdrawn | Withdrawn | Withdrawn | Withdrawn | No former queue position | not found |  |  |  | Wellfield |  |  |  | FALSE | FALSE | Wellfield |  |  | 2.5 | [8 empty] | 0 | 0
2024-04-26 14:10 | 3986-RD | Fast Track | Fast Track | Withdrawn | Not Provided | Withdrawn | Withdrawn | SAN JOAQUIN | RIPON SUB | Solar PV | 4.98 | 5/29/2024 | 7/1/2024 | Fail Screens: F, J, K, M | Withdrawn | Withdrawn | Withdrawn | Withdrawn | Withdrawn | Withdrawn | No former queue position | Ripon |  |  |  | Ripon | 115 |  |  | TRUE | FALSE | Ripon |  |  | 4.98 | [8 empty] | 0 | 0
2024-05-09 08:01 | 3987-WD | Cluster | Cluster | Withdrawn | 10/31/2025 | Withdrawn | Withdrawn | MERCED | MERCED SUB | Solar PV | 21.795 | 5/29/2024 | Withdrawn | Withdrawn | Withdrawn | Withdrawn | Withdrawn | Withdrawn | Withdrawn | Withdrawn | No former queue position | not found |  |  |  | Merced | 115 |  |  | TRUE | FALSE | Merced | 115 |  | 21.795 | [8 empty] | 0 | 0
2024-05-09 08:34 | 3988-WD | Cluster | Cluster | Active | 10/31/2025 |  |  | KERN | GOOSE LAKE SUB | Solar PV | 2.98 | 5/29/2024 | N/A | N/A (Cluster) | N/A | N/A (Cluster) | N/A (Cluster) | In Progress |  |  | No former queue position | Goose Lake |  |  |  | Goose Lake | 115 |  |  | TRUE | TRUE | Goose Lake |  |  | 2.98 | [8 empty] | 0 | 0
2024-05-09 09:04 | 3989-WD | Cluster | Cluster | Active | 10/31/2025 |  |  | MERCED | ORTIGA SUB | Solar PV | 2.958 | 5/29/2024 | N/A | N/A (Cluster) | N/A | N/A (Cluster) | N/A (Cluster) | In Progress |  |  | No former queue position | not found |  |  |  | Ortiga |  |  |  | FALSE | FALSE | Ortiga |  |  | 2.958 | [8 empty] | 0 | 0
2024-05-09 09:31 | 3990-WD | Cluster | Cluster | Withdrawn | 10/31/2025 | Withdrawn | Withdrawn | MERCED | WRIGHT SUB | Solar PV | 6.191 | 5/29/2024 | Withdrawn | Withdrawn | Withdrawn | Withdrawn | Withdrawn | Withdrawn | Withdrawn | Withdrawn | No former queue position | not found |  |  |  | Wright |  |  |  | FALSE | FALSE | Wright |  |  | 6.191 | [8 empty] | 0 | 0
2024-05-09 09:50 | 3991-WD | Cluster | Cluster | Active | 10/31/2025 |  |  | MERCED | ORTIGA SUB | Solar PV | 6.191 | 5/29/2024 | N/A | N/A (Cluster) | N/A | N/A (Cluster) | N/A (Cluster) | In Progress |  |  | No former queue position | not found |  |  |  | Ortiga |  |  |  | FALSE | FALSE | Ortiga |  |  | 6.191 | [8 empty] | 0 | 0
2024-05-09 10:06 | 3992-WD | Cluster | Cluster | Active | 10/31/2025 |  |  | FRESNO | KINGSBURG SUB | Solar PV | 2.958 | 5/29/2024 | N/A | N/A (Cluster) | N/A | N/A (Cluster) | N/A (Cluster) | In Progress |  |  | No former queue position | not found |  |  |  | Kingsburg | 115 |  |  | TRUE | TRUE | Kingsburg | 115 |  | 2.958 | [8 empty] | 0 | 0
2024-05-09 11:42 | 3993-WD | Cluster | Cluster | Withdrawn | 10/31/2025 | Withdrawn | Withdrawn | MADERA | CHOWCHILLA SUB | Solar PV | 21.795 | 5/29/2024 | Withdrawn | Withdrawn | Withdrawn | Withdrawn | Withdrawn | Withdrawn | Withdrawn | Withdrawn | No former queue position | Chowchilla |  |  |  | Chowchilla | 115 |  |  | TRUE | FALSE | Chowchilla |  |  | 21.795 | [8 empty] | 0 | 0
2024-05-09 12:05 | 3994-WD | Cluster | Cluster | Withdrawn | 10/31/2025 | Withdrawn | Withdrawn | FRESNO | FIGARDEN SUB | Solar PV | 5.05 | 5/29/2024 | Withdrawn | Withdrawn | Withdrawn | Withdrawn | Withdrawn | Withdrawn | Withdrawn | Withdrawn | No former queue position | not found |  |  |  | Figarden | 230 |  |  | TRUE | FALSE | Figarden | 230 |  | 5.05 | [8 empty] | 0 | 0
2024-05-09 12:43 | 3995-WD | Cluster | Cluster | Active | 10/31/2025 |  |  | FRESNO | CARUTHERS SUB | Solar PV | 2.958 | 5/29/2024 | N/A | N/A (Cluster) | N/A | N/A (Cluster) | N/A (Cluster) | In Progress |  |  | No former queue position | not found |  |  |  | Caruthers |  |  |  | FALSE | FALSE | Caruthers |  |  | 2.958 | [8 empty] | 0 | 0
2024-05-15 10:52 | 3996-RD | Fast Track | Fast Track | Active | Not Provided |  |  | SAN JOAQUIN | WEBER SUB | Solar PV | 0.935 | 5/29/2024 | 7/23/2024 | Fail Screens: J, K, M | 9/5/2024 | Pass | N/A (Fast Track) | N/A (Fast Track) | N/A (Fast Track) | Executed | No former queue position | Weber |  |  |  | Weber | 230 |  |  | TRUE | TRUE | Weber |  |  | 0.935 | [8 empty] | 0 | 1
2024-05-16 13:12 | 3997-WD | Cluster | Cluster | Withdrawn | 10/31/2025 | Withdrawn | Withdrawn | STANISLAUS | COTTLE SUB | Solar PV | 9.208 | 5/29/2024 | Withdrawn | Withdrawn | Withdrawn | Withdrawn | Withdrawn | Withdrawn | Withdrawn | Withdrawn | No former queue position |  |  |  |  | Cottle | 230 |  |  | TRUE | FALSE | Cottle | 230 |  | 9.208 | [8 empty] | 0 | 0
2024-04-24 19:32 | 3998-RD | Detailed Study | Detailed Study | Withdrawn | Not Provided | Withdrawn | Withdrawn | KERN | TUPMAN SUB | Solar PV | 6.056 | 5/29/2024 | Withdrawn | Withdrawn | Withdrawn | Withdrawn | Fail | Withdrawn | Withdrawn | Withdrawn | No former queue position | Midway | 115 |  |  | Tupman | 115 |  |  | TRUE | FALSE | Midway | 115 |  | 6.056 | [8 empty] | 0 | 0
2024-05-10 13:23 | 3999-RD | Fast Track | Fast Track | Active | Not Provided |  |  | CONTRA COSTA | RICHMOND R SUB | Solar PV | 0.845 | 5/29/2024 | 6/18/2024 | Fail Screens: I, J, K, M | 8/16/2024 | Pass | N/A (Fast Track) | N/A (Fast Track) | N/A (Fast Track) | Executed | No former queue position | Richmond R |  |  |  | Richmond R | 115 |  |  | TRUE | TRUE | Richmond R |  |  | 0.845 | [8 empty] | 0 | 1
2024-05-14 07:42 | 4000-RD | Fast Track | Fast Track | Active | Not Provided |  |  | MERCED | ATWATER SUB | Solar PV,Cogeneration,Cogeneration | 5.76 | 5/29/2024 | 12/23/2024 | Pass |  |  | N/A (Fast Track) | N/A (Fast Track) | N/A (Fast Track) | Executed | No former queue position | Atwater | 115 |  |  | Atwater | 115 |  |  | TRUE | TRUE | Atwater | 115 |  | 5.76 | [8 empty] | 0 | 1
2024-05-23 17:04 | 4001-WD | Detailed Study | Detailed Study | Active | 12/19/2025 |  |  | ALAMEDA | CASTRO VALLEY SUB | Solar PV | 3.175 | 5/29/2024 | N/A | N/A | N/A | N/A | N/A | 03/19/2025 | N/A | Tendered | No former queue position | Castro Valley |  |  |  | Castro Valley | 230 |  |  | TRUE | TRUE | Castro Valley |  |  | 3.175 | [8 empty] | 0 | 0
2024-05-29 08:47 | 4002-WD | Cluster | Cluster | Active | 3/29/2027 |  |  | FRESNO | BARTON SUB | Solar PV | 2.312 | 5/30/2024 | N/A | N/A (Cluster) | N/A | N/A (Cluster) | N/A (Cluster) | In Progress |  |  | No former queue position | not found |  |  |  | Barton |  |  |  | FALSE | FALSE | Barton |  |  | 2.312 | [8 empty] | 0 | 0
2024-05-08 11:10 | 4003-RD | Fast Track | Fast Track | Active | Not Provided |  |  | SHASTA | CEDAR CREEK SUB | Solar PV | 1.426 | 6/5/2024 | 7/29/2024 | Fail Screens: F, G, I, J, K, M, V1, V2, S5, A4 | 4/28/2025 | Fail | N/A (Fast Track) | N/A (Fast Track) | N/A (Fast Track) |  | No former queue position | not found |  | not found |  | Cedar Creek |  |  |  | FALSE | FALSE | not found |  |  | 1.426 | [8 empty] | 0 | 0
2024-05-13 14:28 | 4004-RD | Fast Track | Fast Track | Active | Not Provided |  |  | ALAMEDA | NEWARK SUB | Solar PV | 0.975 | 6/5/2024 | 8/1/2024 | Pass |  |  | N/A (Fast Track) | N/A (Fast Track) | N/A (Fast Track) | Executed | No former queue position | Newark |  |  |  | Newark | 230 |  |  | TRUE | TRUE | Newark |  |  | 0.975 | [8 empty] | 0 | 1
2024-05-20 09:27 | 4005-RD | Detailed Study | Detailed Study | Withdrawn | Not Provided | Withdrawn | Withdrawn | KERN | LAKEVIEW SUB | Solar PV | 2 | 6/5/2024 | Withdrawn | Withdrawn | Withdrawn | Withdrawn | Withdrawn | Withdrawn | Withdrawn | Withdrawn | No former queue position | not found |  |  |  | Lakeview | 70 |  |  | TRUE | FALSE | Lakeview | 70 |  | 2 | [8 empty] | 0 | 0
2024-05-03 15:10 | 4006-RD | Detailed Study | Detailed Study | Withdrawn | Not Provided | Withdrawn | Withdrawn | FRESNO | KINGSBURG SUB | Solar PV | 11.919 | 6/5/2024 | Withdrawn | Withdrawn | Withdrawn | Withdrawn | Fail | Withdrawn | Withdrawn | Withdrawn | No former queue position |  |  |  |  | Kingsburg | 115 |  |  | TRUE | FALSE | Kingsburg | 115 |  | 11.919 | [8 empty] | 0 | 0
2024-05-20 15:11 | 4007-RD | Detailed Study | Detailed Study | Withdrawn | Not Provided | Withdrawn | Withdrawn | MADERA | DAIRYLAND SUB | Solar PV | 9.14 | 6/5/2024 | Withdrawn | Withdrawn | Withdrawn | Withdrawn | Fail | Withdrawn | Withdrawn | Withdrawn | No former queue position |  |  |  |  | Dairyland | 115 |  |  | TRUE | FALSE | Dairyland | 115 |  | 9.14 | [8 empty] | 0 | 0
2024-05-14 09:13 | 4008-WD | Independent Study | Cluster | Active | 12/27/2024 |  |  | KERN | RIO BRAVO SUB | Solar PV | 2.988 | 6/5/2024 | N/A | N/A (Cluster) | N/A | N/A (Cluster) | Fail |  |  |  | No former queue position | Rio Bravo |  |  |  | Rio Bravo | 115 |  |  | TRUE | TRUE | Rio Bravo |  |  | 2.988 | [8 empty] | 0 | 0
2024-05-14 14:49 | 4009-WD | Independent Study | Independent Study | Active | 4/15/2026 |  |  | SHASTA | OREGON TRAIL SUB | Solar PV | 2.4 | 6/5/2024 | N/A | N/A (Independent Study) | N/A | N/A (Independent Study) | Pass | In Progress |  |  | No former queue position | not found |  |  |  | Oregon Trail | 60 |  |  | TRUE | TRUE | Oregon Trail | 60 |  | 2.4 | [8 empty] | 0 | 0
2024-05-20 12:58 | 4010-RD | Fast Track | Fast Track | Withdrawn | Not Provided | Withdrawn | Withdrawn | FRESNO | KINGSBURG SUB | Solar PV | 2.773 | 6/12/2024 | 7/15/2024 | Fail Screens: J, K, M | 9/19/2024 | Pass | Withdrawn | Withdrawn | Withdrawn | Withdrawn | No former queue position | not found |  |  |  | Kingsburg | 115 |  |  | TRUE | FALSE | Kingsburg | 115 |  | 2.773 | [8 empty] | 0 | 0
2024-05-07 13:13 | 4011-RD | Fast Track | Fast Track | Active | Not Provided |  |  | KERN | 7TH STANDARD SUB | Solar PV | 0.45 | 6/12/2024 | 9/4/2024 | Pass |  |  | N/A (Fast Track) | N/A (Fast Track) | N/A (Fast Track) | Executed | No former queue position | not found |  | 7th Standard | 115 | 7Th Standard | 115 |  |  | TRUE | TRUE | 7th Standard | 115 |  | 0.45 | [8 empty] | 0 | 1
2024-05-17 14:08 | 4012-RD | Fast Track | Fast Track | Withdrawn | Not Provided | Withdrawn | Withdrawn | BUTTE | OROVILLE SUB | DC Coupled PV & BESS | 0.036 | 6/12/2024 | Withdrawn | Withdrawn | Withdrawn | Withdrawn | Withdrawn | Withdrawn | Withdrawn | Withdrawn | No former queue position |  |  |  |  | Oroville |  |  |  | FALSE | FALSE | Oroville | [11 empty] | 0 | 0
2024-06-04 11:52 | 4016-WD | DGSP | DGSP | Active | 7/2/2026 |  |  | SAN JOAQUIN | LOCKEFORD SUB | Solar PV | 4 | 6/18/2024 | N/A | N/A | N/A | N/A | Fail | In Progress |  |  | No former queue position | Lockeford |  |  |  | Lockeford | 230 |  |  | TRUE | TRUE | Lockeford |  |  | 4 | [8 empty] | 0 | 0
2024-05-23 04:25 | 4017-RD | Fast Track | Fast Track | Withdrawn | Not Provided | Withdrawn | Withdrawn | HUMBOLDT | HOOPA SUB | Solar PV | 0.045 | 6/18/2024 | Withdrawn | Withdrawn | Withdrawn | Withdrawn | Withdrawn | Withdrawn | Withdrawn | Withdrawn | No former queue position | not found |  | not found |  | Hoopa |  |  |  | FALSE | FALSE | not found |  |  | 0.045 | [8 empty] | 0 | 0
2024-05-28 15:53 | 4018-RD | Detailed Study | Detailed Study | Active | Not Provided |  |  | NAPA | HIGHWAY SUB | Biomass | 3.88 | 6/18/2024 | N/A | N/A | N/A | N/A | Pass | In Progress |  |  | No former queue position | not found |  |  |  | Highway |  |  |  | FALSE | FALSE | Highway | [11 empty] | 0 | 0
2024-06-06 16:42 | 4019-WD | Independent Study | Independent Study | Active | 7/6/2026 |  |  | SHASTA | COTTONWOOD SUB | Solar PV | 4 | 6/18/2024 | N/A | N/A (Independent Study) | N/A | N/A (Independent Study) | Pass | In Progress |  |  | No former queue position | Cottonwood |  |  |  | Cottonwood | 230 |  |  | TRUE | TRUE | Cottonwood |  |  | 4 | [8 empty] | 0 | 0
2024-06-04 14:16 | 4020-WD | Fast Track | Fast Track | Withdrawn | 2/26/2027 | Withdrawn | Withdrawn | SAN JOAQUIN | VIERRA SUB | Solar PV | 4 | 6/26/2024 | 8/1/2024 | Fail Screens: 2, 10 | 10/21/2024 | Fail | Withdrawn | Withdrawn | Withdrawn | Withdrawn | No former queue position | Vierra | 115 |  |  | Vierra | 115 |  |  | TRUE | FALSE | Vierra | 115 |  | 4 | [8 empty] | 0 | 0
2024-06-12 15:53 | 4021-WD | Independent Study | Independent Study | Active | 7/10/2026 |  |  | SAN JOAQUIN | RIVERBANK SUB | Solar PV | 2.75 | 6/26/2024 | N/A | N/A (Independent Study) | N/A | N/A (Independent Study) | Pass | 2/20/2025 |  |  | No former queue position | Riverbank |  |  |  | Riverbank | 115 |  |  | TRUE | TRUE | Riverbank |  |  | 2.75 | [8 empty] | 0 | 0
2024-06-12 17:17 | 4022-WD | Independent Study | DGSP | Active | 7/10/2026 |  |  | SAN JOAQUIN | VALLEY HOME SUB | Solar PV | 2.75 | 6/26/2024 | N/A | N/A | N/A | N/A | Pass | In Progress |  |  | No former queue position | Valley Home |  |  |  | Valley Home | 115 |  |  | TRUE | TRUE | Valley Home |  |  | 2.75 | [8 empty] | 0 | 0
2024-06-10 17:12 | 4023-WD | Fast Track | Fast Track | Withdrawn | 1/29/2027 | Withdrawn | Withdrawn | SAN JOAQUIN | CARBONA SUB | Solar PV | 2 | 6/26/2024 | 8/5/2024 | Fail Screens: 2, 4, 10 | 12/6/2024 | Fail | Withdrawn | Withdrawn | Withdrawn | Withdrawn | No former queue position | not found |  |  |  | Carbona |  |  |  | FALSE | FALSE | Carbona |  |  | 2 | [8 empty] | 0 | 0
2024-05-24 12:47 | 4024-RD | Fast Track | Fast Track | Active | Not Provided |  |  | MONTEREY | VIEJO SUB | Solar PV | 0.035 | 7/3/2024 | 8/16/2024 | Pass | N/A | N/A | N/A |  | N/A | Executed | No former queue position | not found |  |  |  | Viejo | 230 |  |  | TRUE | TRUE | Viejo | 230 |  | 0.035 | [8 empty] | 0 | 1
2024-05-30 13:36 | 4025-RD | Detailed Study | Detailed Study | Active | Not Provided |  |  | KERN | SEMITROPIC SUB | Solar PV | 1.55 | 7/10/2024 | N/A | N/A | N/A | N/A | Fail | 3/24/2025 |  |  | No former queue position | Semitropic |  | Semitropic |  | Semitropic | 115 |  |  | TRUE | TRUE | Semitropic |  |  | 1.55 | [8 empty] | 0 | 0
2024-06-19 16:24 | 4026-RD | Detailed Study | Detailed Study | Withdrawn | Not Provided | Withdrawn | Withdrawn | KERN | CHARCA SUB | Solar PV | 2 | 7/10/2024 | Withdrawn | Withdrawn | Withdrawn | Withdrawn | Fail | Withdrawn | Withdrawn | Withdrawn | No former queue position | Charca |  |  |  | Charca | 115 |  |  | TRUE | FALSE | Charca |  |  | 2 | [8 empty] | 0 | 0
2024-06-14 13:06 | 4027-RD | Fast Track | Fast Track | Active | Not Provided |  |  | SAN JOAQUIN | MANTECA SUB | Solar PV | 1.5 | 7/10/2024 | 8/26/2024 | Fail Screens: I, J, L, M | 9/24/2024 | Pass | N/A (Fast Track) | N/A (Fast Track) | N/A (Fast Track) | Executed | No former queue position | Manteca |  |  |  | Manteca | 115 |  |  | TRUE | TRUE | Manteca |  |  | 1.5 | [8 empty] | 0 | 1
2024-06-27 12:55 | 4029-WD | Independent Study | Independent Study | Active | 7/17/2026 |  |  | SAN JOAQUIN | LINDEN SUB | Solar PV | 3.5 | 7/17/2024 | N/A | N/A (Independent Study) | N/A | N/A (Independent Study) | Pass | 4/2/2025 |  |  | No former queue position | not found |  |  |  | Linden |  |  |  | FALSE | FALSE | Linden |  |  | 3.5 | [8 empty] | 0 | 0
2024-07-05 10:25 | 4030-RD | DGSP | DGSP | Active | Not Provided |  |  | SAN JOAQUIN | MORMON SUB | Solar PV | 3.24 | 7/24/2024 | N/A | N/A | N/A | N/A | Fail | In Progress |  |  | No former queue position | not found |  |  |  | Mormon |  |  |  | FALSE | FALSE | Mormon |  |  | 3.24 | [8 empty] | 0 | 0
2024-06-27 15:55 | 4031-WD | DGSP | DGSP | Active | 7/27/2026 |  |  | SAN JOAQUIN | LOCKEFORD SUB | Solar PV | 3.75 | 7/24/2024 | N/A | N/A | N/A | N/A | Fail | In Progress |  |  | No former queue position | Lockeford |  |  |  | Lockeford | 230 |  |  | TRUE | TRUE | Lockeford |  |  | 3.75 | [8 empty] | 0 | 0
2024-06-25 18:58 | 4032-WD | Independent Study | Independent Study | Withdrawn | 7/24/2026 | Withdrawn | Withdrawn | SAN JOAQUIN | AVENA SUB | Solar PV | 5 | 7/31/2024 | Withdrawn | Withdrawn | Withdrawn | Withdrawn | Pass | Withdrawn | Withdrawn | Withdrawn | No former queue position | Avena |  |  |  | Avena | 115 |  |  | TRUE | FALSE | Avena |  |  | 5 | [8 empty] | 0 | 0
2024-07-08 10:27 | 4033-RD | Fast Track | Fast Track | Active | Not Provided | 8/17/2026 |  | ALAMEDA | LAS POSITAS SUB | Solar PV | 3 | 7/31/2024 | 8/21/2024 | Fail Screens: B, F, G, I, J, K, M, V1, V2, S5, A4, R1 | 12/2/2024 | Pass | N/A (Fast Track) | N/A (Fast Track) | N/A (Fast Track) | Executed | No former queue position | Los Positas |  |  |  | Las Positas | 230 |  |  | TRUE | TRUE | Los Positas |  |  | 3 | [8 empty] | 0 | 1
2024-07-08 18:11 | 4034-RD | Detailed Study | Detailed Study | Withdrawn | Not Provided | Withdrawn | Withdrawn | YOLO | PUTAH CREEK SUB | Solar PV | 2.988 | 7/31/2024 | Withdrawn | Withdrawn | Withdrawn | Withdrawn | Fail | Withdrawn | Withdrawn | Withdrawn | No former queue position | Putah Creek |  |  |  | Putah Creek | 115 |  |  | TRUE | FALSE | Putah Creek |  |  | 2.988 | [8 empty] | 0 | 0
2024-07-17 08:26 | 4035-WD | Independent Study | Independent Study | Active | 3/31/2027 |  |  | COLUSA | CORTINA SUB | Solar PV | 5 | 8/7/2024 | N/A | N/A (Independent Study) | N/A | N/A (Independent Study) | Pass | In Progress |  |  | No former queue position | Not in Previous Cycle | Not in Previous Cycle |  |  | Cortina | 230 |  |  | TRUE | TRUE | Cortina | 230 |  | 5 | [8 empty] | 0 | 0
2024-07-17 09:51 | 4036-WD | DGSP | DGSP | Active | 3/31/2027 |  |  | COLUSA | MAXWELL SUB | Solar PV | 5 | 8/7/2024 | N/A | N/A | N/A | N/A | Fail |  |  |  | No former queue position | Not in Previous Cycle | Not in Previous Cycle | not found |  | Maxwell |  |  |  | FALSE | FALSE | not found |  |  | 5 | [8 empty] | 0 | 0
2024-07-17 15:45 | 4037-RD | Fast Track | Fast Track | Active | Not Provided |  |  | ALAMEDA | WOOD SUB | Hydro | 0.029 | 8/7/2024 | 8/9/2024 | Pass |  |  | N/A (Fast Track) | N/A (Fast Track) | N/A (Fast Track) | Executed | No former queue position | Not in Previous Cycle | Not in Previous Cycle | No Match - Review | No Match - Review | Wood |  |  |  | FALSE | FALSE | No Match - Review | No Match - Review | [10 empty] | 0 | 1
2024-07-18 15:55 | 4038-RD | Fast Track | Fast Track | Active | Not Provided |  |  | PLACER | PLEASANT GROVE SUB | Solar PV | 0.12 | 8/14/2024 | 10/3/2024 | Pass |  |  | N/A (Fast Track) | N/A (Fast Track) | N/A (Fast Track) | Executed | No former queue position | Not in Previous Cycle | Not in Previous Cycle | Pleasant Grove | 115 | Pleasant Grove | 115 |  |  | TRUE | TRUE | Pleasant Grove | 115 |  | 0.12 | [8 empty] | 0 | 1
2024-07-18 13:05 | 4039-RD | Fast Track | Fast Track | Withdrawn | Not Provided | Withdrawn | Withdrawn | SAN LUIS OBISPO | OCEANO SUB | Machine generator | 0.2 | 8/21/2024 | 10/23/2024 | Fail Screens: B, F, J | Withdrawn | Withdrawn | Withdrawn | Withdrawn | Withdrawn | Withdrawn | No former queue position | Not in Previous Cycle | Not in Previous Cycle |  |  | Oceano | 115 |  |  | TRUE | FALSE | Oceano | 115 | [10 empty] | 0 | 0
2024-07-31 13:05 | 4040-RD | Detailed Study | Detailed Study | Withdrawn | Not Provided | Withdrawn | Withdrawn | MARIPOSA | MARIPOSA SUB | Biomass | 3.6 | 8/21/2024 | Withdrawn | Withdrawn | Withdrawn | Withdrawn | Fail | Withdrawn | Withdrawn | Withdrawn | No former queue position | Not in Previous Cycle | Not in Previous Cycle |  |  | Mariposa |  |  |  | FALSE | FALSE | Mariposa | [11 empty] | 0 | 0
2024-07-22 14:02 | 4041-WD | Independent Study | Cluster | Active | 8/24/2026 |  |  | MERCED | EL CAPITAN SUB | Solar PV | 2.5 | 8/21/2024 | N/A | N/A (Cluster) | N/A | N/A (Cluster) | Fail |  |  |  | No former queue position | Not in Previous Cycle | Not in Previous Cycle |  |  | El Capitan |  |  |  | FALSE | FALSE | El Capitan |  |  | 2.5 | [8 empty] | 0 | 0
2024-08-01 16:26 | 4042-WD | Independent Study | Independent Study | Active | 12/31/2026 |  |  | EL DORADO | SHINGLE SPRINGS SUB | Solar PV | 5 | 8/21/2024 | N/A | N/A (Independent Study) | N/A | N/A (Independent Study) | Pass | In Progress |  |  | No former queue position | Not in Previous Cycle | Not in Previous Cycle |  |  | Shingle Springs |  |  |  | FALSE | FALSE | Shingle Springs |  |  | 5 | [8 empty] | 0 | 0
2024-07-08 12:42 | 4043-RD | Fast Track | Fast Track | Withdrawn | Not Provided | Withdrawn | Withdrawn | FRESNO | RANCHERS COTTON SUB | Solar PV | 1.749 | 8/28/2024 | Withdrawn | Withdrawn | Withdrawn | Withdrawn | Withdrawn | Withdrawn | Withdrawn | Withdrawn | No former queue position | Not in Previous Cycle | Not in Previous Cycle | not found |  | Ranchers Cotton |  |  |  | FALSE | FALSE | not found |  |  | 1.749 | [8 empty] | 0 | 0
2024-07-12 09:37 | 4044-RD | Fast Track | Fast Track | Withdrawn | Not Provided | Withdrawn | Withdrawn | YOLO | WOODLAND SUB | Solar PV | 2 | 8/28/2024 | 10/1/2024 | Fail Screens: B, F, I, J, K, M, V1, V2, S5, R1 | Withdrawn | Withdrawn | Withdrawn | Withdrawn | Withdrawn | Withdrawn | No former queue position | Not in Previous Cycle | Not in Previous Cycle |  |  | Woodland | 115 |  |  | TRUE | FALSE | Woodland | 115 |  | 2 | [8 empty] | 0 | 0
2024-07-29 13:04 | 4045-RD | Fast Track | Fast Track | Active | Not Provided |  |  | TEHAMA | GERBER SUB | Solar PV | 5 | 8/28/2024 | 9/13/2024 | Fail Screens: F, I, J, K, M | In Progress |  | N/A (Fast Track) | N/A (Fast Track) | N/A (Fast Track) |  | No former queue position | Not in Previous Cycle | Not in Previous Cycle |  |  | Gerber |  |  |  | FALSE | FALSE | Gerber |  |  | 5 | [8 empty] | 0 | 0
2024-07-12 12:19 | 4046-RD | Fast Track | Fast Track | Active | Not Provided | 10/16/2026 |  | KERN | GOOSE LAKE SUB | Solar PV | 0.979 | 8/28/2024 | 9/19/2024 | Pass |  |  | N/A (Fast Track) | N/A (Fast Track) | N/A (Fast Track) | Executed | No former queue position | Not in Previous Cycle | Not in Previous Cycle |  |  | Goose Lake | 115 |  |  | TRUE | TRUE | Goose Lake | 115 |  | 0.979 | [8 empty] | 0 | 1
2024-07-12 12:22 | 4047-RD | Fast Track | Fast Track | Active | Not Provided | 10/16/2026 |  | KERN | GOOSE LAKE SUB | Solar PV | 0.979 | 8/28/2024 | 9/19/2024 | Pass |  |  | N/A (Fast Track) | N/A (Fast Track) | N/A (Fast Track) | Executed | No former queue position | Not in Previous Cycle | Not in Previous Cycle |  |  | Goose Lake | 115 |  |  | TRUE | TRUE | Goose Lake | 115 |  | 0.979 | [8 empty] | 0 | 1
2024-07-12 12:24 | 4048-RD | Fast Track | Fast Track | Active | Not Provided | 10/16/2026 |  | KERN | GOOSE LAKE SUB | Solar PV | 0.979 | 8/28/2024 | 9/19/2024 | Pass |  |  | N/A (Fast Track) | N/A (Fast Track) | N/A (Fast Track) | Executed | No former queue position | Not in Previous Cycle | Not in Previous Cycle |  |  | Goose Lake | 115 |  |  | TRUE | TRUE | Goose Lake | 115 |  | 0.979 | [8 empty] | 0 | 1
2024-07-30 13:22 | 4049-RD | Fast Track | Fast Track | Active | Not Provided |  |  | HUMBOLDT | JANES CREEK SUB | Solar PV | 0.04 | 9/4/2024 | 10/25/2024 | Pass |  |  | N/A (Fast Track) | N/A (Fast Track) | N/A (Fast Track) | Executed | No former queue position | Not in Previous Cycle | Not in Previous Cycle |  |  | Janes Creek |  |  |  | FALSE | FALSE | Janes Creek |  |  | 0.04 | [8 empty] | 0 | 1
2024-08-08 10:56 | 4050-RD | Fast Track | Fast Track | Withdrawn | Not Provided | Withdrawn | Withdrawn | SAN MATEO | MILLBRAE SUB | Wind | 0.375 | 9/11/2024 | Withdrawn | Withdrawn | Withdrawn | Withdrawn | Withdrawn | Withdrawn | Withdrawn | Withdrawn | No former queue position | Not in Previous Cycle | Not in Previous Cycle |  |  | Millbrae | 115 |  |  | TRUE | FALSE | Millbrae | 115 |  |  | 0.375 | [7 empty] | 0 | 0
2024-08-21 08:05 | 4051-RD | Fast Track | Fast Track | Active | Not Provided |  |  | CONTRA COSTA | ROSSMOOR SUB | Cogeneration | 0.046 | 9/11/2024 | 10/4/2024 | Pass |  |  | N/A (Fast Track) | N/A (Fast Track) | N/A (Fast Track) | Executed | No former queue position | Not in Previous Cycle | Not in Previous Cycle |  |  | Rossmoor | 230 |  |  | TRUE | TRUE | Rossmoor | 230 | [10 empty] | 0 | 1
2024-07-18 13:28 | 4052-RD | Fast Track | Fast Track | Active | Not Provided |  |  | HUMBOLDT | ARCATA SUB | Solar PV | 1.9 | 9/18/2024 | 11/8/2024 | Fail Screens: F, J, K, M | 3/11/2025 | Pass | N/A (Fast Track) | N/A (Fast Track) | N/A (Fast Track) | Tendered | No former queue position | Not in Previous Cycle | Not in Previous Cycle | not found |  | Arcata | 60 |  |  | TRUE | TRUE | not found | 60 |  | 1.9 | [8 empty] | 0 | 0
2024-08-14 09:23 | 4053-RD | Fast Track | Fast Track | Active | Not Provided |  |  | CALAVERAS | SALT SPRINGS PH | Solar PV | 0.035 | 9/18/2024 | 10/9/2024 | Pass |  |  | N/A (Fast Track) | N/A (Fast Track) | N/A (Fast Track) | Executed | No former queue position | Not in Previous Cycle | Not in Previous Cycle |  |  | Salt Springs Ph |  |  |  | FALSE | FALSE | Salt Springs Ph |  |  | 0.035 | [8 empty] | 0 | 1
2024-09-16 14:01 | 4054-RD | Fast Track | Fast Track | Active | Not Provided |  |  | SANTA CLARA | TRANSMISSION | Regen Braking | 60 | 9/18/2024 | 11/25/2024 | Pass |  |  | N/A (Fast Track) | N/A (Fast Track) | N/A (Fast Track) | Executed | No former queue position | Not in Previous Cycle | Not in Previous Cycle | not found |  | Transmission |  |  |  | FALSE | FALSE | not found | [11 empty] | 0 | 1
2024-09-16 14:03 | 4055-RD | Fast Track | Fast Track | Active | Not Provided |  |  | SAN MATEO | TRANSMISSION | Regen Braking | 60 | 9/18/2024 | 11/25/2024 | Pass |  |  | N/A (Fast Track) | N/A (Fast Track) | N/A (Fast Track) | Executed | No former queue position | Not in Previous Cycle | Not in Previous Cycle | not found |  | Transmission |  |  |  | FALSE | FALSE | not found | [11 empty] | 0 | 1
2024-08-13 13:55 | 4056-RD | Fast Track | Fast Track | Active | Not Provided |  |  | SAN FRANCISCO | DALY CITY SUB | Cogeneration | 1.8 | 9/25/2024 | 10/18/2024 | Fail Screens: B, F, G, J, K, M | 2/5/2025 | Pass | N/A (Fast Track) | N/A (Fast Track) | N/A (Fast Track) | Tendered | No former queue position | Not in Previous Cycle | Not in Previous Cycle |  |  | Daly City |  |  |  | FALSE | FALSE | Daly City | [11 empty] | 0 | 0
2024-09-11 14:10 | 4057-WD | DGSP | DGSP | Active | 1/30/2026 |  |  | SAN JOAQUIN | AVENA SUB | Solar PV | 3 | 9/25/2024 | N/A | N/A | N/A | N/A | Pass | In Progress |  |  | No former queue position | Not in Previous Cycle | Not in Previous Cycle |  |  | Avena | 115 |  |  | TRUE | TRUE | Avena | 115 |  | 3 | [8 empty] | 0 | 0
2024-08-14 13:09 | 4058-RD | Fast Track | Fast Track | Active | Not Provided |  |  | ALAMEDA | SAN LEANDRO U SUB | Solar PV | 2 | 9/25/2024 | 11/21/2024 | Fail Screens: M | 1/17/2025 | Pass | N/A (Fast Track) | N/A (Fast Track) | N/A (Fast Track) | Executed | No former queue position | Not in Previous Cycle | Not in Previous Cycle |  |  | San Leandro U | 115 |  |  | TRUE | TRUE | San Leandro U | 115 |  | 2 | [8 empty] | 0 | 1
2024-08-16 21:14 | 4059-RD | Fast Track | Fast Track | Withdrawn | Not Provided | Withdrawn | Withdrawn | SANTA CLARA | WOLFE SUB | Cogeneration | 11.4 | 9/25/2024 | 1/16/2025 | Pass | Withdrawn | Withdrawn | Withdrawn | Withdrawn | Withdrawn | Withdrawn | No former queue position | Not in Previous Cycle | Not in Previous Cycle |  |  | Wolfe |  |  |  | FALSE | FALSE | Wolfe | [11 empty] | 0 | 0
2024-08-16 21:15 | 4060-RD | Fast Track | Fast Track | Withdrawn | Not Provided | Withdrawn | Withdrawn | SANTA CLARA | WOLFE SUB | Solar PV | 11.4 | 9/25/2024 | 1/16/2025 | Pass | Withdrawn | Withdrawn | Withdrawn | Withdrawn | Withdrawn | Withdrawn | No former queue position | Not in Previous Cycle | Not in Previous Cycle |  |  | Wolfe |  |  |  | FALSE | FALSE | Wolfe |  |  | 11.4 | [8 empty] | 0 | 0
2024-09-13 15:18 | 4061-WD | DGSP | DGSP | Active | 10/9/2026 |  |  | LAKE | MIDDLETOWN SUB | Solar PV | 2.724 | 9/25/2024 | N/A | N/A | N/A | N/A | Pass | In Progress |  |  | No former queue position | Not in Previous Cycle | Not in Previous Cycle |  |  | Middletown |  |  |  | FALSE | FALSE | Middletown |  |  | 2.724 | [8 empty] | 0 | 0
2024-09-13 15:53 | 4062-WD | DGSP | DGSP | Active | 9/25/2026 |  |  | LAKE | KONOCTI SUB | Solar PV | 2.99 | 9/25/2024 | N/A | N/A | N/A | N/A | Pass | In Progress |  |  | No former queue position | Not in Previous Cycle | Not in Previous Cycle |  |  | Konocti | 60 |  |  | TRUE | TRUE | Konocti | 60 |  | 2.99 | [8 empty] | 0 | 0
2024-08-23 08:30 | 4063-RD | Fast Track | Fast Track | Active | Not Provided |  |  | MARIN | ALTO SUB | Cogeneration | 0.033 | 10/2/2024 | 12/6/2024 | Pass |  |  | N/A (Fast Track) | N/A (Fast Track) | N/A (Fast Track) | Executed | No former queue position | Not in Previous Cycle | Not in Previous Cycle |  |  | Alto |  |  |  | FALSE | FALSE | Alto | [11 empty] | 0 | 1
2024-07-15 16:07 | 4064-RD | Fast Track | Fast Track | Active | Not Provided |  |  | BUTTE | CHICO B SUB | Solar PV | 1.407 | 10/2/2024 | 11/1/2024 | Pass |  |  | N/A (Fast Track) | N/A (Fast Track) | N/A (Fast Track) | Executed | No former queue position | Not in Previous Cycle | Not in Previous Cycle |  |  | Chico B |  |  |  | FALSE | FALSE | Chico B |  |  | 1.407 | [8 empty] | 0 | 1
2024-09-11 16:26 | 4065-WD | DGSP | DGSP | Active | 9/25/2026 |  |  | SAN JOAQUIN | WATERLOO SUB | Solar PV | 4.99 | 10/2/2024 | N/A | N/A | N/A | N/A | Pass | In Progress |  |  | No former queue position | Not in Previous Cycle | Not in Previous Cycle | No Match - Review | No Match - Review | Waterloo |  |  |  | FALSE | FALSE | No Match - Review | No Match - Review |  | 4.99 | [8 empty] | 0 | 0
2024-09-13 09:10 | 4066-RD | Fast Track | Fast Track | Active | Not Provided |  |  | SANTA CRUZ | PAUL SWEET SUB | Solar PV | 0.125 | 10/9/2024 | 12/10/2024 | Fail Screens: F, I, J, K, L, M |  |  | N/A (Fast Track) | N/A (Fast Track) | N/A (Fast Track) |  | No former queue position | Not in Previous Cycle | Not in Previous Cycle |  |  | Paul Sweet | 115 |  |  | TRUE | TRUE | Paul Sweet | 115 |  | 0.125 | [8 empty] | 0 | 0
2024-09-13 12:27 | 4067-RD | Fast Track | Fast Track | Active | Not Provided |  |  | SAN MATEO | SAN CARLOS SUB | Solar PV | 0.25 | 10/9/2024 | 10/31/2024 | Pass |  |  | N/A (Fast Track) | N/A (Fast Track) | N/A (Fast Track) |  | No former queue position | Not in Previous Cycle | Not in Previous Cycle |  |  | San Carlos |  |  |  | FALSE | FALSE | San Carlos |  |  | 0.25 | [8 empty] | 0 | 0
2024-09-06 09:18 | 4068-RD | Fast Track | Fast Track | Active | Not Provided |  |  | BUTTE | ESQUON SUB | Biomass | 0.988 | 10/9/2024 | 11/5/2024 | Pass | In Progress |  | N/A (Fast Track) | N/A (Fast Track) | N/A (Fast Track) |  | No former queue position | Not in Previous Cycle | Not in Previous Cycle |  |  | Esquon |  |  |  | FALSE | FALSE | Esquon | [11 empty] | 0 | 0
2024-09-12 16:19 | 4069-RD | Fast Track | Fast Track | Active | Not Provided |  |  | SAN MATEO | BELLE HAVEN SUB | Solar PV | 0.03 | 10/9/2024 | 11/12/2024 | Pass |  |  | N/A (Fast Track) | N/A (Fast Track) | N/A (Fast Track) | Executed | No former queue position | Not in Previous Cycle | Not in Previous Cycle |  |  | Belle Haven |  |  |  | FALSE | FALSE | Belle Haven |  |  | 0.03 | [8 empty] | 0 | 1
2024-09-27 11:24 | 4070-WD | DGSP | DGSP | Active | 9/30/2026 |  |  | LAKE | KONOCTI SUB | Solar PV | 2 | 10/9/2024 | N/A | N/A | N/A | N/A | Pass | In Progress |  |  | No former queue position | Not in Previous Cycle | Not in Previous Cycle |  |  | Konocti | 60 |  |  | TRUE | TRUE | Konocti | 60 |  | 2 | [8 empty] | 0 | 0
2024-09-16 14:19 | 4071-RD | Fast Track | Fast Track | Active | Not Provided | 3/8/2027 |  | SANTA CLARA | STONE SUB | Cogeneration | 5.88 | 10/16/2024 | 11/5/2024 | Fail Screens: B, F, G, I, J, K, M, V1, V2, S5 | 1/3/2025 | Pass | N/A (Fast Track) | N/A (Fast Track) | N/A (Fast Track) | Executed | No former queue position | Not in Previous Cycle | Not in Previous Cycle |  |  | Stone | 115 |  |  | TRUE | TRUE | Stone | 115 | [10 empty] | 0 | 1
2024-09-30 13:40 | 4072-RD | DGSP | DGSP | Active | Not Provided |  |  | ALAMEDA | LAS POSITAS SUB | Solar PV | 0.999 | 10/16/2024 | N/A | N/A | N/A | N/A | Pass | In Progress |  |  | No former queue position | Not in Previous Cycle | Not in Previous Cycle |  |  | Las Positas | 230 |  |  | TRUE | TRUE | Las Positas | 230 |  | 0.999 | [8 empty] | 0 | 0
2024-10-01 14:22 | 4073-RD | Detailed Study | Detailed Study | Withdrawn | Not Provided | Withdrawn | Withdrawn | KERN | ELK HILLS SUB | Solar PV | 5 | 10/16/2024 | Withdrawn | Withdrawn | Withdrawn | Withdrawn | Fail | Withdrawn | Withdrawn | Withdrawn | No former queue position | Not in Previous Cycle | Not in Previous Cycle |  |  | Elk Hills | 230 |  |  | TRUE | FALSE | Elk Hills | 230 |  | 5 | [8 empty] | 0 | 0
2024-09-05 16:31 | 4074-WD | DGSP | DGSP | Active | 6/16/2025 |  |  | BUTTE | NOTRE DAME SUB | Solar PV | 2.988 | 10/16/2024 | N/A | N/A | N/A | N/A | Pass | In Progress |  |  | No former queue position | Not in Previous Cycle | Not in Previous Cycle |  |  | Notre Dame | 115 |  |  | TRUE | TRUE | Notre Dame | 115 |  | 2.988 | [8 empty] | 0 | 0
2024-09-12 11:04 | 4075-WD | DGSP | Cluster | Active | 10/16/2026 |  |  | KINGS | JACOBS CORNER SUB | Solar PV | 4.25 | 10/16/2024 | N/A | N/A (Cluster) | N/A | N/A (Cluster) | Fail |  |  |  | No former queue position | Not in Previous Cycle | Not in Previous Cycle |  |  | Jacobs Corner |  |  |  | FALSE | FALSE | Jacobs Corner |  |  | 4.25 | [8 empty] | 0 | 0
2024-09-12 13:48 | 4076-WD | DGSP | DGSP | Active | 9/12/2025 |  |  | COLUSA | MAXWELL SUB | Solar PV | 2.988 | 10/16/2024 | N/A | N/A | N/A | N/A | Pass | In Progress |  |  | No former queue position | Not in Previous Cycle | Not in Previous Cycle | not found |  | Maxwell |  |  |  | FALSE | FALSE | not found |  |  | 2.988 | [8 empty] | 0 | 0
2024-09-24 21:26 | 4077-WD | DGSP | DGSP | Active | 9/12/2025 |  |  | SUTTER | PEASE SUB | Regen Braking | 2.988 | 10/16/2024 | N/A | N/A | N/A | N/A | Pass | In Progress |  |  | No former queue position | Not in Previous Cycle | Not in Previous Cycle |  |  | Pease | 115 |  |  | TRUE | TRUE | Pease | 115 | [10 empty] | 0 | 0
2024-09-26 15:56 | 4078-WD | DGSP | DGSP | Active | 11/2/2026 |  |  | LAKE | KONOCTI SUB | Solar PV | 2.99 | 10/16/2024 | N/A | N/A | N/A | N/A | Pass | In Progress |  |  | No former queue position | Not in Previous Cycle | Not in Previous Cycle |  |  | Konocti | 60 |  |  | TRUE | TRUE | Konocti | 60 |  | 2.99 | [8 empty] | 0 | 0
2024-09-26 16:06 | 4079-WD | DGSP | DGSP | Active | 9/30/2026 |  |  | SAN JOAQUIN | EIGHT MILE SUB | Solar PV | 2 | 10/16/2024 | N/A | N/A | N/A | N/A | Pass | In Progress |  |  | No former queue position | Not in Previous Cycle | Not in Previous Cycle |  |  | Eight Mile | 230 |  |  | TRUE | TRUE | Eight Mile | 230 |  | 2 | [8 empty] | 0 | 0
2024-09-26 19:33 | 4080-WD | DGSP | Cluster | Active | 9/12/2025 |  |  | KERN | TWISSELMAN SUB | Solar PV | 2.988 | 10/16/2024 | N/A | N/A (Cluster) | N/A | N/A (Cluster) | Fail |  |  |  | No former queue position | Not in Previous Cycle | Not in Previous Cycle |  |  | Twisselman |  |  |  | FALSE | FALSE | Twisselman |  |  | 2.988 | [8 empty] | 0 | 0
2024-09-30 22:37 | 4081-WD | DGSP | DGSP | Active | 9/30/2026 |  |  | SAN JOAQUIN | WATERLOO SUB | Solar PV | 3 | 10/16/2024 | N/A | N/A | N/A | N/A | Pass | In Progress |  |  | No former queue position | Not in Previous Cycle | Not in Previous Cycle | No Match - Review | No Match - Review | Waterloo |  |  |  | FALSE | FALSE | No Match - Review | No Match - Review |  | 3 | [8 empty] | 0 | 0
2024-08-22 14:23 | 4082-WD | Independent Study | Independent Study | Active | 8/15/2025 |  |  | LAKE | KONOCTI SUB | Cogeneration | 2.988 | 10/23/2024 | N/A | N/A (Independent Study) | N/A | N/A (Independent Study) | Pass | In Progress |  |  | No former queue position | Not in Previous Cycle | Not in Previous Cycle |  |  | Konocti | 60 |  |  | TRUE | TRUE | Konocti | 60 | [10 empty] | 0 | 0
2024-08-26 17:42 | 4083-WD | Independent Study | Independent Study | Active | 8/15/2025 |  |  | TEHAMA | CORNING SUB | Biomass | 2.988 | 10/23/2024 | N/A | N/A (Independent Study) | N/A | N/A (Independent Study) | Pass | In Progress |  |  | No former queue position | Not in Previous Cycle | Not in Previous Cycle |  |  | Corning |  |  |  | FALSE | FALSE | Corning | [11 empty] | 0 | 0
2024-09-17 10:03 | 4084-RD | Fast Track | Fast Track | Active | Not Provided |  |  | SANTA CLARA | STONE SUB | Solar PV | 0.3 | 10/23/2024 | 1/6/2025 | Pass |  |  | N/A (Fast Track) | N/A (Fast Track) | N/A (Fast Track) | Executed | No former queue position | Not in Previous Cycle | Not in Previous Cycle |  |  | Stone | 115 |  |  | TRUE | TRUE | Stone | 115 |  | 0.3 | [8 empty] | 0 | 1
2024-10-21 13:33 | 4085-RD | Fast Track | Fast Track | Withdrawn | Not Provided | Withdrawn | Withdrawn | YOLO | MADISON SUB | Solar PV | 0.18 | 10/23/2024 | Withdrawn | Withdrawn | Withdrawn | Withdrawn | Withdrawn | Withdrawn | Withdrawn | Withdrawn | No former queue position | Not in Previous Cycle | Not in Previous Cycle | Madison |  | Madison | 115 |  |  | TRUE | FALSE | Madison | 115 |  | 0.18 | [8 empty] | 0 | 0
2024-10-04 16:26 | 4086-RD | Fast Track | Fast Track | Active | Not Provided |  |  | BUTTE | WYANDOTTE SUB | Solar PV | 0.036 | 10/30/2024 |  |  |  |  | N/A (Fast Track) | N/A (Fast Track) | N/A (Fast Track) |  | No former queue position | Not in Previous Cycle | Not in Previous Cycle |  |  | Wyandotte | 115 |  |  | TRUE | TRUE | Wyandotte | 115 |  | 0.036 | [8 empty] | 0 | 0
2024-09-09 14:04 | 4087-RD | Fast Track | Detailed Study | Active | Not Provided |  |  | KERN | STOCKDALE SUB | Solar PV | 0.3 | 10/30/2024 | 3/10/2025 | Fail | 4/25/2025 | Fail |  |  |  |  | No former queue position | Not in Previous Cycle | Not in Previous Cycle |  |  | Stockdale | 230 |  |  | TRUE | TRUE | Stockdale | 230 |  | 0.3 | [8 empty] | 0 | 0
2024-09-29 21:04 | 4088-WD | Fast Track | Fast Track | Withdrawn | 9/12/2025 | Withdrawn | Withdrawn | FRESNO | GATES SUB | Regen Braking,Solar PV | 0.996 | 10/30/2024 | 11/15/2024 | Fail Screens: 2, 4, 10 | 1/13/2025 | Pass | Withdrawn | Withdrawn | Withdrawn | Withdrawn | No former queue position | Not in Previous Cycle | Not in Previous Cycle |  |  | Gates | 500 |  |  | TRUE | FALSE | Gates | 500 |  | 0.996 | [8 empty] | 0 | 0
2024-10-01 16:17 | 4089-RD | Fast Track | Fast Track | Active | Not Provided |  |  | SAN FRANCISCO | SAN FRAN H (MARTIN) SUB | Solar PV | 0.059 | 10/30/2024 | 12/18/2024 | Pass |  |  | N/A (Fast Track) | N/A (Fast Track) | N/A (Fast Track) | Executed | No former queue position | Not in Previous Cycle | Not in Previous Cycle |  |  | San Fran H (Martin) |  |  |  | FALSE | FALSE | San Fran H (Martin) |  |  | 0.059 | [8 empty] | 0 | 1
2024-10-10 08:01 | 4090-RD | Fast Track | Fast Track | Active | Not Provided |  |  | SANTA CLARA | EVERGREEN SUB | Solar PV | 0.75 | 10/30/2024 | 11/25/2024 | Pass |  |  | N/A (Fast Track) | N/A (Fast Track) | N/A (Fast Track) | Executed | No former queue position | Not in Previous Cycle | Not in Previous Cycle |  |  | Evergreen | 115 |  |  | TRUE | TRUE | Evergreen | 115 |  | 0.75 | [8 empty] | 0 | 1
2024-10-01 06:18 | 4091-RD | Fast Track | Fast Track | Active | Not Provided |  |  | SAN MATEO | BELMONT SUB | Cogeneration,Linear generator,Linear generator | 1.25 | 10/30/2024 | 3/27/2025 | Fail Screens: F, G, I, J, M | In Progress |  | N/A (Fast Track) | N/A (Fast Track) | N/A (Fast Track) |  | No former queue position | Not in Previous Cycle | Not in Previous Cycle |  |  | Belmont |  |  |  | FALSE | FALSE | Belmont | [11 empty] | 0 | 0
2024-09-20 10:26 | 4092-WD | Independent Study | Independent Study | Active | 11/1/2027 |  |  | SANTA BARBARA | CABRILLO SUB | Solar PV,Wind | 50 | 11/6/2024 | N/A | N/A (Independent Study) | N/A | N/A (Independent Study) | Pass |  |  |  | No former queue position | Not in Previous Cycle | Not in Previous Cycle | Cabrillo | 115 | Cabrillo | 115 |  |  | TRUE | TRUE | Cabrillo | 115 |  | 50 | 50 | [7 empty] | 0 | 0
2024-09-12 16:52 | 4093-WD | Independent Study | Independent Study | Active | 8/15/2025 |  |  | BUTTE | PEACHTON SUB | Biomass,Solar PV | 3.6 | 11/6/2024 | N/A | N/A (Independent Study) | N/A | N/A (Independent Study) | Pass | In Progress |  |  | No former queue position | Not in Previous Cycle | Not in Previous Cycle |  |  | Peachton |  |  |  | FALSE | FALSE | Peachton |  |  | 3.6 | [8 empty] | 0 | 0
2024-09-16 21:33 | 4094-WD | Independent Study | Independent Study | Active | 9/12/2025 |  |  | COLUSA | WILLIAMS SUB | Regen Braking | 2.98 | 11/6/2024 | N/A | N/A (Independent Study) | N/A | N/A (Independent Study) | Pass |  |  |  | No former queue position | Not in Previous Cycle | Not in Previous Cycle |  |  | Williams |  |  |  | FALSE | FALSE | Williams | [11 empty] | 0 | 0
2024-10-01 13:37 | 4095-RD | Fast Track | Fast Track | Active | Not Provided |  |  | COLUSA | COLUSA JUNCTION | Solar PV | 2.99 | 11/13/2024 | 12/4/2024 | Fail Screens: B, F, I, J, K, M, V1, V2, S5, A4, R1 | 3/18/2025 | Fail | N/A (Fast Track) | N/A (Fast Track) | N/A (Fast Track) |  | No former queue position | Not in Previous Cycle | Not in Previous Cycle |  |  | Colusa Junction |  |  |  | FALSE | FALSE | Colusa Junction |  |  | 2.99 | [8 empty] | 0 | 0
2024-10-18 16:34 | 4096-RD | Detailed Study | Detailed Study | Withdrawn | Not Provided | Withdrawn | Withdrawn | KERN | CUYAMA SUB | Solar PV | 2.5 | 11/13/2024 | Withdrawn | Withdrawn | Withdrawn | Withdrawn | Fail | Withdrawn | Withdrawn | Withdrawn | No former queue position | Not in Previous Cycle | Not in Previous Cycle |  |  | Cuyama |  |  |  | FALSE | FALSE | Cuyama |  |  | 2.5 | [8 empty] | 0 | 0
2024-10-22 10:45 | 4097-RD | Fast Track | Fast Track | Active | Not Provided |  |  | ALAMEDA | DIXON LANDING SUB | Solar PV | 1.625 | 11/13/2024 | 12/20/2024 | Fail Screens: D, G, H, I, J, K, M, S5, A4 | In Progress |  | N/A (Fast Track) | N/A (Fast Track) | N/A (Fast Track) |  | No former queue position | Not in Previous Cycle | Not in Previous Cycle |  |  | Dixon Landing | 115 |  |  | TRUE | TRUE | Dixon Landing | 115 |  | 1.625 | [8 empty] | 0 | 0
2024-09-17 09:30 | 4098-RD | Fast Track | Fast Track | Withdrawn | Not Provided | Withdrawn | Withdrawn | SANTA CLARA | LOCKHEED #1 SUB | Solar PV | 1.66 | 11/13/2024 | 12/16/2024 | Pass | Withdrawn | Withdrawn | Withdrawn | Withdrawn | Withdrawn | Withdrawn | No former queue position | Not in Previous Cycle | Not in Previous Cycle |  |  | Lockheed #1 |  |  |  | FALSE | FALSE | Lockheed #1 |  |  | 1.66 | [8 empty] | 0 | 0
2024-10-18 17:02 | 4099-RD | Detailed Study | Detailed Study | Withdrawn | Not Provided | Withdrawn | Withdrawn | KERN | GOOSE LAKE SUB | Solar PV | 2.5 | 11/13/2024 | Withdrawn | Withdrawn | Withdrawn | Withdrawn | Fail | Withdrawn | Withdrawn | Withdrawn | No former queue position | Not in Previous Cycle | Not in Previous Cycle |  |  | Goose Lake | 115 |  |  | TRUE | FALSE | Goose Lake | 115 |  | 2.5 | [8 empty] | 0 | 0
2024-10-25 15:14 | 4100-WD | Independent Study | Independent Study | Active | 12/1/2026 |  |  | KERN | WELLFIELD SUB | Solar PV | 4.996 | 11/13/2024 | N/A | N/A (Independent Study) | N/A | N/A (Independent Study) | Fail |  |  |  | No former queue position | Not in Previous Cycle | Not in Previous Cycle |  |  | Wellfield |  |  |  | FALSE | FALSE | Wellfield |  |  | 4.996 | [8 empty] | 0 | 0
2024-10-25 15:36 | 4101-WD | Independent Study | Independent Study | Active | 12/1/2026 |  |  | KERN | LAMONT SUB | Solar PV | 2 | 11/13/2024 | N/A | N/A (Independent Study) | N/A | N/A (Independent Study) | Fail |  |  |  | No former queue position | Not in Previous Cycle | Not in Previous Cycle |  |  | Lamont | 115 |  |  | TRUE | TRUE | Lamont | 115 |  | 2 | [8 empty] | 0 | 0
2024-08-09 12:34 | 4102-RD | Fast Track | Fast Track | Active | Not Provided |  |  | SONOMA | FULTON SUB | Solar PV | 0.3 | 11/13/2024 | 4/29/2025 | Pass |  |  | N/A (Fast Track) | N/A (Fast Track) | N/A (Fast Track) |  | No former queue position | Not in Previous Cycle | Not in Previous Cycle |  |  | Fulton | 230 |  |  | TRUE | TRUE | Fulton | 230 |  | 0.3 | [8 empty] | 0 | 0
2024-08-09 12:59 | 4103-RD | Fast Track | Fast Track | Active | Not Provided |  |  | SONOMA | FULTON SUB | Solar PV | 0.3 | 11/13/2024 | 4/29/2025 | Pass |  |  | N/A (Fast Track) | N/A (Fast Track) | N/A (Fast Track) |  | No former queue position | Not in Previous Cycle | Not in Previous Cycle |  |  | Fulton | 230 |  |  | TRUE | TRUE | Fulton | 230 |  | 0.3 | [8 empty] | 0 | 0
2024-10-22 10:19 | 4104-RD | Fast Track | Fast Track | Active | Not Provided |  |  | BUTTE | BUTTE SUB | Solar PV | 3 | 11/20/2024 | 12/10/2024 | Fail Screens: I, J, K, M | In Progress |  | N/A (Fast Track) | N/A (Fast Track) | N/A (Fast Track) |  | No former queue position | Not in Previous Cycle | Not in Previous Cycle |  |  | Butte | 115 |  |  | TRUE | TRUE | Butte | 115 |  | 3 | [8 empty] | 0 | 0
2024-10-29 14:23 | 4105-RD | Fast Track | Fast Track | Active | Not Provided |  |  | YOLO | DEEPWATER SUB | Solar PV | 0.5 | 11/20/2024 | 1/7/2025 | Pass |  |  | N/A (Fast Track) | N/A (Fast Track) | N/A (Fast Track) | Executed | No former queue position | Not in Previous Cycle | Not in Previous Cycle |  |  | Deepwater |  |  |  | FALSE | FALSE | Deepwater |  |  | 0.5 | [8 empty] | 0 | 1
2024-10-29 14:25 | 4106-RD | Fast Track | Fast Track | Active | Not Provided |  |  | YOLO | DEEPWATER SUB | Solar PV | 0.5 | 11/20/2024 | 1/7/2025 | Pass |  |  | N/A (Fast Track) | N/A (Fast Track) | N/A (Fast Track) | Executed | No former queue position | Not in Previous Cycle | Not in Previous Cycle |  |  | Deepwater |  |  |  | FALSE | FALSE | Deepwater |  |  | 0.5 | [8 empty] | 0 | 1
2024-10-16 15:29 | 4107-RD | Fast Track | Fast Track | Active | Not Provided |  |  | SANTA CLARA | VASONA SUB | Solar PV | 0.345 | 11/20/2024 | In Progress |  |  |  | N/A (Fast Track) | N/A (Fast Track) | N/A (Fast Track) |  | No former queue position | Not in Previous Cycle | Not in Previous Cycle |  |  | Vasona | 230 |  |  | TRUE | TRUE | Vasona | 230 |  | 0.345 | [8 empty] | 0 | 0
2024-11-15 10:33 | 4108-RD | Fast Track | Fast Track | Withdrawn | Not Provided | Withdrawn | Withdrawn | TUOLUMNE | RACETRACK SUB | Solar PV | 0.46 | 11/27/2024 | 1/2/2025 | Pass | Withdrawn | Withdrawn | Withdrawn | Withdrawn | Withdrawn | Withdrawn | No former queue position | Not in Previous Cycle | Not in Previous Cycle | Race Track |  | Racetrack |  |  |  | FALSE | FALSE | Race Track |  |  | 0.46 | [8 empty] | 0 | 0
2024-10-30 15:04 | 4109-RD | Fast Track | Detailed Study | Active | Not Provided |  |  | MADERA | EL PECO SUB | Solar PV | 4.988 | 11/27/2024 | 12/19/2024 | Fail Screens: F, I, J, K, L, M | 3/6/2025 | Fail | Pass |  |  |  | No former queue position | Not in Previous Cycle | Not in Previous Cycle |  |  | El Peco |  |  |  | FALSE | FALSE | El Peco |  |  | 4.988 | [8 empty] | 0 | 0
2024-10-31 09:56 | 4110-RD | Fast Track | Fast Track | Active | Not Provided |  |  | SANTA CLARA | Customer Owned | Solar PV | 9 | 11/27/2024 | In Progress |  |  |  | N/A (Fast Track) | N/A (Fast Track) | N/A (Fast Track) |  | No former queue position | Not in Previous Cycle | Not in Previous Cycle | not found |  | Customer Owned |  |  |  | FALSE | FALSE | not found |  |  | 9 | [8 empty] | 0 | 0
2024-11-04 12:57 | 4111-RD | Fast Track | Fast Track | Active | Not Provided |  |  | YUBA | EAST MARYSVILLE SUB | Solar PV | 3 | 11/27/2024 | 12/23/2024 | Fail Screens: B, G, I, J, K, M | In Progress |  | N/A (Fast Track) | N/A (Fast Track) | N/A (Fast Track) |  | No former queue position | Not in Previous Cycle | Not in Previous Cycle |  |  | East Marysville | 115 |  |  | TRUE | TRUE | East Marysville | 115 |  | 3 | [8 empty] | 0 | 0
2024-11-07 09:08 | 4112-WD | Independent Study | Independent Study | Withdrawn | 10/2/2026 | Withdrawn | Withdrawn | KERN | SAN BERNARD SUB | Solar PV | 3 | 11/27/2024 | Withdrawn | Withdrawn | Withdrawn | Withdrawn | Fail | Withdrawn | Withdrawn | Withdrawn | No former queue position | Not in Previous Cycle | Not in Previous Cycle |  |  | San Bernard |  |  |  | FALSE | FALSE | San Bernard |  |  | 3 | [8 empty] | 0 | 0
2024-11-08 11:04 | 4113-WD | Independent Study | Independent Study | Active | 11/23/2026 |  |  | GLENN | LOGAN CREEK SUB | Solar PV | 4.99 | 11/27/2024 | N/A | N/A (Independent Study) | N/A | N/A (Independent Study) | Pass | In Progress |  |  | No former queue position | Not in Previous Cycle | Not in Previous Cycle |  |  | Logan Creek | 230 |  |  | TRUE | TRUE | Logan Creek | 230 |  | 4.99 | [8 empty] | 0 | 0
2024-11-08 12:13 | 4114-WD | Independent Study | Cluster | Active | 11/23/2026 |  |  | MADERA | CHOWCHILLA SUB | Solar PV | 4.539 | 11/27/2024 | N/A | N/A (Cluster) | N/A | N/A (Cluster) | Fail |  |  |  | No former queue position | Not in Previous Cycle | Not in Previous Cycle |  |  | Chowchilla | 115 |  |  | TRUE | TRUE | Chowchilla | 115 |  | 4.539 | [8 empty] | 0 | 0
2024-10-31 11:02 | 4115-RD | Fast Track | Fast Track | Active | Not Provided |  |  | SAN MATEO | MENLO SUB | Solar PV | 0.345 | 12/4/2024 | 12/30/2024 | Pass | N/A | N/A | N/A |  | N/A | Executed | No former queue position | Not in Previous Cycle | Not in Previous Cycle |  |  | Menlo | 60 |  |  | TRUE | TRUE | Menlo | 60 |  | 0.345 | [8 empty] | 0 | 1
2024-10-11 14:36 | 4116-RD | Fast Track | Fast Track | Active | Not Provided |  |  | MONTEREY | VIEJO SUB | Solar PV | 0.46 | 12/4/2024 | 1/22/2025 | Pass | N/A | N/A | N/A |  | N/A | Executed | No former queue position | Not in Previous Cycle | Not in Previous Cycle |  |  | Viejo | 230 |  |  | TRUE | TRUE | Viejo | 230 |  | 0.46 | [8 empty] | 0 | 1
2024-10-29 10:54 | 4117-RD | Fast Track | Fast Track | Withdrawn | Not Provided | Withdrawn | Withdrawn | SUTTER | TUDOR SUB | Solar PV | 3.846 | 12/4/2024 | 12/23/2024 | Fail Screens: G, H, I, J, K, M | Withdrawn | Withdrawn | Withdrawn | Withdrawn | Withdrawn | Withdrawn | No former queue position | Not in Previous Cycle | Not in Previous Cycle | not found |  | Tudor |  |  |  | FALSE | FALSE | not found |  |  | 3.846 | [8 empty] | 0 | 0
2024-12-02 13:27 | 4118-RD | Fast Track | Fast Track | Active | Not Provided |  |  | SAN FRANCISCO | SAN FRAN X (MISSION) SUB | Solar PV | 0.33 | 12/4/2024 | 1/23/2025 | Pass |  |  | N/A (Fast Track) | N/A (Fast Track) | N/A (Fast Track) | Executed | No former queue position | Not in Previous Cycle | Not in Previous Cycle |  |  | San Fran X (Mission) |  |  |  | FALSE | FALSE | San Fran X (Mission) |  |  | 0.33 | [8 empty] | 0 | 1
2024-11-01 13:52 | 4119-RD | Fast Track | Fast Track | Active | Not Provided |  |  | SAN JOAQUIN | WEBER SUB | Solar PV | 1.368 | 12/11/2024 | 1/8/2025 | Fail Screens: D, F, G, I, J, M, S5, A4 | 2/6/2025 | Fail | N/A (Fast Track) | N/A (Fast Track) | N/A (Fast Track) |  | No former queue position | Not in Previous Cycle | Not in Previous Cycle |  |  | Weber | 230 |  |  | TRUE | TRUE | Weber | 230 |  | 1.368 | [8 empty] | 0 | 0
2024-10-29 20:17 | 4120-RD | Fast Track | Fast Track | Active | Not Provided |  |  | SAN JOAQUIN | WEBER SUB | Solar PV | 1.368 | 12/11/2024 | 1/10/2025 | Fail Screens: D, F, G, I, J, M, S5, A4 | 2/10/2025 | Fail | N/A (Fast Track) | N/A (Fast Track) | N/A (Fast Track) |  | No former queue position | Not in Previous Cycle | Not in Previous Cycle |  |  | Weber | 230 |  |  | TRUE | TRUE | Weber | 230 |  | 1.368 | [8 empty] | 0 | 0
2024-11-20 09:20 | 4121-RD | Detailed Study | Detailed Study | Withdrawn | Not Provided | Withdrawn | Withdrawn | MERCED | LE GRAND SUB | Solar PV | 4.98 | 12/11/2024 | Withdrawn | Withdrawn | Withdrawn | Withdrawn | Fail | Withdrawn | Withdrawn | Withdrawn | No former queue position | Not in Previous Cycle | Not in Previous Cycle |  |  | Le Grand | 115 |  |  | TRUE | FALSE | Le Grand | 115 |  | 4.98 | [8 empty] | 0 | 0
2024-11-20 10:42 | 4122-RD | Detailed Study | Detailed Study | Withdrawn | Not Provided | Withdrawn | Withdrawn | MADERA | EL PECO SUB | Solar PV | 4.98 | 12/11/2024 | Withdrawn | Withdrawn | Withdrawn | Withdrawn | Fail | Withdrawn | Withdrawn | Withdrawn | No former queue position | Not in Previous Cycle | Not in Previous Cycle |  |  | El Peco |  |  |  | FALSE | FALSE | El Peco |  |  | 4.98 | [8 empty] | 0 | 0
2024-11-20 11:15 | 4123-RD | Detailed Study | Detailed Study | Withdrawn | Not Provided | Withdrawn | Withdrawn | FRESNO | BOWLES SUB | Solar PV | 4.98 | 12/11/2024 | Withdrawn | Withdrawn | Withdrawn | Withdrawn | Fail | Withdrawn | Withdrawn | Withdrawn | No former queue position | Not in Previous Cycle | Not in Previous Cycle |  |  | Bowles |  |  |  | FALSE | FALSE | Bowles |  |  | 4.98 | [8 empty] | 0 | 0
2024-11-20 11:46 | 4124-RD | Detailed Study | Detailed Study | Withdrawn | Not Provided | Withdrawn | Withdrawn | FRESNO | OLD KEARNEY SUB | Solar PV | 4.98 | 12/11/2024 | Withdrawn | Withdrawn | Withdrawn | Withdrawn | Fail | Withdrawn | Withdrawn | Withdrawn | No former queue position | Not in Previous Cycle | Not in Previous Cycle |  |  | Old Kearney |  |  |  | FALSE | FALSE | Old Kearney |  |  | 4.98 | [8 empty] | 0 | 0
2024-11-20 12:42 | 4125-RD | Detailed Study | Detailed Study | Withdrawn | Not Provided | Withdrawn | Withdrawn | FRESNO | BOWLES SUB | Withdrawn | 4.98 | 12/11/2024 | Withdrawn | Withdrawn | Withdrawn | Withdrawn | Fail | Withdrawn | Withdrawn | Withdrawn | No former queue position | Not in Previous Cycle | Not in Previous Cycle |  |  | Bowles |  |  |  | FALSE | FALSE | Bowles | [11 empty] | 0 | 0
2024-11-20 14:07 | 4126-RD | Detailed Study | Detailed Study | Withdrawn | Not Provided | Withdrawn | Withdrawn | KERN | Withdrawn | Withdrawn | 4.98 | 12/11/2024 | Withdrawn | Withdrawn | Withdrawn | Withdrawn | Fail | Withdrawn | Withdrawn | Withdrawn | No former queue position | Not in Previous Cycle | Not in Previous Cycle |  |  | Withdrawn |  |  |  | FALSE | FALSE | Withdrawn | [11 empty] | 0 | 0
2024-11-14 15:34 | 4127-RD | Fast Track | Fast Track | Active | Not Provided |  |  | SANTA CLARA | NORTECH SUB | Solar PV | 0.65 | 12/18/2024 | 2/27/2025 | Pass |  |  | N/A (Fast Track) | N/A (Fast Track) | N/A (Fast Track) | Tendered | No former queue position | Not in Previous Cycle | Not in Previous Cycle |  |  | Nortech | 115 |  |  | TRUE | TRUE | Nortech | 115 |  | 0.65 | [8 empty] | 0 | 0
2024-11-18 10:39 | 4128-WD | Fast Track | Fast Track | Active | 1/1/2025 |  |  | ALAMEDA | EDES SUB | Cogeneration | 0.75 | 12/24/2024 | 4/18/2025 | Pass |  |  | N/A (Fast Track) | N/A (Fast Track) | N/A (Fast Track) |  | No former queue position | Not in Previous Cycle | Not in Previous Cycle |  |  | Edes | 115 |  |  | TRUE | TRUE | Edes | 115 | [10 empty] | 0 | 0
2024-11-28 17:25 | 4129-WD | Fast Track | Fast Track | Active | 7/15/2026 |  |  | CONTRA COSTA | TIDEWATER SUB | Non Export PV + Battery | 4 | 12/24/2024 | 3/19/2025 | Fail Screens: 2, 2.2, 10 |  |  | N/A (Fast Track) | N/A (Fast Track) | N/A (Fast Track) |  | No former queue position | Not in Previous Cycle | Not in Previous Cycle |  |  | Tidewater |  |  |  | FALSE | FALSE | Tidewater | [8 empty] | 4 | 4 |  | 0 | 0
2024-11-05 12:40 | 4130-RD | Fast Track | Fast Track | Active | Not Provided |  |  | SAN JOAQUIN | WEBER SUB | Solar PV | 1.369 | 12/24/2024 | 1/10/2025 | Fail Screens: D, F, G, I, J, M, S5, A4 | 2/10/2025 | Fail | N/A (Fast Track) | N/A (Fast Track) | N/A (Fast Track) |  | No former queue position | Not in Previous Cycle | Not in Previous Cycle |  |  | Weber | 230 |  |  | TRUE | TRUE | Weber | 230 |  | 1.369 | [8 empty] | 0 | 0
2024-12-13 12:14 | 4131-WD | Independent Study | Independent Study | Active | 1/11/2027 |  |  | MENDOCINO | POTTER VALLEY PH | Solar PV | 2.724 | 12/24/2024 | N/A | N/A (Independent Study) | N/A | N/A (Independent Study) | Pass | In Progress |  |  | No former queue position | Not in Previous Cycle | Not in Previous Cycle | No Match - Review | No Match - Review | Potter Valley Ph |  |  |  | FALSE | FALSE | No Match - Review | No Match - Review |  | 2.724 | [8 empty] | 0 | 0
2024-11-19 14:04 | 4132-WD | DGSP | DGSP | Active | 12/1/2026 |  |  | GLENN | LOGAN CREEK SUB | Solar PV | 4.086 | 12/24/2024 | N/A | N/A | N/A | N/A | Fail |  |  |  | No former queue position | Not in Previous Cycle | Not in Previous Cycle |  |  | Logan Creek | 230 |  |  | TRUE | TRUE | Logan Creek | 230 |  | 4.086 | [8 empty] | 0 | 0
2024-11-20 07:27 | 4133-RD | Fast Track | Fast Track | Withdrawn | Not Provided | Withdrawn | Withdrawn | GLENN | ORLAND B SUB | Regen Braking | 4.998 | 12/24/2024 | 1/15/2025 | Fail Screens: F, G, I, J, K, M | Withdrawn | Withdrawn | Withdrawn | Withdrawn | Withdrawn | Withdrawn | No former queue position | Not in Previous Cycle | Not in Previous Cycle |  |  | Orland B |  |  |  | FALSE | FALSE | Orland B | [11 empty] | 0 | 0
2024-11-20 07:31 | 4134-RD | Fast Track | Fast Track | Withdrawn | Not Provided | Withdrawn | Withdrawn | KINGS | GUERNSEY SUB | Regen Braking | 4.998 | 12/24/2024 | 1/30/2025 | Fail Screens: F, J, K, M | Withdrawn | Withdrawn | Withdrawn | Withdrawn | Withdrawn | Withdrawn | No former queue position | Not in Previous Cycle | Not in Previous Cycle |  |  | Guernsey | 70 |  |  | TRUE | FALSE | Guernsey | 70 | [10 empty] | 0 | 0
2024-11-22 11:16 | 4135-RD | Fast Track | Fast Track | Active | Not Provided |  |  | SANTA CLARA | TBD | Solar PV | 0.84 | 12/31/2024 | 2/6/2025 | Fail Screens: H, J, K, M | 3/27/2025 | Pass | N/A (Fast Track) | N/A (Fast Track) | N/A (Fast Track) | Tendered | No former queue position | Not in Previous Cycle | Not in Previous Cycle | not found |  | Tbd |  |  |  | FALSE | FALSE | not found |  |  | 0.84 | [8 empty] | 0 | 0
2024-11-22 13:41 | 4136-RD | Detailed Study | Detailed Study | Active | Not Provided |  |  | KINGS | KETTLEMAN HILLS SUB | Cogeneration | 2 | 1/8/2025 | N/A | N/A | N/A | N/A | Pass | In Progress |  |  | No former queue position | Not in Previous Cycle | Not in Previous Cycle |  |  | Kettleman Hills |  |  |  | FALSE | FALSE | Kettleman Hills | [11 empty] | 0 | 0
2024-11-11 16:19 | 4137-RD | Fast Track | Fast Track | Active | Not Provided |  |  | SAN MATEO | SULLIVAN SUB | Solar PV | 0.177 | 1/8/2025 | 2/6/2025 | Pass |  |  | N/A (Fast Track) | N/A (Fast Track) | N/A (Fast Track) | Tendered | No former queue position | Not in Previous Cycle | Not in Previous Cycle | No Match - Review | No Match - Review | Sullivan |  |  |  | FALSE | FALSE | No Match - Review | No Match - Review |  | 0.177 | [8 empty] | 0 | 0
2024-12-23 12:36 | 4138-RD | Fast Track | Fast Track | Active | Not Provided |  |  | YUBA | EAST MARYSVILLE SUB | Solar PV | 0.996 | 1/8/2025 | 1/30/2025 | Fail Screens: F, G, I, J, K, M | In Progress |  | N/A (Fast Track) | N/A (Fast Track) | N/A (Fast Track) |  | No former queue position | Not in Previous Cycle | Not in Previous Cycle |  |  | East Marysville | 115 |  |  | TRUE | TRUE | East Marysville | 115 |  | 0.996 | [8 empty] | 0 | 0
2024-12-23 13:38 | 4139-RD | Fast Track | Fast Track | Active | Not Provided |  |  | YUBA | OLIVEHURST SUB | Solar PV | 0.996 | 1/8/2025 | 1/30/2025 | Fail Screens: G, I, J, K, M | In Progress |  | N/A (Fast Track) | N/A (Fast Track) | N/A (Fast Track) |  | No former queue position | Not in Previous Cycle | Not in Previous Cycle |  |  | Olivehurst | 115 |  |  | TRUE | TRUE | Olivehurst | 115 |  | 0.996 | [8 empty] | 0 | 0
2024-12-03 06:56 | 4140-RD | Fast Track | Fast Track | Active | Not Provided |  |  | FRESNO | RANCHERS COTTON SUB | Solar PV | 1.926 | 1/8/2025 |  |  |  |  | N/A (Fast Track) | N/A (Fast Track) | N/A (Fast Track) |  | No former queue position | Not in Previous Cycle | Not in Previous Cycle | not found |  | Ranchers Cotton |  |  |  | FALSE | FALSE | not found |  |  | 1.926 | [8 empty] | 0 | 0
2024-11-27 20:43 | 4141-WD | Independent Study | Independent Study | Active | 6/30/2028 |  |  | BUTTE | TRANSMISSION | Steam Turbine | 12 | 1/15/2025 | N/A | N/A (Independent Study) | N/A | N/A (Independent Study) | Pass | In Progress |  |  | No former queue position | Not in Previous Cycle | Not in Previous Cycle | not found |  | Transmission |  |  |  | FALSE | FALSE | not found | [11 empty] | 0 | 0
2024-12-17 07:50 | 4142-RD | Fast Track | Fast Track | Active | Not Provided |  |  | SAN JOAQUIN | FRENCH CAMP SUB | Solar PV | 1.344 | 1/15/2025 |  |  |  |  | N/A (Fast Track) | N/A (Fast Track) | N/A (Fast Track) |  | No former queue position | Not in Previous Cycle | Not in Previous Cycle |  |  | French Camp | 60 |  |  | TRUE | TRUE | French Camp | 60 |  | 1.344 | [8 empty] | 0 | 0
2024-12-18 13:21 | 4143-RD | Fast Track | Fast Track | Active | Not Provided |  |  | KERN | WHEELER RIDGE SUB | Make-Before-Break,Cogeneration | 3 | 1/22/2025 | 3/19/2025 | Fail | In Progress |  | N/A (Fast Track) | N/A (Fast Track) | N/A (Fast Track) |  | No former queue position | Not in Previous Cycle | Not in Previous Cycle |  |  | Wheeler Ridge | 230 |  |  | TRUE | TRUE | Wheeler Ridge | 230 | [10 empty] | 0 | 0
2024-12-23 12:28 | 4144-RD | Fast Track | Fast Track | Active | Not Provided |  |  | MERCED | GUSTINE SUB | Biomass,Solar PV | 4.98 | 1/22/2025 | 2/10/2025 | Fail Screens: F, I, J, K, L, M | 4/3/2025 | Fail | N/A (Fast Track) | N/A (Fast Track) | N/A (Fast Track) |  | No former queue position | Not in Previous Cycle | Not in Previous Cycle |  |  | Gustine |  |  |  | FALSE | FALSE | Gustine |  |  | 4.98 | [8 empty] | 0 | 0
2024-12-23 14:33 | 4145-RD | Detailed Study | Detailed Study | Withdrawn | Not Provided | Withdrawn | Withdrawn | YUBA | EAST MARYSVILLE SUB | Solar PV | 2.943 | 1/22/2025 | Withdrawn | Withdrawn | Withdrawn | Withdrawn | Pass | Withdrawn | Withdrawn | Withdrawn | No former queue position | Not in Previous Cycle | Not in Previous Cycle |  |  | East Marysville | 115 |  |  | TRUE | FALSE | East Marysville | 115 |  | 2.943 | [8 empty] | 0 | 0
2025-01-15 10:13 | 4146-RD | Fast Track | Fast Track | Active | Not Provided |  |  | SAN FRANCISCO | SAN FRAN X (MISSION) SUB | Solar PV | 0.2 | 1/22/2025 | 3/28/2025 | Pass |  |  | N/A (Fast Track) | N/A (Fast Track) | N/A (Fast Track) | Tendered | No former queue position | Not in Previous Cycle | Not in Previous Cycle |  |  | San Fran X (Mission) |  |  |  | FALSE | FALSE | San Fran X (Mission) |  |  | 0.2 | [8 empty] | 0 | 0
2024-12-26 12:52 | 4147-RD | DGSP | DGSP | Active | Not Provided |  |  | MERCED | GUSTINE SUB | Solar PV | 4.98 | 1/29/2025 | N/A | N/A | N/A | N/A | Fail |  |  |  | No former queue position | Not in Previous Cycle | Not in Previous Cycle |  |  | Gustine |  |  |  | FALSE | FALSE | Gustine |  |  | 4.98 | [8 empty] | 0 | 0
2024-12-30 11:22 | 4148-RD | Fast Track | Detailed Study | Active | Not Provided |  |  | KERN | KERN PP | Solar PV | 0.734 | 1/29/2025 | 3/4/2025 | Fail Screens: D, F, G, H, I, J, M, S5, A4 | 4/15/2025 | Fail |  |  |  |  | No former queue position | Not in Previous Cycle | Not in Previous Cycle | No Match - Review | No Match - Review | Kern Pp | 230 |  |  | TRUE | TRUE | No Match - Review | No Match - Review |  | 0.734 | [8 empty] | 0 | 0
2024-12-30 13:52 | 4149-RD | Fast Track | Fast Track | Active | Not Provided |  |  | CONTRA COSTA | CONTRA COSTA SUB | Solar PV | 1.45 | 1/29/2025 | In Progress |  |  |  | N/A (Fast Track) | N/A (Fast Track) | N/A (Fast Track) |  | No former queue position | Not in Previous Cycle | Not in Previous Cycle |  |  | Contra Costa | 230 |  |  | TRUE | TRUE | Contra Costa | 230 |  | 1.45 | [8 empty] | 0 | 0
2024-12-30 13:53 | 4150-RD | Fast Track | Fast Track | Active | Not Provided |  |  | YUBA | MARYSVILLE SUB | Solar PV | 0.775 | 1/29/2025 | 3/4/2025 | Fail Screens: D, G, I, J, K, M | In Progress |  | N/A (Fast Track) | N/A (Fast Track) | N/A (Fast Track) |  | No former queue position | Not in Previous Cycle | Not in Previous Cycle |  |  | Marysville |  |  |  | FALSE | FALSE | Marysville |  |  | 0.775 | [8 empty] | 0 | 0
2024-12-30 14:43 | 4151-RD | Fast Track | Detailed Study | Active | Not Provided |  |  | SAN JOAQUIN | LAMMERS SUB | Solar PV | 0.612 | 1/29/2025 | 3/13/2025 | Fail Screens: D, F, G, I, J, M, S5, A1 | 4/21/2025 | Fail |  |  |  |  | No former queue position | Not in Previous Cycle | Not in Previous Cycle |  |  | Lammers | 115 |  |  | TRUE | TRUE | Lammers | 115 |  | 0.612 | [8 empty] | 0 | 0
2024-11-13 18:21 | 4152-RD | Detailed Study | Detailed Study | Active | Not Provided |  |  | SANTA BARBARA | DIVIDE SUB | Solar PV | 15.677 | 1/29/2025 | N/A | N/A | N/A | N/A | Fail |  |  |  | No former queue position | Not in Previous Cycle | Not in Previous Cycle | Divide | 115 | Divide | 115 |  |  | TRUE | TRUE | Divide | 115 |  | 15.677 | [8 empty] | 0 | 0
2024-12-17 16:27 | 4153-RD | Fast Track | Fast Track | Active | Not Provided |  |  | SAN MATEO | MENLO SUB | Cogeneration | 0.05 | 1/29/2025 |  |  |  |  | N/A (Fast Track) | N/A (Fast Track) | N/A (Fast Track) |  | No former queue position | Not in Previous Cycle | Not in Previous Cycle |  |  | Menlo | 60 |  |  | TRUE | TRUE | Menlo | 60 | [10 empty] | 0 | 0
2024-12-30 11:57 | 4154-RD | Detailed Study | Detailed Study | Active | Not Provided |  |  | COLUSA | COLUSA SUB | Biomass | 4.8 | 1/29/2025 | N/A | N/A | N/A | N/A | Pass |  |  |  | No former queue position | Not in Previous Cycle | Not in Previous Cycle | not found |  | Colusa |  |  |  | FALSE | FALSE | not found | [11 empty] | 0 | 0
2024-12-31 08:36 | 4155-RD | Fast Track | Fast Track | Active | Not Provided |  |  | FRESNO | BULLARD SUB | Solar PV | 1.05 | 1/29/2025 | 4/25/2025 | Fail Screens: J, K, M |  |  | N/A (Fast Track) | N/A (Fast Track) | N/A (Fast Track) |  | No former queue position | Not in Previous Cycle | Not in Previous Cycle |  |  | Bullard | 115 |  |  | TRUE | TRUE | Bullard | 115 |  | 1.05 | [8 empty] | 0 | 0
2024-12-31 14:07 | 4156-RD | Detailed Study | Detailed Study | Withdrawn | Not Provided | Withdrawn | Withdrawn | COLUSA | COLUSA SUB | Biomass | 3 | 1/29/2025 | Withdrawn | Withdrawn | Withdrawn | Withdrawn | Fail | Withdrawn | Withdrawn | Withdrawn | No former queue position | Not in Previous Cycle | Not in Previous Cycle | not found |  | Colusa |  |  |  | FALSE | FALSE | not found | [11 empty] | 0 | 0
2024-12-27 12:06 | 4157-RD | Fast Track | Detailed Study | Active | Not Provided |  |  | KERN | COLUMBUS SUB | Solar PV | 0.53 | 1/29/2025 | 2/28/2025 | Fail Screens: D, F, G, I, J, M, S5, A4 | 4/4/2025 | Fail |  |  |  |  | No former queue position | Not in Previous Cycle | Not in Previous Cycle | Columbus |  | Columbus | 115 |  |  | TRUE | TRUE | Columbus | 115 |  | 0.53 | [8 empty] | 0 | 0
2024-12-30 09:47 | 4158-RD | Fast Track | Fast Track | Active | Not Provided |  |  | SOLANO | VACAVILLE SUB | Solar PV | 0.04 | 2/12/2025 | 4/14/2025 | Fail | In Progress |  | N/A (Fast Track) | N/A (Fast Track) | N/A (Fast Track) |  | No former queue position | Not in Previous Cycle | Not in Previous Cycle |  |  | Vacaville |  |  |  | FALSE | FALSE | Vacaville |  |  | 0.04 | [8 empty] | 0 | 0
2025-01-17 10:45 | 4159-WD | Fast Track | Fast Track | Active | 7/1/2027 |  |  | MERCED | CANAL SUB | Solar PV | 3 | 2/12/2025 | 3/12/2025 | Fail Screens: 2, 4, 5, 10 | 5/1/2025 | Fail | N/A (Fast Track) | N/A (Fast Track) | N/A (Fast Track) |  | No former queue position | Not in Previous Cycle | Not in Previous Cycle |  |  | Canal |  |  |  | FALSE | FALSE | Canal |  |  | 3 | [8 empty] | 0 | 0
2025-01-20 15:55 | 4160-WD | Fast Track | Fast Track | Active | 7/1/2027 |  |  | MERCED | CANAL SUB | Solar PV | 3 | 2/12/2025 | 3/12/2025 | Fail Screens: 2, 4, 5, 10 | In Progress |  | N/A (Fast Track) | N/A (Fast Track) | N/A (Fast Track) |  | No former queue position | Not in Previous Cycle | Not in Previous Cycle |  |  | Canal |  |  |  | FALSE | FALSE | Canal |  |  | 3 | [8 empty] | 0 | 0
2025-01-20 16:20 | 4161-WD | Fast Track | Fast Track | Active | 7/1/2027 |  |  | MERCED | CANAL SUB | Solar PV | 3 | 2/12/2025 | 3/12/2025 | Fail Screens: 2, 4, 5, 10 | In Progress |  | N/A (Fast Track) | N/A (Fast Track) | N/A (Fast Track) |  | No former queue position | Not in Previous Cycle | Not in Previous Cycle |  |  | Canal |  |  |  | FALSE | FALSE | Canal |  |  | 3 | [8 empty] | 0 | 0
2025-01-20 16:38 | 4162-WD | Fast Track | Fast Track | Active | 7/1/2027 |  |  | MERCED | CANAL SUB | Solar PV | 3 | 2/12/2025 | 3/12/2025 | Fail Screens: 2, 5, 10 | In Progress |  | N/A (Fast Track) | N/A (Fast Track) | N/A (Fast Track) |  | No former queue position | Not in Previous Cycle | Not in Previous Cycle |  |  | Canal |  |  |  | FALSE | FALSE | Canal |  |  | 3 | [8 empty] | 0 | 0
2025-01-21 09:02 | 4163-WD | Fast Track | Fast Track | Active | 7/1/2027 |  |  | MERCED | CANAL SUB | Solar PV | 3 | 2/12/2025 | 3/12/2025 | Fail Screens: 2, 4, 5, 10 | In Progress |  | N/A (Fast Track) | N/A (Fast Track) | N/A (Fast Track) |  | No former queue position | Not in Previous Cycle | Not in Previous Cycle |  |  | Canal |  |  |  | FALSE | FALSE | Canal |  |  | 3 | [8 empty] | 0 | 0
2025-01-21 10:24 | 4164-WD | Fast Track | Fast Track | Active | 7/1/2027 |  |  | MERCED | CANAL SUB | Solar PV | 3 | 2/12/2025 | 3/12/2025 | Fail Screens: 2, 4, 5, 10 | In Progress |  | N/A (Fast Track) | N/A (Fast Track) | N/A (Fast Track) |  | No former queue position | Not in Previous Cycle | Not in Previous Cycle |  |  | Canal |  |  |  | FALSE | FALSE | Canal |  |  | 3 | [8 empty] | 0 | 0
2025-01-24 05:45 | 4165-RD | Fast Track | Fast Track | Active | Not Provided |  |  | TUOLUMNE | CURTIS SUB | Steam Turbine,Solar PV | 0.061 | 2/12/2025 | 4/16/2025 | Fail | In Progress |  | N/A (Fast Track) | N/A (Fast Track) | N/A (Fast Track) |  | No former queue position | Not in Previous Cycle | Not in Previous Cycle |  |  | Curtis | 115 |  |  | TRUE | TRUE | Curtis | 115 |  | 0.061 | [8 empty] | 0 | 0
2024-12-30 12:55 | 4166-RD | Fast Track | Fast Track | Active | Not Provided |  |  | SUTTER | HARTER SUB | Solar PV | 0.816 | 2/12/2025 | 3/26/2025 | Fail Screens: D, F, I, J, K, M, S5, A1 | In Progress |  | N/A (Fast Track) | N/A (Fast Track) | N/A (Fast Track) |  | No former queue position | Not in Previous Cycle | Not in Previous Cycle |  |  | Harter |  |  |  | FALSE | FALSE | Harter |  |  | 0.816 | [8 empty] | 0 | 0
2025-01-09 13:09 | 4167-RD | Fast Track | Fast Track | Active | Not Provided |  |  | SAN JOAQUIN | TRANSMISSION | Solar PV | 0.96 | 2/12/2025 | 4/14/2025 | Pass |  |  | N/A (Fast Track) | N/A (Fast Track) | N/A (Fast Track) | Tendered | No former queue position | Not in Previous Cycle | Not in Previous Cycle | not found |  | Transmission |  |  |  | FALSE | FALSE | not found |  |  | 0.96 | [8 empty] | 0 | 0
2025-01-13 14:10 | 4168-RD | Fast Track | Fast Track | Active | Not Provided |  |  | FRESNO | FIGARDEN SUB | Biomass,Solar PV | 0.897 | 2/12/2025 | 3/11/2025 | Fail Screens: D, I, J, M, S5 | 4/22/2025 | Pass | N/A (Fast Track) | N/A (Fast Track) | N/A (Fast Track) |  | No former queue position | Not in Previous Cycle | Not in Previous Cycle |  |  | Figarden | 230 |  |  | TRUE | TRUE | Figarden | 230 |  | 0.897 | [8 empty] | 0 | 0
2024-12-30 10:28 | 4169-RD | Fast Track | Fast Track | Active | Not Provided |  |  | SAN JOAQUIN | MOSHER SUB | Solar PV | 1.522 | 2/12/2025 | 4/17/2025 | Fail Screens: D, F, G, H, I, J, L, M, S5, A4 | In Progress |  | N/A (Fast Track) | N/A (Fast Track) | N/A (Fast Track) |  | No former queue position | Not in Previous Cycle | Not in Previous Cycle |  |  | Mosher |  |  |  | FALSE | FALSE | Mosher |  |  | 1.522 | [8 empty] | 0 | 0
2025-01-30 16:37 | 4170-RD | Fast Track | Fast Track | Active | Not Provided |  |  | STANISLAUS | WESTLEY SUB | Solar PV | 3.8 | 2/12/2025 | In Progress |  |  |  | N/A (Fast Track) | N/A (Fast Track) | N/A (Fast Track) |  | No former queue position | Not in Previous Cycle | Not in Previous Cycle |  |  | Westley | 230 |  |  | TRUE | TRUE | Westley | 230 |  | 3.8 | [8 empty] | 0 | 0
2025-01-17 15:24 | 4171-WD | Fast Track | Fast Track | Active | 12/21/2026 |  |  | BUTTE | HONCUT SUB | Biomass | 1.998 | 2/19/2025 | 3/17/2025 | Fail Screens: 2, 4, 5, 10 | In Progress |  | N/A (Fast Track) | N/A (Fast Track) | N/A (Fast Track) |  | No former queue position | Not in Previous Cycle | Not in Previous Cycle |  |  | Honcut | 115 |  |  | TRUE | TRUE | Honcut | 115 | [10 empty] | 0 | 0
2025-01-29 10:12 | 4172-RD | Fast Track | Fast Track | Withdrawn | Not Provided | Withdrawn | Withdrawn | SOLANO | VACA DIXON SUB | Withdrawn | 1.987 | 2/19/2025 | Withdrawn | Withdrawn | Withdrawn | Withdrawn | Withdrawn | Withdrawn | Withdrawn | Withdrawn | No former queue position | Not in Previous Cycle | Not in Previous Cycle |  |  | Vaca Dixon | 500 |  |  | TRUE | FALSE | Vaca Dixon | 500 | [10 empty] | 0 | 0
2025-02-03 16:35 | 4173-WD | Independent Study | Cluster | Active | 3/3/2027 |  |  | MERCED | CRESSEY SUB | Solar PV | 4.95 | 2/19/2025 | N/A | N/A (Cluster) | N/A | N/A (Cluster) | Fail |  |  |  | No former queue position | Not in Previous Cycle | Not in Previous Cycle |  |  | Cressey | 115 |  |  | TRUE | TRUE | Cressey | 115 |  | 4.95 | [8 empty] | 0 | 0
2025-01-16 13:09 | 4174-RD | Fast Track | Fast Track | Active | Not Provided |  |  | MERCED | EL CAPITAN SUB | Solar PV | 3 | 2/19/2025 | 3/25/2025 | Fail | In Progress |  | N/A (Fast Track) | N/A (Fast Track) | N/A (Fast Track) |  | No former queue position | Not in Previous Cycle | Not in Previous Cycle |  |  | El Capitan |  |  |  | FALSE | FALSE | El Capitan |  |  | 3 | [8 empty] | 0 | 0
2025-01-06 03:52 | 4175-RD | Fast Track | Fast Track | Active | Not Provided |  |  | SONOMA | MOLINO SUB | Solar PV | 50.925 | 2/19/2025 | In Progress |  |  |  | N/A (Fast Track) | N/A (Fast Track) | N/A (Fast Track) |  | No former queue position | Not in Previous Cycle | Not in Previous Cycle |  |  | Molino |  |  |  | FALSE | FALSE | Molino |  |  | 50.925 | [8 empty] | 0 | 0
2025-02-07 10:52 | 4176-RD | Fast Track | Fast Track | Active | Not Provided |  |  | MARIPOSA | MARIPOSA SUB | Steam Turbine | 0.99 | 2/19/2025 | 3/19/2025 | Fail Screens: B, F, G, H, I, J, K, L, M, V1, V2, S5, A4 | In Progress |  | N/A (Fast Track) | N/A (Fast Track) | N/A (Fast Track) |  | No former queue position | Not in Previous Cycle | Not in Previous Cycle |  |  | Mariposa |  |  |  | FALSE | FALSE | Mariposa | [11 empty] | 0 | 0
2025-01-14 16:16 | 4177-RD | Fast Track | Fast Track | Active | Not Provided |  |  | YUBA | HONCUT SUB | Non Export PV + Battery | 0.03 | 2/26/2025 | In Progress |  |  |  | N/A (Fast Track) | N/A (Fast Track) | N/A (Fast Track) |  | No former queue position | Not in Previous Cycle | Not in Previous Cycle |  |  | Honcut | 115 |  |  | TRUE | TRUE | Honcut | 115 | [7 empty] | 0.03 | 0.03 |  | 0 | 0
2025-02-06 16:34 | 4178-RD | Fast Track | Fast Track | Active | Not Provided |  |  | SANTA CLARA | NORTECH SUB | Solar PV | 1.124 | 2/26/2025 | 4/2/2025 | Pass |  |  | N/A (Fast Track) | N/A (Fast Track) | N/A (Fast Track) | Tendered | No former queue position | Not in Previous Cycle | Not in Previous Cycle |  |  | Nortech | 115 |  |  | TRUE | TRUE | Nortech | 115 |  | 1.124 | [8 empty] | 0 | 0
2024-12-03 14:15 | 4179-RD | Detailed Study | Detailed Study | Withdrawn | Not Provided | Withdrawn | Withdrawn | KINGS | JACOBS CORNER SUB | Solar PV | 1.992 | 3/5/2025 | Withdrawn | Withdrawn | Withdrawn | Withdrawn | Fail | Withdrawn | Withdrawn | Withdrawn | No former queue position | Not in Previous Cycle | Not in Previous Cycle |  |  | Jacobs Corner |  |  |  | FALSE | FALSE | Jacobs Corner |  |  | 1.992 | [8 empty] | 0 | 0
2025-02-04 15:35 | 4180-WD | Independent Study | DGSP | Active | 2/19/2027 |  |  | MERCED | CRESSEY SUB | Solar PV | 3.025 | 3/5/2025 | N/A | N/A | N/A | N/A | Fail |  |  |  | No former queue position | Not in Previous Cycle | Not in Previous Cycle |  |  | Cressey | 115 |  |  | TRUE | TRUE | Cressey | 115 |  | 3.025 | [8 empty] | 0 | 0
2025-02-14 11:07 | 4181-WD | Independent Study | Independent Study | Active | 5/31/2027 |  |  | HUMBOLDT | EUREKA A SUB | Solar PV | 5 | 3/5/2025 | N/A | N/A (Independent Study) | N/A | N/A (Independent Study) | Fail |  |  |  | No former queue position | Not in Previous Cycle | Not in Previous Cycle |  |  | Eureka A |  |  |  | FALSE | FALSE | Eureka A |  |  | 5 | [8 empty] | 0 | 0
2025-02-13 10:56 | 4182-RD | Fast Track | Fast Track | Active | Not Provided |  |  | FRESNO | KINGSBURG SUB | Solar PV | 0.12 | 3/5/2025 | 3/13/2025 | Pass |  |  | N/A (Fast Track) | N/A (Fast Track) | N/A (Fast Track) | Executed | No former queue position | Not in Previous Cycle | Not in Previous Cycle |  |  | Kingsburg | 115 |  |  | TRUE | TRUE | Kingsburg | 115 |  | 0.12 | [8 empty] | 0 | 1
2025-02-12 08:33 | 4183-RD | Fast Track | Fast Track | Active | Not Provided |  |  | ALAMEDA | MT EDEN SUB | Solar PV | 1.204 | 3/5/2025 | 4/25/2025 | Fail |  |  | N/A (Fast Track) | N/A (Fast Track) | N/A (Fast Track) |  | No former queue position | Not in Previous Cycle | Not in Previous Cycle |  |  | Mt Eden | 115 |  |  | TRUE | TRUE | Mt Eden | 115 |  | 1.204 | [8 empty] | 0 | 0
2025-02-21 12:04 | 4184-RD | Fast Track | Fast Track | Active | Not Provided |  |  | TUOLUMNE | RACETRACK SUB | Biomass | 28.6 | 3/5/2025 | 4/11/2025 | Pass |  |  | N/A (Fast Track) | N/A (Fast Track) | N/A (Fast Track) |  | No former queue position | Not in Previous Cycle | Not in Previous Cycle | Race Track | 115 | Racetrack |  |  |  | FALSE | FALSE | Race Track | 115 | [10 empty] | 0 | 0
2025-01-25 08:15 | 4185-RD | Fast Track | Fast Track | Active | Not Provided |  |  | SANTA CLARA | LOYOLA SUB | Solar PV | 0.345 | 3/12/2025 | 4/8/2025 | Pass |  |  | N/A (Fast Track) | N/A (Fast Track) | N/A (Fast Track) | Tendered | No former queue position | Not in Previous Cycle | Not in Previous Cycle |  |  | Loyola |  |  |  | FALSE | FALSE | Loyola |  |  | 0.345 | [8 empty] | 0 | 0
2025-02-20 09:47 | 4186-RD | Fast Track | Fast Track | Active | Not Provided |  |  | ALAMEDA | NEWARK SUB | Solar PV | 0.5 | 3/12/2025 | 4/8/2025 | Pass |  |  | N/A (Fast Track) | N/A (Fast Track) | N/A (Fast Track) |  | No former queue position | Not in Previous Cycle | Not in Previous Cycle |  |  | Newark | 230 |  |  | TRUE | TRUE | Newark | 230 |  | 0.5 | [8 empty] | 0 | 0
2025-02-19 09:28 | 4187-RD | Fast Track | Fast Track | Active | Not Provided |  |  | MONTEREY | DOLAN RD SUB | Solar PV | 0.25 | 3/19/2025 | 4/8/2025 | Pass |  |  | N/A (Fast Track) | N/A (Fast Track) | N/A (Fast Track) | Tendered | No former queue position | Not in Previous Cycle | Not in Previous Cycle |  |  | Dolan Rd |  |  |  | FALSE | FALSE | Dolan Rd |  |  | 0.25 | [8 empty] | 0 | 0
2025-02-20 06:32 | 4188-RD | Fast Track | Fast Track | Active | Not Provided |  |  | STANISLAUS | CRESSEY SUB | Solar PV | 3 | 3/19/2025 | 4/15/2025 | Fail |  |  | N/A (Fast Track) | N/A (Fast Track) | N/A (Fast Track) |  | No former queue position | Not in Previous Cycle | Not in Previous Cycle |  |  | Cressey | 115 |  |  | TRUE | TRUE | Cressey | 115 |  | 3 | [8 empty] | 0 | 0
2025-02-20 06:49 | 4189-RD | Fast Track | Fast Track | Active | Not Provided |  |  | MERCED | ATWATER SUB | Solar PV | 2.5 | 3/19/2025 | 4/15/2025 | Fail Screens: F, G, I, J, K, M, V1, V2, S5, A4 |  |  | N/A (Fast Track) | N/A (Fast Track) | N/A (Fast Track) |  | No former queue position | Not in Previous Cycle | Not in Previous Cycle |  |  | Atwater | 115 |  |  | TRUE | TRUE | Atwater | 115 |  | 2.5 | [8 empty] | 0 | 0
2025-02-04 12:05 | 4190-RD | Fast Track | Fast Track | Active | Not Provided |  |  | ALAMEDA | EDES SUB | Solar PV | 3.854 | 3/19/2025 | 4/14/2025 | Fail Screens: J, K, M |  |  | N/A (Fast Track) | N/A (Fast Track) | N/A (Fast Track) |  | No former queue position | Not in Previous Cycle | Not in Previous Cycle |  |  | Edes | 115 |  |  | TRUE | TRUE | Edes | 115 |  | 3.854 | [8 empty] | 0 | 0
2025-02-11 11:19 | 4191-RD | Fast Track | Fast Track | Active | Not Provided |  |  | KERN | CAL WATER SUB | Solar PV | 1.75 | 3/19/2025 | In Progress |  |  |  | N/A (Fast Track) | N/A (Fast Track) | N/A (Fast Track) |  | No former queue position | Not in Previous Cycle | Not in Previous Cycle | No Match - Review | No Match - Review | Cal Water | 115 |  |  | TRUE | TRUE | No Match - Review | No Match - Review |  | 1.75 | [8 empty] | 0 | 0
2025-02-17 14:35 | 4192-RD | Fast Track | Fast Track | Active | Not Provided |  |  | CONTRA COSTA | CONTRA COSTA SUB | Solar PV | 0.75 | 3/19/2025 | In Progress |  |  |  | N/A (Fast Track) | N/A (Fast Track) | N/A (Fast Track) |  | No former queue position | Not in Previous Cycle | Not in Previous Cycle |  |  | Contra Costa | 230 |  |  | TRUE | TRUE | Contra Costa | 230 |  | 0.75 | [8 empty] | 0 | 0
2025-01-24 13:02 | 4193-RD | Detailed Study | Detailed Study | Active | Not Provided |  |  | SONOMA | SANTA ROSA A SUB | Solar PV | 1.396 | 3/26/2025 | N/A | N/A | N/A | N/A |  |  |  |  | No former queue position | Not in Previous Cycle | Not in Previous Cycle |  |  | Santa Rosa A | 115 |  |  | TRUE | TRUE | Santa Rosa A | 115 |  | 1.396 | [8 empty] | 0 | 0
2025-02-05 13:12 | 4194-RD | Fast Track | Fast Track | Active | Not Provided |  |  | MERCED | CRESSEY SUB | Steam Turbine | 0.18 | 3/26/2025 |  |  |  |  | N/A (Fast Track) | N/A (Fast Track) | N/A (Fast Track) |  | No former queue position | Not in Previous Cycle | Not in Previous Cycle |  |  | Cressey | 115 |  |  | TRUE | TRUE | Cressey | 115 | [10 empty] | 0 | 0
2025-03-05 14:45 | 4195-WD | Fast Track | Fast Track | Active | 7/1/2027 |  |  | BUTTE | WYANDOTTE SUB | Solar PV | 3 | 3/26/2025 | In Progress |  |  |  | N/A (Fast Track) | N/A (Fast Track) | N/A (Fast Track) |  | No former queue position | Not in Previous Cycle | Not in Previous Cycle |  |  | Wyandotte | 115 |  |  | TRUE | TRUE | Wyandotte | 115 |  | 3 | [8 empty] | 0 | 0
2025-03-05 14:48 | 4196-WD | Fast Track | Fast Track | Active | 7/1/2027 |  |  | BUTTE | WYANDOTTE SUB | Solar PV | 3 | 3/26/2025 | In Progress |  |  |  | N/A (Fast Track) | N/A (Fast Track) | N/A (Fast Track) |  | No former queue position | Not in Previous Cycle | Not in Previous Cycle |  |  | Wyandotte | 115 |  |  | TRUE | TRUE | Wyandotte | 115 |  | 3 | [8 empty] | 0 | 0
2025-03-05 14:50 | 4197-WD | Fast Track | Fast Track | Active | 7/1/2027 |  |  | BUTTE | WYANDOTTE SUB | Solar PV | 3 | 3/26/2025 | In Progress |  |  |  | N/A (Fast Track) | N/A (Fast Track) | N/A (Fast Track) |  | No former queue position | Not in Previous Cycle | Not in Previous Cycle |  |  | Wyandotte | 115 |  |  | TRUE | TRUE | Wyandotte | 115 |  | 3 | [8 empty] | 0 | 0
2025-03-05 14:52 | 4198-WD | Fast Track | Fast Track | Active | 7/1/2027 |  |  | BUTTE | WYANDOTTE SUB | Solar PV | 3 | 3/26/2025 | In Progress |  |  |  | N/A (Fast Track) | N/A (Fast Track) | N/A (Fast Track) |  | No former queue position | Not in Previous Cycle | Not in Previous Cycle |  |  | Wyandotte | 115 |  |  | TRUE | TRUE | Wyandotte | 115 |  | 3 | [8 empty] | 0 | 0
2025-03-05 14:55 | 4199-WD | Fast Track | Fast Track | Active | 7/1/2027 |  |  | BUTTE | WYANDOTTE SUB | Solar PV | 3 | 3/26/2025 | In Progress |  |  |  | N/A (Fast Track) | N/A (Fast Track) | N/A (Fast Track) |  | No former queue position | Not in Previous Cycle | Not in Previous Cycle |  |  | Wyandotte | 115 |  |  | TRUE | TRUE | Wyandotte | 115 |  | 3 | [8 empty] | 0 | 0
2025-03-05 14:57 | 4200-WD | Fast Track | Fast Track | Active | 7/1/2027 |  |  | BUTTE | WYANDOTTE SUB | Solar PV | 3 | 3/26/2025 | In Progress |  |  |  | N/A (Fast Track) | N/A (Fast Track) | N/A (Fast Track) |  | No former queue position | Not in Previous Cycle | Not in Previous Cycle |  |  | Wyandotte | 115 |  |  | TRUE | TRUE | Wyandotte | 115 |  | 3 | [8 empty] | 0 | 0
2025-03-05 15:07 | 4201-WD | Fast Track | Fast Track | Active | 7/1/2027 |  |  | BUTTE | WYANDOTTE SUB | Solar PV | 3 | 3/26/2025 | In Progress |  |  |  | N/A (Fast Track) | N/A (Fast Track) | N/A (Fast Track) |  | No former queue position | Not in Previous Cycle | Not in Previous Cycle |  |  | Wyandotte | 115 |  |  | TRUE | TRUE | Wyandotte | 115 |  | 3 | [8 empty] | 0 | 0
2025-03-06 07:27 | 4202-RD | Fast Track | Fast Track | Active | Not Provided |  |  | ALAMEDA | NEWARK SUB | Storage | 0.18 | 4/2/2025 | 4/25/2025 | Pass |  |  | N/A (Fast Track) | N/A (Fast Track) | N/A (Fast Track) | Tendered | No former queue position | Not in Previous Cycle | Not in Previous Cycle |  |  | Newark | 230 |  |  | TRUE | TRUE | Newark | 230 | [7 empty] | 0.18 |  | 0.18 | 0 | 0
2025-03-14 11:54 | 4203-WD | Independent Study | Independent Study | Withdrawn | 4/15/2027 | Withdrawn | Withdrawn | EL DORADO | DIAMOND SPRINGS SUB | Withdrawn | 3 | 4/2/2025 | Withdrawn | Withdrawn | Withdrawn | Withdrawn | Withdrawn | Withdrawn | Withdrawn | Withdrawn | No former queue position | Not in Previous Cycle | Not in Previous Cycle |  |  | Diamond Springs |  |  |  | FALSE | FALSE | Diamond Springs | [11 empty] | 0 | 0
2025-03-05 07:52 | 4204-RD | Fast Track | Fast Track | Active | Not Provided |  |  | SUTTER | TUDOR SUB | Storage | 4.98 | 4/2/2025 | In Progress |  |  |  | N/A (Fast Track) | N/A (Fast Track) | N/A (Fast Track) |  | No former queue position | Not in Previous Cycle | Not in Previous Cycle | not found |  | Tudor |  |  |  | FALSE | FALSE | not found | [8 empty] | 4.98 |  | 4.98 | 0 | 0
2025-03-06 07:33 | 4205-RD | Fast Track | Fast Track | Active | Not Provided |  |  | CONTRA COSTA | KIRKER SUB | Storage | 0.33 | 4/2/2025 | In Progress |  |  |  | N/A (Fast Track) | N/A (Fast Track) | N/A (Fast Track) |  | No former queue position | Not in Previous Cycle | Not in Previous Cycle |  |  | Kirker | 115 |  |  | TRUE | TRUE | Kirker | 115 | [7 empty] | 0.33 |  | 0.33 | 0 | 0
2025-02-20 07:03 | 4206-RD | Fast Track | Fast Track | Active | Not Provided |  |  | MERCED | EL NIDO SUB | Solar PV | 5 | 4/9/2025 | In Progress |  |  |  | N/A (Fast Track) | N/A (Fast Track) | N/A (Fast Track) |  | No former queue position | Not in Previous Cycle | Not in Previous Cycle |  |  | El Nido |  |  |  | FALSE | FALSE | El Nido |  |  | 5 | [8 empty] | 0 | 0
2025-03-07 11:42 | 4207-RD | Fast Track | Fast Track | Active | Not Provided |  |  | MARIPOSA | MARIPOSA SUB | Solar PV | 0.572 | 4/9/2025 | 4/30/2025 | Fail | In Progress |  | N/A (Fast Track) | N/A (Fast Track) | N/A (Fast Track) |  | No former queue position | Not in Previous Cycle | Not in Previous Cycle |  |  | Mariposa |  |  |  | FALSE | FALSE | Mariposa |  |  | 0.572 | [8 empty] | 0 | 0
2025-03-12 18:54 | 4208-RD | Fast Track | Fast Track | Active | Not Provided |  |  | YUBA | EAST MARYSVILLE SUB | Solar PV | 4.98 | 4/9/2025 | In Progress |  |  |  | N/A (Fast Track) | N/A (Fast Track) | N/A (Fast Track) |  | No former queue position | Not in Previous Cycle | Not in Previous Cycle |  |  | East Marysville | 115 |  |  | TRUE | TRUE | East Marysville | 115 |  | 4.98 | [8 empty] | 0 | 0
2025-03-20 02:47 | 4209-WD | DGSP | DGSP | Active | 8/20/2027 |  |  | HUMBOLDT | BLUE LAKE SUB | Solar PV | 20.38 | 4/16/2025 | N/A | N/A | N/A | N/A |  |  |  |  | No former queue position | Not in Previous Cycle | Not in Previous Cycle |  |  | Blue Lake |  |  |  | FALSE | FALSE | Blue Lake |  |  | 20.38 | [8 empty] | 0 | 0
2025-03-21 12:56 | 4210-WD | Independent Study | Independent Study | Active | 9/17/2027 |  |  | YUBA | MARYSVILLE SUB | Solar PV | 5 | 4/16/2025 | N/A | N/A (Independent Study) | N/A | N/A (Independent Study) | Pass |  |  |  | No former queue position | Not in Previous Cycle | Not in Previous Cycle |  |  | Marysville |  |  |  | FALSE | FALSE | Marysville |  |  | 5 | [8 empty] | 0 | 0
2025-03-25 14:31 | 4211-RD | Fast Track | Fast Track | Active | Not Provided |  |  | SOLANO | RUSSELL SUB | Storage | 1.478 | 4/16/2025 |  |  |  |  | N/A (Fast Track) | N/A (Fast Track) | N/A (Fast Track) |  | No former queue position | Not in Previous Cycle | Not in Previous Cycle | No Match - Review | No Match - Review | Russell |  |  |  | FALSE | FALSE | No Match - Review | No Match - Review | [7 empty] | 1.478 |  | 1.478 | 0 | 0
2025-03-21 15:39 | 4212-RD | Fast Track | Fast Track | Active | Not Provided |  |  | SAN JOAQUIN | TBD | Storage | 8.415 | 4/16/2025 |  |  |  |  | N/A (Fast Track) | N/A (Fast Track) | N/A (Fast Track) |  | No former queue position | Not in Previous Cycle | Not in Previous Cycle | not found |  | Tbd |  |  |  | FALSE | FALSE | not found | [8 empty] | 8.415 |  | 8.415 | 0 | 0
2025-03-04 12:58 | 4213-RD | DGSP | DGSP | Active | Not Provided |  |  | KINGS | GUERNSEY SUB | Biomass | 3.672 | 4/16/2025 | N/A | N/A | N/A | N/A | Pass |  |  |  | No former queue position | Not in Previous Cycle | Not in Previous Cycle |  |  | Guernsey | 70 |  |  | TRUE | TRUE | Guernsey | 70 | [10 empty] | 0 | 0
2025-03-14 09:10 | 4214-RD | Fast Track | Fast Track | Active | Not Provided |  |  | KERN | TBD | TBD | 2.409 | 4/16/2025 |  |  |  |  | N/A (Fast Track) | N/A (Fast Track) | N/A (Fast Track) |  | No former queue position | Not in Previous Cycle | Not in Previous Cycle | not found |  | Tbd |  |  |  | FALSE | FALSE | not found | [11 empty] | 0 | 0
2025-03-19 14:43 | 4215-RD | Fast Track | Fast Track | Active | Not Provided |  |  | HUMBOLDT | FAIRHAVEN SUB | Solar PV | 0.65 | 4/16/2025 | In Progress |  |  |  | N/A (Fast Track) | N/A (Fast Track) | N/A (Fast Track) |  | No former queue position | Not in Previous Cycle | Not in Previous Cycle |  |  | Fairhaven |  |  |  | FALSE | FALSE | Fairhaven |  |  | 0.65 | [8 empty] | 0 | 0
2025-03-25 14:43 | 4216-WD | Fast Track | Fast Track | Active | 7/1/2027 |  |  | SONOMA | BELLEVUE SUB | Solar PV | 3.917 | 4/16/2025 | In Progress |  |  |  | N/A (Fast Track) | N/A (Fast Track) | N/A (Fast Track) |  | No former queue position | Not in Previous Cycle | Not in Previous Cycle |  |  | Bellevue | 115 |  |  | TRUE | TRUE | Bellevue | 115 |  | 3.917 | [8 empty] | 0 | 0
2025-03-25 15:40 | 4217-WD | Fast Track | Fast Track | Active | 7/1/2027 |  |  | SONOMA | BELLEVUE SUB | Solar PV | 3.917 | 4/16/2025 | In Progress |  |  |  | N/A (Fast Track) | N/A (Fast Track) | N/A (Fast Track) |  | No former queue position | Not in Previous Cycle | Not in Previous Cycle |  |  | Bellevue | 115 |  |  | TRUE | TRUE | Bellevue | 115 |  | 3.917 | [8 empty] | 0 | 0
2025-03-25 15:51 | 4218-WD | Fast Track | Fast Track | Active | 7/1/2027 |  |  | SONOMA | BELLEVUE SUB | Solar PV | 3.917 | 4/16/2025 | In Progress |  |  |  | N/A (Fast Track) | N/A (Fast Track) | N/A (Fast Track) |  | No former queue position | Not in Previous Cycle | Not in Previous Cycle |  |  | Bellevue | 115 |  |  | TRUE | TRUE | Bellevue | 115 |  | 3.917 | [8 empty] | 0 | 0
2025-03-25 16:03 | 4219-WD | Fast Track | Fast Track | Active | 7/1/2027 |  |  | SONOMA | BELLEVUE SUB | Solar PV | 3.917 | 4/16/2025 | In Progress |  |  |  | N/A (Fast Track) | N/A (Fast Track) | N/A (Fast Track) |  | No former queue position | Not in Previous Cycle | Not in Previous Cycle |  |  | Bellevue | 115 |  |  | TRUE | TRUE | Bellevue | 115 |  | 3.917 | [8 empty] | 0 | 0
2025-03-25 16:19 | 4220-WD | Fast Track | Fast Track | Active | 7/1/2027 |  |  | SONOMA | BELLEVUE SUB | Solar PV | 3.917 | 4/16/2025 | In Progress |  |  |  | N/A (Fast Track) | N/A (Fast Track) | N/A (Fast Track) |  | No former queue position | Not in Previous Cycle | Not in Previous Cycle |  |  | Bellevue | 115 |  |  | TRUE | TRUE | Bellevue | 115 |  | 3.917 | [8 empty] | 0 | 0
2025-03-25 16:47 | 4221-WD | Fast Track | Fast Track | Active | 7/1/2027 |  |  | SONOMA | BELLEVUE SUB | Solar PV | 3.917 | 4/16/2025 | In Progress |  |  |  | N/A (Fast Track) | N/A (Fast Track) | N/A (Fast Track) |  | No former queue position | Not in Previous Cycle | Not in Previous Cycle |  |  | Bellevue | 115 |  |  | TRUE | TRUE | Bellevue | 115 |  | 3.917 | [8 empty] | 0 | 0
2025-03-27 13:39 | 4222-WD | Fast Track | Fast Track | Active | 7/1/2027 |  |  | EL DORADO | SHINGLE SPRINGS SUB | Solar PV | 3 | 4/16/2025 | In Progress |  |  |  | N/A (Fast Track) | N/A (Fast Track) | N/A (Fast Track) |  | No former queue position | Not in Previous Cycle | Not in Previous Cycle |  |  | Shingle Springs |  |  |  | FALSE | FALSE | Shingle Springs |  |  | 3 | [8 empty] | 0 | 0
2025-03-27 13:53 | 4223-WD | Fast Track | Fast Track | Active | 7/1/2027 |  |  | EL DORADO | SHINGLE SPRINGS SUB | Solar PV | 3 | 4/16/2025 | In Progress |  |  |  | N/A (Fast Track) | N/A (Fast Track) | N/A (Fast Track) |  | No former queue position | Not in Previous Cycle | Not in Previous Cycle |  |  | Shingle Springs |  |  |  | FALSE | FALSE | Shingle Springs |  |  | 3 | [8 empty] | 0 | 0
2025-03-27 14:06 | 4224-WD | Fast Track | Fast Track | Active | 7/1/2027 |  |  | EL DORADO | SHINGLE SPRINGS SUB | Solar PV | 3 | 4/16/2025 | In Progress |  |  |  | N/A (Fast Track) | N/A (Fast Track) | N/A (Fast Track) |  | No former queue position | Not in Previous Cycle | Not in Previous Cycle |  |  | Shingle Springs |  |  |  | FALSE | FALSE | Shingle Springs |  |  | 3 | [8 empty] | 0 | 0
2025-03-27 14:41 | 4225-WD | Fast Track | Fast Track | Active | 7/1/2027 |  |  | EL DORADO | SHINGLE SPRINGS SUB | Solar PV | 3 | 4/16/2025 | In Progress |  |  |  | N/A (Fast Track) | N/A (Fast Track) | N/A (Fast Track) |  | No former queue position | Not in Previous Cycle | Not in Previous Cycle |  |  | Shingle Springs |  |  |  | FALSE | FALSE | Shingle Springs |  |  | 3 | [8 empty] | 0 | 0
2025-04-04 15:40 | 4226-RD | Fast Track | Fast Track | Active | Not Provided |  |  | KERN | SAN BERNARD SUB | Solar PV | 3 | 4/16/2025 |  |  |  |  | N/A (Fast Track) | N/A (Fast Track) | N/A (Fast Track) |  | No former queue position | Not in Previous Cycle | Not in Previous Cycle |  |  | San Bernard |  |  |  | FALSE | FALSE | San Bernard |  |  | 3 | [8 empty] | 0 | 0
2025-02-28 09:28 | 4227-RD | Fast Track | Fast Track | Active | Not Provided |  |  | SAN MATEO | SAN CARLOS SUB | Biomass | 0.035 | 4/23/2025 |  |  |  |  | N/A (Fast Track) | N/A (Fast Track) | N/A (Fast Track) |  | No former queue position | Not in Previous Cycle | Not in Previous Cycle |  |  | San Carlos |  |  |  | FALSE | FALSE | San Carlos | [11 empty] | 0 | 0
2025-04-01 14:35 | 4228-RD | Fast Track | Fast Track | Active | Not Provided |  |  | TULARE | DINUBA SUB | Solar PV | 0.04241 | 4/23/2025 | In Progress |  |  |  | N/A (Fast Track) | N/A (Fast Track) | N/A (Fast Track) |  | No former queue position | Not in Previous Cycle | Not in Previous Cycle |  |  | Dinuba |  |  |  | FALSE | FALSE | Dinuba |  |  | 0.04241 | [8 empty] | 0 | 0
2025-04-04 15:43 | 4229-RD | Fast Track | Fast Track | Active | Not Provided |  |  | KERN | WELLFIELD SUB | Solar PV | 5 | 4/23/2025 |  |  |  |  | N/A (Fast Track) | N/A (Fast Track) | N/A (Fast Track) |  | No former queue position | Not in Previous Cycle | Not in Previous Cycle |  |  | Wellfield |  |  |  | FALSE | FALSE | Wellfield |  |  | 5 | [8 empty] | 0 | 0
2025-03-31 13:24 | 4230-RD | Fast Track | Fast Track | Active | Not Provided |  |  | YUBA | EAST MARYSVILLE SUB | Solar PV | 0.996 | 4/23/2025 | In Progress |  |  |  | N/A (Fast Track) | N/A (Fast Track) | N/A (Fast Track) |  | No former queue position | Not in Previous Cycle | Not in Previous Cycle |  |  | East Marysville | 115 |  |  | TRUE | TRUE | East Marysville | 115 |  | 0.996 | [8 empty] | 0 | 0
2025-03-31 13:43 | 4231-RD | Fast Track | Fast Track | Active | Not Provided |  |  | TEHAMA | GERBER SUB | Solar PV | 1.992 | 4/23/2025 | In Progress |  |  |  | N/A (Fast Track) | N/A (Fast Track) | N/A (Fast Track) |  | No former queue position | Not in Previous Cycle | Not in Previous Cycle |  |  | Gerber |  |  |  | FALSE | FALSE | Gerber |  |  | 1.992 | [8 empty] | 0 | 0
2025-03-31 14:31 | 4232-RD | Fast Track | Fast Track | Active | Not Provided |  |  | TEHAMA | GERBER SUB | Solar PV | 0.999 | 4/23/2025 | In Progress |  |  |  | N/A (Fast Track) | N/A (Fast Track) | N/A (Fast Track) |  | No former queue position | Not in Previous Cycle | Not in Previous Cycle |  |  | Gerber |  |  |  | FALSE | FALSE | Gerber |  |  | 0.999 | [8 empty] | 0 | 0
2025-04-03 12:30 | 4233-RD | Fast Track | Fast Track | Active | Not Provided |  |  | MADERA | OAKHURST SUB | Solar PV | 0.5 | 4/23/2025 | In Progress |  |  |  | N/A (Fast Track) | N/A (Fast Track) | N/A (Fast Track) |  | No former queue position | Not in Previous Cycle | Not in Previous Cycle |  |  | Oakhurst |  |  |  | FALSE | FALSE | Oakhurst |  |  | 0.5 | [8 empty] | 0 | 0
2025-04-01 11:22 | 4234-RD | Detailed Study | Detailed Study | Active | Not Provided |  |  | KINGS | GUERNSEY SUB | Solar PV | 4.149 | 4/30/2025 | N/A | N/A | N/A | N/A |  |  |  |  | No former queue position | Not in Previous Cycle | Not in Previous Cycle |  |  | Guernsey | 70 |  |  | TRUE | TRUE | Guernsey | 70 |  | 4.149 | [8 empty] | 0 | 0
2025-04-06 14:32 | 4235-WD | Fast Track | Fast Track | Active | 7/1/2027 |  |  | SAN JOAQUIN | WEBER SUB | Storage | 3 | 4/30/2025 |  |  |  |  | N/A (Fast Track) | N/A (Fast Track) | N/A (Fast Track) |  | No former queue position | Not in Previous Cycle | Not in Previous Cycle |  |  | Weber | 230 |  |  | TRUE | TRUE | Weber | 230 | [7 empty] | 3 |  | 3 | 0 | 0
2025-04-06 14:45 | 4236-WD | Fast Track | Fast Track | Active | 7/1/2027 |  |  | SAN JOAQUIN | WEBER SUB | Storage | 3 | 4/30/2025 |  |  |  |  | N/A (Fast Track) | N/A (Fast Track) | N/A (Fast Track) |  | No former queue position | Not in Previous Cycle | Not in Previous Cycle |  |  | Weber | 230 |  |  | TRUE | TRUE | Weber | 230 | [7 empty] | 3 |  | 3 | 0 | 0
2025-04-06 14:54 | 4237-WD | Fast Track | Fast Track | Active | 7/1/2027 |  |  | SAN JOAQUIN | WEBER SUB | Storage | 3 | 4/30/2025 |  |  |  |  | N/A (Fast Track) | N/A (Fast Track) | N/A (Fast Track) |  | No former queue position | Not in Previous Cycle | Not in Previous Cycle |  |  | Weber | 230 |  |  | TRUE | TRUE | Weber | 230 | [7 empty] | 3 |  | 3 | 0 | 0
2025-04-06 15:27 | 4238-WD | Fast Track | Fast Track | Active | 7/1/2027 |  |  | SAN JOAQUIN | WEBER SUB | Storage | 3 | 4/30/2025 |  |  |  |  | N/A (Fast Track) | N/A (Fast Track) | N/A (Fast Track) |  | No former queue position | Not in Previous Cycle | Not in Previous Cycle |  |  | Weber | 230 |  |  | TRUE | TRUE | Weber | 230 | [7 empty] | 3 |  | 3 | 0 | 0
2025-04-06 15:36 | 4239-WD | Fast Track | Fast Track | Active | 7/1/2027 |  |  | SAN JOAQUIN | WEBER SUB | Storage | 3 | 4/30/2025 |  |  |  |  | N/A (Fast Track) | N/A (Fast Track) | N/A (Fast Track) |  | No former queue position | Not in Previous Cycle | Not in Previous Cycle |  |  | Weber | 230 |  |  | TRUE | TRUE | Weber | 230 | [7 empty] | 3 |  | 3 | 0 | 0
2025-04-06 15:46 | 4240-WD | Fast Track | Fast Track | Active | 7/1/2027 |  |  | SAN JOAQUIN | WEBER SUB | Storage | 3 | 4/30/2025 |  |  |  |  | N/A (Fast Track) | N/A (Fast Track) | N/A (Fast Track) |  | No former queue position | Not in Previous Cycle | Not in Previous Cycle |  |  | Weber | 230 |  |  | TRUE | TRUE | Weber | 230 | [7 empty] | 3 |  | 3 | 0 | 0
2025-04-06 15:54 | 4241-WD | Fast Track | Fast Track | Active | 7/1/2027 |  |  | SAN JOAQUIN | WEBER SUB | Solar PV | 3 | 4/30/2025 | In Progress |  |  |  | N/A (Fast Track) | N/A (Fast Track) | N/A (Fast Track) |  | No former queue position | Not in Previous Cycle | Not in Previous Cycle |  |  | Weber | 230 |  |  | TRUE | TRUE | Weber | 230 |  | 3 | [8 empty] | 0 | 0
2025-04-06 16:04 | 4242-WD | Fast Track | Fast Track | Active | 7/1/2027 |  |  | SAN JOAQUIN | WEBER SUB | Solar PV | 3 | 4/30/2025 | In Progress |  |  |  | N/A (Fast Track) | N/A (Fast Track) | N/A (Fast Track) |  | No former queue position | Not in Previous Cycle | Not in Previous Cycle |  |  | Weber | 230 |  |  | TRUE | TRUE | Weber | 230 |  | 3 | [8 empty] | 0 | 0
2025-04-06 16:23 | 4243-WD | Fast Track | Fast Track | Active | 7/1/2027 |  |  | SAN JOAQUIN | WEBER SUB | Solar PV | 3 | 4/30/2025 | In Progress |  |  |  | N/A (Fast Track) | N/A (Fast Track) | N/A (Fast Track) |  | No former queue position | Not in Previous Cycle | Not in Previous Cycle |  |  | Weber | 230 |  |  | TRUE | TRUE | Weber | 230 |  | 3 | [8 empty] | 0 | 0
2025-04-06 17:18 | 4244-WD | Fast Track | Fast Track | Active | 7/1/2027 |  |  | SAN JOAQUIN | WEBER SUB | Solar PV | 3 | 4/30/2025 | In Progress |  |  |  | N/A (Fast Track) | N/A (Fast Track) | N/A (Fast Track) |  | No former queue position | Not in Previous Cycle | Not in Previous Cycle |  |  | Weber | 230 |  |  | TRUE | TRUE | Weber | 230 |  | 3 | [8 empty] | 0 | 0
2025-04-06 17:31 | 4245-WD | Fast Track | Fast Track | Active | 4/1/2027 |  |  | SAN JOAQUIN | WEBER SUB | Solar PV | 3 | 4/30/2025 | In Progress |  |  |  | N/A (Fast Track) | N/A (Fast Track) | N/A (Fast Track) |  | No former queue position | Not in Previous Cycle | Not in Previous Cycle |  |  | Weber | 230 |  |  | TRUE | TRUE | Weber | 230 |  | 3 | [8 empty] | 0 | 0
2025-04-06 17:40 | 4246-WD | Fast Track | Fast Track | Active | 7/1/2027 |  |  | SAN JOAQUIN | WEBER SUB | Solar PV | 3 | 4/30/2025 | In Progress |  |  |  | N/A (Fast Track) | N/A (Fast Track) | N/A (Fast Track) |  | No former queue position | Not in Previous Cycle | Not in Previous Cycle |  |  | Weber | 230 |  |  | TRUE | TRUE | Weber | 230 |  | 3 | [8 empty] | 0 | 0
2025-04-15 14:33 | 4247-RD | Fast Track | Fast Track | Active | Not Provided |  |  | SANTA CLARA | LLAGAS SUB | Solar PV | 2.3344 | 4/30/2025 |  |  |  |  | N/A (Fast Track) | N/A (Fast Track) | N/A (Fast Track) |  | No former queue position | Not in Previous Cycle | Not in Previous Cycle |  |  | Llagas | 115 |  |  | TRUE | TRUE | Llagas | 115 |  | 2.3344 | [8 empty] | 0 | 0
2025-03-19 12:05 | 4248-RD | Fast Track | Fast Track | Active | Not Provided |  |  | MONTEREY | HATTON SUB | Solar PV | 0.0435 | 4/30/2025 |  |  |  |  | N/A (Fast Track) | N/A (Fast Track) | N/A (Fast Track) |  | No former queue position | Not in Previous Cycle | Not in Previous Cycle |  |  | Hatton |  |  |  | FALSE | FALSE | Hatton |  |  | 0.0435 | [8 empty] | 0 | 0
2025-03-10 16:41 | 4249-RD | Fast Track | Fast Track | Active | Not Provided |  |  | BUTTE | BUTTE SUB | Solar PV,Cogeneration | 0.9 | 4/30/2025 |  |  |  |  | N/A (Fast Track) | N/A (Fast Track) | N/A (Fast Track) |  | No former queue position | Not in Previous Cycle | Not in Previous Cycle |  |  | Butte | 115 |  |  | TRUE | TRUE | Butte | 115 |  | 0.9 | [8 empty] | 0 | 0
2025-04-28 11:45 | 4250-RD | Fast Track | Fast Track | Active | Not Provided |  |  | SANTA CLARA | LOS ALTOS SUB | Solar PV | 0.048 | 4/30/2025 |  |  |  |  | N/A (Fast Track) | N/A (Fast Track) | N/A (Fast Track) |  | No former queue position | Not in Previous Cycle | Not in Previous Cycle |  |  | Los Altos |  |  |  | FALSE | FALSE | Los Altos |  |  | 0.048 | [8 empty] | 0 | 0

## SDGE WDAT - 06.02.2025
Queue Position | Interconnection Request Receive Date | Queue Date | Application Status | Type | Fuel | MW | Winter | Full Capacity or Energy Only (FC/EO) | County | State | Utility | Substation and Circuit | Proposed On-line Date (as filed with IR) | Current On-line Date/Energized Date | System Impact Study (SIS) | Facility Study (FAS) | Optional Study (OS) | Interconnection Agreement Status | Generating Facility | E3 Added Columns >>> | [18 empty] | 2024-10-01
Queue Position | Interconnection Request Receive Date | Queue Date | Application Status | Type | Fuel | MW | Winter | Full Capacity or Energy Only (FC/EO) | County | State | Utility | Substation and Circuit | Proposed On-line Date (as filed with IR) | Current On-line Date/ Energized Date | ] | System Impact Study (SIS) | Facility Study (FAS) | Optional Study (OS) | Interconnection Agreement Status | Substation Name from Previous Cycle | Rating from Previous Cycle | Additional substation name matches from previous cycle | Additional substation rating matches from previous cycle | Additional substation name matches from substation list | Manual Overrides | Additional substation rating matches from substation list | Include? | Mapping Substation Name | Voltage | Distributed Solar | Solar | Wind | Offshore Wind | Geothermal | Biomass | Storage FCDS | Storage Total | Storage EODS | Online Already | Executed IA
1 | 2009-06-05 | 2009-06-05 | Withdrawn 12/10/09 | CT | NG | 49.9 | 49.9 | - | San Diego | CA | SDGE | El Cajon Substation | 2010-06-15 | N/A | N/A | N/A | N/A | N/A | Project Withdrawn | Not in Previous Cycle | Not in Previous Cycle | No Match - Ignore | No Match - Ignore | Check |  |  | FALSE | [11 empty] | 0 | 0
2 | 2009-08-11 | 2009-08-11 | Withdrawn 10/25/12 | PV | S | 5 | 5 | EO | San Diego | CA | SDGE | Borrego Substation - Distribution Circuit 170 | 1 2 / 3 1 / 1 0 | N/A | N/A | N/A | N/A | N/A | Project Withdrawn | Not in Previous Cycle | Not in Previous Cycle | No Match - Ignore | No Match - Ignore | Check |  |  | FALSE |  |  |  | 5 | [7 empty] | 1 | 0
3 | 2009-08-31 | 2009-08-31 | Withdrawn 3/7/2011 | PV | S | 10 | 10 | - | San Diego | CA | SDGE | Borrego Substation - Distribution Circuit 170 | 2011-10-01 | N/A | N/A | N/A | N/A | N/A | Project Withdrawn | Not in Previous Cycle | Not in Previous Cycle | No Match - Ignore | No Match - Ignore | Check |  |  | FALSE |  |  |  | 10 | [7 empty] | 0 | 0
4 | 2010-08-04 | 2010-08-04 | Withdrawn 01/08/11 | RE | D | 1.2 | 1.2 | - | San Diego | CA | SDGE | Batiquitos Substation - Distribution Circuit 754 | 2010-10-01 | N/A | N/A | N/A | N/A | N/A | Project Withdrawn | Not in Previous Cycle | Not in Previous Cycle | No Match - Ignore | No Match - Ignore | Check |  |  | FALSE | [11 empty] | 0 | 0
5 | 2010-08-23 | 2010-08-23 | Withdrawn 9/30/15 | PV | S | 2.4 | 2.4 | EO | San Diego | CA | SDGE | Cameron Substation - Distribution Circuit 448 | 2012-06-01 | N/A | N/A | N/A | N/A | N/A | Project Withdrawn | Not in Previous Cycle | Not in Previous Cycle | No Match - Ignore | No Match - Ignore | Cameron |  | 69 | FALSE |  |  |  | 2.4 | [7 empty] | 0 | 0
6 | 2010-09-30 | 2010-09-30 | Completed | PV | S | 6.5 | 6.5 | FC | San Diego | CA | SDGE | Borrego Substation - Distribution Circuit C171 | 2012-10-01 | 2014-10-23 | Complete | Complete | N/A | N/A | Project Completed | Not in Previous Cycle | Not in Previous Cycle | No Match - Review | No Match - Review | Check | DROP |  | FALSE |  |  |  | 6.5 | [7 empty] | 0 | 1
7 | 2010-09-30 | 2010-09-30 | Withdrawn 02/13/15 | PV | S | 5 | 5 | FC | San Diego | CA | SDGE | Boulevard Substation | 2012-10-01 | 2014-08-01 | N/A | N/A | N/A | N/A | N/A | Not in Previous Cycle | Not in Previous Cycle | No Match - Ignore | No Match - Ignore | Check |  |  | FALSE |  |  |  | 5 | [7 empty] | 0 | 0
8 | 2011-01-11 | 2011-01-11 | Withdrawn 08/23/11 | PV | S | 3.5 | 3.5 | - | San Diego | CA | SDGE | Santa Ysabel Substation - Distribution Circuit 220 | 6 / 3 0 / 1 3 | 2013-06-30 | N/A | N/A | N/A | N/A | N/A | Not in Previous Cycle | Not in Previous Cycle | No Match - Ignore | No Match - Ignore | Check |  |  | FALSE |  |  |  | 3.5 | [7 empty] | 0 | 0
9 | 2011-01-27 | 2011-01-27 | Withdrawn 09/15/11 | PV | S | 3.5 | 3.5 | - | San Diego | CA | SDGE | Warners Substation - Distribution Circuit 211 | 2012-11-01 | 2012-11-01 | N/A | N/A | N/A | N/A | N/A | Not in Previous Cycle | Not in Previous Cycle | No Match - Ignore | No Match - Ignore | Check |  |  | FALSE |  |  |  | 3.5 | [7 empty] | 0 | 0
10 | 2011-02-04 | 2011-02-04 | Withdrawn 03/24/11 | PV | S | 2 | 2 | - | San Diego | CA | SDGE | Borrego Substation - Distribution Circuit 171 | 2011-09-01 | 2011-09-01 | N/A | N/A | N/A | N/A | N/A | Not in Previous Cycle | Not in Previous Cycle | No Match - Ignore | No Match - Ignore | Check |  |  | FALSE |  |  |  | 2 | [7 empty] | 0 | 0
11 | 2011-02-04 | 2011-02-04 | Withdrawn 03/16/11 | PV | S | 2 | 2 | - | San Diego | CA | SDGE | Borrego Substation - Distribution Circuit 172 | 2011-09-01 | 2011-09-01 | N/A | N/A | N/A | N/A | N/A | Not in Previous Cycle | Not in Previous Cycle | No Match - Ignore | No Match - Ignore | Check |  |  | FALSE |  |  |  | 2 | [7 empty] | 0 | 0
12 | 2011-02-07 | 2011-02-07 | Withdrawn 12/13/11 | PV | S | 2 | 2 | - | San Diego | CA | SDGE | Crestwood - Distribution Circuit 1215 | 2011-09-01 | 2012-09-01 | N/A | N/A | N/A | N/A | N/A | Not in Previous Cycle | Not in Previous Cycle | No Match - Ignore | No Match - Ignore | Crestwood |  | 69 | FALSE |  |  |  | 2 | [7 empty] | 0 | 0
13 | 2011-02-07 | 2011-02-07 | Withdrawn 3/21/12 | PV | S | 2 | 2 | - | San Diego | CA | SDGE | Warners Substation - Distribution Circuit 211 | 2011-09-01 | 2012-09-01 | N/A | N/A | N/A | N/A | N/A | Not in Previous Cycle | Not in Previous Cycle | No Match - Ignore | No Match - Ignore | Check |  |  | FALSE |  |  |  | 2 | [7 empty] | 0 | 0
14 | 2011-02-07 | 2011-02-07 | Withdrawn 11/2/12 | PV | S | 2 | 2 | EO | San Diego | CA | SDGE | Glencliff Substation - Dist. Circuit 441 | 2011-09-01 | 2012-09-01 | N/A | N/A | N/A | N/A | N/A | Not in Previous Cycle | Not in Previous Cycle | No Match - Ignore | No Match - Ignore | Check |  |  | FALSE |  |  |  | 2 | [7 empty] | 0 | 0
15 | 2011-02-07 | 2011-02-07 | Withdrawn 1/7/13 | PV | S | 2 | 2 | EO | San Diego | CA | SDGE | Santa Ysabel Substation - Distribution Circuit 222 | 2011-09-01 | 2012-09-01 | N/A | N/A | N/A | N/A | N/A | Not in Previous Cycle | Not in Previous Cycle | No Match - Ignore | No Match - Ignore | Check |  |  | FALSE |  |  |  | 2 | [7 empty] | 0 | 0
16 | 2011-02-07 | 2011-02-07 | Withdrawn 3/21/12 | PV | S | 2 | 2 | - | San Diego | CA | SDGE | Santa Ysabel Substation - Distribution Circuit 220 | 2011-09-01 | 2012-09-01 | N/A | N/A | N/A | N/A | N/A | Not in Previous Cycle | Not in Previous Cycle | No Match - Ignore | No Match - Ignore | Check |  |  | FALSE |  |  |  | 2 | [7 empty] | 0 | 0
17 | 2011-02-09 | 2011-02-09 | Withdrawn 1/13/14 | PV | S | 5 | 5 | FC | San Diego | CA | SDGE | Boulevard Substation - Distribution Circuit 444 | 2012-07-01 | 2013-12-31 | N/A | N/A | N/A | N/A | N/A | Not in Previous Cycle | Not in Previous Cycle | not found | No Match - Ignore | Check |  |  | FALSE |  |  |  | 5 | [7 empty] | 0 | 0
18 | 2011-02-09 | 2011-02-09 | Withdrawn 04/21/11 | PV | S | 2 | 2 | - | San Diego | CA | SDGE | Boulevard Substation - Distribution Circuit 444 | 2011-09-01 | 2011-09-01 | N/A | N/A | N/A | N/A | N/A | Not in Previous Cycle | Not in Previous Cycle | not found | No Match - Ignore | Check |  |  | FALSE |  |  |  | 2 | [7 empty] | 0 | 0
19 | 2011-02-11 | 2011-02-11 | Withdrawn 03/16/11 | PV | S | 2 | 2 | - | San Diego | CA | SDGE | Borrego Substation - Distribution Circuit 171 | 2011-09-01 | 2011-09-01 | N/A | N/A | N/A | N/A | N/A | Not in Previous Cycle | Not in Previous Cycle | No Match - Ignore | No Match - Ignore | Check |  |  | FALSE |  |  |  | 2 | [7 empty] | 0 | 0
20 | 2011-02-11 | 2011-02-11 | Withdrawn 03/16/11 | PV | S | 2 | 2 | - | San Diego | CA | SDGE | Borrego Substation - Distribution Circuit 172 | 2011-09-01 | 2011-09-01 | N/A | N/A | N/A | N/A | N/A | Not in Previous Cycle | Not in Previous Cycle | No Match - Ignore | No Match - Ignore | Check |  |  | FALSE |  |  |  | 2 | [7 empty] | 0 | 0
21 | 2011-02-15 | 2011-02-15 | Withdrawn 1/18/13 | PV | S | 3 | 3 | FC | San Diego | CA | SDGE | Boulevard Substation - Distribution Circuit 445 | 2012-07-01 | 2013-09-01 | N/A | N/A | N/A | N/A | N/A | Not in Previous Cycle | Not in Previous Cycle | No Match - Ignore | No Match - Ignore | Check |  |  | FALSE |  |  |  | 3 | [7 empty] | 0 | 0
22 | 2011-02-15 | 2011-02-15 | Withdrawn 04/21/11 | PV | S | 2 | 2 | - | San Diego | CA | SDGE | Boulevard Substation - Distribution Circuit 445 | 2011-09-01 | 2011-09-01 | N/A | N/A | N/A | N/A | N/A | Not in Previous Cycle | Not in Previous Cycle | No Match - Ignore | No Match - Ignore | Check |  |  | FALSE |  |  |  | 2 | [7 empty] | 0 | 0
23 | 2011-02-16 | 2011-02-16 | Withdrawn 3/21/12 | PV | S | 2 | 2 | - | San Diego | CA | SDGE | Potrero Substation - Distribution Circuit 448 | 2011-09-01 | 2012-09-01 | N/A | N/A | N/A | N/A | N/A | Not in Previous Cycle | Not in Previous Cycle | No Match - Ignore | No Match - Ignore | Check |  |  | FALSE |  |  |  | 2 | [7 empty] | 0 | 0
24 | 2011-02-16 | 2011-02-16 | Withdrawn 3/21/12 | PV | S | 2 | 2 | - | San Diego | CA | SDGE | Barrett Substation - Distribution Circuit 157 | 2011-09-01 | 2012-09-01 | N/A | N/A | N/A | N/A | N/A | Not in Previous Cycle | Not in Previous Cycle | No Match - Ignore | No Match - Ignore | Check |  |  | FALSE |  |  |  | 2 | [7 empty] | 0 | 0
25 | 2011-02-16 | 2011-02-16 | Withdrawn 3/21/12 | PV | S | 2 | 2 | - | San Diego | CA | SDGE | Cameron Substation - Distribution Circuit 449 | 2011-09-01 | 2012-09-01 | N/A | N/A | N/A | N/A | N/A | Not in Previous Cycle | Not in Previous Cycle | No Match - Ignore | No Match - Ignore | Cameron |  | 69 | FALSE |  |  |  | 2 | [7 empty] | 0 | 0
26 | 2011-02-16 | 2011-02-16 | Withdrawn 1/7/13 | PV | S | 2 | 2 | EO | San Diego | CA | SDGE | Rincon Substation - Distribution Circuit 217 | 2011-09-01 | 2012-09-01 | N/A | N/A | N/A | N/A | N/A | Not in Previous Cycle | Not in Previous Cycle | No Match - Ignore | No Match - Ignore | Rincon |  | 115 | FALSE |  |  |  | 2 | [7 empty] | 0 | 0
27 | 2011-03-21 | 2011-03-21 | Completed | PV | S | 7 | 7 | FC | San Diego | CA | SDGE | Creelman Substation - Distribution Circuit 971 | 2012-09-01 | 2013-12-09 | Complete | Complete | N/A | N/A | Project Completed | Not in Previous Cycle | Not in Previous Cycle | No Match - Review | No Match - Review | Creelman |  | 69 | FALSE |  |  |  | 7 | [7 empty] | 0 | 1
28 | 2011-03-21 | 2011-03-21 | Completed | PV | S | 7.5 | 7.5 | FC | San Diego | CA | SDGE | Valley Center Substation - Distribution Circuit 1030 | 2012-09-01 | 2013-12-09 | Complete | Complete | N/A | N/A | Project Completed | Not in Previous Cycle | Not in Previous Cycle | No Match - Review | No Match - Review | Check | Valley Center69 |  | FALSE |  |  |  | 7.5 | [7 empty] | 0 | 1
29 | 2011-04-04 | 2011-04-04 | Withdrawn 1/18/13 | PV | S | 17 | 17 | EO | San Diego | CA | SDGE | Boulevard Substation | 2012-06-30 | N/A | N/A | N/A | N/A | N/A | Project Withdrawn | Not in Previous Cycle | Not in Previous Cycle | No Match - Ignore | No Match - Ignore | Check |  |  | FALSE |  |  |  | 17 | [7 empty] | 0 | 0
30 | 2011-04-11 | 2011-04-11 | Withdrawn 12/15/11 | PV | S | 2 | 2 | - | San Diego | CA | SDGE | Borrego Substation - Distribution Circuit 171 | 2011-09-01 | N/A | N/A | N/A | N/A | N/A | Project Withdrawn | Not in Previous Cycle | Not in Previous Cycle | No Match - Ignore | No Match - Ignore | Check |  |  | FALSE |  |  |  | 2 | [7 empty] | 0 | 0
31 | 2011-04-20 | 2011-04-20 | Withdrawn 12/15/11 | PV | S | 4 | 4 | - | San Diego | CA | SDGE | Borrego Substation - Distribution Circuit 172 | 2012-07-01 | N/A | N/A | N/A | N/A | N/A | Project Withdrawn | Not in Previous Cycle | Not in Previous Cycle | No Match - Ignore | No Match - Ignore | Check |  |  | FALSE |  |  |  | 4 | [7 empty] | 0 | 0
32 | 2011-04-26 | 2011-04-26 | Withdrawn 3/26/13 | PV | S | 2.5 | 2.5 | EO | San Diego | CA | SDGE | Loveland Substation - Distribution Circuit 1166 | 2012-09-01 | N/A | N/A | N/A | N/A | N/A | Project Withdrawn | Not in Previous Cycle | Not in Previous Cycle | No Match - Ignore | No Match - Ignore | Loveland |  | 69 | FALSE |  |  |  | 2.5 | [7 empty] | 0 | 0
33 | 2011-05-03 | 2011-05-03 | Withdrawn 6/13/12 | PV | S | 1.5 | 1.5 | TBD | San Diego | CA | SDGE | Valley Center Substation - Distribution Circuit 909 | 2012-02-01 | N/A | N/A | N/A | N/A | N/A | Project Withdrawn | Not in Previous Cycle | Not in Previous Cycle | Valley Center | 69 | Check |  |  | FALSE |  |  |  | 1.5 | [7 empty] | 0 | 0
34 | 2011-05-16 | 2011-05-16 | Withdrawn 3/5/15 | PV | S | 1 | 1 | EO | San Diego | CA | SDGE | Valley Center Substation - Distribution Circuit 1030 | 2012-03-01 | N/A | N/A | N/A | N/A | N/A | Project Withdrawn | Not in Previous Cycle | Not in Previous Cycle | No Match - Ignore | No Match - Ignore | Check |  |  | FALSE |  |  |  | 1 | [7 empty] | 0 | 0
35 | 2011-05-16 | 2011-05-16 | Completed | PV | S | 4.32 | 4.32 | FC | San Diego | CA | SDGE | Creelman Substation - Distribution Circuit 235 | 2012-03-01 | 2017-03-01 | Complete | Complete | N/A | N/A | Project Completed | Not in Previous Cycle | Not in Previous Cycle | No Match - Review | No Match - Review | Creelman |  | 69 | FALSE |  |  |  | 4.32 | [7 empty] | 0 | 1
36 | 2011-05-16 | 2011-05-16 | Withdrawn 78/3/17 | PV | S | 2 | 2 | EO | San Diego | CA | SDGE | Pala Substation - Distribution Circuit 1233 | 3 / 1 / 1 2 | N/A | N/A | N/A | N/A | N/A | Project Withdrawn | Not in Previous Cycle | Not in Previous Cycle | No Match - Ignore | No Match - Ignore | Pala |  | 69 | FALSE |  |  |  | 2 | [7 empty] | 0 | 0
37 | 2011-05-19 | 2011-05-19 | Withdrawn 3/05 | PV | S | 5 | 5 | - | San Diego | CA | SDGE | Ramona Substation - Distribution Circuit 236 POI - P192735 | 2012-09-01 | N/A | N/A | N/A | N/A | N/A | Project Withdrawn | Not in Previous Cycle | Not in Previous Cycle | No Match - Ignore | No Match - Ignore | Check |  |  | FALSE |  |  |  | 5 | [7 empty] | 0 | 0
38 | 2011-05-20 | 2011-05-20 | Withdrawn 1/7/13 | PV | S | 2 | 2 | EO | San Diego | CA | SDGE | Valley Center Substation - Distribution Circuit 908 | 2011-09-01 | N/A | N/A | N/A | N/A | N/A | Project Withdrawn | Not in Previous Cycle | Not in Previous Cycle | No Match - Ignore | No Match - Ignore | Check |  |  | FALSE |  |  |  | 2 | [7 empty] | 0 | 0
39 | 2011-06-01 | 2011-06-01 | Withdrawn 2/13 | PV | S | 5 | 5 | - | San Diego | CA | SDGE | Boulevard Substation | 2013-12-01 | N/A | N/A | N/A | N/A | N/A | Project Withdrawn | Not in Previous Cycle | Not in Previous Cycle | No Match - Ignore | No Match - Ignore | Check |  |  | FALSE |  |  |  | 5 | [7 empty] | 0 | 0
40 | 2011-07-25 | 2011-07-25 | Withdrawn 9/3/14 | PV | S | 1.5 | 1.5 | - | San Diego | CA | SDGE | Barrett Substation- Distribution Circuit 157 | 2012-12-31 | N/A | N/A | N/A | N/A | N/A | Project Withdrawn | Not in Previous Cycle | Not in Previous Cycle | No Match - Ignore | No Match - Ignore | Check |  |  | FALSE |  |  |  | 1.5 | [7 empty] | 0 | 0
41 | 2011-07-25 | 2011-07-25 | Withdrawn | PV | S | 1.5 | 1.5 | - | San Diego | CA | SDGE | Barrett Substation- Distribution Circuit 157 | 2012-12-31 | N/A | N/A | N/A | N/A | N/A | Project Withdrawn | Not in Previous Cycle | Not in Previous Cycle | No Match - Ignore | No Match - Ignore | Check |  |  | FALSE |  |  |  | 1.5 | [7 empty] | 0 | 0
42 | 2011-07-25 | 2011-07-25 | Withdrawn | PV | S | 1.5 | 1.5 | - | San Diego | CA | SDGE | Barrett Substation- Distribution Circuit 157 | 2012-12-31 | N/A | N/A | N/A | N/A | N/A | Project Withdrawn | Not in Previous Cycle | Not in Previous Cycle | No Match - Ignore | No Match - Ignore | Check |  |  | FALSE |  |  |  | 1.5 | [7 empty] | 0 | 0
43 | 2011-07-25 | 2011-07-25 | Withdrawn | PV | S | 1.5 | 1.5 | - | San Diego | CA | SDGE | Barrett Substation- Distribution Circuit 157 | 2012-12-31 | N/A | N/A | N/A | N/A | N/A | Project Withdrawn | Not in Previous Cycle | Not in Previous Cycle | No Match - Ignore | No Match - Ignore | Check |  |  | FALSE |  |  |  | 1.5 | [7 empty] | 0 | 0
44 | 2011-07-25 | 2011-07-25 | Withdrawn 9/3/14 | PV | S | 0.999 | 0.999 | - | San Diego | CA | SDGE | Barrett Substation- Distribution Circuit 157 | 2012-12-31 | N/A | N/A | N/A | N/A | N/A | Project Withdrawn | Not in Previous Cycle | Not in Previous Cycle | No Match - Ignore | No Match - Ignore | Check |  |  | FALSE |  |  |  | 0.999 | [7 empty] | 0 | 0
45 | 2011-07-25 | 2011-07-25 | Withdrawn | PV | S | 0.999 | 0.999 | - | San Diego | CA | SDGE | Barrett Substation- Distribution Circuit 157 | 2012-12-31 | N/A | N/A | N/A | N/A | N/A | Project Withdrawn | Not in Previous Cycle | Not in Previous Cycle | No Match - Ignore | No Match - Ignore | Check |  |  | FALSE |  |  |  | 0.999 | [7 empty] | 0 | 0
46 | 2011-07-25 | 2011-07-25 | Withdrawn 09/20/11 | PV | S | 1.5 | 1.5 | - | San Diego | CA | SDGE | Barrett Substation- Distribution Circuit 157 | 2012-12-31 | N/A | N/A | N/A | N/A | N/A | Project Withdrawn | Not in Previous Cycle | Not in Previous Cycle | No Match - Ignore | No Match - Ignore | Check |  |  | FALSE |  |  |  | 1.5 | [7 empty] | 0 | 0
47 | 2011-07-25 | 2011-07-25 | Withdrawn 09/20/11 | PV | S | 1.5 | 1.5 | - | San Diego | CA | SDGE | Barrett Substation- Distribution Circuit 157 | 2012-12-31 | N/A | N/A | N/A | N/A | N/A | Project Withdrawn | Not in Previous Cycle | Not in Previous Cycle | No Match - Ignore | No Match - Ignore | Check |  |  | FALSE |  |  |  | 1.5 | [7 empty] | 0 | 0
48 | 2011-07-25 | 2011-07-25 | Withdrawn 09/20/11 | PV | S | 1.5 | 1.5 | - | San Diego | CA | SDGE | Barrett Substation- Distribution Circuit 157 | 2012-12-31 | N/A | N/A | N/A | N/A | N/A | Project Withdrawn | Not in Previous Cycle | Not in Previous Cycle | No Match - Ignore | No Match - Ignore | Check |  |  | FALSE |  |  |  | 1.5 | [7 empty] | 0 | 0
49 | 2011-07-25 | 2011-07-25 | Withdrawn 09/01/11 | PV | S | 1.5 | 1.5 | - | San Diego | CA | SDGE | Barrett Substation- Distribution Circuit 157 | 2012-12-31 | N/A | N/A | N/A | N/A | N/A | Project Withdrawn | Not in Previous Cycle | Not in Previous Cycle | No Match - Ignore | No Match - Ignore | Check |  |  | FALSE |  |  |  | 1.5 | [7 empty] | 0 | 0
51 | 2011-07-29 | 2011-07-29 | Withdrawn 5/04/12 | PV | S | 1.5 | 1.5 | - | San Diego | CA | SDGE | Lilac Substation - Distribution Circuit 351 | 2012-07-31 | N/A | N/A | N/A | N/A | N/A | Project Withdrawn | Not in Previous Cycle | Not in Previous Cycle | No Match - Ignore | No Match - Ignore | Lilac |  | 69 | FALSE |  |  |  | 1.5 | [7 empty] | 0 | 0
52 | 2011-08-15 | 2011-08-15 | Withdrawn 10/06/11 | PV | S | 1.5 | 1.5 | - | San Diego | CA | SDGE | Potrero Substation | 2012-03-30 | N/A | N/A | N/A | N/A | N/A | Project Withdrawn | Not in Previous Cycle | Not in Previous Cycle | No Match - Ignore | No Match - Ignore | Check |  |  | FALSE |  |  |  | 1.5 | [7 empty] | 0 | 0
53 | 2011-10-11 | 2011-10-11 | Withdrawn 12/14/11 | PV | S | 1.5 | 1.5 | - | San Diego | CA | SDGE | Borrego Substation - Distribution Circuit 170 | 2012-12-31 | N/A | N/A | N/A | N/A | N/A | Project Withdrawn | Not in Previous Cycle | Not in Previous Cycle | No Match - Ignore | No Match - Ignore | Check |  |  | FALSE |  |  |  | 1.5 | [7 empty] | 0 | 0
54 | 2011-10-11 | 2011-10-11 | Withdrawn 12/14/11 | PV | S | 1.5 | 1.5 | - | San Diego | CA | SDGE | Borrego Substation - Distribution Circuit 170 | 2012-12-31 | N/A | N/A | N/A | N/A | N/A | Project Withdrawn | Not in Previous Cycle | Not in Previous Cycle | No Match - Ignore | No Match - Ignore | Check |  |  | FALSE |  |  |  | 1.5 | [7 empty] | 0 | 0
57 | 2011-10-20 | 2011-10-20 | Withdrawn 12/4/12 | DG | LFG | 1.6 | 1.6 | - | San Diego | CA | SDGE | Area 30, Otay Mesa - Distribution Circuit 150 | 2013-04-01 | N/A | N/A | N/A | N/A | N/A | Project Withdrawn | Not in Previous Cycle | Not in Previous Cycle | No Match - Ignore | No Match - Ignore | Check |  |  | FALSE | [11 empty] | 0 | 0
58 | 2011-10-31 | 2011-10-31 | Withdrawn | PV | S | 5 | 5 | FC | San Diego | CA | SDGE | Border Substation - Distribution Circuit 534 | 2012-12-31 | N/A | N/A | N/A | N/A | N/A | Project Withdrawn | Not in Previous Cycle | Not in Previous Cycle | No Match - Ignore | No Match - Ignore | Check |  |  | FALSE |  |  |  | 5 | [7 empty] | 0 | 0
59 | 2012-03-30 | 2012-04-11 | Completed | PV | S | 2.33 | 2.33 | FC | San Diego | CA | SDGE | Valley Center Sub - Distribution Circuit 908 | 2013-08-01 | 2016-11-11 | N/A | Completed | N/A | N/A | Project Completed | Not in Previous Cycle | Not in Previous Cycle | No Match - Review | No Match - Review | Check | Valley Center69 |  | FALSE |  |  |  | 2.33 | [7 empty] | 0 | 1
60 | 2012-03-30 | 2012-04-11 | Withdrawn 11/6/13 | PV | S | 5 | 5 | FC | San Diego | CA | SDGE | Creelman Substation - Distribution Circuit C971 | 2013-08-01 | N/A | N/A | N/A | N/A | N/A | Project Withdrawn | Not in Previous Cycle | Not in Previous Cycle | No Match - Ignore | No Match - Ignore | Creelman |  | 69 | FALSE |  |  |  | 5 | [7 empty] | 0 | 0
61 | 2012-04-04 | 2012-04-11 | Withdrawn 11/2/12 | PV | S | 10 | 10 | TBD | San Diego | CA | SDGE | Loveland Substation - Distribution Circuit C283 | 2012-12-01 | N/A | N/A | N/A | N/A | N/A | Project Withdrawn | Not in Previous Cycle | Not in Previous Cycle | No Match - Ignore | No Match - Ignore | Loveland |  | 69 | FALSE |  |  |  | 10 | [7 empty] | 0 | 0
62 | 2012-04-02 | 2012-04-02 | Withdrawn 3/19/13 | PV | S | 40 | 40 | TBD | San Diego | CA | SDGE | Barrett Substation - Distribution Circuit C157 | 2015-05-01 | N/A | N/A | N/A | N/A | N/A | Project Withdrawn | Not in Previous Cycle | Not in Previous Cycle | No Match - Ignore | No Match - Ignore | Check |  |  | FALSE |  |  |  | 40 | [7 empty] | 0 | 0
63 | 2012-10-04 | 2012-10-04 | Withdrawn 2/16/16 | PV | S | 5 | 5 | EO | San Diego | CA | SDGE | Boulevard Substation - Distribution Circuit 444 | 1 1/15/14 | N/A | N/A | N/A | N/A | N/A | Project Withdrawn | Not in Previous Cycle | Not in Previous Cycle | not found | No Match - Ignore | Check |  |  | FALSE |  |  |  | 5 | [7 empty] | 0 | 0
64 | 2012-10-04 | 2012-10-04 | Withdrawn 1/22/13 | PV | S | 5 | 5 | TBD | San Diego | CA | SDGE | Boulevard Substation - Distribution Circuit 444 | 1 1/15/14 | N/A | N/A | N/A | N/A | N/A | Project Withdrawn | Not in Previous Cycle | Not in Previous Cycle | not found | No Match - Ignore | Check |  |  | FALSE |  |  |  | 5 | [7 empty] | 0 | 0
67 | 2013-01-22 | 2013-01-22 | Completed | PV | S | 3 | 3 | FC | San Diego | CA | SDGE | Lilac Substation - Distribution Circuit 350 | 2014-06-01 | 2016-02-01 | N/A | Completed | N/A | N/A | Project Completed | Not in Previous Cycle | Not in Previous Cycle | No Match - Review | No Match - Review | Lilac |  | 69 | FALSE |  |  |  | 3 | [7 empty] | 0 | 1
68 | 2013-02-13 | 2013-02-13 | Withdrawn 9/30/15 | PV | S | 3 | 3 | EO | San Diego | CA | SDGE | Border Substation - Distribution Circuit 534 | 2014-12-31 | N/A | N/A | N/A | N/A | N/A | Project Withdrawn | Not in Previous Cycle | Not in Previous Cycle | No Match - Ignore | No Match - Ignore | Check |  |  | FALSE |  |  |  | 3 | [7 empty] | 0 | 0
69 | 2013-03-08 | 2013-03-08 | Withdrawn 8/20/15 | PV | S | 2 | 2 | FC | San Diego | CA | SDGE | Los Coches Substation - Distribution Circuit 247 | 2015-09-01 | N/A | N/A | N/A | N/A | N/A | Project Withdrawn | Not in Previous Cycle | Not in Previous Cycle | Los Coches | 69 | Check |  |  | FALSE |  |  |  | 2 | [7 empty] | 0 | 0
76 | 2013-11-06 | 2013-11-06 | Withdrawn 12/18/13 | PV | S | 3 | 3 | - | San Diego | CA | SDGE | Boulevard Substation - Distribution Circuit 445 | 2015-11-01 | N/A | N/A | N/A | N/A | N/A | Project Withdrawn | Not in Previous Cycle | Not in Previous Cycle | No Match - Ignore | No Match - Ignore | Check |  |  | FALSE |  |  |  | 3 | [7 empty] | 0 | 0
80 | 2014-04-15 | 2014-04-15 | Withdrawn 9/25/15 | PV | S | 2 | 2 | - | San Diego | CA | SDGE | Loveland Substation - Distribution Cir 283 | 2015-12-31 | N/A | N/A | N/A | N/A | N/A | Project Withdrawn | Not in Previous Cycle | Not in Previous Cycle | No Match - Ignore | No Match - Ignore | Loveland |  | 69 | FALSE |  |  |  | 2 | [7 empty] | 0 | 0
81 | 2014-04-15 | 2014-04-15 | Withdrawn 5/27/14 | PV | S | 2 | 2 | - | San Diego | CA | SDGE | Loveland Substation | 2015-12-31 | N/A | N/A | N/A | N/A | N/A | Project Withdrawn | Not in Previous Cycle | Not in Previous Cycle | No Match - Ignore | No Match - Ignore | Loveland |  | 69 | FALSE |  |  |  | 2 | [7 empty] | 0 | 0
82 | 2014-04-22 | 2014-04-23 | Withdrawn 10/21/2024 | AES | N/A | 2 | 2 | FC | San Diego | CA | SDGE | Avocado Substation - Distribution Circuit 520 | 2015-11-30 | 2017-10-31 | N/A |  | N/A | N/A | Project Withdrawn | Avocado | 69 | Avocado | 69 | Avocado |  | 69 | FALSE | [8 empty] | 2 | 2 |  | 0 | 0
83 | 2014-04-22 | 2014-04-23 | Withdrawn 10/21/2024 | AES | N/A | 2 | 2 | FC | San Diego | CA | SDGE | Creelman Substation, Distribution Circuit 971 | 2015-11-30 | 2017-10-31 | N/A |  | N/A | N/A | Project Withdrawn | Creelman | 69 | Creelman | 69 | Creelman |  | 69 | FALSE | [8 empty] | 2 | 2 |  | 0 | 0
84 | 2014-04-22 | 2014-04-23 | Withdrawn 10/21/2024 | AES | N/A | 2 | 2 | FC | San Diego | CA | SDGE | Lilac Substation, Distribution Circuit 352 | 2015-11-30 | 2017-10-31 | N/A |  | N/A | N/A | Project Withdrawn | Lilac | 69 | Lilac | 69 | Lilac |  | 69 | FALSE | [8 empty] | 2 | 2 |  | 0 | 0
86 | 2014-09-26 | 2014-09-26 | Withdrawn 10/21/2024 | AES | N/A | 1.5 | 1.5 | EO | San Diego | CA | SDGE | Melrose Substation - Distribution Circuit 509 | 2015-11-01 | 2015-11-01 | N/A |  | N/A | N/A | Project Withdrawn | Melrose | 69 | Melrose | 69 | Melrose |  | 69 | FALSE | [9 empty] | 1.5 | 1.5 | 0 | 0
87 | 2014-12-30 | 2014-12-31 | Withdrawn 10/21/2024 | AES | N/A | 2 | 2 | FC | San Diego | CA | SDGE | Monserate Substation - Distribution Circuit 0233 | 2015-09-30 | 2017-10-31 | N/A |  | N/A | N/A | Project Withdrawn | Monserate | 69 | Monserate | 69 | Monserate |  | 69 | FALSE | [8 empty] | 2 | 2 |  | 0 | 0
88 | 2015-01-12 | 2015-01-13 | Withdrawn 10/21/2024 | AES | N/A | 2 | 2 | FC | San Diego | CA | SDGE | Melrose Substation - Distribution Circuit 0206 | 2015-09-30 | 2017-10-31 | N/A |  | N/A | N/A | Project Withdrawn | Melrose | 69 | Melrose | 69 | Melrose |  | 69 | FALSE | [8 empty] | 2 | 2 |  | 0 | 0
89 | 2014-12-20 | 2014-11-20 | Withdrawn 7/7/2015 | AES | N/A | 6.5 | 6.5 | - | San Diego | CA | SDGE | Borrego Substation - Distribution Circuit C171 POI - Switch Position | 2016-09-01 | N/A | N/A | N/A | N/A | N/A | Project Withdrawn | Not in Previous Cycle | Not in Previous Cycle | No Match - Ignore | No Match - Ignore | Check |  |  | FALSE | [9 empty] | 6.5 |  | 0 | 0
90 | 2015-04-20 | 2015-04-20 | Withdrawn 5/17/19 | AES | N/A | 20 | 20 | EO | San Diego | CA | SDGE | Avocado Substation - Distribution Circuit 0520 | 2021-05-01 | N/A | N/A | N/A | N/A | N/A | Project Withdrawn | Not in Previous Cycle | Not in Previous Cycle | No Match - Ignore | No Match - Ignore | Avocado |  | 69 | FALSE | [9 empty] | 20 | 20 | 0 | 0
91 | 2015-04-29 | 2015-04-29 | Withdrawn 6/22/15 | AES | N/A | 5 | 5 | - | San Diego | CA | SDGE | Border Substation - Distribution Circuit 0536 | 2017-06-08 | N/A | N/A | N/A | N/A | N/A | Project Withdrawn | Not in Previous Cycle | Not in Previous Cycle | No Match - Ignore | No Match - Ignore | Check |  |  | FALSE | [9 empty] | 5 |  | 0 | 0
92 | 2015-04-29 | 2015-04-29 | Withdrawn 6/22/15 | AES | N/A | 5 | 5 | - | San Diego | CA | SDGE | Spring Valley Substation - Distribution Circuit 0733 | 2017-06-08 | N/A | N/A | N/A | N/A | N/A | Project Withdrawn | Not in Previous Cycle | Not in Previous Cycle | No Match - Ignore | No Match - Ignore | Check |  |  | FALSE | [9 empty] | 5 |  | 0 | 0
93 | 2015-04-30 | 2015-04-30 | Withdrawn 4/30/19 | AES | N/A | 20 | 20 | EO | San Diego | CA | SDGE | Avocado Substation - Distribution Circuit 0521 | 2017-06-02 | N/A | N/A | N/A | N/A | N/A | Project Withdrawn | Not in Previous Cycle | Not in Previous Cycle | No Match - Ignore | No Match - Ignore | Avocado |  | 69 | FALSE | [9 empty] | 20 | 20 | 0 | 0
95 | 2015-08-27 | 2015-08-27 | Withdrawn 10/12/18 | ST | - | 4 | 4 | FC | San Diego | CA | SDGE | Coronado Street Substation - Distribution Circuit 373 | 2017-04-01 | N/A | N/A | N/A | N/A | N/A | Project Withdrawn | Not in Previous Cycle | Not in Previous Cycle | No Match - Ignore | No Match - Ignore | Check |  |  | FALSE | [11 empty] | 0 | 0
96 | 2015-08-27 | 2015-08-27 | Withdrawn 5/31/16 | ST | - | 11.3 | 11.3 | FC | San Diego | CA | SDGE | Division Street Substation - Distribution Circuit 47 | 2017-04-01 | N/A | N/A | N/A | N/A | N/A | Project Withdrawn | Not in Previous Cycle | Not in Previous Cycle | No Match - Ignore | No Match - Ignore | Check |  |  | FALSE | [11 empty] | 0 | 0
97 | 2015-08-27 | 2015-08-27 | Withdrawn 5/31/16 | ST | - | 7.7 | 7.7 | FC | San Diego | CA | SDGE | Old Town Substation - Distribution Circuit 124 | 2017-04-01 | N/A | N/A | N/A | N/A | N/A | Project Withdrawn | Not in Previous Cycle | Not in Previous Cycle | No Match - Ignore | No Match - Ignore | Check |  |  | FALSE | [11 empty] | 0 | 0
100 | 2016-03-24 | 2016-03-31 | Withdrawn 10/21/2024 | AES | N/A | 2 | 2 | FC | Orange | CA | SDGE | Capistrano Substation - Distribution Circuit 0196 | 2017-07-07 | 2017-07-07 |  |  |  |  | Project Withdrawn | Capistrano | 138 | Capistrano | 138 | Capistrano |  | #VALUE! | FALSE | [8 empty] | 2 | 2 |  | 0 | 0
101 | 2016-03-24 | 2016-03-31 | Withdrawn 10/21/2024 | AES | N/A | 2 | 2 | FC | Orange | CA | SDGE | Capistrano Substation - Distribution Circuit 0197 | 2017-07-07 | 2017-07-07 |  |  |  |  | Project Withdrawn | Capistrano | 138 | Capistrano | 138 | Capistrano |  | #VALUE! | FALSE | [8 empty] | 2 | 2 |  | 0 | 0
102 | 2016-01-26 | 2016-02-25 | Withdrawn 10/21/2024 | PV | S | 2 | 2 | EO | San Diego | CA | SDGE | Boulevard Substation - Distribution Circuit 444 | 2016-12-12 | 2016-12-12 |  |  |  |  | Project Withdrawn | not found | Not in Previous Cycle | not found | No Match - Ignore | Check |  |  | FALSE |  |  |  | 2 | [7 empty] | 0 | 0
104 | 2016-04-25 | 2016-04-26 | Completed | AES | N/A | 3 | 3 | EO | San Diego | CA | SDGE | Proctor Valley Substation - Distribution Circuit 591 | 2016-12-01 | 2018-02-06 | N/A | Completed | N/A | N/A | Project Completed | Not in Previous Cycle | Not in Previous Cycle | No Match - Review | No Match - Review | Check | DROP |  | FALSE | [9 empty] | 3 | 3 | 0 | 1
105 | 2016-04-29 | 2016-05-13 | Withdrawn 1/26/18 | PV | S | 9.68 | 9.68 | EO | San Diego | CA | SDGE | Border Substation - Distribution Circuit 536 | 2019-09-01 | N/A | N/A | N/A | N/A | N/A | Project Withdrawn | Not in Previous Cycle | Not in Previous Cycle | No Match - Ignore | No Match - Ignore | Check |  |  | FALSE |  |  |  | 9.68 | [7 empty] | 0 | 0
106 | 2016-05-09 | 2016-05-19 | Withdrawn 4/7/17 | AES | N/A | 2 | 2 | EO | San Diego | CA | SDGE | Sweetwater Substation - Distribution Circuit 43 | 2018-05-31 | N/A | N/A | N/A | N/A | N/A | Project Withdrawn | Not in Previous Cycle | Not in Previous Cycle | No Match - Ignore | No Match - Ignore | Check |  |  | FALSE | [9 empty] | 2 | 2 | 0 | 0
107 | 2016-05-09 | 2016-05-19 | Withdrawn 4/7/17 | AES | N/A | 3 | 3 | EO | San Diego | CA | SDGE | Avocado Substation | 2018-05-31 | N/A | N/A | N/A | N/A | N/A | Project Withdrawn | Not in Previous Cycle | Not in Previous Cycle | Avocado | 69 | Avocado |  | 69 | FALSE | [9 empty] | 3 | 3 | 0 | 0
108 | 2016-05-09 | 2016-05-19 | Withdrawn 5/17/19 | AES | N/A | 3 | 3 | EO | San Diego | CA | SDGE | Pomerado Substation - Distribution Circuit 922 | 2019-11-30 | N/A | N/A | N/A | N/A | N/A | Project Withdrawn | Not in Previous Cycle | Not in Previous Cycle | No Match - Ignore | No Match - Ignore | Pomerado |  | 69 | FALSE | [9 empty] | 3 | 3 | 0 | 0
109 | 2016-05-24 | 2016-05-24 | Withdrawn 10/21/2024 | AES | N/A | 1.5 | 1.5 | EO | San Diego | CA | SDGE | Escondido Substation - Distribution Circuit 185 | 2018-12-31 | 2018-12-31 |  |  |  |  | Project Withdrawn | Escondido | 69 | Escondido | 69 | Escondido | DROP |  | FALSE | [9 empty] | 1.5 | 1.5 | 0 | 0
110 | 2016-07-05 | 2016-07-07 | Completed | AES | N/A | 10 | 10 | FC | San Diego | CA | SDGE | Escondido Substation - 12 kV bus | 2016-12-01 | 2017-01-13 | N/A | Completed | N/A | N/A | Project Completed | Not in Previous Cycle | Not in Previous Cycle | No Match - Review | No Match - Review | Escondido | DROP |  | FALSE | [8 empty] | 10 | 10 |  | 0 | 1
111 | 2016-07-05 | 2016-07-07 | Completed | AES | N/A | 10 | 10 | FC | San Diego | CA | SDGE | Escondido Substation - 12 kV bus | 2016-12-01 | 2017-01-11 | N/A | Completed | N/A | N/A | Project Completed | Not in Previous Cycle | Not in Previous Cycle | No Match - Review | No Match - Review | Escondido | DROP |  | FALSE | [8 empty] | 10 | 10 |  | 0 | 1
112 | 2016-07-05 | 2016-07-07 | Completed | AES | N/A | 10 | 10 | FC | San Diego | CA | SDGE | Escondido Substation - 12 kV bus | 2016-12-01 | 2017-01-20 | N/A | Completed | N/A | N/A | Project Completed | Not in Previous Cycle | Not in Previous Cycle | No Match - Review | No Match - Review | Escondido | DROP |  | FALSE | [8 empty] | 10 | 10 |  | 0 | 1
113 | 2016-07-05 | 2016-07-11 | Completed | AES | N/A | 7.5 | 7.5 | FC | San Diego | CA | SDGE | El Cajon Substation - 12 kV bus | 2016-12-01 | 2017-01-12 | N/A | Completed | N/A | N/A | Project Completed | Not in Previous Cycle | Not in Previous Cycle | No Match - Review | No Match - Review | Check | DROP |  | FALSE | [8 empty] | 7.5 | 7.5 |  | 0 | 1
114 | 2016-12-15 | tbd | Withdrawn 4/10/19 | AES | N/A | 3 | 3 | EO | San Diego | CA | SDGE | Pomerado Substation - 12 kV | 2019-11-30 | N/A | N/A | N/A | N/A | N/A | Project Withdrawn | Not in Previous Cycle | Not in Previous Cycle | No Match - Ignore | No Match - Ignore | Pomerado |  | 69 | FALSE | [9 empty] | 3 | 3 | 0 | 0
115 | 2017-01-20 | 2017-02-21 | Withdrawn 4/7/17 | AES | N/A | 3 | 3 | EO | San Diego | CA | SDGE | Pomerado Substation - 12 kV | 2018-01-30 | N/A | N/A | N/A | N/A | N/A | Project Withdrawn | Not in Previous Cycle | Not in Previous Cycle | No Match - Ignore | No Match - Ignore | Pomerado |  | 69 | FALSE | [9 empty] | 3 | 3 | 0 | 0
116 | 2017-02-03 | 2017-02-03 | Withdrawn 8/5/19 | H | N/A | 4.73 | 4.73 | EO | San Diego | CA | SDGE | Chicarita Substation - Distribution Circuit 0501 | n/a | N/A | N/A | N/A | N/A | N/A | Project Withdrawn | Not in Previous Cycle | Not in Previous Cycle | No Match - Ignore | No Match - Ignore | Chicarita |  | 138 | FALSE | [11 empty] | 0 | 0
117 | 2017-04-10 | 2017-05-04 | Withdrawn 10/21/2024 | PV | N/A | 0.72 | 0.72 | EO | San Diego | CA | SDGE | Monserate Substation - Distribution Circuit 0231 | 2020-03-04 | 2020-04-01 |  |  |  |  | Project Withdrawn | Monserate | 69 | Monserate | 69 | Monserate |  | 69 | FALSE |  |  |  | 0.72 | [7 empty] | 0 | 0
118 | 2017-04-25 | 2017-04-28 | Withdrawn 10/21/2024 | AES | N/A | 4 | 4 | FC | Orange | CA | SDGE | Capistrano Substation - Distribution Circuit 196 | 2019-10-01 | 2019-12-01 |  |  |  |  | Project Withdrawn | Capistrano | 138 | Capistrano | 138 | Capistrano |  | #VALUE! | FALSE | [8 empty] | 4 | 4 |  | 0 | 0
120 | 2017-05-22 | 2017-06-09 | Withdrawn 2/23/21 | PV | N/A | 2.4 | 2.4 | EO | San Diego | CA | SDGE | Cameron Substation - Distribution Circuit 448 | 2018-08-30 | N/A | N/A | N/A | N/A | N/A | Project Withdrawn | Not in Previous Cycle | Not in Previous Cycle | No Match - Ignore | No Match - Ignore | Cameron |  | 69 | FALSE |  |  |  | 2.4 | [7 empty] | 0 | 0
121 | 2018-02-02 | 2018-02-22 | Withdrawn 4/30/18 | AES/PV | N/A | 9.25 | 9.25 | FC | San Diego | CA | SDGE | San Luis Rey - Distribution Circuit 194 | 2019-04-30 | N/A | N/A | N/A | N/A | N/A | Project Withdrawn | Not in Previous Cycle | Not in Previous Cycle | No Match - Ignore | No Match - Ignore | Check |  |  | FALSE |  |  |  | 9.25 |  |  |  |  | 9.25 | 9.25 |  | 0 | 0
122 | 2018-02-27 | 2018-02-28 | Completed | AES | N/A | 10 | 10 | FC | San Diego | CA | SDGE | Melrose Substation, 12kv Circuit 205 | 2019-10-31 | 2023-11-22 | N/A | Completed | N/A | N/A | Project Completed | Not in Previous Cycle | Not in Previous Cycle | No Match - Review | No Match - Review | Melrose |  | 69 | FALSE | [8 empty] | 10 | 10 |  | 0 | 1
123 | 2018-02-27 | 2018-02-28 | Completed | AES | N/A | 10 | 10 | FC | San Diego | CA | SDGE | Melrose Substation, 12kv Circuit 507 | 2019-10-31 | 2023-11-22 | N/A | Completed | N/A | N/A | Project Completed | Not in Previous Cycle | Not in Previous Cycle | No Match - Review | No Match - Review | Melrose |  | 69 | FALSE | [8 empty] | 10 | 10 |  | 0 | 1
124 | 2018-02-27 | 2018-02-28 | Withdrawn 8/2/21 | AES | N/A | 10 | 10 | FC | San Diego | CA | SDGE | Kearny Substation, 12kv Circuit 251 | 2019-10-31 | N/A | N/A | N/A | N/A | N/A | Project Withdrawn | Not in Previous Cycle | Not in Previous Cycle | No Match - Ignore | No Match - Ignore | Check |  |  | FALSE | [8 empty] | 10 | 10 |  | 0 | 0
125 | 2018-02-27 | 2018-02-28 | Completed | AES | N/A | 10 | 10 | FC | San Diego | CA | SDGE | Kearny Substation, 12kv Circuit 252 | 2019-10-31 | 2021-11-23 | N/A | Completed | N/A | N/A | Project Completed | Not in Previous Cycle | Not in Previous Cycle | No Match - Review | No Match - Review | Check | DROP |  | FALSE | [8 empty] | 10 | 10 |  | 0 | 1
126 | 2018-02-27 | 2018-02-28 | Completed | AES | N/A | 10 | 10 | FC | San Diego | CA | SDGE | Kearny Substation, 12kv Circuit 1284 | 2019-10-31 | 2021-11-26 | N/A | Completed | N/A | N/A | Project Completed | Not in Previous Cycle | Not in Previous Cycle | No Match - Review | No Match - Review | Check | DROP |  | FALSE | [8 empty] | 10 | 10 |  | 0 | 1
127 | 2018-02-27 | 2018-02-28 | Completed | AES | N/A | 10 | 10 | FC | San Diego | CA | SDGE | Boulevard Substation, 12kv Circuit 445 | 2019-10-31 | 2023-10-04 | N/A | Completed | N/A | N/A | Project Completed | Not in Previous Cycle | Not in Previous Cycle | No Match - Review | No Match - Review | Check | DROP |  | FALSE | [8 empty] | 10 | 10 |  | 0 | 1
128 | 2018-02-27 | 2018-02-28 | Completed | AES | N/A | 10 | 10 | FC | San Diego | CA | SDGE | Clairemont Substation, 12kv Circuit 278 | 2020-10-31 | 2023-10-10 | N/A | Completed | N/A | N/A | Project Completed | Not in Previous Cycle | Not in Previous Cycle | No Match - Review | No Match - Review | Check | DROP |  | FALSE | [8 empty] | 10 | 10 |  | 0 | 1
129 | 2018-02-27 | 2018-02-28 | Completed | AES | N/A | 10 | 10 | FC | San Diego | CA | SDGE | Elliott Substation, 12kv Circuit 1266 | 2020-10-31 | 2023-10-18 | N/A | Completed | N/A | N/A | Project Completed | Not in Previous Cycle | Not in Previous Cycle | No Match - Review | No Match - Review | Elliott |  | 69 | FALSE | [8 empty] | 10 | 10 |  | 0 | 1
130 | 2018-02-27 | 2018-02-28 | Completed | AES | N/A | 10 | 10 | FC | San Diego | CA | SDGE | Paradise Substation, 12kv Circuit 320 | 2020-10-31 | 2023-11-22 | N/A | Completed | N/A | N/A | Project Completed | Not in Previous Cycle | Not in Previous Cycle | No Match - Review | No Match - Review | Check | DROP |  | FALSE | [8 empty] | 10 | 10 |  | 0 | 1
131 | 2018-02-27 | 2018-02-28 | Active | AES | N/A | 10 | 10 | FC | San Diego | CA | SDGE | Santee Substation, 12kv Circuit 390 | 2020-10-31 | [6 empty] | Santee | 138 | Santee | 138 | Santee |  | 138 | TRUE | Santee | 138 | [6 empty] | 10 | 10 |  | 0 | 0
132 | 2018-04-13 | 2018-04-17 | Withdrawn 2/5/21 | AES | N/A | 6.5 | 6.5 | FC | San Diego | CA | SDGE | Escondido Substation, 12kv Circuit 185 | 2021-02-01 | N/A | N/A | N/A | N/A | N/A | Project Withdrawn | Not in Previous Cycle | Not in Previous Cycle | No Match - Ignore | No Match - Ignore | Escondido | DROP |  | FALSE | [8 empty] | 6.5 | 6.5 |  | 0 | 0
143 | 2018-04-30 | 2018-05-01 | Withdrawn 3/20/19 | AES | N/A | 10 | 10 | FC | San Diego | CA | SDGE | Melrose Substation, 12kv Circuit 205 | 2019-05-01 | N/A | N/A | N/A | N/A | N/A | Project Withdrawn | Not in Previous Cycle | Not in Previous Cycle | No Match - Ignore | No Match - Ignore | Melrose |  | 69 | FALSE | [8 empty] | 10 | 10 |  | 0 | 0
144 | 2018-04-30 | 2018-05-01 | Withdrawn 3/20/19 | AES | N/A | 10 | 10 | FC | San Diego | CA | SDGE | Melrose Substation, 12kv Circuit 507 | 2019-05-01 | N/A | N/A | N/A | N/A | N/A | Project Withdrawn | Not in Previous Cycle | Not in Previous Cycle | No Match - Ignore | No Match - Ignore | Melrose |  | 69 | FALSE | [8 empty] | 10 | 10 |  | 0 | 0
145 | 2018-08-06 | 2018-08-08 | Withdrawn 5/17/19 | AES | N/A | 3 | 3 | EO | San Diego | CA | SDGE | Pomerado Substation - 12 kV | 2019-11-30 | N/A | N/A | N/A | N/A | N/A | Project Withdrawn | Not in Previous Cycle | Not in Previous Cycle | No Match - Ignore | No Match - Ignore | Pomerado |  | 69 | FALSE | [9 empty] | 3 | 3 | 0 | 0
146 | 2018-11-21 | 2019-02-26 | Withdrawn 10/21/2024 | AES | N/A | 3 | 3 | EO | San Diego | CA | SDGE | San Luis Rey -12kV San Luis Distribution Circuit 190 | 2019-11-30 | [5 empty] | Project Withdrawn | not found | Not in Previous Cycle | No Match - Ignore | No Match - Ignore | Check |  |  | FALSE | [9 empty] | 3 | 3 | 0 | 0
148 | 2018-11-21 | 2019-02-26 | Withdrawn 10/21/2024 | AES | N/A | 3 | 3 | EO | San Diego | CA | SDGE | San Luis Rey -12kV San Luis Distribution Circuit 194 | 2019-11-30 | [5 empty] | Project Withdrawn | not found | Not in Previous Cycle | No Match - Ignore | No Match - Ignore | Check |  |  | FALSE | [9 empty] | 3 | 3 | 0 | 0
149 | 2018-11-21 | 2019-02-26 | Withdrawn 3/19/19 | AES | N/A | 3 | 3 | EO | San Diego | CA | SDGE | San Luis Rey -12kV San Luis Distribution Circuit 198 | 2019-11-30 | N/A | N/A | N/A | N/A | N/A | Project Withdrawn | Not in Previous Cycle | Not in Previous Cycle | No Match - Ignore | No Match - Ignore | Check |  |  | FALSE | [9 empty] | 3 | 3 | 0 | 0
152 | 2019-04-24 | 2019-05-17 | Withdrawn 3/4/20 | AES | N/A | 3 | 3 | FC | San Diego | CA | SDGE | Pomerado Substation - Distribution Circuit 925 | 2020-04-30 | N/A | N/A | N/A | N/A | N/A | Project Withdrawn | Not in Previous Cycle | Not in Previous Cycle | No Match - Ignore | No Match - Ignore | Pomerado |  | 69 | FALSE | [8 empty] | 3 | 3 |  | 0 | 0
153 | 2019-04-24 | 2019-05-17 | Withdrawn 3/4/20 | AES | N/A | 3 | 3 | FC | San Diego | CA | SDGE | Pomerado Substation - Distribution Circuit 921 | 2020-04-30 | N/A | N/A | N/A | N/A | N/A | Project Withdrawn | Not in Previous Cycle | Not in Previous Cycle | No Match - Ignore | No Match - Ignore | Pomerado |  | 69 | FALSE | [8 empty] | 3 | 3 |  | 0 | 0
159 | 2019-10-14 | 2019-10-28 | Active | AES | N/A | 3 | 3 | EO | San Diego | CA | SDGE | Granite Substation - Distribution Circuit 418 | 2020-05-01 | [6 empty] | Granite | 69 | Granite | 69 | Check |  |  | TRUE | Granite | 69 | [7 empty] | 3 | 3 | 0 | 0
160 | 2019-10-14 | 2019-10-28 | Withdrawn 4/48/2025 | AES | N/A | 3 | 2000-01-03 | EO | San Diego | CA | SDGE | San Ysidro - Distribution Circuit 1202 | 2020-05-01 | [5 empty] | Project Withdrawn | not found | Not in Previous Cycle | not found | No Match - Ignore | Check |  |  | FALSE | [9 empty] | 3 | 3 | 0 | 0
161 | 2019-12-18 | 2020-01-30 | Active | PV/AES | S | 9.99 | 9.99 | EO | San Diego | CA | SDGE | Valley Center Substation - Distribution Circuit 909 | 2028-12-31 | [6 empty] | Valley Center | 69 | Valley Center | 69 | Check | Valley Center69 |  | TRUE | Valley Center | 69 |  | 9.99 | [5 empty] | 9.99 | 9.99 | 0 | 0
162 | 2019-11-27 | 2020-03-10 | Active | AES | N/A | 3 | 3 | EO | San Diego | CA | SDGE | Mesa Heights Substation - Distribution Circuit | 2020-05-01 | [6 empty] | Mesa Heights | 69 | Mesa Heights | 69 | Check | Mesa Heights69 |  | TRUE | Mesa Heights | 69 | [7 empty] | 3 | 3 | 0 | 0
163 | 2019-11-27 | 2020-03-10 | Withdrawn 4/48/2025 | AES | N/A | 3 | 2000-01-03 | EO | San Diego | CA | SDGE | Los Coches Substation - Distribution Circuit | 2020-12-01 | [5 empty] | Project Withdrawn | Los Coches | 69 | Los Coches | 69 | Check |  |  | FALSE | [9 empty] | 3 | 3 | 0 | 0
164 | 2020-04-13 | 2020-04-14 | Active | IC/AES | NG | 24.95 | 24.95 | EO | San Diego | CA | SDGE | Pendleton Substation, 69kV | 2022-09-12 | [6 empty] | Pendleton | 69 | Pendleton | 69 | Pendleton |  | 69 | TRUE | Pendleton | 69 | [7 empty] | 24.95 | 24.95 | 0 | 0
165 | 2020-04-13 | 2020-04-14 | Active | IC/AES | NG | 24.95 | 24.95 | EO | San Diego | CA | SDGE | Pendleton Substation, 69kV | 2022-09-12 | [6 empty] | Pendleton | 69 | Pendleton | 69 | Pendleton |  | 69 | TRUE | Pendleton | 69 | [7 empty] | 24.95 | 24.95 | 0 | 0
166 | 2020-04-28 | 2020-05-26 | Active | AES | N/A | 3 | 3 | EO | San Diego | CA | SDGE | Murray Substation - Distribution Circuit 86 | 2021-01-02 | [6 empty] | Murray | 69 | Murray | 69 | Murray |  | 69 | TRUE | Murray | 69 | [7 empty] | 3 | 3 | 0 | 0
167 | 2020-04-30 | 2020-05-26 | Withdrawn 4/11/2025 | AES | N/A | 10 | 2000-01-10 | FC | San Diego | CA | SDGE | Point Loma Substation - 12kV Circuit 50 | 2022-08-31 | [5 empty] | Project Withdrawn | Point Loma | 69 | Point Loma | 69 | Check |  |  | FALSE | [8 empty] | 10 | 10 |  | 0 | 0
168 | 2020-04-30 | 2020-05-26 | Withdrawn 4/11/2025 | AES | N/A | 10 | 2000-01-10 | FC | San Diego | CA | SDGE | Vine Substation - 12kV Circuit 458 | 2022-08-31 | [5 empty] | Project Withdrawn | not found | Not in Previous Cycle | not found | No Match - Ignore | Vine |  | 69 | FALSE | [8 empty] | 10 | 10 |  | 0 | 0
169 | 2020-05-08 | 2020-05-26 | Withdrawn 2/26/2025 | AES | N/A | 3 | 2000-01-03 | EO | San Diego | CA | SDGE | Murray Substation - Distribution Circuit 86 | 2021-01-02 | [5 empty] | Project Withdrawn | Murray | 69 | Murray | 69 | Murray |  | 69 | FALSE | [9 empty] | 3 | 3 | 0 | 0
170 | 2020-05-08 | 2020-05-26 | Withdrawn 2/26/2025 | AES | N/A | 3 | 2000-01-03 | EO | San Diego | CA | SDGE | Murray Substation - Distribution Circuit 86 | 2021-01-02 | [5 empty] | Project Withdrawn | Murray | 69 | Murray | 69 | Murray |  | 69 | FALSE | [9 empty] | 3 | 3 | 0 | 0
171 | 2020-05-08 | 2020-05-26 | Withdrawn 4/48/2025 | AES | N/A | 3 | 3 | EO | San Diego | CA | SDGE | Los Coches Substation - Distribution Circuit 246 | 2021-01-02 | [5 empty] | Project Withdrawn | Los Coches | 69 | Los Coches | 69 | Check |  |  | FALSE | [9 empty] | 3 | 3 | 0 | 0
172 | 2020-05-08 | 2020-05-26 | Withdrawn 4/48/2025 | AES | N/A | 3 | 3 | EO | San Diego | CA | SDGE | Los Coches Substation - Distribution Circuit 247 | 2021-01-02 | [5 empty] | Project Withdrawn | Los Coches | 69 | Los Coches | 69 | Check |  |  | FALSE | [9 empty] | 3 | 3 | 0 | 0
173 | 2020-05-08 | 2020-05-26 | Withdrawn 2/19/2025 | AES | N/A | 3 | 3 | EO | San Diego | CA | SDGE | Granite Substation - Distribution Circuit 418 | 2021-01-02 | [5 empty] | Project Withdrawn | Granite | 69 | Granite | 69 | Check |  |  | FALSE | [9 empty] | 3 | 3 | 0 | 0
174 | 2020-05-08 | 2020-05-26 | Withdrawn 10/30/2023 | AES | N/A | 3 | 3 | EO | San Diego | CA | SDGE | Granite Substation - Distribution Circuit 418 | 2021-01-02 | N/A | N/A | N/A | N/A | N/A | Project Withdrawn | Not in Previous Cycle | Not in Previous Cycle | Granite | 69 | Check |  |  | FALSE | [9 empty] | 3 | 3 | 0 | 0
177 | 2020-05-18 | 2020-06-30 | Completed | AES | N/A | 0.5 | 0.5 | FC | San Diego | CA | SDGE | Creelman Substation - 69kV | 2021-07-30 | 2022-02-14 | N/A | N/A | N/A | N/A | Project Completed | Not in Previous Cycle | Not in Previous Cycle | No Match - Review | No Match - Review | Creelman |  | 69 | FALSE | [8 empty] | 0.5 | 0.5 |  | 0 | 1
178 | 2020-04-15 | 2020-06-30 | Completed | PV | S | 0.85 | 0.85 | EO | San Diego | CA | SDGE | Cameron Corners Substation - 69kV | 2021-07-30 | 2023-03-18 | N/A | N/A | N/A | N/A | Project Completed | Not in Previous Cycle | Not in Previous Cycle | No Match - Review | No Match - Review | Cameron |  | 69 | FALSE |  |  |  | 0.85 | [7 empty] | 0 | 1
179 | 2020-04-15 | 2020-06-30 | Completed | AES | N/A | 0.47 | 0.47 | FC | San Diego | CA | SDGE | Cameron Corners Substation - 69kV | 2021-07-30 | 2023-03-23 | N/A | N/A | N/A | N/A | Project Completed | Not in Previous Cycle | Not in Previous Cycle | No Match - Review | No Match - Review | Cameron |  | 69 | FALSE | [8 empty] | 0.47 | 0.47 |  | 0 | 1
180 | 2020-05-14 | 2020-07-01 | Withdrawn 3/2/21 | AES | N/A | 1 | 1 | FC | San Diego | CA | SDGE | Kearny Substation - Distribution Circuit 1283 | 2022-03-01 | N/A | N/A | N/A | N/A | N/A | Project Withdrawn | Not in Previous Cycle | Not in Previous Cycle | No Match - Ignore | No Match - Ignore | Check |  |  | FALSE | [8 empty] | 1 | 1 |  | 0 | 0
183 | 2021-02-04 | 2021-02-12 | Active | AES | N/A | 3 | 3 | EO | San Diego | CA | SDGE | Murray Substation - Distribution Circuit 403 | 2022-07-01 |  | N/A | N/A | N/A | N/A |  | Murray | 69 | Murray | 69 | Murray |  | 69 | TRUE | Murray | 69 | [7 empty] | 3 | 3 | 0 | 0
184 | 2021-02-04 | 2021-02-12 | Active | AES | N/A | 3 | 3 | EO | San Diego | CA | SDGE | Murray Substation - Distribution Circuit 397 | 2022-07-01 |  | N/A | N/A | N/A | N/A |  | Murray | 69 | Murray | 69 | Murray |  | 69 | TRUE | Murray | 69 | [7 empty] | 3 | 3 | 0 | 0
185 | 2021-02-04 | 2021-02-12 | Withdrawn 2/26/2025 | AES | N/A | 3 | 2000-01-03 | EO | San Diego | CA | SDGE | Murray Substation - Distribution Circuit 404 | 2022-07-01 | [5 empty] | Project Withdrawn | Murray | 69 | Murray | 69 | Murray |  | 69 | FALSE | [9 empty] | 3 | 3 | 0 | 0
186 | 2021-02-04 | 2021-02-12 | Active | AES | N/A | 3 | 3 | EO | San Diego | CA | SDGE | Murray Substation - Distribution Circuit 402 | 2022-07-01 |  | N/A | N/A | N/A | N/A |  | Murray | 69 | Murray | 69 | Murray |  | 69 | TRUE | Murray | 69 | [7 empty] | 3 | 3 | 0 | 0
187 | 2021-02-04 | 2021-02-12 | Active | AES | N/A | 3 | 3 | EO | San Diego | CA | SDGE | Murray Substation - Distribution Circuit 87 | 2022-07-01 |  | N/A | N/A | N/A | N/A |  | Murray | 69 | Murray | 69 | Murray |  | 69 | TRUE | Murray | 69 | [7 empty] | 3 | 3 | 0 | 0
188 | 2021-02-04 | 2021-02-12 | Completed | AES | N/A | 10 | 10 | FC | San Diego | CA | SDGE | Pala Substation - Distribution Circuit 1233 | 9 / 1 / 2 021 | 2023-09-15 |  | Completed |  |  | Project Completed | Not in Previous Cycle | Not in Previous Cycle | No Match - Review | No Match - Review | Pala |  | 69 | FALSE | [8 empty] | 10 | 10 |  | 0 | 1
189 | 2021-02-23 | 2021-02-24 | Withdrawn 3/30/21 | FC | H | 0.15 | 0.15 | FC | San Diego | CA | SDGE | Borrego Springs - Distribution Circuit 170 | 2022-05-30 | N/A | N/A | N/A | N/A | N/A | Project Withdrawn | Not in Previous Cycle | Not in Previous Cycle | No Match - Ignore | No Match - Ignore | Check |  |  | FALSE | [11 empty] | 0 | 0
190 | 2021-02-04 | 2021-02-12 | Completed | AES | N/A | 3 | 3 | EO | San Diego | CA | SDGE | Chula Vista Substation - Distribution Circuit 150 | 2022-07-01 | 2023-06-08 | N/A | N/A | N/A | N/A | Project Completed | Not in Previous Cycle | Not in Previous Cycle | No Match - Review | No Match - Review | Check | DROP |  | FALSE | [9 empty] | 3 | 3 | 0 | 1
191 | 2021-02-04 | 2021-02-12 | Completed | AES | N/A | 3 | 3 | EO | San Diego | CA | SDGE | Chula Vista Substation - Distribution Circuit 152 | 2022-07-01 | 2023-06-08 | N/A | N/A | N/A | N/A | Project Completed | Not in Previous Cycle | Not in Previous Cycle | No Match - Review | No Match - Review | Check | DROP |  | FALSE | [9 empty] | 3 | 3 | 0 | 1
192 | 2021-02-17 | 2021-03-05 | Withdrawn 6/19/2024 | AES | N/A | 3 | 3 | EO | San Diego | CA | SDGE | Imperial Beach Substation - Distribution Circuit 158 | 2022-07-01 | [5 empty] | Project Withdrawn | Imperial Beach | 69 | No Match - Ignore | No Match - Ignore | Check |  |  | FALSE | [9 empty] | 3 | 3 | 0 | 0
193 | 2021-02-17 | 2021-03-05 | Active | AES | N/A | 3 | 3 | EO | San Diego | CA | SDGE | Imperial Beach Substation - Distribution Circuit 532 | 2022-07-01 | [6 empty] | Imperial Beach | 69 | No Match - Review | No Match - Review | Check | Imperial Beach69 |  | TRUE | Imperial Beach | 69 | [7 empty] | 3 | 3 | 0 | 0
194 | 2021-02-17 | 2021-03-05 | Withdrawn 2/21/22 | AES | N/A | 3 | 3 | EO | San Diego | CA | SDGE | Imperial Beach Substation - Distribution Circuit 531 | 2022-07-01 | N/A | N/A | N/A | N/A | N/A | Project Withdrawn | Not in Previous Cycle | Not in Previous Cycle | No Match - Ignore | No Match - Ignore | Check |  |  | FALSE | [9 empty] | 3 | 3 | 0 | 0
195 | 2021-02-17 | 2021-03-05 | Withdrawn 2/21/22 | AES | N/A | 3 | 3 | EO | San Diego | CA | SDGE | Imperial Beach Substation - Distribution Circuit 156 | 2022-07-01 | N/A | N/A | N/A | N/A | N/A | Project Withdrawn | Not in Previous Cycle | Not in Previous Cycle | No Match - Ignore | No Match - Ignore | Check |  |  | FALSE | [9 empty] | 3 | 3 | 0 | 0
196 | 2021-02-18 | 2021-03-05 | Withdrawn 2/21/22 | AES | N/A | 3 | 3 | EO | San Diego | CA | SDGE | Rancho Bernardo Substation - Distribution Circuit 291 | 2022-07-01 | N/A | N/A | N/A | N/A | N/A | Project Withdrawn | Not in Previous Cycle | Not in Previous Cycle | No Match - Ignore | No Match - Ignore | Check |  |  | FALSE | [9 empty] | 3 | 3 | 0 | 0
197 | 2021-02-18 | 2021-03-05 | Withdrawn 2/21/22 | AES | N/A | 3 | 3 | EO | San Diego | CA | SDGE | Imperial Beach Substation - Distribution Circuit 723 | 2022-07-01 | N/A | N/A | N/A | N/A | N/A | Project Withdrawn | Not in Previous Cycle | Not in Previous Cycle | No Match - Ignore | No Match - Ignore | Check |  |  | FALSE | [9 empty] | 3 | 3 | 0 | 0
198 | 2021-02-18 | 2021-03-05 | Withdrawn 2/21/22 | AES | N/A | 3 | 3 | EO | San Diego | CA | SDGE | Rancho Bernardo Substation - Distribution Circuit 577 | 2022-07-01 | N/A | N/A | N/A | N/A | N/A | Project Withdrawn | Not in Previous Cycle | Not in Previous Cycle | No Match - Ignore | No Match - Ignore | Check |  |  | FALSE | [9 empty] | 3 | 3 | 0 | 0
199 | 2021-02-18 | 2021-03-05 | Withdrawn 2/21/22 | AES | N/A | 3 | 3 | EO | San Diego | CA | SDGE | Rancho Bernardo Substation - Distribution Circuit 292 | 2022-07-01 | N/A | N/A | N/A | N/A | N/A | Project Withdrawn | Not in Previous Cycle | Not in Previous Cycle | No Match - Ignore | No Match - Ignore | Check |  |  | FALSE | [9 empty] | 3 | 3 | 0 | 0
200 | 2021-02-18 | 2021-03-05 | Withdrawn 2/21/22 | AES | N/A | 3 | 3 | EO | San Diego | CA | SDGE | Rancho Bernardo Substation - Distribution Circuit 542 | 2022-07-01 | N/A | N/A | N/A | N/A | N/A | Project Withdrawn | Not in Previous Cycle | Not in Previous Cycle | No Match - Ignore | No Match - Ignore | Check |  |  | FALSE | [9 empty] | 3 | 3 | 0 | 0
201 | 2021-02-18 | 2021-03-05 | Withdrawn 8/31/2023 | AES | N/A | 3 | 3 | EO | San Diego | CA | SDGE | Creelman Substation - Distribution Circuit 237 | 2022-07-01 |  | N/A | N/A | N/A | N/A | Project Withdrawn | Not in Previous Cycle | Not in Previous Cycle | No Match - Ignore | No Match - Ignore | Creelman |  | 69 | FALSE | [9 empty] | 3 | 3 | 0 | 0
202 | 2021-02-18 | 2021-03-05 | Withdrawn 8/31/2023 | AES | N/A | 3 | 3 | EO | San Diego | CA | SDGE | Creelman Substation - Distribution Circuit 970 | 2022-07-01 |  | N/A | N/A | N/A | N/A | Project Withdrawn | Not in Previous Cycle | Not in Previous Cycle | No Match - Ignore | No Match - Ignore | Creelman |  | 69 | FALSE | [9 empty] | 3 | 3 | 0 | 0
203 | 2021-02-18 | 2021-03-05 | Withdrawn 8/31/2023 | AES | N/A | 3 | 3 | EO | San Diego | CA | SDGE | Creelman Substation - Distribution Circuit 975 | 2022-07-01 |  | N/A | N/A | N/A | N/A | Project Withdrawn | Not in Previous Cycle | Not in Previous Cycle | No Match - Ignore | No Match - Ignore | Creelman |  | 69 | FALSE | [9 empty] | 3 | 3 | 0 | 0
204 | 2021-02-18 | 2021-03-05 | Withdrawn 8/31/2023 | AES | N/A | 3 | 3 | EO | San Diego | CA | SDGE | Creelman Substation - Distribution Circuit 235 | 2022-07-01 |  | N/A | N/A | N/A | N/A | Project Withdrawn | Not in Previous Cycle | Not in Previous Cycle | No Match - Ignore | No Match - Ignore | Creelman |  | 69 | FALSE | [9 empty] | 3 | 3 | 0 | 0
205 | 2021-02-18 | 2021-03-05 | Withdrawn 3/30/21 | AES | N/A | 3 | 3 | EO | San Diego | CA | SDGE | Creelman Substation - Distribution Circuit 971 | 2022-07-01 | N/A | N/A | N/A | N/A | N/A | Project Withdrawn | Not in Previous Cycle | Not in Previous Cycle | No Match - Ignore | No Match - Ignore | Creelman |  | 69 | FALSE | [9 empty] | 3 | 3 | 0 | 0
206 | 2021-02-18 | 2021-03-05 | Withdrawn 8/31/2023 | AES | N/A | 3 | 3 | EO | San Diego | CA | SDGE | Creelman Substation - Distribution Circuit 973 | 2022-07-01 |  | N/A | N/A | N/A | N/A | Project Withdrawn | Not in Previous Cycle | Not in Previous Cycle | No Match - Ignore | No Match - Ignore | Creelman |  | 69 | FALSE | [9 empty] | 3 | 3 | 0 | 0
207 | 2021-02-18 | 2021-03-05 | Withdrawn 8/31/2023 | AES | N/A | 3 | 3 | EO | San Diego | CA | SDGE | Creelman Substation - Distribution Circuit 972 | 2022-07-01 |  | N/A | N/A | N/A | N/A | Project Withdrawn | Not in Previous Cycle | Not in Previous Cycle | No Match - Ignore | No Match - Ignore | Creelman |  | 69 | FALSE | [9 empty] | 3 | 3 | 0 | 0
208 | 2021-02-18 | 2021-03-05 | Withdrawn 8/31/2023 | AES | N/A | 3 | 3 | EO | San Diego | CA | SDGE | Creelman Substation - Distribution Circuit 236 | 2022-07-01 |  | N/A | N/A | N/A | N/A | Project Withdrawn | Not in Previous Cycle | Not in Previous Cycle | No Match - Ignore | No Match - Ignore | Creelman |  | 69 | FALSE | [9 empty] | 3 | 3 | 0 | 0
209 | 2021-02-22 | 2021-03-05 | Withdrawn 8/31/2023 | AES | N/A | 3 | 3 | EO | San Diego | CA | SDGE | Spring Valley Substation - Distribution Circuit 732 | 2022-07-01 |  | N/A | N/A | N/A | N/A | Project Withdrawn | Not in Previous Cycle | Not in Previous Cycle | No Match - Ignore | No Match - Ignore | Check |  |  | FALSE | [9 empty] | 3 | 3 | 0 | 0
210 | 2021-02-22 | 2021-03-05 | Withdrawn 8/31/2023 | AES | N/A | 3 | 3 | EO | San Diego | CA | SDGE | Spring Valley Substation - Distribution Circuit 731 | 2022-07-01 |  | N/A | N/A | N/A | N/A | Project Withdrawn | Not in Previous Cycle | Not in Previous Cycle | No Match - Ignore | No Match - Ignore | Check |  |  | FALSE | [9 empty] | 3 | 3 | 0 | 0
211 | 2021-02-22 | 2021-03-05 | Withdrawn 8/31/2023 | AES | N/A | 3 | 3 | EO | San Diego | CA | SDGE | Spring Valley Substation - Distribution Circuit 94 | 2022-07-01 |  | N/A | N/A | N/A | N/A | Project Withdrawn | Not in Previous Cycle | Not in Previous Cycle | No Match - Ignore | No Match - Ignore | Check |  |  | FALSE | [9 empty] | 3 | 3 | 0 | 0
212 | 2021-02-22 | 2021-03-05 | Withdrawn 8/31/2023 | AES | N/A | 3 | 3 | EO | San Diego | CA | SDGE | Spring Valley Substation - Distribution Circuit 733 | 2022-07-01 |  | N/A | N/A | N/A | N/A | Project Withdrawn | Not in Previous Cycle | Not in Previous Cycle | No Match - Ignore | No Match - Ignore | Check |  |  | FALSE | [9 empty] | 3 | 3 | 0 | 0
213 | 2021-02-22 | 2021-03-05 | Withdrawn 8/31/2023 | AES | N/A | 3 | 3 | EO | San Diego | CA | SDGE | Spring Valley Substation - Distribution Circuit 759 | 2022-07-01 |  | N/A | N/A | N/A | N/A | Project Withdrawn | Not in Previous Cycle | Not in Previous Cycle | No Match - Ignore | No Match - Ignore | Check |  |  | FALSE | [9 empty] | 3 | 3 | 0 | 0
214 | 2021-02-22 | 2021-03-05 | Withdrawn 8/31/2023 | AES | N/A | 3 | 3 | EO | San Diego | CA | SDGE | Spring Valley Substation - Distribution Circuit 730 | 2022-07-01 |  | N/A | N/A | N/A | N/A | Project Withdrawn | Not in Previous Cycle | Not in Previous Cycle | No Match - Ignore | No Match - Ignore | Check |  |  | FALSE | [9 empty] | 3 | 3 | 0 | 0
215 | 2021-03-24 | 2021-03-30 | Withdrawn 5/10/2022 | AES | N/A | 8 | 8 | FC | San Diego | CA | SDGE | Borrego Springs - 12kV | 2022-06-30 |  | N/A | Completed | N/A | N/A | Project Withdrawn | Not in Previous Cycle | Not in Previous Cycle | not found | No Match - Ignore | Check |  |  | FALSE | [8 empty] | 8 | 8 |  | 0 | 0
216 | 2021-04-14 | 2021-04-19 | Withdrawn 8/31/2023 | AES | N/A | 3 | 3 | EO | San Diego | CA | SDGE | Chicarita Substation - Distribution Circuit 913 | 2022-06-01 |  | N/A | N/A | N/A | N/A | Project Withdrawn | Not in Previous Cycle | Not in Previous Cycle | No Match - Ignore | No Match - Ignore | Chicarita |  | 138 | FALSE | [9 empty] | 3 | 3 | 0 | 0
217 | 2021-04-14 | 2021-04-19 | Withdrawn 8/31/2023 | AES | N/A | 3 | 3 | EO | San Diego | CA | SDGE | Chicarita Substation - Distribution Circuit 915 | 2022-06-01 |  | N/A | N/A | N/A | N/A | Project Withdrawn | Not in Previous Cycle | Not in Previous Cycle | No Match - Ignore | No Match - Ignore | Chicarita |  | 138 | FALSE | [9 empty] | 3 | 3 | 0 | 0
218 | 2021-04-14 | 2021-04-19 | Withdrawn 8/31/2023 | AES | N/A | 3 | 3 | EO | San Diego | CA | SDGE | Chicarita Substation - Distribution Circuit 916 | 2022-06-01 |  | N/A | N/A | N/A | N/A | Project Withdrawn | Not in Previous Cycle | Not in Previous Cycle | No Match - Ignore | No Match - Ignore | Chicarita |  | 138 | FALSE | [9 empty] | 3 | 3 | 0 | 0
219 | 2021-04-14 | 2021-04-19 | Withdrawn 8/31/2023 | AES | N/A | 3 | 3 | EO | San Diego | CA | SDGE | Chicarita Substation - Distribution Circuit 501 | 2022-06-01 |  | N/A | N/A | N/A | N/A | Project Withdrawn | Not in Previous Cycle | Not in Previous Cycle | No Match - Ignore | No Match - Ignore | Chicarita |  | 138 | FALSE | [9 empty] | 3 | 3 | 0 | 0
220 | 2021-04-14 | 2021-04-19 | Withdrawn 8/31/2023 | AES | N/A | 3 | 3 | EO | San Diego | CA | SDGE | Chicarita Substation - Distribution Circuit 911 | 2022-06-01 |  | N/A | N/A | N/A | N/A | Project Withdrawn | Not in Previous Cycle | Not in Previous Cycle | No Match - Ignore | No Match - Ignore | Chicarita |  | 138 | FALSE | [9 empty] | 3 | 3 | 0 | 0
221 | 2021-04-14 | 2021-04-19 | Withdrawn 8/31/2023 | AES | N/A | 3 | 3 | EO | San Diego | CA | SDGE | Chicarita Substation - Distribution Circuit 912 | 2022-06-01 |  | N/A | N/A | N/A | N/A | Project Withdrawn | Not in Previous Cycle | Not in Previous Cycle | No Match - Ignore | No Match - Ignore | Chicarita |  | 138 | FALSE | [9 empty] | 3 | 3 | 0 | 0
222 | 2021-04-14 | 2021-04-19 | Withdrawn 8/31/2023 | AES | N/A | 3 | 3 | EO | San Diego | CA | SDGE | Chicarita Substation - Distribution Circuit 917 | 2022-06-01 |  | N/A | N/A | N/A | N/A | Project Withdrawn | Not in Previous Cycle | Not in Previous Cycle | No Match - Ignore | No Match - Ignore | Chicarita |  | 138 | FALSE | [9 empty] | 3 | 3 | 0 | 0
223 | 2021-04-14 | 2021-04-19 | Withdrawn 8/31/2023 | AES | N/A | 3 | 3 | EO | San Diego | CA | SDGE | Chicarita Substation - Distribution Circuit 500 | 2022-06-01 |  | N/A | N/A | N/A | N/A | Project Withdrawn | Not in Previous Cycle | Not in Previous Cycle | No Match - Ignore | No Match - Ignore | Chicarita |  | 138 | FALSE | [9 empty] | 3 | 3 | 0 | 0
224 | 2021-04-14 | 2021-04-19 | Withdrawn 8/31/2023 | AES | N/A | 3 | 3 | EO | San Diego | CA | SDGE | Chicarita Substation - Distribution Circuit 502 | 2022-06-01 |  | N/A | N/A | N/A | N/A | Project Withdrawn | Not in Previous Cycle | Not in Previous Cycle | No Match - Ignore | No Match - Ignore | Chicarita |  | 138 | FALSE | [9 empty] | 3 | 3 | 0 | 0
225 | 2021-04-14 | 2021-04-19 | Withdrawn 8/31/2023 | AES | N/A | 3 | 3 | EO | San Diego | CA | SDGE | Chicarita Substation - Distribution Circuit 910 | 2022-06-01 |  | N/A | N/A | N/A | N/A | Project Withdrawn | Not in Previous Cycle | Not in Previous Cycle | No Match - Ignore | No Match - Ignore | Chicarita |  | 138 | FALSE | [9 empty] | 3 | 3 | 0 | 0
226 | 2021-04-21 | 2021-04-28 | Withdrawn 5/10/2022 | FC | H | 0.25 | 0.25 | FC | San Diego | CA | SDGE | Borrego Springs - 12kV | 2021-07-30 |  | N/A | Completed | N/A | N/A | Project Withdrawn | Not in Previous Cycle | Not in Previous Cycle | not found | No Match - Ignore | Check |  |  | FALSE | [11 empty] | 0 | 0
227 | 2021-04-28 | 2021-05-10 | Active | AES | N/A | 3 | 3 | EO | San Diego | CA | SDGE | Murray Substation - Distribution Circuit 84 | 2022-06-01 |  | N/A | N/A | N/A | N/A |  | Murray | 69 | Murray | 69 | Murray |  | 69 | TRUE | Murray | 69 | [7 empty] | 3 | 3 | 0 | 0
228 | 2021-04-28 | 2021-05-10 | Active | AES | N/A | 3 | 3 | EO | San Diego | CA | SDGE | Murray Substation - Distribution Circuit 406 | 2022-06-01 |  | N/A | N/A | N/A | N/A |  | Murray | 69 | Murray | 69 | Murray |  | 69 | TRUE | Murray | 69 | [7 empty] | 3 | 3 | 0 | 0
229 | 2021-04-28 | 2021-05-10 | Withdrawn 10/13/2023 | AES | N/A | 3 | 3 | EO | San Diego | CA | SDGE | Murray Substation - Distribution Circuit 399 | 2022-06-01 |  | N/A | N/A | N/A | N/A | Project Withdrawn | Not in Previous Cycle | Not in Previous Cycle | No Match - Ignore | No Match - Ignore | Murray |  | 69 | FALSE | [9 empty] | 3 | 3 | 0 | 0
230 | 2021-06-17 | 2021-06-30 | Withdrawn 1/11/2022 | AES | N/A | 11 | 11 | EO | San Diego | CA | SDGE | Loveland Substation - Distribution Circuit 1166 | 2022-02-07 | N/A | N/A | N/A | N/A | N/A | Project Withdrawn | Not in Previous Cycle | Not in Previous Cycle | No Match - Ignore | No Match - Ignore | Loveland |  | 69 | FALSE | [9 empty] | 11 | 11 | 0 | 0
231 | 2021-10-01 | 2021-10-25 | Withdrawn 8/31/2023 | AES | N/A | 3 | 3 | EO | San Diego | CA | SDGE | Creelman Substation - Distribution Circuit 237 | 2022-07-01 |  | N/A | N/A | N/A | N/A | Project Withdrawn | Not in Previous Cycle | Not in Previous Cycle | No Match - Ignore | No Match - Ignore | Creelman |  | 69 | FALSE | [9 empty] | 3 | 3 | 0 | 0
232 | 2021-10-01 | 2021-10-25 | Withdrawn 8/31/2023 | AES | N/A | 3 | 3 | EO | San Diego | CA | SDGE | Creelman Substation - Distribution Circuit 970 | 2022-07-01 |  | N/A | N/A | N/A | N/A | Project Withdrawn | Not in Previous Cycle | Not in Previous Cycle | No Match - Ignore | No Match - Ignore | Creelman |  | 69 | FALSE | [9 empty] | 3 | 3 | 0 | 0
233 | 2021-10-01 | 2021-10-25 | Withdrawn 8/31/2023 | AES | N/A | 3 | 3 | EO | San Diego | CA | SDGE | Creelman Substation - Distribution Circuit 975 | 2022-07-01 |  | N/A | N/A | N/A | N/A | Project Withdrawn | Not in Previous Cycle | Not in Previous Cycle | No Match - Ignore | No Match - Ignore | Creelman |  | 69 | FALSE | [9 empty] | 3 | 3 | 0 | 0
234 | 2021-10-01 | 2021-10-25 | Withdrawn 8/31/2023 | AES | N/A | 3 | 3 | EO | San Diego | CA | SDGE | Creelman Substation - Distribution Circuit 235 | 2022-07-01 |  | N/A | N/A | N/A | N/A | Project Withdrawn | Not in Previous Cycle | Not in Previous Cycle | No Match - Ignore | No Match - Ignore | Creelman |  | 69 | FALSE | [9 empty] | 3 | 3 | 0 | 0
235 | 2021-10-01 | 2021-10-25 | Withdrawn 8/31/2023 | AES | N/A | 3 | 3 | EO | San Diego | CA | SDGE | Creelman Substation - Distribution Circuit 973 | 2022-07-01 |  | N/A | N/A | N/A | N/A | Project Withdrawn | Not in Previous Cycle | Not in Previous Cycle | No Match - Ignore | No Match - Ignore | Creelman |  | 69 | FALSE | [9 empty] | 3 | 3 | 0 | 0
236 | 2021-10-01 | 2021-10-25 | Withdrawn 8/31/2023 | AES | N/A | 3 | 3 | EO | San Diego | CA | SDGE | Creelman Substation - Distribution Circuit 972 | 2022-07-01 |  | N/A | N/A | N/A | N/A | Project Withdrawn | Not in Previous Cycle | Not in Previous Cycle | No Match - Ignore | No Match - Ignore | Creelman |  | 69 | FALSE | [9 empty] | 3 | 3 | 0 | 0
237 | 2021-11-22 | 2021-12-22 | Withdrawn 4/18/2022 | AES | N/A | 3 | 3 | EO | San Diego | CA | SDGE | Border Substation - Distribution Circuit 533 | 2022-04-01 | [5 empty] | Project Withdrawn | Not in Previous Cycle | Not in Previous Cycle | No Match - Ignore | No Match - Ignore | Check |  |  | FALSE | [9 empty] | 3 | 3 | 0 | 0
238 | 2021-11-22 | 2021-12-22 | Withdrawn 4/18/2022 | AES | N/A | 3 | 3 | EO | San Diego | CA | SDGE | Border Substation - Distribution Circuit 534 | 2022-04-01 | [5 empty] | Project Withdrawn | Not in Previous Cycle | Not in Previous Cycle | No Match - Ignore | No Match - Ignore | Check |  |  | FALSE | [9 empty] | 3 | 3 | 0 | 0
239 | 2021-11-22 | 2021-12-22 | Withdrawn 4/18/2022 | AES | N/A | 3 | 3 | EO | San Diego | CA | SDGE | Border Substation - Distribution Circuit 535 | 2022-04-01 | [5 empty] | Project Withdrawn | Not in Previous Cycle | Not in Previous Cycle | No Match - Ignore | No Match - Ignore | Check |  |  | FALSE | [9 empty] | 3 | 3 | 0 | 0
240 | 2021-11-22 | 2021-12-22 | Withdrawn 4/18/2022 | AES | N/A | 3 | 3 | EO | San Diego | CA | SDGE | Border Substation - Distribution Circuit 536 | 2022-04-01 | [5 empty] | Project Withdrawn | Not in Previous Cycle | Not in Previous Cycle | No Match - Ignore | No Match - Ignore | Check |  |  | FALSE | [9 empty] | 3 | 3 | 0 | 0
241 | 2021-11-22 | 2021-12-22 | Withdrawn 4/18/2022 | AES | N/A | 3 | 3 | EO | San Diego | CA | SDGE | Border Substation - Distribution Circuit 1160 | 2022-04-01 | [5 empty] | Project Withdrawn | Not in Previous Cycle | Not in Previous Cycle | No Match - Ignore | No Match - Ignore | Check |  |  | FALSE | [9 empty] | 3 | 3 | 0 | 0
242 | 2021-11-22 | 2021-12-22 | Withdrawn 4/18/2022 | AES | N/A | 3 | 3 | EO | San Diego | CA | SDGE | Border Substation - Distribution Circuit 1161 | 2022-04-01 | [5 empty] | Project Withdrawn | Not in Previous Cycle | Not in Previous Cycle | No Match - Ignore | No Match - Ignore | Check |  |  | FALSE | [9 empty] | 3 | 3 | 0 | 0
243 | 2021-11-19 | 2021-12-29 | Withdrawn 3/1/2022 | AES | N/A | 9.8 | 9.8 | EO | San Diego | CA | SDGE | El Cajon Substation - Distribution Circuit 548 | 2023-02-01 | N/A | N/A | N/A | N/A | N/A | Project Withdrawn | Not in Previous Cycle | Not in Previous Cycle | No Match - Ignore | No Match - Ignore | Check |  |  | FALSE | [9 empty] | 9.8 | 9.8 | 0 | 0
244 | 2021-11-29 | 2021-12-29 | Withdrawn 3/1/2022 | AES | N/A | 9.8 | 9.8 | EO | San Diego | CA | SDGE | Pomerado Substation - Distribution Circuit 921 | 2023-02-01 | N/A | N/A | N/A | N/A | N/A | Project Withdrawn | Not in Previous Cycle | Not in Previous Cycle | No Match - Ignore | No Match - Ignore | Pomerado |  | 69 | FALSE | [9 empty] | 9.8 | 9.8 | 0 | 0
245 | 2021-11-29 | 2021-12-29 | Withdrawn 3/1/2022 | AES | N/A | 9.8 | 9.8 | EO | San Diego | CA | SDGE | Pomerado Substation - Distribution Circuit 922 | 2023-02-01 | N/A | N/A | N/A | N/A | N/A | Project Withdrawn | Not in Previous Cycle | Not in Previous Cycle | No Match - Ignore | No Match - Ignore | Pomerado |  | 69 | FALSE | [9 empty] | 9.8 | 9.8 | 0 | 0
246 | 2021-11-29 | 2021-12-29 | Withdrawn 3/1/2022 | AES | N/A | 9.8 | 9.8 | EO | San Diego | CA | SDGE | Pomerado Substation - Distribution Circuit 923 | 2023-02-01 | N/A | N/A | N/A | N/A | N/A | Project Withdrawn | Not in Previous Cycle | Not in Previous Cycle | No Match - Ignore | No Match - Ignore | Pomerado |  | 69 | FALSE | [9 empty] | 9.8 | 9.8 | 0 | 0
247 | 2021-11-29 | 2021-12-29 | Withdrawn 3/1/2022 | AES | N/A | 245 | 9.8 | EO | San Diego | CA | SDGE | Pomerado Substation - Distribution Circuit 925 | 2023-02-01 | N/A | N/A | N/A | N/A | N/A | Project Withdrawn | Not in Previous Cycle | Not in Previous Cycle | No Match - Ignore | No Match - Ignore | Pomerado |  | 69 | FALSE | [9 empty] | 245 | 245 | 0 | 0
248 | 2021-12-10 | 2021-12-29 | Withdrawn 4/48/2025 | AES | N/A | 3 | 3 | EO | San Diego | CA | SDGE | Alpine Substation - Distribution Circuit 358 | 2023-02-01 | N/A | N/A | N/A | N/A | N/A | Project Withdrawn | Alpine | 69 | Alpine | 69 | Alpine |  | 69 | FALSE | [9 empty] | 3 | 3 | 0 | 0
249 | 2021-12-10 | 2021-12-29 | Withdrawn 4/48/2025 | AES | N/A | 3 | 3 | EO | San Diego | CA | SDGE | Alpine Substation - Distribution Circuit 1458 | 2023-02-01 | N/A | N/A | N/A | N/A | N/A | Project Withdrawn | Alpine | 69 | Alpine | 69 | Alpine |  | 69 | FALSE | [9 empty] | 3 | 3 | 0 | 0
250 | 2022-01-14 | 2022-01-14 | Withdrawn 3/1/2022 | AES | N/A | 9.8 | 9.8 | EO | San Diego | CA | SDGE | Proctor Valley Substation - Distribution Circuit 592 | 2023-05-01 | N/A | N/A | N/A | N/A | N/A | Project Withdrawn | Not in Previous Cycle | Not in Previous Cycle | No Match - Ignore | No Match - Ignore | Check |  |  | FALSE | [9 empty] | 9.8 | 9.8 | 0 | 0
251 | 2022-01-14 | 2022-01-14 | Withdrawn 3/1/2022 | AES | N/A | 9.8 | 9.8 | EO | San Diego | CA | SDGE | Proctor Valley Substation - Distribution Circuit 593 | 2023-05-01 | N/A | N/A | N/A | N/A | N/A | Project Withdrawn | Not in Previous Cycle | Not in Previous Cycle | No Match - Ignore | No Match - Ignore | Check |  |  | FALSE | [9 empty] | 9.8 | 9.8 | 0 | 0
252 | 2022-01-14 | 2022-01-14 | Withdrawn 3/1/2022 | AES | N/A | 9.8 | 9.8 | EO | San Diego | CA | SDGE | Proctor Valley Substation - Distribution Circuit 594 | 2023-05-01 | N/A | N/A | N/A | N/A | N/A | Project Withdrawn | Not in Previous Cycle | Not in Previous Cycle | No Match - Ignore | No Match - Ignore | Check |  |  | FALSE | [9 empty] | 9.8 | 9.8 | 0 | 0
253 | 2022-01-14 | 2022-01-14 | Withdrawn 3/1/2022 | AES | N/A | 9.8 | 9.8 | EO | San Diego | CA | SDGE | Proctor Valley Substation - Distribution Circuit 1006 | 2023-05-01 | N/A | N/A | N/A | N/A | N/A | Project Withdrawn | Not in Previous Cycle | Not in Previous Cycle | No Match - Ignore | No Match - Ignore | Check |  |  | FALSE | [9 empty] | 9.8 | 9.8 | 0 | 0
254 | 2022-01-16 | 2022-01-24 | Withdrawn 8/31/2023 | AES | N/A | 3 | 3 | EO | San Diego | CA | SDGE | Spring Valley Substation - Distribution Circuit 94 | 2023-06-01 |  | N/A | N/A | N/A | N/A | Project Withdrawn | Not in Previous Cycle | Not in Previous Cycle | No Match - Ignore | No Match - Ignore | Check |  |  | FALSE | [9 empty] | 3 | 3 | 0 | 0
255 | 2022-01-16 | 2022-01-24 | Withdrawn 8/31/2023 | AES | N/A | 3 | 3 | EO | San Diego | CA | SDGE | Spring Valley Substation - Distribution Circuit 730 | 2023-06-01 |  | N/A | N/A | N/A | N/A | Project Withdrawn | Not in Previous Cycle | Not in Previous Cycle | No Match - Ignore | No Match - Ignore | Check |  |  | FALSE | [9 empty] | 3 | 3 | 0 | 0
256 | 2022-01-16 | 2022-01-24 | Withdrawn 8/31/2023 | AES | N/A | 3 | 3 | EO | San Diego | CA | SDGE | Spring Valley Substation - Distribution Circuit 731 | 2023-06-01 |  | N/A | N/A | N/A | N/A | Project Withdrawn | Not in Previous Cycle | Not in Previous Cycle | No Match - Ignore | No Match - Ignore | Check |  |  | FALSE | [9 empty] | 3 | 3 | 0 | 0
257 | 2022-01-16 | 2022-01-24 | Withdrawn 8/31/2023 | AES | N/A | 3 | 3 | EO | San Diego | CA | SDGE | Spring Valley Substation - Distribution Circuit 732 | 2023-06-01 |  | N/A | N/A | N/A | N/A | Project Withdrawn | Not in Previous Cycle | Not in Previous Cycle | No Match - Ignore | No Match - Ignore | Check |  |  | FALSE | [9 empty] | 3 | 3 | 0 | 0
258 | 2022-01-16 | 2022-01-24 | Withdrawn 8/31/2023 | AES | N/A | 3 | 3 | EO | San Diego | CA | SDGE | Spring Valley Substation - Distribution Circuit 733 | 2023-06-01 |  | N/A | N/A | N/A | N/A | Project Withdrawn | Not in Previous Cycle | Not in Previous Cycle | No Match - Ignore | No Match - Ignore | Check |  |  | FALSE | [9 empty] | 3 | 3 | 0 | 0
259 | 2022-01-16 | 2022-01-24 | Withdrawn 8/31/2023 | AES | N/A | 3 | 3 | EO | San Diego | CA | SDGE | Spring Valley Substation - Distribution Circuit 759 | 2023-06-01 |  | N/A | N/A | N/A | N/A | Project Withdrawn | Not in Previous Cycle | Not in Previous Cycle | No Match - Ignore | No Match - Ignore | Check |  |  | FALSE | [9 empty] | 3 | 3 | 0 | 0
260 | 2022-05-10 | 2022-05-10 | Completed | AES/FC | H | 7.8 | 7.8 | FC | San Diego | CA | SDGE | Borrego Springs - 12kV | 2022-11-01 | 2025-02-28 | N/A | Complete | N/A | N/A |  | not found | Not in Previous Cycle | not found | No Match - Review | Check | DROP |  | FALSE | [8 empty] | 7.8 | 7.8 |  | 0 | 0
261 | 2022-05-11 | 2022-05-11 | Withdrawn | PV | N/A | 3 | 3 | EO | San Diego | CA | SDGE | Borrego Springs - Distribution Circuit 170 | 2023-03-01 |  | N/A | N/A | N/A | N/A |  | Not in Previous Cycle | Not in Previous Cycle | No Match - Ignore | No Match - Ignore | Check |  |  | FALSE |  |  |  | 3 | [7 empty] | 0 | 0
262 | 2022-07-21 | 2022-07-29 | Active | AES | N/A | 3 | 3 | EO | San Diego | CA | SDGE | Cannon Substation - Distribution Circuit 780 | 2022-12-30 |  | N/A | N/A | N/A | N/A |  | Cannon | 69 | Cannon | 69 | Cannon |  | 69 | TRUE | Cannon | 69 | [7 empty] | 3 | 3 | 0 | 0
263 | 2022-11-10 | 2022-12-01 | Withdrawn 1/5/2023 | AES | N/A | 3 | 3 | EO | San Diego | CA | SDGE | San Marcos Substation, Distribution Circuit 295 | 2023-01-30 |  | N/A | N/A | N/A | N/A | Project Withdrawn | Not in Previous Cycle | Not in Previous Cycle | No Match - Ignore | No Match - Ignore | Check |  |  | FALSE | [9 empty] | 3 | 3 | 0 | 0
264 | 2022-11-10 | 2022-12-01 | Withdrawn 8/31/2023 | AES | N/A | 3 | 3 | EO | San Diego | CA | SDGE | San Marcos Substation, Distribution Circuit 298 #1 | 2023-01-30 |  | N/A | N/A | N/A | N/A | Project Withdrawn | Not in Previous Cycle | Not in Previous Cycle | No Match - Ignore | No Match - Ignore | Check |  |  | FALSE | [9 empty] | 3 | 3 | 0 | 0
265 | 2022-11-10 | 2022-12-01 | Withdrawn 1/5/2023 | AES | N/A | 3 | 3 | EO | San Diego | CA | SDGE | San Marcos Substation, Distribution Circuit 298 #2 | 2023-01-30 |  | N/A | N/A | N/A | N/A | Project Withdrawn | Not in Previous Cycle | Not in Previous Cycle | No Match - Ignore | No Match - Ignore | Check |  |  | FALSE | [9 empty] | 3 | 3 | 0 | 0
266 | 2022-11-10 | 2022-12-01 | Withdrawn 1/5/2023 | AES | N/A | 3 | 3 | EO | San Diego | CA | SDGE | San Marcos Substation, Distribution Circuit 598 | 2023-01-30 |  | N/A | N/A | N/A | N/A | Project Withdrawn | Not in Previous Cycle | Not in Previous Cycle | No Match - Ignore | No Match - Ignore | Check |  |  | FALSE | [9 empty] | 3 | 3 | 0 | 0
267 | 2022-11-10 | 2022-12-01 | Withdrawn 8/31/2023 | AES | N/A | 3 | 3 | EO | San Diego | CA | SDGE | San Marcos Substation, Distribution Circuit 599 | 2023-01-30 |  | N/A | N/A | N/A | N/A | Project Withdrawn | Not in Previous Cycle | Not in Previous Cycle | No Match - Ignore | No Match - Ignore | Check |  |  | FALSE | [9 empty] | 3 | 3 | 0 | 0
268 | 2022-11-10 | 2022-12-01 | Withdrawn 4/25/2023 | PV | N/A | 2 | 2 | FC | San Diego | CA | SDGE | Borrego Springs - Distribution Circuit XXX | 2023-12-15 | [5 empty] | Project Withdrawn | Not in Previous Cycle | Not in Previous Cycle | No Match - Ignore | No Match - Ignore | Check |  |  | FALSE |  |  |  | 2 | [7 empty] | 0 | 0
269 | 2023-01-30 | 2023-03-01 | Withdrawn 11/27/2024 | AES | N/A | 5 | 5 | FC | San Diego | CA | SDGE | San Marcos Substation, Distribution Circuit 297 | 2024-03-01 | [5 empty] | Project Withdrawn | San Marcos | 69 | San Marcos | 69 | Check |  |  | FALSE | [8 empty] | 5 | 5 |  | 0 | 0
270 | 2023-03-28 | 2023-04-03 | Withdrawn 11/8/2024 | AES | N/A | 5 | 5 | FC | San Diego | CA | SDGE | Avocado Substation | 2024-12-15 | [5 empty] | Project Withdrawn | Avocado | 69 | Avocado | 69 | Avocado |  | 69 | FALSE | [8 empty] | 5 | 5 |  | 0 | 0
271 | 2023-04-18 | 2023-04-19 | Active | AES | N/A | 10 | 10 | EO | San Diego | CA | SDGE | Ocean Ranch Substation 12kV | 2026-07-01 | [6 empty] | Ocean Ranch | 69 | Ocean Ranch | 69 | Check |  |  | TRUE | Ocean Ranch | 69 | [7 empty] | 10 | 10 | 0 | 0
272 | 2023-04-18 | 2023-04-19 | Active | AES | N/A | 10 | 10 | EO | San Diego | CA | SDGE | Ocean Ranch Substation 12kV | 2026-09-01 | [6 empty] | Ocean Ranch | 69 | Ocean Ranch | 69 | Check |  |  | TRUE | Ocean Ranch | 69 | [7 empty] | 10 | 10 | 0 | 0
273 | 2023-07-19 | 2023-08-16 | Withdrawn 3/19/2025 | PV/AES | N/A | 5 | 5 | EO | San Diego | CA | SDGE | Loveland Substation - Distribution Circuit 1166 | 2025-07-19 | [5 empty] | Project Withdrawn | Loveland | 69 | Loveland | 69 | Loveland |  | 69 | FALSE |  |  |  | 5 | [5 empty] | 5 | 5 | 0 | 0
274 | 2023-07-12 | 2023-08-24 | Withdrawn 3/12/2024 | AES | N/A | 10 | 10 | FC | San Diego | CA | SDGE | Creelman Substation - Distribution Circuit 235 | 2025-01-15 | [5 empty] | Project Withdrawn | Not in Previous Cycle | Not in Previous Cycle | No Match - Ignore | No Match - Ignore | Creelman |  | 69 | FALSE | [8 empty] | 10 | 10 |  | 0 | 0
275 | 2023-07-12 | 2023-08-24 | Withdrawn 10/30/2023 | AES | N/A | 10 | 10 | FC | San Diego | CA | SDGE | Creelman Substation - Distribution Circuit 236 | 2025-01-15 | [5 empty] | Project Withdrawn | Not in Previous Cycle | Not in Previous Cycle | No Match - Ignore | No Match - Ignore | Creelman |  | 69 | FALSE | [8 empty] | 10 | 10 |  | 0 | 0
276 | 2023-07-12 | 2023-08-24 | Withdrawn 10/30/2023 | AES | N/A | 10 | 10 | FC | San Diego | CA | SDGE | Creelman Substation - Distribution Circuit 237 | 2025-01-15 | [5 empty] | Project Withdrawn | Not in Previous Cycle | Not in Previous Cycle | No Match - Ignore | No Match - Ignore | Creelman |  | 69 | FALSE | [8 empty] | 10 | 10 |  | 0 | 0
277 | 2023-07-12 | 2023-08-24 | Withdrawn 3/12/2024 | AES | N/A | 10 | 10 | FC | San Diego | CA | SDGE | Creelman Substation - Distribution Circuit 970 | 2025-01-15 | [5 empty] | Project Withdrawn | Not in Previous Cycle | Not in Previous Cycle | No Match - Ignore | No Match - Ignore | Creelman |  | 69 | FALSE | [8 empty] | 10 | 10 |  | 0 | 0
278 | 2023-07-12 | 2023-08-24 | Withdrawn 10/30/2023 | AES | N/A | 10 | 10 | FC | San Diego | CA | SDGE | Creelman Substation - Distribution Circuit 971 | 2025-01-15 | [5 empty] | Project Withdrawn | Not in Previous Cycle | Not in Previous Cycle | No Match - Ignore | No Match - Ignore | Creelman |  | 69 | FALSE | [8 empty] | 10 | 10 |  | 0 | 0
279 | 2023-07-12 | 2023-08-24 | Withdrawn 10/30/2023 | AES | N/A | 10 | 10 | FC | San Diego | CA | SDGE | Creelman Substation - Distribution Circuit 972 | 2025-01-15 | [5 empty] | Project Withdrawn | Not in Previous Cycle | Not in Previous Cycle | No Match - Ignore | No Match - Ignore | Creelman |  | 69 | FALSE | [8 empty] | 10 | 10 |  | 0 | 0
280 | 2023-07-12 | 2023-08-24 | Withdrawn 10/30/2023 | AES | N/A | 10 | 10 | FC | San Diego | CA | SDGE | Creelman Substation - Distribution Circuit 973 | 2025-01-15 | [5 empty] | Project Withdrawn | Not in Previous Cycle | Not in Previous Cycle | No Match - Ignore | No Match - Ignore | Creelman |  | 69 | FALSE | [8 empty] | 10 | 10 |  | 0 | 0
281 | 2023-07-12 | 2023-08-24 | Withdrawn 10/30/2023 | AES | N/A | 10 | 10 | FC | San Diego | CA | SDGE | Creelman Substation - Distribution Circuit 974 | 2025-01-15 | [5 empty] | Project Withdrawn | Not in Previous Cycle | Not in Previous Cycle | No Match - Ignore | No Match - Ignore | Creelman |  | 69 | FALSE | [8 empty] | 10 | 10 |  | 0 | 0
282 | 2023-07-12 | 2023-08-24 | Withdrawn 10/30/2023 | AES | N/A | 10 | 10 | FC | San Diego | CA | SDGE | Creelman Substation - Distribution Circuit 975 | 2025-01-15 | [5 empty] | Project Withdrawn | Not in Previous Cycle | Not in Previous Cycle | No Match - Ignore | No Match - Ignore | Creelman |  | 69 | FALSE | [8 empty] | 10 | 10 |  | 0 | 0
283 | 2023-07-12 | 2023-08-24 | Withdrawn 3/12/2024 | AES | N/A | 10 | 10 | FC | San Diego | CA | SDGE | Spring Valley Substation - Circuit 94 | 2025-01-15 | [5 empty] | Project Withdrawn | Not in Previous Cycle | Not in Previous Cycle | No Match - Ignore | No Match - Ignore | Check |  |  | FALSE | [8 empty] | 10 | 10 |  | 0 | 0
284 | 2023-07-12 | 2023-08-24 | Withdrawn 10/30/2023 | AES | N/A | 10 | 10 | EO | San Diego | CA | SDGE | Spring Valley Substation - Circuit 730 | 2025-01-15 | [5 empty] | Project Withdrawn | Not in Previous Cycle | Not in Previous Cycle | Spring Valley | 69 | Check |  |  | FALSE | [9 empty] | 10 | 10 | 0 | 0
285 | 2023-07-12 | 2023-08-24 | Withdrawn 10/30/2023 | AES | N/A | 10 | 10 | EO | San Diego | CA | SDGE | Spring Valley Substation - Circuit 731 | 2025-01-15 | [5 empty] | Project Withdrawn | Not in Previous Cycle | Not in Previous Cycle | Spring Valley | 69 | Check |  |  | FALSE | [9 empty] | 10 | 10 | 0 | 0
286 | 2023-07-12 | 2023-08-24 | Withdrawn 10/30/2023 | AES | N/A | 10 | 10 | EO | San Diego | CA | SDGE | Spring Valley Substation - Circuit 732 | 2025-01-15 | [5 empty] | Project Withdrawn | Not in Previous Cycle | Not in Previous Cycle | Spring Valley | 69 | Check |  |  | FALSE | [9 empty] | 10 | 10 | 0 | 0
287 | 2023-07-12 | 2023-08-24 | Withdrawn 10/30/2023 | AES | N/A | 10 | 10 | EO | San Diego | CA | SDGE | Spring Valley Substation - Circuit 733 | 2025-01-15 | [5 empty] | Project Withdrawn | Not in Previous Cycle | Not in Previous Cycle | Spring Valley | 69 | Check |  |  | FALSE | [9 empty] | 10 | 10 | 0 | 0
288 | 2023-07-12 | 2023-08-24 | Withdrawn 10/30/2023 | AES | N/A | 10 | 10 | EO | San Diego | CA | SDGE | Spring Valley Substation - Circuit 759 | 2025-01-15 | [5 empty] | Project Withdrawn | Not in Previous Cycle | Not in Previous Cycle | Spring Valley | 69 | Check |  |  | FALSE | [9 empty] | 10 | 10 | 0 | 0
289 | 2023-10-06 | 2023-10-11 | Withdrawn 10/30/2023 | AES | N/A | 3 | 3 | EO | San Diego | CA | SDGE | Granite Substation - Distribution Circuit 418 | 2025-01-01 | [5 empty] | Project Withdrawn | Not in Previous Cycle | Not in Previous Cycle | Granite | 69 | Check |  |  | FALSE | [9 empty] | 3 | 3 | 0 | 0
290 | 2023-10-06 | 2023-10-11 | Active | AES | N/A | 3 | 3 | EO | San Diego | CA | SDGE | Granite Substation - Distribution Circuit 410 | 2025-01-01 | [6 empty] | Granite | 69 | Granite | 69 | Check |  |  | TRUE | Granite | 69 | [7 empty] | 3 | 3 | 0 | 0
291 | 2023-10-27 | 2023-10-30 | Active | AES | N/A | 3 | 3 | EO | San Diego | CA | SDGE | Spring Valley Substation - Circuit 730 | 2025-04-01 | [6 empty] | Spring Valley | 69 | Spring Valley | 69 | Check | Spring Valley69 |  | TRUE | Spring Valley | 69 | [7 empty] | 3 | 3 | 0 | 0
292 | 2023-10-27 | 2023-10-30 | Active | AES | N/A | 3 | 3 | EO | San Diego | CA | SDGE | Spring Valley Substation - Circuit 730 | 2025-04-01 | [6 empty] | Spring Valley | 69 | Spring Valley | 69 | Check | Spring Valley69 |  | TRUE | Spring Valley | 69 | [7 empty] | 3 | 3 | 0 | 0
293 | 2023-10-27 | 2023-10-30 | Active | AES | N/A | 3 | 3 | EO | San Diego | CA | SDGE | Spring Valley Substation - Circuit 730 | 2025-04-01 | [6 empty] | Spring Valley | 69 | Spring Valley | 69 | Check | Spring Valley69 |  | TRUE | Spring Valley | 69 | [7 empty] | 3 | 3 | 0 | 0
294 | 2023-10-27 | 2023-10-30 | Active | AES | N/A | 3 | 3 | EO | San Diego | CA | SDGE | Spring Valley Substation - Circuit 731 | 2025-04-01 | [6 empty] | Spring Valley | 69 | Spring Valley | 69 | Check | Spring Valley69 |  | TRUE | Spring Valley | 69 | [7 empty] | 3 | 3 | 0 | 0
295 | 2023-10-27 | 2023-10-30 | Active | AES | N/A | 3 | 3 | EO | San Diego | CA | SDGE | Spring Valley Substation - Circuit 731 | 2025-04-01 | [6 empty] | Spring Valley | 69 | Spring Valley | 69 | Check | Spring Valley69 |  | TRUE | Spring Valley | 69 | [7 empty] | 3 | 3 | 0 | 0
296 | 2023-10-27 | 2023-10-30 | Withdrawn 5/20/2024 | AES | N/A | 3 | 3 | EO | San Diego | CA | SDGE | Spring Valley Substation - Circuit 731 | 2025-04-01 | [5 empty] | Project Withdrawn | Spring Valley | 69 | Spring Valley | 69 | Check |  |  | FALSE | [9 empty] | 3 | 3 | 0 | 0
297 | 2023-10-27 | 2023-10-30 | Active | AES | N/A | 3 | 3 | EO | San Diego | CA | SDGE | Spring Valley Substation - Circuit 732 | 2025-04-01 | [6 empty] | Spring Valley | 69 | Spring Valley | 69 | Check | Spring Valley69 |  | TRUE | Spring Valley | 69 | [7 empty] | 3 | 3 | 0 | 0
298 | 2023-10-27 | 2023-10-30 | Active | AES | N/A | 3 | 3 | EO | San Diego | CA | SDGE | Spring Valley Substation - Circuit 732 | 2025-04-01 | [6 empty] | Spring Valley | 69 | Spring Valley | 69 | Check | Spring Valley69 |  | TRUE | Spring Valley | 69 | [7 empty] | 3 | 3 | 0 | 0
299 | 2023-10-27 | 2023-10-30 | Withdrawn 5/20/2024 | AES | N/A | 3 | 3 | EO | San Diego | CA | SDGE | Spring Valley Substation - Circuit 732 | 2025-04-01 | [5 empty] | Project Withdrawn | Spring Valley | 69 | Spring Valley | 69 | Check |  |  | FALSE | [9 empty] | 3 | 3 | 0 | 0
300 | 2023-10-27 | 2023-10-30 | Active | AES | N/A | 3 | 3 | EO | San Diego | CA | SDGE | Spring Valley Substation - Circuit 733 | 2025-04-01 | [6 empty] | Spring Valley | 69 | Spring Valley | 69 | Check | Spring Valley69 |  | TRUE | Spring Valley | 69 | [7 empty] | 3 | 3 | 0 | 0
301 | 2023-10-27 | 2023-10-30 | Active | AES | N/A | 3 | 3 | EO | San Diego | CA | SDGE | Spring Valley Substation - Circuit 733 | 2025-04-01 | [6 empty] | Spring Valley | 69 | Spring Valley | 69 | Check | Spring Valley69 |  | TRUE | Spring Valley | 69 | [7 empty] | 3 | 3 | 0 | 0
302 | 2023-10-27 | 2023-10-30 | Withdrawn 5/20/2024 | AES | N/A | 3 | 3 | EO | San Diego | CA | SDGE | Spring Valley Substation - Circuit 733 | 2025-04-01 | [5 empty] | Project Withdrawn | Spring Valley | 69 | Spring Valley | 69 | Check |  |  | FALSE | [9 empty] | 3 | 3 | 0 | 0
303 | 2023-10-27 | 2023-10-30 | Active | AES | N/A | 3 | 3 | EO | San Diego | CA | SDGE | Spring Valley Substation - Circuit 759 | 2025-04-01 | [6 empty] | Spring Valley | 69 | Spring Valley | 69 | Check | Spring Valley69 |  | TRUE | Spring Valley | 69 | [7 empty] | 3 | 3 | 0 | 0
304 | 2023-10-27 | 2023-10-30 | Withdrawn 5/20/2024 | AES | N/A | 3 | 3 | EO | San Diego | CA | SDGE | Spring Valley Substation - Circuit 759 | 2025-04-01 | [5 empty] | Project Withdrawn | Spring Valley | 69 | Spring Valley | 69 | Check |  |  | FALSE | [9 empty] | 3 | 3 | 0 | 0
305 | 2023-10-27 | 2023-10-30 | Withdrawn 5/20/2024 | AES | N/A | 3 | 3 | EO | San Diego | CA | SDGE | Spring Valley Substation - Circuit 759 | 2025-04-01 | [5 empty] | Project Withdrawn | Spring Valley | 69 | Spring Valley | 69 | Check |  |  | FALSE | [9 empty] | 3 | 3 | 0 | 0
306 | 2023-10-30 | 2023-10-31 | Active | AES | N/A | 3 | 3 | EO | San Diego | CA | SDGE | Creelman Substation - Circuit 236 | 2025-04-01 | [6 empty] | Creelman | 69 | Creelman | 69 | Creelman |  | 69 | TRUE | Creelman | 69 | [7 empty] | 3 | 3 | 0 | 0
307 | 2023-10-30 | 2023-10-31 | Active | AES | N/A | 3 | 3 | EO | San Diego | CA | SDGE | Creelman Substation - Circuit 237 | 2025-04-01 | [6 empty] | Creelman | 69 | Creelman | 69 | Creelman |  | 69 | TRUE | Creelman | 69 | [7 empty] | 3 | 3 | 0 | 0
308 | 2023-10-30 | 2023-10-31 | Active | AES | N/A | 3 | 3 | EO | San Diego | CA | SDGE | Creelman Substation - Circuit 237 | 2025-04-01 | [6 empty] | Creelman | 69 | Creelman | 69 | Creelman |  | 69 | TRUE | Creelman | 69 | [7 empty] | 3 | 3 | 0 | 0
309 | 2023-10-30 | 2023-10-31 | Withdrawn 5/20/2024 | AES | N/A | 3 | 3 | EO | San Diego | CA | SDGE | Creelman Substation - Circuit 237 | 2025-04-01 | [5 empty] | Project Withdrawn | Creelman | 69 | Creelman | 69 | Creelman |  | 69 | FALSE | [9 empty] | 3 | 3 | 0 | 0
310 | 2023-10-30 | 2023-10-31 | Active | AES | N/A | 3 | 3 | EO | San Diego | CA | SDGE | Creelman Substation - Circuit 971 | 2025-04-01 | [6 empty] | Not in Previous Cycle | Not in Previous Cycle | No Match - Review | No Match - Review | Creelman |  | 69 | TRUE | Creelman | 69 | [7 empty] | 3 | 3 | 0 | 0
311 | 2023-10-30 | 2023-10-31 | Active | AES | N/A | 3 | 3 | EO | San Diego | CA | SDGE | Creelman Substation - Circuit 971 | 2025-04-01 | [6 empty] | Not in Previous Cycle | Not in Previous Cycle | No Match - Review | No Match - Review | Creelman |  | 69 | TRUE | Creelman | 69 | [7 empty] | 3 | 3 | 0 | 0
312 | 2023-10-30 | 2023-10-31 | Withdrawn 5/20/2024 | AES | N/A | 3 | 3 | EO | San Diego | CA | SDGE | Creelman Substation - Circuit 971 | 2025-04-01 | [5 empty] | Project Withdrawn | Not in Previous Cycle | Not in Previous Cycle | No Match - Ignore | No Match - Ignore | Creelman |  | 69 | FALSE | [9 empty] | 3 | 3 | 0 | 0
313 | 2023-10-30 | 2023-10-31 | Active | AES | N/A | 3 | 3 | EO | San Diego | CA | SDGE | Creelman Substation - Circuit 972 | 2025-04-01 | [6 empty] | Not in Previous Cycle | Not in Previous Cycle | No Match - Review | No Match - Review | Creelman |  | 69 | TRUE | Creelman | 69 | [7 empty] | 3 | 3 | 0 | 0
314 | 2023-10-30 | 2023-10-31 | Active | AES | N/A | 3 | 3 | EO | San Diego | CA | SDGE | Creelman Substation - Circuit 972 | 2025-04-01 | [5 empty] | Project Withdrawn | Not in Previous Cycle | Not in Previous Cycle | No Match - Review | No Match - Review | Creelman |  | 69 | TRUE | Creelman | 69 | [7 empty] | 3 | 3 | 0 | 0
315 | 2023-10-30 | 2023-10-31 | Withdrawn 5/20/2024 | AES | N/A | 3 | 3 | EO | San Diego | CA | SDGE | Creelman Substation - Circuit 972 | 2025-04-01 | [6 empty] | Not in Previous Cycle | Not in Previous Cycle | No Match - Ignore | No Match - Ignore | Creelman |  | 69 | FALSE | [9 empty] | 3 | 3 | 0 | 0
316 | 2023-10-30 | 2023-10-31 | Active | AES | N/A | 3 | 3 | EO | San Diego | CA | SDGE | Creelman Substation - Circuit 973 | 2025-04-01 | [6 empty] | Not in Previous Cycle | Not in Previous Cycle | No Match - Review | No Match - Review | Creelman |  | 69 | TRUE | Creelman | 69 | [7 empty] | 3 | 3 | 0 | 0
317 | 2023-10-30 | 2023-10-31 | Withdrawn 5/20/2024 | AES | N/A | 3 | 3 | EO | San Diego | CA | SDGE | Creelman Substation - Circuit 973 | 2025-04-01 | [5 empty] | Project Withdrawn | Not in Previous Cycle | Not in Previous Cycle | No Match - Ignore | No Match - Ignore | Creelman |  | 69 | FALSE | [9 empty] | 3 | 3 | 0 | 0
318 | 2023-10-30 | 2023-10-31 | Withdrawn 5/20/2024 | AES | N/A | 3 | 3 | EO | San Diego | CA | SDGE | Creelman Substation - Circuit 973 | 2025-04-01 | [5 empty] | Project Withdrawn | Not in Previous Cycle | Not in Previous Cycle | No Match - Ignore | No Match - Ignore | Creelman |  | 69 | FALSE | [9 empty] | 3 | 3 | 0 | 0
319 | 2023-10-30 | 2023-10-31 | Active | AES | N/A | 3 | 3 | EO | San Diego | CA | SDGE | Creelman Substation - Circuit 974 | 2025-04-01 | [6 empty] | Not in Previous Cycle | Not in Previous Cycle | No Match - Review | No Match - Review | Creelman |  | 69 | TRUE | Creelman | 69 | [7 empty] | 3 | 3 | 0 | 0
320 | 2023-10-30 | 2023-10-31 | Withdrawn 5/20/2024 | AES | N/A | 3 | 3 | EO | San Diego | CA | SDGE | Creelman Substation - Circuit 974 | 2025-04-01 | [5 empty] | Project Withdrawn | Not in Previous Cycle | Not in Previous Cycle | No Match - Ignore | No Match - Ignore | Creelman |  | 69 | FALSE | [9 empty] | 3 | 3 | 0 | 0
321 | 2023-10-30 | 2023-10-31 | Withdrawn 5/20/2024 | AES | N/A | 3 | 3 | EO | San Diego | CA | SDGE | Creelman Substation - Circuit 974 | 2025-04-01 | [5 empty] | Project Withdrawn | Not in Previous Cycle | Not in Previous Cycle | No Match - Ignore | No Match - Ignore | Creelman |  | 69 | FALSE | [9 empty] | 3 | 3 | 0 | 0
322 | 2023-10-30 | 2023-10-31 | Active | AES | N/A | 3 | 3 | EO | San Diego | CA | SDGE | Creelman Substation - Circuit 975 | 2025-04-01 | [6 empty] | Not in Previous Cycle | Not in Previous Cycle | No Match - Review | No Match - Review | Creelman |  | 69 | TRUE | Creelman | 69 | [7 empty] | 3 | 3 | 0 | 0
323 | 2023-10-30 | 2023-10-31 | Active | AES | N/A | 3 | 3 | EO | San Diego | CA | SDGE | Creelman Substation - Circuit 975 | 2025-04-01 | [6 empty] | Not in Previous Cycle | Not in Previous Cycle | No Match - Review | No Match - Review | Creelman |  | 69 | TRUE | Creelman | 69 | [7 empty] | 3 | 3 | 0 | 0
324 | 2023-10-30 | 2023-10-31 | Withdrawn 5/20/2024 | AES | N/A | 3 | 3 | EO | San Diego | CA | SDGE | Creelman Substation - Circuit 975 | 2025-04-01 | [5 empty] | Project Withdrawn | Not in Previous Cycle | Not in Previous Cycle | No Match - Ignore | No Match - Ignore | Creelman |  | 69 | FALSE | [9 empty] | 3 | 3 | 0 | 0
325 | 2023-12-13 | 2023-12-18 | Active | AES | N/A | 3 | 3 | EO | San Diego | CA | SDGE | Granite Substation - Distribution Circuit 410 | 2025-01-01 | [6 empty] | Not in Previous Cycle | Not in Previous Cycle | Granite | 69 | Check | Granite Hills69 |  | TRUE | Granite Hills | 69 | [7 empty] | 3 | 3 | 0 | 0
326 | 2024-01-03 | 2024-01-24 | Active | AES | N/A | 3 | 3 | EO | San Diego | CA | SDGE | Otay Substation - Circuit 150 | 2024-12-31 | [6 empty] | Not in Previous Cycle | Not in Previous Cycle | No Match - Review | No Match - Review | Otay |  | 69 | TRUE | Otay | 69 | [7 empty] | 3 | 3 | 0 | 0
327 | 2024-01-03 | 2024-01-24 | Active | AES | N/A | 3 | 3 | EO | San Diego | CA | SDGE | San Ysidro - Circuit 463 | 2024-12-31 | [6 empty] | Not in Previous Cycle | Not in Previous Cycle | No Match - Review | No Match - Review | Check | San Ysidro69 |  | TRUE | San Ysidro | 69 | [7 empty] | 3 | 3 | 0 | 0
328 | 2024-01-03 | 2024-01-24 | Active | AES | N/A | 3 | 3 | EO | San Diego | CA | SDGE | Mira Sorrento - Circuit 1444 | 2024-12-31 | [6 empty] | Not in Previous Cycle | Not in Previous Cycle | No Match - Review | No Match - Review | Check | DROP |  | FALSE | [9 empty] | 3 | 3 | 0 | 0
329 | 2024-01-03 | 2024-01-24 | Active | AES | N/A | 3 | 3 | EO | San Diego | CA | SDGE | Border Substation - Circuit 1160 | 2024-12-31 | [6 empty] | Not in Previous Cycle | Not in Previous Cycle | No Match - Review | No Match - Review | Check | DROP |  | FALSE | [9 empty] | 3 | 3 | 0 | 0
330 | 2024-01-03 | 2024-01-24 | Active | AES | N/A | 3 | 3 | EO | San Diego | CA | SDGE | Border Substation - Circuit 533 | 2024-12-31 | [6 empty] | Not in Previous Cycle | Not in Previous Cycle | No Match - Review | No Match - Review | Check | DROP |  | FALSE | [9 empty] | 3 | 3 | 0 | 0
331 | 2024-01-03 | 2024-01-24 | Active | AES | N/A | 3 | 3 | EO | San Diego | CA | SDGE | Sweetwater Substation - Circuit 40 | 2024-12-31 | [6 empty] | Not in Previous Cycle | Not in Previous Cycle | No Match - Review | No Match - Review | Check | DROP |  | FALSE | [9 empty] | 3 | 3 | 0 | 0
332 | 2024-01-03 | 2024-01-24 | Active | AES | N/A | 3 | 3 | EO | San Diego | CA | SDGE | Sweetwater Substation - Circuit 45 | 2024-12-31 | [6 empty] | Not in Previous Cycle | Not in Previous Cycle | No Match - Review | No Match - Review | Check | DROP |  | FALSE | [9 empty] | 3 | 3 | 0 | 0
333 | 2024-01-13 | 2024-01-24 | Active | PV | N/A | 1.52 | 1.52 | EO | San Diego | CA | SDGE | Border Substation | 2025-07-30 | [6 empty] | Not in Previous Cycle | Not in Previous Cycle | No Match - Review | No Match - Review | Check | DROP |  | FALSE |  |  |  | 1.52 | [7 empty] | 0 | 0
334 | 2024-01-17 | 2024-01-24 | Active | PV | N/A | 2.4 | 2.4 | EO | San Diego | CA | SDGE | Bernardo Substation | 2025-07-30 | [6 empty] | Not in Previous Cycle | Not in Previous Cycle | No Match - Review | No Match - Review | Check | DROP |  | FALSE |  |  |  | 2.4 | [7 empty] | 0 | 0
335 | 2024-01-17 | 2024-01-24 | Active | PV | N/A | 0.68 | 0.68 | EO | San Diego | CA | SDGE | Sweetwater Substation | 2025-07-30 | [6 empty] | Not in Previous Cycle | Not in Previous Cycle | No Match - Review | No Match - Review | Check | DROP |  | FALSE |  |  |  | 0.68 | [7 empty] | 0 | 0
346 | 2024-03-26 | 2024-04-02 | Active | AES | N/A | 3 | 3 | EO | San Diego | CA | SDGE | Spring Valley Substation - Circuit 94 | 2027-03-01 | [6 empty] | Not in Previous Cycle | Not in Previous Cycle | No Match - Review | No Match - Review | Check | Spring Valley69 |  | TRUE | Spring Valley | 69 | [7 empty] | 3 | 3 | 0 | 0
347 | 2024-03-26 | 2024-04-02 | Active | AES | N/A | 3 | 3 | EO | San Diego | CA | SDGE | Spring Valley Substation - Circuit 94 | 2027-03-01 | [6 empty] | Not in Previous Cycle | Not in Previous Cycle | No Match - Review | No Match - Review | Check | Spring Valley69 |  | TRUE | Spring Valley | 69 | [7 empty] | 3 | 3 | 0 | 0
348 | 2024-03-26 | 2024-04-02 | Active | AES | N/A | 3 | 3 | EO | San Diego | CA | SDGE | Creelman Substation - Circuit 235 | 2027-06-15 | [6 empty] | Not in Previous Cycle | Not in Previous Cycle | No Match - Review | No Match - Review | Creelman |  | 69 | TRUE | Creelman | 69 | [7 empty] | 3 | 3 | 0 | 0
349 | 2024-03-26 | 2024-04-02 | Withdrawn 5/20/2024 | AES | N/A | 3 | 3 | EO | San Diego | CA | SDGE | Creelman Substation - Circuit 235 | 2027-06-15 | [5 empty] | Project Withdrawn | Not in Previous Cycle | Not in Previous Cycle | No Match - Ignore | No Match - Ignore | Creelman |  | 69 | FALSE | [9 empty] | 3 | 3 | 0 | 0
350 | 2024-03-26 | 2024-04-02 | Active | AES | N/A | 3 | 3 | EO | San Diego | CA | SDGE | Creelman Substation - Circuit 970 | 2027-06-15 | [6 empty] | Not in Previous Cycle | Not in Previous Cycle | No Match - Review | No Match - Review | Creelman |  | 69 | TRUE | Creelman | 69 | [7 empty] | 3 | 3 | 0 | 0
351 | 2024-03-26 | 2024-04-02 | Withdrawn 5/20/2024 | AES | N/A | 3 | 3 | EO | San Diego | CA | SDGE | Creelman Substation - Circuit 970 | 2027-06-15 | [5 empty] | Project Withdrawn | Not in Previous Cycle | Not in Previous Cycle | No Match - Ignore | No Match - Ignore | Creelman |  | 69 | FALSE | [9 empty] | 3 | 3 | 0 | 0
354 | 2024-07-19 | 2024-07-19 | Active | AES | N/A | 3 | 3 | EO | San Diego | CA | SDGE | Poway Substation - Circuit 921 | 2026-01-31 | [6 empty] | Not in Previous Cycle | Not in Previous Cycle | No Match - Review | No Match - Review | Check | DROP |  | FALSE | [9 empty] | 3 | 3 | 0 | 0
355 | 2024-07-19 | 2024-07-19 | Active | AES | N/A | 3 | 3 | EO | San Diego | CA | SDGE | Poway Substation - Circuit 921 | 2026-01-31 | [6 empty] | Not in Previous Cycle | Not in Previous Cycle | No Match - Review | No Match - Review | Check | DROP |  | FALSE | [9 empty] | 3 | 3 | 0 | 0
356 | 2024-07-19 | 2024-07-19 | Active | AES | N/A | 3 | 3 | EO | San Diego | CA | SDGE | Poway Substation - Circuit 922 | 2026-01-31 | [6 empty] | Not in Previous Cycle | Not in Previous Cycle | No Match - Review | No Match - Review | Check | DROP |  | FALSE | [9 empty] | 3 | 3 | 0 | 0
357 | 2024-07-19 | 2024-07-19 | Active | AES | N/A | 3 | 3 | EO | San Diego | CA | SDGE | Poway Substation - Circuit 922 | 2026-01-31 | [6 empty] | Not in Previous Cycle | Not in Previous Cycle | No Match - Review | No Match - Review | Check | DROP |  | FALSE | [9 empty] | 3 | 3 | 0 | 0
358 | 2024-07-19 | 2024-07-19 | Active | AES | N/A | 3 | 3 | EO | San Diego | CA | SDGE | Poway Substation - Circuit 925 | 2026-01-31 | [6 empty] | Not in Previous Cycle | Not in Previous Cycle | No Match - Review | No Match - Review | Check | DROP |  | FALSE | [9 empty] | 3 | 3 | 0 | 0
359 | 2024-07-19 | 2024-07-19 | Active | AES | N/A | 3 | 3 | EO | San Diego | CA | SDGE | Poway Substation - Circuit 925 | 2026-01-31 | [6 empty] | Not in Previous Cycle | Not in Previous Cycle | No Match - Review | No Match - Review | Check | DROP |  | FALSE | [9 empty] | 3 | 3 | 0 | 0
360 | 2024-08-01 | 2024-08-01 | Active | AES | N/A | 3 | 3 | EO | San Diego | CA | SDGE | Poway Substation - Circuit 923 | 2026-01-31 | [6 empty] | Not in Previous Cycle | Not in Previous Cycle | No Match - Review | No Match - Review | Check | DROP |  | FALSE | [9 empty] | 3 | 3 | 0 | 0
361 | 2024-08-01 | 2024-08-01 | Active | AES | N/A | 3 | 3 | EO | San Diego | CA | SDGE | Poway Substation - Circuit 923 | 2026-01-31 | [6 empty] | Not in Previous Cycle | Not in Previous Cycle | No Match - Review | No Match - Review | Check | DROP |  | FALSE | [9 empty] | 3 | 3 | 0 | 0
362 | 2024-08-28 | 2024-09-24 | Active | PV/AES | N/A | 2 | 2 | EO | San Diego | CA | SDGE | Boulevard East - Circuit 445 | 2026-10-01 | [6 empty] | Not in Previous Cycle | Not in Previous Cycle | No Match - Review | No Match - Review | Check | Boulevard East138 |  | TRUE | Boulevard East | 138 |  | 2 | [5 empty] | 2 | 2 | 0 | 0
363 | 2024-09-26 | 2024-10-15 | Active | PV/AES | N/A | 2 | 2 | EO | San Diego | CA | SDGE | Creelman Substation - Circuit 971 | 2026-10-01 | [6 empty] | Not in Previous Cycle | Not in Previous Cycle | No Match - Review | No Match - Review | Creelman |  | 69 | TRUE | Creelman | 69 |  | 2 | [5 empty] | 2 | 2 | 0 | 0
364 | 2025-01-14 | 2025-01-14 | Active | H | N/A | 4.2 | 4.2 | EO | San Diego | CA | SDGE | Chicarita Substation - Circuit 501 | 2025-05-01 | [6 empty] | Not in Previous Cycle | Not in Previous Cycle | No Match - Review | No Match - Review | Chicarita |  | 138 | TRUE | Chicarita | 138 | [9 empty] | 0 | 0
366 | 2025-04-07 | 2025-04-10 | Active | PV | N/A | 1.1 | 1.1 | EO | San Diego | CA | SDGE | El Cajon Substation - Circuit 555 | 2025-12-01 | [6 empty] | Not in Previous Cycle | Not in Previous Cycle | No Match - Review | No Match - Review | Check | El Cajon69 |  | TRUE | El Cajon | 69 |  | 1.1 | [7 empty] | 0 | 0
367 | 2025-04-07 | 2025-04-16 | Active | PV | N/A | 0.55 | 0.55 | EO | San Diego | CA | SDGE | Imperial Beach Substation - Circuit 156 | 2025-12-01 | [6 empty] | Not in Previous Cycle | Not in Previous Cycle | No Match - Review | No Match - Review | Check | Imperial Beach69 |  | TRUE | Imperial Beach | 69 |  | 0.55 | [7 empty] | 0 | 0
368 | 2025-04-07 | 2025-04-16 | Active | PV | N/A | 0.71 | 0.71 | EO | San Diego | CA | SDGE | Chollas West Substation - Circuit 1049 | 2025-12-01 | [6 empty] | Not in Previous Cycle | Not in Previous Cycle | No Match - Review | No Match - Review | Check | DROP |  | FALSE |  |  |  | 0.71 | [7 empty] | 0 | 0

## OOS Queue Data
Copied from upstream Commercial Interest Analysis Workbook 09/19/2025
Queue | Resource Name | Resource Type | Online Date | Nameplate Capacity | Substation | CAISO Study Area | IOU | Studies Completed | Executed IA | Year | Substation
[11 empty] | Name | Final Substation Name | Manual? | Rating | In CPUC Substation list | Busbar Name
NEVP Queue |  | Geothermal | 2030-11-01 | 19.9 | Bannock 120 kV Substation | Nevada | Nevada | FALSE | FALSE | 2030 | Bannock | Bannock | FALSE | 120 | TRUE | NVE_Bannock_120kV
AZPS Queue |  | Solar | 2023-05-31 | 450 | Hoodoo Wash 500kV | Arizona | Arizona | FALSE | FALSE | 2023 | Hoodoo Wash | Hoodoo Wash | FALSE | 500 | TRUE | SDGE_Hoodoo Wash_500kV
AZPS Queue |  | Solar | 2021-05-24 | 300 | Delaney 500kV Substation (Q276 POI | Arizona | Arizona | FALSE | FALSE | 2021 | Delaney | Delaney | FALSE | 500 | TRUE | SCE_Delaney_500kV
AZPS Queue |  | Solar | 2025-12-31 | 1000 | North Gila 500kV | Arizona | Arizona | FALSE | FALSE | 2025 | North Gila | North Gila | FALSE | 500 | TRUE | SDGE_North Gila_500kV
AZPS Queue |  | Storage | 2026-05-01 | 300 | Delaney 500kV | Arizona | Arizona | FALSE | FALSE | 2026 | Delaney | Delaney | FALSE | 500 | TRUE | SCE_Delaney_500kV
AZPS Queue |  | Solar | 2025-12-31 | 1000 | Delaney 500kV | Arizona | Arizona | FALSE | FALSE | 2025 | Delaney | Delaney | FALSE | 500 | TRUE | SCE_Delaney_500kV
AZPS Queue |  | Solar | 2025-12-31 | 250 | Delaney 500kV (Q437 Gen Tie) | Arizona | Arizona | FALSE | FALSE | 2025 | Delaney | Delaney | FALSE | 500 | TRUE | SCE_Delaney_500kV
AZPS Queue |  | Solar | 2028-12-31 | 450 | Delaney 500 kV Substation via Q360 | Arizona | Arizona | FALSE | FALSE | 2028 | Delaney | Delaney | FALSE | 500 | TRUE | SCE_Delaney_500kV
AZPS Queue |  | Solar | 2032-04-19 | 500 | Delaney 500kV Substation | Arizona | Arizona | FALSE | FALSE | 2032 | Delaney | Delaney | FALSE | 500 | TRUE | SCE_Delaney_500kV
AZPS Queue |  | Solar | 2021-12-22 | 200 | Hoodoo Wash 500kV Substation | Arizona | Arizona | FALSE | FALSE | 2021 | Hoodoo Wash | Hoodoo Wash | FALSE | 500 | TRUE | SDGE_Hoodoo Wash_500kV
AZPS Queue |  | Solar | 2021-12-22 | 500 | Hoodoo Wash 500kV | Arizona | Arizona | FALSE | FALSE | 2021 | Hoodoo Wash | Hoodoo Wash | FALSE | 500 | TRUE | SDGE_Hoodoo Wash_500kV
AZPS Queue |  | Solar | 2021-12-31 | 250 | Hoodoo Wash 500kV Substation | Arizona | Arizona | FALSE | FALSE | 2021 | Hoodoo Wash | Hoodoo Wash | FALSE | 500 | TRUE | SDGE_Hoodoo Wash_500kV
AZPS Queue |  | Solar | 2022-04-01 | 150 | Delaney 500kV SY | Arizona | Arizona | FALSE | FALSE | 2022 | Delaney | Delaney | FALSE | 500 | TRUE | SCE_Delaney_500kV
AZPS Queue |  | Solar | 2024-01-12 | 350 | Hoodoo Wash 500kV Switchyard (Q225 | Arizona | Arizona | FALSE | FALSE | 2024 | Hoodoo Wash | Hoodoo Wash | FALSE | 500 | TRUE | SDGE_Hoodoo Wash_500kV
AZPS Queue |  | Solar | 2021-05-22 | 300 | Delaney 500kV Substation | Arizona | Arizona | FALSE | FALSE | 2021 | Delaney | Delaney | FALSE | 500 | TRUE | SCE_Delaney_500kV
AZPS Queue |  | Storage | 2022-12-16 | 450 | Delaney 500kV SY | Arizona | Arizona | FALSE | FALSE | 2022 | Delaney | Delaney | FALSE | 500 | TRUE | SCE_Delaney_500kV
AZPS Queue |  | Solar | 2023-12-01 | 550 | Delaney 500kV | Arizona | Arizona | FALSE | FALSE | 2023 | Delaney | Delaney | FALSE | 500 | TRUE | SCE_Delaney_500kV
AZPS Queue |  | Storage | 2031-05-09 | 1300 | Delaney 500kV Swtchyard | CAISO - Generic | CAISO - Generic | FALSE | FALSE | 2031 | Delaney | Delaney | FALSE | 500 | TRUE | SCE_Delaney_500kV
PNM Queue |  | Solar | 2023-06-01 | 5 | 18 Deming West Substation Distribution Feeder 11 | New Mexico | New Mexico | FALSE | FALSE | 2023 |  | Lugo | TRUE | 230 | TRUE | SCE_Lugo_230kV
PNM Queue |  | Solar | 2023-05-01 | 5 | 22 Hondale Substation Distribution Feeder 11 | New Mexico | New Mexico | FALSE | FALSE | 2023 |  | Llagas | TRUE | 115 | TRUE | PGE_Llagas_115kV
PNM Queue |  | Solar | 2023-09-01 | 5 | 08 Colinas Substation Distribution Feeder 13 | New Mexico | New Mexico | FALSE | FALSE | 2023 |  | Lathrop | TRUE | 138 | TRUE | VEA_Lathrop_138kV
PNM Queue |  | Solar | 2023-05-01 | 5 | 10 Hondale Substation Distribution Feeder 11 | New Mexico | New Mexico | FALSE | FALSE | 2023 |  | Piercy | TRUE | 115 | TRUE | PGE_Piercy_115kV
PNM Queue |  | Solar | 2022-10-01 | 5 | 01 Hondale Substation Distribution Feeder 11 | New Mexico | New Mexico | FALSE | FALSE | 2022 |  | Valley Switch | TRUE | 138 | TRUE | VEA_Valley Switch_138kV
PNM Queue |  | Solar | 2022-10-01 | 5 | 03 Lordsburg Substation Distribution Feeder 1000 | New Mexico | New Mexico | FALSE | FALSE | 2022 |  | Colorado River | TRUE | 230 | TRUE | SCE_Colorado River_230kV
PNM Queue |  | Solar | 2022-10-01 | 5 | 04 Gold Substation Distribution Feeder 11 | New Mexico | New Mexico | FALSE | FALSE | 2022 |  | Pisgah | TRUE | 230 | TRUE | SCE_Pisgah_230kV
PNM Queue |  | Solar | 2022-11-01 | 5 | 06 A10011-Alamogordo Substation Distribution Feeder 12-11 | New Mexico | New Mexico | FALSE | FALSE | 2022 |  | Lockeford | TRUE | 115 | TRUE | PGE_Lockeford_115kV
PNM Queue |  | Solar | 2023-11-01 | 5 | 20 Manzano Substation Distribution Feeder 13 | New Mexico | New Mexico | FALSE | FALSE | 2023 |  | Vincent | TRUE | 230 | TRUE | SCE_Vincent_230kV
PNM Queue |  | Solar | 2022-12-01 | 99 | 48 Lordsburg Substation Distribution Feeder 318 | New Mexico | New Mexico | FALSE | FALSE | 2022 |  | Valley Springs | TRUE | 230 | TRUE | PGE_Valley Springs_230kV
PNM Queue |  | Solar | 2023-05-01 | 7 | 13 Gallinas Substation Distribution Feeder 11 San Miguel County, | New Mexico | New Mexico | FALSE | FALSE | 2023 |  | Los Esteros | TRUE | 115 | TRUE | PGE_Los Esteros_115kV
PNM Queue |  | Solar | 2023-12-01 | 95 | 02 Hermanas Substation Distribution Feeder 11 | New Mexico | New Mexico | FALSE | FALSE | 2023 |  | Salado | TRUE | 115 | TRUE | PGE_Salado_115kV
PNM Queue |  | Solar | 2023-05-01 | 5 | 41 Hondale Substation Distribution Feeder 11 | New Mexico | New Mexico | FALSE | FALSE | 2023 |  | Laguna Bell | TRUE | 230 | TRUE | SCE_Laguna Bell_230kV
PNM Queue |  | Solar | 2023-05-01 | 5 | 38 Lordsburg 12 Substation Distribution Feeder 318 | New Mexico | New Mexico | FALSE | FALSE | 2023 |  | Mira Loma | TRUE | 230 | TRUE | SCE_Mira Loma_230kV
PNM Queue |  | Solar | 2022-12-01 | 95 | 56 Van Buren Substation Distribution Feeder 41 | New Mexico | New Mexico | FALSE | FALSE | 2022 |  | Lugo | TRUE | 230 | TRUE | SCE_Lugo_230kV
PNM Queue |  | Solar | 2022-12-01 | 95 | 58 Van Buren Substation Distribution Feeder 12 | New Mexico | New Mexico | FALSE | FALSE | 2022 |  | Red Bluff | TRUE | 230 | TRUE | SCE_Red Bluff_230kV
PNM Queue |  | Solar | 2023-10-01 | 95 | 61 Hermanas Substation Distribution Feeder 13 | New Mexico | New Mexico | FALSE | FALSE | 2023 |  | Glenn | TRUE | 230 | TRUE | PGE_Glenn_230kV
PNM Queue |  | Solar | 2022-10-01 | 5 | 62 Lordsburg Substation Distribution Feeder 1000 | New Mexico | New Mexico | FALSE | FALSE | 2022 |  | Devers | TRUE | 230 | TRUE | SCE_Devers_230kV
PNM Queue |  | Solar | 2022-12-01 | 5 | 53 Deming West Substation Distribution Feeder 11 | New Mexico | New Mexico | FALSE | FALSE | 2022 |  | Hassayampa | TRUE | 500 | TRUE | SDGE_Hassayampa_500kV
PNM Queue |  | Solar | 2022-10-01 | 95 | 26 MD Substation Distribution Feeder 14 | New Mexico | New Mexico | FALSE | FALSE | 2022 |  | Whirlwind | TRUE | 230 | TRUE | SCE_Whirlwind_230kV
PNM Queue |  | Solar | 2022-10-01 | 95 | 27 Pen Substation Distribution Feeder 13 | New Mexico | New Mexico | FALSE | FALSE | 2022 |  | Mira Loma | TRUE | 230 | TRUE | SCE_Mira Loma_230kV
PNM Queue |  | Solar | 2022-08-01 | 10 | 34 Tularosa Substation Distribution Feeder 13 | New Mexico | New Mexico | FALSE | FALSE | 2022 |  | Los Banos | TRUE | 230 | TRUE | PGE_Los Banos_230kV
PNM Queue |  | Solar | 2022-08-01 | 9 | 37 Alamogordo Substation Distribution Feeder A10011 | New Mexico | New Mexico | FALSE | FALSE | 2022 |  | Valley Switch | TRUE | 138 | TRUE | VEA_Valley Switch_138kV
PNM Queue |  | Solar | 2022-12-01 | 5 | 31 Alamogordo Substation Distribution Feeder 10012 | New Mexico | New Mexico | FALSE | FALSE | 2022 |  | Valley Switch | TRUE | 138 | TRUE | VEA_Valley Switch_138kV
PNM Queue |  | Solar | 2022-12-01 | 5 | 29 Scenic Substation Distribution Feeder 12 | New Mexico | New Mexico | FALSE | FALSE | 2022 |  | Vincent | TRUE | 230 | TRUE | SCE_Vincent_230kV
PNM Queue |  | Solar | 2022-10-01 | 5 | 44 Alamogordo Substation Distribution Feeder A10011 | New Mexico | New Mexico | FALSE | FALSE | 2022 |  | Oro Loma | TRUE | 115 | TRUE | PGE_Oro Loma_115kV
PNM Queue |  | Solar | 2022-08-01 | 9 | 40 Lordsburg Substation Distribution Feeder 1000 | New Mexico | New Mexico | FALSE | FALSE | 2022 |  | Manning | TRUE | 230 | TRUE | PGE_Manning_230kV
PNM Queue |  | Storage | 2023-01-01 | 100 | West Mesa 115 kV Substation | New Mexico | New Mexico | FALSE | FALSE | 2023 | West Mesa | Henrietta | TRUE | 115 | TRUE | PGE_Henrietta_115kV
PNM Queue |  | Wind | 2020-09-01 | 480 | New sub to be located South of Norton 345 Station | New Mexico | New Mexico | FALSE | FALSE | 2020 | New Sub To Be Located South Of Norton | Lugo | TRUE | 230 | TRUE | SCE_Lugo_230kV
PNM Queue |  | Solar | 2012-09-01 | 30 | Laguna-West Mesa | New Mexico | New Mexico | FALSE | FALSE | 2012 | Laguna-West Mesa | Birds Landing | TRUE | 230 | TRUE | PGE_Birds Landing_230kV
BPA |  | Other | 2028-04-04 | 300 | Grizzly Substation | Oregon | Oregon | FALSE | FALSE | 2028 | Grizzly | Grizzly | FALSE | 230 | TRUE | PGE_Grizzly_230kV
BPA |  | Other | 2028-03-14 | 3 | Cardwell Substation | Oregon | Oregon | FALSE | FALSE | 2028 | Cardwell | Tranquility | TRUE | 230 | TRUE | PGE_Tranquility_230kV
BPA |  | Other | 2027-09-17 | 36 | Bell 115 kV Substation | Oregon | Oregon | FALSE | FALSE | 2027 | Bell | Bell | FALSE | 115 | TRUE | PGE_Bell_115kV
BPA |  | Solar | 2030-12-31 | 400 | Midway Substation at 230kV | Oregon | Oregon | FALSE | FALSE | 2030 | Midway | Midway | FALSE | 230 | TRUE | PGE_Midway_230kV
BPA |  | Solar | 2030-12-31 | 400 | Midway Substation at 230kV | Oregon | Oregon | FALSE | FALSE | 2030 | Midway | Midway | FALSE | 230 | TRUE | PGE_Midway_230kV
BPA |  | Solar | 2030-12-31 | 400 | Midway Substation | Oregon | Oregon | FALSE | FALSE | 2030 | Midway | Midway | FALSE | 115 | TRUE | PGE_Midway_115kV
BPA |  | Solar | 2030-12-31 | 400 | Midway Substation | Oregon | Oregon | FALSE | FALSE | 2030 | Midway | Midway | FALSE | 115 | TRUE | PGE_Midway_115kV
BPA |  | Solar | 2025-12-31 | 500 | Midway Substation 230 kV, directly into a new 230 kV bay. | Oregon | Oregon | FALSE | FALSE | 2025 | Midway | Midway | FALSE | 230 | TRUE | PGE_Midway_230kV
BPA |  | Storage | 2030-12-31 | 400 | Midway Substation at 230kV | Oregon | Oregon | FALSE | FALSE | 2030 | Midway | Midway | FALSE | 230 | TRUE | PGE_Midway_230kV
BPA |  | Storage | 2030-12-31 | 400 | Midway Substation at 230kV | Oregon | Oregon | FALSE | FALSE | 2030 | Midway | Midway | FALSE | 230 | TRUE | PGE_Midway_230kV
BPA |  | Storage | 2030-12-31 | 400 | Midway Substation | Oregon | Oregon | FALSE | FALSE | 2030 | Midway | Midway | FALSE | 115 | TRUE | PGE_Midway_115kV
BPA |  | Storage | 2030-12-31 | 400 | Midway Substation | Oregon | Oregon | FALSE | FALSE | 2030 | Midway | Midway | FALSE | 115 | TRUE | PGE_Midway_115kV
BPA |  | Storage | 46022 | 500 | Midway Substation 230 kV, directly into a new 230 kV bay. | Oregon | Oregon | FALSE | FALSE | 2025 | Midway | Midway | FALSE | 230 | TRUE | PGE_Midway_230kV
SMUD Queue |  | Storage | 47726 | 275 | Rancho Seco 230 kV Substation | 0 | 0 | TRUE | TRUE | 2030 | Rancho Seco | Rancho Seco | FALSE | 230 | TRUE | PGE_Rancho Seco_230kV

## Cluster 15 Data
Queue | Resource Name | Resource Type | Online Date | Nameplate Capacity | Substation | CAISO Study Area | IOU | Studies Completed | Executed IA | Year | Substation
[11 empty] | Name | Final Substation Name | Manual? | Rating | In CPUC Substation list | Busbar Name
Cluster 15 | Alisa Solar Energy Complex 2 - 1 | Solar | 2030-06-01 | 500 | NORTH GILA - HOODOO WASH (SDGE Portion Only) | SDGE | SDGE | FALSE | FALSE | 2030 | North Gila - Hoodoo Wash (Sdge Portion Only) | Hoodoo Wash | TRUE | 500 | TRUE | SDGE_Hoodoo Wash_500kV
Cluster 15 | Ambar Energy Storage - 1 | Storage | 2030-06-01 | 504.9 | LUGO 500 kV | SCE - Metro | SCE | FALSE | FALSE | 2030 | Lugo | Lugo | FALSE | 500 | TRUE | SCE_Lugo_500kV
Cluster 15 | Amberjill Energy - 1 | Storage | 2029-07-31 | 50.19 | IMPERIAL VALLEY 230 kV | SDGE | SDGE | FALSE | FALSE | 2029 | Imperial Valley | Imperial Valley | FALSE | 230 | TRUE | SDGE_Imperial Valley_230kV
Cluster 15 | Argenta - 1 | Solar | 2031-05-01 | 155.76 | PISGAH 230 kV | SCE - NOL | SCE | FALSE | FALSE | 2031 | Pisgah | Pisgah | FALSE | 230 | TRUE | SCE_Pisgah_230kV
Cluster 15 | Argos Solar - 1 | Solar | 2030-06-01 | 352.0165 | CALCITE 230 kV | SCE - NOL | SCE | FALSE | FALSE | 2030 | Calcite | Calcite | FALSE | 230 | TRUE | SCE_Calcite_230kV
Cluster 15 | Avenida Del Sul - 1 | Solar | 2029-03-30 | 151.2948 | INYOKERN 115 kV | SCE - NOL | SCE | FALSE | FALSE | 2029 | Inyokern | Inyokern | FALSE | 115 | TRUE | SCE_Inyokern_115kV
Cluster 15 | Aviation - 1 | Storage | 2028-08-01 | 600 | LUGO 500 kV | SCE - Metro | SCE | FALSE | FALSE | 2028 | Lugo | Lugo | FALSE | 500 | TRUE | SCE_Lugo_500kV
Cluster 15 | Baca - 1 | Storage | 2028-10-01 | 490.734 | LOS BANOS 500 kV | PGE - Fresno | PGE | FALSE | FALSE | 2028 | Los Banos | Los Banos | FALSE | 500 | TRUE | PGE_Los Banos_500kV
Cluster 15 | Bajada - 1 | Solar | 2030-06-01 | 352.9885 | RED BLUFF 230 kV | SCE - East | SCE | FALSE | FALSE | 2030 | Red Bluff | Red Bluff | FALSE | 230 | TRUE | SCE_Red Bluff_230kV
Cluster 15 | Belterra Energy Storage - 1 | Storage | 2028-04-01 | 514.08 | BELLOTA 230 kV | PGE - GBA | PGE | FALSE | FALSE | 2028 | Bellota | Bellota | FALSE | 230 | TRUE | PGE_Bellota_230kV
Cluster 15 | Bolt - 1 | Solar | 2031-05-01 | 255.4 | MANNING 500 kV | PGE - Fresno | PGE | FALSE | FALSE | 2031 | Manning | Manning | FALSE | 500 | TRUE | PGE_Manning_500kV
Cluster 15 | Bonita Bateria - 1 | Storage | 2029-05-31 | 102.91 | TALEGA 138 kV | SDGE | SDGE | FALSE | FALSE | 2029 | Talega | Talega | FALSE | 138 | TRUE | SDGE_Talega_138kV
Cluster 15 | Bonita Bateria 2 - 1 | Storage | 2029-05-31 | 123.405 | MARGARITA 138 kV | SDGE | SDGE | FALSE | FALSE | 2029 | Margarita | Margarita | FALSE | 138 | TRUE | SDGE_Margarita_138kV
Cluster 15 | Box - 1 | Solar | 2029-01-01 | 63.44 | RED BLUFF 230 kV | SCE - East | SCE | FALSE | FALSE | 2029 | Red Bluff | Red Bluff | FALSE | 230 | TRUE | SCE_Red Bluff_230kV
Cluster 15 | Bristlecone - 1 | Solar | 2030-06-01 | 460.95 | VALLEY SWITCH 230 kV | SCE - EOP | SCE | FALSE | FALSE | 2030 | Valley Switch | Valley Switch | FALSE | 230 | TRUE | SCE_Valley Switch_230kV
Cluster 15 | Brundage Energy Storage - 1 | Storage | 2029-06-01 | 202.2668 | ANTELOPE 230 kV | SCE - North | SCE | FALSE | FALSE | 2029 | Antelope | Antelope | FALSE | 230 | TRUE | SCE_Antelope_230kV
Cluster 15 | Cabrera Reliability - 1 | Storage | 2028-09-15 | 205.403 | LUGO 500 kV | SCE - Metro | SCE | FALSE | FALSE | 2028 | Lugo | Lugo | FALSE | 500 | TRUE | SCE_Lugo_500kV
Cluster 15 | Calypso Solar 2 - 1 | Solar | 2028-10-01 | 407.3264 | COLORADO RIVER 500 kV | SCE - East | SCE | FALSE | FALSE | 2028 | Colorado River | Colorado River | FALSE | 500 | TRUE | SCE_Colorado River_500kV
Cluster 15 | Carissalito Creek - 1 | Storage | 2030-12-31 | 415.86 | LOS BANOS 500 kV | PGE - Fresno | PGE | FALSE | FALSE | 2030 | Los Banos | Los Banos | FALSE | 500 | TRUE | PGE_Los Banos_500kV
Cluster 15 | Cassia - 1 | Storage | 2031-03-31 | 102.15 | LAMMERS 115 kV | PGE - GBA | PGE | FALSE | FALSE | 2031 | Lammers | Lammers | FALSE | 115 | TRUE | PGE_Lammers_115kV
Cluster 15 | Castle Rock Energy Storage - 1 | Storage | 2028-12-31 | 157.6 | LUGO 500 kV | SCE - Metro | SCE | FALSE | FALSE | 2028 | Lugo | Lugo | FALSE | 500 | TRUE | SCE_Lugo_500kV
Cluster 15 | Castoria BESS - 1 | Storage | 2030-12-31 | 61.8 | METCALF 230 kV | PGE - GBA | PGE | FALSE | FALSE | 2030 | Metcalf | Metcalf | FALSE | 230 | TRUE | PGE_Metcalf_230kV
Cluster 15 | Chronos Energy Storage - 1 | A-CAES | 2031-11-30 | 516.8 | LUGO 500 kV | SCE - Metro | SCE | FALSE | FALSE | 2031 | Lugo | Lugo | FALSE | 500 | TRUE | SCE_Lugo_500kV
Cluster 15 | Circinus - 1 | Storage | 2031-12-01 | 185.643 | LE GRAND 115 kV | PGE - Fresno | PGE | FALSE | FALSE | 2031 | Le Grand | Le Grand | FALSE | 115 | TRUE | PGE_Le Grand_115kV
Cluster 15 | Comstock - 1 | Storage | 2028-08-01 | 199 | LUGO 500 kV | SCE - Metro | SCE | FALSE | FALSE | 2028 | Lugo | Lugo | FALSE | 500 | TRUE | SCE_Lugo_500kV
Cluster 15 | Conduit Energy Storage 2 - 1 | Storage | 2031-02-26 | 199 | LUGO 500 kV | SCE - Metro | SCE | FALSE | FALSE | 2031 | Lugo | Lugo | FALSE | 500 | TRUE | SCE_Lugo_500kV
Cluster 15 | Container - 1 | Solar | 2031-06-01 | 204.57 | VALLEY SWITCH 230 kV | SCE - EOP | SCE | FALSE | FALSE | 2031 | Valley Switch | Valley Switch | FALSE | 230 | TRUE | SCE_Valley Switch_230kV
Cluster 15 | Copper Cloud - 1 | Storage | 2031-12-31 | 200 | LOS BANOS 500 kV | PGE - Fresno | PGE | FALSE | FALSE | 2031 | Los Banos | Los Banos | FALSE | 500 | TRUE | PGE_Los Banos_500kV
Cluster 15 | Cowboy - 1 | Solar | 2030-06-30 | 156.4 | DELEVAN 230 kV | PGE - NGBA | PGE | FALSE | FALSE | 2030 | Delevan | Delevan | FALSE | 230 | TRUE | PGE_Delevan_230kV
Cluster 15 | CRESTLEY - 1 | Storage | 2031-12-31 | 270 | LOS BANOS 500 kV | PGE - Fresno | PGE | FALSE | FALSE | 2031 | Los Banos | Los Banos | FALSE | 500 | TRUE | PGE_Los Banos_500kV
Cluster 15 | Crusade - 1 | Storage | 2028-12-31 | 1029 | VIEJO 230 kV | SCE - Metro | SCE | FALSE | FALSE | 2028 | Viejo | Viejo | FALSE | 230 | TRUE | SCE_Viejo_230kV
Cluster 15 | Date Palm - 1 | Storage | 2031-12-31 | 620.58 | LUGO 500 kV | SCE - Metro | SCE | FALSE | FALSE | 2031 | Lugo | Lugo | FALSE | 500 | TRUE | SCE_Lugo_500kV
Cluster 15 | Domestic Chicken - 1 | Solar | 2029-12-03 | 559.4 | HASSAYAMPA 500 kV | SDGE | SDGE | FALSE | FALSE | 2029 | Hassayampa | Hassayampa | FALSE | 500 | TRUE | SDGE_Hassayampa_500kV
Cluster 15 | Dove Cove - 1 | Storage | 2031-03-14 | 514.368 | TESLA 500 kV | PGE - GBA | PGE | FALSE | FALSE | 2031 | Tesla | Tesla | FALSE | 500 | TRUE | PGE_Tesla_500kV
Cluster 15 | Duran - 1 | Storage | 2028-08-01 | 300 | LUGO 500 kV | SCE - Metro | SCE | FALSE | FALSE | 2028 | Lugo | Lugo | FALSE | 500 | TRUE | SCE_Lugo_500kV
Cluster 15 | Fontus - 1 | Storage | 2031-03-31 | 513.99 | RANCHO VISTA 230 kV | SCE - Metro | SCE | FALSE | FALSE | 2031 | Rancho Vista | Rancho Vista | FALSE | 230 | TRUE | SCE_Rancho Vista_230kV
Cluster 15 | Galicia Storage - 1 | Storage | 2028-10-01 | 505.6459 | LUGO 500 kV | SCE - Metro | SCE | FALSE | FALSE | 2028 | Lugo | Lugo | FALSE | 500 | TRUE | SCE_Lugo_500kV
Cluster 15 | Garden Green Solar - 1 | Solar | 2027-03-01 | 50.46 | LLAGAS 115 kV | PGE - GBA | PGE | FALSE | FALSE | 2027 | Llagas | Llagas | FALSE | 115 | TRUE | PGE_Llagas_115kV
Cluster 15 | Goldlink - 1 | Solar | 2030-06-01 | 353.8145 | LATHROP 230 kV (FUTURE) | SCE - EOP | SCE | FALSE | FALSE | 2030 | Lathrop | Lathrop | FALSE | 230 | TRUE | SCE_Lathrop_230kV
Cluster 15 | Grand BESS - 1 | Storage | 2028-12-31 | 205 | PIERCY 115 kV | PGE - GBA | PGE | FALSE | FALSE | 2028 | Piercy | Piercy | FALSE | 115 | TRUE | PGE_Piercy_115kV
Cluster 15 | Grapevine 1 - 1 | Solar | 2031-06-01 | 204.58 | VALLEY SWITCH 230 kV | SCE - EOP | SCE | FALSE | FALSE | 2031 | Valley Switch | Valley Switch | FALSE | 230 | TRUE | SCE_Valley Switch_230kV
Cluster 15 | Green Palms - 1 | Solar | 2030-12-31 | 306.7 | COLORADO RIVER 230 kV | SCE - East | SCE | FALSE | FALSE | 2030 | Colorado River | Colorado River | FALSE | 230 | TRUE | SCE_Colorado River_230kV
Cluster 15 | Hacienda - 1 | Solar | 2030-12-01 | 156.525 | PISGAH 230 kV | SCE - NOL | SCE | FALSE | FALSE | 2030 | Pisgah | Pisgah | FALSE | 230 | TRUE | SCE_Pisgah_230kV
Cluster 15 | Helios Grid Reliability - 1 | Storage | 2028-09-15 | 205.4504 | LOCKEFORD 115 kV | PGE - GBA | PGE | FALSE | FALSE | 2028 | Lockeford | Lockeford | FALSE | 115 | TRUE | PGE_Lockeford_115kV
Cluster 15 | Hillside Energy Storage - 1 | Storage | 2029-06-01 | 1064.7485 | VINCENT 230 kV | SCE - North | SCE | FALSE | FALSE | 2029 | Vincent | Vincent | FALSE | 230 | TRUE | SCE_Vincent_230kV
Cluster 15 | Holly Oaks - 1 | Storage | 2028-03-01 | 128.4 | VALLEY SPRINGS 230 kV | PGE - GBA | PGE | FALSE | FALSE | 2028 | Valley Springs | Valley Springs | FALSE | 230 | TRUE | PGE_Valley Springs_230kV
Cluster 15 | Icarus Solar - 1 | Solar | 2032-12-31 | 718.2 | MOHAVE 500 kV | SCE - EOP | SCE | FALSE | FALSE | 2032 | Mohave | Mohave | FALSE | 500 | TRUE | SCE_Mohave_500kV
Cluster 15 | Jackrabbit Power Bank - 1 | Storage | 2029-06-01 | 307.62 | LOS ESTEROS 115 kV | PGE - GBA | PGE | FALSE | FALSE | 2029 | Los Esteros | Los Esteros | FALSE | 115 | TRUE | PGE_Los Esteros_115kV
Cluster 15 | Jupiter Bowl - 1 | Storage | 2028-06-01 | 64.36 | SALADO 115 kV | PGE - GBA | PGE | FALSE | FALSE | 2028 | Salado | Salado | FALSE | 115 | TRUE | PGE_Salado_115kV
Cluster 15 | Lagoonez - 1 | Storage | 2028-12-31 | 1029 | LAGUNA BELL 230 kV | SCE - Metro | SCE | FALSE | FALSE | 2028 | Laguna Bell | Laguna Bell | FALSE | 230 | TRUE | SCE_Laguna Bell_230kV
Cluster 15 | Little Hill - 1 | Storage | 2031-04-01 | 63.14 | MIRA LOMA 230 kV | SCE - Metro | SCE | FALSE | FALSE | 2031 | Mira Loma | Mira Loma | FALSE | 230 | TRUE | SCE_Mira Loma_230kV
Cluster 15 | Lupine Energy Center - 1 | Storage | 2030-12-26 | 518.0683 | LUGO 500 kV | SCE - Metro | SCE | FALSE | FALSE | 2030 | Lugo | Lugo | FALSE | 500 | TRUE | SCE_Lugo_500kV
Cluster 15 | Lycan Solar 2 - 1 | Solar | 2028-10-01 | 192.2176 | RED BLUFF 500 kV | SCE - East | SCE | FALSE | FALSE | 2028 | Red Bluff | Red Bluff | FALSE | 500 | TRUE | SCE_Red Bluff_500kV
Cluster 15 | Mandorla - 1 | Solar | 2030-06-30 | 103.3 | GLENN 230 kV | PGE - NGBA | PGE | FALSE | FALSE | 2030 | Glenn | Glenn | FALSE | 230 | TRUE | PGE_Glenn_230kV
Cluster 15 | MATTERHORN - 1 | Wind | 2029-12-15 | 406.8 | DEVERS 500 kV | SCE - East | SCE | FALSE | FALSE | 2029 | Devers | Devers | FALSE | 500 | TRUE | SCE_Devers_500kV
Cluster 15 | Mesquite Solar 6 - 1 | Storage | 2028-04-30 | 154.5 | HASSAYAMPA 500 kV | SDGE | SDGE | FALSE | FALSE | 2028 | Hassayampa | Hassayampa | FALSE | 500 | TRUE | SDGE_Hassayampa_500kV
Cluster 15 | Moonraker - 1 | Storage | 2029-12-01 | 352.7437 | WHIRLWIND 230 kV | SCE - North | SCE | FALSE | FALSE | 2029 | Whirlwind | Whirlwind | FALSE | 230 | TRUE | SCE_Whirlwind_230kV
Cluster 15 | Mt Baldy Energy Storage 2 - 1 | Storage | 2031-06-01 | 204.93 | MIRA LOMA 230 kV | SCE - Metro | SCE | FALSE | FALSE | 2031 | Mira Loma | Mira Loma | FALSE | 230 | TRUE | SCE_Mira Loma_230kV
Cluster 15 | Mystic Ridge - 1 | Solar | 2028-04-01 | 206.1 | LOS BANOS 500 kV | PGE - Fresno | PGE | FALSE | FALSE | 2028 | Los Banos | Los Banos | FALSE | 500 | TRUE | PGE_Los Banos_500kV
Cluster 15 | Nelson - 1 | Solar | 2031-06-01 | 103.74 | VALLEY SWITCH 230 kV | SCE - EOP | SCE | FALSE | FALSE | 2031 | Valley Switch | Valley Switch | FALSE | 230 | TRUE | SCE_Valley Switch_230kV
Cluster 15 | Nelson Hills - 1 | Solar | 2031-06-01 | 204.57 | VALLEY SWITCH 230 kV | SCE - EOP | SCE | FALSE | FALSE | 2031 | Valley Switch | Valley Switch | FALSE | 230 | TRUE | SCE_Valley Switch_230kV
Cluster 15 | Nightcap - 1 | Storage | 2028-08-01 | 564.5 | VINCENT 500 kV | SCE - North | SCE | FALSE | FALSE | 2028 | Vincent | Vincent | FALSE | 500 | TRUE | SCE_Vincent_500kV
Cluster 15 | Octans - 1 | Storage | 2031-12-01 | 103.226 | ORO LOMA 70 kV | PGE - Fresno | PGE | FALSE | FALSE | 2031 | Oro Loma | Oro Loma | FALSE | 70 | TRUE | PGE_Oro Loma_70kV
Cluster 15 | Pion - 1 | Storage | 2028-12-31 | 1167.705 | MANNING 500 kV | PGE - Fresno | PGE | FALSE | FALSE | 2028 | Manning | Manning | FALSE | 500 | TRUE | PGE_Manning_500kV
Cluster 15 | Redpoint - 1 | Solar | 2028-04-01 | 155.3 | HENRIETTA 230 kV | PGE - Fresno | PGE | FALSE | FALSE | 2028 | Henrietta | Henrietta | FALSE | 230 | TRUE | PGE_Henrietta_230kV
Cluster 15 | Reflex - 1 | Solar | 2029-01-01 | 129.04 | RED BLUFF 230 kV | SCE - East | SCE | FALSE | FALSE | 2029 | Red Bluff | Red Bluff | FALSE | 230 | TRUE | SCE_Red Bluff_230kV
Cluster 15 | RIGHTEOUS ENERGY STORAGE - 1 | Storage | 2030-05-27 | 500 | LUGO 500 kV | SCE - Metro | SCE | FALSE | FALSE | 2030 | Lugo | Lugo | FALSE | 500 | TRUE | SCE_Lugo_500kV
Cluster 15 | Rover - 1 | Storage | 2028-06-30 | 206.24 | VINCENT 230 kV | SCE - North | SCE | FALSE | FALSE | 2028 | Vincent | Vincent | FALSE | 230 | TRUE | SCE_Vincent_230kV
Cluster 15 | Saguaro Energy Storage - 1 | Storage | 2029-06-01 | 204.93 | CHINO 230 kV | SCE - Metro | SCE | FALSE | FALSE | 2029 | Chino | Chino | FALSE | 230 | TRUE | SCE_Chino_230kV
Cluster 15 | Separator Expansion - 1 | Storage | 2025-06-06 | 12.55 | ETIWANDA 230 kV | SCE - East | SCE | FALSE | FALSE | 2025 | Etiwanda | Etiwanda | FALSE | 230 | TRUE | SCE_Etiwanda_230kV
Cluster 15 | Serenity - 1 | Solar | 2031-06-01 | 305.41 | VALLEY SWITCH 230 kV | SCE - EOP | SCE | FALSE | FALSE | 2031 | Valley Switch | Valley Switch | FALSE | 230 | TRUE | SCE_Valley Switch_230kV
Cluster 15 | Shoals Energy Storage 2 - 1 | Storage | 2029-08-01 | 461.13 | VINCENT 500 kV | SCE - North | SCE | FALSE | FALSE | 2029 | Vincent | Vincent | FALSE | 500 | TRUE | SCE_Vincent_500kV
Cluster 15 | Shoestring - 1 | Solar | 2031-05-01 | 135.17 | MANNING 500 kV | PGE - Fresno | PGE | FALSE | FALSE | 2031 | Manning | Manning | FALSE | 500 | TRUE | PGE_Manning_500kV
Cluster 15 | Sienna 3 - 1 | Solar | 2031-12-31 | 288 | CALCITE 230 kV | SCE - NOL | SCE | FALSE | FALSE | 2031 | Calcite | Calcite | FALSE | 230 | TRUE | SCE_Calcite_230kV
Cluster 15 | Silkie - 1 | Storage | 2031-12-31 | 400 | LOS BANOS 500 kV | PGE - Fresno | PGE | FALSE | FALSE | 2031 | Los Banos | Los Banos | FALSE | 500 | TRUE | PGE_Los Banos_500kV
Cluster 15 | Soledad Solar - 1 | Solar | 2028-06-01 | 562.355 | WINDHUB 230 kV | SCE - North | SCE | FALSE | FALSE | 2028 | Windhub | Windhub | FALSE | 230 | TRUE | SCE_Windhub_230kV
Cluster 15 | Solstice A - 1 | Solar | 2031-05-01 | 556 | MANNING 500 kV | PGE - Fresno | PGE | FALSE | FALSE | 2031 | Manning | Manning | FALSE | 500 | TRUE | PGE_Manning_500kV
Cluster 15 | Solstice B - 1 | Solar | 2031-05-01 | 606.39 | MANNING 500 kV | PGE - Fresno | PGE | FALSE | FALSE | 2031 | Manning | Manning | FALSE | 500 | TRUE | PGE_Manning_500kV
Cluster 15 | Solstice C - 1 | Solar | 2031-05-01 | 204.53 | MANNING 500 kV | PGE - Fresno | PGE | FALSE | FALSE | 2031 | Manning | Manning | FALSE | 500 | TRUE | PGE_Manning_500kV
Cluster 15 | Solstice D - 1 | Solar | 2031-05-01 | 204.41 | MANNING 500 kV | PGE - Fresno | PGE | FALSE | FALSE | 2031 | Manning | Manning | FALSE | 500 | TRUE | PGE_Manning_500kV
Cluster 15 | Stable - 1 | Solar | 2031-05-01 | 376.81 | MANNING 500 kV | PGE - Fresno | PGE | FALSE | FALSE | 2031 | Manning | Manning | FALSE | 500 | TRUE | PGE_Manning_500kV
Cluster 15 | Stanley - 1 | Solar | 2030-04-30 | 1038.9 | CIELO AZUL 500 kV | SCE - East | SCE | FALSE | FALSE | 2030 | Cielo Azul | Cielo Azul | FALSE | 500 | TRUE | SCE_Cielo Azul_500kV
Cluster 15 | Summit Valley Energy Storage - 1 | Storage | 2032-06-01 | 518.6815 | LUGO 500 kV | SCE - Metro | SCE | FALSE | FALSE | 2032 | Lugo | Lugo | FALSE | 500 | TRUE | SCE_Lugo_500kV
Cluster 15 | Sunglow - 1 | Solar | 2030-10-01 | 372.165 | MANNING 500 kV | PGE - Fresno | PGE | FALSE | FALSE | 2030 | Manning | Manning | FALSE | 500 | TRUE | PGE_Manning_500kV
Cluster 15 | Telluride - 1 | Solar | 2030-10-30 | 102.7 | ORO LOMA 115 kV | PGE - Fresno | PGE | FALSE | FALSE | 2030 | Oro Loma | Oro Loma | FALSE | 115 | TRUE | PGE_Oro Loma_115kV
Cluster 15 | Tioga Pass - 1 | Storage | 2028-01-31 | 103 | LOCKEFORD 115 kV | PGE - GBA | PGE | FALSE | FALSE | 2028 | Lockeford | Lockeford | FALSE | 115 | TRUE | PGE_Lockeford_115kV
Cluster 15 | Torbino Solar - 1 | Solar | 2029-03-30 | 507 | WINDHUB 500 kV | SCE - North | SCE | FALSE | FALSE | 2029 | Windhub | Windhub | FALSE | 500 | TRUE | SCE_Windhub_500kV
Cluster 15 | Tumey Hills Energy Storage - 1 | Storage | 2030-06-01 | 215.75 | MANNING 500 kV | PGE - Fresno | PGE | FALSE | FALSE | 2030 | Manning | Manning | FALSE | 500 | TRUE | PGE_Manning_500kV
Cluster 15 | Twinkle - 1 | Storage | 2031-04-01 | 303.95 | MIRA LOMA 230 kV | SCE - Metro | SCE | FALSE | FALSE | 2031 | Mira Loma | Mira Loma | FALSE | 230 | TRUE | SCE_Mira Loma_230kV
Cluster 15 | Victorious - 1 | Storage | 2028-12-31 | 516 | LUGO 500 kV | SCE - Metro | SCE | FALSE | FALSE | 2028 | Lugo | Lugo | FALSE | 500 | TRUE | SCE_Lugo_500kV
Cluster 15 | Voyager Energy Storage - 1 | Storage | 2027-06-01 | 105.4 | WHIRLWIND 230 kV | SCE - North | SCE | FALSE | FALSE | 2027 | Whirlwind | Whirlwind | FALSE | 230 | TRUE | SCE_Whirlwind_230kV
Cluster 15 | Whiskey Diggings - 1 | Solar | 2030-12-31 | 414.4 | RIO OSO 230 kV | PGE - NGBA | PGE | FALSE | FALSE | 2030 | Rio Oso | Rio Oso | FALSE | 230 | TRUE | PGE_Rio Oso_230kV
Cluster 15 | Yacht Rock - 1 | Storage | 2028-12-31 | 514.41 | CHINO 230 kV | SCE - Metro | SCE | FALSE | FALSE | 2028 | Chino | Chino | FALSE | 230 | TRUE | SCE_Chino_230kV
Cluster 15 | Zama - 1 | Storage | 2029-12-01 | 352.7437 | WHIRLWIND 230 kV | SCE - North | SCE | FALSE | FALSE | 2029 | Whirlwind | Whirlwind | FALSE | 230 | TRUE | SCE_Whirlwind_230kV
Cluster 15 | Zeitgeist K Energy Center - 1 | Storage | 2030-12-26 | 258.2079 | KASSON 115 kV | PGE - GBA | PGE | FALSE | FALSE | 2030 | Kasson | Kasson | FALSE | 115 | TRUE | PGE_Kasson_115kV
Cluster 15 | Amberjill Energy - 2 | Solar | 2029-07-31 | 100.49 | IMPERIAL VALLEY 230 kV | SDGE | SDGE | FALSE | FALSE | 2029 | Imperial Valley | Imperial Valley | FALSE | 230 | TRUE | SDGE_Imperial Valley_230kV
Cluster 15 | Aviation - 2 | Hydrogen | 2028-08-01 | 600 | LUGO 500 kV | SCE - Metro | SCE | FALSE | FALSE | 2028 | Lugo | Lugo | FALSE | 500 | TRUE | SCE_Lugo_500kV
Cluster 15 | Bolt - 2 | Storage | 2031-05-01 | 253.8 | MANNING 500 kV | PGE - Fresno | PGE | FALSE | FALSE | 2031 | Manning | Manning | FALSE | 500 | TRUE | PGE_Manning_500kV
Cluster 15 | Bristlecone - 2 | Storage | 2030-06-01 | 460.14 | VALLEY SWITCH 230 kV | SCE - EOP | SCE | FALSE | FALSE | 2030 | Valley Switch | Valley Switch | FALSE | 230 | TRUE | SCE_Valley Switch_230kV
Cluster 15 | Carissalito Creek - 2 | Solar | 2030-12-31 | 415.86 | LOS BANOS 500 kV | PGE - Fresno | PGE | FALSE | FALSE | 2030 | Los Banos | Los Banos | FALSE | 500 | TRUE | PGE_Los Banos_500kV
Cluster 15 | Circinus - 2 | Solar | 2031-12-01 | 185.643 | LE GRAND 115 kV | PGE - Fresno | PGE | FALSE | FALSE | 2031 | Le Grand | Le Grand | FALSE | 115 | TRUE | PGE_Le Grand_115kV
Cluster 15 | Comstock - 2 | Hydrogen | 2028-08-01 | 199 | LUGO 500 kV | SCE - Metro | SCE | FALSE | FALSE | 2028 | Lugo | Lugo | FALSE | 500 | TRUE | SCE_Lugo_500kV
Cluster 15 | Cowboy - 2 | Storage | 2030-06-30 | 155.3 | DELEVAN 230 kV | PGE - NGBA | PGE | FALSE | FALSE | 2030 | Delevan | Delevan | FALSE | 230 | TRUE | PGE_Delevan_230kV
Cluster 15 | Duran - 2 | Hydrogen | 2028-08-01 | 300 | LUGO 500 kV | SCE - Metro | SCE | FALSE | FALSE | 2028 | Lugo | Lugo | FALSE | 500 | TRUE | SCE_Lugo_500kV
Cluster 15 | Garden Green Solar - 2 | Storage | 2027-03-01 | 50.46 | LLAGAS 115 kV | PGE - GBA | PGE | FALSE | FALSE | 2027 | Llagas | Llagas | FALSE | 115 | TRUE | PGE_Llagas_115kV
Cluster 15 | Icarus Solar - 2 | Storage | 2032-12-31 | 716.4 | MOHAVE 500 kV | SCE - EOP | SCE | FALSE | FALSE | 2032 | Mohave | Mohave | FALSE | 500 | TRUE | SCE_Mohave_500kV
Cluster 15 | Mandorla - 2 | Storage | 2030-06-30 | 103 | GLENN 230 kV | PGE - NGBA | PGE | FALSE | FALSE | 2030 | Glenn | Glenn | FALSE | 230 | TRUE | PGE_Glenn_230kV
Cluster 15 | MATTERHORN - 2 | Storage | 2029-12-15 | 406.098 | DEVERS 500 kV | SCE - East | SCE | FALSE | FALSE | 2029 | Devers | Devers | FALSE | 500 | TRUE | SCE_Devers_500kV
Cluster 15 | Mesquite Solar 6 - 2 | Solar | 2028-04-30 | 154.48 | HASSAYAMPA 500 kV | SDGE | SDGE | FALSE | FALSE | 2028 | Hassayampa | Hassayampa | FALSE | 500 | TRUE | SDGE_Hassayampa_500kV
Cluster 15 | Mystic Ridge - 2 | Storage | 2028-04-01 | 206 | LOS BANOS 500 kV | PGE - Fresno | PGE | FALSE | FALSE | 2028 | Los Banos | Los Banos | FALSE | 500 | TRUE | PGE_Los Banos_500kV
Cluster 15 | Nightcap - 2 | Hydrogen | 2028-08-01 | 557.4 | VINCENT 500 kV | SCE - North | SCE | FALSE | FALSE | 2028 | Vincent | Vincent | FALSE | 500 | TRUE | SCE_Vincent_500kV
Cluster 15 | Octans - 2 | Solar | 2031-12-01 | 103.226 | ORO LOMA 70 kV | PGE - Fresno | PGE | FALSE | FALSE | 2031 | Oro Loma | Oro Loma | FALSE | 70 | TRUE | PGE_Oro Loma_70kV
Cluster 15 | Redpoint - 2 | Storage | 2028-04-01 | 154.4 | HENRIETTA 230 kV | PGE - Fresno | PGE | FALSE | FALSE | 2028 | Henrietta | Henrietta | FALSE | 230 | TRUE | PGE_Henrietta_230kV
Cluster 15 | Shoestring - 2 | Storage | 2031-05-01 | 134.36 | MANNING 500 kV | PGE - Fresno | PGE | FALSE | FALSE | 2031 | Manning | Manning | FALSE | 500 | TRUE | PGE_Manning_500kV
Cluster 15 | Sienna 3 - 2 | Storage | 2031-12-31 | 288 | CALCITE 230 kV | SCE - NOL | SCE | FALSE | FALSE | 2031 | Calcite | Calcite | FALSE | 230 | TRUE | SCE_Calcite_230kV
Cluster 15 | Solstice A - 2 | Storage | 2031-05-01 | 554.6 | MANNING 500 kV | PGE - Fresno | PGE | FALSE | FALSE | 2031 | Manning | Manning | FALSE | 500 | TRUE | PGE_Manning_500kV
Cluster 15 | Solstice B - 2 | Storage | 2031-05-01 | 604.93 | MANNING 500 kV | PGE - Fresno | PGE | FALSE | FALSE | 2031 | Manning | Manning | FALSE | 500 | TRUE | PGE_Manning_500kV
Cluster 15 | Solstice C - 2 | Storage | 2031-05-01 | 203.63 | MANNING 500 kV | PGE - Fresno | PGE | FALSE | FALSE | 2031 | Manning | Manning | FALSE | 500 | TRUE | PGE_Manning_500kV
Cluster 15 | Solstice D - 2 | Solar/Storage | 2031-05-01 | 203.63 | MANNING 500 kV | PGE - Fresno | PGE | FALSE | FALSE | 2031 | Manning | Manning | FALSE | 500 | TRUE | PGE_Manning_500kV
Cluster 15 | Stable - 2 | Storage | 2031-05-01 | 373.11 | MANNING 500 kV | PGE - Fresno | PGE | FALSE | FALSE | 2031 | Manning | Manning | FALSE | 500 | TRUE | PGE_Manning_500kV
Cluster 15 | Stanley - 2 | Storage | 2030-04-30 | 1032.1121 | CIELO AZUL 500 kV | SCE - East | SCE | FALSE | FALSE | 2030 | Cielo Azul | Cielo Azul | FALSE | 500 | TRUE | SCE_Cielo Azul_500kV
Cluster 15 | Sunglow - 2 | Storage | 2030-10-01 | 372.165 | MANNING 500 kV | PGE - Fresno | PGE | FALSE | FALSE | 2030 | Manning | Manning | FALSE | 500 | TRUE | PGE_Manning_500kV
Cluster 15 | Telluride - 2 | Storage | 2030-10-30 | 102.7 | ORO LOMA 115 kV | PGE - Fresno | PGE | FALSE | FALSE | 2030 | Oro Loma | Oro Loma | FALSE | 115 | TRUE | PGE_Oro Loma_115kV
Cluster 15 | MATTERHORN - 3 | Solar | 2029-12-15 | 404.892 | DEVERS 500 kV | SCE - East | SCE | FALSE | FALSE | 2029 | Devers | Devers | FALSE | 500 | TRUE | SCE_Devers_500kV
[10 empty] | 1900 |  | Lugo | TRUE | 230 | TRUE | SCE_Lugo_230kV
[10 empty] | 1900 |  | Llagas | TRUE | 115 | TRUE | PGE_Llagas_115kV
[10 empty] | 1900 |  | Lathrop | TRUE | 138 | TRUE | VEA_Lathrop_138kV
[10 empty] | 1900 |  | Piercy | TRUE | 115 | TRUE | PGE_Piercy_115kV
[10 empty] | 1900 |  | Valley Switch | TRUE | 138 | TRUE | VEA_Valley Switch_138kV
[10 empty] | 1900 |  | Colorado River | TRUE | 230 | TRUE | SCE_Colorado River_230kV
[10 empty] | 1900 |  | Pisgah | TRUE | 230 | TRUE | SCE_Pisgah_230kV
[10 empty] | 1900 |  | Lockeford | TRUE | 115 | TRUE | PGE_Lockeford_115kV
[10 empty] | 1900 |  | Vincent | TRUE | 230 | TRUE | SCE_Vincent_230kV
[10 empty] | 1900 |  | Valley Springs | TRUE | 230 | TRUE | PGE_Valley Springs_230kV
[10 empty] | 1900 |  | Mohave | TRUE | 500 | TRUE | SCE_Mohave_500kV
[10 empty] | 1900 |  | Los Esteros | TRUE | 115 | TRUE | PGE_Los Esteros_115kV
[10 empty] | 1900 |  | Salado | TRUE | 115 | TRUE | PGE_Salado_115kV
[10 empty] | 1900 |  | Laguna Bell | TRUE | 230 | TRUE | SCE_Laguna Bell_230kV
[10 empty] | 1900 |  | Mira Loma | TRUE | 230 | TRUE | SCE_Mira Loma_230kV
[10 empty] | 1900 |  | Lugo | TRUE | 230 | TRUE | SCE_Lugo_230kV
[10 empty] | 1900 |  | Red Bluff | TRUE | 230 | TRUE | SCE_Red Bluff_230kV
[10 empty] | 1900 |  | Glenn | TRUE | 230 | TRUE | PGE_Glenn_230kV
[10 empty] | 1900 |  | Devers | TRUE | 230 | TRUE | SCE_Devers_230kV
[10 empty] | 1900 |  | Hassayampa | TRUE | 500 | TRUE | SDGE_Hassayampa_500kV
[10 empty] | 1900 |  | Whirlwind | TRUE | 230 | TRUE | SCE_Whirlwind_230kV
[10 empty] | 1900 |  | Mira Loma | TRUE | 230 | TRUE | SCE_Mira Loma_230kV
[10 empty] | 1900 |  | Los Banos | TRUE | 230 | TRUE | PGE_Los Banos_230kV
[10 empty] | 1900 |  | Valley Switch | TRUE | 138 | TRUE | VEA_Valley Switch_138kV
[10 empty] | 1900 |  | Valley Switch | TRUE | 138 | TRUE | VEA_Valley Switch_138kV
[10 empty] | 1900 |  | Vincent | TRUE | 230 | TRUE | SCE_Vincent_230kV
[10 empty] | 1900 |  | Oro Loma | TRUE | 115 | TRUE | PGE_Oro Loma_115kV
[10 empty] | 1900 |  | Manning | TRUE | 230 | TRUE | PGE_Manning_230kV
[10 empty] | 1900 |  | Henrietta | TRUE | 115 | TRUE | PGE_Henrietta_115kV
[10 empty] | 1900 |  | Soledad | TRUE | 115 | TRUE | PGE_Soledad_115kV
[10 empty] | 1900 |  | Red Bluff | TRUE | 230 | TRUE | SCE_Red Bluff_230kV
[10 empty] | 1900 |  | Lugo | TRUE | 230 | TRUE | SCE_Lugo_230kV
[10 empty] | 1900 |  | Vincent | TRUE | 230 | TRUE | SCE_Vincent_230kV
[10 empty] | 1900 |  | Birds Landing | TRUE | 230 | TRUE | PGE_Birds Landing_230kV
[10 empty] | 1900 |  | Fink | TRUE | 230 | TRUE | PGE_Fink_230kV
[10 empty] | 1900 |  | Tranquility | TRUE | 230 | TRUE | PGE_Tranquility_230kV

## Lists
Resource Mapping |  |  |  |  | Resource Type | HSN | HSN | HSN | HSN | HSN | HSN
Resource Type | Fuel 1 | Fuel 2 | Fuel 3 | Concatenation |  | SDGE | SCE | DCRT | PGAE | VEA | GLW
Wind-Hybrid | Wind Turbine | Battery |  | Wind Turbine Battery | Solar | 0.06 | 0.13 | 0.13 | 0.15 | 0.08 | 0.08
Wind Turbine | Wind Turbine |  |  | Wind Turbine | Wind | 0.35 | 0.48 | 0.48 | 0.5 | 0.48 | 0.48
Natural Gas-Hybrid | Natural Gas | Battery |  | Natural Gas Battery | Biomass | 1 | 1 | 1 | 1 | 1 | 1
LDES | Pumped-Storage hydro |  |  | Pumped-Storage hydro | Geothermal | 1 | 1 | 1 | 1 | 1 | 1
Geothermal-Hybrid | Geothermal | Battery |  | Geothermal Battery | Li_Battery | 1 | 1 | 1 | 1 | 1 | 1
Solar-Hybrid | Solar | Battery |  | Solar Battery | PSH | 1 | 1 | 1 | 1 | 1 | 1
Hydro | Water |  |  | Water | Hybrid | (The lesser of Net MW to Grid (ISC) or the sum of the study amounts of the individual paired resources)/ISC
Solar | Solar |  |  | Solar | New Mexico Wind | 0.67 | 0.67 | 0.67 | 0.67 | 0.67 | 0.67
Battery | Battery |  |  | Battery | Wyoming/Idaho Wind | 0.67 | 0.67 | 0.67 | 0.67 | 0.67 | 0.67
Battery | Gravity via Rail |  |  | Gravity via Rail | Offshore Wind | 0.85 | 0.85 | 0.85 | 0.85 | 0.85 | 0.85
Solar-Hybrid | Battery | Solar |  | Battery Solar | Source: https://www.caiso.com/documents/transmission-capability-estimates-white-paper-2024.pdf
Wind-Solar-Hybrid | Wind Turbine | Solar | Battery | Wind Turbine Solar Battery
Wind-Hybrid | Battery | Wind Turbine |  | Battery Wind Turbine
Natural Gas | Natural Gas |  |  | Natural Gas
Wind-Solar-Hybrid | Battery | Solar | Wind Turbine | Battery Solar Wind Turbine
LDES | Battery | Other |  | Battery Other
Geothermal | Geothermal |  |  | Geothermal
LDES | Pumped-Storage hydro | Battery |  | Pumped-Storage hydro Battery

## Substations
Substation_Name | GIS_Name_24_25_TPP | CAISO_2023_Matrix | CAISO_2024_Matrix | IOU | CAISO_Study_Area | Voltage | Busbar_Name | CITY | STATE | ZIP | COUNTY | Proposed | Include_In_Analysis | Note | Additional Check | CAISO IX Queue Substation Name
7th Standard |  | 7th Standard | 7th STANDARD 115 kV | PGE | PGE Kern | 115 | PGE_7th Standard_115kV |  | CA |  |  | FALSE | TRUE | From 24-25 TPP (coordinates updated) | 7th Standard115
AEC 300 | AEC 300 | AEC Sites |  | PGE |  | 115 | PGE_AEC 300_115kV | TRACY | CA | 95377 | SAN JOAQUIN | FALSE | FALSE | Dropped for 25-26 TPP due to low commercial interest and missing from CAISO 2024 Matrix | AEC 300115
Alamitos | ALAMITOS | Alamitos | Alamitos Substation 230 kV | SCE | SCE Metro | 230 | SCE_Alamitos_230kV | LONG BEACH | CA | 90803 | LOS ANGELES | FALSE | TRUE | From 24-25 TPP; lat/longs updated 3/21/25 | Alamitos230 | Alamitos 220 kV | Alamitos 220 kV
Alberhill | ALBERHILL | Alberhill | Alberhill 115 kV | SCE | SCE Eastern | 115 | SCE_Alberhill_115kV |  | CA |  |  | FALSE | TRUE | From 24-25 TPP | Alberhill115
Alberhill | ALBERHILL | Alberhill | Alberhill 500 kV | SCE | SCE Eastern | 500 | SCE_Alberhill_500kV |  | CA |  |  | FALSE | TRUE | From 24-25 TPP | Alberhill500 | Proposed Lee Lake Substation 500 kV | Proposed Lee Lake Substation 500 kV
Alhambra | ALHAMBRA (PGE) | Alhambra | ALHAMBRA 115 kV | PGE | PGE GBA | 115 | PGE_Alhambra_115kV | MARTINEZ | CA | 94553 | CONTRA COSTA | FALSE | TRUE | From 24-25 TPP (voltage updated) | Alhambra115
Alpaugh | ALPAUGH | Alpaugh | ALPAUGH 115 kV | PGE | PGE Fresno | 115 | PGE_Alpaugh_115kV | CORCORAN | CA | 93212 | TULARE | FALSE | TRUE | From 24-25 TPP | Alpaugh115 | Corcoran-Olive 115 kV Line | Corcoran-Olive 115 kV Line
Alpine | ALPINE (SDGE) | Alpine | Alpine Substation 69 kV | SDGE | SDGE Imperial | 69 | SDGE_Alpine_69kV | ALPINE | CA | 91901 | SAN DIEGO | FALSE | FALSE | Dropped for 25-26 TPP due to low voltage (< 115 kV) | Alpine69 | Loveland - Alpine 69 kV Line | Loveland - Alpine 69 kV Line
Altamont Midway (Sandhill) | ALTAMONT | Altamont Midway (Sandhill) | Delta Switching Yard-Tesla 230 kV line | PGE | PGE GBA | 230 | PGE_Altamont Midway (Sandhill)_230kV | LIVERMORE | CA | 94551 | ALAMEDA | FALSE | TRUE | From 24-25 TPP | Altamont Midway (Sandhill)230 | Altamont Midway 230 kV | Altamont Midway 230 kV
Antelope | ANTELOPE | Antelope | Antelope 66 kV Substation | SCE | SCE Northern | 66 | SCE_Antelope_66kV | LANCASTER | CA | 93536 | LOS ANGELES | FALSE | FALSE | Dropped for 25-26 TPP due to low voltage (< 115 kV) | Antelope66
Antelope | ANTELOPE | Antelope | Antelope Substation 230 kV | SCE | SCE Northern | 230 | SCE_Antelope_230kV | LANCASTER | CA | 93536 | LOS ANGELES | FALSE | TRUE | From 24-25 TPP | Antelope230 | Antelope Substation 230 kVAntelope Substation 220kVAntelope- Magunden #2 230 kV lineAntelope ValleySubstation 230 kVANTELOPE Substation 220 kVAntelope Substation 230kV bus | Antelope Substation 230 kV | Antelope Substation 220kV | Antelope- Magunden #2 230 kV line | Antelope ValleySubstation 230 kV | ANTELOPE Substation 220 kV | Antelope Substation 230kV bus
Antelope | ANTELOPE | Antelope | Antelope Substation 500 kV | SCE | SCE Northern | 500 | SCE_Antelope_500kV | LANCASTER | CA | 93536 | LOS ANGELES | FALSE | TRUE | From 24-25 TPP | Antelope500
Arcata |  |  | ARCATA 60 kV | PGE | PGE NGBA | 60 | PGE_Arcata_60kV | Arcata | CA | 95521 | Humboldt | FALSE | FALSE | New to CAISO 2024 Matrix; dropped from 25-26 TPP due to low voltage (< 115 kV) | Arcata60
Arco | ARCO (PGE) | Arco | ARCO 230 kV | PGE | PGE Kern | 230 | PGE_Arco_230kV | LOST HILLS | CA | 93249 | KERN | FALSE | TRUE | From 24-25 TPP | Arco230
Arco | ARCO (PGE) | Arco | ARCO 70 kV | PGE | PGE Kern | 70 | PGE_Arco_70kV | LOST HILLS | CA | 93249 | KERN | FALSE | FALSE | Dropped for 25-26 TPP due to low voltage (< 115 kV) | Arco70 | Arco 70 kV Arco-Carneras 70 kV Line | Arco 70 kV | Arco-Carneras 70 kV Line
ArcoGen | ARCOGEN | ArcoGen | ArcoGen Substation 230 kV | SCE | SCE Metro | 230 | SCE_ArcoGen_230kV | CARSON | CA | 90745 | LOS ANGELES | FALSE | TRUE | From 24-25 TPP | ArcoGen230
Artesian | ARTESIAN (SDGE) | Artesian | Artesian Substation 230 kV | SDGE | SDGE Imperial | 230 | SDGE_Artesian_230kV | SAN DIEGO | CA | 92127 | SAN DIEGO | FALSE | TRUE | From 24-25 TPP | Artesian230
Artesian | ARTESIAN (SDGE) | Artesian | Artesian Substation 69 kV | SDGE | SDGE Imperial | 69 | SDGE_Artesian_69kV | SAN DIEGO | CA | 92127 | SAN DIEGO | FALSE | FALSE | Dropped for 25-26 TPP due to low voltage (< 115 kV) | Artesian69
ARVIN EDISON | ARVIN EDISON | Arvin Edison |  | PGE |  | 115 | PGE_ARVIN EDISON_115kV | BAKERSFIELD | CA | 93307 | KERN | FALSE | FALSE | Dropped for 25-26 TPP due to low commercial interest and missing from CAISO 2024 Matrix | ARVIN EDISON115
Ashlan | ASHLAN AVE | Ashlan | ASHLAN AVE 230 kV | PGE | PGE Fresno | 230 | PGE_Ashlan_230kV | FRESNO | CA | 93705 | FRESNO | FALSE | TRUE | From 24-25 TPP | Ashlan230
Atlantic | ATLANTIC | Atlantic | ATLANTIC 115 kV | PGE | PGE NGBA | 115 | PGE_Atlantic_115kV | ROSEVILLE | CA | 95678 | PLACER | FALSE | TRUE | From 24-25 TPP | Atlantic115
Atlantic | ATLANTIC | Atlantic | ATLANTIC 230 kV | PGE | PGE NGBA | 230 | PGE_Atlantic_230kV | ROSEVILLE | CA | 95678 | PLACER | FALSE | TRUE | From 24-25 TPP | Atlantic230
Atlantic | ATLANTIC | Atlantic | ATLANTIC 60 KV | PGE | PGE NGBA | 60 | PGE_Atlantic_60kV | ROSEVILLE | CA | 95678 | PLACER | FALSE | FALSE | Dropped for 25-26 TPP due to low voltage (< 115 kV) | Atlantic60
Atwater |  |  | ATWATER 115 kV | PGE | PGE Fresno | 115 | PGE_Atwater_115kV | Atwater | CA | 95301 | Merced | FALSE | TRUE | New to CAISO 2024 Matrix | Atwater115
Avena | AVENA | Avena | VALLEY HOME 115 kV | PGE | PGE GBA | 115 | PGE_Avena_115kV | ESCALON | CA | 95320 | SAN JOAQUIN | FALSE | TRUE | From 24-25 TPP | Avena115
Avocado | AVOCADO | Avocado | Avocado Substation 69 kV | SDGE | SDGE Imperial | 69 | SDGE_Avocado_69kV | FALLBROOK | CA | 92028 | SAN DIEGO | FALSE | FALSE | Dropped for 25-26 TPP due to low voltage (< 115 kV) | Avocado69
BADGER CREEK | BADGER CREEK | Badger Creek Co-Gen |  | PGE |  | 115 | PGE_BADGER CREEK_115kV | BAKERSFIELD | CA | 93308 | KERN | FALSE | FALSE | Dropped for 25-26 TPP due to low commercial interest and missing from CAISO 2024 Matrix | BADGER CREEK115
Bahia | BAHIA | Bahia | BAHIA 230 kV | PGE | PGE NGBA | 230 | PGE_Bahia_230kV |  | CA |  |  | FALSE | TRUE | From 24-25 TPP | Bahia230
Bailey | BAILEY | Bailey | Bailey Substation 230 kV | SCE | SCE Northern | 230 | SCE_Bailey_230kV | LEBEC | CA | 93536 | LOS ANGELES | FALSE | TRUE | From 24-25 TPP | Bailey230
Baker |  |  | Baker 115 kV | SCE | SCE NOL | 115 | SCE_Baker_115kV | Baker | CA | 92309 | San Bernardino | FALSE | TRUE | New to CAISO 2024 Matrix | Baker115
Bakersfield | BAKERSFIELD | Bakersfield | BAKERSFIELD 230 kV | PGE | PGE Kern | 230 | PGE_Bakersfield_230kV | BAKERSFIELD | CA | 93301 | KERN | FALSE | TRUE | From 24-25 TPP | Bakersfield230
Balch | BALCH | Balch 2 | MCCALL 230 kV | PGE | PGE Fresno | 230 | PGE_Balch_230kV | LAKESHORE | CA | 93664 | FRESNO | FALSE | TRUE | From 24-25 TPP | Balch230
BALCH 1 | BALCH 1 | Balch 1 |  | PGE |  | 230 | PGE_BALCH 1_230kV | SHAVER LAKE | CA | 93664 | FRESNO | FALSE | FALSE | Dropped for 25-26 TPP due to low commercial interest and missing from CAISO 2024 Matrix | BALCH 1230
Bannister | BANNISTER | Bannister (IID) | Mirage Substation 220 kV | IID | SCE Eastern | 230 | IID_Bannister_230kV | NILAND | CA | 92257 | IMPERIAL | FALSE | TRUE | From 24-25 TPP; used to represent non-CAISO geothermal in IID; mapped to Mirage (SCE) for Tx representation | Bannister230
Bannock | BANNOCK | Bannock (NEVP) |  | NVE |  | 120 | NVE_Bannock_120kV |  | NV |  |  | FALSE | FALSE | Used in busbar mapping to represent out-of-state NV geothermal | Bannock120
Barre | BARRE | Barre | Barre Substation 230 kV | SCE | SCE Metro | 230 | SCE_Barre_230kV | STANTON | CA | 90680 | ORANGE | FALSE | TRUE | From 24-25 TPP | Barre230
Bay Boulevard | BOULEVARD | Bay Boulevard | Bay Boulevard Substation 69 kV | SDGE | SDGE Imperial | 69 | SDGE_Bay Boulevard_69kV | SAN DIEGO | CA | 91905 | SAN DIEGO | FALSE | FALSE | Dropped for 25-26 TPP due to low voltage (< 115 kV); coordinates updated | Bay Boulevard69
Bay Boulevard | BOULEVARD | Bay Boulevard | Bay Boulevard Substation 230 kV | SDGE | SDGE Imperial | 230 | SDGE_Bay Boulevard_230kV | SAN DIEGO | CA | 91905 | SAN DIEGO | FALSE | TRUE | From 24-25 TPP (coordinates updated) | Bay Boulevard230
BEARDSLEY (PGE) | BEARDSLEY (PGE) | Beardsley |  | PGE |  | 115 | PGE_BEARDSLEY (PGE)_115kV | LONG BARN | CA | 95335 | TUOLUMNE | FALSE | FALSE | Dropped for 25-26 TPP due to low commercial interest and missing from CAISO 2024 Matrix | BEARDSLEY (PGE)115
Beatty | BEATTTY | Beatty | Beatty Substation 138 kV | VEA | SCE EOP | 138 | VEA_Beatty_138kV | BEATTY | NV | 89003 | NYE | FALSE | TRUE | From 24-25 TPP | Beatty138
Beatty | BEATTTY | Beatty | Beatty Substation 230 kV (future) | SCE | SCE EOP | 230 | SCE_Beatty_230kV | BEATTY | NV | 89003 | NYE | FALSE | TRUE | From 24-25 TPP | Beatty230 | Beatty Substation 230 kV | Beatty Substation 230 kV
Belden | BELDEN | Belden | BELDEN PH 230 kV | PGE | PGE NGBA | 230 | PGE_Belden_230kV | BELDEN | CA | 95915 | PLUMAS | FALSE | TRUE | From 24-25 TPP | Belden230
Bell |  |  | BELL 115 kV | PGE | PGE NGBA | 115 | PGE_Bell_115kV | Auburn | CA | 95602 | Placer | FALSE | TRUE | New to CAISO 2024 Matrix | Bell115
Bellevue | BELLVUE | Bellevue | BELLEVUE 115 kV | PGE | PGE NGBA | 115 | PGE_Bellevue_115kV | SANTA ROSA | CA | 95407 | SONOMA | FALSE | TRUE | From 24-25 TPP | Bellevue115
Bellota | BELLOTA | Bellota | BELLOTA 115 kV | PGE | PGE GBA | 115 | PGE_Bellota_115kV | LINDEN | CA | 95236 | SAN JOAQUIN | FALSE | TRUE | From 24-25 TPP | Bellota115
Bellota | BELLOTA | Bellota | BELLOTA 230 kV | PGE | PGE GBA | 230 | PGE_Bellota_230kV | LINDEN | CA | 95236 | SAN JOAQUIN | FALSE | TRUE | From 24-25 TPP | Bellota230
BELRIDGE 1A | BELRIDGE 1A | Belridge |  | PGE |  | 115 | PGE_BELRIDGE 1A_115kV | MC KITTRICK | CA | 93251 | KERN | FALSE | FALSE | Dropped for 25-26 TPP due to low commercial interest and missing from CAISO 2024 Matrix | BELRIDGE 1A115
Big Creek | BIG CREEK 1 | Big Creek | Big Creek Substation 230 kV | SCE | SCE Northern | 230 | SCE_Big Creek_230kV | BIG CREEK | CA | 93664 | FRESNO | FALSE | FALSE | From 24-25 TPP; do not include in resource potential anlaysis; SCE Northern System runs up to these hydro facilities | Big Creek230
Biola |  |  | BIOLA 70 kV | PGE | PGE Fresno | 70 | PGE_Biola_70kV | Kerman | CA | 93630 | Fresno | FALSE | FALSE | New to CAISO 2024 Matrix; dropped from 25-26 TPP due to low voltage (< 115 kV) | Biola70
Birds Landing | BIRDS LANDING | Birds Landing | BIRDS LANDING SW STA 230 kV | PGE | PGE GBA | 230 | PGE_Birds Landing_230kV | BIRDS LANDING | CA | 94571 | SOLANO | FALSE | TRUE | From 24-25 TPP | Birds Landing230 | Birds Landing 230 kV | Birds Landing 230 kV
Bliss |  |  | Bliss 66kV Substation | SCE | SCE Northern | 66 | SCE_Bliss_66kV | Strathmore | CA | 93267 | Tulare | FALSE | FALSE | New to CAISO 2024 Matrix; dropped from 25-26 TPP due to low voltage (< 115 kV) | Bliss66
Blythe | BLYTHE | BlytheSC 161 kV | BlytheSC 161 kV Substation 161 kV | SCE | SCE Eastern | 161 | SCE_Blythe_161kV | BLYTHE | CA | 92225 | RIVERSIDE | FALSE | TRUE | From 24-25 TPP | Blythe161
Bogue | BOGUE | Bogue | BOGUE 115 kV | PGE | PGE NGBA | 115 | PGE_Bogue_115kV | YUBA CITY | CA | 95991 | SUTTER | FALSE | TRUE | From 24-25 TPP | Bogue115
Borden | BORDEN | Borden | BORDEN 230 kV | PGE | PGE Fresno | 230 | PGE_Borden_230kV | MADERA | CA | 93636 | MADERA | FALSE | TRUE | From 24-25 TPP | Borden230
Borden | BORDEN | Borden | BORDEN 70 KV | PGE | PGE Fresno | 70 | PGE_Borden_70kV | MADERA | CA | 93636 | MADERA | FALSE | FALSE | Dropped for 25-26 TPP due to low voltage (< 115 kV) | Borden70
BOTTLE ROCK | BOTTLE ROCK | Bottle Rock |  | PGE |  | 230 | PGE_BOTTLE ROCK_230kV |  | CA |  |  | FALSE | FALSE | Dropped for 25-26 TPP due to low commercial interest and missing from CAISO 2024 Matrix | BOTTLE ROCK230
Boulevard East |  |  | Boulevard East Substation 138 kV | SDGE | SDGE Imperial | 138 | SDGE_Boulevard East_138kV | Boulevard | CA | 91905 | San Diego | FALSE | TRUE | New to CAISO 2024 Matrix; no match in CEC dataset | Boulevard East138
Boulevard East |  |  | Boulevard East Substation 69 kV | SDGE | SDGE Imperial | 69 | SDGE_Boulevard East_69kV | Boulevard | CA | 91905 | San Diego | FALSE | FALSE | New to CAISO 2024 Matrix; dropped from 25-26 TPP due to low voltage (< 115 kV); no match in CEC dataset | Boulevard East69
Brentwood | BRENT | Brentwood | BRENTWOOD 230 kV | PGE | PGE GBA | 230 | PGE_Brentwood_230kV | BRENTWOOD | CA | 94513 | CONTRA COSTA | FALSE | TRUE | From 24-25 TPP | Brentwood230
Bridgeville |  |  | BRIDGEVILLE 115 kV | PGE | PGE NGBA | 115 | PGE_Bridgeville_115kV | Bridgeville | CA | 95526 | Humboldt | FALSE | TRUE | New to CAISO 2024 Matrix | Bridgeville115
Brighton | BRIGHTON | Brighton | BRIGHTON 115 kV | PGE | PGE NGBA | 115 | PGE_Brighton_115kV | SACRAMENTO | CA | 95826 | SACRAMENTO | FALSE | TRUE | From 24-25 TPP | Brighton115
Brighton | BRIGHTON | Brighton | BRIGHTON 230 kV | PGE | PGE NGBA | 230 | PGE_Brighton_230kV | SACRAMENTO | CA | 95826 | SACRAMENTO | FALSE | TRUE | From 24-25 TPP | Brighton230
Brunswick | BRUNSWICK | Brunswick | HIGGINS 115 kV | PGE | PGE NGBA | 115 | PGE_Brunswick_115kV | GRASS VALLEY | CA | 95945 | NEVADA | FALSE | TRUE | From 24-25 TPP | Brunswick115
Bucks Creek | BUCKS CREEK | Bucks Creek | BUCKS CREEK PH 230 kV | PGE | PGE NGBA | 230 | PGE_Bucks Creek_230kV | TWAIN | CA | 95984 | PLUMAS | FALSE | TRUE | From 24-25 TPP | Bucks Creek230
Buena Vista Pumps | BUENA VISTA | Buena Vista PP | Midway- Wheeler Ridge #2 - 230 kV line | PGE | PGE Kern | 230 | PGE_Buena Vista Pumps_230kV | SALINAS | CA | 93901 | MONTEREY | FALSE | TRUE | From 24-25 TPP (coordinates updated) | Buena Vista Pumps230
Bullard |  |  | BULLARD 115 kV | PGE | PGE Fresno | 115 | PGE_Bullard_115kV | Fresno | CA | 93710 | Fresno | FALSE | TRUE | New to CAISO 2024 Matrix | Bullard115
Burlingame |  |  | BURLINGAME 115 kV | PGE | PGE GBA | 115 | PGE_Burlingame_115kV | Burlingame | CA | 94010 | San Mateo | FALSE | TRUE | New to CAISO 2024 Matrix | Burlingame115
Burney Forest | BURNEY FOREST POWER | Burney Forest | CARBERRY SW STA 230 kV | PGE | PGE NGBA | 230 | PGE_Burney Forest_230kV | BURNEY | CA | 96013 | SHASTA | FALSE | TRUE | From 24-25 TPP | Burney Forest230
Butte |  |  | BUTTE 115 kV | PGE | PGE NGBA | 115 | PGE_Butte_115kV | Chico | CA | 95928 | Butte | FALSE | TRUE | New to CAISO 2024 Matrix | Butte115
Cabrillo | CABRILLO (PGE) | Cabrillo | Divide 115 kV | PGE | PGE Kern | 115 | PGE_Cabrillo_115kV | LOMPOC | CA | 93436 | SANTA BARBARA | FALSE | TRUE | From 24-25 TPP | Cabrillo115
Cal Flats | CAL FLATS | Cal Flats | CALIFORNIA FLATS SW STA 230 kV | PGE | PGE Fresno | 230 | PGE_Cal Flats_230kV | PARKFIELD | CA | 93451 | MONTEREY | FALSE | TRUE | From 24-25 TPP (name and coordinates updated) | Cal Flats230
CAL WATER | CAL WATER | Cal Water |  | PGE |  | 115 | PGE_CAL WATER_115kV | BAKERSFIELD | CA | 93306 | KERN | FALSE | FALSE | Dropped for 25-26 TPP due to low commercial interest and missing from CAISO 2024 Matrix | CAL WATER115
Calcite | CALCITE | Calcite | Calcite Substation 230kV | SCE | SCE NOL | 230 | SCE_Calcite_230kV |  | CA |  |  | FALSE | TRUE | From 24-25 TPP | Calcite230 | Calcite Substation 230 kV | Calcite Substation 230 kV
Caliente | CALIENTE | Caliente | CALIENTE SW STA 230 kV | PGE | PGE Kern | 230 | PGE_Caliente_230kV | SANTA MARGARITA | CA | 93453 | SAN LUIS OBISPO | FALSE | TRUE | From 24-25 TPP | Caliente230 | Caliente 230 kV | Caliente 230 kV
California Ave |  |  | CALIFORNIA AVE 115 kV | PGE | PGE Fresno | 115 | PGE_California Ave_115kV | Fresno | CA | 93725 | Fresno | FALSE | TRUE | New to CAISO 2024 Matrix | California Ave115
Callender | CALLENDER | Callender SS | CALLENDER SW STA 115 kV | PGE | PGE Kern | 115 | PGE_Callender_115kV | CALLENDER | CA | 93420 | SAN LUIS OBISPO | FALSE | TRUE | From 24-25 TPP | Callender115
Calpella | CALPELLA | Calpella | UKIAH 115 kV | PGE | PGE NGBA | 115 | PGE_Calpella_115kV | UKIAH | CA | 95482 | MENDOCINO | FALSE | TRUE | From 24-25 TPP | Calpella115
Camanche | CAMANCHE | Camanche | Rancho Seco-Bellota #1 230 kV line | PGE | PGE GBA | 230 | PGE_Camanche_230kV | ACAMPO | CA | 95220 | SAN JOAQUIN | FALSE | TRUE | From 24-25 TPP | Camanche230
Cameron |  |  | Cameron Substation 69 kV | SDGE | SDGE Imperial | 69 | SDGE_Cameron_69kV | Long Beach | CA | 90810 | Los Angeles | FALSE | FALSE | New to CAISO 2024 Matrix; dropped from 25-26 TPP due to low voltage (< 115 kV) | Cameron69
Cannon |  |  | Cannon Substation 69 kV | SDGE | SDGE Imperial | 69 | SDGE_Cannon_69kV | Carlsbad | CA | 92008 | San Diego | FALSE | FALSE | New to CAISO 2024 Matrix; dropped from 25-26 TPP due to low voltage (< 115 kV) | Cannon69
Cantua | CANTUA | Cantua | Panoche-Schindler #1 & #2 115kV line | PGE | PGE Fresno | 115 | PGE_Cantua_115kV | COALINGA | CA | 93210 | FRESNO | FALSE | TRUE | From 24-25 TPP | Cantua115
Capistrano | CAPISTRANO | Capistrano | Capistrano Substation 138 kV | SDGE | SDGE Imperial | 138 | SDGE_Capistrano_138kV | SAN JUAN CAPISTRANO | CA | 92675 | ORANGE | FALSE | TRUE | From 24-25 TPP | Capistrano138 | Trabuco - Capistrano 138 kV Line | Trabuco - Capistrano 138 kV Line
Capistrano | CAPISTRANO | Capistrano | Capistrano Substation 230 kV | SDGE | SDGE Imperial | 230 | SDGE_Capistrano_230kV | SAN JUAN CAPISTRANO | CA | 92675 | ORANGE | FALSE | TRUE | From 24-25 TPP | Capistrano230
Carberry | CARBERRY | Carberry | CARBERRY SW STA 230 kV | PGE | PGE NGBA | 230 | PGE_Carberry_230kV | TRACY | CA | 96013 | SHASTA | FALSE | TRUE | From 24-25 TPP | Carberry230
Cardiff |  |  | Cardiff 66 kV (San Bernardino) | SCE | SCE Eastern | 66 | SCE_Cardiff_66kV | San Bernardino | CA | 92408 | San Bernardino | FALSE | FALSE | New to CAISO 2024 Matrix; dropped from 25-26 TPP due to low voltage (< 115 kV) | Cardiff66
Caribou | CARIBOU | Caribou | CARIBOU PH #1 60 kV | PGE | PGE NGBA | 60 | PGE_Caribou_60kV | TWAIN | CA | 95984 | PLUMAS | FALSE | FALSE | Dropped for 25-26 TPP due to low voltage (< 115 kV) | Caribou60
Caribou | CARIBOU | Caribou | CARIBOU PH #2 115 kV | PGE | PGE NGBA | 115 | PGE_Caribou_115kV | TWAIN | CA | 95984 | PLUMAS | FALSE | TRUE | From 24-25 TPP | Caribou115
Caribou | CARIBOU | Caribou | CARIBOU PH #2 230 kV | PGE | PGE NGBA | 230 | PGE_Caribou_230kV | TWAIN | CA | 95984 | PLUMAS | FALSE | TRUE | From 24-25 TPP | Caribou230
Carpenter Canyon (fka Gamebird) | GAMEBIRD | Carpenter Canyon (fka Gamebird) | Gamebird Substation 138 kV | SCE | SCE EOP | 138 | SCE_Carpenter Canyon (fka Gamebird)_138kV | PAHRUMP | NV | 89048 | NYE | FALSE | TRUE | From 24-25 TPP | Carpenter Canyon (fka Gamebird)138
Carpenter Canyon (fka Gamebird) | GAMEBIRD | Carpenter Canyon (fka Gamebird) | Gamebird Substation 230 kV | SCE | SCE EOP | 230 | SCE_Carpenter Canyon (fka Gamebird)_230kV | PAHRUMP | NV | 89048 | NYE | FALSE | TRUE | From 24-25 TPP | Carpenter Canyon (fka Gamebird)230
Carquinez | CARQUINEZ | Carquinez | CARQUINEZ 115 kV | PGE | PGE NGBA | 115 | PGE_Carquinez_115kV | VALLEJO | CA | 94590 | SOLANO | FALSE | TRUE | From 24-25 TPP | Carquinez115
Carrizo Gorge |  |  | Carrizo Gorge Switchyard 138 kV | SDGE | SDGE Imperial | 138 | SDGE_Carrizo Gorge_138kV |  | CA |  |  | FALSE | TRUE | New to CAISO 2024 Matrix; no match in CEC dataset | Carrizo Gorge138
Carrizo Plains | CARRIZO PLAINS | Carrizo Plains | CALIENTE SW STA 230 kV | PGE | PGE Kern | 115 | PGE_Carrizo Plains_115kV | SANTA MARGARITA | CA | 93453 | SAN LUIS OBISPO | FALSE | TRUE | From 24-25 TPP | Carrizo Plains115
CARTWRIGHT | CARTWRIGHT | Cartwright |  | PGE |  | 115 | PGE_CARTWRIGHT_115kV | ALAMEDA | CA | 94501 | ALAMEDA | FALSE | FALSE | Dropped for 25-26 TPP due to low commercial interest and missing from CAISO 2024 Matrix | CARTWRIGHT115
Casaloma |  |  | CASALOMA 230 kV | PGE | PGE Kern | 230 | PGE_Casaloma_230kV | Casa Loma | CA | 0 | Bakersfield | TRUE | TRUE | New to CAISO 2024 Matrix; no match in CEC dataset | Casaloma230
Castro Valley | CASTRO VALLEY | Castro Valley | CASTRO VALLEY 230 kV | PGE | PGE GBA | 230 | PGE_Castro Valley_230kV | CASTRO VALLEY | CA | 94546 | ALAMEDA | FALSE | TRUE | From 24-25 TPP | Castro Valley230
Cayetano | CAYETANO | Cayetano | CAYETANO 230 kV | PGE | PGE GBA | 230 | PGE_Cayetano_230kV | LIVERMORE | CA | 94551 | ALAMEDA | FALSE | TRUE | From 24-25 TPP | Cayetano230
Center | CENTER | Center | Center Substation 230 kV | SCE | SCE Metro | 230 | SCE_Center_230kV | NORWALK | CA | 90650 | LOS ANGELES | FALSE | TRUE | From 24-25 TPP | Center230
CERTAINTEED | CERTAINTEED | Certainteed |  | PGE |  | 115 | PGE_CERTAINTEED_115kV | CHOWCHILLA | CA | 93610 | MADERA | FALSE | FALSE | Dropped for 25-26 TPP due to low commercial interest and missing from CAISO 2024 Matrix | CERTAINTEED115
Charca | CHARCA | Charca | CHARCA 115 kV | PGE | PGE Kern | 115 | PGE_Charca_115kV | WASCO | CA | 93280 | KERN | FALSE | TRUE | From 24-25 TPP | Charca115
Charleston | CHARLESTON PARK | Charleston | Charleston Substation 138 kV | SCE | SCE EOP | 138 | SCE_Charleston_138kV | PAHRUMP | NV | 89060 | NYE | FALSE | TRUE | From 24-25 TPP | Charleston138
Chevmain | CHEVMAIN | Chevmain | Chevmain Substation 230 kV | SCE | SCE Metro | 230 | SCE_Chevmain_230kV | EL SEGUNDO | CA | 90245 | LOS ANGELES | FALSE | TRUE | From 24-25 TPP | Chevmain230
Chicarita | CHICARITA | Chicarita | Chicarita Substation 138 kV | SDGE | SDGE Imperial | 138 | SDGE_Chicarita_138kV | SAN DIEGO | CA | 92129 | SAN DIEGO | FALSE | TRUE | From 24-25 TPP | Chicarita138
Chino | CHINO | Chino | Chino Substation 230 kV | SCE | SCE Metro | 230 | SCE_Chino_230kV | CHINO | CA | 91710 | SAN BERNARDINO | FALSE | TRUE | From 24-25 TPP | Chino230
Chowchilla | CHOWCHILLA | Chowchilla | CHOWCHILLA 115 kV | PGE | PGE Fresno | 115 | PGE_Chowchilla_115kV | CHOWCHILLA | CA | 93610 | MADERA | FALSE | TRUE | From 24-25 TPP | Chowchilla115
Christie | CHRISTIE | Christie | CHRISTIE 60 kV | PGE | PGE GBA | 60 | PGE_Christie_60kV | MARTINEZ | CA | 94553 | CONTRA COSTA | FALSE | FALSE | Dropped for 25-26 TPP due to low voltage (< 115 kV) | Christie60
Christie | CHRISTIE | Christie | CHRISTIE 115 kV | PGE | PGE GBA | 115 | PGE_Christie_115kV | MARTINEZ | CA | 94553 | CONTRA COSTA | FALSE | TRUE | From 24-25 TPP | Christie115
Cielo Azul | CIELO AZUL | Cielo Azul | Cielo Azul Substation 500 kV | SCE | SCE Arizona | 500 | SCE_Cielo Azul_500kV |  | AZ |  |  | FALSE | TRUE | From 24-25 TPP | Cielo Azul500 | Colorado River - Palo Verde 500kV Colorado River-Delaney 500 kV lineDelaney-Colorado River 500 kV Line | Colorado River - Palo Verde 500kV | Colorado River-Delaney 500 kV line | Delaney-Colorado River 500 kV Line
Clay |  |  | CLAY 60 kV | PGE | PGE GBA | 60 | PGE_Clay_60kV | Ione | CA | 95640 | Amador | FALSE | FALSE | New to CAISO 2024 Matrix; dropped from 25-26 TPP due to low voltage (< 115 kV) | Clay60
Clayton |  |  | CLAYTON 115 kV | PGE | PGE GBA | 115 | PGE_Clayton_115kV | Concord | CA | 94521 | Contra Costa | FALSE | TRUE | New to CAISO 2024 Matrix | Clayton115
Cloverdale | CLOVERDALE | Cloverdale | CLOVERDALE 115 kV | PGE | PGE NGBA | 115 | PGE_Cloverdale_115kV | CLOVERDALE | CA | 95425 | SONOMA | FALSE | TRUE | From 24-25 TPP | Cloverdale115 | Geysers #3-Cloverdale 115 kV Line | Geysers #3-Cloverdale 115 kV Line
Clovis |  |  | CLOVIS 115 kV | PGE | PGE Fresno | 115 | PGE_Clovis_115kV | Clovis | CA | 93611 | Fresno | FALSE | TRUE | New to CAISO 2024 Matrix | Clovis115
Coburn | COBURN | Coburn | COBURN 230 kV | PGE | PGE GBA | 230 | PGE_Coburn_230kV | KING CITY | CA | 93930 | MONTEREY | FALSE | TRUE | From 24-25 TPP | Coburn230 | Coburn-Basic Energy 60 kV Line | Coburn-Basic Energy 60 kV Line
Coburn | COBURN | Coburn | COBURN 60 kV | PGE | PGE GBA | 60 | PGE_Coburn_60kV | KING CITY | CA | 93930 | MONTEREY | FALSE | FALSE | Dropped for 25-26 TPP due to low voltage (< 115 kV) | Coburn60
Colgate | COLGATE | Colgate | COLGATE PH 230 kV | PGE | PGE NGBA | 230 | PGE_Colgate_230kV | DOBBINS | CA | 95935 | YUBA | FALSE | TRUE | From 24-25 TPP | Colgate230
Collierville | COLLIERVILLE | Collierville | STANISLAUS PH 115 kV | PGE | PGE GBA | 230 | PGE_Collierville_230kV | MURPHYS | CA | 95247 | CALAVERAS | FALSE | TRUE | From 24-25 TPP | Collierville230
Collinsville | COLLINSVILLE | Collinsville | COLLINSVILLE 230 kV | PGE | PGE GBA | 230 | PGE_Collinsville_230kV | COLLINSVILLE | CA | 94585 | SOLANO | FALSE | TRUE | From 24-25 TPP | Collinsville230
Collinsville | COLLINSVILLE | Collinsville | COLLINSVILLE 500 kV | PGE | PGE GBA | 500 | PGE_Collinsville_500kV | COLLINSVILLE | CA | 94585 | SOLANO | FALSE | TRUE | From 24-25 TPP | Collinsville500
Colorado River | COLORADO RIVER | Colorado River | Colorado River Substation 230 kV | SCE | SCE Eastern | 230 | SCE_Colorado River_230kV | DESERT CENTER | CA | 92239 | RIVERSIDE | FALSE | TRUE | From 24-25 TPP | Colorado River230 | Colorado River Substation 220kVColorado River 230 kVColorado River Substation 230kV | Colorado River Substation 220kV | Colorado River 230 kV | Colorado River Substation 230kV
Colorado River | COLORADO RIVER | Colorado River | Colorado River Substation 500 kV | SCE | SCE Eastern | 500 | SCE_Colorado River_500kV | DESERT CENTER | CA | 92239 | RIVERSIDE | FALSE | TRUE | From 24-25 TPP | Colorado River500
COLUMBIA STEEL | COLUMBIA STEEL | Columbia Solar |  | PGE |  | 115 | PGE_COLUMBIA STEEL_115kV | PITTSBURG | CA | 94565 | CONTRA COSTA | FALSE | FALSE | Dropped for 25-26 TPP due to low commercial interest and missing from CAISO 2024 Matrix | COLUMBIA STEEL115
Columbus | COLUMBUS | Columbus | MAGUNDEN 115 kV | PGE | PGE Kern | 115 | PGE_Columbus_115kV | BAKERSFIELD | CA | 93306 | KERN | FALSE | TRUE | From 24-25 TPP | Columbus115
Contra Costa | CONTRA COSTA (PGE) | Contra Costa | CONTRA COSTA 115 kV | PGE | PGE GBA | 115 | PGE_Contra Costa_115kV | ANTIOCH | CA | 94509 | CONTRA COSTA | FALSE | TRUE | From 24-25 TPP | Contra Costa115
Contra Costa | CONTRA COSTA (PGE) | Contra Costa | CONTRA COSTA 230 kV | PGE | PGE GBA | 230 | PGE_Contra Costa_230kV | ANTIOCH | CA | 94509 | CONTRA COSTA | FALSE | TRUE | From 24-25 TPP | Contra Costa230 | Contra Costa PP 230 kVContra Costa PP 230 kV | Contra Costa PP 230 kV | Contra Costa PP 230 kV
Contra Costa PP | CONTRA COSTA POWER | Contra Costa PP | CONTRA COSTA PP SW STA 230 kV | PGE | PGE GBA | 230 | PGE_Contra Costa PP_230kV | ANTIOCH | CA | 94509 | CONTRA COSTA | FALSE | TRUE | From 24-25 TPP | Contra Costa PP230